## Graph
Product Raw Data
430 nm, 490 mW (Min) Mounted LED, 500 mA
Item # | M430L4
DISCLAIMER: The data presented here are typical. Slight variations in performance data will occur from lot to lot. Please contact Technical Support with any questions regarding the use or reliability of this data.
This data may be used in publications. However, please cite Thorlabs as the source.
Additional Information:
For each mounted LED, the normalized output spectrum has been scaled to the minimum specified output power and plotted in the graph to the right. Due to variations in the manufacturing process and operating parameters such as temperature and current, the actual spectral output of any given LED will vary. Output plots are only intended to be used as a guideline.

## Spectra Scaled to Min Power
LED Item # | M430L4
Min Output Power (mW) | 490
Scaling Constant | 25.8679
Spectra | Wavelength (nm) | Spectral Flux (mW/nm)
| 196.099 | 0
| 196.3068 | 0
| 196.5146 | 0
| 196.7224 | 0
| 196.9302 | 0
| 197.1381 | 0
| 197.3459 | 0
| 197.5538 | 0
| 197.7617 | 0
| 197.9695 | 0
| 198.1774 | 0
| 198.3853 | 0
| 198.5933 | 0
| 198.8012 | 0
| 199.0091 | 0
| 199.2171 | 0
| 199.425 | 0
| 199.633 | 0
| 199.841 | 0
| 200.049 | 0
| 200.257 | 0
| 200.465 | 0
| 200.673 | 0
| 200.8811 | 0
| 201.0891 | 0
| 201.2972 | 0
| 201.5052 | 0
| 201.7133 | 0
| 201.9214 | 0
| 202.1295 | 0
| 202.3376 | 0
| 202.5458 | 0
| 202.7539 | 0
| 202.962 | 0
| 203.1702 | 0
| 203.3784 | 0
| 203.5866 | 0
| 203.7948 | 0
| 204.003 | 0
| 204.2112 | 0
| 204.4194 | 0
| 204.6276 | 0
| 204.8359 | 0
| 205.0441 | 0
| 205.2524 | 0
| 205.4607 | 0
| 205.669 | 0
| 205.8773 | 0
| 206.0856 | 0
| 206.2939 | 0
| 206.5023 | 0
| 206.7106 | 0
| 206.919 | 0
| 207.1274 | 0
| 207.3357 | 0
| 207.5441 | 0
| 207.7525 | 0
| 207.9609 | 0
| 208.1694 | 0
| 208.3778 | 0
| 208.5863 | 0
| 208.7947 | 0
| 209.0032 | 0
| 209.2117 | 0
| 209.4202 | 0
| 209.6287 | 0
| 209.8372 | 0
| 210.0457 | 0
| 210.2542 | 0
| 210.4628 | 0
| 210.6714 | 0
| 210.8799 | 0
| 211.0885 | 0
| 211.2971 | 0
| 211.5057 | 0
| 211.7143 | 0
| 211.9229 | 0
| 212.1316 | 0
| 212.3402 | 0
| 212.5489 | 0
| 212.7576 | 0
| 212.9662 | 0
| 213.1749 | 0
| 213.3836 | 0
| 213.5923 | 0
| 213.8011 | 0
| 214.0098 | 0
| 214.2186 | 0
| 214.4273 | 0
| 214.6361 | 0
| 214.8449 | 0
| 215.0537 | 0
| 215.2625 | 0
| 215.4713 | 0
| 215.6801 | 0
| 215.8889 | 0
| 216.0978 | 0
| 216.3066 | 0
| 216.5155 | 0
| 216.7244 | 0
| 216.9333 | 0
| 217.1422 | 0
| 217.3511 | 0
| 217.56 | 0
| 217.769 | 0
| 217.9779 | 0
| 218.1869 | 0
| 218.3958 | 0
| 218.6048 | 0
| 218.8138 | 0
| 219.0228 | 0
| 219.2318 | 0
| 219.4408 | 0
| 219.6499 | 0
| 219.8589 | 0
| 220.068 | 0
| 220.277 | 0
| 220.4861 | 0
| 220.6952 | 0
| 220.9043 | 0
| 221.1134 | 0
| 221.3226 | 0
| 221.5317 | 0
| 221.7408 | 0
| 221.95 | 0
| 222.1592 | 0
| 222.3683 | 0
| 222.5775 | 0
| 222.7867 | 0
| 222.9959 | 0
| 223.2052 | 0
| 223.4144 | 0
| 223.6236 | 0
| 223.8329 | 0
| 224.0422 | 0
| 224.2514 | 0
| 224.4607 | 0
| 224.67 | 0
| 224.8793 | 0
| 225.0887 | 0
| 225.298 | 0
| 225.5073 | 0
| 225.7167 | 0
| 225.9261 | 0
| 226.1354 | 0
| 226.3448 | 0
| 226.5542 | 0
| 226.7636 | 0
| 226.9731 | 0
| 227.1825 | 0
| 227.3919 | 0
| 227.6014 | 0
| 227.8108 | 0
| 228.0203 | 0
| 228.2298 | 0
| 228.4393 | 0
| 228.6488 | 0
| 228.8583 | 0
| 229.0679 | 0
| 229.2774 | 0
| 229.487 | 0
| 229.6965 | 0
| 229.9061 | 0
| 230.1157 | 0
| 230.3253 | 0
| 230.5349 | 0
| 230.7445 | 0
| 230.9541 | 0
| 231.1638 | 0
| 231.3734 | 0
| 231.5831 | 0
| 231.7928 | 0
| 232.0025 | 0
| 232.2122 | 0
| 232.4219 | 0
| 232.6316 | 0
| 232.8413 | 0
| 233.051 | 0
| 233.2608 | 0
| 233.4706 | 0
| 233.6803 | 0
| 233.8901 | 0
| 234.0999 | 0
| 234.3097 | 0
| 234.5195 | 0
| 234.7294 | 0
| 234.9392 | 0
| 235.1491 | 0
| 235.3589 | 0
| 235.5688 | 0
| 235.7787 | 0
| 235.9886 | 0
| 236.1985 | 0
| 236.4084 | 0
| 236.6183 | 0
| 236.8282 | 0
| 237.0382 | 0
| 237.2482 | 0
| 237.4581 | 0
| 237.6681 | 0
| 237.8781 | 0
| 238.0881 | 0
| 238.2981 | 0
| 238.5081 | 0
| 238.7182 | 0
| 238.9282 | 0
| 239.1383 | 0
| 239.3484 | 0
| 239.5584 | 0
| 239.7685 | 0
| 239.9786 | 0
| 240.1887 | 0
| 240.3989 | 0
| 240.609 | 0
| 240.8192 | 0
| 241.0293 | 0
| 241.2395 | 0
| 241.4497 | 0
| 241.6598 | 0
| 241.8701 | 0
| 242.0803 | 0
| 242.2905 | 0
| 242.5007 | 0
| 242.711 | 0
| 242.9212 | 0
| 243.1315 | 0
| 243.3418 | 0
| 243.5521 | 0
| 243.7624 | 0
| 243.9727 | 0
| 244.183 | 0
| 244.3933 | 0
| 244.6037 | 0
| 244.814 | 0
| 245.0244 | 0
| 245.2348 | 0
| 245.4451 | 0
| 245.6555 | 0
| 245.866 | 0
| 246.0764 | 0
| 246.2868 | 0
| 246.4972 | 0
| 246.7077 | 0
| 246.9182 | 0
| 247.1286 | 0
| 247.3391 | 0
| 247.5496 | 0
| 247.7601 | 0
| 247.9706 | 0
| 248.1812 | 0
| 248.3917 | 0
| 248.6023 | 0
| 248.8128 | 0
| 249.0234 | 0
| 249.234 | 0
| 249.4446 | 0
| 249.6552 | 0
| 249.8658 | 0
| 250.0764 | 0
| 250.2871 | 0
| 250.4977 | 0
| 250.7084 | 0
| 250.9191 | 0
| 251.1297 | 0
| 251.3404 | 0
| 251.5511 | 0
| 251.7619 | 0
| 251.9726 | 0
| 252.1833 | 0
| 252.3941 | 0
| 252.6048 | 0
| 252.8156 | 0
| 253.0264 | 0
| 253.2372 | 0
| 253.448 | 0
| 253.6588 | 0
| 253.8696 | 0
| 254.0804 | 0
| 254.2913 | 0
| 254.5022 | 0
| 254.713 | 0
| 254.9239 | 0
| 255.1348 | 0
| 255.3457 | 0
| 255.5566 | 0
| 255.7675 | 0
| 255.9785 | 0
| 256.1894 | 0
| 256.4004 | 0
| 256.6113 | 0
| 256.8223 | 0
| 257.0333 | 0
| 257.2443 | 0
| 257.4553 | 0
| 257.6663 | 0
| 257.8774 | 0
| 258.0884 | 0
| 258.2994 | 0
| 258.5105 | 0
| 258.7216 | 0
| 258.9327 | 0
| 259.1438 | 0
| 259.3549 | 0
| 259.566 | 0
| 259.7771 | 0
| 259.9883 | 0
| 260.1994 | 0
| 260.4106 | 0
| 260.6218 | 0
| 260.8329 | 0
| 261.0441 | 0
| 261.2553 | 0
| 261.4666 | 0
| 261.6778 | 0
| 261.889 | 0
| 262.1003 | 0
| 262.3115 | 0
| 262.5228 | 0
| 262.7341 | 0
| 262.9454 | 0
| 263.1567 | 0
| 263.368 | 0
| 263.5793 | 0
| 263.7907 | 0
| 264.002 | 0
| 264.2134 | 0
| 264.4247 | 0
| 264.6361 | 0
| 264.8475 | 0
| 265.0589 | 0
| 265.2703 | 0
| 265.4818 | 0
| 265.6932 | 0
| 265.9046 | 0
| 266.1161 | 0
| 266.3276 | 0
| 266.539 | 0
| 266.7505 | 0
| 266.962 | 0
| 267.1735 | 0
| 267.3851 | 0
| 267.5966 | 0
| 267.8081 | 0
| 268.0197 | 0
| 268.2313 | 0
| 268.4428 | 0
| 268.6544 | 0
| 268.866 | 0
| 269.0776 | 0
| 269.2892 | 0
| 269.5009 | 0
| 269.7125 | 0
| 269.9242 | 0
| 270.1358 | 0
| 270.3475 | 0
| 270.5592 | 0
| 270.7709 | 0
| 270.9826 | 0
| 271.1943 | 0
| 271.406 | 0
| 271.6178 | 0
| 271.8295 | 0
| 272.0413 | 0
| 272.2531 | 0
| 272.4648 | 0
| 272.6766 | 0
| 272.8884 | 0
| 273.1002 | 0
| 273.3121 | 0
| 273.5239 | 0
| 273.7358 | 0
| 273.9476 | 0
| 274.1595 | 0
| 274.3714 | 0
| 274.5833 | 0
| 274.7952 | 0
| 275.0071 | 0
| 275.219 | 0
| 275.4309 | 0
| 275.6429 | 0
| 275.8548 | 0
| 276.0668 | 0
| 276.2788 | 0
| 276.4908 | 0
| 276.7028 | 0
| 276.9148 | 0
| 277.1268 | 0
| 277.3388 | 0
| 277.5509 | 0
| 277.7629 | 0
| 277.975 | 0
| 278.1871 | 0
| 278.3991 | 0
| 278.6112 | 0
| 278.8233 | 0
| 279.0355 | 0
| 279.2476 | 0
| 279.4597 | 0
| 279.6719 | 0
| 279.884 | 0
| 280.0962 | 0
| 280.3084 | 0
| 280.5206 | 0
| 280.7328 | 0
| 280.945 | 0
| 281.1572 | 0
| 281.3695 | 0
| 281.5817 | 0
| 281.794 | 0
| 282.0062 | 0
| 282.2185 | 0
| 282.4308 | 0
| 282.6431 | 0
| 282.8554 | 0
| 283.0678 | 0
| 283.2801 | 0
| 283.4924 | 0
| 283.7048 | 0
| 283.9172 | 0
| 284.1295 | 0
| 284.3419 | 0
| 284.5543 | 0
| 284.7667 | 0
| 284.9792 | 0
| 285.1916 | 0
| 285.404 | 0
| 285.6165 | 0
| 285.8289 | 0
| 286.0414 | 0
| 286.2539 | 0
| 286.4664 | 0
| 286.6789 | 0
| 286.8914 | 0
| 287.104 | 0
| 287.3165 | 0
| 287.529 | 0
| 287.7416 | 0
| 287.9542 | 0
| 288.1668 | 0
| 288.3794 | 0
| 288.592 | 0
| 288.8046 | 0
| 289.0172 | 0
| 289.2298 | 0
| 289.4425 | 0
| 289.6551 | 0
| 289.8678 | 0
| 290.0805 | 0
| 290.2932 | 0
| 290.5059 | 0
| 290.7186 | 0
| 290.9313 | 0
| 291.144 | 0
| 291.3568 | 0
| 291.5695 | 0
| 291.7823 | 0
| 291.9951 | 0
| 292.2079 | 0
| 292.4207 | 0
| 292.6335 | 0
| 292.8463 | 0
| 293.0591 | 0
| 293.272 | 0
| 293.4848 | 0
| 293.6977 | 0
| 293.9106 | 0
| 294.1235 | 0
| 294.3363 | 0
| 294.5493 | 0
| 294.7622 | 0
| 294.9751 | 0
| 295.188 | 0
| 295.401 | 0
| 295.6139 | 0
| 295.8269 | 0
| 296.0399 | 0
| 296.2529 | 0
| 296.4659 | 0
| 296.6789 | 0
| 296.8919 | 0
| 297.105 | 0
| 297.318 | 0
| 297.5311 | 0
| 297.7441 | 0
| 297.9572 | 0
| 298.1703 | 0
| 298.3834 | 0
| 298.5965 | 0
| 298.8096 | 0
| 299.0228 | 0
| 299.2359 | 0
| 299.4491 | 0
| 299.6622 | 0
| 299.8754 | 0
| 300.0886 | 0
| 300.3018 | 0
| 300.515 | 0
| 300.7282 | 0
| 300.9414 | 0
| 301.1547 | 0
| 301.3679 | 0
| 301.5812 | 0
| 301.7945 | 0
| 302.0077 | 0
| 302.221 | 0
| 302.4343 | 0
| 302.6476 | 0
| 302.861 | 0
| 303.0743 | 0
| 303.2877 | 0
| 303.501 | 0
| 303.7144 | 0
| 303.9278 | 0
| 304.1411 | 0
| 304.3545 | 0
| 304.568 | 0
| 304.7814 | 0
| 304.9948 | 0
| 305.2083 | 0
| 305.4217 | 0
| 305.6352 | 0
| 305.8487 | 0
| 306.0621 | 0
| 306.2756 | 0
| 306.4891 | 0
| 306.7027 | 0
| 306.9162 | 0
| 307.1297 | 0
| 307.3433 | 0
| 307.5568 | 0
| 307.7704 | 0
| 307.984 | 0
| 308.1976 | 0
| 308.4112 | 0
| 308.6248 | 0
| 308.8384 | 0
| 309.0521 | 0
| 309.2657 | 0
| 309.4794 | 0
| 309.693 | 0
| 309.9067 | 0
| 310.1204 | 0
| 310.3341 | 0
| 310.5478 | 0
| 310.7615 | 0
| 310.9753 | 0
| 311.189 | 0
| 311.4028 | 0
| 311.6165 | 0
| 311.8303 | 0
| 312.0441 | 0
| 312.2579 | 0
| 312.4717 | 0
| 312.6855 | 0
| 312.8993 | 0
| 313.1132 | 0
| 313.327 | 0
| 313.5409 | 0
| 313.7548 | 0
| 313.9687 | 0
| 314.1825 | 0
| 314.3964 | 0
| 314.6104 | 0
| 314.8243 | 0
| 315.0382 | 0
| 315.2522 | 0
| 315.4661 | 0
| 315.6801 | 0
| 315.8941 | 0
| 316.1081 | 0
| 316.3221 | 0
| 316.5361 | 0
| 316.7501 | 0
| 316.9641 | 0
| 317.1782 | 0
| 317.3922 | 0
| 317.6063 | 0
| 317.8204 | 0
| 318.0344 | 0
| 318.2485 | 0
| 318.4626 | 0
| 318.6768 | 0
| 318.8909 | 0
| 319.105 | 0
| 319.3192 | 0
| 319.5333 | 0
| 319.7475 | 0
| 319.9617 | 0
| 320.1759 | 0
| 320.3901 | 0
| 320.6043 | 0
| 320.8185 | 0
| 321.0328 | 0
| 321.247 | 0
| 321.4613 | 0
| 321.6755 | 0
| 321.8898 | 0
| 322.1041 | 0
| 322.3184 | 0
| 322.5327 | 0
| 322.747 | 0
| 322.9614 | 0
| 323.1757 | 0
| 323.39 | 0
| 323.6044 | 0
| 323.8188 | 0
| 324.0332 | 0
| 324.2476 | 0
| 324.462 | 0
| 324.6764 | 0
| 324.8908 | 0
| 325.1052 | 0
| 325.3197 | 0
| 325.5341 | 0
| 325.7486 | 0
| 325.9631 | 0
| 326.1776 | 0
| 326.3921 | 0
| 326.6066 | 0
| 326.8211 | 0
| 327.0357 | 0
| 327.2502 | 0
| 327.4648 | 0
| 327.6793 | 0
| 327.8939 | 0
| 328.1085 | 0
| 328.3231 | 0
| 328.5377 | 0
| 328.7523 | 0
| 328.9669 | 0
| 329.1816 | 0
| 329.3962 | 0
| 329.6109 | 0
| 329.8256 | 0
| 330.0402 | 0
| 330.2549 | 0
| 330.4696 | 0
| 330.6843 | 0
| 330.8991 | 0
| 331.1138 | 0
| 331.3286 | 0
| 331.5433 | 0
| 331.7581 | 0
| 331.9729 | 0
| 332.1876 | 0
| 332.4024 | 0
| 332.6172 | 0
| 332.8321 | 0
| 333.0469 | 0
| 333.2617 | 0
| 333.4766 | 0
| 333.6915 | 0
| 333.9063 | 0
| 334.1212 | 0
| 334.3361 | 0
| 334.551 | 0
| 334.7659 | 0
| 334.9809 | 0
| 335.1958 | 0
| 335.4107 | 0
| 335.6257 | 0
| 335.8407 | 0
| 336.0556 | 0
| 336.2706 | 0
| 336.4856 | 0
| 336.7006 | 0
| 336.9157 | 0
| 337.1307 | 0
| 337.3457 | 0
| 337.5608 | 0
| 337.7759 | 0
| 337.9909 | 0
| 338.206 | 0
| 338.4211 | 0
| 338.6362 | 0
| 338.8513 | 0
| 339.0665 | 0
| 339.2816 | 0
| 339.4968 | 0
| 339.7119 | 0
| 339.9271 | 0
| 340.1423 | 0
| 340.3575 | 0
| 340.5727 | 0
| 340.7879 | 0
| 341.0031 | 0
| 341.2183 | 0
| 341.4336 | 0
| 341.6488 | 0
| 341.8641 | 0
| 342.0794 | 0
| 342.2947 | 0
| 342.51 | 0
| 342.7253 | 0
| 342.9406 | 0
| 343.1559 | 0
| 343.3713 | 0
| 343.5866 | 0
| 343.802 | 0
| 344.0173 | 0
| 344.2327 | 0
| 344.4481 | 0
| 344.6635 | 0
| 344.8789 | 0
| 345.0944 | 0
| 345.3098 | 0
| 345.5252 | 0
| 345.7407 | 0
| 345.9562 | 0
| 346.1716 | 0
| 346.3871 | 0
| 346.6026 | 0
| 346.8181 | 0
| 347.0336 | 0
| 347.2492 | 0
| 347.4647 | 0
| 347.6803 | 0
| 347.8958 | 0
| 348.1114 | 0
| 348.327 | 0
| 348.5426 | 0
| 348.7582 | 0
| 348.9738 | 0
| 349.1894 | 0
| 349.4051 | 0
| 349.6207 | 0
| 349.8364 | 0
| 350.052 | 0
| 350.2677 | 0
| 350.4834 | 0
| 350.6991 | 0
| 350.9148 | 0
| 351.1305 | 0
| 351.3463 | 0
| 351.562 | 0
| 351.7778 | 0
| 351.9935 | 0
| 352.2093 | 0
| 352.4251 | 0
| 352.6409 | 0
| 352.8567 | 0
| 353.0725 | 0
| 353.2883 | 0
| 353.5041 | 0
| 353.72 | 0
| 353.9359 | 0
| 354.1517 | 0
| 354.3676 | 0
| 354.5835 | 0
| 354.7994 | 0
| 355.0153 | 0
| 355.2312 | 0
| 355.4472 | 0
| 355.6631 | 0
| 355.879 | 0
| 356.095 | 0
| 356.311 | 0
| 356.527 | 0
| 356.743 | 0
| 356.959 | 0
| 357.175 | 0
| 357.391 | 0
| 357.607 | 0
| 357.8231 | 0
| 358.0391 | 0
| 358.2552 | 0
| 358.4713 | 0
| 358.6874 | 0
| 358.9035 | 0
| 359.1196 | 0
| 359.3357 | 0
| 359.5518 | 0
| 359.768 | 0
| 359.9841 | 0
| 360.2003 | 0
| 360.4165 | 0
| 360.6327 | 0
| 360.8489 | 0
| 361.0651 | 0
| 361.2813 | 0
| 361.4975 | 0
| 361.7137 | 0
| 361.93 | 0
| 362.1462 | 0
| 362.3625 | 0
| 362.5788 | 0
| 362.7951 | 0
| 363.0114 | 0
| 363.2277 | 0
| 363.444 | 0
| 363.6603 | 0
| 363.8767 | 0
| 364.093 | 0
| 364.3094 | 0
| 364.5258 | 0
| 364.7422 | 0
| 364.9585 | 0
| 365.175 | 0
| 365.3914 | 0
| 365.6078 | 0
| 365.8242 | 0
| 366.0407 | 0
| 366.2571 | 0
| 366.4736 | 0
| 366.6901 | 0
| 366.9066 | 0
| 367.1231 | 0
| 367.3396 | 0
| 367.5561 | 0
| 367.7726 | 0
| 367.9892 | 0
| 368.2057 | 0
| 368.4223 | 0
| 368.6389 | 0
| 368.8554 | 0
| 369.072 | 0
| 369.2886 | 0
| 369.5053 | 0
| 369.7219 | 0
| 369.9385 | 0
| 370.1552 | 0
| 370.3718 | 0
| 370.5885 | 0
| 370.8052 | 0
| 371.0219 | 0
| 371.2386 | 0
| 371.4553 | 0
| 371.672 | 0
| 371.8887 | 0
| 372.1055 | 0
| 372.3222 | 0
| 372.539 | 0
| 372.7557 | 0
| 372.9725 | 0
| 373.1893 | 0
| 373.4061 | 0
| 373.6229 | 0
| 373.8398 | 0
| 374.0566 | 0
| 374.2734 | 0
| 374.4903 | 0
| 374.7072 | 0
| 374.924 | 0
| 375.1409 | 0
| 375.3578 | 0
| 375.5747 | 0
| 375.7916 | 0
| 376.0086 | 0
| 376.2255 | 0
| 376.4425 | 0
| 376.6594 | 0
| 376.8764 | 0
| 377.0934 | 0
| 377.3104 | 0
| 377.5274 | 0
| 377.7444 | 0
| 377.9614 | 0
| 378.1784 | 0
| 378.3955 | 0
| 378.6125 | 0
| 378.8296 | 0
| 379.0467 | 0
| 379.2638 | 0
| 379.4809 | 0
| 379.698 | 0
| 379.9151 | 0
| 380.1322 | 0
| 380.3493 | 0
| 380.5665 | 0
| 380.7837 | 0
| 381.0008 | 0
| 381.218 | 0
| 381.4352 | 0
| 381.6524 | 0
| 381.8696 | 0
| 382.0868 | 0
| 382.3041 | 0
| 382.5213 | 0
| 382.7386 | 0
| 382.9558 | 0
| 383.1731 | 0
| 383.3904 | 0
| 383.6077 | 0
| 383.825 | 0
| 384.0423 | 0
| 384.2596 | -0.021118
| 384.477 | 0.16233
| 384.6943 | -0.034784
| 384.9117 | 0.18957
| 385.129 | -0.029624
| 385.3464 | 0.1259
| 385.5638 | -0.048067
| 385.7812 | 0.17172
| 385.9986 | -0.042259
| 386.216 | 0.16211
| 386.4335 | -0.034937
| 386.6509 | 0.18406
| 386.8684 | 0.018894
| 387.0858 | 0.11926
| 387.3033 | -0.007835
| 387.5208 | 0.16912
| 387.7383 | -0.044295
| 387.9558 | 0.069421
| 388.1733 | 0.019159
| 388.3908 | 0.10551
| 388.6083 | -0.038148
| 388.8259 | 0.18905
| 389.0434 | 0.020275
| 389.261 | 0.19065
| 389.4786 | -0.0061751
| 389.6962 | 0.12678
| 389.9138 | -0.01961
| 390.1314 | 0.19313
| 390.349 | 0.028863
| 390.5666 | 0.1293
| 390.7843 | -0.016089
| 391.0019 | 0.09043
| 391.2196 | 0.063755
| 391.4372 | 0.12595
| 391.6549 | 0.0050493
| 391.8726 | 0.14477
| 392.0903 | 0.010885
| 392.308 | 0.15879
| 392.5257 | 0.043406
| 392.7435 | 0.15664
| 392.9612 | 0.043928
| 393.179 | 0.15011
| 393.3967 | 0.046752
| 393.6145 | 0.13547
| 393.8323 | 0.034124
| 394.0501 | 0.14671
| 394.2679 | 0.054161
| 394.4857 | 0.15382
| 394.7035 | 0.019261
| 394.9214 | 0.15962
| 395.1392 | 0.037892
| 395.3571 | 0.15878
| 395.5749 | 0.093844
| 395.7928 | 0.18775
| 396.0107 | 0.061069
| 396.2286 | 0.18509
| 396.4465 | 0.088922
| 396.6644 | 0.14853
| 396.8824 | 0.13033
| 397.1003 | 0.18162
| 397.3183 | 0.090134
| 397.5362 | 0.21074
| 397.7542 | 0.13199
| 397.9722 | 0.25184
| 398.1902 | 0.16419
| 398.4082 | 0.20112
| 398.6262 | 0.18921
| 398.8442 | 0.23919
| 399.0622 | 0.19106
| 399.2803 | 0.29262
| 399.4983 | 0.18624
| 399.7164 | 0.30395
| 399.9345 | 0.22005
| 400.1526 | 0.36133
| 400.3707 | 0.28138
| 400.5888 | 0.39035
| 400.8069 | 0.28112
| 401.025 | 0.41286
| 401.2432 | 0.27348
| 401.4613 | 0.45106
| 401.6795 | 0.34325
| 401.8976 | 0.47296
| 402.1158 | 0.40776
| 402.334 | 0.56404
| 402.5522 | 0.40627
| 402.7704 | 0.57656
| 402.9886 | 0.46985
| 403.2069 | 0.63077
| 403.4251 | 0.45939
| 403.6434 | 0.70295
| 403.8616 | 0.56581
| 404.0799 | 0.72584
| 404.2982 | 0.6144
| 404.5165 | 0.81016
| 404.7348 | 0.7459
| 404.9531 | 0.89478
| 405.1714 | 0.77797
| 405.3897 | 0.95337
| 405.6081 | 0.84635
| 405.8264 | 1.002
| 406.0448 | 0.9416
| 406.2632 | 1.1441
| 406.4816 | 1.0654
| 406.7 | 1.2714
| 406.9184 | 1.2086
| 407.1368 | 1.3522
| 407.3552 | 1.2769
| 407.5737 | 1.4225
| 407.7921 | 1.5898
| 408.0106 | 1.6045
| 408.229 | 1.7696
| 408.4475 | 1.7436
| 408.666 | 1.9367
| 408.8845 | 1.9144
| 409.103 | 2.0879
| 409.3215 | 2.0325
| 409.5401 | 2.2728
| 409.7586 | 2.2062
| 409.9772 | 2.3776
| 410.1957 | 2.3701
| 410.4143 | 2.5587
| 410.6329 | 2.5914
| 410.8515 | 2.7965
| 411.0701 | 2.8052
| 411.2887 | 3.0842
| 411.5073 | 2.9947
| 411.726 | 3.3036
| 411.9446 | 3.3498
| 412.1633 | 3.5627
| 412.3819 | 3.6742
| 412.6006 | 3.9366
| 412.8193 | 3.9949
| 413.038 | 4.3082
| 413.2567 | 4.373
| 413.4754 | 4.6709
| 413.6941 | 4.7916
| 413.9129 | 5.1173
| 414.1316 | 5.2599
| 414.3504 | 5.5664
| 414.5692 | 5.6772
| 414.7879 | 5.9999
| 415.0067 | 6.2239
| 415.2255 | 6.6362
| 415.4443 | 6.738
| 415.6632 | 7.1697
| 415.882 | 7.3068
| 416.1008 | 7.7093
| 416.3197 | 8.013
| 416.5385 | 8.4366
| 416.7574 | 8.8394
| 416.9763 | 9.3651
| 417.1952 | 9.6036
| 417.4141 | 10.2466
| 417.633 | 10.5271
| 417.8519 | 11.0221
| 418.0709 | 11.3282
| 418.2898 | 11.7365
| 418.5088 | 12.1575
| 418.7277 | 12.8221
| 418.9467 | 13.2012
| 419.1657 | 13.6915
| 419.3847 | 14.0474
| 419.6037 | 14.7253
| 419.8227 | 15.0748
| 420.0417 | 15.4409
| 420.2608 | 15.682
| 420.4798 | 16.4087
| 420.6989 | 16.5189
| 420.9179 | 16.9218
| 421.137 | 17.3301
| 421.3561 | 17.9784
| 421.5752 | 18.3139
| 421.7943 | 18.9793
| 422.0134 | 19.2599
| 422.2326 | 19.7027
| 422.4517 | 20.2109
| 422.6709 | 20.7538
| 422.89 | 20.9339
| 423.1092 | 21.6235
| 423.3284 | 22.0988
| 423.5476 | 22.4608
| 423.7668 | 22.7558
| 423.986 | 23.19
| 424.2052 | 23.1458
| 424.4244 | 23.5662
| 424.6437 | 23.9757
| 424.8629 | 24.3901
| 425.0822 | 24.2944
| 425.3015 | 24.6797
| 425.5208 | 25.0321
| 425.7401 | 25.4386
| 425.9594 | 25.387
| 426.1787 | 25.6147
| 426.398 | 25.4751
| 426.6173 | 25.5445
| 426.8367 | 25.4885
| 427.056 | 25.4399
| 427.2754 | 25.5257
| 427.4948 | 25.8679
| 427.7142 | 25.5188
| 427.9336 | 25.2489
| 428.153 | 25.0034
| 428.3724 | 24.8022
| 428.5918 | 24.1814
| 428.8113 | 23.5133
| 429.0307 | 22.2392
| 429.2502 | 21.2688
| 429.4696 | 20.2148
| 429.6891 | 19.5291
| 429.9086 | 18.7882
| 430.1281 | 18.6565
| 430.3476 | 18.3681
| 430.5671 | 18.0814
| 430.7867 | 17.4497
| 431.0062 | 17.2082
| 431.2258 | 16.7581
| 431.4453 | 16.5755
| 431.6649 | 16.1961
| 431.8845 | 16.2263
| 432.1041 | 15.5813
| 432.3237 | 15.2615
| 432.5433 | 14.9136
| 432.7629 | 14.6937
| 432.9826 | 14.2393
| 433.2022 | 14.1816
| 433.4219 | 13.8607
| 433.6415 | 13.5786
| 433.8612 | 13.1726
| 434.0809 | 12.9831
| 434.3006 | 12.5159
| 434.5203 | 12.2831
| 434.74 | 11.7925
| 434.9597 | 11.4878
| 435.1795 | 10.8123
| 435.3992 | 10.6021
| 435.619 | 10.2521
| 435.8387 | 10.2026
| 436.0585 | 9.9958
| 436.2783 | 9.896
| 436.4981 | 9.5901
| 436.7179 | 9.441
| 436.9377 | 9.2071
| 437.1575 | 9.0808
| 437.3774 | 8.8361
| 437.5972 | 8.6831
| 437.8171 | 8.3571
| 438.037 | 8.3655
| 438.2568 | 8.1408
| 438.4767 | 8.1137
| 438.6966 | 7.9683
| 438.9165 | 7.9921
| 439.1365 | 7.7873
| 439.3564 | 7.7536
| 439.5763 | 7.483
| 439.7963 | 7.4208
| 440.0163 | 7.16
| 440.2362 | 7.0365
| 440.4562 | 6.8435
| 440.6762 | 6.7618
| 440.8962 | 6.6171
| 441.1162 | 6.5629
| 441.3362 | 6.3127
| 441.5563 | 6.21
| 441.7763 | 6.0042
| 441.9964 | 5.912
| 442.2164 | 5.6062
| 442.4365 | 5.4928
| 442.6566 | 5.2525
| 442.8767 | 5.2064
| 443.0968 | 5.0244
| 443.3169 | 4.9536
| 443.537 | 4.7143
| 443.7572 | 4.6737
| 443.9773 | 4.4706
| 444.1975 | 4.3461
| 444.4176 | 4.2057
| 444.6378 | 4.1163
| 444.858 | 3.9497
| 445.0782 | 3.9277
| 445.2984 | 3.7057
| 445.5186 | 3.6796
| 445.7388 | 3.4992
| 445.9591 | 3.4772
| 446.1793 | 3.3178
| 446.3996 | 3.2748
| 446.6199 | 3.1292
| 446.8401 | 3.0969
| 447.0604 | 2.9245
| 447.2807 | 2.9028
| 447.501 | 2.7825
| 447.7214 | 2.7264
| 447.9417 | 2.5593
| 448.162 | 2.5647
| 448.3824 | 2.4502
| 448.6027 | 2.4463
| 448.8231 | 2.3169
| 449.0435 | 2.3009
| 449.2639 | 2.1608
| 449.4843 | 2.2196
| 449.7047 | 2.0559
| 449.9251 | 2.0518
| 450.1455 | 1.9225
| 450.366 | 1.9576
| 450.5864 | 1.8661
| 450.8069 | 1.8595
| 451.0274 | 1.787
| 451.2479 | 1.8311
| 451.4683 | 1.6993
| 451.6889 | 1.7125
| 451.9094 | 1.609
| 452.1299 | 1.6461
| 452.3504 | 1.5393
| 452.571 | 1.5497
| 452.7915 | 1.4757
| 453.0121 | 1.526
| 453.2327 | 1.438
| 453.4532 | 1.4557
| 453.6738 | 1.3775
| 453.8944 | 1.3922
| 454.1151 | 1.2993
| 454.3357 | 1.3301
| 454.5563 | 1.2333
| 454.777 | 1.268
| 454.9976 | 1.1535
| 455.2183 | 1.1919
| 455.439 | 1.1149
| 455.6597 | 1.1659
| 455.8803 | 1.058
| 456.1011 | 1.0978
| 456.3218 | 1.0002
| 456.5425 | 1.068
| 456.7632 | 0.94962
| 456.984 | 0.99806
| 457.2047 | 0.91004
| 457.4255 | 0.95901
| 457.6463 | 0.8433
| 457.8671 | 0.90203
| 458.0879 | 0.82133
| 458.3087 | 0.85817
| 458.5295 | 0.77498
| 458.7503 | 0.82533
| 458.9712 | 0.73932
| 459.192 | 0.81154
| 459.4129 | 0.69938
| 459.6337 | 0.75033
| 459.8546 | 0.65593
| 460.0755 | 0.71049
| 460.2964 | 0.58253
| 460.5173 | 0.67027
| 460.7382 | 0.57988
| 460.9592 | 0.63398
| 461.1801 | 0.53072
| 461.4011 | 0.59271
| 461.622 | 0.52554
| 461.843 | 0.5951
| 462.064 | 0.49776
| 462.285 | 0.5857
| 462.506 | 0.45498
| 462.727 | 0.50242
| 462.948 | 0.42971
| 463.169 | 0.49492
| 463.3901 | 0.42126
| 463.6111 | 0.509
| 463.8322 | 0.46668
| 464.0533 | 0.3768
| 464.2744 | 0.45088
| 464.4954 | 0.36039
| 464.7166 | 0.47001
| 464.9377 | 0.36105
| 465.1588 | 0.40358
| 465.3799 | 0.35368
| 465.6011 | 0.40763
| 465.8222 | 0.33885
| 466.0434 | 0.35099
| 466.2646 | 0.30883
| 466.4857 | 0.37332
| 466.7069 | 0.30707
| 466.9281 | 0.35537
| 467.1494 | 0.25338
| 467.3706 | 0.31324
| 467.5918 | 0.26754
| 467.8131 | 0.32996
| 468.0343 | 0.26522
| 468.2556 | 0.32909
| 468.4769 | 0.2507
| 468.6981 | 0.30268
| 468.9194 | 0.26026
| 469.1407 | 0.28569
| 469.3621 | 0.21157
| 469.5834 | 0.25417
| 469.8047 | 0.21157
| 470.0261 | 0.27598
| 470.2474 | 0.19824
| 470.4688 | 0.27881
| 470.6902 | 0.20997
| 470.9116 | 0.27439
| 471.133 | 0.17981
| 471.3544 | 0.25675
| 471.5758 | 0.19801
| 471.7972 | 0.23158
| 472.0186 | 0.19983
| 472.2401 | 0.22827
| 472.4615 | 0.19266
| 472.683 | 0.23022
| 472.9045 | 0.15971
| 473.126 | 0.21149
| 473.3475 | 0.16299
| 473.569 | 0.20131
| 473.7905 | 0.17685
| 474.012 | 0.18827
| 474.2336 | 0.14949
| 474.4551 | 0.20612
| 474.6767 | 0.14131
| 474.8983 | 0.19064
| 475.1198 | 0.15025
| 475.3414 | 0.19679
| 475.563 | 0.13825
| 475.7846 | 0.18024
| 476.0063 | 0.1195
| 476.2279 | 0.18187
| 476.4495 | 0.11918
| 476.6712 | 0.18673
| 476.8928 | 0.11235
| 477.1145 | 0.16478
| 477.3362 | 0.12139
| 477.5579 | 0.16841
| 477.7796 | 0.11977
| 478.0013 | 0.16605
| 478.223 | 0.087624
| 478.4447 | 0.1586
| 478.6665 | 0.11468
| 478.8882 | 0.16123
| 479.11 | 0.089191
| 479.3318 | 0.15763
| 479.5535 | 0.089911
| 479.7753 | 0.14197
| 479.9971 | 0.097037
| 480.2189 | 0.14995
| 480.4408 | 0.098117
| 480.6626 | 0.14283
| 480.8844 | 0.094354
| 481.1063 | 0.14414
| 481.3282 | 0.094989
| 481.55 | 0.13341
| 481.7719 | 0.08996
| 481.9938 | 0.12909
| 482.2157 | 0.077534
| 482.4376 | 0.12757
| 482.6595 | 0.094138
| 482.8815 | 0.12371
| 483.1034 | 0.06926
| 483.3254 | 0.12038
| 483.5473 | 0.070431
| 483.7693 | 0.12565
| 483.9913 | 0.068232
| 484.2133 | 0.12192
| 484.4353 | 0.0645
| 484.6573 | 0.108
| 484.8793 | 0.080888
| 485.1013 | 0.11096
| 485.3234 | 0.084039
| 485.5454 | 0.11505
| 485.7675 | 0.05716
| 485.9896 | 0.098453
| 486.2117 | 0.068172
| 486.4338 | 0.099838
| 486.6559 | 0.062894
| 486.878 | 0.10937
| 487.1001 | 0.053058
| 487.3222 | 0.08813
| 487.5444 | 0.051693
| 487.7665 | 0.092116
| 487.9887 | 0.046861
| 488.2109 | 0.094293
| 488.4331 | 0.054442
| 488.6553 | 0.11945
| 488.8775 | 0.049641
| 489.0997 | 0.095455
| 489.3219 | 0.052085
| 489.5441 | 0.095591
| 489.7664 | 0.043018
| 489.9886 | 0.08765
| 490.2109 | 0.051777
| 490.4332 | 0.073027
| 490.6555 | 0.042596
| 490.8777 | 0.10753
| 491.1001 | 0.046583
| 491.3224 | 0.10628
| 491.5447 | 0.035469
| 491.767 | 0.097995
| 491.9894 | 0.037282
| 492.2117 | 0.077138
| 492.4341 | 0.047002
| 492.6565 | 0.080438
| 492.8789 | 0.050064
| 493.1013 | 0.08915
| 493.3237 | 0.029003
| 493.5461 | 0.10755
| 493.7685 | 0.046999
| 493.9909 | 0.091214
| 494.2134 | 0.033047
| 494.4358 | 0.079066
| 494.6583 | 0.051643
| 494.8808 | 0.09274
| 495.1033 | 0.053662
| 495.3258 | 0.092113
| 495.5483 | 0.027035
| 495.7708 | 0.099016
| 495.9933 | 0.061296
| 496.2158 | 0.10018
| 496.4384 | 0.035293
| 496.6609 | 0.10445
| 496.8835 | 0.025365
| 497.1061 | 0.07358
| 497.3287 | 0.049769
| 497.5513 | 0.087908
| 497.7739 | 0.031657
| 497.9965 | 0.077848
| 498.2191 | 0.023825
| 498.4418 | 0.096365
| 498.6644 | 0.025796
| 498.8871 | 0.078899
| 499.1097 | 0.052568
| 499.3324 | 0.078381
| 499.5551 | 0.034886
| 499.7778 | 0.076866
| 500.0005 | 0.029645
| 500.2232 | 0.084979
| 500.4459 | 0.041055
| 500.6687 | 0.098441
| 500.8914 | 0.029436
| 501.1142 | 0.07833
| 501.3369 | 0.018265
| 501.5597 | 0.095024
| 501.7825 | 0.032799
| 502.0053 | 0.097615
| 502.2281 | 0.037838
| 502.4509 | 0.07539
| 502.6738 | 0.031001
| 502.8966 | 0.090265
| 503.1194 | 0.033341
| 503.3423 | 0.075874
| 503.5652 | 0.041768
| 503.788 | 0.09483
| 504.0109 | 0.027006
| 504.2338 | 0.086392
| 504.4567 | 0.04903
| 504.6796 | 0.078898
| 504.9026 | 0.012739
| 505.1255 | 0.067043
| 505.3485 | 0.022212
| 505.5714 | 0.074542
| 505.7944 | 0.042038
| 506.0174 | 0.060691
| 506.2403 | 0.04065
| 506.4633 | 0.071577
| 506.6863 | 0.017753
| 506.9094 | 0.086198
| 507.1324 | 0.032038
| 507.3554 | 0.069523
| 507.5785 | 0.023705
| 507.8015 | 0.073604
| 508.0246 | 0.023637
| 508.2477 | 0.07696
| 508.4708 | 0.018088
| 508.6939 | 0.062837
| 508.917 | 0.037087
| 509.1401 | 0.060665
| 509.3632 | 0.042231
| 509.5863 | 0.065084
| 509.8095 | 0.034666
| 510.0326 | 0.059808
| 510.2558 | 0.028766
| 510.479 | 0.066109
| 510.7022 | 0.03785
| 510.9254 | 0.063115
| 511.1486 | 0.017311
| 511.3718 | 0.081668
| 511.595 | 0.035541
| 511.8183 | 0.054265
| 512.0415 | 0.032784
| 512.2648 | 0.060527
| 512.488 | 0.024149
| 512.7113 | 0.066979
| 512.9346 | 0.036215
| 513.1579 | 0.064356
| 513.3812 | 0.020877
| 513.6045 | 0.070849
| 513.8278 | 0.03177
| 514.0512 | 0.058009
| 514.2745 | 0.026533
| 514.4979 | 0.077982
| 514.7212 | 0.027848
| 514.9446 | 0.065349
| 515.168 | 0.019213
| 515.3914 | 0.067063
| 515.6148 | 0.036251
| 515.8382 | 0.066363
| 516.0617 | 0.030434
| 516.2851 | 0.059302
| 516.5085 | 0.018365
| 516.732 | 0.071786
| 516.9555 | 0.017277
| 517.1789 | 0.068363
| 517.4024 | 0.030068
| 517.6259 | 0.064376
| 517.8494 | 0.023111
| 518.0729 | 0.063606
| 518.2965 | 0.035668
| 518.52 | 0.071423
| 518.7435 | 0.028804
| 518.9671 | 0.046901
| 519.1907 | 0.034488
| 519.4142 | 0.0678
| 519.6378 | 0.032288
| 519.8614 | 0.050922
| 520.085 | 0.023744
| 520.3086 | 0.055952
| 520.5323 | 0.03489
| 520.7559 | 0.024801
| 520.9795 | 0.067595
| 521.2032 | 0.0091549
| 521.4269 | 0.058677
| 521.6505 | 0.032833
| 521.8742 | 0.055742
| 522.0979 | 0.024445
| 522.3216 | 0.0677
| 522.5453 | 0.027975
| 522.7691 | 0.075881
| 522.9928 | 0.022059
| 523.2165 | 0.075209
| 523.4403 | 0.027535
| 523.6641 | 0.066365
| 523.8878 | 0.015845
| 524.1116 | 0.064192
| 524.3354 | 0.016901
| 524.5592 | 0.056384
| 524.783 | 0.03449
| 525.0069 | 0.0634
| 525.2307 | 0.030733
| 525.4545 | 0.073898
| 525.6784 | 0.024523
| 525.9023 | 0.057007
| 526.1261 | 0.014123
| 526.35 | 0.058623
| 526.5739 | 0.0288
| 526.7978 | 0.067335
| 527.0217 | 0.02513
| 527.2456 | 0.081206
| 527.4696 | 0.019023
| 527.6935 | 0.077625
| 527.9175 | 0.020501
| 528.1414 | 0.056939
| 528.3654 | 0.033169
| 528.5894 | 0.072756
| 528.8134 | 0.028102
| 529.0374 | 0.073596
| 529.2614 | 0.019828
| 529.4854 | 0.055371
| 529.7095 | 0.024157
| 529.9335 | 0.076909
| 530.1576 | 0.029284
| 530.3816 | 0.066396
| 530.6057 | 0.030753
| 530.8298 | 0.066664
| 531.0539 | 0.0047554
| 531.278 | 0.062992
| 531.5021 | 0.032638
| 531.7262 | 0.07571
| 531.9503 | 0.027612
| 532.1745 | 0.049466
| 532.3986 | 0.039544
| 532.6228 | 0.059272
| 532.847 | 0.012378
| 533.0711 | 0.0703
| 533.2953 | 0.03423
| 533.5195 | 0.057366
| 533.7437 | 0.026849
| 533.968 | 0.055671
| 534.1922 | 0.024163
| 534.4164 | 0.055629
| 534.6407 | 0.012951
| 534.8649 | 0.052479
| 535.0892 | 0.011678
| 535.3135 | 0.055621
| 535.5378 | 0.025107
| 535.7621 | 0.076945
| 535.9864 | 0.014069
| 536.2107 | 0.070616
| 536.435 | 0.029047
| 536.6594 | 0.055551
| 536.8837 | 0.026813
| 537.1081 | 0.066122
| 537.3325 | 0.042026
| 537.5568 | 0.046875
| 537.7812 | 0.02568
| 538.0056 | 0.054222
| 538.23 | 0.018787
| 538.4545 | 0.056083
| 538.6789 | 0.024933
| 538.9033 | 0.070811
| 539.1278 | 0.013981
| 539.3522 | 0.047041
| 539.5767 | 0.010359
| 539.8012 | 0.068981
| 540.0257 | 0.0085802
| 540.2502 | 0.058896
| 540.4747 | 0.036599
| 540.6992 | 0.065602
| 540.9237 | 0.01686
| 541.1482 | 0.060861
| 541.3728 | 0.013902
| 541.5974 | 0.062992
| 541.8219 | 0.021607
| 542.0465 | 0.049042
| 542.2711 | 0.032266
| 542.4957 | 0.057847
| 542.7203 | 0.018553
| 542.9449 | 0.066492
| 543.1695 | 0.020964
| 543.3942 | 0.061434
| 543.6188 | 0.012122
| 543.8435 | 0.055624
| 544.0681 | 0.0104
| 544.2928 | 0.074915
| 544.5175 | 0.018336
| 544.7422 | 0.062685
| 544.9669 | 0.019918
| 545.1916 | 0.052928
| 545.4163 | 0.013571
| 545.6411 | 0.051398
| 545.8658 | 0.01128
| 546.0906 | 0.053248
| 546.3153 | 0.031063
| 546.5401 | 0.062616
| 546.7649 | 0.015654
| 546.9897 | 0.055392
| 547.2145 | 0.041433
| 547.4393 | 0.059235
| 547.6641 | 0.020303
| 547.889 | 0.057269
| 548.1138 | 0.014913
| 548.3387 | 0.053258
| 548.5635 | 0.0099511
| 548.7884 | 0.056043
| 549.0133 | 0.017351
| 549.2382 | 0.056755
| 549.4631 | -0.00015771
| 549.688 | 0.045204
| 549.9129 | 0.014868
| 550.1378 | 0.048839
| 550.3628 | 0.030992
| 550.5877 | 0.060833
| 550.8127 | 0.013781
| 551.0377 | 0.052502
| 551.2626 | 0.018732
| 551.4876 | 0.054899
| 551.7126 | 0.024563
| 551.9376 | 0.05505
| 552.1627 | 0.015654
| 552.3877 | 0.064774
| 552.6127 | 0.019485
| 552.8378 | 0.055056
| 553.0628 | 0.044804
| 553.2879 | 0.049932
| 553.513 | 0.027768
| 553.7381 | 0.048654
| 553.9632 | 0.023535
| 554.1883 | 0.053285
| 554.4134 | 0.016046
| 554.6385 | 0.054948
| 554.8637 | 0.0091699
| 555.0888 | 0.054883
| 555.314 | 0.023993
| 555.5391 | 0.056699
| 555.7643 | 0.018891
| 555.9895 | 0.043318
| 556.2147 | 0.012045
| 556.4399 | 0.046616
| 556.6651 | 0.015637
| 556.8904 | 0.049521
| 557.1156 | 0.01729
| 557.3408 | 0.051557
| 557.5661 | 0.022982
| 557.7914 | 0.051375
| 558.0166 | 0.021368
| 558.2419 | 0.056557
| 558.4672 | 0.018739
| 558.6925 | 0.055081
| 558.9178 | 0.0089837
| 559.1432 | 0.043862
| 559.3685 | 0.012694
| 559.5938 | 0.047443
| 559.8192 | 0.015655
| 560.0446 | 0.066438
| 560.2699 | 0.018743
| 560.4953 | 0.046272
| 560.7207 | 0.021794
| 560.9461 | 0.052656
| 561.1715 | 0.020012
| 561.3969 | 0.049901
| 561.6224 | 0.014131
| 561.8478 | 0.043599
| 562.0733 | 0.010717
| 562.2987 | 0.04291
| 562.5242 | 0.010236
| 562.7497 | 0.041293
| 562.9752 | 0.024722
| 563.2007 | 0.040682
| 563.4262 | 0.027728
| 563.6517 | 0.042529
| 563.8772 | 0.019907
| 564.1028 | 0.045815
| 564.3283 | 0.013462
| 564.5539 | 0.04814
| 564.7795 | 0.024252
| 565.005 | 0.044808
| 565.2306 | 0.018459
| 565.4562 | 0.045516
| 565.6818 | 0.02878
| 565.9075 | 0.052369
| 566.1331 | 0.0096984
| 566.3587 | 0.036122
| 566.5844 | 0.016262
| 566.81 | 0.044167
| 567.0357 | 0.013343
| 567.2614 | 0.041365
| 567.4871 | 0.011398
| 567.7128 | 0.040393
| 567.9385 | 0.016935
| 568.1642 | 0.035916
| 568.3899 | 0.011094
| 568.6157 | 0.037383
| 568.8414 | 0.0089454
| 569.0672 | 0.037236
| 569.2929 | 0.013123
| 569.5187 | 0.047087
| 569.7445 | 0.0085654
| 569.9703 | 0.038655
| 570.1961 | 0.018246
| 570.4219 | 0.0453
| 570.6477 | 0.0058097
| 570.8736 | 0.042709
| 571.0994 | 0.0080268
| 571.3253 | 0.049199
| 571.5511 | 0.011643
| 571.777 | 0.054772
| 572.0029 | 0.0013359
| 572.2288 | 0.033858
| 572.4547 | 0.012859
| 572.6806 | 0.03472
| 572.9065 | 0.0028751
| 573.1324 | 0.038911
| 573.3584 | 0.013927
| 573.5843 | 0.041118
| 573.8103 | 0.0067804
| 574.0363 | 0.049634
| 574.2622 | 0.017847
| 574.4882 | 0.036979
| 574.7142 | 0.011427
| 574.9402 | 0.038851
| 575.1663 | 0.0037528
| 575.3923 | 0.046068
| 575.6183 | 0.002246
| 575.8444 | 0.04022
| 576.0704 | 0.022601
| 576.2965 | 0.042324
| 576.5226 | 0.0068221
| 576.7487 | 0.040646
| 576.9748 | -0.00081956
| 577.2009 | 0.044508
| 577.427 | 0.012116
| 577.6531 | 0.045583
| 577.8793 | 0.011414
| 578.1054 | 0.029388
| 578.3316 | 0.033664
| 578.5577 | 0.012112
| 578.7839 | 0.036456
| 579.0101 | 0.0090719
| 579.2363 | 0.032844
| 579.4625 | 0.012465
| 579.6887 | 0.034137
| 579.9149 | -0.0054201
| 580.1412 | 0.048502
| 580.3674 | 0.0095423
| 580.5937 | 0.037815
| 580.8199 | -0.00026609
| 581.0462 | 0.037952
| 581.2725 | 0.014718
| 581.4988 | 0.04358
| 581.7251 | 0.0089848
| 581.9514 | 0.030814
| 582.1777 | 0.015436
| 582.404 | 0.036325
| 582.6304 | 0.011611
| 582.8567 | 0.040358
| 583.0831 | 0.012323
| 583.3095 | 0.034941
| 583.5358 | 0.014089
| 583.7622 | 0.046978
| 583.9886 | 0.006798
| 584.215 | 0.039571
| 584.4415 | -0.0057669
| 584.6679 | 0.035756
| 584.8943 | 0.0096321
| 585.1208 | 0.045178
| 585.3472 | 0.0088387
| 585.5737 | 0.032964
| 585.8002 | 0.0025655
| 586.0267 | 0.048249
| 586.2532 | -0.0029576
| 586.4797 | 0.027651
| 586.7062 | 0.0075647
| 586.9327 | 0.03218
| 587.1592 | -0.0050779
| 587.3858 | 0.035817
| 587.6123 | 0.0028181
| 587.8389 | 0.023224
| 588.0655 | 0.006372
| 588.2921 | 0.036788
| 588.5187 | 0.001153
| 588.7453 | 0.046565
| 588.9719 | -0.0025108
| 589.1985 | 0.027923
| 589.4251 | -0.0037809
| 589.6518 | 0.035106
| 589.8784 | 0.0086997
| 590.1051 | 0.032018
| 590.3318 | 0.0039485
| 590.5584 | 0.029355
| 590.7851 | 0.0013606
| 591.0118 | 0.039712
| 591.2385 | -0.00095344
| 591.4653 | 0.030298
| 591.692 | 0.006411
| 591.9187 | 0.033613
| 592.1455 | 0.019154
| 592.3722 | 0.039597
| 592.599 | 0.016301
| 592.8258 | 0.047963
| 593.0526 | 0.0019574
| 593.2794 | 0.035428
| 593.5062 | -0.0081358
| 593.733 | 0.036724
| 593.9598 | 0.00094832
| 594.1867 | 0.026057
| 594.4135 | 0.017078
| 594.6404 | 0.037921
| 594.8672 | 0.0091772
| 595.0941 | 0.041256
| 595.321 | 0.0085295
| 595.5479 | 0.029837
| 595.7748 | 0.0028033
| 596.0017 | 0.036843
| 596.2286 | 0.00066514
| 596.4556 | 0.029732
| 596.6825 | 0.0085123
| 596.9095 | 0.036916
| 597.1364 | -0.0017971
| 597.3634 | 0.035836
| 597.5904 | 0.0082374
| 597.8174 | 0.032114
| 598.0444 | 0.00010708
| 598.2714 | 0.024699
| 598.4984 | 0.014089
| 598.7254 | 0.041613
| 598.9525 | 0.0075229
| 599.1795 | 0.031603
| 599.4066 | -0.0026192
| 599.6336 | 0.034609
| 599.8607 | 0.0023525
| 600.0878 | 0.062995
| 600.3149 | 0.0069273
| 600.542 | 0.022694
| 600.7691 | 0.011813
| 600.9963 | 0.036991
| 601.2234 | 0.015738
| 601.4505 | 0.029788
| 601.6777 | -0.0050877
| 601.9049 | 0.029635
| 602.132 | 0.0038013
| 602.3592 | 0.03919
| 602.5864 | 0.011551
| 602.8136 | 0.028909
| 603.0408 | -0.0017051
| 603.2681 | 0.036793
| 603.4953 | -0.0042203
| 603.7225 | 0.027348
| 603.9498 | -0.0014496
| 604.1771 | 0.030997
| 604.4043 | -0.0028525
| 604.6316 | 0.030148
| 604.8589 | 0.0087202
| 605.0862 | 0.022564
| 605.3135 | 0.0040295
| 605.5408 | 0.037079
| 605.7682 | -0.0064582
| 605.9955 | 0.034516
| 606.2229 | -0.0022674
| 606.4502 | 0.031485
| 606.6776 | 0.010009
| 606.905 | 0.029694
| 607.1323 | -0.0029302
| 607.3597 | 0.026464
| 607.5871 | -0.00036295
| 607.8146 | 0.030454
| 608.042 | -0.0085636
| 608.2694 | 0.018868
| 608.4969 | 0.0043228
| 608.7243 | 0.027679
| 608.9518 | -0.0004884
| 609.1793 | 0.027942
| 609.4068 | -0.0015838
| 609.6342 | 0.016217
| 609.8617 | 0.0046866
| 610.0893 | 0.031996
| 610.3168 | -0.0057239
| 610.5443 | 0.038001
| 610.7719 | 0.0013053
| 610.9994 | 0.033043
| 611.227 | 0.0073133
| 611.4545 | 0.022602
| 611.6821 | -0.0020392
| 611.9097 | 0.025664
| 612.1373 | 0.0026488
| 612.3649 | 0.022978
| 612.5925 | 0.001743
| 612.8202 | 0.022316
| 613.0478 | 0.0080135
| 613.2755 | 0.034083
| 613.5031 | 0.0023091
| 613.7308 | 0.028125
| 613.9585 | 0.0081506
| 614.1861 | 0.028856
| 614.4138 | 0.007575
| 614.6415 | 0.032978
| 614.8693 | -0.0051617
| 615.097 | 0.024548
| 615.3247 | 0.0014112
| 615.5525 | 0.023821
| 615.7802 | 0.0086319
| 616.008 | 0.022307
| 616.2358 | 0.00028927
| 616.4635 | 0.028508
| 616.6913 | -0.0039399
| 616.9191 | 0.018672
| 617.1469 | 0.01026
| 617.3748 | 0.039224
| 617.6026 | -0.0042144
| 617.8304 | 0.023147
| 618.0583 | 0.00025765
| 618.2861 | 0.030241
| 618.514 | 0.00013694
| 618.7419 | 0.02695
| 618.9698 | 0.0025066
| 619.1977 | 0.026484
| 619.4256 | -0.0029933
| 619.6535 | 0.026413
| 619.8814 | 0.0047872
| 620.1094 | 0.020722
| 620.3373 | 0.0084032
| 620.5653 | 0.023315
| 620.7932 | -0.0012584
| 621.0212 | 0.023759
| 621.2492 | 0.011862
| 621.4772 | 0.015346
| 621.7052 | 0.0054139
| 621.9332 | 0.019398
| 622.1612 | -0.0011453
| 622.3893 | 0.020629
| 622.6173 | -0.0012486
| 622.8453 | 0.032582
| 623.0734 | 0.0013611
| 623.3015 | 0.024388
| 623.5296 | 0.0094823
| 623.7576 | 0.028034
| 623.9857 | 0.0031528
| 624.2139 | 0.024293
| 624.442 | -0.0046311
| 624.6701 | 0.017838
| 624.8982 | 0.0015803
| 625.1264 | 0.032889
| 625.3545 | -0.0082937
| 625.5827 | 0.023343
| 625.8109 | 0.0051966
| 626.0391 | 0.027099
| 626.2673 | -0.0058077
| 626.4955 | 0.024699
| 626.7237 | 0.0035817
| 626.9519 | 0.024607
| 627.1801 | 0.0038046
| 627.4084 | 0.024244
| 627.6366 | 0.0031381
| 627.8649 | 0.027861
| 628.0932 | -0.0055683
| 628.3215 | 0.036224
| 628.5497 | -0.0034612
| 628.778 | 0.031179
| 629.0064 | 0.013073
| 629.2347 | 0.032993
| 629.463 | -0.007046
| 629.6913 | 0.022285
| 629.9197 | -0.011024
| 630.1481 | 0.031602
| 630.3764 | 0.0048322
| 630.6048 | 0.012907
| 630.8332 | -0.00469
| 631.0616 | 0.034582
| 631.29 | -0.00075591
| 631.5184 | 0.031959
| 631.7468 | -0.011765
| 631.9753 | 0.033937
| 632.2037 | 0.0022586
| 632.4322 | 0.020206
| 632.6606 | -0.0037846
| 632.8891 | 0.025654
| 633.1176 | 0.0017126
| 633.3461 | 0.029114
| 633.5746 | -0.006395
| 633.8031 | 0.029986
| 634.0316 | -0.010604
| 634.2601 | 0.026344
| 634.4887 | -0.0046963
| 634.7172 | 0.027654
| 634.9458 | 0.0050688
| 635.1743 | 0.030306
| 635.4029 | -0.020668
| 635.6315 | 0.032061
| 635.8601 | 0.011631
| 636.0887 | 0.036902
| 636.3173 | -0.0023751
| 636.546 | -0.004991
| 636.7746 | 0.017939
| 637.0032 | -0.00066174
| 637.2319 | 0.027445
| 637.4606 | -0.0084612
| 637.6892 | 0.018798
| 637.9179 | 0.00037915
| 638.1466 | 0.028024
| 638.3753 | 0.00047717
| 638.604 | 0.024757
| 638.8327 | 0.0027425
| 639.0615 | 0.024113
| 639.2902 | -0.0016023
| 639.519 | 0.034622
| 639.7477 | -0.0026582
| 639.9765 | 0.026862
| 640.2053 | -0.00056605
| 640.4341 | 0.0347
| 640.6628 | -0.00732
| 640.8917 | 0.036742
| 641.1205 | -0.0064603
| 641.3493 | 0.023077
| 641.5781 | -0.0080952
| 641.807 | 0.026314
| 642.0358 | -0.0013546
| 642.2647 | 0.025075
| 642.4936 | -0.0054407
| 642.7225 | 0.027668
| 642.9513 | -0.0020432
| 643.1802 | 0.026937
| 643.4092 | -0.0034571
| 643.6381 | 0.032149
| 643.867 | 0.0039296
| 644.096 | 0.034099
| 644.3249 | -0.0060012
| 644.5539 | 0.022575
| 644.7828 | -0.011709
| 645.0118 | 0.025767
| 645.2408 | -0.0060015
| 645.4698 | 0.021659
| 645.6988 | 0.00041094
| 645.9278 | 0.023753
| 646.1568 | -0.0093716
| 646.3859 | 0.036817
| 646.6149 | -0.003815
| 646.844 | 0.034263
| 647.073 | -0.0034214
| 647.3021 | 0.018718
| 647.5312 | -0.0057398
| 647.7603 | 0.035398
| 647.9894 | -0.0042758
| 648.2185 | 0.026606
| 648.4476 | -0.0096681
| 648.6768 | 0.025778
| 648.9059 | -0.0084009
| 649.135 | 0.034257
| 649.3642 | -0.0099638
| 649.5934 | 0.023238
| 649.8225 | -0.011113
| 650.0517 | 0.02902
| 650.2809 | -0.0064097
| 650.5101 | 0.024242
| 650.7394 | -0.013479
| 650.9686 | 0.027259
| 651.1978 | -0.015999
| 651.4271 | 0.026556
| 651.6563 | 0.0039783
| 651.8856 | 0.022929
| 652.1148 | -0.0039871
| 652.3441 | 0.022105
| 652.5734 | 0.0085155
| 652.8027 | 0.018006
| 653.032 | -0.014189
| 653.2614 | 0.01516
| 653.4907 | -0.015038
| 653.72 | 0.029356
| 653.9494 | -0.0085687
| 654.1787 | 0.024394
| 654.4081 | -0.011649
| 654.6375 | 0.02201
| 654.8669 | -0.016948
| 655.0963 | 0.011854
| 655.3257 | -0.016295
| 655.5551 | 0.025537
| 655.7845 | -0.0092445
| 656.0139 | 0.012072
| 656.2434 | -0.013965
| 656.4728 | 0.026234
| 656.7023 | -0.0036075
| 656.9318 | 0.01727
| 657.1612 | -0.013709
| 657.3907 | 0.022855
| 657.6202 | -0.010766
| 657.8497 | 0.02295
| 658.0793 | -0.010931
| 658.3088 | 0.023446
| 658.5383 | -0.0045905
| 658.7679 | 0.015561
| 658.9974 | -0.015444
| 659.227 | 0.012879
| 659.4566 | 0.0019808
| 659.6862 | 0.013569
| 659.9158 | -0.014955
| 660.1454 | 0.020401
| 660.375 | -0.016858
| 660.6046 | 0.027073
| 660.8342 | -0.01923
| 661.0639 | 0.024328
| 661.2935 | -0.015603
| 661.5232 | 0.013406
| 661.7529 | -0.016308
| 661.9825 | 0.010225
| 662.2122 | -0.00022658
| 662.4419 | 0.01847
| 662.6716 | -0.0082697
| 662.9014 | 0.019008
| 663.1311 | -0.0060522
| 663.3608 | 0.013419
| 663.5906 | 0.0061699
| 663.8203 | 0.021166
| 664.0501 | -0.011319
| 664.2799 | 0.016657
| 664.5097 | -0.025289
| 664.7394 | 0.021156
| 664.9692 | -0.0053488
| 665.1991 | 0.016988
| 665.4289 | -0.0013714
| 665.6587 | 0.028755
| 665.8886 | -0.010702
| 666.1184 | 0.014089
| 666.3483 | -0.010606
| 666.5781 | 0.0087336
| 666.808 | -0.012892
| 667.0379 | -0.00090541
| 667.2678 | -0.006411
| 667.4977 | 0.0061069
| 667.7276 | -0.0078033
| 667.9575 | 0.018073
| 668.1875 | -0.0014067
| 668.4174 | 0.022821
| 668.6474 | -0.0098343
| 668.8773 | 0.028661
| 669.1073 | -0.013238
| 669.3373 | 0.024241
| 669.5673 | -0.013887
| 669.7973 | 0.011042
| 670.0273 | -0.011513
| 670.2573 | 0.023022
| 670.4874 | -0.012666
| 670.7174 | 0.014376
| 670.9474 | -0.0093736
| 671.1775 | 0.024123
| 671.4076 | -0.014642
| 671.6376 | 0.011594
| 671.8677 | -0.012796
| 672.0978 | 0.0046321
| 672.3279 | -0.0014082
| 672.558 | 0.017064
| 672.7882 | -0.007705
| 673.0183 | 0.016645
| 673.2484 | -0.010689
| 673.4786 | 0.0046239
| 673.7088 | -0.0093013
| 673.9389 | 0.021009
| 674.1691 | -0.003471
| 674.3993 | 0.014355
| 674.6295 | -0.0092927
| 674.8597 | 0.012879
| 675.0899 | -0.0036751
| 675.3202 | 0.015413
| 675.5504 | 0.0023569
| 675.7806 | 0.011857
| 676.0109 | -0.0082399
| 676.2412 | 0.0115
| 676.4714 | -0.018342
| 676.7017 | 0.017137
| 676.932 | -0.0055074
| 677.1623 | 0.0124
| 677.3926 | -0.0045858
| 677.6229 | 0.024804
| 677.8533 | -0.010437
| 678.0836 | 0.026783
| 678.314 | -0.011576
| 678.5443 | 0.014405
| 678.7747 | -0.0049134
| 679.0051 | 0.02002
| 679.2355 | -0.011521
| 679.4659 | 0.01482
| 679.6963 | -0.011264
| 679.9267 | 0.01706
| 680.1571 | -0.013372
| 680.3875 | 0.015202
| 680.618 | -0.0076918
| 680.8484 | 0.010039
| 681.0789 | -0.010381
| 681.3094 | 0.011978
| 681.5399 | -0.0053534
| 681.7703 | 0.01244
| 682.0008 | -0.0095916
| 682.2314 | 0.019189
| 682.4619 | -0.00045853
| 682.6924 | 0.021565
| 682.9229 | -0.0079835
| 683.1535 | 0.020326
| 683.384 | -0.0054252
| 683.6146 | 0.016052
| 683.8452 | 0.00038847
| 684.0758 | 0.006233
| 684.3064 | -0.014664
| 684.537 | 0.013632
| 684.7676 | -0.0094243
| 684.9982 | 0.014471
| 685.2288 | -0.0065765
| 685.4595 | 0.014957
| 685.6901 | -0.012371
| 685.9208 | 0.013983
| 686.1514 | -0.011588
| 686.3821 | 0.011706
| 686.6128 | -0.0053889
| 686.8435 | 0.0020026
| 687.0742 | -0.0090163
| 687.3049 | 0.015501
| 687.5357 | -0.0046669
| 687.7664 | 0.011202
| 687.9971 | -0.0066013
| 688.2279 | 0.019367
| 688.4587 | -0.014809
| 688.6894 | 0.0080772
| 688.9202 | -0.0072602
| 689.151 | 0.014576
| 689.3818 | -0.015207
| 689.6126 | 0.0098028
| 689.8434 | -0.011586
| 690.0743 | 0.0095937
| 690.3051 | -0.010856
| 690.5359 | 0.01613
| 690.7668 | -0.01754
| 690.9977 | 0.00083121
| 691.2285 | -0.017638
| 691.4594 | 0.0074893
| 691.6903 | -0.017779
| 691.9212 | 0.012822
| 692.1521 | -0.018683
| 692.383 | 0.014963
| 692.614 | -0.0030091
| 692.8449 | 0.023688
| 693.0759 | -0.0051914
| 693.3068 | 0.013561
| 693.5378 | -0.017631
| 693.7688 | 0.019404
| 693.9998 | -0.017839
| 694.2308 | 0.021807
| 694.4618 | -0.023219
| 694.6928 | 0.02018
| 694.9238 | -0.0084534
| 695.1548 | 0.015667
| 695.3859 | 0.011394
| 695.6169 | -0.0074277
| 695.848 | 0.0094787
| 696.0791 | -0.013569
| 696.3101 | 0.0093212
| 696.5412 | -0.020978
| 696.7723 | 0.01402
| 697.0034 | -0.022556
| 697.2346 | 0.010149
| 697.4657 | -0.019357
| 697.6968 | 0.014327
| 697.928 | -0.0033074
| 698.1591 | 0.014675
| 698.3903 | -0.016107
| 698.6215 | 0.016471
| 698.8527 | -0.01752
| 699.0838 | 0.016853
| 699.315 | -0.014679
| 699.5463 | 0.0076766
| 699.7775 | -0.0085595
| 700.0087 | 0.0082006
| 700.2399 | -0.014874
| 700.4712 | 0.010626
| 700.7025 | -0.015381
| 700.9337 | 0.0088812
| 701.165 | -0.016102
| 701.3963 | 0.017458
| 701.6276 | -0.011449
| 701.8589 | 0.0088516
| 702.0902 | -0.018389
| 702.3215 | 0.011808
| 702.5529 | -0.0082137
| 702.7842 | 0.011633
| 703.0155 | -0.012295
| 703.2469 | 0.014058
| 703.4783 | -0.0092939
| 703.7097 | 0.019117
| 703.941 | -0.025387
| 704.1724 | 0.019354
| 704.4039 | -0.02298
| 704.6353 | 0.012514
| 704.8667 | -0.017104
| 705.0981 | 0.022256
| 705.3296 | -0.019605
| 705.561 | 0.015028
| 705.7925 | -0.006165
| 706.024 | 0.024392
| 706.2554 | -0.019285
| 706.4869 | 0.01251
| 706.7184 | -0.025244
| 706.9499 | 0.026799
| 707.1815 | -0.020307
| 707.413 | 0.0036774
| 707.6445 | -0.022482
| 707.8761 | 0.023623
| 708.1076 | -0.019063
| 708.3392 | 0.030774
| 708.5708 | -0.0047959
| 708.8024 | 0.016649
| 709.0339 | -0.0031693
| 709.2656 | 0.019812
| 709.4972 | -0.011137
| 709.7288 | 0.023426
| 709.9604 | -0.013743
| 710.1921 | 0.010406
| 710.4237 | -0.0050195
| 710.6554 | 0.026505
| 710.887 | -0.0093091
| 711.1187 | 0.015889
| 711.3504 | -0.025123
| 711.5821 | 0.016768
| 711.8138 | -0.0087057
| 712.0455 | 0.0083659
| 712.2772 | -0.017384
| 712.509 | 0.024837
| 712.7407 | -0.0040002
| 712.9725 | 0.021807
| 713.2042 | -0.0086985
| 713.436 | 0.012717
| 713.6678 | -0.025417
| 713.8996 | 0.019607
| 714.1314 | -0.017143
| 714.3632 | 0.017996
| 714.595 | -0.014823
| 714.8268 | 0.016522
| 715.0586 | -0.0068172
| 715.2905 | 0.023267
| 715.5223 | -0.010546
| 715.7542 | 0.0022977
| 715.9861 | -0.013619
| 716.2179 | 0.014794
| 716.4498 | -0.016568
| 716.6817 | 0.014615
| 716.9136 | -0.010356
| 717.1456 | 0.012467
| 717.3775 | -0.022481
| 717.6094 | 0.023691
| 717.8414 | -0.018274
| 718.0733 | 0.016656
| 718.3053 | -0.012656
| 718.5373 | 0.011992
| 718.7692 | -0.026639
| 719.0012 | 0.0093698
| 719.2332 | -0.010673
| 719.4653 | 0.024653
| 719.6973 | -0.016239
| 719.9293 | 0.01262
| 720.1613 | 0.0066467
| 720.3934 | 0.010063
| 720.6254 | -0.0080252
| 720.8575 | 0.019348
| 721.0896 | -0.0091443
| 721.3217 | 0.0074539
| 721.5538 | -0.02776
| 721.7859 | 0.022911
| 722.018 | -0.017871
| 722.2501 | 0.017948
| 722.4822 | -0.013092
| 722.7144 | 0.017629
| 722.9465 | -0.012364
| 723.1787 | 0.0038963
| 723.4109 | -0.015064
| 723.643 | 0.010829
| 723.8752 | -0.019094
| 724.1074 | 0.0049916
| 724.3396 | -0.022183
| 724.5718 | 0.016802
| 724.8041 | -0.01362
| 725.0363 | 0.013883
| 725.2685 | -0.017455
| 725.5008 | 0.006076
| 725.733 | -0.014663
| 725.9653 | 0.014442
| 726.1976 | -0.015863
| 726.4299 | 0.014152
| 726.6622 | -0.027599
| 726.8945 | 0.0187
| 727.1268 | -0.028354
| 727.3591 | 0.016328
| 727.5915 | -0.0075609
| 727.8238 | 0.01252
| 728.0562 | -0.01653
| 728.2885 | 0.01845
| 728.5209 | -0.016222
| 728.7533 | 0.0148
| 728.9857 | -0.0027722
| 729.2181 | 0.014762
| 729.4505 | -0.023834
| 729.6829 | 0.021295
| 729.9153 | -0.014059
| 730.1477 | 0.0061216
| 730.3802 | -0.010016
| 730.6126 | 0.013272
| 730.8451 | -0.0041218
| 731.0776 | 0.023677
| 731.3101 | -0.0033679
| 731.5426 | 0.012198
| 731.7751 | -0.0071678
| 732.0076 | 0.010207
| 732.2401 | -0.0059609
| 732.4726 | 0.012737
| 732.7052 | -0.020448
| 732.9377 | 0.016698
| 733.1703 | -0.01588
| 733.4028 | 0.0096135
| 733.6354 | -0.0051128
| 733.868 | 0.021579
| 734.1006 | -0.015046
| 734.3332 | 0.019332
| 734.5658 | -0.016972
| 734.7984 | 0.012318
| 735.031 | -0.019199
| 735.2637 | 0.01722
| 735.4963 | -0.011397
| 735.729 | 0.017058
| 735.9616 | -0.0083019
| 736.1943 | 0.0097671
| 736.427 | -0.016317
| 736.6597 | 0.0090553
| 736.8924 | -0.027568
| 737.1251 | 0.021023
| 737.3578 | -0.011365
| 737.5906 | 0.008153
| 737.8233 | -0.0046105
| 738.0561 | 0.016269
| 738.2888 | -0.0097505
| 738.5216 | 0.016111
| 738.7544 | -0.011837
| 738.9871 | 0.010412
| 739.2199 | -0.007997
| 739.4527 | 0.01339
| 739.6856 | -0.014341
| 739.9184 | 0.020719
| 740.1512 | -0.0079422
| 740.3841 | 0.018561
| 740.6169 | -0.019063
| 740.8498 | 0.0025944
| 741.0826 | -0.019102
| 741.3155 | 0.016158
| 741.5484 | -0.01962
| 741.7813 | 0.021355
| 742.0142 | -0.015821
| 742.2471 | 0.0071654
| 742.48 | -0.018582
| 742.713 | 0.011791
| 742.9459 | -0.012544
| 743.1789 | 0.015038
| 743.4118 | -0.018419
| 743.6448 | 0.021246
| 743.8778 | -0.0092646
| 744.1108 | 0.011034
| 744.3438 | -0.022738
| 744.5768 | 0.01338
| 744.8098 | -0.016488
| 745.0428 | 0.011215
| 745.2758 | -0.017728
| 745.5089 | 0.0090797
| 745.7419 | -0.0055617
| 745.975 | 0.0072794
| 746.2081 | -0.019706
| 746.4411 | 0.0047838
| 746.6742 | -0.0045927
| 746.9073 | 0.011361
| 747.1404 | -0.011612
| 747.3736 | 0.010506
| 747.6067 | -0.013913
| 747.8398 | 0.0063507
| 748.073 | -0.0068975
| 748.3061 | 0.00056598
| 748.5393 | -0.019864
| 748.7724 | 0.012838
| 749.0056 | -0.019057
| 749.2388 | 0.0041851
| 749.472 | -0.015113
| 749.7052 | 0.016761
| 749.9384 | -0.017554
| 750.1717 | 0.0068552
| 750.4049 | -0.021794
| 750.6381 | 0.018248
| 750.8714 | -0.012554
| 751.1047 | 0.0061837
| 751.3379 | -0.023059
| 751.5712 | 0.010239
| 751.8045 | -0.014477
| 752.0378 | 0.0053853
| 752.2711 | -0.016076
| 752.5044 | 0.0065668
| 752.7378 | -0.0079802
| 752.9711 | 0.014965
| 753.2044 | -0.01091
| 753.4378 | 0.027272
| 753.6712 | -0.011436
| 753.9045 | 0.016638
| 754.1379 | -0.015361
| 754.3713 | 0.0073029
| 754.6047 | -0.0087735
| 754.8381 | -0.013236
| 755.0715 | 0.0078005
| 755.305 | -0.01629
| 755.5384 | 0.012333
| 755.7718 | -0.014567
| 756.0053 | 0.0099629
| 756.2388 | -0.012358
| 756.4722 | 0.016206
| 756.7057 | -0.011077
| 756.9392 | 0.016251
| 757.1727 | -0.011757
| 757.4062 | 0.0066843
| 757.6397 | -0.01255
| 757.8733 | 0.017141
| 758.1068 | -0.018324
| 758.3404 | 0.0080428
| 758.5739 | -0.0031941
| 758.8075 | 0.016055
| 759.0411 | -0.02252
| 759.2746 | 0.0052787
| 759.5082 | -0.015764
| 759.7418 | 0.025575
| 759.9754 | -0.01342
| 760.2091 | 0.016127
| 760.4427 | -0.010725
| 760.6763 | 0.0097488
| 760.91 | -0.024652
| 761.1436 | 0.014082
| 761.3773 | -0.011275
| 761.611 | 0.0089082
| 761.8447 | -0.0095686
| 762.0783 | 0.0080765
| 762.312 | -0.0146
| 762.5458 | 0.0085469
| 762.7795 | -0.013841
| 763.0132 | 0.013686
| 763.2469 | -0.013535
| 763.4807 | 0.0095293
| 763.7144 | -0.018905
| 763.9482 | 0.0098264
| 764.182 | -0.0060493
| 764.4158 | 0.018878
| 764.6496 | -0.018831
| 764.8834 | 0.0062377
| 765.1172 | -0.01858
| 765.351 | 0.015476
| 765.5848 | -0.023826
| 765.8187 | 0.004027
| 766.0525 | -0.01556
| 766.2864 | 0.0074443
| 766.5202 | -0.019759
| 766.7541 | 0.00987
| 766.988 | -0.014549
| 767.2219 | 0.020431
| 767.4558 | -0.013801
| 767.6897 | 0.008264
| 767.9236 | -0.01599
| 768.1575 | 0.010621
| 768.3915 | -0.021435
| 768.6254 | 0.0074358
| 768.8594 | -0.016143
| 769.0934 | 0.014238
| 769.3273 | -0.019051
| 769.5613 | 0.021705
| 769.7953 | -0.021648
| 770.0293 | 0.014349
| 770.2633 | -0.014842
| 770.4973 | 0.013424
| 770.7314 | -0.010854
| 770.9654 | 0.0077763
| 771.1995 | -0.01538
| 771.4335 | 0.0095301
| 771.6676 | -0.0087663
| 771.9016 | 0.012036
| 772.1357 | -0.01851
| 772.3698 | 0.011039
| 772.6039 | -0.020677
| 772.838 | 0.0087906
| 773.0722 | -0.016832
| 773.3063 | 0.014498
| 773.5404 | -0.015034
| 773.7746 | 0.01581
| 774.0087 | -0.018937
| 774.2429 | 0.0087061
| 774.4771 | -0.015322
| 774.7113 | 0.024653
| 774.9454 | -0.01948
| 775.1796 | 0.01863
| 775.4139 | -0.017147
| 775.6481 | 0.014077
| 775.8823 | -0.02376
| 776.1165 | 0.025809
| 776.3508 | -0.020656
| 776.5851 | 0.0060801
| 776.8193 | -0.025017
| 777.0536 | 0.012819
| 777.2879 | -0.027984
| 777.5222 | 0.012766
| 777.7565 | -0.016397
| 777.9908 | 0.014719
| 778.2251 | -0.015919
| 778.4594 | 0.012015
| 778.6938 | -0.015301
| 778.9281 | 0.015657
| 779.1625 | -0.030654
| 779.3968 | 0.017922
| 779.6312 | -0.027834
| 779.8656 | 0.023765
| 780.1 | -0.02139
| 780.3344 | 0.017785
| 780.5688 | -0.032942
| 780.8032 | 0.033769
| 781.0376 | -0.011102
| 781.2721 | 0.014769
| 781.5065 | -0.03094
| 781.741 | 0.020994
| 781.9754 | -0.015946
| 782.2099 | 0.020658
| 782.4444 | -0.016431
| 782.6789 | 0.025971
| 782.9134 | -0.028201
| 783.1479 | 0.023574
| 783.3824 | -0.017312
| 783.617 | 0.010379
| 783.8515 | -0.010661
| 784.086 | 0.015493
| 784.3206 | -0.034621
| 784.5552 | 0.021103
| 784.7897 | -0.015015
| 785.0243 | 0.030493
| 785.2589 | -0.034103
| 785.4935 | 0.0098355
| 785.7281 | -0.014672
| 785.9627 | 0.0048435
| 786.1974 | -0.031209
| 786.432 | 0.023123
| 786.6666 | -0.031126
| 786.9013 | 0.010078
| 787.136 | -0.010709
| 787.3706 | 0.0071119
| 787.6053 | -0.023389
| 787.84 | 0.021931
| 788.0747 | -0.020435
| 788.3094 | 0.0085025
| 788.5441 | -0.021234
| 788.7789 | 0.019761
| 789.0136 | -0.023272
| 789.2483 | 0.0091591
| 789.4831 | -0.012555
| 789.7178 | 0.013492
| 789.9526 | -0.027285
| 790.1874 | 0.018682
| 790.4222 | -0.024446
| 790.657 | 0.013002
| 790.8918 | -0.033506
| 791.1266 | 0.014095
| 791.3614 | -0.016495
| 791.5963 | 0.020421
| 791.8311 | -0.015273
| 792.066 | 0.037002
| 792.3008 | -0.027587
| 792.5357 | 0.0041542
| 792.7706 | -0.014763
| 793.0055 | 0.028534
| 793.2404 | -0.021169
| 793.4753 | 0.021935
| 793.7102 | -0.022782
| 793.9451 | 0.026127
| 794.1801 | -0.025875
| 794.415 | 0.017332
| 794.65 | -0.016002
| 794.8849 | 0.016233
| 795.1199 | -0.024264
| 795.3549 | 0.025412
| 795.5899 | -0.0062139
| 795.8248 | 0.01929
| 796.0599 | -0.019039
| 796.2949 | 0.0084513
| 796.5299 | -0.018615
| 796.7649 | 0.0088918
| 797 | -0.019892
| 797.235 | 0.042103
| 797.4701 | -0.016529
| 797.7052 | 0.014651
| 797.9402 | -0.017303
| 798.1753 | 0.034263
| 798.4104 | -0.022815
| 798.6455 | 0.013875
| 798.8806 | -0.026806
| 799.1158 | 0.012988
| 799.3509 | -0.031872
| 799.586 | 0.024626
| 799.8212 | -0.031388
| 800.0563 | 0.02652
| 800.2915 | -0.021134
| 800.5267 | 0.009604
| 800.7619 | -0.029774
| 800.9971 | 0.019597
| 801.2323 | -0.014834
| 801.4675 | 0.019401
| 801.7027 | -0.044304
| 801.9379 | 0.0011129
| 802.1732 | -0.020964
| 802.4084 | 0.023873
| 802.6437 | -0.024643
| 802.8789 | 0.019029
| 803.1142 | -0.030856
| 803.3495 | 0.018961
| 803.5848 | -0.014228
| 803.8201 | 0.022946
| 804.0554 | -0.012557
| 804.2907 | 0.019954
| 804.5261 | -0.018071
| 804.7614 | 0.018148
| 804.9968 | -0.014739
| 805.2321 | 0.025149
| 805.4675 | -0.025489
| 805.7029 | 0.014932
| 805.9382 | -0.01884
| 806.1736 | 0.030062
| 806.409 | -0.018642
| 806.6444 | 0.02894
| 806.8799 | -0.020141
| 807.1153 | 0.014068
| 807.3507 | -0.030943
| 807.5862 | 0.015237
| 807.8216 | -0.024346
| 808.0571 | 0.02628
| 808.2926 | -0.023324
| 808.528 | 0.01656
| 808.7635 | -0.026039
| 808.999 | 0.031931
| 809.2345 | -0.032693
| 809.4701 | 0.025887
| 809.7056 | -0.037984
| 809.9411 | 0.018451
| 810.1767 | -0.038654
| 810.4122 | 0.0007794
| 810.6478 | -0.021154
| 810.8834 | 0.028713
| 811.1189 | -0.035366
| 811.3545 | 0.025842
| 811.5901 | -0.024843
| 811.8257 | 0.016894
| 812.0614 | -0.035343
| 812.297 | 0.012157
| 812.5326 | -0.036183
| 812.7683 | 0.017831
| 813.0039 | -0.015435
| 813.2396 | 0.011217
| 813.4752 | -0.02113
| 813.7109 | 0.016006
| 813.9466 | -0.019001
| 814.1823 | 0.013761
| 814.418 | -0.033701
| 814.6537 | 0.022101
| 814.8895 | 0.010616
| 815.1252 | -0.018744
| 815.3609 | 0.007243
| 815.5967 | -0.012745
| 815.8324 | 0.025541
| 816.0682 | -0.010122
| 816.304 | 0.030184
| 816.5398 | -0.027125
| 816.7756 | 0.019343
| 817.0114 | -0.021723
| 817.2472 | 0.023644
| 817.483 | -0.032549
| 817.7188 | 0.016676
| 817.9547 | -0.013415
| 818.1905 | 0.030218
| 818.4264 | -0.021177
| 818.6623 | 0.03169
| 818.8981 | -0.0024503
| 819.134 | 0.023494
| 819.3699 | -0.016436
| 819.6058 | 0.022611
| 819.8417 | -0.028941
| 820.0776 | 0.0032958
| 820.3136 | -0.026497
| 820.5495 | 0.02929
| 820.7855 | -0.026425
| 821.0214 | 0.018399
| 821.2574 | -0.011168
| 821.4934 | 0.0067508
| 821.7293 | -0.013469
| 821.9653 | 0.021687
| 822.2013 | -0.022037
| 822.4373 | 0.028925
| 822.6734 | -0.022264
| 822.9094 | 0.02559
| 823.1454 | -0.021279
| 823.3815 | 0.0042386
| 823.6175 | -0.027915
| 823.8536 | 0.02487
| 824.0897 | -0.019927
| 824.3257 | 0.010455
| 824.5618 | -0.022906
| 824.7979 | 0.013516
| 825.034 | -0.025214
| 825.2701 | 0.02204
| 825.5063 | -0.0039004
| 825.7424 | 0.0058686
| 825.9786 | -0.028089
| 826.2147 | 0.011692
| 826.4509 | 0.0019021
| 826.687 | 0.0043178
| 826.9232 | -0.033088
| 827.1594 | 0.031217
| 827.3956 | -0.033567
| 827.6318 | 0.021141
| 827.868 | -0.018398
| 828.1042 | 0.03067
| 828.3405 | -0.01418
| 828.5767 | 0.027486
| 828.813 | -0.020653
| 829.0492 | 0.014193
| 829.2855 | -0.020864
| 829.5218 | 0.019468
| 829.7581 | -0.0061356
| 829.9943 | 0.012941
| 830.2307 | -0.032561
| 830.467 | 0.020326
| 830.7033 | -0.03544
| 830.9396 | 0.016269
| 831.176 | -0.023419
| 831.4123 | 0.023504
| 831.6487 | -0.019692
| 831.885 | 0.01502
| 832.1214 | -0.019945
| 832.3578 | 0.025585
| 832.5942 | -0.019912
| 832.8306 | 0.0232
| 833.067 | -0.0090744
| 833.3034 | 0.021105
| 833.5398 | -0.019005
| 833.7763 | 0.019996
| 834.0127 | -0.019057
| 834.2492 | 0.030568
| 834.4856 | -0.026845
| 834.7221 | 0.031187
| 834.9586 | -0.020503
| 835.1951 | 0.0085421
| 835.4316 | -0.022378
| 835.6681 | -0.004825
| 835.9046 | -0.02792
| 836.1411 | 0.021741
| 836.3777 | -0.019767
| 836.6142 | 0.010841
| 836.8508 | -0.003835
| 837.0873 | 0.016664
| 837.3239 | -0.023186
| 837.5605 | 0.019632
| 837.7971 | -0.022264
| 838.0336 | 0.017833
| 838.2703 | -0.031154
| 838.5069 | 0.016534
| 838.7435 | -0.020316
| 838.9801 | 0.032818
| 839.2168 | -0.012748
| 839.4534 | 0.010944
| 839.6901 | 0.008847
| 839.9267 | 0.010897
| 840.1634 | -0.019996
| 840.4001 | 0.023269
| 840.6368 | -0.020283
| 840.8735 | 0.0088267
| 841.1102 | -0.012085
| 841.3469 | 0.028448
| 841.5837 | -0.024104
| 841.8204 | 0.030388
| 842.0571 | -0.0071338
| 842.2939 | 0.034013
| 842.5307 | -0.025158
| 842.7674 | 0.016188
| 843.0042 | -0.027463
| 843.241 | 0.034187
| 843.4778 | -0.023517
| 843.7146 | 0.00437
| 843.9514 | -0.015105
| 844.1883 | 0.021844
| 844.4251 | -0.01685
| 844.6619 | 0.028241
| 844.8988 | -0.032697
| 845.1357 | 0.026657
| 845.3725 | -0.011895
| 845.6094 | 0.022036
| 845.8463 | -0.0081123
| 846.0832 | 0.0027392
| 846.3201 | -0.012047
| 846.557 | 0.020439
| 846.7939 | -0.03121
| 847.0309 | 0.016107
| 847.2678 | -0.017889
| 847.5048 | 0.010729
| 847.7417 | -0.024433
| 847.9787 | 0.020818
| 848.2157 | -0.0030916
| 848.4526 | 0.0071239
| 848.6896 | -0.0095497
| 848.9266 | 0.016232
| 849.1637 | -0.019011
| 849.4007 | 0.03374
| 849.6377 | -0.021797
| 849.8747 | 0.025329
| 850.1118 | -0.021796
| 850.3489 | 0.020171
| 850.5859 | -0.02401
| 850.823 | 0.014137
| 851.0601 | -0.014746
| 851.2972 | -0.00036239
| 851.5343 | -0.016185
| 851.7714 | 0.010962
| 852.0085 | -0.0095741
| 852.2456 | 0.0097293
| 852.4828 | -0.02016
| 852.7199 | 0.01317
| 852.9571 | -0.027982
| 853.1942 | 0.01411
| 853.4314 | -0.019122
| 853.6686 | 0.0085488
| 853.9058 | -0.025619
| 854.1429 | 0.023173
| 854.3802 | -0.027757
| 854.6174 | 0.019011
| 854.8546 | -0.010681
| 855.0918 | 0.019618
| 855.3291 | -0.02786
| 855.5663 | 0.014313
| 855.8036 | -0.014447
| 856.0408 | 0.020832
| 856.2781 | -0.031536
| 856.5154 | 0.0059675
| 856.7527 | -0.028411
| 856.99 | 0.021896
| 857.2273 | -0.016554
| 857.4646 | 0.02683
| 857.702 | -0.017554
| 857.9393 | 0.005895
| 858.1766 | -0.006271
| 858.414 | 0.0077389
| 858.6514 | -0.019226
| 858.8887 | 0.0081211
| 859.1261 | -0.040927
| 859.3635 | 0.020152
| 859.6009 | -0.017526
| 859.8383 | 0.0053085
| 860.0757 | -0.028076
| 860.3132 | 0.018076
| 860.5506 | -0.033427
| 860.788 | 0.011106
| 861.0255 | -0.017331
| 861.263 | 0.015549
| 861.5004 | -0.013715
| 861.7379 | 0.02406
| 861.9754 | -0.025591
| 862.2129 | 0.022276
| 862.4504 | -0.025435
| 862.6879 | 0.029219
| 862.9254 | -0.032938
| 863.163 | 0.030333
| 863.4005 | -0.040061
| 863.6381 | 0.015419
| 863.8756 | -0.014446
| 864.1132 | 0.013373
| 864.3508 | -0.031995
| 864.5883 | 0.015037
| 864.8259 | -0.025244
| 865.0635 | 0.024184
| 865.3011 | -0.039981
| 865.5388 | 0.028521
| 865.7764 | -0.016562
| 866.014 | 0.015305
| 866.2517 | -0.017998
| 866.4893 | 0.021826
| 866.727 | -0.033146
| 866.9647 | 0.014601
| 867.2023 | -0.020934
| 867.44 | 0.017154
| 867.6777 | -0.00384
| 867.9154 | 0.021866
| 868.1531 | -0.027523
| 868.3909 | 0.019651
| 868.6286 | -0.019803
| 868.8663 | 0.015102
| 869.1041 | -0.0076388
| 869.3419 | 0.038995
| 869.5796 | -0.020077
| 869.8174 | 0.037311
| 870.0552 | -0.011395
| 870.293 | 0.025324
| 870.5308 | -0.036794
| 870.7686 | 0.021039
| 871.0064 | -0.0040888
| 871.2442 | 0.016174
| 871.4821 | -0.01564
| 871.7199 | 0.024372
| 871.9578 | -0.038953
| 872.1957 | 0.019345
| 872.4335 | -0.03442
| 872.6714 | 0.022531
| 872.9093 | -0.02213
| 873.1472 | 0.030548
| 873.3851 | -0.022735
| 873.623 | 0.02029
| 873.8609 | -0.012761
| 874.0989 | 0.044336
| 874.3368 | -0.035454
| 874.5748 | 0.028336
| 874.8127 | -0.037513
| 875.0507 | 0.030842
| 875.2887 | -0.015157
| 875.5267 | -0.026694
| 875.7647 | 0.024594
| 876.0027 | -0.031827
| 876.2407 | 0.029416
| 876.4787 | -0.022666
| 876.7167 | 0.011451
| 876.9548 | -0.025418
| 877.1928 | 0.025606
| 877.4309 | -0.04293
| 877.6689 | 0.029815
| 877.907 | -0.00091142
| 878.1451 | 0.012134
| 878.3832 | -0.036951
| 878.6213 | 0.049795
| 878.8594 | -0.026728
| 879.0975 | 0.026881
| 879.3357 | -0.05211
| 879.5738 | 0.016872
| 879.8119 | -0.03071
| 880.0501 | 0.023705
| 880.2882 | -0.025732
| 880.5264 | 0.02147
| 880.7646 | -0.028097
| 881.0028 | 0.017265
| 881.241 | -0.020853
| 881.4792 | 0.03299
| 881.7174 | -0.037995
| 881.9556 | 0.040745
| 882.1939 | -0.039396
| 882.4321 | 0.028102
| 882.6703 | -0.043139
| 882.9086 | 0.018198
| 883.1469 | -0.034872
| 883.3851 | 0.014516
| 883.6234 | -0.05018
| 883.8617 | 0.021555
| 884.1 | -0.04368
| 884.3383 | 0.028039
| 884.5766 | -0.031521
| 884.815 | 0.0086139
| 885.0533 | -0.033746
| 885.2917 | 0.00021419
| 885.53 | -0.04233
| 885.7684 | 0.025096
| 886.0067 | -0.052639
| 886.2451 | 0.044392
| 886.4835 | -0.018255
| 886.7219 | 0.016519
| 886.9603 | -0.044868
| 887.1987 | 0.017193
| 887.4371 | -0.032206
| 887.6756 | 0.0097529
| 887.914 | -0.031358
| 888.1525 | 0.021408
| 888.3909 | -0.043904
| 888.6294 | 0.010711
| 888.8679 | -0.032319
| 889.1063 | 0.027674
| 889.3448 | -0.064253
| 889.5833 | 0.03795
| 889.8218 | -0.01576
| 890.0604 | 0.014806
| 890.2989 | -0.042271
| 890.5374 | 0.03021
| 890.776 | -0.034944
| 891.0145 | 0.039361
| 891.2531 | -0.040038
| 891.4917 | 0.035132
| 891.7302 | -0.035373
| 891.9688 | 0.018697
| 892.2074 | -0.050908
| 892.446 | 0.031288
| 892.6846 | -0.05182
| 892.9233 | 0.04211
| 893.1619 | -0.054221
| 893.4005 | 0.02866
| 893.6392 | -0.041411
| 893.8778 | 0.023892
| 894.1165 | -0.04053
| 894.3552 | 0.023025
| 894.5939 | -0.039367
| 894.8326 | 0.036916
| 895.0713 | -0.053353
| 895.31 | 0.031307
| 895.5487 | -0.01327
| 895.7874 | 0.044538
| 896.0262 | -0.048728
| 896.2649 | 0.017562
| 896.5036 | -0.025781
| 896.7424 | 0.022814
| 896.9812 | -0.050924
| 897.22 | 0.01763
| 897.4587 | -0.038781
| 897.6975 | 0.041082
| 897.9363 | -0.038399
| 898.1752 | 0.024651
| 898.414 | -0.041454
| 898.6528 | 0.045181
| 898.8917 | -0.035075
| 899.1305 | 0.044309
| 899.3694 | -0.038355
| 899.6082 | 0.050676
| 899.8471 | -0.041179
| 900.086 | 0.03923
| 900.3249 | -0.050263
| 900.5638 | 0.03898
| 900.8027 | -0.012264
| 901.0416 | 0.031893
| 901.2805 | -0.011953
| 901.5195 | 0.061699
| 901.7584 | -0.043662
| 901.9974 | 0.025911
| 902.2363 | -0.038024
| 902.4753 | 0.049154
| 902.7143 | -0.041463
| 902.9532 | 0.02153
| 903.1922 | -0.032484
| 903.4312 | 0.036147
| 903.6703 | -0.047151
| 903.9093 | 0.041813
| 904.1483 | -0.046482
| 904.3873 | 0.015918
| 904.6264 | -0.055999
| 904.8655 | 0.038894
| 905.1045 | -0.055699
| 905.3436 | 0.03418
| 905.5827 | -0.022014
| 905.8218 | 0.01461
| 906.0609 | -0.058884
| 906.3 | 0.027589
| 906.5391 | -0.048697
| 906.7782 | 0.032328
| 907.0173 | -0.022719
| 907.2565 | 0.023922
| 907.4956 | -0.057024
| 907.7348 | 0.030938
| 907.974 | -0.061508
| 908.2131 | 0.049036
| 908.4523 | -0.056414
| 908.6915 | 0.038503
| 908.9307 | -0.031168
| 909.1699 | 0.040541
| 909.4092 | -0.05067
| 909.6484 | 0.026911
| 909.8876 | -0.039037
| 910.1269 | 0.037868
| 910.3661 | -0.038902
| 910.6054 | 0.027439
| 910.8447 | -0.013717
| 911.0839 | 0.046194
| 911.3232 | -0.041689
| 911.5625 | 0.040552
| 911.8018 | -0.051758
| 912.0411 | 0.0031518
| 912.2805 | -0.033021
| 912.5198 | 0.018137
| 912.7591 | -0.023452
| 912.9985 | 0.015908
| 913.2378 | -0.051478
| 913.4772 | 0.045329
| 913.7166 | -0.035487
| 913.956 | 0.03119
| 914.1954 | -0.072927
| 914.4348 | 0.0257
| 914.6742 | -0.027522
| 914.9136 | 0.039317
| 915.153 | -0.038807
| 915.3924 | 0.046816
| 915.6319 | -0.032348
| 915.8713 | -0.0041463
| 916.1108 | -0.055889
| 916.3503 | 0.037026
| 916.5898 | -0.038223
| 916.8292 | 0.022578
| 917.0687 | -0.044623
| 917.3082 | 0.050941
| 917.5478 | -0.03973
| 917.7873 | 0.0098304
| 918.0268 | -0.060273
| 918.2663 | 0.044068
| 918.5059 | -0.049478
| 918.7454 | 0.034603
| 918.985 | -0.032785
| 919.2246 | 0.050184
| 919.4642 | -0.051422
| 919.7038 | 0.049276
| 919.9434 | -0.05141
| 920.183 | 0.065823
| 920.4226 | -0.03946
| 920.6622 | 0.026781
| 920.9018 | -0.035233
| 921.1415 | 0.01213
| 921.3811 | -0.094446
| 921.6208 | 0.053301
| 921.8605 | -0.025146
| 922.1001 | 0.032134
| 922.3398 | -0.033319
| 922.5795 | 0.058259
| 922.8192 | -0.039574
| 923.0589 | 0.060257
| 923.2986 | -0.054184
| 923.5384 | 0.047765
| 923.7781 | -0.053536
| 924.0178 | 0.026395
| 924.2576 | -0.057062
| 924.4974 | 0.046137
| 924.7371 | -0.034465
| 924.9769 | 0.014512
| 925.2167 | -0.074194
| 925.4565 | 0.039182
| 925.6963 | -0.088137
| 925.9361 | 0.01608
| 926.1759 | -0.059554
| 926.4158 | 0.054227
| 926.6556 | -0.016324
| 926.8954 | 0.029539
| 927.1353 | -0.056431
| 927.3752 | 0.056574
| 927.615 | -0.078453
| 927.8549 | 0.034579
| 928.0948 | -0.08349
| 928.3347 | 0.046046
| 928.5746 | -0.098732
| 928.8145 | 0.053436
| 929.0545 | -0.050481
| 929.2944 | 0.037123
| 929.5343 | -0.07025
| 929.7743 | 0.021991
| 930.0142 | -0.076664
| 930.2542 | 0.028482
| 930.4942 | -0.0489
| 930.7342 | 0.038822
| 930.9742 | -0.00625
| 931.2142 | 0.037068
| 931.4542 | -0.083372
| 931.6942 | 0.034295
| 931.9342 | -0.051188
| 932.1743 | 0.06295
| 932.4143 | -0.049479
| 932.6544 | 0.034884
| 932.8944 | -0.080646
| 933.1345 | 0.027909
| 933.3746 | -0.069814
| 933.6147 | 0.046783
| 933.8547 | -0.029532
| 934.0949 | 0.049392
| 934.335 | -0.059475
| 934.5751 | 0.019432
| 934.8152 | -0.069377
| 935.0554 | 0.0070517
| 935.2955 | -0.0646
| 935.5357 | 0.070648
| 935.7758 | -0.04957
| 936.016 | 0.094366
| 936.2562 | -0.0062079
| 936.4964 | 0.042477
| 936.7366 | 0.042355
| 936.9768 | -0.059201
| 937.217 | 0.069887
| 937.4572 | -0.041553
| 937.6974 | 0.054921
| 937.9377 | -0.07679
| 938.1779 | 0.026824
| 938.4182 | -0.102
| 938.6585 | 0.036574
| 938.8987 | -0.026113
| 939.139 | 0.053818
| 939.3793 | -0.070009
| 939.6196 | 0.049338
| 939.8599 | -0.091658
| 940.1002 | 0.070299
| 940.3406 | -0.090196
| 940.5809 | 0.073745
| 940.8212 | -0.060636
| 941.0616 | 0.047409
| 941.3019 | -0.05856
| 941.5423 | 0.064525
| 941.7827 | -0.076392
| 942.0231 | 0.037618
| 942.2635 | -0.077771
| 942.5039 | 0.034326
| 942.7443 | -0.11183
| 942.9847 | 0.028036
| 943.2251 | -0.043891
| 943.4656 | 0.089119
| 943.706 | -0.053541
| 943.9465 | 0.043154
| 944.1869 | -0.074116
| 944.4274 | 0.035879
| 944.6679 | -0.10462
| 944.9084 | 0.073104
| 945.1489 | -0.084934
| 945.3894 | 0.03167
| 945.6299 | -0.10991
| 945.8704 | 0.073289
| 946.1109 | -0.025846
| 946.3515 | 0.047198
| 946.592 | -0.08847
| 946.8326 | 0.048176
| 947.0731 | -0.083915
| 947.3137 | 0.093888
| 947.5543 | -0.064325
| 947.7949 | 0.12844
| 948.0355 | -0.070961
| 948.2761 | 0.10322
| 948.5167 | -0.10992
| 948.7573 | 0.00063525
| 948.998 | -0.068372
| 949.2386 | 0.058022
| 949.4793 | -0.086709
| 949.7199 | 0.044851
| 949.9606 | -0.075229
| 950.2013 | 0.042903
| 950.4419 | -0.04595
| 950.6826 | 0.095418
| 950.9233 | -0.049379
| 951.164 | 0.036864
| 951.4048 | -0.090081
| 951.6455 | 0.060448
| 951.8862 | -0.061004
| 952.127 | 0.042147
| 952.3677 | -0.064186
| 952.6085 | 0.086326
| 952.8492 | -0.088329
| 953.09 | 0.061032
| 953.3308 | -0.039771
| 953.5716 | 0.0026831
| 953.8124 | -0.069542
| 954.0532 | 0.039987
| 954.294 | -0.077491
| 954.5349 | 0.033014
| 954.7757 | -0.054435
| 955.0165 | 0.065045
| 955.2574 | -0.060262
| 955.4983 | 0.039826
| 955.7391 | -0.08456
| 955.98 | 0.049617
| 956.2209 | -0.093579
| 956.4618 | 0.054753
| 956.7027 | -0.11059
| 956.9436 | 0.088184
| 957.1845 | -0.081861
| 957.4255 | 0.051301
| 957.6664 | -0.11314
| 957.9073 | 0.04749
| 958.1483 | -0.10103
| 958.3893 | 0.09788
| 958.6302 | -0.061827
| 958.8712 | 0.039084
| 959.1122 | -0.059689
| 959.3532 | 0.032687
| 959.5942 | 0.0032729
| 959.8352 | 0.057929
| 960.0762 | -0.017136
| 960.3173 | 0.060761
| 960.5583 | -0.080104
| 960.7994 | 0.038124
| 961.0404 | -0.05726
| 961.2815 | 0.099255
| 961.5226 | -0.064988
| 961.7636 | 0.087988
| 962.0047 | -0.11657
| 962.2458 | 0.040935
| 962.4869 | -0.083923
| 962.728 | 0.11395
| 962.9692 | -0.047239
| 963.2103 | 0.039435
| 963.4514 | -0.097454
| 963.6926 | 0.052305
| 963.9337 | -0.035524
| 964.1749 | 0.097964
| 964.4161 | -0.057948
| 964.6573 | 0.082855
| 964.8985 | -0.028461
| 965.1397 | 0.054359
| 965.3809 | -0.091593
| 965.6221 | 0.090049
| 965.8633 | -0.048744
| 966.1045 | 0.038912
| 966.3458 | -0.056016
| 966.587 | 0.0072
| 966.8283 | -0.047164
| 967.0696 | 0.047032
| 967.3108 | -0.026304
| 967.5521 | 0.069794
| 967.7934 | -0.062175
| 968.0347 | 0.075422
| 968.276 | -0.040391
| 968.5174 | 0.064756
| 968.7587 | -0.048544
| 969 | 0.0038846
| 969.2414 | -0.074461
| 969.4827 | 0.059228
| 969.7241 | -0.10351
| 969.9654 | 0.059842
| 970.2068 | -0.071299
| 970.4482 | 0.076218
| 970.6896 | -0.058453
| 970.931 | 0.04737
| 971.1724 | -0.12784
| 971.4138 | 0.048905
| 971.6553 | -0.038977
| 971.8967 | 0.052047
| 972.1381 | -0.049471
| 972.3796 | 0.069258
| 972.621 | -0.06889
| 972.8625 | 0.077139
| 973.104 | -0.10172
| 973.3455 | 0.056048
| 973.587 | -0.075743
| 973.8285 | 0.046259
| 974.07 | -0.084231
| 974.3115 | 0.055635
| 974.553 | -0.068691
| 974.7946 | 0.04534
| 975.0361 | -0.090726
| 975.2777 | 0.078725
| 975.5192 | -0.035458
| 975.7608 | 0.068531
| 976.0024 | -0.096905
| 976.244 | 0.066333
| 976.4856 | -0.10715
| 976.7272 | 0.040547
| 976.9688 | -0.0632
| 977.2104 | 0.11459
| 977.452 | -0.052729
| 977.6937 | 0.071359
| 977.9353 | -0.0857
| 978.177 | 0.068114
| 978.4186 | -0.08617
| 978.6603 | 0.060587
| 978.902 | -0.031063
| 979.1437 | 0.048589
| 979.3854 | -0.022258
| 979.6271 | 0.1083
| 979.8688 | -0.055049
| 980.1105 | 0.04823
| 980.3523 | -0.10124
| 980.594 | 0.021092
| 980.8357 | -0.079082
| 981.0775 | 0.052102
| 981.3193 | -0.050479
| 981.561 | 0.0089322
| 981.8028 | -0.13653
| 982.0446 | 0.071325
| 982.2864 | -0.068294
| 982.5282 | 0.064949
| 982.77 | -0.065588
| 983.0118 | 0.12215
| 983.2537 | -0.10784
| 983.4955 | 0.046616
| 983.7374 | -0.052674
| 983.9792 | 0.092915
| 984.2211 | -0.1171
| 984.463 | 0.049221
| 984.7048 | -0.064564
| 984.9467 | 0.074374
| 985.1886 | -0.084336
| 985.4305 | 0.085864
| 985.6724 | -0.042265
| 985.9144 | 0.12266
| 986.1563 | -0.13224
| 986.3982 | 0.094567
| 986.6402 | -0.055649
| 986.8821 | 0.053811
| 987.1241 | -0.033936
| 987.3661 | 0.07341
| 987.6081 | -0.027915
| 987.8501 | 0.097176
| 988.0921 | -0.055284
| 988.3341 | 0.087764
| 988.5761 | -0.10623
| 988.8181 | -0.0060546
| 989.0601 | -0.047259
| 989.3022 | 0.055329
| 989.5442 | -0.064052
| 989.7863 | 0.065414
| 990.0283 | -0.12242
| 990.2704 | 0.042967
| 990.5125 | -0.11462
| 990.7546 | 0.068614
| 990.9967 | -0.084253
| 991.2388 | 0.030784
| 991.4809 | -0.1257
| 991.723 | 0.10594
| 991.9652 | 0.00099414
| 992.2073 | 0.0634
| 992.4495 | -0.098501
| 992.6916 | 0.10044
| 992.9338 | -0.11877
| 993.176 | 0.051901
| 993.4181 | -0.041971
| 993.6603 | 0.041196
| 993.9025 | -0.09432
| 994.1447 | 0.16989
| 994.387 | -0.14377
| 994.6292 | 0.074923
| 994.8714 | -0.07185
| 995.1137 | 0.065155
| 995.3559 | -0.078627
| 995.5982 | 0.08351
| 995.8404 | -0.098977
| 996.0827 | 0.13836
| 996.325 | -0.10417
| 996.5673 | 0.025773
| 996.8096 | -0.13443
| 997.0519 | 0.079875
| 997.2942 | -0.11195
| 997.5365 | -0.00021067
| 997.7789 | -0.091964
| 998.0212 | 0.12823
| 998.2635 | -0.071106
| 998.5059 | -0.13
| 998.7483 | 0.14423
| 998.9906 | -0.043034
| 999.233 | 0.052257
| 999.4754 | -0.030529
| 999.7178 | 0.12046
| 999.9602 | -0.1024
| 1000.2026 | 0.062429
| 1000.4451 | -0.10636
| 1000.6875 | 0.12838
| 1000.9299 | -0.17853
| 1001.1724 | 0.078735
| 1001.4149 | -0.12052
| 1001.6573 | 0.11854
| 1001.8998 | -0.03458
| 1002.1423 | 0.10947
| 1002.3848 | -0.13588
| 1002.6273 | 0.054525
| 1002.8698 | -0.14254
| 1003.1123 | 0.088071
| 1003.3548 | -0.064287
| 1003.5973 | 0.14053
| 1003.8399 | -0.21659
| 1004.0824 | 0.14297
| 1004.325 | -0.21572
| 1004.5676 | 0.01116
| 1004.8101 | -0.062675
| 1005.0527 | 0.085574
| 1005.2953 | -0.14349
| 1005.5379 | 0.10217
| 1005.7805 | -0.053918
| 1006.0231 | 0.061968
| 1006.2658 | -0.13943
| 1006.5084 | 0.11616
| 1006.751 | -0.041933
| 1006.9937 | 0.08077
| 1007.2363 | -0.10266
| 1007.479 | 0.16791
| 1007.7217 | -0.19534
| 1007.9644 | 0.067783
| 1008.207 | -0.17724
| 1008.4497 | 0.11684
| 1008.6925 | -0.10339
| 1008.9352 | 0.14297
| 1009.1779 | -0.16761
| 1009.4206 | 0.1315
| 1009.6634 | -0.17876
| 1009.9061 | 0.13054
| 1010.1489 | -0.06422
| 1010.3916 | 0.11433
| 1010.6344 | -0.15073
| 1010.8772 | 0.11709
| 1011.12 | -0.23804
| 1011.3628 | 0.085456
| 1011.6056 | -0.14144
| 1011.8484 | 0.10342
| 1012.0912 | -0.097618
| 1012.3341 | 0.10343
| 1012.5769 | -0.22596
| 1012.8197 | 0.21369
| 1013.0626 | -0.22427
| 1013.3055 | 0.13208
| 1013.5483 | -0.17352
| 1013.7912 | 0.15572
| 1014.0341 | -0.15058
| 1014.277 | 0.12645
| 1014.5199 | -0.20502
| 1014.7628 | 0.17873
| 1015.0058 | -0.13413
| 1015.2487 | 0.20543
| 1015.4916 | -0.11246
| 1015.7346 | 0.16108
| 1015.9775 | 0
| 1016.2205 | 0
| 1016.4635 | 0
| 1016.7064 | 0
| 1016.9494 | 0
| 1017.1924 | 0
| 1017.4354 | 0
| 1017.6784 | 0
| 1017.9215 | 0
| 1018.1645 | 0
| 1018.4075 | 0
| 1018.6506 | 0
| 1018.8936 | 0
| 1019.1367 | 0
| 1019.3798 | 0
| 1019.6229 | 0
| 1019.8659 | 0
| 1020.109 | 0
| 1020.3521 | 0
| 1020.5953 | 0
| 1020.8384 | 0
| 1021.0815 | 0
| 1021.3246 | 0
| 1021.5678 | 0
|  |  | 1127.3672 | 0 | 1312.9514 | 0 | 1046.4935 | 0 | 1218.0862 | 0 | 1217.2134 | 0 | 1217.2063 | 0
|  |  | 1127.4937 | 0 | 1313.0359 | 0 | 1046.507 | 0 | 1218.1588 | 0 | 1217.286 | 0 | 1217.2789 | 0
|  |  | 1127.6201 | 0 | 1313.1204 | 0 | 1046.5204 | 0 | 1218.2316 | 0 | 1217.3586 | 0 | 1217.3516 | 0
|  |  | 1127.7467 | 0 | 1313.2048 | 0 | 1046.5338 | 0 | 1218.3042 | 0 | 1217.4313 | 0 | 1217.4242 | 0
|  |  | 1127.8733 | 0 | 1313.2893 | 0 | 1046.5472 | 0 | 1218.377 | 0 | 1217.5038 | 0 | 1217.4967 | 0
|  |  | 1127.9999 | 0 | 1313.3738 | 0 | 1046.5607 | 0 | 1218.4497 | 0 | 1217.5764 | 0 | 1217.5693 | 0
|  |  | 1128.1267 | 0 | 1313.4582 | 0 | 1046.574 | 0 | 1218.5225 | 0 | 1217.649 | 0 | 1217.642 | 0
|  |  | 1128.2532 | 0 | 1313.5427 | 0 | 1046.5874 | 0 | 1218.5952 | 0 | 1217.7217 | 0 | 1217.7146 | 0
|  |  | 1128.3799 | 0 | 1313.6272 | 0 | 1046.6008 | 0 | 1218.668 | 0 | 1217.7943 | 0 | 1217.7874 | 0
|  |  | 1128.5066 | 0 | 1313.7118 | 0 | 1046.6143 | 0 | 1218.7407 | 0 | 1217.8671 | 0 | 1217.86 | 0
|  |  | 1128.6333 | 0 | 1313.7963 | 0 | 1046.6277 | 0 | 1218.8135 | 0 | 1217.9397 | 0 | 1217.9326 | 0
|  |  | 1128.7601 | 0 | 1313.8809 | 0 | 1046.6411 | 0 | 1218.8862 | 0 | 1218.0123 | 0 | 1218.0052 | 0
|  |  | 1128.887 | 0 | 1313.9654 | 0 | 1046.6545 | 0 | 1218.959 | 0 | 1218.0851 | 0 | 1218.078 | 0
|  |  | 1129.0138 | 0 | 1314.0499 | 0 | 1046.668 | 0 | 1219.0319 | 0 | 1218.1577 | 0 | 1218.1506 | 0
|  |  | 1129.1406 | 0 | 1314.1345 | 0 | 1046.6814 | 0 | 1219.1046 | 0 | 1218.2305 | 0 | 1218.2234 | 0
|  |  | 1129.2675 | 0 | 1314.2191 | 0 | 1046.6948 | 0 | 1219.1774 | 0 | 1218.3031 | 0 | 1218.296 | 0
|  |  | 1129.3944 | 0 | 1314.3037 | 0 | 1046.7083 | 0 | 1219.2502 | 0 | 1218.3758 | 0 | 1218.3688 | 0
|  |  | 1129.5214 | 0 | 1314.3883 | 0 | 1046.7216 | 0 | 1219.3231 | 0 | 1218.4486 | 0 | 1218.4415 | 0
|  |  | 1129.6482 | 0 | 1314.4729 | 0 | 1046.735 | 0 | 1219.3959 | 0 | 1218.5214 | 0 | 1218.5143 | 0
|  |  | 1129.7751 | 0 | 1314.5576 | 0 | 1046.7484 | 0 | 1219.4688 | 0 | 1218.5941 | 0 | 1218.587 | 0
|  |  | 1129.9022 | 0 | 1314.6422 | 0 | 1046.7618 | 0 | 1219.5416 | 0 | 1218.6669 | 0 | 1218.6598 | 0
|  |  | 1130.0293 | 0 | 1314.7269 | 0 | 1046.7753 | 0 | 1219.6145 | 0 | 1218.7396 | 0 | 1218.7325 | 0
|  |  | 1130.1564 | 0 | 1314.8115 | 0 | 1046.7887 | 0 | 1219.6874 | 0 | 1218.8124 | 0 | 1218.8053 | 0
|  |  | 1130.2834 | 0 | 1314.8962 | 0 | 1046.8021 | 0 | 1219.7603 | 0 | 1218.8851 | 0 | 1218.8781 | 0
|  |  | 1130.4106 | 0 | 1314.9808 | 0 | 1046.8156 | 0 | 1219.8331 | 0 | 1218.9579 | 0 | 1218.9508 | 0
|  |  | 1130.5378 | 0 | 1315.0656 | 0 | 1046.829 | 0 | 1219.906 | 0 | 1219.0308 | 0 | 1219.0237 | 0
|  |  | 1130.665 | 0 | 1315.1503 | 0 | 1046.8424 | 0 | 1219.9789 | 0 | 1219.1035 | 0 | 1219.0964 | 0
|  |  | 1130.7922 | 0 | 1315.235 | 0 | 1046.8558 | 0 | 1220.0519 | 0 | 1219.1763 | 0 | 1219.1692 | 0
|  |  | 1130.9197 | 0 | 1315.3197 | 0 | 1046.8693 | 0 | 1220.1248 | 0 | 1219.2492 | 0 | 1219.2421 | 0
|  |  | 1131.0468 | 0 | 1315.4044 | 0 | 1046.8827 | 0 | 1220.1978 | 0 | 1219.322 | 0 | 1219.3149 | 0
|  |  | 1131.1741 | 0 | 1315.4893 | 0 | 1046.8961 | 0 | 1220.2706 | 0 | 1219.3948 | 0 | 1219.3877 | 0
|  |  | 1131.3016 | 0 | 1315.574 | 0 | 1046.9095 | 0 | 1220.3436 | 0 | 1219.4677 | 0 | 1219.4606 | 0
|  |  | 1131.4288 | 0 | 1315.6588 | 0 | 1046.923 | 0 | 1220.4166 | 0 | 1219.5405 | 0 | 1219.5334 | 0
|  |  | 1131.5563 | 0 | 1315.7435 | 0 | 1046.9364 | 0 | 1220.4895 | 0 | 1219.6134 | 0 | 1219.6063 | 0
|  |  | 1131.6838 | 0 | 1315.8284 | 0 | 1046.9498 | 0 | 1220.5625 | 0 | 1219.6863 | 0 | 1219.6792 | 0
|  |  | 1131.8112 | 0 | 1315.9131 | 0 | 1046.9633 | 0 | 1220.6355 | 0 | 1219.7592 | 0 | 1219.7521 | 0
|  |  | 1131.9386 | 0 | 1315.9979 | 0 | 1046.9767 | 0 | 1220.7085 | 0 | 1219.832 | 0 | 1219.8249 | 0
|  |  | 1132.0662 | 0 | 1316.0828 | 0 | 1046.9901 | 0 | 1220.7815 | 0 | 1219.9049 | 0 | 1219.8978 | 0
|  |  | 1132.1938 | 0 | 1316.1676 | 0 | 1047.0034 | 0 | 1220.8545 | 0 | 1219.9778 | 0 | 1219.9707 | 0
|  |  | 1132.3213 | 0 | 1316.2524 | 0 | 1047.0168 | 0 | 1220.9275 | 0 | 1220.0508 | 0 | 1220.0437 | 0
|  |  | 1132.4489 | 0 | 1316.3373 | 0 | 1047.0303 | 0 | 1221.0006 | 0 | 1220.1237 | 0 | 1220.1166 | 0
|  |  | 1132.5767 | 0 | 1316.4222 | 0 | 1047.0437 | 0 | 1221.0736 | 0 | 1220.1967 | 0 | 1220.1896 | 0
|  |  | 1132.7041 | 0 | 1316.5071 | 0 | 1047.0571 | 0 | 1221.1466 | 0 | 1220.2695 | 0 | 1220.2624 | 0
|  |  | 1132.8318 | 0 | 1316.5919 | 0 | 1047.0706 | 0 | 1221.2197 | 0 | 1220.3425 | 0 | 1220.3355 | 0
|  |  | 1132.9596 | 0 | 1316.6769 | 0 | 1047.084 | 0 | 1221.2929 | 0 | 1220.4155 | 0 | 1220.4084 | 0
|  |  | 1133.0873 | 0 | 1316.7618 | 0 | 1047.0974 | 0 | 1221.3658 | 0 | 1220.4884 | 0 | 1220.4813 | 0
|  |  | 1133.2151 | 0 | 1316.8467 | 0 | 1047.1108 | 0 | 1221.439 | 0 | 1220.5614 | 0 | 1220.5543 | 0
|  |  | 1133.3429 | 0 | 1316.9316 | 0 | 1047.1243 | 0 | 1221.5121 | 0 | 1220.6344 | 0 | 1220.6273 | 0
|  |  | 1133.4707 | 0 | 1317.0166 | 0 | 1047.1377 | 0 | 1221.5851 | 0 | 1220.7074 | 0 | 1220.7003 | 0
|  |  | 1133.5988 | 0 | 1317.1016 | 0 | 1047.1511 | 0 | 1221.6582 | 0 | 1220.7804 | 0 | 1220.7733 | 0
|  |  | 1133.7263 | 0 | 1317.1865 | 0 | 1047.1646 | 0 | 1221.7313 | 0 | 1220.8534 | 0 | 1220.8463 | 0
|  |  | 1133.8542 | 0 | 1317.2715 | 0 | 1047.1781 | 0 | 1221.8044 | 0 | 1220.9264 | 0 | 1220.9193 | 0
|  |  | 1133.9822 | 0 | 1317.3564 | 0 | 1047.1915 | 0 | 1221.8777 | 0 | 1220.9995 | 0 | 1220.9924 | 0
|  |  | 1134.1102 | 0 | 1317.4415 | 0 | 1047.205 | 0 | 1221.9508 | 0 | 1221.0725 | 0 | 1221.0654 | 0
|  |  | 1134.2382 | 0 | 1317.5265 | 0 | 1047.2184 | 0 | 1222.0239 | 0 | 1221.1455 | 0 | 1221.1384 | 0
|  |  | 1134.3662 | 0 | 1317.6116 | 0 | 1047.2318 | 0 | 1222.0971 | 0 | 1221.2186 | 0 | 1221.2115 | 0
|  |  | 1134.4943 | 0 | 1317.6965 | 0 | 1047.2452 | 0 | 1222.1703 | 0 | 1221.2918 | 0 | 1221.2846 | 0
|  |  | 1134.6224 | 0 | 1317.7816 | 0 | 1047.2587 | 0 | 1222.2434 | 0 | 1221.3647 | 0 | 1221.3577 | 0
|  |  | 1134.7505 | 0 | 1317.8667 | 0 | 1047.2721 | 0 | 1222.3166 | 0 | 1221.4379 | 0 | 1221.4308 | 0
|  |  | 1134.8787 | 0 | 1317.9518 | 0 | 1047.2855 | 0 | 1222.3898 | 0 | 1221.511 | 0 | 1221.5038 | 0
|  |  | 1135.0068 | 0 | 1318.0369 | 0 | 1047.299 | 0 | 1222.463 | 0 | 1221.584 | 0 | 1221.5769 | 0
|  |  | 1135.135 | 0 | 1318.1219 | 0 | 1047.3124 | 0 | 1222.5363 | 0 | 1221.6571 | 0 | 1221.65 | 0
|  |  | 1135.2633 | 0 | 1318.207 | 0 | 1047.3258 | 0 | 1222.6095 | 0 | 1221.7302 | 0 | 1221.7231 | 0
|  |  | 1135.3916 | 0 | 1318.2921 | 0 | 1047.3392 | 0 | 1222.6827 | 0 | 1221.8033 | 0 | 1221.7963 | 0
|  |  | 1135.5199 | 0 | 1318.3772 | 0 | 1047.3527 | 0 | 1222.756 | 0 | 1221.8766 | 0 | 1221.8694 | 0
|  |  | 1135.6482 | 0 | 1318.4624 | 0 | 1047.3661 | 0 | 1222.8292 | 0 | 1221.9497 | 0 | 1221.9426 | 0
|  |  | 1135.7765 | 0 | 1318.5475 | 0 | 1047.3795 | 0 | 1222.9025 | 0 | 1222.0228 | 0 | 1222.0158 | 0
|  |  | 1135.9049 | 0 | 1318.6327 | 0 | 1047.3929 | 0 | 1222.9757 | 0 | 1222.0959 | 0 | 1222.0889 | 0
|  |  | 1136.0333 | 0 | 1318.7179 | 0 | 1047.4064 | 0 | 1223.049 | 0 | 1222.1692 | 0 | 1222.1621 | 0
|  |  | 1136.1617 | 0 | 1318.803 | 0 | 1047.4198 | 0 | 1223.1223 | 0 | 1222.2423 | 0 | 1222.2352 | 0
|  |  | 1136.2903 | 0 | 1318.8882 | 0 | 1047.4332 | 0 | 1223.1956 | 0 | 1222.3156 | 0 | 1222.3085 | 0
|  |  | 1136.4187 | 0 | 1318.9734 | 0 | 1047.4467 | 0 | 1223.2689 | 0 | 1222.3887 | 0 | 1222.3816 | 0
|  |  | 1136.5472 | 0 | 1319.0586 | 0 | 1047.4602 | 0 | 1223.3422 | 0 | 1222.4619 | 0 | 1222.4548 | 0
|  |  | 1136.6758 | 0 | 1319.1438 | 0 | 1047.4736 | 0 | 1223.4155 | 0 | 1222.5352 | 0 | 1222.5281 | 0
|  |  | 1136.8044 | 0 | 1319.2291 | 0 | 1047.4871 | 0 | 1223.4888 | 0 | 1222.6084 | 0 | 1222.6013 | 0
|  |  | 1136.933 | 0 | 1319.3143 | 0 | 1047.5005 | 0 | 1223.5621 | 0 | 1222.6816 | 0 | 1222.6746 | 0
|  |  | 1137.0616 | 0 | 1319.3995 | 0 | 1047.5139 | 0 | 1223.6355 | 0 | 1222.7549 | 0 | 1222.7477 | 0
|  |  | 1137.1903 | 0 | 1319.4849 | 0 | 1047.5273 | 0 | 1223.7089 | 0 | 1222.8281 | 0 | 1222.821 | 0
|  |  | 1137.3191 | 0 | 1319.5701 | 0 | 1047.5408 | 0 | 1223.7822 | 0 | 1222.9014 | 0 | 1222.8943 | 0
|  |  | 1137.4478 | 0 | 1319.6554 | 0 | 1047.5542 | 0 | 1223.8556 | 0 | 1222.9746 | 0 | 1222.9675 | 0
|  |  | 1137.5765 | 0 | 1319.7407 | 0 | 1047.5676 | 0 | 1223.929 | 0 | 1223.0478 | 0 | 1223.0408 | 0
|  |  | 1137.7053 | 0 | 1319.826 | 0 | 1047.5811 | 0 | 1224.0023 | 0 | 1223.1212 | 0 | 1223.1141 | 0
|  |  | 1137.834 | 0 | 1319.9114 | 0 | 1047.5946 | 0 | 1224.0758 | 0 | 1223.1945 | 0 | 1223.1874 | 0
|  |  | 1137.9629 | 0 | 1319.9967 | 0 | 1047.608 | 0 | 1224.1492 | 0 | 1223.2678 | 0 | 1223.2606 | 0
|  |  | 1138.0918 | 0 | 1320.082 | 0 | 1047.6215 | 0 | 1224.2227 | 0 | 1223.3411 | 0 | 1223.334 | 0
|  |  | 1138.2207 | 0 | 1320.1674 | 0 | 1047.6349 | 0 | 1224.296 | 0 | 1223.4144 | 0 | 1223.4073 | 0
|  |  | 1138.3496 | 0 | 1320.2527 | 0 | 1047.6483 | 0 | 1224.3695 | 0 | 1223.4877 | 0 | 1223.4806 | 0
|  |  | 1138.4785 | 0 | 1320.3381 | 0 | 1047.6617 | 0 | 1224.4429 | 0 | 1223.561 | 0 | 1223.554 | 0
|  |  | 1138.6075 | 0 | 1320.4235 | 0 | 1047.6752 | 0 | 1224.5164 | 0 | 1223.6344 | 0 | 1223.6273 | 0
|  |  | 1138.7366 | 0 | 1320.5089 | 0 | 1047.6886 | 0 | 1224.5898 | 0 | 1223.7078 | 0 | 1223.7007 | 0
|  |  | 1138.8656 | 0 | 1320.5942 | 0 | 1047.702 | 0 | 1224.6633 | 0 | 1223.7811 | 0 | 1223.774 | 0
|  |  | 1138.9948 | 0 | 1320.6797 | 0 | 1047.7156 | 0 | 1224.7368 | 0 | 1223.8545 | 0 | 1223.8474 | 0
|  |  | 1139.124 | 0 | 1320.7651 | 0 | 1047.729 | 0 | 1224.8103 | 0 | 1223.9279 | 0 | 1223.9208 | 0
|  |  | 1139.2529 | 0 | 1320.8506 | 0 | 1047.7424 | 0 | 1224.8838 | 0 | 1224.0012 | 0 | 1223.9941 | 0
|  |  | 1139.3822 | 0 | 1320.936 | 0 | 1047.7559 | 0 | 1224.9573 | 0 | 1224.0747 | 0 | 1224.0676 | 0
|  |  | 1139.5114 | 0 | 1321.0215 | 0 | 1047.7693 | 0 | 1225.0308 | 0 | 1224.1481 | 0 | 1224.141 | 0
|  |  | 1139.6406 | 0 | 1321.1069 | 0 | 1047.7827 | 0 | 1225.1043 | 0 | 1224.2216 | 0 | 1224.2144 | 0
|  |  | 1139.77 | 0 | 1321.1925 | 0 | 1047.7961 | 0 | 1225.1779 | 0 | 1224.2949 | 0 | 1224.2878 | 0
|  |  | 1139.8992 | 0 | 1321.2779 | 0 | 1047.8097 | 0 | 1225.2513 | 0 | 1224.3684 | 0 | 1224.3612 | 0
|  |  | 1140.0284 | 0 | 1321.3635 | 0 | 1047.8231 | 0 | 1225.3249 | 0 | 1224.4418 | 0 | 1224.4347 | 0
|  |  | 1140.1578 | 0 | 1321.449 | 0 | 1047.8365 | 0 | 1225.3984 | 0 | 1224.5153 | 0 | 1224.5082 | 0
|  |  | 1140.2871 | 0 | 1321.5346 | 0 | 1047.85 | 0 | 1225.4721 | 0 | 1224.5887 | 0 | 1224.5817 | 0
|  |  | 1140.4167 | 0 | 1321.6201 | 0 | 1047.8634 | 0 | 1225.5457 | 0 | 1224.6622 | 0 | 1224.655 | 0
|  |  | 1140.546 | 0 | 1321.7056 | 0 | 1047.8768 | 0 | 1225.6191 | 0 | 1224.7357 | 0 | 1224.7285 | 0
|  |  | 1140.6754 | 0 | 1321.7911 | 0 | 1047.8904 | 0 | 1225.6927 | 0 | 1224.8092 | 0 | 1224.802 | 0
|  |  | 1140.8049 | 0 | 1321.8767 | 0 | 1047.9038 | 0 | 1225.7664 | 0 | 1224.8827 | 0 | 1224.8755 | 0
|  |  | 1140.9344 | 0 | 1321.9623 | 0 | 1047.9172 | 0 | 1225.84 | 0 | 1224.9562 | 0 | 1224.9491 | 0
|  |  | 1141.0641 | 0 | 1322.048 | 0 | 1047.9307 | 0 | 1225.9136 | 0 | 1225.0297 | 0 | 1225.0226 | 0
|  |  | 1141.1936 | 0 | 1322.1335 | 0 | 1047.9441 | 0 | 1225.9873 | 0 | 1225.1031 | 0 | 1225.0961 | 0
|  |  | 1141.3232 | 0 | 1322.2191 | 0 | 1047.9575 | 0 | 1226.0609 | 0 | 1225.1768 | 0 | 1225.1696 | 0
|  |  | 1141.4529 | 0 | 1322.3048 | 0 | 1047.9711 | 0 | 1226.1345 | 0 | 1225.2502 | 0 | 1225.2432 | 0
|  |  | 1141.5825 | 0 | 1322.3904 | 0 | 1047.9845 | 0 | 1226.2081 | 0 | 1225.3238 | 0 | 1225.3166 | 0
|  |  | 1141.7123 | 0 | 1322.4761 | 0 | 1047.9979 | 0 | 1226.2819 | 0 | 1225.3973 | 0 | 1225.3903 | 0
|  |  | 1141.8419 | 0 | 1322.5618 | 0 | 1048.0114 | 0 | 1226.3555 | 0 | 1225.4709 | 0 | 1225.4639 | 0
|  |  | 1141.9716 | 0 | 1322.6475 | 0 | 1048.0248 | 0 | 1226.4292 | 0 | 1225.5446 | 0 | 1225.5374 | 0
|  |  | 1142.1014 | 0 | 1322.7332 | 0 | 1048.0383 | 0 | 1226.5029 | 0 | 1225.618 | 0 | 1225.611 | 0
|  |  | 1142.2312 | 0 | 1322.8189 | 0 | 1048.0518 | 0 | 1226.5765 | 0 | 1225.6916 | 0 | 1225.6846 | 0
|  |  | 1142.3611 | 0 | 1322.9045 | 0 | 1048.0652 | 0 | 1226.6503 | 0 | 1225.7653 | 0 | 1225.7582 | 0
|  |  | 1142.491 | 0 | 1322.9902 | 0 | 1048.0786 | 0 | 1226.724 | 0 | 1225.8389 | 0 | 1225.8318 | 0
|  |  | 1142.6209 | 0 | 1323.0759 | 0 | 1048.092 | 0 | 1226.7977 | 0 | 1225.9125 | 0 | 1225.9054 | 0
|  |  | 1142.7507 | 0 | 1323.1617 | 0 | 1048.1056 | 0 | 1226.8715 | 0 | 1225.9861 | 0 | 1225.979 | 0
|  |  | 1142.8807 | 0 | 1323.2474 | 0 | 1048.119 | 0 | 1226.9452 | 0 | 1226.0598 | 0 | 1226.0526 | 0
|  |  | 1143.0107 | 0 | 1323.3332 | 0 | 1048.1324 | 0 | 1227.0189 | 0 | 1226.1334 | 0 | 1226.1263 | 0
|  |  | 1143.1407 | 0 | 1323.4189 | 0 | 1048.1459 | 0 | 1227.0928 | 0 | 1226.207 | 0 | 1226.1999 | 0
|  |  | 1143.2708 | 0 | 1323.5048 | 0 | 1048.1594 | 0 | 1227.1665 | 0 | 1226.2808 | 0 | 1226.2737 | 0
|  |  | 1143.4009 | 0 | 1323.5906 | 0 | 1048.1729 | 0 | 1227.2402 | 0 | 1226.3544 | 0 | 1226.3473 | 0
|  |  | 1143.531 | 0 | 1323.6764 | 0 | 1048.1863 | 0 | 1227.3141 | 0 | 1226.4281 | 0 | 1226.421 | 0
|  |  | 1143.6611 | 0 | 1323.7622 | 0 | 1048.1997 | 0 | 1227.3878 | 0 | 1226.5018 | 0 | 1226.4946 | 0
|  |  | 1143.7915 | 0 | 1323.848 | 0 | 1048.2131 | 0 | 1227.4617 | 0 | 1226.5754 | 0 | 1226.5684 | 0
|  |  | 1143.9215 | 0 | 1323.9338 | 0 | 1048.2267 | 0 | 1227.5355 | 0 | 1226.6492 | 0 | 1226.6421 | 0
|  |  | 1144.0518 | 0 | 1324.0198 | 0 | 1048.2401 | 0 | 1227.6092 | 0 | 1226.7229 | 0 | 1226.7158 | 0
|  |  | 1144.182 | 0 | 1324.1056 | 0 | 1048.2535 | 0 | 1227.6831 | 0 | 1226.7966 | 0 | 1226.7895 | 0
|  |  | 1144.3123 | 0 | 1324.1915 | 0 | 1048.267 | 0 | 1227.757 | 0 | 1226.8704 | 0 | 1226.8633 | 0
|  |  | 1144.4426 | 0 | 1324.2773 | 0 | 1048.2805 | 0 | 1227.8308 | 0 | 1226.9441 | 0 | 1226.937 | 0
|  |  | 1144.573 | 0 | 1324.3633 | 0 | 1048.2939 | 0 | 1227.9047 | 0 | 1227.0178 | 0 | 1227.0107 | 0
|  |  | 1144.7034 | 0 | 1324.4492 | 0 | 1048.3074 | 0 | 1227.9785 | 0 | 1227.0917 | 0 | 1227.0845 | 0
|  |  | 1144.8337 | 0 | 1324.535 | 0 | 1048.3208 | 0 | 1228.0525 | 0 | 1227.1654 | 0 | 1227.1583 | 0
|  |  | 1144.9642 | 0 | 1324.621 | 0 | 1048.3344 | 0 | 1228.1263 | 0 | 1227.2391 | 0 | 1227.2321 | 0
|  |  | 1145.0947 | 0 | 1324.7069 | 0 | 1048.3478 | 0 | 1228.2002 | 0 | 1227.313 | 0 | 1227.3059 | 0
|  |  | 1145.2252 | 0 | 1324.793 | 0 | 1048.3612 | 0 | 1228.2742 | 0 | 1227.3867 | 0 | 1227.3796 | 0
|  |  | 1145.3557 | 0 | 1324.8789 | 0 | 1048.3748 | 0 | 1228.348 | 0 | 1227.4606 | 0 | 1227.4535 | 0
|  |  | 1145.4862 | 0 | 1324.9648 | 0 | 1048.3882 | 0 | 1228.422 | 0 | 1227.5344 | 0 | 1227.5272 | 0
|  |  | 1145.6168 | 0 | 1325.0508 | 0 | 1048.4016 | 0 | 1228.4959 | 0 | 1227.6082 | 0 | 1227.6011 | 0
|  |  | 1145.7474 | 0 | 1325.1368 | 0 | 1048.415 | 0 | 1228.5698 | 0 | 1227.682 | 0 | 1227.6749 | 0
|  |  | 1145.8783 | 0 | 1325.2229 | 0 | 1048.4286 | 0 | 1228.6438 | 0 | 1227.7559 | 0 | 1227.7488 | 0
|  |  | 1146.0088 | 0 | 1325.3088 | 0 | 1048.442 | 0 | 1228.7178 | 0 | 1227.8297 | 0 | 1227.8226 | 0
|  |  | 1146.1394 | 0 | 1325.3949 | 0 | 1048.4554 | 0 | 1228.7918 | 0 | 1227.9036 | 0 | 1227.8965 | 0
|  |  | 1146.2701 | 0 | 1325.481 | 0 | 1048.4689 | 0 | 1228.8657 | 0 | 1227.9774 | 0 | 1227.9703 | 0
|  |  | 1146.4009 | 0 | 1325.567 | 0 | 1048.4824 | 0 | 1228.9397 | 0 | 1228.0514 | 0 | 1228.0442 | 0
|  |  | 1146.5316 | 0 | 1325.6531 | 0 | 1048.4959 | 0 | 1229.0137 | 0 | 1228.1252 | 0 | 1228.118 | 0
|  |  | 1146.6625 | 0 | 1325.7391 | 0 | 1048.5093 | 0 | 1229.0876 | 0 | 1228.1991 | 0 | 1228.192 | 0
|  |  | 1146.7933 | 0 | 1325.8252 | 0 | 1048.5228 | 0 | 1229.1616 | 0 | 1228.2731 | 0 | 1228.2659 | 0
|  |  | 1146.9242 | 0 | 1325.9113 | 0 | 1048.5363 | 0 | 1229.2357 | 0 | 1228.3469 | 0 | 1228.3398 | 0
|  |  | 1147.0552 | 0 | 1325.9974 | 0 | 1048.5497 | 0 | 1229.3097 | 0 | 1228.4209 | 0 | 1228.4137 | 0
|  |  | 1147.1863 | 0 | 1326.0835 | 0 | 1048.5632 | 0 | 1229.3838 | 0 | 1228.4948 | 0 | 1228.4877 | 0
|  |  | 1147.3173 | 0 | 1326.1697 | 0 | 1048.5767 | 0 | 1229.4578 | 0 | 1228.5687 | 0 | 1228.5617 | 0
|  |  | 1147.4481 | 0 | 1326.2559 | 0 | 1048.5901 | 0 | 1229.5319 | 0 | 1228.6427 | 0 | 1228.6355 | 0
|  |  | 1147.5791 | 0 | 1326.3419 | 0 | 1048.6036 | 0 | 1229.606 | 0 | 1228.7167 | 0 | 1228.7095 | 0
|  |  | 1147.7102 | 0 | 1326.4281 | 0 | 1048.6171 | 0 | 1229.6799 | 0 | 1228.7906 | 0 | 1228.7834 | 0
|  |  | 1147.8413 | 0 | 1326.5143 | 0 | 1048.6305 | 0 | 1229.754 | 0 | 1228.8646 | 0 | 1228.8574 | 0
|  |  | 1147.9724 | 0 | 1326.6005 | 0 | 1048.644 | 0 | 1229.8281 | 0 | 1228.9386 | 0 | 1228.9314 | 0
|  |  | 1148.1035 | 0 | 1326.6867 | 0 | 1048.6575 | 0 | 1229.9022 | 0 | 1229.0126 | 0 | 1229.0054 | 0
|  |  | 1148.2347 | 0 | 1326.773 | 0 | 1048.6709 | 0 | 1229.9763 | 0 | 1229.0865 | 0 | 1229.0795 | 0
|  |  | 1148.366 | 0 | 1326.8591 | 0 | 1048.6844 | 0 | 1230.0504 | 0 | 1229.1605 | 0 | 1229.1534 | 0
|  |  | 1148.4972 | 0 | 1326.9453 | 0 | 1048.6979 | 0 | 1230.1246 | 0 | 1229.2346 | 0 | 1229.2274 | 0
|  |  | 1148.6287 | 0 | 1327.0316 | 0 | 1048.7113 | 0 | 1230.1987 | 0 | 1229.3086 | 0 | 1229.3015 | 0
|  |  | 1148.7598 | 0 | 1327.1179 | 0 | 1048.7249 | 0 | 1230.2728 | 0 | 1229.3827 | 0 | 1229.3755 | 0
|  |  | 1148.8911 | 0 | 1327.2041 | 0 | 1048.7383 | 0 | 1230.3471 | 0 | 1229.4567 | 0 | 1229.4496 | 0
|  |  | 1149.0225 | 0 | 1327.2904 | 0 | 1048.7517 | 0 | 1230.4211 | 0 | 1229.5308 | 0 | 1229.5236 | 0
|  |  | 1149.1539 | 0 | 1327.3767 | 0 | 1048.7653 | 0 | 1230.4954 | 0 | 1229.6049 | 0 | 1229.5977 | 0
|  |  | 1149.2853 | 0 | 1327.463 | 0 | 1048.7787 | 0 | 1230.5696 | 0 | 1229.6788 | 0 | 1229.6717 | 0
|  |  | 1149.4167 | 0 | 1327.5493 | 0 | 1048.7921 | 0 | 1230.6437 | 0 | 1229.7529 | 0 | 1229.7459 | 0
|  |  | 1149.5482 | 0 | 1327.6356 | 0 | 1048.8057 | 0 | 1230.7179 | 0 | 1229.827 | 0 | 1229.82 | 0
|  |  | 1149.6798 | 0 | 1327.7219 | 0 | 1048.8191 | 0 | 1230.7921 | 0 | 1229.9011 | 0 | 1229.894 | 0
|  |  | 1149.8113 | 0 | 1327.8084 | 0 | 1048.8325 | 0 | 1230.8663 | 0 | 1229.9752 | 0 | 1229.9681 | 0
|  |  | 1149.9429 | 0 | 1327.8946 | 0 | 1048.8461 | 0 | 1230.9406 | 0 | 1230.0493 | 0 | 1230.0422 | 0
|  |  | 1150.0745 | 0 | 1327.9811 | 0 | 1048.8595 | 0 | 1231.0148 | 0 | 1230.1235 | 0 | 1230.1163 | 0
|  |  | 1150.2062 | 0 | 1328.0674 | 0 | 1048.873 | 0 | 1231.0891 | 0 | 1230.1976 | 0 | 1230.1906 | 0
|  |  | 1150.3376 | 0 | 1328.1538 | 0 | 1048.8865 | 0 | 1231.1633 | 0 | 1230.2717 | 0 | 1230.2647 | 0
|  |  | 1150.4694 | 0 | 1328.2402 | 0 | 1048.8999 | 0 | 1231.2376 | 0 | 1230.3459 | 0 | 1230.3387 | 0
|  |  | 1150.6011 | 0 | 1328.3267 | 0 | 1048.9135 | 0 | 1231.3119 | 0 | 1230.42 | 0 | 1230.413 | 0
|  |  | 1150.733 | 0 | 1328.4131 | 0 | 1048.9269 | 0 | 1231.3861 | 0 | 1230.4943 | 0 | 1230.4872 | 0
|  |  | 1150.8646 | 0 | 1328.4995 | 0 | 1048.9403 | 0 | 1231.4605 | 0 | 1230.5685 | 0 | 1230.5613 | 0
|  |  | 1150.9965 | 0 | 1328.5859 | 0 | 1048.9539 | 0 | 1231.5347 | 0 | 1230.6426 | 0 | 1230.6355 | 0
|  |  | 1151.1283 | 0 | 1328.6724 | 0 | 1048.9673 | 0 | 1231.609 | 0 | 1230.7168 | 0 | 1230.7097 | 0
|  |  | 1151.2601 | 0 | 1328.7588 | 0 | 1048.9808 | 0 | 1231.6834 | 0 | 1230.791 | 0 | 1230.7839 | 0
|  |  | 1151.3921 | 0 | 1328.8453 | 0 | 1048.9943 | 0 | 1231.7577 | 0 | 1230.8652 | 0 | 1230.8582 | 0
|  |  | 1151.524 | 0 | 1328.9318 | 0 | 1049.0077 | 0 | 1231.832 | 0 | 1230.9395 | 0 | 1230.9324 | 0
|  |  | 1151.656 | 0 | 1329.0183 | 0 | 1049.0212 | 0 | 1231.9064 | 0 | 1231.0137 | 0 | 1231.0066 | 0
|  |  | 1151.788 | 0 | 1329.1049 | 0 | 1049.0347 | 0 | 1231.9807 | 0 | 1231.0879 | 0 | 1231.0808 | 0
|  |  | 1151.92 | 0 | 1329.1914 | 0 | 1049.0482 | 0 | 1232.055 | 0 | 1231.1622 | 0 | 1231.155 | 0
|  |  | 1152.0521 | 0 | 1329.2778 | 0 | 1049.0616 | 0 | 1232.1294 | 0 | 1231.2365 | 0 | 1231.2294 | 0
|  |  | 1152.1842 | 0 | 1329.3644 | 0 | 1049.0751 | 0 | 1232.2037 | 0 | 1231.3107 | 0 | 1231.3036 | 0
|  |  | 1152.3163 | 0 | 1329.451 | 0 | 1049.0886 | 0 | 1232.2782 | 0 | 1231.385 | 0 | 1231.3779 | 0
|  |  | 1152.4485 | 0 | 1329.5376 | 0 | 1049.1021 | 0 | 1232.3525 | 0 | 1231.4594 | 0 | 1231.4522 | 0
|  |  | 1152.5806 | 0 | 1329.6242 | 0 | 1049.1156 | 0 | 1232.427 | 0 | 1231.5336 | 0 | 1231.5265 | 0
|  |  | 1152.713 | 0 | 1329.7107 | 0 | 1049.129 | 0 | 1232.5013 | 0 | 1231.6079 | 0 | 1231.6007 | 0
|  |  | 1152.8451 | 0 | 1329.7974 | 0 | 1049.1426 | 0 | 1232.5758 | 0 | 1231.6823 | 0 | 1231.6751 | 0
|  |  | 1152.9773 | 0 | 1329.8839 | 0 | 1049.156 | 0 | 1232.6503 | 0 | 1231.7566 | 0 | 1231.7494 | 0
|  |  | 1153.1096 | 0 | 1329.9706 | 0 | 1049.1694 | 0 | 1232.7246 | 0 | 1231.8308 | 0 | 1231.8237 | 0
|  |  | 1153.2419 | 0 | 1330.0573 | 0 | 1049.183 | 0 | 1232.7991 | 0 | 1231.9052 | 0 | 1231.8981 | 0
|  |  | 1153.3744 | 0 | 1330.1439 | 0 | 1049.1964 | 0 | 1232.8735 | 0 | 1231.9796 | 0 | 1231.9724 | 0
|  |  | 1153.5067 | 0 | 1330.2305 | 0 | 1049.21 | 0 | 1232.948 | 0 | 1232.054 | 0 | 1232.0467 | 0
|  |  | 1153.6392 | 0 | 1330.3171 | 0 | 1049.2234 | 0 | 1233.0225 | 0 | 1232.1283 | 0 | 1232.1211 | 0
|  |  | 1153.7716 | 0 | 1330.4039 | 0 | 1049.2369 | 0 | 1233.0971 | 0 | 1232.2026 | 0 | 1232.1956 | 0
|  |  | 1153.9041 | 0 | 1330.4906 | 0 | 1049.2504 | 0 | 1233.1715 | 0 | 1232.2771 | 0 | 1232.2699 | 0
|  |  | 1154.0366 | 0 | 1330.5773 | 0 | 1049.2639 | 0 | 1233.246 | 0 | 1232.3514 | 0 | 1232.3444 | 0
|  |  | 1154.1692 | 0 | 1330.6639 | 0 | 1049.2773 | 0 | 1233.3206 | 0 | 1232.4259 | 0 | 1232.4187 | 0
|  |  | 1154.3018 | 0 | 1330.7507 | 0 | 1049.2909 | 0 | 1233.395 | 0 | 1232.5002 | 0 | 1232.4932 | 0
|  |  | 1154.4343 | 0 | 1330.8374 | 0 | 1049.3043 | 0 | 1233.4696 | 0 | 1232.5747 | 0 | 1232.5675 | 0
|  |  | 1154.567 | 0 | 1330.9242 | 0 | 1049.3177 | 0 | 1233.5441 | 0 | 1232.6492 | 0 | 1232.642 | 0
|  |  | 1154.6995 | 0 | 1331.011 | 0 | 1049.3313 | 0 | 1233.6186 | 0 | 1232.7235 | 0 | 1232.7164 | 0
|  |  | 1154.8322 | 0 | 1331.0978 | 0 | 1049.3447 | 0 | 1233.6932 | 0 | 1232.798 | 0 | 1232.7909 | 0
|  |  | 1154.965 | 0 | 1331.1846 | 0 | 1049.3583 | 0 | 1233.7678 | 0 | 1232.8724 | 0 | 1232.8654 | 0
|  |  | 1155.0977 | 0 | 1331.2714 | 0 | 1049.3717 | 0 | 1233.8423 | 0 | 1232.9469 | 0 | 1232.9398 | 0
|  |  | 1155.2305 | 0 | 1331.3582 | 0 | 1049.3853 | 0 | 1233.9169 | 0 | 1233.0214 | 0 | 1233.0143 | 0
|  |  | 1155.3633 | 0 | 1331.445 | 0 | 1049.3987 | 0 | 1233.9915 | 0 | 1233.0958 | 0 | 1233.0887 | 0
|  |  | 1155.4963 | 0 | 1331.5317 | 0 | 1049.4122 | 0 | 1234.0662 | 0 | 1233.1704 | 0 | 1233.1632 | 0
|  |  | 1155.629 | 0 | 1331.6186 | 0 | 1049.4257 | 0 | 1234.1408 | 0 | 1233.2449 | 0 | 1233.2378 | 0
|  |  | 1155.762 | 0 | 1331.7054 | 0 | 1049.4392 | 0 | 1234.2153 | 0 | 1233.3193 | 0 | 1233.3123 | 0
|  |  | 1155.8949 | 0 | 1331.7924 | 0 | 1049.4526 | 0 | 1234.2899 | 0 | 1233.3939 | 0 | 1233.3867 | 0
|  |  | 1156.0278 | 0 | 1331.8793 | 0 | 1049.4662 | 0 | 1234.3646 | 0 | 1233.4684 | 0 | 1233.4613 | 0
|  |  | 1156.1609 | 0 | 1331.9661 | 0 | 1049.4796 | 0 | 1234.4392 | 0 | 1233.543 | 0 | 1233.5359 | 0
|  |  | 1156.2939 | 0 | 1332.053 | 0 | 1049.4932 | 0 | 1234.5139 | 0 | 1233.6175 | 0 | 1233.6103 | 0
|  |  | 1156.427 | 0 | 1332.1399 | 0 | 1049.5066 | 0 | 1234.5886 | 0 | 1233.6921 | 0 | 1233.6849 | 0
|  |  | 1156.5601 | 0 | 1332.2268 | 0 | 1049.5201 | 0 | 1234.6632 | 0 | 1233.7666 | 0 | 1233.7595 | 0
|  |  | 1156.6934 | 0 | 1332.3137 | 0 | 1049.5336 | 0 | 1234.7379 | 0 | 1233.8412 | 0 | 1233.8341 | 0
|  |  | 1156.8263 | 0 | 1332.4008 | 0 | 1049.5471 | 0 | 1234.8126 | 0 | 1233.9158 | 0 | 1233.9087 | 0
|  |  | 1156.9595 | 0 | 1332.4877 | 0 | 1049.5605 | 0 | 1234.8873 | 0 | 1233.9904 | 0 | 1233.9833 | 0
|  |  | 1157.0928 | 0 | 1332.5746 | 0 | 1049.5741 | 0 | 1234.962 | 0 | 1234.0651 | 0 | 1234.0579 | 0
|  |  | 1157.226 | 0 | 1332.6616 | 0 | 1049.5875 | 0 | 1235.0367 | 0 | 1234.1397 | 0 | 1234.1325 | 0
|  |  | 1157.3593 | 0 | 1332.7485 | 0 | 1049.6011 | 0 | 1235.1115 | 0 | 1234.2142 | 0 | 1234.2071 | 0
|  |  | 1157.4926 | 0 | 1332.8356 | 0 | 1049.6146 | 0 | 1235.1863 | 0 | 1234.2888 | 0 | 1234.2817 | 0
|  |  | 1157.6261 | 0 | 1332.9226 | 0 | 1049.6281 | 0 | 1235.261 | 0 | 1234.3635 | 0 | 1234.3563 | 0
|  |  | 1157.7593 | 0 | 1333.0096 | 0 | 1049.6416 | 0 | 1235.3357 | 0 | 1234.4381 | 0 | 1234.431 | 0
|  |  | 1157.8927 | 0 | 1333.0967 | 0 | 1049.655 | 0 | 1235.4105 | 0 | 1234.5128 | 0 | 1234.5056 | 0
|  |  | 1158.0261 | 0 | 1333.1837 | 0 | 1049.6686 | 0 | 1235.4852 | 0 | 1234.5875 | 0 | 1234.5803 | 0
|  |  | 1158.1595 | 0 | 1333.2707 | 0 | 1049.682 | 0 | 1235.5601 | 0 | 1234.6621 | 0 | 1234.655 | 0
|  |  | 1158.2931 | 0 | 1333.3578 | 0 | 1049.6956 | 0 | 1235.6349 | 0 | 1234.7368 | 0 | 1234.7297 | 0
|  |  | 1158.4266 | 0 | 1333.445 | 0 | 1049.709 | 0 | 1235.7096 | 0 | 1234.8115 | 0 | 1234.8043 | 0
|  |  | 1158.5602 | 0 | 1333.532 | 0 | 1049.7225 | 0 | 1235.7844 | 0 | 1234.8862 | 0 | 1234.879 | 0
|  |  | 1158.6937 | 0 | 1333.6191 | 0 | 1049.736 | 0 | 1235.8592 | 0 | 1234.9609 | 0 | 1234.9537 | 0
|  |  | 1158.8274 | 0 | 1333.7062 | 0 | 1049.7495 | 0 | 1235.9341 | 0 | 1235.0356 | 0 | 1235.0286 | 0
|  |  | 1158.9611 | 0 | 1333.7933 | 0 | 1049.7631 | 0 | 1236.0089 | 0 | 1235.1103 | 0 | 1235.1033 | 0
|  |  | 1159.0946 | 0 | 1333.8805 | 0 | 1049.7765 | 0 | 1236.0837 | 0 | 1235.1851 | 0 | 1235.178 | 0
|  |  | 1159.2283 | 0 | 1333.9677 | 0 | 1049.79 | 0 | 1236.1587 | 0 | 1235.2599 | 0 | 1235.2527 | 0
|  |  | 1159.3622 | 0 | 1334.0548 | 0 | 1049.8035 | 0 | 1236.2335 | 0 | 1235.3346 | 0 | 1235.3275 | 0
|  |  | 1159.4957 | 0 | 1334.142 | 0 | 1049.817 | 0 | 1236.3084 | 0 | 1235.4094 | 0 | 1235.4022 | 0
|  |  | 1159.6298 | 0 | 1334.2291 | 0 | 1049.8304 | 0 | 1236.3833 | 0 | 1235.4841 | 0 | 1235.477 | 0
|  |  | 1159.7634 | 0 | 1334.3163 | 0 | 1049.844 | 0 | 1236.4581 | 0 | 1235.559 | 0 | 1235.5518 | 0
|  |  | 1159.8972 | 0 | 1334.4036 | 0 | 1049.8575 | 0 | 1236.5331 | 0 | 1235.6338 | 0 | 1235.6266 | 0
|  |  | 1160.0311 | 0 | 1334.4907 | 0 | 1049.871 | 0 | 1236.6079 | 0 | 1235.7085 | 0 | 1235.7014 | 0
|  |  | 1160.165 | 0 | 1334.578 | 0 | 1049.8845 | 0 | 1236.6829 | 0 | 1235.7833 | 0 | 1235.7762 | 0
|  |  | 1160.2991 | 0 | 1334.6652 | 0 | 1049.8979 | 0 | 1236.7578 | 0 | 1235.8582 | 0 | 1235.8511 | 0
|  |  | 1160.433 | 0 | 1334.7524 | 0 | 1049.9115 | 0 | 1236.8328 | 0 | 1235.933 | 0 | 1235.9258 | 0
|  |  | 1160.567 | 0 | 1334.8397 | 0 | 1049.925 | 0 | 1236.9077 | 0 | 1236.0078 | 0 | 1236.0007 | 0
|  |  | 1160.701 | 0 | 1334.927 | 0 | 1049.9385 | 0 | 1236.9827 | 0 | 1236.0826 | 0 | 1236.0756 | 0
|  |  | 1160.8352 | 0 | 1335.0143 | 0 | 1049.952 | 0 | 1237.0576 | 0 | 1236.1575 | 0 | 1236.1504 | 0
|  |  | 1160.9695 | 0 | 1335.1016 | 0 | 1049.9655 | 0 | 1237.1326 | 0 | 1236.2324 | 0 | 1236.2252 | 0
|  |  | 1161.1034 | 0 | 1335.1888 | 0 | 1049.979 | 0 | 1237.2075 | 0 | 1236.3073 | 0 | 1236.3002 | 0
|  |  | 1161.2378 | 0 | 1335.2762 | 0 | 1049.9926 | 0 | 1237.2826 | 0 | 1236.3822 | 0 | 1236.375 | 0
|  |  | 1161.3718 | 0 | 1335.3635 | 0 | 1050.006 | 0 | 1237.3575 | 0 | 1236.457 | 0 | 1236.4498 | 0
|  |  | 1161.5061 | 0 | 1335.4509 | 0 | 1050.0195 | 0 | 1237.4326 | 0 | 1236.532 | 0 | 1236.5248 | 0
|  |  | 1161.6405 | 0 | 1335.5382 | 0 | 1050.033 | 0 | 1237.5076 | 0 | 1236.6068 | 0 | 1236.5997 | 0
|  |  | 1161.7747 | 0 | 1335.6256 | 0 | 1050.0465 | 0 | 1237.5826 | 0 | 1236.6818 | 0 | 1236.6746 | 0
|  |  | 1161.9089 | 0 | 1335.713 | 0 | 1050.0601 | 0 | 1237.6576 | 0 | 1236.7567 | 0 | 1236.7495 | 0
|  |  | 1162.0433 | 0 | 1335.8003 | 0 | 1050.0735 | 0 | 1237.7327 | 0 | 1236.8317 | 0 | 1236.8245 | 0
|  |  | 1162.1777 | 0 | 1335.8877 | 0 | 1050.087 | 0 | 1237.8077 | 0 | 1236.9066 | 0 | 1236.8994 | 0
|  |  | 1162.3121 | 0 | 1335.9751 | 0 | 1050.1006 | 0 | 1237.8828 | 0 | 1236.9816 | 0 | 1236.9744 | 0
|  |  | 1162.4465 | 0 | 1336.0626 | 0 | 1050.114 | 0 | 1237.9579 | 0 | 1237.0565 | 0 | 1237.0493 | 0
|  |  | 1162.5811 | 0 | 1336.15 | 0 | 1050.1276 | 0 | 1238.033 | 0 | 1237.1315 | 0 | 1237.1243 | 0
|  |  | 1162.7156 | 0 | 1336.2374 | 0 | 1050.141 | 0 | 1238.108 | 0 | 1237.2064 | 0 | 1237.1993 | 0
|  |  | 1162.8501 | 0 | 1336.3249 | 0 | 1050.1545 | 0 | 1238.1831 | 0 | 1237.2815 | 0 | 1237.2743 | 0
|  |  | 1162.9847 | 0 | 1336.4124 | 0 | 1050.1681 | 0 | 1238.2583 | 0 | 1237.3564 | 0 | 1237.3492 | 0
|  |  | 1163.1193 | 0 | 1336.4999 | 0 | 1050.1815 | 0 | 1238.3334 | 0 | 1237.4314 | 0 | 1237.4243 | 0
|  |  | 1163.2538 | 0 | 1336.5874 | 0 | 1050.1951 | 0 | 1238.4086 | 0 | 1237.5065 | 0 | 1237.4993 | 0
|  |  | 1163.3884 | 0 | 1336.6748 | 0 | 1050.2086 | 0 | 1238.4836 | 0 | 1237.5815 | 0 | 1237.5743 | 0
|  |  | 1163.5232 | 0 | 1336.7623 | 0 | 1050.222 | 0 | 1238.5588 | 0 | 1237.6565 | 0 | 1237.6494 | 0
|  |  | 1163.658 | 0 | 1336.8499 | 0 | 1050.2356 | 0 | 1238.6339 | 0 | 1237.7316 | 0 | 1237.7245 | 0
|  |  | 1163.7927 | 0 | 1336.9374 | 0 | 1050.2491 | 0 | 1238.7091 | 0 | 1237.8066 | 0 | 1237.7994 | 0
|  |  | 1163.9275 | 0 | 1337.025 | 0 | 1050.2626 | 0 | 1238.7843 | 0 | 1237.8817 | 0 | 1237.8745 | 0
|  |  | 1164.0623 | 0 | 1337.1126 | 0 | 1050.2761 | 0 | 1238.8595 | 0 | 1237.9568 | 0 | 1237.9496 | 0
|  |  | 1164.1971 | 0 | 1337.2001 | 0 | 1050.2897 | 0 | 1238.9347 | 0 | 1238.0319 | 0 | 1238.0247 | 0
|  |  | 1164.332 | 0 | 1337.2877 | 0 | 1050.3031 | 0 | 1239.0099 | 0 | 1238.1069 | 0 | 1238.0997 | 0
|  |  | 1164.4669 | 0 | 1337.3752 | 0 | 1050.3166 | 0 | 1239.0851 | 0 | 1238.182 | 0 | 1238.1749 | 0
|  |  | 1164.6019 | 0 | 1337.4629 | 0 | 1050.3302 | 0 | 1239.1603 | 0 | 1238.2572 | 0 | 1238.25 | 0
|  |  | 1164.7369 | 0 | 1337.5505 | 0 | 1050.3436 | 0 | 1239.2355 | 0 | 1238.3323 | 0 | 1238.3251 | 0
|  |  | 1164.8719 | 0 | 1337.6382 | 0 | 1050.3572 | 0 | 1239.3108 | 0 | 1238.4073 | 0 | 1238.4003 | 0
|  |  | 1165.007 | 0 | 1337.7257 | 0 | 1050.3707 | 0 | 1239.386 | 0 | 1238.4825 | 0 | 1238.4753 | 0
|  |  | 1165.1421 | 0 | 1337.8133 | 0 | 1050.3843 | 0 | 1239.4613 | 0 | 1238.5577 | 0 | 1238.5505 | 0
|  |  | 1165.2771 | 0 | 1337.9011 | 0 | 1050.3977 | 0 | 1239.5365 | 0 | 1238.6328 | 0 | 1238.6257 | 0
|  |  | 1165.4125 | 0 | 1337.9888 | 0 | 1050.4113 | 0 | 1239.6118 | 0 | 1238.708 | 0 | 1238.7008 | 0
|  |  | 1165.5475 | 0 | 1338.0764 | 0 | 1050.4248 | 0 | 1239.6871 | 0 | 1238.7832 | 0 | 1238.776 | 0
|  |  | 1165.6826 | 0 | 1338.1642 | 0 | 1050.4382 | 0 | 1239.7623 | 0 | 1238.8584 | 0 | 1238.8512 | 0
|  |  | 1165.8179 | 0 | 1338.2518 | 0 | 1050.4518 | 0 | 1239.8376 | 0 | 1238.9336 | 0 | 1238.9264 | 0
|  |  | 1165.9531 | 0 | 1338.3396 | 0 | 1050.4653 | 0 | 1239.913 | 0 | 1239.0088 | 0 | 1239.0016 | 0
|  |  | 1166.0885 | 0 | 1338.4272 | 0 | 1050.4788 | 0 | 1239.9883 | 0 | 1239.084 | 0 | 1239.0768 | 0
|  |  | 1166.2238 | 0 | 1338.515 | 0 | 1050.4923 | 0 | 1240.0636 | 0 | 1239.1592 | 0 | 1239.152 | 0
|  |  | 1166.3591 | 0 | 1338.6028 | 0 | 1050.5059 | 0 | 1240.139 | 0 | 1239.2344 | 0 | 1239.2273 | 0
|  |  | 1166.4945 | 0 | 1338.6906 | 0 | 1050.5194 | 0 | 1240.2144 | 0 | 1239.3097 | 0 | 1239.3025 | 0
|  |  | 1166.63 | 0 | 1338.7783 | 0 | 1050.5328 | 0 | 1240.2897 | 0 | 1239.3849 | 0 | 1239.3777 | 0
|  |  | 1166.7654 | 0 | 1338.8661 | 0 | 1050.5464 | 0 | 1240.365 | 0 | 1239.4602 | 0 | 1239.453 | 0
|  |  | 1166.9009 | 0 | 1338.954 | 0 | 1050.5599 | 0 | 1240.4404 | 0 | 1239.5354 | 0 | 1239.5282 | 0
|  |  | 1167.0364 | 0 | 1339.0418 | 0 | 1050.5735 | 0 | 1240.5159 | 0 | 1239.6107 | 0 | 1239.6035 | 0
|  |  | 1167.172 | 0 | 1339.1295 | 0 | 1050.5869 | 0 | 1240.5912 | 0 | 1239.686 | 0 | 1239.6788 | 0
|  |  | 1167.3075 | 0 | 1339.2174 | 0 | 1050.6005 | 0 | 1240.6666 | 0 | 1239.7612 | 0 | 1239.7541 | 0
|  |  | 1167.4431 | 0 | 1339.3052 | 0 | 1050.614 | 0 | 1240.7421 | 0 | 1239.8365 | 0 | 1239.8293 | 0
|  |  | 1167.579 | 0 | 1339.3931 | 0 | 1050.6274 | 0 | 1240.8174 | 0 | 1239.9119 | 0 | 1239.9047 | 0
|  |  | 1167.7144 | 0 | 1339.481 | 0 | 1050.641 | 0 | 1240.8928 | 0 | 1239.9872 | 0 | 1239.98 | 0
|  |  | 1167.8501 | 0 | 1339.5689 | 0 | 1050.6545 | 0 | 1240.9683 | 0 | 1240.0625 | 0 | 1240.0554 | 0
|  |  | 1167.986 | 0 | 1339.6567 | 0 | 1050.6681 | 0 | 1241.0437 | 0 | 1240.1378 | 0 | 1240.1307 | 0
|  |  | 1168.1216 | 0 | 1339.7446 | 0 | 1050.6816 | 0 | 1241.1193 | 0 | 1240.2133 | 0 | 1240.2061 | 0
|  |  | 1168.2573 | 0 | 1339.8325 | 0 | 1050.6951 | 0 | 1241.1947 | 0 | 1240.2886 | 0 | 1240.2814 | 0
|  |  | 1168.3932 | 0 | 1339.9205 | 0 | 1050.7086 | 0 | 1241.2701 | 0 | 1240.3639 | 0 | 1240.3568 | 0
|  |  | 1168.5291 | 0 | 1340.0084 | 0 | 1050.7222 | 0 | 1241.3456 | 0 | 1240.4393 | 0 | 1240.4321 | 0
|  |  | 1168.6649 | 0 | 1340.0963 | 0 | 1050.7357 | 0 | 1241.4211 | 0 | 1240.5147 | 0 | 1240.5076 | 0
|  |  | 1168.8009 | 0 | 1340.1843 | 0 | 1050.7491 | 0 | 1241.4966 | 0 | 1240.5901 | 0 | 1240.5829 | 0
|  |  | 1168.9368 | 0 | 1340.2723 | 0 | 1050.7627 | 0 | 1241.5721 | 0 | 1240.6655 | 0 | 1240.6583 | 0
|  |  | 1169.073 | 0 | 1340.3603 | 0 | 1050.7762 | 0 | 1241.6477 | 0 | 1240.7408 | 0 | 1240.7338 | 0
|  |  | 1169.2089 | 0 | 1340.4482 | 0 | 1050.7898 | 0 | 1241.7231 | 0 | 1240.8163 | 0 | 1240.8092 | 0
|  |  | 1169.3448 | 0 | 1340.5363 | 0 | 1050.8032 | 0 | 1241.7987 | 0 | 1240.8917 | 0 | 1240.8845 | 0
|  |  | 1169.481 | 0 | 1340.6243 | 0 | 1050.8168 | 0 | 1241.8743 | 0 | 1240.9672 | 0 | 1240.96 | 0
|  |  | 1169.6171 | 0 | 1340.7124 | 0 | 1050.8303 | 0 | 1241.9498 | 0 | 1241.0426 | 0 | 1241.0355 | 0
|  |  | 1169.7534 | 0 | 1340.8004 | 0 | 1050.8439 | 0 | 1242.0254 | 0 | 1241.118 | 0 | 1241.111 | 0
|  |  | 1169.8894 | 0 | 1340.8884 | 0 | 1050.8574 | 0 | 1242.101 | 0 | 1241.1936 | 0 | 1241.1864 | 0
|  |  | 1170.0256 | 0 | 1340.9766 | 0 | 1050.8709 | 0 | 1242.1765 | 0 | 1241.269 | 0 | 1241.2618 | 0
|  |  | 1170.1619 | 0 | 1341.0646 | 0 | 1050.8844 | 0 | 1242.2522 | 0 | 1241.3445 | 0 | 1241.3374 | 0
|  |  | 1170.2981 | 0 | 1341.1527 | 0 | 1050.8979 | 0 | 1242.3278 | 0 | 1241.42 | 0 | 1241.4128 | 0
|  |  | 1170.4344 | 0 | 1341.2407 | 0 | 1050.9115 | 0 | 1242.4034 | 0 | 1241.4955 | 0 | 1241.4884 | 0
|  |  | 1170.5708 | 0 | 1341.3289 | 0 | 1050.925 | 0 | 1242.479 | 0 | 1241.571 | 0 | 1241.5638 | 0
|  |  | 1170.7072 | 0 | 1341.417 | 0 | 1050.9385 | 0 | 1242.5547 | 0 | 1241.6466 | 0 | 1241.6394 | 0
|  |  | 1170.8438 | 0 | 1341.5051 | 0 | 1050.952 | 0 | 1242.6302 | 0 | 1241.7221 | 0 | 1241.715 | 0
|  |  | 1170.98 | 0 | 1341.5933 | 0 | 1050.9656 | 0 | 1242.7059 | 0 | 1241.7976 | 0 | 1241.7904 | 0
|  |  | 1171.1165 | 0 | 1341.6814 | 0 | 1050.9791 | 0 | 1242.7816 | 0 | 1241.8732 | 0 | 1241.866 | 0
|  |  | 1171.2529 | 0 | 1341.7696 | 0 | 1050.9927 | 0 | 1242.8573 | 0 | 1241.9487 | 0 | 1241.9415 | 0
|  |  | 1171.3895 | 0 | 1341.8578 | 0 | 1051.0062 | 0 | 1242.933 | 0 | 1242.0243 | 0 | 1242.0171 | 0
|  |  | 1171.526 | 0 | 1341.946 | 0 | 1051.0197 | 0 | 1243.0087 | 0 | 1242.0999 | 0 | 1242.0927 | 0
|  |  | 1171.6626 | 0 | 1342.0342 | 0 | 1051.0332 | 0 | 1243.0844 | 0 | 1242.1754 | 0 | 1242.1683 | 0
|  |  | 1171.7993 | 0 | 1342.1224 | 0 | 1051.0468 | 0 | 1243.16 | 0 | 1242.2511 | 0 | 1242.2439 | 0
|  |  | 1171.9359 | 0 | 1342.2107 | 0 | 1051.0603 | 0 | 1243.2357 | 0 | 1242.3267 | 0 | 1242.3195 | 0
|  |  | 1172.0725 | 0 | 1342.2988 | 0 | 1051.0739 | 0 | 1243.3115 | 0 | 1242.4022 | 0 | 1242.3951 | 0
|  |  | 1172.2092 | 0 | 1342.3871 | 0 | 1051.0874 | 0 | 1243.3872 | 0 | 1242.4779 | 0 | 1242.4707 | 0
|  |  | 1172.3459 | 0 | 1342.4753 | 0 | 1051.1008 | 0 | 1243.4629 | 0 | 1242.5535 | 0 | 1242.5464 | 0
|  |  | 1172.4828 | 0 | 1342.5637 | 0 | 1051.1144 | 0 | 1243.5387 | 0 | 1242.6291 | 0 | 1242.6219 | 0
|  |  | 1172.6195 | 0 | 1342.652 | 0 | 1051.1279 | 0 | 1243.6145 | 0 | 1242.7048 | 0 | 1242.6976 | 0
|  |  | 1172.7566 | 0 | 1342.7402 | 0 | 1051.1415 | 0 | 1243.6902 | 0 | 1242.7805 | 0 | 1242.7733 | 0
|  |  | 1172.8933 | 0 | 1342.8286 | 0 | 1051.155 | 0 | 1243.766 | 0 | 1242.8562 | 0 | 1242.849 | 0
|  |  | 1173.0302 | 0 | 1342.9169 | 0 | 1051.1686 | 0 | 1243.8418 | 0 | 1242.9318 | 0 | 1242.9247 | 0
|  |  | 1173.1671 | 0 | 1343.0052 | 0 | 1051.182 | 0 | 1243.9176 | 0 | 1243.0075 | 0 | 1243.0004 | 0
|  |  | 1173.3041 | 0 | 1343.0935 | 0 | 1051.1956 | 0 | 1243.9934 | 0 | 1243.0832 | 0 | 1243.076 | 0
|  |  | 1173.4412 | 0 | 1343.1819 | 0 | 1051.2091 | 0 | 1244.0692 | 0 | 1243.1589 | 0 | 1243.1517 | 0
|  |  | 1173.5781 | 0 | 1343.2703 | 0 | 1051.2227 | 0 | 1244.145 | 0 | 1243.2346 | 0 | 1243.2274 | 0
|  |  | 1173.7152 | 0 | 1343.3586 | 0 | 1051.2362 | 0 | 1244.2208 | 0 | 1243.3103 | 0 | 1243.3032 | 0
|  |  | 1173.8523 | 0 | 1343.447 | 0 | 1051.2498 | 0 | 1244.2967 | 0 | 1243.3861 | 0 | 1243.3789 | 0
|  |  | 1173.9895 | 0 | 1343.5354 | 0 | 1051.2633 | 0 | 1244.3726 | 0 | 1243.4618 | 0 | 1243.4546 | 0
|  |  | 1174.1268 | 0 | 1343.6239 | 0 | 1051.2769 | 0 | 1244.4485 | 0 | 1243.5376 | 0 | 1243.5304 | 0
|  |  | 1174.2638 | 0 | 1343.7123 | 0 | 1051.2903 | 0 | 1244.5243 | 0 | 1243.6133 | 0 | 1243.6062 | 0
|  |  | 1174.4011 | 0 | 1343.8008 | 0 | 1051.3038 | 0 | 1244.6002 | 0 | 1243.6891 | 0 | 1243.6819 | 0
|  |  | 1174.5383 | 0 | 1343.8892 | 0 | 1051.3174 | 0 | 1244.676 | 0 | 1243.7649 | 0 | 1243.7577 | 0
|  |  | 1174.6757 | 0 | 1343.9777 | 0 | 1051.3309 | 0 | 1244.752 | 0 | 1243.8407 | 0 | 1243.8335 | 0
|  |  | 1174.813 | 0 | 1344.0662 | 0 | 1051.3445 | 0 | 1244.8279 | 0 | 1243.9165 | 0 | 1243.9093 | 0
|  |  | 1174.9503 | 0 | 1344.1545 | 0 | 1051.358 | 0 | 1244.9038 | 0 | 1243.9923 | 0 | 1243.9851 | 0
|  |  | 1175.0878 | 0 | 1344.243 | 0 | 1051.3716 | 0 | 1244.9797 | 0 | 1244.0681 | 0 | 1244.0609 | 0
|  |  | 1175.2251 | 0 | 1344.3315 | 0 | 1051.3851 | 0 | 1245.0557 | 0 | 1244.1439 | 0 | 1244.1367 | 0
|  |  | 1175.3625 | 0 | 1344.4202 | 0 | 1051.3987 | 0 | 1245.1316 | 0 | 1244.2197 | 0 | 1244.2125 | 0
|  |  | 1175.5001 | 0 | 1344.5087 | 0 | 1051.4122 | 0 | 1245.2075 | 0 | 1244.2957 | 0 | 1244.2885 | 0
|  |  | 1175.6376 | 0 | 1344.5972 | 0 | 1051.4257 | 0 | 1245.2836 | 0 | 1244.3715 | 0 | 1244.3643 | 0
|  |  | 1175.7751 | 0 | 1344.6858 | 0 | 1051.4392 | 0 | 1245.3595 | 0 | 1244.4473 | 0 | 1244.4402 | 0
|  |  | 1175.9127 | 0 | 1344.7743 | 0 | 1051.4528 | 0 | 1245.4355 | 0 | 1244.5232 | 0 | 1244.516 | 0
|  |  | 1176.0504 | 0 | 1344.8629 | 0 | 1051.4663 | 0 | 1245.5115 | 0 | 1244.5991 | 0 | 1244.5919 | 0
|  |  | 1176.188 | 0 | 1344.9514 | 0 | 1051.4799 | 0 | 1245.5875 | 0 | 1244.6749 | 0 | 1244.6677 | 0
|  |  | 1176.3257 | 0 | 1345.04 | 0 | 1051.4934 | 0 | 1245.6635 | 0 | 1244.7508 | 0 | 1244.7436 | 0
|  |  | 1176.4633 | 0 | 1345.1287 | 0 | 1051.507 | 0 | 1245.7395 | 0 | 1244.8268 | 0 | 1244.8196 | 0
|  |  | 1176.6011 | 0 | 1345.2173 | 0 | 1051.5205 | 0 | 1245.8156 | 0 | 1244.9027 | 0 | 1244.8955 | 0
|  |  | 1176.7388 | 0 | 1345.3059 | 0 | 1051.5341 | 0 | 1245.8916 | 0 | 1244.9786 | 0 | 1244.9714 | 0
|  |  | 1176.8766 | 0 | 1345.3945 | 0 | 1051.5476 | 0 | 1245.9677 | 0 | 1245.0546 | 0 | 1245.0474 | 0
|  |  | 1177.0146 | 0 | 1345.4833 | 0 | 1051.5612 | 0 | 1246.0437 | 0 | 1245.1305 | 0 | 1245.1233 | 0
|  |  | 1177.1523 | 0 | 1345.5719 | 0 | 1051.5747 | 0 | 1246.1198 | 0 | 1245.2064 | 0 | 1245.1992 | 0
|  |  | 1177.2903 | 0 | 1345.6606 | 0 | 1051.5883 | 0 | 1246.1958 | 0 | 1245.2823 | 0 | 1245.2753 | 0
|  |  | 1177.4282 | 0 | 1345.7493 | 0 | 1051.6018 | 0 | 1246.2719 | 0 | 1245.3584 | 0 | 1245.3512 | 0
|  |  | 1177.5662 | 0 | 1345.838 | 0 | 1051.6154 | 0 | 1246.348 | 0 | 1245.4343 | 0 | 1245.4271 | 0
|  |  | 1177.7042 | 0 | 1345.9268 | 0 | 1051.6289 | 0 | 1246.4241 | 0 | 1245.5104 | 0 | 1245.5032 | 0
|  |  | 1177.8422 | 0 | 1346.0155 | 0 | 1051.6423 | 0 | 1246.5002 | 0 | 1245.5863 | 0 | 1245.5792 | 0
|  |  | 1177.9802 | 0 | 1346.1043 | 0 | 1051.6559 | 0 | 1246.5763 | 0 | 1245.6624 | 0 | 1245.6552 | 0
|  |  | 1178.1184 | 0 | 1346.193 | 0 | 1051.6694 | 0 | 1246.6525 | 0 | 1245.7384 | 0 | 1245.7312 | 0
|  |  | 1178.2565 | 0 | 1346.2817 | 0 | 1051.683 | 0 | 1246.7286 | 0 | 1245.8145 | 0 | 1245.8073 | 0
|  |  | 1178.3947 | 0 | 1346.3705 | 0 | 1051.6965 | 0 | 1246.8048 | 0 | 1245.8905 | 0 | 1245.8833 | 0
|  |  | 1178.5328 | 0 | 1346.4592 | 0 | 1051.7101 | 0 | 1246.881 | 0 | 1245.9666 | 0 | 1245.9594 | 0
|  |  | 1178.6711 | 0 | 1346.5481 | 0 | 1051.7236 | 0 | 1246.9571 | 0 | 1246.0426 | 0 | 1246.0354 | 0
|  |  | 1178.8093 | 0 | 1346.6368 | 0 | 1051.7372 | 0 | 1247.0333 | 0 | 1246.1186 | 0 | 1246.1115 | 0
|  |  | 1178.9476 | 0 | 1346.7257 | 0 | 1051.7507 | 0 | 1247.1095 | 0 | 1246.1947 | 0 | 1246.1875 | 0
|  |  | 1179.0861 | 0 | 1346.8146 | 0 | 1051.7643 | 0 | 1247.1857 | 0 | 1246.2707 | 0 | 1246.2635 | 0
|  |  | 1179.2244 | 0 | 1346.9033 | 0 | 1051.7778 | 0 | 1247.2618 | 0 | 1246.3469 | 0 | 1246.3397 | 0
|  |  | 1179.3628 | 0 | 1346.9922 | 0 | 1051.7914 | 0 | 1247.3381 | 0 | 1246.423 | 0 | 1246.4158 | 0
|  |  | 1179.5012 | 0 | 1347.0811 | 0 | 1051.8049 | 0 | 1247.4143 | 0 | 1246.4992 | 0 | 1246.4919 | 0
|  |  | 1179.6396 | 0 | 1347.17 | 0 | 1051.8185 | 0 | 1247.4905 | 0 | 1246.5752 | 0 | 1246.568 | 0
|  |  | 1179.7783 | 0 | 1347.2589 | 0 | 1051.832 | 0 | 1247.5668 | 0 | 1246.6514 | 0 | 1246.6442 | 0
|  |  | 1179.9166 | 0 | 1347.3478 | 0 | 1051.8456 | 0 | 1247.6431 | 0 | 1246.7275 | 0 | 1246.7203 | 0
|  |  | 1180.0552 | 0 | 1347.4367 | 0 | 1051.8591 | 0 | 1247.7192 | 0 | 1246.8036 | 0 | 1246.7965 | 0
|  |  | 1180.1938 | 0 | 1347.5256 | 0 | 1051.8727 | 0 | 1247.7955 | 0 | 1246.8798 | 0 | 1246.8726 | 0
|  |  | 1180.3324 | 0 | 1347.6146 | 0 | 1051.8862 | 0 | 1247.8718 | 0 | 1246.9559 | 0 | 1246.9487 | 0
|  |  | 1180.4711 | 0 | 1347.7035 | 0 | 1051.8998 | 0 | 1247.9481 | 0 | 1247.0321 | 0 | 1247.0249 | 0
|  |  | 1180.6097 | 0 | 1347.7925 | 0 | 1051.9133 | 0 | 1248.0244 | 0 | 1247.1083 | 0 | 1247.1012 | 0
|  |  | 1180.7485 | 0 | 1347.8815 | 0 | 1051.9269 | 0 | 1248.1007 | 0 | 1247.1846 | 0 | 1247.1774 | 0
|  |  | 1180.8872 | 0 | 1347.9705 | 0 | 1051.9404 | 0 | 1248.177 | 0 | 1247.2607 | 0 | 1247.2535 | 0
|  |  | 1181.0259 | 0 | 1348.0594 | 0 | 1051.954 | 0 | 1248.2534 | 0 | 1247.3369 | 0 | 1247.3297 | 0
|  |  | 1181.1647 | 0 | 1348.1484 | 0 | 1051.9675 | 0 | 1248.3297 | 0 | 1247.4132 | 0 | 1247.406 | 0
|  |  | 1181.3036 | 0 | 1348.2374 | 0 | 1051.9811 | 0 | 1248.4061 | 0 | 1247.4894 | 0 | 1247.4822 | 0
|  |  | 1181.4426 | 0 | 1348.3265 | 0 | 1051.9946 | 0 | 1248.4824 | 0 | 1247.5657 | 0 | 1247.5585 | 0
|  |  | 1181.5815 | 0 | 1348.4155 | 0 | 1052.0082 | 0 | 1248.5588 | 0 | 1247.642 | 0 | 1247.6348 | 0
|  |  | 1181.7203 | 0 | 1348.5046 | 0 | 1052.0219 | 0 | 1248.6351 | 0 | 1247.7181 | 0 | 1247.7109 | 0
|  |  | 1181.8593 | 0 | 1348.5936 | 0 | 1052.0354 | 0 | 1248.7115 | 0 | 1247.7944 | 0 | 1247.7872 | 0
|  |  | 1181.9983 | 0 | 1348.6827 | 0 | 1052.049 | 0 | 1248.788 | 0 | 1247.8707 | 0 | 1247.8635 | 0
|  |  | 1182.1373 | 0 | 1348.7719 | 0 | 1052.0625 | 0 | 1248.8644 | 0 | 1247.947 | 0 | 1247.9398 | 0
|  |  | 1182.2766 | 0 | 1348.861 | 0 | 1052.0761 | 0 | 1248.9408 | 0 | 1248.0233 | 0 | 1248.0161 | 0
|  |  | 1182.4155 | 0 | 1348.9501 | 0 | 1052.0896 | 0 | 1249.0172 | 0 | 1248.0996 | 0 | 1248.0924 | 0
|  |  | 1182.5547 | 0 | 1349.0392 | 0 | 1052.1031 | 0 | 1249.0936 | 0 | 1248.1759 | 0 | 1248.1687 | 0
|  |  | 1182.6938 | 0 | 1349.1283 | 0 | 1052.1167 | 0 | 1249.17 | 0 | 1248.2523 | 0 | 1248.2451 | 0
|  |  | 1182.8333 | 0 | 1349.2175 | 0 | 1052.1302 | 0 | 1249.2465 | 0 | 1248.3286 | 0 | 1248.3214 | 0
|  |  | 1182.9723 | 0 | 1349.3066 | 0 | 1052.1438 | 0 | 1249.323 | 0 | 1248.4049 | 0 | 1248.3977 | 0
|  |  | 1183.1116 | 0 | 1349.3959 | 0 | 1052.1573 | 0 | 1249.3994 | 0 | 1248.4813 | 0 | 1248.4741 | 0
|  |  | 1183.2509 | 0 |  |  | 1052.1709 | 0 | 1249.4758 | 0 | 1248.5576 | 0 | 1248.5504 | 0
|  |  | 1183.3903 | 0 |  |  | 1052.1844 | 0 | 1249.5524 | 0 | 1248.634 | 0 | 1248.6268 | 0
|  |  | 1183.5297 | 0 |  |  | 1052.198 | 0 | 1249.6289 | 0 | 1248.7105 | 0 | 1248.7033 | 0
|  |  | 1183.6691 | 0 |  |  | 1052.2115 | 0 | 1249.7053 | 0 | 1248.7869 | 0 | 1248.7797 | 0
|  |  | 1183.8085 | 0 |  |  | 1052.2251 | 0 | 1249.7819 | 0 | 1248.8632 | 0 | 1248.856 | 0
|  |  | 1183.9479 | 0 |  |  | 1052.2388 | 0 | 1249.8584 | 0 | 1248.9396 | 0 | 1248.9324 | 0
|  |  | 1184.0874 | 0 |  |  | 1052.2523 | 0 | 1249.9349 | 0 | 1249.016 | 0 | 1249.0088 | 0
|  |  | 1184.2269 | 0 |  |  | 1052.2659 | 0 | 1250.0115 | 0 | 1249.0925 | 0 | 1249.0853 | 0
|  |  | 1184.3666 | 0 |  |  | 1052.2794 | 0 | 1250.088 | 0 | 1249.1689 | 0 | 1249.1617 | 0
|  |  | 1184.5061 | 0 |  |  | 1052.293 | 0 | 1250.1645 | 0 | 1249.2454 | 0 | 1249.2382 | 0
|  |  | 1184.6458 | 0 |  |  | 1052.3065 | 0 | 1250.2412 | 0 | 1249.3218 | 0 | 1249.3146 | 0
|  |  | 1184.7854 | 0 |  |  | 1052.3201 | 0 | 1250.3177 | 0 | 1249.3983 | 0 | 1249.3911 | 0
|  |  | 1184.9252 | 0 |  |  | 1052.3336 | 0 | 1250.3943 | 0 | 1249.4747 | 0 | 1249.4675 | 0
|  |  | 1185.0649 | 0 |  |  | 1052.3472 | 0 | 1250.4709 | 0 | 1249.5513 | 0 | 1249.5441 | 0
|  |  | 1185.2047 | 0 |  |  | 1052.3607 | 0 | 1250.5476 | 0 | 1249.6278 | 0 | 1249.6206 | 0
|  |  | 1185.3445 | 0 |  |  | 1052.3744 | 0 | 1250.6242 | 0 | 1249.7042 | 0 | 1249.697 | 0
|  |  | 1185.4841 | 0 |  |  | 1052.3879 | 0 | 1250.7008 | 0 | 1249.7808 | 0 | 1249.7736 | 0
|  |  | 1185.624 | 0 |  |  | 1052.4015 | 0 | 1250.7775 | 0 | 1249.8573 | 0 | 1249.8501 | 0
|  |  | 1185.7639 | 0 |  |  | 1052.415 | 0 | 1250.8541 | 0 | 1249.9338 | 0 | 1249.9266 | 0
|  |  | 1185.9038 | 0 |  |  | 1052.4286 | 0 | 1250.9308 | 0 | 1250.0104 | 0 | 1250.0032 | 0
|  |  | 1186.0438 | 0 |  |  | 1052.4421 | 0 | 1251.0075 | 0 | 1250.0869 | 0 | 1250.0797 | 0
|  |  | 1186.1838 | 0 |  |  | 1052.4557 | 0 | 1251.0841 | 0 | 1250.1635 | 0 | 1250.1562 | 0
|  |  | 1186.3239 | 0 |  |  | 1052.4692 | 0 | 1251.1608 | 0 | 1250.24 | 0 | 1250.2328 | 0
|  |  | 1186.4641 | 0 |  |  | 1052.4829 | 0 | 1251.2374 | 0 | 1250.3166 | 0 | 1250.3094 | 0
|  |  | 1186.604 | 0 |  |  | 1052.4965 | 0 | 1251.3141 | 0 | 1250.3932 | 0 | 1250.386 | 0
|  |  | 1186.7441 | 0 |  |  | 1052.51 | 0 | 1251.3909 | 0 | 1250.4698 | 0 | 1250.4626 | 0
|  |  | 1186.8843 | 0 |  |  | 1052.5236 | 0 | 1251.4675 | 0 | 1250.5464 | 0 | 1250.5392 | 0
|  |  | 1187.0245 | 0 |  |  | 1052.5371 | 0 | 1251.5443 | 0 | 1250.623 | 0 | 1250.6158 | 0
|  |  | 1187.1648 | 0 |  |  | 1052.5507 | 0 | 1251.6211 | 0 | 1250.6997 | 0 | 1250.6925 | 0
|  |  | 1187.3051 | 0 |  |  | 1052.5642 | 0 | 1251.6978 | 0 | 1250.7762 | 0 | 1250.769 | 0
|  |  | 1187.4453 | 0 |  |  | 1052.5779 | 0 | 1251.7745 | 0 | 1250.8529 | 0 | 1250.8457 | 0
|  |  | 1187.5857 | 0 |  |  | 1052.5914 | 0 | 1251.8513 | 0 | 1250.9296 | 0 | 1250.9224 | 0
|  |  | 1187.726 | 0 |  |  | 1052.605 | 0 | 1251.9281 | 0 | 1251.0062 | 0 | 1250.999 | 0
|  |  | 1187.8665 | 0 |  |  | 1052.6185 | 0 | 1252.0049 | 0 | 1251.0829 | 0 | 1251.0757 | 0
|  |  | 1188.0068 | 0 |  |  | 1052.6321 | 0 | 1252.0817 | 0 | 1251.1597 | 0 | 1251.1525 | 0
|  |  | 1188.1473 | 0 |  |  | 1052.6456 | 0 | 1252.1584 | 0 | 1251.2363 | 0 | 1251.2291 | 0
|  |  | 1188.2878 | 0 |  |  | 1052.6593 | 0 | 1252.2353 | 0 | 1251.313 | 0 | 1251.3058 | 0
|  |  | 1188.4283 | 0 |  |  | 1052.6729 | 0 | 1252.3121 | 0 | 1251.3898 | 0 | 1251.3826 | 0
|  |  | 1188.5688 | 0 |  |  | 1052.6864 | 0 | 1252.3889 | 0 | 1251.4664 | 0 | 1251.4592 | 0
|  |  | 1188.7095 | 0 |  |  | 1052.7 | 0 | 1252.4658 | 0 | 1251.5432 | 0 | 1251.536 | 0
|  |  | 1188.8501 | 0 |  |  | 1052.7135 | 0 | 1252.5426 | 0 | 1251.6199 | 0 | 1251.6127 | 0
|  |  | 1188.9907 | 0 |  |  | 1052.7271 | 0 | 1252.6195 | 0 | 1251.6967 | 0 | 1251.6895 | 0
|  |  | 1189.1315 | 0 |  |  | 1052.7407 | 0 | 1252.6964 | 0 | 1251.7734 | 0 | 1251.7662 | 0
|  |  | 1189.2722 | 0 |  |  | 1052.7543 | 0 | 1252.7733 | 0 | 1251.8502 | 0 | 1251.843 | 0
|  |  | 1189.413 | 0 |  |  | 1052.7678 | 0 | 1252.8501 | 0 | 1251.927 | 0 | 1251.9198 | 0
|  |  | 1189.5537 | 0 |  |  | 1052.7814 | 0 | 1252.927 | 0 | 1252.0038 | 0 | 1251.9966 | 0
|  |  | 1189.6946 | 0 |  |  | 1052.7949 | 0 | 1253.0039 | 0 | 1252.0806 | 0 | 1252.0734 | 0
|  |  | 1189.8354 | 0 |  |  | 1052.8086 | 0 | 1253.0809 | 0 | 1252.1573 | 0 | 1252.1501 | 0
|  |  | 1189.9763 | 0 |  |  | 1052.8221 | 0 | 1253.1578 | 0 | 1252.2341 | 0 | 1252.2269 | 0
|  |  | 1190.1172 | 0 |  |  | 1052.8357 | 0 | 1253.2347 | 0 | 1252.311 | 0 | 1252.3038 | 0
|  |  | 1190.2581 | 0 |  |  | 1052.8492 | 0 | 1253.3117 | 0 | 1252.3878 | 0 | 1252.3806 | 0
|  |  | 1190.399 | 0 |  |  | 1052.8629 | 0 | 1253.3887 | 0 | 1252.4647 | 0 | 1252.4575 | 0
|  |  | 1190.5402 | 0 |  |  | 1052.8765 | 0 | 1253.4656 | 0 | 1252.5415 | 0 | 1252.5343 | 0
|  |  | 1190.6812 | 0 |  |  | 1052.89 | 0 | 1253.5426 | 0 | 1252.6184 | 0 | 1252.6112 | 0
|  |  | 1190.8223 | 0 |  |  | 1052.9036 | 0 | 1253.6196 | 0 | 1252.6953 | 0 | 1252.688 | 0
|  |  | 1190.9634 | 0 |  |  | 1052.9171 | 0 | 1253.6965 | 0 | 1252.7721 | 0 | 1252.7649 | 0
|  |  | 1191.1046 | 0 |  |  | 1052.9308 | 0 | 1253.7736 | 0 | 1252.849 | 0 | 1252.8418 | 0
|  |  | 1191.2457 | 0 |  |  | 1052.9443 | 0 | 1253.8506 | 0 | 1252.9259 | 0 | 1252.9187 | 0
|  |  | 1191.387 | 0 |  |  | 1052.9579 | 0 | 1253.9276 | 0 | 1253.0028 | 0 | 1252.9956 | 0
|  |  | 1191.5283 | 0 |  |  | 1052.9714 | 0 | 1254.0046 | 0 | 1253.0797 | 0 | 1253.0725 | 0
|  |  | 1191.6696 | 0 |  |  | 1052.9851 | 0 | 1254.0817 | 0 | 1253.1567 | 0 | 1253.1494 | 0
|  |  | 1191.8109 | 0 |  |  | 1052.9987 | 0 | 1254.1587 | 0 | 1253.2336 | 0 | 1253.2264 | 0
|  |  | 1191.9523 | 0 |  |  | 1053.0122 | 0 | 1254.2358 | 0 | 1253.3105 | 0 | 1253.3033 | 0
|  |  | 1192.0936 | 0 |  |  | 1053.0258 | 0 | 1254.3129 | 0 | 1253.3876 | 0 | 1253.3804 | 0
|  |  | 1192.2351 | 0 |  |  | 1053.0394 | 0 | 1254.3899 | 0 | 1253.4645 | 0 | 1253.4573 | 0
|  |  | 1192.3766 | 0 |  |  | 1053.053 | 0 | 1254.467 | 0 | 1253.5415 | 0 | 1253.5343 | 0
|  |  | 1192.5181 | 0 |  |  | 1053.0665 | 0 | 1254.5442 | 0 | 1253.6184 | 0 | 1253.6112 | 0
|  |  | 1192.6595 | 0 |  |  | 1053.0801 | 0 | 1254.6212 | 0 | 1253.6954 | 0 | 1253.6882 | 0
|  |  | 1192.8011 | 0 |  |  | 1053.0938 | 0 | 1254.6984 | 0 | 1253.7725 | 0 | 1253.7653 | 0
|  |  | 1192.9427 | 0 |  |  | 1053.1073 | 0 | 1254.7755 | 0 | 1253.8495 | 0 | 1253.8423 | 0
|  |  | 1193.0844 | 0 |  |  | 1053.1209 | 0 | 1254.8527 | 0 | 1253.9265 | 0 | 1253.9193 | 0
|  |  | 1193.2261 | 0 |  |  | 1053.1344 | 0 | 1254.9298 | 0 | 1254.0035 | 0 | 1253.9963 | 0
|  |  | 1193.3678 | 0 |  |  | 1053.1481 | 0 | 1255.007 | 0 | 1254.0806 | 0 | 1254.0734 | 0
|  |  | 1193.5095 | 0 |  |  | 1053.1616 | 0 | 1255.0841 | 0 | 1254.1576 | 0 | 1254.1504 | 0
|  |  | 1193.6512 | 0 |  |  | 1053.1752 | 0 | 1255.1613 | 0 | 1254.2346 | 0 | 1254.2274 | 0
|  |  | 1193.7931 | 0 |  |  | 1053.1888 | 0 | 1255.2384 | 0 | 1254.3118 | 0 | 1254.3046 | 0
|  |  | 1193.9349 | 0 |  |  | 1053.2024 | 0 | 1255.3157 | 0 | 1254.3888 | 0 | 1254.3816 | 0
|  |  | 1194.0768 | 0 |  |  | 1053.2159 | 0 | 1255.3928 | 0 | 1254.4659 | 0 | 1254.4587 | 0
|  |  | 1194.2186 | 0 |  |  | 1053.2295 | 0 | 1255.4701 | 0 | 1254.543 | 0 | 1254.5358 | 0
|  |  | 1194.3606 | 0 |  |  | 1053.2432 | 0 | 1255.5472 | 0 | 1254.6201 | 0 | 1254.6129 | 0
|  |  | 1194.5026 | 0 |  |  | 1053.2567 | 0 | 1255.6245 | 0 | 1254.6973 | 0 | 1254.6901 | 0
|  |  | 1194.6444 | 0 |  |  | 1053.2703 | 0 | 1255.7018 | 0 | 1254.7744 | 0 | 1254.7671 | 0
|  |  | 1194.7865 | 0 |  |  | 1053.2839 | 0 | 1255.7791 | 0 | 1254.8514 | 0 | 1254.8442 | 0
|  |  | 1194.9286 | 0 |  |  | 1053.2975 | 0 | 1255.8562 | 0 | 1254.9286 | 0 | 1254.9214 | 0
|  |  | 1195.0707 | 0 |  |  | 1053.311 | 0 | 1255.9335 | 0 | 1255.0057 | 0 | 1254.9985 | 0
|  |  | 1195.2128 | 0 |  |  | 1053.3247 | 0 | 1256.0109 | 0 | 1255.083 | 0 | 1255.0757 | 0
|  |  | 1195.355 | 0 |  |  | 1053.3383 | 0 | 1256.0881 | 0 | 1255.1602 | 0 | 1255.1529 | 0
|  |  | 1195.4972 | 0 |  |  | 1053.3518 | 0 | 1256.1654 | 0 | 1255.2373 | 0 | 1255.2301 | 0
|  |  | 1195.6394 | 0 |  |  | 1053.3655 | 0 | 1256.2427 | 0 | 1255.3145 | 0 | 1255.3073 | 0
|  |  | 1195.7817 | 0 |  |  | 1053.379 | 0 | 1256.3201 | 0 | 1255.3917 | 0 | 1255.3845 | 0
|  |  | 1195.924 | 0 |  |  | 1053.3926 | 0 | 1256.3973 | 0 | 1255.4689 | 0 | 1255.4617 | 0
|  |  | 1196.0663 | 0 |  |  | 1053.4062 | 0 | 1256.4747 | 0 | 1255.5461 | 0 | 1255.5389 | 0
|  |  | 1196.2087 | 0 |  |  | 1053.4198 | 0 | 1256.552 | 0 | 1255.6234 | 0 | 1255.6162 | 0
|  |  | 1196.3511 | 0 |  |  | 1053.4334 | 0 | 1256.6294 | 0 | 1255.7006 | 0 | 1255.6934 | 0
|  |  | 1196.4935 | 0 |  |  | 1053.447 | 0 | 1256.7068 | 0 | 1255.7778 | 0 | 1255.7706 | 0
|  |  | 1196.6362 | 0 |  |  | 1053.4606 | 0 | 1256.7841 | 0 | 1255.8551 | 0 | 1255.8479 | 0
|  |  | 1196.7786 | 0 |  |  | 1053.4741 | 0 | 1256.8615 | 0 | 1255.9324 | 0 | 1255.9252 | 0
|  |  | 1196.9211 | 0 |  |  | 1053.4878 | 0 | 1256.9388 | 0 | 1256.0096 | 0 | 1256.0024 | 0
|  |  | 1197.0637 | 0 |  |  | 1053.5013 | 0 | 1257.0162 | 0 | 1256.0869 | 0 | 1256.0797 | 0
|  |  | 1197.2063 | 0 |  |  | 1053.5149 | 0 | 1257.0938 | 0 | 1256.1643 | 0 | 1256.157 | 0
|  |  | 1197.349 | 0 |  |  | 1053.5286 | 0 | 1257.1711 | 0 | 1256.2416 | 0 | 1256.2344 | 0
|  |  | 1197.4916 | 0 |  |  | 1053.5421 | 0 | 1257.2485 | 0 | 1256.3189 | 0 | 1256.3117 | 0
|  |  | 1197.6344 | 0 |  |  | 1053.5557 | 0 | 1257.326 | 0 | 1256.3962 | 0 | 1256.389 | 0
|  |  | 1197.7771 | 0 |  |  | 1053.5693 | 0 | 1257.4034 | 0 | 1256.4735 | 0 | 1256.4663 | 0
|  |  | 1197.9199 | 0 |  |  | 1053.5829 | 0 | 1257.481 | 0 | 1256.5509 | 0 | 1256.5437 | 0
|  |  | 1198.0627 | 0 |  |  | 1053.5964 | 0 | 1257.5584 | 0 | 1256.6283 | 0 | 1256.621 | 0
|  |  | 1198.2056 | 0 |  |  | 1053.6101 | 0 | 1257.6359 | 0 | 1256.7056 | 0 | 1256.6984 | 0
|  |  | 1198.3484 | 0 |  |  | 1053.6237 | 0 | 1257.7134 | 0 | 1256.783 | 0 | 1256.7758 | 0
|  |  | 1198.4913 | 0 |  |  | 1053.6373 | 0 | 1257.7909 | 0 | 1256.8603 | 0 | 1256.8531 | 0
|  |  | 1198.6343 | 0 |  |  | 1053.6509 | 0 | 1257.8684 | 0 | 1256.9377 | 0 | 1256.9305 | 0
|  |  | 1198.7773 | 0 |  |  | 1053.6644 | 0 | 1257.9459 | 0 | 1257.0151 | 0 | 1257.0079 | 0
|  |  | 1198.9203 | 0 |  |  | 1053.6781 | 0 | 1258.0234 | 0 | 1257.0925 | 0 | 1257.0853 | 0
|  |  | 1199.0634 | 0 |  |  | 1053.6916 | 0 | 1258.101 | 0 | 1257.17 | 0 | 1257.1627 | 0
|  |  | 1199.2064 | 0 |  |  | 1053.7053 | 0 | 1258.1785 | 0 | 1257.2474 | 0 | 1257.2402 | 0
|  |  | 1199.3495 | 0 |  |  | 1053.7189 | 0 | 1258.256 | 0 | 1257.3248 | 0 | 1257.3176 | 0
|  |  | 1199.4926 | 0 |  |  | 1053.7324 | 0 | 1258.3336 | 0 | 1257.4023 | 0 | 1257.3951 | 0
|  |  | 1199.6357 | 0 |  |  | 1053.7461 | 0 | 1258.4111 | 0 | 1257.4797 | 0 | 1257.4725 | 0
|  |  | 1199.7791 | 0 |  |  | 1053.7596 | 0 | 1258.4888 | 0 | 1257.5573 | 0 | 1257.5501 | 0
|  |  | 1199.9222 | 0 |  |  | 1053.7733 | 0 | 1258.5664 | 0 | 1257.6348 | 0 | 1257.6274 | 0
|  |  | 1200.0656 | 0 |  |  | 1053.7869 | 0 | 1258.6439 | 0 | 1257.7122 | 0 | 1257.705 | 0
[7 empty] | 1053.8004 | 0 | 1258.7216 | 0 | 1257.7897 | 0 | 1257.7825 | 0
[7 empty] | 1053.8141 | 0 | 1258.7992 | 0 | 1257.8672 | 0 | 1257.86 | 0
[7 empty] | 1053.8276 | 0 | 1258.8768 | 0 | 1257.9447 | 0 | 1257.9375 | 0
[7 empty] | 1053.8413 | 0 | 1258.9545 | 0 | 1258.0222 | 0 | 1258.015 | 0
[7 empty] | 1053.8549 | 0 | 1259.0321 | 0 | 1258.0999 | 0 | 1258.0925 | 0
[7 empty] | 1053.8685 | 0 | 1259.1097 | 0 | 1258.1774 | 0 | 1258.1702 | 0
[7 empty] | 1053.8821 | 0 | 1259.1875 | 0 | 1258.2549 | 0 | 1258.2477 | 0
[7 empty] | 1053.8956 | 0 | 1259.2651 | 0 | 1258.3325 | 0 | 1258.3252 | 0
[7 empty] | 1053.9093 | 0 | 1259.3428 | 0 | 1258.41 | 0 | 1258.4028 | 0
[7 empty] | 1053.9229 | 0 | 1259.4205 | 0 | 1258.4877 | 0 | 1258.4804 | 0
[7 empty] | 1053.9365 | 0 | 1259.4982 | 0 | 1258.5652 | 0 | 1258.558 | 0
[7 empty] | 1053.9501 | 0 | 1259.5759 | 0 | 1258.6428 | 0 | 1258.6356 | 0
[7 empty] | 1053.9637 | 0 | 1259.6537 | 0 | 1258.7205 | 0 | 1258.7131 | 0
[7 empty] | 1053.9773 | 0 | 1259.7314 | 0 | 1258.7981 | 0 | 1258.7908 | 0
[7 empty] | 1053.991 | 0 | 1259.8092 | 0 | 1258.8757 | 0 | 1258.8684 | 0
[7 empty] | 1054.0045 | 0 | 1259.887 | 0 | 1258.9534 | 0 | 1258.946 | 0
[7 empty] | 1054.0181 | 0 | 1259.9647 | 0 | 1259.031 | 0 | 1259.0237 | 0
[7 empty] | 1054.0317 | 0 | 1260.0425 | 0 | 1259.1086 | 0 | 1259.1014 | 0
[7 empty] | 1054.0453 | 0 | 1260.1202 | 0 | 1259.1863 | 0 | 1259.1791 | 0
[7 empty] | 1054.059 | 0 | 1260.198 | 0 | 1259.264 | 0 | 1259.2567 | 0
[7 empty] | 1054.0725 | 0 | 1260.2759 | 0 | 1259.3417 | 0 | 1259.3345 | 0
[7 empty] | 1054.0862 | 0 | 1260.3536 | 0 | 1259.4194 | 0 | 1259.4121 | 0
[7 empty] | 1054.0997 | 0 | 1260.4315 | 0 | 1259.4971 | 0 | 1259.4899 | 0
[7 empty] | 1054.1134 | 0 | 1260.5093 | 0 | 1259.5748 | 0 | 1259.5675 | 0
[7 empty] | 1054.127 | 0 | 1260.5872 | 0 | 1259.6526 | 0 | 1259.6453 | 0
[7 empty] | 1054.1406 | 0 | 1260.665 | 0 | 1259.7302 | 0 | 1259.723 | 0
[7 empty] | 1054.1542 | 0 | 1260.7428 | 0 | 1259.808 | 0 | 1259.8008 | 0
[7 empty] | 1054.1678 | 0 | 1260.8207 | 0 | 1259.8857 | 0 | 1259.8785 | 0
[7 empty] | 1054.1814 | 0 | 1260.8986 | 0 | 1259.9635 | 0 | 1259.9563 | 0
[7 empty] | 1054.1951 | 0 | 1260.9766 | 0 | 1260.0413 | 0 | 1260.0341 | 0
[7 empty] | 1054.2086 | 0 | 1261.0544 | 0 | 1260.1191 | 0 | 1260.1118 | 0
[7 empty] | 1054.2223 | 0 | 1261.1323 | 0 | 1260.1969 | 0 | 1260.1897 | 0
[7 empty] | 1054.2358 | 0 | 1261.2102 | 0 | 1260.2747 | 0 | 1260.2675 | 0
[7 empty] | 1054.2495 | 0 | 1261.2882 | 0 | 1260.3525 | 0 | 1260.3452 | 0
[7 empty] | 1054.2631 | 0 | 1261.3661 | 0 | 1260.4303 | 0 | 1260.4231 | 0
[7 empty] | 1054.2767 | 0 | 1261.4441 | 0 | 1260.5082 | 0 | 1260.501 | 0
[7 empty] | 1054.2903 | 0 | 1261.522 | 0 | 1260.5861 | 0 | 1260.5787 | 0
[7 empty] | 1054.304 | 0 | 1261.6 | 0 | 1260.6638 | 0 | 1260.6566 | 0
[7 empty] | 1054.3175 | 0 | 1261.678 | 0 | 1260.7417 | 0 | 1260.7345 | 0
[7 empty] | 1054.3312 | 0 | 1261.756 | 0 | 1260.8196 | 0 | 1260.8124 | 0
[7 empty] | 1054.3447 | 0 | 1261.834 | 0 | 1260.8975 | 0 | 1260.8903 | 0
[7 empty] | 1054.3584 | 0 | 1261.912 | 0 | 1260.9753 | 0 | 1260.9681 | 0
[7 empty] | 1054.3719 | 0 | 1261.99 | 0 | 1261.0532 | 0 | 1261.046 | 0
[7 empty] | 1054.3856 | 0 | 1262.068 | 0 | 1261.1312 | 0 | 1261.1239 | 0
[7 empty] | 1054.3993 | 0 | 1262.146 | 0 | 1261.2091 | 0 | 1261.2019 | 0
[7 empty] | 1054.4128 | 0 | 1262.2241 | 0 | 1261.287 | 0 | 1261.2798 | 0
[7 empty] | 1054.4265 | 0 | 1262.3021 | 0 | 1261.365 | 0 | 1261.3577 | 0
[7 empty] | 1054.4401 | 0 | 1262.3801 | 0 | 1261.4429 | 0 | 1261.4357 | 0
[7 empty] | 1054.4537 | 0 | 1262.4582 | 0 | 1261.5209 | 0 | 1261.5137 | 0
[7 empty] | 1054.4673 | 0 | 1262.5364 | 0 | 1261.5989 | 0 | 1261.5916 | 0
[7 empty] | 1054.481 | 0 | 1262.6144 | 0 | 1261.6768 | 0 | 1261.6696 | 0
[7 empty] | 1054.4945 | 0 | 1262.6925 | 0 | 1261.7548 | 0 | 1261.7476 | 0
[7 empty] | 1054.5082 | 0 | 1262.7706 | 0 | 1261.8328 | 0 | 1261.8256 | 0
[7 empty] | 1054.5219 | 0 | 1262.8488 | 0 | 1261.9108 | 0 | 1261.9036 | 0
[7 empty] | 1054.5354 | 0 | 1262.9269 | 0 | 1261.9888 | 0 | 1261.9816 | 0
[7 empty] | 1054.5491 | 0 | 1263.005 | 0 | 1262.0669 | 0 | 1262.0596 | 0
[7 empty] | 1054.5626 | 0 | 1263.0832 | 0 | 1262.1449 | 0 | 1262.1377 | 0
[7 empty] | 1054.5763 | 0 | 1263.1614 | 0 | 1262.2229 | 0 | 1262.2157 | 0
[7 empty] | 1054.5898 | 0 | 1263.2395 | 0 | 1262.301 | 0 | 1262.2937 | 0
[7 empty] | 1054.6035 | 0 | 1263.3177 | 0 | 1262.379 | 0 | 1262.3718 | 0
[7 empty] | 1054.6172 | 0 | 1263.3959 | 0 | 1262.4571 | 0 | 1262.4498 | 0
[7 empty] | 1054.6307 | 0 | 1263.4741 | 0 | 1262.5352 | 0 | 1262.5279 | 0
[7 empty] | 1054.6444 | 0 | 1263.5524 | 0 | 1262.6133 | 0 | 1262.6061 | 0
[7 empty] | 1054.658 | 0 | 1263.6305 | 0 | 1262.6914 | 0 | 1262.6842 | 0
[7 empty] | 1054.6716 | 0 | 1263.7087 | 0 | 1262.7695 | 0 | 1262.7622 | 0
[7 empty] | 1054.6853 | 0 | 1263.787 | 0 | 1262.8477 | 0 | 1262.8403 | 0
[7 empty] | 1054.6989 | 0 | 1263.8652 | 0 | 1262.9258 | 0 | 1262.9186 | 0
[7 empty] | 1054.7125 | 0 | 1263.9435 | 0 | 1263.0039 | 0 | 1262.9967 | 0
[7 empty] | 1054.7261 | 0 | 1264.0217 | 0 | 1263.082 | 0 | 1263.0748 | 0
[7 empty] | 1054.7397 | 0 | 1264.1001 | 0 | 1263.1603 | 0 | 1263.1529 | 0
[7 empty] | 1054.7534 | 0 | 1264.1783 | 0 | 1263.2384 | 0 | 1263.2312 | 0
[7 empty] | 1054.767 | 0 | 1264.2566 | 0 | 1263.3165 | 0 | 1263.3093 | 0
[7 empty] | 1054.7806 | 0 | 1264.335 | 0 | 1263.3948 | 0 | 1263.3874 | 0
[7 empty] | 1054.7942 | 0 | 1264.4132 | 0 | 1263.473 | 0 | 1263.4657 | 0
[7 empty] | 1054.8079 | 0 | 1264.4916 | 0 | 1263.5512 | 0 | 1263.5439 | 0
[7 empty] | 1054.8215 | 0 | 1264.57 | 0 | 1263.6294 | 0 | 1263.6222 | 0
[7 empty] | 1054.8351 | 0 | 1264.6483 | 0 | 1263.7076 | 0 | 1263.7003 | 0
[7 empty] | 1054.8488 | 0 | 1264.7266 | 0 | 1263.7859 | 0 | 1263.7786 | 0
[7 empty] | 1054.8624 | 0 | 1264.8049 | 0 | 1263.8641 | 0 | 1263.8568 | 0
[7 empty] | 1054.876 | 0 | 1264.8833 | 0 | 1263.9424 | 0 | 1263.9351 | 0
[7 empty] | 1054.8896 | 0 | 1264.9618 | 0 | 1264.0206 | 0 | 1264.0134 | 0
[7 empty] | 1054.9033 | 0 | 1265.0402 | 0 | 1264.0989 | 0 | 1264.0917 | 0
[7 empty] | 1054.9169 | 0 | 1265.1185 | 0 | 1264.1772 | 0 | 1264.1699 | 0
[7 empty] | 1054.9305 | 0 | 1265.1969 | 0 | 1264.2555 | 0 | 1264.2483 | 0
[7 empty] | 1054.9442 | 0 | 1265.2754 | 0 | 1264.3339 | 0 | 1264.3265 | 0
[7 empty] | 1054.9578 | 0 | 1265.3538 | 0 | 1264.4121 | 0 | 1264.4049 | 0
[7 empty] | 1054.9714 | 0 | 1265.4323 | 0 | 1264.4905 | 0 | 1264.4832 | 0
[7 empty] | 1054.9851 | 0 | 1265.5107 | 0 | 1264.5687 | 0 | 1264.5615 | 0
[7 empty] | 1054.9987 | 0 | 1265.5891 | 0 | 1264.6471 | 0 | 1264.6399 | 0
[7 empty] | 1055.0123 | 0 | 1265.6676 | 0 | 1264.7255 | 0 | 1264.7183 | 0
[7 empty] | 1055.026 | 0 | 1265.7461 | 0 | 1264.8038 | 0 | 1264.7966 | 0
[7 empty] | 1055.0396 | 0 | 1265.8246 | 0 | 1264.8822 | 0 | 1264.875 | 0
[7 empty] | 1055.0532 | 0 | 1265.9031 | 0 | 1264.9606 | 0 | 1264.9534 | 0
[7 empty] | 1055.0669 | 0 | 1265.9816 | 0 | 1265.0389 | 0 | 1265.0317 | 0
[7 empty] | 1055.0804 | 0 | 1266.0602 | 0 | 1265.1174 | 0 | 1265.1101 | 0
[7 empty] | 1055.0941 | 0 | 1266.1387 | 0 | 1265.1958 | 0 | 1265.1886 | 0
[7 empty] | 1055.1078 | 0 | 1266.2172 | 0 | 1265.2743 | 0 | 1265.267 | 0
[7 empty] | 1055.1213 | 0 | 1266.2958 | 0 | 1265.3527 | 0 | 1265.3455 | 0
[7 empty] | 1055.135 | 0 | 1266.3743 | 0 | 1265.4311 | 0 | 1265.4238 | 0
[7 empty] | 1055.1487 | 0 | 1266.4529 | 0 | 1265.5095 | 0 | 1265.5023 | 0
[7 empty] | 1055.1622 | 0 | 1266.5315 | 0 | 1265.588 | 0 | 1265.5808 | 0
[7 empty] | 1055.1759 | 0 | 1266.6101 | 0 | 1265.6665 | 0 | 1265.6592 | 0
[7 empty] | 1055.1896 | 0 | 1266.6886 | 0 | 1265.745 | 0 | 1265.7377 | 0
[7 empty] | 1055.2032 | 0 | 1266.7672 | 0 | 1265.8235 | 0 | 1265.8162 | 0
[7 empty] | 1055.2168 | 0 | 1266.8458 | 0 | 1265.902 | 0 | 1265.8946 | 0
[7 empty] | 1055.2305 | 0 | 1266.9246 | 0 | 1265.9805 | 0 | 1265.9733 | 0
[7 empty] | 1055.2441 | 0 | 1267.0032 | 0 | 1266.059 | 0 | 1266.0518 | 0
[7 empty] | 1055.2577 | 0 | 1267.0818 | 0 | 1266.1376 | 0 | 1266.1302 | 0
[7 empty] | 1055.2714 | 0 | 1267.1604 | 0 | 1266.2161 | 0 | 1266.2089 | 0
[7 empty] | 1055.285 | 0 | 1267.2391 | 0 | 1266.2947 | 0 | 1266.2874 | 0
[7 empty] | 1055.2987 | 0 | 1267.3177 | 0 | 1266.3732 | 0 | 1266.366 | 0
[7 empty] | 1055.3123 | 0 | 1267.3965 | 0 | 1266.4518 | 0 | 1266.4445 | 0
[7 empty] | 1055.3259 | 0 | 1267.4752 | 0 | 1266.5303 | 0 | 1266.5231 | 0
[7 empty] | 1055.3396 | 0 | 1267.5538 | 0 | 1266.6089 | 0 | 1266.6017 | 0
[7 empty] | 1055.3533 | 0 | 1267.6326 | 0 | 1266.6875 | 0 | 1266.6803 | 0
[7 empty] | 1055.3668 | 0 | 1267.7113 | 0 | 1266.7661 | 0 | 1266.7589 | 0
[7 empty] | 1055.3805 | 0 | 1267.79 | 0 | 1266.8447 | 0 | 1266.8375 | 0
[7 empty] | 1055.3942 | 0 | 1267.8688 | 0 | 1266.9233 | 0 | 1266.9161 | 0
[7 empty] | 1055.4078 | 0 | 1267.9475 | 0 | 1267.002 | 0 | 1266.9948 | 0
[7 empty] | 1055.4214 | 0 | 1268.0264 | 0 | 1267.0807 | 0 | 1267.0734 | 0
[7 empty] | 1055.4351 | 0 | 1268.1051 | 0 | 1267.1593 | 0 | 1267.152 | 0
[7 empty] | 1055.4487 | 0 | 1268.1838 | 0 | 1267.2379 | 0 | 1267.2307 | 0
[7 empty] | 1055.4624 | 0 | 1268.2627 | 0 | 1267.3166 | 0 | 1267.3093 | 0
[7 empty] | 1055.476 | 0 | 1268.3414 | 0 | 1267.3954 | 0 | 1267.3881 | 0
[7 empty] | 1055.4896 | 0 | 1268.4203 | 0 | 1267.474 | 0 | 1267.4668 | 0
[7 empty] | 1055.5033 | 0 | 1268.4992 | 0 | 1267.5527 | 0 | 1267.5454 | 0
[7 empty] | 1055.517 | 0 | 1268.5779 | 0 | 1267.6315 | 0 | 1267.6242 | 0
[7 empty] | 1055.5305 | 0 | 1268.6567 | 0 | 1267.7102 | 0 | 1267.7029 | 0
[7 empty] | 1055.5442 | 0 | 1268.7356 | 0 | 1267.7889 | 0 | 1267.7816 | 0
[7 empty] | 1055.5579 | 0 | 1268.8145 | 0 | 1267.8677 | 0 | 1267.8603 | 0
[7 empty] | 1055.5715 | 0 | 1268.8933 | 0 | 1267.9464 | 0 | 1267.9391 | 0
[7 empty] | 1055.5852 | 0 | 1268.9723 | 0 | 1268.0251 | 0 | 1268.0179 | 0
[7 empty] | 1055.5988 | 0 | 1269.0512 | 0 | 1268.104 | 0 | 1268.0967 | 0
[7 empty] | 1055.6124 | 0 | 1269.13 | 0 | 1268.1827 | 0 | 1268.1754 | 0
[7 empty] | 1055.6261 | 0 | 1269.209 | 0 | 1268.2615 | 0 | 1268.2543 | 0
[7 empty] | 1055.6398 | 0 | 1269.2878 | 0 | 1268.3403 | 0 | 1268.333 | 0
[7 empty] | 1055.6534 | 0 | 1269.3668 | 0 | 1268.4192 | 0 | 1268.4119 | 0
[7 empty] | 1055.667 | 0 | 1269.4458 | 0 | 1268.4979 | 0 | 1268.4907 | 0
[7 empty] | 1055.6807 | 0 | 1269.5247 | 0 | 1268.5768 | 0 | 1268.5696 | 0
[7 empty] | 1055.6943 | 0 | 1269.6036 | 0 | 1268.6556 | 0 | 1268.6483 | 0
[7 empty] | 1055.708 | 0 | 1269.6826 | 0 | 1268.7345 | 0 | 1268.7272 | 0
[7 empty] | 1055.7217 | 0 | 1269.7616 | 0 | 1268.8133 | 0 | 1268.806 | 0
[7 empty] | 1055.7354 | 0 | 1269.8406 | 0 | 1268.8922 | 0 | 1268.885 | 0
[7 empty] | 1055.7489 | 0 | 1269.9196 | 0 | 1268.9711 | 0 | 1268.9639 | 0
[7 empty] | 1055.7626 | 0 | 1269.9987 | 0 | 1269.0501 | 0 | 1269.0427 | 0
[7 empty] | 1055.7762 | 0 | 1270.0776 | 0 | 1269.1289 | 0 | 1269.1216 | 0
[7 empty] | 1055.7899 | 0 | 1270.1566 | 0 | 1269.2078 | 0 | 1269.2006 | 0
[7 empty] | 1055.8036 | 0 | 1270.2357 | 0 | 1269.2867 | 0 | 1269.2794 | 0
[7 empty] | 1055.8173 | 0 | 1270.3147 | 0 | 1269.3657 | 0 | 1269.3584 | 0
[7 empty] | 1055.8308 | 0 | 1270.3938 | 0 | 1269.4446 | 0 | 1269.4374 | 0
[7 empty] | 1055.8445 | 0 | 1270.4729 | 0 | 1269.5236 | 0 | 1269.5162 | 0
[7 empty] | 1055.8582 | 0 | 1270.552 | 0 | 1269.6025 | 0 | 1269.5952 | 0
[7 empty] | 1055.8718 | 0 | 1270.631 | 0 | 1269.6815 | 0 | 1269.6742 | 0
[7 empty] | 1055.8855 | 0 | 1270.7101 | 0 | 1269.7605 | 0 | 1269.7532 | 0
[7 empty] | 1055.8992 | 0 | 1270.7892 | 0 | 1269.8395 | 0 | 1269.8321 | 0
[7 empty] | 1055.9128 | 0 | 1270.8684 | 0 | 1269.9185 | 0 | 1269.9111 | 0
[7 empty] | 1055.9264 | 0 | 1270.9475 | 0 | 1269.9974 | 0 | 1269.9902 | 0
[7 empty] | 1055.9401 | 0 | 1271.0266 | 0 | 1270.0765 | 0 | 1270.0692 | 0
[7 empty] | 1055.9537 | 0 | 1271.1058 | 0 | 1270.1555 | 0 | 1270.1482 | 0
[7 empty] | 1055.9674 | 0 | 1271.1849 | 0 | 1270.2345 | 0 | 1270.2273 | 0
[7 empty] | 1055.9811 | 0 | 1271.264 | 0 | 1270.3136 | 0 | 1270.3063 | 0
[7 empty] | 1055.9948 | 0 | 1271.3433 | 0 | 1270.3927 | 0 | 1270.3854 | 0
[7 empty] | 1056.0084 | 0 | 1271.4225 | 0 | 1270.4717 | 0 | 1270.4645 | 0
[7 empty] | 1056.0221 | 0 | 1271.5017 | 0 | 1270.5508 | 0 | 1270.5436 | 0
[7 empty] | 1056.0356 | 0 | 1271.5808 | 0 | 1270.6299 | 0 | 1270.6226 | 0
[7 empty] | 1056.0493 | 0 | 1271.66 | 0 | 1270.709 | 0 | 1270.7017 | 0
[7 empty] | 1056.063 | 0 | 1271.7393 | 0 | 1270.7881 | 0 | 1270.7808 | 0
[7 empty] | 1056.0767 | 0 | 1271.8186 | 0 | 1270.8672 | 0 | 1270.86 | 0
[7 empty] | 1056.0903 | 0 | 1271.8978 | 0 | 1270.9463 | 0 | 1270.9391 | 0
[7 empty] | 1056.104 | 0 | 1271.977 | 0 | 1271.0255 | 0 | 1271.0182 | 0
[7 empty] | 1056.1177 | 0 | 1272.0563 | 0 | 1271.1046 | 0 | 1271.0973 | 0
[7 empty] | 1056.1313 | 0 | 1272.1356 | 0 | 1271.1838 | 0 | 1271.1765 | 0
[7 empty] | 1056.145 | 0 | 1272.2148 | 0 | 1271.2629 | 0 | 1271.2556 | 0
[7 empty] | 1056.1587 | 0 | 1272.2942 | 0 | 1271.3422 | 0 | 1271.3348 | 0
[7 empty] | 1056.1722 | 0 | 1272.3734 | 0 | 1271.4213 | 0 | 1271.4141 | 0
[7 empty] | 1056.1859 | 0 | 1272.4528 | 0 | 1271.5005 | 0 | 1271.4933 | 0
[7 empty] | 1056.1996 | 0 | 1272.5321 | 0 | 1271.5797 | 0 | 1271.5724 | 0
[7 empty] | 1056.2133 | 0 | 1272.6115 | 0 | 1271.6589 | 0 | 1271.6516 | 0
[7 empty] | 1056.2269 | 0 | 1272.6908 | 0 | 1271.7382 | 0 | 1271.7308 | 0
[7 empty] | 1056.2406 | 0 | 1272.7701 | 0 | 1271.8174 | 0 | 1271.8101 | 0
[7 empty] | 1056.2543 | 0 | 1272.8495 | 0 | 1271.8966 | 0 | 1271.8894 | 0
[7 empty] | 1056.2679 | 0 | 1272.9288 | 0 | 1271.976 | 0 | 1271.9686 | 0
[7 empty] | 1056.2816 | 0 | 1273.0083 | 0 | 1272.0552 | 0 | 1272.0478 | 0
[7 empty] | 1056.2953 | 0 | 1273.0876 | 0 | 1272.1344 | 0 | 1272.1272 | 0
[7 empty] | 1056.309 | 0 | 1273.1671 | 0 | 1272.2137 | 0 | 1272.2064 | 0
[7 empty] | 1056.3226 | 0 | 1273.2465 | 0 | 1272.293 | 0 | 1272.2858 | 0
[7 empty] | 1056.3363 | 0 | 1273.3259 | 0 | 1272.3723 | 0 | 1272.365 | 0
[7 empty] | 1056.35 | 0 | 1273.4054 | 0 | 1272.4517 | 0 | 1272.4443 | 0
[7 empty] | 1056.3636 | 0 | 1273.4847 | 0 | 1272.531 | 0 | 1272.5237 | 0
[7 empty] | 1056.3773 | 0 | 1273.5642 | 0 | 1272.6103 | 0 | 1272.603 | 0
[7 empty] | 1056.391 | 0 | 1273.6437 | 0 | 1272.6897 | 0 | 1272.6824 | 0
[7 empty] | 1056.4045 | 0 | 1273.7231 | 0 | 1272.769 | 0 | 1272.7617 | 0
[7 empty] | 1056.4182 | 0 | 1273.8026 | 0 | 1272.8484 | 0 | 1272.8411 | 0
[7 empty] | 1056.4319 | 0 | 1273.8822 | 0 | 1272.9277 | 0 | 1272.9204 | 0
[7 empty] | 1056.4456 | 0 | 1273.9617 | 0 | 1273.0071 | 0 | 1272.9999 | 0
[7 empty] | 1056.4592 | 0 | 1274.0411 | 0 | 1273.0865 | 0 | 1273.0792 | 0
[7 empty] | 1056.4729 | 0 | 1274.1207 | 0 | 1273.1659 | 0 | 1273.1586 | 0
[7 empty] | 1056.4866 | 0 | 1274.2002 | 0 | 1273.2454 | 0 | 1273.238 | 0
[7 empty] | 1056.5002 | 0 | 1274.2798 | 0 | 1273.3247 | 0 | 1273.3175 | 0
[7 empty] | 1056.5139 | 0 | 1274.3594 | 0 | 1273.4042 | 0 | 1273.3969 | 0
[7 empty] | 1056.5276 | 0 | 1274.4388 | 0 | 1273.4836 | 0 | 1273.4763 | 0
[7 empty] | 1056.5413 | 0 | 1274.5184 | 0 | 1273.5631 | 0 | 1273.5558 | 0
[7 empty] | 1056.5549 | 0 | 1274.598 | 0 | 1273.6426 | 0 | 1273.6353 | 0
[7 empty] | 1056.5686 | 0 | 1274.6776 | 0 | 1273.7221 | 0 | 1273.7147 | 0
[7 empty] | 1056.5823 | 0 | 1274.7572 | 0 | 1273.8015 | 0 | 1273.7942 | 0
[7 empty] | 1056.5959 | 0 | 1274.8368 | 0 | 1273.881 | 0 | 1273.8737 | 0
[7 empty] | 1056.6096 | 0 | 1274.9165 | 0 | 1273.9605 | 0 | 1273.9533 | 0
[7 empty] | 1056.6233 | 0 | 1274.9961 | 0 | 1274.04 | 0 | 1274.0327 | 0
[7 empty] | 1056.637 | 0 | 1275.0758 | 0 | 1274.1195 | 0 | 1274.1123 | 0
[7 empty] | 1056.6506 | 0 | 1275.1554 | 0 | 1274.1991 | 0 | 1274.1918 | 0
[7 empty] | 1056.6643 | 0 | 1275.2351 | 0 | 1274.2786 | 0 | 1274.2714 | 0
[7 empty] | 1056.678 | 0 | 1275.3147 | 0 | 1274.3582 | 0 | 1274.3508 | 0
[7 empty] | 1056.6916 | 0 | 1275.3944 | 0 | 1274.4377 | 0 | 1274.4304 | 0
[7 empty] | 1056.7053 | 0 | 1275.4741 | 0 | 1274.5173 | 0 | 1274.51 | 0
[7 empty] | 1056.7191 | 0 | 1275.5538 | 0 | 1274.5969 | 0 | 1274.5896 | 0
[7 empty] | 1056.7328 | 0 | 1275.6335 | 0 | 1274.6765 | 0 | 1274.6692 | 0
[7 empty] | 1056.7465 | 0 | 1275.7133 | 0 | 1274.7561 | 0 | 1274.7488 | 0
[7 empty] | 1056.7601 | 0 | 1275.793 | 0 | 1274.8357 | 0 | 1274.8284 | 0
[7 empty] | 1056.7738 | 0 | 1275.8727 | 0 | 1274.9153 | 0 | 1274.9081 | 0
[7 empty] | 1056.7875 | 0 | 1275.9525 | 0 | 1274.995 | 0 | 1274.9877 | 0
[7 empty] | 1056.8011 | 0 | 1276.0322 | 0 | 1275.0746 | 0 | 1275.0673 | 0
[7 empty] | 1056.8148 | 0 | 1276.1121 | 0 | 1275.1543 | 0 | 1275.147 | 0
[7 empty] | 1056.8285 | 0 | 1276.1918 | 0 | 1275.2339 | 0 | 1275.2266 | 0
[7 empty] | 1056.8422 | 0 | 1276.2716 | 0 | 1275.3136 | 0 | 1275.3063 | 0
[7 empty] | 1056.8558 | 0 | 1276.3514 | 0 | 1275.3933 | 0 | 1275.386 | 0
[7 empty] | 1056.8695 | 0 | 1276.4311 | 0 | 1275.4729 | 0 | 1275.4657 | 0
[7 empty] | 1056.8832 | 0 | 1276.511 | 0 | 1275.5526 | 0 | 1275.5454 | 0
[7 empty] | 1056.8969 | 0 | 1276.5908 | 0 | 1275.6323 | 0 | 1275.6251 | 0
[7 empty] | 1056.9105 | 0 | 1276.6707 | 0 | 1275.712 | 0 | 1275.7048 | 0
[7 empty] | 1056.9242 | 0 | 1276.7505 | 0 | 1275.7919 | 0 | 1275.7846 | 0
[7 empty] | 1056.9379 | 0 | 1276.8304 | 0 | 1275.8716 | 0 | 1275.8643 | 0
[7 empty] | 1056.9517 | 0 | 1276.9103 | 0 | 1275.9513 | 0 | 1275.944 | 0
[7 empty] | 1056.9653 | 0 | 1276.9901 | 0 | 1276.0311 | 0 | 1276.0238 | 0
[7 empty] | 1056.979 | 0 | 1277.0701 | 0 | 1276.1108 | 0 | 1276.1035 | 0
[7 empty] | 1056.9927 | 0 | 1277.1499 | 0 | 1276.1907 | 0 | 1276.1834 | 0
[7 empty] | 1057.0063 | 0 | 1277.2299 | 0 | 1276.2704 | 0 | 1276.2632 | 0
[7 empty] | 1057.02 | 0 | 1277.3098 | 0 | 1276.3502 | 0 | 1276.3429 | 0
[7 empty] | 1057.0337 | 0 | 1277.3898 | 0 | 1276.43 | 0 | 1276.4227 | 0
[7 empty] | 1057.0474 | 0 | 1277.4696 | 0 | 1276.5099 | 0 | 1276.5026 | 0
[7 empty] | 1057.061 | 0 | 1277.5496 | 0 | 1276.5897 | 0 | 1276.5824 | 0
[7 empty] | 1057.0747 | 0 | 1277.6295 | 0 | 1276.6696 | 0 | 1276.6622 | 0
[7 empty] | 1057.0885 | 0 | 1277.7096 | 0 | 1276.7494 | 0 | 1276.7421 | 0
[7 empty] | 1057.1022 | 0 | 1277.7895 | 0 | 1276.8292 | 0 | 1276.8219 | 0
[7 empty] | 1057.1158 | 0 | 1277.8695 | 0 | 1276.9092 | 0 | 1276.9019 | 0
[7 empty] | 1057.1295 | 0 | 1277.9495 | 0 | 1276.989 | 0 | 1276.9817 | 0
[7 empty] | 1057.1432 | 0 | 1278.0295 | 0 | 1277.0689 | 0 | 1277.0617 | 0
[7 empty] | 1057.1569 | 0 | 1278.1095 | 0 | 1277.1488 | 0 | 1277.1415 | 0
[7 empty] | 1057.1705 | 0 | 1278.1896 | 0 | 1277.2288 | 0 | 1277.2214 | 0
[7 empty] | 1057.1842 | 0 | 1278.2696 | 0 | 1277.3086 | 0 | 1277.3013 | 0
[7 empty] | 1057.1979 | 0 | 1278.3497 | 0 | 1277.3885 | 0 | 1277.3812 | 0
[7 empty] | 1057.2117 | 0 | 1278.4297 | 0 | 1277.4685 | 0 | 1277.4612 | 0
[7 empty] | 1057.2253 | 0 | 1278.5098 | 0 | 1277.5485 | 0 | 1277.5411 | 0
[7 empty] | 1057.239 | 0 | 1278.5898 | 0 | 1277.6284 | 0 | 1277.6211 | 0
[7 empty] | 1057.2527 | 0 | 1278.67 | 0 | 1277.7084 | 0 | 1277.701 | 0
[7 empty] | 1057.2664 | 0 | 1278.7501 | 0 | 1277.7883 | 0 | 1277.781 | 0
[7 empty] | 1057.28 | 0 | 1278.8302 | 0 | 1277.8684 | 0 | 1277.8611 | 0
[7 empty] | 1057.2938 | 0 | 1278.9103 | 0 | 1277.9484 | 0 | 1277.941 | 0
[7 empty] | 1057.3075 | 0 | 1278.9905 | 0 | 1278.0283 | 0 | 1278.0211 | 0
[7 empty] | 1057.3212 | 0 | 1279.0706 | 0 | 1278.1084 | 0 | 1278.1011 | 0
[7 empty] | 1057.3348 | 0 | 1279.1508 | 0 | 1278.1885 | 0 | 1278.1811 | 0
[7 empty] | 1057.3485 | 0 | 1279.231 | 0 | 1278.2684 | 0 | 1278.2611 | 0
[7 empty] | 1057.3622 | 0 | 1279.311 | 0 | 1278.3485 | 0 | 1278.3412 | 0
[7 empty] | 1057.376 | 0 | 1279.3912 | 0 | 1278.4286 | 0 | 1278.4213 | 0
[7 empty] | 1057.3896 | 0 | 1279.4714 | 0 | 1278.5087 | 0 | 1278.5013 | 0
[7 empty] | 1057.4033 | 0 | 1279.5516 | 0 | 1278.5887 | 0 | 1278.5814 | 0
[7 empty] | 1057.417 | 0 | 1279.6318 | 0 | 1278.6688 | 0 | 1278.6615 | 0
[7 empty] | 1057.4307 | 0 | 1279.712 | 0 | 1278.7489 | 0 | 1278.7416 | 0
[7 empty] | 1057.4443 | 0 | 1279.7924 | 0 | 1278.8291 | 0 | 1278.8218 | 0
[7 empty] | 1057.4581 | 0 | 1279.8726 | 0 | 1278.9092 | 0 | 1278.9019 | 0
[7 empty] | 1057.4718 | 0 | 1279.9529 | 0 | 1278.9893 | 0 | 1278.9819 | 0
[7 empty] | 1057.4855 | 0 | 1280.0331 | 0 | 1279.0695 | 0 | 1279.0621 | 0
[7 empty] | 1057.4991 | 0 | 1280.1134 | 0 | 1279.1495 | 0 | 1279.1423 | 0
[7 empty] | 1057.5128 | 0 | 1280.1936 | 0 | 1279.2297 | 0 | 1279.2224 | 0
[7 empty] | 1057.5266 | 0 | 1280.2739 | 0 | 1279.3099 | 0 | 1279.3026 | 0
[7 empty] | 1057.5403 | 0 | 1280.3543 | 0 | 1279.3901 | 0 | 1279.3828 | 0
[7 empty] | 1057.554 | 0 | 1280.4346 | 0 | 1279.4703 | 0 | 1279.463 | 0
[7 empty] | 1057.5676 | 0 | 1280.5149 | 0 | 1279.5505 | 0 | 1279.5432 | 0
[7 empty] | 1057.5813 | 0 | 1280.5952 | 0 | 1279.6307 | 0 | 1279.6234 | 0
[7 empty] | 1057.5951 | 0 | 1280.6755 | 0 | 1279.7109 | 0 | 1279.7036 | 0
[7 empty] | 1057.6088 | 0 | 1280.7559 | 0 | 1279.7911 | 0 | 1279.7838 | 0
[7 empty] | 1057.6224 | 0 | 1280.8363 | 0 | 1279.8715 | 0 | 1279.8641 | 0
[7 empty] | 1057.6361 | 0 | 1280.9166 | 0 | 1279.9517 | 0 | 1279.9443 | 0
[7 empty] | 1057.6499 | 0 | 1280.9971 | 0 | 1280.032 | 0 | 1280.0247 | 0
[7 empty] | 1057.6636 | 0 | 1281.0774 | 0 | 1280.1122 | 0 | 1280.1049 | 0
[7 empty] | 1057.6772 | 0 | 1281.1578 | 0 | 1280.1925 | 0 | 1280.1852 | 0
[7 empty] | 1057.6909 | 0 | 1281.2383 | 0 | 1280.2728 | 0 | 1280.2655 | 0
[7 empty] | 1057.7047 | 0 | 1281.3186 | 0 | 1280.353 | 0 | 1280.3457 | 0
[7 empty] | 1057.7184 | 0 | 1281.399 | 0 | 1280.4334 | 0 | 1280.426 | 0
[7 empty] | 1057.7321 | 0 | 1281.4795 | 0 | 1280.5137 | 0 | 1280.5064 | 0
[7 empty] | 1057.7457 | 0 | 1281.5599 | 0 | 1280.5941 | 0 | 1280.5868 | 0
[7 empty] | 1057.7595 | 0 | 1281.6405 | 0 | 1280.6744 | 0 | 1280.6671 | 0
[7 empty] | 1057.7732 | 0 | 1281.7209 | 0 | 1280.7548 | 0 | 1280.7474 | 0
[7 empty] | 1057.7869 | 0 | 1281.8014 | 0 | 1280.8351 | 0 | 1280.8278 | 0
[7 empty] | 1057.8005 | 0 | 1281.882 | 0 | 1280.9155 | 0 | 1280.9082 | 0
[7 empty] | 1057.8143 | 0 | 1281.9624 | 0 | 1280.9959 | 0 | 1280.9885 | 0
[7 empty] | 1057.828 | 0 | 1282.043 | 0 | 1281.0763 | 0 | 1281.069 | 0
[7 empty] | 1057.8417 | 0 | 1282.1234 | 0 | 1281.1566 | 0 | 1281.1493 | 0
[7 empty] | 1057.8553 | 0 | 1282.204 | 0 | 1281.2371 | 0 | 1281.2297 | 0
[7 empty] | 1057.8691 | 0 | 1282.2846 | 0 | 1281.3175 | 0 | 1281.3102 | 0
[7 empty] | 1057.8828 | 0 | 1282.3651 | 0 | 1281.398 | 0 | 1281.3906 | 0
[7 empty] | 1057.8965 | 0 | 1282.4457 | 0 | 1281.4784 | 0 | 1281.4711 | 0
[7 empty] | 1057.9102 | 0 | 1282.5262 | 0 | 1281.5588 | 0 | 1281.5515 | 0
[7 empty] | 1057.924 | 0 | 1282.6068 | 0 | 1281.6393 | 0 | 1281.632 | 0
[7 empty] | 1057.9376 | 0 | 1282.6874 | 0 | 1281.7197 | 0 | 1281.7124 | 0
[7 empty] | 1057.9513 | 0 | 1282.7681 | 0 | 1281.8003 | 0 | 1281.793 | 0
[7 empty] | 1057.9651 | 0 | 1282.8486 | 0 | 1281.8807 | 0 | 1281.8734 | 0
[7 empty] | 1057.9788 | 0 | 1282.9293 | 0 | 1281.9613 | 0 | 1281.954 | 0
[7 empty] | 1057.9924 | 0 | 1283.0099 | 0 | 1282.0418 | 0 | 1282.0344 | 0
[7 empty] | 1058.0062 | 0 | 1283.0906 | 0 | 1282.1223 | 0 | 1282.115 | 0
[7 empty] | 1058.0199 | 0 | 1283.1713 | 0 | 1282.2029 | 0 | 1282.1956 | 0
[7 empty] | 1058.0336 | 0 | 1283.2518 | 0 | 1282.2834 | 0 | 1282.276 | 0
[7 empty] | 1058.0474 | 0 | 1283.3325 | 0 | 1282.3639 | 0 | 1282.3566 | 0
[7 empty] | 1058.061 | 0 | 1283.4132 | 0 | 1282.4445 | 0 | 1282.4371 | 0
[7 empty] | 1058.0747 | 0 | 1283.4939 | 0 | 1282.525 | 0 | 1282.5177 | 0
[7 empty] | 1058.0884 | 0 | 1283.5747 | 0 | 1282.6057 | 0 | 1282.5984 | 0
[7 empty] | 1058.1022 | 0 | 1283.6554 | 0 | 1282.6863 | 0 | 1282.679 | 0
[7 empty] | 1058.1158 | 0 | 1283.7361 | 0 | 1282.7668 | 0 | 1282.7595 | 0
[7 empty] | 1058.1295 | 0 | 1283.8168 | 0 | 1282.8475 | 0 | 1282.8402 | 0
[7 empty] | 1058.1433 | 0 | 1283.8976 | 0 | 1282.9281 | 0 | 1282.9208 | 0
[7 empty] | 1058.157 | 0 | 1283.9784 | 0 | 1283.0088 | 0 | 1283.0015 | 0
[7 empty] | 1058.1707 | 0 | 1284.0591 | 0 | 1283.0894 | 0 | 1283.082 | 0
[7 empty] | 1058.1844 | 0 | 1284.1399 | 0 | 1283.17 | 0 | 1283.1627 | 0
[7 empty] | 1058.1981 | 0 | 1284.2207 | 0 | 1283.2507 | 0 | 1283.2434 | 0
[7 empty] | 1058.2119 | 0 | 1284.3015 | 0 | 1283.3314 | 0 | 1283.3241 | 0
[7 empty] | 1058.2256 | 0 | 1284.3823 | 0 | 1283.4121 | 0 | 1283.4048 | 0
[7 empty] | 1058.2393 | 0 | 1284.4631 | 0 | 1283.4928 | 0 | 1283.4855 | 0
[7 empty] | 1058.2531 | 0 | 1284.5439 | 0 | 1283.5735 | 0 | 1283.5662 | 0
[7 empty] | 1058.2667 | 0 | 1284.6248 | 0 | 1283.6542 | 0 | 1283.6469 | 0
[7 empty] | 1058.2804 | 0 | 1284.7056 | 0 | 1283.735 | 0 | 1283.7277 | 0
[7 empty] | 1058.2942 | 0 | 1284.7865 | 0 | 1283.8157 | 0 | 1283.8084 | 0
[7 empty] | 1058.3079 | 0 | 1284.8673 | 0 | 1283.8965 | 0 | 1283.889 | 0
[7 empty] | 1058.3215 | 0 | 1284.9482 | 0 | 1283.9772 | 0 | 1283.9698 | 0
[7 empty] | 1058.3353 | 0 | 1285.0292 | 0 | 1284.058 | 0 | 1284.0507 | 0
[7 empty] | 1058.349 | 0 | 1285.11 | 0 | 1284.1387 | 0 | 1284.1314 | 0
[7 empty] | 1058.3628 | 0 | 1285.1909 | 0 | 1284.2195 | 0 | 1284.2122 | 0
[7 empty] | 1058.3765 | 0 | 1285.2719 | 0 | 1284.3003 | 0 | 1284.293 | 0
[7 empty] | 1058.3901 | 0 | 1285.3528 | 0 | 1284.3811 | 0 | 1284.3738 | 0
[7 empty] | 1058.4039 | 0 | 1285.4337 | 0 | 1284.4619 | 0 | 1284.4546 | 0
[7 empty] | 1058.4176 | 0 | 1285.5147 | 0 | 1284.5427 | 0 | 1284.5354 | 0
[7 empty] | 1058.4313 | 0 | 1285.5957 | 0 | 1284.6237 | 0 | 1284.6163 | 0
[7 empty] | 1058.4451 | 0 | 1285.6766 | 0 | 1284.7045 | 0 | 1284.6971 | 0
[7 empty] | 1058.4587 | 0 | 1285.7576 | 0 | 1284.7853 | 0 | 1284.7779 | 0
[7 empty] | 1058.4725 | 0 | 1285.8386 | 0 | 1284.8662 | 0 | 1284.8589 | 0
[7 empty] | 1058.4862 | 0 | 1285.9196 | 0 | 1284.947 | 0 | 1284.9397 | 0
[7 empty] | 1058.5 | 0 | 1286.0006 | 0 | 1285.0279 | 0 | 1285.0206 | 0
[7 empty] | 1058.5137 | 0 | 1286.0817 | 0 | 1285.1089 | 0 | 1285.1016 | 0
[7 empty] | 1058.5273 | 0 | 1286.1627 | 0 | 1285.1898 | 0 | 1285.1825 | 0
[7 empty] | 1058.5411 | 0 | 1286.2436 | 0 | 1285.2707 | 0 | 1285.2633 | 0
[7 empty] | 1058.5548 | 0 | 1286.3247 | 0 | 1285.3517 | 0 | 1285.3442 | 0
[7 empty] | 1058.5686 | 0 | 1286.4059 | 0 | 1285.4326 | 0 | 1285.4252 | 0
[7 empty] | 1058.5823 | 0 | 1286.4869 | 0 | 1285.5135 | 0 | 1285.5062 | 0
[7 empty] | 1058.5959 | 0 | 1286.568 | 0 | 1285.5945 | 0 | 1285.5872 | 0
[7 empty] | 1058.6097 | 0 | 1286.649 | 0 | 1285.6754 | 0 | 1285.6681 | 0
[7 empty] | 1058.6234 | 0 | 1286.7302 | 0 | 1285.7565 | 0 | 1285.7492 | 0
[7 empty] | 1058.6372 | 0 | 1286.8113 | 0 | 1285.8374 | 0 | 1285.8301 | 0
[7 empty] | 1058.6509 | 0 | 1286.8925 | 0 | 1285.9185 | 0 | 1285.9111 | 0
[7 empty] | 1058.6647 | 0 | 1286.9735 | 0 | 1285.9994 | 0 | 1285.9921 | 0
[7 empty] | 1058.6783 | 0 | 1287.0547 | 0 | 1286.0804 | 0 | 1286.0731 | 0
[7 empty] | 1058.6921 | 0 | 1287.1359 | 0 | 1286.1615 | 0 | 1286.1542 | 0
[7 empty] | 1058.7058 | 0 | 1287.217 | 0 | 1286.2425 | 0 | 1286.2352 | 0
[7 empty] | 1058.7195 | 0 | 1287.2982 | 0 | 1286.3236 | 0 | 1286.3163 | 0
[7 empty] | 1058.7333 | 0 | 1287.3794 | 0 | 1286.4047 | 0 | 1286.3973 | 0
[7 empty] | 1058.7469 | 0 | 1287.4606 | 0 | 1286.4857 | 0 | 1286.4784 | 0
[7 empty] | 1058.7607 | 0 | 1287.5418 | 0 | 1286.5668 | 0 | 1286.5594 | 0
[7 empty] | 1058.7744 | 0 | 1287.623 | 0 | 1286.648 | 0 | 1286.6406 | 0
[7 empty] | 1058.7882 | 0 | 1287.7042 | 0 | 1286.729 | 0 | 1286.7217 | 0
[7 empty] | 1058.8019 | 0 | 1287.7855 | 0 | 1286.8102 | 0 | 1286.8027 | 0
[7 empty] | 1058.8157 | 0 | 1287.8667 | 0 | 1286.8912 | 0 | 1286.8839 | 0
[7 empty] | 1058.8293 | 0 | 1287.948 | 0 | 1286.9724 | 0 | 1286.9651 | 0
[7 empty] | 1058.8431 | 0 | 1288.0293 | 0 | 1287.0536 | 0 | 1287.0461 | 0
[7 empty] | 1058.8568 | 0 | 1288.1105 | 0 | 1287.1346 | 0 | 1287.1273 | 0
[7 empty] | 1058.8706 | 0 | 1288.1918 | 0 | 1287.2158 | 0 | 1287.2085 | 0
[7 empty] | 1058.8843 | 0 | 1288.2731 | 0 | 1287.297 | 0 | 1287.2897 | 0
[7 empty] | 1058.8981 | 0 | 1288.3545 | 0 | 1287.3782 | 0 | 1287.3709 | 0
[7 empty] | 1058.9117 | 0 | 1288.4358 | 0 | 1287.4595 | 0 | 1287.452 | 0
[7 empty] | 1058.9255 | 0 | 1288.5171 | 0 | 1287.5406 | 0 | 1287.5333 | 0
[7 empty] | 1058.9392 | 0 | 1288.5984 | 0 | 1287.6218 | 0 | 1287.6145 | 0
[7 empty] | 1058.953 | 0 | 1288.6798 | 0 | 1287.7031 | 0 | 1287.6957 | 0
[7 empty] | 1058.9667 | 0 | 1288.7611 | 0 | 1287.7843 | 0 | 1287.777 | 0
[7 empty] | 1058.9805 | 0 | 1288.8425 | 0 | 1287.8656 | 0 | 1287.8583 | 0
[7 empty] | 1058.9941 | 0 | 1288.9238 | 0 | 1287.9468 | 0 | 1287.9395 | 0
[7 empty] | 1059.0079 | 0 | 1289.0052 | 0 | 1288.0281 | 0 | 1288.0207 | 0
[7 empty] | 1059.0216 | 0 | 1289.0867 | 0 | 1288.1094 | 0 | 1288.102 | 0
[7 empty] | 1059.0354 | 0 | 1289.1681 | 0 | 1288.1907 | 0 | 1288.1834 | 0
[7 empty] | 1059.0491 | 0 | 1289.2495 | 0 | 1288.272 | 0 | 1288.2647 | 0
[7 empty] | 1059.0629 | 0 | 1289.3309 | 0 | 1288.3533 | 0 | 1288.3459 | 0
[7 empty] | 1059.0765 | 0 | 1289.4124 | 0 | 1288.4346 | 0 | 1288.4272 | 0
[7 empty] | 1059.0903 | 0 | 1289.4939 | 0 | 1288.5159 | 0 | 1288.5085 | 0
[7 empty] | 1059.104 | 0 | 1289.5753 | 0 | 1288.5973 | 0 | 1288.59 | 0
[7 empty] | 1059.1178 | 0 | 1289.6567 | 0 | 1288.6786 | 0 | 1288.6713 | 0
[7 empty] | 1059.1316 | 0 | 1289.7383 | 0 | 1288.76 | 0 | 1288.7526 | 0
[7 empty] | 1059.1453 | 0 | 1289.8198 | 0 | 1288.8413 | 0 | 1288.834 | 0
[7 empty] | 1059.1591 | 0 | 1289.9012 | 0 | 1288.9227 | 0 | 1288.9154 | 0
[7 empty] | 1059.1727 | 0 | 1289.9828 | 0 | 1289.0041 | 0 | 1288.9967 | 0
[7 empty] | 1059.1865 | 0 | 1290.0643 | 0 | 1289.0856 | 0 | 1289.0781 | 0
[7 empty] | 1059.2002 | 0 | 1290.1459 | 0 | 1289.167 | 0 | 1289.1596 | 0
[7 empty] | 1059.214 | 0 | 1290.2274 | 0 | 1289.2484 | 0 | 1289.241 | 0
[7 empty] | 1059.2277 | 0 | 1290.309 | 0 | 1289.3298 | 0 | 1289.3224 | 0
[7 empty] | 1059.2415 | 0 | 1290.3905 | 0 | 1289.4113 | 0 | 1289.4039 | 0
[7 empty] | 1059.2552 | 0 | 1290.4721 | 0 | 1289.4927 | 0 | 1289.4853 | 0
[7 empty] | 1059.2689 | 0 | 1290.5537 | 0 | 1289.5741 | 0 | 1289.5668 | 0
[7 empty] | 1059.2827 | 0 | 1290.6353 | 0 | 1289.6556 | 0 | 1289.6483 | 0
[7 empty] | 1059.2964 | 0 | 1290.7169 | 0 | 1289.7371 | 0 | 1289.7297 | 0
[7 empty] | 1059.3102 | 0 | 1290.7985 | 0 | 1289.8186 | 0 | 1289.8113 | 0
[7 empty] | 1059.324 | 0 | 1290.8801 | 0 | 1289.9001 | 0 | 1289.8927 | 0
[7 empty] | 1059.3376 | 0 | 1290.9618 | 0 | 1289.9816 | 0 | 1289.9742 | 0
[7 empty] | 1059.3514 | 0 | 1291.0435 | 0 | 1290.0631 | 0 | 1290.0558 | 0
[7 empty] | 1059.3651 | 0 | 1291.1251 | 0 | 1290.1446 | 0 | 1290.1373 | 0
[7 empty] | 1059.3789 | 0 | 1291.2068 | 0 | 1290.2262 | 0 | 1290.2189 | 0
[7 empty] | 1059.3926 | 0 | 1291.2885 | 0 | 1290.3077 | 0 | 1290.3004 | 0
[7 empty] | 1059.4064 | 0 | 1291.3701 | 0 | 1290.3894 | 0 | 1290.382 | 0
[7 empty] | 1059.4202 | 0 | 1291.4518 | 0 | 1290.4709 | 0 | 1290.4636 | 0
[7 empty] | 1059.4338 | 0 | 1291.5336 | 0 | 1290.5525 | 0 | 1290.5452 | 0
[7 empty] | 1059.4476 | 0 | 1291.6152 | 0 | 1290.6342 | 0 | 1290.6267 | 0
[7 empty] | 1059.4614 | 0 | 1291.697 | 0 | 1290.7157 | 0 | 1290.7084 | 0
[7 empty] | 1059.4751 | 0 | 1291.7787 | 0 | 1290.7974 | 0 | 1290.79 | 0
[7 empty] | 1059.4889 | 0 | 1291.8605 | 0 | 1290.879 | 0 | 1290.8716 | 0
[7 empty] | 1059.5026 | 0 | 1291.9423 | 0 | 1290.9606 | 0 | 1290.9533 | 0
[7 empty] | 1059.5164 | 0 | 1292.024 | 0 | 1291.0422 | 0 | 1291.0349 | 0
[7 empty] | 1059.5302 | 0 | 1292.1058 | 0 | 1291.1239 | 0 | 1291.1166 | 0
[7 empty] | 1059.5438 | 0 | 1292.1876 | 0 | 1291.2056 | 0 | 1291.1982 | 0
[7 empty] | 1059.5576 | 0 | 1292.2694 | 0 | 1291.2872 | 0 | 1291.2799 | 0
[7 empty] | 1059.5714 | 0 | 1292.3512 | 0 | 1291.369 | 0 | 1291.3616 | 0
[7 empty] | 1059.5851 | 0 | 1292.4331 | 0 | 1291.4507 | 0 | 1291.4434 | 0
[7 empty] | 1059.5989 | 0 | 1292.5149 | 0 | 1291.5323 | 0 | 1291.525 | 0
[7 empty] | 1059.6125 | 0 | 1292.5967 | 0 | 1291.6141 | 0 | 1291.6067 | 0
[7 empty] | 1059.6263 | 0 | 1292.6786 | 0 | 1291.6958 | 0 | 1291.6885 | 0
[7 empty] | 1059.6401 | 0 | 1292.7605 | 0 | 1291.7776 | 0 | 1291.7703 | 0
[7 empty] | 1059.6538 | 0 | 1292.8423 | 0 | 1291.8594 | 0 | 1291.8519 | 0
[7 empty] | 1059.6676 | 0 | 1292.9242 | 0 | 1291.941 | 0 | 1291.9337 | 0
[7 empty] | 1059.6814 | 0 | 1293.0061 | 0 | 1292.0228 | 0 | 1292.0155 | 0
[7 empty] | 1059.6951 | 0 | 1293.088 | 0 | 1292.1046 | 0 | 1292.0973 | 0
[7 empty] | 1059.7089 | 0 | 1293.1699 | 0 | 1292.1864 | 0 | 1292.1791 | 0
[7 empty] | 1059.7227 | 0 | 1293.2518 | 0 | 1292.2682 | 0 | 1292.2609 | 0
[7 empty] | 1059.7363 | 0 | 1293.3339 | 0 | 1292.3501 | 0 | 1292.3427 | 0
[7 empty] | 1059.7501 | 0 | 1293.4158 | 0 | 1292.4319 | 0 | 1292.4246 | 0
[7 empty] | 1059.7639 | 0 | 1293.4977 | 0 | 1292.5137 | 0 | 1292.5064 | 0
[7 empty] | 1059.7776 | 0 | 1293.5797 | 0 | 1292.5956 | 0 | 1292.5883 | 0
[7 empty] | 1059.7914 | 0 | 1293.6616 | 0 | 1292.6774 | 0 | 1292.67 | 0
[7 empty] | 1059.8052 | 0 | 1293.7436 | 0 | 1292.7593 | 0 | 1292.752 | 0
[7 empty] | 1059.819 | 0 | 1293.8257 | 0 | 1292.8412 | 0 | 1292.8337 | 0
[7 empty] | 1059.8326 | 0 | 1293.9077 | 0 | 1292.9231 | 0 | 1292.9156 | 0
[7 empty] | 1059.8464 | 0 | 1293.9897 | 0 | 1293.005 | 0 | 1292.9976 | 0
[7 empty] | 1059.8602 | 0 | 1294.0718 | 0 | 1293.0869 | 0 | 1293.0795 | 0
[7 empty] | 1059.8739 | 0 | 1294.1538 | 0 | 1293.1688 | 0 | 1293.1614 | 0
[7 empty] | 1059.8877 | 0 | 1294.2358 | 0 | 1293.2507 | 0 | 1293.2433 | 0
[7 empty] | 1059.9015 | 0 | 1294.3179 | 0 | 1293.3326 | 0 | 1293.3253 | 0
[7 empty] | 1059.9152 | 0 | 1294.4 | 0 | 1293.4145 | 0 | 1293.4072 | 0
[7 empty] | 1059.929 | 0 | 1294.4821 | 0 | 1293.4966 | 0 | 1293.4891 | 0
[7 empty] | 1059.9427 | 0 | 1294.5642 | 0 | 1293.5785 | 0 | 1293.5712 | 0
[7 empty] | 1059.9565 | 0 | 1294.6462 | 0 | 1293.6605 | 0 | 1293.6532 | 0
[7 empty] | 1059.9702 | 0 | 1294.7284 | 0 | 1293.7425 | 0 | 1293.7351 | 0
[7 empty] | 1059.984 | 0 | 1294.8105 | 0 | 1293.8245 | 0 | 1293.8171 | 0
[7 empty] | 1059.9978 | 0 | 1294.8927 | 0 | 1293.9065 | 0 | 1293.8992 | 0
[7 empty] | 1060.0116 | 0 | 1294.9747 | 0 | 1293.9885 | 0 | 1293.9812 | 0
[7 empty] | 1060.0253 | 0 | 1295.057 | 0 | 1294.0706 | 0 | 1294.0632 | 0
[7 empty] | 1060.0391 | 0 | 1295.1392 | 0 | 1294.1526 | 0 | 1294.1453 | 0
[7 empty] | 1060.0529 | 0 | 1295.2213 | 0 | 1294.2346 | 0 | 1294.2273 | 0
[7 empty] | 1060.0665 | 0 | 1295.3035 | 0 | 1294.3168 | 0 | 1294.3093 | 0
[7 empty] | 1060.0803 | 0 | 1295.3857 | 0 | 1294.3988 | 0 | 1294.3915 | 0
[7 empty] | 1060.0941 | 0 | 1295.4679 | 0 | 1294.4808 | 0 | 1294.4735 | 0
[7 empty] | 1060.1079 | 0 | 1295.5502 | 0 | 1294.563 | 0 | 1294.5557 | 0
[7 empty] | 1060.1216 | 0 | 1295.6323 | 0 | 1294.6451 | 0 | 1294.6377 | 0
[7 empty] | 1060.1354 | 0 | 1295.7146 | 0 | 1294.7272 | 0 | 1294.7198 | 0
[7 empty] | 1060.1492 | 0 | 1295.7969 | 0 | 1294.8093 | 0 | 1294.802 | 0
[7 empty] | 1060.163 | 0 | 1295.8791 | 0 | 1294.8915 | 0 | 1294.8842 | 0
[7 empty] | 1060.1768 | 0 | 1295.9614 | 0 | 1294.9736 | 0 | 1294.9662 | 0
[7 empty] | 1060.1904 | 0 | 1296.0437 | 0 | 1295.0558 | 0 | 1295.0485 | 0
[7 empty] | 1060.2042 | 0 | 1296.126 | 0 | 1295.1379 | 0 | 1295.1306 | 0
[7 empty] | 1060.218 | 0 | 1296.2082 | 0 | 1295.2201 | 0 | 1295.2128 | 0
[7 empty] | 1060.2318 | 0 | 1296.2905 | 0 | 1295.3024 | 0 | 1295.2949 | 0
[7 empty] | 1060.2455 | 0 | 1296.3729 | 0 | 1295.3845 | 0 | 1295.3772 | 0
[7 empty] | 1060.2593 | 0 | 1296.4552 | 0 | 1295.4667 | 0 | 1295.4594 | 0
[7 empty] | 1060.2731 | 0 | 1296.5376 | 0 | 1295.549 | 0 | 1295.5416 | 0
[7 empty] | 1060.2869 | 0 | 1296.6199 | 0 | 1295.6312 | 0 | 1295.6238 | 0
[7 empty] | 1060.3007 | 0 | 1296.7023 | 0 | 1295.7134 | 0 | 1295.7061 | 0
[7 empty] | 1060.3143 | 0 | 1296.7847 | 0 | 1295.7957 | 0 | 1295.7883 | 0
[7 empty] | 1060.3281 | 0 | 1296.8671 | 0 | 1295.8779 | 0 | 1295.8706 | 0
[7 empty] | 1060.3419 | 0 | 1296.9495 | 0 | 1295.9602 | 0 | 1295.9529 | 0
[7 empty] | 1060.3557 | 0 | 1297.0319 | 0 | 1296.0425 | 0 | 1296.0352 | 0
[7 empty] | 1060.3695 | 0 | 1297.1143 | 0 | 1296.1248 | 0 | 1296.1174 | 0
[7 empty] | 1060.3832 | 0 | 1297.1968 | 0 | 1296.207 | 0 | 1296.1997 | 0
[7 empty] | 1060.397 | 0 | 1297.2792 | 0 | 1296.2894 | 0 | 1296.282 | 0
[7 empty] | 1060.4108 | 0 | 1297.3616 | 0 | 1296.3717 | 0 | 1296.3644 | 0
[7 empty] | 1060.4246 | 0 | 1297.4441 | 0 | 1296.4541 | 0 | 1296.4467 | 0
[7 empty] | 1060.4384 | 0 | 1297.5265 | 0 | 1296.5364 | 0 | 1296.5291 | 0
[7 empty] | 1060.452 | 0 | 1297.609 | 0 | 1296.6188 | 0 | 1296.6113 | 0
[7 empty] | 1060.4658 | 0 | 1297.6915 | 0 | 1296.7012 | 0 | 1296.6937 | 0
[7 empty] | 1060.4796 | 0 | 1297.774 | 0 | 1296.7836 | 0 | 1296.7761 | 0
[7 empty] | 1060.4934 | 0 | 1297.8566 | 0 | 1296.8658 | 0 | 1296.8585 | 0
[7 empty] | 1060.5072 | 0 | 1297.9391 | 0 | 1296.9482 | 0 | 1296.9409 | 0
[7 empty] | 1060.521 | 0 | 1298.0216 | 0 | 1297.0308 | 0 | 1297.0233 | 0
[7 empty] | 1060.5348 | 0 | 1298.1041 | 0 | 1297.1132 | 0 | 1297.1057 | 0
[7 empty] | 1060.5485 | 0 | 1298.1867 | 0 | 1297.1956 | 0 | 1297.1881 | 0
[7 empty] | 1060.5623 | 0 | 1298.2693 | 0 | 1297.2779 | 0 | 1297.2706 | 0
[7 empty] | 1060.5761 | 0 | 1298.3518 | 0 | 1297.3605 | 0 | 1297.353 | 0
[7 empty] | 1060.5898 | 0 | 1298.4344 | 0 | 1297.4429 | 0 | 1297.4355 | 0
[7 empty] | 1060.6036 | 0 | 1298.517 | 0 | 1297.5254 | 0 | 1297.5179 | 0
[7 empty] | 1060.6174 | 0 | 1298.5996 | 0 | 1297.6079 | 0 | 1297.6005 | 0
[7 empty] | 1060.6311 | 0 | 1298.6823 | 0 | 1297.6903 | 0 | 1297.683 | 0
[7 empty] | 1060.6449 | 0 | 1298.7649 | 0 | 1297.7728 | 0 | 1297.7655 | 0
[7 empty] | 1060.6587 | 0 | 1298.8475 | 0 | 1297.8554 | 0 | 1297.848 | 0
[7 empty] | 1060.6725 | 0 | 1298.9302 | 0 | 1297.9379 | 0 | 1297.9305 | 0
[7 empty] | 1060.6863 | 0 | 1299.0128 | 0 | 1298.0204 | 0 | 1298.0131 | 0
[7 empty] | 1060.7001 | 0 | 1299.0955 | 0 | 1298.103 | 0 | 1298.0956 | 0
[7 empty] | 1060.7139 | 0 | 1299.1782 | 0 | 1298.1855 | 0 | 1298.1781 | 0
[7 empty] | 1060.7277 | 0 | 1299.2609 | 0 | 1298.2681 | 0 | 1298.2607 | 0
[7 empty] | 1060.7415 | 0 | 1299.3436 | 0 | 1298.3507 | 0 | 1298.3433 | 0
[7 empty] | 1060.7551 | 0 | 1299.4263 | 0 | 1298.4332 | 0 | 1298.4259 | 0
[7 empty] | 1060.7689 | 0 | 1299.509 | 0 | 1298.5159 | 0 | 1298.5084 | 0
[7 empty] | 1060.7827 | 0 | 1299.5918 | 0 | 1298.5985 | 0 | 1298.5911 | 0
[7 empty] | 1060.7965 | 0 | 1299.6744 | 0 | 1298.681 | 0 | 1298.6737 | 0
[7 empty] | 1060.8103 | 0 | 1299.7572 | 0 | 1298.7637 | 0 | 1298.7564 | 0
[7 empty] | 1060.8241 | 0 | 1299.84 | 0 | 1298.8463 | 0 | 1298.839 | 0
[7 empty] | 1060.8379 | 0 | 1299.9228 | 0 | 1298.929 | 0 | 1298.9216 | 0
[7 empty] | 1060.8517 | 0 | 1300.0056 | 0 | 1299.0117 | 0 | 1299.0043 | 0
[7 empty] | 1060.8655 | 0 | 1300.0884 | 0 | 1299.0944 | 0 | 1299.0869 | 0
[7 empty] | 1060.8793 | 0 | 1300.1711 | 0 | 1299.177 | 0 | 1299.1697 | 0
[7 empty] | 1060.8929 | 0 | 1300.254 | 0 | 1299.2598 | 0 | 1299.2523 | 0
[7 empty] | 1060.9067 | 0 | 1300.3368 | 0 | 1299.3424 | 0 | 1299.335 | 0
[7 empty] | 1060.9205 | 0 | 1300.4197 | 0 | 1299.4252 | 0 | 1299.4177 | 0
[7 empty] | 1060.9343 | 0 | 1300.5026 | 0 | 1299.5078 | 0 | 1299.5005 | 0
[7 empty] | 1060.9481 | 0 | 1300.5853 | 0 | 1299.5906 | 0 | 1299.5831 | 0
[7 empty] | 1060.9619 | 0 | 1300.6682 | 0 | 1299.6733 | 0 | 1299.6659 | 0
[7 empty] | 1060.9757 | 0 | 1300.7511 | 0 | 1299.7561 | 0 | 1299.7487 | 0
[7 empty] | 1060.9895 | 0 | 1300.834 | 0 | 1299.8389 | 0 | 1299.8314 | 0
[7 empty] | 1061.0033 | 0 | 1300.917 | 0 | 1299.9216 | 0 | 1299.9142 | 0
[7 empty] | 1061.0171 | 0 | 1300.9999 | 0 | 1300.0044 | 0 | 1299.9971 | 0
[7 empty] | 1061.0309 | 0 | 1301.0828 | 0 | 1300.0872 | 0 | 1300.0798 | 0
[7 empty] | 1061.0447 | 0 | 1301.1656 | 0 | 1300.17 | 0 | 1300.1626 | 0
[7 empty] | 1061.0585 | 0 | 1301.2487 | 0 | 1300.2528 | 0 | 1300.2455 | 0
[7 empty] | 1061.0723 | 0 | 1301.3317 | 0 | 1300.3357 | 0 | 1300.3283 | 0
[7 empty] | 1061.0861 | 0 | 1301.4145 | 0 | 1300.4185 | 0 | 1300.4111 | 0
[7 empty] | 1061.0999 | 0 | 1301.4976 | 0 | 1300.5013 | 0 | 1300.4939 | 0
[7 empty] | 1061.1136 | 0 | 1301.5806 | 0 | 1300.5842 | 0 | 1300.5768 | 0
[7 empty] | 1061.1274 | 0 | 1301.6636 | 0 | 1300.6671 | 0 | 1300.6597 | 0
[7 empty] | 1061.1412 | 0 | 1301.7466 | 0 | 1300.75 | 0 | 1300.7425 | 0
[7 empty] | 1061.1549 | 0 | 1301.8296 | 0 | 1300.8329 | 0 | 1300.8254 | 0
[7 empty] | 1061.1687 | 0 | 1301.9126 | 0 | 1300.9158 | 0 | 1300.9083 | 0
[7 empty] | 1061.1825 | 0 | 1301.9956 | 0 | 1300.9987 | 0 | 1300.9913 | 0
[7 empty] | 1061.1963 | 0 | 1302.0787 | 0 | 1301.0815 | 0 | 1301.0742 | 0
[7 empty] | 1061.2101 | 0 | 1302.1617 | 0 | 1301.1645 | 0 | 1301.1571 | 0
[7 empty] | 1061.2239 | 0 | 1302.2449 | 0 | 1301.2474 | 0 | 1301.2401 | 0
[7 empty] | 1061.2377 | 0 | 1302.3279 | 0 | 1301.3304 | 0 | 1301.323 | 0
[7 empty] | 1061.2515 | 0 | 1302.411 | 0 | 1301.4135 | 0 | 1301.406 | 0
[7 empty] | 1061.2653 | 0 | 1302.4941 | 0 | 1301.4963 | 0 | 1301.489 | 0
[7 empty] | 1061.2791 | 0 | 1302.5773 | 0 | 1301.5793 | 0 | 1301.572 | 0
[7 empty] | 1061.2928 | 0 | 1302.6604 | 0 | 1301.6624 | 0 | 1301.6549 | 0
[7 empty] | 1061.3066 | 0 | 1302.7435 | 0 | 1301.7454 | 0 | 1301.7379 | 0
[7 empty] | 1061.3204 | 0 | 1302.8267 | 0 | 1301.8284 | 0 | 1301.821 | 0
[7 empty] | 1061.3342 | 0 | 1302.9098 | 0 | 1301.9114 | 0 | 1301.9041 | 0
[7 empty] | 1061.348 | 0 | 1302.9929 | 0 | 1301.9945 | 0 | 1301.9871 | 0
[7 empty] | 1061.3618 | 0 | 1303.0762 | 0 | 1302.0775 | 0 | 1302.0701 | 0
[7 empty] | 1061.3757 | 0 | 1303.1593 | 0 | 1302.1605 | 0 | 1302.1532 | 0
[7 empty] | 1061.3895 | 0 | 1303.2425 | 0 | 1302.2436 | 0 | 1302.2362 | 0
[7 empty] | 1061.4033 | 0 | 1303.3257 | 0 | 1302.3268 | 0 | 1302.3193 | 0
[7 empty] | 1061.4171 | 0 | 1303.4089 | 0 | 1302.4098 | 0 | 1302.4025 | 0
[7 empty] | 1061.4309 | 0 | 1303.4922 | 0 | 1302.4929 | 0 | 1302.4855 | 0
[7 empty] | 1061.4447 | 0 | 1303.5754 | 0 | 1302.576 | 0 | 1302.5686 | 0
[7 empty] | 1061.4585 | 0 | 1303.6587 | 0 | 1302.6592 | 0 | 1302.6517 | 0
[7 empty] | 1061.4723 | 0 | 1303.7419 | 0 | 1302.7423 | 0 | 1302.7349 | 0
[7 empty] | 1061.4861 | 0 | 1303.8252 | 0 | 1302.8254 | 0 | 1302.818 | 0
[7 empty] | 1061.4999 | 0 | 1303.9084 | 0 | 1302.9086 | 0 | 1302.9012 | 0
[7 empty] | 1061.5137 | 0 | 1303.9918 | 0 | 1302.9918 | 0 | 1302.9844 | 0
[7 empty] | 1061.5275 | 0 | 1304.0751 | 0 | 1303.0749 | 0 | 1303.0675 | 0
[7 empty] | 1061.5413 | 0 | 1304.1584 | 0 | 1303.1582 | 0 | 1303.1508 | 0
[7 empty] | 1061.5551 | 0 | 1304.2417 | 0 | 1303.2413 | 0 | 1303.2339 | 0
[7 empty] | 1061.5688 | 0 | 1304.3251 | 0 | 1303.3246 | 0 | 1303.3171 | 0
[7 empty] | 1061.5826 | 0 | 1304.4084 | 0 | 1303.4078 | 0 | 1303.4004 | 0
[7 empty] | 1061.5964 | 0 | 1304.4918 | 0 | 1303.491 | 0 | 1303.4836 | 0
[7 empty] | 1061.6102 | 0 | 1304.5752 | 0 | 1303.5742 | 0 | 1303.5669 | 0
[7 empty] | 1061.624 | 0 | 1304.6586 | 0 | 1303.6575 | 0 | 1303.6501 | 0
[7 empty] | 1061.6378 | 0 | 1304.7419 | 0 | 1303.7407 | 0 | 1303.7334 | 0
[7 empty] | 1061.6517 | 0 | 1304.8253 | 0 | 1303.8241 | 0 | 1303.8166 | 0
[7 empty] | 1061.6655 | 0 | 1304.9088 | 0 | 1303.9073 | 0 | 1303.8999 | 0
[7 empty] | 1061.6793 | 0 | 1304.9922 | 0 | 1303.9906 | 0 | 1303.9832 | 0
[7 empty] | 1061.6931 | 0 | 1305.0756 | 0 | 1304.074 | 0 | 1304.0665 | 0
[7 empty] | 1061.7069 | 0 | 1305.1591 | 0 | 1304.1572 | 0 | 1304.1498 | 0
[7 empty] | 1061.7207 | 0 | 1305.2425 | 0 | 1304.2406 | 0 | 1304.2332 | 0
[7 empty] | 1061.7345 | 0 | 1305.3259 | 0 | 1304.3238 | 0 | 1304.3165 | 0
[7 empty] | 1061.7483 | 0 | 1305.4094 | 0 | 1304.4072 | 0 | 1304.3999 | 0
[7 empty] | 1061.7621 | 0 | 1305.4929 | 0 | 1304.4906 | 0 | 1304.4832 | 0
[7 empty] | 1061.7759 | 0 | 1305.5764 | 0 | 1304.574 | 0 | 1304.5665 | 0
[7 empty] | 1061.7898 | 0 | 1305.6599 | 0 | 1304.6573 | 0 | 1304.6499 | 0
[7 empty] | 1061.8036 | 0 | 1305.7434 | 0 | 1304.7407 | 0 | 1304.7334 | 0
[7 empty] | 1061.8174 | 0 | 1305.827 | 0 | 1304.8242 | 0 | 1304.8168 | 0
[7 empty] | 1061.8312 | 0 | 1305.9105 | 0 | 1304.9076 | 0 | 1304.9001 | 0
[7 empty] | 1061.845 | 0 | 1305.9941 | 0 | 1304.991 | 0 | 1304.9835 | 0
[7 empty] | 1061.8588 | 0 | 1306.0776 | 0 | 1305.0745 | 0 | 1305.067 | 0
[7 empty] | 1061.8726 | 0 | 1306.1613 | 0 | 1305.1578 | 0 | 1305.1505 | 0
[7 empty] | 1061.8864 | 0 | 1306.2448 | 0 | 1305.2413 | 0 | 1305.2339 | 0
[7 empty] | 1061.9003 | 0 | 1306.3284 | 0 | 1305.3248 | 0 | 1305.3174 | 0
[7 empty] | 1061.9141 | 0 | 1306.412 | 0 | 1305.4083 | 0 | 1305.4009 | 0
[7 empty] | 1061.9279 | 0 | 1306.4956 | 0 | 1305.4918 | 0 | 1305.4844 | 0
[7 empty] | 1061.9416 | 0 | 1306.5792 | 0 | 1305.5753 | 0 | 1305.5679 | 0
[7 empty] | 1061.9554 | 0 | 1306.6628 | 0 | 1305.6588 | 0 | 1305.6514 | 0
[7 empty] | 1061.9692 | 0 | 1306.7466 | 0 | 1305.7423 | 0 | 1305.7349 | 0
[7 empty] | 1061.983 | 0 | 1306.8302 | 0 | 1305.8258 | 0 | 1305.8184 | 0
[7 empty] | 1061.9969 | 0 | 1306.9138 | 0 | 1305.9093 | 0 | 1305.902 | 0
[7 empty] | 1062.0107 | 0 | 1306.9976 | 0 | 1305.9929 | 0 | 1305.9855 | 0
[7 empty] | 1062.0245 | 0 | 1307.0812 | 0 | 1306.0764 | 0 | 1306.0691 | 0
[7 empty] | 1062.0383 | 0 | 1307.1649 | 0 | 1306.16 | 0 | 1306.1526 | 0
[7 empty] | 1062.0521 | 0 | 1307.2487 | 0 | 1306.2436 | 0 | 1306.2362 | 0
[7 empty] | 1062.0659 | 0 | 1307.3324 | 0 | 1306.3273 | 0 | 1306.3198 | 0
[7 empty] | 1062.0798 | 0 | 1307.4161 | 0 | 1306.4109 | 0 | 1306.4034 | 0
[7 empty] | 1062.0936 | 0 | 1307.4999 | 0 | 1306.4945 | 0 | 1306.4871 | 0
[7 empty] | 1062.1074 | 0 | 1307.5836 | 0 | 1306.5781 | 0 | 1306.5707 | 0
[7 empty] | 1062.1212 | 0 | 1307.6674 | 0 | 1306.6617 | 0 | 1306.6543 | 0
[7 empty] | 1062.135 | 0 | 1307.7511 | 0 | 1306.7454 | 0 | 1306.7379 | 0
[7 empty] | 1062.1488 | 0 | 1307.835 | 0 | 1306.829 | 0 | 1306.8215 | 0
[7 empty] | 1062.1627 | 0 | 1307.9187 | 0 | 1306.9127 | 0 | 1306.9053 | 0
[7 empty] | 1062.1765 | 0 | 1308.0026 | 0 | 1306.9963 | 0 | 1306.9889 | 0
[7 empty] | 1062.1903 | 0 | 1308.0863 | 0 | 1307.0801 | 0 | 1307.0726 | 0
[7 empty] | 1062.2041 | 0 | 1308.1702 | 0 | 1307.1638 | 0 | 1307.1564 | 0
[7 empty] | 1062.2179 | 0 | 1308.254 | 0 | 1307.2474 | 0 | 1307.24 | 0
[7 empty] | 1062.2318 | 0 | 1308.3379 | 0 | 1307.3312 | 0 | 1307.3237 | 0
[7 empty] | 1062.2456 | 0 | 1308.4217 | 0 | 1307.4149 | 0 | 1307.4075 | 0
[7 empty] | 1062.2594 | 0 | 1308.5056 | 0 | 1307.4987 | 0 | 1307.4912 | 0
[7 empty] | 1062.2732 | 0 | 1308.5895 | 0 | 1307.5824 | 0 | 1307.5749 | 0
[7 empty] | 1062.287 | 0 | 1308.6733 | 0 | 1307.6661 | 0 | 1307.6588 | 0
[7 empty] | 1062.3009 | 0 | 1308.7573 | 0 | 1307.75 | 0 | 1307.7425 | 0
[7 empty] | 1062.3147 | 0 | 1308.8412 | 0 | 1307.8337 | 0 | 1307.8263 | 0
[7 empty] | 1062.3285 | 0 | 1308.9252 | 0 | 1307.9176 | 0 | 1307.9102 | 0
[7 empty] | 1062.3423 | 0 | 1309.009 | 0 | 1308.0013 | 0 | 1307.9939 | 0
[7 empty] | 1062.3562 | 0 | 1309.093 | 0 | 1308.0852 | 0 | 1308.0778 | 0
[7 empty] | 1062.37 | 0 | 1309.177 | 0 | 1308.1691 | 0 | 1308.1616 | 0
[7 empty] | 1062.3838 | 0 | 1309.261 | 0 | 1308.2528 | 0 | 1308.2454 | 0
[7 empty] | 1062.3976 | 0 | 1309.345 | 0 | 1308.3367 | 0 | 1308.3292 | 0
[7 empty] | 1062.4115 | 0 | 1309.429 | 0 | 1308.4205 | 0 | 1308.4131 | 0
[7 empty] | 1062.4253 | 0 | 1309.5129 | 0 | 1308.5044 | 0 | 1308.4969 | 0
[7 empty] | 1062.4391 | 0 | 1309.5969 | 0 | 1308.5884 | 0 | 1308.5809 | 0
[7 empty] | 1062.4529 | 0 | 1309.681 | 0 | 1308.6722 | 0 | 1308.6648 | 0
[7 empty] | 1062.4668 | 0 | 1309.765 | 0 | 1308.7561 | 0 | 1308.7487 | 0
[7 empty] | 1062.4806 | 0 | 1309.849 | 0 | 1308.8401 | 0 | 1308.8326 | 0
[7 empty] | 1062.4944 | 0 | 1309.9331 | 0 | 1308.924 | 0 | 1308.9165 | 0
[7 empty] | 1062.5082 | 0 | 1310.0172 | 0 | 1309.0079 | 0 | 1309.0005 | 0
[7 empty] | 1062.5221 | 0 | 1310.1012 | 0 | 1309.0918 | 0 | 1309.0845 | 0
[7 empty] | 1062.5359 | 0 | 1310.1853 | 0 | 1309.1758 | 0 | 1309.1683 | 0
[7 empty] | 1062.5497 | 0 | 1310.2694 | 0 | 1309.2598 | 0 | 1309.2523 | 0
[7 empty] | 1062.5635 | 0 | 1310.3535 | 0 | 1309.3438 | 0 | 1309.3363 | 0
[7 empty] | 1062.5774 | 0 | 1310.4376 | 0 | 1309.4277 | 0 | 1309.4203 | 0
[7 empty] | 1062.5912 | 0 | 1310.5219 | 0 | 1309.5117 | 0 | 1309.5043 | 0
[7 empty] | 1062.605 | 0 | 1310.606 | 0 | 1309.5958 | 0 | 1309.5884 | 0
[7 empty] | 1062.6189 | 0 | 1310.6901 | 0 | 1309.6798 | 0 | 1309.6724 | 0
[7 empty] | 1062.6327 | 0 | 1310.7743 | 0 | 1309.7638 | 0 | 1309.7564 | 0
[7 empty] | 1062.6465 | 0 | 1310.8584 | 0 | 1309.8479 | 0 | 1309.8404 | 0
[7 empty] | 1062.6603 | 0 | 1310.9426 | 0 | 1309.9319 | 0 | 1309.9244 | 0
[7 empty] | 1062.6742 | 0 | 1311.0269 | 0 | 1310.016 | 0 | 1310.0085 | 0
[7 empty] | 1062.688 | 0 | 1311.1111 | 0 | 1310.1001 | 0 | 1310.0927 | 0
[7 empty] | 1062.7018 | 0 | 1311.1952 | 0 | 1310.1842 | 0 | 1310.1768 | 0
[7 empty] | 1062.7157 | 0 | 1311.2794 | 0 | 1310.2683 | 0 | 1310.2609 | 0
[7 empty] | 1062.7295 | 0 | 1311.3638 | 0 | 1310.3524 | 0 | 1310.345 | 0
[7 empty] | 1062.7433 | 0 | 1311.448 | 0 | 1310.4365 | 0 | 1310.4291 | 0
[7 empty] | 1062.7572 | 0 | 1311.5322 | 0 | 1310.5206 | 0 | 1310.5132 | 0
[7 empty] | 1062.771 | 0 | 1311.6165 | 0 | 1310.6047 | 0 | 1310.5973 | 0
[7 empty] | 1062.7848 | 0 | 1311.7008 | 0 | 1310.689 | 0 | 1310.6815 | 0
[7 empty] | 1062.7987 | 0 | 1311.785 | 0 | 1310.7731 | 0 | 1310.7656 | 0
[7 empty] | 1062.8125 | 0 | 1311.8694 | 0 | 1310.8573 | 0 | 1310.8499 | 0
[7 empty] | 1062.8263 | 0 | 1311.9537 | 0 | 1310.9414 | 0 | 1310.934 | 0
[7 empty] | 1062.8402 | 0 | 1312.0381 | 0 | 1311.0256 | 0 | 1311.0182 | 0
[7 empty] | 1062.854 | 0 | 1312.1223 | 0 | 1311.1099 | 0 | 1311.1024 | 0
[7 empty] | 1062.8678 | 0 | 1312.2067 | 0 | 1311.1941 | 0 | 1311.1867 | 0
[7 empty] | 1062.8817 | 0 | 1312.291 | 0 | 1311.2783 | 0 | 1311.2709 | 0
[7 empty] | 1062.8955 | 0 | 1312.3755 | 0 | 1311.3626 | 0 | 1311.3551 | 0
[7 empty] | 1062.9093 | 0 | 1312.4598 | 0 | 1311.4468 | 0 | 1311.4393 | 0
[7 empty] | 1062.9232 | 0 | 1312.5442 | 0 | 1311.531 | 0 | 1311.5236 | 0
[7 empty] | 1062.937 | 0 | 1312.6287 | 0 | 1311.6154 | 0 | 1311.6079 | 0
[7 empty] | 1062.9508 | 0 | 1312.713 | 0 | 1311.6996 | 0 | 1311.6921 | 0
[7 empty] | 1062.9647 | 0 | 1312.7975 | 0 | 1311.7839 | 0 | 1311.7765 | 0
[7 empty] | 1062.9785 | 0 | 1312.8818 | 0 | 1311.8682 | 0 | 1311.8607 | 0
[7 empty] | 1062.9923 | 0 | 1312.9663 | 0 | 1311.9525 | 0 | 1311.9451 | 0
[7 empty] | 1063.0062 | 0 | 1313.0508 | 0 | 1312.0369 | 0 | 1312.0294 | 0
[7 empty] | 1063.02 | 0 | 1313.1353 | 0 | 1312.1212 | 0 | 1312.1138 | 0
[7 empty] | 1063.0339 | 0 | 1313.2197 | 0 | 1312.2056 | 0 | 1312.1981 | 0
[7 empty] | 1063.0477 | 0 | 1313.3042 | 0 | 1312.2899 | 0 | 1312.2825 | 0
[7 empty] | 1063.0615 | 0 | 1313.3887 | 0 | 1312.3743 | 0 | 1312.3668 | 0
[7 empty] | 1063.0754 | 0 | 1313.4733 | 0 | 1312.4586 | 0 | 1312.4512 | 0
[7 empty] | 1063.0892 | 0 | 1313.5577 | 0 | 1312.5431 | 0 | 1312.5355 | 0
[7 empty] | 1063.103 | 0 | 1313.6423 | 0 | 1312.6274 | 0 | 1312.62 | 0
[7 empty] | 1063.1169 | 0 | 1313.7268 | 0 | 1312.7118 | 0 | 1312.7043 | 0
[7 empty] | 1063.1307 | 0 | 1313.8114 | 0 | 1312.7963 | 0 | 1312.7888 | 0
[7 empty] | 1063.1447 | 0 | 1313.896 | 0 | 1312.8807 | 0 | 1312.8733 | 0
[7 empty] | 1063.1584 | 0 | 1313.9806 | 0 | 1312.9652 | 0 | 1312.9576 | 0
[7 empty] | 1063.1722 | 0 | 1314.0651 | 0 | 1313.0496 | 0 | 1313.0421 | 0
[7 empty] | 1063.1862 | 0 | 1314.1498 | 0 | 1313.134 | 0 | 1313.1266 | 0
[7 empty] | 1063.2 | 0 | 1314.2344 | 0 | 1313.2185 | 0 | 1313.2111 | 0
[7 empty] | 1063.2139 | 0 | 1314.319 | 0 | 1313.3031 | 0 | 1313.2955 | 0
[7 empty] | 1063.2277 | 0 | 1314.4036 | 0 | 1313.3876 | 0 | 1313.3801 | 0
[7 empty] | 1063.2416 | 0 | 1314.4883 | 0 | 1313.4721 | 0 | 1313.4646 | 0
[7 empty] | 1063.2554 | 0 | 1314.5729 | 0 | 1313.5565 | 0 | 1313.5491 | 0
[7 empty] | 1063.2692 | 0 | 1314.6576 | 0 | 1313.6411 | 0 | 1313.6337 | 0
[7 empty] | 1063.2831 | 0 | 1314.7422 | 0 | 1313.7257 | 0 | 1313.7181 | 0
[7 empty] | 1063.2969 | 0 | 1314.8269 | 0 | 1313.8102 | 0 | 1313.8027 | 0
[7 empty] | 1063.3108 | 0 | 1314.9116 | 0 | 1313.8948 | 0 | 1313.8873 | 0
[7 empty] | 1063.3246 | 0 | 1314.9963 | 0 | 1313.9794 | 0 | 1313.9719 | 0
[7 empty] | 1063.3385 | 0 | 1315.0811 | 0 | 1314.064 | 0 | 1314.0565 | 0
[7 empty] | 1063.3523 | 0 | 1315.1658 | 0 | 1314.1486 | 0 | 1314.1411 | 0
[7 empty] | 1063.3661 | 0 | 1315.2505 | 0 | 1314.2332 | 0 | 1314.2257 | 0
[7 empty] | 1063.38 | 0 | 1315.3352 | 0 | 1314.3177 | 0 | 1314.3103 | 0
[7 empty] | 1063.3938 | 0 | 1315.42 | 0 | 1314.4023 | 0 | 1314.3949 | 0
[7 empty] | 1063.4077 | 0 | 1315.5048 | 0 | 1314.4871 | 0 | 1314.4796 | 0
[7 empty] | 1063.4215 | 0 | 1315.5896 | 0 | 1314.5717 | 0 | 1314.5642 | 0
[7 empty] | 1063.4354 | 0 | 1315.6743 | 0 | 1314.6564 | 0 | 1314.6489 | 0
[7 empty] | 1063.4492 | 0 | 1315.7592 | 0 | 1314.7411 | 0 | 1314.7335 | 0
[7 empty] | 1063.4631 | 0 | 1315.844 | 0 | 1314.8257 | 0 | 1314.8182 | 0
[7 empty] | 1063.4769 | 0 | 1315.9288 | 0 | 1314.9104 | 0 | 1314.9029 | 0
[7 empty] | 1063.4908 | 0 | 1316.0137 | 0 | 1314.9951 | 0 | 1314.9877 | 0
[7 empty] | 1063.5046 | 0 | 1316.0985 | 0 | 1315.0798 | 0 | 1315.0724 | 0
[7 empty] | 1063.5186 | 0 | 1316.1834 | 0 | 1315.1645 | 0 | 1315.1571 | 0
[7 empty] | 1063.5323 | 0 | 1316.2682 | 0 | 1315.2493 | 0 | 1315.2418 | 0
[7 empty] | 1063.5463 | 0 | 1316.3531 | 0 | 1315.3341 | 0 | 1315.3265 | 0
[7 empty] | 1063.5601 | 0 | 1316.438 | 0 | 1315.4188 | 0 | 1315.4114 | 0
[7 empty] | 1063.574 | 0 | 1316.523 | 0 | 1315.5035 | 0 | 1315.4961 | 0
[7 empty] | 1063.5878 | 0 | 1316.6078 | 0 | 1315.5884 | 0 | 1315.5809 | 0
[7 empty] | 1063.6017 | 0 | 1316.6927 | 0 | 1315.6732 | 0 | 1315.6656 | 0
[7 empty] | 1063.6155 | 0 | 1316.7777 | 0 | 1315.7579 | 0 | 1315.7505 | 0
[7 empty] | 1063.6294 | 0 | 1316.8627 | 0 | 1315.8428 | 0 | 1315.8353 | 0
[7 empty] | 1063.6432 | 0 | 1316.9476 | 0 | 1315.9276 | 0 | 1315.9202 | 0
[7 empty] | 1063.6571 | 0 | 1317.0326 | 0 | 1316.0124 | 0 | 1316.005 | 0
[7 empty] | 1063.6709 | 0 | 1317.1175 | 0 | 1316.0973 | 0 | 1316.0898 | 0
[7 empty] | 1063.6848 | 0 | 1317.2025 | 0 | 1316.1821 | 0 | 1316.1747 | 0
[7 empty] | 1063.6986 | 0 | 1317.2875 | 0 | 1316.2671 | 0 | 1316.2595 | 0
[7 empty] | 1063.7125 | 0 | 1317.3726 | 0 | 1316.3519 | 0 | 1316.3445 | 0
[7 empty] | 1063.7263 | 0 | 1317.4575 | 0 | 1316.4368 | 0 | 1316.4293 | 0
[7 empty] | 1063.7402 | 0 | 1317.5426 | 0 | 1316.5217 | 0 | 1316.5143 | 0
[7 empty] | 1063.754 | 0 | 1317.6277 | 0 | 1316.6067 | 0 | 1316.5991 | 0
[7 empty] | 1063.7679 | 0 | 1317.7128 | 0 | 1316.6915 | 0 | 1316.6841 | 0
[7 empty] | 1063.7817 | 0 | 1317.7977 | 0 | 1316.7765 | 0 | 1316.769 | 0
[7 empty] | 1063.7957 | 0 | 1317.8828 | 0 | 1316.8615 | 0 | 1316.854 | 0
[7 empty] | 1063.8094 | 0 | 1317.9679 | 0 | 1316.9464 | 0 | 1316.939 | 0
[7 empty] | 1063.8234 | 0 | 1318.0531 | 0 | 1317.0314 | 0 | 1317.0239 | 0
[7 empty] | 1063.8372 | 0 | 1318.1382 | 0 | 1317.1163 | 0 | 1317.1089 | 0
[7 empty] | 1063.8511 | 0 | 1318.2233 | 0 | 1317.2013 | 0 | 1317.1939 | 0
[7 empty] | 1063.865 | 0 | 1318.3085 | 0 | 1317.2864 | 0 | 1317.2789 | 0
[7 empty] | 1063.8788 | 0 | 1318.3936 | 0 | 1317.3713 | 0 | 1317.3639 | 0
[7 empty] | 1063.8927 | 0 | 1318.4788 | 0 | 1317.4564 | 0 | 1317.449 | 0
[7 empty] | 1063.9065 | 0 | 1318.5638 | 0 | 1317.5414 | 0 | 1317.5339 | 0
[7 empty] | 1063.9204 | 0 | 1318.649 | 0 | 1317.6265 | 0 | 1317.619 | 0
[7 empty] | 1063.9342 | 0 | 1318.7342 | 0 | 1317.7115 | 0 | 1317.7041 | 0
[7 empty] | 1063.9481 | 0 | 1318.8195 | 0 | 1317.7966 | 0 | 1317.7891 | 0
[7 empty] | 1063.9619 | 0 | 1318.9047 | 0 | 1317.8817 | 0 | 1317.8742 | 0
[7 empty] | 1063.9758 | 0 | 1318.9899 | 0 | 1317.9668 | 0 | 1317.9594 | 0
[7 empty] | 1063.9897 | 0 | 1319.0751 | 0 | 1318.0519 | 0 | 1318.0444 | 0
[7 empty] | 1064.0035 | 0 | 1319.1604 | 0 | 1318.137 | 0 | 1318.1295 | 0
[7 empty] | 1064.0175 | 0 | 1319.2456 | 0 | 1318.2221 | 0 | 1318.2146 | 0
[7 empty] | 1064.0312 | 0 | 1319.3309 | 0 | 1318.3073 | 0 | 1318.2998 | 0
[7 empty] | 1064.0452 | 0 | 1319.4161 | 0 | 1318.3923 | 0 | 1318.3849 | 0
[7 empty] | 1064.0591 | 0 | 1319.5015 | 0 | 1318.4775 | 0 | 1318.4701 | 0
[7 empty] | 1064.0729 | 0 | 1319.5868 | 0 | 1318.5627 | 0 | 1318.5552 | 0
[7 empty] | 1064.0868 | 0 | 1319.6721 | 0 | 1318.6478 | 0 | 1318.6404 | 0
[7 empty] | 1064.1006 | 0 | 1319.7575 | 0 | 1318.733 | 0 | 1318.7256 | 0
[7 empty] | 1064.1145 | 0 | 1319.8428 | 0 | 1318.8182 | 0 | 1318.8108 | 0
[7 empty] | 1064.1284 | 0 | 1319.9281 | 0 | 1318.9034 | 0 | 1318.896 | 0
[7 empty] | 1064.1422 | 0 | 1320.0134 | 0 | 1318.9887 | 0 | 1318.9812 | 0
[7 empty] | 1064.1561 | 0 | 1320.0988 | 0 | 1319.074 | 0 | 1319.0664 | 0
[7 empty] | 1064.1699 | 0 | 1320.1842 | 0 | 1319.1592 | 0 | 1319.1517 | 0
[7 empty] | 1064.1838 | 0 | 1320.2695 | 0 | 1319.2444 | 0 | 1319.2369 | 0
[7 empty] | 1064.1978 | 0 | 1320.355 | 0 | 1319.3297 | 0 | 1319.3223 | 0
[7 empty] | 1064.2115 | 0 | 1320.4403 | 0 | 1319.415 | 0 | 1319.4075 | 0
[7 empty] | 1064.2255 | 0 | 1320.5258 | 0 | 1319.5002 | 0 | 1319.4928 | 0
[7 empty] | 1064.2394 | 0 | 1320.6112 | 0 | 1319.5856 | 0 | 1319.5781 | 0
[7 empty] | 1064.2532 | 0 | 1320.6967 | 0 | 1319.6709 | 0 | 1319.6635 | 0
[7 empty] | 1064.2671 | 0 | 1320.7821 | 0 | 1319.7562 | 0 | 1319.7488 | 0
[7 empty] | 1064.2809 | 0 | 1320.8675 | 0 | 1319.8416 | 0 | 1319.8341 | 0
[7 empty] | 1064.2948 | 0 | 1320.953 | 0 | 1319.9269 | 0 | 1319.9194 | 0
[7 empty] | 1064.3087 | 0 | 1321.0386 | 0 | 1320.0122 | 0 | 1320.0048 | 0
[7 empty] | 1064.3225 | 0 | 1321.124 | 0 | 1320.0977 | 0 | 1320.0901 | 0
[7 empty] | 1064.3364 | 0 | 1321.2096 | 0 | 1320.183 | 0 | 1320.1755 | 0
[7 empty] | 1064.3503 | 0 | 1321.295 | 0 | 1320.2683 | 0 | 1320.2609 | 0
[7 empty] | 1064.3641 | 0 | 1321.3806 | 0 | 1320.3538 | 0 | 1320.3463 | 0
[7 empty] | 1064.3781 | 0 | 1321.4662 | 0 | 1320.4392 | 0 | 1320.4316 | 0
[7 empty] | 1064.392 | 0 | 1321.5518 | 0 | 1320.5247 | 0 | 1320.5171 | 0
[7 empty] | 1064.4058 | 0 | 1321.6373 | 0 | 1320.61 | 0 | 1320.6025 | 0
[7 empty] | 1064.4197 | 0 | 1321.7229 | 0 | 1320.6954 | 0 | 1320.688 | 0
[7 empty] | 1064.4336 | 0 | 1321.8085 | 0 | 1320.7809 | 0 | 1320.7734 | 0
[7 empty] | 1064.4474 | 0 | 1321.894 | 0 | 1320.8663 | 0 | 1320.8589 | 0
[7 empty] | 1064.4613 | 0 | 1321.9796 | 0 | 1320.9519 | 0 | 1320.9443 | 0
[7 empty] | 1064.4752 | 0 | 1322.0653 | 0 | 1321.0374 | 0 | 1321.0299 | 0
[7 empty] | 1064.489 | 0 | 1322.1509 | 0 | 1321.1228 | 0 | 1321.1154 | 0
[7 empty] | 1064.5029 | 0 | 1322.2366 | 0 | 1321.2084 | 0 | 1321.2009 | 0
[7 empty] | 1064.5168 | 0 | 1322.3221 | 0 | 1321.2939 | 0 | 1321.2864 | 0
[7 empty] | 1064.5308 | 0 | 1322.4078 | 0 | 1321.3794 | 0 | 1321.3719 | 0
[7 empty] | 1064.5446 | 0 | 1322.4935 | 0 | 1321.465 | 0 | 1321.4575 | 0
[7 empty] | 1064.5585 | 0 | 1322.5792 | 0 | 1321.5505 | 0 | 1321.543 | 0
[7 empty] | 1064.5724 | 0 | 1322.6649 | 0 | 1321.6361 | 0 | 1321.6285 | 0
[7 empty] | 1064.5862 | 0 | 1322.7506 | 0 | 1321.7217 | 0 | 1321.7141 | 0
[7 empty] | 1064.6001 | 0 | 1322.8363 | 0 | 1321.8073 | 0 | 1321.7998 | 0
[7 empty] | 1064.614 | 0 | 1322.9221 | 0 | 1321.8928 | 0 | 1321.8854 | 0
[7 empty] | 1064.6278 | 0 | 1323.0078 | 0 | 1321.9784 | 0 | 1321.9709 | 0
[7 empty] | 1064.6417 | 0 | 1323.0936 | 0 | 1322.0641 | 0 | 1322.0566 | 0
[7 empty] | 1064.6556 | 0 | 1323.1793 | 0 | 1322.1497 | 0 | 1322.1422 | 0
[7 empty] | 1064.6696 | 0 | 1323.2651 | 0 | 1322.2353 | 0 | 1322.2279 | 0
[7 empty] | 1064.6834 | 0 | 1323.351 | 0 | 1322.321 | 0 | 1322.3135 | 0
[7 empty] | 1064.6973 | 0 | 1323.4367 | 0 | 1322.4066 | 0 | 1322.3992 | 0
[7 empty] | 1064.7112 | 0 | 1323.5225 | 0 | 1322.4923 | 0 | 1322.4849 | 0
[7 empty] | 1064.7251 | 0 | 1323.6083 | 0 | 1322.578 | 0 | 1322.5706 | 0
[7 empty] | 1064.7389 | 0 | 1323.6942 | 0 | 1322.6637 | 0 | 1322.6562 | 0
[7 empty] | 1064.7528 | 0 | 1323.78 | 0 | 1322.7494 | 0 | 1322.7419 | 0
[7 empty] | 1064.7667 | 0 | 1323.8658 | 0 | 1322.8352 | 0 | 1322.8276 | 0
[7 empty] | 1064.7806 | 0 | 1323.9517 | 0 | 1322.9209 | 0 | 1322.9135 | 0
[7 empty] | 1064.7944 | 0 | 1324.0376 | 0 | 1323.0066 | 0 | 1322.9992 | 0
[7 empty] | 1064.8084 | 0 | 1324.1235 | 0 | 1323.0924 | 0 | 1323.0848 | 0
[7 empty] | 1064.8223 | 0 | 1324.2094 | 0 | 1323.1781 | 0 | 1323.1707 | 0
[7 empty] | 1064.8362 | 0 | 1324.2953 | 0 | 1323.2639 | 0 | 1323.2565 | 0
[7 empty] | 1064.85 | 0 | 1324.3812 | 0 | 1323.3497 | 0 | 1323.3422 | 0
[7 empty] | 1064.8639 | 0 | 1324.4672 | 0 | 1323.4355 | 0 | 1323.428 | 0
[7 empty] | 1064.8778 | 0 | 1324.5531 | 0 | 1323.5214 | 0 | 1323.5138 | 0
[7 empty] | 1064.8917 | 0 | 1324.639 | 0 | 1323.6072 | 0 | 1323.5996 | 0
[7 empty] | 1064.9055 | 0 | 1324.725 | 0 | 1323.693 | 0 | 1323.6854 | 0
[7 empty] | 1064.9194 | 0 | 1324.811 | 0 | 1323.7788 | 0 | 1323.7714 | 0
[7 empty] | 1064.9334 | 0 | 1324.897 | 0 | 1323.8646 | 0 | 1323.8572 | 0
[7 empty] | 1064.9473 | 0 | 1324.9829 | 0 | 1323.9506 | 0 | 1323.943 | 0
[7 empty] | 1064.9612 | 0 | 1325.069 | 0 | 1324.0364 | 0 | 1324.0289 | 0
[7 empty] | 1064.975 | 0 | 1325.155 | 0 | 1324.1223 | 0 | 1324.1147 | 0
[7 empty] | 1064.9889 | 0 | 1325.2411 | 0 | 1324.2081 | 0 | 1324.2007 | 0
[7 empty] | 1065.0028 | 0 | 1325.327 | 0 | 1324.2941 | 0 | 1324.2866 | 0
[7 empty] | 1065.0167 | 0 | 1325.4131 | 0 | 1324.38 | 0 | 1324.3726 | 0
[7 empty] | 1065.0306 | 0 | 1325.4992 | 0 | 1324.4659 | 0 | 1324.4585 | 0
[7 empty] | 1065.0444 | 0 | 1325.5853 | 0 | 1324.5519 | 0 | 1324.5444 | 0
[7 empty] | 1065.0584 | 0 | 1325.6714 | 0 | 1324.6378 | 0 | 1324.6304 | 0
[7 empty] | 1065.0723 | 0 | 1325.7575 | 0 | 1324.7238 | 0 | 1324.7163 | 0
[7 empty] | 1065.0862 | 0 | 1325.8436 | 0 | 1324.8098 | 0 | 1324.8022 | 0
[7 empty] | 1065.1001 | 0 | 1325.9297 | 0 | 1324.8957 | 0 | 1324.8883 | 0
[7 empty] | 1065.1139 | 0 | 1326.0159 | 0 | 1324.9818 | 0 | 1324.9742 | 0
[7 empty] | 1065.1278 | 0 | 1326.1019 | 0 | 1325.0677 | 0 | 1325.0603 | 0
[7 empty] | 1065.1417 | 0 | 1326.1881 | 0 | 1325.1538 | 0 | 1325.1464 | 0
[7 empty] | 1065.1556 | 0 | 1326.2743 | 0 | 1325.2399 | 0 | 1325.2323 | 0
[7 empty] | 1065.1696 | 0 | 1326.3605 | 0 | 1325.3259 | 0 | 1325.3184 | 0
[7 empty] | 1065.1835 | 0 | 1326.4467 | 0 | 1325.412 | 0 | 1325.4044 | 0
[7 empty] | 1065.1973 | 0 | 1326.5328 | 0 | 1325.498 | 0 | 1325.4905 | 0
[7 empty] | 1065.2112 | 0 | 1326.619 | 0 | 1325.5841 | 0 | 1325.5765 | 0
[7 empty] | 1065.2251 | 0 | 1326.7053 | 0 | 1325.6702 | 0 | 1325.6627 | 0
[7 empty] | 1065.239 | 0 | 1326.7915 | 0 | 1325.7562 | 0 | 1325.7488 | 0
[7 empty] | 1065.2529 | 0 | 1326.8778 | 0 | 1325.8424 | 0 | 1325.8348 | 0
[7 empty] | 1065.2668 | 0 | 1326.964 | 0 | 1325.9285 | 0 | 1325.921 | 0
[7 empty] | 1065.2806 | 0 | 1327.0503 | 0 | 1326.0147 | 0 | 1326.0071 | 0
[7 empty] | 1065.2946 | 0 | 1327.1366 | 0 | 1326.1008 | 0 | 1326.0933 | 0
[7 empty] | 1065.3085 | 0 | 1327.2229 | 0 | 1326.1869 | 0 | 1326.1794 | 0
[7 empty] | 1065.3224 | 0 | 1327.3092 | 0 | 1326.2731 | 0 | 1326.2656 | 0
[7 empty] | 1065.3363 | 0 | 1327.3955 | 0 | 1326.3592 | 0 | 1326.3518 | 0
[7 empty] | 1065.3502 | 0 | 1327.4818 | 0 | 1326.4454 | 0 | 1326.438 | 0
[7 empty] | 1065.3641 | 0 | 1327.5681 | 0 | 1326.5316 | 0 | 1326.5242 | 0
[7 empty] | 1065.3781 | 0 | 1327.6544 | 0 | 1326.6179 | 0 | 1326.6103 | 0
[7 empty] | 1065.3918 | 0 | 1327.7408 | 0 | 1326.7041 | 0 | 1326.6965 | 0
[7 empty] | 1065.4058 | 0 | 1327.8272 | 0 | 1326.7903 | 0 | 1326.7828 | 0
[7 empty] | 1065.4197 | 0 | 1327.9136 | 0 | 1326.8766 | 0 | 1326.869 | 0
[7 empty] | 1065.4336 | 0 | 1328 | 0 | 1326.9629 | 0 | 1326.9553 | 0
[7 empty] | 1065.4475 | 0 | 1328.0864 | 0 | 1327.0491 | 0 | 1327.0416 | 0
[7 empty] | 1065.4614 | 0 | 1328.1727 | 0 | 1327.1354 | 0 | 1327.1278 | 0
[7 empty] | 1065.4753 | 0 | 1328.2592 | 0 | 1327.2217 | 0 | 1327.2141 | 0
[7 empty] | 1065.4893 | 0 | 1328.3457 | 0 | 1327.308 | 0 | 1327.3004 | 0
[7 empty] | 1065.5032 | 0 | 1328.4321 | 0 | 1327.3943 | 0 | 1327.3867 | 0
[7 empty] | 1065.517 | 0 | 1328.5186 | 0 | 1327.4806 | 0 | 1327.4731 | 0
[7 empty] | 1065.5309 | 0 | 1328.605 | 0 | 1327.5669 | 0 | 1327.5594 | 0
[7 empty] | 1065.5448 | 0 | 1328.6915 | 0 | 1327.6533 | 0 | 1327.6457 | 0
[7 empty] | 1065.5587 | 0 | 1328.7779 | 0 | 1327.7396 | 0 | 1327.7322 | 0
[7 empty] | 1065.5726 | 0 | 1328.8645 | 0 | 1327.826 | 0 | 1327.8185 | 0
[7 empty] | 1065.5865 | 0 | 1328.951 | 0 | 1327.9124 | 0 | 1327.9049 | 0
[7 empty] | 1065.6005 | 0 | 1329.0376 | 0 | 1327.9988 | 0 | 1327.9912 | 0
[7 empty] | 1065.6144 | 0 | 1329.124 | 0 | 1328.0852 | 0 | 1328.0776 | 0
[7 empty] | 1065.6283 | 0 | 1329.2106 | 0 | 1328.1716 | 0 | 1328.1641 | 0
[7 empty] | 1065.6422 | 0 | 1329.2972 | 0 | 1328.2581 | 0 | 1328.2505 | 0
[7 empty] | 1065.6561 | 0 | 1329.3838 | 0 | 1328.3445 | 0 | 1328.3369 | 0
[7 empty] | 1065.67 | 0 | 1329.4703 | 0 | 1328.4309 | 0 | 1328.4233 | 0
[7 empty] | 1065.684 | 0 | 1329.5569 | 0 | 1328.5173 | 0 | 1328.5099 | 0
[7 empty] | 1065.6979 | 0 | 1329.6436 | 0 | 1328.6039 | 0 | 1328.5963 | 0
[7 empty] | 1065.7117 | 0 | 1329.7301 | 0 | 1328.6903 | 0 | 1328.6827 | 0
[7 empty] | 1065.7256 | 0 | 1329.8168 | 0 | 1328.7769 | 0 | 1328.7693 | 0
[7 empty] | 1065.7395 | 0 | 1329.9034 | 0 | 1328.8633 | 0 | 1328.8558 | 0
[7 empty] | 1065.7534 | 0 | 1329.9901 | 0 | 1328.9498 | 0 | 1328.9423 | 0
[7 empty] | 1065.7673 | 0 | 1330.0768 | 0 | 1329.0364 | 0 | 1329.0288 | 0
[7 empty] | 1065.7812 | 0 | 1330.1635 | 0 | 1329.1229 | 0 | 1329.1154 | 0
[7 empty] | 1065.7952 | 0 | 1330.2501 | 0 | 1329.2095 | 0 | 1329.2019 | 0
[7 empty] | 1065.8091 | 0 | 1330.3368 | 0 | 1329.296 | 0 | 1329.2885 | 0
[7 empty] | 1065.823 | 0 | 1330.4235 | 0 | 1329.3826 | 0 | 1329.375 | 0
[7 empty] | 1065.8369 | 0 | 1330.5103 | 0 | 1329.4691 | 0 | 1329.4617 | 0
[7 empty] | 1065.8508 | 0 | 1330.5969 | 0 | 1329.5558 | 0 | 1329.5482 | 0
[7 empty] | 1065.8647 | 0 | 1330.6837 | 0 | 1329.6423 | 0 | 1329.6348 | 0
[7 empty] | 1065.8787 | 0 | 1330.7704 | 0 | 1329.729 | 0 | 1329.7214 | 0
[7 empty] | 1065.8926 | 0 | 1330.8572 | 0 | 1329.8156 | 0 | 1329.8081 | 0
[7 empty] | 1065.9065 | 0 | 1330.944 | 0 | 1329.9022 | 0 | 1329.8946 | 0
[7 empty] | 1065.9204 | 0 | 1331.0308 | 0 | 1329.9889 | 0 | 1329.9813 | 0
[7 empty] | 1065.9343 | 0 | 1331.1175 | 0 | 1330.0756 | 0 | 1330.068 | 0
[7 empty] | 1065.9482 | 0 | 1331.2043 | 0 | 1330.1622 | 0 | 1330.1547 | 0
[7 empty] | 1065.9622 | 0 | 1331.2911 | 0 | 1330.2489 | 0 | 1330.2413 | 0
[7 empty] | 1065.9761 | 0 | 1331.3781 | 0 | 1330.3356 | 0 | 1330.3281 | 0
[7 empty] | 1065.99 | 0 | 1331.4648 | 0 | 1330.4222 | 0 | 1330.4148 | 0
[7 empty] | 1066.0039 | 0 | 1331.5518 | 0 | 1330.509 | 0 | 1330.5015 | 0
[7 empty] | 1066.0178 | 0 | 1331.6385 | 0 | 1330.5957 | 0 | 1330.5883 | 0
[7 empty] | 1066.0317 | 0 | 1331.7255 | 0 | 1330.6825 | 0 | 1330.6749 | 0
[7 empty] | 1066.0457 | 0 | 1331.8124 | 0 | 1330.7693 | 0 | 1330.7617 | 0
[7 empty] | 1066.0596 | 0 | 1331.8993 | 0 | 1330.856 | 0 | 1330.8485 | 0
[7 empty] | 1066.0735 | 0 | 1331.9861 | 0 | 1330.9427 | 0 | 1330.9353 | 0
[7 empty] | 1066.0874 | 0 | 1332.0731 | 0 | 1331.0295 | 0 | 1331.022 | 0
[7 empty] | 1066.1013 | 0 | 1332.16 | 0 | 1331.1163 | 0 | 1331.1088 | 0
[7 empty] | 1066.1152 | 0 | 1332.2469 | 0 | 1331.2031 | 0 | 1331.1957 | 0
[7 empty] | 1066.1291 | 0 | 1332.3339 | 0 | 1331.29 | 0 | 1331.2825 | 0
[7 empty] | 1066.1431 | 0 | 1332.4209 | 0 | 1331.3768 | 0 | 1331.3693 | 0
[7 empty] | 1066.157 | 0 | 1332.5078 | 0 | 1331.4636 | 0 | 1331.4562 | 0
[7 empty] | 1066.1709 | 0 | 1332.5948 | 0 | 1331.5505 | 0 | 1331.543 | 0
[7 empty] | 1066.1848 | 0 | 1332.6819 | 0 | 1331.6373 | 0 | 1331.6299 | 0
[7 empty] | 1066.1989 | 0 | 1332.7688 | 0 | 1331.7242 | 0 | 1331.7167 | 0
[7 empty] | 1066.2128 | 0 | 1332.8558 | 0 | 1331.8112 | 0 | 1331.8036 | 0
[7 empty] | 1066.2267 | 0 | 1332.9429 | 0 | 1331.8981 | 0 | 1331.8905 | 0
[7 empty] | 1066.2406 | 0 | 1333.0299 | 0 | 1331.985 | 0 | 1331.9774 | 0
[7 empty] | 1066.2545 | 0 | 1333.1171 | 0 | 1332.0719 | 0 | 1332.0643 | 0
[7 empty] | 1066.2684 | 0 | 1333.2041 | 0 | 1332.1588 | 0 | 1332.1512 | 0
[7 empty] | 1066.2823 | 0 | 1333.2911 | 0 | 1332.2457 | 0 | 1332.2382 | 0
[7 empty] | 1066.2963 | 0 | 1333.3783 | 0 | 1332.3326 | 0 | 1332.3252 | 0
[7 empty] | 1066.3102 | 0 | 1333.4653 | 0 | 1332.4197 | 0 | 1332.4121 | 0
[7 empty] | 1066.3241 | 0 | 1333.5525 | 0 | 1332.5066 | 0 | 1332.4992 | 0
[7 empty] | 1066.338 | 0 | 1333.6397 | 0 | 1332.5936 | 0 | 1332.5861 | 0
[7 empty] | 1066.3519 | 0 | 1333.7267 | 0 | 1332.6807 | 0 | 1332.6731 | 0
[7 empty] | 1066.3658 | 0 | 1333.8138 | 0 | 1332.7677 | 0 | 1332.7601 | 0
[7 empty] | 1066.3798 | 0 | 1333.901 | 0 | 1332.8546 | 0 | 1332.8472 | 0
[7 empty] | 1066.3938 | 0 | 1333.9882 | 0 | 1332.9416 | 0 | 1332.9342 | 0
[7 empty] | 1066.4077 | 0 | 1334.0754 | 0 | 1333.0288 | 0 | 1333.0212 | 0
[7 empty] | 1066.4216 | 0 | 1334.1626 | 0 | 1333.1158 | 0 | 1333.1083 | 0
[7 empty] | 1066.4355 | 0 | 1334.2498 | 0 | 1333.2029 | 0 | 1333.1953 | 0
[7 empty] | 1066.4495 | 0 | 1334.337 | 0 | 1333.2899 | 0 | 1333.2825 | 0
[7 empty] | 1066.4634 | 0 | 1334.4242 | 0 | 1333.3771 | 0 | 1333.3695 | 0
[7 empty] | 1066.4773 | 0 | 1334.5115 | 0 | 1333.4641 | 0 | 1333.4567 | 0
[7 empty] | 1066.4912 | 0 | 1334.5988 | 0 | 1333.5513 | 0 | 1333.5437 | 0
[7 empty] | 1066.5051 | 0 | 1334.686 | 0 | 1333.6384 | 0 | 1333.6309 | 0
[7 empty] | 1066.5192 | 0 | 1334.7733 | 0 | 1333.7256 | 0 | 1333.718 | 0
[7 empty] | 1066.5331 | 0 | 1334.8606 | 0 | 1333.8126 | 0 | 1333.8052 | 0
[7 empty] | 1066.547 | 0 | 1334.9479 | 0 | 1333.8998 | 0 | 1333.8923 | 0
[7 empty] | 1066.5609 | 0 | 1335.0352 | 0 | 1333.9871 | 0 | 1333.9795 | 0
[7 empty] | 1066.5748 | 0 | 1335.1224 | 0 | 1334.0742 | 0 | 1334.0666 | 0
[7 empty] | 1066.5887 | 0 | 1335.2098 | 0 | 1334.1614 | 0 | 1334.1538 | 0
[7 empty] | 1066.6027 | 0 | 1335.2971 | 0 | 1334.2485 | 0 | 1334.2411 | 0
[7 empty] | 1066.6166 | 0 | 1335.3845 | 0 | 1334.3358 | 0 | 1334.3283 | 0
[7 empty] | 1066.6306 | 0 | 1335.4719 | 0 | 1334.4231 | 0 | 1334.4155 | 0
[7 empty] | 1066.6445 | 0 | 1335.5592 | 0 | 1334.5103 | 0 | 1334.5027 | 0
[7 empty] | 1066.6584 | 0 | 1335.6466 | 0 | 1334.5975 | 0 | 1334.59 | 0
[7 empty] | 1066.6724 | 0 | 1335.734 | 0 | 1334.6848 | 0 | 1334.6772 | 0
[7 empty] | 1066.6863 | 0 | 1335.8214 | 0 | 1334.7721 | 0 | 1334.7645 | 0
[7 empty] | 1066.7002 | 0 | 1335.9089 | 0 | 1334.8594 | 0 | 1334.8518 | 0
[7 empty] | 1066.7142 | 0 | 1335.9963 | 0 | 1334.9467 | 0 | 1334.9391 | 0
[7 empty] | 1066.7281 | 0 | 1336.0837 | 0 | 1335.0339 | 0 | 1335.0264 | 0
[7 empty] | 1066.7421 | 0 | 1336.1713 | 0 | 1335.1213 | 0 | 1335.1138 | 0
[7 empty] | 1066.756 | 0 | 1336.2587 | 0 | 1335.2086 | 0 | 1335.201 | 0
[7 empty] | 1066.7699 | 0 | 1336.3462 | 0 | 1335.2959 | 0 | 1335.2885 | 0
[7 empty] | 1066.7838 | 0 | 1336.4336 | 0 | 1335.3833 | 0 | 1335.3757 | 0
[7 empty] | 1066.7979 | 0 | 1336.5211 | 0 | 1335.4707 | 0 | 1335.4631 | 0
[7 empty] | 1066.8118 | 0 | 1336.6086 | 0 | 1335.5581 | 0 | 1335.5505 | 0
[7 empty] | 1066.8257 | 0 | 1336.6962 | 0 | 1335.6454 | 0 | 1335.6379 | 0
[7 empty] | 1066.8396 | 0 | 1336.7837 | 0 | 1335.7328 | 0 | 1335.7253 | 0
[7 empty] | 1066.8535 | 0 | 1336.8713 | 0 | 1335.8202 | 0 | 1335.8127 | 0
[7 empty] | 1066.8676 | 0 | 1336.9589 | 0 | 1335.9077 | 0 | 1335.9001 | 0
[7 empty] | 1066.8815 | 0 | 1337.0464 | 0 | 1335.9951 | 0 | 1335.9876 | 0
[7 empty] | 1066.8954 | 0 | 1337.134 | 0 | 1336.0825 | 0 | 1336.0749 | 0
[7 empty] | 1066.9093 | 0 | 1337.2216 | 0 | 1336.17 | 0 | 1336.1625 | 0
[7 empty] | 1066.9232 | 0 | 1337.3092 | 0 | 1336.2575 | 0 | 1336.2499 | 0
[7 empty] | 1066.9373 | 0 | 1337.3969 | 0 | 1336.345 | 0 | 1336.3374 | 0
[7 empty] | 1066.9512 | 0 | 1337.4845 | 0 | 1336.4325 | 0 | 1336.4249 | 0
[7 empty] | 1066.9651 | 0 | 1337.5721 | 0 | 1336.5199 | 0 | 1336.5124 | 0
[7 empty] | 1066.979 | 0 | 1337.6598 | 0 | 1336.6074 | 0 | 1336.6 | 0
[7 empty] | 1066.9929 | 0 | 1337.7474 | 0 | 1336.695 | 0 | 1336.6875 | 0
[7 empty] | 1067.007 | 0 | 1337.8351 | 0 | 1336.7825 | 0 | 1336.775 | 0
[7 empty] | 1067.0209 | 0 | 1337.9227 | 0 | 1336.8701 | 0 | 1336.8626 | 0
[7 empty] | 1067.0348 | 0 | 1338.0105 | 0 | 1336.9576 | 0 | 1336.9501 | 0
[7 empty] | 1067.0487 | 0 | 1338.0981 | 0 | 1337.0452 | 0 | 1337.0377 | 0
[7 empty] | 1067.0627 | 0 | 1338.1859 | 0 | 1337.1328 | 0 | 1337.1252 | 0
[7 empty] | 1067.0767 | 0 | 1338.2737 | 0 | 1337.2203 | 0 | 1337.2129 | 0
[7 empty] | 1067.0906 | 0 | 1338.3613 | 0 | 1337.308 | 0 | 1337.3004 | 0
[7 empty] | 1067.1045 | 0 | 1338.4491 | 0 | 1337.3956 | 0 | 1337.3881 | 0
[7 empty] | 1067.1185 | 0 | 1338.5369 | 0 | 1337.4833 | 0 | 1337.4757 | 0
[7 empty] | 1067.1324 | 0 | 1338.6246 | 0 | 1337.5709 | 0 | 1337.5633 | 0
[7 empty] | 1067.1464 | 0 | 1338.7124 | 0 | 1337.6586 | 0 | 1337.651 | 0
[7 empty] | 1067.1603 | 0 | 1338.8003 | 0 | 1337.7462 | 0 | 1337.7387 | 0
[7 empty] | 1067.1743 | 0 | 1338.8881 | 0 | 1337.8339 | 0 | 1337.8263 | 0
[7 empty] | 1067.1882 | 0 | 1338.976 | 0 | 1337.9215 | 0 | 1337.9141 | 0
[7 empty] | 1067.2021 | 0 | 1339.0637 | 0 | 1338.0093 | 0 | 1338.0017 | 0
[7 empty] | 1067.2161 | 0 | 1339.1516 | 0 | 1338.0969 | 0 | 1338.0894 | 0
[7 empty] | 1067.2301 | 0 | 1339.2395 | 0 | 1338.1847 | 0 | 1338.1771 | 0
[7 empty] | 1067.244 | 0 | 1339.3273 | 0 | 1338.2725 | 0 | 1338.2649 | 0
[7 empty] | 1067.2579 | 0 | 1339.4152 | 0 | 1338.3601 | 0 | 1338.3527 | 0
[7 empty] | 1067.2719 | 0 | 1339.5031 | 0 | 1338.4479 | 0 | 1338.4403 | 0
[7 empty] | 1067.2859 | 0 | 1339.5909 | 0 | 1338.5356 | 0 | 1338.5281 | 0
[7 empty] | 1067.2998 | 0 | 1339.679 | 0 | 1338.6234 | 0 | 1338.616 | 0
[7 empty] | 1067.3137 | 0 | 1339.7668 | 0 | 1338.7113 | 0 | 1338.7037 | 0
[7 empty] | 1067.3278 | 0 | 1339.8547 | 0 | 1338.7991 | 0 | 1338.7915 | 0
[7 empty] | 1067.3417 | 0 | 1339.9427 | 0 | 1338.8868 | 0 | 1338.8793 | 0
[7 empty] | 1067.3556 | 0 | 1340.0306 | 0 | 1338.9747 | 0 | 1338.9672 | 0
[7 empty] | 1067.3696 | 0 | 1340.1186 | 0 | 1339.0625 | 0 | 1339.0549 | 0
[7 empty] | 1067.3835 | 0 | 1340.2067 | 0 | 1339.1504 | 0 | 1339.1428 | 0
[7 empty] | 1067.3975 | 0 | 1340.2947 | 0 | 1339.2383 | 0 | 1339.2307 | 0
[7 empty] | 1067.4114 | 0 | 1340.3827 | 0 | 1339.326 | 0 | 1339.3186 | 0
[7 empty] | 1067.4254 | 0 | 1340.4707 | 0 | 1339.4139 | 0 | 1339.4065 | 0
[7 empty] | 1067.4393 | 0 | 1340.5587 | 0 | 1339.5018 | 0 | 1339.4944 | 0
[7 empty] | 1067.4532 | 0 | 1340.6467 | 0 | 1339.5898 | 0 | 1339.5823 | 0
[7 empty] | 1067.4673 | 0 | 1340.7349 | 0 | 1339.6777 | 0 | 1339.6702 | 0
[7 empty] | 1067.4812 | 0 | 1340.8229 | 0 | 1339.7656 | 0 | 1339.7581 | 0
[7 empty] | 1067.4951 | 0 | 1340.911 | 0 | 1339.8535 | 0 | 1339.8461 | 0
[7 empty] | 1067.5092 | 0 | 1340.999 | 0 | 1339.9415 | 0 | 1339.934 | 0
[7 empty] | 1067.5231 | 0 | 1341.0872 | 0 | 1340.0295 | 0 | 1340.022 | 0
[7 empty] | 1067.537 | 0 | 1341.1753 | 0 | 1340.1174 | 0 | 1340.1099 | 0
[7 empty] | 1067.551 | 0 | 1341.2634 | 0 | 1340.2054 | 0 | 1340.1979 | 0
[7 empty] | 1067.5649 | 0 | 1341.3516 | 0 | 1340.2935 | 0 | 1340.2859 | 0
[7 empty] | 1067.5789 | 0 | 1341.4397 | 0 | 1340.3815 | 0 | 1340.3739 | 0
[7 empty] | 1067.5929 | 0 | 1341.5278 | 0 | 1340.4695 | 0 | 1340.4619 | 0
[7 empty] | 1067.6068 | 0 | 1341.616 | 0 | 1340.5575 | 0 | 1340.5499 | 0
[7 empty] | 1067.6207 | 0 | 1341.7042 | 0 | 1340.6455 | 0 | 1340.6379 | 0
[7 empty] | 1067.6348 | 0 | 1341.7924 | 0 | 1340.7336 | 0 | 1340.7261 | 0
[7 empty] | 1067.6487 | 0 | 1341.8806 | 0 | 1340.8217 | 0 | 1340.8141 | 0
[7 empty] | 1067.6627 | 0 | 1341.9689 | 0 | 1340.9098 | 0 | 1340.9022 | 0
[7 empty] | 1067.6766 | 0 | 1342.057 | 0 | 1340.9978 | 0 | 1340.9902 | 0
[7 empty] | 1067.6906 | 0 | 1342.1453 | 0 | 1341.0859 | 0 | 1341.0784 | 0
[7 empty] | 1067.7046 | 0 | 1342.2335 | 0 | 1341.1741 | 0 | 1341.1665 | 0
[7 empty] | 1067.7185 | 0 | 1342.3218 | 0 | 1341.2622 | 0 | 1341.2546 | 0
[7 empty] | 1067.7324 | 0 | 1342.41 | 0 | 1341.3503 | 0 | 1341.3428 | 0
[7 empty] | 1067.7465 | 0 | 1342.4984 | 0 | 1341.4385 | 0 | 1341.4309 | 0
[7 empty] | 1067.7604 | 0 | 1342.5867 | 0 | 1341.5266 | 0 | 1341.519 | 0
[7 empty] | 1067.7744 | 0 | 1342.6749 | 0 | 1341.6147 | 0 | 1341.6072 | 0
[7 empty] | 1067.7883 | 0 | 1342.7633 | 0 | 1341.703 | 0 | 1341.6954 | 0
[7 empty] | 1067.8022 | 0 | 1342.8517 | 0 | 1341.7911 | 0 | 1341.7836 | 0
[7 empty] | 1067.8163 | 0 | 1342.9399 | 0 | 1341.8794 | 0 | 1341.8718 | 0
[7 empty] | 1067.8302 | 0 | 1343.0283 | 0 | 1341.9677 | 0 | 1341.9601 | 0
[7 empty] | 1067.8442 | 0 | 1343.1167 | 0 | 1342.0558 | 0 | 1342.0482 | 0
[7 empty] | 1067.8582 | 0 | 1343.2051 | 0 | 1342.144 | 0 | 1342.1365 | 0
[7 empty] | 1067.8721 | 0 | 1343.2935 | 0 | 1342.2323 | 0 | 1342.2247 | 0
[7 empty] | 1067.8861 | 0 | 1343.3818 | 0 | 1342.3206 | 0 | 1342.313 | 0
[7 empty] | 1067.9 | 0 | 1343.4703 | 0 | 1342.4088 | 0 | 1342.4012 | 0
[7 empty] | 1067.9141 | 0 | 1343.5587 | 0 | 1342.4972 | 0 | 1342.4896 | 0
[7 empty] | 1067.928 | 0 | 1343.6472 | 0 | 1342.5855 | 0 | 1342.5779 | 0
[7 empty] | 1067.942 | 0 | 1343.7356 | 0 | 1342.6737 | 0 | 1342.6661 | 0
[7 empty] | 1067.9559 | 0 | 1343.8241 | 0 | 1342.7621 | 0 | 1342.7545 | 0
[7 empty] | 1067.9698 | 0 | 1343.9126 | 0 | 1342.8505 | 0 | 1342.8429 | 0
[7 empty] | 1067.9839 | 0 | 1344.001 | 0 | 1342.9387 | 0 | 1342.9311 | 0
[7 empty] | 1067.9978 | 0 | 1344.0895 | 0 | 1343.0271 | 0 | 1343.0195 | 0
[7 empty] | 1068.0118 | 0 | 1344.178 | 0 | 1343.1155 | 0 | 1343.1079 | 0
[7 empty] | 1068.0258 | 0 | 1344.2666 | 0 | 1343.2039 | 0 | 1343.1963 | 0
[7 empty] | 1068.0398 | 0 | 1344.3551 | 0 | 1343.2922 | 0 | 1343.2847 | 0
[7 empty] | 1068.0537 | 0 | 1344.4436 | 0 | 1343.3806 | 0 | 1343.373 | 0
[7 empty] | 1068.0676 | 0 | 1344.5322 | 0 | 1343.4691 | 0 | 1343.4615 | 0
[7 empty] | 1068.0817 | 0 | 1344.6207 | 0 | 1343.5575 | 0 | 1343.5499 | 0
[7 empty] | 1068.0956 | 0 | 1344.7094 | 0 | 1343.646 | 0 | 1343.6384 | 0
[7 empty] | 1068.1096 | 0 | 1344.798 | 0 | 1343.7344 | 0 | 1343.7268 | 0
[7 empty] | 1068.1235 | 0 | 1344.8865 | 0 | 1343.8229 | 0 | 1343.8153 | 0
[7 empty] | 1068.1376 | 0 | 1344.9751 | 0 | 1343.9114 | 0 | 1343.9038 | 0
[7 empty] | 1068.1515 | 0 | 1345.0637 | 0 | 1343.9999 | 0 | 1343.9922 | 0
[7 empty] | 1068.1655 | 0 | 1345.1523 | 0 | 1344.0883 | 0 | 1344.0807 | 0
[7 empty] | 1068.1794 | 0 | 1345.2411 | 0 | 1344.1769 | 0 | 1344.1692 | 0
[7 empty] | 1068.1935 | 0 | 1345.3297 | 0 | 1344.2654 | 0 | 1344.2578 | 0
[7 empty] | 1068.2074 | 0 | 1345.4183 | 0 | 1344.3539 | 0 | 1344.3463 | 0
[7 empty] | 1068.2214 | 0 | 1345.5071 | 0 | 1344.4424 | 0 | 1344.4348 | 0
[7 empty] | 1068.2354 | 0 | 1345.5957 | 0 | 1344.531 | 0 | 1344.5234 | 0
[7 empty] | 1068.2494 | 0 | 1345.6844 | 0 | 1344.6195 | 0 | 1344.6119 | 0
[7 empty] | 1068.2633 | 0 | 1345.7732 | 0 | 1344.7081 | 0 | 1344.7006 | 0
[7 empty] | 1068.2773 | 0 | 1345.8619 | 0 | 1344.7967 | 0 | 1344.7892 | 0
[7 empty] | 1068.2913 | 0 | 1345.9507 | 0 | 1344.8853 | 0 | 1344.8777 | 0
[7 empty] | 1068.3053 | 0 | 1346.0394 | 0 | 1344.9739 | 0 | 1344.9663 | 0
[7 empty] | 1068.3192 | 0 | 1346.1282 | 0 | 1345.0625 | 0 | 1345.0549 | 0
[7 empty] | 1068.3333 | 0 | 1346.2169 | 0 | 1345.1512 | 0 | 1345.1436 | 0
[7 empty] | 1068.3472 | 0 | 1346.3058 | 0 | 1345.2399 | 0 | 1345.2323 | 0
[7 empty] | 1068.3612 | 0 | 1346.3945 | 0 | 1345.3285 | 0 | 1345.3209 | 0
[7 empty] | 1068.3751 | 0 | 1346.4834 | 0 | 1345.4171 | 0 | 1345.4096 | 0
[7 empty] | 1068.3892 | 0 | 1346.5721 | 0 | 1345.5059 | 0 | 1345.4983 | 0
[7 empty] | 1068.4031 | 0 | 1346.661 | 0 | 1345.5946 | 0 | 1345.5869 | 0
[7 empty] | 1068.4171 | 0 | 1346.7499 | 0 | 1345.6832 | 0 | 1345.6757 | 0
[7 empty] | 1068.431 | 0 | 1346.8387 | 0 | 1345.772 | 0 | 1345.7644 | 0
[7 empty] | 1068.4451 | 0 | 1346.9276 | 0 | 1345.8607 | 0 | 1345.8531 | 0
[7 empty] | 1068.459 | 0 | 1347.0165 | 0 | 1345.9495 | 0 | 1345.9419 | 0
[7 empty] | 1068.473 | 0 | 1347.1054 | 0 | 1346.0382 | 0 | 1346.0306 | 0
[7 empty] | 1068.4869 | 0 | 1347.1942 | 0 | 1346.127 | 0 | 1346.1194 | 0
[7 empty] | 1068.501 | 0 | 1347.2832 | 0 | 1346.2157 | 0 | 1346.2081 | 0
[7 empty] | 1068.515 | 0 | 1347.3721 | 0 | 1346.3046 | 0 | 1346.297 | 0
[7 empty] | 1068.5289 | 0 | 1347.4611 | 0 | 1346.3933 | 0 | 1346.3857 | 0
[7 empty] | 1068.543 | 0 | 1347.5501 | 0 | 1346.4822 | 0 | 1346.4746 | 0
[7 empty] | 1068.5569 | 0 | 1347.639 | 0 | 1346.5709 | 0 | 1346.5633 | 0
[7 empty] | 1068.5709 | 0 | 1347.7279 | 0 | 1346.6598 | 0 | 1346.6522 | 0
[7 empty] | 1068.5848 | 0 | 1347.8169 | 0 | 1346.7487 | 0 | 1346.7411 | 0
[7 empty] | 1068.5989 | 0 | 1347.9059 | 0 | 1346.8375 | 0 | 1346.83 | 0
[7 empty] | 1068.6128 | 0 | 1347.995 | 0 | 1346.9264 | 0 | 1346.9188 | 0
[7 empty] | 1068.6268 | 0 | 1348.084 | 0 | 1347.0153 | 0 | 1347.0077 | 0
[7 empty] | 1068.6409 | 0 | 1348.173 | 0 | 1347.1041 | 0 | 1347.0966 | 0
[7 empty] | 1068.6548 | 0 | 1348.2621 | 0 | 1347.1931 | 0 | 1347.1854 | 0
[7 empty] | 1068.6688 | 0 | 1348.3511 | 0 | 1347.282 | 0 | 1347.2744 | 0
[7 empty] | 1068.6827 | 0 | 1348.4402 | 0 | 1347.3709 | 0 | 1347.3633 | 0
[7 empty] | 1068.6968 | 0 | 1348.5293 | 0 | 1347.4598 | 0 | 1347.4523 | 0
[7 empty] | 1068.7108 | 0 | 1348.6184 | 0 | 1347.5488 | 0 | 1347.5413 | 0
[7 empty] | 1068.7247 | 0 | 1348.7075 | 0 | 1347.6378 | 0 | 1347.6301 | 0
[7 empty] | 1068.7388 | 0 | 1348.7966 | 0 | 1347.7267 | 0 | 1347.7191 | 0
[7 empty] | 1068.7527 | 0 | 1348.8857 | 0 | 1347.8157 | 0 | 1347.8081 | 0
[7 empty] | 1068.7667 | 0 | 1348.9749 | 0 | 1347.9048 | 0 | 1347.8971 | 0
[7 empty] | 1068.7808 | 0 | 1349.064 | 0 | 1347.9938 | 0 | 1347.9862 | 0
[7 empty] | 1068.7947 | 0 | 1349.1532 | 0 | 1348.0828 | 0 | 1348.0752 | 0
[7 empty] | 1068.8087 | 0 | 1349.2423 | 0 | 1348.1717 | 0 | 1348.1642 | 0
[7 empty] | 1068.8226 | 0 | 1349.3315 | 0 | 1348.2609 | 0 | 1348.2533 | 0
[7 empty] | 1068.8367 | 0 | 1349.4208 | 0 | 1348.3499 | 0 | 1348.3423 | 0
[7 empty] | 1068.8507 | 0 | 1349.51 | 0 | 1348.439 | 0 | 1348.4314 | 0
[7 empty] | 1068.8646 | 0 | 1349.5991 | 0 | 1348.5281 | 0 | 1348.5205 | 0
[7 empty] | 1068.8787 | 0 | 1349.6885 | 0 | 1348.6172 | 0 | 1348.6095 | 0
[7 empty] | 1068.8926 | 0 | 1349.7777 | 0 | 1348.7063 | 0 | 1348.6986 | 0
[7 empty] | 1068.9066 | 0 | 1349.8669 | 0 | 1348.7954 | 0 | 1348.7877 | 0
[7 empty] | 1068.9207 | 0 | 1349.9562 | 0 | 1348.8845 | 0 | 1348.877 | 0
[7 empty] | 1068.9346 | 0 | 1350.0455 | 0 | 1348.9736 | 0 | 1348.9661 | 0
[7 empty] | 1068.9486 | 0 | 1350.1348 | 0 | 1349.0627 | 0 | 1349.0552 | 0
[7 empty] | 1068.9626 | 0 | 1350.2241 | 0 | 1349.152 | 0 | 1349.1444 | 0
[7 empty] | 1068.9766 | 0 | 1350.3133 | 0 | 1349.2411 | 0 | 1349.2335 | 0
[7 empty] | 1068.9906 | 0 | 1350.4027 | 0 | 1349.3303 | 0 | 1349.3228 | 0
[7 empty] | 1069.0046 | 0 | 1350.4921 | 0 | 1349.4196 | 0 | 1349.412 | 0
[7 empty] | 1069.0186 | 0 | 1350.5814 | 0 | 1349.5088 | 0 | 1349.5011 | 0
[7 empty] | 1069.0326 | 0 | 1350.6708 | 0 | 1349.598 | 0 | 1349.5903 | 0
[7 empty] | 1069.0466 | 0 | 1350.7601 | 0 | 1349.6873 | 0 | 1349.6796 | 0
[7 empty] | 1069.0605 | 0 | 1350.8496 | 0 | 1349.7765 | 0 | 1349.7688 | 0
[7 empty] | 1069.0746 | 0 | 1350.939 | 0 | 1349.8657 | 0 | 1349.8582 | 0
[7 empty] | 1069.0886 | 0 | 1351.0283 | 0 | 1349.955 | 0 | 1349.9474 | 0
[7 empty] | 1069.1025 | 0 | 1351.1178 | 0 | 1350.0443 | 0 | 1350.0366 | 0
[7 empty] | 1069.1166 | 0 | 1351.2073 | 0 | 1350.1335 | 0 | 1350.126 | 0
[7 empty] | 1069.1306 | 0 | 1351.2966 | 0 | 1350.2229 | 0 | 1350.2152 | 0
[7 empty] | 1069.1445 | 0 | 1351.3861 | 0 | 1350.3121 | 0 | 1350.3046 | 0
[7 empty] | 1069.1586 | 0 | 1351.4756 | 0 | 1350.4015 | 0 | 1350.3939 | 0
[7 empty] | 1069.1726 | 0 | 1351.5651 | 0 | 1350.4908 | 0 | 1350.4833 | 0
[7 empty] | 1069.1865 | 0 | 1351.6545 | 0 | 1350.5802 | 0 | 1350.5726 | 0
[7 empty] | 1069.2006 | 0 | 1351.7441 | 0 | 1350.6696 | 0 | 1350.662 | 0
[7 empty] | 1069.2146 | 0 | 1351.8336 | 0 | 1350.7589 | 0 | 1350.7513 | 0
[7 empty] | 1069.2285 | 0 | 1351.9231 | 0 | 1350.8484 | 0 | 1350.8407 | 0
[7 empty] | 1069.2426 | 0 | 1352.0127 | 0 | 1350.9377 | 0 | 1350.9302 | 0
[7 empty] | 1069.2566 | 0 | 1352.1023 | 0 | 1351.0271 | 0 | 1351.0195 | 0
[7 empty] | 1069.2706 | 0 | 1352.1918 | 0 | 1351.1166 | 0 | 1351.109 | 0
[7 empty] | 1069.2845 | 0 | 1352.2814 | 0 | 1351.2061 | 0 | 1351.1984 | 0
[7 empty] | 1069.2986 | 0 | 1352.371 | 0 | 1351.2954 | 0 | 1351.2878 | 0
[7 empty] | 1069.3126 | 0 | 1352.4606 | 0 | 1351.3849 | 0 | 1351.3773 | 0
[7 empty] | 1069.3265 | 0 | 1352.5502 | 0 | 1351.4744 | 0 | 1351.4668 | 0
[7 empty] | 1069.3406 | 0 | 1352.6398 | 0 | 1351.5638 | 0 | 1351.5563 | 0
[7 empty] | 1069.3546 | 0 | 1352.7295 | 0 | 1351.6533 | 0 | 1351.6457 | 0
[7 empty] | 1069.3687 | 0 | 1352.8191 | 0 | 1351.7429 | 0 | 1351.7352 | 0
[7 empty] | 1069.3826 | 0 | 1352.9088 | 0 | 1351.8324 | 0 | 1351.8248 | 0
[7 empty] | 1069.3966 | 0 | 1352.9984 | 0 | 1351.9219 | 0 | 1351.9143 | 0
[7 empty] | 1069.4106 | 0 | 1353.0881 | 0 | 1352.0115 | 0 | 1352.0039 | 0
[7 empty] | 1069.4247 | 0 | 1353.1779 | 0 | 1352.1011 | 0 | 1352.0934 | 0
[7 empty] | 1069.4386 | 0 | 1353.2676 | 0 | 1352.1906 | 0 | 1352.183 | 0
[7 empty] | 1069.4526 | 0 | 1353.3573 | 0 | 1352.2802 | 0 | 1352.2726 | 0
[7 empty] | 1069.4667 | 0 | 1353.447 | 0 | 1352.3698 | 0 | 1352.3622 | 0
[7 empty] | 1069.4807 | 0 | 1353.5367 | 0 | 1352.4594 | 0 | 1352.4518 | 0
[7 empty] | 1069.4946 | 0 | 1353.6265 | 0 | 1352.549 | 0 | 1352.5414 | 0
[7 empty] | 1069.5087 | 0 | 1353.7163 | 0 | 1352.6385 | 0 | 1352.631 | 0
[7 empty] | 1069.5227 | 0 | 1353.806 | 0 | 1352.7283 | 0 | 1352.7206 | 0
[7 empty] | 1069.5367 | 0 | 1353.8959 | 0 | 1352.8179 | 0 | 1352.8103 | 0
[7 empty] | 1069.5507 | 0 | 1353.9856 | 0 | 1352.9076 | 0 | 1352.8999 | 0
[7 empty] | 1069.5647 | 0 | 1354.0754 | 0 | 1352.9972 | 0 | 1352.9896 | 0
[7 empty] | 1069.5787 | 0 | 1354.1653 | 0 | 1353.0869 | 0 | 1353.0793 | 0
[7 empty] | 1069.5928 | 0 | 1354.2551 | 0 | 1353.1766 | 0 | 1353.1689 | 0
[7 empty] | 1069.6068 | 0 | 1354.345 | 0 | 1353.2664 | 0 | 1353.2587 | 0
[7 empty] | 1069.6207 | 0 | 1354.4348 | 0 | 1353.3561 | 0 | 1353.3484 | 0
[7 empty] | 1069.6348 | 0 | 1354.5248 | 0 | 1353.4458 | 0 | 1353.4381 | 0
[7 empty] | 1069.6488 | 0 | 1354.6146 | 0 | 1353.5355 | 0 | 1353.5279 | 0
[7 empty] | 1069.6628 | 0 | 1354.7045 | 0 | 1353.6252 | 0 | 1353.6177 | 0
[7 empty] | 1069.6768 | 0 | 1354.7944 | 0 | 1353.7151 | 0 | 1353.7074 | 0
[7 empty] | 1069.6908 | 0 | 1354.8844 | 0 | 1353.8048 | 0 | 1353.7972 | 0
[7 empty] | 1069.7048 | 0 | 1354.9742 | 0 | 1353.8946 | 0 | 1353.887 | 0
[7 empty] | 1069.7189 | 0 | 1355.0642 | 0 | 1353.9844 | 0 | 1353.9768 | 0
[7 empty] | 1069.7329 | 0 | 1355.1542 | 0 | 1354.0742 | 0 | 1354.0666 | 0
[7 empty] | 1069.7469 | 0 | 1355.2441 | 0 | 1354.1641 | 0 | 1354.1565 | 0
[7 empty] | 1069.7609 | 0 | 1355.3341 | 0 | 1354.2539 | 0 | 1354.2463 | 0
[7 empty] | 1069.7749 | 0 | 1355.4242 | 0 | 1354.3438 | 0 | 1354.3362 | 0
[7 empty] | 1069.7889 | 0 | 1355.5142 | 0 | 1354.4336 | 0 | 1354.426 | 0
[7 empty] | 1069.803 | 0 | 1355.6041 | 0 | 1354.5236 | 0 | 1354.5159 | 0
[7 empty] | 1069.817 | 0 | 1355.6942 | 0 | 1354.6134 | 0 | 1354.6057 | 0
[7 empty] | 1069.8309 | 0 | 1355.7843 | 0 | 1354.7033 | 0 | 1354.6957 | 0
[7 empty] | 1069.845 | 0 | 1355.8743 | 0 | 1354.7932 | 0 | 1354.7856 | 0
[7 empty] | 1069.859 | 0 | 1355.9644 | 0 | 1354.8832 | 0 | 1354.8755 | 0
[7 empty] | 1069.873 | 0 | 1356.0544 | 0 | 1354.973 | 0 | 1354.9654 | 0
[7 empty] | 1069.8871 | 0 | 1356.1445 | 0 | 1355.063 | 0 | 1355.0554 | 0
[7 empty] | 1069.9011 | 0 | 1356.2346 | 0 | 1355.1529 | 0 | 1355.1454 | 0
[7 empty] | 1069.915 | 0 | 1356.3247 | 0 | 1355.2429 | 0 | 1355.2353 | 0
[7 empty] | 1069.9291 | 0 | 1356.4149 | 0 | 1355.3329 | 0 | 1355.3253 | 0
[7 empty] | 1069.9431 | 0 | 1356.505 | 0 | 1355.423 | 0 | 1355.4153 | 0
[7 empty] | 1069.9572 | 0 | 1356.5952 | 0 | 1355.5129 | 0 | 1355.5052 | 0
[7 empty] | 1069.9712 | 0 | 1356.6853 | 0 | 1355.6029 | 0 | 1355.5953 | 0
[7 empty] | 1069.9852 | 0 | 1356.7755 | 0 | 1355.693 | 0 | 1355.6853 | 0
[7 empty] | 1069.9993 | 0 | 1356.8657 | 0 | 1355.7831 | 0 | 1355.7754 | 0
[7 empty] | 1070.0133 | 0 | 1356.9559 | 0 | 1355.873 | 0 | 1355.8655 | 0
[7 empty] | 1070.0272 | 0 | 1357.0461 | 0 | 1355.9631 | 0 | 1355.9556 | 0
[7 empty] | 1070.0413 | 0 | 1357.1363 | 0 | 1356.0532 | 0 | 1356.0457 | 0
[7 empty] | 1070.0553 | 0 | 1357.2266 | 0 | 1356.1433 | 0 | 1356.1357 | 0
[7 empty] | 1070.0693 | 0 | 1357.3168 | 0 | 1356.2334 | 0 | 1356.2258 | 0
[7 empty] | 1070.0834 | 0 | 1357.4071 | 0 | 1356.3235 | 0 | 1356.3159 | 0
[7 empty] | 1070.0974 | 0 | 1357.4973 | 0 | 1356.4137 | 0 | 1356.406 | 0
[7 empty] | 1070.1115 | 0 | 1357.5876 | 0 | 1356.5038 | 0 | 1356.4962 | 0
[7 empty] | 1070.1255 | 0 | 1357.678 | 0 | 1356.594 | 0 | 1356.5863 | 0
[7 empty] | 1070.1394 | 0 | 1357.7682 | 0 | 1356.6841 | 0 | 1356.6765 | 0
[7 empty] | 1070.1534 | 0 | 1357.8585 | 0 | 1356.7743 | 0 | 1356.7667 | 0
[7 empty] | 1070.1675 | 0 | 1357.9488 | 0 | 1356.8645 | 0 | 1356.8568 | 0
[7 empty] | 1070.1815 | 0 | 1358.0392 | 0 | 1356.9547 | 0 | 1356.947 | 0
[7 empty] | 1070.1956 | 0 | 1358.1296 | 0 | 1357.0449 | 0 | 1357.0372 | 0
[7 empty] | 1070.2096 | 0 | 1358.22 | 0 | 1357.1351 | 0 | 1357.1274 | 0
[7 empty] | 1070.2236 | 0 | 1358.3103 | 0 | 1357.2253 | 0 | 1357.2178 | 0
[7 empty] | 1070.2377 | 0 | 1358.4008 | 0 | 1357.3156 | 0 | 1357.308 | 0
[7 empty] | 1070.2517 | 0 | 1358.4911 | 0 | 1357.4059 | 0 | 1357.3982 | 0
[7 empty] | 1070.2657 | 0 | 1358.5815 | 0 | 1357.4961 | 0 | 1357.4885 | 0
[7 empty] | 1070.2798 | 0 | 1358.672 | 0 | 1357.5864 | 0 | 1357.5787 | 0
[7 empty] | 1070.2938 | 0 | 1358.7624 | 0 | 1357.6768 | 0 | 1357.6691 | 0
[7 empty] | 1070.3077 | 0 | 1358.8529 | 0 | 1357.767 | 0 | 1357.7594 | 0
[7 empty] | 1070.3218 | 0 | 1358.9434 | 0 | 1357.8573 | 0 | 1357.8497 | 0
[7 empty] | 1070.3358 | 0 | 1359.0338 | 0 | 1357.9476 | 0 | 1357.9401 | 0
[7 empty] | 1070.3499 | 0 | 1359.1243 | 0 | 1358.038 | 0 | 1358.0304 | 0
[7 empty] | 1070.3639 | 0 | 1359.2148 | 0 | 1358.1284 | 0 | 1358.1207 | 0
[7 empty] | 1070.3779 | 0 | 1359.3053 | 0 | 1358.2188 | 0 | 1358.2111 | 0
[7 empty] | 1070.392 | 0 | 1359.3959 | 0 | 1358.3091 | 0 | 1358.3015 | 0
[7 empty] | 1070.406 | 0 | 1359.4863 | 0 | 1358.3995 | 0 | 1358.3918 | 0
[7 empty] | 1070.42 | 0 | 1359.5769 | 0 | 1358.4899 | 0 | 1358.4823 | 0
[7 empty] | 1070.4341 | 0 | 1359.6675 | 0 | 1358.5803 | 0 | 1358.5726 | 0
[7 empty] | 1070.4481 | 0 | 1359.7581 | 0 | 1358.6708 | 0 | 1358.6631 | 0
[7 empty] | 1070.4622 | 0 | 1359.8486 | 0 | 1358.7612 | 0 | 1358.7535 | 0
[7 empty] | 1070.4762 | 0 | 1359.9392 | 0 | 1358.8517 | 0 | 1358.844 | 0
[7 empty] | 1070.4902 | 0 | 1360.0298 | 0 | 1358.9421 | 0 | 1358.9344 | 0
[7 empty] | 1070.5043 | 0 | 1360.1205 | 0 | 1359.0326 | 0 | 1359.0249 | 0
[7 empty] | 1070.5183 | 0 | 1360.2111 | 0 | 1359.123 | 0 | 1359.1155 | 0
[7 empty] | 1070.5323 | 0 | 1360.3018 | 0 | 1359.2135 | 0 | 1359.2059 | 0
[7 empty] | 1070.5464 | 0 | 1360.3923 | 0 | 1359.3041 | 0 | 1359.2964 | 0
[7 empty] | 1070.5604 | 0 | 1360.483 | 0 | 1359.3946 | 0 | 1359.387 | 0
[7 empty] | 1070.5745 | 0 | 1360.5737 | 0 | 1359.4851 | 0 | 1359.4775 | 0
[7 empty] | 1070.5885 | 0 | 1360.6644 | 0 | 1359.5757 | 0 | 1359.568 | 0
[7 empty] | 1070.6025 | 0 | 1360.7551 | 0 | 1359.6663 | 0 | 1359.6586 | 0
[7 empty] | 1070.6166 | 0 | 1360.8458 | 0 | 1359.7568 | 0 | 1359.7492 | 0
[7 empty] | 1070.6306 | 0 | 1360.9365 | 0 | 1359.8474 | 0 | 1359.8397 | 0
[7 empty] | 1070.6447 | 0 | 1361.0273 | 0 | 1359.938 | 0 | 1359.9303 | 0
[7 empty] | 1070.6587 | 0 | 1361.118 | 0 | 1360.0286 | 0 | 1360.021 | 0
[7 empty] | 1070.6727 | 0 | 1361.2089 | 0 | 1360.1193 | 0 | 1360.1116 | 0
[7 empty] | 1070.6868 | 0 | 1361.2996 | 0 | 1360.2098 | 0 | 1360.2022 | 0
[7 empty] | 1070.7008 | 0 | 1361.3904 | 0 | 1360.3005 | 0 | 1360.2929 | 0
[7 empty] | 1070.7148 | 0 | 1361.4812 | 0 | 1360.3911 | 0 | 1360.3835 | 0
[7 empty] | 1070.7289 | 0 | 1361.572 | 0 | 1360.4818 | 0 | 1360.4741 | 0
[7 empty] | 1070.7429 | 0 | 1361.6628 | 0 | 1360.5725 | 0 | 1360.5648 | 0
[7 empty] | 1070.757 | 0 | 1361.7537 | 0 | 1360.6632 | 0 | 1360.6555 | 0
[7 empty] | 1070.771 | 0 | 1361.8445 | 0 | 1360.7539 | 0 | 1360.7462 | 0
[7 empty] | 1070.785 | 0 | 1361.9354 | 0 | 1360.8446 | 0 | 1360.8369 | 0
[7 empty] | 1070.7991 | 0 | 1362.0262 | 0 | 1360.9353 | 0 | 1360.9277 | 0
[7 empty] | 1070.8131 | 0 | 1362.1172 | 0 | 1361.0261 | 0 | 1361.0184 | 0
[7 empty] | 1070.8271 | 0 | 1362.208 | 0 | 1361.1168 | 0 | 1361.1092 | 0
[7 empty] | 1070.8412 | 0 | 1362.299 | 0 | 1361.2076 | 0 | 1361.1999 | 0
[7 empty] | 1070.8552 | 0 | 1362.3899 | 0 | 1361.2983 | 0 | 1361.2908 | 0
[7 empty] | 1070.8693 | 0 | 1362.4808 | 0 | 1361.3892 | 0 | 1361.3815 | 0
[7 empty] | 1070.8833 | 0 | 1362.5718 | 0 | 1361.48 | 0 | 1361.4723 | 0
[7 empty] | 1070.8973 | 0 | 1362.6627 | 0 | 1361.5708 | 0 | 1361.5631 | 0
[7 empty] | 1070.9114 | 0 | 1362.7537 | 0 | 1361.6616 | 0 | 1361.6539 | 0
[7 empty] | 1070.9254 | 0 | 1362.8447 | 0 | 1361.7524 | 0 | 1361.7448 | 0
[7 empty] | 1070.9396 | 0 | 1362.9357 | 0 | 1361.8433 | 0 | 1361.8357 | 0
[7 empty] | 1070.9536 | 0 | 1363.0267 | 0 | 1361.9342 | 0 | 1361.9265 | 0
[7 empty] | 1070.9677 | 0 | 1363.1177 | 0 | 1362.025 | 0 | 1362.0173 | 0
[7 empty] | 1070.9817 | 0 | 1363.2087 | 0 | 1362.116 | 0 | 1362.1083 | 0
[7 empty] | 1070.9957 | 0 | 1363.2998 | 0 | 1362.2068 | 0 | 1362.1992 | 0
[7 empty] | 1071.0098 | 0 | 1363.3909 | 0 | 1362.2977 | 0 | 1362.29 | 0
[7 empty] | 1071.0238 | 0 | 1363.4819 | 0 | 1362.3887 | 0 | 1362.381 | 0
[7 empty] | 1071.0378 | 0 | 1363.573 | 0 | 1362.4796 | 0 | 1362.4719 | 0
[7 empty] | 1071.0519 | 0 | 1363.6641 | 0 | 1362.5706 | 0 | 1362.5629 | 0
[7 empty] | 1071.0659 | 0 | 1363.7551 | 0 | 1362.6615 | 0 | 1362.6538 | 0
[7 empty] | 1071.08 | 0 | 1363.8463 | 0 | 1362.7524 | 0 | 1362.7449 | 0
[7 empty] | 1071.0941 | 0 | 1363.9374 | 0 | 1362.8435 | 0 | 1362.8358 | 0
[7 empty] | 1071.1082 | 0 | 1364.0286 | 0 | 1362.9344 | 0 | 1362.9268 | 0
[7 empty] | 1071.1222 | 0 | 1364.1198 | 0 | 1363.0255 | 0 | 1363.0178 | 0
[7 empty] | 1071.1362 | 0 | 1364.2109 | 0 | 1363.1165 | 0 | 1363.1088 | 0
[7 empty] | 1071.1503 | 0 | 1364.3021 | 0 | 1363.2075 | 0 | 1363.1998 | 0
[7 empty] | 1071.1643 | 0 | 1364.3933 | 0 | 1363.2986 | 0 | 1363.2909 | 0
[7 empty] | 1071.1783 | 0 | 1364.4845 | 0 | 1363.3897 | 0 | 1363.382 | 0
[7 empty] | 1071.1924 | 0 | 1364.5757 | 0 | 1363.4807 | 0 | 1363.473 | 0
[7 empty] | 1071.2064 | 0 | 1364.6669 | 0 | 1363.5718 | 0 | 1363.5641 | 0
[7 empty] | 1071.2206 | 0 | 1364.7582 | 0 | 1363.6628 | 0 | 1363.6552 | 0
[7 empty] | 1071.2346 | 0 | 1364.8494 | 0 | 1363.7539 | 0 | 1363.7463 | 0
[7 empty] | 1071.2487 | 0 | 1364.9407 | 0 | 1363.8451 | 0 | 1363.8374 | 0
[7 empty] | 1071.2627 | 0 | 1365.032 | 0 | 1363.9362 | 0 | 1363.9286 | 0
[7 empty] | 1071.2767 | 0 | 1365.1232 | 0 | 1364.0273 | 0 | 1364.0196 | 0
[7 empty] | 1071.2908 | 0 | 1365.2145 | 0 | 1364.1185 | 0 | 1364.1108 | 0
[7 empty] | 1071.3048 | 0 | 1365.3058 | 0 | 1364.2097 | 0 | 1364.202 | 0
[7 empty] | 1071.319 | 0 | 1365.3972 | 0 | 1364.3009 | 0 | 1364.2932 | 0
[7 empty] | 1071.333 | 0 | 1365.4885 | 0 | 1364.3921 | 0 | 1364.3844 | 0
[7 empty] | 1071.347 | 0 | 1365.5798 | 0 | 1364.4833 | 0 | 1364.4756 | 0
[7 empty] | 1071.3611 | 0 | 1365.6713 | 0 | 1364.5745 | 0 | 1364.5668 | 0
[7 empty] | 1071.3751 | 0 | 1365.7626 | 0 | 1364.6656 | 0 | 1364.658 | 0
[7 empty] | 1071.3892 | 0 | 1365.854 | 0 | 1364.757 | 0 | 1364.7493 | 0
[7 empty] | 1071.4032 | 0 | 1365.9453 | 0 | 1364.8481 | 0 | 1364.8404 | 0
[7 empty] | 1071.4174 | 0 | 1366.0367 | 0 | 1364.9395 | 0 | 1364.9318 | 0
[7 empty] | 1071.4314 | 0 | 1366.1282 | 0 | 1365.0308 | 0 | 1365.0231 | 0
[7 empty] | 1071.4454 | 0 | 1366.2196 | 0 | 1365.1219 | 0 | 1365.1144 | 0
[7 empty] | 1071.4595 | 0 | 1366.311 | 0 | 1365.2133 | 0 | 1365.2057 | 0
[7 empty] | 1071.4735 | 0 | 1366.4026 | 0 | 1365.3046 | 0 | 1365.297 | 0
[7 empty] | 1071.4877 | 0 | 1366.494 | 0 | 1365.396 | 0 | 1365.3883 | 0
[7 empty] | 1071.5017 | 0 | 1366.5855 | 0 | 1365.4873 | 0 | 1365.4796 | 0
[7 empty] | 1071.5157 | 0 | 1366.677 | 0 | 1365.5786 | 0 | 1365.5709 | 0
[7 empty] | 1071.5298 | 0 | 1366.7686 | 0 | 1365.6699 | 0 | 1365.6624 | 0
[7 empty] | 1071.5438 | 0 | 1366.86 | 0 | 1365.7613 | 0 | 1365.7537 | 0
[7 empty] | 1071.558 | 0 | 1366.9515 | 0 | 1365.8528 | 0 | 1365.8451 | 0
[7 empty] | 1071.572 | 0 | 1367.0431 | 0 | 1365.9441 | 0 | 1365.9365 | 0
[7 empty] | 1071.5861 | 0 | 1367.1346 | 0 | 1366.0355 | 0 | 1366.0278 | 0
[7 empty] | 1071.6001 | 0 | 1367.2262 | 0 | 1366.127 | 0 | 1366.1193 | 0
[7 empty] | 1071.6141 | 0 | 1367.3179 | 0 | 1366.2184 | 0 | 1366.2107 | 0
[7 empty] | 1071.6283 | 0 | 1367.4094 | 0 | 1366.3098 | 0 | 1366.3022 | 0
[7 empty] | 1071.6423 | 0 | 1367.501 | 0 | 1366.4014 | 0 | 1366.3937 | 0
[7 empty] | 1071.6564 | 0 | 1367.5927 | 0 | 1366.4928 | 0 | 1366.4851 | 0
[7 empty] | 1071.6704 | 0 | 1367.6842 | 0 | 1366.5842 | 0 | 1366.5767 | 0
[7 empty] | 1071.6844 | 0 | 1367.7759 | 0 | 1366.6758 | 0 | 1366.6681 | 0
[7 empty] | 1071.6986 | 0 | 1367.8675 | 0 | 1366.7673 | 0 | 1366.7596 | 0
[7 empty] | 1071.7126 | 0 | 1367.9592 | 0 | 1366.8588 | 0 | 1366.8511 | 0
[7 empty] | 1071.7267 | 0 | 1368.0509 | 0 | 1366.9503 | 0 | 1366.9426 | 0
[7 empty] | 1071.7407 | 0 | 1368.1426 | 0 | 1367.0419 | 0 | 1367.0342 | 0
[7 empty] | 1071.7549 | 0 | 1368.2342 | 0 | 1367.1334 | 0 | 1367.1257 | 0
[7 empty] | 1071.7689 | 0 | 1368.326 | 0 | 1367.225 | 0 | 1367.2173 | 0
[7 empty] | 1071.783 | 0 | 1368.4177 | 0 | 1367.3165 | 0 | 1367.309 | 0
[7 empty] | 1071.797 | 0 | 1368.5095 | 0 | 1367.4082 | 0 | 1367.4005 | 0
[7 empty] | 1071.8112 | 0 | 1368.6012 | 0 | 1367.4998 | 0 | 1367.4921 | 0
[7 empty] | 1071.8252 | 0 | 1368.693 | 0 | 1367.5914 | 0 | 1367.5837 | 0
[7 empty] | 1071.8392 | 0 | 1368.7848 | 0 | 1367.683 | 0 | 1367.6754 | 0
[7 empty] | 1071.8533 | 0 | 1368.8766 | 0 | 1367.7747 | 0 | 1367.767 | 0
[7 empty] | 1071.8674 | 0 | 1368.9684 | 0 | 1367.8663 | 0 | 1367.8586 | 0
[7 empty] | 1071.8815 | 0 | 1369.0602 | 0 | 1367.958 | 0 | 1367.9503 | 0
[7 empty] | 1071.8955 | 0 | 1369.152 | 0 | 1368.0497 | 0 | 1368.042 | 0
[7 empty] | 1071.9097 | 0 | 1369.2439 | 0 | 1368.1414 | 0 | 1368.1337 | 0
[7 empty] | 1071.9237 | 0 | 1369.3357 | 0 | 1368.233 | 0 | 1368.2253 | 0
[7 empty] | 1071.9377 | 0 | 1369.4276 | 0 | 1368.3248 | 0 | 1368.3171 | 0
[7 empty] | 1071.9518 | 0 | 1369.5194 | 0 | 1368.4165 | 0 | 1368.4088 | 0
[7 empty] | 1071.9659 | 0 | 1369.6113 | 0 | 1368.5083 | 0 | 1368.5006 | 0
[7 empty] | 1071.98 | 0 | 1369.7033 | 0 | 1368.6 | 0 | 1368.5923 | 0
[7 empty] | 1071.994 | 0 | 1369.7952 | 0 | 1368.6918 | 0 | 1368.6841 | 0
[7 empty] | 1072.0082 | 0 | 1369.8871 | 0 | 1368.7836 | 0 | 1368.7759 | 0
[7 empty] | 1072.0222 | 0 | 1369.979 | 0 | 1368.8754 | 0 | 1368.8677 | 0
[7 empty] | 1072.0363 | 0 | 1370.071 | 0 | 1368.9672 | 0 | 1368.9595 | 0
[7 empty] | 1072.0503 | 0 | 1370.163 | 0 | 1369.059 | 0 | 1369.0513 | 0
[7 empty] | 1072.0645 | 0 | 1370.2549 | 0 | 1369.1508 | 0 | 1369.1431 | 0
[7 empty] | 1072.0785 | 0 | 1370.3469 | 0 | 1369.2427 | 0 | 1369.235 | 0
[7 empty] | 1072.0925 | 0 | 1370.439 | 0 | 1369.3345 | 0 | 1369.3268 | 0
[7 empty] | 1072.1067 | 0 | 1370.5309 | 0 | 1369.4264 | 0 | 1369.4187 | 0
[7 empty] | 1072.1207 | 0 | 1370.6229 | 0 | 1369.5182 | 0 | 1369.5105 | 0
[7 empty] | 1072.1348 | 0 | 1370.715 | 0 | 1369.6101 | 0 | 1369.6024 | 0
[7 empty] | 1072.1489 | 0 | 1370.807 | 0 | 1369.702 | 0 | 1369.6943 | 0
[7 empty] | 1072.163 | 0 | 1370.899 | 0 | 1369.7939 | 0 | 1369.7863 | 0
[7 empty] | 1072.177 | 0 | 1370.9912 | 0 | 1369.8859 | 0 | 1369.8782 | 0
[7 empty] | 1072.1912 | 0 | 1371.0832 | 0 | 1369.9778 | 0 | 1369.9701 | 0
[7 empty] | 1072.2052 | 0 | 1371.1754 | 0 | 1370.0697 | 0 | 1370.062 | 0
[7 empty] | 1072.2192 | 0 | 1371.2675 | 0 | 1370.1617 | 0 | 1370.1541 | 0
[7 empty] | 1072.2334 | 0 | 1371.3596 | 0 | 1370.2537 | 0 | 1370.246 | 0
[7 empty] | 1072.2474 | 0 | 1371.4518 | 0 | 1370.3457 | 0 | 1370.338 | 0
[7 empty] | 1072.2615 | 0 | 1371.5438 | 0 | 1370.4376 | 0 | 1370.43 | 0
[7 empty] | 1072.2756 | 0 | 1371.636 | 0 | 1370.5297 | 0 | 1370.522 | 0
[7 empty] | 1072.2897 | 0 | 1371.7283 | 0 | 1370.6217 | 0 | 1370.614 | 0
[7 empty] | 1072.3038 | 0 | 1371.8204 | 0 | 1370.7137 | 0 | 1370.7061 | 0
[7 empty] | 1072.3179 | 0 | 1371.9126 | 0 | 1370.8058 | 0 | 1370.7981 | 0
[7 empty] | 1072.3319 | 0 | 1372.0048 | 0 | 1370.8978 | 0 | 1370.8901 | 0
[7 empty] | 1072.3461 | 0 | 1372.0971 | 0 | 1370.99 | 0 | 1370.9823 | 0
[7 empty] | 1072.3601 | 0 | 1372.1893 | 0 | 1371.082 | 0 | 1371.0743 | 0
[7 empty] | 1072.3741 | 0 | 1372.2815 | 0 | 1371.1741 | 0 | 1371.1664 | 0
[7 empty] | 1072.3883 | 0 | 1372.3738 | 0 | 1371.2662 | 0 | 1371.2585 | 0
[7 empty] | 1072.4023 | 0 | 1372.4661 | 0 | 1371.3584 | 0 | 1371.3507 | 0
[7 empty] | 1072.4165 | 0 | 1372.5584 | 0 | 1371.4504 | 0 | 1371.4429 | 0
[7 empty] | 1072.4305 | 0 | 1372.6506 | 0 | 1371.5426 | 0 | 1371.5349 | 0
[7 empty] | 1072.4446 | 0 | 1372.7429 | 0 | 1371.6348 | 0 | 1371.6271 | 0
[7 empty] | 1072.4587 | 0 | 1372.8353 | 0 | 1371.7269 | 0 | 1371.7192 | 0
[7 empty] | 1072.4728 | 0 | 1372.9276 | 0 | 1371.8192 | 0 | 1371.8115 | 0
[7 empty] | 1072.4869 | 0 | 1373.0199 | 0 | 1371.9114 | 0 | 1371.9037 | 0
[7 empty] | 1072.501 | 0 | 1373.1123 | 0 | 1372.0035 | 0 | 1371.9959 | 0
[7 empty] | 1072.515 | 0 | 1373.2047 | 0 | 1372.0958 | 0 | 1372.0881 | 0
[7 empty] | 1072.5292 | 0 | 1373.2971 | 0 | 1372.188 | 0 | 1372.1803 | 0
[7 empty] | 1072.5432 | 0 | 1373.3894 | 0 | 1372.2803 | 0 | 1372.2726 | 0
[7 empty] | 1072.5574 | 0 | 1373.4819 | 0 | 1372.3726 | 0 | 1372.3649 | 0
[7 empty] | 1072.5714 | 0 | 1373.5743 | 0 | 1372.4648 | 0 | 1372.4571 | 0
[7 empty] | 1072.5854 | 0 | 1373.6668 | 0 | 1372.5571 | 0 | 1372.5494 | 0
[7 empty] | 1072.5996 | 0 | 1373.7592 | 0 | 1372.6494 | 0 | 1372.6417 | 0
[7 empty] | 1072.6136 | 0 | 1373.8517 | 0 | 1372.7417 | 0 | 1372.734 | 0
[7 empty] | 1072.6278 | 0 | 1373.9441 | 0 | 1372.834 | 0 | 1372.8263 | 0
[7 empty] | 1072.6418 | 0 | 1374.0366 | 0 | 1372.9264 | 0 | 1372.9187 | 0
[7 empty] | 1072.656 | 0 | 1374.129 | 0 | 1373.0187 | 0 | 1373.011 | 0
[7 empty] | 1072.67 | 0 | 1374.2216 | 0 | 1373.1111 | 0 | 1373.1034 | 0
[7 empty] | 1072.6841 | 0 | 1374.3141 | 0 | 1373.2035 | 0 | 1373.1958 | 0
[7 empty] | 1072.6982 | 0 | 1374.4066 | 0 | 1373.2958 | 0 | 1373.2881 | 0
[7 empty] | 1072.7123 | 0 | 1374.4992 | 0 | 1373.3882 | 0 | 1373.3805 | 0
[7 empty] | 1072.7264 | 0 | 1374.5918 | 0 | 1373.4806 | 0 | 1373.4729 | 0
[7 empty] | 1072.7405 | 0 | 1374.6843 | 0 | 1373.573 | 0 | 1373.5653 | 0
[7 empty] | 1072.7546 | 0 | 1374.7769 | 0 | 1373.6655 | 0 | 1373.6578 | 0
[7 empty] | 1072.7687 | 0 | 1374.8695 | 0 | 1373.7579 | 0 | 1373.7502 | 0
[7 empty] | 1072.7828 | 0 | 1374.9622 | 0 | 1373.8503 | 0 | 1373.8427 | 0
[7 empty] | 1072.7969 | 0 | 1375.0547 | 0 | 1373.9429 | 0 | 1373.9352 | 0
[7 empty] | 1072.811 | 0 | 1375.1473 | 0 | 1374.0354 | 0 | 1374.0277 | 0
[7 empty] | 1072.8251 | 0 | 1375.24 | 0 | 1374.1278 | 0 | 1374.1201 | 0
[7 empty] | 1072.8392 | 0 | 1375.3326 | 0 | 1374.2203 | 0 | 1374.2126 | 0
[7 empty] | 1072.8533 | 0 | 1375.4253 | 0 | 1374.3129 | 0 | 1374.3052 | 0
[7 empty] | 1072.8674 | 0 | 1375.5181 | 0 | 1374.4054 | 0 | 1374.3977 | 0
[7 empty] | 1072.8815 | 0 | 1375.6107 | 0 | 1374.4979 | 0 | 1374.4902 | 0
[7 empty] | 1072.8955 | 0 | 1375.7035 | 0 | 1374.5906 | 0 | 1374.5828 | 0
[7 empty] | 1072.9097 | 0 | 1375.7961 | 0 | 1374.6831 | 0 | 1374.6754 | 0
[7 empty] | 1072.9237 | 0 | 1375.8889 | 0 | 1374.7756 | 0 | 1374.7679 | 0
[7 empty] | 1072.9379 | 0 | 1375.9817 | 0 | 1374.8683 | 0 | 1374.8606 | 0
[7 empty] | 1072.9519 | 0 | 1376.0743 | 0 | 1374.9609 | 0 | 1374.9531 | 0
[7 empty] | 1072.9661 | 0 | 1376.1671 | 0 | 1375.0535 | 0 | 1375.0458 | 0
[7 empty] | 1072.9801 | 0 | 1376.26 | 0 | 1375.1461 | 0 | 1375.1384 | 0
[7 empty] | 1072.9943 | 0 | 1376.3528 | 0 | 1375.2388 | 0 | 1375.2311 | 0
[7 empty] | 1073.0083 | 0 | 1376.4456 | 0 | 1375.3314 | 0 | 1375.3237 | 0
[7 empty] | 1073.0225 | 0 | 1376.5383 | 0 | 1375.4241 | 0 | 1375.4164 | 0
[7 empty] | 1073.0366 | 0 | 1376.6312 | 0 | 1375.5168 | 0 | 1375.509 | 0
[7 empty] | 1073.0507 | 0 | 1376.724 | 0 | 1375.6095 | 0 | 1375.6018 | 0
[7 empty] | 1073.0648 | 0 | 1376.8169 | 0 | 1375.7022 | 0 | 1375.6945 | 0
[7 empty] | 1073.0789 | 0 | 1376.9098 | 0 | 1375.7949 | 0 | 1375.7872 | 0
[7 empty] | 1073.093 | 0 | 1377.0027 | 0 | 1375.8877 | 0 | 1375.88 | 0
[7 empty] | 1073.1071 | 0 | 1377.0956 | 0 | 1375.9804 | 0 | 1375.9727 | 0
[7 empty] | 1073.1212 | 0 | 1377.1885 | 0 | 1376.0731 | 0 | 1376.0654 | 0
[7 empty] | 1073.1353 | 0 | 1377.2814 | 0 | 1376.1659 | 0 | 1376.1582 | 0
[7 empty] | 1073.1494 | 0 | 1377.3744 | 0 | 1376.2587 | 0 | 1376.251 | 0
[7 empty] | 1073.1635 | 0 | 1377.4673 | 0 | 1376.3516 | 0 | 1376.3438 | 0
[7 empty] | 1073.1776 | 0 | 1377.5602 | 0 | 1376.4443 | 0 | 1376.4367 | 0
[7 empty] | 1073.1916 | 0 | 1377.6532 | 0 | 1376.5371 | 0 | 1376.5294 | 0
[7 empty] | 1073.2058 | 0 | 1377.7462 | 0 | 1376.63 | 0 | 1376.6223 | 0
[7 empty] | 1073.22 | 0 | 1377.8392 | 0 | 1376.7228 | 0 | 1376.7151 | 0
[7 empty] | 1073.234 | 0 | 1377.9323 | 0 | 1376.8157 | 0 | 1376.808 | 0
[7 empty] | 1073.2482 | 0 | 1378.0253 | 0 | 1376.9086 | 0 | 1376.9009 | 0
[7 empty] | 1073.2622 | 0 | 1378.1183 | 0 | 1377.0015 | 0 | 1376.9938 | 0
[7 empty] | 1073.2764 | 0 | 1378.2113 | 0 | 1377.0944 | 0 | 1377.0867 | 0
[7 empty] | 1073.2904 | 0 | 1378.3043 | 0 | 1377.1873 | 0 | 1377.1796 | 0
[7 empty] | 1073.3046 | 0 | 1378.3975 | 0 | 1377.2802 | 0 | 1377.2725 | 0
[7 empty] | 1073.3187 | 0 | 1378.4905 | 0 | 1377.373 | 0 | 1377.3654 | 0
[7 empty] | 1073.3328 | 0 | 1378.5836 | 0 | 1377.4661 | 0 | 1377.4584 | 0
[7 empty] | 1073.3469 | 0 | 1378.6768 | 0 | 1377.559 | 0 | 1377.5513 | 0
[7 empty] | 1073.361 | 0 | 1378.7699 | 0 | 1377.652 | 0 | 1377.6443 | 0
[7 empty] | 1073.3751 | 0 | 1378.863 | 0 | 1377.745 | 0 | 1377.7372 | 0
[7 empty] | 1073.3893 | 0 | 1378.9562 | 0 | 1377.8379 | 0 | 1377.8302 | 0
[7 empty] | 1073.4033 | 0 | 1379.0493 | 0 | 1377.9309 | 0 | 1377.9232 | 0
[7 empty] | 1073.4175 | 0 | 1379.1425 | 0 | 1378.0239 | 0 | 1378.0162 | 0
[7 empty] | 1073.4315 | 0 | 1379.2356 | 0 | 1378.1171 | 0 | 1378.1092 | 0
[7 empty] | 1073.4457 | 0 | 1379.3289 | 0 | 1378.2101 | 0 | 1378.2024 | 0
[7 empty] | 1073.4598 | 0 | 1379.422 | 0 | 1378.3031 | 0 | 1378.2954 | 0
[7 empty] | 1073.4739 | 0 | 1379.5153 | 0 | 1378.3962 | 0 | 1378.3884 | 0
[7 empty] | 1073.488 | 0 | 1379.6085 | 0 | 1378.4893 | 0 | 1378.4816 | 0
[7 empty] | 1073.5021 | 0 | 1379.7018 | 0 | 1378.5824 | 0 | 1378.5747 | 0
[7 empty] | 1073.5162 | 0 | 1379.795 | 0 | 1378.6755 | 0 | 1378.6677 | 0
[7 empty] | 1073.5304 | 0 | 1379.8883 | 0 | 1378.7686 | 0 | 1378.7609 | 0
[7 empty] | 1073.5444 | 0 | 1379.9816 | 0 | 1378.8617 | 0 | 1378.854 | 0
[7 empty] | 1073.5586 | 0 | 1380.0748 | 0 | 1378.9548 | 0 | 1378.9471 | 0
[7 empty] | 1073.5728 | 0 | 1380.1682 | 0 | 1379.0481 | 0 | 1379.0403 | 0
[7 empty] | 1073.5868 | 0 | 1380.2615 | 0 | 1379.1412 | 0 | 1379.1335 | 0
[7 empty] | 1073.601 | 0 | 1380.3549 | 0 | 1379.2344 | 0 | 1379.2267 | 0
[7 empty] | 1073.615 | 0 | 1380.4482 | 0 | 1379.3276 | 0 | 1379.3198 | 0
[7 empty] | 1073.6291 | 0 | 1380.5416 | 0 | 1379.4208 | 0 | 1379.4131 | 0
[7 empty] | 1073.6433 | 0 | 1380.6349 | 0 | 1379.514 | 0 | 1379.5064 | 0
[7 empty] | 1073.6573 | 0 | 1380.7283 | 0 | 1379.6073 | 0 | 1379.5996 | 0
[7 empty] | 1073.6715 | 0 | 1380.8218 | 0 | 1379.7006 | 0 | 1379.6927 | 0
[7 empty] | 1073.6857 | 0 | 1380.9152 | 0 | 1379.7938 | 0 | 1379.786 | 0
[7 empty] | 1073.6997 | 0 | 1381.0085 | 0 | 1379.8871 | 0 | 1379.8793 | 0
[7 empty] | 1073.7139 | 0 | 1381.102 | 0 | 1379.9804 | 0 | 1379.9727 | 0
[7 empty] | 1073.728 | 0 | 1381.1954 | 0 | 1380.0736 | 0 | 1380.0659 | 0
[7 empty] | 1073.7421 | 0 | 1381.2889 | 0 | 1380.167 | 0 | 1380.1592 | 0
[7 empty] | 1073.7562 | 0 | 1381.3825 | 0 | 1380.2603 | 0 | 1380.2526 | 0
[7 empty] | 1073.7704 | 0 | 1381.4758 | 0 | 1380.3536 | 0 | 1380.3459 | 0
[7 empty] | 1073.7844 | 0 | 1381.5693 | 0 | 1380.447 | 0 | 1380.4392 | 0
[7 empty] | 1073.7986 | 0 | 1381.6628 | 0 | 1380.5403 | 0 | 1380.5326 | 0
[7 empty] | 1073.8127 | 0 | 1381.7565 | 0 | 1380.6337 | 0 | 1380.626 | 0
[7 empty] | 1073.8268 | 0 | 1381.85 | 0 | 1380.727 | 0 | 1380.7194 | 0
[7 empty] | 1073.8409 | 0 | 1381.9435 | 0 | 1380.8204 | 0 | 1380.8127 | 0
[7 empty] | 1073.8551 | 0 | 1382.0371 | 0 | 1380.9139 | 0 | 1380.9061 | 0
[7 empty] | 1073.8693 | 0 | 1382.1306 | 0 | 1381.0073 | 0 | 1380.9996 | 0
[7 empty] | 1073.8833 | 0 | 1382.2242 | 0 | 1381.1007 | 0 | 1381.093 | 0
[7 empty] | 1073.8975 | 0 | 1382.3179 | 0 | 1381.1942 | 0 | 1381.1865 | 0
[7 empty] | 1073.9116 | 0 | 1382.4115 | 0 | 1381.2877 | 0 | 1381.2799 | 0
[7 empty] | 1073.9257 | 0 | 1382.5051 | 0 | 1381.3811 | 0 | 1381.3734 | 0
[7 empty] | 1073.9398 | 0 | 1382.5988 | 0 | 1381.4746 | 0 | 1381.4669 | 0
[7 empty] | 1073.954 | 0 | 1382.6924 | 0 | 1381.5681 | 0 | 1381.5604 | 0
[7 empty] | 1073.9681 | 0 | 1382.786 | 0 | 1381.6616 | 0 | 1381.6539 | 0
[7 empty] | 1073.9822 | 0 | 1382.8798 | 0 | 1381.7551 | 0 | 1381.7474 | 0
[7 empty] | 1073.9963 | 0 | 1382.9734 | 0 | 1381.8488 | 0 | 1381.8409 | 0
[7 empty] | 1074.0105 | 0 | 1383.0671 | 0 | 1381.9423 | 0 | 1381.9346 | 0
[7 empty] | 1074.0245 | 0 | 1383.1609 | 0 | 1382.0359 | 0 | 1382.0281 | 0
[7 empty] | 1074.0387 | 0 | 1383.2545 | 0 | 1382.1294 | 0 | 1382.1217 | 0
[7 empty] | 1074.0529 | 0 | 1383.3483 | 0 | 1382.223 | 0 | 1382.2152 | 0
[7 empty] | 1074.067 | 0 | 1383.442 | 0 | 1382.3166 | 0 | 1382.3088 | 0
[7 empty] | 1074.0811 | 0 | 1383.5359 | 0 | 1382.4102 | 0 | 1382.4025 | 0
[7 empty] | 1074.0952 | 0 | 1383.6296 | 0 | 1382.5038 | 0 | 1382.4961 | 0
[7 empty] | 1074.1094 | 0 | 1383.7234 | 0 | 1382.5975 | 0 | 1382.5897 | 0
[7 empty] | 1074.1235 | 0 | 1383.8173 | 0 | 1382.6912 | 0 | 1382.6834 | 0
[7 empty] | 1074.1376 | 0 | 1383.911 | 0 | 1382.7848 | 0 | 1382.7771 | 0
[7 empty] | 1074.1517 | 0 | 1384.0049 | 0 | 1382.8785 | 0 | 1382.8707 | 0
[7 empty] | 1074.1659 | 0 | 1384.0988 | 0 | 1382.9722 | 0 | 1382.9645 | 0
[7 empty] | 1074.1801 | 0 | 1384.1925 | 0 | 1383.0659 | 0 | 1383.0581 | 0
[7 empty] | 1074.1941 | 0 | 1384.2864 | 0 | 1383.1596 | 0 | 1383.1519 | 0
[7 empty] | 1074.2083 | 0 | 1384.3802 | 0 | 1383.2533 | 0 | 1383.2456 | 0
[7 empty] | 1074.2224 | 0 | 1384.4742 | 0 | 1383.3471 | 0 | 1383.3394 | 0
[7 empty] | 1074.2366 | 0 | 1384.5681 | 0 | 1383.4408 | 0 | 1383.4331 | 0
[7 empty] | 1074.2507 | 0 | 1384.662 | 0 | 1383.5346 | 0 | 1383.5269 | 0
[7 empty] | 1074.2648 | 0 | 1384.756 | 0 | 1383.6284 | 0 | 1383.6206 | 0
[7 empty] | 1074.2789 | 0 | 1384.8499 | 0 | 1383.7222 | 0 | 1383.7144 | 0
[7 empty] | 1074.2931 | 0 | 1384.9439 | 0 | 1383.8159 | 0 | 1383.8082 | 0
[7 empty] | 1074.3073 | 0 | 1385.0378 | 0 | 1383.9098 | 0 | 1383.902 | 0
[7 empty] | 1074.3214 | 0 | 1385.1318 | 0 | 1384.0037 | 0 | 1383.9959 | 0
[7 empty] | 1074.3354 | 0 | 1385.2258 | 0 | 1384.0974 | 0 | 1384.0897 | 0
[7 empty] | 1074.3496 | 0 | 1385.3198 | 0 | 1384.1913 | 0 | 1384.1836 | 0
[7 empty] | 1074.3638 | 0 | 1385.4138 | 0 | 1384.2852 | 0 | 1384.2775 | 0
[7 empty] | 1074.3779 | 0 | 1385.5079 | 0 | 1384.379 | 0 | 1384.3713 | 0
[7 empty] | 1074.3921 | 0 | 1385.6019 | 0 | 1384.4729 | 0 | 1384.4652 | 0
[7 empty] | 1074.4061 | 0 | 1385.696 | 0 | 1384.5669 | 0 | 1384.5591 | 0
[7 empty] | 1074.4203 | 0 | 1385.79 | 0 | 1384.6608 | 0 | 1384.6531 | 0
[7 empty] | 1074.4344 | 0 | 1385.8842 | 0 | 1384.7548 | 0 | 1384.7469 | 0
[7 empty] | 1074.4486 | 0 | 1385.9783 | 0 | 1384.8486 | 0 | 1384.8409 | 0
[7 empty] | 1074.4628 | 0 | 1386.0724 | 0 | 1384.9426 | 0 | 1384.9348 | 0
[7 empty] | 1074.4768 | 0 | 1386.1665 | 0 | 1385.0366 | 0 | 1385.0288 | 0
[7 empty] | 1074.491 | 0 | 1386.2606 | 0 | 1385.1306 | 0 | 1385.1228 | 0
[7 empty] | 1074.5051 | 0 | 1386.3547 | 0 | 1385.2246 | 0 | 1385.2168 | 0
[7 empty] | 1074.5193 | 0 | 1386.449 | 0 | 1385.3186 | 0 | 1385.3108 | 0
[7 empty] | 1074.5334 | 0 | 1386.5431 | 0 | 1385.4126 | 0 | 1385.4049 | 0
[7 empty] | 1074.5476 | 0 | 1386.6373 | 0 | 1385.5066 | 0 | 1385.4989 | 0
[7 empty] | 1074.5618 | 0 | 1386.7314 | 0 | 1385.6007 | 0 | 1385.5929 | 0
[7 empty] | 1074.5758 | 0 | 1386.8257 | 0 | 1385.6947 | 0 | 1385.687 | 0
[7 empty] | 1074.59 | 0 | 1386.9199 | 0 | 1385.7888 | 0 | 1385.781 | 0
[7 empty] | 1074.6041 | 0 | 1387.0142 | 0 | 1385.8829 | 0 | 1385.8751 | 0
[7 empty] | 1074.6183 | 0 | 1387.1084 | 0 | 1385.977 | 0 | 1385.9692 | 0
[7 empty] | 1074.6324 | 0 | 1387.2026 | 0 | 1386.0712 | 0 | 1386.0633 | 0
[7 empty] | 1074.6466 | 0 | 1387.297 | 0 | 1386.1653 | 0 | 1386.1575 | 0
[7 empty] | 1074.6608 | 0 | 1387.3912 | 0 | 1386.2594 | 0 | 1386.2516 | 0
[7 empty] | 1074.6748 | 0 | 1387.4856 | 0 | 1386.3535 | 0 | 1386.3458 | 0
[7 empty] | 1074.689 | 0 | 1387.5798 | 0 | 1386.4476 | 0 | 1386.4399 | 0
[7 empty] | 1074.7031 | 0 | 1387.6742 | 0 | 1386.5419 | 0 | 1386.5341 | 0
[7 empty] | 1074.7173 | 0 | 1387.7686 | 0 | 1386.636 | 0 | 1386.6283 | 0
[7 empty] | 1074.7314 | 0 | 1387.8629 | 0 | 1386.7302 | 0 | 1386.7225 | 0
[7 empty] | 1074.7456 | 0 | 1387.9573 | 0 | 1386.8245 | 0 | 1386.8166 | 0
[7 empty] | 1074.7598 | 0 | 1388.0516 | 0 | 1386.9187 | 0 | 1386.9109 | 0
[7 empty] | 1074.7739 | 0 | 1388.146 | 0 | 1387.0129 | 0 | 1387.0051 | 0
[7 empty] | 1074.7881 | 0 | 1388.2405 | 0 | 1387.1072 | 0 | 1387.0994 | 0
[7 empty] | 1074.8021 | 0 | 1388.3348 | 0 | 1387.2014 | 0 | 1387.1937 | 0
[7 empty] | 1074.8163 | 0 | 1388.4293 | 0 | 1387.2958 | 0 | 1387.288 | 0
[7 empty] | 1074.8304 | 0 | 1388.5238 | 0 | 1387.39 | 0 | 1387.3822 | 0
[7 empty] | 1074.8446 | 0 | 1388.6182 | 0 | 1387.4844 | 0 | 1387.4766 | 0
[7 empty] | 1074.8588 | 0 | 1388.7126 | 0 | 1387.5786 | 0 | 1387.5709 | 0
[7 empty] | 1074.8729 | 0 | 1388.8071 | 0 | 1387.673 | 0 | 1387.6652 | 0
[7 empty] | 1074.8871 | 0 | 1388.9016 | 0 | 1387.7673 | 0 | 1387.7595 | 0
[7 empty] | 1074.9012 | 0 | 1388.9962 | 0 | 1387.8617 | 0 | 1387.8539 | 0
[7 empty] | 1074.9154 | 0 | 1389.0907 | 0 | 1387.9561 | 0 | 1387.9482 | 0
[7 empty] | 1074.9296 | 0 | 1389.1852 | 0 | 1388.0504 | 0 | 1388.0426 | 0
[7 empty] | 1074.9437 | 0 | 1389.2798 | 0 | 1388.1448 | 0 | 1388.1371 | 0
[7 empty] | 1074.9579 | 0 | 1389.3743 | 0 | 1388.2393 | 0 | 1388.2314 | 0
[7 empty] | 1074.9719 | 0 | 1389.4689 | 0 | 1388.3336 | 0 | 1388.3258 | 0
[7 empty] | 1074.9861 | 0 | 1389.5635 | 0 | 1388.4281 | 0 | 1388.4203 | 0
[7 empty] | 1075.0002 | 0 | 1389.6581 | 0 | 1388.5225 | 0 | 1388.5148 | 0
[7 empty] | 1075.0144 | 0 | 1389.7527 | 0 | 1388.6169 | 0 | 1388.6092 | 0
[7 empty] | 1075.0286 | 0 | 1389.8473 | 0 | 1388.7114 | 0 | 1388.7036 | 0
[7 empty] | 1075.0427 | 0 | 1389.942 | 0 | 1388.8059 | 0 | 1388.7981 | 0
[7 empty] | 1075.0569 | 0 | 1390.0366 | 0 | 1388.9004 | 0 | 1388.8927 | 0
[7 empty] | 1075.071 | 0 | 1390.1312 | 0 | 1388.9949 | 0 | 1388.9872 | 0
[7 empty] | 1075.0852 | 0 | 1390.226 | 0 | 1389.0895 | 0 | 1389.0817 | 0
[7 empty] | 1075.0994 | 0 | 1390.3207 | 0 | 1389.184 | 0 | 1389.1762 | 0
[7 empty] | 1075.1135 | 0 | 1390.4153 | 0 | 1389.2786 | 0 | 1389.2707 | 0
[7 empty] | 1075.1277 | 0 | 1390.51 | 0 | 1389.373 | 0 | 1389.3654 | 0
[7 empty] | 1075.1418 | 0 | 1390.6047 | 0 | 1389.4677 | 0 | 1389.4598 | 0
[7 empty] | 1075.156 | 0 | 1390.6995 | 0 | 1389.5623 | 0 | 1389.5544 | 0
[7 empty] | 1075.1702 | 0 | 1390.7943 | 0 | 1389.6569 | 0 | 1389.649 | 0
[7 empty] | 1075.1843 | 0 | 1390.889 | 0 | 1389.7515 | 0 | 1389.7436 | 0
[7 empty] | 1075.1985 | 0 | 1390.9838 | 0 | 1389.8461 | 0 | 1389.8383 | 0
[7 empty] | 1075.2126 | 0 | 1391.0786 | 0 | 1389.9407 | 0 | 1389.933 | 0
[7 empty] | 1075.2268 | 0 | 1391.1735 | 0 | 1390.0354 | 0 | 1390.0276 | 0
[7 empty] | 1075.241 | 0 | 1391.2682 | 0 | 1390.13 | 0 | 1390.1223 | 0
[7 empty] | 1075.2551 | 0 | 1391.363 | 0 | 1390.2247 | 0 | 1390.2169 | 0
[7 empty] | 1075.2693 | 0 | 1391.4579 | 0 | 1390.3193 | 0 | 1390.3117 | 0
[7 empty] | 1075.2834 | 0 | 1391.5527 | 0 | 1390.4141 | 0 | 1390.4064 | 0
[7 empty] | 1075.2976 | 0 | 1391.6476 | 0 | 1390.5088 | 0 | 1390.501 | 0
[7 empty] | 1075.3118 | 0 | 1391.7425 | 0 | 1390.6035 | 0 | 1390.5957 | 0
[7 empty] | 1075.3259 | 0 | 1391.8374 | 0 | 1390.6982 | 0 | 1390.6906 | 0
[7 empty] | 1075.3401 | 0 | 1391.9324 | 0 | 1390.793 | 0 | 1390.7853 | 0
[7 empty] | 1075.3542 | 0 | 1392.0272 | 0 | 1390.8878 | 0 | 1390.88 | 0
[7 empty] | 1075.3684 | 0 | 1392.1222 | 0 | 1390.9825 | 0 | 1390.9749 | 0
[7 empty] | 1075.3826 | 0 | 1392.2172 | 0 | 1391.0774 | 0 | 1391.0696 | 0
[7 empty] | 1075.3967 | 0 | 1392.3121 | 0 | 1391.1721 | 0 | 1391.1644 | 0
[7 empty] | 1075.4109 | 0 | 1392.4071 | 0 | 1391.267 | 0 | 1391.2593 | 0
[7 empty] | 1075.425 | 0 | 1392.5021 | 0 | 1391.3618 | 0 | 1391.354 | 0
[7 empty] | 1075.4392 | 0 | 1392.5971 | 0 | 1391.4567 | 0 | 1391.4488 | 0
[7 empty] | 1075.4534 | 0 | 1392.692 | 0 | 1391.5515 | 0 | 1391.5437 | 0
[7 empty] | 1075.4675 | 0 | 1392.7871 | 0 | 1391.6464 | 0 | 1391.6387 | 0
[7 empty] | 1075.4817 | 0 | 1392.8821 | 0 | 1391.7412 | 0 | 1391.7335 | 0
[7 empty] | 1075.4959 | 0 | 1392.9772 | 0 | 1391.8362 | 0 | 1391.8284 | 0
[7 empty] | 1075.51 | 0 | 1393.0723 | 0 | 1391.931 | 0 | 1391.9233 | 0
[7 empty] | 1075.5242 | 0 | 1393.1674 | 0 | 1392.026 | 0 | 1392.0182 | 0
[7 empty] | 1075.5383 | 0 | 1393.2624 | 0 | 1392.121 | 0 | 1392.1132 | 0
[7 empty] | 1075.5525 | 0 | 1393.3575 | 0 | 1392.2158 | 0 | 1392.2081 | 0
[7 empty] | 1075.5668 | 0 | 1393.4526 | 0 | 1392.3108 | 0 | 1392.3031 | 0
[7 empty] | 1075.5809 | 0 | 1393.5477 | 0 | 1392.4058 | 0 | 1392.3981 | 0
[7 empty] | 1075.5951 | 0 | 1393.6429 | 0 | 1392.5008 | 0 | 1392.493 | 0
[7 empty] | 1075.6093 | 0 | 1393.738 | 0 | 1392.5958 | 0 | 1392.588 | 0
[7 empty] | 1075.6234 | 0 | 1393.8332 | 0 | 1392.6908 | 0 | 1392.683 | 0
[7 empty] | 1075.6376 | 0 | 1393.9285 | 0 | 1392.7859 | 0 | 1392.7781 | 0
[7 empty] | 1075.6517 | 0 | 1394.0236 | 0 | 1392.8809 | 0 | 1392.873 | 0
[7 empty] | 1075.6659 | 0 | 1394.1188 | 0 | 1392.976 | 0 | 1392.9681 | 0
[7 empty] | 1075.6801 | 0 | 1394.214 | 0 | 1393.071 | 0 | 1393.0632 | 0
[7 empty] | 1075.6942 | 0 | 1394.3092 | 0 | 1393.166 | 0 | 1393.1583 | 0
[7 empty] | 1075.7084 | 0 | 1394.4045 | 0 | 1393.2611 | 0 | 1393.2534 | 0
[7 empty] | 1075.7225 | 0 | 1394.4998 | 0 | 1393.3562 | 0 | 1393.3485 | 0
[7 empty] | 1075.7368 | 0 | 1394.5951 | 0 | 1393.4514 | 0 | 1393.4436 | 0
[7 empty] | 1075.751 | 0 | 1394.6903 | 0 | 1393.5465 | 0 | 1393.5387 | 0
[7 empty] | 1075.7651 | 0 | 1394.7856 | 0 | 1393.6416 | 0 | 1393.6339 | 0
[7 empty] | 1075.7793 | 0 | 1394.881 | 0 | 1393.7368 | 0 | 1393.729 | 0
[7 empty] | 1075.7935 | 0 | 1394.9763 | 0 | 1393.832 | 0 | 1393.8242 | 0
[7 empty] | 1075.8076 | 0 | 1395.0717 | 0 | 1393.9271 | 0 | 1393.9193 | 0
[7 empty] | 1075.8218 | 0 | 1395.167 | 0 | 1394.0223 | 0 | 1394.0145 | 0
[7 empty] | 1075.8359 | 0 | 1395.2623 | 0 | 1394.1175 | 0 | 1394.1097 | 0
[7 empty] | 1075.8501 | 0 | 1395.3577 | 0 | 1394.2128 | 0 | 1394.205 | 0
[7 empty] | 1075.8644 | 0 | 1395.4531 | 0 | 1394.308 | 0 | 1394.3002 | 0
[7 empty] | 1075.8785 | 0 | 1395.5485 | 0 | 1394.4032 | 0 | 1394.3955 | 0
[7 empty] | 1075.8927 | 0 | 1395.6439 | 0 | 1394.4985 | 0 | 1394.4907 | 0
[7 empty] | 1075.9069 | 0 | 1395.7394 | 0 | 1394.5938 | 0 | 1394.5861 | 0
[7 empty] | 1075.921 | 0 | 1395.8347 | 0 | 1394.6891 | 0 | 1394.6813 | 0
[7 empty] | 1075.9352 | 0 | 1395.9302 | 0 | 1394.7844 | 0 | 1394.7766 | 0
[7 empty] | 1075.9493 | 0 | 1396.0256 | 0 | 1394.8796 | 0 | 1394.8719 | 0
[7 empty] | 1075.9636 | 0 | 1396.1212 | 0 | 1394.975 | 0 | 1394.9672 | 0
[7 empty] | 1075.9778 | 0 | 1396.2167 | 0 | 1395.0703 | 0 | 1395.0625 | 0
[7 empty] | 1075.9919 | 0 | 1396.3121 | 0 | 1395.1656 | 0 | 1395.158 | 0
[7 empty] | 1076.0061 | 0 | 1396.4077 | 0 | 1395.2611 | 0 | 1395.2533 | 0
[7 empty] | 1076.0203 | 0 | 1396.5032 | 0 | 1395.3564 | 0 | 1395.3486 | 0
[7 empty] | 1076.0344 | 0 | 1396.5988 | 0 | 1395.4518 | 0 | 1395.4441 | 0
[7 empty] | 1076.0487 | 0 | 1396.6943 | 0 | 1395.5472 | 0 | 1395.5394 | 0
[7 empty] | 1076.0629 | 0 | 1396.7899 | 0 | 1395.6426 | 0 | 1395.6349 | 0
[7 empty] | 1076.077 | 0 | 1396.8855 | 0 | 1395.738 | 0 | 1395.7302 | 0
[7 empty] | 1076.0912 | 0 | 1396.9811 | 0 | 1395.8335 | 0 | 1395.8257 | 0
[7 empty] | 1076.1053 | 0 | 1397.0767 | 0 | 1395.929 | 0 | 1395.9211 | 0
[7 empty] | 1076.1195 | 0 | 1397.1724 | 0 | 1396.0244 | 0 | 1396.0166 | 0
[7 empty] | 1076.1338 | 0 | 1397.2679 | 0 | 1396.1199 | 0 | 1396.1121 | 0
[7 empty] | 1076.1479 | 0 | 1397.3637 | 0 | 1396.2154 | 0 | 1396.2076 | 0
[7 empty] | 1076.1621 | 0 | 1397.4592 | 0 | 1396.3109 | 0 | 1396.3031 | 0
[7 empty] | 1076.1763 | 0 | 1397.5549 | 0 | 1396.4064 | 0 | 1396.3987 | 0
[7 empty] | 1076.1904 | 0 | 1397.6506 | 0 | 1396.502 | 0 | 1396.4941 | 0
[7 empty] | 1076.2047 | 0 | 1397.7463 | 0 | 1396.5975 | 0 | 1396.5897 | 0
[7 empty] | 1076.2189 | 0 | 1397.842 | 0 | 1396.6931 | 0 | 1396.6853 | 0
[7 empty] | 1076.233 | 0 | 1397.9377 | 0 | 1396.7887 | 0 | 1396.7809 | 0
[7 empty] | 1076.2472 | 0 | 1398.0336 | 0 | 1396.8843 | 0 | 1396.8765 | 0
[7 empty] | 1076.2614 | 0 | 1398.1293 | 0 | 1396.9799 | 0 | 1396.9721 | 0
[7 empty] | 1076.2756 | 0 | 1398.2251 | 0 | 1397.0754 | 0 | 1397.0676 | 0
[7 empty] | 1076.2898 | 0 | 1398.3208 | 0 | 1397.171 | 0 | 1397.1632 | 0
[7 empty] | 1076.304 | 0 | 1398.4166 | 0 | 1397.2667 | 0 | 1397.2589 | 0
[7 empty] | 1076.3181 | 0 | 1398.5124 | 0 | 1397.3623 | 0 | 1397.3546 | 0
[7 empty] | 1076.3324 | 0 | 1398.6083 | 0 | 1397.458 | 0 | 1397.4502 | 0
[7 empty] | 1076.3466 | 0 | 1398.7041 | 0 | 1397.5537 | 0 | 1397.5459 | 0
[7 empty] | 1076.3607 | 0 | 1398.7999 | 0 | 1397.6494 | 0 | 1397.6416 | 0
[7 empty] | 1076.3749 | 0 | 1398.8957 | 0 | 1397.7451 | 0 | 1397.7373 | 0
[7 empty] | 1076.3892 | 0 | 1398.9917 | 0 | 1397.8408 | 0 | 1397.833 | 0
[7 empty] | 1076.4033 | 0 | 1399.0875 | 0 | 1397.9365 | 0 | 1397.9287 | 0
[7 empty] | 1076.4175 | 0 | 1399.1835 | 0 | 1398.0322 | 0 | 1398.0245 | 0
[7 empty] | 1076.4316 | 0 | 1399.2794 | 0 | 1398.1281 | 0 | 1398.1202 | 0
[7 empty] | 1076.4459 | 0 | 1399.3754 | 0 | 1398.2238 | 0 | 1398.2159 | 0
[7 empty] | 1076.4601 | 0 | 1399.4712 | 0 | 1398.3196 | 0 | 1398.3118 | 0
[7 empty] | 1076.4742 | 0 | 1399.5671 | 0 | 1398.4154 | 0 | 1398.4076 | 0
[7 empty] | 1076.4884 | 0 | 1399.6632 | 0 | 1398.5112 | 0 | 1398.5034 | 0
[7 empty] | 1076.5027 | 0 | 1399.7592 | 0 | 1398.6071 | 0 | 1398.5992 | 0
[7 empty] | 1076.5168 | 0 | 1399.8551 | 0 | 1398.7029 | 0 | 1398.6951 | 0
[7 empty] | 1076.531 | 0 | 1399.9512 | 0 | 1398.7987 | 0 | 1398.7909 | 0
[7 empty] | 1076.5452 | 0 | 1400.0471 | 0 | 1398.8945 | 0 | 1398.8867 | 0
[7 empty] | 1076.5594 | 0 | 1400.1432 | 0 | 1398.9905 | 0 | 1398.9827 | 0
[7 empty] | 1076.5736 | 0 | 1400.2393 | 0 | 1399.0863 | 0 | 1399.0785 | 0
[7 empty] | 1076.5878 | 0 | 1400.3353 | 0 | 1399.1823 | 0 | 1399.1744 | 0
[7 empty] | 1076.6021 | 0 | 1400.4314 | 0 | 1399.2781 | 0 | 1399.2703 | 0
[7 empty] | 1076.6162 | 0 | 1400.5275 | 0 | 1399.374 | 0 | 1399.3662 | 0
[7 empty] | 1076.6304 | 0 | 1400.6235 | 0 | 1399.47 | 0 | 1399.4622 | 0
[7 empty] | 1076.6445 | 0 | 1400.7196 | 0 | 1399.5659 | 0 | 1399.5581 | 0
[7 empty] | 1076.6588 | 0 | 1400.8158 | 0 | 1399.6619 | 0 | 1399.6541 | 0
[7 empty] | 1076.673 | 0 | 1400.9119 | 0 | 1399.7579 | 0 | 1399.7501 | 0
[7 empty] | 1076.6871 | 0 | 1401.0081 | 0 | 1399.8539 | 0 | 1399.8461 | 0
[7 empty] | 1076.7014 | 0 | 1401.1043 | 0 | 1399.9498 | 0 | 1399.942 | 0
[7 empty] | 1076.7156 | 0 | 1401.2004 | 0 | 1400.0459 | 0 | 1400.0381 | 0
[7 empty] | 1076.7297 | 0 | 1401.2966 | 0 | 1400.142 | 0 | 1400.1342 | 0
[7 empty] | 1076.744 | 0 | 1401.3928 | 0 | 1400.238 | 0 | 1400.2302 | 0
[7 empty] | 1076.7582 | 0 | 1401.489 | 0 | 1400.334 | 0 | 1400.3262 | 0
[7 empty] | 1076.7723 | 0 | 1401.5852 | 0 | 1400.43 | 0 | 1400.4222 | 0
[7 empty] | 1076.7866 | 0 | 1401.6815 | 0 | 1400.5262 | 0 | 1400.5184 | 0
[7 empty] | 1076.8008 | 0 | 1401.7777 | 0 | 1400.6223 | 0 | 1400.6145 | 0
[7 empty] | 1076.8149 | 0 | 1401.874 | 0 | 1400.7184 | 0 | 1400.7106 | 0
[7 empty] | 1076.8292 | 0 | 1401.9703 | 0 | 1400.8146 | 0 | 1400.8068 | 0
[7 empty] | 1076.8434 | 0 | 1402.0666 | 0 | 1400.9106 | 0 | 1400.9028 | 0
[7 empty] | 1076.8575 | 0 | 1402.163 | 0 | 1401.0068 | 0 | 1400.999 | 0
[7 empty] | 1076.8718 | 0 | 1402.2593 | 0 | 1401.103 | 0 | 1401.0952 | 0
[7 empty] | 1076.886 | 0 | 1402.3556 | 0 | 1401.1991 | 0 | 1401.1913 | 0
[7 empty] | 1076.9001 | 0 | 1402.4519 | 0 | 1401.2953 | 0 | 1401.2875 | 0
[7 empty] | 1076.9144 | 0 | 1402.5482 | 0 | 1401.3916 | 0 | 1401.3838 | 0
[7 empty] | 1076.9286 | 0 | 1402.6446 | 0 | 1401.4878 | 0 | 1401.48 | 0
[7 empty] | 1076.9427 | 0 | 1402.7411 | 0 | 1401.584 | 0 | 1401.5762 | 0
[7 empty] | 1076.957 | 0 | 1402.8374 | 0 | 1401.6802 | 0 | 1401.6724 | 0
[7 empty] | 1076.9712 | 0 | 1402.9338 | 0 | 1401.7765 | 0 | 1401.7687 | 0
[7 empty] | 1076.9854 | 0 | 1403.0303 | 0 | 1401.8728 | 0 | 1401.865 | 0
[7 empty] | 1076.9996 | 0 | 1403.1267 | 0 | 1401.969 | 0 | 1401.9612 | 0
[7 empty] | 1077.0138 | 0 | 1403.2231 | 0 | 1402.0653 | 0 | 1402.0575 | 0
[7 empty] | 1077.0281 | 0 | 1403.3197 | 0 | 1402.1616 | 0 | 1402.1538 | 0
[7 empty] | 1077.0422 | 0 | 1403.4161 | 0 | 1402.2579 | 0 | 1402.2501 | 0
[7 empty] | 1077.0564 | 0 | 1403.5126 | 0 | 1402.3543 | 0 | 1402.3464 | 0
[7 empty] | 1077.0707 | 0 | 1403.6091 | 0 | 1402.4507 | 0 | 1402.4429 | 0
[7 empty] | 1077.0848 | 0 | 1403.7057 | 0 | 1402.547 | 0 | 1402.5392 | 0
[7 empty] | 1077.0991 | 0 | 1403.8022 | 0 | 1402.6434 | 0 | 1402.6356 | 0
[7 empty] | 1077.1133 | 0 | 1403.8987 | 0 | 1402.7397 | 0 | 1402.7319 | 0
[7 empty] | 1077.1274 | 0 | 1403.9952 | 0 | 1402.8362 | 0 | 1402.8284 | 0
[7 empty] | 1077.1417 | 0 | 1404.0919 | 0 | 1402.9326 | 0 | 1402.9248 | 0
[7 empty] | 1077.1559 | 0 | 1404.1885 | 0 | 1403.0291 | 0 | 1403.0212 | 0
[7 empty] | 1077.1702 | 0 | 1404.285 | 0 | 1403.1255 | 0 | 1403.1177 | 0
[7 empty] | 1077.1843 | 0 | 1404.3817 | 0 | 1403.2219 | 0 | 1403.2141 | 0
[7 empty] | 1077.1985 | 0 | 1404.4783 | 0 | 1403.3184 | 0 | 1403.3105 | 0
[7 empty] | 1077.2128 | 0 | 1404.5749 | 0 | 1403.4149 | 0 | 1403.4071 | 0
[7 empty] | 1077.2269 | 0 | 1404.6716 | 0 | 1403.5113 | 0 | 1403.5035 | 0
[7 empty] | 1077.2412 | 0 | 1404.7683 | 0 | 1403.6079 | 0 | 1403.6001 | 0
[7 empty] | 1077.2554 | 0 | 1404.865 | 0 | 1403.7043 | 0 | 1403.6965 | 0
[7 empty] | 1077.2697 | 0 | 1404.9617 | 0 | 1403.8009 | 0 | 1403.7931 | 0
[7 empty] | 1077.2838 | 0 | 1405.0584 | 0 | 1403.8975 | 0 | 1403.8897 | 0
[7 empty] | 1077.298 | 0 | 1405.155 | 0 | 1403.994 | 0 | 1403.9862 | 0
[7 empty] | 1077.3123 | 0 | 1405.2518 | 0 | 1404.0906 | 0 | 1404.0828 | 0
[7 empty] | 1077.3264 | 0 | 1405.3485 | 0 | 1404.1871 | 0 | 1404.1793 | 0
[7 empty] | 1077.3407 | 0 | 1405.4453 | 0 | 1404.2838 | 0 | 1404.276 | 0
[7 empty] | 1077.3549 | 0 | 1405.5421 | 0 | 1404.3804 | 0 | 1404.3726 | 0
[7 empty] | 1077.3691 | 0 | 1405.6389 | 0 | 1404.477 | 0 | 1404.4692 | 0
[7 empty] | 1077.3833 | 0 | 1405.7357 | 0 | 1404.5737 | 0 | 1404.5658 | 0
[7 empty] | 1077.3976 | 0 | 1405.8325 | 0 | 1404.6703 | 0 | 1404.6625 | 0
[7 empty] | 1077.4117 | 0 | 1405.9293 | 0 | 1404.767 | 0 | 1404.7592 | 0
[7 empty] | 1077.426 | 0 | 1406.0261 | 0 | 1404.8637 | 0 | 1404.8558 | 0
[7 empty] | 1077.4402 | 0 | 1406.123 | 0 | 1404.9603 | 0 | 1404.9525 | 0
[7 empty] | 1077.4543 | 0 | 1406.2198 | 0 | 1405.0571 | 0 | 1405.0492 | 0
[7 empty] | 1077.4686 | 0 | 1406.3168 | 0 | 1405.1538 | 0 | 1405.146 | 0
[7 empty] | 1077.4828 | 0 | 1406.4137 | 0 | 1405.2505 | 0 | 1405.2427 | 0
[7 empty] | 1077.4971 | 0 | 1406.5105 | 0 | 1405.3473 | 0 | 1405.3395 | 0
[7 empty] | 1077.5112 | 0 | 1406.6074 | 0 | 1405.4441 | 0 | 1405.4362 | 0
[7 empty] | 1077.5255 | 0 | 1406.7043 | 0 | 1405.5408 | 0 | 1405.533 | 0
[7 empty] | 1077.5397 | 0 | 1406.8014 | 0 | 1405.6376 | 0 | 1405.6298 | 0
[7 empty] | 1077.554 | 0 | 1406.8983 | 0 | 1405.7344 | 0 | 1405.7266 | 0
[7 empty] | 1077.5681 | 0 | 1406.9952 | 0 | 1405.8312 | 0 | 1405.8234 | 0
[7 empty] | 1077.5824 | 0 | 1407.0923 | 0 | 1405.9281 | 0 | 1405.9202 | 0
[7 empty] | 1077.5966 | 0 | 1407.1893 | 0 | 1406.0249 | 0 | 1406.0171 | 0
[7 empty] | 1077.6108 | 0 | 1407.2863 | 0 | 1406.1217 | 0 | 1406.1139 | 0
[7 empty] | 1077.625 | 0 | 1407.3833 | 0 | 1406.2186 | 0 | 1406.2108 | 0
[7 empty] | 1077.6393 | 0 | 1407.4804 | 0 | 1406.3154 | 0 | 1406.3076 | 0
[7 empty] | 1077.6534 | 0 | 1407.5774 | 0 | 1406.4124 | 0 | 1406.4045 | 0
[7 empty] | 1077.6677 | 0 | 1407.6744 | 0 | 1406.5093 | 0 | 1406.5015 | 0
[7 empty] | 1077.6819 | 0 | 1407.7716 | 0 | 1406.6062 | 0 | 1406.5984 | 0
[7 empty] | 1077.6962 | 0 | 1407.8686 | 0 | 1406.7031 | 0 | 1406.6953 | 0
[7 empty] | 1077.7104 | 0 | 1407.9658 | 0 | 1406.8001 | 0 | 1406.7922 | 0
[7 empty] | 1077.7246 | 0 | 1408.0629 | 0 | 1406.8971 | 0 | 1406.8892 | 0
[7 empty] | 1077.7389 | 0 | 1408.16 | 0 | 1406.994 | 0 | 1406.9862 | 0
[7 empty] | 1077.7531 | 0 | 1408.2572 | 0 | 1407.0911 | 0 | 1407.0831 | 0
[7 empty] | 1077.7673 | 0 | 1408.3544 | 0 | 1407.188 | 0 | 1407.1802 | 0
[7 empty] | 1077.7815 | 0 | 1408.4515 | 0 | 1407.285 | 0 | 1407.2772 | 0
[7 empty] | 1077.7958 | 0 | 1408.5487 | 0 | 1407.3821 | 0 | 1407.3743 | 0
[7 empty] | 1077.8099 | 0 | 1408.6459 | 0 | 1407.4791 | 0 | 1407.4712 | 0
[7 empty] | 1077.8242 | 0 | 1408.7432 | 0 | 1407.5762 | 0 | 1407.5684 | 0
[7 empty] | 1077.8384 | 0 | 1408.8403 | 0 | 1407.6732 | 0 | 1407.6654 | 0
[7 empty] | 1077.8527 | 0 | 1408.9376 | 0 | 1407.7703 | 0 | 1407.7624 | 0
[7 empty] | 1077.8669 | 0 | 1409.0348 | 0 | 1407.8674 | 0 | 1407.8595 | 0
[7 empty] | 1077.8811 | 0 | 1409.1321 | 0 | 1407.9645 | 0 | 1407.9567 | 0
[7 empty] | 1077.8954 | 0 | 1409.2294 | 0 | 1408.0617 | 0 | 1408.0538 | 0
[7 empty] | 1077.9095 | 0 | 1409.3267 | 0 | 1408.1587 | 0 | 1408.1509 | 0
[7 empty] | 1077.9238 | 0 | 1409.424 | 0 | 1408.2559 | 0 | 1408.248 | 0
[7 empty] | 1077.938 | 0 | 1409.5214 | 0 | 1408.353 | 0 | 1408.3452 | 0
[7 empty] | 1077.9523 | 0 | 1409.6186 | 0 | 1408.4502 | 0 | 1408.4424 | 0
[7 empty] | 1077.9666 | 0 | 1409.7159 | 0 | 1408.5474 | 0 | 1408.5395 | 0
[7 empty] | 1077.9807 | 0 | 1409.8133 | 0 | 1408.6446 | 0 | 1408.6368 | 0
[7 empty] | 1077.995 | 0 | 1409.9108 | 0 | 1408.7418 | 0 | 1408.734 | 0
[7 empty] | 1078.0092 | 0 | 1410.0082 | 0 | 1408.8391 | 0 | 1408.8312 | 0
[7 empty] | 1078.0234 | 0 | 1410.1055 | 0 | 1408.9363 | 0 | 1408.9285 | 0
[7 empty] | 1078.0376 | 0 | 1410.203 | 0 | 1409.0336 | 0 | 1409.0258 | 0
[7 empty] | 1078.0519 | 0 | 1410.3004 | 0 | 1409.1309 | 0 | 1409.123 | 0
[7 empty] | 1078.0662 | 0 | 1410.3978 | 0 | 1409.2281 | 0 | 1409.2202 | 0
[7 empty] | 1078.0803 | 0 | 1410.4952 | 0 | 1409.3254 | 0 | 1409.3175 | 0
[7 empty] | 1078.0946 | 0 | 1410.5928 | 0 | 1409.4227 | 0 | 1409.4149 | 0
[7 empty] | 1078.1089 | 0 | 1410.6902 | 0 | 1409.52 | 0 | 1409.5122 | 0
[7 empty] | 1078.123 | 0 | 1410.7877 | 0 | 1409.6174 | 0 | 1409.6095 | 0
[7 empty] | 1078.1373 | 0 | 1410.8853 | 0 | 1409.7147 | 0 | 1409.7069 | 0
[7 empty] | 1078.1515 | 0 | 1410.9828 | 0 | 1409.8121 | 0 | 1409.8042 | 0
[7 empty] | 1078.1658 | 0 | 1411.0803 | 0 | 1409.9094 | 0 | 1409.9016 | 0
[7 empty] | 1078.1801 | 0 | 1411.1779 | 0 | 1410.0068 | 0 | 1409.999 | 0
[7 empty] | 1078.1942 | 0 | 1411.2754 | 0 | 1410.1043 | 0 | 1410.0964 | 0
[7 empty] | 1078.2085 | 0 | 1411.373 | 0 | 1410.2017 | 0 | 1410.1939 | 0
[7 empty] | 1078.2228 | 0 | 1411.4706 | 0 | 1410.2991 | 0 | 1410.2913 | 0
[7 empty] | 1078.2369 | 0 | 1411.5682 | 0 | 1410.3966 | 0 | 1410.3887 | 0
[7 empty] | 1078.2512 | 0 | 1411.6658 | 0 | 1410.494 | 0 | 1410.4862 | 0
[7 empty] | 1078.2654 | 0 | 1411.7634 | 0 | 1410.5914 | 0 | 1410.5836 | 0
[7 empty] | 1078.2797 | 0 | 1411.8611 | 0 | 1410.689 | 0 | 1410.6811 | 0
[7 empty] | 1078.2939 | 0 | 1411.9587 | 0 | 1410.7865 | 0 | 1410.7786 | 0
[7 empty] | 1078.3081 | 0 | 1412.0564 | 0 | 1410.8839 | 0 | 1410.8761 | 0
[7 empty] | 1078.3224 | 0 | 1412.1541 | 0 | 1410.9814 | 0 | 1410.9736 | 0
[7 empty] | 1078.3367 | 0 | 1412.2518 | 0 | 1411.079 | 0 | 1411.0712 | 0
[7 empty] | 1078.3508 | 0 | 1412.3495 | 0 | 1411.1766 | 0 | 1411.1687 | 0
[7 empty] | 1078.3651 | 0 | 1412.4473 | 0 | 1411.2742 | 0 | 1411.2662 | 0
[7 empty] | 1078.3794 | 0 | 1412.545 | 0 | 1411.3717 | 0 | 1411.3639 | 0
[7 empty] | 1078.3936 | 0 | 1412.6427 | 0 | 1411.4694 | 0 | 1411.4614 | 0
[7 empty] | 1078.4078 | 0 | 1412.7405 | 0 | 1411.5669 | 0 | 1411.5591 | 0
[7 empty] | 1078.4221 | 0 | 1412.8383 | 0 | 1411.6645 | 0 | 1411.6567 | 0
[7 empty] | 1078.4364 | 0 | 1412.936 | 0 | 1411.7622 | 0 | 1411.7543 | 0
[7 empty] | 1078.4506 | 0 | 1413.0339 | 0 | 1411.8599 | 0 | 1411.8519 | 0
[7 empty] | 1078.4648 | 0 | 1413.1317 | 0 | 1411.9575 | 0 | 1411.9496 | 0
[7 empty] | 1078.4791 | 0 | 1413.2295 | 0 | 1412.0552 | 0 | 1412.0472 | 0
[7 empty] | 1078.4933 | 0 | 1413.3274 | 0 | 1412.1528 | 0 | 1412.145 | 0
[7 empty] | 1078.5076 | 0 | 1413.4253 | 0 | 1412.2505 | 0 | 1412.2427 | 0
[7 empty] | 1078.5219 | 0 | 1413.5232 | 0 | 1412.3483 | 0 | 1412.3403 | 0
[7 empty] | 1078.536 | 0 | 1413.621 | 0 | 1412.4459 | 0 | 1412.4381 | 0
[7 empty] | 1078.5503 | 0 | 1413.7189 | 0 | 1412.5437 | 0 | 1412.5359 | 0
[7 empty] | 1078.5646 | 0 | 1413.8169 | 0 | 1412.6415 | 0 | 1412.6337 | 0
[7 empty] | 1078.5789 | 0 | 1413.9148 | 0 | 1412.7393 | 0 | 1412.7313 | 0
[7 empty] | 1078.593 | 0 | 1414.0127 | 0 | 1412.837 | 0 | 1412.8291 | 0
[7 empty] | 1078.6073 | 0 | 1414.1107 | 0 | 1412.9348 | 0 | 1412.927 | 0
[7 empty] | 1078.6216 | 0 | 1414.2086 | 0 | 1413.0326 | 0 | 1413.0248 | 0
[7 empty] | 1078.6357 | 0 | 1414.3066 | 0 | 1413.1305 | 0 | 1413.1226 | 0
[7 empty] | 1078.65 | 0 | 1414.4047 | 0 | 1413.2283 | 0 | 1413.2205 | 0
[7 empty] | 1078.6643 | 0 | 1414.5027 | 0 | 1413.3262 | 0 | 1413.3182 | 0
[7 empty] | 1078.6786 | 0 | 1414.6007 | 0 | 1413.424 | 0 | 1413.4161 | 0
[7 empty] | 1078.6927 | 0 | 1414.6987 | 0 | 1413.5219 | 0 | 1413.514 | 0
[7 empty] | 1078.707 | 0 | 1414.7967 | 0 | 1413.6198 | 0 | 1413.6119 | 0
[7 empty] | 1078.7213 | 0 | 1414.8948 | 0 | 1413.7177 | 0 | 1413.7098 | 0
[7 empty] | 1078.7356 | 0 | 1414.9929 | 0 | 1413.8156 | 0 | 1413.8077 | 0
[7 empty] | 1078.7498 | 0 | 1415.0909 | 0 | 1413.9135 | 0 | 1413.9056 | 0
[7 empty] | 1078.764 | 0 | 1415.1891 | 0 | 1414.0115 | 0 | 1414.0035 | 0
[7 empty] | 1078.7783 | 0 | 1415.2872 | 0 | 1414.1094 | 0 | 1414.1016 | 0
[7 empty] | 1078.7926 | 0 | 1415.3854 | 0 | 1414.2074 | 0 | 1414.1995 | 0
[7 empty] | 1078.8068 | 0 | 1415.4835 | 0 | 1414.3053 | 0 | 1414.2975 | 0
[7 empty] | 1078.821 | 0 | 1415.5817 | 0 | 1414.4033 | 0 | 1414.3955 | 0
[7 empty] | 1078.8353 | 0 | 1415.6798 | 0 | 1414.5013 | 0 | 1414.4935 | 0
[7 empty] | 1078.8496 | 0 | 1415.7781 | 0 | 1414.5994 | 0 | 1414.5916 | 0
[7 empty] | 1078.8638 | 0 | 1415.8762 | 0 | 1414.6974 | 0 | 1414.6896 | 0
[7 empty] | 1078.8781 | 0 | 1415.9745 | 0 | 1414.7955 | 0 | 1414.7876 | 0
[7 empty] | 1078.8923 | 0 | 1416.0726 | 0 | 1414.8936 | 0 | 1414.8856 | 0
[7 empty] | 1078.9066 | 0 | 1416.1709 | 0 | 1414.9916 | 0 | 1414.9838 | 0
[7 empty] | 1078.9209 | 0 | 1416.2692 | 0 | 1415.0897 | 0 | 1415.0819 | 0
[7 empty] | 1078.9351 | 0 | 1416.3674 | 0 | 1415.1879 | 0 | 1415.1799 | 0
[7 empty] | 1078.9493 | 0 | 1416.4657 | 0 | 1415.2859 | 0 | 1415.2781 | 0
[7 empty] | 1078.9636 | 0 | 1416.564 | 0 | 1415.384 | 0 | 1415.3762 | 0
[7 empty] | 1078.9779 | 0 | 1416.6624 | 0 | 1415.4822 | 0 | 1415.4744 | 0
[7 empty] | 1078.9922 | 0 | 1416.7606 | 0 | 1415.5804 | 0 | 1415.5725 | 0
[7 empty] | 1079.0063 | 0 | 1416.859 | 0 | 1415.6786 | 0 | 1415.6707 | 0
[7 empty] | 1079.0206 | 0 | 1416.9574 | 0 | 1415.7767 | 0 | 1415.7689 | 0
[7 empty] | 1079.0349 | 0 | 1417.0557 | 0 | 1415.875 | 0 | 1415.8671 | 0
[7 empty] | 1079.0492 | 0 | 1417.1541 | 0 | 1415.9731 | 0 | 1415.9653 | 0
[7 empty] | 1079.0635 | 0 | 1417.2524 | 0 | 1416.0714 | 0 | 1416.0635 | 0
[7 empty] | 1079.0778 | 0 | 1417.351 | 0 | 1416.1697 | 0 | 1416.1617 | 0
[7 empty] | 1079.0919 | 0 | 1417.4493 | 0 | 1416.2679 | 0 | 1416.26 | 0
[7 empty] | 1079.1062 | 0 | 1417.5477 | 0 | 1416.3662 | 0 | 1416.3583 | 0
[7 empty] | 1079.1205 | 0 | 1417.6462 | 0 | 1416.4645 | 0 | 1416.4565 | 0
[7 empty] | 1079.1348 | 0 | 1417.7446 | 0 | 1416.5627 | 0 | 1416.5549 | 0
[7 empty] | 1079.149 | 0 | 1417.8431 | 0 | 1416.661 | 0 | 1416.6532 | 0
[7 empty] | 1079.1633 | 0 | 1417.9416 | 0 | 1416.7594 | 0 | 1416.7515 | 0
[7 empty] | 1079.1775 | 0 | 1418.0402 | 0 | 1416.8577 | 0 | 1416.8499 | 0
[7 empty] | 1079.1918 | 0 | 1418.1387 | 0 | 1416.9561 | 0 | 1416.9482 | 0
[7 empty] | 1079.2061 | 0 | 1418.2372 | 0 | 1417.0544 | 0 | 1417.0465 | 0
[7 empty] | 1079.2203 | 0 | 1418.3357 | 0 | 1417.1528 | 0 | 1417.1449 | 0
[7 empty] | 1079.2346 | 0 | 1418.4343 | 0 | 1417.2512 | 0 | 1417.2433 | 0
[7 empty] | 1079.2489 | 0 | 1418.5328 | 0 | 1417.3496 | 0 | 1417.3418 | 0
[7 empty] | 1079.2632 | 0 | 1418.6315 | 0 | 1417.448 | 0 | 1417.4402 | 0
[7 empty] | 1079.2773 | 0 | 1418.73 | 0 | 1417.5465 | 0 | 1417.5386 | 0
[7 empty] | 1079.2916 | 0 | 1418.8286 | 0 | 1417.6449 | 0 | 1417.6371 | 0
[7 empty] | 1079.3059 | 0 | 1418.9272 | 0 | 1417.7434 | 0 | 1417.7355 | 0
[7 empty] | 1079.3202 | 0 | 1419.0259 | 0 | 1417.8418 | 0 | 1417.834 | 0
[7 empty] | 1079.3345 | 0 | 1419.1245 | 0 | 1417.9403 | 0 | 1417.9325 | 0
[7 empty] | 1079.3488 | 0 | 1419.2233 | 0 | 1418.0388 | 0 | 1418.031 | 0
[7 empty] | 1079.363 | 0 | 1419.3219 | 0 | 1418.1373 | 0 | 1418.1295 | 0
[7 empty] | 1079.3773 | 0 | 1419.4207 | 0 | 1418.2358 | 0 | 1418.228 | 0
[7 empty] | 1079.3915 | 0 | 1419.5193 | 0 | 1418.3345 | 0 | 1418.3265 | 0
[7 empty] | 1079.4058 | 0 | 1419.618 | 0 | 1418.433 | 0 | 1418.4252 | 0
[7 empty] | 1079.42 | 0 | 1419.7168 | 0 | 1418.5316 | 0 | 1418.5237 | 0
[7 empty] | 1079.4343 | 0 | 1419.8156 | 0 | 1418.6301 | 0 | 1418.6223 | 0
[7 empty] | 1079.4486 | 0 | 1419.9143 | 0 | 1418.7288 | 0 | 1418.7208 | 0
[7 empty] | 1079.4629 | 0 | 1420.0131 | 0 | 1418.8274 | 0 | 1418.8195 | 0
[7 empty] | 1079.4772 | 0 | 1420.1118 | 0 | 1418.926 | 0 | 1418.9181 | 0
[7 empty] | 1079.4915 | 0 | 1420.2107 | 0 | 1419.0247 | 0 | 1419.0167 | 0
[7 empty] | 1079.5057 | 0 | 1420.3094 | 0 | 1419.1233 | 0 | 1419.1154 | 0
[7 empty] | 1079.52 | 0 | 1420.4083 | 0 | 1419.2219 | 0 | 1419.2141 | 0
[7 empty] | 1079.5343 | 0 | 1420.5071 | 0 | 1419.3207 | 0 | 1419.3127 | 0
[7 empty] | 1079.5485 | 0 | 1420.606 | 0 | 1419.4193 | 0 | 1419.4114 | 0
[7 empty] | 1079.5627 | 0 | 1420.7048 | 0 | 1419.5181 | 0 | 1419.5101 | 0
[7 empty] | 1079.577 | 0 | 1420.8037 | 0 | 1419.6167 | 0 | 1419.6089 | 0
[7 empty] | 1079.5913 | 0 | 1420.9027 | 0 | 1419.7154 | 0 | 1419.7076 | 0
[7 empty] | 1079.6056 | 0 | 1421.0016 | 0 | 1419.8142 | 0 | 1419.8064 | 0
[7 empty] | 1079.6199 | 0 | 1421.1005 | 0 | 1419.913 | 0 | 1419.9052 | 0
[7 empty] | 1079.6342 | 0 | 1421.1995 | 0 | 1420.0117 | 0 | 1420.0039 | 0
[7 empty] | 1079.6484 | 0 | 1421.2983 | 0 | 1420.1106 | 0 | 1420.1027 | 0
[7 empty] | 1079.6627 | 0 | 1421.3973 | 0 | 1420.2094 | 0 | 1420.2014 | 0
[7 empty] | 1079.677 | 0 | 1421.4963 | 0 | 1420.3082 | 0 | 1420.3003 | 0
[7 empty] | 1079.6913 | 0 | 1421.5953 | 0 | 1420.407 | 0 | 1420.3992 | 0
[7 empty] | 1079.7056 | 0 | 1421.6943 | 0 | 1420.5059 | 0 | 1420.4979 | 0
[7 empty] | 1079.7198 | 0 | 1421.7933 | 0 | 1420.6047 | 0 | 1420.5968 | 0
[7 empty] | 1079.7341 | 0 | 1421.8925 | 0 | 1420.7036 | 0 | 1420.6957 | 0
[7 empty] | 1079.7484 | 0 | 1421.9915 | 0 | 1420.8025 | 0 | 1420.7946 | 0
[7 empty] | 1079.7627 | 0 | 1422.0906 | 0 | 1420.9014 | 0 | 1420.8934 | 0
[7 empty] | 1079.777 | 0 | 1422.1896 | 0 | 1421.0002 | 0 | 1420.9924 | 0
[7 empty] | 1079.7913 | 0 | 1422.2887 | 0 | 1421.0992 | 0 | 1421.0913 | 0
[7 empty] | 1079.8055 | 0 | 1422.3878 | 0 | 1421.1981 | 0 | 1421.1903 | 0
[7 empty] | 1079.8198 | 0 | 1422.4869 | 0 | 1421.2971 | 0 | 1421.2892 | 0
[7 empty] | 1079.8341 | 0 | 1422.5861 | 0 | 1421.3961 | 0 | 1421.3882 | 0
[7 empty] | 1079.8484 | 0 | 1422.6852 | 0 | 1421.4951 | 0 | 1421.4872 | 0
[7 empty] | 1079.8627 | 0 | 1422.7844 | 0 | 1421.5941 | 0 | 1421.5862 | 0
[7 empty] | 1079.877 | 0 | 1422.8835 | 0 | 1421.6931 | 0 | 1421.6852 | 0
[7 empty] | 1079.8912 | 0 | 1422.9828 | 0 | 1421.7921 | 0 | 1421.7842 | 0
[7 empty] | 1079.9055 | 0 | 1423.0819 | 0 | 1421.8911 | 0 | 1421.8833 | 0
[7 empty] | 1079.9198 | 0 | 1423.1811 | 0 | 1421.9902 | 0 | 1421.9823 | 0
[7 empty] | 1079.9341 | 0 | 1423.2804 | 0 | 1422.0892 | 0 | 1422.0814 | 0
[7 empty] | 1079.9484 | 0 | 1423.3796 | 0 | 1422.1883 | 0 | 1422.1804 | 0
[7 empty] | 1079.9626 | 0 | 1423.4789 | 0 | 1422.2875 | 0 | 1422.2795 | 0
[7 empty] | 1079.9769 | 0 | 1423.5781 | 0 | 1422.3866 | 0 | 1422.3787 | 0
[7 empty] | 1079.9912 | 0 | 1423.6775 | 0 | 1422.4857 | 0 | 1422.4778 | 0
[7 empty] | 1080.0055 | 0 | 1423.7767 | 0 | 1422.5848 | 0 | 1422.5769 | 0
[7 empty] | 1080.0198 | 0 | 1423.8761 | 0 | 1422.684 | 0 | 1422.676 | 0
[7 empty] | 1080.0341 | 0 | 1423.9755 | 0 | 1422.7831 | 0 | 1422.7751 | 0
[7 empty] | 1080.0483 | 0 | 1424.0747 | 0 | 1422.8823 | 0 | 1422.8744 | 0
[7 empty] | 1080.0626 | 0 | 1424.1741 | 0 | 1422.9814 | 0 | 1422.9735 | 0
[7 empty] | 1080.0769 | 0 | 1424.2734 | 0 | 1423.0807 | 0 | 1423.0728 | 0
[7 empty] | 1080.0912 | 0 | 1424.3729 | 0 | 1423.1799 | 0 | 1423.172 | 0
[7 empty] | 1080.1055 | 0 | 1424.4723 | 0 | 1423.2792 | 0 | 1423.2712 | 0
[7 empty] | 1080.1198 | 0 | 1424.5717 | 0 | 1423.3784 | 0 | 1423.3705 | 0
[7 empty] | 1080.134 | 0 | 1424.6711 | 0 | 1423.4777 | 0 | 1423.4697 | 0
[7 empty] | 1080.1483 | 0 | 1424.7705 | 0 | 1423.5769 | 0 | 1423.569 | 0
[7 empty] | 1080.1626 | 0 | 1424.87 | 0 | 1423.6762 | 0 | 1423.6683 | 0
[7 empty] | 1080.1769 | 0 | 1424.9695 | 0 | 1423.7755 | 0 | 1423.7676 | 0
[7 empty] | 1080.1912 | 0 | 1425.069 | 0 | 1423.8748 | 0 | 1423.8669 | 0
[7 empty] | 1080.2054 | 0 | 1425.1685 | 0 | 1423.9741 | 0 | 1423.9662 | 0
[7 empty] | 1080.2197 | 0 | 1425.2679 | 0 | 1424.0735 | 0 | 1424.0656 | 0
[7 empty] | 1080.2341 | 0 | 1425.3674 | 0 | 1424.1728 | 0 | 1424.1649 | 0
[7 empty] | 1080.2484 | 0 | 1425.467 | 0 | 1424.2722 | 0 | 1424.2643 | 0
[7 empty] | 1080.2627 | 0 | 1425.5665 | 0 | 1424.3716 | 0 | 1424.3637 | 0
[7 empty] | 1080.277 | 0 | 1425.6661 | 0 | 1424.4709 | 0 | 1424.4631 | 0
[7 empty] | 1080.2913 | 0 | 1425.7658 | 0 | 1424.5704 | 0 | 1424.5625 | 0
[7 empty] | 1080.3055 | 0 | 1425.8654 | 0 | 1424.6698 | 0 | 1424.6619 | 0
[7 empty] | 1080.3198 | 0 | 1425.9648 | 0 | 1424.7693 | 0 | 1424.7613 | 0
[7 empty] | 1080.3341 | 0 | 1426.0646 | 0 | 1424.8688 | 0 | 1424.8608 | 0
[7 empty] | 1080.3484 | 0 | 1426.1642 | 0 | 1424.9681 | 0 | 1424.9603 | 0
[7 empty] | 1080.3627 | 0 | 1426.2638 | 0 | 1425.0676 | 0 | 1425.0598 | 0
[7 empty] | 1080.377 | 0 | 1426.3635 | 0 | 1425.1671 | 0 | 1425.1593 | 0
[7 empty] | 1080.3914 | 0 | 1426.4631 | 0 | 1425.2667 | 0 | 1425.2588 | 0
[7 empty] | 1080.4056 | 0 | 1426.5629 | 0 | 1425.3662 | 0 | 1425.3583 | 0
[7 empty] | 1080.4199 | 0 | 1426.6626 | 0 | 1425.4657 | 0 | 1425.4578 | 0
[7 empty] | 1080.4342 | 0 | 1426.7622 | 0 | 1425.5653 | 0 | 1425.5574 | 0
[7 empty] | 1080.4485 | 0 | 1426.8619 | 0 | 1425.6648 | 0 | 1425.657 | 0
[7 empty] | 1080.4628 | 0 | 1426.9618 | 0 | 1425.7644 | 0 | 1425.7565 | 0
[7 empty] | 1080.4771 | 0 | 1427.0615 | 0 | 1425.864 | 0 | 1425.8561 | 0
[7 empty] | 1080.4913 | 0 | 1427.1613 | 0 | 1425.9636 | 0 | 1425.9557 | 0
[7 empty] | 1080.5057 | 0 | 1427.2611 | 0 | 1426.0632 | 0 | 1426.0553 | 0
[7 empty] | 1080.52 | 0 | 1427.3608 | 0 | 1426.1628 | 0 | 1426.1549 | 0
[7 empty] | 1080.5343 | 0 | 1427.4607 | 0 | 1426.2626 | 0 | 1426.2546 | 0
[7 empty] | 1080.5486 | 0 | 1427.5605 | 0 | 1426.3622 | 0 | 1426.3543 | 0
[7 empty] | 1080.5629 | 0 | 1427.6604 | 0 | 1426.4619 | 0 | 1426.454 | 0
[7 empty] | 1080.5771 | 0 | 1427.7603 | 0 | 1426.5615 | 0 | 1426.5536 | 0
[7 empty] | 1080.5914 | 0 | 1427.8601 | 0 | 1426.6613 | 0 | 1426.6533 | 0
[7 empty] | 1080.6058 | 0 | 1427.96 | 0 | 1426.761 | 0 | 1426.7531 | 0
[7 empty] | 1080.6201 | 0 | 1428.0598 | 0 | 1426.8607 | 0 | 1426.8528 | 0
[7 empty] | 1080.6344 | 0 | 1428.1598 | 0 | 1426.9605 | 0 | 1426.9525 | 0
[7 empty] | 1080.6487 | 0 | 1428.2596 | 0 | 1427.0602 | 0 | 1427.0522 | 0
[7 empty] | 1080.663 | 0 | 1428.3596 | 0 | 1427.16 | 0 | 1427.1521 | 0
[7 empty] | 1080.6772 | 0 | 1428.4596 | 0 | 1427.2598 | 0 | 1427.2518 | 0
[7 empty] | 1080.6916 | 0 | 1428.5596 | 0 | 1427.3596 | 0 | 1427.3517 | 0
[7 empty] | 1080.7059 | 0 | 1428.6596 | 0 | 1427.4594 | 0 | 1427.4514 | 0
[7 empty] | 1080.7202 | 0 | 1428.7595 | 0 | 1427.5592 | 0 | 1427.5513 | 0
[7 empty] | 1080.7345 | 0 | 1428.8595 | 0 | 1427.6591 | 0 | 1427.6511 | 0
[7 empty] | 1080.7488 | 0 | 1428.9596 | 0 | 1427.7589 | 0 | 1427.751 | 0
[7 empty] | 1080.7631 | 0 | 1429.0596 | 0 | 1427.8588 | 0 | 1427.8508 | 0
[7 empty] | 1080.7775 | 0 | 1429.1597 | 0 | 1427.9586 | 0 | 1427.9508 | 0
[7 empty] | 1080.7917 | 0 | 1429.2598 | 0 | 1428.0586 | 0 | 1428.0507 | 0
[7 empty] | 1080.806 | 0 | 1429.3599 | 0 | 1428.1584 | 0 | 1428.1505 | 0
[7 empty] | 1080.8203 | 0 | 1429.46 | 0 | 1428.2584 | 0 | 1428.2505 | 0
[7 empty] | 1080.8346 | 0 | 1429.5601 | 0 | 1428.3584 | 0 | 1428.3505 | 0
[7 empty] | 1080.849 | 0 | 1429.6602 | 0 | 1428.4582 | 0 | 1428.4504 | 0
[7 empty] | 1080.8633 | 0 | 1429.7603 | 0 | 1428.5582 | 0 | 1428.5503 | 0
[7 empty] | 1080.8776 | 0 | 1429.8605 | 0 | 1428.6582 | 0 | 1428.6504 | 0
[7 empty] | 1080.8918 | 0 | 1429.9606 | 0 | 1428.7583 | 0 | 1428.7504 | 0
[7 empty] | 1080.9062 | 0 | 1430.0608 | 0 | 1428.8583 | 0 | 1428.8503 | 0
[7 empty] | 1080.9205 | 0 | 1430.161 | 0 | 1428.9582 | 0 | 1428.9503 | 0
[7 empty] | 1080.9348 | 0 | 1430.2612 | 0 | 1429.0584 | 0 | 1429.0504 | 0
[7 empty] | 1080.9491 | 0 | 1430.3615 | 0 | 1429.1583 | 0 | 1429.1505 | 0
[7 empty] | 1080.9634 | 0 | 1430.4617 | 0 | 1429.2584 | 0 | 1429.2505 | 0
[7 empty] | 1080.9778 | 0 | 1430.5619 | 0 | 1429.3585 | 0 | 1429.3506 | 0
[7 empty] | 1080.9921 | 0 | 1430.6621 | 0 | 1429.4586 | 0 | 1429.4507 | 0
[7 empty] | 1081.0063 | 0 | 1430.7624 | 0 | 1429.5587 | 0 | 1429.5508 | 0
[7 empty] | 1081.0206 | 0 | 1430.8627 | 0 | 1429.6588 | 0 | 1429.6509 | 0
[7 empty] | 1081.035 | 0 | 1430.963 | 0 | 1429.759 | 0 | 1429.7511 | 0
[7 empty] | 1081.0493 | 0 | 1431.0633 | 0 | 1429.8591 | 0 | 1429.8512 | 0
[7 empty] | 1081.0636 | 0 | 1431.1637 | 0 | 1429.9594 | 0 | 1429.9514 | 0
[7 empty] | 1081.0779 | 0 | 1431.264 | 0 | 1430.0594 | 0 | 1430.0515 | 0
[7 empty] | 1081.0923 | 0 | 1431.3644 | 0 | 1430.1597 | 0 | 1430.1517 | 0
[7 empty] | 1081.1066 | 0 | 1431.4647 | 0 | 1430.2599 | 0 | 1430.252 | 0
[7 empty] | 1081.1209 | 0 | 1431.5652 | 0 | 1430.3601 | 0 | 1430.3522 | 0
[7 empty] | 1081.1351 | 0 | 1431.6655 | 0 | 1430.4603 | 0 | 1430.4524 | 0
[7 empty] | 1081.1495 | 0 | 1431.766 | 0 | 1430.5605 | 0 | 1430.5526 | 0
[7 empty] | 1081.1638 | 0 | 1431.8665 | 0 | 1430.6609 | 0 | 1430.6529 | 0
[7 empty] | 1081.1781 | 0 | 1431.9669 | 0 | 1430.7611 | 0 | 1430.7532 | 0
[7 empty] | 1081.1925 | 0 | 1432.0673 | 0 | 1430.8615 | 0 | 1430.8535 | 0
[7 empty] | 1081.2068 | 0 | 1432.1679 | 0 | 1430.9618 | 0 | 1430.9539 | 0
[7 empty] | 1081.2211 | 0 | 1432.2683 | 0 | 1431.062 | 0 | 1431.0541 | 0
[7 empty] | 1081.2354 | 0 | 1432.3688 | 0 | 1431.1624 | 0 | 1431.1544 | 0
[7 empty] | 1081.2498 | 0 | 1432.4694 | 0 | 1431.2627 | 0 | 1431.2548 | 0
[7 empty] | 1081.264 | 0 | 1432.5698 | 0 | 1431.3632 | 0 | 1431.3552 | 0
[7 empty] | 1081.2783 | 0 | 1432.6704 | 0 | 1431.4635 | 0 | 1431.4556 | 0
[7 empty] | 1081.2927 | 0 | 1432.771 | 0 | 1431.5638 | 0 | 1431.5559 | 0
[7 empty] | 1081.307 | 0 | 1432.8715 | 0 | 1431.6643 | 0 | 1431.6564 | 0
[7 empty] | 1081.3213 | 0 | 1432.9721 | 0 | 1431.7647 | 0 | 1431.7567 | 0
[7 empty] | 1081.3357 | 0 | 1433.0728 | 0 | 1431.8651 | 0 | 1431.8572 | 0
[7 empty] | 1081.35 | 0 | 1433.1733 | 0 | 1431.9656 | 0 | 1431.9576 | 0
[7 empty] | 1081.3643 | 0 | 1433.2739 | 0 | 1432.066 | 0 | 1432.0581 | 0
[7 empty] | 1081.3787 | 0 | 1433.3746 | 0 | 1432.1665 | 0 | 1432.1586 | 0
[7 empty] | 1081.3929 | 0 | 1433.4752 | 0 | 1432.267 | 0 | 1432.259 | 0
[7 empty] | 1081.4072 | 0 | 1433.5759 | 0 | 1432.3675 | 0 | 1432.3596 | 0
[7 empty] | 1081.4216 | 0 | 1433.6766 | 0 | 1432.468 | 0 | 1432.4601 | 0
[7 empty] | 1081.4359 | 0 | 1433.7773 | 0 | 1432.5686 | 0 | 1432.5605 | 0
[7 empty] | 1081.4502 | 0 | 1433.8781 | 0 | 1432.6691 | 0 | 1432.6611 | 0
[7 empty] | 1081.4646 | 0 | 1433.9788 | 0 | 1432.7696 | 0 | 1432.7617 | 0
[7 empty] | 1081.4789 | 0 | 1434.0795 | 0 | 1432.8702 | 0 | 1432.8623 | 0
[7 empty] | 1081.4932 | 0 | 1434.1803 | 0 | 1432.9708 | 0 | 1432.9629 | 0
[7 empty] | 1081.5076 | 0 | 1434.281 | 0 | 1433.0714 | 0 | 1433.0635 | 0
[7 empty] | 1081.5219 | 0 | 1434.3818 | 0 | 1433.172 | 0 | 1433.1641 | 0
[7 empty] | 1081.5361 | 0 | 1434.4827 | 0 | 1433.2727 | 0 | 1433.2648 | 0
[7 empty] | 1081.5505 | 0 | 1434.5834 | 0 | 1433.3733 | 0 | 1433.3654 | 0
[7 empty] | 1081.5648 | 0 | 1434.6842 | 0 | 1433.474 | 0 | 1433.4661 | 0
[7 empty] | 1081.5791 | 0 | 1434.7852 | 0 | 1433.5746 | 0 | 1433.5666 | 0
[7 empty] | 1081.5935 | 0 | 1434.886 | 0 | 1433.6753 | 0 | 1433.6674 | 0
[7 empty] | 1081.6078 | 0 | 1434.9868 | 0 | 1433.776 | 0 | 1433.7681 | 0
[7 empty] | 1081.6221 | 0 | 1435.0878 | 0 | 1433.8767 | 0 | 1433.8688 | 0
[7 empty] | 1081.6365 | 0 | 1435.1886 | 0 | 1433.9774 | 0 | 1433.9695 | 0
[7 empty] | 1081.6508 | 0 | 1435.2895 | 0 | 1434.0783 | 0 | 1434.0703 | 0
[7 empty] | 1081.6652 | 0 | 1435.3905 | 0 | 1434.179 | 0 | 1434.171 | 0
[7 empty] | 1081.6794 | 0 | 1435.4913 | 0 | 1434.2798 | 0 | 1434.2719 | 0
[7 empty] | 1081.6937 | 0 | 1435.5924 | 0 | 1434.3805 | 0 | 1434.3726 | 0
[7 empty] | 1081.7081 | 0 | 1435.6934 | 0 | 1434.4813 | 0 | 1434.4734 | 0
[7 empty] | 1081.7224 | 0 | 1435.7943 | 0 | 1434.5821 | 0 | 1434.5742 | 0
[7 empty] | 1081.7368 | 0 | 1435.8953 | 0 | 1434.683 | 0 | 1434.6751 | 0
[7 empty] | 1081.7511 | 0 | 1435.9963 | 0 | 1434.7838 | 0 | 1434.7759 | 0
[7 empty] | 1081.7654 | 0 | 1436.0973 | 0 | 1434.8846 | 0 | 1434.8767 | 0
[7 empty] | 1081.7798 | 0 | 1436.1984 | 0 | 1434.9855 | 0 | 1434.9775 | 0
[7 empty] | 1081.7941 | 0 | 1436.2994 | 0 | 1435.0864 | 0 | 1435.0785 | 0
[7 empty] | 1081.8085 | 0 | 1436.4005 | 0 | 1435.1874 | 0 | 1435.1793 | 0
[7 empty] | 1081.8228 | 0 | 1436.5016 | 0 | 1435.2882 | 0 | 1435.2803 | 0
[7 empty] | 1081.837 | 0 | 1436.6027 | 0 | 1435.3892 | 0 | 1435.3812 | 0
[7 empty] | 1081.8514 | 0 | 1436.7039 | 0 | 1435.4901 | 0 | 1435.4822 | 0
[7 empty] | 1081.8657 | 0 | 1436.8049 | 0 | 1435.5911 | 0 | 1435.5831 | 0
[7 empty] | 1081.8801 | 0 | 1436.9061 | 0 | 1435.692 | 0 | 1435.6841 | 0
[7 empty] | 1081.8944 | 0 | 1437.0072 | 0 | 1435.793 | 0 | 1435.785 | 0
[7 empty] | 1081.9088 | 0 | 1437.1084 | 0 | 1435.894 | 0 | 1435.8861 | 0
[7 empty] | 1081.9231 | 0 | 1437.2096 | 0 | 1435.995 | 0 | 1435.9871 | 0
[7 empty] | 1081.9375 | 0 | 1437.3108 | 0 | 1436.0961 | 0 | 1436.0881 | 0
[7 empty] | 1081.9518 | 0 | 1437.412 | 0 | 1436.1971 | 0 | 1436.1891 | 0
[7 empty] | 1081.9661 | 0 | 1437.5132 | 0 | 1436.2981 | 0 | 1436.2902 | 0
[7 empty] | 1081.9805 | 0 | 1437.6145 | 0 | 1436.3992 | 0 | 1436.3912 | 0
[7 empty] | 1081.9948 | 0 | 1437.7157 | 0 | 1436.5002 | 0 | 1436.4923 | 0
[7 empty] | 1082.0092 | 0 | 1437.817 | 0 | 1436.6014 | 0 | 1436.5934 | 0
[7 empty] | 1082.0234 | 0 | 1437.9182 | 0 | 1436.7025 | 0 | 1436.6946 | 0
[7 empty] | 1082.0378 | 0 | 1438.0195 | 0 | 1436.8036 | 0 | 1436.7957 | 0
[7 empty] | 1082.0521 | 0 | 1438.1209 | 0 | 1436.9048 | 0 | 1436.8969 | 0
[7 empty] | 1082.0665 | 0 | 1438.2222 | 0 | 1437.006 | 0 | 1436.9979 | 0
[7 empty] | 1082.0808 | 0 | 1438.3235 | 0 | 1437.1071 | 0 | 1437.0991 | 0
[7 empty] | 1082.0952 | 0 | 1438.4249 | 0 | 1437.2082 | 0 | 1437.2003 | 0
[7 empty] | 1082.1095 | 0 | 1438.5262 | 0 | 1437.3094 | 0 | 1437.3015 | 0
[7 empty] | 1082.1239 | 0 | 1438.6277 | 0 | 1437.4106 | 0 | 1437.4027 | 0
[7 empty] | 1082.1382 | 0 | 1438.729 | 0 | 1437.512 | 0 | 1437.5039 | 0
[7 empty] | 1082.1526 | 0 | 1438.8304 | 0 | 1437.6132 | 0 | 1437.6052 | 0
[7 empty] | 1082.1669 | 0 | 1438.9319 | 0 | 1437.7144 | 0 | 1437.7064 | 0
[7 empty] | 1082.1813 | 0 | 1439.0333 | 0 | 1437.8157 | 0 | 1437.8077 | 0
[7 empty] | 1082.1956 | 0 | 1439.1348 | 0 | 1437.917 | 0 | 1437.9091 | 0
[7 empty] | 1082.21 | 0 | 1439.2362 | 0 | 1438.0183 | 0 | 1438.0103 | 0
[7 empty] | 1082.2242 | 0 | 1439.3378 | 0 | 1438.1196 | 0 | 1438.1116 | 0
[7 empty] | 1082.2386 | 0 | 1439.4392 | 0 | 1438.2209 | 0 | 1438.2129 | 0
[7 empty] | 1082.2529 | 0 | 1439.5408 | 0 | 1438.3223 | 0 | 1438.3143 | 0
[7 empty] | 1082.2673 | 0 | 1439.6422 | 0 | 1438.4236 | 0 | 1438.4156 | 0
[7 empty] | 1082.2816 | 0 | 1439.7438 | 0 | 1438.5249 | 0 | 1438.517 | 0
[7 empty] | 1082.296 | 0 | 1439.8453 | 0 | 1438.6263 | 0 | 1438.6184 | 0
[7 empty] | 1082.3103 | 0 | 1439.9469 | 0 | 1438.7278 | 0 | 1438.7197 | 0
[7 empty] | 1082.3247 | 0 | 1440.0485 | 0 | 1438.8291 | 0 | 1438.8212 | 0
[7 empty] | 1082.339 | 0 | 1440.1501 | 0 | 1438.9305 | 0 | 1438.9226 | 0
[7 empty] | 1082.3534 | 0 | 1440.2517 | 0 | 1439.032 | 0 | 1439.024 | 0
[7 empty] | 1082.3677 | 0 | 1440.3534 | 0 | 1439.1334 | 0 | 1439.1255 | 0
[7 empty] | 1082.3821 | 0 | 1440.455 | 0 | 1439.235 | 0 | 1439.2269 | 0
[7 empty] | 1082.3964 | 0 | 1440.5566 | 0 | 1439.3364 | 0 | 1439.3285 | 0
[7 empty] | 1082.4108 | 0 | 1440.6583 | 0 | 1439.4379 | 0 | 1439.4299 | 0
[7 empty] | 1082.425 | 0 | 1440.76 | 0 | 1439.5394 | 0 | 1439.5315 | 0
[7 empty] | 1082.4395 | 0 | 1440.8617 | 0 | 1439.641 | 0 | 1439.6329 | 0
[7 empty] | 1082.4539 | 0 | 1440.9634 | 0 | 1439.7425 | 0 | 1439.7345 | 0
[7 empty] | 1082.4681 | 0 | 1441.0652 | 0 | 1439.8441 | 0 | 1439.8361 | 0
[7 empty] | 1082.4825 | 0 | 1441.1669 | 0 | 1439.9457 | 0 | 1439.9376 | 0
[7 empty] | 1082.4968 | 0 | 1441.2687 | 0 | 1440.0472 | 0 | 1440.0392 | 0
[7 empty] | 1082.5112 | 0 | 1441.3704 | 0 | 1440.1488 | 0 | 1440.1409 | 0
[7 empty] | 1082.5255 | 0 | 1441.4722 | 0 | 1440.2504 | 0 | 1440.2424 | 0
[7 empty] | 1082.5399 | 0 | 1441.574 | 0 | 1440.352 | 0 | 1440.3441 | 0
[7 empty] | 1082.5543 | 0 | 1441.6758 | 0 | 1440.4537 | 0 | 1440.4457 | 0
[7 empty] | 1082.5686 | 0 | 1441.7776 | 0 | 1440.5553 | 0 | 1440.5474 | 0
[7 empty] | 1082.583 | 0 | 1441.8795 | 0 | 1440.657 | 0 | 1440.649 | 0
[7 empty] | 1082.5973 | 0 | 1441.9813 | 0 | 1440.7587 | 0 | 1440.7507 | 0
[7 empty] | 1082.6117 | 0 | 1442.0832 | 0 | 1440.8603 | 0 | 1440.8524 | 0
[7 empty] | 1082.626 | 0 | 1442.1851 | 0 | 1440.9622 | 0 | 1440.9541 | 0
[7 empty] | 1082.6404 | 0 | 1442.287 | 0 | 1441.0638 | 0 | 1441.0559 | 0
[7 empty] | 1082.6548 | 0 | 1442.3889 | 0 | 1441.1655 | 0 | 1441.1576 | 0
[7 empty] | 1082.6691 | 0 | 1442.4908 | 0 | 1441.2673 | 0 | 1441.2594 | 0
[7 empty] | 1082.6835 | 0 | 1442.5928 | 0 | 1441.3691 | 0 | 1441.3611 | 0
[7 empty] | 1082.6979 | 0 | 1442.6947 | 0 | 1441.4708 | 0 | 1441.4629 | 0
[7 empty] | 1082.7122 | 0 | 1442.7966 | 0 | 1441.5726 | 0 | 1441.5647 | 0
[7 empty] | 1082.7266 | 0 | 1442.8987 | 0 | 1441.6744 | 0 | 1441.6665 | 0
[7 empty] | 1082.7408 | 0 | 1443.0007 | 0 | 1441.7764 | 0 | 1441.7683 | 0
[7 empty] | 1082.7552 | 0 | 1443.1027 | 0 | 1441.8782 | 0 | 1441.8702 | 0
[7 empty] | 1082.7697 | 0 | 1443.2047 | 0 | 1441.98 | 0 | 1441.9721 | 0
[7 empty] | 1082.7839 | 0 | 1443.3068 | 0 | 1442.0819 | 0 | 1442.074 | 0
[7 empty] | 1082.7983 | 0 | 1443.4088 | 0 | 1442.1838 | 0 | 1442.1758 | 0
[7 empty] | 1082.8126 | 0 | 1443.5109 | 0 | 1442.2856 | 0 | 1442.2777 | 0
[7 empty] | 1082.827 | 0 | 1443.613 | 0 | 1442.3876 | 0 | 1442.3796 | 0
[7 empty] | 1082.8414 | 0 | 1443.7151 | 0 | 1442.4895 | 0 | 1442.4816 | 0
[7 empty] | 1082.8557 | 0 | 1443.8173 | 0 | 1442.5914 | 0 | 1442.5835 | 0
[7 empty] | 1082.8701 | 0 | 1443.9193 | 0 | 1442.6935 | 0 | 1442.6854 | 0
[7 empty] | 1082.8845 | 0 | 1444.0215 | 0 | 1442.7954 | 0 | 1442.7874 | 0
[7 empty] | 1082.8988 | 0 | 1444.1237 | 0 | 1442.8973 | 0 | 1442.8894 | 0
[7 empty] | 1082.9132 | 0 | 1444.2258 | 0 | 1442.9994 | 0 | 1442.9915 | 0
[7 empty] | 1082.9276 | 0 | 1444.328 | 0 | 1443.1014 | 0 | 1443.0934 | 0
[7 empty] | 1082.9419 | 0 | 1444.4302 | 0 | 1443.2034 | 0 | 1443.1954 | 0
[7 empty] | 1082.9563 | 0 | 1444.5325 | 0 | 1443.3054 | 0 | 1443.2975 | 0
[7 empty] | 1082.9707 | 0 | 1444.6346 | 0 | 1443.4075 | 0 | 1443.3995 | 0
[7 empty] | 1082.985 | 0 | 1444.7369 | 0 | 1443.5096 | 0 | 1443.5016 | 0
[7 empty] | 1082.9994 | 0 | 1444.8391 | 0 | 1443.6117 | 0 | 1443.6036 | 0
[7 empty] | 1083.0138 | 0 | 1444.9414 | 0 | 1443.7137 | 0 | 1443.7058 | 0
[7 empty] | 1083.0281 | 0 | 1445.0437 | 0 | 1443.8159 | 0 | 1443.8079 | 0
[7 empty] | 1083.0425 | 0 | 1445.146 | 0 | 1443.9181 | 0 | 1443.91 | 0
[7 empty] | 1083.0569 | 0 | 1445.2483 | 0 | 1444.0201 | 0 | 1444.0122 | 0
[7 empty] | 1083.0712 | 0 | 1445.3507 | 0 | 1444.1223 | 0 | 1444.1144 | 0
[7 empty] | 1083.0856 | 0 | 1445.453 | 0 | 1444.2245 | 0 | 1444.2166 | 0
[7 empty] | 1083.1 | 0 | 1445.5554 | 0 | 1444.3267 | 0 | 1444.3187 | 0
[7 empty] | 1083.1144 | 0 | 1445.6577 | 0 | 1444.429 | 0 | 1444.4209 | 0
[7 empty] | 1083.1287 | 0 | 1445.7601 | 0 | 1444.5311 | 0 | 1444.5231 | 0
[7 empty] | 1083.1431 | 0 | 1445.8626 | 0 | 1444.6333 | 0 | 1444.6254 | 0
[7 empty] | 1083.1575 | 0 | 1445.965 | 0 | 1444.7356 | 0 | 1444.7277 | 0
[7 empty] | 1083.1718 | 0 | 1446.0674 | 0 | 1444.8379 | 0 | 1444.8298 | 0
[7 empty] | 1083.1862 | 0 | 1446.1699 | 0 | 1444.9402 | 0 | 1444.9321 | 0
[7 empty] | 1083.2006 | 0 | 1446.2723 | 0 | 1445.0425 | 0 | 1445.0344 | 0
[7 empty] | 1083.215 | 0 | 1446.3748 | 0 | 1445.1448 | 0 | 1445.1367 | 0
[7 empty] | 1083.2292 | 0 | 1446.4773 | 0 | 1445.2471 | 0 | 1445.239 | 0
[7 empty] | 1083.2437 | 0 | 1446.5798 | 0 | 1445.3494 | 0 | 1445.3414 | 0
[7 empty] | 1083.2581 | 0 | 1446.6824 | 0 | 1445.4518 | 0 | 1445.4437 | 0
[7 empty] | 1083.2723 | 0 | 1446.7849 | 0 | 1445.5541 | 0 | 1445.5461 | 0
[7 empty] | 1083.2867 | 0 | 1446.8874 | 0 | 1445.6565 | 0 | 1445.6484 | 0
[7 empty] | 1083.3011 | 0 | 1446.99 | 0 | 1445.7589 | 0 | 1445.7508 | 0
[7 empty] | 1083.3156 | 0 | 1447.0925 | 0 | 1445.8612 | 0 | 1445.8533 | 0
[7 empty] | 1083.3298 | 0 | 1447.1952 | 0 | 1445.9636 | 0 | 1445.9557 | 0
[7 empty] | 1083.3442 | 0 | 1447.2977 | 0 | 1446.0662 | 0 | 1446.0581 | 0
[7 empty] | 1083.3586 | 0 | 1447.4004 | 0 | 1446.1686 | 0 | 1446.1605 | 0
[7 empty] | 1083.373 | 0 | 1447.5031 | 0 | 1446.271 | 0 | 1446.2631 | 0
[7 empty] | 1083.3873 | 0 | 1447.6057 | 0 | 1446.3735 | 0 | 1446.3655 | 0
[7 empty] | 1083.4017 | 0 | 1447.7084 | 0 | 1446.476 | 0 | 1446.468 | 0
[7 empty] | 1083.4161 | 0 | 1447.811 | 0 | 1446.5785 | 0 | 1446.5706 | 0
[7 empty] | 1083.4305 | 0 | 1447.9137 | 0 | 1446.681 | 0 | 1446.673 | 0
[7 empty] | 1083.4448 | 0 | 1448.0165 | 0 | 1446.7836 | 0 | 1446.7755 | 0
[7 empty] | 1083.4592 | 0 | 1448.1191 | 0 | 1446.8861 | 0 | 1446.8781 | 0
[7 empty] | 1083.4736 | 0 | 1448.2219 | 0 | 1446.9887 | 0 | 1446.9807 | 0
[7 empty] | 1083.488 | 0 | 1448.3247 | 0 | 1447.0913 | 0 | 1447.0832 | 0
[7 empty] | 1083.5024 | 0 | 1448.4274 | 0 | 1447.1939 | 0 | 1447.1858 | 0
[7 empty] | 1083.5167 | 0 | 1448.5302 | 0 | 1447.2965 | 0 | 1447.2885 | 0
[7 empty] | 1083.5311 | 0 | 1448.6331 | 0 | 1447.399 | 0 | 1447.3911 | 0
[7 empty] | 1083.5455 | 0 | 1448.7358 | 0 | 1447.5017 | 0 | 1447.4938 | 0
[7 empty] | 1083.5599 | 0 | 1448.8386 | 0 | 1447.6044 | 0 | 1447.5963 | 0
[7 empty] | 1083.5743 | 0 | 1448.9415 | 0 | 1447.707 | 0 | 1447.699 | 0
[7 empty] | 1083.5886 | 0 | 1449.0443 | 0 | 1447.8097 | 0 | 1447.8018 | 0
[7 empty] | 1083.603 | 0 | 1449.1472 | 0 | 1447.9124 | 0 | 1447.9044 | 0
[7 empty] | 1083.6174 | 0 | 1449.2501 | 0 | 1448.0151 | 0 | 1448.0071 | 0
[7 empty] | 1083.6318 | 0 | 1449.353 | 0 | 1448.1178 | 0 | 1448.1099 | 0
[7 empty] | 1083.6462 | 0 | 1449.4559 | 0 | 1448.2206 | 0 | 1448.2125 | 0
[7 empty] | 1083.6605 | 0 | 1449.5588 | 0 | 1448.3234 | 0 | 1448.3153 | 0
[7 empty] | 1083.6749 | 0 | 1449.6617 | 0 | 1448.4262 | 0 | 1448.4181 | 0
[7 empty] | 1083.6893 | 0 | 1449.7648 | 0 | 1448.5289 | 0 | 1448.5209 | 0
[7 empty] | 1083.7037 | 0 | 1449.8677 | 0 | 1448.6317 | 0 | 1448.6237 | 0
[7 empty] | 1083.7181 | 0 | 1449.9707 | 0 | 1448.7345 | 0 | 1448.7264 | 0
[7 empty] | 1083.7325 | 0 | 1450.0737 | 0 | 1448.8373 | 0 | 1448.8293 | 0
[7 empty] | 1083.7468 | 0 | 1450.1768 | 0 | 1448.9402 | 0 | 1448.9321 | 0
[7 empty] | 1083.7612 | 0 | 1450.2798 | 0 | 1449.0431 | 0 | 1449.035 | 0
[7 empty] | 1083.7756 | 0 | 1450.3828 | 0 | 1449.1459 | 0 | 1449.1379 | 0
[7 empty] | 1083.79 | 0 | 1450.4858 | 0 | 1449.2488 | 0 | 1449.2407 | 0
[7 empty] | 1083.8044 | 0 | 1450.589 | 0 | 1449.3517 | 0 | 1449.3436 | 0
[7 empty] | 1083.8188 | 0 | 1450.692 | 0 | 1449.4546 | 0 | 1449.4467 | 0
[7 empty] | 1083.8331 | 0 | 1450.7952 | 0 | 1449.5575 | 0 | 1449.5496 | 0
[7 empty] | 1083.8475 | 0 | 1450.8983 | 0 | 1449.6605 | 0 | 1449.6525 | 0
[7 empty] | 1083.8619 | 0 | 1451.0013 | 0 | 1449.7634 | 0 | 1449.7554 | 0
[7 empty] | 1083.8763 | 0 | 1451.1045 | 0 | 1449.8665 | 0 | 1449.8584 | 0
[7 empty] | 1083.8907 | 0 | 1451.2078 | 0 | 1449.9694 | 0 | 1449.9614 | 0
[7 empty] | 1083.9052 | 0 | 1451.3109 | 0 | 1450.0724 | 0 | 1450.0643 | 0
[7 empty] | 1083.9196 | 0 | 1451.4141 | 0 | 1450.1754 | 0 | 1450.1674 | 0
[7 empty] | 1083.934 | 0 | 1451.5173 | 0 | 1450.2784 | 0 | 1450.2704 | 0
[7 empty] | 1083.9482 | 0 | 1451.6205 | 0 | 1450.3815 | 0 | 1450.3735 | 0
[7 empty] | 1083.9626 | 0 | 1451.7238 | 0 | 1450.4846 | 0 | 1450.4766 | 0
[7 empty] | 1083.9771 | 0 | 1451.827 | 0 | 1450.5876 | 0 | 1450.5796 | 0
[7 empty] | 1083.9915 | 0 | 1451.9303 | 0 | 1450.6907 | 0 | 1450.6827 | 0
[7 empty] | 1084.0059 | 0 | 1452.0336 | 0 | 1450.7938 | 0 | 1450.7858 | 0
[7 empty] | 1084.0203 | 0 | 1452.1368 | 0 | 1450.897 | 0 | 1450.8889 | 0
[7 empty] | 1084.0347 | 0 | 1452.2401 | 0 | 1451.0001 | 0 | 1450.9921 | 0
[7 empty] | 1084.0491 | 0 | 1452.3435 | 0 | 1451.1033 | 0 | 1451.0952 | 0
[7 empty] | 1084.0635 | 0 | 1452.4468 | 0 | 1451.2064 | 0 | 1451.1984 | 0
[7 empty] | 1084.0779 | 0 | 1452.5502 | 0 | 1451.3096 | 0 | 1451.3015 | 0
[7 empty] | 1084.0922 | 0 | 1452.6536 | 0 | 1451.4127 | 0 | 1451.4048 | 0
[7 empty] | 1084.1066 | 0 | 1452.757 | 0 | 1451.516 | 0 | 1451.5079 | 0
[7 empty] | 1084.121 | 0 | 1452.8603 | 0 | 1451.6193 | 0 | 1451.6112 | 0
[7 empty] | 1084.1354 | 0 | 1452.9637 | 0 | 1451.7224 | 0 | 1451.7145 | 0
[7 empty] | 1084.1498 | 0 | 1453.0671 | 0 | 1451.8257 | 0 | 1451.8176 | 0
[7 empty] | 1084.1642 | 0 | 1453.1707 | 0 | 1451.929 | 0 | 1451.9209 | 0
[7 empty] | 1084.1786 | 0 | 1453.274 | 0 | 1452.0322 | 0 | 1452.0242 | 0
[7 empty] | 1084.193 | 0 | 1453.3776 | 0 | 1452.1355 | 0 | 1452.1276 | 0
[7 empty] | 1084.2074 | 0 | 1453.4811 | 0 | 1452.2389 | 0 | 1452.2308 | 0
[7 empty] | 1084.2218 | 0 | 1453.5845 | 0 | 1452.3422 | 0 | 1452.3341 | 0
[7 empty] | 1084.2362 | 0 | 1453.6881 | 0 | 1452.4456 | 0 | 1452.4375 | 0
[7 empty] | 1084.2506 | 0 | 1453.7916 | 0 | 1452.5488 | 0 | 1452.5409 | 0
[7 empty] | 1084.265 | 0 | 1453.8951 | 0 | 1452.6522 | 0 | 1452.6442 | 0
[7 empty] | 1084.2794 | 0 | 1453.9987 | 0 | 1452.7556 | 0 | 1452.7476 | 0
[7 empty] | 1084.2938 | 0 | 1454.1023 | 0 | 1452.859 | 0 | 1452.851 | 0
[7 empty] | 1084.3081 | 0 | 1454.2058 | 0 | 1452.9624 | 0 | 1452.9545 | 0
[7 empty] | 1084.3225 | 0 | 1454.3094 | 0 | 1453.0659 | 0 | 1453.0579 | 0
[7 empty] | 1084.3369 | 0 | 1454.4131 | 0 | 1453.1693 | 0 | 1453.1613 | 0
[7 empty] | 1084.3513 | 0 | 1454.5167 | 0 | 1453.2727 | 0 | 1453.2648 | 0
[7 empty] | 1084.3657 | 0 | 1454.6204 | 0 | 1453.3762 | 0 | 1453.3682 | 0
[7 empty] | 1084.3801 | 0 | 1454.724 | 0 | 1453.4797 | 0 | 1453.4717 | 0
[7 empty] | 1084.3945 | 0 | 1454.8278 | 0 | 1453.5832 | 0 | 1453.5752 | 0
[7 empty] | 1084.4089 | 0 | 1454.9314 | 0 | 1453.6868 | 0 | 1453.6787 | 0
[7 empty] | 1084.4233 | 0 | 1455.0352 | 0 | 1453.7903 | 0 | 1453.7822 | 0
[7 empty] | 1084.4377 | 0 | 1455.1388 | 0 | 1453.8938 | 0 | 1453.8857 | 0
[7 empty] | 1084.4521 | 0 | 1455.2425 | 0 | 1453.9974 | 0 | 1453.9894 | 0
[7 empty] | 1084.4666 | 0 | 1455.3463 | 0 | 1454.101 | 0 | 1454.0929 | 0
[7 empty] | 1084.481 | 0 | 1455.4501 | 0 | 1454.2046 | 0 | 1454.1965 | 0
[7 empty] | 1084.4954 | 0 | 1455.5538 | 0 | 1454.3081 | 0 | 1454.3002 | 0
[7 empty] | 1084.5098 | 0 | 1455.6577 | 0 | 1454.4117 | 0 | 1454.4037 | 0
[7 empty] | 1084.5242 | 0 | 1455.7615 | 0 | 1454.5154 | 0 | 1454.5073 | 0
[7 empty] | 1084.5386 | 0 | 1455.8654 | 0 | 1454.619 | 0 | 1454.6111 | 0
[7 empty] | 1084.553 | 0 | 1455.9691 | 0 | 1454.7228 | 0 | 1454.7147 | 0
[7 empty] | 1084.5674 | 0 | 1456.073 | 0 | 1454.8264 | 0 | 1454.8184 | 0
[7 empty] | 1084.5818 | 0 | 1456.1769 | 0 | 1454.93 | 0 | 1454.9221 | 0
[7 empty] | 1084.5962 | 0 | 1456.2808 | 0 | 1455.0338 | 0 | 1455.0258 | 0
[7 empty] | 1084.6106 | 0 | 1456.3846 | 0 | 1455.1376 | 0 | 1455.1295 | 0
[7 empty] | 1084.625 | 0 | 1456.4887 | 0 | 1455.2412 | 0 | 1455.2333 | 0
[7 empty] | 1084.6394 | 0 | 1456.5925 | 0 | 1455.345 | 0 | 1455.337 | 0
[7 empty] | 1084.6538 | 0 | 1456.6964 | 0 | 1455.4487 | 0 | 1455.4408 | 0
[7 empty] | 1084.6682 | 0 | 1456.8004 | 0 | 1455.5526 | 0 | 1455.5446 | 0
[7 empty] | 1084.6827 | 0 | 1456.9044 | 0 | 1455.6564 | 0 | 1455.6483 | 0
[7 empty] | 1084.6971 | 0 | 1457.0084 | 0 | 1455.7601 | 0 | 1455.7522 | 0
[7 empty] | 1084.7115 | 0 | 1457.1124 | 0 | 1455.864 | 0 | 1455.856 | 0
[7 empty] | 1084.726 | 0 | 1457.2164 | 0 | 1455.9679 | 0 | 1455.9598 | 0
[7 empty] | 1084.7404 | 0 | 1457.3204 | 0 | 1456.0717 | 0 | 1456.0637 | 0
[7 empty] | 1084.7548 | 0 | 1457.4246 | 0 | 1456.1755 | 0 | 1456.1675 | 0
[7 empty] | 1084.7692 | 0 | 1457.5286 | 0 | 1456.2794 | 0 | 1456.2714 | 0
[7 empty] | 1084.7836 | 0 | 1457.6327 | 0 | 1456.3834 | 0 | 1456.3754 | 0
[7 empty] | 1084.798 | 0 | 1457.7367 | 0 | 1456.4873 | 0 | 1456.4793 | 0
[7 empty] | 1084.8124 | 0 | 1457.8408 | 0 | 1456.5912 | 0 | 1456.5831 | 0
[7 empty] | 1084.8268 | 0 | 1457.945 | 0 | 1456.6952 | 0 | 1456.6871 | 0
[7 empty] | 1084.8412 | 0 | 1458.0491 | 0 | 1456.7991 | 0 | 1456.791 | 0
[7 empty] | 1084.8556 | 0 | 1458.1533 | 0 | 1456.9031 | 0 | 1456.895 | 0
[7 empty] | 1084.87 | 0 | 1458.2575 | 0 | 1457.0071 | 0 | 1456.999 | 0
[7 empty] | 1084.8844 | 0 | 1458.3616 | 0 | 1457.1111 | 0 | 1457.103 | 0
[7 empty] | 1084.8989 | 0 | 1458.4658 | 0 | 1457.2151 | 0 | 1457.207 | 0
[7 empty] | 1084.9133 | 0 | 1458.5701 | 0 | 1457.3191 | 0 | 1457.3112 | 0
[7 empty] | 1084.9277 | 0 | 1458.6743 | 0 | 1457.4232 | 0 | 1457.4152 | 0
[7 empty] | 1084.9421 | 0 | 1458.7784 | 0 | 1457.5272 | 0 | 1457.5192 | 0
[7 empty] | 1084.9565 | 0 | 1458.8828 | 0 | 1457.6314 | 0 | 1457.6233 | 0
[7 empty] | 1084.9709 | 0 | 1458.9871 | 0 | 1457.7355 | 0 | 1457.7274 | 0
[7 empty] | 1084.9854 | 0 | 1459.0913 | 0 | 1457.8395 | 0 | 1457.8315 | 0
[7 empty] | 1084.9998 | 0 | 1459.1957 | 0 | 1457.9436 | 0 | 1457.9357 | 0
[7 empty] | 1085.0142 | 0 | 1459.2999 | 0 | 1458.0478 | 0 | 1458.0398 | 0
[7 empty] | 1085.0286 | 0 | 1459.4043 | 0 | 1458.152 | 0 | 1458.1439 | 0
[7 empty] | 1085.0431 | 0 | 1459.5087 | 0 | 1458.2561 | 0 | 1458.248 | 0
[7 empty] | 1085.0575 | 0 | 1459.613 | 0 | 1458.3603 | 0 | 1458.3523 | 0
[7 empty] | 1085.0719 | 0 | 1459.7174 | 0 | 1458.4645 | 0 | 1458.4564 | 0
[7 empty] | 1085.0863 | 0 | 1459.8218 | 0 | 1458.5687 | 0 | 1458.5607 | 0
[7 empty] | 1085.1007 | 0 | 1459.9262 | 0 | 1458.673 | 0 | 1458.6649 | 0
[7 empty] | 1085.1151 | 0 | 1460.0306 | 0 | 1458.7772 | 0 | 1458.7692 | 0
[7 empty] | 1085.1295 | 0 | 1460.135 | 0 | 1458.8815 | 0 | 1458.8734 | 0
[7 empty] | 1085.1439 | 0 | 1460.2395 | 0 | 1458.9857 | 0 | 1458.9777 | 0
[7 empty] | 1085.1584 | 0 | 1460.344 | 0 | 1459.09 | 0 | 1459.0819 | 0
[7 empty] | 1085.1729 | 0 | 1460.4484 | 0 | 1459.1943 | 0 | 1459.1863 | 0
[7 empty] | 1085.1873 | 0 | 1460.553 | 0 | 1459.2986 | 0 | 1459.2905 | 0
[7 empty] | 1085.2017 | 0 | 1460.6575 | 0 | 1459.4029 | 0 | 1459.3949 | 0
[7 empty] | 1085.2161 | 0 | 1460.762 | 0 | 1459.5073 | 0 | 1459.4993 | 0
[7 empty] | 1085.2305 | 0 | 1460.8665 | 0 | 1459.6117 | 0 | 1459.6036 | 0
[7 empty] | 1085.245 | 0 | 1460.9711 | 0 | 1459.7161 | 0 | 1459.708 | 0
[7 empty] | 1085.2594 | 0 | 1461.0757 | 0 | 1459.8204 | 0 | 1459.8124 | 0
[7 empty] | 1085.2738 | 0 | 1461.1802 | 0 | 1459.9248 | 0 | 1459.9168 | 0
[7 empty] | 1085.2882 | 0 | 1461.2848 | 0 | 1460.0293 | 0 | 1460.0212 | 0
[7 empty] | 1085.3026 | 0 | 1461.3894 | 0 | 1460.1337 | 0 | 1460.1256 | 0
[7 empty] | 1085.317 | 0 | 1461.494 | 0 | 1460.2382 | 0 | 1460.2301 | 0
[7 empty] | 1085.3315 | 0 | 1461.5988 | 0 | 1460.3427 | 0 | 1460.3346 | 0
[7 empty] | 1085.3459 | 0 | 1461.7034 | 0 | 1460.4471 | 0 | 1460.4391 | 0
[7 empty] | 1085.3604 | 0 | 1461.8081 | 0 | 1460.5516 | 0 | 1460.5436 | 0
[7 empty] | 1085.3748 | 0 | 1461.9127 | 0 | 1460.6561 | 0 | 1460.6481 | 0
[7 empty] | 1085.3892 | 0 | 1462.0175 | 0 | 1460.7606 | 0 | 1460.7526 | 0
[7 empty] | 1085.4037 | 0 | 1462.1222 | 0 | 1460.8652 | 0 | 1460.8572 | 0
[7 empty] | 1085.4181 | 0 | 1462.2269 | 0 | 1460.9697 | 0 | 1460.9617 | 0
[7 empty] | 1085.4325 | 0 | 1462.3317 | 0 | 1461.0743 | 0 | 1461.0663 | 0
[7 empty] | 1085.4469 | 0 | 1462.4364 | 0 | 1461.179 | 0 | 1461.1709 | 0
[7 empty] | 1085.4613 | 0 | 1462.5413 | 0 | 1461.2834 | 0 | 1461.2754 | 0
[7 empty] | 1085.4758 | 0 | 1462.646 | 0 | 1461.3881 | 0 | 1461.38 | 0
[7 empty] | 1085.4902 | 0 | 1462.7508 | 0 | 1461.4928 | 0 | 1461.4847 | 0
[7 empty] | 1085.5046 | 0 | 1462.8556 | 0 | 1461.5974 | 0 | 1461.5894 | 0
[7 empty] | 1085.519 | 0 | 1462.9605 | 0 | 1461.702 | 0 | 1461.694 | 0
[7 empty] | 1085.5334 | 0 | 1463.0653 | 0 | 1461.8068 | 0 | 1461.7987 | 0
[7 empty] | 1085.548 | 0 | 1463.1702 | 0 | 1461.9114 | 0 | 1461.9033 | 0
[7 empty] | 1085.5624 | 0 | 1463.2751 | 0 | 1462.0161 | 0 | 1462.0081 | 0
[7 empty] | 1085.5768 | 0 | 1463.38 | 0 | 1462.1209 | 0 | 1462.1128 | 0
[7 empty] | 1085.5912 | 0 | 1463.4849 | 0 | 1462.2256 | 0 | 1462.2175 | 0
[7 empty] | 1085.6057 | 0 | 1463.5898 | 0 | 1462.3303 | 0 | 1462.3223 | 0
[7 empty] | 1085.6201 | 0 | 1463.6948 | 0 | 1462.4351 | 0 | 1462.427 | 0
[7 empty] | 1085.6345 | 0 | 1463.7998 | 0 | 1462.5399 | 0 | 1462.5319 | 0
[7 empty] | 1085.6489 | 0 | 1463.9048 | 0 | 1462.6446 | 0 | 1462.6366 | 0
[7 empty] | 1085.6635 | 0 | 1464.0098 | 0 | 1462.7495 | 0 | 1462.7415 | 0
[7 empty] | 1085.6779 | 0 | 1464.1147 | 0 | 1462.8544 | 0 | 1462.8463 | 0
[7 empty] | 1085.6923 | 0 | 1464.2197 | 0 | 1462.9591 | 0 | 1462.951 | 0
[7 empty] | 1085.7067 | 0 | 1464.3248 | 0 | 1463.064 | 0 | 1463.0559 | 0
[7 empty] | 1085.7212 | 0 | 1464.4298 | 0 | 1463.1689 | 0 | 1463.1608 | 0
[7 empty] | 1085.7356 | 0 | 1464.5349 | 0 | 1463.2738 | 0 | 1463.2658 | 0
[7 empty] | 1085.75 | 0 | 1464.64 | 0 | 1463.3787 | 0 | 1463.3706 | 0
[7 empty] | 1085.7645 | 0 | 1464.7451 | 0 | 1463.4836 | 0 | 1463.4756 | 0
[7 empty] | 1085.7789 | 0 | 1464.8502 | 0 | 1463.5885 | 0 | 1463.5804 | 0
[7 empty] | 1085.7933 | 0 | 1464.9553 | 0 | 1463.6935 | 0 | 1463.6854 | 0
[7 empty] | 1085.8077 | 0 | 1465.0604 | 0 | 1463.7985 | 0 | 1463.7904 | 0
[7 empty] | 1085.8223 | 0 | 1465.1656 | 0 | 1463.9034 | 0 | 1463.8954 | 0
[7 empty] | 1085.8367 | 0 | 1465.2707 | 0 | 1464.0084 | 0 | 1464.0004 | 0
[7 empty] | 1085.8511 | 0 | 1465.376 | 0 | 1464.1134 | 0 | 1464.1054 | 0
[7 empty] | 1085.8656 | 0 | 1465.4812 | 0 | 1464.2184 | 0 | 1464.2103 | 0
[7 empty] | 1085.88 | 0 | 1465.5864 | 0 | 1464.3235 | 0 | 1464.3154 | 0
[7 empty] | 1085.8944 | 0 | 1465.6916 | 0 | 1464.4285 | 0 | 1464.4204 | 0
[7 empty] | 1085.9088 | 0 | 1465.7969 | 0 | 1464.5336 | 0 | 1464.5255 | 0
[7 empty] | 1085.9233 | 0 | 1465.9022 | 0 | 1464.6387 | 0 | 1464.6306 | 0
[7 empty] | 1085.9377 | 0 | 1466.0075 | 0 | 1464.7438 | 0 | 1464.7357 | 0
[7 empty] | 1085.9521 | 0 | 1466.1128 | 0 | 1464.8489 | 0 | 1464.8408 | 0
[7 empty] | 1085.9667 | 0 | 1466.218 | 0 | 1464.954 | 0 | 1464.9459 | 0
[7 empty] | 1085.9811 | 0 | 1466.3234 | 0 | 1465.0592 | 0 | 1465.051 | 0
[7 empty] | 1085.9955 | 0 | 1466.4287 | 0 | 1465.1643 | 0 | 1465.1562 | 0
[7 empty] | 1086.01 | 0 | 1466.5341 | 0 | 1465.2695 | 0 | 1465.2613 | 0
[7 empty] | 1086.0244 | 0 | 1466.6394 | 0 | 1465.3746 | 0 | 1465.3666 | 0
[7 empty] | 1086.0388 | 0 | 1466.7449 | 0 | 1465.4799 | 0 | 1465.4718 | 0
[7 empty] | 1086.0533 | 0 | 1466.8502 | 0 | 1465.5851 | 0 | 1465.577 | 0
[7 empty] | 1086.0677 | 0 | 1466.9557 | 0 | 1465.6903 | 0 | 1465.6823 | 0
[7 empty] | 1086.0822 | 0 | 1467.061 | 0 | 1465.7955 | 0 | 1465.7875 | 0
[7 empty] | 1086.0967 | 0 | 1467.1665 | 0 | 1465.9009 | 0 | 1465.8928 | 0
[7 empty] | 1086.1111 | 0 | 1467.272 | 0 | 1466.0061 | 0 | 1465.998 | 0
[7 empty] | 1086.1255 | 0 | 1467.3774 | 0 | 1466.1115 | 0 | 1466.1034 | 0
[7 empty] | 1086.14 | 0 | 1467.4829 | 0 | 1466.2167 | 0 | 1466.2086 | 0
[7 empty] | 1086.1544 | 0 | 1467.5884 | 0 | 1466.322 | 0 | 1466.314 | 0
[7 empty] | 1086.1689 | 0 | 1467.694 | 0 | 1466.4274 | 0 | 1466.4193 | 0
[7 empty] | 1086.1834 | 0 | 1467.7994 | 0 | 1466.5327 | 0 | 1466.5247 | 0
[7 empty] | 1086.1978 | 0 | 1467.905 | 0 | 1466.6381 | 0 | 1466.63 | 0
[7 empty] | 1086.2123 | 0 | 1468.0106 | 0 | 1466.7435 | 0 | 1466.7353 | 0
[7 empty] | 1086.2267 | 0 | 1468.1162 | 0 | 1466.8489 | 0 | 1466.8408 | 0
[7 empty] | 1086.2411 | 0 | 1468.2218 | 0 | 1466.9543 | 0 | 1466.9462 | 0
[7 empty] | 1086.2556 | 0 | 1468.3274 | 0 | 1467.0597 | 0 | 1467.0516 | 0
[7 empty] | 1086.27 | 0 | 1468.433 | 0 | 1467.1652 | 0 | 1467.1571 | 0
[7 empty] | 1086.2845 | 0 | 1468.5387 | 0 | 1467.2706 | 0 | 1467.2626 | 0
[7 empty] | 1086.299 | 0 | 1468.6443 | 0 | 1467.3761 | 0 | 1467.368 | 0
[7 empty] | 1086.3134 | 0 | 1468.75 | 0 | 1467.4816 | 0 | 1467.4735 | 0
[7 empty] | 1086.3279 | 0 | 1468.8557 | 0 | 1467.5872 | 0 | 1467.579 | 0
[7 empty] | 1086.3423 | 0 | 1468.9614 | 0 | 1467.6926 | 0 | 1467.6846 | 0
[7 empty] | 1086.3568 | 0 | 1469.0671 | 0 | 1467.7982 | 0 | 1467.79 | 0
[7 empty] | 1086.3712 | 0 | 1469.1728 | 0 | 1467.9037 | 0 | 1467.8956 | 0
[7 empty] | 1086.3856 | 0 | 1469.2786 | 0 | 1468.0093 | 0 | 1468.0012 | 0
[7 empty] | 1086.4001 | 0 | 1469.3844 | 0 | 1468.1149 | 0 | 1468.1068 | 0
[7 empty] | 1086.4146 | 0 | 1469.4901 | 0 | 1468.2205 | 0 | 1468.2124 | 0
[7 empty] | 1086.4291 | 0 | 1469.5959 | 0 | 1468.326 | 0 | 1468.318 | 0
[7 empty] | 1086.4435 | 0 | 1469.7018 | 0 | 1468.4318 | 0 | 1468.4236 | 0
[7 empty] | 1086.4579 | 0 | 1469.8076 | 0 | 1468.5374 | 0 | 1468.5293 | 0
[7 empty] | 1086.4724 | 0 | 1469.9135 | 0 | 1468.6431 | 0 | 1468.6349 | 0
[7 empty] | 1086.4868 | 0 | 1470.0193 | 0 | 1468.7487 | 0 | 1468.7406 | 0
[7 empty] | 1086.5013 | 0 | 1470.1251 | 0 | 1468.8544 | 0 | 1468.8463 | 0
[7 empty] | 1086.5157 | 0 | 1470.2311 | 0 | 1468.9601 | 0 | 1468.952 | 0
[7 empty] | 1086.5303 | 0 | 1470.3369 | 0 | 1469.0658 | 0 | 1469.0577 | 0
[7 empty] | 1086.5447 | 0 | 1470.4429 | 0 | 1469.1715 | 0 | 1469.1635 | 0
[7 empty] | 1086.5592 | 0 | 1470.5488 | 0 | 1469.2772 | 0 | 1469.2692 | 0
[7 empty] | 1086.5736 | 0 | 1470.6548 | 0 | 1469.3831 | 0 | 1469.375 | 0
[7 empty] | 1086.588 | 0 | 1470.7607 | 0 | 1469.4888 | 0 | 1469.4807 | 0
[7 empty] | 1086.6025 | 0 | 1470.8667 | 0 | 1469.5946 | 0 | 1469.5865 | 0
[7 empty] | 1086.6169 | 0 | 1470.9727 | 0 | 1469.7004 | 0 | 1469.6924 | 0
[7 empty] | 1086.6315 | 0 | 1471.0786 | 0 | 1469.8063 | 0 | 1469.7981 | 0
[7 empty] | 1086.6459 | 0 | 1471.1847 | 0 | 1469.9121 | 0 | 1469.9041 | 0
[7 empty] | 1086.6604 | 0 | 1471.2908 | 0 | 1470.0179 | 0 | 1470.0099 | 0
[7 empty] | 1086.6748 | 0 | 1471.3967 | 0 | 1470.1238 | 0 | 1470.1157 | 0
[7 empty] | 1086.6893 | 0 | 1471.5028 | 0 | 1470.2297 | 0 | 1470.2216 | 0
[7 empty] | 1086.7037 | 0 | 1471.6089 | 0 | 1470.3356 | 0 | 1470.3275 | 0
[7 empty] | 1086.7183 | 0 | 1471.7151 | 0 | 1470.4415 | 0 | 1470.4335 | 0
[7 empty] | 1086.7327 | 0 | 1471.8212 | 0 | 1470.5475 | 0 | 1470.5393 | 0
[7 empty] | 1086.7472 | 0 | 1471.9272 | 0 | 1470.6534 | 0 | 1470.6453 | 0
[7 empty] | 1086.7616 | 0 | 1472.0334 | 0 | 1470.7594 | 0 | 1470.7512 | 0
[7 empty] | 1086.7761 | 0 | 1472.1397 | 0 | 1470.8654 | 0 | 1470.8573 | 0
[7 empty] | 1086.7905 | 0 | 1472.2457 | 0 | 1470.9713 | 0 | 1470.9633 | 0
[7 empty] | 1086.8051 | 0 | 1472.3519 | 0 | 1471.0774 | 0 | 1471.0692 | 0
[7 empty] | 1086.8195 | 0 | 1472.4581 | 0 | 1471.1834 | 0 | 1471.1753 | 0
[7 empty] | 1086.834 | 0 | 1472.5643 | 0 | 1471.2894 | 0 | 1471.2812 | 0
[7 empty] | 1086.8484 | 0 | 1472.6707 | 0 | 1471.3955 | 0 | 1471.3873 | 0
[7 empty] | 1086.8629 | 0 | 1472.7769 | 0 | 1471.5016 | 0 | 1471.4934 | 0
[7 empty] | 1086.8773 | 0 | 1472.8832 | 0 | 1471.6077 | 0 | 1471.5995 | 0
[7 empty] | 1086.8918 | 0 | 1472.9894 | 0 | 1471.7137 | 0 | 1471.7056 | 0
[7 empty] | 1086.9062 | 0 | 1473.0957 | 0 | 1471.8198 | 0 | 1471.8118 | 0
[7 empty] | 1086.9208 | 0 | 1473.202 | 0 | 1471.9259 | 0 | 1471.9179 | 0
[7 empty] | 1086.9352 | 0 | 1473.3084 | 0 | 1472.0321 | 0 | 1472.024 | 0
[7 empty] | 1086.9497 | 0 | 1473.4147 | 0 | 1472.1383 | 0 | 1472.1301 | 0
[7 empty] | 1086.9641 | 0 | 1473.5211 | 0 | 1472.2444 | 0 | 1472.2363 | 0
[7 empty] | 1086.9786 | 0 | 1473.6274 | 0 | 1472.3506 | 0 | 1472.3425 | 0
[7 empty] | 1086.993 | 0 | 1473.7339 | 0 | 1472.4568 | 0 | 1472.4487 | 0
[7 empty] | 1087.0076 | 0 | 1473.8402 | 0 | 1472.5631 | 0 | 1472.5549 | 0
[7 empty] | 1087.0221 | 0 | 1473.9467 | 0 | 1472.6693 | 0 | 1472.6613 | 0
[7 empty] | 1087.0365 | 0 | 1474.0531 | 0 | 1472.7755 | 0 | 1472.7675 | 0
[7 empty] | 1087.051 | 0 | 1474.1596 | 0 | 1472.8818 | 0 | 1472.8737 | 0
[7 empty] | 1087.0654 | 0 | 1474.266 | 0 | 1472.9882 | 0 | 1472.98 | 0
[7 empty] | 1087.08 | 0 | 1474.3726 | 0 | 1473.0944 | 0 | 1473.0863 | 0
[7 empty] | 1087.0944 | 0 | 1474.479 | 0 | 1473.2007 | 0 | 1473.1926 | 0
[7 empty] | 1087.1089 | 0 | 1474.5856 | 0 | 1473.307 | 0 | 1473.299 | 0
[7 empty] | 1087.1234 | 0 | 1474.692 | 0 | 1473.4135 | 0 | 1473.4053 | 0
[7 empty] | 1087.1378 | 0 | 1474.7986 | 0 | 1473.5198 | 0 | 1473.5116 | 0
[7 empty] | 1087.1523 | 0 | 1474.9052 | 0 | 1473.6261 | 0 | 1473.618 | 0
[7 empty] | 1087.1667 | 0 | 1475.0117 | 0 | 1473.7325 | 0 | 1473.7244 | 0
[7 empty] | 1087.1813 | 0 | 1475.1183 | 0 | 1473.839 | 0 | 1473.8308 | 0
[7 empty] | 1087.1957 | 0 | 1475.225 | 0 | 1473.9453 | 0 | 1473.9373 | 0
[7 empty] | 1087.2102 | 0 | 1475.3315 | 0 | 1474.0518 | 0 | 1474.0437 | 0
[7 empty] | 1087.2247 | 0 | 1475.4382 | 0 | 1474.1582 | 0 | 1474.1501 | 0
[7 empty] | 1087.2391 | 0 | 1475.5448 | 0 | 1474.2648 | 0 | 1474.2566 | 0
[7 empty] | 1087.2537 | 0 | 1475.6515 | 0 | 1474.3712 | 0 | 1474.363 | 0
[7 empty] | 1087.2681 | 0 | 1475.7582 | 0 | 1474.4777 | 0 | 1474.4696 | 0
[7 empty] | 1087.2826 | 0 | 1475.8649 | 0 | 1474.5842 | 0 | 1474.576 | 0
[7 empty] | 1087.2971 | 0 | 1475.9717 | 0 | 1474.6908 | 0 | 1474.6826 | 0
[7 empty] | 1087.3115 | 0 | 1476.0784 | 0 | 1474.7972 | 0 | 1474.7892 | 0
[7 empty] | 1087.3261 | 0 | 1476.1851 | 0 | 1474.9038 | 0 | 1474.8957 | 0
[7 empty] | 1087.3405 | 0 | 1476.2919 | 0 | 1475.0104 | 0 | 1475.0023 | 0
[7 empty] | 1087.355 | 0 | 1476.3987 | 0 | 1475.1171 | 0 | 1475.1089 | 0
[7 empty] | 1087.3695 | 0 | 1476.5054 | 0 | 1475.2236 | 0 | 1475.2154 | 0
[7 empty] | 1087.3839 | 0 | 1476.6122 | 0 | 1475.3302 | 0 | 1475.3221 | 0
[7 empty] | 1087.3984 | 0 | 1476.7191 | 0 | 1475.4369 | 0 | 1475.4287 | 0
[7 empty] | 1087.413 | 0 | 1476.8259 | 0 | 1475.5436 | 0 | 1475.5354 | 0
[7 empty] | 1087.4274 | 0 | 1476.9327 | 0 | 1475.6501 | 0 | 1475.6421 | 0
[7 empty] | 1087.4419 | 0 | 1477.0397 | 0 | 1475.7568 | 0 | 1475.7488 | 0
[7 empty] | 1087.4564 | 0 | 1477.1465 | 0 | 1475.8635 | 0 | 1475.8555 | 0
[7 empty] | 1087.4708 | 0 | 1477.2534 | 0 | 1475.9703 | 0 | 1475.9622 | 0
[7 empty] | 1087.4854 | 0 | 1477.3603 | 0 | 1476.077 | 0 | 1476.0689 | 0
[7 empty] | 1087.4999 | 0 | 1477.4673 | 0 | 1476.1837 | 0 | 1476.1757 | 0
[7 empty] | 1087.5143 | 0 | 1477.5742 | 0 | 1476.2905 | 0 | 1476.2825 | 0
[7 empty] | 1087.5288 | 0 | 1477.6811 | 0 | 1476.3973 | 0 | 1476.3892 | 0
[7 empty] | 1087.5433 | 0 | 1477.7881 | 0 | 1476.5041 | 0 | 1476.496 | 0
[7 empty] | 1087.5577 | 0 | 1477.8951 | 0 | 1476.611 | 0 | 1476.6028 | 0
[7 empty] | 1087.5723 | 0 | 1478.0022 | 0 | 1476.7178 | 0 | 1476.7096 | 0
[7 empty] | 1087.5868 | 0 | 1478.1091 | 0 | 1476.8246 | 0 | 1476.8164 | 0
[7 empty] | 1087.6012 | 0 | 1478.2162 | 0 | 1476.9314 | 0 | 1476.9233 | 0
[7 empty] | 1087.6157 | 0 | 1478.3232 | 0 | 1477.0383 | 0 | 1477.0302 | 0
[7 empty] | 1087.6302 | 0 | 1478.4303 | 0 | 1477.1451 | 0 | 1477.1371 | 0
[7 empty] | 1087.6447 | 0 | 1478.5375 | 0 | 1477.2521 | 0 | 1477.2439 | 0
[7 empty] | 1087.6592 | 0 | 1478.6445 | 0 | 1477.359 | 0 | 1477.3508 | 0
[7 empty] | 1087.6737 | 0 | 1478.7516 | 0 | 1477.4659 | 0 | 1477.4578 | 0
[7 empty] | 1087.6881 | 0 | 1478.8588 | 0 | 1477.5729 | 0 | 1477.5647 | 0
[7 empty] | 1087.7026 | 0 | 1478.9659 | 0 | 1477.6798 | 0 | 1477.6717 | 0
[7 empty] | 1087.7172 | 0 | 1479.0731 | 0 | 1477.7869 | 0 | 1477.7787 | 0
[7 empty] | 1087.7316 | 0 | 1479.1803 | 0 | 1477.8938 | 0 | 1477.8856 | 0
[7 empty] | 1087.7461 | 0 | 1479.2875 | 0 | 1478.0008 | 0 | 1477.9927 | 0
[7 empty] | 1087.7606 | 0 | 1479.3946 | 0 | 1478.1078 | 0 | 1478.0997 | 0
[7 empty] | 1087.7751 | 0 | 1479.5018 | 0 | 1478.2148 | 0 | 1478.2068 | 0
[7 empty] | 1087.7896 | 0 | 1479.6091 | 0 | 1478.3219 | 0 | 1478.3138 | 0
[7 empty] | 1087.8041 | 0 | 1479.7164 | 0 | 1478.429 | 0 | 1478.4209 | 0
[7 empty] | 1087.8186 | 0 | 1479.8236 | 0 | 1478.5361 | 0 | 1478.5279 | 0
[7 empty] | 1087.833 | 0 | 1479.9309 | 0 | 1478.6432 | 0 | 1478.635 | 0
[7 empty] | 1087.8475 | 0 | 1480.0382 | 0 | 1478.7502 | 0 | 1478.7422 | 0
[7 empty] | 1087.8621 | 0 | 1480.1456 | 0 | 1478.8574 | 0 | 1478.8492 | 0
[7 empty] | 1087.8766 | 0 | 1480.2529 | 0 | 1478.9646 | 0 | 1478.9564 | 0
[7 empty] | 1087.891 | 0 | 1480.3602 | 0 | 1479.0718 | 0 | 1479.0636 | 0
[7 empty] | 1087.9055 | 0 | 1480.4677 | 0 | 1479.179 | 0 | 1479.1708 | 0
[7 empty] | 1087.92 | 0 | 1480.5749 | 0 | 1479.2861 | 0 | 1479.2779 | 0
[7 empty] | 1087.9346 | 0 | 1480.6824 | 0 | 1479.3933 | 0 | 1479.3853 | 0
[7 empty] | 1087.949 | 0 | 1480.7898 | 0 | 1479.5006 | 0 | 1479.4924 | 0
[7 empty] | 1087.9635 | 0 | 1480.8972 | 0 | 1479.6078 | 0 | 1479.5996 | 0
[7 empty] | 1087.978 | 0 | 1481.0046 | 0 | 1479.7151 | 0 | 1479.7069 | 0
[7 empty] | 1087.9926 | 0 | 1481.1122 | 0 | 1479.8224 | 0 | 1479.8142 | 0
[7 empty] | 1088.007 | 0 | 1481.2196 | 0 | 1479.9296 | 0 | 1479.9215 | 0
[7 empty] | 1088.0215 | 0 | 1481.3272 | 0 | 1480.0369 | 0 | 1480.0288 | 0
[7 empty] | 1088.036 | 0 | 1481.4346 | 0 | 1480.1443 | 0 | 1480.1361 | 0
[7 empty] | 1088.0505 | 0 | 1481.5421 | 0 | 1480.2516 | 0 | 1480.2434 | 0
[7 empty] | 1088.0651 | 0 | 1481.6497 | 0 | 1480.3589 | 0 | 1480.3508 | 0
[7 empty] | 1088.0795 | 0 | 1481.7572 | 0 | 1480.4663 | 0 | 1480.4581 | 0
[7 empty] | 1088.094 | 0 | 1481.8647 | 0 | 1480.5737 | 0 | 1480.5656 | 0
[7 empty] | 1088.1085 | 0 | 1481.9724 | 0 | 1480.681 | 0 | 1480.673 | 0
[7 empty] | 1088.123 | 0 | 1482.08 | 0 | 1480.7885 | 0 | 1480.7804 | 0
[7 empty] | 1088.1375 | 0 | 1482.1876 | 0 | 1480.8959 | 0 | 1480.8878 | 0
[7 empty] | 1088.152 | 0 | 1482.2953 | 0 | 1481.0033 | 0 | 1480.9952 | 0
[7 empty] | 1088.1665 | 0 | 1482.4028 | 0 | 1481.1108 | 0 | 1481.1027 | 0
[7 empty] | 1088.181 | 0 | 1482.5105 | 0 | 1481.2183 | 0 | 1481.2101 | 0
[7 empty] | 1088.1956 | 0 | 1482.6182 | 0 | 1481.3258 | 0 | 1481.3176 | 0
[7 empty] | 1088.21 | 0 | 1482.726 | 0 | 1481.4332 | 0 | 1481.4252 | 0
[7 empty] | 1088.2245 | 0 | 1482.8336 | 0 | 1481.5408 | 0 | 1481.5327 | 0
[7 empty] | 1088.239 | 0 | 1482.9413 | 0 | 1481.6483 | 0 | 1481.6401 | 0
[7 empty] | 1088.2535 | 0 | 1483.0491 | 0 | 1481.7559 | 0 | 1481.7478 | 0
[7 empty] | 1088.2681 | 0 | 1483.1569 | 0 | 1481.8634 | 0 | 1481.8554 | 0
[7 empty] | 1088.2826 | 0 | 1483.2647 | 0 | 1481.9711 | 0 | 1481.9629 | 0
[7 empty] | 1088.297 | 0 | 1483.3724 | 0 | 1482.0786 | 0 | 1482.0706 | 0
[7 empty] | 1088.3115 | 0 | 1483.4802 | 0 | 1482.1863 | 0 | 1482.1781 | 0
[7 empty] | 1088.3261 | 0 | 1483.588 | 0 | 1482.2939 | 0 | 1482.2858 | 0
[7 empty] | 1088.3406 | 0 | 1483.6958 | 0 | 1482.4015 | 0 | 1482.3934 | 0
[7 empty] | 1088.3551 | 0 | 1483.8037 | 0 | 1482.5092 | 0 | 1482.5011 | 0
[7 empty] | 1088.3696 | 0 | 1483.9116 | 0 | 1482.6168 | 0 | 1482.6088 | 0
[7 empty] | 1088.384 | 0 | 1484.0194 | 0 | 1482.7246 | 0 | 1482.7164 | 0
[7 empty] | 1088.3986 | 0 | 1484.1273 | 0 | 1482.8323 | 0 | 1482.8241 | 0
[7 empty] | 1088.4131 | 0 | 1484.2352 | 0 | 1482.9401 | 0 | 1482.9319 | 0
[7 empty] | 1088.4276 | 0 | 1484.3431 | 0 | 1483.0477 | 0 | 1483.0395 | 0
[7 empty] | 1088.4421 | 0 | 1484.4512 | 0 | 1483.1555 | 0 | 1483.1473 | 0
[7 empty] | 1088.4567 | 0 | 1484.5591 | 0 | 1483.2633 | 0 | 1483.2551 | 0
[7 empty] | 1088.4712 | 0 | 1484.6671 | 0 | 1483.3711 | 0 | 1483.3629 | 0
[7 empty] | 1088.4856 | 0 | 1484.775 | 0 | 1483.4789 | 0 | 1483.4707 | 0
[7 empty] | 1088.5001 | 0 | 1484.8831 | 0 | 1483.5867 | 0 | 1483.5785 | 0
[7 empty] | 1088.5146 | 0 | 1484.9911 | 0 | 1483.6946 | 0 | 1483.6864 | 0
[7 empty] | 1088.5292 | 0 | 1485.0991 | 0 | 1483.8024 | 0 | 1483.7942 | 0
[7 empty] | 1088.5437 | 0 | 1485.2071 | 0 | 1483.9103 | 0 | 1483.9021 | 0
[7 empty] | 1088.5582 | 0 | 1485.3153 | 0 | 1484.0181 | 0 | 1484.01 | 0
[7 empty] | 1088.5728 | 0 | 1485.4233 | 0 | 1484.126 | 0 | 1484.1179 | 0
[7 empty] | 1088.5873 | 0 | 1485.5315 | 0 | 1484.2339 | 0 | 1484.2258 | 0
[7 empty] | 1088.6018 | 0 | 1485.6395 | 0 | 1484.3418 | 0 | 1484.3337 | 0
[7 empty] | 1088.6162 | 0 | 1485.7477 | 0 | 1484.4498 | 0 | 1484.4416 | 0
[7 empty] | 1088.6307 | 0 | 1485.8558 | 0 | 1484.5577 | 0 | 1484.5496 | 0
[7 empty] | 1088.6453 | 0 | 1485.964 | 0 | 1484.6658 | 0 | 1484.6576 | 0
[7 empty] | 1088.6598 | 0 | 1486.0721 | 0 | 1484.7737 | 0 | 1484.7656 | 0
[7 empty] | 1088.6743 | 0 | 1486.1804 | 0 | 1484.8817 | 0 | 1484.8735 | 0
[7 empty] | 1088.6888 | 0 | 1486.2886 | 0 | 1484.9897 | 0 | 1484.9816 | 0
[7 empty] | 1088.7034 | 0 | 1486.3969 | 0 | 1485.0978 | 0 | 1485.0896 | 0
[7 empty] | 1088.7179 | 0 | 1486.5051 | 0 | 1485.2058 | 0 | 1485.1976 | 0
[7 empty] | 1088.7324 | 0 | 1486.6133 | 0 | 1485.314 | 0 | 1485.3058 | 0
[7 empty] | 1088.7469 | 0 | 1486.7216 | 0 | 1485.422 | 0 | 1485.4138 | 0
[7 empty] | 1088.7615 | 0 | 1486.8298 | 0 | 1485.5302 | 0 | 1485.522 | 0
[7 empty] | 1088.776 | 0 | 1486.9382 | 0 | 1485.6382 | 0 | 1485.63 | 0
[7 empty] | 1088.7904 | 0 | 1487.0465 | 0 | 1485.7463 | 0 | 1485.7382 | 0
[7 empty] | 1088.8049 | 0 | 1487.1549 | 0 | 1485.8545 | 0 | 1485.8463 | 0
[7 empty] | 1088.8195 | 0 | 1487.2632 | 0 | 1485.9626 | 0 | 1485.9545 | 0
[7 empty] | 1088.834 | 0 | 1487.3716 | 0 | 1486.0708 | 0 | 1486.0627 | 0
[7 empty] | 1088.8485 | 0 | 1487.48 | 0 | 1486.1791 | 0 | 1486.1709 | 0
[7 empty] | 1088.863 | 0 | 1487.5884 | 0 | 1486.2872 | 0 | 1486.2791 | 0
[7 empty] | 1088.8776 | 0 | 1487.6968 | 0 | 1486.3955 | 0 | 1486.3873 | 0
[7 empty] | 1088.8921 | 0 | 1487.8052 | 0 | 1486.5038 | 0 | 1486.4956 | 0
[7 empty] | 1088.9066 | 0 | 1487.9137 | 0 | 1486.6119 | 0 | 1486.6039 | 0
[7 empty] | 1088.9211 | 0 | 1488.0221 | 0 | 1486.7202 | 0 | 1486.712 | 0
[7 empty] | 1088.9357 | 0 | 1488.1306 | 0 | 1486.8286 | 0 | 1486.8204 | 0
[7 empty] | 1088.9502 | 0 | 1488.2391 | 0 | 1486.9369 | 0 | 1486.9287 | 0
[7 empty] | 1088.9647 | 0 | 1488.3477 | 0 | 1487.0452 | 0 | 1487.037 | 0
[7 empty] | 1088.9792 | 0 | 1488.4562 | 0 | 1487.1536 | 0 | 1487.1454 | 0
[7 empty] | 1088.9938 | 0 | 1488.5647 | 0 | 1487.2618 | 0 | 1487.2537 | 0
[7 empty] | 1089.0083 | 0 | 1488.6732 | 0 | 1487.3702 | 0 | 1487.3621 | 0
[7 empty] | 1089.0228 | 0 | 1488.7819 | 0 | 1487.4786 | 0 | 1487.4705 | 0
[7 empty] | 1089.0374 | 0 | 1488.8904 | 0 | 1487.587 | 0 | 1487.5789 | 0
[7 empty] | 1089.0519 | 0 | 1488.999 | 0 | 1487.6954 | 0 | 1487.6873 | 0
[7 empty] | 1089.0664 | 0 | 1489.1077 | 0 | 1487.8038 | 0 | 1487.7957 | 0
[7 empty] | 1089.0809 | 0 | 1489.2163 | 0 | 1487.9124 | 0 | 1487.9042 | 0
[7 empty] | 1089.0955 | 0 | 1489.3249 | 0 | 1488.0207 | 0 | 1488.0126 | 0
[7 empty] | 1089.11 | 0 | 1489.4336 | 0 | 1488.1293 | 0 | 1488.1211 | 0
[7 empty] | 1089.1245 | 0 | 1489.5422 | 0 | 1488.2378 | 0 | 1488.2296 | 0
[7 empty] | 1089.139 | 0 | 1489.651 | 0 | 1488.3463 | 0 | 1488.3381 | 0
[7 empty] | 1089.1536 | 0 | 1489.7598 | 0 | 1488.4548 | 0 | 1488.4467 | 0
[7 empty] | 1089.1681 | 0 | 1489.8684 | 0 | 1488.5633 | 0 | 1488.5552 | 0
[7 empty] | 1089.1826 | 0 | 1489.9772 | 0 | 1488.6719 | 0 | 1488.6637 | 0
[7 empty] | 1089.1971 | 0 | 1490.0859 | 0 | 1488.7805 | 0 | 1488.7723 | 0
[7 empty] | 1089.2117 | 0 | 1490.1947 | 0 | 1488.889 | 0 | 1488.8809 | 0
[7 empty] | 1089.2262 | 0 | 1490.3036 | 0 | 1488.9977 | 0 | 1488.9895 | 0
[7 empty] | 1089.2407 | 0 | 1490.4124 | 0 | 1489.1063 | 0 | 1489.0981 | 0
[7 empty] | 1089.2552 | 0 | 1490.5212 | 0 | 1489.215 | 0 | 1489.2068 | 0
[7 empty] | 1089.2698 | 0 | 1490.63 | 0 | 1489.3236 | 0 | 1489.3154 | 0
[7 empty] | 1089.2843 | 0 | 1490.7389 | 0 | 1489.4323 | 0 | 1489.4241 | 0
[7 empty] | 1089.2988 | 0 | 1490.8478 | 0 | 1489.5409 | 0 | 1489.5327 | 0
[7 empty] | 1089.3134 | 0 | 1490.9567 | 0 | 1489.6497 | 0 | 1489.6415 | 0
[7 empty] | 1089.3279 | 0 | 1491.0656 | 0 | 1489.7584 | 0 | 1489.7502 | 0
[7 empty] | 1089.3424 | 0 | 1491.1744 | 0 | 1489.8671 | 0 | 1489.8589 | 0
[7 empty] | 1089.3569 | 0 | 1491.2834 | 0 | 1489.9758 | 0 | 1489.9677 | 0
[7 empty] | 1089.3716 | 0 | 1491.3923 | 0 | 1490.0846 | 0 | 1490.0764 | 0
[7 empty] | 1089.3861 | 0 | 1491.5013 | 0 | 1490.1934 | 0 | 1490.1852 | 0
[7 empty] | 1089.4006 | 0 | 1491.6103 | 0 | 1490.3022 | 0 | 1490.2941 | 0
[7 empty] | 1089.4152 | 0 | 1491.7194 | 0 | 1490.411 | 0 | 1490.4028 | 0
[7 empty] | 1089.4297 | 0 | 1491.8284 | 0 | 1490.5199 | 0 | 1490.5116 | 0
[7 empty] | 1089.4442 | 0 | 1491.9374 | 0 | 1490.6287 | 0 | 1490.6205 | 0
[7 empty] | 1089.4587 | 0 | 1492.0465 | 0 | 1490.7376 | 0 | 1490.7294 | 0
[7 empty] | 1089.4733 | 0 | 1492.1555 | 0 | 1490.8464 | 0 | 1490.8383 | 0
[7 empty] | 1089.4878 | 0 | 1492.2647 | 0 | 1490.9553 | 0 | 1490.9471 | 0
[7 empty] | 1089.5023 | 0 | 1492.3737 | 0 | 1491.0642 | 0 | 1491.056 | 0
[7 empty] | 1089.5168 | 0 | 1492.4828 | 0 | 1491.1731 | 0 | 1491.1649 | 0
[7 empty] | 1089.5314 | 0 | 1492.5919 | 0 | 1491.2821 | 0 | 1491.2739 | 0
[7 empty] | 1089.546 | 0 | 1492.701 | 0 | 1491.391 | 0 | 1491.3828 | 0
[7 empty] | 1089.5605 | 0 | 1492.8103 | 0 | 1491.5 | 0 | 1491.4918 | 0
[7 empty] | 1089.5751 | 0 | 1492.9194 | 0 | 1491.609 | 0 | 1491.6008 | 0
[7 empty] | 1089.5896 | 0 | 1493.0287 | 0 | 1491.718 | 0 | 1491.7098 | 0
[7 empty] | 1089.6041 | 0 | 1493.1378 | 0 | 1491.827 | 0 | 1491.8189 | 0
[7 empty] | 1089.6187 | 0 | 1493.2471 | 0 | 1491.936 | 0 | 1491.9279 | 0
[7 empty] | 1089.6332 | 0 | 1493.3563 | 0 | 1492.0452 | 0 | 1492.0369 | 0
[7 empty] | 1089.6477 | 0 | 1493.4656 | 0 | 1492.1542 | 0 | 1492.146 | 0
[7 empty] | 1089.6622 | 0 | 1493.5748 | 0 | 1492.2633 | 0 | 1492.2551 | 0
[7 empty] | 1089.6769 | 0 | 1493.6842 | 0 | 1492.3723 | 0 | 1492.3641 | 0
[7 empty] | 1089.6914 | 0 | 1493.7935 | 0 | 1492.4814 | 0 | 1492.4733 | 0
[7 empty] | 1089.7059 | 0 | 1493.9028 | 0 | 1492.5906 | 0 | 1492.5824 | 0
[7 empty] | 1089.7205 | 0 | 1494.0121 | 0 | 1492.6997 | 0 | 1492.6915 | 0
[7 empty] | 1089.735 | 0 | 1494.1215 | 0 | 1492.809 | 0 | 1492.8008 | 0
[7 empty] | 1089.7495 | 0 | 1494.2308 | 0 | 1492.9181 | 0 | 1492.9099 | 0
[7 empty] | 1089.764 | 0 | 1494.3402 | 0 | 1493.0273 | 0 | 1493.0192 | 0
[7 empty] | 1089.7787 | 0 | 1494.4496 | 0 | 1493.1365 | 0 | 1493.1283 | 0
[7 empty] | 1089.7932 | 0 | 1494.5591 | 0 | 1493.2457 | 0 | 1493.2376 | 0
[7 empty] | 1089.8077 | 0 | 1494.6685 | 0 | 1493.355 | 0 | 1493.3468 | 0
[7 empty] | 1089.8223 | 0 | 1494.7779 | 0 | 1493.4642 | 0 | 1493.4561 | 0
[7 empty] | 1089.8368 | 0 | 1494.8874 | 0 | 1493.5735 | 0 | 1493.5653 | 0
[7 empty] | 1089.8513 | 0 | 1494.9969 | 0 | 1493.6829 | 0 | 1493.6746 | 0
[7 empty] | 1089.866 | 0 | 1495.1064 | 0 | 1493.7921 | 0 | 1493.7839 | 0
[7 empty] | 1089.8805 | 0 | 1495.2159 | 0 | 1493.9015 | 0 | 1493.8932 | 0
[7 empty] | 1089.895 | 0 | 1495.3254 | 0 | 1494.0107 | 0 | 1494.0026 | 0
[7 empty] | 1089.9095 | 0 | 1495.4349 | 0 | 1494.1201 | 0 | 1494.1119 | 0
[7 empty] | 1089.9241 | 0 | 1495.5446 | 0 | 1494.2295 | 0 | 1494.2213 | 0
[7 empty] | 1089.9386 | 0 | 1495.6542 | 0 | 1494.3389 | 0 | 1494.3307 | 0
[7 empty] | 1089.9532 | 0 | 1495.7637 | 0 | 1494.4482 | 0 | 1494.4401 | 0
[7 empty] | 1089.9678 | 0 | 1495.8733 | 0 | 1494.5577 | 0 | 1494.5496 | 0
[7 empty] | 1089.9823 | 0 | 1495.9829 | 0 | 1494.6671 | 0 | 1494.6589 | 0
[7 empty] | 1089.9968 | 0 | 1496.0927 | 0 | 1494.7766 | 0 | 1494.7684 | 0
[7 empty] | 1090.0114 | 0 | 1496.2023 | 0 | 1494.8861 | 0 | 1494.8778 | 0
[7 empty] | 1090.026 | 0 | 1496.3119 | 0 | 1494.9956 | 0 | 1494.9873 | 0
[7 empty] | 1090.0405 | 0 | 1496.4216 | 0 | 1495.1051 | 0 | 1495.0968 | 0
[7 empty] | 1090.0551 | 0 | 1496.5314 | 0 | 1495.2146 | 0 | 1495.2064 | 0
[7 empty] | 1090.0696 | 0 | 1496.6411 | 0 | 1495.3241 | 0 | 1495.3159 | 0
[7 empty] | 1090.0842 | 0 | 1496.7508 | 0 | 1495.4336 | 0 | 1495.4254 | 0
[7 empty] | 1090.0988 | 0 | 1496.8606 | 0 | 1495.5432 | 0 | 1495.535 | 0
[7 empty] | 1090.1133 | 0 | 1496.9703 | 0 | 1495.6528 | 0 | 1495.6445 | 0
[7 empty] | 1090.1278 | 0 | 1497.0801 | 0 | 1495.7623 | 0 | 1495.7541 | 0
[7 empty] | 1090.1423 | 0 | 1497.1899 | 0 | 1495.8719 | 0 | 1495.8638 | 0
[7 empty] | 1090.157 | 0 | 1497.2998 | 0 | 1495.9816 | 0 | 1495.9734 | 0
[7 empty] | 1090.1715 | 0 | 1497.4096 | 0 | 1496.0913 | 0 | 1496.083 | 0
[7 empty] | 1090.186 | 0 | 1497.5194 | 0 | 1496.2009 | 0 | 1496.1927 | 0
[7 empty] | 1090.2006 | 0 | 1497.6293 | 0 | 1496.3105 | 0 | 1496.3024 | 0
[7 empty] | 1090.2152 | 0 | 1497.7393 | 0 | 1496.4203 | 0 | 1496.4121 | 0
[7 empty] | 1090.2297 | 0 | 1497.8491 | 0 | 1496.53 | 0 | 1496.5219 | 0
[7 empty] | 1090.2443 | 0 | 1497.959 | 0 | 1496.6398 | 0 | 1496.6315 | 0
[7 empty] | 1090.2588 | 0 | 1498.069 | 0 | 1496.7495 | 0 | 1496.7412 | 0
[7 empty] | 1090.2734 | 0 | 1498.179 | 0 | 1496.8592 | 0 | 1496.851 | 0
[7 empty] | 1090.288 | 0 | 1498.2888 | 0 | 1496.969 | 0 | 1496.9608 | 0
[7 empty] | 1090.3025 | 0 | 1498.3988 | 0 | 1497.0787 | 0 | 1497.0706 | 0
[7 empty] | 1090.317 | 0 | 1498.5089 | 0 | 1497.1886 | 0 | 1497.1804 | 0
[7 empty] | 1090.3317 | 0 | 1498.6189 | 0 | 1497.2985 | 0 | 1497.2902 | 0
[7 empty] | 1090.3462 | 0 | 1498.7289 | 0 | 1497.4082 | 0 | 1497.4 | 0
[7 empty] | 1090.3607 | 0 | 1498.839 | 0 | 1497.5181 | 0 | 1497.5099 | 0
[7 empty] | 1090.3754 | 0 | 1498.949 | 0 | 1497.6279 | 0 | 1497.6198 | 0
[7 empty] | 1090.3899 | 0 | 1499.0591 | 0 | 1497.7378 | 0 | 1497.7296 | 0
[7 empty] | 1090.4044 | 0 | 1499.1692 | 0 | 1497.8478 | 0 | 1497.8396 | 0
[7 empty] | 1090.4189 | 0 | 1499.2793 | 0 | 1497.9576 | 0 | 1497.9495 | 0
[7 empty] | 1090.4336 | 0 | 1499.3894 | 0 | 1498.0676 | 0 | 1498.0594 | 0
[7 empty] | 1090.4481 | 0 | 1499.4995 | 0 | 1498.1776 | 0 | 1498.1693 | 0
[7 empty] | 1090.4626 | 0 | 1499.6097 | 0 | 1498.2875 | 0 | 1498.2793 | 0
[7 empty] | 1090.4773 | 0 | 1499.7198 | 0 | 1498.3975 | 0 | 1498.3893 | 0
[7 empty] | 1090.4918 | 0 | 1499.8301 | 0 | 1498.5075 | 0 | 1498.4993 | 0
[7 empty] | 1090.5063 | 0 | 1499.9403 | 0 | 1498.6175 | 0 | 1498.6092 | 0
[7 empty] | 1090.521 | 0 | 1500.0505 | 0 | 1498.7275 | 0 | 1498.7194 | 0
[7 empty] | 1090.5355 | 0 | 1500.1608 | 0 | 1498.8376 | 0 | 1498.8293 | 0
[7 empty] | 1090.55 | 0 | 1500.271 | 0 | 1498.9476 | 0 | 1498.9395 | 0
[7 empty] | 1090.5647 | 0 | 1500.3814 | 0 | 1499.0577 | 0 | 1499.0496 | 0
[7 empty] | 1090.5792 | 0 | 1500.4916 | 0 | 1499.1679 | 0 | 1499.1597 | 0
[7 empty] | 1090.5938 | 0 | 1500.6019 | 0 | 1499.2779 | 0 | 1499.2698 | 0
[7 empty] | 1090.6084 | 0 | 1500.7122 | 0 | 1499.3881 | 0 | 1499.3799 | 0
[7 empty] | 1090.6229 | 0 | 1500.8225 | 0 | 1499.4982 | 0 | 1499.49 | 0
[7 empty] | 1090.6375 | 0 | 1500.9329 | 0 | 1499.6084 | 0 | 1499.6001 | 0
[7 empty] | 1090.6521 | 0 | 1501.0433 | 0 | 1499.7185 | 0 | 1499.7103 | 0
[7 empty] | 1090.6666 | 0 | 1501.1537 | 0 | 1499.8287 | 0 | 1499.8206 | 0
[7 empty] | 1090.6812 | 0 | 1501.264 | 0 | 1499.939 | 0 | 1499.9308 | 0
[7 empty] | 1090.6958 | 0 | 1501.3745 | 0 | 1500.0492 | 0 | 1500.041 | 0
[7 empty] | 1090.7103 | 0 | 1501.485 | 0 | 1500.1594 | 0 | 1500.1512 | 0
[7 empty] | 1090.7249 | 0 | 1501.5953 | 0 | 1500.2696 | 0 | 1500.2615 | 0
[7 empty] | 1090.7395 | 0 | 1501.7058 | 0 | 1500.38 | 0 | 1500.3717 | 0
[7 empty] | 1090.754 | 0 | 1501.8163 | 0 | 1500.4902 | 0 | 1500.4821 | 0
[7 empty] | 1090.7686 | 0 | 1501.9269 | 0 | 1500.6006 | 0 | 1500.5923 | 0
[7 empty] | 1090.7832 | 0 | 1502.0374 | 0 | 1500.7108 | 0 | 1500.7026 | 0
[7 empty] | 1090.7977 | 0 | 1502.1478 | 0 | 1500.8212 | 0 | 1500.813 | 0
[7 empty] | 1090.8124 | 0 | 1502.2584 | 0 | 1500.9315 | 0 | 1500.9233 | 0
[7 empty] | 1090.8269 | 0 | 1502.369 | 0 | 1501.0419 | 0 | 1501.0337 | 0
[7 empty] | 1090.8414 | 0 | 1502.4796 | 0 | 1501.1523 | 0 | 1501.144 | 0
[7 empty] | 1090.8561 | 0 | 1502.5902 | 0 | 1501.2627 | 0 | 1501.2545 | 0
[7 empty] | 1090.8706 | 0 | 1502.7008 | 0 | 1501.3732 | 0 | 1501.3649 | 0
[7 empty] | 1090.8851 | 0 | 1502.8114 | 0 | 1501.4835 | 0 | 1501.4753 | 0
[7 empty] | 1090.8998 | 0 | 1502.9221 | 0 | 1501.594 | 0 | 1501.5858 | 0
[7 empty] | 1090.9143 | 0 | 1503.0327 | 0 | 1501.7045 | 0 | 1501.6963 | 0
[7 empty] | 1090.929 | 0 | 1503.1434 | 0 | 1501.8149 | 0 | 1501.8068 | 0
[7 empty] | 1090.9435 | 0 | 1503.2541 | 0 | 1501.9255 | 0 | 1501.9172 | 0
[7 empty] | 1090.958 | 0 | 1503.3649 | 0 | 1502.036 | 0 | 1502.0277 | 0
[7 empty] | 1090.9727 | 0 | 1503.4756 | 0 | 1502.1465 | 0 | 1502.1383 | 0
[7 empty] | 1090.9872 | 0 | 1503.5863 | 0 | 1502.2571 | 0 | 1502.2489 | 0
[7 empty] | 1091.0018 | 0 | 1503.697 | 0 | 1502.3677 | 0 | 1502.3594 | 0
[7 empty] | 1091.0164 | 0 | 1503.8079 | 0 | 1502.4783 | 0 | 1502.47 | 0
[7 empty] | 1091.031 | 0 | 1503.9186 | 0 | 1502.5889 | 0 | 1502.5806 | 0
[7 empty] | 1091.0455 | 0 | 1504.0294 | 0 | 1502.6995 | 0 | 1502.6912 | 0
[7 empty] | 1091.0601 | 0 | 1504.1403 | 0 | 1502.8101 | 0 | 1502.8019 | 0
[7 empty] | 1091.0747 | 0 | 1504.2511 | 0 | 1502.9208 | 0 | 1502.9125 | 0
[7 empty] | 1091.0892 | 0 | 1504.3619 | 0 | 1503.0314 | 0 | 1503.0232 | 0
[7 empty] | 1091.1039 | 0 | 1504.4729 | 0 | 1503.1421 | 0 | 1503.1338 | 0
[7 empty] | 1091.1184 | 0 | 1504.5837 | 0 | 1503.2528 | 0 | 1503.2445 | 0
[7 empty] | 1091.1331 | 0 | 1504.6947 | 0 | 1503.3635 | 0 | 1503.3552 | 0
[7 empty] | 1091.1476 | 0 | 1504.8055 | 0 | 1503.4742 | 0 | 1503.4659 | 0
[7 empty] | 1091.1622 | 0 | 1504.9165 | 0 | 1503.585 | 0 | 1503.5767 | 0
[7 empty] | 1091.1768 | 0 | 1505.0275 | 0 | 1503.6957 | 0 | 1503.6875 | 0
[7 empty] | 1091.1913 | 0 | 1505.1384 | 0 | 1503.8065 | 0 | 1503.7982 | 0
[7 empty] | 1091.2059 | 0 | 1505.2494 | 0 | 1503.9172 | 0 | 1503.9091 | 0
[7 empty] | 1091.2205 | 0 | 1505.3605 | 0 | 1504.0281 | 0 | 1504.0199 | 0
[7 empty] | 1091.2351 | 0 | 1505.4714 | 0 | 1504.1389 | 0 | 1504.1306 | 0
[7 empty] | 1091.2496 | 0 | 1505.5825 | 0 | 1504.2498 | 0 | 1504.2416 | 0
[7 empty] | 1091.2643 | 0 | 1505.6936 | 0 | 1504.3606 | 0 | 1504.3524 | 0
[7 empty] | 1091.2788 | 0 | 1505.8047 | 0 | 1504.4714 | 0 | 1504.4633 | 0
[7 empty] | 1091.2935 | 0 | 1505.9158 | 0 | 1504.5824 | 0 | 1504.5741 | 0
[7 empty] | 1091.308 | 0 | 1506.0269 | 0 | 1504.6932 | 0 | 1504.6851 | 0
[7 empty] | 1091.3226 | 0 | 1506.1379 | 0 | 1504.8042 | 0 | 1504.796 | 0
[7 empty] | 1091.3372 | 0 | 1506.249 | 0 | 1504.9152 | 0 | 1504.9069 | 0
[7 empty] | 1091.3518 | 0 | 1506.3602 | 0 | 1505.0261 | 0 | 1505.0178 | 0
[7 empty] | 1091.3663 | 0 | 1506.4714 | 0 | 1505.1371 | 0 | 1505.1289 | 0
[7 empty] | 1091.381 | 0 | 1506.5826 | 0 | 1505.248 | 0 | 1505.2399 | 0
[7 empty] | 1091.3955 | 0 | 1506.6939 | 0 | 1505.3591 | 0 | 1505.3508 | 0
[7 empty] | 1091.4102 | 0 | 1506.805 | 0 | 1505.4701 | 0 | 1505.4619 | 0
[7 empty] | 1091.4247 | 0 | 1506.9163 | 0 | 1505.5812 | 0 | 1505.5729 | 0
[7 empty] | 1091.4393 | 0 | 1507.0275 | 0 | 1505.6923 | 0 | 1505.684 | 0
[7 empty] | 1091.4539 | 0 | 1507.1388 | 0 | 1505.8032 | 0 | 1505.795 | 0
[7 empty] | 1091.4685 | 0 | 1507.2501 | 0 | 1505.9143 | 0 | 1505.9061 | 0
[7 empty] | 1091.483 | 0 | 1507.3613 | 0 | 1506.0255 | 0 | 1506.0172 | 0
[7 empty] | 1091.4977 | 0 | 1507.4727 | 0 | 1506.1366 | 0 | 1506.1283 | 0
[7 empty] | 1091.5122 | 0 | 1507.584 | 0 | 1506.2477 | 0 | 1506.2395 | 0
[7 empty] | 1091.5269 | 0 | 1507.6953 | 0 | 1506.3589 | 0 | 1506.3506 | 0
[7 empty] | 1091.5415 | 0 | 1507.8068 | 0 | 1506.4701 | 0 | 1506.4618 | 0
[7 empty] | 1091.556 | 0 | 1507.9181 | 0 | 1506.5813 | 0 | 1506.573 | 0
[7 empty] | 1091.5707 | 0 | 1508.0295 | 0 | 1506.6924 | 0 | 1506.6842 | 0
[7 empty] | 1091.5852 | 0 | 1508.141 | 0 | 1506.8037 | 0 | 1506.7954 | 0
[7 empty] | 1091.5999 | 0 | 1508.2523 | 0 | 1506.9149 | 0 | 1506.9066 | 0
[7 empty] | 1091.6144 | 0 | 1508.3638 | 0 | 1507.0261 | 0 | 1507.0179 | 0
[7 empty] | 1091.629 | 0 | 1508.4753 | 0 | 1507.1374 | 0 | 1507.1291 | 0
[7 empty] | 1091.6436 | 0 | 1508.5868 | 0 | 1507.2487 | 0 | 1507.2405 | 0
[7 empty] | 1091.6582 | 0 | 1508.6982 | 0 | 1507.36 | 0 | 1507.3518 | 0
[7 empty] | 1091.6729 | 0 | 1508.8098 | 0 | 1507.4713 | 0 | 1507.463 | 0
[7 empty] | 1091.6874 | 0 | 1508.9213 | 0 | 1507.5826 | 0 | 1507.5745 | 0
[7 empty] | 1091.702 | 0 | 1509.0328 | 0 | 1507.694 | 0 | 1507.6858 | 0
[7 empty] | 1091.7166 | 0 | 1509.1444 | 0 | 1507.8054 | 0 | 1507.7971 | 0
[7 empty] | 1091.7312 | 0 | 1509.256 | 0 | 1507.9168 | 0 | 1507.9084 | 0
[7 empty] | 1091.7457 | 0 | 1509.3675 | 0 | 1508.0282 | 0 | 1508.0199 | 0
[7 empty] | 1091.7604 | 0 | 1509.4793 | 0 | 1508.1395 | 0 | 1508.1314 | 0
[7 empty] | 1091.775 | 0 | 1509.5908 | 0 | 1508.251 | 0 | 1508.2428 | 0
[7 empty] | 1091.7896 | 0 | 1509.7025 | 0 | 1508.3624 | 0 | 1508.3543 | 0
[7 empty] | 1091.8042 | 0 | 1509.8142 | 0 | 1508.4739 | 0 | 1508.4657 | 0
[7 empty] | 1091.8187 | 0 | 1509.9259 | 0 | 1508.5855 | 0 | 1508.5772 | 0
[7 empty] | 1091.8334 | 0 | 1510.0376 | 0 | 1508.6969 | 0 | 1508.6886 | 0
[7 empty] | 1091.848 | 0 | 1510.1493 | 0 | 1508.8085 | 0 | 1508.8002 | 0
[7 empty] | 1091.8625 | 0 | 1510.261 | 0 | 1508.9199 | 0 | 1508.9117 | 0
[7 empty] | 1091.8772 | 0 | 1510.3727 | 0 | 1509.0315 | 0 | 1509.0232 | 0
[7 empty] | 1091.8917 | 0 | 1510.4845 | 0 | 1509.1431 | 0 | 1509.1348 | 0
[7 empty] | 1091.9064 | 0 | 1510.5963 | 0 | 1509.2546 | 0 | 1509.2463 | 0
[7 empty] | 1091.921 | 0 | 1510.7081 | 0 | 1509.3662 | 0 | 1509.358 | 0
[7 empty] | 1091.9355 | 0 | 1510.82 | 0 | 1509.4779 | 0 | 1509.4696 | 0
[7 empty] | 1091.9502 | 0 | 1510.9318 | 0 | 1509.5895 | 0 | 1509.5812 | 0
[7 empty] | 1091.9648 | 0 | 1511.0436 | 0 | 1509.7012 | 0 | 1509.6929 | 0
[7 empty] | 1091.9794 | 0 | 1511.1554 | 0 | 1509.8129 | 0 | 1509.8046 | 0
[7 empty] | 1091.994 | 0 | 1511.2673 | 0 | 1509.9244 | 0 | 1509.9163 | 0
[7 empty] | 1092.0085 | 0 | 1511.3791 | 0 | 1510.0361 | 0 | 1510.0279 | 0
[7 empty] | 1092.0232 | 0 | 1511.4911 | 0 | 1510.148 | 0 | 1510.1397 | 0
[7 empty] | 1092.0378 | 0 | 1511.603 | 0 | 1510.2596 | 0 | 1510.2513 | 0
[7 empty] | 1092.0524 | 0 | 1511.715 | 0 | 1510.3713 | 0 | 1510.3632 | 0
[7 empty] | 1092.067 | 0 | 1511.8269 | 0 | 1510.4832 | 0 | 1510.4749 | 0
[7 empty] | 1092.0817 | 0 | 1511.939 | 0 | 1510.595 | 0 | 1510.5867 | 0
[7 empty] | 1092.0962 | 0 | 1512.0509 | 0 | 1510.7067 | 0 | 1510.6985 | 0
[7 empty] | 1092.1108 | 0 | 1512.163 | 0 | 1510.8185 | 0 | 1510.8103 | 0
[7 empty] | 1092.1255 | 0 | 1512.275 | 0 | 1510.9304 | 0 | 1510.9221 | 0
[7 empty] | 1092.14 | 0 | 1512.387 | 0 | 1511.0422 | 0 | 1511.0339 | 0
[7 empty] | 1092.1547 | 0 | 1512.499 | 0 | 1511.1541 | 0 | 1511.1457 | 0
[7 empty] | 1092.1693 | 0 | 1512.6112 | 0 | 1511.266 | 0 | 1511.2577 | 0
[7 empty] | 1092.1838 | 0 | 1512.7233 | 0 | 1511.3778 | 0 | 1511.3696 | 0
[7 empty] | 1092.1985 | 0 | 1512.8353 | 0 | 1511.4897 | 0 | 1511.4814 | 0
[7 empty] | 1092.2131 | 0 | 1512.9475 | 0 | 1511.6017 | 0 | 1511.5934 | 0
[7 empty] | 1092.2277 | 0 | 1513.0597 | 0 | 1511.7136 | 0 | 1511.7053 | 0
[7 empty] | 1092.2423 | 0 | 1513.1717 | 0 | 1511.8256 | 0 | 1511.8174 | 0
[7 empty] | 1092.257 | 0 | 1513.2839 | 0 | 1511.9376 | 0 | 1511.9293 | 0
[7 empty] | 1092.2715 | 0 | 1513.3961 | 0 | 1512.0496 | 0 | 1512.0413 | 0
[7 empty] | 1092.2861 | 0 | 1513.5084 | 0 | 1512.1616 | 0 | 1512.1533 | 0
[7 empty] | 1092.3008 | 0 | 1513.6206 | 0 | 1512.2736 | 0 | 1512.2654 | 0
[7 empty] | 1092.3154 | 0 | 1513.7329 | 0 | 1512.3856 | 0 | 1512.3774 | 0
[7 empty] | 1092.33 | 0 | 1513.8451 | 0 | 1512.4977 | 0 | 1512.4895 | 0
[7 empty] | 1092.3446 | 0 | 1513.9574 | 0 | 1512.6097 | 0 | 1512.6016 | 0
[7 empty] | 1092.3593 | 0 | 1514.0697 | 0 | 1512.7219 | 0 | 1512.7136 | 0
[7 empty] | 1092.3738 | 0 | 1514.182 | 0 | 1512.834 | 0 | 1512.8257 | 0
[7 empty] | 1092.3884 | 0 | 1514.2943 | 0 | 1512.9462 | 0 | 1512.9379 | 0
[7 empty] | 1092.4031 | 0 | 1514.4066 | 0 | 1513.0582 | 0 | 1513.0501 | 0
[7 empty] | 1092.4177 | 0 | 1514.519 | 0 | 1513.1704 | 0 | 1513.1621 | 0
[7 empty] | 1092.4323 | 0 | 1514.6315 | 0 | 1513.2826 | 0 | 1513.2743 | 0
[7 empty] | 1092.4469 | 0 | 1514.7438 | 0 | 1513.3948 | 0 | 1513.3865 | 0
[7 empty] | 1092.4615 | 0 | 1514.8562 | 0 | 1513.5071 | 0 | 1513.4988 | 0
[7 empty] | 1092.4762 | 0 | 1514.9686 | 0 | 1513.6193 | 0 | 1513.611 | 0
[7 empty] | 1092.4907 | 0 | 1515.0811 | 0 | 1513.7314 | 0 | 1513.7233 | 0
[7 empty] | 1092.5054 | 0 | 1515.1936 | 0 | 1513.8438 | 0 | 1513.8355 | 0
[7 empty] | 1092.52 | 0 | 1515.306 | 0 | 1513.9561 | 0 | 1513.9478 | 0
[7 empty] | 1092.5347 | 0 | 1515.4186 | 0 | 1514.0684 | 0 | 1514.0601 | 0
[7 empty] | 1092.5492 | 0 | 1515.531 | 0 | 1514.1807 | 0 | 1514.1724 | 0
[7 empty] | 1092.5638 | 0 | 1515.6436 | 0 | 1514.293 | 0 | 1514.2847 | 0
[7 empty] | 1092.5785 | 0 | 1515.7561 | 0 | 1514.4053 | 0 | 1514.397 | 0
[7 empty] | 1092.5931 | 0 | 1515.8686 | 0 | 1514.5177 | 0 | 1514.5094 | 0
[7 empty] | 1092.6077 | 0 | 1515.9812 | 0 | 1514.63 | 0 | 1514.6218 | 0
[7 empty] | 1092.6223 | 0 | 1516.0939 | 0 | 1514.7424 | 0 | 1514.7341 | 0
[7 empty] | 1092.637 | 0 | 1516.2064 | 0 | 1514.8549 | 0 | 1514.8466 | 0
[7 empty] | 1092.6516 | 0 | 1516.3191 | 0 | 1514.9673 | 0 | 1514.959 | 0
[7 empty] | 1092.6663 | 0 | 1516.4318 | 0 | 1515.0797 | 0 | 1515.0714 | 0
[7 empty] | 1092.6808 | 0 | 1516.5444 | 0 | 1515.1921 | 0 | 1515.184 | 0
[7 empty] | 1092.6954 | 0 | 1516.6571 | 0 | 1515.3047 | 0 | 1515.2964 | 0
[7 empty] | 1092.7101 | 0 | 1516.7698 | 0 | 1515.4171 | 0 | 1515.4089 | 0
[7 empty] | 1092.7247 | 0 | 1516.8825 | 0 | 1515.5297 | 0 | 1515.5214 | 0
[7 empty] | 1092.7394 | 0 | 1516.9952 | 0 | 1515.6422 | 0 | 1515.6339 | 0
[7 empty] | 1092.7539 | 0 | 1517.1079 | 0 | 1515.7548 | 0 | 1515.7465 | 0
[7 empty] | 1092.7686 | 0 | 1517.2207 | 0 | 1515.8673 | 0 | 1515.859 | 0
[7 empty] | 1092.7832 | 0 | 1517.3335 | 0 | 1515.9799 | 0 | 1515.9716 | 0
[7 empty] | 1092.7979 | 0 | 1517.4463 | 0 | 1516.0925 | 0 | 1516.0842 | 0
[7 empty] | 1092.8125 | 0 | 1517.5591 | 0 | 1516.2051 | 0 | 1516.1968 | 0
[7 empty] | 1092.827 | 0 | 1517.672 | 0 | 1516.3177 | 0 | 1516.3094 | 0
[7 empty] | 1092.8417 | 0 | 1517.7848 | 0 | 1516.4304 | 0 | 1516.4221 | 0
[7 empty] | 1092.8563 | 0 | 1517.8977 | 0 | 1516.5431 | 0 | 1516.5348 | 0
[7 empty] | 1092.871 | 0 | 1518.0105 | 0 | 1516.6558 | 0 | 1516.6475 | 0
[7 empty] | 1092.8856 | 0 | 1518.1234 | 0 | 1516.7684 | 0 | 1516.7601 | 0
[7 empty] | 1092.9003 | 0 | 1518.2363 | 0 | 1516.8811 | 0 | 1516.8728 | 0
[7 empty] | 1092.9148 | 0 | 1518.3492 | 0 | 1516.9939 | 0 | 1516.9856 | 0
[7 empty] | 1092.9294 | 0 | 1518.4622 | 0 | 1517.1066 | 0 | 1517.0983 | 0
[7 empty] | 1092.9441 | 0 | 1518.5752 | 0 | 1517.2194 | 0 | 1517.2111 | 0
[7 empty] | 1092.9587 | 0 | 1518.6881 | 0 | 1517.3321 | 0 | 1517.3238 | 0
[7 empty] | 1092.9734 | 0 | 1518.8012 | 0 | 1517.445 | 0 | 1517.4367 | 0
[7 empty] | 1092.988 | 0 | 1518.9142 | 0 | 1517.5577 | 0 | 1517.5494 | 0
[7 empty] | 1093.0026 | 0 | 1519.0272 | 0 | 1517.6705 | 0 | 1517.6622 | 0
[7 empty] | 1093.0172 | 0 | 1519.1403 | 0 | 1517.7834 | 0 | 1517.7751 | 0
[7 empty] | 1093.0319 | 0 | 1519.2533 | 0 | 1517.8962 | 0 | 1517.8879 | 0
[7 empty] | 1093.0465 | 0 | 1519.3665 | 0 | 1518.0092 | 0 | 1518.0008 | 0
[7 empty] | 1093.0612 | 0 | 1519.4795 | 0 | 1518.1221 | 0 | 1518.1138 | 0
[7 empty] | 1093.0758 | 0 | 1519.5927 | 0 | 1518.235 | 0 | 1518.2267 | 0
[7 empty] | 1093.0905 | 0 | 1519.7057 | 0 | 1518.3479 | 0 | 1518.3396 | 0
[7 empty] | 1093.1051 | 0 | 1519.8189 | 0 | 1518.4608 | 0 | 1518.4525 | 0
[7 empty] | 1093.1196 | 0 | 1519.932 | 0 | 1518.5738 | 0 | 1518.5656 | 0
[7 empty] | 1093.1343 | 0 | 1520.0453 | 0 | 1518.6868 | 0 | 1518.6785 | 0
[7 empty] | 1093.1489 | 0 | 1520.1584 | 0 | 1518.7998 | 0 | 1518.7915 | 0
[7 empty] | 1093.1636 | 0 | 1520.2716 | 0 | 1518.9128 | 0 | 1518.9045 | 0
[7 empty] | 1093.1782 | 0 | 1520.3849 | 0 | 1519.0259 | 0 | 1519.0176 | 0
[7 empty] | 1093.1929 | 0 | 1520.4982 | 0 | 1519.1389 | 0 | 1519.1306 | 0
[7 empty] | 1093.2075 | 0 | 1520.6115 | 0 | 1519.252 | 0 | 1519.2436 | 0
[7 empty] | 1093.2222 | 0 | 1520.7247 | 0 | 1519.365 | 0 | 1519.3567 | 0
[7 empty] | 1093.2368 | 0 | 1520.838 | 0 | 1519.4781 | 0 | 1519.4698 | 0
[7 empty] | 1093.2515 | 0 | 1520.9513 | 0 | 1519.5912 | 0 | 1519.5829 | 0
[7 empty] | 1093.266 | 0 | 1521.0647 | 0 | 1519.7043 | 0 | 1519.696 | 0
[7 empty] | 1093.2806 | 0 | 1521.178 | 0 | 1519.8175 | 0 | 1519.8092 | 0
[7 empty] | 1093.2953 | 0 | 1521.2914 | 0 | 1519.9307 | 0 | 1519.9224 | 0
[7 empty] | 1093.3099 | 0 | 1521.4048 | 0 | 1520.0438 | 0 | 1520.0355 | 0
[7 empty] | 1093.3246 | 0 | 1521.5182 | 0 | 1520.1571 | 0 | 1520.1488 | 0
[7 empty] | 1093.3392 | 0 | 1521.6316 | 0 | 1520.2703 | 0 | 1520.262 | 0
[7 empty] | 1093.3539 | 0 | 1521.745 | 0 | 1520.3835 | 0 | 1520.3752 | 0
[7 empty] | 1093.3685 | 0 | 1521.8585 | 0 | 1520.4968 | 0 | 1520.4885 | 0
[7 empty] | 1093.3832 | 0 | 1521.9719 | 0 | 1520.61 | 0 | 1520.6017 | 0
[7 empty] | 1093.3978 | 0 | 1522.0855 | 0 | 1520.7233 | 0 | 1520.715 | 0
[7 empty] | 1093.4125 | 0 | 1522.199 | 0 | 1520.8367 | 0 | 1520.8284 | 0
[7 empty] | 1093.4271 | 0 | 1522.3125 | 0 | 1520.9499 | 0 | 1520.9416 | 0
[7 empty] | 1093.4418 | 0 | 1522.426 | 0 | 1521.0632 | 0 | 1521.0549 | 0
[7 empty] | 1093.4564 | 0 | 1522.5395 | 0 | 1521.1766 | 0 | 1521.1683 | 0
[7 empty] | 1093.4711 | 0 | 1522.6531 | 0 | 1521.29 | 0 | 1521.2817 | 0
[7 empty] | 1093.4857 | 0 | 1522.7667 | 0 | 1521.4034 | 0 | 1521.395 | 0
[7 empty] | 1093.5004 | 0 | 1522.8802 | 0 | 1521.5168 | 0 | 1521.5084 | 0
[7 empty] | 1093.515 | 0 | 1522.9939 | 0 | 1521.6302 | 0 | 1521.6219 | 0
[7 empty] | 1093.5297 | 0 | 1523.1075 | 0 | 1521.7436 | 0 | 1521.7353 | 0
[7 empty] | 1093.5443 | 0 | 1523.2212 | 0 | 1521.8571 | 0 | 1521.8488 | 0
[7 empty] | 1093.5588 | 0 | 1523.3348 | 0 | 1521.9706 | 0 | 1521.9623 | 0
[7 empty] | 1093.5735 | 0 | 1523.4486 | 0 | 1522.0841 | 0 | 1522.0757 | 0
[7 empty] | 1093.5881 | 0 | 1523.5623 | 0 | 1522.1975 | 0 | 1522.1892 | 0
[7 empty] | 1093.6028 | 0 | 1523.676 | 0 | 1522.311 | 0 | 1522.3027 | 0
[7 empty] | 1093.6174 | 0 | 1523.7898 | 0 | 1522.4246 | 0 | 1522.4163 | 0
[7 empty] | 1093.6321 | 0 | 1523.9036 | 0 | 1522.5382 | 0 | 1522.5299 | 0
[7 empty] | 1093.6467 | 0 | 1524.0173 | 0 | 1522.6517 | 0 | 1522.6434 | 0
[7 empty] | 1093.6614 | 0 | 1524.1311 | 0 | 1522.7654 | 0 | 1522.757 | 0
[7 empty] | 1093.676 | 0 | 1524.2449 | 0 | 1522.8789 | 0 | 1522.8706 | 0
[7 empty] | 1093.6907 | 0 | 1524.3588 | 0 | 1522.9925 | 0 | 1522.9842 | 0
[7 empty] | 1093.7053 | 0 | 1524.4725 | 0 | 1523.1062 | 0 | 1523.0979 | 0
[7 empty] | 1093.72 | 0 | 1524.5864 | 0 | 1523.2198 | 0 | 1523.2115 | 0
[7 empty] | 1093.7347 | 0 | 1524.7003 | 0 | 1523.3335 | 0 | 1523.3252 | 0
[7 empty] | 1093.7494 | 0 | 1524.8142 | 0 | 1523.4473 | 0 | 1523.4388 | 0
[7 empty] | 1093.764 | 0 | 1524.9281 | 0 | 1523.5609 | 0 | 1523.5526 | 0
[7 empty] | 1093.7787 | 0 | 1525.042 | 0 | 1523.6747 | 0 | 1523.6664 | 0
[7 empty] | 1093.7933 | 0 | 1525.156 | 0 | 1523.7883 | 0 | 1523.78 | 0
[7 empty] | 1093.808 | 0 | 1525.2699 | 0 | 1523.9021 | 0 | 1523.8938 | 0
[7 empty] | 1093.8226 | 0 | 1525.3839 | 0 | 1524.0159 | 0 | 1524.0076 | 0
[7 empty] | 1093.8373 | 0 | 1525.4979 | 0 | 1524.1298 | 0 | 1524.1213 | 0
[7 empty] | 1093.8519 | 0 | 1525.6119 | 0 | 1524.2435 | 0 | 1524.2352 | 0
[7 empty] | 1093.8666 | 0 | 1525.726 | 0 | 1524.3573 | 0 | 1524.349 | 0
[7 empty] | 1093.8812 | 0 | 1525.84 | 0 | 1524.4712 | 0 | 1524.4629 | 0
[7 empty] | 1093.8959 | 0 | 1525.9541 | 0 | 1524.5851 | 0 | 1524.5768 | 0
[7 empty] | 1093.9105 | 0 | 1526.0681 | 0 | 1524.699 | 0 | 1524.6906 | 0
[7 empty] | 1093.9252 | 0 | 1526.1823 | 0 | 1524.8129 | 0 | 1524.8044 | 0
[7 empty] | 1093.9398 | 0 | 1526.2964 | 0 | 1524.9268 | 0 | 1524.9185 | 0
[7 empty] | 1093.9545 | 0 | 1526.4105 | 0 | 1525.0406 | 0 | 1525.0323 | 0
[7 empty] | 1093.9691 | 0 | 1526.5247 | 0 | 1525.1547 | 0 | 1525.1462 | 0
[7 empty] | 1093.9838 | 0 | 1526.6388 | 0 | 1525.2686 | 0 | 1525.2603 | 0
[7 empty] | 1093.9984 | 0 | 1526.7531 | 0 | 1525.3826 | 0 | 1525.3743 | 0
[7 empty] | 1094.0131 | 0 | 1526.8672 | 0 | 1525.4966 | 0 | 1525.4882 | 0
[7 empty] | 1094.0278 | 0 | 1526.9814 | 0 | 1525.6106 | 0 | 1525.6022 | 0
[7 empty] | 1094.0425 | 0 | 1527.0957 | 0 | 1525.7246 | 0 | 1525.7163 | 0
[7 empty] | 1094.0571 | 0 | 1527.21 | 0 | 1525.8386 | 0 | 1525.8303 | 0
[7 empty] | 1094.0718 | 0 | 1527.3242 | 0 | 1525.9526 | 0 | 1525.9443 | 0
[7 empty] | 1094.0864 | 0 | 1527.4385 | 0 | 1526.0668 | 0 | 1526.0585 | 0
[7 empty] | 1094.1011 | 0 | 1527.5527 | 0 | 1526.1809 | 0 | 1526.1725 | 0
[7 empty] | 1094.1157 | 0 | 1527.6671 | 0 | 1526.295 | 0 | 1526.2866 | 0
[7 empty] | 1094.1304 | 0 | 1527.7814 | 0 | 1526.4092 | 0 | 1526.4008 | 0
[7 empty] | 1094.145 | 0 | 1527.8957 | 0 | 1526.5233 | 0 | 1526.5149 | 0
[7 empty] | 1094.1597 | 0 | 1528.0101 | 0 | 1526.6374 | 0 | 1526.6291 | 0
[7 empty] | 1094.1744 | 0 | 1528.1245 | 0 | 1526.7516 | 0 | 1526.7433 | 0
[7 empty] | 1094.1891 | 0 | 1528.2389 | 0 | 1526.8658 | 0 | 1526.8575 | 0
[7 empty] | 1094.2037 | 0 | 1528.3534 | 0 | 1526.9801 | 0 | 1526.9717 | 0
[7 empty] | 1094.2184 | 0 | 1528.4678 | 0 | 1527.0942 | 0 | 1527.0859 | 0
[7 empty] | 1094.233 | 0 | 1528.5823 | 0 | 1527.2085 | 0 | 1527.2002 | 0
[7 empty] | 1094.2477 | 0 | 1528.6968 | 0 | 1527.3228 | 0 | 1527.3145 | 0
[7 empty] | 1094.2623 | 0 | 1528.8113 | 0 | 1527.4371 | 0 | 1527.4287 | 0
[7 empty] | 1094.277 | 0 | 1528.9258 | 0 | 1527.5514 | 0 | 1527.5431 | 0
[7 empty] | 1094.2917 | 0 | 1529.0403 | 0 | 1527.6656 | 0 | 1527.6573 | 0
[7 empty] | 1094.3064 | 0 | 1529.1548 | 0 | 1527.78 | 0 | 1527.7717 | 0
[7 empty] | 1094.321 | 0 | 1529.2694 | 0 | 1527.8944 | 0 | 1527.8861 | 0
[7 empty] | 1094.3357 | 0 | 1529.3839 | 0 | 1528.0088 | 0 | 1528.0005 | 0
[7 empty] | 1094.3503 | 0 | 1529.4985 | 0 | 1528.1232 | 0 | 1528.1149 | 0
[7 empty] | 1094.365 | 0 | 1529.6132 | 0 | 1528.2376 | 0 | 1528.2293 | 0
[7 empty] | 1094.3798 | 0 | 1529.7278 | 0 | 1528.352 | 0 | 1528.3436 | 0
[7 empty] | 1094.3944 | 0 | 1529.8424 | 0 | 1528.4664 | 0 | 1528.4581 | 0
[7 empty] | 1094.4091 | 0 | 1529.9571 | 0 | 1528.5809 | 0 | 1528.5725 | 0
[7 empty] | 1094.4237 | 0 | 1530.0718 | 0 | 1528.6953 | 0 | 1528.687 | 0
[7 empty] | 1094.4384 | 0 | 1530.1865 | 0 | 1528.8098 | 0 | 1528.8015 | 0
[7 empty] | 1094.453 | 0 | 1530.3012 | 0 | 1528.9243 | 0 | 1528.916 | 0
[7 empty] | 1094.4678 | 0 | 1530.4159 | 0 | 1529.0389 | 0 | 1529.0305 | 0
[7 empty] | 1094.4824 | 0 | 1530.5306 | 0 | 1529.1534 | 0 | 1529.1451 | 0
[7 empty] | 1094.4971 | 0 | 1530.6454 | 0 | 1529.2679 | 0 | 1529.2596 | 0
[7 empty] | 1094.5117 | 0 | 1530.7603 | 0 | 1529.3826 | 0 | 1529.3743 | 0
[7 empty] | 1094.5264 | 0 | 1530.875 | 0 | 1529.4972 | 0 | 1529.4888 | 0
[7 empty] | 1094.541 | 0 | 1530.9899 | 0 | 1529.6118 | 0 | 1529.6034 | 0
[7 empty] | 1094.5558 | 0 | 1531.1047 | 0 | 1529.7264 | 0 | 1529.718 | 0
[7 empty] | 1094.5704 | 0 | 1531.2195 | 0 | 1529.8411 | 0 | 1529.8328 | 0
[7 empty] | 1094.5851 | 0 | 1531.3344 | 0 | 1529.9557 | 0 | 1529.9474 | 0
[7 empty] | 1094.5997 | 0 | 1531.4493 | 0 | 1530.0704 | 0 | 1530.062 | 0
[7 empty] | 1094.6145 | 0 | 1531.5642 | 0 | 1530.1851 | 0 | 1530.1768 | 0
[7 empty] | 1094.6291 | 0 | 1531.6791 | 0 | 1530.2998 | 0 | 1530.2915 | 0
[7 empty] | 1094.6438 | 0 | 1531.7941 | 0 | 1530.4145 | 0 | 1530.4062 | 0
[7 empty] | 1094.6584 | 0 | 1531.9091 | 0 | 1530.5293 | 0 | 1530.521 | 0
[7 empty] | 1094.6731 | 0 | 1532.0239 | 0 | 1530.644 | 0 | 1530.6357 | 0
[7 empty] | 1094.6879 | 0 | 1532.1389 | 0 | 1530.7588 | 0 | 1530.7505 | 0
[7 empty] | 1094.7025 | 0 | 1532.254 | 0 | 1530.8737 | 0 | 1530.8652 | 0
[7 empty] | 1094.7172 | 0 | 1532.369 | 0 | 1530.9885 | 0 | 1530.9801 | 0
[7 empty] | 1094.7318 | 0 | 1532.484 | 0 | 1531.1033 | 0 | 1531.095 | 0
[7 empty] | 1094.7466 | 0 | 1532.5991 | 0 | 1531.2181 | 0 | 1531.2098 | 0
[7 empty] | 1094.7612 | 0 | 1532.7142 | 0 | 1531.333 | 0 | 1531.3247 | 0
[7 empty] | 1094.7759 | 0 | 1532.8292 | 0 | 1531.4479 | 0 | 1531.4396 | 0
[7 empty] | 1094.7905 | 0 | 1532.9443 | 0 | 1531.5629 | 0 | 1531.5544 | 0
[7 empty] | 1094.8053 | 0 | 1533.0596 | 0 | 1531.6777 | 0 | 1531.6694 | 0
[7 empty] | 1094.8199 | 0 | 1533.1747 | 0 | 1531.7927 | 0 | 1531.7843 | 0
[7 empty] | 1094.8346 | 0 | 1533.2898 | 0 | 1531.9076 | 0 | 1531.8993 | 0
[7 empty] | 1094.8492 | 0 | 1533.405 | 0 | 1532.0226 | 0 | 1532.0143 | 0
[7 empty] | 1094.864 | 0 | 1533.5203 | 0 | 1532.1376 | 0 | 1532.1293 | 0
[7 empty] | 1094.8787 | 0 | 1533.6354 | 0 | 1532.2526 | 0 | 1532.2443 | 0
[7 empty] | 1094.8933 | 0 | 1533.7506 | 0 | 1532.3677 | 0 | 1532.3592 | 0
[7 empty] | 1094.908 | 0 | 1533.866 | 0 | 1532.4827 | 0 | 1532.4744 | 0
[7 empty] | 1094.9227 | 0 | 1533.9812 | 0 | 1532.5978 | 0 | 1532.5894 | 0
[7 empty] | 1094.9374 | 0 | 1534.0964 | 0 | 1532.7128 | 0 | 1532.7045 | 0
[7 empty] | 1094.952 | 0 | 1534.2118 | 0 | 1532.8279 | 0 | 1532.8196 | 0
[7 empty] | 1094.9668 | 0 | 1534.3272 | 0 | 1532.943 | 0 | 1532.9347 | 0
[7 empty] | 1094.9814 | 0 | 1534.4424 | 0 | 1533.0581 | 0 | 1533.0498 | 0
[7 empty] | 1094.9961 | 0 | 1534.5577 | 0 | 1533.1733 | 0 | 1533.1649 | 0
[7 empty] | 1095.0107 | 0 | 1534.6731 | 0 | 1533.2885 | 0 | 1533.2802 | 0
[7 empty] | 1095.0255 | 0 | 1534.7886 | 0 | 1533.4037 | 0 | 1533.3953 | 0
[7 empty] | 1095.0402 | 0 | 1534.9039 | 0 | 1533.5188 | 0 | 1533.5105 | 0
[7 empty] | 1095.0548 | 0 | 1535.0194 | 0 | 1533.634 | 0 | 1533.6257 | 0
[7 empty] | 1095.0696 | 0 | 1535.1348 | 0 | 1533.7493 | 0 | 1533.741 | 0
[7 empty] | 1095.0842 | 0 | 1535.2502 | 0 | 1533.8645 | 0 | 1533.8562 | 0
[7 empty] | 1095.0989 | 0 | 1535.3657 | 0 | 1533.9799 | 0 | 1533.9714 | 0
[7 empty] | 1095.1136 | 0 | 1535.4812 | 0 | 1534.0951 | 0 | 1534.0867 | 0
[7 empty] | 1095.1283 | 0 | 1535.5968 | 0 | 1534.2103 | 0 | 1534.202 | 0
[7 empty] | 1095.1429 | 0 | 1535.7123 | 0 | 1534.3257 | 0 | 1534.3174 | 0
[7 empty] | 1095.1577 | 0 | 1535.8279 | 0 | 1534.441 | 0 | 1534.4326 | 0
[7 empty] | 1095.1724 | 0 | 1535.9434 | 0 | 1534.5564 | 0 | 1534.548 | 0
[7 empty] | 1095.187 | 0 | 1536.059 | 0 | 1534.6717 | 0 | 1534.6635 | 0
[7 empty] | 1095.2018 | 0 | 1536.1746 | 0 | 1534.7871 | 0 | 1534.7788 | 0
[7 empty] | 1095.2164 | 0 | 1536.2902 | 0 | 1534.9026 | 0 | 1534.8942 | 0
[7 empty] | 1095.2311 | 0 | 1536.4058 | 0 | 1535.0179 | 0 | 1535.0096 | 0
[7 empty] | 1095.2459 | 0 | 1536.5215 | 0 | 1535.1334 | 0 | 1535.125 | 0
[7 empty] | 1095.2605 | 0 | 1536.6371 | 0 | 1535.2489 | 0 | 1535.2405 | 0
[7 empty] | 1095.2751 | 0 | 1536.7528 | 0 | 1535.3644 | 0 | 1535.356 | 0
[7 empty] | 1095.2899 | 0 | 1536.8685 | 0 | 1535.4799 | 0 | 1535.4714 | 0
[7 empty] | 1095.3046 | 0 | 1536.9842 | 0 | 1535.5953 | 0 | 1535.587 | 0
[7 empty] | 1095.3193 | 0 | 1537.1 | 0 | 1535.7109 | 0 | 1535.7025 | 0
[7 empty] | 1095.334 | 0 | 1537.2157 | 0 | 1535.8264 | 0 | 1535.8181 | 0
[7 empty] | 1095.3486 | 0 | 1537.3315 | 0 | 1535.942 | 0 | 1535.9336 | 0
[7 empty] | 1095.3634 | 0 | 1537.4473 | 0 | 1536.0576 | 0 | 1536.0492 | 0
[7 empty] | 1095.3781 | 0 | 1537.5631 | 0 | 1536.1732 | 0 | 1536.1648 | 0
[7 empty] | 1095.3927 | 0 | 1537.679 | 0 | 1536.2888 | 0 | 1536.2804 | 0
[7 empty] | 1095.4075 | 0 | 1537.7948 | 0 | 1536.4044 | 0 | 1536.396 | 0
[7 empty] | 1095.4221 | 0 | 1537.9106 | 0 | 1536.52 | 0 | 1536.5117 | 0
[7 empty] | 1095.4369 | 0 | 1538.0265 | 0 | 1536.6357 | 0 | 1536.6273 | 0
[7 empty] | 1095.4515 | 0 | 1538.1423 | 0 | 1536.7515 | 0 | 1536.743 | 0
[7 empty] | 1095.4662 | 0 | 1538.2583 | 0 | 1536.8672 | 0 | 1536.8588 | 0
[7 empty] | 1095.481 | 0 | 1538.3743 | 0 | 1536.9828 | 0 | 1536.9745 | 0
[7 empty] | 1095.4956 | 0 | 1538.4901 | 0 | 1537.0986 | 0 | 1537.0902 | 0
[7 empty] | 1095.5104 | 0 | 1538.6061 | 0 | 1537.2144 | 0 | 1537.2059 | 0
[7 empty] | 1095.525 | 0 | 1538.7222 | 0 | 1537.3301 | 0 | 1537.3218 | 0
[7 empty] | 1095.5397 | 0 | 1538.8381 | 0 | 1537.4459 | 0 | 1537.4375 | 0
[7 empty] | 1095.5544 | 0 | 1538.9541 | 0 | 1537.5617 | 0 | 1537.5533 | 0
[7 empty] | 1095.5691 | 0 | 1539.0702 | 0 | 1537.6775 | 0 | 1537.6692 | 0
[7 empty] | 1095.5839 | 0 | 1539.1862 | 0 | 1537.7933 | 0 | 1537.785 | 0
[7 empty] | 1095.5985 | 0 | 1539.3022 | 0 | 1537.9092 | 0 | 1537.9009 | 0
[7 empty] | 1095.6133 | 0 | 1539.4183 | 0 | 1538.0251 | 0 | 1538.0167 | 0
[7 empty] | 1095.6279 | 0 | 1539.5344 | 0 | 1538.141 | 0 | 1538.1326 | 0
[7 empty] | 1095.6426 | 0 | 1539.6506 | 0 | 1538.257 | 0 | 1538.2485 | 0
[7 empty] | 1095.6573 | 0 | 1539.7667 | 0 | 1538.3728 | 0 | 1538.3645 | 0
[7 empty] | 1095.672 | 0 | 1539.8829 | 0 | 1538.4888 | 0 | 1538.4804 | 0
[7 empty] | 1095.6868 | 0 | 1539.999 | 0 | 1538.6047 | 0 | 1538.5963 | 0
[7 empty] | 1095.7014 | 0 | 1540.1152 | 0 | 1538.7207 | 0 | 1538.7124 | 0
[7 empty] | 1095.7162 | 0 | 1540.2314 | 0 | 1538.8367 | 0 | 1538.8284 | 0
[7 empty] | 1095.7308 | 0 | 1540.3477 | 0 | 1538.9528 | 0 | 1538.9443 | 0
[7 empty] | 1095.7456 | 0 | 1540.464 | 0 | 1539.0687 | 0 | 1539.0604 | 0
[7 empty] | 1095.7603 | 0 | 1540.5802 | 0 | 1539.1848 | 0 | 1539.1764 | 0
[7 empty] | 1095.7749 | 0 | 1540.6965 | 0 | 1539.3009 | 0 | 1539.2925 | 0
[7 empty] | 1095.7897 | 0 | 1540.8127 | 0 | 1539.417 | 0 | 1539.4086 | 0
[7 empty] | 1095.8043 | 0 | 1540.9291 | 0 | 1539.5331 | 0 | 1539.5247 | 0
[7 empty] | 1095.8191 | 0 | 1541.0454 | 0 | 1539.6492 | 0 | 1539.6409 | 0
[7 empty] | 1095.8337 | 0 | 1541.1617 | 0 | 1539.7654 | 0 | 1539.757 | 0
[7 empty] | 1095.8485 | 0 | 1541.2781 | 0 | 1539.8815 | 0 | 1539.8732 | 0
[7 empty] | 1095.8632 | 0 | 1541.3945 | 0 | 1539.9977 | 0 | 1539.9893 | 0
[7 empty] | 1095.8779 | 0 | 1541.5109 | 0 | 1540.1139 | 0 | 1540.1055 | 0
[7 empty] | 1095.8926 | 0 | 1541.6273 | 0 | 1540.2301 | 0 | 1540.2217 | 0
[7 empty] | 1095.9073 | 0 | 1541.7438 | 0 | 1540.3463 | 0 | 1540.3379 | 0
[7 empty] | 1095.922 | 0 | 1541.8602 | 0 | 1540.4625 | 0 | 1540.4541 | 0
[7 empty] | 1095.9368 | 0 | 1541.9767 | 0 | 1540.5789 | 0 | 1540.5704 | 0
[7 empty] | 1095.9514 | 0 | 1542.0931 | 0 | 1540.6951 | 0 | 1540.6867 | 0
[7 empty] | 1095.9662 | 0 | 1542.2097 | 0 | 1540.8114 | 0 | 1540.803 | 0
[7 empty] | 1095.9808 | 0 | 1542.3262 | 0 | 1540.9277 | 0 | 1540.9193 | 0
[7 empty] | 1095.9956 | 0 | 1542.4427 | 0 | 1541.0441 | 0 | 1541.0356 | 0
[7 empty] | 1096.0103 | 0 | 1542.5593 | 0 | 1541.1604 | 0 | 1541.152 | 0
[7 empty] | 1096.025 | 0 | 1542.6759 | 0 | 1541.2767 | 0 | 1541.2683 | 0
[7 empty] | 1096.0397 | 0 | 1542.7925 | 0 | 1541.3932 | 0 | 1541.3848 | 0
[7 empty] | 1096.0544 | 0 | 1542.9091 | 0 | 1541.5095 | 0 | 1541.5011 | 0
[7 empty] | 1096.0692 | 0 | 1543.0258 | 0 | 1541.626 | 0 | 1541.6175 | 0
[7 empty] | 1096.0839 | 0 | 1543.1423 | 0 | 1541.7424 | 0 | 1541.734 | 0
[7 empty] | 1096.0986 | 0 | 1543.259 | 0 | 1541.8589 | 0 | 1541.8505 | 0
[7 empty] | 1096.1133 | 0 | 1543.3757 | 0 | 1541.9753 | 0 | 1541.9669 | 0
[7 empty] | 1096.1281 | 0 | 1543.4924 | 0 | 1542.0918 | 0 | 1542.0834 | 0
[7 empty] | 1096.1427 | 0 | 1543.6091 | 0 | 1542.2082 | 0 | 1542.1999 | 0
[7 empty] | 1096.1575 | 0 | 1543.726 | 0 | 1542.3248 | 0 | 1542.3164 | 0
[7 empty] | 1096.1721 | 0 | 1543.8427 | 0 | 1542.4414 | 0 | 1542.433 | 0
[7 empty] | 1096.1869 | 0 | 1543.9595 | 0 | 1542.558 | 0 | 1542.5496 | 0
[7 empty] | 1096.2015 | 0 | 1544.0762 | 0 | 1542.6746 | 0 | 1542.6661 | 0
[7 empty] | 1096.2163 | 0 | 1544.193 | 0 | 1542.7911 | 0 | 1542.7827 | 0
[7 empty] | 1096.2311 | 0 | 1544.3098 | 0 | 1542.9077 | 0 | 1542.8993 | 0
[7 empty] | 1096.2457 | 0 | 1544.4266 | 0 | 1543.0244 | 0 | 1543.016 | 0
[7 empty] | 1096.2605 | 0 | 1544.5436 | 0 | 1543.141 | 0 | 1543.1326 | 0
[7 empty] | 1096.2751 | 0 | 1544.6604 | 0 | 1543.2577 | 0 | 1543.2493 | 0
[7 empty] | 1096.2899 | 0 | 1544.7773 | 0 | 1543.3744 | 0 | 1543.366 | 0
[7 empty] | 1096.3046 | 0 | 1544.8943 | 0 | 1543.4911 | 0 | 1543.4827 | 0
[7 empty] | 1096.3193 | 0 | 1545.0112 | 0 | 1543.6078 | 0 | 1543.5994 | 0
[7 empty] | 1096.3341 | 0 | 1545.1282 | 0 | 1543.7245 | 0 | 1543.7161 | 0
[7 empty] | 1096.3488 | 0 | 1545.2451 | 0 | 1543.8413 | 0 | 1543.8329 | 0
[7 empty] | 1096.3635 | 0 | 1545.3621 | 0 | 1543.958 | 0 | 1543.9496 | 0
[7 empty] | 1096.3782 | 0 | 1545.4791 | 0 | 1544.0748 | 0 | 1544.0664 | 0
[7 empty] | 1096.3929 | 0 | 1545.5961 | 0 | 1544.1916 | 0 | 1544.1832 | 0
[7 empty] | 1096.4077 | 0 | 1545.7131 | 0 | 1544.3085 | 0 | 1544.3001 | 0
[7 empty] | 1096.4224 | 0 | 1545.8302 | 0 | 1544.4253 | 0 | 1544.4169 | 0
[7 empty] | 1096.4371 | 0 | 1545.9473 | 0 | 1544.5421 | 0 | 1544.5337 | 0
[7 empty] | 1096.4518 | 0 | 1546.0643 | 0 | 1544.6591 | 0 | 1544.6506 | 0
[7 empty] | 1096.4666 | 0 | 1546.1814 | 0 | 1544.7759 | 0 | 1544.7676 | 0
[7 empty] | 1096.4813 | 0 | 1546.2986 | 0 | 1544.8928 | 0 | 1544.8844 | 0
[7 empty] | 1096.496 | 0 | 1546.4158 | 0 | 1545.0098 | 0 | 1545.0013 | 0
[7 empty] | 1096.5107 | 0 | 1546.5328 | 0 | 1545.1267 | 0 | 1545.1183 | 0
[7 empty] | 1096.5255 | 0 | 1546.65 | 0 | 1545.2436 | 0 | 1545.2352 | 0
[7 empty] | 1096.5402 | 0 | 1546.7672 | 0 | 1545.3607 | 0 | 1545.3523 | 0
[7 empty] | 1096.5549 | 0 | 1546.8845 | 0 | 1545.4777 | 0 | 1545.4692 | 0
[7 empty] | 1096.5697 | 0 | 1547.0017 | 0 | 1545.5947 | 0 | 1545.5863 | 0
[7 empty] | 1096.5844 | 0 | 1547.119 | 0 | 1545.7118 | 0 | 1545.7034 | 0
[7 empty] | 1096.5991 | 0 | 1547.2362 | 0 | 1545.8287 | 0 | 1545.8204 | 0
[7 empty] | 1096.6138 | 0 | 1547.3535 | 0 | 1545.9459 | 0 | 1545.9375 | 0
[7 empty] | 1096.6285 | 0 | 1547.4708 | 0 | 1546.063 | 0 | 1546.0546 | 0
[7 empty] | 1096.6433 | 0 | 1547.5881 | 0 | 1546.18 | 0 | 1546.1716 | 0
[7 empty] | 1096.658 | 0 | 1547.7054 | 0 | 1546.2972 | 0 | 1546.2888 | 0
[7 empty] | 1096.6727 | 0 | 1547.8229 | 0 | 1546.4143 | 0 | 1546.4059 | 0
[7 empty] | 1096.6875 | 0 | 1547.9402 | 0 | 1546.5315 | 0 | 1546.5231 | 0
[7 empty] | 1096.7021 | 0 | 1548.0576 | 0 | 1546.6487 | 0 | 1546.6403 | 0
[7 empty] | 1096.7169 | 0 | 1548.1751 | 0 | 1546.7659 | 0 | 1546.7575 | 0
[7 empty] | 1096.7317 | 0 | 1548.2925 | 0 | 1546.8831 | 0 | 1546.8746 | 0
[7 empty] | 1096.7463 | 0 | 1548.4099 | 0 | 1547.0004 | 0 | 1546.9919 | 0
[7 empty] | 1096.7611 | 0 | 1548.5273 | 0 | 1547.1175 | 0 | 1547.1091 | 0
[7 empty] | 1096.7759 | 0 | 1548.6448 | 0 | 1547.2349 | 0 | 1547.2264 | 0
[7 empty] | 1096.7906 | 0 | 1548.7623 | 0 | 1547.3522 | 0 | 1547.3438 | 0
[7 empty] | 1096.8053 | 0 | 1548.8799 | 0 | 1547.4695 | 0 | 1547.4611 | 0
[7 empty] | 1096.8201 | 0 | 1548.9974 | 0 | 1547.5868 | 0 | 1547.5784 | 0
[7 empty] | 1096.8348 | 0 | 1549.115 | 0 | 1547.7041 | 0 | 1547.6957 | 0
[7 empty] | 1096.8495 | 0 | 1549.2325 | 0 | 1547.8214 | 0 | 1547.813 | 0
[7 empty] | 1096.8643 | 0 | 1549.3501 | 0 | 1547.9388 | 0 | 1547.9304 | 0
[7 empty] | 1096.879 | 0 | 1549.4677 | 0 | 1548.0561 | 0 | 1548.0477 | 0
[7 empty] | 1096.8937 | 0 | 1549.5853 | 0 | 1548.1736 | 0 | 1548.1652 | 0
[7 empty] | 1096.9084 | 0 | 1549.703 | 0 | 1548.291 | 0 | 1548.2826 | 0
[7 empty] | 1096.9232 | 0 | 1549.8207 | 0 | 1548.4084 | 0 | 1548.4 | 0
[7 empty] | 1096.938 | 0 | 1549.9383 | 0 | 1548.526 | 0 | 1548.5176 | 0
[7 empty] | 1096.9526 | 0 | 1550.056 | 0 | 1548.6434 | 0 | 1548.635 | 0
[7 empty] | 1096.9674 | 0 | 1550.1737 | 0 | 1548.761 | 0 | 1548.7526 | 0
[7 empty] | 1096.9822 | 0 | 1550.2915 | 0 | 1548.8784 | 0 | 1548.87 | 0
[7 empty] | 1096.9969 | 0 | 1550.4092 | 0 | 1548.996 | 0 | 1548.9876 | 0
[7 empty] | 1097.0116 | 0 | 1550.527 | 0 | 1549.1135 | 0 | 1549.1051 | 0
[7 empty] | 1097.0264 | 0 | 1550.6448 | 0 | 1549.2311 | 0 | 1549.2227 | 0
[7 empty] | 1097.0411 | 0 | 1550.7626 | 0 | 1549.3488 | 0 | 1549.3403 | 0
[7 empty] | 1097.0559 | 0 | 1550.8804 | 0 | 1549.4663 | 0 | 1549.4579 | 0
[7 empty] | 1097.0706 | 0 | 1550.9982 | 0 | 1549.584 | 0 | 1549.5756 | 0
[7 empty] | 1097.0853 | 0 | 1551.1161 | 0 | 1549.7015 | 0 | 1549.6931 | 0
[7 empty] | 1097.1001 | 0 | 1551.234 | 0 | 1549.8192 | 0 | 1549.8108 | 0
[7 empty] | 1097.1149 | 0 | 1551.3518 | 0 | 1549.9369 | 0 | 1549.9285 | 0
[7 empty] | 1097.1295 | 0 | 1551.4697 | 0 | 1550.0546 | 0 | 1550.0461 | 0
[7 empty] | 1097.1443 | 0 | 1551.5876 | 0 | 1550.1724 | 0 | 1550.1639 | 0
[7 empty] | 1097.1591 | 0 | 1551.7057 | 0 | 1550.29 | 0 | 1550.2816 | 0
[7 empty] | 1097.1738 | 0 | 1551.8236 | 0 | 1550.4078 | 0 | 1550.3994 | 0
[7 empty] | 1097.1885 | 0 | 1551.9415 | 0 | 1550.5256 | 0 | 1550.5171 | 0
[7 empty] | 1097.2032 | 0 | 1552.0596 | 0 | 1550.6433 | 0 | 1550.6349 | 0
[7 empty] | 1097.218 | 0 | 1552.1776 | 0 | 1550.7611 | 0 | 1550.7527 | 0
[7 empty] | 1097.2328 | 0 | 1552.2957 | 0 | 1550.879 | 0 | 1550.8706 | 0
[7 empty] | 1097.2476 | 0 | 1552.4137 | 0 | 1550.9968 | 0 | 1550.9884 | 0
[7 empty] | 1097.2622 | 0 | 1552.5317 | 0 | 1551.1146 | 0 | 1551.1062 | 0
[7 empty] | 1097.277 | 0 | 1552.6499 | 0 | 1551.2325 | 0 | 1551.2241 | 0
[7 empty] | 1097.2917 | 0 | 1552.7679 | 0 | 1551.3505 | 0 | 1551.342 | 0
[7 empty] | 1097.3065 | 0 | 1552.8861 | 0 | 1551.4684 | 0 | 1551.46 | 0
[7 empty] | 1097.3213 | 0 | 1553.0043 | 0 | 1551.5863 | 0 | 1551.5779 | 0
[7 empty] | 1097.3359 | 0 | 1553.1224 | 0 | 1551.7042 | 0 | 1551.6958 | 0
[7 empty] | 1097.3507 | 0 | 1553.2406 | 0 | 1551.8221 | 0 | 1551.8137 | 0
[7 empty] | 1097.3655 | 0 | 1553.3588 | 0 | 1551.9402 | 0 | 1551.9318 | 0
[7 empty] | 1097.3802 | 0 | 1553.4769 | 0 | 1552.0582 | 0 | 1552.0497 | 0
[7 empty] | 1097.395 | 0 | 1553.5952 | 0 | 1552.1762 | 0 | 1552.1677 | 0
[7 empty] | 1097.4097 | 0 | 1553.7135 | 0 | 1552.2942 | 0 | 1552.2858 | 0
[7 empty] | 1097.4244 | 0 | 1553.8318 | 0 | 1552.4122 | 0 | 1552.4038 | 0
[7 empty] | 1097.4392 | 0 | 1553.9501 | 0 | 1552.5304 | 0 | 1552.522 | 0
[7 empty] | 1097.454 | 0 | 1554.0684 | 0 | 1552.6484 | 0 | 1552.64 | 0
[7 empty] | 1097.4688 | 0 | 1554.1867 | 0 | 1552.7666 | 0 | 1552.7581 | 0
[7 empty] | 1097.4835 | 0 | 1554.305 | 0 | 1552.8846 | 0 | 1552.8762 | 0
[7 empty] | 1097.4982 | 0 | 1554.4233 | 0 | 1553.0028 | 0 | 1552.9944 | 0
[7 empty] | 1097.5129 | 0 | 1554.5418 | 0 | 1553.121 | 0 | 1553.1126 | 0
[7 empty] | 1097.5277 | 0 | 1554.6602 | 0 | 1553.2391 | 0 | 1553.2307 | 0
[7 empty] | 1097.5425 | 0 | 1554.7786 | 0 | 1553.3574 | 0 | 1553.3489 | 0
[7 empty] | 1097.5573 | 0 | 1554.897 | 0 | 1553.4756 | 0 | 1553.4672 | 0
[7 empty] | 1097.572 | 0 | 1555.0154 | 0 | 1553.5939 | 0 | 1553.5853 | 0
[7 empty] | 1097.5868 | 0 | 1555.1339 | 0 | 1553.712 | 0 | 1553.7036 | 0
[7 empty] | 1097.6016 | 0 | 1555.2524 | 0 | 1553.8303 | 0 | 1553.8219 | 0
[7 empty] | 1097.6162 | 0 | 1555.3709 | 0 | 1553.9486 | 0 | 1553.9402 | 0
[7 empty] | 1097.631 | 0 | 1555.4894 | 0 | 1554.0669 | 0 | 1554.0585 | 0
[7 empty] | 1097.6458 | 0 | 1555.6079 | 0 | 1554.1853 | 0 | 1554.1768 | 0
[7 empty] | 1097.6605 | 0 | 1555.7266 | 0 | 1554.3036 | 0 | 1554.2952 | 0
[7 empty] | 1097.6753 | 0 | 1555.8451 | 0 | 1554.422 | 0 | 1554.4135 | 0
[7 empty] | 1097.6901 | 0 | 1555.9637 | 0 | 1554.5403 | 0 | 1554.5319 | 0
[7 empty] | 1097.7048 | 0 | 1556.0823 | 0 | 1554.6587 | 0 | 1554.6503 | 0
[7 empty] | 1097.7196 | 0 | 1556.2009 | 0 | 1554.7771 | 0 | 1554.7687 | 0
[7 empty] | 1097.7343 | 0 | 1556.3196 | 0 | 1554.8956 | 0 | 1554.8871 | 0
[7 empty] | 1097.749 | 0 | 1556.4382 | 0 | 1555.014 | 0 | 1555.0056 | 0
[7 empty] | 1097.7638 | 0 | 1556.5569 | 0 | 1555.1325 | 0 | 1555.124 | 0
[7 empty] | 1097.7786 | 0 | 1556.6757 | 0 | 1555.251 | 0 | 1555.2425 | 0
[7 empty] | 1097.7933 | 0 | 1556.7943 | 0 | 1555.3695 | 0 | 1555.3611 | 0
[7 empty] | 1097.8081 | 0 | 1556.9131 | 0 | 1555.488 | 0 | 1555.4796 | 0
[7 empty] | 1097.8229 | 0 | 1557.0319 | 0 | 1555.6066 | 0 | 1555.5981 | 0
[7 empty] | 1097.8376 | 0 | 1557.1506 | 0 | 1555.7251 | 0 | 1555.7167 | 0
[7 empty] | 1097.8524 | 0 | 1557.2694 | 0 | 1555.8436 | 0 | 1555.8352 | 0
[7 empty] | 1097.8672 | 0 | 1557.3882 | 0 | 1555.9623 | 0 | 1555.9539 | 0
[7 empty] | 1097.882 | 0 | 1557.5071 | 0 | 1556.0809 | 0 | 1556.0724 | 0
[7 empty] | 1097.8967 | 0 | 1557.6258 | 0 | 1556.1996 | 0 | 1556.191 | 0
[7 empty] | 1097.9115 | 0 | 1557.7448 | 0 | 1556.3181 | 0 | 1556.3097 | 0
[7 empty] | 1097.9261 | 0 | 1557.8637 | 0 | 1556.4369 | 0 | 1556.4283 | 0
[7 empty] | 1097.9409 | 0 | 1557.9825 | 0 | 1556.5555 | 0 | 1556.5471 | 0
[7 empty] | 1097.9557 | 0 | 1558.1014 | 0 | 1556.6742 | 0 | 1556.6658 | 0
[7 empty] | 1097.9705 | 0 | 1558.2205 | 0 | 1556.793 | 0 | 1556.7846 | 0
[7 empty] | 1097.9852 | 0 | 1558.3394 | 0 | 1556.9117 | 0 | 1556.9032 | 0
[7 empty] | 1098 | 0 | 1558.4584 | 0 | 1557.0304 | 0 | 1557.022 | 0
[7 empty] | 1098.0148 | 0 | 1558.5774 | 0 | 1557.1492 | 0 | 1557.1408 | 0
[7 empty] | 1098.0295 | 0 | 1558.6964 | 0 | 1557.2681 | 0 | 1557.2595 | 0
[7 empty] | 1098.0443 | 0 | 1558.8154 | 0 | 1557.3868 | 0 | 1557.3784 | 0
[7 empty] | 1098.0591 | 0 | 1558.9344 | 0 | 1557.5056 | 0 | 1557.4972 | 0
[7 empty] | 1098.0739 | 0 | 1559.0535 | 0 | 1557.6245 | 0 | 1557.6161 | 0
[7 empty] | 1098.0886 | 0 | 1559.1726 | 0 | 1557.7434 | 0 | 1557.7349 | 0
[7 empty] | 1098.1034 | 0 | 1559.2918 | 0 | 1557.8623 | 0 | 1557.8538 | 0
[7 empty] | 1098.1182 | 0 | 1559.4108 | 0 | 1557.9812 | 0 | 1557.9727 | 0
[7 empty] | 1098.1329 | 0 | 1559.5299 | 0 | 1558.1001 | 0 | 1558.0917 | 0
[7 empty] | 1098.1477 | 0 | 1559.6492 | 0 | 1558.219 | 0 | 1558.2106 | 0
[7 empty] | 1098.1625 | 0 | 1559.7683 | 0 | 1558.338 | 0 | 1558.3295 | 0
[7 empty] | 1098.1772 | 0 | 1559.8874 | 0 | 1558.4569 | 0 | 1558.4485 | 0
[7 empty] | 1098.192 | 0 | 1560.0067 | 0 | 1558.5759 | 0 | 1558.5675 | 0
[7 empty] | 1098.2068 | 0 | 1560.126 | 0 | 1558.695 | 0 | 1558.6865 | 0
[7 empty] | 1098.2216 | 0 | 1560.2451 | 0 | 1558.814 | 0 | 1558.8055 | 0
[7 empty] | 1098.2363 | 0 | 1560.3644 | 0 | 1558.933 | 0 | 1558.9246 | 0
[7 empty] | 1098.2511 | 0 | 1560.4838 | 0 | 1559.0521 | 0 | 1559.0436 | 0
[7 empty] | 1098.2659 | 0 | 1560.603 | 0 | 1559.1711 | 0 | 1559.1627 | 0
[7 empty] | 1098.2806 | 0 | 1560.7223 | 0 | 1559.2903 | 0 | 1559.2819 | 0
[7 empty] | 1098.2954 | 0 | 1560.8417 | 0 | 1559.4094 | 0 | 1559.4009 | 0
[7 empty] | 1098.3102 | 0 | 1560.9611 | 0 | 1559.5286 | 0 | 1559.52 | 0
[7 empty] | 1098.325 | 0 | 1561.0804 | 0 | 1559.6477 | 0 | 1559.6393 | 0
[7 empty] | 1098.3397 | 0 | 1561.1998 | 0 | 1559.7668 | 0 | 1559.7584 | 0
[7 empty] | 1098.3545 | 0 | 1561.3192 | 0 | 1559.8861 | 0 | 1559.8776 | 0
[7 empty] | 1098.3693 | 0 | 1561.4386 | 0 | 1560.0052 | 0 | 1559.9968 | 0
[7 empty] | 1098.384 | 0 | 1561.5581 | 0 | 1560.1245 | 0 | 1560.1161 | 0
[7 empty] | 1098.3988 | 0 | 1561.6776 | 0 | 1560.2438 | 0 | 1560.2352 | 0
[7 empty] | 1098.4136 | 0 | 1561.7971 | 0 | 1560.363 | 0 | 1560.3546 | 0
[7 empty] | 1098.4283 | 0 | 1561.9165 | 0 | 1560.4823 | 0 | 1560.4739 | 0
[7 empty] | 1098.4431 | 0 | 1562.0361 | 0 | 1560.6016 | 0 | 1560.5931 | 0
[7 empty] | 1098.4579 | 0 | 1562.1556 | 0 | 1560.7209 | 0 | 1560.7124 | 0
[7 empty] | 1098.4728 | 0 | 1562.2751 | 0 | 1560.8403 | 0 | 1560.8318 | 0
[7 empty] | 1098.4875 | 0 | 1562.3948 | 0 | 1560.9596 | 0 | 1560.9512 | 0
[7 empty] | 1098.5023 | 0 | 1562.5144 | 0 | 1561.079 | 0 | 1561.0706 | 0
[7 empty] | 1098.5171 | 0 | 1562.6339 | 0 | 1561.1984 | 0 | 1561.1899 | 0
[7 empty] | 1098.5319 | 0 | 1562.7537 | 0 | 1561.3179 | 0 | 1561.3093 | 0
[7 empty] | 1098.5466 | 0 | 1562.8733 | 0 | 1561.4373 | 0 | 1561.4287 | 0
[7 empty] | 1098.5614 | 0 | 1562.9929 | 0 | 1561.5566 | 0 | 1561.5482 | 0
[7 empty] | 1098.5762 | 0 | 1563.1126 | 0 | 1561.6762 | 0 | 1561.6677 | 0
[7 empty] | 1098.5909 | 0 | 1563.2323 | 0 | 1561.7957 | 0 | 1561.7871 | 0
[7 empty] | 1098.6057 | 0 | 1563.352 | 0 | 1561.9152 | 0 | 1561.9066 | 0
[7 empty] | 1098.6205 | 0 | 1563.4718 | 0 | 1562.0347 | 0 | 1562.0262 | 0
[7 empty] | 1098.6353 | 0 | 1563.5916 | 0 | 1562.1542 | 0 | 1562.1457 | 0
[7 empty] | 1098.6501 | 0 | 1563.7113 | 0 | 1562.2738 | 0 | 1562.2653 | 0
[7 empty] | 1098.6649 | 0 | 1563.8312 | 0 | 1562.3933 | 0 | 1562.3849 | 0
[7 empty] | 1098.6797 | 0 | 1563.9509 | 0 | 1562.5129 | 0 | 1562.5045 | 0
[7 empty] | 1098.6945 | 0 | 1564.0708 | 0 | 1562.6326 | 0 | 1562.624 | 0
[7 empty] | 1098.7092 | 0 | 1564.1907 | 0 | 1562.7522 | 0 | 1562.7436 | 0
[7 empty] | 1098.724 | 0 | 1564.3105 | 0 | 1562.8718 | 0 | 1562.8634 | 0
[7 empty] | 1098.7388 | 0 | 1564.4304 | 0 | 1562.9915 | 0 | 1562.983 | 0
[7 empty] | 1098.7535 | 0 | 1564.5503 | 0 | 1563.1112 | 0 | 1563.1027 | 0
[7 empty] | 1098.7683 | 0 | 1564.6702 | 0 | 1563.231 | 0 | 1563.2224 | 0
[7 empty] | 1098.7832 | 0 | 1564.7902 | 0 | 1563.3506 | 0 | 1563.3422 | 0
[7 empty] | 1098.798 | 0 | 1564.9102 | 0 | 1563.4703 | 0 | 1563.4619 | 0
[7 empty] | 1098.8127 | 0 | 1565.0302 | 0 | 1563.5901 | 0 | 1563.5817 | 0
[7 empty] | 1098.8275 | 0 | 1565.1501 | 0 | 1563.71 | 0 | 1563.7014 | 0
[7 empty] | 1098.8423 | 0 | 1565.2701 | 0 | 1563.8297 | 0 | 1563.8212 | 0
[7 empty] | 1098.8571 | 0 | 1565.3901 | 0 | 1563.9496 | 0 | 1563.941 | 0
[7 empty] | 1098.8718 | 0 | 1565.5103 | 0 | 1564.0693 | 0 | 1564.0609 | 0
[7 empty] | 1098.8867 | 0 | 1565.6302 | 0 | 1564.1892 | 0 | 1564.1807 | 0
[7 empty] | 1098.9015 | 0 | 1565.7504 | 0 | 1564.3091 | 0 | 1564.3005 | 0
[7 empty] | 1098.9163 | 0 | 1565.8705 | 0 | 1564.429 | 0 | 1564.4205 | 0
[7 empty] | 1098.931 | 0 | 1565.9906 | 0 | 1564.5488 | 0 | 1564.5404 | 0
[7 empty] | 1098.9458 | 0 | 1566.1107 | 0 | 1564.6688 | 0 | 1564.6603 | 0
[7 empty] | 1098.9606 | 0 | 1566.231 | 0 | 1564.7887 | 0 | 1564.7803 | 0
[7 empty] | 1098.9755 | 0 | 1566.3511 | 0 | 1564.9087 | 0 | 1564.9003 | 0
[7 empty] | 1098.9902 | 0 | 1566.4713 | 0 | 1565.0287 | 0 | 1565.0201 | 0
[7 empty] | 1099.005 | 0 | 1566.5916 | 0 | 1565.1487 | 0 | 1565.1401 | 0
[7 empty] | 1099.0198 | 0 | 1566.7118 | 0 | 1565.2687 | 0 | 1565.2603 | 0
[7 empty] | 1099.0345 | 0 | 1566.832 | 0 | 1565.3888 | 0 | 1565.3802 | 0
[7 empty] | 1099.0493 | 0 | 1566.9523 | 0 | 1565.5088 | 0 | 1565.5002 | 0
[7 empty] | 1099.0642 | 0 | 1567.0726 | 0 | 1565.6289 | 0 | 1565.6204 | 0
[7 empty] | 1099.079 | 0 | 1567.1929 | 0 | 1565.7489 | 0 | 1565.7405 | 0
[7 empty] | 1099.0938 | 0 | 1567.3132 | 0 | 1565.869 | 0 | 1565.8606 | 0
[7 empty] | 1099.1085 | 0 | 1567.4336 | 0 | 1565.9893 | 0 | 1565.9807 | 0
[7 empty] | 1099.1233 | 0 | 1567.554 | 0 | 1566.1094 | 0 | 1566.1008 | 0
[7 empty] | 1099.1382 | 0 | 1567.6743 | 0 | 1566.2295 | 0 | 1566.2209 | 0
[7 empty] | 1099.153 | 0 | 1567.7948 | 0 | 1566.3497 | 0 | 1566.3412 | 0
[7 empty] | 1099.1677 | 0 | 1567.9152 | 0 | 1566.4698 | 0 | 1566.4614 | 0
[7 empty] | 1099.1825 | 0 | 1568.0356 | 0 | 1566.5901 | 0 | 1566.5817 | 0
[7 empty] | 1099.1974 | 0 | 1568.1561 | 0 | 1566.7103 | 0 | 1566.7019 | 0
[7 empty] | 1099.2122 | 0 | 1568.2765 | 0 | 1566.8306 | 0 | 1566.8221 | 0
[7 empty] | 1099.2269 | 0 | 1568.3971 | 0 | 1566.9509 | 0 | 1566.9424 | 0
[7 empty] | 1099.2417 | 0 | 1568.5176 | 0 | 1567.0712 | 0 | 1567.0626 | 0
[7 empty] | 1099.2565 | 0 | 1568.6381 | 0 | 1567.1915 | 0 | 1567.183 | 0
[7 empty] | 1099.2714 | 0 | 1568.7587 | 0 | 1567.3118 | 0 | 1567.3033 | 0
[7 empty] | 1099.2861 | 0 | 1568.8793 | 0 | 1567.4321 | 0 | 1567.4237 | 0
[7 empty] | 1099.3009 | 0 | 1568.9998 | 0 | 1567.5525 | 0 | 1567.5441 | 0
[7 empty] | 1099.3157 | 0 | 1569.1204 | 0 | 1567.673 | 0 | 1567.6644 | 0
[7 empty] | 1099.3306 | 0 | 1569.2411 | 0 | 1567.7933 | 0 | 1567.7848 | 0
[7 empty] | 1099.3453 | 0 | 1569.3617 | 0 | 1567.9137 | 0 | 1567.9053 | 0
[7 empty] | 1099.3601 | 0 | 1569.4823 | 0 | 1568.0342 | 0 | 1568.0256 | 0
[7 empty] | 1099.3749 | 0 | 1569.603 | 0 | 1568.1547 | 0 | 1568.1461 | 0
[7 empty] | 1099.3898 | 0 | 1569.7238 | 0 | 1568.2751 | 0 | 1568.2666 | 0
[7 empty] | 1099.4045 | 0 | 1569.8445 | 0 | 1568.3956 | 0 | 1568.3871 | 0
[7 empty] | 1099.4193 | 0 | 1569.9652 | 0 | 1568.5161 | 0 | 1568.5077 | 0
[7 empty] | 1099.4342 | 0 | 1570.0859 | 0 | 1568.6367 | 0 | 1568.6282 | 0
[7 empty] | 1099.449 | 0 | 1570.2068 | 0 | 1568.7572 | 0 | 1568.7488 | 0
[7 empty] | 1099.4637 | 0 | 1570.3275 | 0 | 1568.8778 | 0 | 1568.8693 | 0
[7 empty] | 1099.4785 | 0 | 1570.4484 | 0 | 1568.9984 | 0 | 1568.9899 | 0
[7 empty] | 1099.4934 | 0 | 1570.5692 | 0 | 1569.119 | 0 | 1569.1105 | 0
[7 empty] | 1099.5082 | 0 | 1570.6901 | 0 | 1569.2396 | 0 | 1569.2311 | 0
[7 empty] | 1099.5229 | 0 | 1570.8109 | 0 | 1569.3602 | 0 | 1569.3518 | 0
[7 empty] | 1099.5378 | 0 | 1570.9318 | 0 | 1569.481 | 0 | 1569.4724 | 0
[7 empty] | 1099.5526 | 0 | 1571.0527 | 0 | 1569.6017 | 0 | 1569.5931 | 0
[7 empty] | 1099.5674 | 0 | 1571.1736 | 0 | 1569.7223 | 0 | 1569.7139 | 0
[7 empty] | 1099.5822 | 0 | 1571.2946 | 0 | 1569.843 | 0 | 1569.8345 | 0
[7 empty] | 1099.597 | 0 | 1571.4155 | 0 | 1569.9637 | 0 | 1569.9553 | 0
[7 empty] | 1099.6118 | 0 | 1571.5365 | 0 | 1570.0846 | 0 | 1570.076 | 0
[7 empty] | 1099.6266 | 0 | 1571.6575 | 0 | 1570.2053 | 0 | 1570.1968 | 0
[7 empty] | 1099.6415 | 0 | 1571.7786 | 0 | 1570.3262 | 0 | 1570.3176 | 0
[7 empty] | 1099.6562 | 0 | 1571.8995 | 0 | 1570.4469 | 0 | 1570.4383 | 0
[7 empty] | 1099.671 | 0 | 1572.0206 | 0 | 1570.5677 | 0 | 1570.5592 | 0
[7 empty] | 1099.6859 | 0 | 1572.1417 | 0 | 1570.6886 | 0 | 1570.68 | 0
[7 empty] | 1099.7007 | 0 | 1572.2628 | 0 | 1570.8094 | 0 | 1570.8009 | 0
[7 empty] | 1099.7155 | 0 | 1572.3839 | 0 | 1570.9304 | 0 | 1570.9219 | 0
[7 empty] | 1099.7303 | 0 | 1572.505 | 0 | 1571.0513 | 0 | 1571.0427 | 0
[7 empty] | 1099.7451 | 0 | 1572.6262 | 0 | 1571.1722 | 0 | 1571.1637 | 0
[7 empty] | 1099.7599 | 0 | 1572.7473 | 0 | 1571.2931 | 0 | 1571.2847 | 0
[7 empty] | 1099.7748 | 0 | 1572.8685 | 0 | 1571.4141 | 0 | 1571.4055 | 0
[7 empty] | 1099.7896 | 0 | 1572.9897 | 0 | 1571.535 | 0 | 1571.5266 | 0
[7 empty] | 1099.8043 | 0 | 1573.111 | 0 | 1571.6561 | 0 | 1571.6476 | 0
[7 empty] | 1099.8192 | 0 | 1573.2322 | 0 | 1571.7771 | 0 | 1571.7686 | 0
[7 empty] | 1099.834 | 0 | 1573.3534 | 0 | 1571.8982 | 0 | 1571.8897 | 0
[7 empty] | 1099.8488 | 0 | 1573.4747 | 0 | 1572.0192 | 0 | 1572.0106 | 0
[7 empty] | 1099.8636 | 0 | 1573.5961 | 0 | 1572.1403 | 0 | 1572.1317 | 0
[7 empty] | 1099.8784 | 0 | 1573.7173 | 0 | 1572.2613 | 0 | 1572.2528 | 0
[7 empty] | 1099.8933 | 0 | 1573.8386 | 0 | 1572.3825 | 0 | 1572.3739 | 0
[7 empty] | 1099.9081 | 0 | 1573.9601 | 0 | 1572.5035 | 0 | 1572.4951 | 0
[7 empty] | 1099.9229 | 0 | 1574.0814 | 0 | 1572.6248 | 0 | 1572.6162 | 0
[7 empty] | 1099.9377 | 0 | 1574.2028 | 0 | 1572.746 | 0 | 1572.7374 | 0
[7 empty] | 1099.9525 | 0 | 1574.3242 | 0 | 1572.8671 | 0 | 1572.8585 | 0
[7 empty] | 1099.9674 | 0 | 1574.4457 | 0 | 1572.9883 | 0 | 1572.9797 | 0
[7 empty] | 1099.9822 | 0 | 1574.567 | 0 | 1573.1095 | 0 | 1573.101 | 0
[7 empty] | 1099.9969 | 0 | 1574.6886 | 0 | 1573.2307 | 0 | 1573.2223 | 0
[7 empty] | 1100.0118 | 0 | 1574.8101 | 0 | 1573.352 | 0 | 1573.3435 | 0
[7 empty] | 1100.0266 | 0 | 1574.9315 | 0 | 1573.4733 | 0 | 1573.4647 | 0
[7 empty] | 1100.0415 | 0 | 1575.0531 | 0 | 1573.5946 | 0 | 1573.5861 | 0
[7 empty] | 1100.0563 | 0 | 1575.1746 | 0 | 1573.7159 | 0 | 1573.7074 | 0
[7 empty] | 1100.071 | 0 | 1575.2961 | 0 | 1573.8373 | 0 | 1573.8287 | 0
[7 empty] | 1100.0859 | 0 | 1575.4177 | 0 | 1573.9586 | 0 | 1573.9501 | 0
[7 empty] | 1100.1007 | 0 | 1575.5393 | 0 | 1574.08 | 0 | 1574.0714 | 0
[7 empty] | 1100.1156 | 0 | 1575.6609 | 0 | 1574.2014 | 0 | 1574.1929 | 0
[7 empty] | 1100.1304 | 0 | 1575.7826 | 0 | 1574.3228 | 0 | 1574.3142 | 0
[7 empty] | 1100.1451 | 0 | 1575.9043 | 0 | 1574.4442 | 0 | 1574.4357 | 0
[7 empty] | 1100.16 | 0 | 1576.0259 | 0 | 1574.5657 | 0 | 1574.5571 | 0
[7 empty] | 1100.1748 | 0 | 1576.1476 | 0 | 1574.6871 | 0 | 1574.6786 | 0
[7 empty] | 1100.1897 | 0 | 1576.2693 | 0 | 1574.8086 | 0 | 1574.8001 | 0
[7 empty] | 1100.2045 | 0 | 1576.391 | 0 | 1574.93 | 0 | 1574.9216 | 0
[7 empty] | 1100.2194 | 0 | 1576.5128 | 0 | 1575.0516 | 0 | 1575.0431 | 0
[7 empty] | 1100.2341 | 0 | 1576.6345 | 0 | 1575.1732 | 0 | 1575.1647 | 0
[7 empty] | 1100.249 | 0 | 1576.7564 | 0 | 1575.2947 | 0 | 1575.2863 | 0
[7 empty] | 1100.2638 | 0 | 1576.8782 | 0 | 1575.4163 | 0 | 1575.4077 | 0
[7 empty] | 1100.2786 | 0 | 1577 | 0 | 1575.538 | 0 | 1575.5294 | 0
[7 empty] | 1100.2935 | 0 | 1577.1218 | 0 | 1575.6596 | 0 | 1575.651 | 0
[7 empty] | 1100.3082 | 0 | 1577.2436 | 0 | 1575.7811 | 0 | 1575.7726 | 0
[7 empty] | 1100.3231 | 0 | 1577.3656 | 0 | 1575.9028 | 0 | 1575.8943 | 0
[7 empty] | 1100.3379 | 0 | 1577.4874 | 0 | 1576.0245 | 0 | 1576.016 | 0
[7 empty] | 1100.3528 | 0 | 1577.6094 | 0 | 1576.1462 | 0 | 1576.1377 | 0
[7 empty] | 1100.3676 | 0 | 1577.7313 | 0 | 1576.2679 | 0 | 1576.2594 | 0
[7 empty] | 1100.3824 | 0 | 1577.8533 | 0 | 1576.3897 | 0 | 1576.3811 | 0
[7 empty] | 1100.3972 | 0 | 1577.9752 | 0 | 1576.5113 | 0 | 1576.5028 | 0
[7 empty] | 1100.4121 | 0 | 1578.0972 | 0 | 1576.6332 | 0 | 1576.6246 | 0
[7 empty] | 1100.4269 | 0 | 1578.2192 | 0 | 1576.7549 | 0 | 1576.7463 | 0
[7 empty] | 1100.4418 | 0 | 1578.3413 | 0 | 1576.8767 | 0 | 1576.8682 | 0
[7 empty] | 1100.4565 | 0 | 1578.4633 | 0 | 1576.9985 | 0 | 1576.99 | 0
[7 empty] | 1100.4714 | 0 | 1578.5853 | 0 | 1577.1204 | 0 | 1577.1118 | 0
[7 empty] | 1100.4862 | 0 | 1578.7075 | 0 | 1577.2423 | 0 | 1577.2336 | 0
[7 empty] | 1100.5011 | 0 | 1578.8296 | 0 | 1577.3641 | 0 | 1577.3556 | 0
[7 empty] | 1100.5159 | 0 | 1578.9517 | 0 | 1577.4861 | 0 | 1577.4774 | 0
[7 empty] | 1100.5308 | 0 | 1579.0738 | 0 | 1577.6079 | 0 | 1577.5994 | 0
[7 empty] | 1100.5455 | 0 | 1579.196 | 0 | 1577.7299 | 0 | 1577.7213 | 0
[7 empty] | 1100.5604 | 0 | 1579.3182 | 0 | 1577.8518 | 0 | 1577.8433 | 0
[7 empty] | 1100.5752 | 0 | 1579.4404 | 0 | 1577.9738 | 0 | 1577.9652 | 0
[7 empty] | 1100.5901 | 0 | 1579.5626 | 0 | 1578.0958 | 0 | 1578.0873 | 0
[7 empty] | 1100.6049 | 0 | 1579.6848 | 0 | 1578.2178 | 0 | 1578.2092 | 0
[7 empty] | 1100.6198 | 0 | 1579.8071 | 0 | 1578.3398 | 0 | 1578.3313 | 0
[7 empty] | 1100.6345 | 0 | 1579.9293 | 0 | 1578.4619 | 0 | 1578.4534 | 0
[7 empty] | 1100.6494 | 0 | 1580.0516 | 0 | 1578.584 | 0 | 1578.5754 | 0
[7 empty] | 1100.6643 | 0 | 1580.174 | 0 | 1578.7061 | 0 | 1578.6975 | 0
[7 empty] | 1100.6791 | 0 | 1580.2963 | 0 | 1578.8281 | 0 | 1578.8196 | 0
[7 empty] | 1100.694 | 0 | 1580.4187 | 0 | 1578.9503 | 0 | 1578.9418 | 0
[7 empty] | 1100.7087 | 0 | 1580.541 | 0 | 1579.0724 | 0 | 1579.0638 | 0
[7 empty] | 1100.7236 | 0 | 1580.6635 | 0 | 1579.1946 | 0 | 1579.186 | 0
[7 empty] | 1100.7384 | 0 | 1580.7859 | 0 | 1579.3168 | 0 | 1579.3082 | 0
[7 empty] | 1100.7533 | 0 | 1580.9083 | 0 | 1579.439 | 0 | 1579.4304 | 0
[7 empty] | 1100.7681 | 0 | 1581.0308 | 0 | 1579.5612 | 0 | 1579.5526 | 0
[7 empty] | 1100.783 | 0 | 1581.1532 | 0 | 1579.6835 | 0 | 1579.6748 | 0
[7 empty] | 1100.7979 | 0 | 1581.2756 | 0 | 1579.8057 | 0 | 1579.7971 | 0
[7 empty] | 1100.8126 | 0 | 1581.3982 | 0 | 1579.928 | 0 | 1579.9194 | 0
[7 empty] | 1100.8275 | 0 | 1581.5207 | 0 | 1580.0503 | 0 | 1580.0418 | 0
[7 empty] | 1100.8423 | 0 | 1581.6432 | 0 | 1580.1726 | 0 | 1580.1641 | 0
[7 empty] | 1100.8572 | 0 | 1581.7658 | 0 | 1580.2949 | 0 | 1580.2864 | 0
[7 empty] | 1100.8721 | 0 | 1581.8884 | 0 | 1580.4172 | 0 | 1580.4087 | 0
[7 empty] | 1100.8868 | 0 | 1582.011 | 0 | 1580.5397 | 0 | 1580.531 | 0
[7 empty] | 1100.9017 | 0 | 1582.1335 | 0 | 1580.662 | 0 | 1580.6534 | 0
[7 empty] | 1100.9165 | 0 | 1582.2562 | 0 | 1580.7844 | 0 | 1580.7759 | 0
[7 empty] | 1100.9314 | 0 | 1582.3789 | 0 | 1580.9069 | 0 | 1580.8983 | 0
[7 empty] | 1100.9463 | 0 | 1582.5016 | 0 | 1581.0293 | 0 | 1581.0207 | 0
[7 empty] | 1100.9611 | 0 | 1582.6243 | 0 | 1581.1517 | 0 | 1581.1432 | 0
[7 empty] | 1100.976 | 0 | 1582.7469 | 0 | 1581.2743 | 0 | 1581.2656 | 0
[7 empty] | 1100.9907 | 0 | 1582.8698 | 0 | 1581.3967 | 0 | 1581.3882 | 0
[7 empty] | 1101.0056 | 0 | 1582.9924 | 0 | 1581.5193 | 0 | 1581.5107 | 0
[7 empty] | 1101.0205 | 0 | 1583.1152 | 0 | 1581.6418 | 0 | 1581.6333 | 0
[7 empty] | 1101.0353 | 0 | 1583.238 | 0 | 1581.7644 | 0 | 1581.7559 | 0
[7 empty] | 1101.0502 | 0 | 1583.3608 | 0 | 1581.887 | 0 | 1581.8784 | 0
[7 empty] | 1101.0651 | 0 | 1583.4836 | 0 | 1582.0095 | 0 | 1582.001 | 0
[7 empty] | 1101.0798 | 0 | 1583.6064 | 0 | 1582.1322 | 0 | 1582.1235 | 0
[7 empty] | 1101.0947 | 0 | 1583.7294 | 0 | 1582.2548 | 0 | 1582.2462 | 0
[7 empty] | 1101.1095 | 0 | 1583.8522 | 0 | 1582.3774 | 0 | 1582.3689 | 0
[7 empty] | 1101.1244 | 0 | 1583.9751 | 0 | 1582.5001 | 0 | 1582.4916 | 0
[7 empty] | 1101.1393 | 0 | 1584.098 | 0 | 1582.6228 | 0 | 1582.6143 | 0
[7 empty] | 1101.1541 | 0 | 1584.2209 | 0 | 1582.7455 | 0 | 1582.7369 | 0
[7 empty] | 1101.1689 | 0 | 1584.344 | 0 | 1582.8683 | 0 | 1582.8597 | 0
[7 empty] | 1101.1838 | 0 | 1584.4669 | 0 | 1582.991 | 0 | 1582.9824 | 0
[7 empty] | 1101.1986 | 0 | 1584.59 | 0 | 1583.1138 | 0 | 1583.1052 | 0
[7 empty] | 1101.2135 | 0 | 1584.713 | 0 | 1583.2366 | 0 | 1583.228 | 0
[7 empty] | 1101.2284 | 0 | 1584.8359 | 0 | 1583.3594 | 0 | 1583.3508 | 0
[7 empty] | 1101.2432 | 0 | 1584.9591 | 0 | 1583.4822 | 0 | 1583.4736 | 0
[7 empty] | 1101.2581 | 0 | 1585.0821 | 0 | 1583.6051 | 0 | 1583.5964 | 0
[7 empty] | 1101.2729 | 0 | 1585.2052 | 0 | 1583.7279 | 0 | 1583.7194 | 0
[7 empty] | 1101.2877 | 0 | 1585.3284 | 0 | 1583.8508 | 0 | 1583.8423 | 0
[7 empty] | 1101.3026 | 0 | 1585.4514 | 0 | 1583.9738 | 0 | 1583.9651 | 0
[7 empty] | 1101.3175 | 0 | 1585.5746 | 0 | 1584.0967 | 0 | 1584.088 | 0
[7 empty] | 1101.3323 | 0 | 1585.6978 | 0 | 1584.2196 | 0 | 1584.2109 | 0
[7 empty] | 1101.3472 | 0 | 1585.8209 | 0 | 1584.3425 | 0 | 1584.334 | 0
[7 empty] | 1101.3621 | 0 | 1585.9442 | 0 | 1584.4654 | 0 | 1584.4569 | 0
[7 empty] | 1101.377 | 0 | 1586.0674 | 0 | 1584.5885 | 0 | 1584.58 | 0
[7 empty] | 1101.3917 | 0 | 1586.1907 | 0 | 1584.7115 | 0 | 1584.703 | 0
[7 empty] | 1101.4066 | 0 | 1586.314 | 0 | 1584.8346 | 0 | 1584.8259 | 0
[7 empty] | 1101.4215 | 0 | 1586.4373 | 0 | 1584.9576 | 0 | 1584.9491 | 0
[7 empty] | 1101.4363 | 0 | 1586.5605 | 0 | 1585.0807 | 0 | 1585.0721 | 0
[7 empty] | 1101.4512 | 0 | 1586.6838 | 0 | 1585.2037 | 0 | 1585.1952 | 0
[7 empty] | 1101.4661 | 0 | 1586.8071 | 0 | 1585.3269 | 0 | 1585.3184 | 0
[7 empty] | 1101.481 | 0 | 1586.9305 | 0 | 1585.4501 | 0 | 1585.4414 | 0
[7 empty] | 1101.4957 | 0 | 1587.054 | 0 | 1585.5732 | 0 | 1585.5646 | 0
[7 empty] | 1101.5106 | 0 | 1587.1774 | 0 | 1585.6964 | 0 | 1585.6877 | 0
[7 empty] | 1101.5255 | 0 | 1587.3008 | 0 | 1585.8196 | 0 | 1585.8109 | 0
[7 empty] | 1101.5403 | 0 | 1587.4242 | 0 | 1585.9427 | 0 | 1585.9342 | 0
[7 empty] | 1101.5552 | 0 | 1587.5476 | 0 | 1586.066 | 0 | 1586.0574 | 0
[7 empty] | 1101.5701 | 0 | 1587.6711 | 0 | 1586.1892 | 0 | 1586.1807 | 0
[7 empty] | 1101.585 | 0 | 1587.7946 | 0 | 1586.3125 | 0 | 1586.304 | 0
[7 empty] | 1101.5997 | 0 | 1587.9181 | 0 | 1586.4358 | 0 | 1586.4272 | 0
[7 empty] | 1101.6146 | 0 | 1588.0416 | 0 | 1586.5591 | 0 | 1586.5505 | 0
[7 empty] | 1101.6295 | 0 | 1588.1652 | 0 | 1586.6824 | 0 | 1586.6738 | 0
[7 empty] | 1101.6444 | 0 | 1588.2888 | 0 | 1586.8058 | 0 | 1586.7971 | 0
[7 empty] | 1101.6593 | 0 | 1588.4124 | 0 | 1586.9291 | 0 | 1586.9205 | 0
[7 empty] | 1101.6741 | 0 | 1588.536 | 0 | 1587.0525 | 0 | 1587.0439 | 0
[7 empty] | 1101.689 | 0 | 1588.6597 | 0 | 1587.1759 | 0 | 1587.1674 | 0
[7 empty] | 1101.7039 | 0 | 1588.7833 | 0 | 1587.2993 | 0 | 1587.2908 | 0
[7 empty] | 1101.7188 | 0 | 1588.907 | 0 | 1587.4227 | 0 | 1587.4142 | 0
[7 empty] | 1101.7335 | 0 | 1589.0306 | 0 | 1587.5463 | 0 | 1587.5376 | 0
[7 empty] | 1101.7484 | 0 | 1589.1543 | 0 | 1587.6697 | 0 | 1587.6611 | 0
[7 empty] | 1101.7633 | 0 | 1589.2781 | 0 | 1587.7932 | 0 | 1587.7846 | 0
[7 empty] | 1101.7782 | 0 | 1589.4019 | 0 | 1587.9168 | 0 | 1587.9081 | 0
[7 empty] | 1101.7931 | 0 | 1589.5256 | 0 | 1588.0403 | 0 | 1588.0316 | 0
[7 empty] | 1101.8079 | 0 | 1589.6494 | 0 | 1588.1638 | 0 | 1588.1552 | 0
[7 empty] | 1101.8228 | 0 | 1589.7732 | 0 | 1588.2874 | 0 | 1588.2788 | 0
[7 empty] | 1101.8376 | 0 | 1589.897 | 0 | 1588.411 | 0 | 1588.4023 | 0
[7 empty] | 1101.8525 | 0 | 1590.0209 | 0 | 1588.5346 | 0 | 1588.526 | 0
[7 empty] | 1101.8674 | 0 | 1590.1446 | 0 | 1588.6582 | 0 | 1588.6497 | 0
[7 empty] | 1101.8822 | 0 | 1590.2686 | 0 | 1588.7819 | 0 | 1588.7732 | 0
[7 empty] | 1101.8971 | 0 | 1590.3925 | 0 | 1588.9055 | 0 | 1588.897 | 0
[7 empty] | 1101.912 | 0 | 1590.5164 | 0 | 1589.0292 | 0 | 1589.0206 | 0
[7 empty] | 1101.9269 | 0 | 1590.6404 | 0 | 1589.1529 | 0 | 1589.1443 | 0
[7 empty] | 1101.9418 | 0 | 1590.7643 | 0 | 1589.2766 | 0 | 1589.2681 | 0
[7 empty] | 1101.9565 | 0 | 1590.8883 | 0 | 1589.4004 | 0 | 1589.3918 | 0
[7 empty] | 1101.9714 | 0 | 1591.0123 | 0 | 1589.5242 | 0 | 1589.5155 | 0
[7 empty] | 1101.9863 | 0 | 1591.1363 | 0 | 1589.648 | 0 | 1589.6393 | 0
[7 empty] | 1102.0012 | 0 | 1591.2604 | 0 | 1589.7717 | 0 | 1589.7632 | 0
[7 empty] | 1102.0161 | 0 | 1591.3844 | 0 | 1589.8955 | 0 | 1589.887 | 0
[7 empty] | 1102.031 | 0 | 1591.5084 | 0 | 1590.0194 | 0 | 1590.0109 | 0
[7 empty] | 1102.0459 | 0 | 1591.6326 | 0 | 1590.1433 | 0 | 1590.1346 | 0
[7 empty] | 1102.0607 | 0 | 1591.7567 | 0 | 1590.2672 | 0 | 1590.2585 | 0
[7 empty] | 1102.0756 | 0 | 1591.8809 | 0 | 1590.3911 | 0 | 1590.3825 | 0
[7 empty] | 1102.0905 | 0 | 1592.005 | 0 | 1590.515 | 0 | 1590.5064 | 0
[7 empty] | 1102.1053 | 0 | 1592.1291 | 0 | 1590.6389 | 0 | 1590.6302 | 0
[7 empty] | 1102.1202 | 0 | 1592.2533 | 0 | 1590.7628 | 0 | 1590.7543 | 0
[7 empty] | 1102.1351 | 0 | 1592.3776 | 0 | 1590.8868 | 0 | 1590.8783 | 0
[7 empty] | 1102.15 | 0 | 1592.5017 | 0 | 1591.0109 | 0 | 1591.0022 | 0
[7 empty] | 1102.1648 | 0 | 1592.626 | 0 | 1591.1349 | 0 | 1591.1262 | 0
[7 empty] | 1102.1797 | 0 | 1592.7502 | 0 | 1591.2589 | 0 | 1591.2502 | 0
[7 empty] | 1102.1946 | 0 | 1592.8745 | 0 | 1591.3829 | 0 | 1591.3744 | 0
[7 empty] | 1102.2095 | 0 | 1592.9989 | 0 | 1591.5071 | 0 | 1591.4984 | 0
[7 empty] | 1102.2244 | 0 | 1593.1232 | 0 | 1591.6311 | 0 | 1591.6226 | 0
[7 empty] | 1102.2393 | 0 | 1593.2476 | 0 | 1591.7552 | 0 | 1591.7466 | 0
[7 empty] | 1102.2541 | 0 | 1593.3719 | 0 | 1591.8794 | 0 | 1591.8707 | 0
[7 empty] | 1102.269 | 0 | 1593.4963 | 0 | 1592.0035 | 0 | 1591.9949 | 0
[7 empty] | 1102.2839 | 0 | 1593.6207 | 0 | 1592.1277 | 0 | 1592.1191 | 0
[7 empty] | 1102.2988 | 0 | 1593.7451 | 0 | 1592.2518 | 0 | 1592.2433 | 0
[7 empty] | 1102.3136 | 0 | 1593.8696 | 0 | 1592.3761 | 0 | 1592.3674 | 0
[7 empty] | 1102.3285 | 0 | 1593.994 | 0 | 1592.5004 | 0 | 1592.4917 | 0
[7 empty] | 1102.3434 | 0 | 1594.1185 | 0 | 1592.6246 | 0 | 1592.616 | 0
[7 empty] | 1102.3583 | 0 | 1594.243 | 0 | 1592.7489 | 0 | 1592.7402 | 0
[7 empty] | 1102.3732 | 0 | 1594.3675 | 0 | 1592.8732 | 0 | 1592.8645 | 0
[7 empty] | 1102.3881 | 0 | 1594.4921 | 0 | 1592.9974 | 0 | 1592.9888 | 0
[7 empty] | 1102.403 | 0 | 1594.6166 | 0 | 1593.1218 | 0 | 1593.1132 | 0
[7 empty] | 1102.4178 | 0 | 1594.7412 | 0 | 1593.2461 | 0 | 1593.2376 | 0
[7 empty] | 1102.4327 | 0 | 1594.8658 | 0 | 1593.3705 | 0 | 1593.3618 | 0
[7 empty] | 1102.4476 | 0 | 1594.9905 | 0 | 1593.4949 | 0 | 1593.4862 | 0
[7 empty] | 1102.4625 | 0 | 1595.1151 | 0 | 1593.6193 | 0 | 1593.6106 | 0
[7 empty] | 1102.4774 | 0 | 1595.2397 | 0 | 1593.7436 | 0 | 1593.7351 | 0
[7 empty] | 1102.4923 | 0 | 1595.3644 | 0 | 1593.8682 | 0 | 1593.8595 | 0
[7 empty] | 1102.5072 | 0 | 1595.4891 | 0 | 1593.9925 | 0 | 1593.984 | 0
[7 empty] | 1102.522 | 0 | 1595.6138 | 0 | 1594.1171 | 0 | 1594.1084 | 0
[7 empty] | 1102.5369 | 0 | 1595.7385 | 0 | 1594.2416 | 0 | 1594.2329 | 0
[7 empty] | 1102.5518 | 0 | 1595.8633 | 0 | 1594.3661 | 0 | 1594.3574 | 0
[7 empty] | 1102.5666 | 0 | 1595.988 | 0 | 1594.4906 | 0 | 1594.4821 | 0
[7 empty] | 1102.5815 | 0 | 1596.1129 | 0 | 1594.6152 | 0 | 1594.6066 | 0
[7 empty] | 1102.5964 | 0 | 1596.2377 | 0 | 1594.7397 | 0 | 1594.7312 | 0
[7 empty] | 1102.6113 | 0 | 1596.3626 | 0 | 1594.8644 | 0 | 1594.8557 | 0
[7 empty] | 1102.6262 | 0 | 1596.4874 | 0 | 1594.989 | 0 | 1594.9804 | 0
[7 empty] | 1102.6411 | 0 | 1596.6123 | 0 | 1595.1137 | 0 | 1595.105 | 0
[7 empty] | 1102.656 | 0 | 1596.7372 | 0 | 1595.2383 | 0 | 1595.2296 | 0
[7 empty] | 1102.6709 | 0 | 1596.8621 | 0 | 1595.3629 | 0 | 1595.3544 | 0
[7 empty] | 1102.6858 | 0 | 1596.9869 | 0 | 1595.4877 | 0 | 1595.479 | 0
[7 empty] | 1102.7007 | 0 | 1597.1119 | 0 | 1595.6124 | 0 | 1595.6038 | 0
[7 empty] | 1102.7156 | 0 | 1597.2369 | 0 | 1595.7371 | 0 | 1595.7285 | 0
[7 empty] | 1102.7305 | 0 | 1597.3619 | 0 | 1595.8618 | 0 | 1595.8533 | 0
[7 empty] | 1102.7454 | 0 | 1597.4869 | 0 | 1595.9867 | 0 | 1595.978 | 0
[7 empty] | 1102.7603 | 0 | 1597.6119 | 0 | 1596.1115 | 0 | 1596.1028 | 0
[7 empty] | 1102.7751 | 0 | 1597.7369 | 0 | 1596.2362 | 0 | 1596.2277 | 0
[7 empty] | 1102.79 | 0 | 1597.8621 | 0 | 1596.3611 | 0 | 1596.3524 | 0
[7 empty] | 1102.8049 | 0 | 1597.9872 | 0 | 1596.486 | 0 | 1596.4773 | 0
[7 empty] | 1102.8198 | 0 | 1598.1122 | 0 | 1596.6108 | 0 | 1596.6022 | 0
[7 empty] | 1102.8347 | 0 | 1598.2373 | 0 | 1596.7357 | 0 | 1596.727 | 0
[7 empty] | 1102.8496 | 0 | 1598.3626 | 0 | 1596.8606 | 0 | 1596.8519 | 0
[7 empty] | 1102.8645 | 0 | 1598.4877 | 0 | 1596.9856 | 0 | 1596.9769 | 0
[7 empty] | 1102.8794 | 0 | 1598.6129 | 0 | 1597.1105 | 0 | 1597.1018 | 0
[7 empty] | 1102.8943 | 0 | 1598.738 | 0 | 1597.2355 | 0 | 1597.2268 | 0
[7 empty] | 1102.9092 | 0 | 1598.8633 | 0 | 1597.3605 | 0 | 1597.3518 | 0
[7 empty] | 1102.9242 | 0 | 1598.9885 | 0 | 1597.4855 | 0 | 1597.4768 | 0
[7 empty] | 1102.9391 | 0 | 1599.1138 | 0 | 1597.6105 | 0 | 1597.6018 | 0
[7 empty] | 1102.954 | 0 | 1599.2391 | 0 | 1597.7355 | 0 | 1597.7269 | 0
[7 empty] | 1102.9689 | 0 | 1599.3644 | 0 | 1597.8606 | 0 | 1597.8519 | 0
[7 empty] | 1102.9838 | 0 | 1599.4897 | 0 | 1597.9857 | 0 | 1597.977 | 0
[7 empty] | 1102.9987 | 0 | 1599.615 | 0 | 1598.1108 | 0 | 1598.1022 | 0
[7 empty] | 1103.0136 | 0 | 1599.7404 | 0 | 1598.236 | 0 | 1598.2273 | 0
[7 empty] | 1103.0284 | 0 | 1599.8658 | 0 | 1598.3611 | 0 | 1598.3524 | 0
[7 empty] | 1103.0433 | 0 | 1599.9912 | 0 | 1598.4862 | 0 | 1598.4775 | 0
[7 empty] | 1103.0582 | 0 | 1600.1166 | 0 | 1598.6115 | 0 | 1598.6028 | 0
[7 empty] | 1103.0731 | 0 | 1600.2421 | 0 | 1598.7366 | 0 | 1598.728 | 0
[7 empty] | 1103.088 | 0 | 1600.3675 | 0 | 1598.8618 | 0 | 1598.8531 | 0
[7 empty] | 1103.1029 | 0 | 1600.493 | 0 | 1598.9871 | 0 | 1598.9784 | 0
[7 empty] | 1103.1178 | 0 | 1600.6185 | 0 | 1599.1123 | 0 | 1599.1038 | 0
[7 empty] | 1103.1327 | 0 | 1600.744 | 0 | 1599.2377 | 0 | 1599.229 | 0
[7 empty] | 1103.1477 | 0 | 1600.8695 | 0 | 1599.3629 | 0 | 1599.3543 | 0
[7 empty] | 1103.1626 | 0 | 1600.9951 | 0 | 1599.4883 | 0 | 1599.4796 | 0
[7 empty] | 1103.1775 | 0 | 1601.1207 | 0 | 1599.6137 | 0 | 1599.605 | 0
[7 empty] | 1103.1924 | 0 | 1601.2463 | 0 | 1599.739 | 0 | 1599.7304 | 0
[7 empty] | 1103.2073 | 0 | 1601.3719 | 0 | 1599.8644 | 0 | 1599.8557 | 0
[7 empty] | 1103.2222 | 0 | 1601.4976 | 0 | 1599.9897 | 0 | 1599.9811 | 0
[7 empty] | 1103.2371 | 0 | 1601.6232 | 0 | 1600.1151 | 0 | 1600.1066 | 0
[7 empty] | 1103.252 | 0 | 1601.7489 | 0 | 1600.2406 | 0 | 1600.2319 | 0
[7 empty] | 1103.2668 | 0 | 1601.8745 | 0 | 1600.3661 | 0 | 1600.3574 | 0
[7 empty] | 1103.2819 | 0 | 1602.0002 | 0 | 1600.4916 | 0 | 1600.4829 | 0
[7 empty] | 1103.2968 | 0 | 1602.126 | 0 | 1600.6171 | 0 | 1600.6084 | 0
[7 empty] | 1103.3116 | 0 | 1602.2518 | 0 | 1600.7425 | 0 | 1600.7339 | 0
[7 empty] | 1103.3265 | 0 | 1602.3776 | 0 | 1600.8682 | 0 | 1600.8595 | 0
[7 empty] | 1103.3414 | 0 | 1602.5033 | 0 | 1600.9936 | 0 | 1600.985 | 0
[7 empty] | 1103.3563 | 0 | 1602.6291 | 0 | 1601.1193 | 0 | 1601.1106 | 0
[7 empty] | 1103.3712 | 0 | 1602.755 | 0 | 1601.2449 | 0 | 1601.2362 | 0
[7 empty] | 1103.3862 | 0 | 1602.8809 | 0 | 1601.3705 | 0 | 1601.3618 | 0
[7 empty] | 1103.4011 | 0 | 1603.0067 | 0 | 1601.4961 | 0 | 1601.4874 | 0
[7 empty] | 1103.416 | 0 | 1603.1326 | 0 | 1601.6217 | 0 | 1601.613 | 0
[7 empty] | 1103.4309 | 0 | 1603.2585 | 0 | 1601.7474 | 0 | 1601.7388 | 0
[7 empty] | 1103.4458 | 0 | 1603.3844 | 0 | 1601.8732 | 0 | 1601.8645 | 0
[7 empty] | 1103.4607 | 0 | 1603.5104 | 0 | 1601.9988 | 0 | 1601.9902 | 0
[7 empty] | 1103.4756 | 0 | 1603.6363 | 0 | 1602.1246 | 0 | 1602.116 | 0
[7 empty] | 1103.4906 | 0 | 1603.7623 | 0 | 1602.2504 | 0 | 1602.2417 | 0
[7 empty] | 1103.5055 | 0 | 1603.8884 | 0 | 1602.3761 | 0 | 1602.3674 | 0
[7 empty] | 1103.5204 | 0 | 1604.0144 | 0 | 1602.502 | 0 | 1602.4933 | 0
[7 empty] | 1103.5353 | 0 | 1604.1405 | 0 | 1602.6277 | 0 | 1602.619 | 0
[7 empty] | 1103.5502 | 0 | 1604.2666 | 0 | 1602.7535 | 0 | 1602.7449 | 0
[7 empty] | 1103.5652 | 0 | 1604.3927 | 0 | 1602.8794 | 0 | 1602.8707 | 0
[7 empty] | 1103.5801 | 0 | 1604.5188 | 0 | 1603.0052 | 0 | 1602.9966 | 0
[7 empty] | 1103.595 | 0 | 1604.6449 | 0 | 1603.1312 | 0 | 1603.1226 | 0
[7 empty] | 1103.6099 | 0 | 1604.771 | 0 | 1603.2571 | 0 | 1603.2484 | 0
[7 empty] | 1103.6248 | 0 | 1604.8972 | 0 | 1603.3831 | 0 | 1603.3744 | 0
[7 empty] | 1103.6398 | 0 | 1605.0234 | 0 | 1603.5089 | 0 | 1603.5004 | 0
[7 empty] | 1103.6547 | 0 | 1605.1497 | 0 | 1603.6349 | 0 | 1603.6262 | 0
[7 empty] | 1103.6696 | 0 | 1605.2759 | 0 | 1603.761 | 0 | 1603.7523 | 0
[7 empty] | 1103.6844 | 0 | 1605.4021 | 0 | 1603.887 | 0 | 1603.8783 | 0
[7 empty] | 1103.6993 | 0 | 1605.5283 | 0 | 1604.0129 | 0 | 1604.0043 | 0
[7 empty] | 1103.7144 | 0 | 1605.6547 | 0 | 1604.139 | 0 | 1604.1304 | 0
[7 empty] | 1103.7292 | 0 | 1605.781 | 0 | 1604.2651 | 0 | 1604.2565 | 0
[7 empty] | 1103.7441 | 0 | 1605.9073 | 0 | 1604.3912 | 0 | 1604.3826 | 0
[7 empty] | 1103.759 | 0 | 1606.0337 | 0 | 1604.5173 | 0 | 1604.5087 | 0
[7 empty] | 1103.7739 | 0 | 1606.16 | 0 | 1604.6434 | 0 | 1604.6348 | 0
[7 empty] | 1103.7889 | 0 | 1606.2864 | 0 | 1604.7695 | 0 | 1604.7609 | 0
[7 empty] | 1103.8038 | 0 | 1606.4128 | 0 | 1604.8957 | 0 | 1604.8871 | 0
[7 empty] | 1103.8187 | 0 | 1606.5392 | 0 | 1605.022 | 0 | 1605.0133 | 0
[7 empty] | 1103.8336 | 0 | 1606.6656 | 0 | 1605.1482 | 0 | 1605.1395 | 0
[7 empty] | 1103.8486 | 0 | 1606.7921 | 0 | 1605.2744 | 0 | 1605.2658 | 0
[7 empty] | 1103.8635 | 0 | 1606.9187 | 0 | 1605.4006 | 0 | 1605.392 | 0
[7 empty] | 1103.8784 | 0 | 1607.0452 | 0 | 1605.5269 | 0 | 1605.5182 | 0
[7 empty] | 1103.8933 | 0 | 1607.1716 | 0 | 1605.6532 | 0 | 1605.6445 | 0
[7 empty] | 1103.9083 | 0 | 1607.2982 | 0 | 1605.7795 | 0 | 1605.7709 | 0
[7 empty] | 1103.9232 | 0 | 1607.4248 | 0 | 1605.9059 | 0 | 1605.8972 | 0
[7 empty] | 1103.9381 | 0 | 1607.5514 | 0 | 1606.0322 | 0 | 1606.0236 | 0
[7 empty] | 1103.9531 | 0 | 1607.678 | 0 | 1606.1586 | 0 | 1606.1499 | 0
[7 empty] | 1103.968 | 0 | 1607.8047 | 0 | 1606.2849 | 0 | 1606.2762 | 0
[7 empty] | 1103.9829 | 0 | 1607.9313 | 0 | 1606.4114 | 0 | 1606.4027 | 0
[7 empty] | 1103.9978 | 0 | 1608.058 | 0 | 1606.5378 | 0 | 1606.5292 | 0
[7 empty] | 1104.0128 | 0 | 1608.1847 | 0 | 1606.6642 | 0 | 1606.6555 | 0
[7 empty] | 1104.0277 | 0 | 1608.3114 | 0 | 1606.7908 | 0 | 1606.782 | 0
[7 empty] | 1104.0426 | 0 | 1608.4381 | 0 | 1606.9172 | 0 | 1606.9086 | 0
[7 empty] | 1104.0576 | 0 | 1608.5648 | 0 | 1607.0437 | 0 | 1607.035 | 0
[7 empty] | 1104.0725 | 0 | 1608.6915 | 0 | 1607.1703 | 0 | 1607.1615 | 0
[7 empty] | 1104.0874 | 0 | 1608.8184 | 0 | 1607.2967 | 0 | 1607.2881 | 0
[7 empty] | 1104.1023 | 0 | 1608.9452 | 0 | 1607.4233 | 0 | 1607.4147 | 0
[7 empty] | 1104.1173 | 0 | 1609.072 | 0 | 1607.5499 | 0 | 1607.5413 | 0
[7 empty] | 1104.1322 | 0 | 1609.1988 | 0 | 1607.6765 | 0 | 1607.6679 | 0
[7 empty] | 1104.1471 | 0 | 1609.3257 | 0 | 1607.8032 | 0 | 1607.7946 | 0
[7 empty] | 1104.1621 | 0 | 1609.4526 | 0 | 1607.9298 | 0 | 1607.9211 | 0
[7 empty] | 1104.177 | 0 | 1609.5795 | 0 | 1608.0565 | 0 | 1608.0478 | 0
[7 empty] | 1104.1919 | 0 | 1609.7064 | 0 | 1608.1832 | 0 | 1608.1746 | 0
[7 empty] | 1104.2069 | 0 | 1609.8334 | 0 | 1608.3099 | 0 | 1608.3013 | 0
[7 empty] | 1104.2218 | 0 | 1609.9603 | 0 | 1608.4367 | 0 | 1608.428 | 0
[7 empty] | 1104.2367 | 0 | 1610.0874 | 0 | 1608.5633 | 0 | 1608.5547 | 0
[7 empty] | 1104.2517 | 0 | 1610.2144 | 0 | 1608.6902 | 0 | 1608.6814 | 0
[7 empty] | 1104.2666 | 0 | 1610.3414 | 0 | 1608.8169 | 0 | 1608.8082 | 0
[7 empty] | 1104.2815 | 0 | 1610.4685 | 0 | 1608.9437 | 0 | 1608.9351 | 0
[7 empty] | 1104.2965 | 0 | 1610.5955 | 0 | 1609.0706 | 0 | 1609.0619 | 0
[7 empty] | 1104.3114 | 0 | 1610.7227 | 0 | 1609.1974 | 0 | 1609.1887 | 0
[7 empty] | 1104.3263 | 0 | 1610.8497 | 0 | 1609.3243 | 0 | 1609.3156 | 0
[7 empty] | 1104.3413 | 0 | 1610.9768 | 0 | 1609.4512 | 0 | 1609.4425 | 0
[7 empty] | 1104.3562 | 0 | 1611.104 | 0 | 1609.5781 | 0 | 1609.5693 | 0
[7 empty] | 1104.3711 | 0 | 1611.2312 | 0 | 1609.705 | 0 | 1609.6963 | 0
[7 empty] | 1104.3861 | 0 | 1611.3584 | 0 | 1609.8319 | 0 | 1609.8232 | 0
[7 empty] | 1104.401 | 0 | 1611.4856 | 0 | 1609.9589 | 0 | 1609.9502 | 0
[7 empty] | 1104.416 | 0 | 1611.6128 | 0 | 1610.0859 | 0 | 1610.0773 | 0
[7 empty] | 1104.4309 | 0 | 1611.74 | 0 | 1610.2129 | 0 | 1610.2042 | 0
[7 empty] | 1104.4458 | 0 | 1611.8673 | 0 | 1610.34 | 0 | 1610.3313 | 0
[7 empty] | 1104.4608 | 0 | 1611.9946 | 0 | 1610.467 | 0 | 1610.4582 | 0
[7 empty] | 1104.4757 | 0 | 1612.1219 | 0 | 1610.5941 | 0 | 1610.5853 | 0
[7 empty] | 1104.4907 | 0 | 1612.2493 | 0 | 1610.7212 | 0 | 1610.7124 | 0
[7 empty] | 1104.5056 | 0 | 1612.3766 | 0 | 1610.8483 | 0 | 1610.8396 | 0
[7 empty] | 1104.5205 | 0 | 1612.5039 | 0 | 1610.9753 | 0 | 1610.9667 | 0
[7 empty] | 1104.5355 | 0 | 1612.6314 | 0 | 1611.1025 | 0 | 1611.0939 | 0
[7 empty] | 1104.5504 | 0 | 1612.7588 | 0 | 1611.2297 | 0 | 1611.2211 | 0
[7 empty] | 1104.5654 | 0 | 1612.8862 | 0 | 1611.3569 | 0 | 1611.3481 | 0
[7 empty] | 1104.5803 | 0 | 1613.0137 | 0 | 1611.4841 | 0 | 1611.4755 | 0
[7 empty] | 1104.5952 | 0 | 1613.1411 | 0 | 1611.6113 | 0 | 1611.6027 | 0
[7 empty] | 1104.6102 | 0 | 1613.2686 | 0 | 1611.7385 | 0 | 1611.7299 | 0
[7 empty] | 1104.6251 | 0 | 1613.3961 | 0 | 1611.8658 | 0 | 1611.8572 | 0
[7 empty] | 1104.6401 | 0 | 1613.5237 | 0 | 1611.9932 | 0 | 1611.9845 | 0
[7 empty] | 1104.655 | 0 | 1613.6512 | 0 | 1612.1205 | 0 | 1612.1117 | 0
[7 empty] | 1104.6699 | 0 | 1613.7788 | 0 | 1612.2478 | 0 | 1612.2391 | 0
[7 empty] | 1104.6849 | 0 | 1613.9064 | 0 | 1612.3751 | 0 | 1612.3665 | 0
[7 empty] | 1104.6998 | 0 | 1614.0339 | 0 | 1612.5026 | 0 | 1612.4938 | 0
[7 empty] | 1104.7148 | 0 | 1614.1616 | 0 | 1612.6299 | 0 | 1612.6212 | 0
[7 empty] | 1104.7297 | 0 | 1614.2893 | 0 | 1612.7573 | 0 | 1612.7487 | 0
[7 empty] | 1104.7448 | 0 | 1614.4169 | 0 | 1612.8848 | 0 | 1612.876 | 0
[7 empty] | 1104.7596 | 0 | 1614.5446 | 0 | 1613.0122 | 0 | 1613.0035 | 0
[7 empty] | 1104.7747 | 0 | 1614.6724 | 0 | 1613.1397 | 0 | 1613.131 | 0
[7 empty] | 1104.7896 | 0 | 1614.8001 | 0 | 1613.2671 | 0 | 1613.2584 | 0
[7 empty] | 1104.8046 | 0 | 1614.9279 | 0 | 1613.3946 | 0 | 1613.386 | 0
[7 empty] | 1104.8195 | 0 | 1615.0555 | 0 | 1613.5222 | 0 | 1613.5134 | 0
[7 empty] | 1104.8344 | 0 | 1615.1834 | 0 | 1613.6498 | 0 | 1613.641 | 0
[7 empty] | 1104.8494 | 0 | 1615.3112 | 0 | 1613.7773 | 0 | 1613.7686 | 0
[7 empty] | 1104.8643 | 0 | 1615.4391 | 0 | 1613.9049 | 0 | 1613.8962 | 0
[7 empty] | 1104.8793 | 0 | 1615.5669 | 0 | 1614.0325 | 0 | 1614.0238 | 0
[7 empty] | 1104.8942 | 0 | 1615.6947 | 0 | 1614.1602 | 0 | 1614.1515 | 0
[7 empty] | 1104.9092 | 0 | 1615.8226 | 0 | 1614.2878 | 0 | 1614.2791 | 0
[7 empty] | 1104.9241 | 0 | 1615.9506 | 0 | 1614.4155 | 0 | 1614.4067 | 0
[7 empty] | 1104.9391 | 0 | 1616.0785 | 0 | 1614.5432 | 0 | 1614.5344 | 0
[7 empty] | 1104.954 | 0 | 1616.2064 | 0 | 1614.6709 | 0 | 1614.6621 | 0
[7 empty] | 1104.969 | 0 | 1616.3345 | 0 | 1614.7986 | 0 | 1614.7899 | 0
[7 empty] | 1104.9839 | 0 | 1616.4624 | 0 | 1614.9264 | 0 | 1614.9176 | 0
[7 empty] | 1104.9989 | 0 | 1616.5904 | 0 | 1615.0541 | 0 | 1615.0454 | 0
[7 empty] | 1105.0138 | 0 | 1616.7185 | 0 | 1615.1819 | 0 | 1615.1732 | 0
[7 empty] | 1105.0288 | 0 | 1616.8466 | 0 | 1615.3097 | 0 | 1615.301 | 0
[7 empty] | 1105.0437 | 0 | 1616.9746 | 0 | 1615.4376 | 0 | 1615.4288 | 0
[7 empty] | 1105.0587 | 0 | 1617.1027 | 0 | 1615.5654 | 0 | 1615.5568 | 0
[7 empty] | 1105.0736 | 0 | 1617.2308 | 0 | 1615.6934 | 0 | 1615.6846 | 0
[7 empty] | 1105.0886 | 0 | 1617.359 | 0 | 1615.8212 | 0 | 1615.8125 | 0
[7 empty] | 1105.1035 | 0 | 1617.4872 | 0 | 1615.9491 | 0 | 1615.9404 | 0
[7 empty] | 1105.1185 | 0 | 1617.6154 | 0 | 1616.077 | 0 | 1616.0684 | 0
[7 empty] | 1105.1334 | 0 | 1617.7435 | 0 | 1616.205 | 0 | 1616.1963 | 0
[7 empty] | 1105.1484 | 0 | 1617.8717 | 0 | 1616.333 | 0 | 1616.3242 | 0
[7 empty] | 1105.1635 | 0 | 1618 | 0 | 1616.4609 | 0 | 1616.4523 | 0
[7 empty] | 1105.1783 | 0 | 1618.1282 | 0 | 1616.589 | 0 | 1616.5803 | 0
[7 empty] | 1105.1934 | 0 | 1618.2565 | 0 | 1616.717 | 0 | 1616.7082 | 0
[7 empty] | 1105.2083 | 0 | 1618.3848 | 0 | 1616.8451 | 0 | 1616.8363 | 0
[7 empty] | 1105.2233 | 0 | 1618.5132 | 0 | 1616.9731 | 0 | 1616.9645 | 0
[7 empty] | 1105.2382 | 0 | 1618.6415 | 0 | 1617.1013 | 0 | 1617.0925 | 0
[7 empty] | 1105.2532 | 0 | 1618.7698 | 0 | 1617.2294 | 0 | 1617.2207 | 0
[7 empty] | 1105.2681 | 0 | 1618.8982 | 0 | 1617.3575 | 0 | 1617.3488 | 0
[7 empty] | 1105.2831 | 0 | 1619.0266 | 0 | 1617.4857 | 0 | 1617.4769 | 0
[7 empty] | 1105.2981 | 0 | 1619.155 | 0 | 1617.6139 | 0 | 1617.6051 | 0
[7 empty] | 1105.313 | 0 | 1619.2834 | 0 | 1617.7421 | 0 | 1617.7333 | 0
[7 empty] | 1105.328 | 0 | 1619.412 | 0 | 1617.8702 | 0 | 1617.8616 | 0
[7 empty] | 1105.3429 | 0 | 1619.5404 | 0 | 1617.9985 | 0 | 1617.9897 | 0
[7 empty] | 1105.3579 | 0 | 1619.6689 | 0 | 1618.1267 | 0 | 1618.118 | 0
[7 empty] | 1105.3728 | 0 | 1619.7975 | 0 | 1618.255 | 0 | 1618.2463 | 0
[7 empty] | 1105.3878 | 0 | 1619.926 | 0 | 1618.3833 | 0 | 1618.3746 | 0
[7 empty] | 1105.4028 | 0 | 1620.0546 | 0 | 1618.5117 | 0 | 1618.5029 | 0
[7 empty] | 1105.4177 | 0 | 1620.1831 | 0 | 1618.64 | 0 | 1618.6312 | 0
[7 empty] | 1105.4327 | 0 | 1620.3118 | 0 | 1618.7684 | 0 | 1618.7596 | 0
[7 empty] | 1105.4476 | 0 | 1620.4404 | 0 | 1618.8967 | 0 | 1618.8881 | 0
[7 empty] | 1105.4626 | 0 | 1620.5691 | 0 | 1619.0251 | 0 | 1619.0165 | 0
[7 empty] | 1105.4777 | 0 | 1620.6978 | 0 | 1619.1536 | 0 | 1619.1449 | 0
[7 empty] | 1105.4926 | 0 | 1620.8264 | 0 | 1619.282 | 0 | 1619.2733 | 0
[7 empty] | 1105.5076 | 0 | 1620.9551 | 0 | 1619.4105 | 0 | 1619.4017 | 0
[7 empty] | 1105.5226 | 0 | 1621.0839 | 0 | 1619.5389 | 0 | 1619.5303 | 0
[7 empty] | 1105.5375 | 0 | 1621.2125 | 0 | 1619.6675 | 0 | 1619.6587 | 0
[7 empty] | 1105.5525 | 0 | 1621.3413 | 0 | 1619.796 | 0 | 1619.7872 | 0
[7 empty] | 1105.5674 | 0 | 1621.4701 | 0 | 1619.9246 | 0 | 1619.9158 | 0
[7 empty] | 1105.5824 | 0 | 1621.599 | 0 | 1620.0531 | 0 | 1620.0444 | 0
[7 empty] | 1105.5974 | 0 | 1621.7278 | 0 | 1620.1816 | 0 | 1620.173 | 0
[7 empty] | 1105.6123 | 0 | 1621.8567 | 0 | 1620.3103 | 0 | 1620.3015 | 0
[7 empty] | 1105.6273 | 0 | 1621.9855 | 0 | 1620.439 | 0 | 1620.4302 | 0
[7 empty] | 1105.6423 | 0 | 1622.1144 | 0 | 1620.5676 | 0 | 1620.5588 | 0
[7 empty] | 1105.6572 | 0 | 1622.2433 | 0 | 1620.6963 | 0 | 1620.6875 | 0
[7 empty] | 1105.6722 | 0 | 1622.3722 | 0 | 1620.8249 | 0 | 1620.8162 | 0
[7 empty] | 1105.6873 | 0 | 1622.5012 | 0 | 1620.9536 | 0 | 1620.945 | 0
[7 empty] | 1105.7021 | 0 | 1622.6301 | 0 | 1621.0824 | 0 | 1621.0736 | 0
[7 empty] | 1105.7172 | 0 | 1622.7592 | 0 | 1621.2111 | 0 | 1621.2024 | 0
[7 empty] | 1105.7322 | 0 | 1622.8882 | 0 | 1621.3398 | 0 | 1621.3312 | 0
[7 empty] | 1105.7471 | 0 | 1623.0172 | 0 | 1621.4686 | 0 | 1621.46 | 0
[7 empty] | 1105.7621 | 0 | 1623.1462 | 0 | 1621.5975 | 0 | 1621.5887 | 0
[7 empty] | 1105.7771 | 0 | 1623.2754 | 0 | 1621.7263 | 0 | 1621.7175 | 0
[7 empty] | 1105.792 | 0 | 1623.4044 | 0 | 1621.8552 | 0 | 1621.8464 | 0
[7 empty] | 1105.807 | 0 | 1623.5336 | 0 | 1621.984 | 0 | 1621.9753 | 0
[7 empty] | 1105.822 | 0 | 1623.6627 | 0 | 1622.1129 | 0 | 1622.1043 | 0
[7 empty] | 1105.8369 | 0 | 1623.7919 | 0 | 1622.2418 | 0 | 1622.2332 | 0
[7 empty] | 1105.8519 | 0 | 1623.921 | 0 | 1622.3707 | 0 | 1622.3621 | 0
[7 empty] | 1105.8669 | 0 | 1624.0503 | 0 | 1622.4998 | 0 | 1622.491 | 0
[7 empty] | 1105.8818 | 0 | 1624.1794 | 0 | 1622.6287 | 0 | 1622.62 | 0
[7 empty] | 1105.8969 | 0 | 1624.3087 | 0 | 1622.7577 | 0 | 1622.7489 | 0
[7 empty] | 1105.9119 | 0 | 1624.438 | 0 | 1622.8867 | 0 | 1622.8779 | 0
[7 empty] | 1105.9269 | 0 | 1624.5673 | 0 | 1623.0158 | 0 | 1623.007 | 0
[7 empty] | 1105.9418 | 0 | 1624.6965 | 0 | 1623.1448 | 0 | 1623.1361 | 0
[7 empty] | 1105.9568 | 0 | 1624.8259 | 0 | 1623.2739 | 0 | 1623.2651 | 0
[7 empty] | 1105.9718 | 0 | 1624.9552 | 0 | 1623.4029 | 0 | 1623.3943 | 0
[7 empty] | 1105.9867 | 0 | 1625.0846 | 0 | 1623.5321 | 0 | 1623.5233 | 0
[7 empty] | 1106.0017 | 0 | 1625.214 | 0 | 1623.6613 | 0 | 1623.6525 | 0
[7 empty] | 1106.0167 | 0 | 1625.3434 | 0 | 1623.7904 | 0 | 1623.7816 | 0
[7 empty] | 1106.0317 | 0 | 1625.4728 | 0 | 1623.9196 | 0 | 1623.9109 | 0
[7 empty] | 1106.0466 | 0 | 1625.6023 | 0 | 1624.0488 | 0 | 1624.04 | 0
[7 empty] | 1106.0616 | 0 | 1625.7317 | 0 | 1624.178 | 0 | 1624.1693 | 0
[7 empty] | 1106.0767 | 0 | 1625.8612 | 0 | 1624.3073 | 0 | 1624.2985 | 0
[7 empty] | 1106.0917 | 0 | 1625.9907 | 0 | 1624.4365 | 0 | 1624.4277 | 0
[7 empty] | 1106.1066 | 0 | 1626.1202 | 0 | 1624.5658 | 0 | 1624.557 | 0
[7 empty] | 1106.1216 | 0 | 1626.2498 | 0 | 1624.6951 | 0 | 1624.6864 | 0
[7 empty] | 1106.1366 | 0 | 1626.3794 | 0 | 1624.8245 | 0 | 1624.8157 | 0
[7 empty] | 1106.1516 | 0 | 1626.5089 | 0 | 1624.9537 | 0 | 1624.9451 | 0
[7 empty] | 1106.1665 | 0 | 1626.6385 | 0 | 1625.0831 | 0 | 1625.0743 | 0
[7 empty] | 1106.1815 | 0 | 1626.7682 | 0 | 1625.2125 | 0 | 1625.2037 | 0
[7 empty] | 1106.1965 | 0 | 1626.8978 | 0 | 1625.3419 | 0 | 1625.3331 | 0
[7 empty] | 1106.2115 | 0 | 1627.0276 | 0 | 1625.4713 | 0 | 1625.4626 | 0
[7 empty] | 1106.2264 | 0 | 1627.1572 | 0 | 1625.6008 | 0 | 1625.592 | 0
[7 empty] | 1106.2415 | 0 | 1627.287 | 0 | 1625.7302 | 0 | 1625.7216 | 0
[7 empty] | 1106.2565 | 0 | 1627.4168 | 0 | 1625.8597 | 0 | 1625.851 | 0
[7 empty] | 1106.2715 | 0 | 1627.5465 | 0 | 1625.9893 | 0 | 1625.9805 | 0
[7 empty] | 1106.2865 | 0 | 1627.6763 | 0 | 1626.1188 | 0 | 1626.11 | 0
[7 empty] | 1106.3014 | 0 | 1627.806 | 0 | 1626.2483 | 0 | 1626.2396 | 0
[7 empty] | 1106.3164 | 0 | 1627.9358 | 0 | 1626.3779 | 0 | 1626.3691 | 0
[7 empty] | 1106.3314 | 0 | 1628.0657 | 0 | 1626.5075 | 0 | 1626.4988 | 0
[7 empty] | 1106.3464 | 0 | 1628.1956 | 0 | 1626.6371 | 0 | 1626.6283 | 0
[7 empty] | 1106.3615 | 0 | 1628.3254 | 0 | 1626.7667 | 0 | 1626.7579 | 0
[7 empty] | 1106.3763 | 0 | 1628.4553 | 0 | 1626.8964 | 0 | 1626.8877 | 0
[7 empty] | 1106.3914 | 0 | 1628.5852 | 0 | 1627.0261 | 0 | 1627.0173 | 0
[7 empty] | 1106.4064 | 0 | 1628.7152 | 0 | 1627.1558 | 0 | 1627.147 | 0
[7 empty] | 1106.4214 | 0 | 1628.8452 | 0 | 1627.2855 | 0 | 1627.2767 | 0
[7 empty] | 1106.4364 | 0 | 1628.9751 | 0 | 1627.4153 | 0 | 1627.4065 | 0
[7 empty] | 1106.4513 | 0 | 1629.1051 | 0 | 1627.545 | 0 | 1627.5363 | 0
[7 empty] | 1106.4663 | 0 | 1629.2352 | 0 | 1627.6748 | 0 | 1627.666 | 0
[7 empty] | 1106.4813 | 0 | 1629.3652 | 0 | 1627.8046 | 0 | 1627.7958 | 0
[7 empty] | 1106.4963 | 0 | 1629.4952 | 0 | 1627.9343 | 0 | 1627.9257 | 0
[7 empty] | 1106.5114 | 0 | 1629.6254 | 0 | 1628.0642 | 0 | 1628.0554 | 0
[7 empty] | 1106.5264 | 0 | 1629.7555 | 0 | 1628.1941 | 0 | 1628.1853 | 0
[7 empty] | 1106.5413 | 0 | 1629.8856 | 0 | 1628.324 | 0 | 1628.3152 | 0
[7 empty] | 1106.5563 | 0 | 1630.0158 | 0 | 1628.4539 | 0 | 1628.4451 | 0
[7 empty] | 1106.5713 | 0 | 1630.146 | 0 | 1628.5837 | 0 | 1628.5751 | 0
[7 empty] | 1106.5863 | 0 | 1630.2761 | 0 | 1628.7137 | 0 | 1628.705 | 0
[7 empty] | 1106.6013 | 0 | 1630.4064 | 0 | 1628.8438 | 0 | 1628.835 | 0
[7 empty] | 1106.6163 | 0 | 1630.5366 | 0 | 1628.9736 | 0 | 1628.965 | 0
[7 empty] | 1106.6313 | 0 | 1630.6669 | 0 | 1629.1036 | 0 | 1629.095 | 0
[7 empty] | 1106.6462 | 0 | 1630.7971 | 0 | 1629.2338 | 0 | 1629.225 | 0
[7 empty] | 1106.6613 | 0 | 1630.9274 | 0 | 1629.3638 | 0 | 1629.355 | 0
[7 empty] | 1106.6763 | 0 | 1631.0577 | 0 | 1629.4938 | 0 | 1629.4851 | 0
[7 empty] | 1106.6913 | 0 | 1631.1881 | 0 | 1629.6239 | 0 | 1629.6151 | 0
[7 empty] | 1106.7063 | 0 | 1631.3185 | 0 | 1629.754 | 0 | 1629.7452 | 0
[7 empty] | 1106.7213 | 0 | 1631.4488 | 0 | 1629.8842 | 0 | 1629.8754 | 0
[7 empty] | 1106.7363 | 0 | 1631.5792 | 0 | 1630.0143 | 0 | 1630.0055 | 0
[7 empty] | 1106.7513 | 0 | 1631.7096 | 0 | 1630.1445 | 0 | 1630.1357 | 0
[7 empty] | 1106.7664 | 0 | 1631.8401 | 0 | 1630.2747 | 0 | 1630.2659 | 0
[7 empty] | 1106.7812 | 0 | 1631.9706 | 0 | 1630.4049 | 0 | 1630.3961 | 0
[7 empty] | 1106.7963 | 0 | 1632.1011 | 0 | 1630.5352 | 0 | 1630.5264 | 0
[7 empty] | 1106.8113 | 0 | 1632.2316 | 0 | 1630.6654 | 0 | 1630.6566 | 0
[7 empty] | 1106.8263 | 0 | 1632.3621 | 0 | 1630.7957 | 0 | 1630.7869 | 0
[7 empty] | 1106.8413 | 0 | 1632.4925 | 0 | 1630.9259 | 0 | 1630.9171 | 0
[7 empty] | 1106.8563 | 0 | 1632.6232 | 0 | 1631.0563 | 0 | 1631.0475 | 0
[7 empty] | 1106.8713 | 0 | 1632.7538 | 0 | 1631.1867 | 0 | 1631.1779 | 0
[7 empty] | 1106.8864 | 0 | 1632.8844 | 0 | 1631.317 | 0 | 1631.3082 | 0
[7 empty] | 1106.9014 | 0 | 1633.015 | 0 | 1631.4474 | 0 | 1631.4386 | 0
[7 empty] | 1106.9164 | 0 | 1633.1456 | 0 | 1631.5778 | 0 | 1631.569 | 0
[7 empty] | 1106.9314 | 0 | 1633.2764 | 0 | 1631.7081 | 0 | 1631.6993 | 0
[7 empty] | 1106.9464 | 0 | 1633.407 | 0 | 1631.8386 | 0 | 1631.8298 | 0
[7 empty] | 1106.9614 | 0 | 1633.5377 | 0 | 1631.9691 | 0 | 1631.9603 | 0
[7 empty] | 1106.9763 | 0 | 1633.6685 | 0 | 1632.0996 | 0 | 1632.0908 | 0
[7 empty] | 1106.9913 | 0 | 1633.7992 | 0 | 1632.2301 | 0 | 1632.2213 | 0
[7 empty] | 1107.0063 | 0 | 1633.93 | 0 | 1632.3606 | 0 | 1632.3518 | 0
[7 empty] | 1107.0214 | 0 | 1634.0608 | 0 | 1632.4911 | 0 | 1632.4823 | 0
[7 empty] | 1107.0364 | 0 | 1634.1916 | 0 | 1632.6217 | 0 | 1632.6129 | 0
[7 empty] | 1107.0514 | 0 | 1634.3225 | 0 | 1632.7523 | 0 | 1632.7435 | 0
[7 empty] | 1107.0664 | 0 | 1634.4534 | 0 | 1632.8829 | 0 | 1632.8742 | 0
[7 empty] | 1107.0814 | 0 | 1634.5842 | 0 | 1633.0135 | 0 | 1633.0048 | 0
[7 empty] | 1107.0964 | 0 | 1634.7151 | 0 | 1633.1442 | 0 | 1633.1354 | 0
[7 empty] | 1107.1115 | 0 | 1634.8461 | 0 | 1633.2749 | 0 | 1633.2661 | 0
[7 empty] | 1107.1265 | 0 | 1634.9769 | 0 | 1633.4055 | 0 | 1633.3967 | 0
[7 empty] | 1107.1415 | 0 | 1635.1079 | 0 | 1633.5363 | 0 | 1633.5275 | 0
[7 empty] | 1107.1565 | 0 | 1635.2389 | 0 | 1633.667 | 0 | 1633.6582 | 0
[7 empty] | 1107.1715 | 0 | 1635.37 | 0 | 1633.7977 | 0 | 1633.7889 | 0
[7 empty] | 1107.1865 | 0 | 1635.501 | 0 | 1633.9286 | 0 | 1633.9198 | 0
[7 empty] | 1107.2015 | 0 | 1635.632 | 0 | 1634.0593 | 0 | 1634.0505 | 0
[7 empty] | 1107.2166 | 0 | 1635.7631 | 0 | 1634.1902 | 0 | 1634.1814 | 0
[7 empty] | 1107.2316 | 0 | 1635.8942 | 0 | 1634.321 | 0 | 1634.3123 | 0
[7 empty] | 1107.2466 | 0 | 1636.0253 | 0 | 1634.4519 | 0 | 1634.4431 | 0
[7 empty] | 1107.2616 | 0 | 1636.1564 | 0 | 1634.5828 | 0 | 1634.574 | 0
[7 empty] | 1107.2766 | 0 | 1636.2876 | 0 | 1634.7136 | 0 | 1634.7048 | 0
[7 empty] | 1107.2916 | 0 | 1636.4187 | 0 | 1634.8446 | 0 | 1634.8358 | 0
[7 empty] | 1107.3066 | 0 | 1636.5499 | 0 | 1634.9755 | 0 | 1634.9667 | 0
[7 empty] | 1107.3217 | 0 | 1636.6811 | 0 | 1635.1064 | 0 | 1635.0977 | 0
[7 empty] | 1107.3367 | 0 | 1636.8124 | 0 | 1635.2374 | 0 | 1635.2286 | 0
[7 empty] | 1107.3517 | 0 | 1636.9437 | 0 | 1635.3684 | 0 | 1635.3596 | 0
[7 empty] | 1107.3667 | 0 | 1637.0749 | 0 | 1635.4995 | 0 | 1635.4907 | 0
[7 empty] | 1107.3817 | 0 | 1637.2063 | 0 | 1635.6305 | 0 | 1635.6217 | 0
[7 empty] | 1107.3967 | 0 | 1637.3375 | 0 | 1635.7616 | 0 | 1635.7528 | 0
[7 empty] | 1107.4117 | 0 | 1637.4689 | 0 | 1635.8927 | 0 | 1635.8839 | 0
[7 empty] | 1107.4268 | 0 | 1637.6003 | 0 | 1636.0238 | 0 | 1636.015 | 0
[7 empty] | 1107.4418 | 0 | 1637.7317 | 0 | 1636.1549 | 0 | 1636.1461 | 0
[7 empty] | 1107.4568 | 0 | 1637.863 | 0 | 1636.2861 | 0 | 1636.2773 | 0
[7 empty] | 1107.4718 | 0 | 1637.9945 | 0 | 1636.4172 | 0 | 1636.4084 | 0
[7 empty] | 1107.4868 | 0 | 1638.126 | 0 | 1636.5485 | 0 | 1636.5397 | 0
[7 empty] | 1107.502 | 0 | 1638.2575 | 0 | 1636.6797 | 0 | 1636.6709 | 0
[7 empty] | 1107.517 | 0 | 1638.3889 | 0 | 1636.8109 | 0 | 1636.8021 | 0
[7 empty] | 1107.532 | 0 | 1638.5204 | 0 | 1636.9421 | 0 | 1636.9334 | 0
[7 empty] | 1107.547 | 0 | 1638.652 | 0 | 1637.0735 | 0 | 1637.0647 | 0
[7 empty] | 1107.562 | 0 | 1638.7836 | 0 | 1637.2048 | 0 | 1637.1959 | 0
[7 empty] | 1107.577 | 0 | 1638.915 | 0 | 1637.3361 | 0 | 1637.3273 | 0
[7 empty] | 1107.592 | 0 | 1639.0467 | 0 | 1637.4674 | 0 | 1637.4586 | 0
[7 empty] | 1107.6071 | 0 | 1639.1783 | 0 | 1637.5988 | 0 | 1637.59 | 0
[7 empty] | 1107.6221 | 0 | 1639.3099 | 0 | 1637.7302 | 0 | 1637.7214 | 0
[7 empty] | 1107.6371 | 0 | 1639.4416 | 0 | 1637.8616 | 0 | 1637.8528 | 0
[7 empty] | 1107.6521 | 0 | 1639.5732 | 0 | 1637.993 | 0 | 1637.9842 | 0
[7 empty] | 1107.6671 | 0 | 1639.705 | 0 | 1638.1245 | 0 | 1638.1157 | 0
[7 empty] | 1107.6823 | 0 | 1639.8367 | 0 | 1638.256 | 0 | 1638.2472 | 0
[7 empty] | 1107.6973 | 0 | 1639.9685 | 0 | 1638.3874 | 0 | 1638.3787 | 0
[7 empty] | 1107.7123 | 0 | 1640.1002 | 0 | 1638.5189 | 0 | 1638.5101 | 0
[7 empty] | 1107.7273 | 0 | 1640.2321 | 0 | 1638.6505 | 0 | 1638.6417 | 0
[7 empty] | 1107.7423 | 0 | 1640.3639 | 0 | 1638.7821 | 0 | 1638.7732 | 0
[7 empty] | 1107.7573 | 0 | 1640.4956 | 0 | 1638.9136 | 0 | 1638.9048 | 0
[7 empty] | 1107.7723 | 0 | 1640.6276 | 0 | 1639.0452 | 0 | 1639.0364 | 0
[7 empty] | 1107.7874 | 0 | 1640.7594 | 0 | 1639.1769 | 0 | 1639.168 | 0
[7 empty] | 1107.8024 | 0 | 1640.8912 | 0 | 1639.3085 | 0 | 1639.2997 | 0
[7 empty] | 1107.8175 | 0 | 1641.0232 | 0 | 1639.4402 | 0 | 1639.4313 | 0
[7 empty] | 1107.8325 | 0 | 1641.1552 | 0 | 1639.5718 | 0 | 1639.563 | 0
[7 empty] | 1107.8475 | 0 | 1641.2871 | 0 | 1639.7035 | 0 | 1639.6947 | 0
[7 empty] | 1107.8625 | 0 | 1641.4191 | 0 | 1639.8352 | 0 | 1639.8264 | 0
[7 empty] | 1107.8776 | 0 | 1641.551 | 0 | 1639.967 | 0 | 1639.9581 | 0
[7 empty] | 1107.8926 | 0 | 1641.6831 | 0 | 1640.0988 | 0 | 1640.09 | 0
[7 empty] | 1107.9076 | 0 | 1641.8152 | 0 | 1640.2306 | 0 | 1640.2217 | 0
[7 empty] | 1107.9227 | 0 | 1641.9471 | 0 | 1640.3623 | 0 | 1640.3535 | 0
[7 empty] | 1107.9377 | 0 | 1642.0792 | 0 | 1640.4941 | 0 | 1640.4853 | 0
[7 empty] | 1107.9528 | 0 | 1642.2114 | 0 | 1640.6261 | 0 | 1640.6172 | 0
[7 empty] | 1107.9678 | 0 | 1642.3435 | 0 | 1640.7579 | 0 | 1640.7492 | 0
[7 empty] | 1107.9828 | 0 | 1642.4757 | 0 | 1640.8898 | 0 | 1640.881 | 0
[7 empty] | 1107.9978 | 0 | 1642.6078 | 0 | 1641.0217 | 0 | 1641.0129 | 0
[7 empty] | 1108.0129 | 0 | 1642.74 | 0 | 1641.1537 | 0 | 1641.1448 | 0
[7 empty] | 1108.028 | 0 | 1642.8722 | 0 | 1641.2856 | 0 | 1641.2767 | 0
[7 empty] | 1108.043 | 0 | 1643.0045 | 0 | 1641.4176 | 0 | 1641.4088 | 0
[7 empty] | 1108.058 | 0 | 1643.1367 | 0 | 1641.5496 | 0 | 1641.5408 | 0
[7 empty] | 1108.073 | 0 | 1643.269 | 0 | 1641.6816 | 0 | 1641.6727 | 0
[7 empty] | 1108.088 | 0 | 1643.4012 | 0 | 1641.8136 | 0 | 1641.8048 | 0
[7 empty] | 1108.1031 | 0 | 1643.5336 | 0 | 1641.9457 | 0 | 1641.9369 | 0
[7 empty] | 1108.1182 | 0 | 1643.666 | 0 | 1642.0778 | 0 | 1642.069 | 0
[7 empty] | 1108.1332 | 0 | 1643.7983 | 0 | 1642.21 | 0 | 1642.201 | 0
[7 empty] | 1108.1482 | 0 | 1643.9307 | 0 | 1642.342 | 0 | 1642.3332 | 0
[7 empty] | 1108.1632 | 0 | 1644.0631 | 0 | 1642.4742 | 0 | 1642.4653 | 0
[7 empty] | 1108.1783 | 0 | 1644.1956 | 0 | 1642.6063 | 0 | 1642.5975 | 0
[7 empty] | 1108.1934 | 0 | 1644.328 | 0 | 1642.7385 | 0 | 1642.7297 | 0
[7 empty] | 1108.2084 | 0 | 1644.4605 | 0 | 1642.8707 | 0 | 1642.8619 | 0
[7 empty] | 1108.2234 | 0 | 1644.5929 | 0 | 1643.0031 | 0 | 1642.9941 | 0
[7 empty] | 1108.2385 | 0 | 1644.7255 | 0 | 1643.1353 | 0 | 1643.1265 | 0
[7 empty] | 1108.2535 | 0 | 1644.858 | 0 | 1643.2676 | 0 | 1643.2587 | 0
[7 empty] | 1108.2686 | 0 | 1644.9905 | 0 | 1643.3998 | 0 | 1643.391 | 0
[7 empty] | 1108.2836 | 0 | 1645.1232 | 0 | 1643.5321 | 0 | 1643.5233 | 0
[7 empty] | 1108.2986 | 0 | 1645.2557 | 0 | 1643.6644 | 0 | 1643.6556 | 0
[7 empty] | 1108.3137 | 0 | 1645.3883 | 0 | 1643.7969 | 0 | 1643.788 | 0
[7 empty] | 1108.3287 | 0 | 1645.521 | 0 | 1643.9292 | 0 | 1643.9204 | 0
[7 empty] | 1108.3438 | 0 | 1645.6536 | 0 | 1644.0617 | 0 | 1644.0527 | 0
[7 empty] | 1108.3588 | 0 | 1645.7863 | 0 | 1644.1941 | 0 | 1644.1852 | 0
[7 empty] | 1108.3739 | 0 | 1645.9191 | 0 | 1644.3265 | 0 | 1644.3176 | 0
[7 empty] | 1108.3889 | 0 | 1646.0518 | 0 | 1644.459 | 0 | 1644.4501 | 0
[7 empty] | 1108.4039 | 0 | 1646.1844 | 0 | 1644.5914 | 0 | 1644.5826 | 0
[7 empty] | 1108.4189 | 0 | 1646.3173 | 0 | 1644.724 | 0 | 1644.7151 | 0
[7 empty] | 1108.4341 | 0 | 1646.4501 | 0 | 1644.8564 | 0 | 1644.8477 | 0
[7 empty] | 1108.4491 | 0 | 1646.5829 | 0 | 1644.989 | 0 | 1644.9802 | 0
[7 empty] | 1108.4641 | 0 | 1646.7157 | 0 | 1645.1216 | 0 | 1645.1128 | 0
[7 empty] | 1108.4792 | 0 | 1646.8485 | 0 | 1645.2543 | 0 | 1645.2454 | 0
[7 empty] | 1108.4943 | 0 | 1646.9814 | 0 | 1645.3868 | 0 | 1645.3781 | 0
[7 empty] | 1108.5093 | 0 | 1647.1143 | 0 | 1645.5195 | 0 | 1645.5106 | 0
[7 empty] | 1108.5243 | 0 | 1647.2472 | 0 | 1645.6521 | 0 | 1645.6433 | 0
[7 empty] | 1108.5394 | 0 | 1647.3801 | 0 | 1645.7848 | 0 | 1645.776 | 0
[7 empty] | 1108.5544 | 0 | 1647.5131 | 0 | 1645.9175 | 0 | 1645.9087 | 0
[7 empty] | 1108.5695 | 0 | 1647.6461 | 0 | 1646.0503 | 0 | 1646.0414 | 0
[7 empty] | 1108.5846 | 0 | 1647.7791 | 0 | 1646.183 | 0 | 1646.1742 | 0
[7 empty] | 1108.5996 | 0 | 1647.9121 | 0 | 1646.3158 | 0 | 1646.3069 | 0
[7 empty] | 1108.6146 | 0 | 1648.0452 | 0 | 1646.4486 | 0 | 1646.4397 | 0
[7 empty] | 1108.6298 | 0 | 1648.1782 | 0 | 1646.5814 | 0 | 1646.5725 | 0
[7 empty] | 1108.6448 | 0 | 1648.3113 | 0 | 1646.7142 | 0 | 1646.7053 | 0
[7 empty] | 1108.6598 | 0 | 1648.4445 | 0 | 1646.8471 | 0 | 1646.8383 | 0
[7 empty] | 1108.6748 | 0 | 1648.5776 | 0 | 1646.98 | 0 | 1646.9711 | 0
[7 empty] | 1108.6899 | 0 | 1648.7107 | 0 | 1647.1128 | 0 | 1647.104 | 0
[7 empty] | 1108.705 | 0 | 1648.8439 | 0 | 1647.2457 | 0 | 1647.2369 | 0
[7 empty] | 1108.72 | 0 | 1648.977 | 0 | 1647.3787 | 0 | 1647.3699 | 0
[7 empty] | 1108.7351 | 0 | 1649.1103 | 0 | 1647.5116 | 0 | 1647.5028 | 0
[7 empty] | 1108.7501 | 0 | 1649.2435 | 0 | 1647.6446 | 0 | 1647.6357 | 0
[7 empty] | 1108.7651 | 0 | 1649.3768 | 0 | 1647.7776 | 0 | 1647.7688 | 0
[7 empty] | 1108.7803 | 0 | 1649.5101 | 0 | 1647.9106 | 0 | 1647.9017 | 0
[7 empty] | 1108.7953 | 0 | 1649.6434 | 0 | 1648.0437 | 0 | 1648.0348 | 0
[7 empty] | 1108.8104 | 0 | 1649.7767 | 0 | 1648.1768 | 0 | 1648.1679 | 0
[7 empty] | 1108.8254 | 0 | 1649.91 | 0 | 1648.3098 | 0 | 1648.301 | 0
[7 empty] | 1108.8405 | 0 | 1650.0435 | 0 | 1648.443 | 0 | 1648.4341 | 0
[7 empty] | 1108.8556 | 0 | 1650.1769 | 0 | 1648.576 | 0 | 1648.5673 | 0
[7 empty] | 1108.8706 | 0 | 1650.3103 | 0 | 1648.7092 | 0 | 1648.7004 | 0
[7 empty] | 1108.8856 | 0 | 1650.4437 | 0 | 1648.8424 | 0 | 1648.8336 | 0
[7 empty] | 1108.9008 | 0 | 1650.5772 | 0 | 1648.9756 | 0 | 1648.9668 | 0
[7 empty] | 1108.9158 | 0 | 1650.7106 | 0 | 1649.1089 | 0 | 1649.1 | 0
[7 empty] | 1108.9308 | 0 | 1650.8441 | 0 | 1649.2421 | 0 | 1649.2333 | 0
[7 empty] | 1108.9459 | 0 | 1650.9777 | 0 | 1649.3754 | 0 | 1649.3665 | 0
[7 empty] | 1108.9609 | 0 | 1651.1112 | 0 | 1649.5087 | 0 | 1649.4998 | 0
[7 empty] | 1108.9761 | 0 | 1651.2448 | 0 | 1649.642 | 0 | 1649.6331 | 0
[7 empty] | 1108.9911 | 0 | 1651.3783 | 0 | 1649.7753 | 0 | 1649.7664 | 0
[7 empty] | 1109.0061 | 0 | 1651.512 | 0 | 1649.9086 | 0 | 1649.8998 | 0
[7 empty] | 1109.0212 | 0 | 1651.6455 | 0 | 1650.042 | 0 | 1650.0331 | 0
[7 empty] | 1109.0363 | 0 | 1651.7792 | 0 | 1650.1754 | 0 | 1650.1665 | 0
[7 empty] | 1109.0514 | 0 | 1651.9128 | 0 | 1650.3087 | 0 | 1650.2999 | 0
[7 empty] | 1109.0664 | 0 | 1652.0466 | 0 | 1650.4423 | 0 | 1650.4334 | 0
[7 empty] | 1109.0814 | 0 | 1652.1803 | 0 | 1650.5757 | 0 | 1650.5668 | 0
[7 empty] | 1109.0966 | 0 | 1652.3141 | 0 | 1650.7091 | 0 | 1650.7003 | 0
[7 empty] | 1109.1116 | 0 | 1652.4478 | 0 | 1650.8427 | 0 | 1650.8337 | 0
[7 empty] | 1109.1267 | 0 | 1652.5815 | 0 | 1650.9762 | 0 | 1650.9673 | 0
[7 empty] | 1109.1417 | 0 | 1652.7153 | 0 | 1651.1097 | 0 | 1651.1008 | 0
[7 empty] | 1109.1567 | 0 | 1652.8492 | 0 | 1651.2433 | 0 | 1651.2344 | 0
[7 empty] | 1109.1719 | 0 | 1652.983 | 0 | 1651.3768 | 0 | 1651.3679 | 0
[7 empty] | 1109.1869 | 0 | 1653.1169 | 0 | 1651.5105 | 0 | 1651.5016 | 0
[7 empty] | 1109.202 | 0 | 1653.2508 | 0 | 1651.644 | 0 | 1651.6353 | 0
[7 empty] | 1109.217 | 0 | 1653.3846 | 0 | 1651.7777 | 0 | 1651.7688 | 0
[7 empty] | 1109.2322 | 0 | 1653.5187 | 0 | 1651.9114 | 0 | 1651.9026 | 0
[7 empty] | 1109.2472 | 0 | 1653.6526 | 0 | 1652.045 | 0 | 1652.0363 | 0
[7 empty] | 1109.2623 | 0 | 1653.7866 | 0 | 1652.1788 | 0 | 1652.1699 | 0
[7 empty] | 1109.2773 | 0 | 1653.9205 | 0 | 1652.3125 | 0 | 1652.3037 | 0
[7 empty] | 1109.2924 | 0 | 1654.0546 | 0 | 1652.4463 | 0 | 1652.4374 | 0
[7 empty] | 1109.3075 | 0 | 1654.1886 | 0 | 1652.5801 | 0 | 1652.5712 | 0
[7 empty] | 1109.3225 | 0 | 1654.3226 | 0 | 1652.7139 | 0 | 1652.705 | 0
[7 empty] | 1109.3376 | 0 | 1654.4568 | 0 | 1652.8477 | 0 | 1652.8389 | 0
[7 empty] | 1109.3527 | 0 | 1654.5908 | 0 | 1652.9816 | 0 | 1652.9727 | 0
[7 empty] | 1109.3678 | 0 | 1654.725 | 0 | 1653.1155 | 0 | 1653.1066 | 0
[7 empty] | 1109.3828 | 0 | 1654.8591 | 0 | 1653.2493 | 0 | 1653.2405 | 0
[7 empty] | 1109.3979 | 0 | 1654.9933 | 0 | 1653.3832 | 0 | 1653.3744 | 0
[7 empty] | 1109.413 | 0 | 1655.1276 | 0 | 1653.5171 | 0 | 1653.5083 | 0
[7 empty] | 1109.4281 | 0 | 1655.2617 | 0 | 1653.6511 | 0 | 1653.6422 | 0
[7 empty] | 1109.4431 | 0 | 1655.396 | 0 | 1653.785 | 0 | 1653.7762 | 0
[7 empty] | 1109.4583 | 0 | 1655.5303 | 0 | 1653.9191 | 0 | 1653.9102 | 0
[7 empty] | 1109.4733 | 0 | 1655.6645 | 0 | 1654.0531 | 0 | 1654.0442 | 0
[7 empty] | 1109.4884 | 0 | 1655.7988 | 0 | 1654.1871 | 0 | 1654.1782 | 0
[7 empty] | 1109.5034 | 0 | 1655.9331 | 0 | 1654.3212 | 0 | 1654.3123 | 0
[7 empty] | 1109.5186 | 0 | 1656.0675 | 0 | 1654.4553 | 0 | 1654.4464 | 0
[7 empty] | 1109.5336 | 0 | 1656.2018 | 0 | 1654.5894 | 0 | 1654.5804 | 0
[7 empty] | 1109.5487 | 0 | 1656.3362 | 0 | 1654.7235 | 0 | 1654.7146 | 0
[7 empty] | 1109.5637 | 0 | 1656.4706 | 0 | 1654.8577 | 0 | 1654.8488 | 0
[7 empty] | 1109.5789 | 0 | 1656.6051 | 0 | 1654.9918 | 0 | 1654.9829 | 0
[7 empty] | 1109.5939 | 0 | 1656.7395 | 0 | 1655.126 | 0 | 1655.1172 | 0
[7 empty] | 1109.609 | 0 | 1656.874 | 0 | 1655.2603 | 0 | 1655.2513 | 0
[7 empty] | 1109.624 | 0 | 1657.0085 | 0 | 1655.3944 | 0 | 1655.3856 | 0
[7 empty] | 1109.6392 | 0 | 1657.1431 | 0 | 1655.5287 | 0 | 1655.5199 | 0
[7 empty] | 1109.6542 | 0 | 1657.2776 | 0 | 1655.663 | 0 | 1655.6542 | 0
[7 empty] | 1109.6693 | 0 | 1657.4121 | 0 | 1655.7974 | 0 | 1655.7885 | 0
[7 empty] | 1109.6844 | 0 | 1657.5467 | 0 | 1655.9316 | 0 | 1655.9227 | 0
[7 empty] | 1109.6995 | 0 | 1657.6813 | 0 | 1656.0659 | 0 | 1656.0571 | 0
[7 empty] | 1109.7146 | 0 | 1657.8159 | 0 | 1656.2003 | 0 | 1656.1914 | 0
[7 empty] | 1109.7296 | 0 | 1657.9506 | 0 | 1656.3347 | 0 | 1656.3258 | 0
[7 empty] | 1109.7448 | 0 | 1658.0852 | 0 | 1656.4691 | 0 | 1656.4602 | 0
[7 empty] | 1109.7598 | 0 | 1658.22 | 0 | 1656.6035 | 0 | 1656.5947 | 0
[7 empty] | 1109.7749 | 0 | 1658.3546 | 0 | 1656.738 | 0 | 1656.7291 | 0
[7 empty] | 1109.7899 | 0 | 1658.4894 | 0 | 1656.8726 | 0 | 1656.8637 | 0
[7 empty] | 1109.8051 | 0 | 1658.6242 | 0 | 1657.007 | 0 | 1656.998 | 0
[7 empty] | 1109.8202 | 0 | 1658.7589 | 0 | 1657.1415 | 0 | 1657.1326 | 0
[7 empty] | 1109.8352 | 0 | 1658.8938 | 0 | 1657.276 | 0 | 1657.2672 | 0
[7 empty] | 1109.8503 | 0 | 1659.0286 | 0 | 1657.4106 | 0 | 1657.4017 | 0
[7 empty] | 1109.8654 | 0 | 1659.1635 | 0 | 1657.5452 | 0 | 1657.5363 | 0
[7 empty] | 1109.8805 | 0 | 1659.2983 | 0 | 1657.6798 | 0 | 1657.6709 | 0
[7 empty] | 1109.8956 | 0 | 1659.4332 | 0 | 1657.8145 | 0 | 1657.8055 | 0
[7 empty] | 1109.9106 | 0 | 1659.5681 | 0 | 1657.9491 | 0 | 1657.9402 | 0
[7 empty] | 1109.9258 | 0 | 1659.703 | 0 | 1658.0837 | 0 | 1658.0748 | 0
[7 empty] | 1109.9408 | 0 | 1659.838 | 0 | 1658.2185 | 0 | 1658.2096 | 0
[7 empty] | 1109.9559 | 0 | 1659.973 | 0 | 1658.3531 | 0 | 1658.3442 | 0
[7 empty] | 1109.9711 | 0 | 1660.1079 | 0 | 1658.4879 | 0 | 1658.479 | 0
[7 empty] | 1109.9861 | 0 | 1660.243 | 0 | 1658.6227 | 0 | 1658.6138 | 0
[7 empty] | 1110.0012 | 0 | 1660.3781 | 0 | 1658.7575 | 0 | 1658.7485 | 0
[7 empty] | 1110.0162 | 0 | 1660.5131 | 0 | 1658.8922 | 0 | 1658.8833 | 0
[7 empty] | 1110.0314 | 0 | 1660.6482 | 0 | 1659.0271 | 0 | 1659.0182 | 0
[7 empty] | 1110.0465 | 0 | 1660.7833 | 0 | 1659.1619 | 0 | 1659.1531 | 0
[7 empty] | 1110.0615 | 0 | 1660.9185 | 0 | 1659.2967 | 0 | 1659.2878 | 0
[7 empty] | 1110.0767 | 0 | 1661.0536 | 0 | 1659.4316 | 0 | 1659.4227 | 0
[7 empty] | 1110.0918 | 0 | 1661.1887 | 0 | 1659.5666 | 0 | 1659.5577 | 0
[7 empty] | 1110.1068 | 0 | 1661.324 | 0 | 1659.7015 | 0 | 1659.6926 | 0
[7 empty] | 1110.1219 | 0 | 1661.4592 | 0 | 1659.8365 | 0 | 1659.8276 | 0
[7 empty] | 1110.137 | 0 | 1661.5945 | 0 | 1659.9714 | 0 | 1659.9625 | 0
[7 empty] | 1110.1521 | 0 | 1661.7297 | 0 | 1660.1064 | 0 | 1660.0975 | 0
[7 empty] | 1110.1672 | 0 | 1661.865 | 0 | 1660.2415 | 0 | 1660.2325 | 0
[7 empty] | 1110.1823 | 0 | 1662.0002 | 0 | 1660.3766 | 0 | 1660.3677 | 0
[7 empty] | 1110.1974 | 0 | 1662.1356 | 0 | 1660.5116 | 0 | 1660.5027 | 0
[7 empty] | 1110.2125 | 0 | 1662.271 | 0 | 1660.6467 | 0 | 1660.6378 | 0
[7 empty] | 1110.2275 | 0 | 1662.4064 | 0 | 1660.7819 | 0 | 1660.773 | 0
[7 empty] | 1110.2427 | 0 | 1662.5418 | 0 | 1660.917 | 0 | 1660.9081 | 0
[7 empty] | 1110.2578 | 0 | 1662.6771 | 0 | 1661.0521 | 0 | 1661.0432 | 0
[7 empty] | 1110.2728 | 0 | 1662.8126 | 0 | 1661.1873 | 0 | 1661.1783 | 0
[7 empty] | 1110.288 | 0 | 1662.9481 | 0 | 1661.3225 | 0 | 1661.3136 | 0
[7 empty] | 1110.3031 | 0 | 1663.0835 | 0 | 1661.4576 | 0 | 1661.4487 | 0
[7 empty] | 1110.3181 | 0 | 1663.2191 | 0 | 1661.5929 | 0 | 1661.584 | 0
[7 empty] | 1110.3333 | 0 | 1663.3546 | 0 | 1661.7281 | 0 | 1661.7192 | 0
[7 empty] | 1110.3484 | 0 | 1663.4901 | 0 | 1661.8635 | 0 | 1661.8546 | 0
[7 empty] | 1110.3635 | 0 | 1663.6257 | 0 | 1661.9988 | 0 | 1661.9899 | 0
[7 empty] | 1110.3785 | 0 | 1663.7613 | 0 | 1662.1342 | 0 | 1662.1252 | 0
[7 empty] | 1110.3937 | 0 | 1663.897 | 0 | 1662.2695 | 0 | 1662.2606 | 0
[7 empty] | 1110.4088 | 0 | 1664.0326 | 0 | 1662.4049 | 0 | 1662.396 | 0
[7 empty] | 1110.4238 | 0 | 1664.1682 | 0 | 1662.5403 | 0 | 1662.5314 | 0
[7 empty] | 1110.439 | 0 | 1664.304 | 0 | 1662.6757 | 0 | 1662.6668 | 0
[7 empty] | 1110.4541 | 0 | 1664.4396 | 0 | 1662.8112 | 0 | 1662.8022 | 0
[7 empty] | 1110.4692 | 0 | 1664.5753 | 0 | 1662.9465 | 0 | 1662.9376 | 0
[7 empty] | 1110.4843 | 0 | 1664.7111 | 0 | 1663.082 | 0 | 1663.0731 | 0
[7 empty] | 1110.4994 | 0 | 1664.8469 | 0 | 1663.2175 | 0 | 1663.2086 | 0
[7 empty] | 1110.5145 | 0 | 1664.9827 | 0 | 1663.3531 | 0 | 1663.3441 | 0
[7 empty] | 1110.5295 | 0 | 1665.1185 | 0 | 1663.4887 | 0 | 1663.4797 | 0
[7 empty] | 1110.5447 | 0 | 1665.2543 | 0 | 1663.6243 | 0 | 1663.6154 | 0
[7 empty] | 1110.5598 | 0 | 1665.3901 | 0 | 1663.7598 | 0 | 1663.7508 | 0
[7 empty] | 1110.575 | 0 | 1665.5261 | 0 | 1663.8954 | 0 | 1663.8865 | 0
[7 empty] | 1110.59 | 0 | 1665.662 | 0 | 1664.0311 | 0 | 1664.0221 | 0
[7 empty] | 1110.6051 | 0 | 1665.7978 | 0 | 1664.1668 | 0 | 1664.1578 | 0
[7 empty] | 1110.6202 | 0 | 1665.9338 | 0 | 1664.3024 | 0 | 1664.2935 | 0
[7 empty] | 1110.6354 | 0 | 1666.0698 | 0 | 1664.4381 | 0 | 1664.4292 | 0
[7 empty] | 1110.6504 | 0 | 1666.2058 | 0 | 1664.5738 | 0 | 1664.5649 | 0
[7 empty] | 1110.6655 | 0 | 1666.3418 | 0 | 1664.7096 | 0 | 1664.7007 | 0
[7 empty] | 1110.6807 | 0 | 1666.4779 | 0 | 1664.8453 | 0 | 1664.8364 | 0
[7 empty] | 1110.6958 | 0 | 1666.6139 | 0 | 1664.9812 | 0 | 1664.9723 | 0
[7 empty] | 1110.7109 | 0 | 1666.75 | 0 | 1665.1169 | 0 | 1665.108 | 0
[7 empty] | 1110.726 | 0 | 1666.8861 | 0 | 1665.2528 | 0 | 1665.2439 | 0
[7 empty] | 1110.7411 | 0 | 1667.0222 | 0 | 1665.3887 | 0 | 1665.3798 | 0
[7 empty] | 1110.7562 | 0 | 1667.1584 | 0 | 1665.5245 | 0 | 1665.5156 | 0
[7 empty] | 1110.7714 | 0 | 1667.2946 | 0 | 1665.6605 | 0 | 1665.6515 | 0
[7 empty] | 1110.7864 | 0 | 1667.4308 | 0 | 1665.7964 | 0 | 1665.7875 | 0
[7 empty] | 1110.8015 | 0 | 1667.567 | 0 | 1665.9324 | 0 | 1665.9235 | 0
[7 empty] | 1110.8166 | 0 | 1667.7033 | 0 | 1666.0684 | 0 | 1666.0594 | 0
[7 empty] | 1110.8318 | 0 | 1667.8395 | 0 | 1666.2043 | 0 | 1666.1954 | 0
[7 empty] | 1110.8469 | 0 | 1667.9758 | 0 | 1666.3403 | 0 | 1666.3314 | 0
[7 empty] | 1110.8619 | 0 | 1668.1121 | 0 | 1666.4764 | 0 | 1666.4674 | 0
[7 empty] | 1110.8771 | 0 | 1668.2484 | 0 | 1666.6124 | 0 | 1666.6035 | 0
[7 empty] | 1110.8922 | 0 | 1668.3848 | 0 | 1666.7485 | 0 | 1666.7396 | 0
[7 empty] | 1110.9073 | 0 | 1668.5211 | 0 | 1666.8846 | 0 | 1666.8757 | 0
[7 empty] | 1110.9225 | 0 | 1668.6575 | 0 | 1667.0207 | 0 | 1667.0118 | 0
[7 empty] | 1110.9376 | 0 | 1668.7939 | 0 | 1667.1569 | 0 | 1667.148 | 0
[7 empty] | 1110.9526 | 0 | 1668.9304 | 0 | 1667.2931 | 0 | 1667.2842 | 0
[7 empty] | 1110.9678 | 0 | 1669.0669 | 0 | 1667.4293 | 0 | 1667.4203 | 0
[7 empty] | 1110.9829 | 0 | 1669.2034 | 0 | 1667.5656 | 0 | 1667.5565 | 0
[7 empty] | 1110.998 | 0 | 1669.3398 | 0 | 1667.7018 | 0 | 1667.6927 | 0
[7 empty] | 1111.0132 | 0 | 1669.4763 | 0 | 1667.838 | 0 | 1667.8291 | 0
[7 empty] | 1111.0283 | 0 | 1669.6129 | 0 | 1667.9742 | 0 | 1667.9653 | 0
[7 empty] | 1111.0433 | 0 | 1669.7495 | 0 | 1668.1106 | 0 | 1668.1017 | 0
[7 empty] | 1111.0585 | 0 | 1669.8861 | 0 | 1668.2469 | 0 | 1668.2379 | 0
[7 empty] | 1111.0736 | 0 | 1670.0227 | 0 | 1668.3833 | 0 | 1668.3743 | 0
[7 empty] | 1111.0887 | 0 | 1670.1593 | 0 | 1668.5196 | 0 | 1668.5107 | 0
[7 empty] | 1111.1039 | 0 | 1670.296 | 0 | 1668.656 | 0 | 1668.6471 | 0
[7 empty] | 1111.119 | 0 | 1670.4327 | 0 | 1668.7925 | 0 | 1668.7834 | 0
[7 empty] | 1111.1342 | 0 | 1670.5695 | 0 | 1668.9288 | 0 | 1668.9199 | 0
[7 empty] | 1111.1492 | 0 | 1670.7062 | 0 | 1669.0653 | 0 | 1669.0564 | 0
[7 empty] | 1111.1643 | 0 | 1670.8429 | 0 | 1669.2018 | 0 | 1669.1929 | 0
[7 empty] | 1111.1794 | 0 | 1670.9796 | 0 | 1669.3384 | 0 | 1669.3293 | 0
[7 empty] | 1111.1946 | 0 | 1671.1165 | 0 | 1669.4749 | 0 | 1669.4659 | 0
[7 empty] | 1111.2097 | 0 | 1671.2533 | 0 | 1669.6115 | 0 | 1669.6024 | 0
[7 empty] | 1111.2249 | 0 | 1671.3901 | 0 | 1669.748 | 0 | 1669.739 | 0
[7 empty] | 1111.24 | 0 | 1671.527 | 0 | 1669.8846 | 0 | 1669.8756 | 0
[7 empty] | 1111.2551 | 0 | 1671.6638 | 0 | 1670.0212 | 0 | 1670.0122 | 0
[7 empty] | 1111.2701 | 0 | 1671.8008 | 0 | 1670.1578 | 0 | 1670.1489 | 0
[7 empty] | 1111.2853 | 0 | 1671.9377 | 0 | 1670.2946 | 0 | 1670.2855 | 0
[7 empty] | 1111.3004 | 0 | 1672.0747 | 0 | 1670.4311 | 0 | 1670.4222 | 0
[7 empty] | 1111.3156 | 0 | 1672.2117 | 0 | 1670.5679 | 0 | 1670.559 | 0
[7 empty] | 1111.3307 | 0 | 1672.3486 | 0 | 1670.7046 | 0 | 1670.6957 | 0
[7 empty] | 1111.3458 | 0 | 1672.4857 | 0 | 1670.8414 | 0 | 1670.8324 | 0
[7 empty] | 1111.361 | 0 | 1672.6227 | 0 | 1670.9781 | 0 | 1670.9692 | 0
[7 empty] | 1111.3761 | 0 | 1672.7598 | 0 | 1671.115 | 0 | 1671.106 | 0
[7 empty] | 1111.3912 | 0 | 1672.8969 | 0 | 1671.2518 | 0 | 1671.2428 | 0
[7 empty] | 1111.4064 | 0 | 1673.0339 | 0 | 1671.3887 | 0 | 1671.3796 | 0
[7 empty] | 1111.4215 | 0 | 1673.1711 | 0 | 1671.5255 | 0 | 1671.5165 | 0
[7 empty] | 1111.4366 | 0 | 1673.3082 | 0 | 1671.6624 | 0 | 1671.6534 | 0
[7 empty] | 1111.4518 | 0 | 1673.4454 | 0 | 1671.7993 | 0 | 1671.7903 | 0
[7 empty] | 1111.4668 | 0 | 1673.5826 | 0 | 1671.9362 | 0 | 1671.9272 | 0
[7 empty] | 1111.4819 | 0 | 1673.7198 | 0 | 1672.0731 | 0 | 1672.0642 | 0
[7 empty] | 1111.4971 | 0 | 1673.8572 | 0 | 1672.2101 | 0 | 1672.2012 | 0
[7 empty] | 1111.5122 | 0 | 1673.9944 | 0 | 1672.3472 | 0 | 1672.3381 | 0
[7 empty] | 1111.5273 | 0 | 1674.1317 | 0 | 1672.4841 | 0 | 1672.4752 | 0
[7 empty] | 1111.5425 | 0 | 1674.269 | 0 | 1672.6212 | 0 | 1672.6123 | 0
[7 empty] | 1111.5576 | 0 | 1674.4064 | 0 | 1672.7583 | 0 | 1672.7493 | 0
[7 empty] | 1111.5728 | 0 | 1674.5437 | 0 | 1672.8954 | 0 | 1672.8863 | 0
[7 empty] | 1111.5879 | 0 | 1674.681 | 0 | 1673.0325 | 0 | 1673.0236 | 0
[7 empty] | 1111.603 | 0 | 1674.8185 | 0 | 1673.1696 | 0 | 1673.1606 | 0
[7 empty] | 1111.6182 | 0 | 1674.9559 | 0 | 1673.3068 | 0 | 1673.2978 | 0
[7 empty] | 1111.6333 | 0 | 1675.0934 | 0 | 1673.444 | 0 | 1673.4349 | 0
[7 empty] | 1111.6484 | 0 | 1675.2308 | 0 | 1673.5812 | 0 | 1673.5721 | 0
[7 empty] | 1111.6636 | 0 | 1675.3683 | 0 | 1673.7184 | 0 | 1673.7094 | 0
[7 empty] | 1111.6787 | 0 | 1675.5059 | 0 | 1673.8556 | 0 | 1673.8467 | 0
[7 empty] | 1111.6938 | 0 | 1675.6433 | 0 | 1673.9929 | 0 | 1673.9839 | 0
[7 empty] | 1111.709 | 0 | 1675.7809 | 0 | 1674.1301 | 0 | 1674.1212 | 0
[7 empty] | 1111.7241 | 0 | 1675.9186 | 0 | 1674.2675 | 0 | 1674.2585 | 0
[7 empty] | 1111.7393 | 0 | 1676.0561 | 0 | 1674.4048 | 0 | 1674.3959 | 0
[7 empty] | 1111.7544 | 0 | 1676.1937 | 0 | 1674.5422 | 0 | 1674.5332 | 0
[7 empty] | 1111.7695 | 0 | 1676.3314 | 0 | 1674.6796 | 0 | 1674.6705 | 0
[7 empty] | 1111.7847 | 0 | 1676.4691 | 0 | 1674.817 | 0 | 1674.808 | 0
[7 empty] | 1111.7998 | 0 | 1676.6068 | 0 | 1674.9543 | 0 | 1674.9454 | 0
[7 empty] | 1111.8149 | 0 | 1676.7445 | 0 | 1675.0918 | 0 | 1675.0829 | 0
[7 empty] | 1111.8301 | 0 | 1676.8822 | 0 | 1675.2294 | 0 | 1675.2203 | 0
[7 empty] | 1111.8452 | 0 | 1677.02 | 0 | 1675.3668 | 0 | 1675.3578 | 0
[7 empty] | 1111.8604 | 0 | 1677.1578 | 0 | 1675.5043 | 0 | 1675.4954 | 0
[7 empty] | 1111.8755 | 0 | 1677.2957 | 0 | 1675.6418 | 0 | 1675.6329 | 0
[7 empty] | 1111.8906 | 0 | 1677.4335 | 0 | 1675.7794 | 0 | 1675.7705 | 0
[7 empty] | 1111.9058 | 0 | 1677.5713 | 0 | 1675.917 | 0 | 1675.9081 | 0
[7 empty] | 1111.9209 | 0 | 1677.7092 | 0 | 1676.0546 | 0 | 1676.0457 | 0
[7 empty] | 1111.936 | 0 | 1677.8471 | 0 | 1676.1923 | 0 | 1676.1832 | 0
[7 empty] | 1111.9512 | 0 | 1677.985 | 0 | 1676.33 | 0 | 1676.3209 | 0
[7 empty] | 1111.9663 | 0 | 1678.1229 | 0 | 1676.4675 | 0 | 1676.4586 | 0
[7 empty] | 1111.9816 | 0 | 1678.2609 | 0 | 1676.6052 | 0 | 1676.5963 | 0
[7 empty] | 1111.9967 | 0 | 1678.3989 | 0 | 1676.743 | 0 | 1676.734 | 0
[7 empty] | 1112.0118 | 0 | 1678.5369 | 0 | 1676.8807 | 0 | 1676.8717 | 0
[7 empty] | 1112.027 | 0 | 1678.6749 | 0 | 1677.0186 | 0 | 1677.0095 | 0
[7 empty] | 1112.0421 | 0 | 1678.813 | 0 | 1677.1562 | 0 | 1677.1473 | 0
[7 empty] | 1112.0573 | 0 | 1678.951 | 0 | 1677.2941 | 0 | 1677.2852 | 0
[7 empty] | 1112.0724 | 0 | 1679.0892 | 0 | 1677.4319 | 0 | 1677.423 | 0
[7 empty] | 1112.0875 | 0 | 1679.2273 | 0 | 1677.5698 | 0 | 1677.5608 | 0
[7 empty] | 1112.1027 | 0 | 1679.3655 | 0 | 1677.7076 | 0 | 1677.6987 | 0
[7 empty] | 1112.1178 | 0 | 1679.5037 | 0 | 1677.8456 | 0 | 1677.8365 | 0
[7 empty] | 1112.1329 | 0 | 1679.6418 | 0 | 1677.9835 | 0 | 1677.9745 | 0
[7 empty] | 1112.1481 | 0 | 1679.78 | 0 | 1678.1215 | 0 | 1678.1124 | 0
[7 empty] | 1112.1632 | 0 | 1679.9183 | 0 | 1678.2594 | 0 | 1678.2504 | 0
[7 empty] | 1112.1785 | 0 | 1680.0566 | 0 | 1678.3973 | 0 | 1678.3884 | 0
[7 empty] | 1112.1936 | 0 | 1680.1948 | 0 | 1678.5354 | 0 | 1678.5265 | 0
[7 empty] | 1112.2087 | 0 | 1680.3331 | 0 | 1678.6735 | 0 | 1678.6644 | 0
[7 empty] | 1112.2239 | 0 | 1680.4716 | 0 | 1678.8115 | 0 | 1678.8025 | 0
[7 empty] | 1112.239 | 0 | 1680.6099 | 0 | 1678.9496 | 0 | 1678.9406 | 0
[7 empty] | 1112.2541 | 0 | 1680.7483 | 0 | 1679.0876 | 0 | 1679.0787 | 0
[7 empty] | 1112.2693 | 0 | 1680.8866 | 0 | 1679.2258 | 0 | 1679.2168 | 0
[7 empty] | 1112.2844 | 0 | 1681.025 | 0 | 1679.364 | 0 | 1679.355 | 0
[7 empty] | 1112.2996 | 0 | 1681.1636 | 0 | 1679.5022 | 0 | 1679.4932 | 0
[7 empty] | 1112.3148 | 0 | 1681.302 | 0 | 1679.6404 | 0 | 1679.6314 | 0
[7 empty] | 1112.33 | 0 | 1681.4404 | 0 | 1679.7786 | 0 | 1679.7695 | 0
[7 empty] | 1112.3451 | 0 | 1681.579 | 0 | 1679.9169 | 0 | 1679.9078 | 0
[7 empty] | 1112.3602 | 0 | 1681.7175 | 0 | 1680.055 | 0 | 1680.0461 | 0
[7 empty] | 1112.3754 | 0 | 1681.8561 | 0 | 1680.1934 | 0 | 1680.1843 | 0
[7 empty] | 1112.3905 | 0 | 1681.9946 | 0 | 1680.3317 | 0 | 1680.3226 | 0
[7 empty] | 1112.4056 | 0 | 1682.1333 | 0 | 1680.47 | 0 | 1680.4611 | 0
[7 empty] | 1112.4209 | 0 | 1682.272 | 0 | 1680.6084 | 0 | 1680.5994 | 0
[7 empty] | 1112.436 | 0 | 1682.4105 | 0 | 1680.7467 | 0 | 1680.7378 | 0
[7 empty] | 1112.4512 | 0 | 1682.5492 | 0 | 1680.8851 | 0 | 1680.8761 | 0
[7 empty] | 1112.4663 | 0 | 1682.688 | 0 | 1681.0236 | 0 | 1681.0145 | 0
[7 empty] | 1112.4814 | 0 | 1682.8267 | 0 | 1681.162 | 0 | 1681.1531 | 0
[7 empty] | 1112.4966 | 0 | 1682.9654 | 0 | 1681.3005 | 0 | 1681.2915 | 0
[7 empty] | 1112.5118 | 0 | 1683.1041 | 0 | 1681.439 | 0 | 1681.4299 | 0
[7 empty] | 1112.527 | 0 | 1683.2429 | 0 | 1681.5775 | 0 | 1681.5685 | 0
[7 empty] | 1112.5421 | 0 | 1683.3818 | 0 | 1681.7161 | 0 | 1681.707 | 0
[7 empty] | 1112.5573 | 0 | 1683.5206 | 0 | 1681.8546 | 0 | 1681.8456 | 0
[7 empty] | 1112.5724 | 0 | 1683.6594 | 0 | 1681.9932 | 0 | 1681.9841 | 0
[7 empty] | 1112.5876 | 0 | 1683.7983 | 0 | 1682.1318 | 0 | 1682.1228 | 0
[7 empty] | 1112.6028 | 0 | 1683.9373 | 0 | 1682.2704 | 0 | 1682.2613 | 0
[7 empty] | 1112.6179 | 0 | 1684.0762 | 0 | 1682.4091 | 0 | 1682.4 | 0
[7 empty] | 1112.6331 | 0 | 1684.2151 | 0 | 1682.5477 | 0 | 1682.5387 | 0
[7 empty] | 1112.6482 | 0 | 1684.3541 | 0 | 1682.6864 | 0 | 1682.6775 | 0
[7 empty] | 1112.6635 | 0 | 1684.4932 | 0 | 1682.8252 | 0 | 1682.8162 | 0
[7 empty] | 1112.6786 | 0 | 1684.6321 | 0 | 1682.9639 | 0 | 1682.955 | 0
[7 empty] | 1112.6937 | 0 | 1684.7711 | 0 | 1683.1027 | 0 | 1683.0936 | 0
[7 empty] | 1112.7089 | 0 | 1684.9103 | 0 | 1683.2415 | 0 | 1683.2324 | 0
[7 empty] | 1112.724 | 0 | 1685.0493 | 0 | 1683.3802 | 0 | 1683.3712 | 0
[7 empty] | 1112.7393 | 0 | 1685.1885 | 0 | 1683.5192 | 0 | 1683.5101 | 0
[7 empty] | 1112.7544 | 0 | 1685.3275 | 0 | 1683.658 | 0 | 1683.6489 | 0
[7 empty] | 1112.7695 | 0 | 1685.4667 | 0 | 1683.7969 | 0 | 1683.7878 | 0
[7 empty] | 1112.7847 | 0 | 1685.606 | 0 | 1683.9358 | 0 | 1683.9268 | 0
[7 empty] | 1112.7999 | 0 | 1685.7451 | 0 | 1684.0747 | 0 | 1684.0657 | 0
[7 empty] | 1112.8151 | 0 | 1685.8843 | 0 | 1684.2136 | 0 | 1684.2046 | 0
[7 empty] | 1112.8302 | 0 | 1686.0236 | 0 | 1684.3527 | 0 | 1684.3436 | 0
[7 empty] | 1112.8453 | 0 | 1686.1628 | 0 | 1684.4916 | 0 | 1684.4825 | 0
[7 empty] | 1112.8606 | 0 | 1686.3021 | 0 | 1684.6306 | 0 | 1684.6216 | 0
[7 empty] | 1112.8757 | 0 | 1686.4415 | 0 | 1684.7696 | 0 | 1684.7606 | 0
[7 empty] | 1112.8909 | 0 | 1686.5808 | 0 | 1684.9087 | 0 | 1684.8997 | 0
[7 empty] | 1112.906 | 0 | 1686.7202 | 0 | 1685.0478 | 0 | 1685.0388 | 0
[7 empty] | 1112.9213 | 0 | 1686.8596 | 0 | 1685.1869 | 0 | 1685.1779 | 0
[7 empty] | 1112.9364 | 0 | 1686.999 | 0 | 1685.326 | 0 | 1685.317 | 0
[7 empty] | 1112.9515 | 0 | 1687.1384 | 0 | 1685.4652 | 0 | 1685.4562 | 0
[7 empty] | 1112.9667 | 0 | 1687.2778 | 0 | 1685.6044 | 0 | 1685.5953 | 0
[7 empty] | 1112.9819 | 0 | 1687.4174 | 0 | 1685.7436 | 0 | 1685.7346 | 0
[7 empty] | 1112.9971 | 0 | 1687.5569 | 0 | 1685.8828 | 0 | 1685.8738 | 0
[7 empty] | 1113.0122 | 0 | 1687.6964 | 0 | 1686.0221 | 0 | 1686.0131 | 0
[7 empty] | 1113.0275 | 0 | 1687.8359 | 0 | 1686.1614 | 0 | 1686.1523 | 0
[7 empty] | 1113.0426 | 0 | 1687.9755 | 0 | 1686.3007 | 0 | 1686.2916 | 0
[7 empty] | 1113.0577 | 0 | 1688.1151 | 0 | 1686.4399 | 0 | 1686.4309 | 0
[7 empty] | 1113.073 | 0 | 1688.2546 | 0 | 1686.5793 | 0 | 1686.5703 | 0
[7 empty] | 1113.0881 | 0 | 1688.3943 | 0 | 1686.7186 | 0 | 1686.7096 | 0
[7 empty] | 1113.1033 | 0 | 1688.5341 | 0 | 1686.858 | 0 | 1686.849 | 0
[7 empty] | 1113.1184 | 0 | 1688.6737 | 0 | 1686.9974 | 0 | 1686.9884 | 0
[7 empty] | 1113.1337 | 0 | 1688.8133 | 0 | 1687.1368 | 0 | 1687.1278 | 0
[7 empty] | 1113.1488 | 0 | 1688.9531 | 0 | 1687.2764 | 0 | 1687.2673 | 0
[7 empty] | 1113.1639 | 0 | 1689.0929 | 0 | 1687.4158 | 0 | 1687.4067 | 0
[7 empty] | 1113.1792 | 0 | 1689.2327 | 0 | 1687.5553 | 0 | 1687.5463 | 0
[7 empty] | 1113.1943 | 0 | 1689.3724 | 0 | 1687.6948 | 0 | 1687.6858 | 0
[7 empty] | 1113.2095 | 0 | 1689.5123 | 0 | 1687.8344 | 0 | 1687.8253 | 0
[7 empty] | 1113.2247 | 0 | 1689.6521 | 0 | 1687.974 | 0 | 1687.965 | 0
[7 empty] | 1113.2399 | 0 | 1689.792 | 0 | 1688.1135 | 0 | 1688.1045 | 0
[7 empty] | 1113.255 | 0 | 1689.9319 | 0 | 1688.2532 | 0 | 1688.2441 | 0
[7 empty] | 1113.2703 | 0 | 1690.0718 | 0 | 1688.3928 | 0 | 1688.3838 | 0
[7 empty] | 1113.2854 | 0 | 1690.2118 | 0 | 1688.5325 | 0 | 1688.5234 | 0
[7 empty] | 1113.3005 | 0 | 1690.3517 | 0 | 1688.6721 | 0 | 1688.6631 | 0
[7 empty] | 1113.3158 | 0 | 1690.4917 | 0 | 1688.8119 | 0 | 1688.8029 | 0
[7 empty] | 1113.3309 | 0 | 1690.6317 | 0 | 1688.9517 | 0 | 1688.9426 | 0
[7 empty] | 1113.3461 | 0 | 1690.7717 | 0 | 1689.0913 | 0 | 1689.0823 | 0
[7 empty] | 1113.3613 | 0 | 1690.9119 | 0 | 1689.2312 | 0 | 1689.2222 | 0
[7 empty] | 1113.3765 | 0 | 1691.0519 | 0 | 1689.371 | 0 | 1689.3619 | 0
[7 empty] | 1113.3917 | 0 | 1691.192 | 0 | 1689.5107 | 0 | 1689.5017 | 0
[7 empty] | 1113.4069 | 0 | 1691.3321 | 0 | 1689.6506 | 0 | 1689.6416 | 0
[7 empty] | 1113.422 | 0 | 1691.4723 | 0 | 1689.7905 | 0 | 1689.7815 | 0
[7 empty] | 1113.4373 | 0 | 1691.6124 | 0 | 1689.9304 | 0 | 1689.9214 | 0
[7 empty] | 1113.4524 | 0 | 1691.7527 | 0 | 1690.0703 | 0 | 1690.0613 | 0
[7 empty] | 1113.4677 | 0 | 1691.8928 | 0 | 1690.2102 | 0 | 1690.2012 | 0
[7 empty] | 1113.4828 | 0 | 1692.0331 | 0 | 1690.3502 | 0 | 1690.3412 | 0
[7 empty] | 1113.4979 | 0 | 1692.1733 | 0 | 1690.4902 | 0 | 1690.4812 | 0
[7 empty] | 1113.5132 | 0 | 1692.3137 | 0 | 1690.6302 | 0 | 1690.6212 | 0
[7 empty] | 1113.5283 | 0 | 1692.454 | 0 | 1690.7703 | 0 | 1690.7612 | 0
[7 empty] | 1113.5436 | 0 | 1692.5944 | 0 | 1690.9103 | 0 | 1690.9012 | 0
[7 empty] | 1113.5587 | 0 | 1692.7347 | 0 | 1691.0504 | 0 | 1691.0414 | 0
[7 empty] | 1113.5739 | 0 | 1692.8751 | 0 | 1691.1904 | 0 | 1691.1814 | 0
[7 empty] | 1113.5891 | 0 | 1693.0155 | 0 | 1691.3306 | 0 | 1691.3215 | 0
[7 empty] | 1113.6042 | 0 | 1693.1559 | 0 | 1691.4707 | 0 | 1691.4617 | 0
[7 empty] | 1113.6195 | 0 | 1693.2964 | 0 | 1691.611 | 0 | 1691.6019 | 0
[7 empty] | 1113.6346 | 0 | 1693.4369 | 0 | 1691.7511 | 0 | 1691.7421 | 0
[7 empty] | 1113.6498 | 0 | 1693.5773 | 0 | 1691.8914 | 0 | 1691.8823 | 0
[7 empty] | 1113.665 | 0 | 1693.7179 | 0 | 1692.0316 | 0 | 1692.0226 | 0
[7 empty] | 1113.6802 | 0 | 1693.8584 | 0 | 1692.1719 | 0 | 1692.1628 | 0
[7 empty] | 1113.6954 | 0 | 1693.999 | 0 | 1692.3121 | 0 | 1692.3031 | 0
[7 empty] | 1113.7106 | 0 | 1694.1395 | 0 | 1692.4525 | 0 | 1692.4434 | 0
[7 empty] | 1113.7258 | 0 | 1694.2802 | 0 | 1692.5928 | 0 | 1692.5837 | 0
[7 empty] | 1113.741 | 0 | 1694.4208 | 0 | 1692.7332 | 0 | 1692.7241 | 0
[7 empty] | 1113.7562 | 0 | 1694.5615 | 0 | 1692.8735 | 0 | 1692.8645 | 0
[7 empty] | 1113.7714 | 0 | 1694.7022 | 0 | 1693.0139 | 0 | 1693.0049 | 0
[7 empty] | 1113.7865 | 0 | 1694.8429 | 0 | 1693.1544 | 0 | 1693.1454 | 0
[7 empty] | 1113.8018 | 0 | 1694.9836 | 0 | 1693.2948 | 0 | 1693.2858 | 0
[7 empty] | 1113.8169 | 0 | 1695.1244 | 0 | 1693.4353 | 0 | 1693.4263 | 0
[7 empty] | 1113.8322 | 0 | 1695.2651 | 0 | 1693.5758 | 0 | 1693.5668 | 0
[7 empty] | 1113.8473 | 0 | 1695.4059 | 0 | 1693.7163 | 0 | 1693.7073 | 0
[7 empty] | 1113.8625 | 0 | 1695.5467 | 0 | 1693.8569 | 0 | 1693.8478 | 0
[7 empty] | 1113.8777 | 0 | 1695.6876 | 0 | 1693.9974 | 0 | 1693.9884 | 0
[7 empty] | 1113.8929 | 0 | 1695.8285 | 0 | 1694.1381 | 0 | 1694.129 | 0
[7 empty] | 1113.9081 | 0 | 1695.9694 | 0 | 1694.2787 | 0 | 1694.2696 | 0
[7 empty] | 1113.9233 | 0 | 1696.1103 | 0 | 1694.4193 | 0 | 1694.4103 | 0
[7 empty] | 1113.9385 | 0 | 1696.2512 | 0 | 1694.5599 | 0 | 1694.5509 | 0
[7 empty] | 1113.9537 | 0 | 1696.3922 | 0 | 1694.7007 | 0 | 1694.6915 | 0
[7 empty] | 1113.9689 | 0 | 1696.5332 | 0 | 1694.8413 | 0 | 1694.8323 | 0
[7 empty] | 1113.9841 | 0 | 1696.6742 | 0 | 1694.9821 | 0 | 1694.973 | 0
[7 empty] | 1113.9993 | 0 | 1696.8153 | 0 | 1695.1228 | 0 | 1695.1138 | 0
[7 empty] | 1114.0145 | 0 | 1696.9563 | 0 | 1695.2637 | 0 | 1695.2545 | 0
[7 empty] | 1114.0297 | 0 | 1697.0974 | 0 | 1695.4044 | 0 | 1695.3954 | 0
[7 empty] | 1114.0449 | 0 | 1697.2385 | 0 | 1695.5453 | 0 | 1695.5361 | 0
[7 empty] | 1114.0601 | 0 | 1697.3796 | 0 | 1695.686 | 0 | 1695.677 | 0
[7 empty] | 1114.0753 | 0 | 1697.5207 | 0 | 1695.8269 | 0 | 1695.8179 | 0
[7 empty] | 1114.0905 | 0 | 1697.662 | 0 | 1695.9679 | 0 | 1695.9587 | 0
[7 empty] | 1114.1057 | 0 | 1697.8032 | 0 | 1696.1088 | 0 | 1696.0997 | 0
[7 empty] | 1114.1209 | 0 | 1697.9445 | 0 | 1696.2498 | 0 | 1696.2406 | 0
[7 empty] | 1114.1361 | 0 | 1698.0857 | 0 | 1696.3908 | 0 | 1696.3816 | 0
[7 empty] | 1114.1514 | 0 | 1698.2269 | 0 | 1696.5317 | 0 | 1696.5226 | 0
[7 empty] | 1114.1665 | 0 | 1698.3682 | 0 | 1696.6727 | 0 | 1696.6636 | 0
[7 empty] | 1114.1818 | 0 | 1698.5095 | 0 | 1696.8137 | 0 | 1696.8047 | 0
[7 empty] | 1114.1969 | 0 | 1698.6509 | 0 | 1696.9548 | 0 | 1696.9457 | 0
[7 empty] | 1114.2122 | 0 | 1698.7922 | 0 | 1697.0958 | 0 | 1697.0868 | 0
[7 empty] | 1114.2273 | 0 | 1698.9336 | 0 | 1697.2369 | 0 | 1697.2279 | 0
[7 empty] | 1114.2426 | 0 | 1699.0751 | 0 | 1697.3781 | 0 | 1697.369 | 0
[7 empty] | 1114.2577 | 0 | 1699.2164 | 0 | 1697.5193 | 0 | 1697.5103 | 0
[7 empty] | 1114.2729 | 0 | 1699.3579 | 0 | 1697.6604 | 0 | 1697.6514 | 0
[7 empty] | 1114.2882 | 0 | 1699.4994 | 0 | 1697.8016 | 0 | 1697.7926 | 0
[7 empty] | 1114.3033 | 0 | 1699.6409 | 0 | 1697.9429 | 0 | 1697.9338 | 0
[7 empty] | 1114.3186 | 0 | 1699.7825 | 0 | 1698.0841 | 0 | 1698.0751 | 0
[7 empty] | 1114.3337 | 0 | 1699.9241 | 0 | 1698.2253 | 0 | 1698.2163 | 0
[7 empty] | 1114.349 | 0 | 1700.0656 | 0 | 1698.3667 | 0 | 1698.3577 | 0
[7 empty] | 1114.3641 | 0 | 1700.2071 | 0 | 1698.5081 | 0 | 1698.4989 | 0
[7 empty] | 1114.3794 | 0 | 1700.3489 | 0 | 1698.6493 | 0 | 1698.6403 | 0
[7 empty] | 1114.3947 | 0 | 1700.4905 | 0 | 1698.7906 | 0 | 1698.7816 | 0
[7 empty] | 1114.4098 | 0 | 1700.6321 | 0 | 1698.9321 | 0 | 1698.923 | 0
[7 empty] | 1114.425 | 0 | 1700.7738 | 0 | 1699.0735 | 0 | 1699.0645 | 0
[7 empty] | 1114.4402 | 0 | 1700.9155 | 0 | 1699.215 | 0 | 1699.2059 | 0
[7 empty] | 1114.4554 | 0 | 1701.0573 | 0 | 1699.3564 | 0 | 1699.3473 | 0
[7 empty] | 1114.4707 | 0 | 1701.1991 | 0 | 1699.4979 | 0 | 1699.4888 | 0
[7 empty] | 1114.4858 | 0 | 1701.3408 | 0 | 1699.6394 | 0 | 1699.6304 | 0
[7 empty] | 1114.5011 | 0 | 1701.4827 | 0 | 1699.7809 | 0 | 1699.7719 | 0
[7 empty] | 1114.5164 | 0 | 1701.6245 | 0 | 1699.9225 | 0 | 1699.9135 | 0
[7 empty] | 1114.5315 | 0 | 1701.7664 | 0 | 1700.0641 | 0 | 1700.0549 | 0
[7 empty] | 1114.5468 | 0 | 1701.9082 | 0 | 1700.2057 | 0 | 1700.1965 | 0
[7 empty] | 1114.5619 | 0 | 1702.0502 | 0 | 1700.3473 | 0 | 1700.3383 | 0
[7 empty] | 1114.5771 | 0 | 1702.1921 | 0 | 1700.4889 | 0 | 1700.4799 | 0
[7 empty] | 1114.5924 | 0 | 1702.3341 | 0 | 1700.6306 | 0 | 1700.6216 | 0
[7 empty] | 1114.6075 | 0 | 1702.4761 | 0 | 1700.7723 | 0 | 1700.7632 | 0
[7 empty] | 1114.6228 | 0 | 1702.618 | 0 | 1700.9141 | 0 | 1700.9049 | 0
[7 empty] | 1114.6381 | 0 | 1702.76 | 0 | 1701.0558 | 0 | 1701.0466 | 0
[7 empty] | 1114.6532 | 0 | 1702.9021 | 0 | 1701.1975 | 0 | 1701.1885 | 0
[7 empty] | 1114.6685 | 0 | 1703.0442 | 0 | 1701.3394 | 0 | 1701.3302 | 0
[7 empty] | 1114.6837 | 0 | 1703.1863 | 0 | 1701.4811 | 0 | 1701.4721 | 0
[7 empty] | 1114.6989 | 0 | 1703.3284 | 0 | 1701.6229 | 0 | 1701.6139 | 0
[7 empty] | 1114.7141 | 0 | 1703.4706 | 0 | 1701.7649 | 0 | 1701.7557 | 0
[7 empty] | 1114.7294 | 0 | 1703.6127 | 0 | 1701.9067 | 0 | 1701.8976 | 0
[7 empty] | 1114.7445 | 0 | 1703.7549 | 0 | 1702.0486 | 0 | 1702.0395 | 0
[7 empty] | 1114.7598 | 0 | 1703.8971 | 0 | 1702.1906 | 0 | 1702.1815 | 0
[7 empty] | 1114.775 | 0 | 1704.0393 | 0 | 1702.3325 | 0 | 1702.3234 | 0
[7 empty] | 1114.7902 | 0 | 1704.1816 | 0 | 1702.4745 | 0 | 1702.4654 | 0
[7 empty] | 1114.8054 | 0 | 1704.324 | 0 | 1702.6165 | 0 | 1702.6074 | 0
[7 empty] | 1114.8207 | 0 | 1704.4662 | 0 | 1702.7585 | 0 | 1702.7494 | 0
[7 empty] | 1114.8358 | 0 | 1704.6085 | 0 | 1702.9005 | 0 | 1702.8915 | 0
[7 empty] | 1114.8511 | 0 | 1704.751 | 0 | 1703.0426 | 0 | 1703.0336 | 0
[7 empty] | 1114.8663 | 0 | 1704.8933 | 0 | 1703.1847 | 0 | 1703.1757 | 0
[7 empty] | 1114.8816 | 0 | 1705.0358 | 0 | 1703.3269 | 0 | 1703.3177 | 0
[7 empty] | 1114.8967 | 0 | 1705.1781 | 0 | 1703.469 | 0 | 1703.46 | 0
[7 empty] | 1114.912 | 0 | 1705.3206 | 0 | 1703.6112 | 0 | 1703.602 | 0
[7 empty] | 1114.9272 | 0 | 1705.4631 | 0 | 1703.7534 | 0 | 1703.7443 | 0
[7 empty] | 1114.9424 | 0 | 1705.6056 | 0 | 1703.8956 | 0 | 1703.8865 | 0
[7 empty] | 1114.9576 | 0 | 1705.748 | 0 | 1704.0378 | 0 | 1704.0287 | 0
[7 empty] | 1114.9729 | 0 | 1705.8906 | 0 | 1704.18 | 0 | 1704.171 | 0
[7 empty] | 1114.9882 | 0 | 1706.0332 | 0 | 1704.3224 | 0 | 1704.3132 | 0
[7 empty] | 1115.0033 | 0 | 1706.1758 | 0 | 1704.4647 | 0 | 1704.4556 | 0
[7 empty] | 1115.0186 | 0 | 1706.3185 | 0 | 1704.6071 | 0 | 1704.5979 | 0
[7 empty] | 1115.0338 | 0 | 1706.4611 | 0 | 1704.7494 | 0 | 1704.7402 | 0
[7 empty] | 1115.049 | 0 | 1706.6038 | 0 | 1704.8917 | 0 | 1704.8827 | 0
[7 empty] | 1115.0642 | 0 | 1706.7465 | 0 | 1705.0342 | 0 | 1705.025 | 0
[7 empty] | 1115.0795 | 0 | 1706.8892 | 0 | 1705.1766 | 0 | 1705.1675 | 0
[7 empty] | 1115.0947 | 0 | 1707.0319 | 0 | 1705.3191 | 0 | 1705.3099 | 0
[7 empty] | 1115.1099 | 0 | 1707.1747 | 0 | 1705.4615 | 0 | 1705.4524 | 0
[7 empty] | 1115.1251 | 0 | 1707.3175 | 0 | 1705.604 | 0 | 1705.595 | 0
[7 empty] | 1115.1404 | 0 | 1707.4603 | 0 | 1705.7466 | 0 | 1705.7374 | 0
[7 empty] | 1115.1556 | 0 | 1707.6031 | 0 | 1705.8892 | 0 | 1705.88 | 0
[7 empty] | 1115.1709 | 0 | 1707.746 | 0 | 1706.0317 | 0 | 1706.0226 | 0
[7 empty] | 1115.186 | 0 | 1707.8888 | 0 | 1706.1743 | 0 | 1706.1652 | 0
[7 empty] | 1115.2013 | 0 | 1708.0317 | 0 | 1706.3169 | 0 | 1706.3079 | 0
[7 empty] | 1115.2166 | 0 | 1708.1747 | 0 | 1706.4596 | 0 | 1706.4504 | 0
[7 empty] | 1115.2318 | 0 | 1708.3176 | 0 | 1706.6022 | 0 | 1706.5931 | 0
[7 empty] | 1115.2469 | 0 | 1708.4606 | 0 | 1706.7449 | 0 | 1706.7358 | 0
[7 empty] | 1115.2622 | 0 | 1708.6036 | 0 | 1706.8876 | 0 | 1706.8785 | 0
[7 empty] | 1115.2775 | 0 | 1708.7467 | 0 | 1707.0304 | 0 | 1707.0212 | 0
[7 empty] | 1115.2927 | 0 | 1708.8897 | 0 | 1707.1731 | 0 | 1707.1641 | 0
[7 empty] | 1115.308 | 0 | 1709.0328 | 0 | 1707.3159 | 0 | 1707.3068 | 0
[7 empty] | 1115.3231 | 0 | 1709.1759 | 0 | 1707.4587 | 0 | 1707.4496 | 0
[7 empty] | 1115.3384 | 0 | 1709.319 | 0 | 1707.6016 | 0 | 1707.5924 | 0
[7 empty] | 1115.3536 | 0 | 1709.4622 | 0 | 1707.7444 | 0 | 1707.7353 | 0
[7 empty] | 1115.3689 | 0 | 1709.6054 | 0 | 1707.8873 | 0 | 1707.8782 | 0
[7 empty] | 1115.3842 | 0 | 1709.7485 | 0 | 1708.0303 | 0 | 1708.0211 | 0
[7 empty] | 1115.3993 | 0 | 1709.8917 | 0 | 1708.1731 | 0 | 1708.1641 | 0
[7 empty] | 1115.4146 | 0 | 1710.035 | 0 | 1708.3162 | 0 | 1708.307 | 0
[7 empty] | 1115.4298 | 0 | 1710.1782 | 0 | 1708.4591 | 0 | 1708.4499 | 0
[7 empty] | 1115.4451 | 0 | 1710.3215 | 0 | 1708.602 | 0 | 1708.593 | 0
[7 empty] | 1115.4603 | 0 | 1710.4648 | 0 | 1708.7451 | 0 | 1708.736 | 0
[7 empty] | 1115.4756 | 0 | 1710.6082 | 0 | 1708.8882 | 0 | 1708.879 | 0
[7 empty] | 1115.4907 | 0 | 1710.7516 | 0 | 1709.0312 | 0 | 1709.0221 | 0
[7 empty] | 1115.506 | 0 | 1710.8949 | 0 | 1709.1743 | 0 | 1709.1653 | 0
[7 empty] | 1115.5212 | 0 | 1711.0383 | 0 | 1709.3175 | 0 | 1709.3084 | 0
[7 empty] | 1115.5365 | 0 | 1711.1818 | 0 | 1709.4606 | 0 | 1709.4515 | 0
[7 empty] | 1115.5518 | 0 | 1711.3252 | 0 | 1709.6038 | 0 | 1709.5946 | 0
[7 empty] | 1115.567 | 0 | 1711.4688 | 0 | 1709.7469 | 0 | 1709.7379 | 0
[7 empty] | 1115.5823 | 0 | 1711.6122 | 0 | 1709.8901 | 0 | 1709.8811 | 0
[7 empty] | 1115.5974 | 0 | 1711.7557 | 0 | 1710.0334 | 0 | 1710.0243 | 0
[7 empty] | 1115.6127 | 0 | 1711.8993 | 0 | 1710.1768 | 0 | 1710.1676 | 0
[7 empty] | 1115.6279 | 0 | 1712.0429 | 0 | 1710.32 | 0 | 1710.3109 | 0
[7 empty] | 1115.6432 | 0 | 1712.1865 | 0 | 1710.4633 | 0 | 1710.4542 | 0
[7 empty] | 1115.6584 | 0 | 1712.3301 | 0 | 1710.6067 | 0 | 1710.5975 | 0
[7 empty] | 1115.6737 | 0 | 1712.4738 | 0 | 1710.75 | 0 | 1710.7408 | 0
[7 empty] | 1115.689 | 0 | 1712.6174 | 0 | 1710.8934 | 0 | 1710.8843 | 0
[7 empty] | 1115.7042 | 0 | 1712.7611 | 0 | 1711.0369 | 0 | 1711.0277 | 0
[7 empty] | 1115.7195 | 0 | 1712.9049 | 0 | 1711.1803 | 0 | 1711.1711 | 0
[7 empty] | 1115.7346 | 0 | 1713.0486 | 0 | 1711.3237 | 0 | 1711.3146 | 0
[7 empty] | 1115.7499 | 0 | 1713.1924 | 0 | 1711.4672 | 0 | 1711.458 | 0
[7 empty] | 1115.7651 | 0 | 1713.3362 | 0 | 1711.6107 | 0 | 1711.6016 | 0
[7 empty] | 1115.7804 | 0 | 1713.48 | 0 | 1711.7543 | 0 | 1711.7451 | 0
[7 empty] | 1115.7957 | 0 | 1713.6239 | 0 | 1711.8978 | 0 | 1711.8887 | 0
[7 empty] | 1115.8109 | 0 | 1713.7677 | 0 | 1712.0414 | 0 | 1712.0322 | 0
[7 empty] | 1115.8262 | 0 | 1713.9116 | 0 | 1712.1849 | 0 | 1712.1758 | 0
[7 empty] | 1115.8414 | 0 | 1714.0555 | 0 | 1712.3286 | 0 | 1712.3195 | 0
[7 empty] | 1115.8567 | 0 | 1714.1995 | 0 | 1712.4723 | 0 | 1712.4631 | 0
[7 empty] | 1115.8719 | 0 | 1714.3435 | 0 | 1712.616 | 0 | 1712.6068 | 0
[7 empty] | 1115.8872 | 0 | 1714.4874 | 0 | 1712.7596 | 0 | 1712.7505 | 0
[7 empty] | 1115.9023 | 0 | 1714.6315 | 0 | 1712.9033 | 0 | 1712.8942 | 0
[7 empty] | 1115.9176 | 0 | 1714.7755 | 0 | 1713.0471 | 0 | 1713.038 | 0
[7 empty] | 1115.9329 | 0 | 1714.9196 | 0 | 1713.1909 | 0 | 1713.1818 | 0
[7 empty] | 1115.9481 | 0 | 1715.0636 | 0 | 1713.3347 | 0 | 1713.3256 | 0
[7 empty] | 1115.9634 | 0 | 1715.2078 | 0 | 1713.4785 | 0 | 1713.4694 | 0
[7 empty] | 1115.9786 | 0 | 1715.3519 | 0 | 1713.6223 | 0 | 1713.6132 | 0
[7 empty] | 1115.9939 | 0 | 1715.4961 | 0 | 1713.7662 | 0 | 1713.7571 | 0
[7 empty] | 1116.0092 | 0 | 1715.6403 | 0 | 1713.91 | 0 | 1713.901 | 0
[7 empty] | 1116.0244 | 0 | 1715.7844 | 0 | 1714.054 | 0 | 1714.0449 | 0
[7 empty] | 1116.0397 | 0 | 1715.9287 | 0 | 1714.198 | 0 | 1714.1888 | 0
[7 empty] | 1116.0549 | 0 | 1716.0729 | 0 | 1714.3419 | 0 | 1714.3328 | 0
[7 empty] | 1116.0702 | 0 | 1716.2172 | 0 | 1714.486 | 0 | 1714.4768 | 0
[7 empty] | 1116.0854 | 0 | 1716.3616 | 0 | 1714.6299 | 0 | 1714.6207 | 0
[7 empty] | 1116.1007 | 0 | 1716.5059 | 0 | 1714.7739 | 0 | 1714.7648 | 0
[7 empty] | 1116.116 | 0 | 1716.6501 | 0 | 1714.918 | 0 | 1714.9088 | 0
[7 empty] | 1116.1312 | 0 | 1716.7946 | 0 | 1715.0621 | 0 | 1715.053 | 0
[7 empty] | 1116.1465 | 0 | 1716.939 | 0 | 1715.2062 | 0 | 1715.197 | 0
[7 empty] | 1116.1617 | 0 | 1717.0834 | 0 | 1715.3503 | 0 | 1715.3412 | 0
[7 empty] | 1116.177 | 0 | 1717.2279 | 0 | 1715.4945 | 0 | 1715.4853 | 0
[7 empty] | 1116.1923 | 0 | 1717.3723 | 0 | 1715.6387 | 0 | 1715.6295 | 0
[7 empty] | 1116.2075 | 0 | 1717.5168 | 0 | 1715.783 | 0 | 1715.7738 | 0
[7 empty] | 1116.2228 | 0 | 1717.6614 | 0 | 1715.9271 | 0 | 1715.918 | 0
[7 empty] | 1116.238 | 0 | 1717.8059 | 0 | 1716.0714 | 0 | 1716.0623 | 0
[7 empty] | 1116.2533 | 0 | 1717.9504 | 0 | 1716.2157 | 0 | 1716.2065 | 0
[7 empty] | 1116.2686 | 0 | 1718.0951 | 0 | 1716.36 | 0 | 1716.3508 | 0
[7 empty] | 1116.2838 | 0 | 1718.2397 | 0 | 1716.5043 | 0 | 1716.4951 | 0
[7 empty] | 1116.2991 | 0 | 1718.3843 | 0 | 1716.6487 | 0 | 1716.6395 | 0
[7 empty] | 1116.3143 | 0 | 1718.5291 | 0 | 1716.7931 | 0 | 1716.7839 | 0
[7 empty] | 1116.3296 | 0 | 1718.6737 | 0 | 1716.9374 | 0 | 1716.9282 | 0
[7 empty] | 1116.3448 | 0 | 1718.8184 | 0 | 1717.0819 | 0 | 1717.0728 | 0
[7 empty] | 1116.3601 | 0 | 1718.9631 | 0 | 1717.2263 | 0 | 1717.2172 | 0
[7 empty] | 1116.3754 | 0 | 1719.1079 | 0 | 1717.3707 | 0 | 1717.3616 | 0
[7 empty] | 1116.3906 | 0 | 1719.2527 | 0 | 1717.5153 | 0 | 1717.5061 | 0
[7 empty] | 1116.4059 | 0 | 1719.3976 | 0 | 1717.6598 | 0 | 1717.6506 | 0
[7 empty] | 1116.4211 | 0 | 1719.5424 | 0 | 1717.8043 | 0 | 1717.7952 | 0
[7 empty] | 1116.4364 | 0 | 1719.6873 | 0 | 1717.949 | 0 | 1717.9398 | 0
[7 empty] | 1116.4517 | 0 | 1719.8321 | 0 | 1718.0935 | 0 | 1718.0844 | 0
[7 empty] | 1116.4669 | 0 | 1719.977 | 0 | 1718.2382 | 0 | 1718.229 | 0
[7 empty] | 1116.4822 | 0 | 1720.1219 | 0 | 1718.3828 | 0 | 1718.3737 | 0
[7 empty] | 1116.4976 | 0 | 1720.267 | 0 | 1718.5275 | 0 | 1718.5183 | 0
[7 empty] | 1116.5128 | 0 | 1720.412 | 0 | 1718.6721 | 0 | 1718.663 | 0
[7 empty] | 1116.5281 | 0 | 1720.5569 | 0 | 1718.8169 | 0 | 1718.8077 | 0
[7 empty] | 1116.5433 | 0 | 1720.702 | 0 | 1718.9617 | 0 | 1718.9524 | 0
[7 empty] | 1116.5586 | 0 | 1720.8471 | 0 | 1719.1063 | 0 | 1719.0972 | 0
[7 empty] | 1116.5739 | 0 | 1720.9921 | 0 | 1719.2512 | 0 | 1719.2421 | 0
[7 empty] | 1116.5891 | 0 | 1721.1372 | 0 | 1719.396 | 0 | 1719.3868 | 0
[7 empty] | 1116.6044 | 0 | 1721.2823 | 0 | 1719.5408 | 0 | 1719.5316 | 0
[7 empty] | 1116.6196 | 0 | 1721.4275 | 0 | 1719.6857 | 0 | 1719.6765 | 0
[7 empty] | 1116.6349 | 0 | 1721.5728 | 0 | 1719.8306 | 0 | 1719.8214 | 0
[7 empty] | 1116.6501 | 0 | 1721.7179 | 0 | 1719.9755 | 0 | 1719.9663 | 0
[7 empty] | 1116.6655 | 0 | 1721.8632 | 0 | 1720.1205 | 0 | 1720.1112 | 0
[7 empty] | 1116.6808 | 0 | 1722.0084 | 0 | 1720.2654 | 0 | 1720.2562 | 0
[7 empty] | 1116.696 | 0 | 1722.1537 | 0 | 1720.4104 | 0 | 1720.4012 | 0
[7 empty] | 1116.7113 | 0 | 1722.299 | 0 | 1720.5554 | 0 | 1720.5463 | 0
[7 empty] | 1116.7266 | 0 | 1722.4443 | 0 | 1720.7004 | 0 | 1720.6913 | 0
[7 empty] | 1116.7418 | 0 | 1722.5897 | 0 | 1720.8455 | 0 | 1720.8363 | 0
[7 empty] | 1116.7571 | 0 | 1722.735 | 0 | 1720.9906 | 0 | 1720.9814 | 0
[7 empty] | 1116.7723 | 0 | 1722.8805 | 0 | 1721.1356 | 0 | 1721.1265 | 0
[7 empty] | 1116.7876 | 0 | 1723.0259 | 0 | 1721.2808 | 0 | 1721.2716 | 0
[7 empty] | 1116.803 | 0 | 1723.1714 | 0 | 1721.426 | 0 | 1721.4168 | 0
[7 empty] | 1116.8182 | 0 | 1723.3168 | 0 | 1721.5712 | 0 | 1721.562 | 0
[7 empty] | 1116.8335 | 0 | 1723.4623 | 0 | 1721.7163 | 0 | 1721.7071 | 0
[7 empty] | 1116.8488 | 0 | 1723.6078 | 0 | 1721.8616 | 0 | 1721.8524 | 0
[7 empty] | 1116.864 | 0 | 1723.7534 | 0 | 1722.0068 | 0 | 1721.9977 | 0
[7 empty] | 1116.8793 | 0 | 1723.8989 | 0 | 1722.1521 | 0 | 1722.1429 | 0
[7 empty] | 1116.8945 | 0 | 1724.0446 | 0 | 1722.2975 | 0 | 1722.2882 | 0
[7 empty] | 1116.9099 | 0 | 1724.1902 | 0 | 1722.4427 | 0 | 1722.4336 | 0
[7 empty] | 1116.9252 | 0 | 1724.3358 | 0 | 1722.5881 | 0 | 1722.579 | 0
[7 empty] | 1116.9404 | 0 | 1724.4814 | 0 | 1722.7335 | 0 | 1722.7244 | 0
[7 empty] | 1116.9557 | 0 | 1724.6272 | 0 | 1722.8789 | 0 | 1722.8698 | 0
[7 empty] | 1116.9709 | 0 | 1724.773 | 0 | 1723.0243 | 0 | 1723.0151 | 0
[7 empty] | 1116.9862 | 0 | 1724.9187 | 0 | 1723.1698 | 0 | 1723.1606 | 0
[7 empty] | 1117.0016 | 0 | 1725.0645 | 0 | 1723.3153 | 0 | 1723.306 | 0
[7 empty] | 1117.0168 | 0 | 1725.2102 | 0 | 1723.4607 | 0 | 1723.4515 | 0
[7 empty] | 1117.0321 | 0 | 1725.3561 | 0 | 1723.6063 | 0 | 1723.5971 | 0
[7 empty] | 1117.0474 | 0 | 1725.502 | 0 | 1723.7518 | 0 | 1723.7427 | 0
[7 empty] | 1117.0626 | 0 | 1725.6478 | 0 | 1723.8975 | 0 | 1723.8882 | 0
[7 empty] | 1117.078 | 0 | 1725.7937 | 0 | 1724.043 | 0 | 1724.0338 | 0
[7 empty] | 1117.0933 | 0 | 1725.9396 | 0 | 1724.1886 | 0 | 1724.1794 | 0
[7 empty] | 1117.1085 | 0 | 1726.0856 | 0 | 1724.3342 | 0 | 1724.3251 | 0
[7 empty] | 1117.1238 | 0 | 1726.2314 | 0 | 1724.48 | 0 | 1724.4707 | 0
[7 empty] | 1117.139 | 0 | 1726.3774 | 0 | 1724.6256 | 0 | 1724.6165 | 0
[7 empty] | 1117.1544 | 0 | 1726.5236 | 0 | 1724.7714 | 0 | 1724.7622 | 0
[7 empty] | 1117.1697 | 0 | 1726.6696 | 0 | 1724.9171 | 0 | 1724.908 | 0
[7 empty] | 1117.1849 | 0 | 1726.8157 | 0 | 1725.0629 | 0 | 1725.0537 | 0
[7 empty] | 1117.2002 | 0 | 1726.9617 | 0 | 1725.2087 | 0 | 1725.1995 | 0
[7 empty] | 1117.2156 | 0 | 1727.1078 | 0 | 1725.3545 | 0 | 1725.3453 | 0
[7 empty] | 1117.2308 | 0 | 1727.254 | 0 | 1725.5004 | 0 | 1725.4912 | 0
[7 empty] | 1117.2461 | 0 | 1727.4001 | 0 | 1725.6462 | 0 | 1725.6371 | 0
[7 empty] | 1117.2614 | 0 | 1727.5464 | 0 | 1725.7921 | 0 | 1725.783 | 0
[7 empty] | 1117.2766 | 0 | 1727.6925 | 0 | 1725.938 | 0 | 1725.9288 | 0
[7 empty] | 1117.292 | 0 | 1727.8387 | 0 | 1726.084 | 0 | 1726.0748 | 0
[7 empty] | 1117.3073 | 0 | 1727.9851 | 0 | 1726.23 | 0 | 1726.2207 | 0
[7 empty] | 1117.3225 | 0 | 1728.1314 | 0 | 1726.376 | 0 | 1726.3667 | 0
[7 empty] | 1117.3378 | 0 | 1728.2777 | 0 | 1726.522 | 0 | 1726.5128 | 0
[7 empty] | 1117.3531 | 0 | 1728.424 | 0 | 1726.668 | 0 | 1726.6588 | 0
[7 empty] | 1117.3684 | 0 | 1728.5704 | 0 | 1726.8141 | 0 | 1726.8049 | 0
[7 empty] | 1117.3837 | 0 | 1728.7168 | 0 | 1726.9602 | 0 | 1726.9509 | 0
[7 empty] | 1117.399 | 0 | 1728.8632 | 0 | 1727.1063 | 0 | 1727.0971 | 0
[7 empty] | 1117.4143 | 0 | 1729.0096 | 0 | 1727.2524 | 0 | 1727.2433 | 0
[7 empty] | 1117.4296 | 0 | 1729.1561 | 0 | 1727.3986 | 0 | 1727.3894 | 0
[7 empty] | 1117.4448 | 0 | 1729.3026 | 0 | 1727.5448 | 0 | 1727.5356 | 0
[7 empty] | 1117.4602 | 0 | 1729.4491 | 0 | 1727.691 | 0 | 1727.6818 | 0
[7 empty] | 1117.4755 | 0 | 1729.5956 | 0 | 1727.8373 | 0 | 1727.828 | 0
[7 empty] | 1117.4907 | 0 | 1729.7422 | 0 | 1727.9835 | 0 | 1727.9744 | 0
[7 empty] | 1117.5061 | 0 | 1729.8888 | 0 | 1728.1298 | 0 | 1728.1206 | 0
[7 empty] | 1117.5214 | 0 | 1730.0354 | 0 | 1728.2761 | 0 | 1728.267 | 0
[7 empty] | 1117.5366 | 0 | 1730.182 | 0 | 1728.4225 | 0 | 1728.4132 | 0
[7 empty] | 1117.5519 | 0 | 1730.3287 | 0 | 1728.5689 | 0 | 1728.5596 | 0
[7 empty] | 1117.5673 | 0 | 1730.4753 | 0 | 1728.7152 | 0 | 1728.7061 | 0
[7 empty] | 1117.5825 | 0 | 1730.6221 | 0 | 1728.8616 | 0 | 1728.8524 | 0
[7 empty] | 1117.5978 | 0 | 1730.7688 | 0 | 1729.0081 | 0 | 1728.9989 | 0
[7 empty] | 1117.6132 | 0 | 1730.9156 | 0 | 1729.1545 | 0 | 1729.1453 | 0
[7 empty] | 1117.6284 | 0 | 1731.0624 | 0 | 1729.301 | 0 | 1729.2918 | 0
[7 empty] | 1117.6437 | 0 | 1731.2092 | 0 | 1729.4475 | 0 | 1729.4383 | 0
[7 empty] | 1117.6591 | 0 | 1731.3561 | 0 | 1729.5941 | 0 | 1729.5848 | 0
[7 empty] | 1117.6743 | 0 | 1731.5029 | 0 | 1729.7406 | 0 | 1729.7314 | 0
[7 empty] | 1117.6896 | 0 | 1731.6498 | 0 | 1729.8872 | 0 | 1729.8781 | 0
[7 empty] | 1117.705 | 0 | 1731.7966 | 0 | 1730.0338 | 0 | 1730.0247 | 0
[7 empty] | 1117.7202 | 0 | 1731.9436 | 0 | 1730.1804 | 0 | 1730.1713 | 0
[7 empty] | 1117.7355 | 0 | 1732.0906 | 0 | 1730.3272 | 0 | 1730.3179 | 0
[7 empty] | 1117.7509 | 0 | 1732.2376 | 0 | 1730.4739 | 0 | 1730.4646 | 0
[7 empty] | 1117.7661 | 0 | 1732.3846 | 0 | 1730.6205 | 0 | 1730.6113 | 0
[7 empty] | 1117.7814 | 0 | 1732.5316 | 0 | 1730.7672 | 0 | 1730.7581 | 0
[7 empty] | 1117.7968 | 0 | 1732.6787 | 0 | 1730.9141 | 0 | 1730.9048 | 0
[7 empty] | 1117.812 | 0 | 1732.8258 | 0 | 1731.0608 | 0 | 1731.0516 | 0
[7 empty] | 1117.8273 | 0 | 1732.9729 | 0 | 1731.2076 | 0 | 1731.1984 | 0
[7 empty] | 1117.8427 | 0 | 1733.12 | 0 | 1731.3545 | 0 | 1731.3452 | 0
[7 empty] | 1117.8579 | 0 | 1733.2672 | 0 | 1731.5013 | 0 | 1731.4921 | 0
[7 empty] | 1117.8733 | 0 | 1733.4143 | 0 | 1731.6482 | 0 | 1731.639 | 0
[7 empty] | 1117.8886 | 0 | 1733.5615 | 0 | 1731.7952 | 0 | 1731.7859 | 0
[7 empty] | 1117.9038 | 0 | 1733.7089 | 0 | 1731.942 | 0 | 1731.9329 | 0
[7 empty] | 1117.9192 | 0 | 1733.8561 | 0 | 1732.089 | 0 | 1732.0798 | 0
[7 empty] | 1117.9344 | 0 | 1734.0034 | 0 | 1732.236 | 0 | 1732.2268 | 0
[7 empty] | 1117.9497 | 0 | 1734.1506 | 0 | 1732.3831 | 0 | 1732.3738 | 0
[7 empty] | 1117.9651 | 0 | 1734.298 | 0 | 1732.53 | 0 | 1732.5209 | 0
[7 empty] | 1117.9803 | 0 | 1734.4453 | 0 | 1732.6771 | 0 | 1732.6679 | 0
[7 empty] | 1117.9957 | 0 | 1734.5928 | 0 | 1732.8242 | 0 | 1732.8149 | 0
[7 empty] | 1118.011 | 0 | 1734.7401 | 0 | 1732.9713 | 0 | 1732.962 | 0
[7 empty] | 1118.0264 | 0 | 1734.8876 | 0 | 1733.1184 | 0 | 1733.1092 | 0
[7 empty] | 1118.0416 | 0 | 1735.035 | 0 | 1733.2656 | 0 | 1733.2564 | 0
[7 empty] | 1118.0569 | 0 | 1735.1825 | 0 | 1733.4128 | 0 | 1733.4036 | 0
[7 empty] | 1118.0723 | 0 | 1735.3301 | 0 | 1733.5601 | 0 | 1733.5508 | 0
[7 empty] | 1118.0875 | 0 | 1735.4777 | 0 | 1733.7073 | 0 | 1733.698 | 0
[7 empty] | 1118.1029 | 0 | 1735.6251 | 0 | 1733.8545 | 0 | 1733.8453 | 0
[7 empty] | 1118.1182 | 0 | 1735.7727 | 0 | 1734.0018 | 0 | 1733.9925 | 0
[7 empty] | 1118.1334 | 0 | 1735.9204 | 0 | 1734.1492 | 0 | 1734.1399 | 0
[7 empty] | 1118.1488 | 0 | 1736.068 | 0 | 1734.2964 | 0 | 1734.2872 | 0
[7 empty] | 1118.1641 | 0 | 1736.2157 | 0 | 1734.4439 | 0 | 1734.4346 | 0
[7 empty] | 1118.1794 | 0 | 1736.3634 | 0 | 1734.5912 | 0 | 1734.5819 | 0
[7 empty] | 1118.1947 | 0 | 1736.5111 | 0 | 1734.7387 | 0 | 1734.7294 | 0
[7 empty] | 1118.2101 | 0 | 1736.6588 | 0 | 1734.886 | 0 | 1734.8768 | 0
[7 empty] | 1118.2253 | 0 | 1736.8065 | 0 | 1735.0334 | 0 | 1735.0243 | 0
[7 empty] | 1118.2407 | 0 | 1736.9543 | 0 | 1735.181 | 0 | 1735.1717 | 0
[7 empty] | 1118.256 | 0 | 1737.1022 | 0 | 1735.3285 | 0 | 1735.3192 | 0
[7 empty] | 1118.2714 | 0 | 1737.25 | 0 | 1735.4761 | 0 | 1735.4668 | 0
[7 empty] | 1118.2866 | 0 | 1737.3978 | 0 | 1735.6237 | 0 | 1735.6144 | 0
[7 empty] | 1118.3019 | 0 | 1737.5458 | 0 | 1735.7712 | 0 | 1735.762 | 0
[7 empty] | 1118.3173 | 0 | 1737.6937 | 0 | 1735.9188 | 0 | 1735.9096 | 0
[7 empty] | 1118.3325 | 0 | 1737.8416 | 0 | 1736.0664 | 0 | 1736.0573 | 0
[7 empty] | 1118.3479 | 0 | 1737.9896 | 0 | 1736.2141 | 0 | 1736.2048 | 0
[7 empty] | 1118.3632 | 0 | 1738.1376 | 0 | 1736.3618 | 0 | 1736.3525 | 0
[7 empty] | 1118.3785 | 0 | 1738.2855 | 0 | 1736.5095 | 0 | 1736.5002 | 0
[7 empty] | 1118.3938 | 0 | 1738.4336 | 0 | 1736.6572 | 0 | 1736.648 | 0
[7 empty] | 1118.4092 | 0 | 1738.5817 | 0 | 1736.805 | 0 | 1736.7958 | 0
[7 empty] | 1118.4244 | 0 | 1738.7297 | 0 | 1736.9528 | 0 | 1736.9436 | 0
[7 empty] | 1118.4398 | 0 | 1738.8779 | 0 | 1737.1006 | 0 | 1737.0913 | 0
[7 empty] | 1118.4551 | 0 | 1739.026 | 0 | 1737.2484 | 0 | 1737.2393 | 0
[7 empty] | 1118.4705 | 0 | 1739.1742 | 0 | 1737.3964 | 0 | 1737.3871 | 0
[7 empty] | 1118.4857 | 0 | 1739.3224 | 0 | 1737.5442 | 0 | 1737.5349 | 0
[7 empty] | 1118.5011 | 0 | 1739.4706 | 0 | 1737.6921 | 0 | 1737.6829 | 0
[7 empty] | 1118.5164 | 0 | 1739.6189 | 0 | 1737.8401 | 0 | 1737.8308 | 0
[7 empty] | 1118.5317 | 0 | 1739.7671 | 0 | 1737.988 | 0 | 1737.9788 | 0
[7 empty] | 1118.547 | 0 | 1739.9154 | 0 | 1738.136 | 0 | 1738.1267 | 0
[7 empty] | 1118.5624 | 0 | 1740.0637 | 0 | 1738.2841 | 0 | 1738.2748 | 0
[7 empty] | 1118.5778 | 0 | 1740.212 | 0 | 1738.432 | 0 | 1738.4228 | 0
[7 empty] | 1118.593 | 0 | 1740.3605 | 0 | 1738.5801 | 0 | 1738.5709 | 0
[7 empty] | 1118.6084 | 0 | 1740.5088 | 0 | 1738.7281 | 0 | 1738.719 | 0
[7 empty] | 1118.6237 | 0 | 1740.6572 | 0 | 1738.8763 | 0 | 1738.8671 | 0
[7 empty] | 1118.639 | 0 | 1740.8057 | 0 | 1739.0244 | 0 | 1739.0153 | 0
[7 empty] | 1118.6543 | 0 | 1740.9541 | 0 | 1739.1726 | 0 | 1739.1633 | 0
[7 empty] | 1118.6697 | 0 | 1741.1027 | 0 | 1739.3208 | 0 | 1739.3115 | 0
[7 empty] | 1118.6849 | 0 | 1741.2512 | 0 | 1739.469 | 0 | 1739.4598 | 0
[7 empty] | 1118.7003 | 0 | 1741.3998 | 0 | 1739.6173 | 0 | 1739.608 | 0
[7 empty] | 1118.7156 | 0 | 1741.5483 | 0 | 1739.7655 | 0 | 1739.7564 | 0
[7 empty] | 1118.731 | 0 | 1741.6969 | 0 | 1739.9138 | 0 | 1739.9045 | 0
[7 empty] | 1118.7463 | 0 | 1741.8455 | 0 | 1740.0621 | 0 | 1740.0529 | 0
[7 empty] | 1118.7616 | 0 | 1741.9941 | 0 | 1740.2105 | 0 | 1740.2013 | 0
[7 empty] | 1118.777 | 0 | 1742.1428 | 0 | 1740.3589 | 0 | 1740.3496 | 0
[7 empty] | 1118.7922 | 0 | 1742.2915 | 0 | 1740.5072 | 0 | 1740.498 | 0
[7 empty] | 1118.8076 | 0 | 1742.4403 | 0 | 1740.6556 | 0 | 1740.6465 | 0
[7 empty] | 1118.823 | 0 | 1742.589 | 0 | 1740.8041 | 0 | 1740.7949 | 0
[7 empty] | 1118.8383 | 0 | 1742.7378 | 0 | 1740.9526 | 0 | 1740.9434 | 0
[7 empty] | 1118.8536 | 0 | 1742.8866 | 0 | 1741.1011 | 0 | 1741.0918 | 0
[7 empty] | 1118.8689 | 0 | 1743.0354 | 0 | 1741.2496 | 0 | 1741.2404 | 0
[7 empty] | 1118.8843 | 0 | 1743.1842 | 0 | 1741.3982 | 0 | 1741.3889 | 0
[7 empty] | 1118.8997 | 0 | 1743.3331 | 0 | 1741.5467 | 0 | 1741.5375 | 0
[7 empty] | 1118.9149 | 0 | 1743.4821 | 0 | 1741.6953 | 0 | 1741.686 | 0
[7 empty] | 1118.9303 | 0 | 1743.631 | 0 | 1741.844 | 0 | 1741.8347 | 0
[7 empty] | 1118.9456 | 0 | 1743.7799 | 0 | 1741.9925 | 0 | 1741.9833 | 0
[7 empty] | 1118.9609 | 0 | 1743.9288 | 0 | 1742.1412 | 0 | 1742.132 | 0
[7 empty] | 1118.9763 | 0 | 1744.0779 | 0 | 1742.2899 | 0 | 1742.2806 | 0
[7 empty] | 1118.9916 | 0 | 1744.2269 | 0 | 1742.4387 | 0 | 1742.4294 | 0
[7 empty] | 1119.007 | 0 | 1744.376 | 0 | 1742.5874 | 0 | 1742.5781 | 0
[7 empty] | 1119.0222 | 0 | 1744.525 | 0 | 1742.7362 | 0 | 1742.7269 | 0
[7 empty] | 1119.0376 | 0 | 1744.6742 | 0 | 1742.885 | 0 | 1742.8757 | 0
[7 empty] | 1119.053 | 0 | 1744.8232 | 0 | 1743.0338 | 0 | 1743.0245 | 0
[7 empty] | 1119.0682 | 0 | 1744.9724 | 0 | 1743.1827 | 0 | 1743.1735 | 0
[7 empty] | 1119.0836 | 0 | 1745.1216 | 0 | 1743.3315 | 0 | 1743.3223 | 0
[7 empty] | 1119.099 | 0 | 1745.2709 | 0 | 1743.4805 | 0 | 1743.4712 | 0
[7 empty] | 1119.1143 | 0 | 1745.42 | 0 | 1743.6294 | 0 | 1743.6201 | 0
[7 empty] | 1119.1296 | 0 | 1745.5693 | 0 | 1743.7783 | 0 | 1743.769 | 0
[7 empty] | 1119.145 | 0 | 1745.7186 | 0 | 1743.9274 | 0 | 1743.9181 | 0
[7 empty] | 1119.1603 | 0 | 1745.8679 | 0 | 1744.0763 | 0 | 1744.067 | 0
[7 empty] | 1119.1757 | 0 | 1746.0172 | 0 | 1744.2253 | 0 | 1744.2161 | 0
[7 empty] | 1119.191 | 0 | 1746.1666 | 0 | 1744.3744 | 0 | 1744.3651 | 0
[7 empty] | 1119.2063 | 0 | 1746.316 | 0 | 1744.5234 | 0 | 1744.5142 | 0
[7 empty] | 1119.2217 | 0 | 1746.4654 | 0 | 1744.6726 | 0 | 1744.6633 | 0
[7 empty] | 1119.2371 | 0 | 1746.6149 | 0 | 1744.8217 | 0 | 1744.8124 | 0
[7 empty] | 1119.2523 | 0 | 1746.7643 | 0 | 1744.9708 | 0 | 1744.9615 | 0
[7 empty] | 1119.2677 | 0 | 1746.9138 | 0 | 1745.12 | 0 | 1745.1107 | 0
[7 empty] | 1119.2831 | 0 | 1747.0633 | 0 | 1745.2693 | 0 | 1745.26 | 0
[7 empty] | 1119.2983 | 0 | 1747.2129 | 0 | 1745.4185 | 0 | 1745.4092 | 0
[7 empty] | 1119.3137 | 0 | 1747.3624 | 0 | 1745.5677 | 0 | 1745.5585 | 0
[7 empty] | 1119.3291 | 0 | 1747.512 | 0 | 1745.717 | 0 | 1745.7078 | 0
[7 empty] | 1119.3445 | 0 | 1747.6616 | 0 | 1745.8663 | 0 | 1745.8571 | 0
[7 empty] | 1119.3597 | 0 | 1747.8113 | 0 | 1746.0156 | 0 | 1746.0064 | 0
[7 empty] | 1119.3751 | 0 | 1747.9609 | 0 | 1746.165 | 0 | 1746.1558 | 0
[7 empty] | 1119.3905 | 0 | 1748.1106 | 0 | 1746.3145 | 0 | 1746.3052 | 0
[7 empty] | 1119.4058 | 0 | 1748.2604 | 0 | 1746.4639 | 0 | 1746.4546 | 0
[7 empty] | 1119.4211 | 0 | 1748.41 | 0 | 1746.6133 | 0 | 1746.604 | 0
[7 empty] | 1119.4365 | 0 | 1748.5598 | 0 | 1746.7627 | 0 | 1746.7534 | 0
[7 empty] | 1119.4519 | 0 | 1748.7096 | 0 | 1746.9122 | 0 | 1746.9029 | 0
[7 empty] | 1119.4672 | 0 | 1748.8595 | 0 | 1747.0618 | 0 | 1747.0525 | 0
[7 empty] | 1119.4825 | 0 | 1749.0093 | 0 | 1747.2113 | 0 | 1747.202 | 0
[7 empty] | 1119.4979 | 0 | 1749.1592 | 0 | 1747.3608 | 0 | 1747.3516 | 0
[7 empty] | 1119.5133 | 0 | 1749.3091 | 0 | 1747.5104 | 0 | 1747.5011 | 0
[7 empty] | 1119.5286 | 0 | 1749.459 | 0 | 1747.66 | 0 | 1747.6508 | 0
[7 empty] | 1119.5439 | 0 | 1749.6089 | 0 | 1747.8097 | 0 | 1747.8004 | 0
[7 empty] | 1119.5593 | 0 | 1749.7589 | 0 | 1747.9594 | 0 | 1747.9501 | 0
[7 empty] | 1119.5747 | 0 | 1749.9089 | 0 | 1748.109 | 0 | 1748.0997 | 0
[7 empty] | 1119.59 | 0 | 1750.059 | 0 | 1748.2588 | 0 | 1748.2495 | 0
[7 empty] | 1119.6053 | 0 | 1750.209 | 0 | 1748.4084 | 0 | 1748.3992 | 0
[7 empty] | 1119.6207 | 0 | 1750.3591 | 0 | 1748.5582 | 0 | 1748.549 | 0
[7 empty] | 1119.6361 | 0 | 1750.5092 | 0 | 1748.708 | 0 | 1748.6987 | 0
[7 empty] | 1119.6514 | 0 | 1750.6593 | 0 | 1748.8579 | 0 | 1748.8486 | 0
[7 empty] | 1119.6667 | 0 | 1750.8094 | 0 | 1749.0077 | 0 | 1748.9984 | 0
[7 empty] | 1119.6821 | 0 | 1750.9596 | 0 | 1749.1576 | 0 | 1749.1483 | 0
[7 empty] | 1119.6975 | 0 | 1751.1099 | 0 | 1749.3075 | 0 | 1749.2982 | 0
[7 empty] | 1119.7129 | 0 | 1751.2601 | 0 | 1749.4574 | 0 | 1749.4481 | 0
[7 empty] | 1119.7281 | 0 | 1751.4104 | 0 | 1749.6074 | 0 | 1749.598 | 0
[7 empty] | 1119.7435 | 0 | 1751.5607 | 0 | 1749.7573 | 0 | 1749.748 | 0
[7 empty] | 1119.7589 | 0 | 1751.7109 | 0 | 1749.9073 | 0 | 1749.8981 | 0
[7 empty] | 1119.7743 | 0 | 1751.8613 | 0 | 1750.0574 | 0 | 1750.0481 | 0
[7 empty] | 1119.7897 | 0 | 1752.0116 | 0 | 1750.2074 | 0 | 1750.1981 | 0
[7 empty] | 1119.8049 | 0 | 1752.162 | 0 | 1750.3575 | 0 | 1750.3481 | 0
[7 empty] | 1119.8203 | 0 | 1752.3124 | 0 | 1750.5076 | 0 | 1750.4983 | 0
[7 empty] | 1119.8357 | 0 | 1752.4629 | 0 | 1750.6577 | 0 | 1750.6484 | 0
[7 empty] | 1119.8511 | 0 | 1752.6133 | 0 | 1750.8079 | 0 | 1750.7986 | 0
[7 empty] | 1119.8665 | 0 | 1752.7638 | 0 | 1750.958 | 0 | 1750.9487 | 0
[7 empty] | 1119.8817 | 0 | 1752.9143 | 0 | 1751.1083 | 0 | 1751.099 | 0
[7 empty] | 1119.8971 | 0 | 1753.0649 | 0 | 1751.2585 | 0 | 1751.2492 | 0
[7 empty] | 1119.9125 | 0 | 1753.2154 | 0 | 1751.4088 | 0 | 1751.3994 | 0
[7 empty] | 1119.9279 | 0 | 1753.3661 | 0 | 1751.5591 | 0 | 1751.5498 | 0
[7 empty] | 1119.9432 | 0 | 1753.5167 | 0 | 1751.7094 | 0 | 1751.7001 | 0
[7 empty] | 1119.9586 | 0 | 1753.6674 | 0 | 1751.8597 | 0 | 1751.8503 | 0
[7 empty] | 1119.9739 | 0 | 1753.818 | 0 | 1752.01 | 0 | 1752.0007 | 0
[7 empty] | 1119.9893 | 0 | 1753.9686 | 0 | 1752.1604 | 0 | 1752.1511 | 0
[7 empty] | 1120.0046 | 0 | 1754.1194 | 0 | 1752.3109 | 0 | 1752.3015 | 0
[7 empty] | 1120.02 | 0 | 1754.2701 | 0 | 1752.4613 | 0 | 1752.452 | 0
[7 empty] | 1120.0354 | 0 | 1754.4209 | 0 | 1752.6118 | 0 | 1752.6024 | 0
[7 empty] | 1120.0508 | 0 | 1754.5718 | 0 | 1752.7622 | 0 | 1752.7529 | 0
[7 empty] | 1120.0662 | 0 | 1754.7225 | 0 | 1752.9127 | 0 | 1752.9034 | 0
[7 empty] | 1120.0814 | 0 | 1754.8734 | 0 | 1753.0633 | 0 | 1753.054 | 0
[7 empty] | 1120.0968 | 0 | 1755.0243 | 0 | 1753.2139 | 0 | 1753.2046 | 0
[7 empty] | 1120.1122 | 0 | 1755.1752 | 0 | 1753.3645 | 0 | 1753.3551 | 0
[7 empty] | 1120.1276 | 0 | 1755.3262 | 0 | 1753.5151 | 0 | 1753.5057 | 0
[7 empty] | 1120.1429 | 0 | 1755.477 | 0 | 1753.6658 | 0 | 1753.6564 | 0
[7 empty] | 1120.1583 | 0 | 1755.6281 | 0 | 1753.8164 | 0 | 1753.8071 | 0
[7 empty] | 1120.1737 | 0 | 1755.7791 | 0 | 1753.9672 | 0 | 1753.9578 | 0
[7 empty] | 1120.1891 | 0 | 1755.93 | 0 | 1754.1178 | 0 | 1754.1085 | 0
[7 empty] | 1120.2045 | 0 | 1756.0812 | 0 | 1754.2686 | 0 | 1754.2593 | 0
[7 empty] | 1120.2197 | 0 | 1756.2323 | 0 | 1754.4193 | 0 | 1754.41 | 0
[7 empty] | 1120.2351 | 0 | 1756.3834 | 0 | 1754.5702 | 0 | 1754.5608 | 0
[7 empty] | 1120.2505 | 0 | 1756.5346 | 0 | 1754.7209 | 0 | 1754.7117 | 0
[7 empty] | 1120.2659 | 0 | 1756.6857 | 0 | 1754.8718 | 0 | 1754.8626 | 0
[7 empty] | 1120.2812 | 0 | 1756.8369 | 0 | 1755.0227 | 0 | 1755.0134 | 0
[7 empty] | 1120.2966 | 0 | 1756.988 | 0 | 1755.1736 | 0 | 1755.1643 | 0
[7 empty] | 1120.312 | 0 | 1757.1393 | 0 | 1755.3246 | 0 | 1755.3152 | 0
[7 empty] | 1120.3274 | 0 | 1757.2906 | 0 | 1755.4755 | 0 | 1755.4662 | 0
[7 empty] | 1120.3428 | 0 | 1757.4419 | 0 | 1755.6265 | 0 | 1755.6172 | 0
[7 empty] | 1120.3582 | 0 | 1757.5933 | 0 | 1755.7775 | 0 | 1755.7682 | 0
[7 empty] | 1120.3735 | 0 | 1757.7445 | 0 | 1755.9286 | 0 | 1755.9192 | 0
[7 empty] | 1120.3889 | 0 | 1757.8959 | 0 | 1756.0796 | 0 | 1756.0703 | 0
[7 empty] | 1120.4043 | 0 | 1758.0474 | 0 | 1756.2307 | 0 | 1756.2213 | 0
[7 empty] | 1120.4197 | 0 | 1758.1987 | 0 | 1756.3818 | 0 | 1756.3724 | 0
[7 empty] | 1120.4349 | 0 | 1758.3502 | 0 | 1756.533 | 0 | 1756.5236 | 0
[7 empty] | 1120.4503 | 0 | 1758.5017 | 0 | 1756.6841 | 0 | 1756.6748 | 0
[7 empty] | 1120.4657 | 0 | 1758.6532 | 0 | 1756.8353 | 0 | 1756.8259 | 0
[7 empty] | 1120.4811 | 0 | 1758.8047 | 0 | 1756.9865 | 0 | 1756.9772 | 0
[7 empty] | 1120.4965 | 0 | 1758.9563 | 0 | 1757.1377 | 0 | 1757.1284 | 0
[7 empty] | 1120.5118 | 0 | 1759.1079 | 0 | 1757.2891 | 0 | 1757.2797 | 0
[7 empty] | 1120.5272 | 0 | 1759.2595 | 0 | 1757.4403 | 0 | 1757.431 | 0
[7 empty] | 1120.5426 | 0 | 1759.4111 | 0 | 1757.5917 | 0 | 1757.5823 | 0
[7 empty] | 1120.558 | 0 | 1759.5627 | 0 | 1757.7429 | 0 | 1757.7336 | 0
[7 empty] | 1120.5734 | 0 | 1759.7145 | 0 | 1757.8943 | 0 | 1757.885 | 0
[7 empty] | 1120.5887 | 0 | 1759.8662 | 0 | 1758.0458 | 0 | 1758.0364 | 0
[7 empty] | 1120.6041 | 0 | 1760.0179 | 0 | 1758.1971 | 0 | 1758.1879 | 0
[7 empty] | 1120.6195 | 0 | 1760.1697 | 0 | 1758.3486 | 0 | 1758.3392 | 0
[7 empty] | 1120.6349 | 0 | 1760.3214 | 0 | 1758.5001 | 0 | 1758.4907 | 0
[7 empty] | 1120.6503 | 0 | 1760.4733 | 0 | 1758.6516 | 0 | 1758.6422 | 0
[7 empty] | 1120.6656 | 0 | 1760.6251 | 0 | 1758.8031 | 0 | 1758.7938 | 0
[7 empty] | 1120.681 | 0 | 1760.777 | 0 | 1758.9547 | 0 | 1758.9453 | 0
[7 empty] | 1120.6964 | 0 | 1760.9288 | 0 | 1759.1063 | 0 | 1759.0969 | 0
[7 empty] | 1120.7118 | 0 | 1761.0808 | 0 | 1759.2579 | 0 | 1759.2485 | 0
[7 empty] | 1120.7272 | 0 | 1761.2328 | 0 | 1759.4096 | 0 | 1759.4001 | 0
[7 empty] | 1120.7426 | 0 | 1761.3848 | 0 | 1759.5612 | 0 | 1759.5519 | 0
[7 empty] | 1120.7579 | 0 | 1761.5367 | 0 | 1759.7129 | 0 | 1759.7035 | 0
[7 empty] | 1120.7733 | 0 | 1761.6887 | 0 | 1759.8646 | 0 | 1759.8552 | 0
[7 empty] | 1120.7887 | 0 | 1761.8408 | 0 | 1760.0164 | 0 | 1760.007 | 0
[7 empty] | 1120.8041 | 0 | 1761.9929 | 0 | 1760.1681 | 0 | 1760.1587 | 0
[7 empty] | 1120.8195 | 0 | 1762.145 | 0 | 1760.3198 | 0 | 1760.3105 | 0
[7 empty] | 1120.8348 | 0 | 1762.2971 | 0 | 1760.4717 | 0 | 1760.4623 | 0
[7 empty] | 1120.8502 | 0 | 1762.4492 | 0 | 1760.6235 | 0 | 1760.6141 | 0
[7 empty] | 1120.8656 | 0 | 1762.6014 | 0 | 1760.7754 | 0 | 1760.766 | 0
[7 empty] | 1120.8811 | 0 | 1762.7537 | 0 | 1760.9272 | 0 | 1760.918 | 0
[7 empty] | 1120.8965 | 0 | 1762.9059 | 0 | 1761.0792 | 0 | 1761.0698 | 0
[7 empty] | 1120.9119 | 0 | 1763.0582 | 0 | 1761.2312 | 0 | 1761.2218 | 0
[7 empty] | 1120.9272 | 0 | 1763.2105 | 0 | 1761.3832 | 0 | 1761.3738 | 0
[7 empty] | 1120.9426 | 0 | 1763.3628 | 0 | 1761.5352 | 0 | 1761.5258 | 0
[7 empty] | 1120.958 | 0 | 1763.5151 | 0 | 1761.6871 | 0 | 1761.6779 | 0
[7 empty] | 1120.9734 | 0 | 1763.6675 | 0 | 1761.8392 | 0 | 1761.8298 | 0
[7 empty] | 1120.9888 | 0 | 1763.82 | 0 | 1761.9913 | 0 | 1761.9819 | 0
[7 empty] | 1121.0041 | 0 | 1763.9723 | 0 | 1762.1434 | 0 | 1762.134 | 0
[7 empty] | 1121.0195 | 0 | 1764.1248 | 0 | 1762.2955 | 0 | 1762.2861 | 0
[7 empty] | 1121.0349 | 0 | 1764.2772 | 0 | 1762.4476 | 0 | 1762.4383 | 0
[7 empty] | 1121.0503 | 0 | 1764.4297 | 0 | 1762.5999 | 0 | 1762.5906 | 0
[7 empty] | 1121.0657 | 0 | 1764.5823 | 0 | 1762.7521 | 0 | 1762.7427 | 0
[7 empty] | 1121.0811 | 0 | 1764.7349 | 0 | 1762.9043 | 0 | 1762.895 | 0
[7 empty] | 1121.0966 | 0 | 1764.8873 | 0 | 1763.0566 | 0 | 1763.0472 | 0
[7 empty] | 1121.1119 | 0 | 1765.04 | 0 | 1763.2089 | 0 | 1763.1995 | 0
[7 empty] | 1121.1273 | 0 | 1765.1926 | 0 | 1763.3612 | 0 | 1763.3518 | 0
[7 empty] | 1121.1427 | 0 | 1765.3453 | 0 | 1763.5135 | 0 | 1763.5041 | 0
[7 empty] | 1121.1581 | 0 | 1765.4979 | 0 | 1763.6659 | 0 | 1763.6565 | 0
[7 empty] | 1121.1735 | 0 | 1765.6506 | 0 | 1763.8182 | 0 | 1763.809 | 0
[7 empty] | 1121.1888 | 0 | 1765.8035 | 0 | 1763.9707 | 0 | 1763.9613 | 0
[7 empty] | 1121.2042 | 0 | 1765.9562 | 0 | 1764.1232 | 0 | 1764.1138 | 0
[7 empty] | 1121.2197 | 0 | 1766.109 | 0 | 1764.2756 | 0 | 1764.2662 | 0
[7 empty] | 1121.2351 | 0 | 1766.2618 | 0 | 1764.4281 | 0 | 1764.4188 | 0
[7 empty] | 1121.2505 | 0 | 1766.4147 | 0 | 1764.5807 | 0 | 1764.5713 | 0
[7 empty] | 1121.2659 | 0 | 1766.5675 | 0 | 1764.7333 | 0 | 1764.7239 | 0
[7 empty] | 1121.2812 | 0 | 1766.7205 | 0 | 1764.8857 | 0 | 1764.8765 | 0
[7 empty] | 1121.2966 | 0 | 1766.8733 | 0 | 1765.0385 | 0 | 1765.0291 | 0
[7 empty] | 1121.312 | 0 | 1767.0262 | 0 | 1765.191 | 0 | 1765.1816 | 0
[7 empty] | 1121.3274 | 0 | 1767.1792 | 0 | 1765.3438 | 0 | 1765.3344 | 0
[7 empty] | 1121.3429 | 0 | 1767.3323 | 0 | 1765.4963 | 0 | 1765.4871 | 0
[7 empty] | 1121.3583 | 0 | 1767.4852 | 0 | 1765.649 | 0 | 1765.6398 | 0
[7 empty] | 1121.3737 | 0 | 1767.6383 | 0 | 1765.8019 | 0 | 1765.7925 | 0
[7 empty] | 1121.389 | 0 | 1767.7914 | 0 | 1765.9546 | 0 | 1765.9452 | 0
[7 empty] | 1121.4044 | 0 | 1767.9446 | 0 | 1766.1074 | 0 | 1766.098 | 0
[7 empty] | 1121.4198 | 0 | 1768.0977 | 0 | 1766.2603 | 0 | 1766.2508 | 0
[7 empty] | 1121.4353 | 0 | 1768.2508 | 0 | 1766.4131 | 0 | 1766.4037 | 0
[7 empty] | 1121.4507 | 0 | 1768.4041 | 0 | 1766.5659 | 0 | 1766.5565 | 0
[7 empty] | 1121.4661 | 0 | 1768.5573 | 0 | 1766.7189 | 0 | 1766.7095 | 0
[7 empty] | 1121.4814 | 0 | 1768.7105 | 0 | 1766.8717 | 0 | 1766.8623 | 0
[7 empty] | 1121.4968 | 0 | 1768.8638 | 0 | 1767.0247 | 0 | 1767.0153 | 0
[7 empty] | 1121.5123 | 0 | 1769.0171 | 0 | 1767.1776 | 0 | 1767.1683 | 0
[7 empty] | 1121.5277 | 0 | 1769.1704 | 0 | 1767.3307 | 0 | 1767.3213 | 0
[7 empty] | 1121.5431 | 0 | 1769.3237 | 0 | 1767.4836 | 0 | 1767.4744 | 0
[7 empty] | 1121.5585 | 0 | 1769.477 | 0 | 1767.6367 | 0 | 1767.6273 | 0
[7 empty] | 1121.5739 | 0 | 1769.6305 | 0 | 1767.7898 | 0 | 1767.7804 | 0
[7 empty] | 1121.5894 | 0 | 1769.7839 | 0 | 1767.943 | 0 | 1767.9336 | 0
[7 empty] | 1121.6047 | 0 | 1769.9374 | 0 | 1768.0961 | 0 | 1768.0867 | 0
[7 empty] | 1121.6201 | 0 | 1770.0908 | 0 | 1768.2493 | 0 | 1768.2399 | 0
[7 empty] | 1121.6355 | 0 | 1770.2444 | 0 | 1768.4025 | 0 | 1768.3931 | 0
[7 empty] | 1121.6509 | 0 | 1770.3978 | 0 | 1768.5557 | 0 | 1768.5463 | 0
[7 empty] | 1121.6664 | 0 | 1770.5514 | 0 | 1768.7089 | 0 | 1768.6995 | 0
[7 empty] | 1121.6818 | 0 | 1770.7051 | 0 | 1768.8622 | 0 | 1768.8528 | 0
[7 empty] | 1121.6971 | 0 | 1770.8586 | 0 | 1769.0154 | 0 | 1769.0061 | 0
[7 empty] | 1121.7125 | 0 | 1771.0123 | 0 | 1769.1687 | 0 | 1769.1594 | 0
[7 empty] | 1121.728 | 0 | 1771.1659 | 0 | 1769.3221 | 0 | 1769.3127 | 0
[7 empty] | 1121.7434 | 0 | 1771.3196 | 0 | 1769.4755 | 0 | 1769.4661 | 0
[7 empty] | 1121.7588 | 0 | 1771.4734 | 0 | 1769.6289 | 0 | 1769.6195 | 0
[7 empty] | 1121.7742 | 0 | 1771.6271 | 0 | 1769.7823 | 0 | 1769.773 | 0
[7 empty] | 1121.7897 | 0 | 1771.7809 | 0 | 1769.9358 | 0 | 1769.9264 | 0
[7 empty] | 1121.8051 | 0 | 1771.9347 | 0 | 1770.0892 | 0 | 1770.0798 | 0
[7 empty] | 1121.8204 | 0 | 1772.0885 | 0 | 1770.2428 | 0 | 1770.2334 | 0
[7 empty] | 1121.8358 | 0 | 1772.2423 | 0 | 1770.3962 | 0 | 1770.3868 | 0
[7 empty] | 1121.8513 | 0 | 1772.3962 | 0 | 1770.5498 | 0 | 1770.5404 | 0
[7 empty] | 1121.8667 | 0 | 1772.5502 | 0 | 1770.7035 | 0 | 1770.6941 | 0
[7 empty] | 1121.8821 | 0 | 1772.7041 | 0 | 1770.8571 | 0 | 1770.8477 | 0
[7 empty] | 1121.8976 | 0 | 1772.858 | 0 | 1771.0107 | 0 | 1771.0013 | 0
[7 empty] | 1121.913 | 0 | 1773.0121 | 0 | 1771.1643 | 0 | 1771.1549 | 0
[7 empty] | 1121.9283 | 0 | 1773.166 | 0 | 1771.318 | 0 | 1771.3086 | 0
[7 empty] | 1121.9437 | 0 | 1773.3201 | 0 | 1771.4718 | 0 | 1771.4624 | 0
[7 empty] | 1121.9592 | 0 | 1773.4741 | 0 | 1771.6255 | 0 | 1771.6161 | 0
[7 empty] | 1121.9746 | 0 | 1773.6283 | 0 | 1771.7793 | 0 | 1771.7699 | 0
[7 empty] | 1121.99 | 0 | 1773.7823 | 0 | 1771.9331 | 0 | 1771.9237 | 0
[7 empty] | 1122.0055 | 0 | 1773.9365 | 0 | 1772.0869 | 0 | 1772.0775 | 0
[7 empty] | 1122.0209 | 0 | 1774.0907 | 0 | 1772.2407 | 0 | 1772.2313 | 0
[7 empty] | 1122.0363 | 0 | 1774.2449 | 0 | 1772.3946 | 0 | 1772.3853 | 0
[7 empty] | 1122.0518 | 0 | 1774.3992 | 0 | 1772.5486 | 0 | 1772.5392 | 0
[7 empty] | 1122.0671 | 0 | 1774.5533 | 0 | 1772.7025 | 0 | 1772.6931 | 0
[7 empty] | 1122.0825 | 0 | 1774.7076 | 0 | 1772.8564 | 0 | 1772.8471 | 0
[7 empty] | 1122.0979 | 0 | 1774.8619 | 0 | 1773.0104 | 0 | 1773.0011 | 0
[7 empty] | 1122.1134 | 0 | 1775.0164 | 0 | 1773.1644 | 0 | 1773.155 | 0
[7 empty] | 1122.1288 | 0 | 1775.1707 | 0 | 1773.3185 | 0 | 1773.3091 | 0
[7 empty] | 1122.1442 | 0 | 1775.3251 | 0 | 1773.4725 | 0 | 1773.4631 | 0
[7 empty] | 1122.1597 | 0 | 1775.4795 | 0 | 1773.6267 | 0 | 1773.6173 | 0
[7 empty] | 1122.175 | 0 | 1775.6339 | 0 | 1773.7808 | 0 | 1773.7714 | 0
[7 empty] | 1122.1904 | 0 | 1775.7883 | 0 | 1773.9349 | 0 | 1773.9255 | 0
[7 empty] | 1122.2059 | 0 | 1775.9429 | 0 | 1774.0891 | 0 | 1774.0797 | 0
[7 empty] | 1122.2213 | 0 | 1776.0974 | 0 | 1774.2433 | 0 | 1774.2339 | 0
[7 empty] | 1122.2368 | 0 | 1776.252 | 0 | 1774.3976 | 0 | 1774.3882 | 0
[7 empty] | 1122.2522 | 0 | 1776.4065 | 0 | 1774.5518 | 0 | 1774.5424 | 0
[7 empty] | 1122.2676 | 0 | 1776.5612 | 0 | 1774.7061 | 0 | 1774.6967 | 0
[7 empty] | 1122.2831 | 0 | 1776.7158 | 0 | 1774.8603 | 0 | 1774.851 | 0
[7 empty] | 1122.2985 | 0 | 1776.8705 | 0 | 1775.0147 | 0 | 1775.0052 | 0
[7 empty] | 1122.3138 | 0 | 1777.0251 | 0 | 1775.1691 | 0 | 1775.1597 | 0
[7 empty] | 1122.3293 | 0 | 1777.1798 | 0 | 1775.3235 | 0 | 1775.3141 | 0
[7 empty] | 1122.3447 | 0 | 1777.3346 | 0 | 1775.4779 | 0 | 1775.4685 | 0
[7 empty] | 1122.3602 | 0 | 1777.4894 | 0 | 1775.6323 | 0 | 1775.6229 | 0
[7 empty] | 1122.3756 | 0 | 1777.6442 | 0 | 1775.7867 | 0 | 1775.7773 | 0
[7 empty] | 1122.391 | 0 | 1777.799 | 0 | 1775.9413 | 0 | 1775.9319 | 0
[7 empty] | 1122.4065 | 0 | 1777.9537 | 0 | 1776.0958 | 0 | 1776.0864 | 0
[7 empty] | 1122.4219 | 0 | 1778.1086 | 0 | 1776.2504 | 0 | 1776.241 | 0
[7 empty] | 1122.4373 | 0 | 1778.2635 | 0 | 1776.4049 | 0 | 1776.3955 | 0
[7 empty] | 1122.4528 | 0 | 1778.4185 | 0 | 1776.5596 | 0 | 1776.5502 | 0
[7 empty] | 1122.4681 | 0 | 1778.5735 | 0 | 1776.7142 | 0 | 1776.7047 | 0
[7 empty] | 1122.4836 | 0 | 1778.7284 | 0 | 1776.8688 | 0 | 1776.8594 | 0
[7 empty] | 1122.499 | 0 | 1778.8834 | 0 | 1777.0236 | 0 | 1777.0142 | 0
[7 empty] | 1122.5145 | 0 | 1779.0385 | 0 | 1777.1782 | 0 | 1777.1688 | 0
[7 empty] | 1122.5299 | 0 | 1779.1936 | 0 | 1777.333 | 0 | 1777.3236 | 0
[7 empty] | 1122.5453 | 0 | 1779.3486 | 0 | 1777.4878 | 0 | 1777.4783 | 0
[7 empty] | 1122.5608 | 0 | 1779.5038 | 0 | 1777.6426 | 0 | 1777.6331 | 0
[7 empty] | 1122.5762 | 0 | 1779.6589 | 0 | 1777.7974 | 0 | 1777.788 | 0
[7 empty] | 1122.5917 | 0 | 1779.8141 | 0 | 1777.9522 | 0 | 1777.9427 | 0
[7 empty] | 1122.6071 | 0 | 1779.9692 | 0 | 1778.1071 | 0 | 1778.0977 | 0
[7 empty] | 1122.6226 | 0 | 1780.1245 | 0 | 1778.262 | 0 | 1778.2526 | 0
[7 empty] | 1122.6379 | 0 | 1780.2798 | 0 | 1778.4169 | 0 | 1778.4075 | 0
[7 empty] | 1122.6533 | 0 | 1780.4351 | 0 | 1778.5719 | 0 | 1778.5624 | 0
[7 empty] | 1122.6688 | 0 | 1780.5903 | 0 | 1778.7268 | 0 | 1778.7174 | 0
[7 empty] | 1122.6842 | 0 | 1780.7456 | 0 | 1778.8818 | 0 | 1778.8724 | 0
[7 empty] | 1122.6997 | 0 | 1780.901 | 0 | 1779.0369 | 0 | 1779.0275 | 0
[7 empty] | 1122.7151 | 0 | 1781.0564 | 0 | 1779.1919 | 0 | 1779.1825 | 0
[7 empty] | 1122.7306 | 0 | 1781.2118 | 0 | 1779.3471 | 0 | 1779.3376 | 0
[7 empty] | 1122.746 | 0 | 1781.3673 | 0 | 1779.5022 | 0 | 1779.4927 | 0
[7 empty] | 1122.7615 | 0 | 1781.5227 | 0 | 1779.6573 | 0 | 1779.6478 | 0
[7 empty] | 1122.7769 | 0 | 1781.6782 | 0 | 1779.8125 | 0 | 1779.803 | 0
[7 empty] | 1122.7924 | 0 | 1781.8337 | 0 | 1779.9677 | 0 | 1779.9582 | 0
[7 empty] | 1122.8077 | 0 | 1781.9893 | 0 | 1780.1229 | 0 | 1780.1134 | 0
[7 empty] | 1122.8232 | 0 | 1782.1449 | 0 | 1780.2782 | 0 | 1780.2687 | 0
[7 empty] | 1122.8386 | 0 | 1782.3005 | 0 | 1780.4335 | 0 | 1780.424 | 0
[7 empty] | 1122.8541 | 0 | 1782.4562 | 0 | 1780.5887 | 0 | 1780.5793 | 0
[7 empty] | 1122.8695 | 0 | 1782.6118 | 0 | 1780.744 | 0 | 1780.7346 | 0
[7 empty] | 1122.885 | 0 | 1782.7675 | 0 | 1780.8994 | 0 | 1780.89 | 0
[7 empty] | 1122.9004 | 0 | 1782.9232 | 0 | 1781.0548 | 0 | 1781.0454 | 0
[7 empty] | 1122.9159 | 0 | 1783.079 | 0 | 1781.2102 | 0 | 1781.2008 | 0
[7 empty] | 1122.9313 | 0 | 1783.2347 | 0 | 1781.3657 | 0 | 1781.3562 | 0
[7 empty] | 1122.9468 | 0 | 1783.3905 | 0 | 1781.5211 | 0 | 1781.5117 | 0
[7 empty] | 1122.9622 | 0 | 1783.5463 | 0 | 1781.6766 | 0 | 1781.6672 | 0
[7 empty] | 1122.9777 | 0 | 1783.7022 | 0 | 1781.8321 | 0 | 1781.8228 | 0
[7 empty] | 1122.993 | 0 | 1783.858 | 0 | 1781.9877 | 0 | 1781.9783 | 0
[7 empty] | 1123.0085 | 0 | 1784.0139 | 0 | 1782.1433 | 0 | 1782.1338 | 0
[7 empty] | 1123.0239 | 0 | 1784.1699 | 0 | 1782.2988 | 0 | 1782.2894 | 0
[7 empty] | 1123.0394 | 0 | 1784.3258 | 0 | 1782.4545 | 0 | 1782.4451 | 0
[7 empty] | 1123.0548 | 0 | 1784.4818 | 0 | 1782.6102 | 0 | 1782.6007 | 0
[7 empty] | 1123.0703 | 0 | 1784.6378 | 0 | 1782.7659 | 0 | 1782.7565 | 0
[7 empty] | 1123.0857 | 0 | 1784.7938 | 0 | 1782.9216 | 0 | 1782.9121 | 0
[7 empty] | 1123.1012 | 0 | 1784.9499 | 0 | 1783.0773 | 0 | 1783.0679 | 0
[7 empty] | 1123.1167 | 0 | 1785.1061 | 0 | 1783.233 | 0 | 1783.2236 | 0
[7 empty] | 1123.1321 | 0 | 1785.2622 | 0 | 1783.3889 | 0 | 1783.3794 | 0
[7 empty] | 1123.1476 | 0 | 1785.4183 | 0 | 1783.5447 | 0 | 1783.5353 | 0
[7 empty] | 1123.163 | 0 | 1785.5745 | 0 | 1783.7006 | 0 | 1783.6912 | 0
[7 empty] | 1123.1785 | 0 | 1785.7307 | 0 | 1783.8564 | 0 | 1783.8471 | 0
[7 empty] | 1123.1938 | 0 | 1785.887 | 0 | 1784.0123 | 0 | 1784.0029 | 0
[7 empty] | 1123.2094 | 0 | 1786.0432 | 0 | 1784.1682 | 0 | 1784.1588 | 0
[7 empty] | 1123.2249 | 0 | 1786.1995 | 0 | 1784.3242 | 0 | 1784.3148 | 0
[7 empty] | 1123.2402 | 0 | 1786.3558 | 0 | 1784.4802 | 0 | 1784.4707 | 0
[7 empty] | 1123.2557 | 0 | 1786.5121 | 0 | 1784.6362 | 0 | 1784.6268 | 0
[7 empty] | 1123.2711 | 0 | 1786.6685 | 0 | 1784.7922 | 0 | 1784.7828 | 0
[7 empty] | 1123.2866 | 0 | 1786.8248 | 0 | 1784.9484 | 0 | 1784.9388 | 0
[7 empty] | 1123.302 | 0 | 1786.9813 | 0 | 1785.1044 | 0 | 1785.095 | 0
[7 empty] | 1123.3175 | 0 | 1787.1378 | 0 | 1785.2605 | 0 | 1785.2511 | 0
[7 empty] | 1123.333 | 0 | 1787.2942 | 0 | 1785.4168 | 0 | 1785.4072 | 0
[7 empty] | 1123.3484 | 0 | 1787.4508 | 0 | 1785.5729 | 0 | 1785.5635 | 0
[7 empty] | 1123.3639 | 0 | 1787.6073 | 0 | 1785.7291 | 0 | 1785.7196 | 0
[7 empty] | 1123.3794 | 0 | 1787.7638 | 0 | 1785.8854 | 0 | 1785.8758 | 0
[7 empty] | 1123.3948 | 0 | 1787.9204 | 0 | 1786.0416 | 0 | 1786.0321 | 0
[7 empty] | 1123.4103 | 0 | 1788.077 | 0 | 1786.1979 | 0 | 1786.1883 | 0
[7 empty] | 1123.4257 | 0 | 1788.2336 | 0 | 1786.3541 | 0 | 1786.3447 | 0
[7 empty] | 1123.4412 | 0 | 1788.3904 | 0 | 1786.5105 | 0 | 1786.5011 | 0
[7 empty] | 1123.4567 | 0 | 1788.547 | 0 | 1786.6669 | 0 | 1786.6575 | 0
[7 empty] | 1123.472 | 0 | 1788.7037 | 0 | 1786.8232 | 0 | 1786.8138 | 0
[7 empty] | 1123.4875 | 0 | 1788.8605 | 0 | 1786.9797 | 0 | 1786.9702 | 0
[7 empty] | 1123.5031 | 0 | 1789.0173 | 0 | 1787.1361 | 0 | 1787.1267 | 0
[7 empty] | 1123.5184 | 0 | 1789.1741 | 0 | 1787.2926 | 0 | 1787.2832 | 0
[7 empty] | 1123.5339 | 0 | 1789.3309 | 0 | 1787.4491 | 0 | 1787.4397 | 0
[7 empty] | 1123.5493 | 0 | 1789.4878 | 0 | 1787.6057 | 0 | 1787.5962 | 0
[7 empty] | 1123.5648 | 0 | 1789.6446 | 0 | 1787.7622 | 0 | 1787.7528 | 0
[7 empty] | 1123.5803 | 0 | 1789.8016 | 0 | 1787.9188 | 0 | 1787.9093 | 0
[7 empty] | 1123.5957 | 0 | 1789.9586 | 0 | 1788.0754 | 0 | 1788.0659 | 0
[7 empty] | 1123.6112 | 0 | 1790.1156 | 0 | 1788.2321 | 0 | 1788.2227 | 0
[7 empty] | 1123.6267 | 0 | 1790.2726 | 0 | 1788.3888 | 0 | 1788.3793 | 0
[7 empty] | 1123.6421 | 0 | 1790.4296 | 0 | 1788.5454 | 0 | 1788.536 | 0
[7 empty] | 1123.6576 | 0 | 1790.5867 | 0 | 1788.7022 | 0 | 1788.6927 | 0
[7 empty] | 1123.6731 | 0 | 1790.7436 | 0 | 1788.8589 | 0 | 1788.8495 | 0
[7 empty] | 1123.6885 | 0 | 1790.9009 | 0 | 1789.0158 | 0 | 1789.0062 | 0
[7 empty] | 1123.704 | 0 | 1791.058 | 0 | 1789.1725 | 0 | 1789.1631 | 0
[7 empty] | 1123.7195 | 0 | 1791.2151 | 0 | 1789.3293 | 0 | 1789.3198 | 0
[7 empty] | 1123.735 | 0 | 1791.3723 | 0 | 1789.4862 | 0 | 1789.4767 | 0
[7 empty] | 1123.7504 | 0 | 1791.5295 | 0 | 1789.6431 | 0 | 1789.6337 | 0
[7 empty] | 1123.7659 | 0 | 1791.6868 | 0 | 1789.8001 | 0 | 1789.7905 | 0
[7 empty] | 1123.7814 | 0 | 1791.8441 | 0 | 1789.9569 | 0 | 1789.9475 | 0
[7 empty] | 1123.7968 | 0 | 1792.0013 | 0 | 1790.1139 | 0 | 1790.1045 | 0
[7 empty] | 1123.8123 | 0 | 1792.1587 | 0 | 1790.2709 | 0 | 1790.2615 | 0
[7 empty] | 1123.8278 | 0 | 1792.316 | 0 | 1790.428 | 0 | 1790.4185 | 0
[7 empty] | 1123.8433 | 0 | 1792.4734 | 0 | 1790.585 | 0 | 1790.5756 | 0
[7 empty] | 1123.8586 | 0 | 1792.6309 | 0 | 1790.7421 | 0 | 1790.7327 | 0
[7 empty] | 1123.8741 | 0 | 1792.7883 | 0 | 1790.8992 | 0 | 1790.8898 | 0
[7 empty] | 1123.8896 | 0 | 1792.9458 | 0 | 1791.0564 | 0 | 1791.0469 | 0
[7 empty] | 1123.905 | 0 | 1793.1033 | 0 | 1791.2135 | 0 | 1791.204 | 0
[7 empty] | 1123.9205 | 0 | 1793.2607 | 0 | 1791.3707 | 0 | 1791.3612 | 0
[7 empty] | 1123.936 | 0 | 1793.4183 | 0 | 1791.5279 | 0 | 1791.5184 | 0
[7 empty] | 1123.9515 | 0 | 1793.5759 | 0 | 1791.6852 | 0 | 1791.6757 | 0
[7 empty] | 1123.9669 | 0 | 1793.7335 | 0 | 1791.8424 | 0 | 1791.833 | 0
[7 empty] | 1123.9824 | 0 | 1793.8911 | 0 | 1791.9998 | 0 | 1791.9902 | 0
[7 empty] | 1123.9979 | 0 | 1794.0488 | 0 | 1792.1571 | 0 | 1792.1476 | 0
[7 empty] | 1124.0134 | 0 | 1794.2065 | 0 | 1792.3145 | 0 | 1792.3049 | 0
[7 empty] | 1124.0288 | 0 | 1794.3643 | 0 | 1792.4718 | 0 | 1792.4624 | 0
[7 empty] | 1124.0443 | 0 | 1794.522 | 0 | 1792.6293 | 0 | 1792.6198 | 0
[7 empty] | 1124.0598 | 0 | 1794.6798 | 0 | 1792.7866 | 0 | 1792.7772 | 0
[7 empty] | 1124.0753 | 0 | 1794.8375 | 0 | 1792.9441 | 0 | 1792.9347 | 0
[7 empty] | 1124.0907 | 0 | 1794.9954 | 0 | 1793.1017 | 0 | 1793.0922 | 0
[7 empty] | 1124.1062 | 0 | 1795.1532 | 0 | 1793.2592 | 0 | 1793.2496 | 0
[7 empty] | 1124.1217 | 0 | 1795.3112 | 0 | 1793.4168 | 0 | 1793.4072 | 0
[7 empty] | 1124.1372 | 0 | 1795.469 | 0 | 1793.5743 | 0 | 1793.5648 | 0
[7 empty] | 1124.1527 | 0 | 1795.627 | 0 | 1793.7319 | 0 | 1793.7224 | 0
[7 empty] | 1124.1681 | 0 | 1795.7849 | 0 | 1793.8895 | 0 | 1793.88 | 0
[7 empty] | 1124.1836 | 0 | 1795.943 | 0 | 1794.0472 | 0 | 1794.0377 | 0
[7 empty] | 1124.1991 | 0 | 1796.101 | 0 | 1794.205 | 0 | 1794.1954 | 0
[7 empty] | 1124.2146 | 0 | 1796.259 | 0 | 1794.3627 | 0 | 1794.3531 | 0
[7 empty] | 1124.2301 | 0 | 1796.4171 | 0 | 1794.5204 | 0 | 1794.5109 | 0
[7 empty] | 1124.2455 | 0 | 1796.5752 | 0 | 1794.6781 | 0 | 1794.6687 | 0
[7 empty] | 1124.261 | 0 | 1796.7334 | 0 | 1794.8359 | 0 | 1794.8264 | 0
[7 empty] | 1124.2765 | 0 | 1796.8915 | 0 | 1794.9938 | 0 | 1794.9842 | 0
[7 empty] | 1124.292 | 0 | 1797.0497 | 0 | 1795.1516 | 0 | 1795.1421 | 0
[7 empty] | 1124.3075 | 0 | 1797.2079 | 0 | 1795.3096 | 0 | 1795.3001 | 0
[7 empty] | 1124.3229 | 0 | 1797.3662 | 0 | 1795.4674 | 0 | 1795.4579 | 0
[7 empty] | 1124.3384 | 0 | 1797.5244 | 0 | 1795.6254 | 0 | 1795.6158 | 0
[7 empty] | 1124.3539 | 0 | 1797.6827 | 0 | 1795.7833 | 0 | 1795.7738 | 0
[7 empty] | 1124.3694 | 0 | 1797.8411 | 0 | 1795.9413 | 0 | 1795.9319 | 0
[7 empty] | 1124.3849 | 0 | 1797.9994 | 0 | 1796.0994 | 0 | 1796.0898 | 0
[7 empty] | 1124.4004 | 0 | 1798.1578 | 0 | 1796.2575 | 0 | 1796.2479 | 0
[7 empty] | 1124.4159 | 0 | 1798.3163 | 0 | 1796.4155 | 0 | 1796.406 | 0
[7 empty] | 1124.4313 | 0 | 1798.4747 | 0 | 1796.5736 | 0 | 1796.5641 | 0
[7 empty] | 1124.4468 | 0 | 1798.6332 | 0 | 1796.7317 | 0 | 1796.7222 | 0
[7 empty] | 1124.4623 | 0 | 1798.7916 | 0 | 1796.8899 | 0 | 1796.8804 | 0
[7 empty] | 1124.4778 | 0 | 1798.9502 | 0 | 1797.0481 | 0 | 1797.0386 | 0
[7 empty] | 1124.4933 | 0 | 1799.1088 | 0 | 1797.2063 | 0 | 1797.1968 | 0
[7 empty] | 1124.5088 | 0 | 1799.2673 | 0 | 1797.3645 | 0 | 1797.355 | 0
[7 empty] | 1124.5243 | 0 | 1799.4259 | 0 | 1797.5228 | 0 | 1797.5133 | 0
[7 empty] | 1124.5397 | 0 | 1799.5846 | 0 | 1797.6811 | 0 | 1797.6716 | 0
[7 empty] | 1124.5552 | 0 | 1799.7432 | 0 | 1797.8395 | 0 | 1797.83 | 0
[7 empty] | 1124.5707 | 0 | 1799.9019 | 0 | 1797.9978 | 0 | 1797.9883 | 0
[7 empty] | 1124.5862 | 0 | 1800.0607 | 0 | 1798.1562 | 0 | 1798.1467 | 0
[7 empty] | 1124.6017 | 0 | 1800.2194 | 0 | 1798.3146 | 0 | 1798.305 | 0
[7 empty] | 1124.6172 | 0 | 1800.3782 | 0 | 1798.473 | 0 | 1798.4635 | 0
[7 empty] | 1124.6327 | 0 | 1800.537 | 0 | 1798.6315 | 0 | 1798.6221 | 0
[7 empty] | 1124.6482 | 0 | 1800.6958 | 0 | 1798.79 | 0 | 1798.7805 | 0
[7 empty] | 1124.6637 | 0 | 1800.8546 | 0 | 1798.9485 | 0 | 1798.9391 | 0
[7 empty] | 1124.6791 | 0 | 1801.0135 | 0 | 1799.1071 | 0 | 1799.0975 | 0
[7 empty] | 1124.6946 | 0 | 1801.1725 | 0 | 1799.2656 | 0 | 1799.2562 | 0
[7 empty] | 1124.7101 | 0 | 1801.3314 | 0 | 1799.4243 | 0 | 1799.4148 | 0
[7 empty] | 1124.7256 | 0 | 1801.4904 | 0 | 1799.5829 | 0 | 1799.5734 | 0
[7 empty] | 1124.7411 | 0 | 1801.6494 | 0 | 1799.7416 | 0 | 1799.7321 | 0
[7 empty] | 1124.7566 | 0 | 1801.8085 | 0 | 1799.9003 | 0 | 1799.8908 | 0
[7 empty] | 1124.7721 | 0 | 1801.9675 | 0 | 1800.059 | 0 | 1800.0494 | 0
[7 empty] | 1124.7876 | 0 | 1802.1266 | 0 | 1800.2178 | 0 | 1800.2082 | 0
[7 empty] | 1124.8031 | 0 | 1802.2856 | 0 | 1800.3766 | 0 | 1800.3671 | 0
[7 empty] | 1124.8186 | 0 | 1802.4448 | 0 | 1800.5354 | 0 | 1800.5259 | 0
[7 empty] | 1124.8341 | 0 | 1802.604 | 0 | 1800.6942 | 0 | 1800.6847 | 0
[7 empty] | 1124.8496 | 0 | 1802.7632 | 0 | 1800.853 | 0 | 1800.8435 | 0
[7 empty] | 1124.8651 | 0 | 1802.9224 | 0 | 1801.012 | 0 | 1801.0024 | 0
[7 empty] | 1124.8806 | 0 | 1803.0817 | 0 | 1801.1709 | 0 | 1801.1614 | 0
[7 empty] | 1124.8961 | 0 | 1803.241 | 0 | 1801.3298 | 0 | 1801.3203 | 0
[7 empty] | 1124.9115 | 0 | 1803.4003 | 0 | 1801.4888 | 0 | 1801.4793 | 0
[7 empty] | 1124.927 | 0 | 1803.5596 | 0 | 1801.6477 | 0 | 1801.6382 | 0
[7 empty] | 1124.9425 | 0 | 1803.719 | 0 | 1801.8068 | 0 | 1801.7972 | 0
[7 empty] | 1124.958 | 0 | 1803.8784 | 0 | 1801.9658 | 0 | 1801.9563 | 0
[7 empty] | 1124.9735 | 0 | 1804.0378 | 0 | 1802.1249 | 0 | 1802.1154 | 0
[7 empty] | 1124.989 | 0 | 1804.1973 | 0 | 1802.2841 | 0 | 1802.2745 | 0
[7 empty] | 1125.0045 | 0 | 1804.3567 | 0 | 1802.4432 | 0 | 1802.4337 | 0
[7 empty] | 1125.02 | 0 | 1804.5162 | 0 | 1802.6024 | 0 | 1802.5928 | 0
[7 empty] | 1125.0355 | 0 | 1804.6758 | 0 | 1802.7616 | 0 | 1802.7521 | 0
[7 empty] | 1125.051 | 0 | 1804.8353 | 0 | 1802.9208 | 0 | 1802.9113 | 0
[7 empty] | 1125.0665 | 0 | 1804.9949 | 0 | 1803.0801 | 0 | 1803.0706 | 0
[7 empty] | 1125.082 | 0 | 1805.1545 | 0 | 1803.2394 | 0 | 1803.2297 | 0
[7 empty] | 1125.0975 | 0 | 1805.3142 | 0 | 1803.3987 | 0 | 1803.3892 | 0
[7 empty] | 1125.113 | 0 | 1805.4739 | 0 | 1803.558 | 0 | 1803.5485 | 0
[7 empty] | 1125.1285 | 0 | 1805.6335 | 0 | 1803.7173 | 0 | 1803.7078 | 0
[7 empty] | 1125.144 | 0 | 1805.7933 | 0 | 1803.8767 | 0 | 1803.8672 | 0
[7 empty] | 1125.1595 | 0 | 1805.9531 | 0 | 1804.0361 | 0 | 1804.0266 | 0
[7 empty] | 1125.175 | 0 | 1806.1129 | 0 | 1804.1956 | 0 | 1804.186 | 0
[7 empty] | 1125.1906 | 0 | 1806.2727 | 0 | 1804.3551 | 0 | 1804.3456 | 0
[7 empty] | 1125.2061 | 0 | 1806.4325 | 0 | 1804.5147 | 0 | 1804.505 | 0
[7 empty] | 1125.2216 | 0 | 1806.5924 | 0 | 1804.6742 | 0 | 1804.6645 | 0
[7 empty] | 1125.2371 | 0 | 1806.7523 | 0 | 1804.8337 | 0 | 1804.8242 | 0
[7 empty] | 1125.2526 | 0 | 1806.9122 | 0 | 1804.9933 | 0 | 1804.9838 | 0
[7 empty] | 1125.2681 | 0 | 1807.0721 | 0 | 1805.1529 | 0 | 1805.1434 | 0
[7 empty] | 1125.2837 | 0 | 1807.2322 | 0 | 1805.3126 | 0 | 1805.303 | 0
[7 empty] | 1125.2992 | 0 | 1807.3922 | 0 | 1805.4723 | 0 | 1805.4626 | 0
[7 empty] | 1125.3147 | 0 | 1807.5522 | 0 | 1805.632 | 0 | 1805.6224 | 0
[7 empty] | 1125.3302 | 0 | 1807.7123 | 0 | 1805.7916 | 0 | 1805.7821 | 0
[7 empty] | 1125.3457 | 0 | 1807.8724 | 0 | 1805.9514 | 0 | 1805.9419 | 0
[7 empty] | 1125.3612 | 0 | 1808.0326 | 0 | 1806.1112 | 0 | 1806.1017 | 0
[7 empty] | 1125.3767 | 0 | 1808.1927 | 0 | 1806.271 | 0 | 1806.2615 | 0
[7 empty] | 1125.3922 | 0 | 1808.3529 | 0 | 1806.4309 | 0 | 1806.4214 | 0
[7 empty] | 1125.4077 | 0 | 1808.5131 | 0 | 1806.5908 | 0 | 1806.5812 | 0
[7 empty] | 1125.4232 | 0 | 1808.6733 | 0 | 1806.7507 | 0 | 1806.7411 | 0
[7 empty] | 1125.4387 | 0 | 1808.8336 | 0 | 1806.9106 | 0 | 1806.901 | 0
[7 empty] | 1125.4542 | 0 | 1808.9939 | 0 | 1807.0706 | 0 | 1807.061 | 0
[7 empty] | 1125.4697 | 0 | 1809.1543 | 0 | 1807.2306 | 0 | 1807.2211 | 0
[7 empty] | 1125.4852 | 0 | 1809.3146 | 0 | 1807.3906 | 0 | 1807.381 | 0
[7 empty] | 1125.5007 | 0 | 1809.475 | 0 | 1807.5507 | 0 | 1807.541 | 0
[7 empty] | 1125.5164 | 0 | 1809.6354 | 0 | 1807.7107 | 0 | 1807.7012 | 0
[7 empty] | 1125.5319 | 0 | 1809.7959 | 0 | 1807.8709 | 0 | 1807.8612 | 0
[7 empty] | 1125.5474 | 0 | 1809.9563 | 0 | 1808.0309 | 0 | 1808.0214 | 0
[7 empty] | 1125.5629 | 0 | 1810.1168 | 0 | 1808.191 | 0 | 1808.1815 | 0
[7 empty] | 1125.5784 | 0 | 1810.2773 | 0 | 1808.3513 | 0 | 1808.3417 | 0
[7 empty] | 1125.5939 | 0 | 1810.4379 | 0 | 1808.5115 | 0 | 1808.502 | 0
[7 empty] | 1125.6094 | 0 | 1810.5985 | 0 | 1808.6717 | 0 | 1808.6622 | 0
[7 empty] | 1125.6249 | 0 | 1810.7592 | 0 | 1808.832 | 0 | 1808.8224 | 0
[7 empty] | 1125.6404 | 0 | 1810.9198 | 0 | 1808.9923 | 0 | 1808.9828 | 0
[7 empty] | 1125.656 | 0 | 1811.0804 | 0 | 1809.1526 | 0 | 1809.1431 | 0
[7 empty] | 1125.6715 | 0 | 1811.2411 | 0 | 1809.313 | 0 | 1809.3035 | 0
[7 empty] | 1125.687 | 0 | 1811.4019 | 0 | 1809.4734 | 0 | 1809.4639 | 0
[7 empty] | 1125.7025 | 0 | 1811.5626 | 0 | 1809.6338 | 0 | 1809.6243 | 0
[7 empty] | 1125.718 | 0 | 1811.7234 | 0 | 1809.7942 | 0 | 1809.7847 | 0
[7 empty] | 1125.7335 | 0 | 1811.8842 | 0 | 1809.9547 | 0 | 1809.9452 | 0
[7 empty] | 1125.749 | 0 | 1812.045 | 0 | 1810.1152 | 0 | 1810.1056 | 0
[7 empty] | 1125.7646 | 0 | 1812.2059 | 0 | 1810.2758 | 0 | 1810.2661 | 0
[7 empty] | 1125.7802 | 0 | 1812.3668 | 0 | 1810.4363 | 0 | 1810.4268 | 0
[7 empty] | 1125.7957 | 0 | 1812.5277 | 0 | 1810.5969 | 0 | 1810.5873 | 0
[7 empty] | 1125.8112 | 0 | 1812.6887 | 0 | 1810.7575 | 0 | 1810.7479 | 0
[7 empty] | 1125.8267 | 0 | 1812.8497 | 0 | 1810.9181 | 0 | 1810.9086 | 0
[7 empty] | 1125.8422 | 0 | 1813.0107 | 0 | 1811.0789 | 0 | 1811.0692 | 0
[7 empty] | 1125.8578 | 0 | 1813.1717 | 0 | 1811.2395 | 0 | 1811.23 | 0
[7 empty] | 1125.8733 | 0 | 1813.3328 | 0 | 1811.4003 | 0 | 1811.3906 | 0
[7 empty] | 1125.8888 | 0 | 1813.4939 | 0 | 1811.561 | 0 | 1811.5514 | 0
[7 empty] | 1125.9043 | 0 | 1813.655 | 0 | 1811.7218 | 0 | 1811.7122 | 0
[7 empty] | 1125.9198 | 0 | 1813.8162 | 0 | 1811.8826 | 0 | 1811.873 | 0
[7 empty] | 1125.9353 | 0 | 1813.9774 | 0 | 1812.0435 | 0 | 1812.0338 | 0
[7 empty] | 1125.9509 | 0 | 1814.1385 | 0 | 1812.2043 | 0 | 1812.1947 | 0
[7 empty] | 1125.9664 | 0 | 1814.2998 | 0 | 1812.3652 | 0 | 1812.3556 | 0
[7 empty] | 1125.9819 | 0 | 1814.4611 | 0 | 1812.5261 | 0 | 1812.5166 | 0
[7 empty] | 1125.9974 | 0 | 1814.6224 | 0 | 1812.6871 | 0 | 1812.6775 | 0
[7 empty] | 1126.0129 | 0 | 1814.7837 | 0 | 1812.848 | 0 | 1812.8385 | 0
[7 empty] | 1126.0286 | 0 | 1814.9451 | 0 | 1813.009 | 0 | 1812.9995 | 0
[7 empty] | 1126.0441 | 0 | 1815.1064 | 0 | 1813.1702 | 0 | 1813.1605 | 0
[7 empty] | 1126.0596 | 0 | 1815.2679 | 0 | 1813.3312 | 0 | 1813.3217 | 0
[7 empty] | 1126.0751 | 0 | 1815.4293 | 0 | 1813.4923 | 0 | 1813.4827 | 0
[7 empty] | 1126.0907 | 0 | 1815.5908 | 0 | 1813.6534 | 0 | 1813.6438 | 0
[7 empty] | 1126.1062 | 0 | 1815.7523 | 0 | 1813.8146 | 0 | 1813.8049 | 0
[7 empty] | 1126.1217 | 0 | 1815.9138 | 0 | 1813.9757 | 0 | 1813.9662 | 0
[7 empty] | 1126.1372 | 0 | 1816.0754 | 0 | 1814.137 | 0 | 1814.1274 | 0
[7 empty] | 1126.1528 | 0 | 1816.2369 | 0 | 1814.2982 | 0 | 1814.2886 | 0
[7 empty] | 1126.1683 | 0 | 1816.3986 | 0 | 1814.4595 | 0 | 1814.4499 | 0
[7 empty] | 1126.1838 | 0 | 1816.5603 | 0 | 1814.6207 | 0 | 1814.6112 | 0
[7 empty] | 1126.1993 | 0 | 1816.7219 | 0 | 1814.7821 | 0 | 1814.7726 | 0
[7 empty] | 1126.215 | 0 | 1816.8837 | 0 | 1814.9435 | 0 | 1814.9338 | 0
[7 empty] | 1126.2305 | 0 | 1817.0454 | 0 | 1815.1049 | 0 | 1815.0952 | 0
[7 empty] | 1126.246 | 0 | 1817.2071 | 0 | 1815.2662 | 0 | 1815.2567 | 0
[7 empty] | 1126.2615 | 0 | 1817.3689 | 0 | 1815.4277 | 0 | 1815.4181 | 0
[7 empty] | 1126.2771 | 0 | 1817.5308 | 0 | 1815.5892 | 0 | 1815.5796 | 0
[7 empty] | 1126.2926 | 0 | 1817.6926 | 0 | 1815.7507 | 0 | 1815.7411 | 0
[7 empty] | 1126.3081 | 0 | 1817.8545 | 0 | 1815.9122 | 0 | 1815.9026 | 0
[7 empty] | 1126.3236 | 0 | 1818.0164 | 0 | 1816.0737 | 0 | 1816.0642 | 0
[7 empty] | 1126.3392 | 0 | 1818.1782 | 0 | 1816.2353 | 0 | 1816.2257 | 0
[7 empty] | 1126.3547 | 0 | 1818.3402 | 0 | 1816.397 | 0 | 1816.3873 | 0
[7 empty] | 1126.3702 | 0 | 1818.5022 | 0 | 1816.5586 | 0 | 1816.5491 | 0
[7 empty] | 1126.3859 | 0 | 1818.6643 | 0 | 1816.7203 | 0 | 1816.7107 | 0
[7 empty] | 1126.4014 | 0 | 1818.8263 | 0 | 1816.882 | 0 | 1816.8724 | 0
[7 empty] | 1126.4169 | 0 | 1818.9884 | 0 | 1817.0437 | 0 | 1817.0342 | 0
[7 empty] | 1126.4324 | 0 | 1819.1505 | 0 | 1817.2054 | 0 | 1817.1959 | 0
[7 empty] | 1126.448 | 0 | 1819.3126 | 0 | 1817.3673 | 0 | 1817.3577 | 0
[7 empty] | 1126.4635 | 0 | 1819.4747 | 0 | 1817.5291 | 0 | 1817.5195 | 0
[7 empty] | 1126.479 | 0 | 1819.637 | 0 | 1817.6909 | 0 | 1817.6813 | 0
[7 empty] | 1126.4946 | 0 | 1819.7992 | 0 | 1817.8528 | 0 | 1817.8433 | 0
[7 empty] | 1126.5101 | 0 | 1819.9614 | 0 | 1818.0147 | 0 | 1818.0051 | 0
[7 empty] | 1126.5256 | 0 | 1820.1238 | 0 | 1818.1766 | 0 | 1818.167 | 0
[7 empty] | 1126.5413 | 0 | 1820.286 | 0 | 1818.3386 | 0 | 1818.329 | 0
[7 empty] | 1126.5568 | 0 | 1820.4484 | 0 | 1818.5006 | 0 | 1818.491 | 0
[7 empty] | 1126.5723 | 0 | 1820.6107 | 0 | 1818.6626 | 0 | 1818.6529 | 0
[7 empty] | 1126.5879 | 0 | 1820.7731 | 0 | 1818.8247 | 0 | 1818.8151 | 0
[7 empty] | 1126.6034 | 0 | 1820.9355 | 0 | 1818.9867 | 0 | 1818.9772 | 0
[7 empty] | 1126.6189 | 0 | 1821.098 | 0 | 1819.1488 | 0 | 1819.1393 | 0
[7 empty] | 1126.6345 | 0 | 1821.2605 | 0 | 1819.311 | 0 | 1819.3014 | 0
[7 empty] | 1126.65 | 0 | 1821.423 | 0 | 1819.4731 | 0 | 1819.4635 | 0
[7 empty] | 1126.6655 | 0 | 1821.5856 | 0 | 1819.6354 | 0 | 1819.6257 | 0
[7 empty] | 1126.6812 | 0 | 1821.748 | 0 | 1819.7976 | 0 | 1819.788 | 0
[7 empty] | 1126.6967 | 0 | 1821.9106 | 0 | 1819.9598 | 0 | 1819.9502 | 0
[7 empty] | 1126.7122 | 0 | 1822.0734 | 0 | 1820.1221 | 0 | 1820.1124 | 0
[7 empty] | 1126.7278 | 0 | 1822.236 | 0 | 1820.2844 | 0 | 1820.2748 | 0
[7 empty] | 1126.7433 | 0 | 1822.3987 | 0 | 1820.4468 | 0 | 1820.4371 | 0
[7 empty] | 1126.7589 | 0 | 1822.5614 | 0 | 1820.6091 | 0 | 1820.5995 | 0
[7 empty] | 1126.7744 | 0 | 1822.7241 | 0 | 1820.7715 | 0 | 1820.7618 | 0
[7 empty] | 1126.7899 | 0 | 1822.8868 | 0 | 1820.934 | 0 | 1820.9243 | 0
[7 empty] | 1126.8055 | 0 | 1823.0497 | 0 | 1821.0963 | 0 | 1821.0868 | 0
[7 empty] | 1126.821 | 0 | 1823.2125 | 0 | 1821.2588 | 0 | 1821.2493 | 0
[7 empty] | 1126.8367 | 0 | 1823.3754 | 0 | 1821.4214 | 0 | 1821.4117 | 0
[7 empty] | 1126.8522 | 0 | 1823.5383 | 0 | 1821.5839 | 0 | 1821.5743 | 0
[7 empty] | 1126.8677 | 0 | 1823.7012 | 0 | 1821.7465 | 0 | 1821.7368 | 0
[7 empty] | 1126.8833 | 0 | 1823.8641 | 0 | 1821.9091 | 0 | 1821.8994 | 0
[7 empty] | 1126.8988 | 0 | 1824.0271 | 0 | 1822.0717 | 0 | 1822.0621 | 0
[7 empty] | 1126.9144 | 0 | 1824.1902 | 0 | 1822.2344 | 0 | 1822.2247 | 0
[7 empty] | 1126.9299 | 0 | 1824.3531 | 0 | 1822.397 | 0 | 1822.3874 | 0
[7 empty] | 1126.9454 | 0 | 1824.5162 | 0 | 1822.5597 | 0 | 1822.5502 | 0
[7 empty] | 1126.9611 | 0 | 1824.6793 | 0 | 1822.7225 | 0 | 1822.7129 | 0
[7 empty] | 1126.9766 | 0 | 1824.8424 | 0 | 1822.8853 | 0 | 1822.8756 | 0
[7 empty] | 1126.9922 | 0 | 1825.0056 | 0 | 1823.0481 | 0 | 1823.0385 | 0
[7 empty] | 1127.0077 | 0 | 1825.1688 | 0 | 1823.2109 | 0 | 1823.2013 | 0
[7 empty] | 1127.0233 | 0 | 1825.332 | 0 | 1823.3738 | 0 | 1823.3641 | 0
[7 empty] | 1127.0388 | 0 | 1825.4952 | 0 | 1823.5366 | 0 | 1823.527 | 0
[7 empty] | 1127.0543 | 0 | 1825.6584 | 0 | 1823.6996 | 0 | 1823.6899 | 0
[7 empty] | 1127.0699 | 0 | 1825.8218 | 0 | 1823.8626 | 0 | 1823.8529 | 0
[7 empty] | 1127.0854 | 0 | 1825.9851 | 0 | 1824.0255 | 0 | 1824.0159 | 0
[7 empty] | 1127.1011 | 0 | 1826.1484 | 0 | 1824.1885 | 0 | 1824.1788 | 0
[7 empty] | 1127.1166 | 0 | 1826.3119 | 0 | 1824.3516 | 0 | 1824.3419 | 0
[7 empty] | 1127.1322 | 0 | 1826.4752 | 0 | 1824.5145 | 0 | 1824.505 | 0
[7 empty] | 1127.1477 | 0 | 1826.6387 | 0 | 1824.6777 | 0 | 1824.6681 | 0
[7 empty] | 1127.1633 | 0 | 1826.8021 | 0 | 1824.8408 | 0 | 1824.8312 | 0
[7 empty] | 1127.1788 | 0 | 1826.9657 | 0 | 1825.0039 | 0 | 1824.9943 | 0
[7 empty] | 1127.1945 | 0 | 1827.1291 | 0 | 1825.1671 | 0 | 1825.1575 | 0
[7 empty] | 1127.21 | 0 | 1827.2927 | 0 | 1825.3303 | 0 | 1825.3207 | 0
[7 empty] | 1127.2255 | 0 | 1827.4563 | 0 | 1825.4935 | 0 | 1825.4839 | 0
[7 empty] | 1127.2411 | 0 | 1827.62 | 0 | 1825.6569 | 0 | 1825.6472 | 0
[7 empty] | 1127.2566 | 0 | 1827.7836 | 0 | 1825.8202 | 0 | 1825.8105 | 0
[7 empty] | 1127.2722 | 0 | 1827.9473 | 0 | 1825.9835 | 0 | 1825.9739 | 0
[7 empty] | 1127.2877 | 0 | 1828.111 | 0 | 1826.1469 | 0 | 1826.1372 | 0
[7 empty] | 1127.3033 | 0 | 1828.2748 | 0 | 1826.3102 | 0 | 1826.3005 | 0
[7 empty] | 1127.3188 | 0 | 1828.4385 | 0 | 1826.4736 | 0 | 1826.464 | 0
[7 empty] | 1127.3345 | 0 | 1828.6023 | 0 | 1826.6371 | 0 | 1826.6274 | 0
[7 empty] | 1127.35 | 0 | 1828.7661 | 0 | 1826.8005 | 0 | 1826.7909 | 0
[7 empty] | 1127.3656 | 0 | 1828.9299 | 0 | 1826.964 | 0 | 1826.9543 | 0
[7 empty] | 1127.3811 | 0 | 1829.0939 | 0 | 1827.1276 | 0 | 1827.1179 | 0
[7 empty] | 1127.3967 | 0 | 1829.2578 | 0 | 1827.2911 | 0 | 1827.2815 | 0
[7 empty] | 1127.4124 | 0 | 1829.4217 | 0 | 1827.4547 | 0 | 1827.4451 | 0
[7 empty] | 1127.4279 | 0 | 1829.5857 | 0 | 1827.6183 | 0 | 1827.6086 | 0
[7 empty] | 1127.4435 | 0 | 1829.7496 | 0 | 1827.782 | 0 | 1827.7723 | 0
[7 empty] | 1127.459 | 0 | 1829.9137 | 0 | 1827.9457 | 0 | 1827.936 | 0
[7 empty] | 1127.4746 | 0 | 1830.0778 | 0 | 1828.1094 | 0 | 1828.0997 | 0
[7 empty] | 1127.4901 | 0 | 1830.2418 | 0 | 1828.2731 | 0 | 1828.2634 | 0
[7 empty] | 1127.5057 | 0 | 1830.406 | 0 | 1828.4369 | 0 | 1828.4272 | 0
[7 empty] | 1127.5212 | 0 | 1830.5702 | 0 | 1828.6007 | 0 | 1828.5911 | 0
[7 empty] | 1127.5369 | 0 | 1830.7342 | 0 | 1828.7645 | 0 | 1828.7549 | 0
[7 empty] | 1127.5524 | 0 | 1830.8986 | 0 | 1828.9283 | 0 | 1828.9187 | 0
[7 empty] | 1127.568 | 0 | 1831.0627 | 0 | 1829.0922 | 0 | 1829.0825 | 0
[7 empty] | 1127.5836 | 0 | 1831.227 | 0 | 1829.2561 | 0 | 1829.2465 | 0
[7 empty] | 1127.5991 | 0 | 1831.3914 | 0 | 1829.42 | 0 | 1829.4104 | 0
[7 empty] | 1127.6147 | 0 | 1831.5557 | 0 | 1829.584 | 0 | 1829.5743 | 0
[7 empty] | 1127.6302 | 0 | 1831.72 | 0 | 1829.748 | 0 | 1829.7384 | 0
[7 empty] | 1127.6459 | 0 | 1831.8844 | 0 | 1829.9121 | 0 | 1829.9025 | 0
[7 empty] | 1127.6614 | 0 | 1832.0488 | 0 | 1830.0762 | 0 | 1830.0665 | 0
[7 empty] | 1127.677 | 0 | 1832.2133 | 0 | 1830.2402 | 0 | 1830.2306 | 0
[7 empty] | 1127.6926 | 0 | 1832.3777 | 0 | 1830.4043 | 0 | 1830.3946 | 0
[7 empty] | 1127.7081 | 0 | 1832.5422 | 0 | 1830.5685 | 0 | 1830.5588 | 0
[7 empty] | 1127.7238 | 0 | 1832.7068 | 0 | 1830.7327 | 0 | 1830.723 | 0
[7 empty] | 1127.7393 | 0 | 1832.8713 | 0 | 1830.8969 | 0 | 1830.8872 | 0
[7 empty] | 1127.7549 | 0 | 1833.0359 | 0 | 1831.0612 | 0 | 1831.0514 | 0
[7 empty] | 1127.7705 | 0 | 1833.2004 | 0 | 1831.2253 | 0 | 1831.2157 | 0
[7 empty] | 1127.786 | 0 | 1833.3651 | 0 | 1831.3897 | 0 | 1831.38 | 0
[7 empty] | 1127.8016 | 0 | 1833.5298 | 0 | 1831.554 | 0 | 1831.5443 | 0
[7 empty] | 1127.8171 | 0 | 1833.6946 | 0 | 1831.7184 | 0 | 1831.7087 | 0
[7 empty] | 1127.8328 | 0 | 1833.8592 | 0 | 1831.8827 | 0 | 1831.873 | 0
[7 empty] | 1127.8484 | 0 | 1834.024 | 0 | 1832.0471 | 0 | 1832.0375 | 0
[7 empty] | 1127.8639 | 0 | 1834.1888 | 0 | 1832.2115 | 0 | 1832.2019 | 0
[7 empty] | 1127.8795 | 0 | 1834.3536 | 0 | 1832.3761 | 0 | 1832.3663 | 0
[7 empty] | 1127.8951 | 0 | 1834.5186 | 0 | 1832.5405 | 0 | 1832.5309 | 0
[7 empty] | 1127.9106 | 0 | 1834.6834 | 0 | 1832.7051 | 0 | 1832.6954 | 0
[7 empty] | 1127.9263 | 0 | 1834.8483 | 0 | 1832.8696 | 0 | 1832.86 | 0
[7 empty] | 1127.9418 | 0 | 1835.0133 | 0 | 1833.0342 | 0 | 1833.0245 | 0
[7 empty] | 1127.9574 | 0 | 1835.1782 | 0 | 1833.1988 | 0 | 1833.1892 | 0
[7 empty] | 1127.973 | 0 | 1835.3433 | 0 | 1833.3635 | 0 | 1833.3539 | 0
[7 empty] | 1127.9885 | 0 | 1835.5083 | 0 | 1833.5282 | 0 | 1833.5186 | 0
[7 empty] | 1128.0041 | 0 | 1835.6733 | 0 | 1833.6929 | 0 | 1833.6832 | 0
[7 empty] | 1128.0198 | 0 | 1835.8384 | 0 | 1833.8577 | 0 | 1833.8479 | 0
[7 empty] | 1128.0353 | 0 | 1836.0035 | 0 | 1834.0223 | 0 | 1834.0127 | 0
[7 empty] | 1128.0509 | 0 | 1836.1687 | 0 | 1834.1871 | 0 | 1834.1775 | 0
[7 empty] | 1128.0665 | 0 | 1836.3339 | 0 | 1834.352 | 0 | 1834.3423 | 0
[7 empty] | 1128.082 | 0 | 1836.4992 | 0 | 1834.5168 | 0 | 1834.5072 | 0
[7 empty] | 1128.0977 | 0 | 1836.6643 | 0 | 1834.6818 | 0 | 1834.6721 | 0
[7 empty] | 1128.1133 | 0 | 1836.8296 | 0 | 1834.8467 | 0 | 1834.837 | 0
[7 empty] | 1128.1288 | 0 | 1836.9949 | 0 | 1835.0116 | 0 | 1835.002 | 0
[7 empty] | 1128.1444 | 0 | 1837.1603 | 0 | 1835.1766 | 0 | 1835.1669 | 0
[7 empty] | 1128.16 | 0 | 1837.3256 | 0 | 1835.3416 | 0 | 1835.3319 | 0
[7 empty] | 1128.1757 | 0 | 1837.491 | 0 | 1835.5066 | 0 | 1835.4969 | 0
[7 empty] | 1128.1912 | 0 | 1837.6564 | 0 | 1835.6716 | 0 | 1835.662 | 0
[7 empty] | 1128.2068 | 0 | 1837.8219 | 0 | 1835.8368 | 0 | 1835.8272 | 0
[7 empty] | 1128.2224 | 0 | 1837.9873 | 0 | 1836.002 | 0 | 1835.9922 | 0
[7 empty] | 1128.2379 | 0 | 1838.1528 | 0 | 1836.1671 | 0 | 1836.1573 | 0
[7 empty] | 1128.2535 | 0 | 1838.3184 | 0 | 1836.3323 | 0 | 1836.3225 | 0
[7 empty] | 1128.2692 | 0 | 1838.484 | 0 | 1836.4974 | 0 | 1836.4878 | 0
[7 empty] | 1128.2847 | 0 | 1838.6495 | 0 | 1836.6627 | 0 | 1836.6529 | 0
[7 empty] | 1128.3003 | 0 | 1838.8152 | 0 | 1836.828 | 0 | 1836.8182 | 0
[7 empty] | 1128.3159 | 0 | 1838.9808 | 0 | 1836.9933 | 0 | 1836.9836 | 0
[7 empty] | 1128.3315 | 0 | 1839.1466 | 0 | 1837.1586 | 0 | 1837.1489 | 0
[7 empty] | 1128.347 | 0 | 1839.3123 | 0 | 1837.324 | 0 | 1837.3143 | 0
[7 empty] | 1128.3627 | 0 | 1839.478 | 0 | 1837.4894 | 0 | 1837.4796 | 0
[7 empty] | 1128.3783 | 0 | 1839.6438 | 0 | 1837.6548 | 0 | 1837.6451 | 0
[7 empty] | 1128.3939 | 0 | 1839.8096 | 0 | 1837.8202 | 0 | 1837.8105 | 0
[7 empty] | 1128.4094 | 0 | 1839.9755 | 0 | 1837.9857 | 0 | 1837.976 | 0
[7 empty] | 1128.425 | 0 | 1840.1414 | 0 | 1838.1512 | 0 | 1838.1415 | 0
[7 empty] | 1128.4407 | 0 | 1840.3073 | 0 | 1838.3168 | 0 | 1838.307 | 0
[7 empty] | 1128.4563 | 0 | 1840.4731 | 0 | 1838.4823 | 0 | 1838.4727 | 0
[7 empty] | 1128.4718 | 0 | 1840.639 | 0 | 1838.648 | 0 | 1838.6382 | 0
[7 empty] | 1128.4874 | 0 | 1840.805 | 0 | 1838.8136 | 0 | 1838.8038 | 0
[7 empty] | 1128.5031 | 0 | 1840.9711 | 0 | 1838.9793 | 0 | 1838.9695 | 0
[7 empty] | 1128.5187 | 0 | 1841.1371 | 0 | 1839.1449 | 0 | 1839.1353 | 0
[7 empty] | 1128.5343 | 0 | 1841.3032 | 0 | 1839.3107 | 0 | 1839.3009 | 0
[7 empty] | 1128.5498 | 0 | 1841.4694 | 0 | 1839.4763 | 0 | 1839.4667 | 0
[7 empty] | 1128.5654 | 0 | 1841.6355 | 0 | 1839.6421 | 0 | 1839.6325 | 0
[7 empty] | 1128.5811 | 0 | 1841.8016 | 0 | 1839.808 | 0 | 1839.7982 | 0
[7 empty] | 1128.5967 | 0 | 1841.9678 | 0 | 1839.9738 | 0 | 1839.9641 | 0
[7 empty] | 1128.6122 | 0 | 1842.134 | 0 | 1840.1397 | 0 | 1840.13 | 0
[7 empty] | 1128.6278 | 0 | 1842.3003 | 0 | 1840.3055 | 0 | 1840.2959 | 0
[7 empty] | 1128.6434 | 0 | 1842.4666 | 0 | 1840.4714 | 0 | 1840.4618 | 0
[7 empty] | 1128.6591 | 0 | 1842.6329 | 0 | 1840.6374 | 0 | 1840.6277 | 0
[7 empty] | 1128.6747 | 0 | 1842.7993 | 0 | 1840.8035 | 0 | 1840.7937 | 0
[7 empty] | 1128.6902 | 0 | 1842.9657 | 0 | 1840.9695 | 0 | 1840.9597 | 0
[7 empty] | 1128.7058 | 0 | 1843.1321 | 0 | 1841.1355 | 0 | 1841.1257 | 0
[7 empty] | 1128.7214 | 0 | 1843.2985 | 0 | 1841.3015 | 0 | 1841.2919 | 0
[7 empty] | 1128.7371 | 0 | 1843.465 | 0 | 1841.4677 | 0 | 1841.458 | 0
[7 empty] | 1128.7527 | 0 | 1843.6315 | 0 | 1841.6338 | 0 | 1841.6242 | 0
[7 empty] | 1128.7683 | 0 | 1843.798 | 0 | 1841.7999 | 0 | 1841.7903 | 0
[7 empty] | 1128.7838 | 0 | 1843.9646 | 0 | 1841.9662 | 0 | 1841.9564 | 0
[7 empty] | 1128.7994 | 0 | 1844.1311 | 0 | 1842.1325 | 0 | 1842.1227 | 0
[7 empty] | 1128.8151 | 0 | 1844.2977 | 0 | 1842.2987 | 0 | 1842.2889 | 0
[7 empty] | 1128.8307 | 0 | 1844.4644 | 0 | 1842.465 | 0 | 1842.4552 | 0
[7 empty] | 1128.8463 | 0 | 1844.6311 | 0 | 1842.6312 | 0 | 1842.6216 | 0
[7 empty] | 1128.8619 | 0 | 1844.7977 | 0 | 1842.7976 | 0 | 1842.788 | 0
[7 empty] | 1128.8776 | 0 | 1844.9645 | 0 | 1842.964 | 0 | 1842.9542 | 0
[7 empty] | 1128.8931 | 0 | 1845.1314 | 0 | 1843.1304 | 0 | 1843.1207 | 0
[7 empty] | 1128.9087 | 0 | 1845.2981 | 0 | 1843.2969 | 0 | 1843.2871 | 0
[7 empty] | 1128.9243 | 0 | 1845.465 | 0 | 1843.4633 | 0 | 1843.4536 | 0
[7 empty] | 1128.9399 | 0 | 1845.6318 | 0 | 1843.6298 | 0 | 1843.6201 | 0
[7 empty] | 1128.9556 | 0 | 1845.7987 | 0 | 1843.7964 | 0 | 1843.7866 | 0
[7 empty] | 1128.9712 | 0 | 1845.9656 | 0 | 1843.9629 | 0 | 1843.9531 | 0
[7 empty] | 1128.9868 | 0 | 1846.1326 | 0 | 1844.1295 | 0 | 1844.1198 | 0
[7 empty] | 1129.0023 | 0 | 1846.2996 | 0 | 1844.2961 | 0 | 1844.2864 | 0
[7 empty] | 1129.0179 | 0 | 1846.4666 | 0 | 1844.4628 | 0 | 1844.453 | 0
[7 empty] | 1129.0336 | 0 | 1846.6335 | 0 | 1844.6294 | 0 | 1844.6198 | 0
[7 empty] | 1129.0492 | 0 | 1846.8007 | 0 | 1844.7961 | 0 | 1844.7864 | 0
[7 empty] | 1129.0648 | 0 | 1846.9678 | 0 | 1844.9629 | 0 | 1844.9531 | 0
[7 empty] | 1129.0804 | 0 | 1847.1349 | 0 | 1845.1296 | 0 | 1845.1199 | 0
[7 empty] | 1129.0961 | 0 | 1847.302 | 0 | 1845.2964 | 0 | 1845.2867 | 0
[7 empty] | 1129.1117 | 0 | 1847.4692 | 0 | 1845.4633 | 0 | 1845.4535 | 0
[7 empty] | 1129.1273 | 0 | 1847.6365 | 0 | 1845.6301 | 0 | 1845.6204 | 0
[7 empty] | 1129.1429 | 0 | 1847.8037 | 0 | 1845.797 | 0 | 1845.7872 | 0
[7 empty] | 1129.1586 | 0 | 1847.9709 | 0 | 1845.964 | 0 | 1845.9542 | 0
[7 empty] | 1129.1741 | 0 | 1848.1383 | 0 | 1846.1309 | 0 | 1846.1212 | 0
[7 empty] | 1129.1897 | 0 | 1848.3057 | 0 | 1846.2978 | 0 | 1846.2881 | 0
[7 empty] | 1129.2053 | 0 | 1848.473 | 0 | 1846.4648 | 0 | 1846.4552 | 0
[7 empty] | 1129.2209 | 0 | 1848.6404 | 0 | 1846.632 | 0 | 1846.6222 | 0
[7 empty] | 1129.2366 | 0 | 1848.8079 | 0 | 1846.799 | 0 | 1846.7893 | 0
[7 empty] | 1129.2522 | 0 | 1848.9753 | 0 | 1846.9661 | 0 | 1846.9563 | 0
[7 empty] | 1129.2678 | 0 | 1849.1428 | 0 | 1847.1332 | 0 | 1847.1235 | 0
[7 empty] | 1129.2834 | 0 | 1849.3103 | 0 | 1847.3004 | 0 | 1847.2906 | 0
[7 empty] | 1129.2991 | 0 | 1849.4779 | 0 | 1847.4675 | 0 | 1847.4579 | 0
[7 empty] | 1129.3147 | 0 | 1849.6455 | 0 | 1847.6348 | 0 | 1847.625 | 0
[7 empty] | 1129.3303 | 0 | 1849.8131 | 0 | 1847.802 | 0 | 1847.7924 | 0
[7 empty] | 1129.3459 | 0 | 1849.9807 | 0 | 1847.9694 | 0 | 1847.9596 | 0
[7 empty] | 1129.3616 | 0 | 1850.1484 | 0 | 1848.1366 | 0 | 1848.127 | 0
[7 empty] | 1129.3772 | 0 | 1850.3162 | 0 | 1848.304 | 0 | 1848.2942 | 0
[7 empty] | 1129.3928 | 0 | 1850.4839 | 0 | 1848.4713 | 0 | 1848.4617 | 0
[7 empty] | 1129.4084 | 0 | 1850.6516 | 0 | 1848.6388 | 0 | 1848.629 | 0
[7 empty] | 1129.4241 | 0 | 1850.8195 | 0 | 1848.8061 | 0 | 1848.7965 | 0
[7 empty] | 1129.4397 | 0 | 1850.9873 | 0 | 1848.9736 | 0 | 1848.9639 | 0
[7 empty] | 1129.4553 | 0 | 1851.1552 | 0 | 1849.1411 | 0 | 1849.1315 | 0
[7 empty] | 1129.4709 | 0 | 1851.323 | 0 | 1849.3087 | 0 | 1849.299 | 0
[7 empty] | 1129.4866 | 0 | 1851.491 | 0 | 1849.4762 | 0 | 1849.4666 | 0
[7 empty] | 1129.5022 | 0 | 1851.6589 | 0 | 1849.6438 | 0 | 1849.634 | 0
[7 empty] | 1129.5178 | 0 | 1851.8269 | 0 | 1849.8114 | 0 | 1849.8016 | 0
[7 empty] | 1129.5334 | 0 | 1851.9949 | 0 | 1849.9791 | 0 | 1849.9694 | 0
[7 empty] | 1129.5491 | 0 | 1852.163 | 0 | 1850.1467 | 0 | 1850.137 | 0
[7 empty] | 1129.5647 | 0 | 1852.3309 | 0 | 1850.3145 | 0 | 1850.3047 | 0
[7 empty] | 1129.5803 | 0 | 1852.4992 | 0 | 1850.4822 | 0 | 1850.4724 | 0
[7 empty] | 1129.5959 | 0 | 1852.6672 | 0 | 1850.65 | 0 | 1850.6403 | 0
[7 empty] | 1129.6116 | 0 | 1852.8355 | 0 | 1850.8177 | 0 | 1850.808 | 0
[7 empty] | 1129.6272 | 0 | 1853.0035 | 0 | 1850.9856 | 0 | 1850.9758 | 0
[7 empty] | 1129.6428 | 0 | 1853.1717 | 0 | 1851.1534 | 0 | 1851.1437 | 0
[7 empty] | 1129.6584 | 0 | 1853.3401 | 0 | 1851.3213 | 0 | 1851.3117 | 0
[7 empty] | 1129.6741 | 0 | 1853.5083 | 0 | 1851.4893 | 0 | 1851.4795 | 0
[7 empty] | 1129.6897 | 0 | 1853.6766 | 0 | 1851.6572 | 0 | 1851.6475 | 0
[7 empty] | 1129.7053 | 0 | 1853.845 | 0 | 1851.8252 | 0 | 1851.8154 | 0
[7 empty] | 1129.7209 | 0 | 1854.0134 | 0 | 1851.9932 | 0 | 1851.9835 | 0
[7 empty] | 1129.7366 | 0 | 1854.1818 | 0 | 1852.1613 | 0 | 1852.1515 | 0
[7 empty] | 1129.7522 | 0 | 1854.3502 | 0 | 1852.3293 | 0 | 1852.3196 | 0
[7 empty] | 1129.7678 | 0 | 1854.5187 | 0 | 1852.4974 | 0 | 1852.4877 | 0
[7 empty] | 1129.7834 | 0 | 1854.6873 | 0 | 1852.6655 | 0 | 1852.6558 | 0
[7 empty] | 1129.7991 | 0 | 1854.8557 | 0 | 1852.8337 | 0 | 1852.824 | 0
[7 empty] | 1129.8147 | 0 | 1855.0243 | 0 | 1853.002 | 0 | 1852.9922 | 0
[7 empty] | 1129.8303 | 0 | 1855.1929 | 0 | 1853.1702 | 0 | 1853.1604 | 0
[7 empty] | 1129.8459 | 0 | 1855.3616 | 0 | 1853.3384 | 0 | 1853.3286 | 0
[7 empty] | 1129.8617 | 0 | 1855.5302 | 0 | 1853.5067 | 0 | 1853.4969 | 0
[7 empty] | 1129.8773 | 0 | 1855.6988 | 0 | 1853.6751 | 0 | 1853.6653 | 0
[7 empty] | 1129.8929 | 0 | 1855.8675 | 0 | 1853.8434 | 0 | 1853.8336 | 0
[7 empty] | 1129.9086 | 0 | 1856.0364 | 0 | 1854.0117 | 0 | 1854.002 | 0
[7 empty] | 1129.9242 | 0 | 1856.2051 | 0 | 1854.1802 | 0 | 1854.1704 | 0
[7 empty] | 1129.9398 | 0 | 1856.3739 | 0 | 1854.3486 | 0 | 1854.3389 | 0
[7 empty] | 1129.9554 | 0 | 1856.5427 | 0 | 1854.5171 | 0 | 1854.5073 | 0
[7 empty] | 1129.9711 | 0 | 1856.7117 | 0 | 1854.6855 | 0 | 1854.6758 | 0
[7 empty] | 1129.9867 | 0 | 1856.8805 | 0 | 1854.8541 | 0 | 1854.8444 | 0
[7 empty] | 1130.0023 | 0 | 1857.0494 | 0 | 1855.0226 | 0 | 1855.0129 | 0
[7 empty] | 1130.0181 | 0 | 1857.2184 | 0 | 1855.1913 | 0 | 1855.1815 | 0
[7 empty] | 1130.0337 | 0 | 1857.3874 | 0 | 1855.3599 | 0 | 1855.3501 | 0
[7 empty] | 1130.0493 | 0 | 1857.5564 | 0 | 1855.5286 | 0 | 1855.5188 | 0
[7 empty] | 1130.0649 | 0 | 1857.7255 | 0 | 1855.6971 | 0 | 1855.6874 | 0
[7 empty] | 1130.0806 | 0 | 1857.8945 | 0 | 1855.866 | 0 | 1855.8562 | 0
[7 empty] | 1130.0962 | 0 | 1858.0637 | 0 | 1856.0347 | 0 | 1856.0249 | 0
[7 empty] | 1130.1118 | 0 | 1858.2328 | 0 | 1856.2035 | 0 | 1856.1937 | 0
[7 empty] | 1130.1274 | 0 | 1858.402 | 0 | 1856.3722 | 0 | 1856.3624 | 0
[7 empty] | 1130.1432 | 0 | 1858.5712 | 0 | 1856.5411 | 0 | 1856.5312 | 0
[7 empty] | 1130.1588 | 0 | 1858.7405 | 0 | 1856.71 | 0 | 1856.7002 | 0
[7 empty] | 1130.1744 | 0 | 1858.9097 | 0 | 1856.8788 | 0 | 1856.869 | 0
[7 empty] | 1130.1901 | 0 | 1859.079 | 0 | 1857.0477 | 0 | 1857.038 | 0
[7 empty] | 1130.2057 | 0 | 1859.2483 | 0 | 1857.2167 | 0 | 1857.2069 | 0
[7 empty] | 1130.2213 | 0 | 1859.4177 | 0 | 1857.3857 | 0 | 1857.376 | 0
[7 empty] | 1130.2369 | 0 | 1859.587 | 0 | 1857.5548 | 0 | 1857.5449 | 0
[7 empty] | 1130.2527 | 0 | 1859.7565 | 0 | 1857.7238 | 0 | 1857.714 | 0
[7 empty] | 1130.2683 | 0 | 1859.926 | 0 | 1857.8929 | 0 | 1857.8831 | 0
[7 empty] | 1130.2839 | 0 | 1860.0955 | 0 | 1858.062 | 0 | 1858.0522 | 0
[7 empty] | 1130.2996 | 0 | 1860.265 | 0 | 1858.2312 | 0 | 1858.2213 | 0
[7 empty] | 1130.3152 | 0 | 1860.4346 | 0 | 1858.4003 | 0 | 1858.3905 | 0
[7 empty] | 1130.3309 | 0 | 1860.6041 | 0 | 1858.5696 | 0 | 1858.5597 | 0
[7 empty] | 1130.3466 | 0 | 1860.7737 | 0 | 1858.7388 | 0 | 1858.729 | 0
[7 empty] | 1130.3622 | 0 | 1860.9434 | 0 | 1858.9081 | 0 | 1858.8983 | 0
[7 empty] | 1130.3778 | 0 | 1861.113 | 0 | 1859.0774 | 0 | 1859.0675 | 0
[7 empty] | 1130.3934 | 0 | 1861.2827 | 0 | 1859.2467 | 0 | 1859.2369 | 0
[7 empty] | 1130.4092 | 0 | 1861.4524 | 0 | 1859.416 | 0 | 1859.4062 | 0
[7 empty] | 1130.4248 | 0 | 1861.6222 | 0 | 1859.5855 | 0 | 1859.5757 | 0
[7 empty] | 1130.4404 | 0 | 1861.792 | 0 | 1859.7549 | 0 | 1859.7451 | 0
[7 empty] | 1130.4561 | 0 | 1861.9618 | 0 | 1859.9243 | 0 | 1859.9145 | 0
[7 empty] | 1130.4717 | 0 | 1862.1317 | 0 | 1860.0938 | 0 | 1860.084 | 0
[7 empty] | 1130.4874 | 0 | 1862.3015 | 0 | 1860.2633 | 0 | 1860.2535 | 0
[7 empty] | 1130.5031 | 0 | 1862.4714 | 0 | 1860.4329 | 0 | 1860.4231 | 0
[7 empty] | 1130.5187 | 0 | 1862.6415 | 0 | 1860.6024 | 0 | 1860.5927 | 0
[7 empty] | 1130.5343 | 0 | 1862.8114 | 0 | 1860.772 | 0 | 1860.7622 | 0
[7 empty] | 1130.55 | 0 | 1862.9814 | 0 | 1860.9416 | 0 | 1860.9319 | 0
[7 empty] | 1130.5657 | 0 | 1863.1515 | 0 | 1861.1113 | 0 | 1861.1016 | 0
[7 empty] | 1130.5813 | 0 | 1863.3215 | 0 | 1861.281 | 0 | 1861.2712 | 0
[7 empty] | 1130.5969 | 0 | 1863.4917 | 0 | 1861.4508 | 0 | 1861.441 | 0
[7 empty] | 1130.6125 | 0 | 1863.6617 | 0 | 1861.6205 | 0 | 1861.6107 | 0
[7 empty] | 1130.6283 | 0 | 1863.8319 | 0 | 1861.7903 | 0 | 1861.7805 | 0
[7 empty] | 1130.6439 | 0 | 1864.0022 | 0 | 1861.9602 | 0 | 1861.9503 | 0
[7 empty] | 1130.6595 | 0 | 1864.1724 | 0 | 1862.13 | 0 | 1862.1202 | 0
[7 empty] | 1130.6753 | 0 | 1864.3427 | 0 | 1862.2999 | 0 | 1862.2902 | 0
[7 empty] | 1130.6909 | 0 | 1864.5129 | 0 | 1862.4698 | 0 | 1862.46 | 0
[7 empty] | 1130.7065 | 0 | 1864.6832 | 0 | 1862.6398 | 0 | 1862.63 | 0
[7 empty] | 1130.7222 | 0 | 1864.8536 | 0 | 1862.8097 | 0 | 1862.7999 | 0
[7 empty] | 1130.7379 | 0 | 1865.0239 | 0 | 1862.9797 | 0 | 1862.97 | 0
[7 empty] | 1130.7535 | 0 | 1865.1945 | 0 | 1863.1498 | 0 | 1863.14 | 0
[7 empty] | 1130.7692 | 0 | 1865.3649 | 0 | 1863.3198 | 0 | 1863.3101 | 0
[7 empty] | 1130.7848 | 0 | 1865.5353 | 0 | 1863.49 | 0 | 1863.4802 | 0
[7 empty] | 1130.8005 | 0 | 1865.7058 | 0 | 1863.6602 | 0 | 1863.6503 | 0
[7 empty] | 1130.8162 | 0 | 1865.8763 | 0 | 1863.8303 | 0 | 1863.8204 | 0
[7 empty] | 1130.8318 | 0 | 1866.047 | 0 | 1864.0005 | 0 | 1863.9907 | 0
[7 empty] | 1130.8475 | 0 | 1866.2175 | 0 | 1864.1707 | 0 | 1864.1609 | 0
[7 empty] | 1130.8632 | 0 | 1866.3882 | 0 | 1864.3409 | 0 | 1864.3312 | 0
[7 empty] | 1130.8788 | 0 | 1866.5588 | 0 | 1864.5112 | 0 | 1864.5015 | 0
[7 empty] | 1130.8945 | 0 | 1866.7295 | 0 | 1864.6815 | 0 | 1864.6717 | 0
[7 empty] | 1130.9102 | 0 | 1866.9003 | 0 | 1864.8519 | 0 | 1864.8422 | 0
[7 empty] | 1130.9258 | 0 | 1867.071 | 0 | 1865.0223 | 0 | 1865.0124 | 0
[7 empty] | 1130.9415 | 0 | 1867.2418 | 0 | 1865.1927 | 0 | 1865.1829 | 0
[7 empty] | 1130.9572 | 0 | 1867.4126 | 0 | 1865.3632 | 0 | 1865.3534 | 0
[7 empty] | 1130.9728 | 0 | 1867.5835 | 0 | 1865.5337 | 0 | 1865.5238 | 0
[7 empty] | 1130.9885 | 0 | 1867.7544 | 0 | 1865.7041 | 0 | 1865.6943 | 0
[7 empty] | 1131.0041 | 0 | 1867.9253 | 0 | 1865.8746 | 0 | 1865.8649 | 0
[7 empty] | 1131.0198 | 0 | 1868.0962 | 0 | 1866.0453 | 0 | 1866.0354 | 0
[7 empty] | 1131.0355 | 0 | 1868.2672 | 0 | 1866.2158 | 0 | 1866.2061 | 0
[7 empty] | 1131.0511 | 0 | 1868.4382 | 0 | 1866.3865 | 0 | 1866.3767 | 0
[7 empty] | 1131.0668 | 0 | 1868.6092 | 0 | 1866.5571 | 0 | 1866.5474 | 0
[7 empty] | 1131.0825 | 0 | 1868.7803 | 0 | 1866.7279 | 0 | 1866.718 | 0
[7 empty] | 1131.0981 | 0 | 1868.9514 | 0 | 1866.8986 | 0 | 1866.8888 | 0
[7 empty] | 1131.1138 | 0 | 1869.1226 | 0 | 1867.0693 | 0 | 1867.0596 | 0
[7 empty] | 1131.1295 | 0 | 1869.2937 | 0 | 1867.2401 | 0 | 1867.2304 | 0
[7 empty] | 1131.1451 | 0 | 1869.465 | 0 | 1867.411 | 0 | 1867.4011 | 0
[7 empty] | 1131.1608 | 0 | 1869.6361 | 0 | 1867.5818 | 0 | 1867.572 | 0
[7 empty] | 1131.1765 | 0 | 1869.8074 | 0 | 1867.7527 | 0 | 1867.7429 | 0
[7 empty] | 1131.1921 | 0 | 1869.9788 | 0 | 1867.9236 | 0 | 1867.9138 | 0
[7 empty] | 1131.2079 | 0 | 1870.15 | 0 | 1868.0946 | 0 | 1868.0847 | 0
[7 empty] | 1131.2235 | 0 | 1870.3214 | 0 | 1868.2655 | 0 | 1868.2557 | 0
[7 empty] | 1131.2391 | 0 | 1870.4928 | 0 | 1868.4365 | 0 | 1868.4268 | 0
[7 empty] | 1131.2549 | 0 | 1870.6642 | 0 | 1868.6075 | 0 | 1868.5978 | 0
[7 empty] | 1131.2705 | 0 | 1870.8356 | 0 | 1868.7787 | 0 | 1868.7688 | 0
[7 empty] | 1131.2863 | 0 | 1871.0071 | 0 | 1868.9497 | 0 | 1868.9399 | 0
[7 empty] | 1131.3019 | 0 | 1871.1786 | 0 | 1869.1209 | 0 | 1869.1111 | 0
[7 empty] | 1131.3175 | 0 | 1871.3501 | 0 | 1869.292 | 0 | 1869.2822 | 0
[7 empty] | 1131.3333 | 0 | 1871.5217 | 0 | 1869.4633 | 0 | 1869.4534 | 0
[7 empty] | 1131.3489 | 0 | 1871.6934 | 0 | 1869.6345 | 0 | 1869.6246 | 0
[7 empty] | 1131.3646 | 0 | 1871.865 | 0 | 1869.8058 | 0 | 1869.7959 | 0
[7 empty] | 1131.3802 | 0 | 1872.0366 | 0 | 1869.977 | 0 | 1869.9672 | 0
[7 empty] | 1131.3959 | 0 | 1872.2084 | 0 | 1870.1483 | 0 | 1870.1385 | 0
[7 empty] | 1131.4116 | 0 | 1872.3801 | 0 | 1870.3197 | 0 | 1870.3098 | 0
[7 empty] | 1131.4272 | 0 | 1872.5519 | 0 | 1870.4911 | 0 | 1870.4812 | 0
[7 empty] | 1131.443 | 0 | 1872.7236 | 0 | 1870.6625 | 0 | 1870.6527 | 0
[7 empty] | 1131.4586 | 0 | 1872.8955 | 0 | 1870.834 | 0 | 1870.8241 | 0
[7 empty] | 1131.4744 | 0 | 1873.0673 | 0 | 1871.0054 | 0 | 1870.9956 | 0
[7 empty] | 1131.49 | 0 | 1873.2391 | 0 | 1871.1769 | 0 | 1871.1671 | 0
[7 empty] | 1131.5057 | 0 | 1873.4111 | 0 | 1871.3485 | 0 | 1871.3386 | 0
[7 empty] | 1131.5214 | 0 | 1873.583 | 0 | 1871.52 | 0 | 1871.5103 | 0
[7 empty] | 1131.537 | 0 | 1873.755 | 0 | 1871.6916 | 0 | 1871.6818 | 0
[7 empty] | 1131.5527 | 0 | 1873.9271 | 0 | 1871.8633 | 0 | 1871.8534 | 0
[7 empty] | 1131.5684 | 0 | 1874.0991 | 0 | 1872.0349 | 0 | 1872.0251 | 0
[7 empty] | 1131.5841 | 0 | 1874.2712 | 0 | 1872.2067 | 0 | 1872.1968 | 0
[7 empty] | 1131.5997 | 0 | 1874.4432 | 0 | 1872.3784 | 0 | 1872.3685 | 0
[7 empty] | 1131.6155 | 0 | 1874.6155 | 0 | 1872.5502 | 0 | 1872.5403 | 0
[7 empty] | 1131.6311 | 0 | 1874.7876 | 0 | 1872.7219 | 0 | 1872.7122 | 0
[7 empty] | 1131.6469 | 0 | 1874.9598 | 0 | 1872.8938 | 0 | 1872.8839 | 0
[7 empty] | 1131.6625 | 0 | 1875.1321 | 0 | 1873.0657 | 0 | 1873.0558 | 0
[7 empty] | 1131.6782 | 0 | 1875.3043 | 0 | 1873.2376 | 0 | 1873.2277 | 0
[7 empty] | 1131.6938 | 0 | 1875.4766 | 0 | 1873.4094 | 0 | 1873.3995 | 0
[7 empty] | 1131.7096 | 0 | 1875.6489 | 0 | 1873.5814 | 0 | 1873.5715 | 0
[7 empty] | 1131.7252 | 0 | 1875.8213 | 0 | 1873.7534 | 0 | 1873.7435 | 0
[7 empty] | 1131.741 | 0 | 1875.9936 | 0 | 1873.9254 | 0 | 1873.9155 | 0
[7 empty] | 1131.7566 | 0 | 1876.1661 | 0 | 1874.0974 | 0 | 1874.0875 | 0
[7 empty] | 1131.7723 | 0 | 1876.3386 | 0 | 1874.2695 | 0 | 1874.2596 | 0
[7 empty] | 1131.788 | 0 | 1876.5111 | 0 | 1874.4416 | 0 | 1874.4318 | 0
[7 empty] | 1131.8037 | 0 | 1876.6836 | 0 | 1874.6138 | 0 | 1874.6039 | 0
[7 empty] | 1131.8193 | 0 | 1876.8562 | 0 | 1874.7859 | 0 | 1874.7761 | 0
[7 empty] | 1131.8351 | 0 | 1877.0287 | 0 | 1874.9581 | 0 | 1874.9482 | 0
[7 empty] | 1131.8507 | 0 | 1877.2013 | 0 | 1875.1304 | 0 | 1875.1205 | 0
[7 empty] | 1131.8665 | 0 | 1877.374 | 0 | 1875.3026 | 0 | 1875.2927 | 0
[7 empty] | 1131.8821 | 0 | 1877.5466 | 0 | 1875.475 | 0 | 1875.4651 | 0
[7 empty] | 1131.8978 | 0 | 1877.7194 | 0 | 1875.6472 | 0 | 1875.6374 | 0
[7 empty] | 1131.9136 | 0 | 1877.8921 | 0 | 1875.8196 | 0 | 1875.8098 | 0
[7 empty] | 1131.9292 | 0 | 1878.0649 | 0 | 1875.9921 | 0 | 1875.9822 | 0
[7 empty] | 1131.9449 | 0 | 1878.2377 | 0 | 1876.1644 | 0 | 1876.1545 | 0
[7 empty] | 1131.9606 | 0 | 1878.4105 | 0 | 1876.3369 | 0 | 1876.327 | 0
[7 empty] | 1131.9763 | 0 | 1878.5834 | 0 | 1876.5094 | 0 | 1876.4995 | 0
[7 empty] | 1131.9919 | 0 | 1878.7564 | 0 | 1876.6819 | 0 | 1876.672 | 0
[7 empty] | 1132.0077 | 0 | 1878.9293 | 0 | 1876.8545 | 0 | 1876.8446 | 0
[7 empty] | 1132.0233 | 0 | 1879.1022 | 0 | 1877.0271 | 0 | 1877.0172 | 0
[7 empty] | 1132.0391 | 0 | 1879.2753 | 0 | 1877.1997 | 0 | 1877.1898 | 0
[7 empty] | 1132.0548 | 0 | 1879.4482 | 0 | 1877.3723 | 0 | 1877.3624 | 0
[7 empty] | 1132.0704 | 0 | 1879.6213 | 0 | 1877.545 | 0 | 1877.5352 | 0
[7 empty] | 1132.0862 | 0 | 1879.7944 | 0 | 1877.7177 | 0 | 1877.7079 | 0
[7 empty] | 1132.1018 | 0 | 1879.9675 | 0 | 1877.8905 | 0 | 1877.8806 | 0
[7 empty] | 1132.1176 | 0 | 1880.1408 | 0 | 1878.0632 | 0 | 1878.0533 | 0
[7 empty] | 1132.1333 | 0 | 1880.3138 | 0 | 1878.2361 | 0 | 1878.2262 | 0
[7 empty] | 1132.1489 | 0 | 1880.4871 | 0 | 1878.4088 | 0 | 1878.399 | 0
[7 empty] | 1132.1647 | 0 | 1880.6604 | 0 | 1878.5818 | 0 | 1878.5719 | 0
[7 empty] | 1132.1803 | 0 | 1880.8336 | 0 | 1878.7546 | 0 | 1878.7448 | 0
[7 empty] | 1132.196 | 0 | 1881.007 | 0 | 1878.9276 | 0 | 1878.9177 | 0
[7 empty] | 1132.2118 | 0 | 1881.1803 | 0 | 1879.1006 | 0 | 1879.0907 | 0
[7 empty] | 1132.2274 | 0 | 1881.3536 | 0 | 1879.2736 | 0 | 1879.2637 | 0
[7 empty] | 1132.2432 | 0 | 1881.5271 | 0 | 1879.4465 | 0 | 1879.4367 | 0
[7 empty] | 1132.2588 | 0 | 1881.7006 | 0 | 1879.6196 | 0 | 1879.6097 | 0
[7 empty] | 1132.2745 | 0 | 1881.874 | 0 | 1879.7927 | 0 | 1879.7828 | 0
[7 empty] | 1132.2903 | 0 | 1882.0475 | 0 | 1879.9658 | 0 | 1879.9559 | 0
[7 empty] | 1132.3059 | 0 | 1882.2211 | 0 | 1880.139 | 0 | 1880.1291 | 0
[7 empty] | 1132.3217 | 0 | 1882.3946 | 0 | 1880.3121 | 0 | 1880.3024 | 0
[7 empty] | 1132.3374 | 0 | 1882.5682 | 0 | 1880.4853 | 0 | 1880.4756 | 0
[7 empty] | 1132.353 | 0 | 1882.7419 | 0 | 1880.6587 | 0 | 1880.6488 | 0
[7 empty] | 1132.3688 | 0 | 1882.9155 | 0 | 1880.8319 | 0 | 1880.822 | 0
[7 empty] | 1132.3845 | 0 | 1883.0892 | 0 | 1881.0052 | 0 | 1880.9954 | 0
[7 empty] | 1132.4001 | 0 | 1883.2629 | 0 | 1881.1786 | 0 | 1881.1687 | 0
[7 empty] | 1132.4159 | 0 | 1883.4368 | 0 | 1881.352 | 0 | 1881.3422 | 0
[7 empty] | 1132.4315 | 0 | 1883.6106 | 0 | 1881.5254 | 0 | 1881.5155 | 0
[7 empty] | 1132.4473 | 0 | 1883.7844 | 0 | 1881.6988 | 0 | 1881.689 | 0
[7 empty] | 1132.463 | 0 | 1883.9582 | 0 | 1881.8723 | 0 | 1881.8624 | 0
[7 empty] | 1132.4786 | 0 | 1884.1321 | 0 | 1882.0458 | 0 | 1882.036 | 0
[7 empty] | 1132.4944 | 0 | 1884.306 | 0 | 1882.2194 | 0 | 1882.2095 | 0
[7 empty] | 1132.5101 | 0 | 1884.48 | 0 | 1882.3929 | 0 | 1882.3831 | 0
[7 empty] | 1132.5259 | 0 | 1884.6541 | 0 | 1882.5665 | 0 | 1882.5566 | 0
[7 empty] | 1132.5415 | 0 | 1884.828 | 0 | 1882.7402 | 0 | 1882.7304 | 0
[7 empty] | 1132.5573 | 0 | 1885.0021 | 0 | 1882.9138 | 0 | 1882.9039 | 0
[7 empty] | 1132.573 | 0 | 1885.1762 | 0 | 1883.0875 | 0 | 1883.0776 | 0
[7 empty] | 1132.5886 | 0 | 1885.3503 | 0 | 1883.2612 | 0 | 1883.2515 | 0
[7 empty] | 1132.6044 | 0 | 1885.5244 | 0 | 1883.4351 | 0 | 1883.4252 | 0
[7 empty] | 1132.6201 | 0 | 1885.6986 | 0 | 1883.6089 | 0 | 1883.599 | 0
[7 empty] | 1132.6357 | 0 | 1885.8728 | 0 | 1883.7827 | 0 | 1883.7728 | 0
[7 empty] | 1132.6515 | 0 | 1886.0471 | 0 | 1883.9565 | 0 | 1883.9467 | 0
[7 empty] | 1132.6672 | 0 | 1886.2213 | 0 | 1884.1305 | 0 | 1884.1206 | 0
[7 empty] | 1132.683 | 0 | 1886.3956 | 0 | 1884.3043 | 0 | 1884.2944 | 0
[7 empty] | 1132.6986 | 0 | 1886.5701 | 0 | 1884.4783 | 0 | 1884.4684 | 0
[7 empty] | 1132.7144 | 0 | 1886.7444 | 0 | 1884.6523 | 0 | 1884.6425 | 0
[7 empty] | 1132.7301 | 0 | 1886.9188 | 0 | 1884.8263 | 0 | 1884.8164 | 0
[7 empty] | 1132.7457 | 0 | 1887.0933 | 0 | 1885.0004 | 0 | 1884.9905 | 0
[7 empty] | 1132.7615 | 0 | 1887.2677 | 0 | 1885.1744 | 0 | 1885.1645 | 0
[7 empty] | 1132.7772 | 0 | 1887.4423 | 0 | 1885.3486 | 0 | 1885.3387 | 0
[7 empty] | 1132.793 | 0 | 1887.6167 | 0 | 1885.5227 | 0 | 1885.5128 | 0
[7 empty] | 1132.8086 | 0 | 1887.7913 | 0 | 1885.6969 | 0 | 1885.687 | 0
[7 empty] | 1132.8243 | 0 | 1887.9659 | 0 | 1885.8711 | 0 | 1885.8612 | 0
[7 empty] | 1132.8401 | 0 | 1888.1405 | 0 | 1886.0454 | 0 | 1886.0355 | 0
[7 empty] | 1132.8558 | 0 | 1888.3152 | 0 | 1886.2196 | 0 | 1886.2097 | 0
[7 empty] | 1132.8715 | 0 | 1888.4899 | 0 | 1886.3939 | 0 | 1886.384 | 0
[7 empty] | 1132.8872 | 0 | 1888.6647 | 0 | 1886.5684 | 0 | 1886.5585 | 0
[7 empty] | 1132.903 | 0 | 1888.8394 | 0 | 1886.7427 | 0 | 1886.7328 | 0
[7 empty] | 1132.9187 | 0 | 1889.0142 | 0 | 1886.9171 | 0 | 1886.9072 | 0
[7 empty] | 1132.9344 | 0 | 1889.1891 | 0 | 1887.0916 | 0 | 1887.0817 | 0
[7 empty] | 1132.9501 | 0 | 1889.3639 | 0 | 1887.266 | 0 | 1887.2561 | 0
[7 empty] | 1132.9658 | 0 | 1889.5388 | 0 | 1887.4406 | 0 | 1887.4307 | 0
[7 empty] | 1132.9816 | 0 | 1889.7137 | 0 | 1887.615 | 0 | 1887.6051 | 0
[7 empty] | 1132.9973 | 0 | 1889.8887 | 0 | 1887.7897 | 0 | 1887.7797 | 0
[7 empty] | 1133.0129 | 0 | 1890.0636 | 0 | 1887.9642 | 0 | 1887.9543 | 0
[7 empty] | 1133.0287 | 0 | 1890.2387 | 0 | 1888.1388 | 0 | 1888.1289 | 0
[7 empty] | 1133.0444 | 0 | 1890.4137 | 0 | 1888.3135 | 0 | 1888.3036 | 0
[7 empty] | 1133.0602 | 0 | 1890.5889 | 0 | 1888.4882 | 0 | 1888.4783 | 0
[7 empty] | 1133.0759 | 0 | 1890.7639 | 0 | 1888.663 | 0 | 1888.6531 | 0
[7 empty] | 1133.0917 | 0 | 1890.9391 | 0 | 1888.8378 | 0 | 1888.8278 | 0
[7 empty] | 1133.1073 | 0 | 1891.1143 | 0 | 1889.0124 | 0 | 1889.0026 | 0
[7 empty] | 1133.123 | 0 | 1891.2895 | 0 | 1889.1874 | 0 | 1889.1774 | 0
[7 empty] | 1133.1388 | 0 | 1891.4647 | 0 | 1889.3622 | 0 | 1889.3523 | 0
[7 empty] | 1133.1545 | 0 | 1891.64 | 0 | 1889.5371 | 0 | 1889.5272 | 0
[7 empty] | 1133.1703 | 0 | 1891.8153 | 0 | 1889.712 | 0 | 1889.7022 | 0
[7 empty] | 1133.1859 | 0 | 1891.9907 | 0 | 1889.887 | 0 | 1889.8771 | 0
[7 empty] | 1133.2017 | 0 | 1892.166 | 0 | 1890.062 | 0 | 1890.052 | 0
[7 empty] | 1133.2174 | 0 | 1892.3414 | 0 | 1890.2369 | 0 | 1890.227 | 0
[7 empty] | 1133.2332 | 0 | 1892.517 | 0 | 1890.412 | 0 | 1890.4021 | 0
[7 empty] | 1133.2489 | 0 | 1892.6924 | 0 | 1890.5872 | 0 | 1890.5772 | 0
[7 empty] | 1133.2646 | 0 | 1892.8679 | 0 | 1890.7622 | 0 | 1890.7523 | 0
[7 empty] | 1133.2804 | 0 | 1893.0435 | 0 | 1890.9374 | 0 | 1890.9275 | 0
[7 empty] | 1133.296 | 0 | 1893.219 | 0 | 1891.1126 | 0 | 1891.1027 | 0
[7 empty] | 1133.3118 | 0 | 1893.3946 | 0 | 1891.2878 | 0 | 1891.2778 | 0
[7 empty] | 1133.3275 | 0 | 1893.5703 | 0 | 1891.463 | 0 | 1891.4531 | 0
[7 empty] | 1133.3433 | 0 | 1893.746 | 0 | 1891.6383 | 0 | 1891.6284 | 0
[7 empty] | 1133.359 | 0 | 1893.9216 | 0 | 1891.8136 | 0 | 1891.8037 | 0
[7 empty] | 1133.3748 | 0 | 1894.0974 | 0 | 1891.989 | 0 | 1891.979 | 0
[7 empty] | 1133.3905 | 0 | 1894.2732 | 0 | 1892.1643 | 0 | 1892.1544 | 0
[7 empty] | 1133.4061 | 0 | 1894.449 | 0 | 1892.3397 | 0 | 1892.3298 | 0
[7 empty] | 1133.4219 | 0 | 1894.6248 | 0 | 1892.5153 | 0 | 1892.5052 | 0
[7 empty] | 1133.4376 | 0 | 1894.8007 | 0 | 1892.6907 | 0 | 1892.6808 | 0
[7 empty] | 1133.4534 | 0 | 1894.9766 | 0 | 1892.8662 | 0 | 1892.8563 | 0
[7 empty] | 1133.4691 | 0 | 1895.1525 | 0 | 1893.0418 | 0 | 1893.0319 | 0
[7 empty] | 1133.4849 | 0 | 1895.3285 | 0 | 1893.2173 | 0 | 1893.2074 | 0
[7 empty] | 1133.5006 | 0 | 1895.5045 | 0 | 1893.3929 | 0 | 1893.3829 | 0
[7 empty] | 1133.5164 | 0 | 1895.6805 | 0 | 1893.5686 | 0 | 1893.5586 | 0
[7 empty] | 1133.5321 | 0 | 1895.8566 | 0 | 1893.7443 | 0 | 1893.7342 | 0
[7 empty] | 1133.5479 | 0 | 1896.0326 | 0 | 1893.9199 | 0 | 1893.91 | 0
[7 empty] | 1133.5636 | 0 | 1896.2087 | 0 | 1894.0957 | 0 | 1894.0857 | 0
[7 empty] | 1133.5792 | 0 | 1896.3849 | 0 | 1894.2715 | 0 | 1894.2615 | 0
[7 empty] | 1133.595 | 0 | 1896.5612 | 0 | 1894.4473 | 0 | 1894.4373 | 0
[7 empty] | 1133.6107 | 0 | 1896.7373 | 0 | 1894.623 | 0 | 1894.6132 | 0
[7 empty] | 1133.6265 | 0 | 1896.9136 | 0 | 1894.799 | 0 | 1894.7891 | 0
[7 empty] | 1133.6422 | 0 | 1897.09 | 0 | 1894.9749 | 0 | 1894.965 | 0
[7 empty] | 1133.658 | 0 | 1897.2662 | 0 | 1895.1508 | 0 | 1895.1409 | 0
[7 empty] | 1133.6737 | 0 | 1897.4426 | 0 | 1895.3268 | 0 | 1895.3168 | 0
[7 empty] | 1133.6895 | 0 | 1897.619 | 0 | 1895.5028 | 0 | 1895.4928 | 0
[7 empty] | 1133.7052 | 0 | 1897.7954 | 0 | 1895.6788 | 0 | 1895.6688 | 0
[7 empty] | 1133.7209 | 0 | 1897.9719 | 0 | 1895.8549 | 0 | 1895.8448 | 0
[7 empty] | 1133.7367 | 0 | 1898.1483 | 0 | 1896.0309 | 0 | 1896.021 | 0
[7 empty] | 1133.7524 | 0 | 1898.3248 | 0 | 1896.207 | 0 | 1896.1971 | 0
[7 empty] | 1133.7682 | 0 | 1898.5015 | 0 | 1896.3832 | 0 | 1896.3733 | 0
[7 empty] | 1133.7839 | 0 | 1898.678 | 0 | 1896.5594 | 0 | 1896.5494 | 0
[7 empty] | 1133.7997 | 0 | 1898.8546 | 0 | 1896.7356 | 0 | 1896.7257 | 0
[7 empty] | 1133.8154 | 0 | 1899.0312 | 0 | 1896.9119 | 0 | 1896.902 | 0
[7 empty] | 1133.8312 | 0 | 1899.208 | 0 | 1897.0883 | 0 | 1897.0783 | 0
[7 empty] | 1133.8469 | 0 | 1899.3848 | 0 | 1897.2645 | 0 | 1897.2546 | 0
[7 empty] | 1133.8627 | 0 | 1899.5615 | 0 | 1897.4409 | 0 | 1897.4309 | 0
[7 empty] | 1133.8784 | 0 | 1899.7383 | 0 | 1897.6173 | 0 | 1897.6073 | 0
[7 empty] | 1133.8942 | 0 | 1899.915 | 0 | 1897.7937 | 0 | 1897.7838 | 0
[7 empty] | 1133.9099 | 0 | 1900.0919 | 0 | 1897.9702 | 0 | 1897.9602 | 0
[7 empty] | 1133.9257 | 0 | 1900.2688 | 0 | 1898.1466 | 0 | 1898.1367 | 0
[7 empty] | 1133.9414 | 0 | 1900.4457 | 0 | 1898.3231 | 0 | 1898.3132 | 0
[7 empty] | 1133.9572 | 0 | 1900.6227 | 0 | 1898.4998 | 0 | 1898.4897 | 0
[7 empty] | 1133.9729 | 0 | 1900.7997 | 0 | 1898.6763 | 0 | 1898.6664 | 0
[7 empty] | 1133.9886 | 0 | 1900.9767 | 0 | 1898.8529 | 0 | 1898.843 | 0
[7 empty] | 1134.0044 | 0 | 1901.1537 | 0 | 1899.0295 | 0 | 1899.0196 | 0
[7 empty] | 1134.0201 | 0 | 1901.3308 | 0 | 1899.2063 | 0 | 1899.1963 | 0
[7 empty] | 1134.0359 | 0 | 1901.5079 | 0 | 1899.3831 | 0 | 1899.373 | 0
[7 empty] | 1134.0516 | 0 | 1901.6851 | 0 | 1899.5598 | 0 | 1899.5498 | 0
[7 empty] | 1134.0674 | 0 | 1901.8623 | 0 | 1899.7366 | 0 | 1899.7266 | 0
[7 empty] | 1134.0831 | 0 | 1902.0394 | 0 | 1899.9133 | 0 | 1899.9034 | 0
[7 empty] | 1134.0989 | 0 | 1902.2167 | 0 | 1900.0902 | 0 | 1900.0802 | 0
[7 empty] | 1134.1146 | 0 | 1902.394 | 0 | 1900.2671 | 0 | 1900.2571 | 0
[7 empty] | 1134.1304 | 0 | 1902.5713 | 0 | 1900.444 | 0 | 1900.4341 | 0
[7 empty] | 1134.1461 | 0 | 1902.7487 | 0 | 1900.621 | 0 | 1900.611 | 0
[7 empty] | 1134.1619 | 0 | 1902.926 | 0 | 1900.798 | 0 | 1900.788 | 0
[7 empty] | 1134.1776 | 0 | 1903.1034 | 0 | 1900.975 | 0 | 1900.965 | 0
[7 empty] | 1134.1934 | 0 | 1903.2809 | 0 | 1901.152 | 0 | 1901.1421 | 0
[7 empty] | 1134.2091 | 0 | 1903.4584 | 0 | 1901.3291 | 0 | 1901.3191 | 0
[7 empty] | 1134.2249 | 0 | 1903.6359 | 0 | 1901.5062 | 0 | 1901.4962 | 0
[7 empty] | 1134.2406 | 0 | 1903.8135 | 0 | 1901.6834 | 0 | 1901.6733 | 0
[7 empty] | 1134.2565 | 0 | 1903.991 | 0 | 1901.8606 | 0 | 1901.8506 | 0
[7 empty] | 1134.2722 | 0 | 1904.1686 | 0 | 1902.0377 | 0 | 1902.0278 | 0
[7 empty] | 1134.288 | 0 | 1904.3463 | 0 | 1902.215 | 0 | 1902.2051 | 0
[7 empty] | 1134.3037 | 0 | 1904.5239 | 0 | 1902.3923 | 0 | 1902.3823 | 0
[7 empty] | 1134.3195 | 0 | 1904.7017 | 0 | 1902.5696 | 0 | 1902.5596 | 0
[7 empty] | 1134.3352 | 0 | 1904.8794 | 0 | 1902.7469 | 0 | 1902.7369 | 0
[7 empty] | 1134.351 | 0 | 1905.0571 | 0 | 1902.9243 | 0 | 1902.9143 | 0
[7 empty] | 1134.3667 | 0 | 1905.235 | 0 | 1903.1017 | 0 | 1903.0918 | 0
[7 empty] | 1134.3824 | 0 | 1905.4128 | 0 | 1903.2792 | 0 | 1903.2692 | 0
[7 empty] | 1134.3982 | 0 | 1905.5907 | 0 | 1903.4567 | 0 | 1903.4467 | 0
[7 empty] | 1134.4139 | 0 | 1905.7686 | 0 | 1903.6342 | 0 | 1903.6242 | 0
[7 empty] | 1134.4298 | 0 | 1905.9465 | 0 | 1903.8118 | 0 | 1903.8018 | 0
[7 empty] | 1134.4456 | 0 | 1906.1245 | 0 | 1903.9893 | 0 | 1903.9793 | 0
[7 empty] | 1134.4613 | 0 | 1906.3025 | 0 | 1904.1669 | 0 | 1904.1569 | 0
[7 empty] | 1134.4771 | 0 | 1906.4806 | 0 | 1904.3445 | 0 | 1904.3346 | 0
[7 empty] | 1134.4928 | 0 | 1906.6587 | 0 | 1904.5222 | 0 | 1904.5122 | 0
[7 empty] | 1134.5085 | 0 | 1906.8368 | 0 | 1904.6999 | 0 | 1904.6899 | 0
[7 empty] | 1134.5243 | 0 | 1907.0149 | 0 | 1904.8777 | 0 | 1904.8677 | 0
[7 empty] | 1134.5402 | 0 | 1907.1931 | 0 | 1905.0554 | 0 | 1905.0454 | 0
[7 empty] | 1134.5559 | 0 | 1907.3713 | 0 | 1905.2333 | 0 | 1905.2233 | 0
[7 empty] | 1134.5717 | 0 | 1907.5496 | 0 | 1905.4111 | 0 | 1905.4011 | 0
[7 empty] | 1134.5874 | 0 | 1907.7278 | 0 | 1905.589 | 0 | 1905.579 | 0
[7 empty] | 1134.6031 | 0 | 1907.9061 | 0 | 1905.7668 | 0 | 1905.757 | 0
[7 empty] | 1134.6189 | 0 | 1908.0845 | 0 | 1905.9448 | 0 | 1905.9348 | 0
[7 empty] | 1134.6346 | 0 | 1908.2628 | 0 | 1906.1228 | 0 | 1906.1128 | 0
[7 empty] | 1134.6505 | 0 | 1908.4413 | 0 | 1906.3008 | 0 | 1906.2908 | 0
[7 empty] | 1134.6663 | 0 | 1908.6196 | 0 | 1906.4789 | 0 | 1906.4689 | 0
[7 empty] | 1134.682 | 0 | 1908.7982 | 0 | 1906.657 | 0 | 1906.647 | 0
[7 empty] | 1134.6978 | 0 | 1908.9767 | 0 | 1906.8351 | 0 | 1906.8251 | 0
[7 empty] | 1134.7135 | 0 | 1909.1552 | 0 | 1907.0132 | 0 | 1907.0032 | 0
[7 empty] | 1134.7292 | 0 | 1909.3337 | 0 | 1907.1914 | 0 | 1907.1814 | 0
[7 empty] | 1134.7451 | 0 | 1909.5124 | 0 | 1907.3696 | 0 | 1907.3596 | 0
[7 empty] | 1134.7609 | 0 | 1909.691 | 0 | 1907.5478 | 0 | 1907.5378 | 0
[7 empty] | 1134.7766 | 0 | 1909.8698 | 0 | 1907.7261 | 0 | 1907.7161 | 0
[7 empty] | 1134.7924 | 0 | 1910.0485 | 0 | 1907.9044 | 0 | 1907.8944 | 0
[7 empty] | 1134.8081 | 0 | 1910.2272 | 0 | 1908.0828 | 0 | 1908.0728 | 0
[7 empty] | 1134.824 | 0 | 1910.4059 | 0 | 1908.2611 | 0 | 1908.2511 | 0
[7 empty] | 1134.8397 | 0 | 1910.5847 | 0 | 1908.4396 | 0 | 1908.4296 | 0
[7 empty] | 1134.8555 | 0 | 1910.7635 | 0 | 1908.6179 | 0 | 1908.6079 | 0
[7 empty] | 1134.8712 | 0 | 1910.9425 | 0 | 1908.7964 | 0 | 1908.7865 | 0
[7 empty] | 1134.8871 | 0 | 1911.1213 | 0 | 1908.975 | 0 | 1908.965 | 0
[7 empty] | 1134.9028 | 0 | 1911.3003 | 0 | 1909.1534 | 0 | 1909.1434 | 0
[7 empty] | 1134.9186 | 0 | 1911.4793 | 0 | 1909.332 | 0 | 1909.322 | 0
[7 empty] | 1134.9343 | 0 | 1911.6583 | 0 | 1909.5106 | 0 | 1909.5007 | 0
[7 empty] | 1134.9501 | 0 | 1911.8374 | 0 | 1909.6893 | 0 | 1909.6793 | 0
[7 empty] | 1134.9659 | 0 | 1912.0165 | 0 | 1909.868 | 0 | 1909.858 | 0
[7 empty] | 1134.9817 | 0 | 1912.1956 | 0 | 1910.0467 | 0 | 1910.0367 | 0
[7 empty] | 1134.9974 | 0 | 1912.3748 | 0 | 1910.2255 | 0 | 1910.2154 | 0
[7 empty] | 1135.0132 | 0 | 1912.5538 | 0 | 1910.4042 | 0 | 1910.3942 | 0
[7 empty] | 1135.0291 | 0 | 1912.733 | 0 | 1910.583 | 0 | 1910.573 | 0
[7 empty] | 1135.0448 | 0 | 1912.9124 | 0 | 1910.7618 | 0 | 1910.7518 | 0
[7 empty] | 1135.0605 | 0 | 1913.0916 | 0 | 1910.9408 | 0 | 1910.9308 | 0
[7 empty] | 1135.0763 | 0 | 1913.2709 | 0 | 1911.1196 | 0 | 1911.1096 | 0
[7 empty] | 1135.0922 | 0 | 1913.4503 | 0 | 1911.2986 | 0 | 1911.2886 | 0
[7 empty] | 1135.1079 | 0 | 1913.6296 | 0 | 1911.4775 | 0 | 1911.4675 | 0
[7 empty] | 1135.1237 | 0 | 1913.8091 | 0 | 1911.6566 | 0 | 1911.6466 | 0
[7 empty] | 1135.1395 | 0 | 1913.9885 | 0 | 1911.8357 | 0 | 1911.8257 | 0
[7 empty] | 1135.1553 | 0 | 1914.168 | 0 | 1912.0148 | 0 | 1912.0048 | 0
[7 empty] | 1135.171 | 0 | 1914.3475 | 0 | 1912.1939 | 0 | 1912.1838 | 0
[7 empty] | 1135.1868 | 0 | 1914.5271 | 0 | 1912.3729 | 0 | 1912.3629 | 0
[7 empty] | 1135.2026 | 0 | 1914.7067 | 0 | 1912.5521 | 0 | 1912.5421 | 0
[7 empty] | 1135.2184 | 0 | 1914.8862 | 0 | 1912.7313 | 0 | 1912.7213 | 0
[7 empty] | 1135.2341 | 0 | 1915.0659 | 0 | 1912.9106 | 0 | 1912.9006 | 0
[7 empty] | 1135.25 | 0 | 1915.2456 | 0 | 1913.0898 | 0 | 1913.0798 | 0
[7 empty] | 1135.2657 | 0 | 1915.4253 | 0 | 1913.2692 | 0 | 1913.2592 | 0
[7 empty] | 1135.2815 | 0 | 1915.6051 | 0 | 1913.4486 | 0 | 1913.4385 | 0
[7 empty] | 1135.2974 | 0 | 1915.7848 | 0 | 1913.6279 | 0 | 1913.6179 | 0
[7 empty] | 1135.3131 | 0 | 1915.9647 | 0 | 1913.8074 | 0 | 1913.7974 | 0
[7 empty] | 1135.3289 | 0 | 1916.1445 | 0 | 1913.9868 | 0 | 1913.9768 | 0
[7 empty] | 1135.3446 | 0 | 1916.3243 | 0 | 1914.1663 | 0 | 1914.1562 | 0
[7 empty] | 1135.3605 | 0 | 1916.5043 | 0 | 1914.3458 | 0 | 1914.3358 | 0
[7 empty] | 1135.3762 | 0 | 1916.6843 | 0 | 1914.5254 | 0 | 1914.5153 | 0
[7 empty] | 1135.392 | 0 | 1916.8643 | 0 | 1914.705 | 0 | 1914.695 | 0
[7 empty] | 1135.4078 | 0 | 1917.0443 | 0 | 1914.8845 | 0 | 1914.8745 | 0
[7 empty] | 1135.4236 | 0 | 1917.2244 | 0 | 1915.0642 | 0 | 1915.0542 | 0
[7 empty] | 1135.4393 | 0 | 1917.4044 | 0 | 1915.2439 | 0 | 1915.2339 | 0
[7 empty] | 1135.4552 | 0 | 1917.5846 | 0 | 1915.4236 | 0 | 1915.4136 | 0
[7 empty] | 1135.4709 | 0 | 1917.7647 | 0 | 1915.6034 | 0 | 1915.5933 | 0
[7 empty] | 1135.4868 | 0 | 1917.945 | 0 | 1915.7831 | 0 | 1915.7731 | 0
[7 empty] | 1135.5026 | 0 | 1918.1251 | 0 | 1915.9629 | 0 | 1915.9529 | 0
[7 empty] | 1135.5183 | 0 | 1918.3054 | 0 | 1916.1428 | 0 | 1916.1328 | 0
[7 empty] | 1135.5342 | 0 | 1918.4857 | 0 | 1916.3226 | 0 | 1916.3126 | 0
[7 empty] | 1135.5499 | 0 | 1918.666 | 0 | 1916.5026 | 0 | 1916.4925 | 0
[7 empty] | 1135.5657 | 0 | 1918.8463 | 0 | 1916.6825 | 0 | 1916.6725 | 0
[7 empty] | 1135.5815 | 0 | 1919.0267 | 0 | 1916.8626 | 0 | 1916.8525 | 0
[7 empty] | 1135.5973 | 0 | 1919.2071 | 0 | 1917.0426 | 0 | 1917.0325 | 0
[7 empty] | 1135.6132 | 0 | 1919.3877 | 0 | 1917.2227 | 0 | 1917.2125 | 0
[7 empty] | 1135.6289 | 0 | 1919.5681 | 0 | 1917.4027 | 0 | 1917.3927 | 0
[7 empty] | 1135.6447 | 0 | 1919.7487 | 0 | 1917.5828 | 0 | 1917.5728 | 0
[7 empty] | 1135.6605 | 0 | 1919.9292 | 0 | 1917.7629 | 0 | 1917.7529 | 0
[7 empty] | 1135.6763 | 0 | 1920.1099 | 0 | 1917.9431 | 0 | 1917.9331 | 0
[7 empty] | 1135.6921 | 0 | 1920.2904 | 0 | 1918.1234 | 0 | 1918.1134 | 0
[7 empty] | 1135.7079 | 0 | 1920.4711 | 0 | 1918.3036 | 0 | 1918.2936 | 0
[7 empty] | 1135.7236 | 0 | 1920.6519 | 0 | 1918.4839 | 0 | 1918.4739 | 0
[7 empty] | 1135.7395 | 0 | 1920.8325 | 0 | 1918.6643 | 0 | 1918.6542 | 0
[7 empty] | 1135.7552 | 0 | 1921.0133 | 0 | 1918.8446 | 0 | 1918.8346 | 0
[7 empty] | 1135.7711 | 0 | 1921.1941 | 0 | 1919.025 | 0 | 1919.015 | 0
[7 empty] | 1135.7869 | 0 | 1921.375 | 0 | 1919.2054 | 0 | 1919.1954 | 0
[7 empty] | 1135.8026 | 0 | 1921.5558 | 0 | 1919.3859 | 0 | 1919.3758 | 0
[7 empty] | 1135.8185 | 0 | 1921.7367 | 0 | 1919.5664 | 0 | 1919.5564 | 0
[7 empty] | 1135.8342 | 0 | 1921.9177 | 0 | 1919.7469 | 0 | 1919.7369 | 0
[7 empty] | 1135.8501 | 0 | 1922.0986 | 0 | 1919.9275 | 0 | 1919.9175 | 0
[7 empty] | 1135.8658 | 0 | 1922.2797 | 0 | 1920.108 | 0 | 1920.098 | 0
[7 empty] | 1135.8817 | 0 | 1922.4607 | 0 | 1920.2887 | 0 | 1920.2787 | 0
[7 empty] | 1135.8975 | 0 | 1922.6417 | 0 | 1920.4694 | 0 | 1920.4594 | 0
[7 empty] | 1135.9133 | 0 | 1922.8229 | 0 | 1920.6501 | 0 | 1920.64 | 0
[7 empty] | 1135.9291 | 0 | 1923.004 | 0 | 1920.8308 | 0 | 1920.8208 | 0
[7 empty] | 1135.9448 | 0 | 1923.1852 | 0 | 1921.0116 | 0 | 1921.0016 | 0
[7 empty] | 1135.9607 | 0 | 1923.3663 | 0 | 1921.1924 | 0 | 1921.1824 | 0
[7 empty] | 1135.9764 | 0 | 1923.5476 | 0 | 1921.3732 | 0 | 1921.3632 | 0
[7 empty] | 1135.9923 | 0 | 1923.7289 | 0 | 1921.5541 | 0 | 1921.5441 | 0
[7 empty] | 1136.0081 | 0 | 1923.9103 | 0 | 1921.735 | 0 | 1921.725 | 0
[7 empty] | 1136.0239 | 0 | 1924.0916 | 0 | 1921.9159 | 0 | 1921.9059 | 0
[7 empty] | 1136.0397 | 0 | 1924.273 | 0 | 1922.0969 | 0 | 1922.0868 | 0
[7 empty] | 1136.0555 | 0 | 1924.4543 | 0 | 1922.2779 | 0 | 1922.2678 | 0
[7 empty] | 1136.0713 | 0 | 1924.6359 | 0 | 1922.459 | 0 | 1922.4488 | 0
[7 empty] | 1136.0872 | 0 | 1924.8173 | 0 | 1922.64 | 0 | 1922.63 | 0
[7 empty] | 1136.1029 | 0 | 1924.9988 | 0 | 1922.8212 | 0 | 1922.811 | 0
[7 empty] | 1136.1188 | 0 | 1925.1804 | 0 | 1923.0023 | 0 | 1922.9922 | 0
[7 empty] | 1136.1345 | 0 | 1925.3619 | 0 | 1923.1835 | 0 | 1923.1733 | 0
[7 empty] | 1136.1504 | 0 | 1925.5436 | 0 | 1923.3646 | 0 | 1923.3546 | 0
[7 empty] | 1136.1661 | 0 | 1925.7252 | 0 | 1923.5459 | 0 | 1923.5359 | 0
[7 empty] | 1136.182 | 0 | 1925.907 | 0 | 1923.7272 | 0 | 1923.7172 | 0
[7 empty] | 1136.1978 | 0 | 1926.0886 | 0 | 1923.9084 | 0 | 1923.8984 | 0
[7 empty] | 1136.2136 | 0 | 1926.2704 | 0 | 1924.0898 | 0 | 1924.0798 | 0
[7 empty] | 1136.2294 | 0 | 1926.4522 | 0 | 1924.2712 | 0 | 1924.2611 | 0
[7 empty] | 1136.2452 | 0 | 1926.634 | 0 | 1924.4526 | 0 | 1924.4426 | 0
[7 empty] | 1136.261 | 0 | 1926.8159 | 0 | 1924.634 | 0 | 1924.624 | 0
[7 empty] | 1136.2769 | 0 | 1926.9978 | 0 | 1924.8156 | 0 | 1924.8055 | 0
[7 empty] | 1136.2927 | 0 | 1927.1797 | 0 | 1924.9971 | 0 | 1924.9871 | 0
[7 empty] | 1136.3085 | 0 | 1927.3617 | 0 | 1925.1786 | 0 | 1925.1686 | 0
[7 empty] | 1136.3243 | 0 | 1927.5437 | 0 | 1925.3602 | 0 | 1925.3501 | 0
[7 empty] | 1136.3401 | 0 | 1927.7257 | 0 | 1925.5419 | 0 | 1925.5317 | 0
[7 empty] | 1136.356 | 0 | 1927.9077 | 0 | 1925.7235 | 0 | 1925.7134 | 0
[7 empty] | 1136.3717 | 0 | 1928.0898 | 0 | 1925.9052 | 0 | 1925.8951 | 0
[7 empty] | 1136.3876 | 0 | 1928.272 | 0 | 1926.0869 | 0 | 1926.0768 | 0
[7 empty] | 1136.4033 | 0 | 1928.4542 | 0 | 1926.2687 | 0 | 1926.2585 | 0
[7 empty] | 1136.4192 | 0 | 1928.6363 | 0 | 1926.4504 | 0 | 1926.4404 | 0
[7 empty] | 1136.4351 | 0 | 1928.8186 | 0 | 1926.6323 | 0 | 1926.6222 | 0
[7 empty] | 1136.4508 | 0 | 1929.0008 | 0 | 1926.8142 | 0 | 1926.8041 | 0
[7 empty] | 1136.4667 | 0 | 1929.1832 | 0 | 1926.9961 | 0 | 1926.986 | 0
[7 empty] | 1136.4824 | 0 | 1929.3656 | 0 | 1927.178 | 0 | 1927.1679 | 0
[7 empty] | 1136.4983 | 0 | 1929.548 | 0 | 1927.36 | 0 | 1927.3499 | 0
[7 empty] | 1136.514 | 0 | 1929.7304 | 0 | 1927.542 | 0 | 1927.5319 | 0
[7 empty] | 1136.5299 | 0 | 1929.9128 | 0 | 1927.724 | 0 | 1927.7139 | 0
[7 empty] | 1136.5458 | 0 | 1930.0952 | 0 | 1927.906 | 0 | 1927.896 | 0
[7 empty] | 1136.5615 | 0 | 1930.2778 | 0 | 1928.0881 | 0 | 1928.078 | 0
[7 empty] | 1136.5774 | 0 | 1930.4603 | 0 | 1928.2703 | 0 | 1928.2601 | 0
[7 empty] | 1136.5931 | 0 | 1930.6429 | 0 | 1928.4524 | 0 | 1928.4424 | 0
[7 empty] | 1136.609 | 0 | 1930.8256 | 0 | 1928.6346 | 0 | 1928.6245 | 0
[7 empty] | 1136.6249 | 0 | 1931.0082 | 0 | 1928.8169 | 0 | 1928.8068 | 0
[7 empty] | 1136.6406 | 0 | 1931.1909 | 0 | 1928.9992 | 0 | 1928.989 | 0
[7 empty] | 1136.6565 | 0 | 1931.3735 | 0 | 1929.1815 | 0 | 1929.1714 | 0
[7 empty] | 1136.6724 | 0 | 1931.5564 | 0 | 1929.3638 | 0 | 1929.3538 | 0
[7 empty] | 1136.6881 | 0 | 1931.7391 | 0 | 1929.5461 | 0 | 1929.5361 | 0
[7 empty] | 1136.704 | 0 | 1931.922 | 0 | 1929.7286 | 0 | 1929.7185 | 0
[7 empty] | 1136.7197 | 0 | 1932.1049 | 0 | 1929.911 | 0 | 1929.901 | 0
[7 empty] | 1136.7356 | 0 | 1932.2877 | 0 | 1930.0935 | 0 | 1930.0834 | 0
[7 empty] | 1136.7515 | 0 | 1932.4707 | 0 | 1930.276 | 0 | 1930.266 | 0
[7 empty] | 1136.7672 | 0 | 1932.6536 | 0 | 1930.4586 | 0 | 1930.4485 | 0
[7 empty] | 1136.7831 | 0 | 1932.8367 | 0 | 1930.6411 | 0 | 1930.6311 | 0
[7 empty] | 1136.799 | 0 | 1933.0196 | 0 | 1930.8238 | 0 | 1930.8137 | 0
[7 empty] | 1136.8147 | 0 | 1933.2028 | 0 | 1931.0065 | 0 | 1930.9963 | 0
[7 empty] | 1136.8306 | 0 | 1933.3859 | 0 | 1931.1891 | 0 | 1931.1791 | 0
[7 empty] | 1136.8464 | 0 | 1933.569 | 0 | 1931.3718 | 0 | 1931.3617 | 0
[7 empty] | 1136.8622 | 0 | 1933.7521 | 0 | 1931.5546 | 0 | 1931.5446 | 0
[7 empty] | 1136.8781 | 0 | 1933.9353 | 0 | 1931.7374 | 0 | 1931.7273 | 0
[7 empty] | 1136.8939 | 0 | 1934.1185 | 0 | 1931.9203 | 0 | 1931.9102 | 0
[7 empty] | 1136.9097 | 0 | 1934.3019 | 0 | 1932.103 | 0 | 1932.093 | 0
[7 empty] | 1136.9255 | 0 | 1934.4852 | 0 | 1932.286 | 0 | 1932.2759 | 0
[7 empty] | 1136.9414 | 0 | 1934.6685 | 0 | 1932.4689 | 0 | 1932.4589 | 0
[7 empty] | 1136.9572 | 0 | 1934.8519 | 0 | 1932.6519 | 0 | 1932.6417 | 0
[7 empty] | 1136.973 | 0 | 1935.0353 | 0 | 1932.8348 | 0 | 1932.8248 | 0
[7 empty] | 1136.9889 | 0 | 1935.2188 | 0 | 1933.0179 | 0 | 1933.0078 | 0
[7 empty] | 1137.0048 | 0 | 1935.4022 | 0 | 1933.2009 | 0 | 1933.1909 | 0
[7 empty] | 1137.0205 | 0 | 1935.5858 | 0 | 1933.384 | 0 | 1933.374 | 0
[7 empty] | 1137.0364 | 0 | 1935.7693 | 0 | 1933.5673 | 0 | 1933.5571 | 0
[7 empty] | 1137.0522 | 0 | 1935.9529 | 0 | 1933.7504 | 0 | 1933.7402 | 0
[7 empty] | 1137.068 | 0 | 1936.1366 | 0 | 1933.9336 | 0 | 1933.9235 | 0
[7 empty] | 1137.0839 | 0 | 1936.3202 | 0 | 1934.1168 | 0 | 1934.1067 | 0
[7 empty] | 1137.0997 | 0 | 1936.5039 | 0 | 1934.3002 | 0 | 1934.29 | 0
[7 empty] | 1137.1156 | 0 | 1936.6876 | 0 | 1934.4834 | 0 | 1934.4733 | 0
[7 empty] | 1137.1313 | 0 | 1936.8713 | 0 | 1934.6668 | 0 | 1934.6566 | 0
[7 empty] | 1137.1472 | 0 | 1937.0552 | 0 | 1934.8501 | 0 | 1934.8401 | 0
[7 empty] | 1137.1631 | 0 | 1937.239 | 0 | 1935.0336 | 0 | 1935.0234 | 0
[7 empty] | 1137.179 | 0 | 1937.4228 | 0 | 1935.217 | 0 | 1935.2069 | 0
[7 empty] | 1137.1947 | 0 | 1937.6068 | 0 | 1935.4005 | 0 | 1935.3904 | 0
[7 empty] | 1137.2106 | 0 | 1937.7908 | 0 | 1935.584 | 0 | 1935.5738 | 0
[7 empty] | 1137.2264 | 0 | 1937.9747 | 0 | 1935.7676 | 0 | 1935.7575 | 0
[7 empty] | 1137.2423 | 0 | 1938.1587 | 0 | 1935.9512 | 0 | 1935.941 | 0
[7 empty] | 1137.2581 | 0 | 1938.3428 | 0 | 1936.1348 | 0 | 1936.1246 | 0
[7 empty] | 1137.2739 | 0 | 1938.5269 | 0 | 1936.3185 | 0 | 1936.3084 | 0
[7 empty] | 1137.2898 | 0 | 1938.7109 | 0 | 1936.5022 | 0 | 1936.4921 | 0
[7 empty] | 1137.3057 | 0 | 1938.8951 | 0 | 1936.6859 | 0 | 1936.6758 | 0
[7 empty] | 1137.3214 | 0 | 1939.0792 | 0 | 1936.8696 | 0 | 1936.8595 | 0
[7 empty] | 1137.3373 | 0 | 1939.2635 | 0 | 1937.0535 | 0 | 1937.0433 | 0
[7 empty] | 1137.3531 | 0 | 1939.4478 | 0 | 1937.2373 | 0 | 1937.2272 | 0
[7 empty] | 1137.369 | 0 | 1939.6321 | 0 | 1937.4211 | 0 | 1937.411 | 0
[7 empty] | 1137.3849 | 0 | 1939.8164 | 0 | 1937.6051 | 0 | 1937.595 | 0
[7 empty] | 1137.4006 | 0 | 1940.0007 | 0 | 1937.7889 | 0 | 1937.7788 | 0
[7 empty] | 1137.4165 | 0 | 1940.1851 | 0 | 1937.9729 | 0 | 1937.9628 | 0
[7 empty] | 1137.4324 | 0 | 1940.3695 | 0 | 1938.157 | 0 | 1938.1469 | 0
[7 empty] | 1137.4482 | 0 | 1940.554 | 0 | 1938.3411 | 0 | 1938.3309 | 0
[7 empty] | 1137.4641 | 0 | 1940.7385 | 0 | 1938.525 | 0 | 1938.5149 | 0
[7 empty] | 1137.4799 | 0 | 1940.923 | 0 | 1938.7092 | 0 | 1938.6991 | 0
[7 empty] | 1137.4957 | 0 | 1941.1075 | 0 | 1938.8933 | 0 | 1938.8832 | 0
[7 empty] | 1137.5116 | 0 | 1941.2922 | 0 | 1939.0775 | 0 | 1939.0674 | 0
[7 empty] | 1137.5275 | 0 | 1941.4768 | 0 | 1939.2617 | 0 | 1939.2516 | 0
[7 empty] | 1137.5433 | 0 | 1941.6615 | 0 | 1939.446 | 0 | 1939.4359 | 0
[7 empty] | 1137.5591 | 0 | 1941.8462 | 0 | 1939.6302 | 0 | 1939.6201 | 0
[7 empty] | 1137.575 | 0 | 1942.031 | 0 | 1939.8146 | 0 | 1939.8044 | 0
[7 empty] | 1137.5908 | 0 | 1942.2157 | 0 | 1939.999 | 0 | 1939.9888 | 0
[7 empty] | 1137.6067 | 0 | 1942.4005 | 0 | 1940.1834 | 0 | 1940.1732 | 0
[7 empty] | 1137.6226 | 0 | 1942.5855 | 0 | 1940.3678 | 0 | 1940.3577 | 0
[7 empty] | 1137.6384 | 0 | 1942.7703 | 0 | 1940.5522 | 0 | 1940.5421 | 0
[7 empty] | 1137.6543 | 0 | 1942.9552 | 0 | 1940.7367 | 0 | 1940.7266 | 0
[7 empty] | 1137.67 | 0 | 1943.1401 | 0 | 1940.9213 | 0 | 1940.9111 | 0
[7 empty] | 1137.6859 | 0 | 1943.3252 | 0 | 1941.1058 | 0 | 1941.0957 | 0
[7 empty] | 1137.7018 | 0 | 1943.5101 | 0 | 1941.2904 | 0 | 1941.2803 | 0
[7 empty] | 1137.7177 | 0 | 1943.6952 | 0 | 1941.4751 | 0 | 1941.465 | 0
[7 empty] | 1137.7335 | 0 | 1943.8804 | 0 | 1941.6598 | 0 | 1941.6497 | 0
[7 empty] | 1137.7494 | 0 | 1944.0654 | 0 | 1941.8445 | 0 | 1941.8344 | 0
[7 empty] | 1137.7653 | 0 | 1944.2506 | 0 | 1942.0292 | 0 | 1942.019 | 0
[7 empty] | 1137.781 | 0 | 1944.4358 | 0 | 1942.214 | 0 | 1942.2039 | 0
[7 empty] | 1137.7969 | 0 | 1944.6211 | 0 | 1942.3988 | 0 | 1942.3887 | 0
[7 empty] | 1137.8127 | 0 | 1944.8064 | 0 | 1942.5836 | 0 | 1942.5735 | 0
[7 empty] | 1137.8286 | 0 | 1944.9917 | 0 | 1942.7686 | 0 | 1942.7584 | 0
[7 empty] | 1137.8445 | 0 | 1945.177 | 0 | 1942.9535 | 0 | 1942.9434 | 0
[7 empty] | 1137.8604 | 0 | 1945.3624 | 0 | 1943.1384 | 0 | 1943.1283 | 0
[7 empty] | 1137.8762 | 0 | 1945.5478 | 0 | 1943.3234 | 0 | 1943.3132 | 0
[7 empty] | 1137.8921 | 0 | 1945.7333 | 0 | 1943.5084 | 0 | 1943.4983 | 0
[7 empty] | 1137.908 | 0 | 1945.9187 | 0 | 1943.6935 | 0 | 1943.6834 | 0
[7 empty] | 1137.9238 | 0 | 1946.1043 | 0 | 1943.8785 | 0 | 1943.8684 | 0
[7 empty] | 1137.9396 | 0 | 1946.2898 | 0 | 1944.0637 | 0 | 1944.0536 | 0
[7 empty] | 1137.9554 | 0 | 1946.4753 | 0 | 1944.2489 | 0 | 1944.2388 | 0
[7 empty] | 1137.9713 | 0 | 1946.661 | 0 | 1944.4341 | 0 | 1944.424 | 0
[7 empty] | 1137.9872 | 0 | 1946.8467 | 0 | 1944.6194 | 0 | 1944.6091 | 0
[7 empty] | 1138.0031 | 0 | 1947.0323 | 0 | 1944.8046 | 0 | 1944.7944 | 0
[7 empty] | 1138.0189 | 0 | 1947.2181 | 0 | 1944.9899 | 0 | 1944.9797 | 0
[7 empty] | 1138.0348 | 0 | 1947.4039 | 0 | 1945.1753 | 0 | 1945.165 | 0
[7 empty] | 1138.0507 | 0 | 1947.5897 | 0 | 1945.3606 | 0 | 1945.3505 | 0
[7 empty] | 1138.0665 | 0 | 1947.7755 | 0 | 1945.546 | 0 | 1945.5359 | 0
[7 empty] | 1138.0824 | 0 | 1947.9614 | 0 | 1945.7314 | 0 | 1945.7213 | 0
[7 empty] | 1138.0983 | 0 | 1948.1473 | 0 | 1945.917 | 0 | 1945.9069 | 0
[7 empty] | 1138.1141 | 0 | 1948.3332 | 0 | 1946.1025 | 0 | 1946.0923 | 0
[7 empty] | 1138.13 | 0 | 1948.5193 | 0 | 1946.2881 | 0 | 1946.2778 | 0
[7 empty] | 1138.1459 | 0 | 1948.7052 | 0 | 1946.4736 | 0 | 1946.4635 | 0
[7 empty] | 1138.1617 | 0 | 1948.8914 | 0 | 1946.6593 | 0 | 1946.649 | 0
[7 empty] | 1138.1776 | 0 | 1949.0774 | 0 | 1946.845 | 0 | 1946.8347 | 0
[7 empty] | 1138.1935 | 0 | 1949.2635 | 0 | 1947.0306 | 0 | 1947.0205 | 0
[7 empty] | 1138.2094 | 0 | 1949.4497 | 0 | 1947.2163 | 0 | 1947.2062 | 0
[7 empty] | 1138.2252 | 0 | 1949.6359 | 0 | 1947.4021 | 0 | 1947.392 | 0
[7 empty] | 1138.2411 | 0 | 1949.8221 | 0 | 1947.5879 | 0 | 1947.5778 | 0
[7 empty] | 1138.257 | 0 | 1950.0083 | 0 | 1947.7738 | 0 | 1947.7635 | 0
[7 empty] | 1138.2728 | 0 | 1950.1947 | 0 | 1947.9596 | 0 | 1947.9495 | 0
[7 empty] | 1138.2887 | 0 | 1950.381 | 0 | 1948.1455 | 0 | 1948.1354 | 0
[7 empty] | 1138.3046 | 0 | 1950.5674 | 0 | 1948.3315 | 0 | 1948.3213 | 0
[7 empty] | 1138.3204 | 0 | 1950.7538 | 0 | 1948.5175 | 0 | 1948.5073 | 0
[7 empty] | 1138.3363 | 0 | 1950.9402 | 0 | 1948.7035 | 0 | 1948.6934 | 0
[7 empty] | 1138.3522 | 0 | 1951.1267 | 0 | 1948.8895 | 0 | 1948.8794 | 0
[7 empty] | 1138.368 | 0 | 1951.3132 | 0 | 1949.0757 | 0 | 1949.0654 | 0
[7 empty] | 1138.3839 | 0 | 1951.4998 | 0 | 1949.2617 | 0 | 1949.2516 | 0
[7 empty] | 1138.3998 | 0 | 1951.6864 | 0 | 1949.4479 | 0 | 1949.4377 | 0
[7 empty] | 1138.4156 | 0 | 1951.8729 | 0 | 1949.6342 | 0 | 1949.6239 | 0
[7 empty] | 1138.4315 | 0 | 1952.0596 | 0 | 1949.8203 | 0 | 1949.8102 | 0
[7 empty] | 1138.4474 | 0 | 1952.2463 | 0 | 1950.0066 | 0 | 1949.9965 | 0
[7 empty] | 1138.4633 | 0 | 1952.4331 | 0 | 1950.1929 | 0 | 1950.1827 | 0
[7 empty] | 1138.4791 | 0 | 1952.6198 | 0 | 1950.3793 | 0 | 1950.369 | 0
[7 empty] | 1138.495 | 0 | 1952.8066 | 0 | 1950.5656 | 0 | 1950.5554 | 0
[7 empty] | 1138.5109 | 0 | 1952.9934 | 0 | 1950.7521 | 0 | 1950.7418 | 0
[7 empty] | 1138.5267 | 0 | 1953.1803 | 0 | 1950.9385 | 0 | 1950.9282 | 0
[7 empty] | 1138.5426 | 0 | 1953.3672 | 0 | 1951.125 | 0 | 1951.1147 | 0
[7 empty] | 1138.5585 | 0 | 1953.5542 | 0 | 1951.3114 | 0 | 1951.3013 | 0
[7 empty] | 1138.5743 | 0 | 1953.7411 | 0 | 1951.498 | 0 | 1951.4878 | 0
[7 empty] | 1138.5902 | 0 | 1953.9281 | 0 | 1951.6846 | 0 | 1951.6744 | 0
[7 empty] | 1138.6061 | 0 | 1954.1152 | 0 | 1951.8712 | 0 | 1951.861 | 0
[7 empty] | 1138.6219 | 0 | 1954.3022 | 0 | 1952.0579 | 0 | 1952.0477 | 0
[7 empty] | 1138.6378 | 0 | 1954.4894 | 0 | 1952.2445 | 0 | 1952.2344 | 0
[7 empty] | 1138.6537 | 0 | 1954.6766 | 0 | 1952.4313 | 0 | 1952.4211 | 0
[7 empty] | 1138.6697 | 0 | 1954.8638 | 0 | 1952.618 | 0 | 1952.6079 | 0
[7 empty] | 1138.6855 | 0 | 1955.051 | 0 | 1952.8048 | 0 | 1952.7947 | 0
[7 empty] | 1138.7014 | 0 | 1955.2383 | 0 | 1952.9917 | 0 | 1952.9814 | 0
[7 empty] | 1138.7173 | 0 | 1955.4255 | 0 | 1953.1786 | 0 | 1953.1683 | 0
[7 empty] | 1138.7332 | 0 | 1955.6129 | 0 | 1953.3655 | 0 | 1953.3552 | 0
[7 empty] | 1138.749 | 0 | 1955.8003 | 0 | 1953.5524 | 0 | 1953.5422 | 0
[7 empty] | 1138.7649 | 0 | 1955.9877 | 0 | 1953.7394 | 0 | 1953.7293 | 0
[7 empty] | 1138.7808 | 0 | 1956.1752 | 0 | 1953.9264 | 0 | 1953.9163 | 0
[7 empty] | 1138.7966 | 0 | 1956.3627 | 0 | 1954.1134 | 0 | 1954.1033 | 0
[7 empty] | 1138.8125 | 0 | 1956.5502 | 0 | 1954.3005 | 0 | 1954.2903 | 0
[7 empty] | 1138.8285 | 0 | 1956.7377 | 0 | 1954.4877 | 0 | 1954.4774 | 0
[7 empty] | 1138.8444 | 0 | 1956.9253 | 0 | 1954.6748 | 0 | 1954.6647 | 0
[7 empty] | 1138.8602 | 0 | 1957.1129 | 0 | 1954.8621 | 0 | 1954.8518 | 0
[7 empty] | 1138.8761 | 0 | 1957.3005 | 0 | 1955.0492 | 0 | 1955.0391 | 0
[7 empty] | 1138.892 | 0 | 1957.4883 | 0 | 1955.2365 | 0 | 1955.2263 | 0
[7 empty] | 1138.9078 | 0 | 1957.676 | 0 | 1955.4238 | 0 | 1955.4136 | 0
[7 empty] | 1138.9237 | 0 | 1957.8638 | 0 | 1955.6111 | 0 | 1955.601 | 0
[7 empty] | 1138.9397 | 0 | 1958.0515 | 0 | 1955.7985 | 0 | 1955.7883 | 0
[7 empty] | 1138.9556 | 0 | 1958.2394 | 0 | 1955.986 | 0 | 1955.9757 | 0
[7 empty] | 1138.9714 | 0 | 1958.4272 | 0 | 1956.1733 | 0 | 1956.1632 | 0
[7 empty] | 1138.9873 | 0 | 1958.6152 | 0 | 1956.3608 | 0 | 1956.3506 | 0
[7 empty] | 1139.0032 | 0 | 1958.8031 | 0 | 1956.5483 | 0 | 1956.5382 | 0
[7 empty] | 1139.019 | 0 | 1958.9911 | 0 | 1956.736 | 0 | 1956.7257 | 0
[7 empty] | 1139.0349 | 0 | 1959.1792 | 0 | 1956.9235 | 0 | 1956.9133 | 0
[7 empty] | 1139.0509 | 0 | 1959.3672 | 0 | 1957.1111 | 0 | 1957.101 | 0
[7 empty] | 1139.0668 | 0 | 1959.5553 | 0 | 1957.2988 | 0 | 1957.2886 | 0
[7 empty] | 1139.0826 | 0 | 1959.7434 | 0 | 1957.4865 | 0 | 1957.4763 | 0
[7 empty] | 1139.0985 | 0 | 1959.9316 | 0 | 1957.6742 | 0 | 1957.6641 | 0
[7 empty] | 1139.1144 | 0 | 1960.1198 | 0 | 1957.8619 | 0 | 1957.8518 | 0
[7 empty] | 1139.1304 | 0 | 1960.308 | 0 | 1958.0498 | 0 | 1958.0395 | 0
[7 empty] | 1139.1462 | 0 | 1960.4963 | 0 | 1958.2377 | 0 | 1958.2274 | 0
[7 empty] | 1139.1621 | 0 | 1960.6846 | 0 | 1958.4255 | 0 | 1958.4153 | 0
[7 empty] | 1139.178 | 0 | 1960.8729 | 0 | 1958.6134 | 0 | 1958.6031 | 0
[7 empty] | 1139.1938 | 0 | 1961.0614 | 0 | 1958.8014 | 0 | 1958.7911 | 0
[7 empty] | 1139.2098 | 0 | 1961.2498 | 0 | 1958.9894 | 0 | 1958.9791 | 0
[7 empty] | 1139.2257 | 0 | 1961.4382 | 0 | 1959.1774 | 0 | 1959.1671 | 0
[7 empty] | 1139.2416 | 0 | 1961.6267 | 0 | 1959.3655 | 0 | 1959.3552 | 0
[7 empty] | 1139.2574 | 0 | 1961.8152 | 0 | 1959.5536 | 0 | 1959.5433 | 0
[7 empty] | 1139.2733 | 0 | 1962.0038 | 0 | 1959.7417 | 0 | 1959.7314 | 0
[7 empty] | 1139.2893 | 0 | 1962.1924 | 0 | 1959.9298 | 0 | 1959.9196 | 0
[7 empty] | 1139.3052 | 0 | 1962.381 | 0 | 1960.118 | 0 | 1960.1078 | 0
[7 empty] | 1139.321 | 0 | 1962.5697 | 0 | 1960.3063 | 0 | 1960.296 | 0
[7 empty] | 1139.3369 | 0 | 1962.7584 | 0 | 1960.4945 | 0 | 1960.4842 | 0
[7 empty] | 1139.3529 | 0 | 1962.9471 | 0 | 1960.6829 | 0 | 1960.6726 | 0
[7 empty] | 1139.3688 | 0 | 1963.136 | 0 | 1960.8712 | 0 | 1960.861 | 0
[7 empty] | 1139.3846 | 0 | 1963.3247 | 0 | 1961.0596 | 0 | 1961.0493 | 0
[7 empty] | 1139.4005 | 0 | 1963.5137 | 0 | 1961.248 | 0 | 1961.2378 | 0
[7 empty] | 1139.4165 | 0 | 1963.7025 | 0 | 1961.4364 | 0 | 1961.4263 | 0
[7 empty] | 1139.4324 | 0 | 1963.8915 | 0 | 1961.625 | 0 | 1961.6147 | 0
[7 empty] | 1139.4482 | 0 | 1964.0804 | 0 | 1961.8135 | 0 | 1961.8032 | 0
[7 empty] | 1139.4641 | 0 | 1964.2694 | 0 | 1962.0021 | 0 | 1961.9918 | 0
[7 empty] | 1139.4801 | 0 | 1964.4584 | 0 | 1962.1907 | 0 | 1962.1804 | 0
[7 empty] | 1139.496 | 0 | 1964.6475 | 0 | 1962.3793 | 0 | 1962.369 | 0
[7 empty] | 1139.5118 | 0 | 1964.8365 | 0 | 1962.568 | 0 | 1962.5577 | 0
[7 empty] | 1139.5277 | 0 | 1965.0258 | 0 | 1962.7566 | 0 | 1962.7465 | 0
[7 empty] | 1139.5437 | 0 | 1965.215 | 0 | 1962.9454 | 0 | 1962.9352 | 0
[7 empty] | 1139.5596 | 0 | 1965.4042 | 0 | 1963.1342 | 0 | 1963.1239 | 0
[7 empty] | 1139.5754 | 0 | 1965.5934 | 0 | 1963.323 | 0 | 1963.3127 | 0
[7 empty] | 1139.5914 | 0 | 1965.7827 | 0 | 1963.5118 | 0 | 1963.5016 | 0
[7 empty] | 1139.6073 | 0 | 1965.9721 | 0 | 1963.7007 | 0 | 1963.6904 | 0
[7 empty] | 1139.6232 | 0 | 1966.1614 | 0 | 1963.8897 | 0 | 1963.8794 | 0
[7 empty] | 1139.639 | 0 | 1966.3508 | 0 | 1964.0786 | 0 | 1964.0684 | 0
[7 empty] | 1139.655 | 0 | 1966.5402 | 0 | 1964.2676 | 0 | 1964.2573 | 0
[7 empty] | 1139.6709 | 0 | 1966.7297 | 0 | 1964.4567 | 0 | 1964.4464 | 0
[7 empty] | 1139.6868 | 0 | 1966.9192 | 0 | 1964.6457 | 0 | 1964.6355 | 0
[7 empty] | 1139.7028 | 0 | 1967.1088 | 0 | 1964.8348 | 0 | 1964.8246 | 0
[7 empty] | 1139.7186 | 0 | 1967.2983 | 0 | 1965.0239 | 0 | 1965.0137 | 0
[7 empty] | 1139.7345 | 0 | 1967.4879 | 0 | 1965.2131 | 0 | 1965.2029 | 0
[7 empty] | 1139.7505 | 0 | 1967.6776 | 0 | 1965.4023 | 0 | 1965.3921 | 0
[7 empty] | 1139.7664 | 0 | 1967.8673 | 0 | 1965.5917 | 0 | 1965.5814 | 0
[7 empty] | 1139.7822 | 0 | 1968.057 | 0 | 1965.7809 | 0 | 1965.7706 | 0
[7 empty] | 1139.7982 | 0 | 1968.2468 | 0 | 1965.9702 | 0 | 1965.96 | 0
[7 empty] | 1139.8141 | 0 | 1968.4367 | 0 | 1966.1597 | 0 | 1966.1494 | 0
[7 empty] | 1139.83 | 0 | 1968.6265 | 0 | 1966.349 | 0 | 1966.3387 | 0
[7 empty] | 1139.8459 | 0 | 1968.8163 | 0 | 1966.5385 | 0 | 1966.5282 | 0
[7 empty] | 1139.8618 | 0 | 1969.0062 | 0 | 1966.7279 | 0 | 1966.7177 | 0
[7 empty] | 1139.8777 | 0 | 1969.1962 | 0 | 1966.9175 | 0 | 1966.9072 | 0
[7 empty] | 1139.8937 | 0 | 1969.3861 | 0 | 1967.1069 | 0 | 1967.0967 | 0
[7 empty] | 1139.9095 | 0 | 1969.5762 | 0 | 1967.2965 | 0 | 1967.2863 | 0
[7 empty] | 1139.9255 | 0 | 1969.7662 | 0 | 1967.4862 | 0 | 1967.476 | 0
[7 empty] | 1139.9414 | 0 | 1969.9563 | 0 | 1967.6758 | 0 | 1967.6655 | 0
[7 empty] | 1139.9573 | 0 | 1970.1465 | 0 | 1967.8655 | 0 | 1967.8552 | 0
[7 empty] | 1139.9733 | 0 | 1970.3367 | 0 | 1968.0553 | 0 | 1968.045 | 0
[7 empty] | 1139.9891 | 0 | 1970.5269 | 0 | 1968.245 | 0 | 1968.2347 | 0
[7 empty] | 1140.005 | 0 | 1970.717 | 0 | 1968.4348 | 0 | 1968.4246 | 0
[7 empty] | 1140.021 | 0 | 1970.9073 | 0 | 1968.6246 | 0 | 1968.6144 | 0
[7 empty] | 1140.0369 | 0 | 1971.0977 | 0 | 1968.8146 | 0 | 1968.8043 | 0
[7 empty] | 1140.0529 | 0 | 1971.288 | 0 | 1969.0044 | 0 | 1968.9941 | 0
[7 empty] | 1140.0687 | 0 | 1971.4784 | 0 | 1969.1945 | 0 | 1969.1841 | 0
[7 empty] | 1140.0846 | 0 | 1971.6688 | 0 | 1969.3844 | 0 | 1969.3742 | 0
[7 empty] | 1140.1006 | 0 | 1971.8592 | 0 | 1969.5745 | 0 | 1969.5641 | 0
[7 empty] | 1140.1165 | 0 | 1972.0498 | 0 | 1969.7644 | 0 | 1969.7541 | 0
[7 empty] | 1140.1324 | 0 | 1972.2404 | 0 | 1969.9546 | 0 | 1969.9443 | 0
[7 empty] | 1140.1483 | 0 | 1972.4309 | 0 | 1970.1446 | 0 | 1970.1344 | 0
[7 empty] | 1140.1643 | 0 | 1972.6215 | 0 | 1970.3348 | 0 | 1970.3246 | 0
[7 empty] | 1140.1802 | 0 | 1972.8121 | 0 | 1970.525 | 0 | 1970.5148 | 0
[7 empty] | 1140.196 | 0 | 1973.0028 | 0 | 1970.7153 | 0 | 1970.7051 | 0
[7 empty] | 1140.212 | 0 | 1973.1936 | 0 | 1970.9056 | 0 | 1970.8953 | 0
[7 empty] | 1140.2279 | 0 | 1973.3843 | 0 | 1971.0959 | 0 | 1971.0856 | 0
[7 empty] | 1140.2439 | 0 | 1973.5751 | 0 | 1971.2863 | 0 | 1971.276 | 0
[7 empty] | 1140.2598 | 0 | 1973.766 | 0 | 1971.4767 | 0 | 1971.4663 | 0
[7 empty] | 1140.2758 | 0 | 1973.9568 | 0 | 1971.6671 | 0 | 1971.6567 | 0
[7 empty] | 1140.2916 | 0 | 1974.1477 | 0 | 1971.8575 | 0 | 1971.8473 | 0
[7 empty] | 1140.3076 | 0 | 1974.3386 | 0 | 1972.048 | 0 | 1972.0377 | 0
[7 empty] | 1140.3235 | 0 | 1974.5297 | 0 | 1972.2385 | 0 | 1972.2283 | 0
[7 empty] | 1140.3394 | 0 | 1974.7207 | 0 | 1972.4291 | 0 | 1972.4188 | 0
[7 empty] | 1140.3553 | 0 | 1974.9117 | 0 | 1972.6198 | 0 | 1972.6095 | 0
[7 empty] | 1140.3712 | 0 | 1975.1028 | 0 | 1972.8104 | 0 | 1972.8001 | 0
[7 empty] | 1140.3872 | 0 | 1975.2939 | 0 | 1973.0011 | 0 | 1972.9908 | 0
[7 empty] | 1140.4031 | 0 | 1975.4851 | 0 | 1973.1918 | 0 | 1973.1815 | 0
[7 empty] | 1140.4191 | 0 | 1975.6763 | 0 | 1973.3826 | 0 | 1973.3723 | 0
[7 empty] | 1140.4349 | 0 | 1975.8675 | 0 | 1973.5734 | 0 | 1973.5631 | 0
[7 empty] | 1140.4509 | 0 | 1976.0588 | 0 | 1973.7642 | 0 | 1973.7539 | 0
[7 empty] | 1140.4668 | 0 | 1976.2501 | 0 | 1973.9551 | 0 | 1973.9447 | 0
[7 empty] | 1140.4828 | 0 | 1976.4415 | 0 | 1974.146 | 0 | 1974.1356 | 0
[7 empty] | 1140.4987 | 0 | 1976.6328 | 0 | 1974.3369 | 0 | 1974.3265 | 0
[7 empty] | 1140.5146 | 0 | 1976.8242 | 0 | 1974.5278 | 0 | 1974.5176 | 0
[7 empty] | 1140.5305 | 0 | 1977.0158 | 0 | 1974.7189 | 0 | 1974.7086 | 0
[7 empty] | 1140.5465 | 0 | 1977.2073 | 0 | 1974.9099 | 0 | 1974.8997 | 0
[7 empty] | 1140.5624 | 0 | 1977.3988 | 0 | 1975.1011 | 0 | 1975.0907 | 0
[7 empty] | 1140.5784 | 0 | 1977.5903 | 0 | 1975.2921 | 0 | 1975.2819 | 0
[7 empty] | 1140.5942 | 0 | 1977.782 | 0 | 1975.4833 | 0 | 1975.473 | 0
[7 empty] | 1140.6102 | 0 | 1977.9736 | 0 | 1975.6746 | 0 | 1975.6642 | 0
[7 empty] | 1140.6261 | 0 | 1978.1653 | 0 | 1975.8657 | 0 | 1975.8555 | 0
[7 empty] | 1140.6421 | 0 | 1978.3571 | 0 | 1976.057 | 0 | 1976.0467 | 0
[7 empty] | 1140.6581 | 0 | 1978.5487 | 0 | 1976.2483 | 0 | 1976.238 | 0
[7 empty] | 1140.674 | 0 | 1978.7406 | 0 | 1976.4397 | 0 | 1976.4294 | 0
[7 empty] | 1140.6899 | 0 | 1978.9324 | 0 | 1976.6311 | 0 | 1976.6207 | 0
[7 empty] | 1140.7058 | 0 | 1979.1243 | 0 | 1976.8225 | 0 | 1976.8123 | 0
[7 empty] | 1140.7218 | 0 | 1979.3162 | 0 | 1977.0139 | 0 | 1977.0037 | 0
[7 empty] | 1140.7377 | 0 | 1979.5081 | 0 | 1977.2054 | 0 | 1977.1952 | 0
[7 empty] | 1140.7537 | 0 | 1979.7001 | 0 | 1977.397 | 0 | 1977.3867 | 0
[7 empty] | 1140.7695 | 0 | 1979.8921 | 0 | 1977.5885 | 0 | 1977.5783 | 0
[7 empty] | 1140.7855 | 0 | 1980.0841 | 0 | 1977.7802 | 0 | 1977.7699 | 0
[7 empty] | 1140.8015 | 0 | 1980.2762 | 0 | 1977.9718 | 0 | 1977.9615 | 0
[7 empty] | 1140.8174 | 0 | 1980.4684 | 0 | 1978.1635 | 0 | 1978.1532 | 0
[7 empty] | 1140.8334 | 0 | 1980.6605 | 0 | 1978.3552 | 0 | 1978.3448 | 0
[7 empty] | 1140.8492 | 0 | 1980.8528 | 0 | 1978.547 | 0 | 1978.5366 | 0
[7 empty] | 1140.8652 | 0 | 1981.0449 | 0 | 1978.7388 | 0 | 1978.7285 | 0
[7 empty] | 1140.8811 | 0 | 1981.2373 | 0 | 1978.9305 | 0 | 1978.9203 | 0
[7 empty] | 1140.8971 | 0 | 1981.4296 | 0 | 1979.1224 | 0 | 1979.1122 | 0
[7 empty] | 1140.9131 | 0 | 1981.6219 | 0 | 1979.3143 | 0 | 1979.3041 | 0
[7 empty] | 1140.929 | 0 | 1981.8143 | 0 | 1979.5064 | 0 | 1979.496 | 0
[7 empty] | 1140.9449 | 0 | 1982.0067 | 0 | 1979.6982 | 0 | 1979.688 | 0
[7 empty] | 1140.9608 | 0 | 1982.1992 | 0 | 1979.8903 | 0 | 1979.88 | 0
[7 empty] | 1140.9768 | 0 | 1982.3917 | 0 | 1980.0824 | 0 | 1980.072 | 0
[7 empty] | 1140.9928 | 0 | 1982.5842 | 0 | 1980.2744 | 0 | 1980.2642 | 0
[7 empty] | 1141.0087 | 0 | 1982.7769 | 0 | 1980.4666 | 0 | 1980.4563 | 0
[7 empty] | 1141.0247 | 0 | 1982.9695 | 0 | 1980.6588 | 0 | 1980.6484 | 0
[7 empty] | 1141.0406 | 0 | 1983.1621 | 0 | 1980.851 | 0 | 1980.8406 | 0
[7 empty] | 1141.0565 | 0 | 1983.3547 | 0 | 1981.0432 | 0 | 1981.0328 | 0
[7 empty] | 1141.0725 | 0 | 1983.5475 | 0 | 1981.2355 | 0 | 1981.2251 | 0
[7 empty] | 1141.0884 | 0 | 1983.7402 | 0 | 1981.4277 | 0 | 1981.4175 | 0
[7 empty] | 1141.1044 | 0 | 1983.9331 | 0 | 1981.6201 | 0 | 1981.6099 | 0
[7 empty] | 1141.1204 | 0 | 1984.126 | 0 | 1981.8125 | 0 | 1981.8022 | 0
[7 empty] | 1141.1362 | 0 | 1984.3189 | 0 | 1982.005 | 0 | 1981.9946 | 0
[7 empty] | 1141.1522 | 0 | 1984.5117 | 0 | 1982.1974 | 0 | 1982.1871 | 0
[7 empty] | 1141.1682 | 0 | 1984.7047 | 0 | 1982.3899 | 0 | 1982.3796 | 0
[7 empty] | 1141.1841 | 0 | 1984.8977 | 0 | 1982.5825 | 0 | 1982.5721 | 0
[7 empty] | 1141.2001 | 0 | 1985.0907 | 0 | 1982.775 | 0 | 1982.7648 | 0
[7 empty] | 1141.2161 | 0 | 1985.2837 | 0 | 1982.9677 | 0 | 1982.9573 | 0
[7 empty] | 1141.2319 | 0 | 1985.4768 | 0 | 1983.1603 | 0 | 1983.15 | 0
[7 empty] | 1141.2479 | 0 | 1985.67 | 0 | 1983.353 | 0 | 1983.3427 | 0
[7 empty] | 1141.2639 | 0 | 1985.8632 | 0 | 1983.5458 | 0 | 1983.5354 | 0
[7 empty] | 1141.2798 | 0 | 1986.0564 | 0 | 1983.7385 | 0 | 1983.7281 | 0
[7 empty] | 1141.2958 | 0 | 1986.2496 | 0 | 1983.9313 | 0 | 1983.921 | 0
[7 empty] | 1141.3118 | 0 | 1986.4429 | 0 | 1984.1242 | 0 | 1984.1138 | 0
[7 empty] | 1141.3276 | 0 | 1986.6362 | 0 | 1984.317 | 0 | 1984.3066 | 0
[7 empty] | 1141.3436 | 0 | 1986.8296 | 0 | 1984.5099 | 0 | 1984.4996 | 0
[7 empty] | 1141.3596 | 0 | 1987.0231 | 0 | 1984.7029 | 0 | 1984.6925 | 0
[7 empty] | 1141.3756 | 0 | 1987.2164 | 0 | 1984.8959 | 0 | 1984.8855 | 0
[7 empty] | 1141.3915 | 0 | 1987.4099 | 0 | 1985.0889 | 0 | 1985.0786 | 0
[7 empty] | 1141.4075 | 0 | 1987.6035 | 0 | 1985.282 | 0 | 1985.2716 | 0
[7 empty] | 1141.4235 | 0 | 1987.797 | 0 | 1985.4751 | 0 | 1985.4647 | 0
[7 empty] | 1141.4393 | 0 | 1987.9906 | 0 | 1985.6682 | 0 | 1985.6578 | 0
[7 empty] | 1141.4553 | 0 | 1988.1842 | 0 | 1985.8613 | 0 | 1985.8511 | 0
[7 empty] | 1141.4713 | 0 | 1988.3779 | 0 | 1986.0546 | 0 | 1986.0442 | 0
[7 empty] | 1141.4873 | 0 | 1988.5717 | 0 | 1986.2478 | 0 | 1986.2376 | 0
[7 empty] | 1141.5032 | 0 | 1988.7654 | 0 | 1986.4412 | 0 | 1986.4308 | 0
[7 empty] | 1141.5192 | 0 | 1988.9591 | 0 | 1986.6345 | 0 | 1986.6242 | 0
[7 empty] | 1141.5352 | 0 | 1989.1529 | 0 | 1986.8279 | 0 | 1986.8175 | 0
[7 empty] | 1141.5511 | 0 | 1989.3468 | 0 | 1987.0212 | 0 | 1987.0109 | 0
[7 empty] | 1141.567 | 0 | 1989.5406 | 0 | 1987.2147 | 0 | 1987.2043 | 0
[7 empty] | 1141.583 | 0 | 1989.7346 | 0 | 1987.4082 | 0 | 1987.3978 | 0
[7 empty] | 1141.599 | 0 | 1989.9286 | 0 | 1987.6017 | 0 | 1987.5913 | 0
[7 empty] | 1141.615 | 0 | 1990.1226 | 0 | 1987.7952 | 0 | 1987.7849 | 0
[7 empty] | 1141.6309 | 0 | 1990.3166 | 0 | 1987.9888 | 0 | 1987.9785 | 0
[7 empty] | 1141.6469 | 0 | 1990.5107 | 0 | 1988.1825 | 0 | 1988.1721 | 0
[7 empty] | 1141.6628 | 0 | 1990.7048 | 0 | 1988.3761 | 0 | 1988.3657 | 0
[7 empty] | 1141.6788 | 0 | 1990.899 | 0 | 1988.5698 | 0 | 1988.5594 | 0
[7 empty] | 1141.6947 | 0 | 1991.0933 | 0 | 1988.7635 | 0 | 1988.7532 | 0
[7 empty] | 1141.7107 | 0 | 1991.2875 | 0 | 1988.9573 | 0 | 1988.947 | 0
[7 empty] | 1141.7267 | 0 | 1991.4817 | 0 | 1989.1511 | 0 | 1989.1408 | 0
[7 empty] | 1141.7427 | 0 | 1991.676 | 0 | 1989.345 | 0 | 1989.3346 | 0
[7 empty] | 1141.7585 | 0 | 1991.8704 | 0 | 1989.5389 | 0 | 1989.5286 | 0
[7 empty] | 1141.7745 | 0 | 1992.0647 | 0 | 1989.7328 | 0 | 1989.7224 | 0
[7 empty] | 1141.7905 | 0 | 1992.2592 | 0 | 1989.9268 | 0 | 1989.9164 | 0
[7 empty] | 1141.8065 | 0 | 1992.4536 | 0 | 1990.1209 | 0 | 1990.1105 | 0
[7 empty] | 1141.8225 | 0 | 1992.6482 | 0 | 1990.3148 | 0 | 1990.3044 | 0
[7 empty] | 1141.8384 | 0 | 1992.8427 | 0 | 1990.5089 | 0 | 1990.4985 | 0
[7 empty] | 1141.8544 | 0 | 1993.0372 | 0 | 1990.703 | 0 | 1990.6927 | 0
[7 empty] | 1141.8704 | 0 | 1993.2318 | 0 | 1990.8972 | 0 | 1990.8868 | 0
[7 empty] | 1141.8864 | 0 | 1993.4265 | 0 | 1991.0914 | 0 | 1991.0811 | 0
[7 empty] | 1141.9023 | 0 | 1993.6212 | 0 | 1991.2856 | 0 | 1991.2753 | 0
[7 empty] | 1141.9183 | 0 | 1993.8159 | 0 | 1991.4799 | 0 | 1991.4696 | 0
[7 empty] | 1141.9342 | 0 | 1994.0107 | 0 | 1991.6742 | 0 | 1991.6638 | 0
[7 empty] | 1141.9502 | 0 | 1994.2054 | 0 | 1991.8685 | 0 | 1991.8582 | 0
[7 empty] | 1141.9662 | 0 | 1994.4004 | 0 | 1992.063 | 0 | 1992.0526 | 0
[7 empty] | 1141.9822 | 0 | 1994.5952 | 0 | 1992.2573 | 0 | 1992.2469 | 0
[7 empty] | 1141.9982 | 0 | 1994.7902 | 0 | 1992.4518 | 0 | 1992.4415 | 0
[7 empty] | 1142.0142 | 0 | 1994.9851 | 0 | 1992.6464 | 0 | 1992.636 | 0
[7 empty] | 1142.03 | 0 | 1995.18 | 0 | 1992.8408 | 0 | 1992.8304 | 0
[7 empty] | 1142.046 | 0 | 1995.3751 | 0 | 1993.0354 | 0 | 1993.025 | 0
[7 empty] | 1142.062 | 0 | 1995.5702 | 0 | 1993.2301 | 0 | 1993.2197 | 0
[7 empty] | 1142.078 | 0 | 1995.7653 | 0 | 1993.4247 | 0 | 1993.4143 | 0
[7 empty] | 1142.094 | 0 | 1995.9605 | 0 | 1993.6194 | 0 | 1993.609 | 0
[7 empty] | 1142.11 | 0 | 1996.1556 | 0 | 1993.8141 | 0 | 1993.8037 | 0
[7 empty] | 1142.126 | 0 | 1996.3508 | 0 | 1994.0089 | 0 | 1993.9985 | 0
[7 empty] | 1142.142 | 0 | 1996.5461 | 0 | 1994.2037 | 0 | 1994.1934 | 0
[7 empty] | 1142.1578 | 0 | 1996.7415 | 0 | 1994.3986 | 0 | 1994.3882 | 0
[7 empty] | 1142.1738 | 0 | 1996.9368 | 0 | 1994.5934 | 0 | 1994.583 | 0
[7 empty] | 1142.1898 | 0 | 1997.1321 | 0 | 1994.7883 | 0 | 1994.7779 | 0
[7 empty] | 1142.2058 | 0 | 1997.3275 | 0 | 1994.9833 | 0 | 1994.9729 | 0
[7 empty] | 1142.2218 | 0 | 1997.523 | 0 | 1995.1783 | 0 | 1995.1679 | 0
[7 empty] | 1142.2378 | 0 | 1997.7185 | 0 | 1995.3733 | 0 | 1995.3629 | 0
[7 empty] | 1142.2538 | 0 | 1997.9141 | 0 | 1995.5684 | 0 | 1995.558 | 0
[7 empty] | 1142.2698 | 0 | 1998.1096 | 0 | 1995.7635 | 0 | 1995.7532 | 0
[7 empty] | 1142.2858 | 0 | 1998.3052 | 0 | 1995.9586 | 0 | 1995.9482 | 0
[7 empty] | 1142.3018 | 0 | 1998.5008 | 0 | 1996.1538 | 0 | 1996.1434 | 0
[7 empty] | 1142.3176 | 0 | 1998.6965 | 0 | 1996.349 | 0 | 1996.3386 | 0
[7 empty] | 1142.3336 | 0 | 1998.8922 | 0 | 1996.5443 | 0 | 1996.5339 | 0
[7 empty] | 1142.3496 | 0 | 1999.088 | 0 | 1996.7396 | 0 | 1996.7293 | 0
[7 empty] | 1142.3656 | 0 | 1999.2838 | 0 | 1996.9349 | 0 | 1996.9246 | 0
[7 empty] | 1142.3816 | 0 | 1999.4796 | 0 | 1997.1304 | 0 | 1997.12 | 0
[7 empty] | 1142.3976 | 0 | 1999.6755 | 0 | 1997.3258 | 0 | 1997.3153 | 0
[7 empty] | 1142.4136 | 0 | 1999.8715 | 0 | 1997.5212 | 0 | 1997.5107 | 0
[7 empty] | 1142.4296 | 0 | 2000.0674 | 0 | 1997.7167 | 0 | 1997.7063 | 0
[7 empty] | 1142.4456 | 0 | 2000.2633 | 0 | 1997.9122 | 0 | 1997.9019 | 0
[7 empty] | 1142.4615 | 0 | 2000.4594 | 0 | 1998.1078 | 0 | 1998.0974 | 0
[7 empty] | 1142.4775 | 0 | 2000.6554 | 0 | 1998.3033 | 0 | 1998.293 | 0
[7 empty] | 1142.4935 | 0 | 2000.8516 | 0 | 1998.499 | 0 | 1998.4887 | 0
[7 empty] | 1142.5095 | 0 | 2001.0477 | 0 | 1998.6947 | 0 | 1998.6843 | 0
[7 empty] | 1142.5255 | 0 | 2001.2439 | 0 | 1998.8904 | 0 | 1998.88 | 0
[7 empty] | 1142.5415 | 0 | 2001.4401 | 0 | 1999.0862 | 0 | 1999.0758 | 0
[7 empty] | 1142.5575 | 0 | 2001.6363 | 0 | 1999.282 | 0 | 1999.2716 | 0
[7 empty] | 1142.5735 | 0 | 2001.8326 | 0 | 1999.4778 | 0 | 1999.4674 | 0
[7 empty] | 1142.5895 | 0 | 2002.0289 | 0 | 1999.6737 | 0 | 1999.6633 | 0
[7 empty] | 1142.6055 | 0 | 2002.2253 | 0 | 1999.8696 | 0 | 1999.8592 | 0
[7 empty] | 1142.6215 | 0 | 2002.4217 | 0 | 2000.0656 | 0 | 2000.0552 | 0
[7 empty] | 1142.6375 | 0 | 2002.6182 | 0 | 2000.2616 | 0 | 2000.2511 | 0
[7 empty] | 1142.6534 | 0 | 2002.8147 | 0 | 2000.4575 | 0 | 2000.4471 | 0
[7 empty] | 1142.6694 | 0 | 2003.0112 | 0 | 2000.6537 | 0 | 2000.6432 | 0
[7 empty] | 1142.6854 | 0 | 2003.2078 | 0 | 2000.8497 | 0 | 2000.8394 | 0
[7 empty] | 1142.7014 | 0 | 2003.4044 | 0 | 2001.0459 | 0 | 2001.0355 | 0
[7 empty] | 1142.7174 | 0 | 2003.6011 | 0 | 2001.2421 | 0 | 2001.2317 | 0
[7 empty] | 1142.7334 | 0 | 2003.7977 | 0 | 2001.4382 | 0 | 2001.4279 | 0
[7 empty] | 1142.7494 | 0 | 2003.9945 | 0 | 2001.6345 | 0 | 2001.6242 | 0
[7 empty] | 1142.7654 | 0 | 2004.1912 | 0 | 2001.8308 | 0 | 2001.8204 | 0
[7 empty] | 1142.7814 | 0 | 2004.3881 | 0 | 2002.0272 | 0 | 2002.0167 | 0
[7 empty] | 1142.7974 | 0 | 2004.5848 | 0 | 2002.2235 | 0 | 2002.2131 | 0
[7 empty] | 1142.8134 | 0 | 2004.7817 | 0 | 2002.4199 | 0 | 2002.4096 | 0
[7 empty] | 1142.8293 | 0 | 2004.9786 | 0 | 2002.6165 | 0 | 2002.606 | 0
[7 empty] | 1142.8453 | 0 | 2005.1755 | 0 | 2002.8129 | 0 | 2002.8025 | 0
[7 empty] | 1142.8613 | 0 | 2005.3726 | 0 | 2003.0094 | 0 | 2002.999 | 0
[7 empty] | 1142.8773 | 0 | 2005.5696 | 0 | 2003.2061 | 0 | 2003.1956 | 0
[7 empty] | 1142.8933 | 0 | 2005.7667 | 0 | 2003.4026 | 0 | 2003.3922 | 0
[7 empty] | 1142.9093 | 0 | 2005.9637 | 0 | 2003.5992 | 0 | 2003.5889 | 0
[7 empty] | 1142.9253 | 0 | 2006.1609 | 0 | 2003.7959 | 0 | 2003.7855 | 0
[7 empty] | 1142.9413 | 0 | 2006.3582 | 0 | 2003.9927 | 0 | 2003.9822 | 0
[7 empty] | 1142.9573 | 0 | 2006.5553 | 0 | 2004.1895 | 0 | 2004.179 | 0
[7 empty] | 1142.9733 | 0 | 2006.7526 | 0 | 2004.3862 | 0 | 2004.3757 | 0
[7 empty] | 1142.9893 | 0 | 2006.9499 | 0 | 2004.583 | 0 | 2004.5726 | 0
[7 empty] | 1143.0052 | 0 | 2007.1472 | 0 | 2004.7799 | 0 | 2004.7695 | 0
[7 empty] | 1143.0212 | 0 | 2007.3446 | 0 | 2004.9768 | 0 | 2004.9664 | 0
[7 empty] | 1143.0374 | 0 | 2007.542 | 0 | 2005.1738 | 0 | 2005.1633 | 0
[7 empty] | 1143.0533 | 0 | 2007.7395 | 0 | 2005.3707 | 0 | 2005.3603 | 0
[7 empty] | 1143.0693 | 0 | 2007.937 | 0 | 2005.5677 | 0 | 2005.5574 | 0
[7 empty] | 1143.0853 | 0 | 2008.1345 | 0 | 2005.7649 | 0 | 2005.7544 | 0
[7 empty] | 1143.1013 | 0 | 2008.3321 | 0 | 2005.962 | 0 | 2005.9515 | 0
[7 empty] | 1143.1173 | 0 | 2008.5297 | 0 | 2006.1592 | 0 | 2006.1487 | 0
[7 empty] | 1143.1333 | 0 | 2008.7274 | 0 | 2006.3563 | 0 | 2006.3458 | 0
[7 empty] | 1143.1493 | 0 | 2008.9251 | 0 | 2006.5536 | 0 | 2006.5431 | 0
[7 empty] | 1143.1653 | 0 | 2009.1228 | 0 | 2006.7508 | 0 | 2006.7404 | 0
[7 empty] | 1143.1813 | 0 | 2009.3206 | 0 | 2006.9481 | 0 | 2006.9376 | 0
[7 empty] | 1143.1974 | 0 | 2009.5183 | 0 | 2007.1454 | 0 | 2007.135 | 0
[7 empty] | 1143.2134 | 0 | 2009.7162 | 0 | 2007.3428 | 0 | 2007.3324 | 0
[7 empty] | 1143.2294 | 0 | 2009.9141 | 0 | 2007.5403 | 0 | 2007.5298 | 0
[7 empty] | 1143.2454 | 0 | 2010.1121 | 0 | 2007.7377 | 0 | 2007.7273 | 0
[7 empty] | 1143.2614 | 0 | 2010.3099 | 0 | 2007.9352 | 0 | 2007.9248 | 0
[7 empty] | 1143.2773 | 0 | 2010.5079 | 0 | 2008.1327 | 0 | 2008.1223 | 0
[7 empty] | 1143.2933 | 0 | 2010.7061 | 0 | 2008.3303 | 0 | 2008.3198 | 0
[7 empty] | 1143.3094 | 0 | 2010.9041 | 0 | 2008.5279 | 0 | 2008.5175 | 0
[7 empty] | 1143.3254 | 0 | 2011.1022 | 0 | 2008.7256 | 0 | 2008.7151 | 0
[7 empty] | 1143.3414 | 0 | 2011.3004 | 0 | 2008.9232 | 0 | 2008.9128 | 0
[7 empty] | 1143.3574 | 0 | 2011.4985 | 0 | 2009.121 | 0 | 2009.1105 | 0
[7 empty] | 1143.3734 | 0 | 2011.6968 | 0 | 2009.3187 | 0 | 2009.3084 | 0
[7 empty] | 1143.3894 | 0 | 2011.8951 | 0 | 2009.5166 | 0 | 2009.5061 | 0
[7 empty] | 1143.4054 | 0 | 2012.0934 | 0 | 2009.7144 | 0 | 2009.704 | 0
[7 empty] | 1143.4215 | 0 | 2012.2918 | 0 | 2009.9122 | 0 | 2009.9019 | 0
[7 empty] | 1143.4375 | 0 | 2012.4901 | 0 | 2010.1102 | 0 | 2010.0997 | 0
[7 empty] | 1143.4535 | 0 | 2012.6886 | 0 | 2010.3081 | 0 | 2010.2977 | 0
[7 empty] | 1143.4695 | 0 | 2012.8871 | 0 | 2010.5062 | 0 | 2010.4957 | 0
[7 empty] | 1143.4855 | 0 | 2013.0856 | 0 | 2010.7042 | 0 | 2010.6937 | 0
[7 empty] | 1143.5016 | 0 | 2013.2841 | 0 | 2010.9023 | 0 | 2010.8918 | 0
[7 empty] | 1143.5176 | 0 | 2013.4827 | 0 | 2011.1005 | 0 | 2011.09 | 0
[7 empty] | 1143.5336 | 0 | 2013.6813 | 0 | 2011.2986 | 0 | 2011.2881 | 0
[7 empty] | 1143.5496 | 0 | 2013.88 | 0 | 2011.4967 | 0 | 2011.4863 | 0
[7 empty] | 1143.5656 | 0 | 2014.0787 | 0 | 2011.695 | 0 | 2011.6846 | 0
[7 empty] | 1143.5817 | 0 | 2014.2775 | 0 | 2011.8933 | 0 | 2011.8828 | 0
[7 empty] | 1143.5977 | 0 | 2014.4762 | 0 | 2012.0916 | 0 | 2012.0812 | 0
[7 empty] | 1143.6136 | 0 | 2014.6751 | 0 | 2012.2899 | 0 | 2012.2794 | 0
[7 empty] | 1143.6296 | 0 | 2014.8739 | 0 | 2012.4883 | 0 | 2012.4779 | 0
[7 empty] | 1143.6456 | 0 | 2015.0728 | 0 | 2012.6868 | 0 | 2012.6763 | 0
[7 empty] | 1143.6617 | 0 | 2015.2717 | 0 | 2012.8853 | 0 | 2012.8748 | 0
[7 empty] | 1143.6777 | 0 | 2015.4707 | 0 | 2013.0837 | 0 | 2013.0732 | 0
[7 empty] | 1143.6937 | 0 | 2015.6698 | 0 | 2013.2822 | 0 | 2013.2719 | 0
[7 empty] | 1143.7097 | 0 | 2015.8688 | 0 | 2013.4808 | 0 | 2013.4705 | 0
[7 empty] | 1143.7258 | 0 | 2016.0679 | 0 | 2013.6794 | 0 | 2013.6691 | 0
[7 empty] | 1143.7418 | 0 | 2016.2671 | 0 | 2013.8782 | 0 | 2013.8677 | 0
[7 empty] | 1143.7578 | 0 | 2016.4662 | 0 | 2014.0769 | 0 | 2014.0664 | 0
[7 empty] | 1143.7738 | 0 | 2016.6654 | 0 | 2014.2756 | 0 | 2014.2651 | 0
[7 empty] | 1143.7899 | 0 | 2016.8647 | 0 | 2014.4744 | 0 | 2014.464 | 0
[7 empty] | 1143.8059 | 0 | 2017.064 | 0 | 2014.6732 | 0 | 2014.6627 | 0
[7 empty] | 1143.8219 | 0 | 2017.2633 | 0 | 2014.8721 | 0 | 2014.8616 | 0
[7 empty] | 1143.8379 | 0 | 2017.4626 | 0 | 2015.071 | 0 | 2015.0605 | 0
[7 empty] | 1143.854 | 0 | 2017.6621 | 0 | 2015.2699 | 0 | 2015.2594 | 0
[7 empty] | 1143.87 | 0 | 2017.8616 | 0 | 2015.4689 | 0 | 2015.4584 | 0
[7 empty] | 1143.886 | 0 | 2018.061 | 0 | 2015.668 | 0 | 2015.6575 | 0
[7 empty] | 1143.902 | 0 | 2018.2606 | 0 | 2015.8669 | 0 | 2015.8566 | 0
[7 empty] | 1143.9181 | 0 | 2018.4602 | 0 | 2016.066 | 0 | 2016.0557 | 0
[7 empty] | 1143.9341 | 0 | 2018.6598 | 0 | 2016.2653 | 0 | 2016.2548 | 0
[7 empty] | 1143.9501 | 0 | 2018.8594 | 0 | 2016.4644 | 0 | 2016.4539 | 0
[7 empty] | 1143.9662 | 0 | 2019.0591 | 0 | 2016.6636 | 0 | 2016.6531 | 0
[7 empty] | 1143.9822 | 0 | 2019.2588 | 0 | 2016.8629 | 0 | 2016.8524 | 0
[7 empty] | 1143.9982 | 0 | 2019.4586 | 0 | 2017.0621 | 0 | 2017.0516 | 0
[7 empty] | 1144.0143 | 0 | 2019.6584 | 0 | 2017.2615 | 0 | 2017.251 | 0
[7 empty] | 1144.0303 | 0 | 2019.8583 | 0 | 2017.4608 | 0 | 2017.4504 | 0
[7 empty] | 1144.0463 | 0 | 2020.0581 | 0 | 2017.6603 | 0 | 2017.6498 | 0
[7 empty] | 1144.0623 | 0 | 2020.2581 | 0 | 2017.8597 | 0 | 2017.8492 | 0
[7 empty] | 1144.0784 | 0 | 2020.458 | 0 | 2018.0592 | 0 | 2018.0487 | 0
[7 empty] | 1144.0944 | 0 | 2020.6581 | 0 | 2018.2588 | 0 | 2018.2483 | 0
[7 empty] | 1144.1104 | 0 | 2020.858 | 0 | 2018.4584 | 0 | 2018.4479 | 0
[7 empty] | 1144.1265 | 0 | 2021.0582 | 0 | 2018.658 | 0 | 2018.6475 | 0
[7 empty] | 1144.1425 | 0 | 2021.2583 | 0 | 2018.8575 | 0 | 2018.8471 | 0
[7 empty] | 1144.1584 | 0 | 2021.4585 | 0 | 2019.0573 | 0 | 2019.0467 | 0
[7 empty] | 1144.1746 | 0 | 2021.6587 | 0 | 2019.257 | 0 | 2019.2465 | 0
[7 empty] | 1144.1906 | 0 | 2021.8589 | 0 | 2019.4568 | 0 | 2019.4463 | 0
[7 empty] | 1144.2067 | 0 | 2022.0592 | 0 | 2019.6566 | 0 | 2019.6461 | 0
[7 empty] | 1144.2227 | 0 | 2022.2595 | 0 | 2019.8564 | 0 | 2019.8459 | 0
[7 empty] | 1144.2386 | 0 | 2022.4598 | 0 | 2020.0563 | 0 | 2020.0458 | 0
[7 empty] | 1144.2548 | 0 | 2022.6603 | 0 | 2020.2562 | 0 | 2020.2457 | 0
[7 empty] | 1144.2708 | 0 | 2022.8607 | 0 | 2020.4562 | 0 | 2020.4457 | 0
[7 empty] | 1144.2867 | 0 | 2023.0612 | 0 | 2020.6562 | 0 | 2020.6457 | 0
[7 empty] | 1144.3029 | 0 | 2023.2617 | 0 | 2020.8563 | 0 | 2020.8457 | 0
[7 empty] | 1144.3188 | 0 | 2023.4623 | 0 | 2021.0564 | 0 | 2021.0459 | 0
[7 empty] | 1144.3348 | 0 | 2023.6628 | 0 | 2021.2565 | 0 | 2021.246 | 0
[7 empty] | 1144.351 | 0 | 2023.8635 | 0 | 2021.4567 | 0 | 2021.4462 | 0
[7 empty] | 1144.3669 | 0 | 2024.0642 | 0 | 2021.6569 | 0 | 2021.6464 | 0
[7 empty] | 1144.3831 | 0 | 2024.2649 | 0 | 2021.8571 | 0 | 2021.8466 | 0
[7 empty] | 1144.399 | 0 | 2024.4657 | 0 | 2022.0574 | 0 | 2022.0469 | 0
[7 empty] | 1144.415 | 0 | 2024.6665 | 0 | 2022.2577 | 0 | 2022.2472 | 0
[7 empty] | 1144.4312 | 0 | 2024.8673 | 0 | 2022.458 | 0 | 2022.4475 | 0
[7 empty] | 1144.4471 | 0 | 2025.0682 | 0 | 2022.6584 | 0 | 2022.648 | 0
[7 empty] | 1144.4633 | 0 | 2025.2692 | 0 | 2022.8589 | 0 | 2022.8484 | 0
[7 empty] | 1144.4792 | 0 | 2025.4701 | 0 | 2023.0593 | 0 | 2023.0488 | 0
[7 empty] | 1144.4952 | 0 | 2025.671 | 0 | 2023.2599 | 0 | 2023.2494 | 0
[7 empty] | 1144.5114 | 0 | 2025.8721 | 0 | 2023.4605 | 0 | 2023.4499 | 0
[7 empty] | 1144.5273 | 0 | 2026.0732 | 0 | 2023.661 | 0 | 2023.6505 | 0
[7 empty] | 1144.5435 | 0 | 2026.2743 | 0 | 2023.8617 | 0 | 2023.8512 | 0
[7 empty] | 1144.5594 | 0 | 2026.4755 | 0 | 2024.0624 | 0 | 2024.0519 | 0
[7 empty] | 1144.5756 | 0 | 2026.6766 | 0 | 2024.2631 | 0 | 2024.2526 | 0
[7 empty] | 1144.5916 | 0 | 2026.8779 | 0 | 2024.4639 | 0 | 2024.4534 | 0
[7 empty] | 1144.6077 | 0 | 2027.0792 | 0 | 2024.6647 | 0 | 2024.6542 | 0
[7 empty] | 1144.6237 | 0 | 2027.2805 | 0 | 2024.8655 | 0 | 2024.855 | 0
[7 empty] | 1144.6396 | 0 | 2027.4818 | 0 | 2025.0664 | 0 | 2025.0559 | 0
[7 empty] | 1144.6558 | 0 | 2027.6832 | 0 | 2025.2673 | 0 | 2025.2568 | 0
[7 empty] | 1144.6718 | 0 | 2027.8848 | 0 | 2025.4683 | 0 | 2025.4578 | 0
[7 empty] | 1144.6879 | 0 | 2028.0862 | 0 | 2025.6693 | 0 | 2025.6587 | 0
[7 empty] | 1144.7039 | 0 | 2028.2877 | 0 | 2025.8702 | 0 | 2025.8597 | 0
[7 empty] | 1144.72 | 0 | 2028.4893 | 0 | 2026.0714 | 0 | 2026.0608 | 0
[7 empty] | 1144.736 | 0 | 2028.6909 | 0 | 2026.2725 | 0 | 2026.262 | 0
[7 empty] | 1144.7521 | 0 | 2028.8925 | 0 | 2026.4736 | 0 | 2026.4631 | 0
[7 empty] | 1144.7681 | 0 | 2029.0942 | 0 | 2026.6748 | 0 | 2026.6643 | 0
[7 empty] | 1144.7842 | 0 | 2029.2959 | 0 | 2026.8761 | 0 | 2026.8656 | 0
[7 empty] | 1144.8002 | 0 | 2029.4977 | 0 | 2027.0774 | 0 | 2027.0669 | 0
[7 empty] | 1144.8163 | 0 | 2029.6995 | 0 | 2027.2787 | 0 | 2027.2682 | 0
[7 empty] | 1144.8323 | 0 | 2029.9012 | 0 | 2027.4801 | 0 | 2027.4695 | 0
[7 empty] | 1144.8484 | 0 | 2030.1031 | 0 | 2027.6814 | 0 | 2027.6709 | 0
[7 empty] | 1144.8644 | 0 | 2030.305 | 0 | 2027.8829 | 0 | 2027.8723 | 0
[7 empty] | 1144.8805 | 0 | 2030.5071 | 0 | 2028.0844 | 0 | 2028.0738 | 0
[7 empty] | 1144.8965 | 0 | 2030.7091 | 0 | 2028.2859 | 0 | 2028.2754 | 0
[7 empty] | 1144.9126 | 0 | 2030.9111 | 0 | 2028.4874 | 0 | 2028.4769 | 0
[7 empty] | 1144.9286 | 0 | 2031.1132 | 0 | 2028.6891 | 0 | 2028.6785 | 0
[7 empty] | 1144.9447 | 0 | 2031.3153 | 0 | 2028.8906 | 0 | 2028.8801 | 0
[7 empty] | 1144.9607 | 0 | 2031.5175 | 0 | 2029.0924 | 0 | 2029.0818 | 0
[7 empty] | 1144.9768 | 0 | 2031.7197 | 0 | 2029.2941 | 0 | 2029.2836 | 0
[7 empty] | 1144.9928 | 0 | 2031.9219 | 0 | 2029.4959 | 0 | 2029.4853 | 0
[7 empty] | 1145.0089 | 0 | 2032.1242 | 0 | 2029.6976 | 0 | 2029.6871 | 0
[7 empty] | 1145.0249 | 0 | 2032.3265 | 0 | 2029.8994 | 0 | 2029.8889 | 0
[7 empty] | 1145.041 | 0 | 2032.5289 | 0 | 2030.1013 | 0 | 2030.0908 | 0
[7 empty] | 1145.057 | 0 | 2032.7313 | 0 | 2030.3032 | 0 | 2030.2927 | 0
[7 empty] | 1145.0731 | 0 | 2032.9337 | 0 | 2030.5052 | 0 | 2030.4946 | 0
[7 empty] | 1145.0892 | 0 | 2033.1362 | 0 | 2030.7073 | 0 | 2030.6967 | 0
[7 empty] | 1145.1052 | 0 | 2033.3387 | 0 | 2030.9093 | 0 | 2030.8987 | 0
[7 empty] | 1145.1213 | 0 | 2033.5413 | 0 | 2031.1113 | 0 | 2031.1008 | 0
[7 empty] | 1145.1373 | 0 | 2033.7439 | 0 | 2031.3135 | 0 | 2031.303 | 0
[7 empty] | 1145.1534 | 0 | 2033.9465 | 0 | 2031.5156 | 0 | 2031.5051 | 0
[7 empty] | 1145.1694 | 0 | 2034.1492 | 0 | 2031.7179 | 0 | 2031.7073 | 0
[7 empty] | 1145.1855 | 0 | 2034.3519 | 0 | 2031.92 | 0 | 2031.9096 | 0
[7 empty] | 1145.2017 | 0 | 2034.5547 | 0 | 2032.1223 | 0 | 2032.1118 | 0
[7 empty] | 1145.2177 | 0 | 2034.7576 | 0 | 2032.3247 | 0 | 2032.3141 | 0
[7 empty] | 1145.2338 | 0 | 2034.9603 | 0 | 2032.5271 | 0 | 2032.5165 | 0
[7 empty] | 1145.2498 | 0 | 2035.1632 | 0 | 2032.7295 | 0 | 2032.7189 | 0
[7 empty] | 1145.2659 | 0 | 2035.3662 | 0 | 2032.9319 | 0 | 2032.9214 | 0
[7 empty] | 1145.2819 | 0 | 2035.5692 | 0 | 2033.1344 | 0 | 2033.1238 | 0
[7 empty] | 1145.298 | 0 | 2035.7722 | 0 | 2033.3369 | 0 | 2033.3263 | 0
[7 empty] | 1145.3141 | 0 | 2035.9752 | 0 | 2033.5394 | 0 | 2033.5289 | 0
[7 empty] | 1145.3301 | 0 | 2036.1783 | 0 | 2033.7421 | 0 | 2033.7314 | 0
[7 empty] | 1145.3462 | 0 | 2036.3815 | 0 | 2033.9447 | 0 | 2033.9342 | 0
[7 empty] | 1145.3623 | 0 | 2036.5846 | 0 | 2034.1473 | 0 | 2034.1368 | 0
[7 empty] | 1145.3783 | 0 | 2036.7878 | 0 | 2034.3501 | 0 | 2034.3396 | 0
[7 empty] | 1145.3944 | 0 | 2036.9911 | 0 | 2034.5529 | 0 | 2034.5424 | 0
[7 empty] | 1145.4104 | 0 | 2037.1943 | 0 | 2034.7557 | 0 | 2034.7451 | 0
[7 empty] | 1145.4265 | 0 | 2037.3977 | 0 | 2034.9585 | 0 | 2034.948 | 0
[7 empty] | 1145.4426 | 0 | 2037.6011 | 0 | 2035.1614 | 0 | 2035.1509 | 0
[7 empty] | 1145.4586 | 0 | 2037.8044 | 0 | 2035.3644 | 0 | 2035.3538 | 0
[7 empty] | 1145.4747 | 0 | 2038.0079 | 0 | 2035.5674 | 0 | 2035.5568 | 0
[7 empty] | 1145.4908 | 0 | 2038.2114 | 0 | 2035.7704 | 0 | 2035.7598 | 0
[7 empty] | 1145.5068 | 0 | 2038.4149 | 0 | 2035.9734 | 0 | 2035.9628 | 0
[7 empty] | 1145.5229 | 0 | 2038.6185 | 0 | 2036.1765 | 0 | 2036.1659 | 0
[7 empty] | 1145.5391 | 0 | 2038.8221 | 0 | 2036.3796 | 0 | 2036.369 | 0
[7 empty] | 1145.5551 | 0 | 2039.0259 | 0 | 2036.5828 | 0 | 2036.5721 | 0
[7 empty] | 1145.5712 | 0 | 2039.2295 | 0 | 2036.786 | 0 | 2036.7754 | 0
[7 empty] | 1145.5873 | 0 | 2039.4332 | 0 | 2036.9893 | 0 | 2036.9786 | 0
[7 empty] | 1145.6033 | 0 | 2039.6371 | 0 | 2037.1925 | 0 | 2037.182 | 0
[7 empty] | 1145.6194 | 0 | 2039.8408 | 0 | 2037.3959 | 0 | 2037.3853 | 0
[7 empty] | 1145.6355 | 0 | 2040.0447 | 0 | 2037.5992 | 0 | 2037.5886 | 0
[7 empty] | 1145.6515 | 0 | 2040.2487 | 0 | 2037.8026 | 0 | 2037.7921 | 0
[7 empty] | 1145.6676 | 0 | 2040.4525 | 0 | 2038.0061 | 0 | 2037.9955 | 0
[7 empty] | 1145.6837 | 0 | 2040.6565 | 0 | 2038.2096 | 0 | 2038.199 | 0
[7 empty] | 1145.6997 | 0 | 2040.8606 | 0 | 2038.4131 | 0 | 2038.4026 | 0
[7 empty] | 1145.7158 | 0 | 2041.0647 | 0 | 2038.6167 | 0 | 2038.6061 | 0
[7 empty] | 1145.7319 | 0 | 2041.2688 | 0 | 2038.8203 | 0 | 2038.8097 | 0
[7 empty] | 1145.7479 | 0 | 2041.4729 | 0 | 2039.0239 | 0 | 2039.0134 | 0
[7 empty] | 1145.764 | 0 | 2041.6771 | 0 | 2039.2277 | 0 | 2039.217 | 0
[7 empty] | 1145.7802 | 0 | 2041.8814 | 0 | 2039.4314 | 0 | 2039.4209 | 0
[7 empty] | 1145.7963 | 0 | 2042.0856 | 0 | 2039.6353 | 0 | 2039.6246 | 0
[7 empty] | 1145.8123 | 0 | 2042.2899 | 0 | 2039.839 | 0 | 2039.8285 | 0
[7 empty] | 1145.8284 | 0 | 2042.4943 | 0 | 2040.0429 | 0 | 2040.0323 | 0
[7 empty] | 1145.8445 | 0 | 2042.6986 | 0 | 2040.2468 | 0 | 2040.2362 | 0
[7 empty] | 1145.8605 | 0 | 2042.9031 | 0 | 2040.4507 | 0 | 2040.4402 | 0
[7 empty] | 1145.8766 | 0 | 2043.1075 | 0 | 2040.6547 | 0 | 2040.6442 | 0
[7 empty] | 1145.8927 | 0 | 2043.312 | 0 | 2040.8588 | 0 | 2040.8481 | 0
[7 empty] | 1145.9088 | 0 | 2043.5166 | 0 | 2041.0627 | 0 | 2041.0522 | 0
[7 empty] | 1145.9248 | 0 | 2043.7212 | 0 | 2041.267 | 0 | 2041.2564 | 0
[7 empty] | 1145.9409 | 0 | 2043.9259 | 0 | 2041.4711 | 0 | 2041.4605 | 0
[7 empty] | 1145.957 | 0 | 2044.1305 | 0 | 2041.6753 | 0 | 2041.6647 | 0
[7 empty] | 1145.9731 | 0 | 2044.3352 | 0 | 2041.8795 | 0 | 2041.8689 | 0
[7 empty] | 1145.9891 | 0 | 2044.54 | 0 | 2042.0837 | 0 | 2042.0731 | 0
[7 empty] | 1146.0052 | 0 | 2044.7449 | 0 | 2042.2881 | 0 | 2042.2775 | 0
[7 empty] | 1146.0214 | 0 | 2044.9497 | 0 | 2042.4924 | 0 | 2042.4818 | 0
[7 empty] | 1146.0375 | 0 | 2045.1545 | 0 | 2042.6968 | 0 | 2042.6862 | 0
[7 empty] | 1146.0536 | 0 | 2045.3595 | 0 | 2042.9012 | 0 | 2042.8906 | 0
[7 empty] | 1146.0696 | 0 | 2045.5645 | 0 | 2043.1057 | 0 | 2043.0951 | 0
[7 empty] | 1146.0857 | 0 | 2045.7694 | 0 | 2043.3102 | 0 | 2043.2996 | 0
[7 empty] | 1146.1018 | 0 | 2045.9745 | 0 | 2043.5148 | 0 | 2043.5041 | 0
[7 empty] | 1146.1179 | 0 | 2046.1796 | 0 | 2043.7194 | 0 | 2043.7087 | 0
[7 empty] | 1146.1339 | 0 | 2046.3848 | 0 | 2043.9241 | 0 | 2043.9135 | 0
[7 empty] | 1146.15 | 0 | 2046.5898 | 0 | 2044.1287 | 0 | 2044.118 | 0
[7 empty] | 1146.1661 | 0 | 2046.795 | 0 | 2044.3334 | 0 | 2044.3228 | 0
[7 empty] | 1146.1823 | 0 | 2047.0004 | 0 | 2044.5382 | 0 | 2044.5276 | 0
[7 empty] | 1146.1984 | 0 | 2047.2057 | 0 | 2044.7429 | 0 | 2044.7324 | 0
[7 empty] | 1146.2144 | 0 | 2047.411 | 0 | 2044.9479 | 0 | 2044.9373 | 0
[7 empty] | 1146.2305 | 0 | 2047.6163 | 0 | 2045.1527 | 0 | 2045.1421 | 0
[7 empty] | 1146.2466 | 0 | 2047.8218 | 0 | 2045.3577 | 0 | 2045.3471 | 0
[7 empty] | 1146.2627 | 0 | 2048.0273 | 0 | 2045.5626 | 0 | 2045.552 | 0
[7 empty] | 1146.2788 | 0 | 2048.2327 | 0 | 2045.7676 | 0 | 2045.757 | 0
[7 empty] | 1146.2949 | 0 | 2048.4382 | 0 | 2045.9727 | 0 | 2045.962 | 0
[7 empty] | 1146.3109 | 0 | 2048.6438 | 0 | 2046.1777 | 0 | 2046.1671 | 0
[7 empty] | 1146.327 | 0 | 2048.8496 | 0 | 2046.3828 | 0 | 2046.3722 | 0
[7 empty] | 1146.3431 | 0 | 2049.0552 | 0 | 2046.588 | 0 | 2046.5774 | 0
[7 empty] | 1146.3593 | 0 | 2049.261 | 0 | 2046.7932 | 0 | 2046.7826 | 0
[7 empty] | 1146.3754 | 0 | 2049.4666 | 0 | 2046.9985 | 0 | 2046.9879 | 0
[7 empty] | 1146.3915 | 0 | 2049.6724 | 0 | 2047.2039 | 0 | 2047.1932 | 0
[7 empty] | 1146.4076 | 0 | 2049.8782 | 0 | 2047.4092 | 0 | 2047.3986 | 0
[7 empty] | 1146.4236 | 0 | 2050.0842 | 0 | 2047.6145 | 0 | 2047.6039 | 0
[7 empty] | 1146.4397 | 0 | 2050.29 | 0 | 2047.82 | 0 | 2047.8093 | 0
[7 empty] | 1146.4558 | 0 | 2050.4961 | 0 | 2048.0254 | 0 | 2048.0149 | 0
[7 empty] | 1146.4719 | 0 | 2050.7019 | 0 | 2048.231 | 0 | 2048.2202 | 0
[7 empty] | 1146.488 | 0 | 2050.908 | 0 | 2048.4365 | 0 | 2048.4258 | 0
[7 empty] | 1146.5041 | 0 | 2051.114 | 0 | 2048.6421 | 0 | 2048.6314 | 0
[7 empty] | 1146.5203 | 0 | 2051.3203 | 0 | 2048.8477 | 0 | 2048.8369 | 0
[7 empty] | 1146.5364 | 0 | 2051.5264 | 0 | 2049.0532 | 0 | 2049.0427 | 0
[7 empty] | 1146.5524 | 0 | 2051.7327 | 0 | 2049.259 | 0 | 2049.2483 | 0
[7 empty] | 1146.5685 | 0 | 2051.9387 | 0 | 2049.4648 | 0 | 2049.4541 | 0
[7 empty] | 1146.5846 | 0 | 2052.145 | 0 | 2049.6707 | 0 | 2049.6599 | 0
[7 empty] | 1146.6007 | 0 | 2052.3516 | 0 | 2049.8765 | 0 | 2049.8657 | 0
[7 empty] | 1146.6168 | 0 | 2052.5579 | 0 | 2050.0823 | 0 | 2050.0715 | 0
[7 empty] | 1146.6329 | 0 | 2052.7642 | 0 | 2050.2881 | 0 | 2050.2776 | 0
[7 empty] | 1146.649 | 0 | 2052.9707 | 0 | 2050.4941 | 0 | 2050.4834 | 0
[7 empty] | 1146.6652 | 0 | 2053.1773 | 0 | 2050.7002 | 0 | 2050.6894 | 0
[7 empty] | 1146.6813 | 0 | 2053.3838 | 0 | 2050.9062 | 0 | 2050.8955 | 0
[7 empty] | 1146.6974 | 0 | 2053.5903 | 0 | 2051.1123 | 0 | 2051.1016 | 0
[7 empty] | 1146.7135 | 0 | 2053.7969 | 0 | 2051.3184 | 0 | 2051.3076 | 0
[7 empty] | 1146.7295 | 0 | 2054.0037 | 0 | 2051.5244 | 0 | 2051.5139 | 0
[7 empty] | 1146.7456 | 0 | 2054.2102 | 0 | 2051.7307 | 0 | 2051.7202 | 0
[7 empty] | 1146.7617 | 0 | 2054.417 | 0 | 2051.937 | 0 | 2051.9263 | 0
[7 empty] | 1146.7778 | 0 | 2054.6238 | 0 | 2052.1433 | 0 | 2052.1326 | 0
[7 empty] | 1146.7939 | 0 | 2054.8306 | 0 | 2052.3496 | 0 | 2052.3389 | 0
[7 empty] | 1146.8101 | 0 | 2055.0376 | 0 | 2052.5559 | 0 | 2052.5454 | 0
[7 empty] | 1146.8262 | 0 | 2055.2444 | 0 | 2052.7625 | 0 | 2052.7517 | 0
[7 empty] | 1146.8423 | 0 | 2055.4514 | 0 | 2052.9688 | 0 | 2052.9583 | 0
[7 empty] | 1146.8584 | 0 | 2055.6584 | 0 | 2053.1753 | 0 | 2053.1648 | 0
[7 empty] | 1146.8745 | 0 | 2055.8655 | 0 | 2053.3818 | 0 | 2053.3713 | 0
[7 empty] | 1146.8906 | 0 | 2056.0725 | 0 | 2053.5884 | 0 | 2053.5779 | 0
[7 empty] | 1146.9067 | 0 | 2056.2795 | 0 | 2053.7952 | 0 | 2053.7844 | 0
[7 empty] | 1146.9229 | 0 | 2056.4868 | 0 | 2054.0017 | 0 | 2053.991 | 0
[7 empty] | 1146.939 | 0 | 2056.6939 | 0 | 2054.2085 | 0 | 2054.1977 | 0
[7 empty] | 1146.9551 | 0 | 2056.9011 | 0 | 2054.4153 | 0 | 2054.4045 | 0
[7 empty] | 1146.9712 | 0 | 2057.1084 | 0 | 2054.6221 | 0 | 2054.6113 | 0
[7 empty] | 1146.9873 | 0 | 2057.3159 | 0 | 2054.8289 | 0 | 2054.8181 | 0
[7 empty] | 1147.0034 | 0 | 2057.5232 | 0 | 2055.0356 | 0 | 2055.0249 | 0
[7 empty] | 1147.0195 | 0 | 2057.7307 | 0 | 2055.2427 | 0 | 2055.2319 | 0
[7 empty] | 1147.0356 | 0 | 2057.938 | 0 | 2055.4495 | 0 | 2055.439 | 0
[7 empty] | 1147.0518 | 0 | 2058.1455 | 0 | 2055.6565 | 0 | 2055.6458 | 0
[7 empty] | 1147.0679 | 0 | 2058.353 | 0 | 2055.8635 | 0 | 2055.8528 | 0
[7 empty] | 1147.084 | 0 | 2058.5606 | 0 | 2056.0706 | 0 | 2056.0601 | 0
[7 empty] | 1147.1001 | 0 | 2058.7683 | 0 | 2056.2778 | 0 | 2056.2671 | 0
[7 empty] | 1147.1162 | 0 | 2058.9758 | 0 | 2056.4849 | 0 | 2056.4741 | 0
[7 empty] | 1147.1323 | 0 | 2059.1836 | 0 | 2056.6921 | 0 | 2056.6814 | 0
[7 empty] | 1147.1484 | 0 | 2059.3914 | 0 | 2056.8994 | 0 | 2056.8887 | 0
[7 empty] | 1147.1646 | 0 | 2059.5991 | 0 | 2057.1067 | 0 | 2057.0959 | 0
[7 empty] | 1147.1807 | 0 | 2059.8071 | 0 | 2057.314 | 0 | 2057.3032 | 0
[7 empty] | 1147.1968 | 0 | 2060.0149 | 0 | 2057.5212 | 0 | 2057.5107 | 0
[7 empty] | 1147.2129 | 0 | 2060.2229 | 0 | 2057.7288 | 0 | 2057.718 | 0
[7 empty] | 1147.229 | 0 | 2060.4307 | 0 | 2057.9363 | 0 | 2057.9255 | 0
[7 empty] | 1147.2451 | 0 | 2060.6387 | 0 | 2058.1438 | 0 | 2058.1331 | 0
[7 empty] | 1147.2612 | 0 | 2060.8467 | 0 | 2058.3513 | 0 | 2058.3406 | 0
[7 empty] | 1147.2773 | 0 | 2061.0549 | 0 | 2058.5588 | 0 | 2058.5481 | 0
[7 empty] | 1147.2935 | 0 | 2061.2629 | 0 | 2058.7664 | 0 | 2058.7559 | 0
[7 empty] | 1147.3096 | 0 | 2061.4712 | 0 | 2058.9741 | 0 | 2058.9634 | 0
[7 empty] | 1147.3258 | 0 | 2061.6794 | 0 | 2059.1819 | 0 | 2059.1711 | 0
[7 empty] | 1147.3419 | 0 | 2061.8877 | 0 | 2059.3897 | 0 | 2059.3789 | 0
[7 empty] | 1147.358 | 0 | 2062.0959 | 0 | 2059.5974 | 0 | 2059.5867 | 0
[7 empty] | 1147.3741 | 0 | 2062.3042 | 0 | 2059.8052 | 0 | 2059.7944 | 0
[7 empty] | 1147.3903 | 0 | 2062.5127 | 0 | 2060.0129 | 0 | 2060.0024 | 0
[7 empty] | 1147.4064 | 0 | 2062.7209 | 0 | 2060.2209 | 0 | 2060.2102 | 0
[7 empty] | 1147.4225 | 0 | 2062.9294 | 0 | 2060.4289 | 0 | 2060.4182 | 0
[7 empty] | 1147.4386 | 0 | 2063.1379 | 0 | 2060.637 | 0 | 2060.6262 | 0
[7 empty] | 1147.4547 | 0 | 2063.3464 | 0 | 2060.845 | 0 | 2060.8342 | 0
[7 empty] | 1147.4708 | 0 | 2063.5552 | 0 | 2061.053 | 0 | 2061.0422 | 0
[7 empty] | 1147.4869 | 0 | 2063.7637 | 0 | 2061.2612 | 0 | 2061.2505 | 0
[7 empty] | 1147.5032 | 0 | 2063.9724 | 0 | 2061.4692 | 0 | 2061.4587 | 0
[7 empty] | 1147.5193 | 0 | 2064.1811 | 0 | 2061.6775 | 0 | 2061.6667 | 0
[7 empty] | 1147.5354 | 0 | 2064.3899 | 0 | 2061.8857 | 0 | 2061.875 | 0
[7 empty] | 1147.5515 | 0 | 2064.5986 | 0 | 2062.094 | 0 | 2062.0833 | 0
[7 empty] | 1147.5676 | 0 | 2064.8076 | 0 | 2062.3025 | 0 | 2062.2917 | 0
[7 empty] | 1147.5837 | 0 | 2065.0164 | 0 | 2062.5107 | 0 | 2062.5 | 0
[7 empty] | 1147.5999 | 0 | 2065.2253 | 0 | 2062.7192 | 0 | 2062.7085 | 0
[7 empty] | 1147.616 | 0 | 2065.4343 | 0 | 2062.9277 | 0 | 2062.917 | 0
[7 empty] | 1147.6322 | 0 | 2065.6433 | 0 | 2063.1362 | 0 | 2063.1255 | 0
[7 empty] | 1147.6483 | 0 | 2065.8523 | 0 | 2063.3447 | 0 | 2063.334 | 0
[7 empty] | 1147.6644 | 0 | 2066.0615 | 0 | 2063.5532 | 0 | 2063.5425 | 0
[7 empty] | 1147.6805 | 0 | 2066.2705 | 0 | 2063.762 | 0 | 2063.7512 | 0
[7 empty] | 1147.6967 | 0 | 2066.4797 | 0 | 2063.9707 | 0 | 2063.96 | 0
[7 empty] | 1147.7128 | 0 | 2066.689 | 0 | 2064.1792 | 0 | 2064.1687 | 0
[7 empty] | 1147.7289 | 0 | 2066.8982 | 0 | 2064.3879 | 0 | 2064.3774 | 0
[7 empty] | 1147.7451 | 0 | 2067.1077 | 0 | 2064.5969 | 0 | 2064.5862 | 0
[7 empty] | 1147.7612 | 0 | 2067.3169 | 0 | 2064.8057 | 0 | 2064.7949 | 0
[7 empty] | 1147.7773 | 0 | 2067.5264 | 0 | 2065.0147 | 0 | 2065.0039 | 0
[7 empty] | 1147.7935 | 0 | 2067.7358 | 0 | 2065.2234 | 0 | 2065.2129 | 0
[7 empty] | 1147.8096 | 0 | 2067.9453 | 0 | 2065.4324 | 0 | 2065.4219 | 0
[7 empty] | 1147.8257 | 0 | 2068.1548 | 0 | 2065.6416 | 0 | 2065.6309 | 0
[7 empty] | 1147.8419 | 0 | 2068.3643 | 0 | 2065.8506 | 0 | 2065.8398 | 0
[7 empty] | 1147.858 | 0 | 2068.574 | 0 | 2066.0596 | 0 | 2066.0488 | 0
[7 empty] | 1147.8741 | 0 | 2068.7837 | 0 | 2066.2688 | 0 | 2066.2581 | 0
[7 empty] | 1147.8903 | 0 | 2068.9932 | 0 | 2066.478 | 0 | 2066.4673 | 0
[7 empty] | 1147.9064 | 0 | 2069.2029 | 0 | 2066.6873 | 0 | 2066.6765 | 0
[7 empty] | 1147.9226 | 0 | 2069.4128 | 0 | 2066.8965 | 0 | 2066.8857 | 0
[7 empty] | 1147.9387 | 0 | 2069.6226 | 0 | 2067.1057 | 0 | 2067.095 | 0
[7 empty] | 1147.9548 | 0 | 2069.8325 | 0 | 2067.3152 | 0 | 2067.3044 | 0
[7 empty] | 1147.9709 | 0 | 2070.0422 | 0 | 2067.5244 | 0 | 2067.5137 | 0
[7 empty] | 1147.9872 | 0 | 2070.2522 | 0 | 2067.7339 | 0 | 2067.7231 | 0
[7 empty] | 1148.0033 | 0 | 2070.4622 | 0 | 2067.9434 | 0 | 2067.9326 | 0
[7 empty] | 1148.0194 | 0 | 2070.6724 | 0 | 2068.1528 | 0 | 2068.1421 | 0
[7 empty] | 1148.0355 | 0 | 2070.8823 | 0 | 2068.3625 | 0 | 2068.3518 | 0
[7 empty] | 1148.0516 | 0 | 2071.0925 | 0 | 2068.572 | 0 | 2068.5613 | 0
[7 empty] | 1148.0679 | 0 | 2071.3027 | 0 | 2068.7817 | 0 | 2068.771 | 0
[7 empty] | 1148.084 | 0 | 2071.5129 | 0 | 2068.9914 | 0 | 2068.9807 | 0
[7 empty] | 1148.1001 | 0 | 2071.7231 | 0 | 2069.2012 | 0 | 2069.1904 | 0
[7 empty] | 1148.1162 | 0 | 2071.9333 | 0 | 2069.4109 | 0 | 2069.4001 | 0
[7 empty] | 1148.1324 | 0 | 2072.1438 | 0 | 2069.6206 | 0 | 2069.6101 | 0
[7 empty] | 1148.1486 | 0 | 2072.354 | 0 | 2069.8306 | 0 | 2069.8198 | 0
[7 empty] | 1148.1647 | 0 | 2072.5644 | 0 | 2070.0405 | 0 | 2070.0298 | 0
[7 empty] | 1148.1808 | 0 | 2072.7749 | 0 | 2070.2505 | 0 | 2070.2398 | 0
[7 empty] | 1148.197 | 0 | 2072.9853 | 0 | 2070.4605 | 0 | 2070.4497 | 0
[7 empty] | 1148.2131 | 0 | 2073.1961 | 0 | 2070.6704 | 0 | 2070.6597 | 0
[7 empty] | 1148.2292 | 0 | 2073.4065 | 0 | 2070.8806 | 0 | 2070.8699 | 0
[7 empty] | 1148.2455 | 0 | 2073.6172 | 0 | 2071.0906 | 0 | 2071.0798 | 0
[7 empty] | 1148.2616 | 0 | 2073.8279 | 0 | 2071.3008 | 0 | 2071.29 | 0
[7 empty] | 1148.2777 | 0 | 2074.0386 | 0 | 2071.511 | 0 | 2071.5002 | 0
[7 empty] | 1148.2938 | 0 | 2074.2493 | 0 | 2071.7212 | 0 | 2071.7105 | 0
[7 empty] | 1148.3101 | 0 | 2074.4602 | 0 | 2071.9314 | 0 | 2071.9207 | 0
[7 empty] | 1148.3262 | 0 | 2074.6709 | 0 | 2072.1418 | 0 | 2072.1311 | 0
[7 empty] | 1148.3423 | 0 | 2074.8818 | 0 | 2072.3523 | 0 | 2072.3416 | 0
[7 empty] | 1148.3585 | 0 | 2075.0928 | 0 | 2072.5625 | 0 | 2072.5518 | 0
[7 empty] | 1148.3746 | 0 | 2075.3037 | 0 | 2072.773 | 0 | 2072.7622 | 0
[7 empty] | 1148.3907 | 0 | 2075.5147 | 0 | 2072.9836 | 0 | 2072.9729 | 0
[7 empty] | 1148.407 | 0 | 2075.7258 | 0 | 2073.1941 | 0 | 2073.1833 | 0
[7 empty] | 1148.4231 | 0 | 2075.937 | 0 | 2073.4048 | 0 | 2073.394 | 0
[7 empty] | 1148.4392 | 0 | 2076.148 | 0 | 2073.6152 | 0 | 2073.6045 | 0
[7 empty] | 1148.4554 | 0 | 2076.3591 | 0 | 2073.8259 | 0 | 2073.8152 | 0
[7 empty] | 1148.4716 | 0 | 2076.5706 | 0 | 2074.0366 | 0 | 2074.0259 | 0
[7 empty] | 1148.4877 | 0 | 2076.7817 | 0 | 2074.2476 | 0 | 2074.2368 | 0
[7 empty] | 1148.5039 | 0 | 2076.9929 | 0 | 2074.4583 | 0 | 2074.4475 | 0
[7 empty] | 1148.52 | 0 | 2077.2043 | 0 | 2074.6692 | 0 | 2074.6584 | 0
[7 empty] | 1148.5361 | 0 | 2077.4158 | 0 | 2074.8799 | 0 | 2074.8691 | 0
[7 empty] | 1148.5524 | 0 | 2077.6272 | 0 | 2075.0908 | 0 | 2075.0801 | 0
[7 empty] | 1148.5685 | 0 | 2077.8386 | 0 | 2075.3018 | 0 | 2075.291 | 0
[7 empty] | 1148.5846 | 0 | 2078.0503 | 0 | 2075.5129 | 0 | 2075.5022 | 0
[7 empty] | 1148.6008 | 0 | 2078.2617 | 0 | 2075.7239 | 0 | 2075.7131 | 0
[7 empty] | 1148.6169 | 0 | 2078.4734 | 0 | 2075.9351 | 0 | 2075.9243 | 0
[7 empty] | 1148.6331 | 0 | 2078.6851 | 0 | 2076.1462 | 0 | 2076.1355 | 0
[7 empty] | 1148.6493 | 0 | 2078.8967 | 0 | 2076.3574 | 0 | 2076.3467 | 0
[7 empty] | 1148.6654 | 0 | 2079.1086 | 0 | 2076.5686 | 0 | 2076.5579 | 0
[7 empty] | 1148.6816 | 0 | 2079.3203 | 0 | 2076.7798 | 0 | 2076.769 | 0
[7 empty] | 1148.6978 | 0 | 2079.5322 | 0 | 2076.9912 | 0 | 2076.9805 | 0
[7 empty] | 1148.7139 | 0 | 2079.7439 | 0 | 2077.2024 | 0 | 2077.1917 | 0
[7 empty] | 1148.7301 | 0 | 2079.9558 | 0 | 2077.4138 | 0 | 2077.4031 | 0
[7 empty] | 1148.7462 | 0 | 2080.168 | 0 | 2077.6252 | 0 | 2077.6145 | 0
[7 empty] | 1148.7623 | 0 | 2080.3799 | 0 | 2077.8369 | 0 | 2077.8262 | 0
[7 empty] | 1148.7786 | 0 | 2080.592 | 0 | 2078.0483 | 0 | 2078.0376 | 0
[7 empty] | 1148.7947 | 0 | 2080.8039 | 0 | 2078.26 | 0 | 2078.2493 | 0
[7 empty] | 1148.8109 | 0 | 2081.0161 | 0 | 2078.4714 | 0 | 2078.4607 | 0
[7 empty] | 1148.827 | 0 | 2081.2283 | 0 | 2078.6831 | 0 | 2078.6724 | 0
[7 empty] | 1148.8433 | 0 | 2081.4404 | 0 | 2078.895 | 0 | 2078.884 | 0
[7 empty] | 1148.8594 | 0 | 2081.6528 | 0 | 2079.1067 | 0 | 2079.0959 | 0
[7 empty] | 1148.8755 | 0 | 2081.8652 | 0 | 2079.3184 | 0 | 2079.3076 | 0
[7 empty] | 1148.8917 | 0 | 2082.0774 | 0 | 2079.5303 | 0 | 2079.5195 | 0
[7 empty] | 1148.9078 | 0 | 2082.2898 | 0 | 2079.7422 | 0 | 2079.7314 | 0
[7 empty] | 1148.9241 | 0 | 2082.5022 | 0 | 2079.9541 | 0 | 2079.9434 | 0
[7 empty] | 1148.9402 | 0 | 2082.7148 | 0 | 2080.166 | 0 | 2080.1553 | 0
[7 empty] | 1148.9564 | 0 | 2082.9273 | 0 | 2080.3779 | 0 | 2080.3672 | 0
[7 empty] | 1148.9725 | 0 | 2083.1399 | 0 | 2080.5901 | 0 | 2080.5793 | 0
[7 empty] | 1148.9886 | 0 | 2083.3525 | 0 | 2080.8023 | 0 | 2080.7913 | 0
[7 empty] | 1149.0049 | 0 | 2083.5652 | 0 | 2081.0144 | 0 | 2081.0034 | 0
[7 empty] | 1149.021 | 0 | 2083.7778 | 0 | 2081.2266 | 0 | 2081.2156 | 0
[7 empty] | 1149.0372 | 0 | 2083.9905 | 0 | 2081.4387 | 0 | 2081.428 | 0
[7 empty] | 1149.0533 | 0 | 2084.2034 | 0 | 2081.6509 | 0 | 2081.6401 | 0
[7 empty] | 1149.0696 | 0 | 2084.4163 | 0 | 2081.8633 | 0 | 2081.8525 | 0
[7 empty] | 1149.0857 | 0 | 2084.6292 | 0 | 2082.0757 | 0 | 2082.0647 | 0
[7 empty] | 1149.1019 | 0 | 2084.842 | 0 | 2082.2881 | 0 | 2082.2771 | 0
[7 empty] | 1149.118 | 0 | 2085.0549 | 0 | 2082.5005 | 0 | 2082.4898 | 0
[7 empty] | 1149.1343 | 0 | 2085.2678 | 0 | 2082.7129 | 0 | 2082.7022 | 0
[7 empty] | 1149.1504 | 0 | 2085.481 | 0 | 2082.9255 | 0 | 2082.9145 | 0
[7 empty] | 1149.1666 | 0 | 2085.6941 | 0 | 2083.1379 | 0 | 2083.1272 | 0
[7 empty] | 1149.1827 | 0 | 2085.9072 | 0 | 2083.3506 | 0 | 2083.3398 | 0
[7 empty] | 1149.199 | 0 | 2086.1204 | 0 | 2083.5632 | 0 | 2083.5525 | 0
[7 empty] | 1149.2151 | 0 | 2086.3335 | 0 | 2083.7759 | 0 | 2083.7651 | 0
[7 empty] | 1149.2313 | 0 | 2086.5469 | 0 | 2083.9888 | 0 | 2083.9778 | 0
[7 empty] | 1149.2474 | 0 | 2086.76 | 0 | 2084.2014 | 0 | 2084.1907 | 0
[7 empty] | 1149.2637 | 0 | 2086.9734 | 0 | 2084.4143 | 0 | 2084.4036 | 0
[7 empty] | 1149.2798 | 0 | 2087.1868 | 0 | 2084.6272 | 0 | 2084.6164 | 0
[7 empty] | 1149.296 | 0 | 2087.4004 | 0 | 2084.8401 | 0 | 2084.8293 | 0
[7 empty] | 1149.3121 | 0 | 2087.6138 | 0 | 2085.053 | 0 | 2085.0422 | 0
[7 empty] | 1149.3284 | 0 | 2087.8274 | 0 | 2085.2661 | 0 | 2085.2551 | 0
[7 empty] | 1149.3445 | 0 | 2088.0408 | 0 | 2085.479 | 0 | 2085.4683 | 0
[7 empty] | 1149.3607 | 0 | 2088.2544 | 0 | 2085.6921 | 0 | 2085.6814 | 0
[7 empty] | 1149.3768 | 0 | 2088.468 | 0 | 2085.9053 | 0 | 2085.8945 | 0
[7 empty] | 1149.3931 | 0 | 2088.6819 | 0 | 2086.1184 | 0 | 2086.1077 | 0
[7 empty] | 1149.4093 | 0 | 2088.8955 | 0 | 2086.3318 | 0 | 2086.3208 | 0
[7 empty] | 1149.4254 | 0 | 2089.1094 | 0 | 2086.5449 | 0 | 2086.5342 | 0
[7 empty] | 1149.4416 | 0 | 2089.3232 | 0 | 2086.7583 | 0 | 2086.7476 | 0
[7 empty] | 1149.4578 | 0 | 2089.5371 | 0 | 2086.9717 | 0 | 2086.9607 | 0
[7 empty] | 1149.474 | 0 | 2089.751 | 0 | 2087.1851 | 0 | 2087.1741 | 0
[7 empty] | 1149.4901 | 0 | 2089.9648 | 0 | 2087.3984 | 0 | 2087.3877 | 0
[7 empty] | 1149.5063 | 0 | 2090.1789 | 0 | 2087.6118 | 0 | 2087.6011 | 0
[7 empty] | 1149.5225 | 0 | 2090.3931 | 0 | 2087.8254 | 0 | 2087.8147 | 0
[7 empty] | 1149.5387 | 0 | 2090.6072 | 0 | 2088.0391 | 0 | 2088.0281 | 0
[7 empty] | 1149.5549 | 0 | 2090.8213 | 0 | 2088.2527 | 0 | 2088.2417 | 0
[7 empty] | 1149.571 | 0 | 2091.0354 | 0 | 2088.4663 | 0 | 2088.4553 | 0
[7 empty] | 1149.5873 | 0 | 2091.2495 | 0 | 2088.6799 | 0 | 2088.6692 | 0
[7 empty] | 1149.6034 | 0 | 2091.4639 | 0 | 2088.8938 | 0 | 2088.8828 | 0
[7 empty] | 1149.6196 | 0 | 2091.6782 | 0 | 2089.1074 | 0 | 2089.0967 | 0
[7 empty] | 1149.6359 | 0 | 2091.8926 | 0 | 2089.3213 | 0 | 2089.3106 | 0
[7 empty] | 1149.652 | 0 | 2092.1069 | 0 | 2089.5352 | 0 | 2089.5244 | 0
[7 empty] | 1149.6682 | 0 | 2092.3213 | 0 | 2089.749 | 0 | 2089.7383 | 0
[7 empty] | 1149.6843 | 0 | 2092.5359 | 0 | 2089.9631 | 0 | 2089.9522 | 0
[7 empty] | 1149.7006 | 0 | 2092.7505 | 0 | 2090.177 | 0 | 2090.1663 | 0
[7 empty] | 1149.7168 | 0 | 2092.9651 | 0 | 2090.3911 | 0 | 2090.3804 | 0
[7 empty] | 1149.7329 | 0 | 2093.1797 | 0 | 2090.6052 | 0 | 2090.5945 | 0
[7 empty] | 1149.7491 | 0 | 2093.3943 | 0 | 2090.8193 | 0 | 2090.8086 | 0
[7 empty] | 1149.7654 | 0 | 2093.6089 | 0 | 2091.0334 | 0 | 2091.0227 | 0
[7 empty] | 1149.7815 | 0 | 2093.8237 | 0 | 2091.2478 | 0 | 2091.2368 | 0
[7 empty] | 1149.7977 | 0 | 2094.0386 | 0 | 2091.4619 | 0 | 2091.4512 | 0
[7 empty] | 1149.8138 | 0 | 2094.2534 | 0 | 2091.6763 | 0 | 2091.6655 | 0
[7 empty] | 1149.8301 | 0 | 2094.4683 | 0 | 2091.8906 | 0 | 2091.8799 | 0
[7 empty] | 1149.8463 | 0 | 2094.6831 | 0 | 2092.105 | 0 | 2092.0942 | 0
[7 empty] | 1149.8624 | 0 | 2094.8982 | 0 | 2092.3196 | 0 | 2092.3086 | 0
[7 empty] | 1149.8787 | 0 | 2095.113 | 0 | 2092.5339 | 0 | 2092.5232 | 0
[7 empty] | 1149.8949 | 0 | 2095.3281 | 0 | 2092.7485 | 0 | 2092.7378 | 0
[7 empty] | 1149.911 | 0 | 2095.5432 | 0 | 2092.9631 | 0 | 2092.9524 | 0
[7 empty] | 1149.9272 | 0 | 2095.7586 | 0 | 2093.1777 | 0 | 2093.167 | 0
[7 empty] | 1149.9435 | 0 | 2095.9736 | 0 | 2093.3923 | 0 | 2093.3816 | 0
[7 empty] | 1149.9596 | 0 | 2096.189 | 0 | 2093.6072 | 0 | 2093.5962 | 0
[7 empty] | 1149.9758 | 0 | 2096.4043 | 0 | 2093.8218 | 0 | 2093.811 | 0
[7 empty] | 1149.9921 | 0 | 2096.6194 | 0 | 2094.0366 | 0 | 2094.0259 | 0
[7 empty] | 1150.0082 | 0 | 2096.835 | 0 | 2094.2515 | 0 | 2094.2407 | 0
[7 empty] | 1150.0244 | 0 | 2097.0503 | 0 | 2094.4663 | 0 | 2094.4556 | 0
[7 empty] | 1150.0406 | 0 | 2097.2656 | 0 | 2094.6814 | 0 | 2094.6704 | 0
[7 empty] | 1150.0569 | 0 | 2097.4812 | 0 | 2094.8962 | 0 | 2094.8855 | 0
[7 empty] | 1150.073 | 0 | 2097.6968 | 0 | 2095.1113 | 0 | 2095.1003 | 0
[7 empty] | 1150.0892 | 0 | 2097.9124 | 0 | 2095.3264 | 0 | 2095.3154 | 0
[7 empty] | 1150.1055 | 0 | 2098.1279 | 0 | 2095.5415 | 0 | 2095.5305 | 0
[7 empty] | 1150.1216 | 0 | 2098.3438 | 0 | 2095.7566 | 0 | 2095.7458 | 0
[7 empty] | 1150.1378 | 0 | 2098.5593 | 0 | 2095.9717 | 0 | 2095.9609 | 0
[7 empty] | 1150.1541 | 0 | 2098.7751 | 0 | 2096.187 | 0 | 2096.1763 | 0
[7 empty] | 1150.1702 | 0 | 2098.991 | 0 | 2096.4023 | 0 | 2096.3914 | 0
[7 empty] | 1150.1864 | 0 | 2099.2068 | 0 | 2096.6177 | 0 | 2096.6067 | 0
[7 empty] | 1150.2026 | 0 | 2099.4228 | 0 | 2096.833 | 0 | 2096.822 | 0
[7 empty] | 1150.2189 | 0 | 2099.6387 | 0 | 2097.0483 | 0 | 2097.0376 | 0
[7 empty] | 1150.235 | 0 | 2099.8547 | 0 | 2097.2639 | 0 | 2097.2529 | 0
[7 empty] | 1150.2512 | 0 | 2100.0708 | 0 | 2097.4792 | 0 | 2097.4685 | 0
[7 empty] | 1150.2675 | 0 | 2100.2869 | 0 | 2097.6948 | 0 | 2097.6841 | 0
[7 empty] | 1150.2837 | 0 | 2100.5029 | 0 | 2097.9104 | 0 | 2097.8997 | 0
[7 empty] | 1150.2998 | 0 | 2100.719 | 0 | 2098.1262 | 0 | 2098.1152 | 0
[7 empty] | 1150.316 | 0 | 2100.9353 | 0 | 2098.3418 | 0 | 2098.3311 | 0
[7 empty] | 1150.3323 | 0 | 2101.1516 | 0 | 2098.5576 | 0 | 2098.5466 | 0
[7 empty] | 1150.3485 | 0 | 2101.3679 | 0 | 2098.7732 | 0 | 2098.7625 | 0
[7 empty] | 1150.3646 | 0 | 2101.5842 | 0 | 2098.989 | 0 | 2098.9783 | 0
[7 empty] | 1150.3809 | 0 | 2101.8005 | 0 | 2099.2051 | 0 | 2099.1941 | 0
[7 empty] | 1150.3971 | 0 | 2102.0171 | 0 | 2099.4209 | 0 | 2099.4099 | 0
[7 empty] | 1150.4133 | 0 | 2102.2334 | 0 | 2099.6367 | 0 | 2099.626 | 0
[7 empty] | 1150.4296 | 0 | 2102.45 | 0 | 2099.8528 | 0 | 2099.842 | 0
[7 empty] | 1150.4457 | 0 | 2102.6665 | 0 | 2100.0689 | 0 | 2100.0579 | 0
[7 empty] | 1150.4619 | 0 | 2102.8833 | 0 | 2100.2849 | 0 | 2100.2742 | 0
[7 empty] | 1150.4781 | 0 | 2103.0999 | 0 | 2100.501 | 0 | 2100.4902 | 0
[7 empty] | 1150.4944 | 0 | 2103.3167 | 0 | 2100.7173 | 0 | 2100.7063 | 0
[7 empty] | 1150.5106 | 0 | 2103.5334 | 0 | 2100.9333 | 0 | 2100.9226 | 0
[7 empty] | 1150.5267 | 0 | 2103.7502 | 0 | 2101.1497 | 0 | 2101.1389 | 0
[7 empty] | 1150.543 | 0 | 2103.967 | 0 | 2101.366 | 0 | 2101.3552 | 0
[7 empty] | 1150.5592 | 0 | 2104.1838 | 0 | 2101.5823 | 0 | 2101.5715 | 0
[7 empty] | 1150.5754 | 0 | 2104.4009 | 0 | 2101.7988 | 0 | 2101.7878 | 0
[7 empty] | 1150.5917 | 0 | 2104.6177 | 0 | 2102.0151 | 0 | 2102.0044 | 0
[7 empty] | 1150.6078 | 0 | 2104.8347 | 0 | 2102.2317 | 0 | 2102.2207 | 0
[7 empty] | 1150.624 | 0 | 2105.0518 | 0 | 2102.4482 | 0 | 2102.4373 | 0
[7 empty] | 1150.6403 | 0 | 2105.269 | 0 | 2102.6648 | 0 | 2102.6538 | 0
[7 empty] | 1150.6565 | 0 | 2105.4861 | 0 | 2102.8814 | 0 | 2102.8704 | 0
[7 empty] | 1150.6727 | 0 | 2105.7034 | 0 | 2103.0979 | 0 | 2103.0872 | 0
[7 empty] | 1150.689 | 0 | 2105.9204 | 0 | 2103.3147 | 0 | 2103.3037 | 0
[7 empty] | 1150.7051 | 0 | 2106.1377 | 0 | 2103.5315 | 0 | 2103.5205 | 0
[7 empty] | 1150.7213 | 0 | 2106.3552 | 0 | 2103.7483 | 0 | 2103.7373 | 0
[7 empty] | 1150.7375 | 0 | 2106.5725 | 0 | 2103.9651 | 0 | 2103.9541 | 0
[7 empty] | 1150.7538 | 0 | 2106.7898 | 0 | 2104.1819 | 0 | 2104.1711 | 0
[7 empty] | 1150.77 | 0 | 2107.0073 | 0 | 2104.3989 | 0 | 2104.3879 | 0
[7 empty] | 1150.7863 | 0 | 2107.2249 | 0 | 2104.616 | 0 | 2104.605 | 0
[7 empty] | 1150.8025 | 0 | 2107.4424 | 0 | 2104.8328 | 0 | 2104.822 | 0
[7 empty] | 1150.8187 | 0 | 2107.6602 | 0 | 2105.0498 | 0 | 2105.0391 | 0
[7 empty] | 1150.8348 | 0 | 2107.8777 | 0 | 2105.2671 | 0 | 2105.2561 | 0
[7 empty] | 1150.8511 | 0 | 2108.0955 | 0 | 2105.4841 | 0 | 2105.4734 | 0
[7 empty] | 1150.8673 | 0 | 2108.313 | 0 | 2105.7014 | 0 | 2105.6904 | 0
[7 empty] | 1150.8835 | 0 | 2108.5308 | 0 | 2105.9187 | 0 | 2105.9077 | 0
[7 empty] | 1150.8998 | 0 | 2108.7488 | 0 | 2106.136 | 0 | 2106.125 | 0
[7 empty] | 1150.916 | 0 | 2108.9666 | 0 | 2106.3533 | 0 | 2106.3423 | 0
[7 empty] | 1150.9323 | 0 | 2109.1846 | 0 | 2106.5706 | 0 | 2106.5598 | 0
[7 empty] | 1150.9485 | 0 | 2109.4023 | 0 | 2106.7881 | 0 | 2106.7771 | 0
[7 empty] | 1150.9647 | 0 | 2109.6204 | 0 | 2107.0054 | 0 | 2106.9946 | 0
[7 empty] | 1150.9808 | 0 | 2109.8384 | 0 | 2107.2229 | 0 | 2107.2122 | 0
[7 empty] | 1150.9971 | 0 | 2110.0566 | 0 | 2107.4404 | 0 | 2107.4297 | 0
[7 empty] | 1151.0133 | 0 | 2110.2747 | 0 | 2107.6582 | 0 | 2107.6472 | 0
[7 empty] | 1151.0295 | 0 | 2110.4929 | 0 | 2107.8757 | 0 | 2107.865 | 0
[7 empty] | 1151.0458 | 0 | 2110.7112 | 0 | 2108.0935 | 0 | 2108.0825 | 0
[7 empty] | 1151.062 | 0 | 2110.9294 | 0 | 2108.3113 | 0 | 2108.3003 | 0
[7 empty] | 1151.0782 | 0 | 2111.1477 | 0 | 2108.5291 | 0 | 2108.5181 | 0
[7 empty] | 1151.0945 | 0 | 2111.3662 | 0 | 2108.7468 | 0 | 2108.7358 | 0
[7 empty] | 1151.1107 | 0 | 2111.5845 | 0 | 2108.9646 | 0 | 2108.9539 | 0
[7 empty] | 1151.127 | 0 | 2111.803 | 0 | 2109.1826 | 0 | 2109.1716 | 0
[7 empty] | 1151.1432 | 0 | 2112.0215 | 0 | 2109.4006 | 0 | 2109.3897 | 0
[7 empty] | 1151.1594 | 0 | 2112.24 | 0 | 2109.6186 | 0 | 2109.6077 | 0
[7 empty] | 1151.1757 | 0 | 2112.4585 | 0 | 2109.8367 | 0 | 2109.8257 | 0
[7 empty] | 1151.1919 | 0 | 2112.6773 | 0 | 2110.0547 | 0 | 2110.0437 | 0
[7 empty] | 1151.2081 | 0 | 2112.896 | 0 | 2110.273 | 0 | 2110.262 | 0
[7 empty] | 1151.2244 | 0 | 2113.1148 | 0 | 2110.491 | 0 | 2110.4802 | 0
[7 empty] | 1151.2406 | 0 | 2113.3335 | 0 | 2110.7092 | 0 | 2110.6982 | 0
[7 empty] | 1151.2568 | 0 | 2113.5523 | 0 | 2110.9275 | 0 | 2110.9165 | 0
[7 empty] | 1151.2731 | 0 | 2113.771 | 0 | 2111.1458 | 0 | 2111.135 | 0
[7 empty] | 1151.2892 | 0 | 2113.99 | 0 | 2111.3643 | 0 | 2111.3533 | 0
[7 empty] | 1151.3054 | 0 | 2114.209 | 0 | 2111.5825 | 0 | 2111.5718 | 0
[7 empty] | 1151.3217 | 0 | 2114.428 | 0 | 2111.801 | 0 | 2111.79 | 0
[7 empty] | 1151.3379 | 0 | 2114.647 | 0 | 2112.0195 | 0 | 2112.0086 | 0
[7 empty] | 1151.3541 | 0 | 2114.866 | 0 | 2112.238 | 0 | 2112.2273 | 0
[7 empty] | 1151.3704 | 0 | 2115.0852 | 0 | 2112.4568 | 0 | 2112.4458 | 0
[7 empty] | 1151.3866 | 0 | 2115.3044 | 0 | 2112.6753 | 0 | 2112.6643 | 0
[7 empty] | 1151.4028 | 0 | 2115.5237 | 0 | 2112.894 | 0 | 2112.8831 | 0
[7 empty] | 1151.4191 | 0 | 2115.7429 | 0 | 2113.1128 | 0 | 2113.1018 | 0
[7 empty] | 1151.4354 | 0 | 2115.9622 | 0 | 2113.3315 | 0 | 2113.3206 | 0
[7 empty] | 1151.4517 | 0 | 2116.1816 | 0 | 2113.5503 | 0 | 2113.5393 | 0
[7 empty] | 1151.4679 | 0 | 2116.4009 | 0 | 2113.7693 | 0 | 2113.7583 | 0
[7 empty] | 1151.4841 | 0 | 2116.6204 | 0 | 2113.988 | 0 | 2113.9773 | 0
[7 empty] | 1151.5004 | 0 | 2116.8398 | 0 | 2114.207 | 0 | 2114.1961 | 0
[7 empty] | 1151.5166 | 0 | 2117.0596 | 0 | 2114.426 | 0 | 2114.415 | 0
[7 empty] | 1151.5328 | 0 | 2117.2791 | 0 | 2114.645 | 0 | 2114.6343 | 0
[7 empty] | 1151.5491 | 0 | 2117.4988 | 0 | 2114.8643 | 0 | 2114.8533 | 0
[7 empty] | 1151.5653 | 0 | 2117.7183 | 0 | 2115.0833 | 0 | 2115.0725 | 0
[7 empty] | 1151.5815 | 0 | 2117.938 | 0 | 2115.3025 | 0 | 2115.2915 | 0
[7 empty] | 1151.5978 | 0 | 2118.158 | 0 | 2115.5217 | 0 | 2115.5107 | 0
[7 empty] | 1151.614 | 0 | 2118.3777 | 0 | 2115.741 | 0 | 2115.73 | 0
[7 empty] | 1151.6302 | 0 | 2118.5977 | 0 | 2115.9602 | 0 | 2115.9495 | 0
[7 empty] | 1151.6465 | 0 | 2118.8174 | 0 | 2116.1797 | 0 | 2116.1687 | 0
[7 empty] | 1151.6627 | 0 | 2119.0374 | 0 | 2116.3992 | 0 | 2116.3882 | 0
[7 empty] | 1151.679 | 0 | 2119.2573 | 0 | 2116.6184 | 0 | 2116.6077 | 0
[7 empty] | 1151.6952 | 0 | 2119.4775 | 0 | 2116.8381 | 0 | 2116.8272 | 0
[7 empty] | 1151.7114 | 0 | 2119.6975 | 0 | 2117.0576 | 0 | 2117.0466 | 0
[7 empty] | 1151.7277 | 0 | 2119.9177 | 0 | 2117.2771 | 0 | 2117.2661 | 0
[7 empty] | 1151.744 | 0 | 2120.1379 | 0 | 2117.4968 | 0 | 2117.4858 | 0
[7 empty] | 1151.7603 | 0 | 2120.3582 | 0 | 2117.7166 | 0 | 2117.7056 | 0
[7 empty] | 1151.7765 | 0 | 2120.5784 | 0 | 2117.9363 | 0 | 2117.9253 | 0
[7 empty] | 1151.7927 | 0 | 2120.7986 | 0 | 2118.156 | 0 | 2118.145 | 0
[7 empty] | 1151.809 | 0 | 2121.019 | 0 | 2118.3757 | 0 | 2118.3648 | 0
[7 empty] | 1151.8252 | 0 | 2121.2395 | 0 | 2118.5957 | 0 | 2118.5847 | 0
[7 empty] | 1151.8414 | 0 | 2121.46 | 0 | 2118.8157 | 0 | 2118.8047 | 0
[7 empty] | 1151.8577 | 0 | 2121.6804 | 0 | 2119.0354 | 0 | 2119.0247 | 0
[7 empty] | 1151.8739 | 0 | 2121.9009 | 0 | 2119.2556 | 0 | 2119.2446 | 0
[7 empty] | 1151.8901 | 0 | 2122.1216 | 0 | 2119.4756 | 0 | 2119.4646 | 0
[7 empty] | 1151.9065 | 0 | 2122.3423 | 0 | 2119.6956 | 0 | 2119.6848 | 0
[7 empty] | 1151.9227 | 0 | 2122.563 | 0 | 2119.9158 | 0 | 2119.9048 | 0
[7 empty] | 1151.939 | 0 | 2122.7837 | 0 | 2120.136 | 0 | 2120.125 | 0
[7 empty] | 1151.9552 | 0 | 2123.0044 | 0 | 2120.3562 | 0 | 2120.3452 | 0
[7 empty] | 1151.9714 | 0 | 2123.2253 | 0 | 2120.5764 | 0 | 2120.5654 | 0
[7 empty] | 1151.9877 | 0 | 2123.4461 | 0 | 2120.7969 | 0 | 2120.7859 | 0
[7 empty] | 1152.0039 | 0 | 2123.667 | 0 | 2121.0171 | 0 | 2121.0061 | 0
[7 empty] | 1152.0203 | 0 | 2123.8879 | 0 | 2121.2375 | 0 | 2121.2266 | 0
[7 empty] | 1152.0365 | 0 | 2124.1089 | 0 | 2121.458 | 0 | 2121.447 | 0
[7 empty] | 1152.0527 | 0 | 2124.3301 | 0 | 2121.6785 | 0 | 2121.6675 | 0
[7 empty] | 1152.069 | 0 | 2124.5513 | 0 | 2121.8992 | 0 | 2121.8882 | 0
[7 empty] | 1152.0852 | 0 | 2124.7722 | 0 | 2122.1196 | 0 | 2122.1086 | 0
[7 empty] | 1152.1014 | 0 | 2124.9934 | 0 | 2122.3403 | 0 | 2122.3293 | 0
[7 empty] | 1152.1178 | 0 | 2125.2148 | 0 | 2122.561 | 0 | 2122.55 | 0
[7 empty] | 1152.134 | 0 | 2125.436 | 0 | 2122.7817 | 0 | 2122.7708 | 0
[7 empty] | 1152.1503 | 0 | 2125.6572 | 0 | 2123.0024 | 0 | 2122.9914 | 0
[7 empty] | 1152.1665 | 0 | 2125.8787 | 0 | 2123.2234 | 0 | 2123.2124 | 0
[7 empty] | 1152.1827 | 0 | 2126.1001 | 0 | 2123.4441 | 0 | 2123.4333 | 0
[7 empty] | 1152.1991 | 0 | 2126.3215 | 0 | 2123.665 | 0 | 2123.6541 | 0
[7 empty] | 1152.2153 | 0 | 2126.5432 | 0 | 2123.886 | 0 | 2123.875 | 0
[7 empty] | 1152.2316 | 0 | 2126.7647 | 0 | 2124.1072 | 0 | 2124.0962 | 0
[7 empty] | 1152.2478 | 0 | 2126.9863 | 0 | 2124.3281 | 0 | 2124.3171 | 0
[7 empty] | 1152.264 | 0 | 2127.208 | 0 | 2124.5493 | 0 | 2124.5383 | 0
[7 empty] | 1152.2804 | 0 | 2127.4297 | 0 | 2124.7703 | 0 | 2124.7595 | 0
[7 empty] | 1152.2966 | 0 | 2127.6514 | 0 | 2124.9917 | 0 | 2124.9807 | 0
[7 empty] | 1152.3129 | 0 | 2127.8733 | 0 | 2125.2129 | 0 | 2125.2019 | 0
[7 empty] | 1152.3291 | 0 | 2128.095 | 0 | 2125.4341 | 0 | 2125.4231 | 0
[7 empty] | 1152.3453 | 0 | 2128.3169 | 0 | 2125.6555 | 0 | 2125.6445 | 0
[7 empty] | 1152.3617 | 0 | 2128.5388 | 0 | 2125.8767 | 0 | 2125.8657 | 0
[7 empty] | 1152.3779 | 0 | 2128.7607 | 0 | 2126.0981 | 0 | 2126.0872 | 0
[7 empty] | 1152.3942 | 0 | 2128.9829 | 0 | 2126.3196 | 0 | 2126.3088 | 0
[7 empty] | 1152.4104 | 0 | 2129.2048 | 0 | 2126.5413 | 0 | 2126.5303 | 0
[7 empty] | 1152.4268 | 0 | 2129.427 | 0 | 2126.7627 | 0 | 2126.7517 | 0
[7 empty] | 1152.443 | 0 | 2129.6492 | 0 | 2126.9844 | 0 | 2126.9734 | 0
[7 empty] | 1152.4592 | 0 | 2129.8713 | 0 | 2127.2061 | 0 | 2127.1951 | 0
[7 empty] | 1152.4755 | 0 | 2130.0938 | 0 | 2127.4277 | 0 | 2127.4167 | 0
[7 empty] | 1152.4918 | 0 | 2130.3159 | 0 | 2127.6494 | 0 | 2127.6384 | 0
[7 empty] | 1152.5081 | 0 | 2130.5383 | 0 | 2127.8713 | 0 | 2127.8603 | 0
[7 empty] | 1152.5243 | 0 | 2130.7607 | 0 | 2128.093 | 0 | 2128.082 | 0
[7 empty] | 1152.5405 | 0 | 2130.9832 | 0 | 2128.3149 | 0 | 2128.3039 | 0
[7 empty] | 1152.5569 | 0 | 2131.2056 | 0 | 2128.5369 | 0 | 2128.5259 | 0
[7 empty] | 1152.5731 | 0 | 2131.4282 | 0 | 2128.7588 | 0 | 2128.7478 | 0
[7 empty] | 1152.5894 | 0 | 2131.6506 | 0 | 2128.981 | 0 | 2128.97 | 0
[7 empty] | 1152.6057 | 0 | 2131.8733 | 0 | 2129.2029 | 0 | 2129.1919 | 0
[7 empty] | 1152.6219 | 0 | 2132.0959 | 0 | 2129.425 | 0 | 2129.4141 | 0
[7 empty] | 1152.6382 | 0 | 2132.3189 | 0 | 2129.6472 | 0 | 2129.6362 | 0
[7 empty] | 1152.6544 | 0 | 2132.5415 | 0 | 2129.8694 | 0 | 2129.8584 | 0
[7 empty] | 1152.6708 | 0 | 2132.7644 | 0 | 2130.0918 | 0 | 2130.0808 | 0
[7 empty] | 1152.687 | 0 | 2132.9873 | 0 | 2130.314 | 0 | 2130.303 | 0
[7 empty] | 1152.7032 | 0 | 2133.2102 | 0 | 2130.5364 | 0 | 2130.5254 | 0
[7 empty] | 1152.7196 | 0 | 2133.4331 | 0 | 2130.7588 | 0 | 2130.7478 | 0
[7 empty] | 1152.7358 | 0 | 2133.656 | 0 | 2130.9812 | 0 | 2130.9702 | 0
[7 empty] | 1152.7521 | 0 | 2133.8792 | 0 | 2131.2036 | 0 | 2131.1926 | 0
[7 empty] | 1152.7684 | 0 | 2134.1023 | 0 | 2131.4263 | 0 | 2131.4153 | 0
[7 empty] | 1152.7847 | 0 | 2134.3254 | 0 | 2131.6489 | 0 | 2131.6379 | 0
[7 empty] | 1152.8009 | 0 | 2134.5486 | 0 | 2131.8713 | 0 | 2131.8603 | 0
[7 empty] | 1152.8173 | 0 | 2134.7717 | 0 | 2132.0942 | 0 | 2132.083 | 0
[7 empty] | 1152.8335 | 0 | 2134.9951 | 0 | 2132.3169 | 0 | 2132.3059 | 0
[7 empty] | 1152.8497 | 0 | 2135.2183 | 0 | 2132.5395 | 0 | 2132.5286 | 0
[7 empty] | 1152.8661 | 0 | 2135.4417 | 0 | 2132.7625 | 0 | 2132.7515 | 0
[7 empty] | 1152.8823 | 0 | 2135.665 | 0 | 2132.9853 | 0 | 2132.9744 | 0
[7 empty] | 1152.8986 | 0 | 2135.8887 | 0 | 2133.2083 | 0 | 2133.1973 | 0
[7 empty] | 1152.9149 | 0 | 2136.1121 | 0 | 2133.4311 | 0 | 2133.4202 | 0
[7 empty] | 1152.9312 | 0 | 2136.3357 | 0 | 2133.6541 | 0 | 2133.6431 | 0
[7 empty] | 1152.9474 | 0 | 2136.5593 | 0 | 2133.8772 | 0 | 2133.8662 | 0
[7 empty] | 1152.9637 | 0 | 2136.783 | 0 | 2134.1003 | 0 | 2134.0894 | 0
[7 empty] | 1152.98 | 0 | 2137.0066 | 0 | 2134.3235 | 0 | 2134.3125 | 0
[7 empty] | 1152.9963 | 0 | 2137.2305 | 0 | 2134.5466 | 0 | 2134.5356 | 0
[7 empty] | 1153.0126 | 0 | 2137.4541 | 0 | 2134.7698 | 0 | 2134.7588 | 0
[7 empty] | 1153.0288 | 0 | 2137.678 | 0 | 2134.9932 | 0 | 2134.9822 | 0
[7 empty] | 1153.0452 | 0 | 2137.9019 | 0 | 2135.2166 | 0 | 2135.2053 | 0
[7 empty] | 1153.0614 | 0 | 2138.1257 | 0 | 2135.4397 | 0 | 2135.4287 | 0
[7 empty] | 1153.0776 | 0 | 2138.3499 | 0 | 2135.6633 | 0 | 2135.6521 | 0
[7 empty] | 1153.094 | 0 | 2138.574 | 0 | 2135.8867 | 0 | 2135.8757 | 0
[7 empty] | 1153.1102 | 0 | 2138.7978 | 0 | 2136.1101 | 0 | 2136.0991 | 0
[7 empty] | 1153.1266 | 0 | 2139.022 | 0 | 2136.3337 | 0 | 2136.3227 | 0
[7 empty] | 1153.1428 | 0 | 2139.2463 | 0 | 2136.5574 | 0 | 2136.5464 | 0
[7 empty] | 1153.1592 | 0 | 2139.4705 | 0 | 2136.781 | 0 | 2136.77 | 0
[7 empty] | 1153.1754 | 0 | 2139.6948 | 0 | 2137.0046 | 0 | 2136.9936 | 0
[7 empty] | 1153.1916 | 0 | 2139.9189 | 0 | 2137.2285 | 0 | 2137.2175 | 0
[7 empty] | 1153.208 | 0 | 2140.1433 | 0 | 2137.4522 | 0 | 2137.4412 | 0
[7 empty] | 1153.2242 | 0 | 2140.3677 | 0 | 2137.676 | 0 | 2137.665 | 0
[7 empty] | 1153.2406 | 0 | 2140.5923 | 0 | 2137.8999 | 0 | 2137.8889 | 0
[7 empty] | 1153.2568 | 0 | 2140.8167 | 0 | 2138.124 | 0 | 2138.1128 | 0
[7 empty] | 1153.2732 | 0 | 2141.0413 | 0 | 2138.3479 | 0 | 2138.3369 | 0
[7 empty] | 1153.2894 | 0 | 2141.2659 | 0 | 2138.572 | 0 | 2138.5608 | 0
[7 empty] | 1153.3057 | 0 | 2141.4905 | 0 | 2138.7959 | 0 | 2138.7849 | 0
[7 empty] | 1153.322 | 0 | 2141.7151 | 0 | 2139.02 | 0 | 2139.009 | 0
[7 empty] | 1153.3383 | 0 | 2141.9399 | 0 | 2139.2444 | 0 | 2139.2332 | 0
[7 empty] | 1153.3546 | 0 | 2142.1648 | 0 | 2139.4685 | 0 | 2139.4575 | 0
[7 empty] | 1153.3709 | 0 | 2142.3897 | 0 | 2139.6929 | 0 | 2139.6816 | 0
[7 empty] | 1153.3872 | 0 | 2142.6145 | 0 | 2139.917 | 0 | 2139.906 | 0
[7 empty] | 1153.4034 | 0 | 2142.8394 | 0 | 2140.1414 | 0 | 2140.1304 | 0
[7 empty] | 1153.4198 | 0 | 2143.0642 | 0 | 2140.366 | 0 | 2140.3547 | 0
[7 empty] | 1153.436 | 0 | 2143.2893 | 0 | 2140.5903 | 0 | 2140.5793 | 0
[7 empty] | 1153.4524 | 0 | 2143.5144 | 0 | 2140.8147 | 0 | 2140.8037 | 0
[7 empty] | 1153.4686 | 0 | 2143.7395 | 0 | 2141.0393 | 0 | 2141.0283 | 0
[7 empty] | 1153.485 | 0 | 2143.9646 | 0 | 2141.2639 | 0 | 2141.2529 | 0
[7 empty] | 1153.5012 | 0 | 2144.1899 | 0 | 2141.4885 | 0 | 2141.4775 | 0
[7 empty] | 1153.5176 | 0 | 2144.415 | 0 | 2141.7134 | 0 | 2141.7022 | 0
[7 empty] | 1153.5338 | 0 | 2144.6404 | 0 | 2141.938 | 0 | 2141.927 | 0
[7 empty] | 1153.5502 | 0 | 2144.8657 | 0 | 2142.1628 | 0 | 2142.1516 | 0
[7 empty] | 1153.5664 | 0 | 2145.0911 | 0 | 2142.3877 | 0 | 2142.3765 | 0
[7 empty] | 1153.5828 | 0 | 2145.3167 | 0 | 2142.6125 | 0 | 2142.6013 | 0
[7 empty] | 1153.599 | 0 | 2145.542 | 0 | 2142.8374 | 0 | 2142.8264 | 0
[7 empty] | 1153.6154 | 0 | 2145.7676 | 0 | 2143.0623 | 0 | 2143.0513 | 0
[7 empty] | 1153.6316 | 0 | 2145.9932 | 0 | 2143.2874 | 0 | 2143.2764 | 0
[7 empty] | 1153.6479 | 0 | 2146.2188 | 0 | 2143.5125 | 0 | 2143.5015 | 0
[7 empty] | 1153.6642 | 0 | 2146.4446 | 0 | 2143.7375 | 0 | 2143.7266 | 0
[7 empty] | 1153.6805 | 0 | 2146.6702 | 0 | 2143.9626 | 0 | 2143.9517 | 0
[7 empty] | 1153.6968 | 0 | 2146.896 | 0 | 2144.188 | 0 | 2144.1768 | 0
[7 empty] | 1153.7131 | 0 | 2147.1218 | 0 | 2144.4131 | 0 | 2144.4021 | 0
[7 empty] | 1153.7294 | 0 | 2147.3477 | 0 | 2144.6384 | 0 | 2144.6274 | 0
[7 empty] | 1153.7457 | 0 | 2147.5737 | 0 | 2144.8638 | 0 | 2144.8528 | 0
[7 empty] | 1153.7621 | 0 | 2147.7996 | 0 | 2145.0891 | 0 | 2145.0781 | 0
[7 empty] | 1153.7783 | 0 | 2148.0256 | 0 | 2145.3147 | 0 | 2145.3037 | 0
[7 empty] | 1153.7947 | 0 | 2148.2517 | 0 | 2145.54 | 0 | 2145.5291 | 0
[7 empty] | 1153.8109 | 0 | 2148.4778 | 0 | 2145.7656 | 0 | 2145.7546 | 0
[7 empty] | 1153.8273 | 0 | 2148.7039 | 0 | 2145.9912 | 0 | 2145.9802 | 0
[7 empty] | 1153.8435 | 0 | 2148.9302 | 0 | 2146.2168 | 0 | 2146.2058 | 0
[7 empty] | 1153.8599 | 0 | 2149.1565 | 0 | 2146.4426 | 0 | 2146.4316 | 0
[7 empty] | 1153.8762 | 0 | 2149.3828 | 0 | 2146.6682 | 0 | 2146.6572 | 0
[7 empty] | 1153.8925 | 0 | 2149.6091 | 0 | 2146.894 | 0 | 2146.8831 | 0
[7 empty] | 1153.9088 | 0 | 2149.8355 | 0 | 2147.1199 | 0 | 2147.1089 | 0
[7 empty] | 1153.925 | 0 | 2150.0618 | 0 | 2147.3457 | 0 | 2147.3347 | 0
[7 empty] | 1153.9414 | 0 | 2150.2883 | 0 | 2147.5718 | 0 | 2147.5606 | 0
[7 empty] | 1153.9576 | 0 | 2150.5149 | 0 | 2147.7976 | 0 | 2147.7866 | 0
[7 empty] | 1153.974 | 0 | 2150.7414 | 0 | 2148.0237 | 0 | 2148.0127 | 0
[7 empty] | 1153.9904 | 0 | 2150.968 | 0 | 2148.2498 | 0 | 2148.2388 | 0
[7 empty] | 1154.0066 | 0 | 2151.1948 | 0 | 2148.4758 | 0 | 2148.4648 | 0
[7 empty] | 1154.0229 | 0 | 2151.4216 | 0 | 2148.7019 | 0 | 2148.6909 | 0
[7 empty] | 1154.0393 | 0 | 2151.6482 | 0 | 2148.9282 | 0 | 2148.9172 | 0
[7 empty] | 1154.0555 | 0 | 2151.8752 | 0 | 2149.1545 | 0 | 2149.1433 | 0
[7 empty] | 1154.0719 | 0 | 2152.102 | 0 | 2149.3809 | 0 | 2149.3696 | 0
[7 empty] | 1154.0881 | 0 | 2152.3289 | 0 | 2149.6072 | 0 | 2149.5959 | 0
[7 empty] | 1154.1045 | 0 | 2152.5559 | 0 | 2149.8335 | 0 | 2149.8225 | 0
[7 empty] | 1154.1209 | 0 | 2152.783 | 0 | 2150.0601 | 0 | 2150.0488 | 0
[7 empty] | 1154.1371 | 0 | 2153.01 | 0 | 2150.2864 | 0 | 2150.2754 | 0
[7 empty] | 1154.1534 | 0 | 2153.2371 | 0 | 2150.5129 | 0 | 2150.5019 | 0
[7 empty] | 1154.1698 | 0 | 2153.4641 | 0 | 2150.7395 | 0 | 2150.7285 | 0
[7 empty] | 1154.186 | 0 | 2153.6914 | 0 | 2150.9661 | 0 | 2150.9551 | 0
[7 empty] | 1154.2024 | 0 | 2153.9187 | 0 | 2151.1929 | 0 | 2151.1819 | 0
[7 empty] | 1154.2188 | 0 | 2154.146 | 0 | 2151.4197 | 0 | 2151.4084 | 0
[7 empty] | 1154.235 | 0 | 2154.3733 | 0 | 2151.6465 | 0 | 2151.6352 | 0
[7 empty] | 1154.2513 | 0 | 2154.6008 | 0 | 2151.8733 | 0 | 2151.8621 | 0
[7 empty] | 1154.2677 | 0 | 2154.8281 | 0 | 2152.1001 | 0 | 2152.0889 | 0
[7 empty] | 1154.2839 | 0 | 2155.0557 | 0 | 2152.3269 | 0 | 2152.3159 | 0
[7 empty] | 1154.3003 | 0 | 2155.2832 | 0 | 2152.5539 | 0 | 2152.543 | 0
[7 empty] | 1154.3166 | 0 | 2155.5107 | 0 | 2152.781 | 0 | 2152.7698 | 0
[7 empty] | 1154.3329 | 0 | 2155.7385 | 0 | 2153.0081 | 0 | 2152.9968 | 0
[7 empty] | 1154.3492 | 0 | 2155.9661 | 0 | 2153.2351 | 0 | 2153.2241 | 0
[7 empty] | 1154.3656 | 0 | 2156.1939 | 0 | 2153.4624 | 0 | 2153.4512 | 0
[7 empty] | 1154.3818 | 0 | 2156.4216 | 0 | 2153.6894 | 0 | 2153.6785 | 0
[7 empty] | 1154.3982 | 0 | 2156.6494 | 0 | 2153.9167 | 0 | 2153.9058 | 0
[7 empty] | 1154.4146 | 0 | 2156.8774 | 0 | 2154.144 | 0 | 2154.1331 | 0
[7 empty] | 1154.4309 | 0 | 2157.1052 | 0 | 2154.3713 | 0 | 2154.3603 | 0
[7 empty] | 1154.4471 | 0 | 2157.3333 | 0 | 2154.5989 | 0 | 2154.5876 | 0
[7 empty] | 1154.4635 | 0 | 2157.5613 | 0 | 2154.8262 | 0 | 2154.8152 | 0
[7 empty] | 1154.4799 | 0 | 2157.7893 | 0 | 2155.0537 | 0 | 2155.0427 | 0
[7 empty] | 1154.4961 | 0 | 2158.0176 | 0 | 2155.2812 | 0 | 2155.2703 | 0
[7 empty] | 1154.5125 | 0 | 2158.2456 | 0 | 2155.5088 | 0 | 2155.4978 | 0
[7 empty] | 1154.5288 | 0 | 2158.4739 | 0 | 2155.7366 | 0 | 2155.7253 | 0
[7 empty] | 1154.5452 | 0 | 2158.7022 | 0 | 2155.9641 | 0 | 2155.9531 | 0
[7 empty] | 1154.5614 | 0 | 2158.9304 | 0 | 2156.1919 | 0 | 2156.1809 | 0
[7 empty] | 1154.5778 | 0 | 2159.1589 | 0 | 2156.4197 | 0 | 2156.4087 | 0
[7 empty] | 1154.5941 | 0 | 2159.3872 | 0 | 2156.6475 | 0 | 2156.6365 | 0
[7 empty] | 1154.6105 | 0 | 2159.6157 | 0 | 2156.8755 | 0 | 2156.8643 | 0
[7 empty] | 1154.6267 | 0 | 2159.8442 | 0 | 2157.1033 | 0 | 2157.0923 | 0
[7 empty] | 1154.6431 | 0 | 2160.0727 | 0 | 2157.3313 | 0 | 2157.3203 | 0
[7 empty] | 1154.6594 | 0 | 2160.3013 | 0 | 2157.5593 | 0 | 2157.5483 | 0
[7 empty] | 1154.6758 | 0 | 2160.53 | 0 | 2157.7874 | 0 | 2157.7764 | 0
[7 empty] | 1154.692 | 0 | 2160.7588 | 0 | 2158.0156 | 0 | 2158.0044 | 0
[7 empty] | 1154.7084 | 0 | 2160.9875 | 0 | 2158.2436 | 0 | 2158.2327 | 0
[7 empty] | 1154.7247 | 0 | 2161.2163 | 0 | 2158.4719 | 0 | 2158.4607 | 0
[7 empty] | 1154.7411 | 0 | 2161.4451 | 0 | 2158.7002 | 0 | 2158.689 | 0
[7 empty] | 1154.7573 | 0 | 2161.6741 | 0 | 2158.9285 | 0 | 2158.9175 | 0
[7 empty] | 1154.7737 | 0 | 2161.9028 | 0 | 2159.157 | 0 | 2159.1458 | 0
[7 empty] | 1154.79 | 0 | 2162.1318 | 0 | 2159.3852 | 0 | 2159.3743 | 0
[7 empty] | 1154.8064 | 0 | 2162.3608 | 0 | 2159.6138 | 0 | 2159.6025 | 0
[7 empty] | 1154.8228 | 0 | 2162.5901 | 0 | 2159.8423 | 0 | 2159.8311 | 0
[7 empty] | 1154.839 | 0 | 2162.8191 | 0 | 2160.0708 | 0 | 2160.0596 | 0
[7 empty] | 1154.8553 | 0 | 2163.0483 | 0 | 2160.2993 | 0 | 2160.2883 | 0
[7 empty] | 1154.8717 | 0 | 2163.2776 | 0 | 2160.5281 | 0 | 2160.5168 | 0
[7 empty] | 1154.8881 | 0 | 2163.5068 | 0 | 2160.7568 | 0 | 2160.7456 | 0
[7 empty] | 1154.9044 | 0 | 2163.7363 | 0 | 2160.9856 | 0 | 2160.9744 | 0
[7 empty] | 1154.9208 | 0 | 2163.9656 | 0 | 2161.2144 | 0 | 2161.2031 | 0
[7 empty] | 1154.937 | 0 | 2164.1951 | 0 | 2161.4431 | 0 | 2161.4321 | 0
[7 empty] | 1154.9534 | 0 | 2164.4246 | 0 | 2161.6721 | 0 | 2161.6609 | 0
[7 empty] | 1154.9697 | 0 | 2164.6541 | 0 | 2161.9009 | 0 | 2161.8899 | 0
[7 empty] | 1154.9861 | 0 | 2164.8836 | 0 | 2162.1299 | 0 | 2162.1189 | 0
[7 empty] | 1155.0024 | 0 | 2165.1133 | 0 | 2162.3591 | 0 | 2162.3479 | 0
[7 empty] | 1155.0188 | 0 | 2165.3428 | 0 | 2162.5881 | 0 | 2162.5769 | 0
[7 empty] | 1155.035 | 0 | 2165.5725 | 0 | 2162.8171 | 0 | 2162.8061 | 0
[7 empty] | 1155.0514 | 0 | 2165.8025 | 0 | 2163.0464 | 0 | 2163.0352 | 0
[7 empty] | 1155.0677 | 0 | 2166.0322 | 0 | 2163.2756 | 0 | 2163.2644 | 0
[7 empty] | 1155.0841 | 0 | 2166.262 | 0 | 2163.5049 | 0 | 2163.4939 | 0
[7 empty] | 1155.1005 | 0 | 2166.4919 | 0 | 2163.7344 | 0 | 2163.7231 | 0
[7 empty] | 1155.1168 | 0 | 2166.7219 | 0 | 2163.9636 | 0 | 2163.9524 | 0
[7 empty] | 1155.1332 | 0 | 2166.9519 | 0 | 2164.1931 | 0 | 2164.1819 | 0
[7 empty] | 1155.1494 | 0 | 2167.1821 | 0 | 2164.4226 | 0 | 2164.4114 | 0
[7 empty] | 1155.1658 | 0 | 2167.4121 | 0 | 2164.6521 | 0 | 2164.6409 | 0
[7 empty] | 1155.1821 | 0 | 2167.6423 | 0 | 2164.8816 | 0 | 2164.8706 | 0
[7 empty] | 1155.1985 | 0 | 2167.8726 | 0 | 2165.1113 | 0 | 2165.1001 | 0
[7 empty] | 1155.2148 | 0 | 2168.1028 | 0 | 2165.3411 | 0 | 2165.3298 | 0
[7 empty] | 1155.2312 | 0 | 2168.333 | 0 | 2165.5706 | 0 | 2165.5596 | 0
[7 empty] | 1155.2476 | 0 | 2168.5635 | 0 | 2165.8005 | 0 | 2165.7893 | 0
[7 empty] | 1155.2639 | 0 | 2168.7937 | 0 | 2166.0303 | 0 | 2166.019 | 0
[7 empty] | 1155.2803 | 0 | 2169.0242 | 0 | 2166.26 | 0 | 2166.249 | 0
[7 empty] | 1155.2966 | 0 | 2169.2549 | 0 | 2166.49 | 0 | 2166.4788 | 0
[7 empty] | 1155.3129 | 0 | 2169.4853 | 0 | 2166.72 | 0 | 2166.7087 | 0
[7 empty] | 1155.3292 | 0 | 2169.7158 | 0 | 2166.95 | 0 | 2166.939 | 0
[7 empty] | 1155.3456 | 0 | 2169.9465 | 0 | 2167.1802 | 0 | 2167.1689 | 0
[7 empty] | 1155.3619 | 0 | 2170.1773 | 0 | 2167.4102 | 0 | 2167.3989 | 0
[7 empty] | 1155.3783 | 0 | 2170.408 | 0 | 2167.6404 | 0 | 2167.6292 | 0
[7 empty] | 1155.3947 | 0 | 2170.6389 | 0 | 2167.8706 | 0 | 2167.8594 | 0
[7 empty] | 1155.411 | 0 | 2170.8696 | 0 | 2168.1008 | 0 | 2168.0896 | 0
[7 empty] | 1155.4274 | 0 | 2171.1006 | 0 | 2168.3311 | 0 | 2168.3198 | 0
[7 empty] | 1155.4437 | 0 | 2171.3315 | 0 | 2168.5615 | 0 | 2168.5503 | 0
[7 empty] | 1155.4601 | 0 | 2171.5625 | 0 | 2168.792 | 0 | 2168.7808 | 0
[7 empty] | 1155.4764 | 0 | 2171.7935 | 0 | 2169.0222 | 0 | 2169.0112 | 0
[7 empty] | 1155.4928 | 0 | 2172.0247 | 0 | 2169.2529 | 0 | 2169.2417 | 0
[7 empty] | 1155.5092 | 0 | 2172.2559 | 0 | 2169.4834 | 0 | 2169.4722 | 0
[7 empty] | 1155.5255 | 0 | 2172.4871 | 0 | 2169.7139 | 0 | 2169.7029 | 0
[7 empty] | 1155.5419 | 0 | 2172.7183 | 0 | 2169.9446 | 0 | 2169.9333 | 0
[7 empty] | 1155.5582 | 0 | 2172.9495 | 0 | 2170.1753 | 0 | 2170.1641 | 0
[7 empty] | 1155.5746 | 0 | 2173.1809 | 0 | 2170.406 | 0 | 2170.3948 | 0
[7 empty] | 1155.5909 | 0 | 2173.4121 | 0 | 2170.637 | 0 | 2170.6257 | 0
[7 empty] | 1155.6073 | 0 | 2173.6436 | 0 | 2170.8677 | 0 | 2170.8564 | 0
[7 empty] | 1155.6237 | 0 | 2173.8752 | 0 | 2171.0986 | 0 | 2171.0874 | 0
[7 empty] | 1155.6399 | 0 | 2174.1067 | 0 | 2171.3296 | 0 | 2171.3184 | 0
[7 empty] | 1155.6562 | 0 | 2174.3381 | 0 | 2171.5606 | 0 | 2171.5493 | 0
[7 empty] | 1155.6726 | 0 | 2174.5698 | 0 | 2171.7915 | 0 | 2171.7805 | 0
[7 empty] | 1155.689 | 0 | 2174.8015 | 0 | 2172.0227 | 0 | 2172.0115 | 0
[7 empty] | 1155.7053 | 0 | 2175.0332 | 0 | 2172.2539 | 0 | 2172.2427 | 0
[7 empty] | 1155.7217 | 0 | 2175.2651 | 0 | 2172.4851 | 0 | 2172.4739 | 0
[7 empty] | 1155.7382 | 0 | 2175.4968 | 0 | 2172.7163 | 0 | 2172.7051 | 0
[7 empty] | 1155.7545 | 0 | 2175.7288 | 0 | 2172.9475 | 0 | 2172.9363 | 0
[7 empty] | 1155.7709 | 0 | 2175.9607 | 0 | 2173.1789 | 0 | 2173.1677 | 0
[7 empty] | 1155.7872 | 0 | 2176.1926 | 0 | 2173.4102 | 0 | 2173.3992 | 0
[7 empty] | 1155.8036 | 0 | 2176.4248 | 0 | 2173.6416 | 0 | 2173.6306 | 0
[7 empty] | 1155.8199 | 0 | 2176.6567 | 0 | 2173.8733 | 0 | 2173.8621 | 0
[7 empty] | 1155.8363 | 0 | 2176.8889 | 0 | 2174.1047 | 0 | 2174.0935 | 0
[7 empty] | 1155.8527 | 0 | 2177.1211 | 0 | 2174.3362 | 0 | 2174.3252 | 0
[7 empty] | 1155.869 | 0 | 2177.3533 | 0 | 2174.5679 | 0 | 2174.5566 | 0
[7 empty] | 1155.8854 | 0 | 2177.5857 | 0 | 2174.7996 | 0 | 2174.7883 | 0
[7 empty] | 1155.9017 | 0 | 2177.8179 | 0 | 2175.0312 | 0 | 2175.02 | 0
[7 empty] | 1155.9181 | 0 | 2178.0503 | 0 | 2175.2632 | 0 | 2175.2519 | 0
[7 empty] | 1155.9344 | 0 | 2178.2827 | 0 | 2175.4949 | 0 | 2175.4836 | 0
[7 empty] | 1155.9508 | 0 | 2178.5151 | 0 | 2175.7268 | 0 | 2175.7156 | 0
[7 empty] | 1155.9672 | 0 | 2178.7478 | 0 | 2175.9587 | 0 | 2175.9475 | 0
[7 empty] | 1155.9835 | 0 | 2178.9802 | 0 | 2176.1907 | 0 | 2176.1794 | 0
[7 empty] | 1155.9999 | 0 | 2179.2129 | 0 | 2176.4228 | 0 | 2176.4116 | 0
[7 empty] | 1156.0162 | 0 | 2179.4456 | 0 | 2176.6548 | 0 | 2176.6436 | 0
[7 empty] | 1156.0326 | 0 | 2179.6782 | 0 | 2176.887 | 0 | 2176.8757 | 0
[7 empty] | 1156.049 | 0 | 2179.9111 | 0 | 2177.1191 | 0 | 2177.1079 | 0
[7 empty] | 1156.0654 | 0 | 2180.1438 | 0 | 2177.3513 | 0 | 2177.3401 | 0
[7 empty] | 1156.0818 | 0 | 2180.3767 | 0 | 2177.5837 | 0 | 2177.5725 | 0
[7 empty] | 1156.0981 | 0 | 2180.6096 | 0 | 2177.8159 | 0 | 2177.8047 | 0
[7 empty] | 1156.1145 | 0 | 2180.8428 | 0 | 2178.0483 | 0 | 2178.0371 | 0
[7 empty] | 1156.1309 | 0 | 2181.0757 | 0 | 2178.2808 | 0 | 2178.2695 | 0
[7 empty] | 1156.1472 | 0 | 2181.3088 | 0 | 2178.5132 | 0 | 2178.5019 | 0
[7 empty] | 1156.1636 | 0 | 2181.542 | 0 | 2178.7458 | 0 | 2178.7346 | 0
[7 empty] | 1156.1799 | 0 | 2181.7751 | 0 | 2178.9783 | 0 | 2178.967 | 0
[7 empty] | 1156.1963 | 0 | 2182.0083 | 0 | 2179.2109 | 0 | 2179.1997 | 0
[7 empty] | 1156.2128 | 0 | 2182.2414 | 0 | 2179.4436 | 0 | 2179.4324 | 0
[7 empty] | 1156.2291 | 0 | 2182.4749 | 0 | 2179.6763 | 0 | 2179.665 | 0
[7 empty] | 1156.2455 | 0 | 2182.7083 | 0 | 2179.9092 | 0 | 2179.898 | 0
[7 empty] | 1156.2618 | 0 | 2182.9417 | 0 | 2180.1418 | 0 | 2180.1306 | 0
[7 empty] | 1156.2782 | 0 | 2183.175 | 0 | 2180.3748 | 0 | 2180.3635 | 0
[7 empty] | 1156.2946 | 0 | 2183.4087 | 0 | 2180.6077 | 0 | 2180.5964 | 0
[7 empty] | 1156.3109 | 0 | 2183.6423 | 0 | 2180.8408 | 0 | 2180.8296 | 0
[7 empty] | 1156.3273 | 0 | 2183.8757 | 0 | 2181.0737 | 0 | 2181.0625 | 0
[7 empty] | 1156.3438 | 0 | 2184.1096 | 0 | 2181.3069 | 0 | 2181.2957 | 0
[7 empty] | 1156.3601 | 0 | 2184.3433 | 0 | 2181.54 | 0 | 2181.5288 | 0
[7 empty] | 1156.3765 | 0 | 2184.5769 | 0 | 2181.7732 | 0 | 2181.762 | 0
[7 empty] | 1156.3928 | 0 | 2184.8108 | 0 | 2182.0064 | 0 | 2181.9951 | 0
[7 empty] | 1156.4092 | 0 | 2185.0447 | 0 | 2182.2395 | 0 | 2182.2283 | 0
[7 empty] | 1156.4255 | 0 | 2185.2786 | 0 | 2182.4729 | 0 | 2182.4617 | 0
[7 empty] | 1156.442 | 0 | 2185.5127 | 0 | 2182.7063 | 0 | 2182.6951 | 0
[7 empty] | 1156.4584 | 0 | 2185.7466 | 0 | 2182.9397 | 0 | 2182.9285 | 0
[7 empty] | 1156.4747 | 0 | 2185.9807 | 0 | 2183.1731 | 0 | 2183.1619 | 0
[7 empty] | 1156.4911 | 0 | 2186.2148 | 0 | 2183.4067 | 0 | 2183.3955 | 0
[7 empty] | 1156.5074 | 0 | 2186.449 | 0 | 2183.6401 | 0 | 2183.6289 | 0
[7 empty] | 1156.5239 | 0 | 2186.6831 | 0 | 2183.8738 | 0 | 2183.8625 | 0
[7 empty] | 1156.5403 | 0 | 2186.9175 | 0 | 2184.1074 | 0 | 2184.0962 | 0
[7 empty] | 1156.5566 | 0 | 2187.1519 | 0 | 2184.3413 | 0 | 2184.3301 | 0
[7 empty] | 1156.573 | 0 | 2187.3862 | 0 | 2184.575 | 0 | 2184.5637 | 0
[7 empty] | 1156.5894 | 0 | 2187.6206 | 0 | 2184.8088 | 0 | 2184.7976 | 0
[7 empty] | 1156.6058 | 0 | 2187.855 | 0 | 2185.0427 | 0 | 2185.0315 | 0
[7 empty] | 1156.6222 | 0 | 2188.0896 | 0 | 2185.2766 | 0 | 2185.2654 | 0
[7 empty] | 1156.6386 | 0 | 2188.3242 | 0 | 2185.5105 | 0 | 2185.4993 | 0
[7 empty] | 1156.6549 | 0 | 2188.5588 | 0 | 2185.7446 | 0 | 2185.7334 | 0
[7 empty] | 1156.6713 | 0 | 2188.7935 | 0 | 2185.9788 | 0 | 2185.9675 | 0
[7 empty] | 1156.6877 | 0 | 2189.0281 | 0 | 2186.2129 | 0 | 2186.2017 | 0
[7 empty] | 1156.7041 | 0 | 2189.2629 | 0 | 2186.447 | 0 | 2186.4358 | 0
[7 empty] | 1156.7205 | 0 | 2189.4978 | 0 | 2186.6811 | 0 | 2186.6699 | 0
[7 empty] | 1156.7368 | 0 | 2189.7327 | 0 | 2186.9155 | 0 | 2186.9043 | 0
[7 empty] | 1156.7533 | 0 | 2189.9675 | 0 | 2187.1499 | 0 | 2187.1384 | 0
[7 empty] | 1156.7697 | 0 | 2190.2026 | 0 | 2187.3843 | 0 | 2187.3728 | 0
[7 empty] | 1156.786 | 0 | 2190.4375 | 0 | 2187.6186 | 0 | 2187.6074 | 0
[7 empty] | 1156.8024 | 0 | 2190.6726 | 0 | 2187.853 | 0 | 2187.8418 | 0
[7 empty] | 1156.8188 | 0 | 2190.9077 | 0 | 2188.0876 | 0 | 2188.0764 | 0
[7 empty] | 1156.8352 | 0 | 2191.1428 | 0 | 2188.3223 | 0 | 2188.3108 | 0
[7 empty] | 1156.8516 | 0 | 2191.3782 | 0 | 2188.5569 | 0 | 2188.5454 | 0
[7 empty] | 1156.868 | 0 | 2191.6135 | 0 | 2188.7915 | 0 | 2188.7803 | 0
[7 empty] | 1156.8844 | 0 | 2191.8489 | 0 | 2189.0261 | 0 | 2189.0149 | 0
[7 empty] | 1156.9008 | 0 | 2192.0842 | 0 | 2189.261 | 0 | 2189.2498 | 0
[7 empty] | 1156.9171 | 0 | 2192.3196 | 0 | 2189.4958 | 0 | 2189.4846 | 0
[7 empty] | 1156.9336 | 0 | 2192.5549 | 0 | 2189.7307 | 0 | 2189.7195 | 0
[7 empty] | 1156.95 | 0 | 2192.7905 | 0 | 2189.9656 | 0 | 2189.9543 | 0
[7 empty] | 1156.9663 | 0 | 2193.0261 | 0 | 2190.2004 | 0 | 2190.1892 | 0
[7 empty] | 1156.9828 | 0 | 2193.2617 | 0 | 2190.4356 | 0 | 2190.4243 | 0
[7 empty] | 1156.9991 | 0 | 2193.4976 | 0 | 2190.6707 | 0 | 2190.6594 | 0
[7 empty] | 1157.0155 | 0 | 2193.7332 | 0 | 2190.9058 | 0 | 2190.8945 | 0
[7 empty] | 1157.0319 | 0 | 2193.969 | 0 | 2191.1409 | 0 | 2191.1296 | 0
[7 empty] | 1157.0483 | 0 | 2194.2048 | 0 | 2191.3762 | 0 | 2191.365 | 0
[7 empty] | 1157.0647 | 0 | 2194.4407 | 0 | 2191.6116 | 0 | 2191.6001 | 0
[7 empty] | 1157.0811 | 0 | 2194.6768 | 0 | 2191.8467 | 0 | 2191.8355 | 0
[7 empty] | 1157.0975 | 0 | 2194.9126 | 0 | 2192.0823 | 0 | 2192.0708 | 0
[7 empty] | 1157.1139 | 0 | 2195.1487 | 0 | 2192.3176 | 0 | 2192.3064 | 0
[7 empty] | 1157.1302 | 0 | 2195.3848 | 0 | 2192.553 | 0 | 2192.5417 | 0
[7 empty] | 1157.1467 | 0 | 2195.6208 | 0 | 2192.7886 | 0 | 2192.7773 | 0
[7 empty] | 1157.1631 | 0 | 2195.8572 | 0 | 2193.0242 | 0 | 2193.0129 | 0
[7 empty] | 1157.1794 | 0 | 2196.0933 | 0 | 2193.2598 | 0 | 2193.2485 | 0
[7 empty] | 1157.1959 | 0 | 2196.3296 | 0 | 2193.4956 | 0 | 2193.4841 | 0
[7 empty] | 1157.2123 | 0 | 2196.5659 | 0 | 2193.7312 | 0 | 2193.72 | 0
[7 empty] | 1157.2288 | 0 | 2196.8023 | 0 | 2193.967 | 0 | 2193.9558 | 0
[7 empty] | 1157.2451 | 0 | 2197.0388 | 0 | 2194.2029 | 0 | 2194.1917 | 0
[7 empty] | 1157.2615 | 0 | 2197.2754 | 0 | 2194.4387 | 0 | 2194.4275 | 0
[7 empty] | 1157.278 | 0 | 2197.5117 | 0 | 2194.6746 | 0 | 2194.6633 | 0
[7 empty] | 1157.2943 | 0 | 2197.7485 | 0 | 2194.9106 | 0 | 2194.8994 | 0
[7 empty] | 1157.3107 | 0 | 2197.9851 | 0 | 2195.1467 | 0 | 2195.1355 | 0
[7 empty] | 1157.3271 | 0 | 2198.2217 | 0 | 2195.3828 | 0 | 2195.3716 | 0
[7 empty] | 1157.3435 | 0 | 2198.4585 | 0 | 2195.6189 | 0 | 2195.6077 | 0
[7 empty] | 1157.36 | 0 | 2198.6953 | 0 | 2195.8552 | 0 | 2195.8438 | 0
[7 empty] | 1157.3763 | 0 | 2198.9321 | 0 | 2196.0913 | 0 | 2196.0801 | 0
[7 empty] | 1157.3927 | 0 | 2199.1692 | 0 | 2196.3276 | 0 | 2196.3164 | 0
[7 empty] | 1157.4092 | 0 | 2199.406 | 0 | 2196.564 | 0 | 2196.5527 | 0
[7 empty] | 1157.4255 | 0 | 2199.6431 | 0 | 2196.8003 | 0 | 2196.7891 | 0
[7 empty] | 1157.442 | 0 | 2199.8801 | 0 | 2197.0369 | 0 | 2197.0256 | 0
[7 empty] | 1157.4584 | 0 | 2200.1172 | 0 | 2197.2732 | 0 | 2197.262 | 0
[7 empty] | 1157.4747 | 0 | 2200.3542 | 0 | 2197.5098 | 0 | 2197.4985 | 0
[7 empty] | 1157.4912 | 0 | 2200.5916 | 0 | 2197.7463 | 0 | 2197.7351 | 0
[7 empty] | 1157.5076 | 0 | 2200.8289 | 0 | 2197.9832 | 0 | 2197.9717 | 0
[7 empty] | 1157.524 | 0 | 2201.0662 | 0 | 2198.2197 | 0 | 2198.2085 | 0
[7 empty] | 1157.5404 | 0 | 2201.3035 | 0 | 2198.4565 | 0 | 2198.4453 | 0
[7 empty] | 1157.5568 | 0 | 2201.541 | 0 | 2198.6934 | 0 | 2198.6821 | 0
[7 empty] | 1157.5732 | 0 | 2201.7783 | 0 | 2198.9302 | 0 | 2198.9189 | 0
[7 empty] | 1157.5896 | 0 | 2202.0159 | 0 | 2199.167 | 0 | 2199.1558 | 0
[7 empty] | 1157.6061 | 0 | 2202.2534 | 0 | 2199.4041 | 0 | 2199.3928 | 0
[7 empty] | 1157.6224 | 0 | 2202.4912 | 0 | 2199.6411 | 0 | 2199.6296 | 0
[7 empty] | 1157.6389 | 0 | 2202.7288 | 0 | 2199.8782 | 0 | 2199.8667 | 0
[7 empty] | 1157.6553 | 0 | 2202.9666 | 0 | 2200.1152 | 0 | 2200.104 | 0
[7 empty] | 1157.6718 | 0 | 2203.2043 | 0 | 2200.3523 | 0 | 2200.3411 | 0
[7 empty] | 1157.6881 | 0 | 2203.4421 | 0 | 2200.5896 | 0 | 2200.5784 | 0
[7 empty] | 1157.7046 | 0 | 2203.6799 | 0 | 2200.8269 | 0 | 2200.8154 | 0
[7 empty] | 1157.7209 | 0 | 2203.918 | 0 | 2201.0642 | 0 | 2201.0527 | 0
[7 empty] | 1157.7374 | 0 | 2204.1558 | 0 | 2201.3015 | 0 | 2201.2903 | 0
[7 empty] | 1157.7538 | 0 | 2204.3938 | 0 | 2201.5391 | 0 | 2201.5276 | 0
[7 empty] | 1157.7701 | 0 | 2204.6321 | 0 | 2201.7764 | 0 | 2201.7651 | 0
[7 empty] | 1157.7866 | 0 | 2204.8701 | 0 | 2202.0139 | 0 | 2202.0027 | 0
[7 empty] | 1157.803 | 0 | 2205.1084 | 0 | 2202.2515 | 0 | 2202.2402 | 0
[7 empty] | 1157.8195 | 0 | 2205.3464 | 0 | 2202.489 | 0 | 2202.4778 | 0
[7 empty] | 1157.8358 | 0 | 2205.5847 | 0 | 2202.7268 | 0 | 2202.7156 | 0
[7 empty] | 1157.8523 | 0 | 2205.8232 | 0 | 2202.9646 | 0 | 2202.9531 | 0
[7 empty] | 1157.8687 | 0 | 2206.0615 | 0 | 2203.2024 | 0 | 2203.1909 | 0
[7 empty] | 1157.8851 | 0 | 2206.3 | 0 | 2203.4402 | 0 | 2203.4287 | 0
[7 empty] | 1157.9015 | 0 | 2206.5386 | 0 | 2203.678 | 0 | 2203.6667 | 0
[7 empty] | 1157.918 | 0 | 2206.7771 | 0 | 2203.916 | 0 | 2203.9045 | 0
[7 empty] | 1157.9344 | 0 | 2207.0156 | 0 | 2204.1538 | 0 | 2204.1426 | 0
[7 empty] | 1157.9508 | 0 | 2207.2542 | 0 | 2204.3918 | 0 | 2204.3806 | 0
[7 empty] | 1157.9673 | 0 | 2207.4929 | 0 | 2204.6299 | 0 | 2204.6186 | 0
[7 empty] | 1157.9836 | 0 | 2207.7317 | 0 | 2204.8682 | 0 | 2204.8567 | 0
[7 empty] | 1158.0001 | 0 | 2207.9705 | 0 | 2205.1062 | 0 | 2205.095 | 0
[7 empty] | 1158.0165 | 0 | 2208.2095 | 0 | 2205.3445 | 0 | 2205.3333 | 0
[7 empty] | 1158.033 | 0 | 2208.4482 | 0 | 2205.5828 | 0 | 2205.5715 | 0
[7 empty] | 1158.0493 | 0 | 2208.6873 | 0 | 2205.8211 | 0 | 2205.8098 | 0
[7 empty] | 1158.0658 | 0 | 2208.9263 | 0 | 2206.0596 | 0 | 2206.0481 | 0
[7 empty] | 1158.0822 | 0 | 2209.1653 | 0 | 2206.2981 | 0 | 2206.2866 | 0
[7 empty] | 1158.0986 | 0 | 2209.4045 | 0 | 2206.5364 | 0 | 2206.5251 | 0
[7 empty] | 1158.1151 | 0 | 2209.6436 | 0 | 2206.7751 | 0 | 2206.7637 | 0
[7 empty] | 1158.1315 | 0 | 2209.8828 | 0 | 2207.0137 | 0 | 2207.0022 | 0
[7 empty] | 1158.1479 | 0 | 2210.1221 | 0 | 2207.2522 | 0 | 2207.241 | 0
[7 empty] | 1158.1643 | 0 | 2210.3613 | 0 | 2207.491 | 0 | 2207.4797 | 0
[7 empty] | 1158.1808 | 0 | 2210.6008 | 0 | 2207.7297 | 0 | 2207.7183 | 0
[7 empty] | 1158.1971 | 0 | 2210.8401 | 0 | 2207.9685 | 0 | 2207.9573 | 0
[7 empty] | 1158.2136 | 0 | 2211.0796 | 0 | 2208.2073 | 0 | 2208.1961 | 0
[7 empty] | 1158.2301 | 0 | 2211.3191 | 0 | 2208.4463 | 0 | 2208.4351 | 0
[7 empty] | 1158.2465 | 0 | 2211.5588 | 0 | 2208.6853 | 0 | 2208.6738 | 0
[7 empty] | 1158.2629 | 0 | 2211.7983 | 0 | 2208.9243 | 0 | 2208.9128 | 0
[7 empty] | 1158.2793 | 0 | 2212.0381 | 0 | 2209.1633 | 0 | 2209.1519 | 0
[7 empty] | 1158.2958 | 0 | 2212.2778 | 0 | 2209.4023 | 0 | 2209.3911 | 0
[7 empty] | 1158.3123 | 0 | 2212.5176 | 0 | 2209.6416 | 0 | 2209.6301 | 0
[7 empty] | 1158.3286 | 0 | 2212.7576 | 0 | 2209.8809 | 0 | 2209.8694 | 0
[7 empty] | 1158.3451 | 0 | 2212.9973 | 0 | 2210.1201 | 0 | 2210.1086 | 0
[7 empty] | 1158.3615 | 0 | 2213.2373 | 0 | 2210.3594 | 0 | 2210.3481 | 0
[7 empty] | 1158.3779 | 0 | 2213.4773 | 0 | 2210.5989 | 0 | 2210.5874 | 0
[7 empty] | 1158.3944 | 0 | 2213.7173 | 0 | 2210.8381 | 0 | 2210.8269 | 0
[7 empty] | 1158.4108 | 0 | 2213.9575 | 0 | 2211.0776 | 0 | 2211.0664 | 0
[7 empty] | 1158.4272 | 0 | 2214.1975 | 0 | 2211.3171 | 0 | 2211.3059 | 0
[7 empty] | 1158.4437 | 0 | 2214.4377 | 0 | 2211.5569 | 0 | 2211.5454 | 0
[7 empty] | 1158.4601 | 0 | 2214.678 | 0 | 2211.7964 | 0 | 2211.7852 | 0
[7 empty] | 1158.4766 | 0 | 2214.9185 | 0 | 2212.0361 | 0 | 2212.0247 | 0
[7 empty] | 1158.493 | 0 | 2215.1587 | 0 | 2212.2759 | 0 | 2212.2644 | 0
[7 empty] | 1158.5094 | 0 | 2215.3992 | 0 | 2212.5156 | 0 | 2212.5042 | 0
[7 empty] | 1158.5259 | 0 | 2215.6397 | 0 | 2212.7554 | 0 | 2212.7441 | 0
[7 empty] | 1158.5424 | 0 | 2215.8801 | 0 | 2212.9954 | 0 | 2212.9839 | 0
[7 empty] | 1158.5587 | 0 | 2216.1206 | 0 | 2213.2353 | 0 | 2213.2239 | 0
[7 empty] | 1158.5752 | 0 | 2216.3613 | 0 | 2213.4753 | 0 | 2213.4639 | 0
[7 empty] | 1158.5917 | 0 | 2216.602 | 0 | 2213.7153 | 0 | 2213.7039 | 0
[7 empty] | 1158.608 | 0 | 2216.8428 | 0 | 2213.9553 | 0 | 2213.9441 | 0
[7 empty] | 1158.6245 | 0 | 2217.0835 | 0 | 2214.1956 | 0 | 2214.1843 | 0
[7 empty] | 1158.641 | 0 | 2217.3242 | 0 | 2214.4358 | 0 | 2214.4243 | 0
[7 empty] | 1158.6573 | 0 | 2217.5652 | 0 | 2214.676 | 0 | 2214.6645 | 0
[7 empty] | 1158.6738 | 0 | 2217.8061 | 0 | 2214.9163 | 0 | 2214.905 | 0
[7 empty] | 1158.6903 | 0 | 2218.0471 | 0 | 2215.1567 | 0 | 2215.1453 | 0
[7 empty] | 1158.7067 | 0 | 2218.2881 | 0 | 2215.3972 | 0 | 2215.3857 | 0
[7 empty] | 1158.7231 | 0 | 2218.5293 | 0 | 2215.6377 | 0 | 2215.6262 | 0
[7 empty] | 1158.7396 | 0 | 2218.7703 | 0 | 2215.8782 | 0 | 2215.8667 | 0
[7 empty] | 1158.756 | 0 | 2219.0115 | 0 | 2216.1186 | 0 | 2216.1072 | 0
[7 empty] | 1158.7725 | 0 | 2219.2529 | 0 | 2216.3594 | 0 | 2216.3479 | 0
[7 empty] | 1158.7889 | 0 | 2219.4941 | 0 | 2216.5999 | 0 | 2216.5886 | 0
[7 empty] | 1158.8054 | 0 | 2219.7356 | 0 | 2216.8406 | 0 | 2216.8293 | 0
[7 empty] | 1158.8218 | 0 | 2219.9768 | 0 | 2217.0815 | 0 | 2217.0701 | 0
[7 empty] | 1158.8383 | 0 | 2220.2183 | 0 | 2217.3223 | 0 | 2217.3108 | 0
[7 empty] | 1158.8547 | 0 | 2220.46 | 0 | 2217.5632 | 0 | 2217.5518 | 0
[7 empty] | 1158.8712 | 0 | 2220.7014 | 0 | 2217.8042 | 0 | 2217.7927 | 0
[7 empty] | 1158.8876 | 0 | 2220.9431 | 0 | 2218.0452 | 0 | 2218.0337 | 0
[7 empty] | 1158.9041 | 0 | 2221.1848 | 0 | 2218.2861 | 0 | 2218.2747 | 0
[7 empty] | 1158.9205 | 0 | 2221.4265 | 0 | 2218.5273 | 0 | 2218.5159 | 0
[7 empty] | 1158.937 | 0 | 2221.6682 | 0 | 2218.7683 | 0 | 2218.7571 | 0
[7 empty] | 1158.9534 | 0 | 2221.9099 | 0 | 2219.0095 | 0 | 2218.9983 | 0
[7 empty] | 1158.9698 | 0 | 2222.1519 | 0 | 2219.2507 | 0 | 2219.2395 | 0
[7 empty] | 1158.9863 | 0 | 2222.3938 | 0 | 2219.4922 | 0 | 2219.4807 | 0
[7 empty] | 1159.0028 | 0 | 2222.6357 | 0 | 2219.7334 | 0 | 2219.7222 | 0
[7 empty] | 1159.0192 | 0 | 2222.8779 | 0 | 2219.9749 | 0 | 2219.9634 | 0
[7 empty] | 1159.0356 | 0 | 2223.1199 | 0 | 2220.2163 | 0 | 2220.2048 | 0
[7 empty] | 1159.0521 | 0 | 2223.3621 | 0 | 2220.4578 | 0 | 2220.4465 | 0
[7 empty] | 1159.0686 | 0 | 2223.6042 | 0 | 2220.6995 | 0 | 2220.688 | 0
[7 empty] | 1159.0851 | 0 | 2223.8464 | 0 | 2220.9409 | 0 | 2220.9297 | 0
[7 empty] | 1159.1014 | 0 | 2224.0889 | 0 | 2221.1826 | 0 | 2221.1714 | 0
[7 empty] | 1159.1179 | 0 | 2224.3313 | 0 | 2221.4243 | 0 | 2221.4131 | 0
[7 empty] | 1159.1344 | 0 | 2224.5737 | 0 | 2221.6663 | 0 | 2221.6548 | 0
[7 empty] | 1159.1509 | 0 | 2224.8162 | 0 | 2221.908 | 0 | 2221.8967 | 0
[7 empty] | 1159.1674 | 0 | 2225.0586 | 0 | 2222.1499 | 0 | 2222.1384 | 0
[7 empty] | 1159.1837 | 0 | 2225.3013 | 0 | 2222.3918 | 0 | 2222.3804 | 0
[7 empty] | 1159.2002 | 0 | 2225.5437 | 0 | 2222.6338 | 0 | 2222.6223 | 0
[7 empty] | 1159.2167 | 0 | 2225.7864 | 0 | 2222.876 | 0 | 2222.8645 | 0
[7 empty] | 1159.2332 | 0 | 2226.0291 | 0 | 2223.1179 | 0 | 2223.1064 | 0
[7 empty] | 1159.2496 | 0 | 2226.272 | 0 | 2223.3601 | 0 | 2223.3486 | 0
[7 empty] | 1159.266 | 0 | 2226.5149 | 0 | 2223.6023 | 0 | 2223.5908 | 0
[7 empty] | 1159.2825 | 0 | 2226.7576 | 0 | 2223.8445 | 0 | 2223.833 | 0
[7 empty] | 1159.299 | 0 | 2227.0005 | 0 | 2224.0869 | 0 | 2224.0754 | 0
[7 empty] | 1159.3154 | 0 | 2227.2436 | 0 | 2224.3291 | 0 | 2224.3179 | 0
[7 empty] | 1159.3319 | 0 | 2227.4866 | 0 | 2224.5715 | 0 | 2224.5603 | 0
[7 empty] | 1159.3484 | 0 | 2227.7297 | 0 | 2224.814 | 0 | 2224.8027 | 0
[7 empty] | 1159.3649 | 0 | 2227.9729 | 0 | 2225.0566 | 0 | 2225.0452 | 0
[7 empty] | 1159.3812 | 0 | 2228.2161 | 0 | 2225.2991 | 0 | 2225.2876 | 0
[7 empty] | 1159.3977 | 0 | 2228.4592 | 0 | 2225.5417 | 0 | 2225.5303 | 0
[7 empty] | 1159.4142 | 0 | 2228.7026 | 0 | 2225.7844 | 0 | 2225.773 | 0
[7 empty] | 1159.4307 | 0 | 2228.9461 | 0 | 2226.0271 | 0 | 2226.0156 | 0
[7 empty] | 1159.4471 | 0 | 2229.1894 | 0 | 2226.27 | 0 | 2226.2586 | 0
[7 empty] | 1159.4636 | 0 | 2229.4329 | 0 | 2226.5127 | 0 | 2226.5012 | 0
[7 empty] | 1159.4801 | 0 | 2229.6765 | 0 | 2226.7556 | 0 | 2226.7441 | 0
[7 empty] | 1159.4966 | 0 | 2229.9199 | 0 | 2226.9985 | 0 | 2226.9871 | 0
[7 empty] | 1159.5129 | 0 | 2230.1636 | 0 | 2227.2417 | 0 | 2227.2302 | 0
[7 empty] | 1159.5294 | 0 | 2230.4072 | 0 | 2227.4846 | 0 | 2227.4731 | 0
[7 empty] | 1159.5459 | 0 | 2230.6511 | 0 | 2227.7278 | 0 | 2227.7163 | 0
[7 empty] | 1159.5624 | 0 | 2230.8948 | 0 | 2227.9709 | 0 | 2227.9595 | 0
[7 empty] | 1159.5789 | 0 | 2231.1387 | 0 | 2228.2141 | 0 | 2228.2026 | 0
[7 empty] | 1159.5953 | 0 | 2231.3826 | 0 | 2228.4573 | 0 | 2228.4458 | 0
[7 empty] | 1159.6118 | 0 | 2231.6265 | 0 | 2228.7007 | 0 | 2228.6892 | 0
[7 empty] | 1159.6283 | 0 | 2231.8706 | 0 | 2228.9441 | 0 | 2228.9326 | 0
[7 empty] | 1159.6448 | 0 | 2232.1145 | 0 | 2229.1875 | 0 | 2229.176 | 0
[7 empty] | 1159.6613 | 0 | 2232.3586 | 0 | 2229.4309 | 0 | 2229.4194 | 0
[7 empty] | 1159.6777 | 0 | 2232.6028 | 0 | 2229.6743 | 0 | 2229.6628 | 0
[7 empty] | 1159.6941 | 0 | 2232.8469 | 0 | 2229.918 | 0 | 2229.9065 | 0
[7 empty] | 1159.7106 | 0 | 2233.0913 | 0 | 2230.1616 | 0 | 2230.1501 | 0
[7 empty] | 1159.7271 | 0 | 2233.3357 | 0 | 2230.4053 | 0 | 2230.3938 | 0
[7 empty] | 1159.7435 | 0 | 2233.5801 | 0 | 2230.6489 | 0 | 2230.6375 | 0
[7 empty] | 1159.76 | 0 | 2233.8245 | 0 | 2230.8928 | 0 | 2230.8814 | 0
[7 empty] | 1159.7765 | 0 | 2234.0689 | 0 | 2231.1367 | 0 | 2231.1252 | 0
[7 empty] | 1159.793 | 0 | 2234.3135 | 0 | 2231.3806 | 0 | 2231.3691 | 0
[7 empty] | 1159.8094 | 0 | 2234.5581 | 0 | 2231.6245 | 0 | 2231.613 | 0
[7 empty] | 1159.8259 | 0 | 2234.8027 | 0 | 2231.8684 | 0 | 2231.8569 | 0
[7 empty] | 1159.8424 | 0 | 2235.0474 | 0 | 2232.1125 | 0 | 2232.1011 | 0
[7 empty] | 1159.8589 | 0 | 2235.292 | 0 | 2232.3567 | 0 | 2232.3452 | 0
[7 empty] | 1159.8754 | 0 | 2235.5369 | 0 | 2232.6008 | 0 | 2232.5894 | 0
[7 empty] | 1159.8918 | 0 | 2235.7817 | 0 | 2232.845 | 0 | 2232.8335 | 0
[7 empty] | 1159.9083 | 0 | 2236.0266 | 0 | 2233.0894 | 0 | 2233.0779 | 0
[7 empty] | 1159.9248 | 0 | 2236.2717 | 0 | 2233.3335 | 0 | 2233.322 | 0
[7 empty] | 1159.9413 | 0 | 2236.5166 | 0 | 2233.5779 | 0 | 2233.5664 | 0
[7 empty] | 1159.9578 | 0 | 2236.7617 | 0 | 2233.8225 | 0 | 2233.811 | 0
[7 empty] | 1159.9742 | 0 | 2237.0068 | 0 | 2234.0669 | 0 | 2234.0554 | 0
[7 empty] | 1159.9907 | 0 | 2237.2519 | 0 | 2234.3115 | 0 | 2234.3 | 0
[7 empty] | 1160.0072 | 0 | 2237.4973 | 0 | 2234.5559 | 0 | 2234.5444 | 0
[7 empty] | 1160.0237 | 0 | 2237.7424 | 0 | 2234.8005 | 0 | 2234.7891 | 0
[7 empty] | 1160.0402 | 0 | 2237.9878 | 0 | 2235.0454 | 0 | 2235.0339 | 0
[7 empty] | 1160.0566 | 0 | 2238.2332 | 0 | 2235.29 | 0 | 2235.2786 | 0
[7 empty] | 1160.0731 | 0 | 2238.4788 | 0 | 2235.5349 | 0 | 2235.5234 | 0
[7 empty] | 1160.0896 | 0 | 2238.7241 | 0 | 2235.7798 | 0 | 2235.7683 | 0
[7 empty] | 1160.1061 | 0 | 2238.9697 | 0 | 2236.0247 | 0 | 2236.0132 | 0
[7 empty] | 1160.1226 | 0 | 2239.2153 | 0 | 2236.2695 | 0 | 2236.2581 | 0
[7 empty] | 1160.139 | 0 | 2239.4609 | 0 | 2236.5147 | 0 | 2236.5032 | 0
[7 empty] | 1160.1555 | 0 | 2239.7068 | 0 | 2236.7598 | 0 | 2236.7483 | 0
[7 empty] | 1160.172 | 0 | 2239.9526 | 0 | 2237.0049 | 0 | 2236.9934 | 0
[7 empty] | 1160.1885 | 0 | 2240.1982 | 0 | 2237.25 | 0 | 2237.2385 | 0
[7 empty] | 1160.205 | 0 | 2240.4443 | 0 | 2237.4954 | 0 | 2237.4836 | 0
[7 empty] | 1160.2214 | 0 | 2240.6902 | 0 | 2237.7405 | 0 | 2237.729 | 0
[7 empty] | 1160.2379 | 0 | 2240.936 | 0 | 2237.9858 | 0 | 2237.9744 | 0
[7 empty] | 1160.2544 | 0 | 2241.1821 | 0 | 2238.2312 | 0 | 2238.2197 | 0
[7 empty] | 1160.2709 | 0 | 2241.4282 | 0 | 2238.4768 | 0 | 2238.4653 | 0
[7 empty] | 1160.2875 | 0 | 2241.6746 | 0 | 2238.7222 | 0 | 2238.7107 | 0
[7 empty] | 1160.304 | 0 | 2241.9207 | 0 | 2238.9678 | 0 | 2238.9563 | 0
[7 empty] | 1160.3204 | 0 | 2242.167 | 0 | 2239.2134 | 0 | 2239.2019 | 0
[7 empty] | 1160.3369 | 0 | 2242.4133 | 0 | 2239.459 | 0 | 2239.4475 | 0
[7 empty] | 1160.3534 | 0 | 2242.6597 | 0 | 2239.7048 | 0 | 2239.6934 | 0
[7 empty] | 1160.3699 | 0 | 2242.906 | 0 | 2239.9504 | 0 | 2239.939 | 0
[7 empty] | 1160.3864 | 0 | 2243.1526 | 0 | 2240.1963 | 0 | 2240.1848 | 0
[7 empty] | 1160.4028 | 0 | 2243.3989 | 0 | 2240.4421 | 0 | 2240.4307 | 0
[7 empty] | 1160.4193 | 0 | 2243.6455 | 0 | 2240.6882 | 0 | 2240.6768 | 0
[7 empty] | 1160.4358 | 0 | 2243.8921 | 0 | 2240.9341 | 0 | 2240.9226 | 0
[7 empty] | 1160.4523 | 0 | 2244.1389 | 0 | 2241.1802 | 0 | 2241.1687 | 0
[7 empty] | 1160.4689 | 0 | 2244.3857 | 0 | 2241.4263 | 0 | 2241.4148 | 0
[7 empty] | 1160.4854 | 0 | 2244.6323 | 0 | 2241.6724 | 0 | 2241.6609 | 0
[7 empty] | 1160.5018 | 0 | 2244.8794 | 0 | 2241.9187 | 0 | 2241.9072 | 0
[7 empty] | 1160.5183 | 0 | 2245.1262 | 0 | 2242.1648 | 0 | 2242.1533 | 0
[7 empty] | 1160.5348 | 0 | 2245.3731 | 0 | 2242.4111 | 0 | 2242.3997 | 0
[7 empty] | 1160.5513 | 0 | 2245.6201 | 0 | 2242.6575 | 0 | 2242.646 | 0
[7 empty] | 1160.5677 | 0 | 2245.8672 | 0 | 2242.9041 | 0 | 2242.8926 | 0
[7 empty] | 1160.5842 | 0 | 2246.1143 | 0 | 2243.1504 | 0 | 2243.1389 | 0
[7 empty] | 1160.6008 | 0 | 2246.3616 | 0 | 2243.397 | 0 | 2243.3855 | 0
[7 empty] | 1160.6173 | 0 | 2246.6089 | 0 | 2243.6436 | 0 | 2243.6321 | 0
[7 empty] | 1160.6338 | 0 | 2246.856 | 0 | 2243.8901 | 0 | 2243.8787 | 0
[7 empty] | 1160.6503 | 0 | 2247.1035 | 0 | 2244.137 | 0 | 2244.1255 | 0
[7 empty] | 1160.6667 | 0 | 2247.3508 | 0 | 2244.3836 | 0 | 2244.3721 | 0
[7 empty] | 1160.6832 | 0 | 2247.5981 | 0 | 2244.6304 | 0 | 2244.6189 | 0
[7 empty] | 1160.6998 | 0 | 2247.8457 | 0 | 2244.8772 | 0 | 2244.8657 | 0
[7 empty] | 1160.7163 | 0 | 2248.0933 | 0 | 2245.1243 | 0 | 2245.1125 | 0
[7 empty] | 1160.7328 | 0 | 2248.3411 | 0 | 2245.3711 | 0 | 2245.3596 | 0
[7 empty] | 1160.7493 | 0 | 2248.5886 | 0 | 2245.6182 | 0 | 2245.6067 | 0
[7 empty] | 1160.7657 | 0 | 2248.8364 | 0 | 2245.8652 | 0 | 2245.8538 | 0
[7 empty] | 1160.7822 | 0 | 2249.0842 | 0 | 2246.1123 | 0 | 2246.1008 | 0
[7 empty] | 1160.7988 | 0 | 2249.332 | 0 | 2246.3596 | 0 | 2246.3479 | 0
[7 empty] | 1160.8153 | 0 | 2249.5798 | 0 | 2246.6067 | 0 | 2246.5952 | 0
[7 empty] | 1160.8318 | 0 | 2249.8279 | 0 | 2246.854 | 0 | 2246.8425 | 0
[7 empty] | 1160.8483 | 0 | 2250.0757 | 0 | 2247.1013 | 0 | 2247.0898 | 0
[7 empty] | 1160.8647 | 0 | 2250.3237 | 0 | 2247.3489 | 0 | 2247.3372 | 0
[7 empty] | 1160.8813 | 0 | 2250.572 | 0 | 2247.5962 | 0 | 2247.5847 | 0
[7 empty] | 1160.8978 | 0 | 2250.8201 | 0 | 2247.8438 | 0 | 2247.8323 | 0
[7 empty] | 1160.9143 | 0 | 2251.0684 | 0 | 2248.0913 | 0 | 2248.0798 | 0
[7 empty] | 1160.9308 | 0 | 2251.3167 | 0 | 2248.3389 | 0 | 2248.3274 | 0
[7 empty] | 1160.9473 | 0 | 2251.5649 | 0 | 2248.5867 | 0 | 2248.575 | 0
[7 empty] | 1160.9639 | 0 | 2251.8132 | 0 | 2248.8342 | 0 | 2248.8227 | 0
[7 empty] | 1160.9803 | 0 | 2252.0618 | 0 | 2249.082 | 0 | 2249.0706 | 0
[7 empty] | 1160.9968 | 0 | 2252.3103 | 0 | 2249.3298 | 0 | 2249.3184 | 0
[7 empty] | 1161.0133 | 0 | 2252.5588 | 0 | 2249.5779 | 0 | 2249.5662 | 0
[7 empty] | 1161.0299 | 0 | 2252.8074 | 0 | 2249.8257 | 0 | 2249.8142 | 0
[7 empty] | 1161.0464 | 0 | 2253.0559 | 0 | 2250.0737 | 0 | 2250.0623 | 0
[7 empty] | 1161.0629 | 0 | 2253.3047 | 0 | 2250.3218 | 0 | 2250.3103 | 0
[7 empty] | 1161.0793 | 0 | 2253.5535 | 0 | 2250.5698 | 0 | 2250.5583 | 0
[7 empty] | 1161.0959 | 0 | 2253.8023 | 0 | 2250.8181 | 0 | 2250.8066 | 0
[7 empty] | 1161.1124 | 0 | 2254.0513 | 0 | 2251.0664 | 0 | 2251.0547 | 0
[7 empty] | 1161.1289 | 0 | 2254.3 | 0 | 2251.3144 | 0 | 2251.303 | 0
[7 empty] | 1161.1454 | 0 | 2254.5491 | 0 | 2251.563 | 0 | 2251.5513 | 0
[7 empty] | 1161.162 | 0 | 2254.7981 | 0 | 2251.8113 | 0 | 2251.7998 | 0
[7 empty] | 1161.1785 | 0 | 2255.0471 | 0 | 2252.0598 | 0 | 2252.0481 | 0
[7 empty] | 1161.1949 | 0 | 2255.2964 | 0 | 2252.3081 | 0 | 2252.2966 | 0
[7 empty] | 1161.2115 | 0 | 2255.5457 | 0 | 2252.5566 | 0 | 2252.5452 | 0
[7 empty] | 1161.228 | 0 | 2255.7949 | 0 | 2252.8054 | 0 | 2252.7937 | 0
[7 empty] | 1161.2445 | 0 | 2256.0442 | 0 | 2253.0539 | 0 | 2253.0425 | 0
[7 empty] | 1161.261 | 0 | 2256.2935 | 0 | 2253.3027 | 0 | 2253.291 | 0
[7 empty] | 1161.2776 | 0 | 2256.543 | 0 | 2253.5515 | 0 | 2253.5398 | 0
[7 empty] | 1161.2941 | 0 | 2256.7925 | 0 | 2253.8003 | 0 | 2253.7888 | 0
[7 empty] | 1161.3105 | 0 | 2257.042 | 0 | 2254.0491 | 0 | 2254.0376 | 0
[7 empty] | 1161.3271 | 0 | 2257.2915 | 0 | 2254.2981 | 0 | 2254.2866 | 0
[7 empty] | 1161.3436 | 0 | 2257.5413 | 0 | 2254.5471 | 0 | 2254.5354 | 0
[7 empty] | 1161.3601 | 0 | 2257.7908 | 0 | 2254.7961 | 0 | 2254.7844 | 0
[7 empty] | 1161.3767 | 0 | 2258.0405 | 0 | 2255.0452 | 0 | 2255.0337 | 0
[7 empty] | 1161.3932 | 0 | 2258.2905 | 0 | 2255.2944 | 0 | 2255.2827 | 0
[7 empty] | 1161.4097 | 0 | 2258.5403 | 0 | 2255.5435 | 0 | 2255.532 | 0
[7 empty] | 1161.4263 | 0 | 2258.7903 | 0 | 2255.7927 | 0 | 2255.7812 | 0
[7 empty] | 1161.4427 | 0 | 2259.0403 | 0 | 2256.0422 | 0 | 2256.0305 | 0
[7 empty] | 1161.4592 | 0 | 2259.2903 | 0 | 2256.2915 | 0 | 2256.28 | 0
[7 empty] | 1161.4758 | 0 | 2259.5403 | 0 | 2256.541 | 0 | 2256.5293 | 0
[7 empty] | 1161.4923 | 0 | 2259.7905 | 0 | 2256.7903 | 0 | 2256.7788 | 0
[7 empty] | 1161.5088 | 0 | 2260.0408 | 0 | 2257.04 | 0 | 2257.0283 | 0
[7 empty] | 1161.5254 | 0 | 2260.291 | 0 | 2257.2895 | 0 | 2257.2778 | 0
[7 empty] | 1161.5419 | 0 | 2260.5413 | 0 | 2257.5391 | 0 | 2257.5276 | 0
[7 empty] | 1161.5584 | 0 | 2260.7915 | 0 | 2257.7888 | 0 | 2257.7773 | 0
[7 empty] | 1161.575 | 0 | 2261.042 | 0 | 2258.0386 | 0 | 2258.0271 | 0
[7 empty] | 1161.5914 | 0 | 2261.2925 | 0 | 2258.2883 | 0 | 2258.2769 | 0
[7 empty] | 1161.608 | 0 | 2261.543 | 0 | 2258.5383 | 0 | 2258.5266 | 0
[7 empty] | 1161.6245 | 0 | 2261.7937 | 0 | 2258.7883 | 0 | 2258.7766 | 0
[7 empty] | 1161.641 | 0 | 2262.0442 | 0 | 2259.0381 | 0 | 2259.0266 | 0
[7 empty] | 1161.6576 | 0 | 2262.2949 | 0 | 2259.2883 | 0 | 2259.2766 | 0
[7 empty] | 1161.6741 | 0 | 2262.5457 | 0 | 2259.5383 | 0 | 2259.5266 | 0
[7 empty] | 1161.6906 | 0 | 2262.7966 | 0 | 2259.7883 | 0 | 2259.7769 | 0
[7 empty] | 1161.7072 | 0 | 2263.0474 | 0 | 2260.0386 | 0 | 2260.0271 | 0
[7 empty] | 1161.7236 | 0 | 2263.2983 | 0 | 2260.2888 | 0 | 2260.2773 | 0
[7 empty] | 1161.7402 | 0 | 2263.5493 | 0 | 2260.5393 | 0 | 2260.5276 | 0
[7 empty] | 1161.7567 | 0 | 2263.8003 | 0 | 2260.7895 | 0 | 2260.7781 | 0
[7 empty] | 1161.7733 | 0 | 2264.0515 | 0 | 2261.04 | 0 | 2261.0283 | 0
[7 empty] | 1161.7898 | 0 | 2264.3025 | 0 | 2261.2905 | 0 | 2261.2788 | 0
[7 empty] | 1161.8063 | 0 | 2264.5537 | 0 | 2261.541 | 0 | 2261.5293 | 0
[7 empty] | 1161.8229 | 0 | 2264.8049 | 0 | 2261.7915 | 0 | 2261.78 | 0
[7 empty] | 1161.8394 | 0 | 2265.0564 | 0 | 2262.0422 | 0 | 2262.0305 | 0
[7 empty] | 1161.856 | 0 | 2265.3076 | 0 | 2262.293 | 0 | 2262.2812 | 0
[7 empty] | 1161.8724 | 0 | 2265.5591 | 0 | 2262.5437 | 0 | 2262.532 | 0
[7 empty] | 1161.889 | 0 | 2265.8106 | 0 | 2262.7944 | 0 | 2262.783 | 0
[7 empty] | 1161.9055 | 0 | 2266.062 | 0 | 2263.0454 | 0 | 2263.0337 | 0
[7 empty] | 1161.922 | 0 | 2266.3137 | 0 | 2263.2964 | 0 | 2263.2847 | 0
[7 empty] | 1161.9386 | 0 | 2266.5654 | 0 | 2263.5474 | 0 | 2263.5356 | 0
[7 empty] | 1161.9551 | 0 | 2266.8171 | 0 | 2263.7983 | 0 | 2263.7866 | 0
[7 empty] | 1161.9717 | 0 | 2267.0689 | 0 | 2264.0493 | 0 | 2264.0378 | 0
[7 empty] | 1161.9882 | 0 | 2267.3206 | 0 | 2264.3005 | 0 | 2264.2888 | 0
[7 empty] | 1162.0048 | 0 | 2267.5725 | 0 | 2264.5518 | 0 | 2264.54 | 0
[7 empty] | 1162.0212 | 0 | 2267.8245 | 0 | 2264.803 | 0 | 2264.7913 | 0
[7 empty] | 1162.0378 | 0 | 2268.0764 | 0 | 2265.0542 | 0 | 2265.0427 | 0
[7 empty] | 1162.0543 | 0 | 2268.3284 | 0 | 2265.3057 | 0 | 2265.2939 | 0
[7 empty] | 1162.0709 | 0 | 2268.5806 | 0 | 2265.5571 | 0 | 2265.5454 | 0
[7 empty] | 1162.0874 | 0 | 2268.8328 | 0 | 2265.8086 | 0 | 2265.7969 | 0
[7 empty] | 1162.104 | 0 | 2269.085 | 0 | 2266.0601 | 0 | 2266.0483 | 0
[7 empty] | 1162.1205 | 0 | 2269.3372 | 0 | 2266.3118 | 0 | 2266.3 | 0
[7 empty] | 1162.1371 | 0 | 2269.5894 | 0 | 2266.5632 | 0 | 2266.5518 | 0
[7 empty] | 1162.1536 | 0 | 2269.8418 | 0 | 2266.8149 | 0 | 2266.8035 | 0
[7 empty] | 1162.1702 | 0 | 2270.0942 | 0 | 2267.0667 | 0 | 2267.0552 | 0
[7 empty] | 1162.1866 | 0 | 2270.3467 | 0 | 2267.3186 | 0 | 2267.3069 | 0
[7 empty] | 1162.2032 | 0 | 2270.5994 | 0 | 2267.5706 | 0 | 2267.5588 | 0
[7 empty] | 1162.2197 | 0 | 2270.8518 | 0 | 2267.8223 | 0 | 2267.8108 | 0
[7 empty] | 1162.2363 | 0 | 2271.1045 | 0 | 2268.0742 | 0 | 2268.0627 | 0
[7 empty] | 1162.2528 | 0 | 2271.3572 | 0 | 2268.3264 | 0 | 2268.3147 | 0
[7 empty] | 1162.2694 | 0 | 2271.6101 | 0 | 2268.5784 | 0 | 2268.5669 | 0
[7 empty] | 1162.2859 | 0 | 2271.8628 | 0 | 2268.8306 | 0 | 2268.8191 | 0
[7 empty] | 1162.3025 | 0 | 2272.1157 | 0 | 2269.0828 | 0 | 2269.0713 | 0
[7 empty] | 1162.319 | 0 | 2272.3686 | 0 | 2269.335 | 0 | 2269.3235 | 0
[7 empty] | 1162.3356 | 0 | 2272.6216 | 0 | 2269.5874 | 0 | 2269.5757 | 0
[7 empty] | 1162.3521 | 0 | 2272.8748 | 0 | 2269.8398 | 0 | 2269.8281 | 0
[7 empty] | 1162.3687 | 0 | 2273.1277 | 0 | 2270.0923 | 0 | 2270.0806 | 0
[7 empty] | 1162.3853 | 0 | 2273.3809 | 0 | 2270.3447 | 0 | 2270.333 | 0
[7 empty] | 1162.4017 | 0 | 2273.634 | 0 | 2270.5972 | 0 | 2270.5857 | 0
[7 empty] | 1162.4183 | 0 | 2273.8875 | 0 | 2270.8499 | 0 | 2270.8381 | 0
[7 empty] | 1162.4348 | 0 | 2274.1409 | 0 | 2271.1025 | 0 | 2271.0908 | 0
[7 empty] | 1162.4514 | 0 | 2274.394 | 0 | 2271.3552 | 0 | 2271.3435 | 0
[7 empty] | 1162.4679 | 0 | 2274.6477 | 0 | 2271.6079 | 0 | 2271.5964 | 0
[7 empty] | 1162.4845 | 0 | 2274.9011 | 0 | 2271.8608 | 0 | 2271.8491 | 0
[7 empty] | 1162.5011 | 0 | 2275.1545 | 0 | 2272.1138 | 0 | 2272.102 | 0
[7 empty] | 1162.5176 | 0 | 2275.4082 | 0 | 2272.3667 | 0 | 2272.355 | 0
[7 empty] | 1162.5342 | 0 | 2275.6619 | 0 | 2272.6196 | 0 | 2272.6079 | 0
[7 empty] | 1162.5507 | 0 | 2275.9155 | 0 | 2272.8726 | 0 | 2272.8611 | 0
[7 empty] | 1162.5673 | 0 | 2276.1694 | 0 | 2273.1257 | 0 | 2273.114 | 0
[7 empty] | 1162.5839 | 0 | 2276.4233 | 0 | 2273.3789 | 0 | 2273.3672 | 0
[7 empty] | 1162.6003 | 0 | 2276.6773 | 0 | 2273.6321 | 0 | 2273.6204 | 0
[7 empty] | 1162.6169 | 0 | 2276.9311 | 0 | 2273.8855 | 0 | 2273.8738 | 0
[7 empty] | 1162.6334 | 0 | 2277.1851 | 0 | 2274.1387 | 0 | 2274.1269 | 0
[7 empty] | 1162.65 | 0 | 2277.4392 | 0 | 2274.3921 | 0 | 2274.3804 | 0
[7 empty] | 1162.6666 | 0 | 2277.6934 | 0 | 2274.6455 | 0 | 2274.6338 | 0
[7 empty] | 1162.6831 | 0 | 2277.9475 | 0 | 2274.8989 | 0 | 2274.8875 | 0
[7 empty] | 1162.6997 | 0 | 2278.2017 | 0 | 2275.1526 | 0 | 2275.1409 | 0
[7 empty] | 1162.7163 | 0 | 2278.4561 | 0 | 2275.4062 | 0 | 2275.3945 | 0
[7 empty] | 1162.7328 | 0 | 2278.7105 | 0 | 2275.6599 | 0 | 2275.6482 | 0
[7 empty] | 1162.7494 | 0 | 2278.9648 | 0 | 2275.9136 | 0 | 2275.9019 | 0
[7 empty] | 1162.7659 | 0 | 2279.2192 | 0 | 2276.1675 | 0 | 2276.1558 | 0
[7 empty] | 1162.7825 | 0 | 2279.4736 | 0 | 2276.4211 | 0 | 2276.4097 | 0
[7 empty] | 1162.7991 | 0 | 2279.7283 | 0 | 2276.675 | 0 | 2276.6633 | 0
[7 empty] | 1162.8156 | 0 | 2279.9829 | 0 | 2276.9289 | 0 | 2276.9175 | 0
[7 empty] | 1162.8322 | 0 | 2280.2375 | 0 | 2277.1831 | 0 | 2277.1714 | 0
[7 empty] | 1162.8488 | 0 | 2280.4924 | 0 | 2277.4373 | 0 | 2277.4255 | 0
[7 empty] | 1162.8652 | 0 | 2280.7473 | 0 | 2277.6912 | 0 | 2277.6797 | 0
[7 empty] | 1162.8818 | 0 | 2281.0019 | 0 | 2277.9456 | 0 | 2277.9338 | 0
[7 empty] | 1162.8984 | 0 | 2281.2571 | 0 | 2278.1997 | 0 | 2278.188 | 0
[7 empty] | 1162.9149 | 0 | 2281.512 | 0 | 2278.4539 | 0 | 2278.4424 | 0
[7 empty] | 1162.9315 | 0 | 2281.7671 | 0 | 2278.7083 | 0 | 2278.6965 | 0
[7 empty] | 1162.9481 | 0 | 2282.022 | 0 | 2278.9626 | 0 | 2278.9509 | 0
[7 empty] | 1162.9647 | 0 | 2282.2771 | 0 | 2279.2173 | 0 | 2279.2056 | 0
[7 empty] | 1162.9812 | 0 | 2282.5325 | 0 | 2279.4717 | 0 | 2279.46 | 0
[7 empty] | 1162.9978 | 0 | 2282.7876 | 0 | 2279.7263 | 0 | 2279.7146 | 0
[7 empty] | 1163.0144 | 0 | 2283.043 | 0 | 2279.981 | 0 | 2279.9692 | 0
[7 empty] | 1163.0309 | 0 | 2283.2983 | 0 | 2280.2356 | 0 | 2280.2239 | 0
[7 empty] | 1163.0475 | 0 | 2283.5537 | 0 | 2280.4902 | 0 | 2280.4788 | 0
[7 empty] | 1163.0641 | 0 | 2283.8093 | 0 | 2280.7451 | 0 | 2280.7334 | 0
[7 empty] | 1163.0807 | 0 | 2284.0649 | 0 | 2281 | 0 | 2280.9883 | 0
[7 empty] | 1163.0972 | 0 | 2284.3206 | 0 | 2281.2549 | 0 | 2281.2432 | 0
[7 empty] | 1163.1138 | 0 | 2284.5762 | 0 | 2281.51 | 0 | 2281.4983 | 0
[7 empty] | 1163.1304 | 0 | 2284.8318 | 0 | 2281.7649 | 0 | 2281.7532 | 0
[7 empty] | 1163.1469 | 0 | 2285.0876 | 0 | 2282.02 | 0 | 2282.0083 | 0
[7 empty] | 1163.1635 | 0 | 2285.3435 | 0 | 2282.2751 | 0 | 2282.2634 | 0
[7 empty] | 1163.1801 | 0 | 2285.5994 | 0 | 2282.5303 | 0 | 2282.5188 | 0
[7 empty] | 1163.1967 | 0 | 2285.8552 | 0 | 2282.7856 | 0 | 2282.7739 | 0
[7 empty] | 1163.2131 | 0 | 2286.1113 | 0 | 2283.041 | 0 | 2283.0293 | 0
[7 empty] | 1163.2297 | 0 | 2286.3674 | 0 | 2283.2964 | 0 | 2283.2847 | 0
[7 empty] | 1163.2463 | 0 | 2286.6235 | 0 | 2283.5518 | 0 | 2283.54 | 0
[7 empty] | 1163.2629 | 0 | 2286.8796 | 0 | 2283.8071 | 0 | 2283.7957 | 0
[7 empty] | 1163.2794 | 0 | 2287.1357 | 0 | 2284.0627 | 0 | 2284.051 | 0
[7 empty] | 1163.296 | 0 | 2287.3921 | 0 | 2284.3184 | 0 | 2284.3066 | 0
[7 empty] | 1163.3126 | 0 | 2287.6484 | 0 | 2284.574 | 0 | 2284.5623 | 0
[7 empty] | 1163.3292 | 0 | 2287.9048 | 0 | 2284.8298 | 0 | 2284.8181 | 0
[7 empty] | 1163.3458 | 0 | 2288.1614 | 0 | 2285.0855 | 0 | 2285.0737 | 0
[7 empty] | 1163.3623 | 0 | 2288.418 | 0 | 2285.3413 | 0 | 2285.3296 | 0
[7 empty] | 1163.3789 | 0 | 2288.6746 | 0 | 2285.5972 | 0 | 2285.5855 | 0
[7 empty] | 1163.3955 | 0 | 2288.9311 | 0 | 2285.8533 | 0 | 2285.8416 | 0
[7 empty] | 1163.4121 | 0 | 2289.1877 | 0 | 2286.1091 | 0 | 2286.0974 | 0
[7 empty] | 1163.4287 | 0 | 2289.4446 | 0 | 2286.3652 | 0 | 2286.3535 | 0
[7 empty] | 1163.4452 | 0 | 2289.7014 | 0 | 2286.6213 | 0 | 2286.6096 | 0
[7 empty] | 1163.4618 | 0 | 2289.9583 | 0 | 2286.8774 | 0 | 2286.866 | 0
[7 empty] | 1163.4784 | 0 | 2290.2151 | 0 | 2287.1338 | 0 | 2287.1221 | 0
[7 empty] | 1163.495 | 0 | 2290.4722 | 0 | 2287.3901 | 0 | 2287.3784 | 0
[7 empty] | 1163.5116 | 0 | 2290.7292 | 0 | 2287.6465 | 0 | 2287.6348 | 0
[7 empty] | 1163.5281 | 0 | 2290.9863 | 0 | 2287.9028 | 0 | 2287.8911 | 0
[7 empty] | 1163.5447 | 0 | 2291.2434 | 0 | 2288.1592 | 0 | 2288.1475 | 0
[7 empty] | 1163.5613 | 0 | 2291.5007 | 0 | 2288.4158 | 0 | 2288.4041 | 0
[7 empty] | 1163.5779 | 0 | 2291.7578 | 0 | 2288.6724 | 0 | 2288.6606 | 0
[7 empty] | 1163.5945 | 0 | 2292.0151 | 0 | 2288.9289 | 0 | 2288.9172 | 0
[7 empty] | 1163.6111 | 0 | 2292.2727 | 0 | 2289.1858 | 0 | 2289.1741 | 0
[7 empty] | 1163.6276 | 0 | 2292.53 | 0 | 2289.4424 | 0 | 2289.4307 | 0
[7 empty] | 1163.6442 | 0 | 2292.7876 | 0 | 2289.6992 | 0 | 2289.6875 | 0
[7 empty] | 1163.6608 | 0 | 2293.0452 | 0 | 2289.9561 | 0 | 2289.9443 | 0
[7 empty] | 1163.6774 | 0 | 2293.3027 | 0 | 2290.2131 | 0 | 2290.2014 | 0
[7 empty] | 1163.694 | 0 | 2293.5603 | 0 | 2290.47 | 0 | 2290.4583 | 0
[7 empty] | 1163.7106 | 0 | 2293.8181 | 0 | 2290.727 | 0 | 2290.7153 | 0
[7 empty] | 1163.7272 | 0 | 2294.0759 | 0 | 2290.9841 | 0 | 2290.9724 | 0
[7 empty] | 1163.7438 | 0 | 2294.3337 | 0 | 2291.2414 | 0 | 2291.2295 | 0
[7 empty] | 1163.7603 | 0 | 2294.5916 | 0 | 2291.4985 | 0 | 2291.4868 | 0
[7 empty] | 1163.7769 | 0 | 2294.8496 | 0 | 2291.7559 | 0 | 2291.7441 | 0
[7 empty] | 1163.7935 | 0 | 2295.1077 | 0 | 2292.0132 | 0 | 2292.0015 | 0
[7 empty] | 1163.8101 | 0 | 2295.3657 | 0 | 2292.2705 | 0 | 2292.2588 | 0
[7 empty] | 1163.8267 | 0 | 2295.6238 | 0 | 2292.5281 | 0 | 2292.5164 | 0
[7 empty] | 1163.8433 | 0 | 2295.8821 | 0 | 2292.7854 | 0 | 2292.7737 | 0
[7 empty] | 1163.8599 | 0 | 2296.1404 | 0 | 2293.043 | 0 | 2293.0312 | 0
[7 empty] | 1163.8765 | 0 | 2296.3987 | 0 | 2293.3005 | 0 | 2293.2888 | 0
[7 empty] | 1163.8931 | 0 | 2296.657 | 0 | 2293.5583 | 0 | 2293.5466 | 0
[7 empty] | 1163.9095 | 0 | 2296.9155 | 0 | 2293.8162 | 0 | 2293.8042 | 0
[7 empty] | 1163.9261 | 0 | 2297.1738 | 0 | 2294.0737 | 0 | 2294.062 | 0
[7 empty] | 1163.9427 | 0 | 2297.4324 | 0 | 2294.3318 | 0 | 2294.3201 | 0
[7 empty] | 1163.9594 | 0 | 2297.6912 | 0 | 2294.5896 | 0 | 2294.5779 | 0
[7 empty] | 1163.976 | 0 | 2297.9497 | 0 | 2294.8477 | 0 | 2294.8359 | 0
[7 empty] | 1163.9926 | 0 | 2298.2085 | 0 | 2295.1055 | 0 | 2295.0938 | 0
[7 empty] | 1164.0092 | 0 | 2298.4673 | 0 | 2295.3638 | 0 | 2295.3518 | 0
[7 empty] | 1164.0258 | 0 | 2298.7261 | 0 | 2295.6218 | 0 | 2295.6101 | 0
[7 empty] | 1164.0424 | 0 | 2298.9849 | 0 | 2295.8799 | 0 | 2295.8682 | 0
[7 empty] | 1164.059 | 0 | 2299.2439 | 0 | 2296.1382 | 0 | 2296.1265 | 0
[7 empty] | 1164.0756 | 0 | 2299.5029 | 0 | 2296.3965 | 0 | 2296.3848 | 0
[7 empty] | 1164.0922 | 0 | 2299.762 | 0 | 2296.655 | 0 | 2296.6431 | 0
[7 empty] | 1164.1088 | 0 | 2300.0212 | 0 | 2296.9133 | 0 | 2296.9016 | 0
[7 empty] | 1164.1254 | 0 | 2300.2803 | 0 | 2297.1719 | 0 | 2297.1602 | 0
[7 empty] | 1164.142 | 0 | 2300.5395 | 0 | 2297.4304 | 0 | 2297.4187 | 0
[7 empty] | 1164.1586 | 0 | 2300.7988 | 0 | 2297.689 | 0 | 2297.6773 | 0
[7 empty] | 1164.1752 | 0 | 2301.0581 | 0 | 2297.9477 | 0 | 2297.9358 | 0
[7 empty] | 1164.1918 | 0 | 2301.3176 | 0 | 2298.2063 | 0 | 2298.1946 | 0
[7 empty] | 1164.2084 | 0 | 2301.5772 | 0 | 2298.4651 | 0 | 2298.4534 | 0
[7 empty] | 1164.225 | 0 | 2301.8367 | 0 | 2298.7239 | 0 | 2298.7122 | 0
[7 empty] | 1164.2416 | 0 | 2302.0962 | 0 | 2298.9829 | 0 | 2298.9712 | 0
[7 empty] | 1164.2582 | 0 | 2302.356 | 0 | 2299.2419 | 0 | 2299.23 | 0
[7 empty] | 1164.2748 | 0 | 2302.6157 | 0 | 2299.5007 | 0 | 2299.489 | 0
[7 empty] | 1164.2914 | 0 | 2302.8755 | 0 | 2299.76 | 0 | 2299.7481 | 0
[7 empty] | 1164.308 | 0 | 2303.1352 | 0 | 2300.019 | 0 | 2300.0073 | 0
[7 empty] | 1164.3246 | 0 | 2303.395 | 0 | 2300.2783 | 0 | 2300.2664 | 0
[7 empty] | 1164.3412 | 0 | 2303.655 | 0 | 2300.5376 | 0 | 2300.5256 | 0
[7 empty] | 1164.3578 | 0 | 2303.915 | 0 | 2300.7969 | 0 | 2300.7849 | 0
[7 empty] | 1164.3744 | 0 | 2304.175 | 0 | 2301.0561 | 0 | 2301.0444 | 0
[7 empty] | 1164.391 | 0 | 2304.4353 | 0 | 2301.3157 | 0 | 2301.3037 | 0
[7 empty] | 1164.4076 | 0 | 2304.6953 | 0 | 2301.575 | 0 | 2301.5632 | 0
[7 empty] | 1164.4242 | 0 | 2304.9556 | 0 | 2301.8345 | 0 | 2301.8227 | 0
[7 empty] | 1164.4408 | 0 | 2305.2161 | 0 | 2302.0942 | 0 | 2302.0825 | 0
[7 empty] | 1164.4574 | 0 | 2305.4763 | 0 | 2302.3538 | 0 | 2302.342 | 0
[7 empty] | 1164.474 | 0 | 2305.7368 | 0 | 2302.6135 | 0 | 2302.6018 | 0
[7 empty] | 1164.4906 | 0 | 2305.9973 | 0 | 2302.8733 | 0 | 2302.8616 | 0
[7 empty] | 1164.5072 | 0 | 2306.2578 | 0 | 2303.1331 | 0 | 2303.1213 | 0
[7 empty] | 1164.5238 | 0 | 2306.5183 | 0 | 2303.3931 | 0 | 2303.3814 | 0
[7 empty] | 1164.5404 | 0 | 2306.7791 | 0 | 2303.6531 | 0 | 2303.6411 | 0
[7 empty] | 1164.557 | 0 | 2307.0398 | 0 | 2303.9131 | 0 | 2303.9011 | 0
[7 empty] | 1164.5736 | 0 | 2307.3005 | 0 | 2304.1731 | 0 | 2304.1614 | 0
[7 empty] | 1164.5902 | 0 | 2307.5613 | 0 | 2304.4331 | 0 | 2304.4214 | 0
[7 empty] | 1164.6068 | 0 | 2307.8223 | 0 | 2304.6934 | 0 | 2304.6816 | 0
[7 empty] | 1164.6234 | 0 | 2308.0833 | 0 | 2304.9536 | 0 | 2304.9419 | 0
[7 empty] | 1164.6401 | 0 | 2308.3442 | 0 | 2305.2139 | 0 | 2305.2022 | 0
[7 empty] | 1164.6567 | 0 | 2308.6052 | 0 | 2305.4744 | 0 | 2305.4624 | 0
[7 empty] | 1164.6733 | 0 | 2308.8664 | 0 | 2305.7346 | 0 | 2305.7229 | 0
[7 empty] | 1164.6899 | 0 | 2309.1274 | 0 | 2305.9951 | 0 | 2305.9834 | 0
[7 empty] | 1164.7065 | 0 | 2309.3887 | 0 | 2306.2556 | 0 | 2306.2439 | 0
[7 empty] | 1164.7231 | 0 | 2309.6501 | 0 | 2306.5164 | 0 | 2306.5044 | 0
[7 empty] | 1164.7397 | 0 | 2309.9114 | 0 | 2306.7769 | 0 | 2306.7651 | 0
[7 empty] | 1164.7563 | 0 | 2310.1728 | 0 | 2307.0376 | 0 | 2307.0259 | 0
[7 empty] | 1164.7729 | 0 | 2310.4343 | 0 | 2307.2983 | 0 | 2307.2866 | 0
[7 empty] | 1164.7896 | 0 | 2310.6958 | 0 | 2307.5593 | 0 | 2307.5474 | 0
[7 empty] | 1164.8063 | 0 | 2310.9575 | 0 | 2307.8201 | 0 | 2307.8083 | 0
[7 empty] | 1164.8229 | 0 | 2311.2192 | 0 | 2308.0811 | 0 | 2308.0693 | 0
[7 empty] | 1164.8395 | 0 | 2311.481 | 0 | 2308.342 | 0 | 2308.3303 | 0
[7 empty] | 1164.8561 | 0 | 2311.7427 | 0 | 2308.6033 | 0 | 2308.5913 | 0
[7 empty] | 1164.8727 | 0 | 2312.0044 | 0 | 2308.8643 | 0 | 2308.8525 | 0
[7 empty] | 1164.8893 | 0 | 2312.2664 | 0 | 2309.1255 | 0 | 2309.1138 | 0
[7 empty] | 1164.9059 | 0 | 2312.5283 | 0 | 2309.3867 | 0 | 2309.375 | 0
[7 empty] | 1164.9226 | 0 | 2312.7903 | 0 | 2309.648 | 0 | 2309.6362 | 0
[7 empty] | 1164.9392 | 0 | 2313.0525 | 0 | 2309.9094 | 0 | 2309.8975 | 0
[7 empty] | 1164.9558 | 0 | 2313.3144 | 0 | 2310.1709 | 0 | 2310.1589 | 0
[7 empty] | 1164.9724 | 0 | 2313.5767 | 0 | 2310.4324 | 0 | 2310.4204 | 0
[7 empty] | 1164.989 | 0 | 2313.8389 | 0 | 2310.6939 | 0 | 2310.6819 | 0
[7 empty] | 1165.0056 | 0 | 2314.1013 | 0 | 2310.9553 | 0 | 2310.9436 | 0
[7 empty] | 1165.0223 | 0 | 2314.3638 | 0 | 2311.217 | 0 | 2311.2053 | 0
[7 empty] | 1165.0389 | 0 | 2314.626 | 0 | 2311.4788 | 0 | 2311.467 | 0
[7 empty] | 1165.0555 | 0 | 2314.8887 | 0 | 2311.7405 | 0 | 2311.7288 | 0
[7 empty] | 1165.0721 | 0 | 2315.1511 | 0 | 2312.0024 | 0 | 2311.9905 | 0
[7 empty] | 1165.0887 | 0 | 2315.4138 | 0 | 2312.2642 | 0 | 2312.2524 | 0
[7 empty] | 1165.1053 | 0 | 2315.6765 | 0 | 2312.5261 | 0 | 2312.5144 | 0
[7 empty] | 1165.1221 | 0 | 2315.9392 | 0 | 2312.7883 | 0 | 2312.7764 | 0
[7 empty] | 1165.1387 | 0 | 2316.2019 | 0 | 2313.0503 | 0 | 2313.0386 | 0
[7 empty] | 1165.1553 | 0 | 2316.4648 | 0 | 2313.3125 | 0 | 2313.3005 | 0
[7 empty] | 1165.1719 | 0 | 2316.7278 | 0 | 2313.5747 | 0 | 2313.5627 | 0
[7 empty] | 1165.1885 | 0 | 2316.9907 | 0 | 2313.8369 | 0 | 2313.825 | 0
[7 empty] | 1165.2052 | 0 | 2317.2537 | 0 | 2314.0991 | 0 | 2314.0874 | 0
[7 empty] | 1165.2218 | 0 | 2317.5168 | 0 | 2314.3616 | 0 | 2314.3499 | 0
[7 empty] | 1165.2384 | 0 | 2317.7798 | 0 | 2314.624 | 0 | 2314.6121 | 0
[7 empty] | 1165.255 | 0 | 2318.043 | 0 | 2314.8865 | 0 | 2314.8748 | 0
[7 empty] | 1165.2717 | 0 | 2318.3064 | 0 | 2315.1489 | 0 | 2315.1372 | 0
[7 empty] | 1165.2883 | 0 | 2318.5696 | 0 | 2315.4116 | 0 | 2315.3999 | 0
[7 empty] | 1165.3049 | 0 | 2318.833 | 0 | 2315.6743 | 0 | 2315.6624 | 0
[7 empty] | 1165.3215 | 0 | 2319.0964 | 0 | 2315.937 | 0 | 2315.9253 | 0
[7 empty] | 1165.3383 | 0 | 2319.3601 | 0 | 2316.1997 | 0 | 2316.188 | 0
[7 empty] | 1165.3549 | 0 | 2319.6235 | 0 | 2316.4626 | 0 | 2316.4509 | 0
[7 empty] | 1165.3715 | 0 | 2319.8872 | 0 | 2316.7256 | 0 | 2316.7136 | 0
[7 empty] | 1165.3881 | 0 | 2320.1509 | 0 | 2316.9885 | 0 | 2316.9768 | 0
[7 empty] | 1165.4048 | 0 | 2320.4145 | 0 | 2317.2515 | 0 | 2317.2398 | 0
[7 empty] | 1165.4214 | 0 | 2320.6785 | 0 | 2317.5147 | 0 | 2317.5027 | 0
[7 empty] | 1165.438 | 0 | 2320.9424 | 0 | 2317.7778 | 0 | 2317.7659 | 0
[7 empty] | 1165.4546 | 0 | 2321.2063 | 0 | 2318.041 | 0 | 2318.0291 | 0
[7 empty] | 1165.4713 | 0 | 2321.4702 | 0 | 2318.3042 | 0 | 2318.2925 | 0
[7 empty] | 1165.4879 | 0 | 2321.7341 | 0 | 2318.5676 | 0 | 2318.5557 | 0
[7 empty] | 1165.5045 | 0 | 2321.9983 | 0 | 2318.8311 | 0 | 2318.8191 | 0
[7 empty] | 1165.5212 | 0 | 2322.2625 | 0 | 2319.0945 | 0 | 2319.0825 | 0
[7 empty] | 1165.5378 | 0 | 2322.5266 | 0 | 2319.3579 | 0 | 2319.3459 | 0
[7 empty] | 1165.5544 | 0 | 2322.791 | 0 | 2319.6216 | 0 | 2319.6096 | 0
[7 empty] | 1165.571 | 0 | 2323.0554 | 0 | 2319.885 | 0 | 2319.8733 | 0
[7 empty] | 1165.5878 | 0 | 2323.3198 | 0 | 2320.1487 | 0 | 2320.137 | 0
[7 empty] | 1165.6044 | 0 | 2323.5842 | 0 | 2320.4126 | 0 | 2320.4006 | 0
[7 empty] | 1165.621 | 0 | 2323.8486 | 0 | 2320.6763 | 0 | 2320.6645 | 0
[7 empty] | 1165.6377 | 0 | 2324.1133 | 0 | 2320.9402 | 0 | 2320.9282 | 0
[7 empty] | 1165.6543 | 0 | 2324.3779 | 0 | 2321.2041 | 0 | 2321.1921 | 0
[7 empty] | 1165.6709 | 0 | 2324.6426 | 0 | 2321.468 | 0 | 2321.4563 | 0
[7 empty] | 1165.6876 | 0 | 2324.9075 | 0 | 2321.7322 | 0 | 2321.7202 | 0
[7 empty] | 1165.7042 | 0 | 2325.1724 | 0 | 2321.9963 | 0 | 2321.9844 | 0
[7 empty] | 1165.7208 | 0 | 2325.4373 | 0 | 2322.2605 | 0 | 2322.2485 | 0
[7 empty] | 1165.7375 | 0 | 2325.7022 | 0 | 2322.5247 | 0 | 2322.5127 | 0
[7 empty] | 1165.7541 | 0 | 2325.967 | 0 | 2322.7888 | 0 | 2322.7771 | 0
[7 empty] | 1165.7708 | 0 | 2326.2322 | 0 | 2323.0532 | 0 | 2323.0415 | 0
[7 empty] | 1165.7875 | 0 | 2326.4973 | 0 | 2323.3176 | 0 | 2323.3059 | 0
[7 empty] | 1165.8041 | 0 | 2326.7625 | 0 | 2323.582 | 0 | 2323.5703 | 0
[7 empty] | 1165.8207 | 0 | 2327.0278 | 0 | 2323.8467 | 0 | 2323.8347 | 0
[7 empty] | 1165.8374 | 0 | 2327.293 | 0 | 2324.1113 | 0 | 2324.0994 | 0
[7 empty] | 1165.854 | 0 | 2327.5583 | 0 | 2324.376 | 0 | 2324.364 | 0
[7 empty] | 1165.8707 | 0 | 2327.824 | 0 | 2324.6406 | 0 | 2324.6287 | 0
[7 empty] | 1165.8873 | 0 | 2328.0894 | 0 | 2324.9053 | 0 | 2324.8936 | 0
[7 empty] | 1165.9039 | 0 | 2328.355 | 0 | 2325.1702 | 0 | 2325.1582 | 0
[7 empty] | 1165.9207 | 0 | 2328.6206 | 0 | 2325.4351 | 0 | 2325.4231 | 0
[7 empty] | 1165.9373 | 0 | 2328.8862 | 0 | 2325.7 | 0 | 2325.6882 | 0
[7 empty] | 1165.9539 | 0 | 2329.1519 | 0 | 2325.9651 | 0 | 2325.9531 | 0
[7 empty] | 1165.9706 | 0 | 2329.4177 | 0 | 2326.23 | 0 | 2326.2183 | 0
[7 empty] | 1165.9872 | 0 | 2329.6836 | 0 | 2326.4951 | 0 | 2326.4834 | 0
[7 empty] | 1166.0039 | 0 | 2329.9495 | 0 | 2326.7605 | 0 | 2326.7485 | 0
[7 empty] | 1166.0205 | 0 | 2330.2156 | 0 | 2327.0256 | 0 | 2327.0137 | 0
[7 empty] | 1166.0371 | 0 | 2330.4814 | 0 | 2327.291 | 0 | 2327.2791 | 0
[7 empty] | 1166.0538 | 0 | 2330.7476 | 0 | 2327.5564 | 0 | 2327.5444 | 0
[7 empty] | 1166.0704 | 0 | 2331.0137 | 0 | 2327.8218 | 0 | 2327.8098 | 0
[7 empty] | 1166.0872 | 0 | 2331.28 | 0 | 2328.0872 | 0 | 2328.0754 | 0
[7 empty] | 1166.1038 | 0 | 2331.5461 | 0 | 2328.3528 | 0 | 2328.3408 | 0
[7 empty] | 1166.1205 | 0 | 2331.8125 | 0 | 2328.6184 | 0 | 2328.6064 | 0
[7 empty] | 1166.1371 | 0 | 2332.0791 | 0 | 2328.884 | 0 | 2328.8721 | 0
[7 empty] | 1166.1537 | 0 | 2332.3455 | 0 | 2329.1499 | 0 | 2329.1379 | 0
[7 empty] | 1166.1704 | 0 | 2332.6121 | 0 | 2329.4155 | 0 | 2329.4038 | 0
[7 empty] | 1166.187 | 0 | 2332.8787 | 0 | 2329.6814 | 0 | 2329.6697 | 0
[7 empty] | 1166.2037 | 0 | 2333.1453 | 0 | 2329.9473 | 0 | 2329.9356 | 0
[7 empty] | 1166.2203 | 0 | 2333.4119 | 0 | 2330.2134 | 0 | 2330.2014 | 0
[7 empty] | 1166.2371 | 0 | 2333.6787 | 0 | 2330.4795 | 0 | 2330.4675 | 0
[7 empty] | 1166.2537 | 0 | 2333.9456 | 0 | 2330.7456 | 0 | 2330.7336 | 0
[7 empty] | 1166.2704 | 0 | 2334.2124 | 0 | 2331.0117 | 0 | 2330.9998 | 0
[7 empty] | 1166.287 | 0 | 2334.4792 | 0 | 2331.2778 | 0 | 2331.2659 | 0
[7 empty] | 1166.3037 | 0 | 2334.7463 | 0 | 2331.5442 | 0 | 2331.5322 | 0
[7 empty] | 1166.3203 | 0 | 2335.0134 | 0 | 2331.8106 | 0 | 2331.7986 | 0
[7 empty] | 1166.337 | 0 | 2335.2805 | 0 | 2332.0769 | 0 | 2332.0649 | 0
[7 empty] | 1166.3536 | 0 | 2335.5478 | 0 | 2332.3433 | 0 | 2332.3315 | 0
[7 empty] | 1166.3704 | 0 | 2335.8149 | 0 | 2332.6099 | 0 | 2332.5979 | 0
[7 empty] | 1166.387 | 0 | 2336.0823 | 0 | 2332.8765 | 0 | 2332.8645 | 0
[7 empty] | 1166.4037 | 0 | 2336.3496 | 0 | 2333.1431 | 0 | 2333.1311 | 0
[7 empty] | 1166.4203 | 0 | 2336.6172 | 0 | 2333.4099 | 0 | 2333.398 | 0
[7 empty] | 1166.437 | 0 | 2336.8848 | 0 | 2333.6765 | 0 | 2333.6645 | 0
[7 empty] | 1166.4536 | 0 | 2337.1521 | 0 | 2333.9434 | 0 | 2333.9314 | 0
[7 empty] | 1166.4703 | 0 | 2337.4199 | 0 | 2334.2102 | 0 | 2334.1985 | 0
[7 empty] | 1166.4869 | 0 | 2337.6875 | 0 | 2334.4773 | 0 | 2334.4653 | 0
[7 empty] | 1166.5037 | 0 | 2337.9553 | 0 | 2334.7441 | 0 | 2334.7324 | 0
[7 empty] | 1166.5203 | 0 | 2338.2231 | 0 | 2335.0112 | 0 | 2334.9995 | 0
[7 empty] | 1166.537 | 0 | 2338.491 | 0 | 2335.2786 | 0 | 2335.2666 | 0
[7 empty] | 1166.5536 | 0 | 2338.7588 | 0 | 2335.5457 | 0 | 2335.5337 | 0
[7 empty] | 1166.5703 | 0 | 2339.0269 | 0 | 2335.813 | 0 | 2335.801 | 0
[7 empty] | 1166.5869 | 0 | 2339.2949 | 0 | 2336.0803 | 0 | 2336.0684 | 0
[7 empty] | 1166.6036 | 0 | 2339.563 | 0 | 2336.3477 | 0 | 2336.3357 | 0
[7 empty] | 1166.6202 | 0 | 2339.8313 | 0 | 2336.615 | 0 | 2336.603 | 0
[7 empty] | 1166.637 | 0 | 2340.0994 | 0 | 2336.8826 | 0 | 2336.8706 | 0
[7 empty] | 1166.6536 | 0 | 2340.3677 | 0 | 2337.1501 | 0 | 2337.1382 | 0
[7 empty] | 1166.6703 | 0 | 2340.636 | 0 | 2337.4177 | 0 | 2337.4058 | 0
[7 empty] | 1166.687 | 0 | 2340.9045 | 0 | 2337.6853 | 0 | 2337.6736 | 0
[7 empty] | 1166.7036 | 0 | 2341.1731 | 0 | 2337.9531 | 0 | 2337.9412 | 0
[7 empty] | 1166.7203 | 0 | 2341.4417 | 0 | 2338.2209 | 0 | 2338.209 | 0
[7 empty] | 1166.7369 | 0 | 2341.7102 | 0 | 2338.4888 | 0 | 2338.4768 | 0
[7 empty] | 1166.7537 | 0 | 2341.9788 | 0 | 2338.7568 | 0 | 2338.7449 | 0
[7 empty] | 1166.7703 | 0 | 2342.2476 | 0 | 2339.0247 | 0 | 2339.0127 | 0
[7 empty] | 1166.787 | 0 | 2342.5164 | 0 | 2339.2927 | 0 | 2339.2808 | 0
[7 empty] | 1166.8037 | 0 | 2342.7852 | 0 | 2339.561 | 0 | 2339.5491 | 0
[7 empty] | 1166.8203 | 0 | 2343.0542 | 0 | 2339.8291 | 0 | 2339.8171 | 0
[7 empty] | 1166.837 | 0 | 2343.323 | 0 | 2340.0974 | 0 | 2340.0855 | 0
[7 empty] | 1166.8536 | 0 | 2343.592 | 0 | 2340.3657 | 0 | 2340.3538 | 0
[7 empty] | 1166.8704 | 0 | 2343.8613 | 0 | 2340.634 | 0 | 2340.6221 | 0
[7 empty] | 1166.8871 | 0 | 2344.1304 | 0 | 2340.9023 | 0 | 2340.8904 | 0
[7 empty] | 1166.9037 | 0 | 2344.3997 | 0 | 2341.1709 | 0 | 2341.1589 | 0
[7 empty] | 1166.9204 | 0 | 2344.6689 | 0 | 2341.4394 | 0 | 2341.4275 | 0
[7 empty] | 1166.937 | 0 | 2344.9382 | 0 | 2341.708 | 0 | 2341.6961 | 0
[7 empty] | 1166.9537 | 0 | 2345.2078 | 0 | 2341.9768 | 0 | 2341.9648 | 0
[7 empty] | 1166.9705 | 0 | 2345.477 | 0 | 2342.2454 | 0 | 2342.2334 | 0
[7 empty] | 1166.9871 | 0 | 2345.7466 | 0 | 2342.5142 | 0 | 2342.5022 | 0
[7 empty] | 1167.0038 | 0 | 2346.0164 | 0 | 2342.7832 | 0 | 2342.7712 | 0
[7 empty] | 1167.0205 | 0 | 2346.2859 | 0 | 2343.052 | 0 | 2343.04 | 0
[7 empty] | 1167.0371 | 0 | 2346.5557 | 0 | 2343.3211 | 0 | 2343.3091 | 0
[7 empty] | 1167.0538 | 0 | 2346.8254 | 0 | 2343.5901 | 0 | 2343.5781 | 0
[7 empty] | 1167.0706 | 0 | 2347.0952 | 0 | 2343.8591 | 0 | 2343.8472 | 0
[7 empty] | 1167.0872 | 0 | 2347.3652 | 0 | 2344.1282 | 0 | 2344.1162 | 0
[7 empty] | 1167.1039 | 0 | 2347.635 | 0 | 2344.3975 | 0 | 2344.3855 | 0
[7 empty] | 1167.1206 | 0 | 2347.9053 | 0 | 2344.6667 | 0 | 2344.6548 | 0
[7 empty] | 1167.1372 | 0 | 2348.1753 | 0 | 2344.936 | 0 | 2344.9241 | 0
[7 empty] | 1167.1539 | 0 | 2348.4453 | 0 | 2345.2056 | 0 | 2345.1936 | 0
[7 empty] | 1167.1707 | 0 | 2348.7156 | 0 | 2345.4751 | 0 | 2345.4631 | 0
[7 empty] | 1167.1873 | 0 | 2348.9858 | 0 | 2345.7446 | 0 | 2345.7327 | 0
[7 empty] | 1167.204 | 0 | 2349.2564 | 0 | 2346.0142 | 0 | 2346.0022 | 0
[7 empty] | 1167.2207 | 0 | 2349.5266 | 0 | 2346.2837 | 0 | 2346.2717 | 0
[7 empty] | 1167.2373 | 0 | 2349.7971 | 0 | 2346.5535 | 0 | 2346.5415 | 0
[7 empty] | 1167.254 | 0 | 2350.0676 | 0 | 2346.8232 | 0 | 2346.8113 | 0
[7 empty] | 1167.2708 | 0 | 2350.3381 | 0 | 2347.0933 | 0 | 2347.0811 | 0
[7 empty] | 1167.2874 | 0 | 2350.6089 | 0 | 2347.363 | 0 | 2347.3511 | 0
[7 empty] | 1167.3041 | 0 | 2350.8796 | 0 | 2347.6331 | 0 | 2347.6211 | 0
[7 empty] | 1167.3208 | 0 | 2351.1504 | 0 | 2347.9031 | 0 | 2347.8911 | 0
[7 empty] | 1167.3375 | 0 | 2351.4211 | 0 | 2348.1731 | 0 | 2348.1611 | 0
[7 empty] | 1167.3541 | 0 | 2351.6921 | 0 | 2348.4434 | 0 | 2348.4314 | 0
[7 empty] | 1167.3709 | 0 | 2351.9631 | 0 | 2348.7136 | 0 | 2348.7014 | 0
[7 empty] | 1167.3876 | 0 | 2352.2341 | 0 | 2348.9839 | 0 | 2348.9717 | 0
[7 empty] | 1167.4042 | 0 | 2352.5051 | 0 | 2349.2542 | 0 | 2349.2422 | 0
[7 empty] | 1167.4209 | 0 | 2352.7764 | 0 | 2349.5244 | 0 | 2349.5125 | 0
[7 empty] | 1167.4376 | 0 | 2353.0476 | 0 | 2349.7949 | 0 | 2349.783 | 0
[7 empty] | 1167.4543 | 0 | 2353.3189 | 0 | 2350.0654 | 0 | 2350.0535 | 0
[7 empty] | 1167.4709 | 0 | 2353.5901 | 0 | 2350.3362 | 0 | 2350.3242 | 0
[7 empty] | 1167.4877 | 0 | 2353.8616 | 0 | 2350.6067 | 0 | 2350.5947 | 0
[7 empty] | 1167.5044 | 0 | 2354.1331 | 0 | 2350.8774 | 0 | 2350.8655 | 0
[7 empty] | 1167.5211 | 0 | 2354.4045 | 0 | 2351.1482 | 0 | 2351.1362 | 0
[7 empty] | 1167.5377 | 0 | 2354.676 | 0 | 2351.4192 | 0 | 2351.407 | 0
[7 empty] | 1167.5544 | 0 | 2354.9477 | 0 | 2351.6899 | 0 | 2351.678 | 0
[7 empty] | 1167.5712 | 0 | 2355.2195 | 0 | 2351.9609 | 0 | 2351.949 | 0
[7 empty] | 1167.5879 | 0 | 2355.4912 | 0 | 2352.2319 | 0 | 2352.22 | 0
[7 empty] | 1167.6046 | 0 | 2355.7632 | 0 | 2352.5032 | 0 | 2352.491 | 0
[7 empty] | 1167.6212 | 0 | 2356.0349 | 0 | 2352.7742 | 0 | 2352.7622 | 0
[7 empty] | 1167.6379 | 0 | 2356.3069 | 0 | 2353.0454 | 0 | 2353.0334 | 0
[7 empty] | 1167.6547 | 0 | 2356.5791 | 0 | 2353.3167 | 0 | 2353.3047 | 0
[7 empty] | 1167.6714 | 0 | 2356.8511 | 0 | 2353.5881 | 0 | 2353.5759 | 0
[7 empty] | 1167.6881 | 0 | 2357.1233 | 0 | 2353.8594 | 0 | 2353.8474 | 0
[7 empty] | 1167.7047 | 0 | 2357.3955 | 0 | 2354.1309 | 0 | 2354.1189 | 0
[7 empty] | 1167.7214 | 0 | 2357.6677 | 0 | 2354.4023 | 0 | 2354.3904 | 0
[7 empty] | 1167.7382 | 0 | 2357.9402 | 0 | 2354.6741 | 0 | 2354.6621 | 0
[7 empty] | 1167.7549 | 0 | 2358.2124 | 0 | 2354.9456 | 0 | 2354.9336 | 0
[7 empty] | 1167.7716 | 0 | 2358.4849 | 0 | 2355.2173 | 0 | 2355.2053 | 0
[7 empty] | 1167.7882 | 0 | 2358.7576 | 0 | 2355.4893 | 0 | 2355.477 | 0
[7 empty] | 1167.8049 | 0 | 2359.03 | 0 | 2355.761 | 0 | 2355.749 | 0
[7 empty] | 1167.8217 | 0 | 2359.3027 | 0 | 2356.033 | 0 | 2356.021 | 0
[7 empty] | 1167.8384 | 0 | 2359.5754 | 0 | 2356.3049 | 0 | 2356.2927 | 0
[7 empty] | 1167.8551 | 0 | 2359.8481 | 0 | 2356.5769 | 0 | 2356.5649 | 0
[7 empty] | 1167.8718 | 0 | 2360.1211 | 0 | 2356.8489 | 0 | 2356.8369 | 0
[7 empty] | 1167.8884 | 0 | 2360.394 | 0 | 2357.1211 | 0 | 2357.1091 | 0
[7 empty] | 1167.9052 | 0 | 2360.667 | 0 | 2357.3933 | 0 | 2357.3814 | 0
[7 empty] | 1167.9219 | 0 | 2360.9399 | 0 | 2357.6655 | 0 | 2357.6536 | 0
[7 empty] | 1167.9386 | 0 | 2361.2131 | 0 | 2357.938 | 0 | 2357.926 | 0
[7 empty] | 1167.9553 | 0 | 2361.4863 | 0 | 2358.2105 | 0 | 2358.1982 | 0
[7 empty] | 1167.972 | 0 | 2361.7595 | 0 | 2358.4829 | 0 | 2358.4707 | 0
[7 empty] | 1167.9888 | 0 | 2362.0327 | 0 | 2358.7554 | 0 | 2358.7434 | 0
[7 empty] | 1168.0054 | 0 | 2362.3061 | 0 | 2359.0281 | 0 | 2359.0159 | 0
[7 empty] | 1168.0221 | 0 | 2362.5796 | 0 | 2359.3005 | 0 | 2359.2886 | 0
[7 empty] | 1168.0388 | 0 | 2362.853 | 0 | 2359.5732 | 0 | 2359.5613 | 0
[7 empty] | 1168.0555 | 0 | 2363.1265 | 0 | 2359.8462 | 0 | 2359.834 | 0
[7 empty] | 1168.0723 | 0 | 2363.4001 | 0 | 2360.1189 | 0 | 2360.1069 | 0
[7 empty] | 1168.089 | 0 | 2363.6738 | 0 | 2360.3918 | 0 | 2360.3799 | 0
[7 empty] | 1168.1057 | 0 | 2363.9475 | 0 | 2360.6648 | 0 | 2360.6528 | 0
[7 empty] | 1168.1224 | 0 | 2364.2214 | 0 | 2360.938 | 0 | 2360.9258 | 0
[7 empty] | 1168.1392 | 0 | 2364.4954 | 0 | 2361.2109 | 0 | 2361.199 | 0
[7 empty] | 1168.1558 | 0 | 2364.769 | 0 | 2361.4841 | 0 | 2361.4722 | 0
[7 empty] | 1168.1725 | 0 | 2365.0432 | 0 | 2361.7573 | 0 | 2361.7454 | 0
[7 empty] | 1168.1892 | 0 | 2365.3171 | 0 | 2362.0308 | 0 | 2362.0186 | 0
[7 empty] | 1168.2059 | 0 | 2365.5913 | 0 | 2362.3039 | 0 | 2362.292 | 0
[7 empty] | 1168.2227 | 0 | 2365.8655 | 0 | 2362.5774 | 0 | 2362.5654 | 0
[7 empty] | 1168.2394 | 0 | 2366.1397 | 0 | 2362.8508 | 0 | 2362.8389 | 0
[7 empty] | 1168.2561 | 0 | 2366.4141 | 0 | 2363.1245 | 0 | 2363.1123 | 0
[7 empty] | 1168.2728 | 0 | 2366.6885 | 0 | 2363.398 | 0 | 2363.386 | 0
[7 empty] | 1168.2896 | 0 | 2366.9629 | 0 | 2363.6716 | 0 | 2363.6597 | 0
[7 empty] | 1168.3063 | 0 | 2367.2373 | 0 | 2363.9456 | 0 | 2363.9333 | 0
[7 empty] | 1168.323 | 0 | 2367.512 | 0 | 2364.2192 | 0 | 2364.2073 | 0
[7 empty] | 1168.3397 | 0 | 2367.7866 | 0 | 2364.4932 | 0 | 2364.481 | 0
[7 empty] | 1168.3564 | 0 | 2368.0613 | 0 | 2364.7671 | 0 | 2364.7549 | 0
[7 empty] | 1168.3732 | 0 | 2368.3359 | 0 | 2365.041 | 0 | 2365.0291 | 0
[7 empty] | 1168.3899 | 0 | 2368.6108 | 0 | 2365.3152 | 0 | 2365.303 | 0
[7 empty] | 1168.4066 | 0 | 2368.8857 | 0 | 2365.5891 | 0 | 2365.5772 | 0
[7 empty] | 1168.4232 | 0 | 2369.1606 | 0 | 2365.8633 | 0 | 2365.8513 | 0
[7 empty] | 1168.4399 | 0 | 2369.4356 | 0 | 2366.1377 | 0 | 2366.1255 | 0
[7 empty] | 1168.4567 | 0 | 2369.7107 | 0 | 2366.4119 | 0 | 2366.3999 | 0
[7 empty] | 1168.4734 | 0 | 2369.9858 | 0 | 2366.6863 | 0 | 2366.6741 | 0
[7 empty] | 1168.4901 | 0 | 2370.261 | 0 | 2366.9607 | 0 | 2366.9487 | 0
[7 empty] | 1168.5068 | 0 | 2370.5361 | 0 | 2367.2351 | 0 | 2367.2231 | 0
[7 empty] | 1168.5236 | 0 | 2370.8115 | 0 | 2367.5098 | 0 | 2367.4976 | 0
[7 empty] | 1168.5403 | 0 | 2371.0869 | 0 | 2367.7844 | 0 | 2367.7722 | 0
[7 empty] | 1168.557 | 0 | 2371.3623 | 0 | 2368.0591 | 0 | 2368.0469 | 0
[7 empty] | 1168.5737 | 0 | 2371.6379 | 0 | 2368.3337 | 0 | 2368.3218 | 0
[7 empty] | 1168.5905 | 0 | 2371.9136 | 0 | 2368.6086 | 0 | 2368.5964 | 0
[7 empty] | 1168.6072 | 0 | 2372.1892 | 0 | 2368.8836 | 0 | 2368.8713 | 0
[7 empty] | 1168.6239 | 0 | 2372.4648 | 0 | 2369.1584 | 0 | 2369.1462 | 0
[7 empty] | 1168.6406 | 0 | 2372.7407 | 0 | 2369.4333 | 0 | 2369.4214 | 0
[7 empty] | 1168.6573 | 0 | 2373.0164 | 0 | 2369.7085 | 0 | 2369.6965 | 0
[7 empty] | 1168.6742 | 0 | 2373.2922 | 0 | 2369.9836 | 0 | 2369.9714 | 0
[7 empty] | 1168.6909 | 0 | 2373.5684 | 0 | 2370.2588 | 0 | 2370.2468 | 0
[7 empty] | 1168.7076 | 0 | 2373.8442 | 0 | 2370.5342 | 0 | 2370.522 | 0
[7 empty] | 1168.7244 | 0 | 2374.1204 | 0 | 2370.8093 | 0 | 2370.7974 | 0
[7 empty] | 1168.7411 | 0 | 2374.3965 | 0 | 2371.0847 | 0 | 2371.0727 | 0
[7 empty] | 1168.7578 | 0 | 2374.6728 | 0 | 2371.3603 | 0 | 2371.3481 | 0
[7 empty] | 1168.7745 | 0 | 2374.949 | 0 | 2371.6357 | 0 | 2371.6238 | 0
[7 empty] | 1168.7913 | 0 | 2375.2253 | 0 | 2371.9114 | 0 | 2371.8992 | 0
[7 empty] | 1168.808 | 0 | 2375.5019 | 0 | 2372.187 | 0 | 2372.1748 | 0
[7 empty] | 1168.8247 | 0 | 2375.7783 | 0 | 2372.4626 | 0 | 2372.4507 | 0
[7 empty] | 1168.8414 | 0 | 2376.0549 | 0 | 2372.7385 | 0 | 2372.7263 | 0
[7 empty] | 1168.8582 | 0 | 2376.3315 | 0 | 2373.0144 | 0 | 2373.0022 | 0
[7 empty] | 1168.8749 | 0 | 2376.6082 | 0 | 2373.2903 | 0 | 2373.2781 | 0
[7 empty] | 1168.8916 | 0 | 2376.885 | 0 | 2373.5662 | 0 | 2373.5539 | 0
[7 empty] | 1168.9083 | 0 | 2377.1616 | 0 | 2373.8423 | 0 | 2373.8301 | 0
[7 empty] | 1168.925 | 0 | 2377.4385 | 0 | 2374.1184 | 0 | 2374.1062 | 0
[7 empty] | 1168.9419 | 0 | 2377.7156 | 0 | 2374.3945 | 0 | 2374.3823 | 0
[7 empty] | 1168.9586 | 0 | 2377.9924 | 0 | 2374.6707 | 0 | 2374.6584 | 0
[7 empty] | 1168.9753 | 0 | 2378.2695 | 0 | 2374.947 | 0 | 2374.9348 | 0
[7 empty] | 1168.9921 | 0 | 2378.5466 | 0 | 2375.2234 | 0 | 2375.2112 | 0
[7 empty] | 1169.0088 | 0 | 2378.8237 | 0 | 2375.4998 | 0 | 2375.4875 | 0
[7 empty] | 1169.0255 | 0 | 2379.1011 | 0 | 2375.7761 | 0 | 2375.7642 | 0
[7 empty] | 1169.0422 | 0 | 2379.3784 | 0 | 2376.0527 | 0 | 2376.0405 | 0
[7 empty] | 1169.059 | 0 | 2379.6558 | 0 | 2376.3293 | 0 | 2376.3171 | 0
[7 empty] | 1169.0757 | 0 | 2379.9333 | 0 | 2376.606 | 0 | 2376.594 | 0
[7 empty] | 1169.0925 | 0 | 2380.2107 | 0 | 2376.8828 | 0 | 2376.8706 | 0
[7 empty] | 1169.1093 | 0 | 2380.4883 | 0 | 2377.1597 | 0 | 2377.1475 | 0
[7 empty] | 1169.126 | 0 | 2380.7659 | 0 | 2377.4365 | 0 | 2377.4243 | 0
[7 empty] | 1169.1427 | 0 | 2381.0437 | 0 | 2377.7134 | 0 | 2377.7012 | 0
[7 empty] | 1169.1594 | 0 | 2381.3215 | 0 | 2377.9902 | 0 | 2377.9783 | 0
[7 empty] | 1169.1761 | 0 | 2381.5994 | 0 | 2378.2673 | 0 | 2378.2554 | 0
[7 empty] | 1169.1929 | 0 | 2381.8772 | 0 | 2378.5444 | 0 | 2378.5325 | 0
[7 empty] | 1169.2097 | 0 | 2382.155 | 0 | 2378.8218 | 0 | 2378.8096 | 0
[7 empty] | 1169.2264 | 0 | 2382.4331 | 0 | 2379.0989 | 0 | 2379.0869 | 0
[7 empty] | 1169.2432 | 0 | 2382.7112 | 0 | 2379.3762 | 0 | 2379.3643 | 0
[7 empty] | 1169.2599 | 0 | 2382.9895 | 0 | 2379.6536 | 0 | 2379.6416 | 0
[7 empty] | 1169.2766 | 0 | 2383.2676 | 0 | 2379.9311 | 0 | 2379.9189 | 0
[7 empty] | 1169.2933 | 0 | 2383.5459 | 0 | 2380.2085 | 0 | 2380.1965 | 0
[7 empty] | 1169.3102 | 0 | 2383.8242 | 0 | 2380.4861 | 0 | 2380.4741 | 0
[7 empty] | 1169.3269 | 0 | 2384.1028 | 0 | 2380.7639 | 0 | 2380.7517 | 0
[7 empty] | 1169.3436 | 0 | 2384.3811 | 0 | 2381.0415 | 0 | 2381.0293 | 0
[7 empty] | 1169.3604 | 0 | 2384.6597 | 0 | 2381.3193 | 0 | 2381.3071 | 0
[7 empty] | 1169.3771 | 0 | 2384.9385 | 0 | 2381.5972 | 0 | 2381.585 | 0
[7 empty] | 1169.3938 | 0 | 2385.217 | 0 | 2381.875 | 0 | 2381.8628 | 0
[7 empty] | 1169.4106 | 0 | 2385.4958 | 0 | 2382.1531 | 0 | 2382.1409 | 0
[7 empty] | 1169.4274 | 0 | 2385.7747 | 0 | 2382.4309 | 0 | 2382.4189 | 0
[7 empty] | 1169.4441 | 0 | 2386.0535 | 0 | 2382.7092 | 0 | 2382.697 | 0
[7 empty] | 1169.4608 | 0 | 2386.3325 | 0 | 2382.9873 | 0 | 2382.9751 | 0
[7 empty] | 1169.4777 | 0 | 2386.6113 | 0 | 2383.2656 | 0 | 2383.2534 | 0
[7 empty] | 1169.4944 | 0 | 2386.8904 | 0 | 2383.5437 | 0 | 2383.5317 | 0
[7 empty] | 1169.5111 | 0 | 2387.1697 | 0 | 2383.8223 | 0 | 2383.8101 | 0
[7 empty] | 1169.5278 | 0 | 2387.4487 | 0 | 2384.1006 | 0 | 2384.0884 | 0
[7 empty] | 1169.5446 | 0 | 2387.728 | 0 | 2384.3792 | 0 | 2384.3669 | 0
[7 empty] | 1169.5614 | 0 | 2388.0073 | 0 | 2384.6577 | 0 | 2384.6455 | 0
[7 empty] | 1169.5781 | 0 | 2388.2869 | 0 | 2384.9363 | 0 | 2384.9241 | 0
[7 empty] | 1169.5948 | 0 | 2388.5662 | 0 | 2385.2148 | 0 | 2385.2026 | 0
[7 empty] | 1169.6116 | 0 | 2388.8457 | 0 | 2385.4936 | 0 | 2385.4814 | 0
[7 empty] | 1169.6284 | 0 | 2389.1255 | 0 | 2385.7725 | 0 | 2385.7602 | 0
[7 empty] | 1169.6451 | 0 | 2389.405 | 0 | 2386.0513 | 0 | 2386.0391 | 0
[7 empty] | 1169.6619 | 0 | 2389.6848 | 0 | 2386.3303 | 0 | 2386.3181 | 0
[7 empty] | 1169.6786 | 0 | 2389.9646 | 0 | 2386.6094 | 0 | 2386.5972 | 0
[7 empty] | 1169.6954 | 0 | 2390.2444 | 0 | 2386.8884 | 0 | 2386.8762 | 0
[7 empty] | 1169.7122 | 0 | 2390.5244 | 0 | 2387.1675 | 0 | 2387.1553 | 0
[7 empty] | 1169.7289 | 0 | 2390.8044 | 0 | 2387.4468 | 0 | 2387.4346 | 0
[7 empty] | 1169.7457 | 0 | 2391.0845 | 0 | 2387.7258 | 0 | 2387.7139 | 0
[7 empty] | 1169.7625 | 0 | 2391.3645 | 0 | 2388.0054 | 0 | 2387.9932 | 0
[7 empty] | 1169.7792 | 0 | 2391.6448 | 0 | 2388.2847 | 0 | 2388.2725 | 0
[7 empty] | 1169.7959 | 0 | 2391.925 | 0 | 2388.5642 | 0 | 2388.552 | 0
[7 empty] | 1169.8127 | 0 | 2392.2053 | 0 | 2388.8438 | 0 | 2388.8315 | 0
[7 empty] | 1169.8295 | 0 | 2392.4856 | 0 | 2389.1233 | 0 | 2389.1111 | 0
[7 empty] | 1169.8462 | 0 | 2392.7661 | 0 | 2389.4028 | 0 | 2389.3906 | 0
[7 empty] | 1169.863 | 0 | 2393.0466 | 0 | 2389.6826 | 0 | 2389.6704 | 0
[7 empty] | 1169.8798 | 0 | 2393.3272 | 0 | 2389.9624 | 0 | 2389.9502 | 0
[7 empty] | 1169.8965 | 0 | 2393.6079 | 0 | 2390.2422 | 0 | 2390.23 | 0
[7 empty] | 1169.9133 | 0 | 2393.8884 | 0 | 2390.5222 | 0 | 2390.51 | 0
[7 empty] | 1169.9301 | 0 | 2394.1692 | 0 | 2390.8023 | 0 | 2390.79 | 0
[7 empty] | 1169.9468 | 0 | 2394.4502 | 0 | 2391.0823 | 0 | 2391.0701 | 0
[7 empty] | 1169.9636 | 0 | 2394.731 | 0 | 2391.3623 | 0 | 2391.3501 | 0
[7 empty] | 1169.9803 | 0 | 2395.012 | 0 | 2391.6426 | 0 | 2391.6304 | 0
[7 empty] | 1169.9971 | 0 | 2395.293 | 0 | 2391.9228 | 0 | 2391.9106 | 0
[7 empty] | 1170.0139 | 0 | 2395.5742 | 0 | 2392.2031 | 0 | 2392.1909 | 0
[7 empty] | 1170.0306 | 0 | 2395.8552 | 0 | 2392.4834 | 0 | 2392.4712 | 0
[7 empty] | 1170.0474 | 0 | 2396.1365 | 0 | 2392.7639 | 0 | 2392.7517 | 0
[7 empty] | 1170.0642 | 0 | 2396.418 | 0 | 2393.0444 | 0 | 2393.0322 | 0
[7 empty] | 1170.0809 | 0 | 2396.6992 | 0 | 2393.325 | 0 | 2393.3127 | 0
[7 empty] | 1170.0977 | 0 | 2396.9807 | 0 | 2393.6057 | 0 | 2393.5935 | 0
[7 empty] | 1170.1145 | 0 | 2397.2622 | 0 | 2393.8865 | 0 | 2393.8743 | 0
[7 empty] | 1170.1312 | 0 | 2397.5437 | 0 | 2394.1672 | 0 | 2394.155 | 0
[7 empty] | 1170.1479 | 0 | 2397.8254 | 0 | 2394.448 | 0 | 2394.4358 | 0
[7 empty] | 1170.1648 | 0 | 2398.1072 | 0 | 2394.729 | 0 | 2394.7168 | 0
[7 empty] | 1170.1815 | 0 | 2398.3889 | 0 | 2395.0098 | 0 | 2394.9976 | 0
[7 empty] | 1170.1984 | 0 | 2398.6707 | 0 | 2395.291 | 0 | 2395.2788 | 0
[7 empty] | 1170.2151 | 0 | 2398.9526 | 0 | 2395.572 | 0 | 2395.5598 | 0
[7 empty] | 1170.2318 | 0 | 2399.2346 | 0 | 2395.8533 | 0 | 2395.8411 | 0
[7 empty] | 1170.2487 | 0 | 2399.5166 | 0 | 2396.1345 | 0 | 2396.1223 | 0
[7 empty] | 1170.2654 | 0 | 2399.7986 | 0 | 2396.4158 | 0 | 2396.4036 | 0
[7 empty] | 1170.2822 | 0 | 2400.0808 | 0 | 2396.697 | 0 | 2396.6848 | 0
[7 empty] | 1170.299 | 0 | 2400.363 | 0 | 2396.9785 | 0 | 2396.9663 | 0
[7 empty] | 1170.3157 | 0 | 2400.6453 | 0 | 2397.26 | 0 | 2397.2478 | 0
[7 empty] | 1170.3325 | 0 | 2400.9277 | 0 | 2397.5415 | 0 | 2397.5293 | 0
[7 empty] | 1170.3492 | 0 | 2401.2102 | 0 | 2397.8232 | 0 | 2397.811 | 0
[7 empty] | 1170.3661 | 0 | 2401.4927 | 0 | 2398.105 | 0 | 2398.0928 | 0
[7 empty] | 1170.3828 | 0 | 2401.7751 | 0 | 2398.3867 | 0 | 2398.3745 | 0
[7 empty] | 1170.3997 | 0 | 2402.0579 | 0 | 2398.6685 | 0 | 2398.6562 | 0
[7 empty] | 1170.4164 | 0 | 2402.3406 | 0 | 2398.9504 | 0 | 2398.9382 | 0
[7 empty] | 1170.4331 | 0 | 2402.6233 | 0 | 2399.2324 | 0 | 2399.2202 | 0
[7 empty] | 1170.45 | 0 | 2402.906 | 0 | 2399.5144 | 0 | 2399.5022 | 0
[7 empty] | 1170.4667 | 0 | 2403.189 | 0 | 2399.7964 | 0 | 2399.7842 | 0
[7 empty] | 1170.4835 | 0 | 2403.4719 | 0 | 2400.0786 | 0 | 2400.0664 | 0
[7 empty] | 1170.5002 | 0 | 2403.7549 | 0 | 2400.3608 | 0 | 2400.3486 | 0
[7 empty] | 1170.5171 | 0 | 2404.0381 | 0 | 2400.6433 | 0 | 2400.6309 | 0
[7 empty] | 1170.5338 | 0 | 2404.3213 | 0 | 2400.9255 | 0 | 2400.9133 | 0
[7 empty] | 1170.5507 | 0 | 2404.6045 | 0 | 2401.208 | 0 | 2401.1958 | 0
[7 empty] | 1170.5674 | 0 | 2404.8877 | 0 | 2401.4905 | 0 | 2401.4783 | 0
[7 empty] | 1170.5842 | 0 | 2405.1711 | 0 | 2401.773 | 0 | 2401.7607 | 0
[7 empty] | 1170.601 | 0 | 2405.4546 | 0 | 2402.0557 | 0 | 2402.0435 | 0
[7 empty] | 1170.6178 | 0 | 2405.738 | 0 | 2402.3384 | 0 | 2402.3262 | 0
[7 empty] | 1170.6345 | 0 | 2406.0217 | 0 | 2402.6211 | 0 | 2402.6089 | 0
[7 empty] | 1170.6514 | 0 | 2406.3052 | 0 | 2402.9041 | 0 | 2402.8916 | 0
[7 empty] | 1170.6681 | 0 | 2406.5889 | 0 | 2403.1868 | 0 | 2403.1746 | 0
[7 empty] | 1170.6849 | 0 | 2406.8728 | 0 | 2403.4697 | 0 | 2403.4575 | 0
[7 empty] | 1170.7017 | 0 | 2407.1565 | 0 | 2403.7529 | 0 | 2403.7405 | 0
[7 empty] | 1170.7185 | 0 | 2407.4404 | 0 | 2404.0359 | 0 | 2404.0237 | 0
[7 empty] | 1170.7352 | 0 | 2407.7244 | 0 | 2404.3191 | 0 | 2404.3069 | 0
[7 empty] | 1170.7521 | 0 | 2408.0086 | 0 | 2404.6023 | 0 | 2404.5901 | 0
[7 empty] | 1170.7688 | 0 | 2408.2925 | 0 | 2404.8855 | 0 | 2404.8733 | 0
[7 empty] | 1170.7856 | 0 | 2408.5767 | 0 | 2405.1689 | 0 | 2405.1567 | 0
[7 empty] | 1170.8024 | 0 | 2408.8608 | 0 | 2405.4524 | 0 | 2405.4402 | 0
[7 empty] | 1170.8192 | 0 | 2409.1453 | 0 | 2405.7358 | 0 | 2405.7236 | 0
[7 empty] | 1170.8359 | 0 | 2409.4297 | 0 | 2406.0195 | 0 | 2406.0071 | 0
[7 empty] | 1170.8528 | 0 | 2409.7141 | 0 | 2406.303 | 0 | 2406.2908 | 0
[7 empty] | 1170.8695 | 0 | 2409.9985 | 0 | 2406.5867 | 0 | 2406.5745 | 0
[7 empty] | 1170.8864 | 0 | 2410.2832 | 0 | 2406.8706 | 0 | 2406.8584 | 0
[7 empty] | 1170.9031 | 0 | 2410.5676 | 0 | 2407.1543 | 0 | 2407.1421 | 0
[7 empty] | 1170.9199 | 0 | 2410.8525 | 0 | 2407.4382 | 0 | 2407.426 | 0
[7 empty] | 1170.9368 | 0 | 2411.1372 | 0 | 2407.7222 | 0 | 2407.71 | 0
[7 empty] | 1170.9535 | 0 | 2411.4221 | 0 | 2408.0064 | 0 | 2407.9939 | 0
[7 empty] | 1170.9703 | 0 | 2411.707 | 0 | 2408.2903 | 0 | 2408.2781 | 0
[7 empty] | 1170.9871 | 0 | 2411.9919 | 0 | 2408.5745 | 0 | 2408.5623 | 0
[7 empty] | 1171.0039 | 0 | 2412.2769 | 0 | 2408.8586 | 0 | 2408.8464 | 0
[7 empty] | 1171.0206 | 0 | 2412.562 | 0 | 2409.1431 | 0 | 2409.1309 | 0
[7 empty] | 1171.0375 | 0 | 2412.8472 | 0 | 2409.4275 | 0 | 2409.415 | 0
[7 empty] | 1171.0543 | 0 | 2413.1326 | 0 | 2409.7119 | 0 | 2409.6995 | 0
[7 empty] | 1171.071 | 0 | 2413.4177 | 0 | 2409.9963 | 0 | 2409.9841 | 0
[7 empty] | 1171.0879 | 0 | 2413.7031 | 0 | 2410.281 | 0 | 2410.2686 | 0
[7 empty] | 1171.1046 | 0 | 2413.9885 | 0 | 2410.5654 | 0 | 2410.5532 | 0
[7 empty] | 1171.1215 | 0 | 2414.2742 | 0 | 2410.8503 | 0 | 2410.8379 | 0
[7 empty] | 1171.1383 | 0 | 2414.5596 | 0 | 2411.135 | 0 | 2411.1228 | 0
[7 empty] | 1171.155 | 0 | 2414.8452 | 0 | 2411.4199 | 0 | 2411.4075 | 0
[7 empty] | 1171.1719 | 0 | 2415.1311 | 0 | 2411.7048 | 0 | 2411.6924 | 0
[7 empty] | 1171.1886 | 0 | 2415.4167 | 0 | 2411.9898 | 0 | 2411.9775 | 0
[7 empty] | 1171.2054 | 0 | 2415.7026 | 0 | 2412.2747 | 0 | 2412.2625 | 0
[7 empty] | 1171.2223 | 0 | 2415.9885 | 0 | 2412.5598 | 0 | 2412.5476 | 0
[7 empty] | 1171.239 | 0 | 2416.2747 | 0 | 2412.845 | 0 | 2412.8328 | 0
[7 empty] | 1171.2559 | 0 | 2416.5606 | 0 | 2413.1304 | 0 | 2413.1179 | 0
[7 empty] | 1171.2727 | 0 | 2416.8467 | 0 | 2413.4155 | 0 | 2413.4033 | 0
[7 empty] | 1171.2894 | 0 | 2417.1328 | 0 | 2413.7009 | 0 | 2413.6887 | 0
[7 empty] | 1171.3063 | 0 | 2417.4192 | 0 | 2413.9863 | 0 | 2413.9741 | 0
[7 empty] | 1171.323 | 0 | 2417.7056 | 0 | 2414.272 | 0 | 2414.2595 | 0
[7 empty] | 1171.3398 | 0 | 2417.9919 | 0 | 2414.5574 | 0 | 2414.5452 | 0
[7 empty] | 1171.3567 | 0 | 2418.2783 | 0 | 2414.843 | 0 | 2414.8308 | 0
[7 empty] | 1171.3734 | 0 | 2418.5649 | 0 | 2415.1289 | 0 | 2415.1164 | 0
[7 empty] | 1171.3903 | 0 | 2418.8516 | 0 | 2415.4145 | 0 | 2415.4023 | 0
[7 empty] | 1171.4071 | 0 | 2419.1382 | 0 | 2415.7004 | 0 | 2415.6882 | 0
[7 empty] | 1171.4238 | 0 | 2419.4248 | 0 | 2415.9863 | 0 | 2415.9741 | 0
[7 empty] | 1171.4407 | 0 | 2419.7117 | 0 | 2416.2725 | 0 | 2416.26 | 0
[7 empty] | 1171.4575 | 0 | 2419.9985 | 0 | 2416.5583 | 0 | 2416.5461 | 0
[7 empty] | 1171.4744 | 0 | 2420.2854 | 0 | 2416.8445 | 0 | 2416.8323 | 0
[7 empty] | 1171.4911 | 0 | 2420.5725 | 0 | 2417.1306 | 0 | 2417.1184 | 0
[7 empty] | 1171.5079 | 0 | 2420.8596 | 0 | 2417.417 | 0 | 2417.4048 | 0
[7 empty] | 1171.5248 | 0 | 2421.1467 | 0 | 2417.7034 | 0 | 2417.6909 | 0
[7 empty] | 1171.5415 | 0 | 2421.4338 | 0 | 2417.9898 | 0 | 2417.9773 | 0
[7 empty] | 1171.5584 | 0 | 2421.7212 | 0 | 2418.2761 | 0 | 2418.2639 | 0
[7 empty] | 1171.5752 | 0 | 2422.0086 | 0 | 2418.5627 | 0 | 2418.5503 | 0
[7 empty] | 1171.5919 | 0 | 2422.2959 | 0 | 2418.8494 | 0 | 2418.8369 | 0
[7 empty] | 1171.6088 | 0 | 2422.5833 | 0 | 2419.136 | 0 | 2419.1235 | 0
[7 empty] | 1171.6256 | 0 | 2422.8708 | 0 | 2419.4226 | 0 | 2419.4104 | 0
[7 empty] | 1171.6425 | 0 | 2423.1584 | 0 | 2419.7095 | 0 | 2419.6973 | 0
[7 empty] | 1171.6592 | 0 | 2423.4463 | 0 | 2419.9963 | 0 | 2419.9841 | 0
[7 empty] | 1171.676 | 0 | 2423.7339 | 0 | 2420.2832 | 0 | 2420.271 | 0
[7 empty] | 1171.6929 | 0 | 2424.0217 | 0 | 2420.5703 | 0 | 2420.5579 | 0
[7 empty] | 1171.7097 | 0 | 2424.3096 | 0 | 2420.8574 | 0 | 2420.845 | 0
[7 empty] | 1171.7264 | 0 | 2424.5977 | 0 | 2421.1445 | 0 | 2421.1321 | 0
[7 empty] | 1171.7433 | 0 | 2424.8857 | 0 | 2421.4316 | 0 | 2421.4194 | 0
[7 empty] | 1171.7601 | 0 | 2425.1738 | 0 | 2421.719 | 0 | 2421.7065 | 0
[7 empty] | 1171.777 | 0 | 2425.4619 | 0 | 2422.0064 | 0 | 2421.9939 | 0
[7 empty] | 1171.7937 | 0 | 2425.7502 | 0 | 2422.2937 | 0 | 2422.2815 | 0
[7 empty] | 1171.8105 | 0 | 2426.0383 | 0 | 2422.5813 | 0 | 2422.5689 | 0
[7 empty] | 1171.8274 | 0 | 2426.3269 | 0 | 2422.8686 | 0 | 2422.8564 | 0
[7 empty] | 1171.8442 | 0 | 2426.6152 | 0 | 2423.1562 | 0 | 2423.144 | 0
[7 empty] | 1171.861 | 0 | 2426.9038 | 0 | 2423.4441 | 0 | 2423.4316 | 0
[7 empty] | 1171.8778 | 0 | 2427.1924 | 0 | 2423.7317 | 0 | 2423.7195 | 0
[7 empty] | 1171.8947 | 0 | 2427.481 | 0 | 2424.0195 | 0 | 2424.0073 | 0
[7 empty] | 1171.9115 | 0 | 2427.7698 | 0 | 2424.3074 | 0 | 2424.2952 | 0
[7 empty] | 1171.9283 | 0 | 2428.0583 | 0 | 2424.5955 | 0 | 2424.583 | 0
[7 empty] | 1171.9451 | 0 | 2428.3474 | 0 | 2424.8836 | 0 | 2424.8711 | 0
[7 empty] | 1171.9619 | 0 | 2428.6362 | 0 | 2425.1716 | 0 | 2425.1592 | 0
[7 empty] | 1171.9788 | 0 | 2428.9253 | 0 | 2425.4597 | 0 | 2425.4473 | 0
[7 empty] | 1171.9956 | 0 | 2429.2144 | 0 | 2425.7481 | 0 | 2425.7356 | 0
[7 empty] | 1172.0125 | 0 | 2429.5034 | 0 | 2426.0361 | 0 | 2426.0239 | 0
[7 empty] | 1172.0292 | 0 | 2429.7925 | 0 | 2426.3247 | 0 | 2426.3123 | 0
[7 empty] | 1172.046 | 0 | 2430.0818 | 0 | 2426.613 | 0 | 2426.6006 | 0
[7 empty] | 1172.0629 | 0 | 2430.3711 | 0 | 2426.9016 | 0 | 2426.8892 | 0
[7 empty] | 1172.0797 | 0 | 2430.6606 | 0 | 2427.1902 | 0 | 2427.1777 | 0
[7 empty] | 1172.0966 | 0 | 2430.95 | 0 | 2427.4788 | 0 | 2427.4663 | 0
[7 empty] | 1172.1134 | 0 | 2431.2395 | 0 | 2427.7676 | 0 | 2427.7551 | 0
[7 empty] | 1172.1301 | 0 | 2431.5291 | 0 | 2428.0561 | 0 | 2428.0439 | 0
[7 empty] | 1172.147 | 0 | 2431.8189 | 0 | 2428.3452 | 0 | 2428.3328 | 0
[7 empty] | 1172.1638 | 0 | 2432.1086 | 0 | 2428.634 | 0 | 2428.6216 | 0
[7 empty] | 1172.1807 | 0 | 2432.3984 | 0 | 2428.9231 | 0 | 2428.9106 | 0
[7 empty] | 1172.1975 | 0 | 2432.6882 | 0 | 2429.2122 | 0 | 2429.1997 | 0
[7 empty] | 1172.2144 | 0 | 2432.9783 | 0 | 2429.5012 | 0 | 2429.4888 | 0
[7 empty] | 1172.2311 | 0 | 2433.2683 | 0 | 2429.7903 | 0 | 2429.7781 | 0
[7 empty] | 1172.2479 | 0 | 2433.5583 | 0 | 2430.0796 | 0 | 2430.0674 | 0
[7 empty] | 1172.2648 | 0 | 2433.8484 | 0 | 2430.3689 | 0 | 2430.3567 | 0
[7 empty] | 1172.2816 | 0 | 2434.1387 | 0 | 2430.6584 | 0 | 2430.646 | 0
[7 empty] | 1172.2985 | 0 | 2434.4289 | 0 | 2430.9477 | 0 | 2430.9356 | 0
[7 empty] | 1172.3153 | 0 | 2434.7195 | 0 | 2431.2373 | 0 | 2431.2251 | 0
[7 empty] | 1172.3322 | 0 | 2435.0098 | 0 | 2431.5271 | 0 | 2431.5147 | 0
[7 empty] | 1172.349 | 0 | 2435.3003 | 0 | 2431.8167 | 0 | 2431.8042 | 0
[7 empty] | 1172.3658 | 0 | 2435.5908 | 0 | 2432.1064 | 0 | 2432.094 | 0
[7 empty] | 1172.3826 | 0 | 2435.8816 | 0 | 2432.3962 | 0 | 2432.3838 | 0
[7 empty] | 1172.3994 | 0 | 2436.1724 | 0 | 2432.686 | 0 | 2432.6738 | 0
[7 empty] | 1172.4163 | 0 | 2436.4631 | 0 | 2432.9761 | 0 | 2432.9636 | 0
[7 empty] | 1172.4331 | 0 | 2436.7539 | 0 | 2433.2661 | 0 | 2433.2537 | 0
[7 empty] | 1172.45 | 0 | 2437.0449 | 0 | 2433.5561 | 0 | 2433.5437 | 0
[7 empty] | 1172.4668 | 0 | 2437.3357 | 0 | 2433.8464 | 0 | 2433.834 | 0
[7 empty] | 1172.4836 | 0 | 2437.6269 | 0 | 2434.1365 | 0 | 2434.1243 | 0
[7 empty] | 1172.5005 | 0 | 2437.918 | 0 | 2434.4268 | 0 | 2434.4145 | 0
[7 empty] | 1172.5173 | 0 | 2438.2092 | 0 | 2434.7173 | 0 | 2434.7048 | 0
[7 empty] | 1172.5342 | 0 | 2438.5005 | 0 | 2435.0076 | 0 | 2434.9954 | 0
[7 empty] | 1172.551 | 0 | 2438.7917 | 0 | 2435.2981 | 0 | 2435.2856 | 0
[7 empty] | 1172.5679 | 0 | 2439.0833 | 0 | 2435.5886 | 0 | 2435.5764 | 0
[7 empty] | 1172.5847 | 0 | 2439.3748 | 0 | 2435.8794 | 0 | 2435.8669 | 0
[7 empty] | 1172.6014 | 0 | 2439.6663 | 0 | 2436.1702 | 0 | 2436.1577 | 0
[7 empty] | 1172.6183 | 0 | 2439.9578 | 0 | 2436.4609 | 0 | 2436.4485 | 0
[7 empty] | 1172.6351 | 0 | 2440.2495 | 0 | 2436.7517 | 0 | 2436.7393 | 0
[7 empty] | 1172.652 | 0 | 2440.5413 | 0 | 2437.0427 | 0 | 2437.0303 | 0
[7 empty] | 1172.6688 | 0 | 2440.833 | 0 | 2437.3335 | 0 | 2437.3213 | 0
[7 empty] | 1172.6857 | 0 | 2441.125 | 0 | 2437.6248 | 0 | 2437.6123 | 0
[7 empty] | 1172.7025 | 0 | 2441.417 | 0 | 2437.9158 | 0 | 2437.9033 | 0
[7 empty] | 1172.7194 | 0 | 2441.709 | 0 | 2438.207 | 0 | 2438.1946 | 0
[7 empty] | 1172.7362 | 0 | 2442.0012 | 0 | 2438.4983 | 0 | 2438.4858 | 0
[7 empty] | 1172.7531 | 0 | 2442.2932 | 0 | 2438.7895 | 0 | 2438.7771 | 0
[7 empty] | 1172.7699 | 0 | 2442.5855 | 0 | 2439.0811 | 0 | 2439.0686 | 0
[7 empty] | 1172.7867 | 0 | 2442.8779 | 0 | 2439.3726 | 0 | 2439.3601 | 0
[7 empty] | 1172.8036 | 0 | 2443.1702 | 0 | 2439.6641 | 0 | 2439.6516 | 0
[7 empty] | 1172.8204 | 0 | 2443.4626 | 0 | 2439.9556 | 0 | 2439.9434 | 0
[7 empty] | 1172.8373 | 0 | 2443.7551 | 0 | 2440.2473 | 0 | 2440.2349 | 0
[7 empty] | 1172.8541 | 0 | 2444.0478 | 0 | 2440.5391 | 0 | 2440.5266 | 0
[7 empty] | 1172.871 | 0 | 2444.3406 | 0 | 2440.8308 | 0 | 2440.8186 | 0
[7 empty] | 1172.8878 | 0 | 2444.6333 | 0 | 2441.1228 | 0 | 2441.1103 | 0
[7 empty] | 1172.9047 | 0 | 2444.926 | 0 | 2441.4148 | 0 | 2441.4023 | 0
[7 empty] | 1172.9215 | 0 | 2445.219 | 0 | 2441.7068 | 0 | 2441.6943 | 0
[7 empty] | 1172.9384 | 0 | 2445.512 | 0 | 2441.999 | 0 | 2441.9866 | 0
[7 empty] | 1172.9552 | 0 | 2445.8049 | 0 | 2442.291 | 0 | 2442.2786 | 0
[7 empty] | 1172.972 | 0 | 2446.0979 | 0 | 2442.5833 | 0 | 2442.5711 | 0
[7 empty] | 1172.9889 | 0 | 2446.3911 | 0 | 2442.8757 | 0 | 2442.8633 | 0
[7 empty] | 1173.0059 | 0 | 2446.6843 | 0 | 2443.168 | 0 | 2443.1555 | 0
[7 empty] | 1173.0227 | 0 | 2446.9775 | 0 | 2443.4605 | 0 | 2443.448 | 0
[7 empty] | 1173.0396 | 0 | 2447.271 | 0 | 2443.7529 | 0 | 2443.7405 | 0
[7 empty] | 1173.0564 | 0 | 2447.5644 | 0 | 2444.0457 | 0 | 2444.0332 | 0
[7 empty] | 1173.0732 | 0 | 2447.8579 | 0 | 2444.3384 | 0 | 2444.3259 | 0
[7 empty] | 1173.0901 | 0 | 2448.1516 | 0 | 2444.6311 | 0 | 2444.6186 | 0
[7 empty] | 1173.1069 | 0 | 2448.4451 | 0 | 2444.9238 | 0 | 2444.9114 | 0
[7 empty] | 1173.1238 | 0 | 2448.739 | 0 | 2445.2168 | 0 | 2445.2043 | 0
[7 empty] | 1173.1406 | 0 | 2449.0327 | 0 | 2445.5098 | 0 | 2445.4973 | 0
[7 empty] | 1173.1575 | 0 | 2449.3267 | 0 | 2445.8027 | 0 | 2445.7903 | 0
[7 empty] | 1173.1743 | 0 | 2449.6204 | 0 | 2446.0957 | 0 | 2446.0833 | 0
[7 empty] | 1173.1912 | 0 | 2449.9145 | 0 | 2446.3889 | 0 | 2446.3765 | 0
[7 empty] | 1173.208 | 0 | 2450.2085 | 0 | 2446.6821 | 0 | 2446.6697 | 0
[7 empty] | 1173.2249 | 0 | 2450.5027 | 0 | 2446.9753 | 0 | 2446.9629 | 0
[7 empty] | 1173.2418 | 0 | 2450.7969 | 0 | 2447.2688 | 0 | 2447.2564 | 0
[7 empty] | 1173.2587 | 0 | 2451.0913 | 0 | 2447.5623 | 0 | 2447.5498 | 0
[7 empty] | 1173.2755 | 0 | 2451.3855 | 0 | 2447.8557 | 0 | 2447.8433 | 0
[7 empty] | 1173.2924 | 0 | 2451.6799 | 0 | 2448.1494 | 0 | 2448.137 | 0
[7 empty] | 1173.3092 | 0 | 2451.9744 | 0 | 2448.4429 | 0 | 2448.4304 | 0
[7 empty] | 1173.3261 | 0 | 2452.269 | 0 | 2448.7366 | 0 | 2448.7241 | 0
[7 empty] | 1173.3429 | 0 | 2452.5637 | 0 | 2449.0305 | 0 | 2449.0181 | 0
[7 empty] | 1173.3597 | 0 | 2452.8584 | 0 | 2449.3242 | 0 | 2449.3118 | 0
[7 empty] | 1173.3767 | 0 | 2453.1531 | 0 | 2449.6182 | 0 | 2449.6057 | 0
[7 empty] | 1173.3936 | 0 | 2453.448 | 0 | 2449.9124 | 0 | 2449.8999 | 0
[7 empty] | 1173.4104 | 0 | 2453.7429 | 0 | 2450.2063 | 0 | 2450.1939 | 0
[7 empty] | 1173.4272 | 0 | 2454.0378 | 0 | 2450.5005 | 0 | 2450.488 | 0
[7 empty] | 1173.4441 | 0 | 2454.333 | 0 | 2450.7947 | 0 | 2450.7822 | 0
[7 empty] | 1173.4609 | 0 | 2454.6282 | 0 | 2451.0889 | 0 | 2451.0764 | 0
[7 empty] | 1173.4778 | 0 | 2454.9233 | 0 | 2451.3833 | 0 | 2451.3708 | 0
[7 empty] | 1173.4948 | 0 | 2455.2185 | 0 | 2451.6777 | 0 | 2451.6653 | 0
[7 empty] | 1173.5116 | 0 | 2455.5139 | 0 | 2451.9722 | 0 | 2451.9597 | 0
[7 empty] | 1173.5284 | 0 | 2455.8093 | 0 | 2452.2668 | 0 | 2452.2544 | 0
[7 empty] | 1173.5453 | 0 | 2456.1047 | 0 | 2452.5615 | 0 | 2452.5491 | 0
[7 empty] | 1173.5621 | 0 | 2456.4004 | 0 | 2452.8562 | 0 | 2452.8438 | 0
[7 empty] | 1173.579 | 0 | 2456.6961 | 0 | 2453.1509 | 0 | 2453.1384 | 0
[7 empty] | 1173.5959 | 0 | 2456.9917 | 0 | 2453.4458 | 0 | 2453.4333 | 0
[7 empty] | 1173.6128 | 0 | 2457.2876 | 0 | 2453.7407 | 0 | 2453.7283 | 0
[7 empty] | 1173.6296 | 0 | 2457.5833 | 0 | 2454.0356 | 0 | 2454.0232 | 0
[7 empty] | 1173.6465 | 0 | 2457.8794 | 0 | 2454.3308 | 0 | 2454.3184 | 0
[7 empty] | 1173.6633 | 0 | 2458.1753 | 0 | 2454.626 | 0 | 2454.6135 | 0
[7 empty] | 1173.6803 | 0 | 2458.4714 | 0 | 2454.9211 | 0 | 2454.9087 | 0
[7 empty] | 1173.6971 | 0 | 2458.7673 | 0 | 2455.2163 | 0 | 2455.2039 | 0
[7 empty] | 1173.714 | 0 | 2459.0637 | 0 | 2455.5117 | 0 | 2455.4993 | 0
[7 empty] | 1173.7308 | 0 | 2459.3599 | 0 | 2455.8071 | 0 | 2455.7947 | 0
[7 empty] | 1173.7477 | 0 | 2459.6562 | 0 | 2456.1025 | 0 | 2456.0901 | 0
[7 empty] | 1173.7646 | 0 | 2459.9526 | 0 | 2456.3982 | 0 | 2456.3857 | 0
[7 empty] | 1173.7815 | 0 | 2460.2493 | 0 | 2456.6939 | 0 | 2456.6814 | 0
[7 empty] | 1173.7983 | 0 | 2460.5457 | 0 | 2456.9895 | 0 | 2456.977 | 0
[7 empty] | 1173.8152 | 0 | 2460.8423 | 0 | 2457.2854 | 0 | 2457.2727 | 0
[7 empty] | 1173.8322 | 0 | 2461.1392 | 0 | 2457.5811 | 0 | 2457.5686 | 0
[7 empty] | 1173.849 | 0 | 2461.4358 | 0 | 2457.8769 | 0 | 2457.8645 | 0
[7 empty] | 1173.8658 | 0 | 2461.7327 | 0 | 2458.1731 | 0 | 2458.1606 | 0
[7 empty] | 1173.8827 | 0 | 2462.0295 | 0 | 2458.469 | 0 | 2458.4565 | 0
[7 empty] | 1173.8997 | 0 | 2462.3267 | 0 | 2458.7651 | 0 | 2458.7527 | 0
[7 empty] | 1173.9165 | 0 | 2462.6235 | 0 | 2459.0615 | 0 | 2459.0488 | 0
[7 empty] | 1173.9334 | 0 | 2462.9209 | 0 | 2459.3577 | 0 | 2459.3452 | 0
[7 empty] | 1173.9502 | 0 | 2463.218 | 0 | 2459.6541 | 0 | 2459.6416 | 0
[7 empty] | 1173.9672 | 0 | 2463.5151 | 0 | 2459.9504 | 0 | 2459.938 | 0
[7 empty] | 1173.984 | 0 | 2463.8125 | 0 | 2460.2471 | 0 | 2460.2344 | 0
[7 empty] | 1174.0009 | 0 | 2464.1101 | 0 | 2460.5435 | 0 | 2460.531 | 0
[7 empty] | 1174.0178 | 0 | 2464.4075 | 0 | 2460.8401 | 0 | 2460.8276 | 0
[7 empty] | 1174.0347 | 0 | 2464.7051 | 0 | 2461.137 | 0 | 2461.1243 | 0
[7 empty] | 1174.0515 | 0 | 2465.0027 | 0 | 2461.4336 | 0 | 2461.4211 | 0
[7 empty] | 1174.0684 | 0 | 2465.3003 | 0 | 2461.7305 | 0 | 2461.718 | 0
[7 empty] | 1174.0853 | 0 | 2465.5981 | 0 | 2462.0273 | 0 | 2462.0149 | 0
[7 empty] | 1174.1022 | 0 | 2465.896 | 0 | 2462.3245 | 0 | 2462.3118 | 0
[7 empty] | 1174.119 | 0 | 2466.1939 | 0 | 2462.6213 | 0 | 2462.6089 | 0
[7 empty] | 1174.136 | 0 | 2466.4919 | 0 | 2462.9185 | 0 | 2462.906 | 0
[7 empty] | 1174.1528 | 0 | 2466.79 | 0 | 2463.2158 | 0 | 2463.2031 | 0
[7 empty] | 1174.1697 | 0 | 2467.0881 | 0 | 2463.5129 | 0 | 2463.5005 | 0
[7 empty] | 1174.1866 | 0 | 2467.3865 | 0 | 2463.8103 | 0 | 2463.7978 | 0
[7 empty] | 1174.2035 | 0 | 2467.6846 | 0 | 2464.1079 | 0 | 2464.0952 | 0
[7 empty] | 1174.2203 | 0 | 2467.9829 | 0 | 2464.4053 | 0 | 2464.3928 | 0
[7 empty] | 1174.2373 | 0 | 2468.2815 | 0 | 2464.7029 | 0 | 2464.6904 | 0
[7 empty] | 1174.2541 | 0 | 2468.5798 | 0 | 2465.0005 | 0 | 2464.988 | 0
[7 empty] | 1174.271 | 0 | 2468.8784 | 0 | 2465.2981 | 0 | 2465.2856 | 0
[7 empty] | 1174.288 | 0 | 2469.1773 | 0 | 2465.5959 | 0 | 2465.5835 | 0
[7 empty] | 1174.3048 | 0 | 2469.4758 | 0 | 2465.8938 | 0 | 2465.8814 | 0
[7 empty] | 1174.3217 | 0 | 2469.7747 | 0 | 2466.1917 | 0 | 2466.1792 | 0
[7 empty] | 1174.3386 | 0 | 2470.0735 | 0 | 2466.4898 | 0 | 2466.4773 | 0
[7 empty] | 1174.3555 | 0 | 2470.3723 | 0 | 2466.7878 | 0 | 2466.7751 | 0
[7 empty] | 1174.3723 | 0 | 2470.6714 | 0 | 2467.0859 | 0 | 2467.0735 | 0
[7 empty] | 1174.3893 | 0 | 2470.9705 | 0 | 2467.384 | 0 | 2467.3716 | 0
[7 empty] | 1174.4061 | 0 | 2471.2698 | 0 | 2467.6824 | 0 | 2467.6699 | 0
[7 empty] | 1174.4231 | 0 | 2471.5689 | 0 | 2467.9807 | 0 | 2467.9683 | 0
[7 empty] | 1174.4399 | 0 | 2471.8682 | 0 | 2468.2793 | 0 | 2468.2666 | 0
[7 empty] | 1174.4568 | 0 | 2472.1675 | 0 | 2468.5776 | 0 | 2468.5652 | 0
[7 empty] | 1174.4738 | 0 | 2472.467 | 0 | 2468.8762 | 0 | 2468.8638 | 0
[7 empty] | 1174.4906 | 0 | 2472.7666 | 0 | 2469.1748 | 0 | 2469.1624 | 0
[7 empty] | 1174.5076 | 0 | 2473.0662 | 0 | 2469.4736 | 0 | 2469.4612 | 0
[7 empty] | 1174.5244 | 0 | 2473.3657 | 0 | 2469.7725 | 0 | 2469.7598 | 0
[7 empty] | 1174.5413 | 0 | 2473.6655 | 0 | 2470.0713 | 0 | 2470.0588 | 0
[7 empty] | 1174.5582 | 0 | 2473.9653 | 0 | 2470.3701 | 0 | 2470.3577 | 0
[7 empty] | 1174.5751 | 0 | 2474.2651 | 0 | 2470.6692 | 0 | 2470.6567 | 0
[7 empty] | 1174.592 | 0 | 2474.5652 | 0 | 2470.9683 | 0 | 2470.9558 | 0
[7 empty] | 1174.6089 | 0 | 2474.865 | 0 | 2471.2673 | 0 | 2471.2549 | 0
[7 empty] | 1174.6257 | 0 | 2475.1653 | 0 | 2471.5667 | 0 | 2471.5542 | 0
[7 empty] | 1174.6427 | 0 | 2475.4653 | 0 | 2471.866 | 0 | 2471.8533 | 0
[7 empty] | 1174.6595 | 0 | 2475.7656 | 0 | 2472.1653 | 0 | 2472.1528 | 0
[7 empty] | 1174.6765 | 0 | 2476.0659 | 0 | 2472.4648 | 0 | 2472.4522 | 0
[7 empty] | 1174.6934 | 0 | 2476.3662 | 0 | 2472.7642 | 0 | 2472.7517 | 0
[7 empty] | 1174.7103 | 0 | 2476.6667 | 0 | 2473.064 | 0 | 2473.0513 | 0
[7 empty] | 1174.7272 | 0 | 2476.9673 | 0 | 2473.3635 | 0 | 2473.3508 | 0
[7 empty] | 1174.7441 | 0 | 2477.2678 | 0 | 2473.6633 | 0 | 2473.6506 | 0
[7 empty] | 1174.761 | 0 | 2477.5686 | 0 | 2473.9631 | 0 | 2473.9504 | 0
[7 empty] | 1174.778 | 0 | 2477.8694 | 0 | 2474.2629 | 0 | 2474.2502 | 0
[7 empty] | 1174.7948 | 0 | 2478.1702 | 0 | 2474.5627 | 0 | 2474.5503 | 0
[7 empty] | 1174.8116 | 0 | 2478.4709 | 0 | 2474.8628 | 0 | 2474.8503 | 0
[7 empty] | 1174.8286 | 0 | 2478.772 | 0 | 2475.1631 | 0 | 2475.1504 | 0
[7 empty] | 1174.8455 | 0 | 2479.073 | 0 | 2475.4631 | 0 | 2475.4507 | 0
[7 empty] | 1174.8624 | 0 | 2479.3743 | 0 | 2475.7634 | 0 | 2475.7507 | 0
[7 empty] | 1174.8793 | 0 | 2479.6753 | 0 | 2476.0637 | 0 | 2476.051 | 0
[7 empty] | 1174.8962 | 0 | 2479.9766 | 0 | 2476.364 | 0 | 2476.3516 | 0
[7 empty] | 1174.9131 | 0 | 2480.2778 | 0 | 2476.6645 | 0 | 2476.6519 | 0
[7 empty] | 1174.9301 | 0 | 2480.5793 | 0 | 2476.9651 | 0 | 2476.9524 | 0
[7 empty] | 1174.9469 | 0 | 2480.8809 | 0 | 2477.2656 | 0 | 2477.2532 | 0
[7 empty] | 1174.9639 | 0 | 2481.1824 | 0 | 2477.5664 | 0 | 2477.5537 | 0
[7 empty] | 1174.9807 | 0 | 2481.4839 | 0 | 2477.8672 | 0 | 2477.8545 | 0
[7 empty] | 1174.9977 | 0 | 2481.7856 | 0 | 2478.168 | 0 | 2478.1553 | 0
[7 empty] | 1175.0145 | 0 | 2482.0874 | 0 | 2478.4688 | 0 | 2478.4563 | 0
[7 empty] | 1175.0315 | 0 | 2482.3894 | 0 | 2478.7698 | 0 | 2478.7571 | 0
[7 empty] | 1175.0483 | 0 | 2482.6912 | 0 | 2479.0708 | 0 | 2479.0581 | 0
[7 empty] | 1175.0653 | 0 | 2482.9932 | 0 | 2479.3718 | 0 | 2479.3594 | 0
[7 empty] | 1175.0823 | 0 | 2483.2954 | 0 | 2479.6731 | 0 | 2479.6604 | 0
[7 empty] | 1175.0991 | 0 | 2483.5974 | 0 | 2479.9744 | 0 | 2479.9617 | 0
[7 empty] | 1175.1161 | 0 | 2483.8997 | 0 | 2480.2756 | 0 | 2480.2632 | 0
[7 empty] | 1175.1329 | 0 | 2484.2019 | 0 | 2480.5772 | 0 | 2480.5644 | 0
[7 empty] | 1175.1499 | 0 | 2484.5044 | 0 | 2480.8787 | 0 | 2480.866 | 0
[7 empty] | 1175.1667 | 0 | 2484.8066 | 0 | 2481.1802 | 0 | 2481.1675 | 0
[7 empty] | 1175.1837 | 0 | 2485.1091 | 0 | 2481.4817 | 0 | 2481.4692 | 0
[7 empty] | 1175.2006 | 0 | 2485.4119 | 0 | 2481.7834 | 0 | 2481.7708 | 0
[7 empty] | 1175.2175 | 0 | 2485.7146 | 0 | 2482.0852 | 0 | 2482.0727 | 0
[7 empty] | 1175.2345 | 0 | 2486.0173 | 0 | 2482.3872 | 0 | 2482.3745 | 0
[7 empty] | 1175.2513 | 0 | 2486.3201 | 0 | 2482.689 | 0 | 2482.6765 | 0
[7 empty] | 1175.2683 | 0 | 2486.6228 | 0 | 2482.991 | 0 | 2482.9783 | 0
[7 empty] | 1175.2852 | 0 | 2486.9258 | 0 | 2483.293 | 0 | 2483.2805 | 0
[7 empty] | 1175.3021 | 0 | 2487.2288 | 0 | 2483.5952 | 0 | 2483.5825 | 0
[7 empty] | 1175.319 | 0 | 2487.532 | 0 | 2483.8975 | 0 | 2483.8848 | 0
[7 empty] | 1175.3359 | 0 | 2487.8352 | 0 | 2484.1997 | 0 | 2484.187 | 0
[7 empty] | 1175.3529 | 0 | 2488.1384 | 0 | 2484.5019 | 0 | 2484.4895 | 0
[7 empty] | 1175.3698 | 0 | 2488.4417 | 0 | 2484.8044 | 0 | 2484.792 | 0
[7 empty] | 1175.3867 | 0 | 2488.7451 | 0 | 2485.1069 | 0 | 2485.0945 | 0
[7 empty] | 1175.4036 | 0 | 2489.0486 | 0 | 2485.4097 | 0 | 2485.397 | 0
[7 empty] | 1175.4205 | 0 | 2489.352 | 0 | 2485.7122 | 0 | 2485.6997 | 0
[7 empty] | 1175.4375 | 0 | 2489.6558 | 0 | 2486.0149 | 0 | 2486.0024 | 0
[7 empty] | 1175.4543 | 0 | 2489.9595 | 0 | 2486.3179 | 0 | 2486.3052 | 0
[7 empty] | 1175.4713 | 0 | 2490.2632 | 0 | 2486.6206 | 0 | 2486.6082 | 0
[7 empty] | 1175.4883 | 0 | 2490.5671 | 0 | 2486.9236 | 0 | 2486.9109 | 0
[7 empty] | 1175.5051 | 0 | 2490.8708 | 0 | 2487.2266 | 0 | 2487.2141 | 0
[7 empty] | 1175.5221 | 0 | 2491.175 | 0 | 2487.5298 | 0 | 2487.5171 | 0
[7 empty] | 1175.5391 | 0 | 2491.479 | 0 | 2487.833 | 0 | 2487.8203 | 0
[7 empty] | 1175.5559 | 0 | 2491.7832 | 0 | 2488.1362 | 0 | 2488.1235 | 0
[7 empty] | 1175.5729 | 0 | 2492.0874 | 0 | 2488.4394 | 0 | 2488.4268 | 0
[7 empty] | 1175.5897 | 0 | 2492.3916 | 0 | 2488.7429 | 0 | 2488.7302 | 0
[7 empty] | 1175.6067 | 0 | 2492.6961 | 0 | 2489.0464 | 0 | 2489.0337 | 0
[7 empty] | 1175.6237 | 0 | 2493.0005 | 0 | 2489.3499 | 0 | 2489.3372 | 0
[7 empty] | 1175.6405 | 0 | 2493.3049 | 0 | 2489.6536 | 0 | 2489.6409 | 0
[7 empty] | 1175.6575 | 0 | 2493.6096 | 0 | 2489.9573 | 0 | 2489.9446 | 0
[7 empty] | 1175.6744 | 0 | 2493.9141 | 0 | 2490.261 | 0 | 2490.2483 | 0
[7 empty] | 1175.6913 | 0 | 2494.219 | 0 | 2490.5647 | 0 | 2490.5523 | 0
[7 empty] | 1175.7083 | 0 | 2494.5237 | 0 | 2490.8686 | 0 | 2490.856 | 0
[7 empty] | 1175.7252 | 0 | 2494.8286 | 0 | 2491.1726 | 0 | 2491.1602 | 0
[7 empty] | 1175.7422 | 0 | 2495.1336 | 0 | 2491.4768 | 0 | 2491.4641 | 0
[7 empty] | 1175.759 | 0 | 2495.4385 | 0 | 2491.781 | 0 | 2491.7683 | 0
[7 empty] | 1175.776 | 0 | 2495.7436 | 0 | 2492.0852 | 0 | 2492.0725 | 0
[7 empty] | 1175.793 | 0 | 2496.0488 | 0 | 2492.3894 | 0 | 2492.3767 | 0
[7 empty] | 1175.8098 | 0 | 2496.354 | 0 | 2492.6939 | 0 | 2492.6811 | 0
[7 empty] | 1175.8268 | 0 |  |  | 2492.9983 | 0 | 2492.9856 | 0
[7 empty] | 1175.8438 | 0 |  |  | 2493.3027 | 0 | 2493.29 | 0
[7 empty] | 1175.8607 | 0 |  |  | 2493.6072 | 0 | 2493.5945 | 0
[7 empty] | 1175.8776 | 0 |  |  | 2493.9119 | 0 | 2493.8992 | 0
[7 empty] | 1175.8945 | 0 |  |  | 2494.2166 | 0 | 2494.2041 | 0
[7 empty] | 1175.9115 | 0 |  |  | 2494.5215 | 0 | 2494.5088 | 0
[7 empty] | 1175.9283 | 0 |  |  | 2494.8264 | 0 | 2494.8137 | 0
[7 empty] | 1175.9453 | 0 |  |  | 2495.1314 | 0 | 2495.1186 | 0
[7 empty] | 1175.9623 | 0 |  |  | 2495.4363 | 0 | 2495.4236 | 0
[7 empty] | 1175.9792 | 0 |  |  | 2495.7414 | 0 | 2495.7288 | 0
[7 empty] | 1175.9961 | 0 |  |  | 2496.0466 | 0 | 2496.0339 | 0
[7 empty] | 1176.0131 | 0 |  |  | 2496.3518 | 0 | 2496.3391 | 0
[7 empty] | 1176.03 | 0 |  |  | 2496.6572 | 0 | 2496.6445 | 0
[7 empty] | 1176.047 | 0 |  |  | 2496.9626 | 0 | 2496.95 | 0
[7 empty] | 1176.0638 | 0 |  |  | 2497.2681 | 0 | 2497.2554 | 0
[7 empty] | 1176.0808 | 0 |  |  | 2497.5735 | 0 | 2497.561 | 0
[7 empty] | 1176.0978 | 0 |  |  | 2497.8792 | 0 | 2497.8664 | 0
[7 empty] | 1176.1147 | 0 |  |  | 2498.1848 | 0 | 2498.1724 | 0
[7 empty] | 1176.1317 | 0 |  |  | 2498.4907 | 0 | 2498.478 | 0
[7 empty] | 1176.1486 | 0 |  |  | 2498.7966 | 0 | 2498.7839 | 0
[7 empty] | 1176.1655 | 0 |  |  | 2499.1025 | 0 | 2499.0898 | 0
[7 empty] | 1176.1825 | 0 |  |  | 2499.4084 | 0 | 2499.3958 | 0
[7 empty] | 1176.1995 | 0
[7 empty] | 1176.2164 | 0
[7 empty] | 1176.2333 | 0
[7 empty] | 1176.2502 | 0
[7 empty] | 1176.2672 | 0
[7 empty] | 1176.2842 | 0
[7 empty] | 1176.3011 | 0
[7 empty] | 1176.318 | 0
[7 empty] | 1176.335 | 0
[7 empty] | 1176.3519 | 0
[7 empty] | 1176.3689 | 0
[7 empty] | 1176.3859 | 0
[7 empty] | 1176.4028 | 0
[7 empty] | 1176.4197 | 0
[7 empty] | 1176.4366 | 0
[7 empty] | 1176.4536 | 0
[7 empty] | 1176.4706 | 0
[7 empty] | 1176.4875 | 0
[7 empty] | 1176.5045 | 0
[7 empty] | 1176.5215 | 0
[7 empty] | 1176.5385 | 0
[7 empty] | 1176.5553 | 0
[7 empty] | 1176.5723 | 0
[7 empty] | 1176.5892 | 0
[7 empty] | 1176.6062 | 0
[7 empty] | 1176.6232 | 0
[7 empty] | 1176.6401 | 0
[7 empty] | 1176.6571 | 0
[7 empty] | 1176.6741 | 0
[7 empty] | 1176.691 | 0
[7 empty] | 1176.708 | 0
[7 empty] | 1176.7249 | 0
[7 empty] | 1176.7418 | 0
[7 empty] | 1176.7588 | 0
[7 empty] | 1176.7758 | 0
[7 empty] | 1176.7927 | 0
[7 empty] | 1176.8097 | 0
[7 empty] | 1176.8267 | 0
[7 empty] | 1176.8436 | 0
[7 empty] | 1176.8606 | 0
[7 empty] | 1176.8776 | 0
[7 empty] | 1176.8945 | 0
[7 empty] | 1176.9115 | 0
[7 empty] | 1176.9285 | 0
[7 empty] | 1176.9454 | 0
[7 empty] | 1176.9624 | 0
[7 empty] | 1176.9794 | 0
[7 empty] | 1176.9963 | 0
[7 empty] | 1177.0133 | 0
[7 empty] | 1177.0303 | 0
[7 empty] | 1177.0472 | 0
[7 empty] | 1177.0642 | 0
[7 empty] | 1177.0812 | 0
[7 empty] | 1177.0981 | 0
[7 empty] | 1177.1151 | 0
[7 empty] | 1177.1321 | 0
[7 empty] | 1177.149 | 0
[7 empty] | 1177.166 | 0
[7 empty] | 1177.183 | 0
[7 empty] | 1177.2 | 0
[7 empty] | 1177.2169 | 0
[7 empty] | 1177.2339 | 0
[7 empty] | 1177.2509 | 0
[7 empty] | 1177.2678 | 0
[7 empty] | 1177.2848 | 0
[7 empty] | 1177.3018 | 0
[7 empty] | 1177.3187 | 0
[7 empty] | 1177.3357 | 0
[7 empty] | 1177.3527 | 0
[7 empty] | 1177.3698 | 0
[7 empty] | 1177.3867 | 0
[7 empty] | 1177.4037 | 0
[7 empty] | 1177.4207 | 0
[7 empty] | 1177.4376 | 0
[7 empty] | 1177.4546 | 0
[7 empty] | 1177.4716 | 0
[7 empty] | 1177.4885 | 0
[7 empty] | 1177.5055 | 0
[7 empty] | 1177.5225 | 0
[7 empty] | 1177.5396 | 0
[7 empty] | 1177.5565 | 0
[7 empty] | 1177.5735 | 0
[7 empty] | 1177.5905 | 0
[7 empty] | 1177.6074 | 0
[7 empty] | 1177.6244 | 0
[7 empty] | 1177.6414 | 0
[7 empty] | 1177.6583 | 0
[7 empty] | 1177.6754 | 0
[7 empty] | 1177.6924 | 0
[7 empty] | 1177.7094 | 0
[7 empty] | 1177.7263 | 0
[7 empty] | 1177.7433 | 0
[7 empty] | 1177.7603 | 0
[7 empty] | 1177.7773 | 0
[7 empty] | 1177.7943 | 0
[7 empty] | 1177.8113 | 0
[7 empty] | 1177.8282 | 0
[7 empty] | 1177.8452 | 0
[7 empty] | 1177.8622 | 0
[7 empty] | 1177.8793 | 0
[7 empty] | 1177.8962 | 0
[7 empty] | 1177.9132 | 0
[7 empty] | 1177.9302 | 0
[7 empty] | 1177.9473 | 0
[7 empty] | 1177.9642 | 0
[7 empty] | 1177.9812 | 0
[7 empty] | 1177.9982 | 0
[7 empty] | 1178.0151 | 0
[7 empty] | 1178.0322 | 0
[7 empty] | 1178.0492 | 0
[7 empty] | 1178.0662 | 0
[7 empty] | 1178.0831 | 0
[7 empty] | 1178.1002 | 0
[7 empty] | 1178.1172 | 0
[7 empty] | 1178.1342 | 0
[7 empty] | 1178.1511 | 0
[7 empty] | 1178.1682 | 0
[7 empty] | 1178.1852 | 0
[7 empty] | 1178.2021 | 0
[7 empty] | 1178.2191 | 0
[7 empty] | 1178.2362 | 0
[7 empty] | 1178.2532 | 0
[7 empty] | 1178.2701 | 0
[7 empty] | 1178.2872 | 0
[7 empty] | 1178.3042 | 0
[7 empty] | 1178.3212 | 0
[7 empty] | 1178.3381 | 0
[7 empty] | 1178.3552 | 0
[7 empty] | 1178.3722 | 0
[7 empty] | 1178.3892 | 0
[7 empty] | 1178.4062 | 0
[7 empty] | 1178.4232 | 0
[7 empty] | 1178.4402 | 0
[7 empty] | 1178.4573 | 0
[7 empty] | 1178.4742 | 0
[7 empty] | 1178.4912 | 0
[7 empty] | 1178.5083 | 0
[7 empty] | 1178.5253 | 0
[7 empty] | 1178.5422 | 0
[7 empty] | 1178.5593 | 0
[7 empty] | 1178.5763 | 0
[7 empty] | 1178.5934 | 0
[7 empty] | 1178.6104 | 0
[7 empty] | 1178.6273 | 0
[7 empty] | 1178.6444 | 0
[7 empty] | 1178.6614 | 0
[7 empty] | 1178.6783 | 0
[7 empty] | 1178.6954 | 0
[7 empty] | 1178.7124 | 0
[7 empty] | 1178.7295 | 0
[7 empty] | 1178.7465 | 0
[7 empty] | 1178.7634 | 0
[7 empty] | 1178.7805 | 0
[7 empty] | 1178.7975 | 0
[7 empty] | 1178.8146 | 0
[7 empty] | 1178.8315 | 0
[7 empty] | 1178.8486 | 0
[7 empty] | 1178.8656 | 0
[7 empty] | 1178.8826 | 0
[7 empty] | 1178.8997 | 0
[7 empty] | 1178.9166 | 0
[7 empty] | 1178.9337 | 0
[7 empty] | 1178.9507 | 0
[7 empty] | 1178.9678 | 0
[7 empty] | 1178.9847 | 0
[7 empty] | 1179.0018 | 0
[7 empty] | 1179.0188 | 0
[7 empty] | 1179.0358 | 0
[7 empty] | 1179.0529 | 0
[7 empty] | 1179.0698 | 0
[7 empty] | 1179.0869 | 0
[7 empty] | 1179.1039 | 0
[7 empty] | 1179.121 | 0
[7 empty] | 1179.1379 | 0
[7 empty] | 1179.155 | 0
[7 empty] | 1179.172 | 0
[7 empty] | 1179.1891 | 0
[7 empty] | 1179.2061 | 0
[7 empty] | 1179.2231 | 0
[7 empty] | 1179.2401 | 0
[7 empty] | 1179.2572 | 0
[7 empty] | 1179.2742 | 0
[7 empty] | 1179.2913 | 0
[7 empty] | 1179.3084 | 0
[7 empty] | 1179.3253 | 0
[7 empty] | 1179.3424 | 0
[7 empty] | 1179.3594 | 0
[7 empty] | 1179.3765 | 0
[7 empty] | 1179.3934 | 0
[7 empty] | 1179.4105 | 0
[7 empty] | 1179.4275 | 0
[7 empty] | 1179.4446 | 0
[7 empty] | 1179.4615 | 0
[7 empty] | 1179.4786 | 0
[7 empty] | 1179.4957 | 0
[7 empty] | 1179.5127 | 0
[7 empty] | 1179.5298 | 0
[7 empty] | 1179.5468 | 0
[7 empty] | 1179.5638 | 0
[7 empty] | 1179.5809 | 0
[7 empty] | 1179.5979 | 0
[7 empty] | 1179.615 | 0
[7 empty] | 1179.632 | 0
[7 empty] | 1179.649 | 0
[7 empty] | 1179.6661 | 0
[7 empty] | 1179.6831 | 0
[7 empty] | 1179.7002 | 0
[7 empty] | 1179.7173 | 0
[7 empty] | 1179.7343 | 0
[7 empty] | 1179.7513 | 0
[7 empty] | 1179.7683 | 0
[7 empty] | 1179.7854 | 0
[7 empty] | 1179.8025 | 0
[7 empty] | 1179.8195 | 0
[7 empty] | 1179.8365 | 0
[7 empty] | 1179.8536 | 0
[7 empty] | 1179.8706 | 0
[7 empty] | 1179.8877 | 0
[7 empty] | 1179.9048 | 0
[7 empty] | 1179.9218 | 0
[7 empty] | 1179.9388 | 0
[7 empty] | 1179.9559 | 0
[7 empty] | 1179.9729 | 0
[7 empty] | 1179.99 | 0
[7 empty] | 1180.0071 | 0
[7 empty] | 1180.0242 | 0
[7 empty] | 1180.0411 | 0
[7 empty] | 1180.0582 | 0
[7 empty] | 1180.0753 | 0
[7 empty] | 1180.0923 | 0
[7 empty] | 1180.1094 | 0
[7 empty] | 1180.1265 | 0
[7 empty] | 1180.1436 | 0
[7 empty] | 1180.1605 | 0
[7 empty] | 1180.1776 | 0
[7 empty] | 1180.1947 | 0
[7 empty] | 1180.2118 | 0
[7 empty] | 1180.2288 | 0
[7 empty] | 1180.2459 | 0
[7 empty] | 1180.2629 | 0
[7 empty] | 1180.28 | 0
[7 empty] | 1180.297 | 0
[7 empty] | 1180.3141 | 0
[7 empty] | 1180.3312 | 0
[7 empty] | 1180.3483 | 0
[7 empty] | 1180.3652 | 0
[7 empty] | 1180.3823 | 0
[7 empty] | 1180.3994 | 0
[7 empty] | 1180.4165 | 0
[7 empty] | 1180.4336 | 0
[7 empty] | 1180.4506 | 0
[7 empty] | 1180.4677 | 0
[7 empty] | 1180.4847 | 0
[7 empty] | 1180.5018 | 0
[7 empty] | 1180.5189 | 0
[7 empty] | 1180.536 | 0
[7 empty] | 1180.553 | 0
[7 empty] | 1180.5701 | 0
[7 empty] | 1180.5872 | 0
[7 empty] | 1180.6042 | 0
[7 empty] | 1180.6213 | 0
[7 empty] | 1180.6384 | 0
[7 empty] | 1180.6554 | 0
[7 empty] | 1180.6725 | 0
[7 empty] | 1180.6896 | 0
[7 empty] | 1180.7067 | 0
[7 empty] | 1180.7238 | 0
[7 empty] | 1180.7408 | 0
[7 empty] | 1180.7579 | 0
[7 empty] | 1180.775 | 0
[7 empty] | 1180.792 | 0
[7 empty] | 1180.8091 | 0
[7 empty] | 1180.8262 | 0
[7 empty] | 1180.8433 | 0
[7 empty] | 1180.8604 | 0
[7 empty] | 1180.8774 | 0
[7 empty] | 1180.8945 | 0
[7 empty] | 1180.9116 | 0
[7 empty] | 1180.9287 | 0
[7 empty] | 1180.9458 | 0
[7 empty] | 1180.9628 | 0
[7 empty] | 1180.9799 | 0
[7 empty] | 1180.9969 | 0
[7 empty] | 1181.014 | 0
[7 empty] | 1181.0311 | 0
[7 empty] | 1181.0482 | 0
[7 empty] | 1181.0653 | 0
[7 empty] | 1181.0824 | 0
[7 empty] | 1181.0995 | 0
[7 empty] | 1181.1166 | 0
[7 empty] | 1181.1337 | 0
[7 empty] | 1181.1508 | 0
[7 empty] | 1181.1678 | 0
[7 empty] | 1181.1849 | 0
[7 empty] | 1181.202 | 0
[7 empty] | 1181.2191 | 0
[7 empty] | 1181.2362 | 0
[7 empty] | 1181.2533 | 0
[7 empty] | 1181.2704 | 0
[7 empty] | 1181.2875 | 0
[7 empty] | 1181.3046 | 0
[7 empty] | 1181.3217 | 0
[7 empty] | 1181.3387 | 0
[7 empty] | 1181.3558 | 0
[7 empty] | 1181.3729 | 0
[7 empty] | 1181.39 | 0
[7 empty] | 1181.4071 | 0
[7 empty] | 1181.4242 | 0
[7 empty] | 1181.4413 | 0
[7 empty] | 1181.4584 | 0
[7 empty] | 1181.4755 | 0
[7 empty] | 1181.4926 | 0
[7 empty] | 1181.5096 | 0
[7 empty] | 1181.5267 | 0
[7 empty] | 1181.5438 | 0
[7 empty] | 1181.5609 | 0
[7 empty] | 1181.5781 | 0
[7 empty] | 1181.5952 | 0
[7 empty] | 1181.6123 | 0
[7 empty] | 1181.6294 | 0
[7 empty] | 1181.6465 | 0
[7 empty] | 1181.6636 | 0
[7 empty] | 1181.6807 | 0
[7 empty] | 1181.6978 | 0
[7 empty] | 1181.7148 | 0
[7 empty] | 1181.7319 | 0
[7 empty] | 1181.749 | 0
[7 empty] | 1181.7662 | 0
[7 empty] | 1181.7833 | 0
[7 empty] | 1181.8004 | 0
[7 empty] | 1181.8175 | 0
[7 empty] | 1181.8346 | 0
[7 empty] | 1181.8517 | 0
[7 empty] | 1181.8688 | 0
[7 empty] | 1181.8859 | 0
[7 empty] | 1181.9031 | 0
[7 empty] | 1181.9202 | 0
[7 empty] | 1181.9373 | 0
[7 empty] | 1181.9543 | 0
[7 empty] | 1181.9714 | 0
[7 empty] | 1181.9885 | 0
[7 empty] | 1182.0057 | 0
[7 empty] | 1182.0228 | 0
[7 empty] | 1182.0399 | 0
[7 empty] | 1182.057 | 0
[7 empty] | 1182.0741 | 0
[7 empty] | 1182.0913 | 0
[7 empty] | 1182.1084 | 0
[7 empty] | 1182.1255 | 0
[7 empty] | 1182.1426 | 0
[7 empty] | 1182.1597 | 0
[7 empty] | 1182.1769 | 0
[7 empty] | 1182.194 | 0
[7 empty] | 1182.2111 | 0
[7 empty] | 1182.2281 | 0
[7 empty] | 1182.2452 | 0
[7 empty] | 1182.2625 | 0
[7 empty] | 1182.2795 | 0
[7 empty] | 1182.2966 | 0
[7 empty] | 1182.3137 | 0
[7 empty] | 1182.3309 | 0
[7 empty] | 1182.348 | 0
[7 empty] | 1182.3651 | 0
[7 empty] | 1182.3822 | 0
[7 empty] | 1182.3994 | 0
[7 empty] | 1182.4165 | 0
[7 empty] | 1182.4336 | 0
[7 empty] | 1182.4508 | 0
[7 empty] | 1182.4679 | 0
[7 empty] | 1182.485 | 0
[7 empty] | 1182.5021 | 0
[7 empty] | 1182.5193 | 0
[7 empty] | 1182.5364 | 0
[7 empty] | 1182.5535 | 0
[7 empty] | 1182.5707 | 0
[7 empty] | 1182.5878 | 0
[7 empty] | 1182.6049 | 0
[7 empty] | 1182.6221 | 0
[7 empty] | 1182.6392 | 0
[7 empty] | 1182.6562 | 0
[7 empty] | 1182.6735 | 0
[7 empty] | 1182.6906 | 0
[7 empty] | 1182.7076 | 0
[7 empty] | 1182.7249 | 0
[7 empty] | 1182.7419 | 0
[7 empty] | 1182.759 | 0
[7 empty] | 1182.7762 | 0
[7 empty] | 1182.7933 | 0
[7 empty] | 1182.8104 | 0
[7 empty] | 1182.8276 | 0
[7 empty] | 1182.8447 | 0
[7 empty] | 1182.8618 | 0
[7 empty] | 1182.879 | 0
[7 empty] | 1182.8961 | 0
[7 empty] | 1182.9133 | 0
[7 empty] | 1182.9304 | 0
[7 empty] | 1182.9475 | 0
[7 empty] | 1182.9647 | 0
[7 empty] | 1182.9818 | 0
[7 empty] | 1182.999 | 0
[7 empty] | 1183.0161 | 0
[7 empty] | 1183.0332 | 0
[7 empty] | 1183.0504 | 0
[7 empty] | 1183.0675 | 0
[7 empty] | 1183.0847 | 0
[7 empty] | 1183.1018 | 0
[7 empty] | 1183.119 | 0
[7 empty] | 1183.1361 | 0
[7 empty] | 1183.1532 | 0
[7 empty] | 1183.1704 | 0
[7 empty] | 1183.1875 | 0
[7 empty] | 1183.2047 | 0
[7 empty] | 1183.2218 | 0
[7 empty] | 1183.239 | 0
[7 empty] | 1183.2561 | 0
[7 empty] | 1183.2733 | 0
[7 empty] | 1183.2904 | 0
[7 empty] | 1183.3076 | 0
[7 empty] | 1183.3247 | 0
[7 empty] | 1183.3419 | 0
[7 empty] | 1183.359 | 0
[7 empty] | 1183.3762 | 0
[7 empty] | 1183.3933 | 0
[7 empty] | 1183.4105 | 0
[7 empty] | 1183.4276 | 0
[7 empty] | 1183.4448 | 0
[7 empty] | 1183.4619 | 0
[7 empty] | 1183.4791 | 0
[7 empty] | 1183.4962 | 0
[7 empty] | 1183.5134 | 0
[7 empty] | 1183.5305 | 0
[7 empty] | 1183.5477 | 0
[7 empty] | 1183.5648 | 0
[7 empty] | 1183.582 | 0
[7 empty] | 1183.5991 | 0
[7 empty] | 1183.6163 | 0
[7 empty] | 1183.6335 | 0
[7 empty] | 1183.6506 | 0
[7 empty] | 1183.6678 | 0
[7 empty] | 1183.6849 | 0
[7 empty] | 1183.7021 | 0
[7 empty] | 1183.7192 | 0
[7 empty] | 1183.7365 | 0
[7 empty] | 1183.7537 | 0
[7 empty] | 1183.7708 | 0
[7 empty] | 1183.788 | 0
[7 empty] | 1183.8051 | 0
[7 empty] | 1183.8223 | 0
[7 empty] | 1183.8395 | 0
[7 empty] | 1183.8566 | 0
[7 empty] | 1183.8738 | 0
[7 empty] | 1183.8909 | 0
[7 empty] | 1183.9081 | 0
[7 empty] | 1183.9253 | 0
[7 empty] | 1183.9424 | 0
[7 empty] | 1183.9596 | 0
[7 empty] | 1183.9768 | 0
[7 empty] | 1183.9939 | 0
[7 empty] | 1184.0111 | 0
[7 empty] | 1184.0283 | 0
[7 empty] | 1184.0454 | 0
[7 empty] | 1184.0626 | 0
[7 empty] | 1184.0798 | 0
[7 empty] | 1184.0969 | 0
[7 empty] | 1184.1141 | 0
[7 empty] | 1184.1313 | 0
[7 empty] | 1184.1484 | 0
[7 empty] | 1184.1656 | 0
[7 empty] | 1184.1829 | 0
[7 empty] | 1184.2 | 0
[7 empty] | 1184.2172 | 0
[7 empty] | 1184.2344 | 0
[7 empty] | 1184.2515 | 0
[7 empty] | 1184.2687 | 0
[7 empty] | 1184.2859 | 0
[7 empty] | 1184.3031 | 0
[7 empty] | 1184.3202 | 0
[7 empty] | 1184.3374 | 0
[7 empty] | 1184.3546 | 0
[7 empty] | 1184.3717 | 0
[7 empty] | 1184.3889 | 0
[7 empty] | 1184.4061 | 0
[7 empty] | 1184.4233 | 0
[7 empty] | 1184.4404 | 0
[7 empty] | 1184.4576 | 0
[7 empty] | 1184.4749 | 0
[7 empty] | 1184.4921 | 0
[7 empty] | 1184.5093 | 0
[7 empty] | 1184.5264 | 0
[7 empty] | 1184.5436 | 0
[7 empty] | 1184.5608 | 0
[7 empty] | 1184.578 | 0
[7 empty] | 1184.5951 | 0
[7 empty] | 1184.6123 | 0
[7 empty] | 1184.6295 | 0
[7 empty] | 1184.6467 | 0
[7 empty] | 1184.6639 | 0
[7 empty] | 1184.681 | 0
[7 empty] | 1184.6982 | 0
[7 empty] | 1184.7155 | 0
[7 empty] | 1184.7327 | 0
[7 empty] | 1184.7499 | 0
[7 empty] | 1184.7671 | 0
[7 empty] | 1184.7842 | 0
[7 empty] | 1184.8014 | 0
[7 empty] | 1184.8186 | 0
[7 empty] | 1184.8358 | 0
[7 empty] | 1184.853 | 0
[7 empty] | 1184.8702 | 0
[7 empty] | 1184.8873 | 0
[7 empty] | 1184.9045 | 0
[7 empty] | 1184.9218 | 0
[7 empty] | 1184.939 | 0
[7 empty] | 1184.9562 | 0
[7 empty] | 1184.9734 | 0
[7 empty] | 1184.9906 | 0
[7 empty] | 1185.0078 | 0
[7 empty] | 1185.0249 | 0
[7 empty] | 1185.0421 | 0
[7 empty] | 1185.0593 | 0
[7 empty] | 1185.0765 | 0
[7 empty] | 1185.0938 | 0
[7 empty] | 1185.111 | 0
[7 empty] | 1185.1282 | 0
[7 empty] | 1185.1454 | 0
[7 empty] | 1185.1626 | 0
[7 empty] | 1185.1798 | 0
[7 empty] | 1185.197 | 0
[7 empty] | 1185.2141 | 0
[7 empty] | 1185.2313 | 0
[7 empty] | 1185.2485 | 0
[7 empty] | 1185.2657 | 0
[7 empty] | 1185.283 | 0
[7 empty] | 1185.3002 | 0
[7 empty] | 1185.3174 | 0
[7 empty] | 1185.3346 | 0
[7 empty] | 1185.3518 | 0
[7 empty] | 1185.369 | 0
[7 empty] | 1185.3862 | 0
[7 empty] | 1185.4034 | 0
[7 empty] | 1185.4207 | 0
[7 empty] | 1185.4379 | 0
[7 empty] | 1185.4551 | 0
[7 empty] | 1185.4723 | 0
[7 empty] | 1185.4895 | 0
[7 empty] | 1185.5067 | 0
[7 empty] | 1185.5239 | 0
[7 empty] | 1185.5411 | 0
[7 empty] | 1185.5584 | 0
[7 empty] | 1185.5756 | 0
[7 empty] | 1185.5928 | 0
[7 empty] | 1185.61 | 0
[7 empty] | 1185.6272 | 0
[7 empty] | 1185.6444 | 0
[7 empty] | 1185.6616 | 0
[7 empty] | 1185.6788 | 0
[7 empty] | 1185.696 | 0
[7 empty] | 1185.7133 | 0
[7 empty] | 1185.7305 | 0
[7 empty] | 1185.7478 | 0
[7 empty] | 1185.765 | 0
[7 empty] | 1185.7822 | 0
[7 empty] | 1185.7994 | 0
[7 empty] | 1185.8166 | 0
[7 empty] | 1185.8339 | 0
[7 empty] | 1185.8511 | 0
[7 empty] | 1185.8683 | 0
[7 empty] | 1185.8855 | 0
[7 empty] | 1185.9027 | 0
[7 empty] | 1185.9199 | 0
[7 empty] | 1185.9371 | 0
[7 empty] | 1185.9545 | 0
[7 empty] | 1185.9717 | 0
[7 empty] | 1185.9889 | 0
[7 empty] | 1186.0061 | 0
[7 empty] | 1186.0233 | 0
[7 empty] | 1186.0405 | 0
[7 empty] | 1186.0577 | 0
[7 empty] | 1186.075 | 0
[7 empty] | 1186.0923 | 0
[7 empty] | 1186.1095 | 0
[7 empty] | 1186.1267 | 0
[7 empty] | 1186.1439 | 0
[7 empty] | 1186.1611 | 0
[7 empty] | 1186.1783 | 0
[7 empty] | 1186.1957 | 0
[7 empty] | 1186.2129 | 0
[7 empty] | 1186.2301 | 0
[7 empty] | 1186.2473 | 0
[7 empty] | 1186.2645 | 0
[7 empty] | 1186.2817 | 0
[7 empty] | 1186.2991 | 0
[7 empty] | 1186.3163 | 0
[7 empty] | 1186.3335 | 0
[7 empty] | 1186.3507 | 0
[7 empty] | 1186.3679 | 0
[7 empty] | 1186.3853 | 0
[7 empty] | 1186.4025 | 0
[7 empty] | 1186.4197 | 0
[7 empty] | 1186.4369 | 0
[7 empty] | 1186.4542 | 0
[7 empty] | 1186.4714 | 0
[7 empty] | 1186.4886 | 0
[7 empty] | 1186.5059 | 0
[7 empty] | 1186.5232 | 0
[7 empty] | 1186.5404 | 0
[7 empty] | 1186.5576 | 0
[7 empty] | 1186.5748 | 0
[7 empty] | 1186.5922 | 0
[7 empty] | 1186.6094 | 0
[7 empty] | 1186.6266 | 0
[7 empty] | 1186.6438 | 0
[7 empty] | 1186.6611 | 0
[7 empty] | 1186.6783 | 0
[7 empty] | 1186.6956 | 0
[7 empty] | 1186.7129 | 0
[7 empty] | 1186.7301 | 0
[7 empty] | 1186.7473 | 0
[7 empty] | 1186.7645 | 0
[7 empty] | 1186.7819 | 0
[7 empty] | 1186.7991 | 0
[7 empty] | 1186.8163 | 0
[7 empty] | 1186.8336 | 0
[7 empty] | 1186.8508 | 0
[7 empty] | 1186.868 | 0
[7 empty] | 1186.8854 | 0
[7 empty] | 1186.9026 | 0
[7 empty] | 1186.9198 | 0
[7 empty] | 1186.9371 | 0
[7 empty] | 1186.9543 | 0
[7 empty] | 1186.9716 | 0
[7 empty] | 1186.9889 | 0
[7 empty] | 1187.0061 | 0
[7 empty] | 1187.0233 | 0
[7 empty] | 1187.0406 | 0
[7 empty] | 1187.0579 | 0
[7 empty] | 1187.0752 | 0
[7 empty] | 1187.0924 | 0
[7 empty] | 1187.1096 | 0
[7 empty] | 1187.127 | 0
[7 empty] | 1187.1442 | 0
[7 empty] | 1187.1615 | 0
[7 empty] | 1187.1787 | 0
[7 empty] | 1187.1959 | 0
[7 empty] | 1187.2133 | 0
[7 empty] | 1187.2305 | 0
[7 empty] | 1187.2478 | 0
[7 empty] | 1187.265 | 0
[7 empty] | 1187.2822 | 0
[7 empty] | 1187.2996 | 0
[7 empty] | 1187.3168 | 0
[7 empty] | 1187.3341 | 0
[7 empty] | 1187.3513 | 0
[7 empty] | 1187.3687 | 0
[7 empty] | 1187.3859 | 0
[7 empty] | 1187.4032 | 0
[7 empty] | 1187.4204 | 0
[7 empty] | 1187.4376 | 0
[7 empty] | 1187.455 | 0
[7 empty] | 1187.4722 | 0
[7 empty] | 1187.4895 | 0
[7 empty] | 1187.5067 | 0
[7 empty] | 1187.524 | 0
[7 empty] | 1187.5413 | 0
[7 empty] | 1187.5586 | 0
[7 empty] | 1187.5758 | 0
[7 empty] | 1187.5931 | 0
[7 empty] | 1187.6104 | 0
[7 empty] | 1187.6277 | 0
[7 empty] | 1187.6449 | 0
[7 empty] | 1187.6622 | 0
[7 empty] | 1187.6794 | 0
[7 empty] | 1187.6968 | 0
[7 empty] | 1187.714 | 0
[7 empty] | 1187.7313 | 0
[7 empty] | 1187.7487 | 0
[7 empty] | 1187.7659 | 0
[7 empty] | 1187.7832 | 0
[7 empty] | 1187.8004 | 0
[7 empty] | 1187.8177 | 0
[7 empty] | 1187.835 | 0
[7 empty] | 1187.8523 | 0
[7 empty] | 1187.8695 | 0
[7 empty] | 1187.8868 | 0
[7 empty] | 1187.9042 | 0
[7 empty] | 1187.9214 | 0
[7 empty] | 1187.9387 | 0
[7 empty] | 1187.9559 | 0
[7 empty] | 1187.9733 | 0
[7 empty] | 1187.9906 | 0
[7 empty] | 1188.0078 | 0
[7 empty] | 1188.0251 | 0
[7 empty] | 1188.0424 | 0
[7 empty] | 1188.0597 | 0
[7 empty] | 1188.077 | 0
[7 empty] | 1188.0942 | 0
[7 empty] | 1188.1116 | 0
[7 empty] | 1188.1288 | 0
[7 empty] | 1188.1461 | 0
[7 empty] | 1188.1635 | 0
[7 empty] | 1188.1807 | 0
[7 empty] | 1188.198 | 0
[7 empty] | 1188.2153 | 0
[7 empty] | 1188.2325 | 0
[7 empty] | 1188.2499 | 0
[7 empty] | 1188.2672 | 0
[7 empty] | 1188.2844 | 0
[7 empty] | 1188.3018 | 0
[7 empty] | 1188.3191 | 0
[7 empty] | 1188.3363 | 0
[7 empty] | 1188.3536 | 0
[7 empty] | 1188.371 | 0
[7 empty] | 1188.3882 | 0
[7 empty] | 1188.4055 | 0
[7 empty] | 1188.4229 | 0
[7 empty] | 1188.4401 | 0
[7 empty] | 1188.4574 | 0
[7 empty] | 1188.4747 | 0
[7 empty] | 1188.4921 | 0
[7 empty] | 1188.5093 | 0
[7 empty] | 1188.5266 | 0
[7 empty] | 1188.5439 | 0
[7 empty] | 1188.5612 | 0
[7 empty] | 1188.5785 | 0
[7 empty] | 1188.5958 | 0
[7 empty] | 1188.6132 | 0
[7 empty] | 1188.6304 | 0
[7 empty] | 1188.6477 | 0
[7 empty] | 1188.665 | 0
[7 empty] | 1188.6824 | 0
[7 empty] | 1188.6997 | 0
[7 empty] | 1188.7169 | 0
[7 empty] | 1188.7343 | 0
[7 empty] | 1188.7516 | 0
[7 empty] | 1188.7689 | 0
[7 empty] | 1188.7861 | 0
[7 empty] | 1188.8035 | 0
[7 empty] | 1188.8208 | 0
[7 empty] | 1188.8381 | 0
[7 empty] | 1188.8555 | 0
[7 empty] | 1188.8727 | 0
[7 empty] | 1188.89 | 0
[7 empty] | 1188.9073 | 0
[7 empty] | 1188.9247 | 0
[7 empty] | 1188.942 | 0
[7 empty] | 1188.9592 | 0
[7 empty] | 1188.9766 | 0
[7 empty] | 1188.9939 | 0
[7 empty] | 1189.0112 | 0
[7 empty] | 1189.0286 | 0
[7 empty] | 1189.0459 | 0
[7 empty] | 1189.0632 | 0
[7 empty] | 1189.0804 | 0
[7 empty] | 1189.0978 | 0
[7 empty] | 1189.1151 | 0
[7 empty] | 1189.1324 | 0
[7 empty] | 1189.1498 | 0
[7 empty] | 1189.1671 | 0
[7 empty] | 1189.1844 | 0
[7 empty] | 1189.2017 | 0
[7 empty] | 1189.219 | 0
[7 empty] | 1189.2363 | 0
[7 empty] | 1189.2537 | 0
[7 empty] | 1189.271 | 0
[7 empty] | 1189.2883 | 0
[7 empty] | 1189.3057 | 0
[7 empty] | 1189.323 | 0
[7 empty] | 1189.3403 | 0
[7 empty] | 1189.3577 | 0
[7 empty] | 1189.375 | 0
[7 empty] | 1189.3922 | 0
[7 empty] | 1189.4095 | 0
[7 empty] | 1189.4269 | 0
[7 empty] | 1189.4442 | 0
[7 empty] | 1189.4615 | 0
[7 empty] | 1189.4789 | 0
[7 empty] | 1189.4962 | 0
[7 empty] | 1189.5136 | 0
[7 empty] | 1189.5309 | 0
[7 empty] | 1189.5482 | 0
[7 empty] | 1189.5656 | 0
[7 empty] | 1189.5829 | 0
[7 empty] | 1189.6002 | 0
[7 empty] | 1189.6176 | 0
[7 empty] | 1189.6349 | 0
[7 empty] | 1189.6522 | 0
[7 empty] | 1189.6696 | 0
[7 empty] | 1189.6869 | 0
[7 empty] | 1189.7042 | 0
[7 empty] | 1189.7216 | 0
[7 empty] | 1189.7389 | 0
[7 empty] | 1189.7562 | 0
[7 empty] | 1189.7736 | 0
[7 empty] | 1189.7909 | 0
[7 empty] | 1189.8082 | 0
[7 empty] | 1189.8256 | 0
[7 empty] | 1189.8429 | 0
[7 empty] | 1189.8602 | 0
[7 empty] | 1189.8776 | 0
[7 empty] | 1189.8949 | 0
[7 empty] | 1189.9122 | 0
[7 empty] | 1189.9296 | 0
[7 empty] | 1189.9469 | 0
[7 empty] | 1189.9644 | 0
[7 empty] | 1189.9817 | 0
[7 empty] | 1189.999 | 0
[7 empty] | 1190.0164 | 0
[7 empty] | 1190.0337 | 0
[7 empty] | 1190.051 | 0
[7 empty] | 1190.0684 | 0
[7 empty] | 1190.0857 | 0
[7 empty] | 1190.103 | 0
[7 empty] | 1190.1204 | 0
[7 empty] | 1190.1377 | 0
[7 empty] | 1190.1552 | 0
[7 empty] | 1190.1725 | 0
[7 empty] | 1190.1898 | 0
[7 empty] | 1190.2072 | 0
[7 empty] | 1190.2245 | 0
[7 empty] | 1190.2418 | 0
[7 empty] | 1190.2592 | 0
[7 empty] | 1190.2765 | 0
[7 empty] | 1190.2939 | 0
[7 empty] | 1190.3113 | 0
[7 empty] | 1190.3286 | 0
[7 empty] | 1190.3459 | 0
[7 empty] | 1190.3633 | 0
[7 empty] | 1190.3806 | 0
[7 empty] | 1190.3981 | 0
[7 empty] | 1190.4154 | 0
[7 empty] | 1190.4327 | 0
[7 empty] | 1190.4501 | 0
[7 empty] | 1190.4674 | 0
[7 empty] | 1190.4847 | 0
[7 empty] | 1190.5022 | 0
[7 empty] | 1190.5195 | 0
[7 empty] | 1190.5369 | 0
[7 empty] | 1190.5542 | 0
[7 empty] | 1190.5715 | 0
[7 empty] | 1190.589 | 0
[7 empty] | 1190.6063 | 0
[7 empty] | 1190.6237 | 0
[7 empty] | 1190.641 | 0
[7 empty] | 1190.6584 | 0
[7 empty] | 1190.6758 | 0
[7 empty] | 1190.6931 | 0
[7 empty] | 1190.7104 | 0
[7 empty] | 1190.7279 | 0
[7 empty] | 1190.7452 | 0
[7 empty] | 1190.7626 | 0
[7 empty] | 1190.7799 | 0
[7 empty] | 1190.7974 | 0
[7 empty] | 1190.8147 | 0
[7 empty] | 1190.832 | 0
[7 empty] | 1190.8494 | 0
[7 empty] | 1190.8668 | 0
[7 empty] | 1190.8842 | 0
[7 empty] | 1190.9015 | 0
[7 empty] | 1190.9189 | 0
[7 empty] | 1190.9363 | 0
[7 empty] | 1190.9536 | 0
[7 empty] | 1190.9709 | 0
[7 empty] | 1190.9884 | 0
[7 empty] | 1191.0057 | 0
[7 empty] | 1191.0231 | 0
[7 empty] | 1191.0405 | 0
[7 empty] | 1191.0579 | 0
[7 empty] | 1191.0752 | 0
[7 empty] | 1191.0927 | 0
[7 empty] | 1191.11 | 0
[7 empty] | 1191.1273 | 0
[7 empty] | 1191.1448 | 0
[7 empty] | 1191.1621 | 0
[7 empty] | 1191.1796 | 0
[7 empty] | 1191.1969 | 0
[7 empty] | 1191.2142 | 0
[7 empty] | 1191.2317 | 0
[7 empty] | 1191.249 | 0
[7 empty] | 1191.2664 | 0
[7 empty] | 1191.2838 | 0
[7 empty] | 1191.3011 | 0
[7 empty] | 1191.3186 | 0
[7 empty] | 1191.3359 | 0
[7 empty] | 1191.3533 | 0
[7 empty] | 1191.3707 | 0
[7 empty] | 1191.3881 | 0
[7 empty] | 1191.4055 | 0
[7 empty] | 1191.4229 | 0
[7 empty] | 1191.4402 | 0
[7 empty] | 1191.4576 | 0
[7 empty] | 1191.475 | 0
[7 empty] | 1191.4924 | 0
[7 empty] | 1191.5098 | 0
[7 empty] | 1191.5272 | 0
[7 empty] | 1191.5446 | 0
[7 empty] | 1191.5619 | 0
[7 empty] | 1191.5793 | 0
[7 empty] | 1191.5967 | 0
[7 empty] | 1191.6141 | 0
[7 empty] | 1191.6315 | 0
[7 empty] | 1191.6489 | 0
[7 empty] | 1191.6663 | 0
[7 empty] | 1191.6837 | 0
[7 empty] | 1191.7011 | 0
[7 empty] | 1191.7185 | 0
[7 empty] | 1191.7358 | 0
[7 empty] | 1191.7533 | 0
[7 empty] | 1191.7706 | 0
[7 empty] | 1191.7881 | 0
[7 empty] | 1191.8054 | 0
[7 empty] | 1191.8229 | 0
[7 empty] | 1191.8402 | 0
[7 empty] | 1191.8577 | 0
[7 empty] | 1191.875 | 0
[7 empty] | 1191.8925 | 0
[7 empty] | 1191.9098 | 0
[7 empty] | 1191.9272 | 0
[7 empty] | 1191.9446 | 0
[7 empty] | 1191.962 | 0
[7 empty] | 1191.9794 | 0
[7 empty] | 1191.9968 | 0
[7 empty] | 1192.0143 | 0
[7 empty] | 1192.0316 | 0
[7 empty] | 1192.0491 | 0
[7 empty] | 1192.0664 | 0
[7 empty] | 1192.0839 | 0
[7 empty] | 1192.1012 | 0
[7 empty] | 1192.1187 | 0
[7 empty] | 1192.1361 | 0
[7 empty] | 1192.1534 | 0
[7 empty] | 1192.1709 | 0
[7 empty] | 1192.1882 | 0
[7 empty] | 1192.2057 | 0
[7 empty] | 1192.2231 | 0
[7 empty] | 1192.2405 | 0
[7 empty] | 1192.2579 | 0
[7 empty] | 1192.2753 | 0
[7 empty] | 1192.2927 | 0
[7 empty] | 1192.3102 | 0
[7 empty] | 1192.3275 | 0
[7 empty] | 1192.345 | 0
[7 empty] | 1192.3624 | 0
[7 empty] | 1192.3798 | 0
[7 empty] | 1192.3972 | 0
[7 empty] | 1192.4146 | 0
[7 empty] | 1192.432 | 0
[7 empty] | 1192.4495 | 0
[7 empty] | 1192.4668 | 0
[7 empty] | 1192.4843 | 0
[7 empty] | 1192.5017 | 0
[7 empty] | 1192.5192 | 0
[7 empty] | 1192.5365 | 0
[7 empty] | 1192.554 | 0
[7 empty] | 1192.5714 | 0
[7 empty] | 1192.5887 | 0
[7 empty] | 1192.6062 | 0
[7 empty] | 1192.6237 | 0
[7 empty] | 1192.641 | 0
[7 empty] | 1192.6584 | 0
[7 empty] | 1192.6759 | 0
[7 empty] | 1192.6934 | 0
[7 empty] | 1192.7107 | 0
[7 empty] | 1192.7281 | 0
[7 empty] | 1192.7456 | 0
[7 empty] | 1192.7629 | 0
[7 empty] | 1192.7804 | 0
[7 empty] | 1192.7979 | 0
[7 empty] | 1192.8153 | 0
[7 empty] | 1192.8326 | 0
[7 empty] | 1192.8501 | 0
[7 empty] | 1192.8676 | 0
[7 empty] | 1192.885 | 0
[7 empty] | 1192.9023 | 0
[7 empty] | 1192.9198 | 0
[7 empty] | 1192.9373 | 0
[7 empty] | 1192.9547 | 0
[7 empty] | 1192.9722 | 0
[7 empty] | 1192.9895 | 0
[7 empty] | 1193.007 | 0
[7 empty] | 1193.0244 | 0
[7 empty] | 1193.0419 | 0
[7 empty] | 1193.0593 | 0
[7 empty] | 1193.0767 | 0
[7 empty] | 1193.0941 | 0
[7 empty] | 1193.1116 | 0
[7 empty] | 1193.129 | 0
[7 empty] | 1193.1465 | 0
[7 empty] | 1193.1639 | 0
[7 empty] | 1193.1813 | 0
[7 empty] | 1193.1987 | 0
[7 empty] | 1193.2162 | 0
[7 empty] | 1193.2336 | 0
[7 empty] | 1193.2511 | 0
[7 empty] | 1193.2686 | 0
[7 empty] | 1193.2859 | 0
[7 empty] | 1193.3033 | 0
[7 empty] | 1193.3208 | 0
[7 empty] | 1193.3383 | 0
[7 empty] | 1193.3557 | 0
[7 empty] | 1193.3732 | 0
[7 empty] | 1193.3906 | 0
[7 empty] | 1193.4081 | 0
[7 empty] | 1193.4254 | 0
[7 empty] | 1193.4429 | 0
[7 empty] | 1193.4603 | 0
[7 empty] | 1193.4778 | 0
[7 empty] | 1193.4952 | 0
[7 empty] | 1193.5127 | 0
[7 empty] | 1193.5302 | 0
[7 empty] | 1193.5476 | 0
[7 empty] | 1193.5651 | 0
[7 empty] | 1193.5825 | 0
[7 empty] | 1193.6 | 0
[7 empty] | 1193.6174 | 0
[7 empty] | 1193.6349 | 0
[7 empty] | 1193.6522 | 0
[7 empty] | 1193.6697 | 0
[7 empty] | 1193.6871 | 0
[7 empty] | 1193.7046 | 0
[7 empty] | 1193.722 | 0
[7 empty] | 1193.7395 | 0
[7 empty] | 1193.757 | 0
[7 empty] | 1193.7744 | 0
[7 empty] | 1193.7919 | 0
[7 empty] | 1193.8093 | 0
[7 empty] | 1193.8268 | 0
[7 empty] | 1193.8442 | 0
[7 empty] | 1193.8617 | 0
[7 empty] | 1193.8791 | 0
[7 empty] | 1193.8966 | 0
[7 empty] | 1193.9141 | 0
[7 empty] | 1193.9315 | 0
[7 empty] | 1193.949 | 0
[7 empty] | 1193.9664 | 0
[7 empty] | 1193.9839 | 0
[7 empty] | 1194.0013 | 0
[7 empty] | 1194.0188 | 0
[7 empty] | 1194.0363 | 0
[7 empty] | 1194.0537 | 0
[7 empty] | 1194.0713 | 0
[7 empty] | 1194.0887 | 0
[7 empty] | 1194.1062 | 0
[7 empty] | 1194.1237 | 0
[7 empty] | 1194.1411 | 0
[7 empty] | 1194.1586 | 0
[7 empty] | 1194.176 | 0
[7 empty] | 1194.1935 | 0
[7 empty] | 1194.2109 | 0
[7 empty] | 1194.2284 | 0
[7 empty] | 1194.2459 | 0
[7 empty] | 1194.2633 | 0
[7 empty] | 1194.2808 | 0
[7 empty] | 1194.2983 | 0
[7 empty] | 1194.3158 | 0
[7 empty] | 1194.3333 | 0
[7 empty] | 1194.3507 | 0
[7 empty] | 1194.3682 | 0
[7 empty] | 1194.3856 | 0
[7 empty] | 1194.4031 | 0
[7 empty] | 1194.4205 | 0
[7 empty] | 1194.4381 | 0
[7 empty] | 1194.4556 | 0
[7 empty] | 1194.473 | 0
[7 empty] | 1194.4905 | 0
[7 empty] | 1194.5079 | 0
[7 empty] | 1194.5254 | 0
[7 empty] | 1194.5428 | 0
[7 empty] | 1194.5604 | 0
[7 empty] | 1194.5779 | 0
[7 empty] | 1194.5953 | 0
[7 empty] | 1194.6128 | 0
[7 empty] | 1194.6302 | 0
[7 empty] | 1194.6477 | 0
[7 empty] | 1194.6653 | 0
[7 empty] | 1194.6827 | 0
[7 empty] | 1194.7002 | 0
[7 empty] | 1194.7177 | 0
[7 empty] | 1194.7351 | 0
[7 empty] | 1194.7527 | 0
[7 empty] | 1194.7701 | 0
[7 empty] | 1194.7876 | 0
[7 empty] | 1194.8051 | 0
[7 empty] | 1194.8226 | 0
[7 empty] | 1194.8401 | 0
[7 empty] | 1194.8575 | 0
[7 empty] | 1194.875 | 0
[7 empty] | 1194.8926 | 0
[7 empty] | 1194.91 | 0
[7 empty] | 1194.9275 | 0
[7 empty] | 1194.9449 | 0
[7 empty] | 1194.9625 | 0
[7 empty] | 1194.98 | 0
[7 empty] | 1194.9974 | 0
[7 empty] | 1195.0149 | 0
[7 empty] | 1195.0325 | 0
[7 empty] | 1195.0499 | 0
[7 empty] | 1195.0674 | 0
[7 empty] | 1195.085 | 0
[7 empty] | 1195.1024 | 0
[7 empty] | 1195.1199 | 0
[7 empty] | 1195.1373 | 0
[7 empty] | 1195.1549 | 0
[7 empty] | 1195.1724 | 0
[7 empty] | 1195.1898 | 0
[7 empty] | 1195.2074 | 0
[7 empty] | 1195.2249 | 0
[7 empty] | 1195.2423 | 0
[7 empty] | 1195.2599 | 0
[7 empty] | 1195.2773 | 0
[7 empty] | 1195.2948 | 0
[7 empty] | 1195.3124 | 0
[7 empty] | 1195.3298 | 0
[7 empty] | 1195.3473 | 0
[7 empty] | 1195.3649 | 0
[7 empty] | 1195.3823 | 0
[7 empty] | 1195.3999 | 0
[7 empty] | 1195.4174 | 0
[7 empty] | 1195.4348 | 0
[7 empty] | 1195.4524 | 0
[7 empty] | 1195.4698 | 0
[7 empty] | 1195.4873 | 0
[7 empty] | 1195.5049 | 0
[7 empty] | 1195.5223 | 0
[7 empty] | 1195.5399 | 0
[7 empty] | 1195.5574 | 0
[7 empty] | 1195.5748 | 0
[7 empty] | 1195.5924 | 0
[7 empty] | 1195.6099 | 0
[7 empty] | 1195.6274 | 0
[7 empty] | 1195.6449 | 0
[7 empty] | 1195.6625 | 0
[7 empty] | 1195.6799 | 0
[7 empty] | 1195.6974 | 0
[7 empty] | 1195.715 | 0
[7 empty] | 1195.7324 | 0
[7 empty] | 1195.75 | 0
[7 empty] | 1195.7675 | 0
[7 empty] | 1195.785 | 0
[7 empty] | 1195.8025 | 0
[7 empty] | 1195.8201 | 0
[7 empty] | 1195.8375 | 0
[7 empty] | 1195.8551 | 0
[7 empty] | 1195.8726 | 0
[7 empty] | 1195.8901 | 0
[7 empty] | 1195.9076 | 0
[7 empty] | 1195.9252 | 0
[7 empty] | 1195.9426 | 0
[7 empty] | 1195.9602 | 0
[7 empty] | 1195.9777 | 0
[7 empty] | 1195.9952 | 0
[7 empty] | 1196.0127 | 0
[7 empty] | 1196.0303 | 0
[7 empty] | 1196.0477 | 0
[7 empty] | 1196.0653 | 0
[7 empty] | 1196.0828 | 0
[7 empty] | 1196.1003 | 0
[7 empty] | 1196.1178 | 0
[7 empty] | 1196.1354 | 0
[7 empty] | 1196.1528 | 0
[7 empty] | 1196.1704 | 0
[7 empty] | 1196.1879 | 0
[7 empty] | 1196.2054 | 0
[7 empty] | 1196.223 | 0
[7 empty] | 1196.2405 | 0
[7 empty] | 1196.2581 | 0
[7 empty] | 1196.2755 | 0
[7 empty] | 1196.2931 | 0
[7 empty] | 1196.3105 | 0
[7 empty] | 1196.3281 | 0
[7 empty] | 1196.3457 | 0
[7 empty] | 1196.3632 | 0
[7 empty] | 1196.3807 | 0
[7 empty] | 1196.3982 | 0
[7 empty] | 1196.4158 | 0
[7 empty] | 1196.4334 | 0
[7 empty] | 1196.4508 | 0
[7 empty] | 1196.4684 | 0
[7 empty] | 1196.486 | 0
[7 empty] | 1196.5034 | 0
[7 empty] | 1196.521 | 0
[7 empty] | 1196.5385 | 0
[7 empty] | 1196.556 | 0
[7 empty] | 1196.5736 | 0
[7 empty] | 1196.5911 | 0
[7 empty] | 1196.6086 | 0
[7 empty] | 1196.6262 | 0
[7 empty] | 1196.6437 | 0
[7 empty] | 1196.6613 | 0
[7 empty] | 1196.6788 | 0
[7 empty] | 1196.6963 | 0
[7 empty] | 1196.7139 | 0
[7 empty] | 1196.7314 | 0
[7 empty] | 1196.7489 | 0
[7 empty] | 1196.7665 | 0
[7 empty] | 1196.7841 | 0
[7 empty] | 1196.8016 | 0
[7 empty] | 1196.8191 | 0
[7 empty] | 1196.8367 | 0
[7 empty] | 1196.8542 | 0
[7 empty] | 1196.8717 | 0
[7 empty] | 1196.8893 | 0
[7 empty] | 1196.9069 | 0
[7 empty] | 1196.9244 | 0
[7 empty] | 1196.9419 | 0
[7 empty] | 1196.9595 | 0
[7 empty] | 1196.9771 | 0
[7 empty] | 1196.9946 | 0
[7 empty] | 1197.0121 | 0
[7 empty] | 1197.0297 | 0
[7 empty] | 1197.0472 | 0
[7 empty] | 1197.0648 | 0
[7 empty] | 1197.0823 | 0
[7 empty] | 1197.0999 | 0
[7 empty] | 1197.1174 | 0
[7 empty] | 1197.135 | 0
[7 empty] | 1197.1526 | 0
[7 empty] | 1197.17 | 0
[7 empty] | 1197.1876 | 0
[7 empty] | 1197.2052 | 0
[7 empty] | 1197.2228 | 0
[7 empty] | 1197.2404 | 0
[7 empty] | 1197.2578 | 0
[7 empty] | 1197.2754 | 0
[7 empty] | 1197.293 | 0
[7 empty] | 1197.3105 | 0
[7 empty] | 1197.3281 | 0
[7 empty] | 1197.3456 | 0
[7 empty] | 1197.3632 | 0
[7 empty] | 1197.3807 | 0
[7 empty] | 1197.3983 | 0
[7 empty] | 1197.4159 | 0
[7 empty] | 1197.4335 | 0
[7 empty] | 1197.4511 | 0
[7 empty] | 1197.4685 | 0
[7 empty] | 1197.4861 | 0
[7 empty] | 1197.5037 | 0
[7 empty] | 1197.5212 | 0
[7 empty] | 1197.5388 | 0
[7 empty] | 1197.5564 | 0
[7 empty] | 1197.574 | 0
[7 empty] | 1197.5916 | 0
[7 empty] | 1197.6091 | 0
[7 empty] | 1197.6266 | 0
[7 empty] | 1197.6442 | 0
[7 empty] | 1197.6617 | 0
[7 empty] | 1197.6793 | 0
[7 empty] | 1197.6969 | 0
[7 empty] | 1197.7145 | 0
[7 empty] | 1197.7321 | 0
[7 empty] | 1197.7496 | 0
[7 empty] | 1197.7672 | 0
[7 empty] | 1197.7848 | 0
[7 empty] | 1197.8024 | 0
[7 empty] | 1197.8199 | 0
[7 empty] | 1197.8375 | 0
[7 empty] | 1197.8551 | 0
[7 empty] | 1197.8726 | 0
[7 empty] | 1197.8901 | 0
[7 empty] | 1197.9077 | 0
[7 empty] | 1197.9253 | 0
[7 empty] | 1197.9429 | 0
[7 empty] | 1197.9604 | 0
[7 empty] | 1197.978 | 0
[7 empty] | 1197.9956 | 0
[7 empty] | 1198.0132 | 0
[7 empty] | 1198.0308 | 0
[7 empty] | 1198.0483 | 0
[7 empty] | 1198.0659 | 0
[7 empty] | 1198.0835 | 0
[7 empty] | 1198.1011 | 0
[7 empty] | 1198.1187 | 0
[7 empty] | 1198.1362 | 0
[7 empty] | 1198.1538 | 0
[7 empty] | 1198.1714 | 0
[7 empty] | 1198.1891 | 0
[7 empty] | 1198.2067 | 0
[7 empty] | 1198.2242 | 0
[7 empty] | 1198.2418 | 0
[7 empty] | 1198.2594 | 0
[7 empty] | 1198.277 | 0
[7 empty] | 1198.2946 | 0
[7 empty] | 1198.3121 | 0
[7 empty] | 1198.3297 | 0
[7 empty] | 1198.3473 | 0
[7 empty] | 1198.3649 | 0
[7 empty] | 1198.3824 | 0
[7 empty] | 1198.4 | 0
[7 empty] | 1198.4176 | 0
[7 empty] | 1198.4352 | 0
[7 empty] | 1198.4529 | 0
[7 empty] | 1198.4705 | 0
[7 empty] | 1198.488 | 0
[7 empty] | 1198.5056 | 0
[7 empty] | 1198.5232 | 0
[7 empty] | 1198.5408 | 0
[7 empty] | 1198.5584 | 0
[7 empty] | 1198.5759 | 0
[7 empty] | 1198.5936 | 0
[7 empty] | 1198.6112 | 0
[7 empty] | 1198.6288 | 0
[7 empty] | 1198.6464 | 0
[7 empty] | 1198.6639 | 0
[7 empty] | 1198.6815 | 0
[7 empty] | 1198.6991 | 0
[7 empty] | 1198.7168 | 0
[7 empty] | 1198.7344 | 0
[7 empty] | 1198.752 | 0
[7 empty] | 1198.7695 | 0
[7 empty] | 1198.7871 | 0
[7 empty] | 1198.8047 | 0
[7 empty] | 1198.8224 | 0
[7 empty] | 1198.84 | 0
[7 empty] | 1198.8575 | 0
[7 empty] | 1198.8751 | 0
[7 empty] | 1198.8927 | 0
[7 empty] | 1198.9104 | 0
[7 empty] | 1198.928 | 0
[7 empty] | 1198.9456 | 0
[7 empty] | 1198.9631 | 0
[7 empty] | 1198.9808 | 0
[7 empty] | 1198.9984 | 0
[7 empty] | 1199.016 | 0
[7 empty] | 1199.0336 | 0
[7 empty] | 1199.0513 | 0
[7 empty] | 1199.0688 | 0
[7 empty] | 1199.0864 | 0
[7 empty] | 1199.104 | 0
[7 empty] | 1199.1217 | 0
[7 empty] | 1199.1393 | 0
[7 empty] | 1199.1569 | 0
[7 empty] | 1199.1744 | 0
[7 empty] | 1199.1921 | 0
[7 empty] | 1199.2097 | 0
[7 empty] | 1199.2273 | 0
[7 empty] | 1199.245 | 0
[7 empty] | 1199.2626 | 0
[7 empty] | 1199.2802 | 0
[7 empty] | 1199.2977 | 0
[7 empty] | 1199.3154 | 0
[7 empty] | 1199.333 | 0
[7 empty] | 1199.3506 | 0
[7 empty] | 1199.3683 | 0
[7 empty] | 1199.3859 | 0
[7 empty] | 1199.4034 | 0
[7 empty] | 1199.4211 | 0
[7 empty] | 1199.4387 | 0
[7 empty] | 1199.4563 | 0
[7 empty] | 1199.474 | 0
[7 empty] | 1199.4916 | 0
[7 empty] | 1199.5092 | 0
[7 empty] | 1199.5269 | 0
[7 empty] | 1199.5444 | 0
[7 empty] | 1199.562 | 0
[7 empty] | 1199.5797 | 0
[7 empty] | 1199.5973 | 0
[7 empty] | 1199.615 | 0
[7 empty] | 1199.6326 | 0
[7 empty] | 1199.6501 | 0
[7 empty] | 1199.6678 | 0
[7 empty] | 1199.6854 | 0
[7 empty] | 1199.7031 | 0
[7 empty] | 1199.7207 | 0
[7 empty] | 1199.7383 | 0
[7 empty] | 1199.756 | 0
[7 empty] | 1199.7736 | 0
[7 empty] | 1199.7913 | 0
[7 empty] | 1199.8088 | 0
[7 empty] | 1199.8265 | 0
[7 empty] | 1199.8441 | 0
[7 empty] | 1199.8617 | 0
[7 empty] | 1199.8794 | 0
[7 empty] | 1199.897 | 0
[7 empty] | 1199.9147 | 0
[7 empty] | 1199.9323 | 0
[7 empty] | 1199.95 | 0
[7 empty] | 1199.9675 | 0
[7 empty] | 1199.9852 | 0
[7 empty] | 1200.0028 | 0
[7 empty] | 1200.0205 | 0
[7 empty] | 1200.0381 | 0
[7 empty] | 1200.0558 | 0
[7 empty] | 1200.0734 | 0
[7 empty] | 1200.0909 | 0
[7 empty] | 1200.1086 | 0
[7 empty] | 1200.1263 | 0
[7 empty] | 1200.1439 | 0
[7 empty] | 1200.1616 | 0
[7 empty] | 1200.1792 | 0
[7 empty] | 1200.1969 | 0
[7 empty] | 1200.2145 | 0
[7 empty] | 1200.2322 | 0
[7 empty] | 1200.2498 | 0
[7 empty] | 1200.2675 | 0
[7 empty] | 1200.285 | 0
[7 empty] | 1200.3027 | 0
[7 empty] | 1200.3203 | 0
[7 empty] | 1200.338 | 0
[7 empty] | 1200.3556 | 0
[7 empty] | 1200.3733 | 0
[7 empty] | 1200.391 | 0
[7 empty] | 1200.4086 | 0
[7 empty] | 1200.4263 | 0
[7 empty] | 1200.4438 | 0
[7 empty] | 1200.4615 | 0
[7 empty] | 1200.4791 | 0
[7 empty] | 1200.4968 | 0
[7 empty] | 1200.5145 | 0
[7 empty] | 1200.5321 | 0
[7 empty] | 1200.5498 | 0
[7 empty] | 1200.5674 | 0
[7 empty] | 1200.5851 | 0
[7 empty] | 1200.6028 | 0
[7 empty] | 1200.6204 | 0
[7 empty] | 1200.6381 | 0
[7 empty] | 1200.6558 | 0
[7 empty] | 1200.6733 | 0
[7 empty] | 1200.691 | 0
[7 empty] | 1200.7087 | 0
[7 empty] | 1200.7263 | 0
[7 empty] | 1200.744 | 0
[7 empty] | 1200.7616 | 0
[7 empty] | 1200.7793 | 0
[7 empty] | 1200.797 | 0
[7 empty] | 1200.8146 | 0
[7 empty] | 1200.8323 | 0
[7 empty] | 1200.85 | 0
[7 empty] | 1200.8676 | 0
[7 empty] | 1200.8853 | 0
[7 empty] | 1200.903 | 0
[7 empty] | 1200.9207 | 0
[7 empty] | 1200.9382 | 0
[7 empty] | 1200.9559 | 0
[7 empty] | 1200.9736 | 0
[7 empty] | 1200.9912 | 0
[7 empty] | 1201.0089 | 0
[7 empty] | 1201.0266 | 0
[7 empty] | 1201.0443 | 0
[7 empty] | 1201.0619 | 0
[7 empty] | 1201.0796 | 0
[7 empty] | 1201.0973 | 0
[7 empty] | 1201.1149 | 0
[7 empty] | 1201.1326 | 0
[7 empty] | 1201.1503 | 0
[7 empty] | 1201.168 | 0
[7 empty] | 1201.1857 | 0
[7 empty] | 1201.2032 | 0
[7 empty] | 1201.2209 | 0
[7 empty] | 1201.2386 | 0
[7 empty] | 1201.2563 | 0
[7 empty] | 1201.2739 | 0
[7 empty] | 1201.2916 | 0
[7 empty] | 1201.3093 | 0
[7 empty] | 1201.327 | 0
[7 empty] | 1201.3447 | 0
[7 empty] | 1201.3623 | 0
[7 empty] | 1201.38 | 0
[7 empty] | 1201.3977 | 0
[7 empty] | 1201.4154 | 0
[7 empty] | 1201.4331 | 0
[7 empty] | 1201.4507 | 0
[7 empty] | 1201.4684 | 0
[7 empty] | 1201.4861 | 0
[7 empty] | 1201.5038 | 0
[7 empty] | 1201.5215 | 0
[7 empty] | 1201.5392 | 0
[7 empty] | 1201.5568 | 0
[7 empty] | 1201.5745 | 0
[7 empty] | 1201.5922 | 0
[7 empty] | 1201.6099 | 0
[7 empty] | 1201.6276 | 0
[7 empty] | 1201.6453 | 0
[7 empty] | 1201.663 | 0
[7 empty] | 1201.6805 | 0
[7 empty] | 1201.6982 | 0
[7 empty] | 1201.7159 | 0
[7 empty] | 1201.7336 | 0
[7 empty] | 1201.7513 | 0
[7 empty] | 1201.769 | 0
[7 empty] | 1201.7867 | 0
[7 empty] | 1201.8044 | 0
[7 empty] | 1201.8221 | 0
[7 empty] | 1201.8398 | 0
[7 empty] | 1201.8574 | 0
[7 empty] | 1201.8751 | 0
[7 empty] | 1201.8928 | 0
[7 empty] | 1201.9105 | 0
[7 empty] | 1201.9282 | 0
[7 empty] | 1201.9459 | 0
[7 empty] | 1201.9636 | 0
[7 empty] | 1201.9813 | 0
[7 empty] | 1201.999 | 0
[7 empty] | 1202.0167 | 0
[7 empty] | 1202.0344 | 0
[7 empty] | 1202.0521 | 0
[7 empty] | 1202.0698 | 0
[7 empty] | 1202.0875 | 0
[7 empty] | 1202.1052 | 0
[7 empty] | 1202.1229 | 0
[7 empty] | 1202.1406 | 0
[7 empty] | 1202.1583 | 0
[7 empty] | 1202.176 | 0
[7 empty] | 1202.1937 | 0
[7 empty] | 1202.2114 | 0
[7 empty] | 1202.2291 | 0
[7 empty] | 1202.2468 | 0
[7 empty] | 1202.2645 | 0
[7 empty] | 1202.2822 | 0
[7 empty] | 1202.2999 | 0
[7 empty] | 1202.3176 | 0
[7 empty] | 1202.3353 | 0
[7 empty] | 1202.353 | 0
[7 empty] | 1202.3707 | 0
[7 empty] | 1202.3884 | 0
[7 empty] | 1202.4061 | 0
[7 empty] | 1202.4238 | 0
[7 empty] | 1202.4415 | 0
[7 empty] | 1202.4592 | 0
[7 empty] | 1202.4769 | 0
[7 empty] | 1202.4946 | 0
[7 empty] | 1202.5125 | 0
[7 empty] | 1202.5302 | 0
[7 empty] | 1202.5479 | 0
[7 empty] | 1202.5656 | 0
[7 empty] | 1202.5833 | 0
[7 empty] | 1202.601 | 0
[7 empty] | 1202.6187 | 0
[7 empty] | 1202.6364 | 0
[7 empty] | 1202.6541 | 0
[7 empty] | 1202.6718 | 0
[7 empty] | 1202.6896 | 0
[7 empty] | 1202.7073 | 0
[7 empty] | 1202.725 | 0
[7 empty] | 1202.7427 | 0
[7 empty] | 1202.7604 | 0
[7 empty] | 1202.7781 | 0
[7 empty] | 1202.7958 | 0
[7 empty] | 1202.8136 | 0
[7 empty] | 1202.8313 | 0
[7 empty] | 1202.849 | 0
[7 empty] | 1202.8667 | 0
[7 empty] | 1202.8844 | 0
[7 empty] | 1202.9021 | 0
[7 empty] | 1202.9199 | 0
[7 empty] | 1202.9376 | 0
[7 empty] | 1202.9553 | 0
[7 empty] | 1202.973 | 0
[7 empty] | 1202.9907 | 0
[7 empty] | 1203.0085 | 0
[7 empty] | 1203.0262 | 0
[7 empty] | 1203.0439 | 0
[7 empty] | 1203.0616 | 0
[7 empty] | 1203.0793 | 0
[7 empty] | 1203.0972 | 0
[7 empty] | 1203.1149 | 0
[7 empty] | 1203.1326 | 0
[7 empty] | 1203.1503 | 0
[7 empty] | 1203.168 | 0
[7 empty] | 1203.1858 | 0
[7 empty] | 1203.2035 | 0
[7 empty] | 1203.2212 | 0
[7 empty] | 1203.2389 | 0
[7 empty] | 1203.2567 | 0
[7 empty] | 1203.2744 | 0
[7 empty] | 1203.2921 | 0
[7 empty] | 1203.3099 | 0
[7 empty] | 1203.3276 | 0
[7 empty] | 1203.3453 | 0
[7 empty] | 1203.363 | 0
[7 empty] | 1203.3809 | 0
[7 empty] | 1203.3986 | 0
[7 empty] | 1203.4163 | 0
[7 empty] | 1203.4341 | 0
[7 empty] | 1203.4518 | 0
[7 empty] | 1203.4695 | 0
[7 empty] | 1203.4872 | 0
[7 empty] | 1203.505 | 0
[7 empty] | 1203.5227 | 0
[7 empty] | 1203.5404 | 0
[7 empty] | 1203.5582 | 0
[7 empty] | 1203.5759 | 0
[7 empty] | 1203.5936 | 0
[7 empty] | 1203.6115 | 0
[7 empty] | 1203.6291 | 0
[7 empty] | 1203.647 | 0
[7 empty] | 1203.6647 | 0
[7 empty] | 1203.6824 | 0
[7 empty] | 1203.7002 | 0
[7 empty] | 1203.7179 | 0
[7 empty] | 1203.7356 | 0
[7 empty] | 1203.7534 | 0
[7 empty] | 1203.7711 | 0
[7 empty] | 1203.7888 | 0
[7 empty] | 1203.8066 | 0
[7 empty] | 1203.8243 | 0
[7 empty] | 1203.8422 | 0
[7 empty] | 1203.8599 | 0
[7 empty] | 1203.8776 | 0
[7 empty] | 1203.8954 | 0
[7 empty] | 1203.9131 | 0
[7 empty] | 1203.9309 | 0
[7 empty] | 1203.9486 | 0
[7 empty] | 1203.9664 | 0
[7 empty] | 1203.9841 | 0
[7 empty] | 1204.0018 | 0
[7 empty] | 1204.0197 | 0
[7 empty] | 1204.0374 | 0
[7 empty] | 1204.0552 | 0
[7 empty] | 1204.0729 | 0
[7 empty] | 1204.0907 | 0
[7 empty] | 1204.1084 | 0
[7 empty] | 1204.1262 | 0
[7 empty] | 1204.1439 | 0
[7 empty] | 1204.1617 | 0
[7 empty] | 1204.1794 | 0
[7 empty] | 1204.1973 | 0
[7 empty] | 1204.215 | 0
[7 empty] | 1204.2328 | 0
[7 empty] | 1204.2505 | 0
[7 empty] | 1204.2683 | 0
[7 empty] | 1204.286 | 0
[7 empty] | 1204.3038 | 0
[7 empty] | 1204.3215 | 0
[7 empty] | 1204.3394 | 0
[7 empty] | 1204.3571 | 0
[7 empty] | 1204.3749 | 0
[7 empty] | 1204.3926 | 0
[7 empty] | 1204.4104 | 0
[7 empty] | 1204.4281 | 0
[7 empty] | 1204.4459 | 0
[7 empty] | 1204.4636 | 0
[7 empty] | 1204.4814 | 0
[7 empty] | 1204.4991 | 0
[7 empty] | 1204.517 | 0
[7 empty] | 1204.5348 | 0
[7 empty] | 1204.5525 | 0
[7 empty] | 1204.5703 | 0
[7 empty] | 1204.588 | 0
[7 empty] | 1204.6058 | 0
[7 empty] | 1204.6237 | 0
[7 empty] | 1204.6414 | 0
[7 empty] | 1204.6592 | 0
[7 empty] | 1204.6769 | 0
[7 empty] | 1204.6947 | 0
[7 empty] | 1204.7125 | 0
[7 empty] | 1204.7302 | 0
[7 empty] | 1204.748 | 0
[7 empty] | 1204.7657 | 0
[7 empty] | 1204.7836 | 0
[7 empty] | 1204.8014 | 0
[7 empty] | 1204.8191 | 0
[7 empty] | 1204.8369 | 0
[7 empty] | 1204.8547 | 0
[7 empty] | 1204.8724 | 0
[7 empty] | 1204.8903 | 0
[7 empty] | 1204.9081 | 0
[7 empty] | 1204.9258 | 0
[7 empty] | 1204.9436 | 0
[7 empty] | 1204.9614 | 0
[7 empty] | 1204.9791 | 0
[7 empty] | 1204.9969 | 0
[7 empty] | 1205.0148 | 0
[7 empty] | 1205.0325 | 0
[7 empty] | 1205.0503 | 0
[7 empty] | 1205.0681 | 0
[7 empty] | 1205.0858 | 0
[7 empty] | 1205.1036 | 0
[7 empty] | 1205.1215 | 0
[7 empty] | 1205.1392 | 0
[7 empty] | 1205.157 | 0
[7 empty] | 1205.1748 | 0
[7 empty] | 1205.1926 | 0
[7 empty] | 1205.2103 | 0
[7 empty] | 1205.2281 | 0
[7 empty] | 1205.246 | 0
[7 empty] | 1205.2638 | 0
[7 empty] | 1205.2815 | 0
[7 empty] | 1205.2993 | 0
[7 empty] | 1205.3171 | 0
[7 empty] | 1205.335 | 0
[7 empty] | 1205.3527 | 0
[7 empty] | 1205.3705 | 0
[7 empty] | 1205.3883 | 0
[7 empty] | 1205.4061 | 0
[7 empty] | 1205.4238 | 0
[7 empty] | 1205.4416 | 0
[7 empty] | 1205.4595 | 0
[7 empty] | 1205.4773 | 0
[7 empty] | 1205.4951 | 0
[7 empty] | 1205.5128 | 0
[7 empty] | 1205.5306 | 0
[7 empty] | 1205.5485 | 0
[7 empty] | 1205.5663 | 0
[7 empty] | 1205.5841 | 0
[7 empty] | 1205.6019 | 0
[7 empty] | 1205.6196 | 0
[7 empty] | 1205.6375 | 0
[7 empty] | 1205.6553 | 0
[7 empty] | 1205.6731 | 0
[7 empty] | 1205.6909 | 0
[7 empty] | 1205.7087 | 0
[7 empty] | 1205.7264 | 0
[7 empty] | 1205.7443 | 0
[7 empty] | 1205.7621 | 0
[7 empty] | 1205.7799 | 0
[7 empty] | 1205.7977 | 0
[7 empty] | 1205.8156 | 0
[7 empty] | 1205.8334 | 0
[7 empty] | 1205.8512 | 0
[7 empty] | 1205.8689 | 0
[7 empty] | 1205.8867 | 0
[7 empty] | 1205.9045 | 0
[7 empty] | 1205.9224 | 0
[7 empty] | 1205.9402 | 0
[7 empty] | 1205.958 | 0
[7 empty] | 1205.9758 | 0
[7 empty] | 1205.9937 | 0
[7 empty] | 1206.0115 | 0
[7 empty] | 1206.0293 | 0
[7 empty] | 1206.0471 | 0
[7 empty] | 1206.0648 | 0
[7 empty] | 1206.0826 | 0
[7 empty] | 1206.1005 | 0
[7 empty] | 1206.1183 | 0
[7 empty] | 1206.1361 | 0
[7 empty] | 1206.1539 | 0
[7 empty] | 1206.1718 | 0
[7 empty] | 1206.1896 | 0
[7 empty] | 1206.2074 | 0
[7 empty] | 1206.2252 | 0
[7 empty] | 1206.243 | 0
[7 empty] | 1206.2609 | 0
[7 empty] | 1206.2787 | 0
[7 empty] | 1206.2965 | 0
[7 empty] | 1206.3143 | 0
[7 empty] | 1206.3322 | 0
[7 empty] | 1206.35 | 0
[7 empty] | 1206.3678 | 0
[7 empty] | 1206.3856 | 0
[7 empty] | 1206.4034 | 0
[7 empty] | 1206.4213 | 0
[7 empty] | 1206.4391 | 0
[7 empty] | 1206.4569 | 0
[7 empty] | 1206.4747 | 0
[7 empty] | 1206.4926 | 0
[7 empty] | 1206.5104 | 0
[7 empty] | 1206.5282 | 0
[7 empty] | 1206.546 | 0
[7 empty] | 1206.5638 | 0
[7 empty] | 1206.5818 | 0
[7 empty] | 1206.5996 | 0
[7 empty] | 1206.6174 | 0
[7 empty] | 1206.6353 | 0
[7 empty] | 1206.6531 | 0
[7 empty] | 1206.6709 | 0
[7 empty] | 1206.6887 | 0
[7 empty] | 1206.7065 | 0
[7 empty] | 1206.7244 | 0
[7 empty] | 1206.7422 | 0
[7 empty] | 1206.76 | 0
[7 empty] | 1206.778 | 0
[7 empty] | 1206.7958 | 0
[7 empty] | 1206.8136 | 0
[7 empty] | 1206.8314 | 0
[7 empty] | 1206.8492 | 0
[7 empty] | 1206.8671 | 0
[7 empty] | 1206.8849 | 0
[7 empty] | 1206.9027 | 0
[7 empty] | 1206.9207 | 0
[7 empty] | 1206.9385 | 0
[7 empty] | 1206.9563 | 0
[7 empty] | 1206.9741 | 0
[7 empty] | 1206.9919 | 0
[7 empty] | 1207.0098 | 0
[7 empty] | 1207.0277 | 0
[7 empty] | 1207.0455 | 0
[7 empty] | 1207.0634 | 0
[7 empty] | 1207.0812 | 0
[7 empty] | 1207.099 | 0
[7 empty] | 1207.1168 | 0
[7 empty] | 1207.1348 | 0
[7 empty] | 1207.1526 | 0
[7 empty] | 1207.1704 | 0
[7 empty] | 1207.1882 | 0
[7 empty] | 1207.2061 | 0
[7 empty] | 1207.224 | 0
[7 empty] | 1207.2418 | 0
[7 empty] | 1207.2596 | 0
[7 empty] | 1207.2775 | 0
[7 empty] | 1207.2954 | 0
[7 empty] | 1207.3132 | 0
[7 empty] | 1207.3311 | 0
[7 empty] | 1207.3489 | 0
[7 empty] | 1207.3668 | 0
[7 empty] | 1207.3846 | 0
[7 empty] | 1207.4025 | 0
[7 empty] | 1207.4203 | 0
[7 empty] | 1207.4382 | 0
[7 empty] | 1207.4561 | 0
[7 empty] | 1207.4739 | 0
[7 empty] | 1207.4917 | 0
[7 empty] | 1207.5096 | 0
[7 empty] | 1207.5275 | 0
[7 empty] | 1207.5453 | 0
[7 empty] | 1207.5632 | 0
[7 empty] | 1207.5811 | 0
[7 empty] | 1207.5989 | 0
[7 empty] | 1207.6168 | 0
[7 empty] | 1207.6346 | 0
[7 empty] | 1207.6525 | 0
[7 empty] | 1207.6704 | 0
[7 empty] | 1207.6882 | 0
[7 empty] | 1207.7061 | 0
[7 empty] | 1207.724 | 0
[7 empty] | 1207.7418 | 0
[7 empty] | 1207.7596 | 0
[7 empty] | 1207.7776 | 0
[7 empty] | 1207.7954 | 0
[7 empty] | 1207.8132 | 0
[7 empty] | 1207.8312 | 0
[7 empty] | 1207.849 | 0
[7 empty] | 1207.8668 | 0
[7 empty] | 1207.8848 | 0
[7 empty] | 1207.9026 | 0
[7 empty] | 1207.9205 | 0
[7 empty] | 1207.9384 | 0
[7 empty] | 1207.9562 | 0
[7 empty] | 1207.9741 | 0
[7 empty] | 1207.9919 | 0
[7 empty] | 1208.0099 | 0
[7 empty] | 1208.0277 | 0
[7 empty] | 1208.0455 | 0
[7 empty] | 1208.0635 | 0
[7 empty] | 1208.0813 | 0
[7 empty] | 1208.0992 | 0
[7 empty] | 1208.1171 | 0
[7 empty] | 1208.135 | 0
[7 empty] | 1208.1528 | 0
[7 empty] | 1208.1707 | 0
[7 empty] | 1208.1886 | 0
[7 empty] | 1208.2064 | 0
[7 empty] | 1208.2244 | 0
[7 empty] | 1208.2422 | 0
[7 empty] | 1208.2601 | 0
[7 empty] | 1208.278 | 0
[7 empty] | 1208.2959 | 0
[7 empty] | 1208.3137 | 0
[7 empty] | 1208.3317 | 0
[7 empty] | 1208.3495 | 0
[7 empty] | 1208.3674 | 0
[7 empty] | 1208.3853 | 0
[7 empty] | 1208.4032 | 0
[7 empty] | 1208.421 | 0
[7 empty] | 1208.439 | 0
[7 empty] | 1208.4568 | 0
[7 empty] | 1208.4747 | 0
[7 empty] | 1208.4926 | 0
[7 empty] | 1208.5105 | 0
[7 empty] | 1208.5283 | 0
[7 empty] | 1208.5463 | 0
[7 empty] | 1208.5641 | 0
[7 empty] | 1208.582 | 0
[7 empty] | 1208.5999 | 0
[7 empty] | 1208.6178 | 0
[7 empty] | 1208.6357 | 0
[7 empty] | 1208.6536 | 0
[7 empty] | 1208.6715 | 0
[7 empty] | 1208.6893 | 0
[7 empty] | 1208.7073 | 0
[7 empty] | 1208.7251 | 0
[7 empty] | 1208.743 | 0
[7 empty] | 1208.761 | 0
[7 empty] | 1208.7788 | 0
[7 empty] | 1208.7968 | 0
[7 empty] | 1208.8146 | 0
[7 empty] | 1208.8325 | 0
[7 empty] | 1208.8505 | 0
[7 empty] | 1208.8683 | 0
[7 empty] | 1208.8862 | 0
[7 empty] | 1208.9042 | 0
[7 empty] | 1208.922 | 0
[7 empty] | 1208.9399 | 0
[7 empty] | 1208.9578 | 0
[7 empty] | 1208.9757 | 0
[7 empty] | 1208.9937 | 0
[7 empty] | 1209.0115 | 0
[7 empty] | 1209.0294 | 0
[7 empty] | 1209.0474 | 0
[7 empty] | 1209.0652 | 0
[7 empty] | 1209.0831 | 0
[7 empty] | 1209.1011 | 0
[7 empty] | 1209.1189 | 0
[7 empty] | 1209.1368 | 0
[7 empty] | 1209.1548 | 0
[7 empty] | 1209.1726 | 0
[7 empty] | 1209.1906 | 0
[7 empty] | 1209.2085 | 0
[7 empty] | 1209.2263 | 0
[7 empty] | 1209.2443 | 0
[7 empty] | 1209.2622 | 0
[7 empty] | 1209.2802 | 0
[7 empty] | 1209.298 | 0
[7 empty] | 1209.3159 | 0
[7 empty] | 1209.3339 | 0
[7 empty] | 1209.3518 | 0
[7 empty] | 1209.3696 | 0
[7 empty] | 1209.3876 | 0
[7 empty] | 1209.4055 | 0
[7 empty] | 1209.4235 | 0
[7 empty] | 1209.4413 | 0
[7 empty] | 1209.4592 | 0
[7 empty] | 1209.4772 | 0
[7 empty] | 1209.4951 | 0
[7 empty] | 1209.5129 | 0
[7 empty] | 1209.5309 | 0
[7 empty] | 1209.5488 | 0
[7 empty] | 1209.5668 | 0
[7 empty] | 1209.5846 | 0
[7 empty] | 1209.6025 | 0
[7 empty] | 1209.6205 | 0
[7 empty] | 1209.6384 | 0
[7 empty] | 1209.6564 | 0
[7 empty] | 1209.6742 | 0
[7 empty] | 1209.6921 | 0
[7 empty] | 1209.7101 | 0
[7 empty] | 1209.728 | 0
[7 empty] | 1209.746 | 0
[7 empty] | 1209.7639 | 0
[7 empty] | 1209.7817 | 0
[7 empty] | 1209.7997 | 0
[7 empty] | 1209.8176 | 0
[7 empty] | 1209.8356 | 0
[7 empty] | 1209.8535 | 0
[7 empty] | 1209.8715 | 0
[7 empty] | 1209.8894 | 0
[7 empty] | 1209.9072 | 0
[7 empty] | 1209.9252 | 0
[7 empty] | 1209.9431 | 0
[7 empty] | 1209.9611 | 0
[7 empty] | 1209.979 | 0
[7 empty] | 1209.9969 | 0
[7 empty] | 1210.0149 | 0
[7 empty] | 1210.0328 | 0
[7 empty] | 1210.0508 | 0
[7 empty] | 1210.0686 | 0
[7 empty] | 1210.0865 | 0
[7 empty] | 1210.1045 | 0
[7 empty] | 1210.1224 | 0
[7 empty] | 1210.1404 | 0
[7 empty] | 1210.1583 | 0
[7 empty] | 1210.1763 | 0
[7 empty] | 1210.1942 | 0
[7 empty] | 1210.2122 | 0
[7 empty] | 1210.2301 | 0
[7 empty] | 1210.248 | 0
[7 empty] | 1210.266 | 0
[7 empty] | 1210.2839 | 0
[7 empty] | 1210.3019 | 0
[7 empty] | 1210.3198 | 0
[7 empty] | 1210.3378 | 0
[7 empty] | 1210.3557 | 0
[7 empty] | 1210.3737 | 0
[7 empty] | 1210.3916 | 0
[7 empty] | 1210.4095 | 0
[7 empty] | 1210.4275 | 0
[7 empty] | 1210.4454 | 0
[7 empty] | 1210.4634 | 0
[7 empty] | 1210.4813 | 0
[7 empty] | 1210.4993 | 0
[7 empty] | 1210.5172 | 0
[7 empty] | 1210.5352 | 0
[7 empty] | 1210.5531 | 0
[7 empty] | 1210.571 | 0
[7 empty] | 1210.589 | 0
[7 empty] | 1210.6069 | 0
[7 empty] | 1210.6249 | 0
[7 empty] | 1210.6428 | 0
[7 empty] | 1210.6608 | 0
[7 empty] | 1210.6787 | 0
[7 empty] | 1210.6967 | 0
[7 empty] | 1210.7146 | 0
[7 empty] | 1210.7325 | 0
[7 empty] | 1210.7505 | 0
[7 empty] | 1210.7684 | 0
[7 empty] | 1210.7864 | 0
[7 empty] | 1210.8043 | 0
[7 empty] | 1210.8224 | 0
[7 empty] | 1210.8403 | 0
[7 empty] | 1210.8583 | 0
[7 empty] | 1210.8762 | 0
[7 empty] | 1210.8942 | 0
[7 empty] | 1210.9121 | 0
[7 empty] | 1210.9301 | 0
[7 empty] | 1210.948 | 0
[7 empty] | 1210.9659 | 0
[7 empty] | 1210.984 | 0
[7 empty] | 1211.002 | 0
[7 empty] | 1211.0199 | 0
[7 empty] | 1211.0378 | 0
[7 empty] | 1211.0558 | 0
[7 empty] | 1211.0737 | 0
[7 empty] | 1211.0917 | 0
[7 empty] | 1211.1097 | 0
[7 empty] | 1211.1277 | 0
[7 empty] | 1211.1456 | 0
[7 empty] | 1211.1636 | 0
[7 empty] | 1211.1815 | 0
[7 empty] | 1211.1995 | 0
[7 empty] | 1211.2175 | 0
[7 empty] | 1211.2355 | 0
[7 empty] | 1211.2534 | 0
[7 empty] | 1211.2714 | 0
[7 empty] | 1211.2893 | 0
[7 empty] | 1211.3074 | 0
[7 empty] | 1211.3253 | 0
[7 empty] | 1211.3433 | 0
[7 empty] | 1211.3612 | 0
[7 empty] | 1211.3793 | 0
[7 empty] | 1211.3972 | 0
[7 empty] | 1211.4152 | 0
[7 empty] | 1211.4331 | 0
[7 empty] | 1211.4511 | 0
[7 empty] | 1211.4691 | 0
[7 empty] | 1211.4871 | 0
[7 empty] | 1211.505 | 0
[7 empty] | 1211.5229 | 0
[7 empty] | 1211.541 | 0
[7 empty] | 1211.559 | 0
[7 empty] | 1211.5769 | 0
[7 empty] | 1211.595 | 0
[7 empty] | 1211.6129 | 0
[7 empty] | 1211.6309 | 0
[7 empty] | 1211.6488 | 0
[7 empty] | 1211.6669 | 0
[7 empty] | 1211.6848 | 0
[7 empty] | 1211.7028 | 0
[7 empty] | 1211.7208 | 0
[7 empty] | 1211.7388 | 0
[7 empty] | 1211.7567 | 0
[7 empty] | 1211.7748 | 0
[7 empty] | 1211.7927 | 0
[7 empty] | 1211.8107 | 0
[7 empty] | 1211.8287 | 0
[7 empty] | 1211.8467 | 0
[7 empty] | 1211.8646 | 0
[7 empty] | 1211.8827 | 0
[7 empty] | 1211.9006 | 0
[7 empty] | 1211.9186 | 0
[7 empty] | 1211.9366 | 0
[7 empty] | 1211.9546 | 0
[7 empty] | 1211.9725 | 0
[7 empty] | 1211.9906 | 0
[7 empty] | 1212.0085 | 0
[7 empty] | 1212.0266 | 0
[7 empty] | 1212.0446 | 0
[7 empty] | 1212.0625 | 0
[7 empty] | 1212.0806 | 0
[7 empty] | 1212.0985 | 0
[7 empty] | 1212.1166 | 0
[7 empty] | 1212.1345 | 0
[7 empty] | 1212.1525 | 0
[7 empty] | 1212.1705 | 0
[7 empty] | 1212.1885 | 0
[7 empty] | 1212.2065 | 0
[7 empty] | 1212.2245 | 0
[7 empty] | 1212.2426 | 0
[7 empty] | 1212.2605 | 0
[7 empty] | 1212.2784 | 0
[7 empty] | 1212.2965 | 0
[7 empty] | 1212.3145 | 0
[7 empty] | 1212.3325 | 0
[7 empty] | 1212.3505 | 0
[7 empty] | 1212.3685 | 0
[7 empty] | 1212.3865 | 0
[7 empty] | 1212.4045 | 0
[7 empty] | 1212.4225 | 0
[7 empty] | 1212.4406 | 0
[7 empty] | 1212.4585 | 0
[7 empty] | 1212.4766 | 0
[7 empty] | 1212.4945 | 0
[7 empty] | 1212.5126 | 0
[7 empty] | 1212.5305 | 0
[7 empty] | 1212.5486 | 0
[7 empty] | 1212.5665 | 0
[7 empty] | 1212.5846 | 0
[7 empty] | 1212.6025 | 0
[7 empty] | 1212.6206 | 0
[7 empty] | 1212.6386 | 0
[7 empty] | 1212.6566 | 0
[7 empty] | 1212.6746 | 0
[7 empty] | 1212.6926 | 0
[7 empty] | 1212.7106 | 0
[7 empty] | 1212.7286 | 0
[7 empty] | 1212.7467 | 0
[7 empty] | 1212.7646 | 0
[7 empty] | 1212.7827 | 0
[7 empty] | 1212.8007 | 0
[7 empty] | 1212.8187 | 0
[7 empty] | 1212.8367 | 0
[7 empty] | 1212.8547 | 0
[7 empty] | 1212.8728 | 0
[7 empty] | 1212.8907 | 0
[7 empty] | 1212.9088 | 0
[7 empty] | 1212.9268 | 0
[7 empty] | 1212.9448 | 0
[7 empty] | 1212.9629 | 0
[7 empty] | 1212.9808 | 0
[7 empty] | 1212.9989 | 0
[7 empty] | 1213.0168 | 0
[7 empty] | 1213.0349 | 0
[7 empty] | 1213.053 | 0
[7 empty] | 1213.0709 | 0
[7 empty] | 1213.089 | 0
[7 empty] | 1213.1071 | 0
[7 empty] | 1213.125 | 0
[7 empty] | 1213.1431 | 0
[7 empty] | 1213.1611 | 0
[7 empty] | 1213.1791 | 0
[7 empty] | 1213.1971 | 0
[7 empty] | 1213.2152 | 0
[7 empty] | 1213.2332 | 0
[7 empty] | 1213.2512 | 0
[7 empty] | 1213.2693 | 0
[7 empty] | 1213.2872 | 0
[7 empty] | 1213.3053 | 0
[7 empty] | 1213.3234 | 0
[7 empty] | 1213.3413 | 0
[7 empty] | 1213.3594 | 0
[7 empty] | 1213.3774 | 0
[7 empty] | 1213.3955 | 0
[7 empty] | 1213.4135 | 0
[7 empty] | 1213.4315 | 0
[7 empty] | 1213.4496 | 0
[7 empty] | 1213.4675 | 0
[7 empty] | 1213.4856 | 0
[7 empty] | 1213.5037 | 0
[7 empty] | 1213.5217 | 0
[7 empty] | 1213.5397 | 0
[7 empty] | 1213.5577 | 0
[7 empty] | 1213.5758 | 0
[7 empty] | 1213.5939 | 0
[7 empty] | 1213.6118 | 0
[7 empty] | 1213.6299 | 0
[7 empty] | 1213.6479 | 0
[7 empty] | 1213.666 | 0
[7 empty] | 1213.6841 | 0
[7 empty] | 1213.702 | 0
[7 empty] | 1213.7201 | 0
[7 empty] | 1213.7382 | 0
[7 empty] | 1213.7562 | 0
[7 empty] | 1213.7743 | 0
[7 empty] | 1213.7922 | 0
[7 empty] | 1213.8103 | 0
[7 empty] | 1213.8284 | 0
[7 empty] | 1213.8464 | 0
[7 empty] | 1213.8645 | 0
[7 empty] | 1213.8826 | 0
[7 empty] | 1213.9005 | 0
[7 empty] | 1213.9186 | 0
[7 empty] | 1213.9366 | 0
[7 empty] | 1213.9547 | 0
[7 empty] | 1213.9728 | 0
[7 empty] | 1213.9908 | 0
[7 empty] | 1214.0089 | 0
[7 empty] | 1214.0269 | 0
[7 empty] | 1214.0449 | 0
[7 empty] | 1214.063 | 0
[7 empty] | 1214.0811 | 0
[7 empty] | 1214.0991 | 0
[7 empty] | 1214.1172 | 0
[7 empty] | 1214.1353 | 0
[7 empty] | 1214.1533 | 0
[7 empty] | 1214.1714 | 0
[7 empty] | 1214.1893 | 0
[7 empty] | 1214.2074 | 0
[7 empty] | 1214.2255 | 0
[7 empty] | 1214.2435 | 0
[7 empty] | 1214.2616 | 0
[7 empty] | 1214.2797 | 0
[7 empty] | 1214.2977 | 0
[7 empty] | 1214.3158 | 0
[7 empty] | 1214.3339 | 0
[7 empty] | 1214.3519 | 0
[7 empty] | 1214.37 | 0
[7 empty] | 1214.3881 | 0
[7 empty] | 1214.4061 | 0
[7 empty] | 1214.4242 | 0
[7 empty] | 1214.4423 | 0
[7 empty] | 1214.4603 | 0
[7 empty] | 1214.4784 | 0
[7 empty] | 1214.4965 | 0
[7 empty] | 1214.5145 | 0
[7 empty] | 1214.5326 | 0
[7 empty] | 1214.5507 | 0
[7 empty] | 1214.5687 | 0
[7 empty] | 1214.5868 | 0
[7 empty] | 1214.6049 | 0
[7 empty] | 1214.6229 | 0
[7 empty] | 1214.641 | 0
[7 empty] | 1214.6591 | 0
[7 empty] | 1214.6771 | 0
[7 empty] | 1214.6952 | 0
[7 empty] | 1214.7133 | 0
[7 empty] | 1214.7313 | 0
[7 empty] | 1214.7494 | 0
[7 empty] | 1214.7675 | 0
[7 empty] | 1214.7855 | 0
[7 empty] | 1214.8036 | 0
[7 empty] | 1214.8217 | 0
[7 empty] | 1214.8397 | 0
[7 empty] | 1214.8578 | 0
[7 empty] | 1214.8759 | 0
[7 empty] | 1214.8939 | 0
[7 empty] | 1214.912 | 0
[7 empty] | 1214.9302 | 0
[7 empty] | 1214.9482 | 0
[7 empty] | 1214.9663 | 0
[7 empty] | 1214.9844 | 0
[7 empty] | 1215.0024 | 0
[7 empty] | 1215.0205 | 0
[7 empty] | 1215.0386 | 0
[7 empty] | 1215.0566 | 0
[7 empty] | 1215.0747 | 0
[7 empty] | 1215.0929 | 0
[7 empty] | 1215.111 | 0
[7 empty] | 1215.129 | 0
[7 empty] | 1215.1471 | 0
[7 empty] | 1215.1652 | 0
[7 empty] | 1215.1832 | 0
[7 empty] | 1215.2013 | 0
[7 empty] | 1215.2195 | 0
[7 empty] | 1215.2375 | 0
[7 empty] | 1215.2556 | 0
[7 empty] | 1215.2737 | 0
[7 empty] | 1215.2917 | 0
[7 empty] | 1215.3098 | 0
[7 empty] | 1215.328 | 0
[7 empty] | 1215.3461 | 0
[7 empty] | 1215.3641 | 0
[7 empty] | 1215.3822 | 0
[7 empty] | 1215.4003 | 0
[7 empty] | 1215.4185 | 0
[7 empty] | 1215.4365 | 0
[7 empty] | 1215.4546 | 0
[7 empty] | 1215.4727 | 0
[7 empty] | 1215.4908 | 0
[7 empty] | 1215.5089 | 0
[7 empty] | 1215.527 | 0
[7 empty] | 1215.545 | 0
[7 empty] | 1215.5631 | 0
[7 empty] | 1215.5813 | 0
[7 empty] | 1215.5994 | 0
[7 empty] | 1215.6174 | 0
[7 empty] | 1215.6356 | 0
[7 empty] | 1215.6537 | 0
[7 empty] | 1215.6718 | 0
[7 empty] | 1215.6898 | 0
[7 empty] | 1215.708 | 0
[7 empty] | 1215.7261 | 0
[7 empty] | 1215.7441 | 0
[7 empty] | 1215.7622 | 0
[7 empty] | 1215.7804 | 0
[7 empty] | 1215.7985 | 0
[7 empty] | 1215.8165 | 0
[7 empty] | 1215.8347 | 0
[7 empty] | 1215.8528 | 0
[7 empty] | 1215.8709 | 0
[7 empty] | 1215.889 | 0
[7 empty] | 1215.9071 | 0
[7 empty] | 1215.9252 | 0
[7 empty] | 1215.9434 | 0
[7 empty] | 1215.9614 | 0
[7 empty] | 1215.9795 | 0
[7 empty] | 1215.9977 | 0
[7 empty] | 1216.0157 | 0
[7 empty] | 1216.0338 | 0
[7 empty] | 1216.052 | 0
[7 empty] | 1216.0701 | 0
[7 empty] | 1216.0883 | 0
[7 empty] | 1216.1063 | 0
[7 empty] | 1216.1244 | 0
[7 empty] | 1216.1426 | 0
[7 empty] | 1216.1606 | 0
[7 empty] | 1216.1787 | 0
[7 empty] | 1216.1969 | 0
[7 empty] | 1216.215 | 0
[7 empty] | 1216.2332 | 0
[7 empty] | 1216.2512 | 0
[7 empty] | 1216.2693 | 0
[7 empty] | 1216.2875 | 0
[7 empty] | 1216.3055 | 0
[7 empty] | 1216.3237 | 0
[7 empty] | 1216.3418 | 0
[7 empty] | 1216.36 | 0
[7 empty] | 1216.3781 | 0
[7 empty] | 1216.3962 | 0
[7 empty] | 1216.4143 | 0
[7 empty] | 1216.4324 | 0
[7 empty] | 1216.4506 | 0
[7 empty] | 1216.4686 | 0
[7 empty] | 1216.4868 | 0
[7 empty] | 1216.5049 | 0
[7 empty] | 1216.5231 | 0
[7 empty] | 1216.5411 | 0
[7 empty] | 1216.5593 | 0
[7 empty] | 1216.5774 | 0
[7 empty] | 1216.5956 | 0
[7 empty] | 1216.6136 | 0
[7 empty] | 1216.6318 | 0
[7 empty] | 1216.6499 | 0
[7 empty] | 1216.6681 | 0
[7 empty] | 1216.6862 | 0
[7 empty] | 1216.7043 | 0
[7 empty] | 1216.7224 | 0
[7 empty] | 1216.7406 | 0
[7 empty] | 1216.7587 | 0
[7 empty] | 1216.7769 | 0
[7 empty] | 1216.795 | 0
[7 empty] | 1216.8131 | 0
[7 empty] | 1216.8313 | 0
[7 empty] | 1216.8494 | 0
[7 empty] | 1216.8676 | 0
[7 empty] | 1216.8856 | 0
[7 empty] | 1216.9038 | 0
[7 empty] | 1216.9219 | 0
[7 empty] | 1216.9401 | 0
[7 empty] | 1216.9583 | 0
[7 empty] | 1216.9763 | 0
[7 empty] | 1216.9945 | 0
[7 empty] | 1217.0126 | 0
[7 empty] | 1217.0308 | 0
[7 empty] | 1217.049 | 0
[7 empty] | 1217.067 | 0
[7 empty] | 1217.0852 | 0
[7 empty] | 1217.1033 | 0
[7 empty] | 1217.1215 | 0
[7 empty] | 1217.1396 | 0
[7 empty] | 1217.1577 | 0
[7 empty] | 1217.1759 | 0
[7 empty] | 1217.1941 | 0
[7 empty] | 1217.2122 | 0
[7 empty] | 1217.2303 | 0
[7 empty] | 1217.2485 | 0
[7 empty] | 1217.2666 | 0
[7 empty] | 1217.2848 | 0
[7 empty] | 1217.303 | 0
[7 empty] | 1217.321 | 0
[7 empty] | 1217.3392 | 0
[7 empty] | 1217.3574 | 0
[7 empty] | 1217.3755 | 0
[7 empty] | 1217.3937 | 0
[7 empty] | 1217.4119 | 0
[7 empty] | 1217.4299 | 0
[7 empty] | 1217.4481 | 0
[7 empty] | 1217.4663 | 0
[7 empty] | 1217.4845 | 0
[7 empty] | 1217.5026 | 0
[7 empty] | 1217.5208 | 0
[7 empty] | 1217.5389 | 0
[7 empty] | 1217.557 | 0
[7 empty] | 1217.5752 | 0
[7 empty] | 1217.5934 | 0
[7 empty] | 1217.6116 | 0
[7 empty] | 1217.6296 | 0
[7 empty] | 1217.6478 | 0
[7 empty] | 1217.666 | 0
[7 empty] | 1217.6842 | 0
[7 empty] | 1217.7023 | 0
[7 empty] | 1217.7205 | 0
[7 empty] | 1217.7386 | 0
[7 empty] | 1217.7568 | 0
[7 empty] | 1217.775 | 0
[7 empty] | 1217.7931 | 0
[7 empty] | 1217.8113 | 0
[7 empty] | 1217.8295 | 0
[7 empty] | 1217.8477 | 0
[7 empty] | 1217.8658 | 0
[7 empty] | 1217.8839 | 0
[7 empty] | 1217.9021 | 0
[7 empty] | 1217.9203 | 0
[7 empty] | 1217.9385 | 0
[7 empty] | 1217.9567 | 0
[7 empty] | 1217.9747 | 0
[7 empty] | 1217.9929 | 0
[7 empty] | 1218.0111 | 0
[7 empty] | 1218.0293 | 0
[7 empty] | 1218.0475 | 0
[7 empty] | 1218.0657 | 0
[7 empty] | 1218.0839 | 0
[7 empty] | 1218.1019 | 0
[7 empty] | 1218.1201 | 0
[7 empty] | 1218.1383 | 0
[7 empty] | 1218.1565 | 0
[7 empty] | 1218.1747 | 0
[7 empty] | 1218.1929 | 0
[7 empty] | 1218.2111 | 0
[7 empty] | 1218.2292 | 0
[7 empty] | 1218.2474 | 0
[7 empty] | 1218.2655 | 0
[7 empty] | 1218.2837 | 0
[7 empty] | 1218.3019 | 0
[7 empty] | 1218.3201 | 0
[7 empty] | 1218.3383 | 0
[7 empty] | 1218.3564 | 0
[7 empty] | 1218.3746 | 0
[7 empty] | 1218.3928 | 0
[7 empty] | 1218.411 | 0
[7 empty] | 1218.4292 | 0
[7 empty] | 1218.4474 | 0
[7 empty] | 1218.4656 | 0
[7 empty] | 1218.4838 | 0
[7 empty] | 1218.502 | 0
[7 empty] | 1218.5201 | 0
[7 empty] | 1218.5383 | 0
[7 empty] | 1218.5565 | 0
[7 empty] | 1218.5746 | 0
[7 empty] | 1218.5928 | 0
[7 empty] | 1218.611 | 0
[7 empty] | 1218.6291 | 0
[7 empty] | 1218.6473 | 0
[7 empty] | 1218.6655 | 0
[7 empty] | 1218.6837 | 0
[7 empty] | 1218.7019 | 0
[7 empty] | 1218.7201 | 0
[7 empty] | 1218.7384 | 0
[7 empty] | 1218.7566 | 0
[7 empty] | 1218.7748 | 0
[7 empty] | 1218.793 | 0
[7 empty] | 1218.8112 | 0
[7 empty] | 1218.8293 | 0
[7 empty] | 1218.8475 | 0
[7 empty] | 1218.8657 | 0
[7 empty] | 1218.8839 | 0
[7 empty] | 1218.9021 | 0
[7 empty] | 1218.9203 | 0
[7 empty] | 1218.9385 | 0
[7 empty] | 1218.9567 | 0
[7 empty] | 1218.9749 | 0
[7 empty] | 1218.993 | 0
[7 empty] | 1219.0112 | 0
[7 empty] | 1219.0294 | 0
[7 empty] | 1219.0477 | 0
[7 empty] | 1219.0659 | 0
[7 empty] | 1219.0841 | 0
[7 empty] | 1219.1023 | 0
[7 empty] | 1219.1205 | 0
[7 empty] | 1219.1387 | 0
[7 empty] | 1219.1569 | 0
[7 empty] | 1219.175 | 0
[7 empty] | 1219.1932 | 0
[7 empty] | 1219.2115 | 0
[7 empty] | 1219.2297 | 0
[7 empty] | 1219.2479 | 0
[7 empty] | 1219.2661 | 0
[7 empty] | 1219.2843 | 0
[7 empty] | 1219.3025 | 0
[7 empty] | 1219.3208 | 0
[7 empty] | 1219.339 | 0
[7 empty] | 1219.3572 | 0
[7 empty] | 1219.3754 | 0
[7 empty] | 1219.3936 | 0
[7 empty] | 1219.4117 | 0
[7 empty] | 1219.4301 | 0
[7 empty] | 1219.4482 | 0
[7 empty] | 1219.4664 | 0
[7 empty] | 1219.4846 | 0
[7 empty] | 1219.5028 | 0
[7 empty] | 1219.5211 | 0
[7 empty] | 1219.5393 | 0
[7 empty] | 1219.5575 | 0
[7 empty] | 1219.5757 | 0
[7 empty] | 1219.5939 | 0
[7 empty] | 1219.6122 | 0
[7 empty] | 1219.6304 | 0
[7 empty] | 1219.6486 | 0
[7 empty] | 1219.6667 | 0
[7 empty] | 1219.6851 | 0
[7 empty] | 1219.7032 | 0
[7 empty] | 1219.7214 | 0
[7 empty] | 1219.7396 | 0
[7 empty] | 1219.7579 | 0
[7 empty] | 1219.7761 | 0
[7 empty] | 1219.7943 | 0
[7 empty] | 1219.8126 | 0
[7 empty] | 1219.8308 | 0
[7 empty] | 1219.849 | 0
[7 empty] | 1219.8672 | 0
[7 empty] | 1219.8855 | 0
[7 empty] | 1219.9037 | 0
[7 empty] | 1219.9219 | 0
[7 empty] | 1219.9402 | 0
[7 empty] | 1219.9584 | 0
[7 empty] | 1219.9766 | 0
[7 empty] | 1219.9949 | 0
[7 empty] | 1220.0131 | 0
[7 empty] | 1220.0312 | 0
[7 empty] | 1220.0496 | 0
[7 empty] | 1220.0677 | 0
[7 empty] | 1220.0859 | 0
[7 empty] | 1220.1042 | 0
[7 empty] | 1220.1224 | 0
[7 empty] | 1220.1406 | 0
[7 empty] | 1220.1589 | 0
[7 empty] | 1220.1771 | 0
[7 empty] | 1220.1954 | 0
[7 empty] | 1220.2136 | 0
[7 empty] | 1220.2318 | 0
[7 empty] | 1220.2501 | 0
[7 empty] | 1220.2683 | 0
[7 empty] | 1220.2866 | 0
[7 empty] | 1220.3048 | 0
[7 empty] | 1220.323 | 0
[7 empty] | 1220.3413 | 0
[7 empty] | 1220.3595 | 0
[7 empty] | 1220.3778 | 0
[7 empty] | 1220.396 | 0
[7 empty] | 1220.4142 | 0
[7 empty] | 1220.4325 | 0
[7 empty] | 1220.4507 | 0
[7 empty] | 1220.469 | 0
[7 empty] | 1220.4872 | 0
[7 empty] | 1220.5055 | 0
[7 empty] | 1220.5237 | 0
[7 empty] | 1220.542 | 0
[7 empty] | 1220.5602 | 0
[7 empty] | 1220.5785 | 0
[7 empty] | 1220.5967 | 0
[7 empty] | 1220.6149 | 0
[7 empty] | 1220.6332 | 0
[7 empty] | 1220.6514 | 0
[7 empty] | 1220.6697 | 0
[7 empty] | 1220.6879 | 0
[7 empty] | 1220.7062 | 0
[7 empty] | 1220.7244 | 0
[7 empty] | 1220.7427 | 0
[7 empty] | 1220.7609 | 0
[7 empty] | 1220.7792 | 0
[7 empty] | 1220.7975 | 0
[7 empty] | 1220.8157 | 0
[7 empty] | 1220.834 | 0
[7 empty] | 1220.8522 | 0
[7 empty] | 1220.8705 | 0
[7 empty] | 1220.8887 | 0
[7 empty] | 1220.907 | 0
[7 empty] | 1220.9252 | 0
[7 empty] | 1220.9435 | 0
[7 empty] | 1220.9617 | 0
[7 empty] | 1220.98 | 0
[7 empty] | 1220.9983 | 0
[7 empty] | 1221.0165 | 0
[7 empty] | 1221.0348 | 0
[7 empty] | 1221.053 | 0
[7 empty] | 1221.0713 | 0
[7 empty] | 1221.0896 | 0
[7 empty] | 1221.1078 | 0
[7 empty] | 1221.1261 | 0
[7 empty] | 1221.1443 | 0
[7 empty] | 1221.1626 | 0
[7 empty] | 1221.1809 | 0
[7 empty] | 1221.1991 | 0
[7 empty] | 1221.2174 | 0
[7 empty] | 1221.2356 | 0
[7 empty] | 1221.2539 | 0
[7 empty] | 1221.2722 | 0
[7 empty] | 1221.2904 | 0
[7 empty] | 1221.3087 | 0
[7 empty] | 1221.327 | 0
[7 empty] | 1221.3452 | 0
[7 empty] | 1221.3635 | 0
[7 empty] | 1221.3818 | 0
[7 empty] | 1221.4 | 0
[7 empty] | 1221.4183 | 0
[7 empty] | 1221.4366 | 0
[7 empty] | 1221.4548 | 0
[7 empty] | 1221.4731 | 0
[7 empty] | 1221.4915 | 0
[7 empty] | 1221.5096 | 0
[7 empty] | 1221.528 | 0
[7 empty] | 1221.5463 | 0
[7 empty] | 1221.5646 | 0
[7 empty] | 1221.5828 | 0
[7 empty] | 1221.6011 | 0
[7 empty] | 1221.6194 | 0
[7 empty] | 1221.6376 | 0
[7 empty] | 1221.6559 | 0
[7 empty] | 1221.6742 | 0
[7 empty] | 1221.6925 | 0
[7 empty] | 1221.7107 | 0
[7 empty] | 1221.729 | 0
[7 empty] | 1221.7473 | 0
[7 empty] | 1221.7656 | 0
[7 empty] | 1221.7838 | 0
[7 empty] | 1221.8021 | 0
[7 empty] | 1221.8204 | 0
[7 empty] | 1221.8387 | 0
[7 empty] | 1221.8571 | 0
[7 empty] | 1221.8752 | 0
[7 empty] | 1221.8936 | 0
[7 empty] | 1221.9119 | 0
[7 empty] | 1221.9302 | 0
[7 empty] | 1221.9485 | 0
[7 empty] | 1221.9667 | 0
[7 empty] | 1221.985 | 0
[7 empty] | 1222.0033 | 0
[7 empty] | 1222.0216 | 0
[7 empty] | 1222.0399 | 0
[7 empty] | 1222.0582 | 0
[7 empty] | 1222.0764 | 0
[7 empty] | 1222.0947 | 0
[7 empty] | 1222.113 | 0
[7 empty] | 1222.1313 | 0
[7 empty] | 1222.1497 | 0
[7 empty] | 1222.168 | 0
[7 empty] | 1222.1862 | 0
[7 empty] | 1222.2045 | 0
[7 empty] | 1222.2228 | 0
[7 empty] | 1222.2411 | 0
[7 empty] | 1222.2594 | 0
[7 empty] | 1222.2777 | 0
[7 empty] | 1222.296 | 0
[7 empty] | 1222.3143 | 0
[7 empty] | 1222.3326 | 0
[7 empty] | 1222.3508 | 0
[7 empty] | 1222.3691 | 0
[7 empty] | 1222.3875 | 0
[7 empty] | 1222.4058 | 0
[7 empty] | 1222.4241 | 0
[7 empty] | 1222.4424 | 0
[7 empty] | 1222.4607 | 0
[7 empty] | 1222.479 | 0
[7 empty] | 1222.4973 | 0
[7 empty] | 1222.5156 | 0
[7 empty] | 1222.5339 | 0
[7 empty] | 1222.5522 | 0
[7 empty] | 1222.5706 | 0
[7 empty] | 1222.5889 | 0
[7 empty] | 1222.6072 | 0
[7 empty] | 1222.6255 | 0
[7 empty] | 1222.6438 | 0
[7 empty] | 1222.6621 | 0
[7 empty] | 1222.6804 | 0
[7 empty] | 1222.6987 | 0
[7 empty] | 1222.717 | 0
[7 empty] | 1222.7354 | 0
[7 empty] | 1222.7537 | 0
[7 empty] | 1222.772 | 0
[7 empty] | 1222.7903 | 0
[7 empty] | 1222.8086 | 0
[7 empty] | 1222.8269 | 0
[7 empty] | 1222.8452 | 0
[7 empty] | 1222.8635 | 0
[7 empty] | 1222.8818 | 0
[7 empty] | 1222.9001 | 0
[7 empty] | 1222.9185 | 0
[7 empty] | 1222.9368 | 0
[7 empty] | 1222.9551 | 0
[7 empty] | 1222.9734 | 0
[7 empty] | 1222.9917 | 0
[7 empty] | 1223.01 | 0
[7 empty] | 1223.0283 | 0
[7 empty] | 1223.0466 | 0
[7 empty] | 1223.0649 | 0
[7 empty] | 1223.0833 | 0
[7 empty] | 1223.1016 | 0
[7 empty] | 1223.12 | 0
[7 empty] | 1223.1383 | 0
[7 empty] | 1223.1566 | 0
[7 empty] | 1223.1749 | 0
[7 empty] | 1223.1932 | 0
[7 empty] | 1223.2115 | 0
[7 empty] | 1223.2299 | 0
[7 empty] | 1223.2482 | 0
[7 empty] | 1223.2665 | 0
[7 empty] | 1223.2849 | 0
[7 empty] | 1223.3032 | 0
[7 empty] | 1223.3215 | 0
[7 empty] | 1223.3398 | 0
[7 empty] | 1223.3582 | 0
[7 empty] | 1223.3765 | 0
[7 empty] | 1223.3948 | 0
[7 empty] | 1223.4132 | 0
[7 empty] | 1223.4315 | 0
[7 empty] | 1223.4498 | 0
[7 empty] | 1223.4681 | 0
[7 empty] | 1223.4865 | 0
[7 empty] | 1223.5049 | 0
[7 empty] | 1223.5232 | 0
[7 empty] | 1223.5415 | 0
[7 empty] | 1223.5598 | 0
[7 empty] | 1223.5781 | 0
[7 empty] | 1223.5966 | 0
[7 empty] | 1223.6149 | 0
[7 empty] | 1223.6332 | 0
[7 empty] | 1223.6515 | 0
[7 empty] | 1223.6698 | 0
[7 empty] | 1223.6882 | 0
[7 empty] | 1223.7065 | 0
[7 empty] | 1223.7249 | 0
[7 empty] | 1223.7432 | 0
[7 empty] | 1223.7616 | 0
[7 empty] | 1223.7799 | 0
[7 empty] | 1223.7982 | 0
[7 empty] | 1223.8165 | 0
[7 empty] | 1223.835 | 0
[7 empty] | 1223.8533 | 0
[7 empty] | 1223.8716 | 0
[7 empty] | 1223.89 | 0
[7 empty] | 1223.9083 | 0
[7 empty] | 1223.9266 | 0
[7 empty] | 1223.9449 | 0
[7 empty] | 1223.9634 | 0
[7 empty] | 1223.9817 | 0
[7 empty] | 1224 | 0
[7 empty] | 1224.0184 | 0
[7 empty] | 1224.0367 | 0
[7 empty] | 1224.0551 | 0
[7 empty] | 1224.0735 | 0
[7 empty] | 1224.0918 | 0
[7 empty] | 1224.1101 | 0
[7 empty] | 1224.1285 | 0
[7 empty] | 1224.1469 | 0
[7 empty] | 1224.1652 | 0
[7 empty] | 1224.1836 | 0
[7 empty] | 1224.2019 | 0
[7 empty] | 1224.2202 | 0
[7 empty] | 1224.2386 | 0
[7 empty] | 1224.257 | 0
[7 empty] | 1224.2754 | 0
[7 empty] | 1224.2937 | 0
[7 empty] | 1224.312 | 0
[7 empty] | 1224.3304 | 0
[7 empty] | 1224.3488 | 0
[7 empty] | 1224.3671 | 0
[7 empty] | 1224.3855 | 0
[7 empty] | 1224.4038 | 0
[7 empty] | 1224.4222 | 0
[7 empty] | 1224.4406 | 0
[7 empty] | 1224.459 | 0
[7 empty] | 1224.4773 | 0
[7 empty] | 1224.4956 | 0
[7 empty] | 1224.514 | 0
[7 empty] | 1224.5323 | 0
[7 empty] | 1224.5508 | 0
[7 empty] | 1224.5691 | 0
[7 empty] | 1224.5875 | 0
[7 empty] | 1224.6058 | 0
[7 empty] | 1224.6243 | 0
[7 empty] | 1224.6426 | 0
[7 empty] | 1224.6609 | 0
[7 empty] | 1224.6793 | 0
[7 empty] | 1224.6976 | 0
[7 empty] | 1224.7161 | 0
[7 empty] | 1224.7344 | 0
[7 empty] | 1224.7528 | 0
[7 empty] | 1224.7711 | 0
[7 empty] | 1224.7896 | 0
[7 empty] | 1224.8079 | 0
[7 empty] | 1224.8263 | 0
[7 empty] | 1224.8446 | 0
[7 empty] | 1224.863 | 0
[7 empty] | 1224.8815 | 0
[7 empty] | 1224.8998 | 0
[7 empty] | 1224.9182 | 0
[7 empty] | 1224.9365 | 0
[7 empty] | 1224.955 | 0
[7 empty] | 1224.9733 | 0
[7 empty] | 1224.9917 | 0
[7 empty] | 1225.01 | 0
[7 empty] | 1225.0284 | 0
[7 empty] | 1225.0468 | 0
[7 empty] | 1225.0652 | 0
[7 empty] | 1225.0836 | 0
[7 empty] | 1225.1019 | 0
[7 empty] | 1225.1204 | 0
[7 empty] | 1225.1387 | 0
[7 empty] | 1225.1571 | 0
[7 empty] | 1225.1755 | 0
[7 empty] | 1225.1938 | 0
[7 empty] | 1225.2123 | 0
[7 empty] | 1225.2306 | 0
[7 empty] | 1225.249 | 0
[7 empty] | 1225.2675 | 0
[7 empty] | 1225.2858 | 0
[7 empty] | 1225.3042 | 0
[7 empty] | 1225.3226 | 0
[7 empty] | 1225.3409 | 0
[7 empty] | 1225.3594 | 0
[7 empty] | 1225.3777 | 0
[7 empty] | 1225.3961 | 0
[7 empty] | 1225.4146 | 0
[7 empty] | 1225.4329 | 0
[7 empty] | 1225.4513 | 0
[7 empty] | 1225.4697 | 0
[7 empty] | 1225.488 | 0
[7 empty] | 1225.5065 | 0
[7 empty] | 1225.5249 | 0
[7 empty] | 1225.5432 | 0
[7 empty] | 1225.5616 | 0
[7 empty] | 1225.5801 | 0
[7 empty] | 1225.5985 | 0
[7 empty] | 1225.6168 | 0
[7 empty] | 1225.6353 | 0
[7 empty] | 1225.6537 | 0
[7 empty] | 1225.672 | 0
[7 empty] | 1225.6904 | 0
[7 empty] | 1225.7089 | 0
[7 empty] | 1225.7273 | 0
[7 empty] | 1225.7456 | 0
[7 empty] | 1225.764 | 0
[7 empty] | 1225.7825 | 0
[7 empty] | 1225.8009 | 0
[7 empty] | 1225.8192 | 0
[7 empty] | 1225.8376 | 0
[7 empty] | 1225.8561 | 0
[7 empty] | 1225.8745 | 0
[7 empty] | 1225.8928 | 0
[7 empty] | 1225.9113 | 0
[7 empty] | 1225.9297 | 0
[7 empty] | 1225.9481 | 0
[7 empty] | 1225.9666 | 0
[7 empty] | 1225.9849 | 0
[7 empty] | 1226.0033 | 0
[7 empty] | 1226.0217 | 0
[7 empty] | 1226.0402 | 0
[7 empty] | 1226.0586 | 0
[7 empty] | 1226.0769 | 0
[7 empty] | 1226.0953 | 0
[7 empty] | 1226.1138 | 0
[7 empty] | 1226.1322 | 0
[7 empty] | 1226.1506 | 0
[7 empty] | 1226.1691 | 0
[7 empty] | 1226.1874 | 0
[7 empty] | 1226.2058 | 0
[7 empty] | 1226.2242 | 0
[7 empty] | 1226.2427 | 0
[7 empty] | 1226.2611 | 0
[7 empty] | 1226.2795 | 0
[7 empty] | 1226.298 | 0
[7 empty] | 1226.3164 | 0
[7 empty] | 1226.3347 | 0
[7 empty] | 1226.3531 | 0
[7 empty] | 1226.3716 | 0
[7 empty] | 1226.39 | 0
[7 empty] | 1226.4084 | 0
[7 empty] | 1226.4269 | 0
[7 empty] | 1226.4453 | 0
[7 empty] | 1226.4637 | 0
[7 empty] | 1226.4822 | 0
[7 empty] | 1226.5006 | 0
[7 empty] | 1226.5189 | 0
[7 empty] | 1226.5374 | 0
[7 empty] | 1226.5558 | 0
[7 empty] | 1226.5742 | 0
[7 empty] | 1226.5927 | 0
[7 empty] | 1226.6111 | 0
[7 empty] | 1226.6295 | 0
[7 empty] | 1226.6479 | 0
[7 empty] | 1226.6664 | 0
[7 empty] | 1226.6848 | 0
[7 empty] | 1226.7032 | 0
[7 empty] | 1226.7217 | 0
[7 empty] | 1226.7401 | 0
[7 empty] | 1226.7585 | 0
[7 empty] | 1226.777 | 0
[7 empty] | 1226.7954 | 0
[7 empty] | 1226.8138 | 0
[7 empty] | 1226.8323 | 0
[7 empty] | 1226.8507 | 0
[7 empty] | 1226.8691 | 0
[7 empty] | 1226.8876 | 0
[7 empty] | 1226.906 | 0
[7 empty] | 1226.9244 | 0
[7 empty] | 1226.9429 | 0
[7 empty] | 1226.9613 | 0
[7 empty] | 1226.9797 | 0
[7 empty] | 1226.9982 | 0
[7 empty] | 1227.0166 | 0
[7 empty] | 1227.035 | 0
[7 empty] | 1227.0535 | 0
[7 empty] | 1227.0719 | 0
[7 empty] | 1227.0905 | 0
[7 empty] | 1227.1089 | 0
[7 empty] | 1227.1273 | 0
[7 empty] | 1227.1458 | 0
[7 empty] | 1227.1642 | 0
[7 empty] | 1227.1826 | 0
[7 empty] | 1227.2011 | 0
[7 empty] | 1227.2195 | 0
[7 empty] | 1227.2379 | 0
[7 empty] | 1227.2563 | 0
[7 empty] | 1227.2748 | 0
[7 empty] | 1227.2933 | 0
[7 empty] | 1227.3118 | 0
[7 empty] | 1227.3302 | 0
[7 empty] | 1227.3486 | 0
[7 empty] | 1227.3671 | 0
[7 empty] | 1227.3855 | 0
[7 empty] | 1227.4039 | 0
[7 empty] | 1227.4225 | 0
[7 empty] | 1227.4409 | 0
[7 empty] | 1227.4594 | 0
[7 empty] | 1227.4778 | 0
[7 empty] | 1227.4962 | 0
[7 empty] | 1227.5146 | 0
[7 empty] | 1227.5332 | 0
[7 empty] | 1227.5516 | 0
[7 empty] | 1227.5701 | 0
[7 empty] | 1227.5885 | 0
[7 empty] | 1227.6069 | 0
[7 empty] | 1227.6255 | 0
[7 empty] | 1227.6439 | 0
[7 empty] | 1227.6624 | 0
[7 empty] | 1227.6808 | 0
[7 empty] | 1227.6992 | 0
[7 empty] | 1227.7178 | 0
[7 empty] | 1227.7362 | 0
[7 empty] | 1227.7546 | 0
[7 empty] | 1227.7731 | 0
[7 empty] | 1227.7916 | 0
[7 empty] | 1227.8101 | 0
[7 empty] | 1227.8285 | 0
[7 empty] | 1227.8469 | 0
[7 empty] | 1227.8655 | 0
[7 empty] | 1227.8839 | 0
[7 empty] | 1227.9023 | 0
[7 empty] | 1227.9208 | 0
[7 empty] | 1227.9393 | 0
[7 empty] | 1227.9578 | 0
[7 empty] | 1227.9762 | 0
[7 empty] | 1227.9948 | 0
[7 empty] | 1228.0132 | 0
[7 empty] | 1228.0316 | 0
[7 empty] | 1228.05 | 0
[7 empty] | 1228.0686 | 0
[7 empty] | 1228.087 | 0
[7 empty] | 1228.1055 | 0
[7 empty] | 1228.124 | 0
[7 empty] | 1228.1425 | 0
[7 empty] | 1228.1609 | 0
[7 empty] | 1228.1794 | 0
[7 empty] | 1228.1979 | 0
[7 empty] | 1228.2163 | 0
[7 empty] | 1228.2349 | 0
[7 empty] | 1228.2533 | 0
[7 empty] | 1228.2717 | 0
[7 empty] | 1228.2903 | 0
[7 empty] | 1228.3087 | 0
[7 empty] | 1228.3273 | 0
[7 empty] | 1228.3457 | 0
[7 empty] | 1228.3641 | 0
[7 empty] | 1228.3827 | 0
[7 empty] | 1228.4011 | 0
[7 empty] | 1228.4197 | 0
[7 empty] | 1228.4381 | 0
[7 empty] | 1228.4565 | 0
[7 empty] | 1228.4751 | 0
[7 empty] | 1228.4935 | 0
[7 empty] | 1228.5121 | 0
[7 empty] | 1228.5305 | 0
[7 empty] | 1228.549 | 0
[7 empty] | 1228.5675 | 0
[7 empty] | 1228.5859 | 0
[7 empty] | 1228.6045 | 0
[7 empty] | 1228.6229 | 0
[7 empty] | 1228.6415 | 0
[7 empty] | 1228.6599 | 0
[7 empty] | 1228.6785 | 0
[7 empty] | 1228.6969 | 0
[7 empty] | 1228.7153 | 0
[7 empty] | 1228.7339 | 0
[7 empty] | 1228.7523 | 0
[7 empty] | 1228.7709 | 0
[7 empty] | 1228.7893 | 0
[7 empty] | 1228.8079 | 0
[7 empty] | 1228.8263 | 0
[7 empty] | 1228.8448 | 0
[7 empty] | 1228.8633 | 0
[7 empty] | 1228.8818 | 0
[7 empty] | 1228.9003 | 0
[7 empty] | 1228.9188 | 0
[7 empty] | 1228.9373 | 0
[7 empty] | 1228.9558 | 0
[7 empty] | 1228.9744 | 0
[7 empty] | 1228.9928 | 0
[7 empty] | 1229.0114 | 0
[7 empty] | 1229.0298 | 0
[7 empty] | 1229.0483 | 0
[7 empty] | 1229.0668 | 0
[7 empty] | 1229.0853 | 0
[7 empty] | 1229.1038 | 0
[7 empty] | 1229.1223 | 0
[7 empty] | 1229.1409 | 0
[7 empty] | 1229.1593 | 0
[7 empty] | 1229.1779 | 0
[7 empty] | 1229.1963 | 0
[7 empty] | 1229.2148 | 0
[7 empty] | 1229.2334 | 0
[7 empty] | 1229.2518 | 0
[7 empty] | 1229.2704 | 0
[7 empty] | 1229.2888 | 0
[7 empty] | 1229.3074 | 0
[7 empty] | 1229.3259 | 0
[7 empty] | 1229.3444 | 0
[7 empty] | 1229.3629 | 0
[7 empty] | 1229.3813 | 0
[7 empty] | 1229.3999 | 0
[7 empty] | 1229.4185 | 0
[7 empty] | 1229.4369 | 0
[7 empty] | 1229.4554 | 0
[7 empty] | 1229.474 | 0
[7 empty] | 1229.4924 | 0
[7 empty] | 1229.511 | 0
[7 empty] | 1229.5295 | 0
[7 empty] | 1229.548 | 0
[7 empty] | 1229.5665 | 0
[7 empty] | 1229.5851 | 0
[7 empty] | 1229.6035 | 0
[7 empty] | 1229.6221 | 0
[7 empty] | 1229.6406 | 0
[7 empty] | 1229.6592 | 0
[7 empty] | 1229.6776 | 0
[7 empty] | 1229.6962 | 0
[7 empty] | 1229.7147 | 0
[7 empty] | 1229.7332 | 0
[7 empty] | 1229.7517 | 0
[7 empty] | 1229.7703 | 0
[7 empty] | 1229.7888 | 0
[7 empty] | 1229.8073 | 0
[7 empty] | 1229.8258 | 0
[7 empty] | 1229.8444 | 0
[7 empty] | 1229.8629 | 0
[7 empty] | 1229.8813 | 0
[7 empty] | 1229.8999 | 0
[7 empty] | 1229.9185 | 0
[7 empty] | 1229.937 | 0
[7 empty] | 1229.9554 | 0
[7 empty] | 1229.974 | 0
[7 empty] | 1229.9926 | 0
[7 empty] | 1230.0111 | 0
[7 empty] | 1230.0297 | 0
[7 empty] | 1230.0481 | 0
[7 empty] | 1230.0666 | 0
[7 empty] | 1230.0852 | 0
[7 empty] | 1230.1038 | 0
[7 empty] | 1230.1223 | 0
[7 empty] | 1230.1407 | 0
[7 empty] | 1230.1593 | 0
[7 empty] | 1230.1779 | 0
[7 empty] | 1230.1964 | 0
[7 empty] | 1230.215 | 0
[7 empty] | 1230.2335 | 0
[7 empty] | 1230.252 | 0
[7 empty] | 1230.2705 | 0
[7 empty] | 1230.2891 | 0
[7 empty] | 1230.3076 | 0
[7 empty] | 1230.3262 | 0
[7 empty] | 1230.3447 | 0
[7 empty] | 1230.3633 | 0
[7 empty] | 1230.3818 | 0
[7 empty] | 1230.4003 | 0
[7 empty] | 1230.4188 | 0
[7 empty] | 1230.4374 | 0
[7 empty] | 1230.4559 | 0
[7 empty] | 1230.4745 | 0
[7 empty] | 1230.493 | 0
[7 empty] | 1230.5116 | 0
[7 empty] | 1230.5302 | 0
[7 empty] | 1230.5487 | 0
[7 empty] | 1230.5673 | 0
[7 empty] | 1230.5858 | 0
[7 empty] | 1230.6042 | 0
[7 empty] | 1230.6228 | 0
[7 empty] | 1230.6414 | 0
[7 empty] | 1230.6599 | 0
[7 empty] | 1230.6785 | 0
[7 empty] | 1230.697 | 0
[7 empty] | 1230.7156 | 0
[7 empty] | 1230.7341 | 0
[7 empty] | 1230.7527 | 0
[7 empty] | 1230.7712 | 0
[7 empty] | 1230.7898 | 0
[7 empty] | 1230.8084 | 0
[7 empty] | 1230.8269 | 0
[7 empty] | 1230.8455 | 0
[7 empty] | 1230.864 | 0
[7 empty] | 1230.8826 | 0
[7 empty] | 1230.9011 | 0
[7 empty] | 1230.9197 | 0
[7 empty] | 1230.9382 | 0
[7 empty] | 1230.9568 | 0
[7 empty] | 1230.9753 | 0
[7 empty] | 1230.9939 | 0
[7 empty] | 1231.0125 | 0
[7 empty] | 1231.031 | 0
[7 empty] | 1231.0496 | 0
[7 empty] | 1231.0681 | 0
[7 empty] | 1231.0867 | 0
[7 empty] | 1231.1052 | 0
[7 empty] | 1231.1239 | 0
[7 empty] | 1231.1425 | 0
[7 empty] | 1231.161 | 0
[7 empty] | 1231.1796 | 0
[7 empty] | 1231.1981 | 0
[7 empty] | 1231.2167 | 0
[7 empty] | 1231.2352 | 0
[7 empty] | 1231.2538 | 0
[7 empty] | 1231.2723 | 0
[7 empty] | 1231.2909 | 0
[7 empty] | 1231.3094 | 0
[7 empty] | 1231.3281 | 0
[7 empty] | 1231.3467 | 0
[7 empty] | 1231.3652 | 0
[7 empty] | 1231.3838 | 0
[7 empty] | 1231.4023 | 0
[7 empty] | 1231.4209 | 0
[7 empty] | 1231.4395 | 0
[7 empty] | 1231.458 | 0
[7 empty] | 1231.4767 | 0
[7 empty] | 1231.4952 | 0
[7 empty] | 1231.5138 | 0
[7 empty] | 1231.5323 | 0
[7 empty] | 1231.5509 | 0
[7 empty] | 1231.5695 | 0
[7 empty] | 1231.5881 | 0
[7 empty] | 1231.6067 | 0
[7 empty] | 1231.6252 | 0
[7 empty] | 1231.6438 | 0
[7 empty] | 1231.6624 | 0
[7 empty] | 1231.681 | 0
[7 empty] | 1231.6996 | 0
[7 empty] | 1231.7181 | 0
[7 empty] | 1231.7367 | 0
[7 empty] | 1231.7552 | 0
[7 empty] | 1231.7739 | 0
[7 empty] | 1231.7925 | 0
[7 empty] | 1231.811 | 0
[7 empty] | 1231.8296 | 0
[7 empty] | 1231.8483 | 0
[7 empty] | 1231.8668 | 0
[7 empty] | 1231.8854 | 0
[7 empty] | 1231.9039 | 0
[7 empty] | 1231.9226 | 0
[7 empty] | 1231.9412 | 0
[7 empty] | 1231.9597 | 0
[7 empty] | 1231.9783 | 0
[7 empty] | 1231.9969 | 0
[7 empty] | 1232.0155 | 0
[7 empty] | 1232.0341 | 0
[7 empty] | 1232.0527 | 0
[7 empty] | 1232.0713 | 0
[7 empty] | 1232.0898 | 0
[7 empty] | 1232.1085 | 0
[7 empty] | 1232.1271 | 0
[7 empty] | 1232.1456 | 0
[7 empty] | 1232.1642 | 0
[7 empty] | 1232.1829 | 0
[7 empty] | 1232.2014 | 0
[7 empty] | 1232.22 | 0
[7 empty] | 1232.2386 | 0
[7 empty] | 1232.2572 | 0
[7 empty] | 1232.2759 | 0
[7 empty] | 1232.2944 | 0
[7 empty] | 1232.313 | 0
[7 empty] | 1232.3317 | 0
[7 empty] | 1232.3502 | 0
[7 empty] | 1232.3688 | 0
[7 empty] | 1232.3875 | 0
[7 empty] | 1232.406 | 0
[7 empty] | 1232.4246 | 0
[7 empty] | 1232.4432 | 0
[7 empty] | 1232.4618 | 0
[7 empty] | 1232.4805 | 0
[7 empty] | 1232.499 | 0
[7 empty] | 1232.5176 | 0
[7 empty] | 1232.5363 | 0
[7 empty] | 1232.5548 | 0
[7 empty] | 1232.5735 | 0
[7 empty] | 1232.592 | 0
[7 empty] | 1232.6107 | 0
[7 empty] | 1232.6293 | 0
[7 empty] | 1232.6478 | 0
[7 empty] | 1232.6665 | 0
[7 empty] | 1232.6851 | 0
[7 empty] | 1232.7037 | 0
[7 empty] | 1232.7223 | 0
[7 empty] | 1232.741 | 0
[7 empty] | 1232.7595 | 0
[7 empty] | 1232.7782 | 0
[7 empty] | 1232.7968 | 0
[7 empty] | 1232.8154 | 0
[7 empty] | 1232.834 | 0
[7 empty] | 1232.8527 | 0
[7 empty] | 1232.8712 | 0
[7 empty] | 1232.8899 | 0
[7 empty] | 1232.9084 | 0
[7 empty] | 1232.9271 | 0
[7 empty] | 1232.9457 | 0
[7 empty] | 1232.9644 | 0
[7 empty] | 1232.9829 | 0
[7 empty] | 1233.0016 | 0
[7 empty] | 1233.0201 | 0
[7 empty] | 1233.0388 | 0
[7 empty] | 1233.0574 | 0
[7 empty] | 1233.0761 | 0
[7 empty] | 1233.0946 | 0
[7 empty] | 1233.1133 | 0
[7 empty] | 1233.132 | 0
[7 empty] | 1233.1505 | 0
[7 empty] | 1233.1692 | 0
[7 empty] | 1233.1877 | 0
[7 empty] | 1233.2064 | 0
[7 empty] | 1233.225 | 0
[7 empty] | 1233.2437 | 0
[7 empty] | 1233.2623 | 0
[7 empty] | 1233.2809 | 0
[7 empty] | 1233.2996 | 0
[7 empty] | 1233.3181 | 0
[7 empty] | 1233.3368 | 0
[7 empty] | 1233.3555 | 0
[7 empty] | 1233.374 | 0
[7 empty] | 1233.3927 | 0
[7 empty] | 1233.4114 | 0
[7 empty] | 1233.4299 | 0
[7 empty] | 1233.4486 | 0
[7 empty] | 1233.4672 | 0
[7 empty] | 1233.4858 | 0
[7 empty] | 1233.5045 | 0
[7 empty] | 1233.5231 | 0
[7 empty] | 1233.5417 | 0
[7 empty] | 1233.5604 | 0
[7 empty] | 1233.579 | 0
[7 empty] | 1233.5977 | 0
[7 empty] | 1233.6163 | 0
[7 empty] | 1233.6349 | 0
[7 empty] | 1233.6536 | 0
[7 empty] | 1233.6722 | 0
[7 empty] | 1233.6909 | 0
[7 empty] | 1233.7095 | 0
[7 empty] | 1233.7281 | 0
[7 empty] | 1233.7468 | 0
[7 empty] | 1233.7654 | 0
[7 empty] | 1233.7841 | 0
[7 empty] | 1233.8027 | 0
[7 empty] | 1233.8214 | 0
[7 empty] | 1233.84 | 0
[7 empty] | 1233.8586 | 0
[7 empty] | 1233.8773 | 0
[7 empty] | 1233.896 | 0
[7 empty] | 1233.9146 | 0
[7 empty] | 1233.9332 | 0
[7 empty] | 1233.9519 | 0
[7 empty] | 1233.9706 | 0
[7 empty] | 1233.9891 | 0
[7 empty] | 1234.0078 | 0
[7 empty] | 1234.0265 | 0
[7 empty] | 1234.0452 | 0
[7 empty] | 1234.0637 | 0
[7 empty] | 1234.0824 | 0
[7 empty] | 1234.1011 | 0
[7 empty] | 1234.1198 | 0
[7 empty] | 1234.1384 | 0
[7 empty] | 1234.1571 | 0
[7 empty] | 1234.1757 | 0
[7 empty] | 1234.1943 | 0
[7 empty] | 1234.213 | 0
[7 empty] | 1234.2317 | 0
[7 empty] | 1234.2504 | 0
[7 empty] | 1234.269 | 0
[7 empty] | 1234.2876 | 0
[7 empty] | 1234.3063 | 0
[7 empty] | 1234.325 | 0
[7 empty] | 1234.3436 | 0
[7 empty] | 1234.3623 | 0
[7 empty] | 1234.381 | 0
[7 empty] | 1234.3997 | 0
[7 empty] | 1234.4182 | 0
[7 empty] | 1234.4369 | 0
[7 empty] | 1234.4556 | 0
[7 empty] | 1234.4742 | 0
[7 empty] | 1234.4929 | 0
[7 empty] | 1234.5116 | 0
[7 empty] | 1234.5303 | 0
[7 empty] | 1234.549 | 0
[7 empty] | 1234.5676 | 0
[7 empty] | 1234.5863 | 0
[7 empty] | 1234.6049 | 0
[7 empty] | 1234.6235 | 0
[7 empty] | 1234.6422 | 0
[7 empty] | 1234.6609 | 0
[7 empty] | 1234.6796 | 0
[7 empty] | 1234.6982 | 0
[7 empty] | 1234.7169 | 0
[7 empty] | 1234.7356 | 0
[7 empty] | 1234.7543 | 0
[7 empty] | 1234.7729 | 0
[7 empty] | 1234.7916 | 0
[7 empty] | 1234.8103 | 0
[7 empty] | 1234.829 | 0
[7 empty] | 1234.8477 | 0
[7 empty] | 1234.8663 | 0
[7 empty] | 1234.885 | 0
[7 empty] | 1234.9037 | 0
[7 empty] | 1234.9224 | 0
[7 empty] | 1234.941 | 0
[7 empty] | 1234.9597 | 0
[7 empty] | 1234.9784 | 0
[7 empty] | 1234.9971 | 0
[7 empty] | 1235.0157 | 0
[7 empty] | 1235.0344 | 0
[7 empty] | 1235.0531 | 0
[7 empty] | 1235.0718 | 0
[7 empty] | 1235.0905 | 0
[7 empty] | 1235.1091 | 0
[7 empty] | 1235.1278 | 0
[7 empty] | 1235.1465 | 0
[7 empty] | 1235.1652 | 0
[7 empty] | 1235.1838 | 0
[7 empty] | 1235.2026 | 0
[7 empty] | 1235.2213 | 0
[7 empty] | 1235.24 | 0
[7 empty] | 1235.2587 | 0
[7 empty] | 1235.2773 | 0
[7 empty] | 1235.296 | 0
[7 empty] | 1235.3147 | 0
[7 empty] | 1235.3334 | 0
[7 empty] | 1235.3521 | 0
[7 empty] | 1235.3707 | 0
[7 empty] | 1235.3895 | 0
[7 empty] | 1235.4082 | 0
[7 empty] | 1235.4269 | 0
[7 empty] | 1235.4456 | 0
[7 empty] | 1235.4642 | 0
[7 empty] | 1235.4829 | 0
[7 empty] | 1235.5016 | 0
[7 empty] | 1235.5203 | 0
[7 empty] | 1235.5391 | 0
[7 empty] | 1235.5577 | 0
[7 empty] | 1235.5764 | 0
[7 empty] | 1235.5951 | 0
[7 empty] | 1235.6138 | 0
[7 empty] | 1235.6326 | 0
[7 empty] | 1235.6512 | 0
[7 empty] | 1235.6699 | 0
[7 empty] | 1235.6886 | 0
[7 empty] | 1235.7073 | 0
[7 empty] | 1235.726 | 0
[7 empty] | 1235.7448 | 0
[7 empty] | 1235.7634 | 0
[7 empty] | 1235.7821 | 0
[7 empty] | 1235.8008 | 0
[7 empty] | 1235.8196 | 0
[7 empty] | 1235.8383 | 0
[7 empty] | 1235.8569 | 0
[7 empty] | 1235.8756 | 0
[7 empty] | 1235.8944 | 0
[7 empty] | 1235.9131 | 0
[7 empty] | 1235.9318 | 0
[7 empty] | 1235.9504 | 0
[7 empty] | 1235.9692 | 0
[7 empty] | 1235.9879 | 0
[7 empty] | 1236.0066 | 0
[7 empty] | 1236.0253 | 0
[7 empty] | 1236.0441 | 0
[7 empty] | 1236.0627 | 0
[7 empty] | 1236.0814 | 0
[7 empty] | 1236.1002 | 0
[7 empty] | 1236.1189 | 0
[7 empty] | 1236.1376 | 0
[7 empty] | 1236.1562 | 0
[7 empty] | 1236.175 | 0
[7 empty] | 1236.1937 | 0
[7 empty] | 1236.2124 | 0
[7 empty] | 1236.2312 | 0
[7 empty] | 1236.2499 | 0
[7 empty] | 1236.2686 | 0
[7 empty] | 1236.2874 | 0
[7 empty] | 1236.306 | 0
[7 empty] | 1236.3247 | 0
[7 empty] | 1236.3435 | 0
[7 empty] | 1236.3622 | 0
[7 empty] | 1236.381 | 0
[7 empty] | 1236.3997 | 0
[7 empty] | 1236.4183 | 0
[7 empty] | 1236.4371 | 0
[7 empty] | 1236.4558 | 0
[7 empty] | 1236.4745 | 0
[7 empty] | 1236.4933 | 0
[7 empty] | 1236.512 | 0
[7 empty] | 1236.5308 | 0
[7 empty] | 1236.5494 | 0
[7 empty] | 1236.5681 | 0
[7 empty] | 1236.5869 | 0
[7 empty] | 1236.6056 | 0
[7 empty] | 1236.6244 | 0
[7 empty] | 1236.6431 | 0
[7 empty] | 1236.6619 | 0
[7 empty] | 1236.6805 | 0
[7 empty] | 1236.6992 | 0
[7 empty] | 1236.718 | 0
[7 empty] | 1236.7367 | 0
[7 empty] | 1236.7555 | 0
[7 empty] | 1236.7742 | 0
[7 empty] | 1236.793 | 0
[7 empty] | 1236.8116 | 0
[7 empty] | 1236.8304 | 0
[7 empty] | 1236.8491 | 0
[7 empty] | 1236.8679 | 0
[7 empty] | 1236.8866 | 0
[7 empty] | 1236.9054 | 0
[7 empty] | 1236.9241 | 0
[7 empty] | 1236.9429 | 0
[7 empty] | 1236.9615 | 0
[7 empty] | 1236.9803 | 0
[7 empty] | 1236.999 | 0
[7 empty] | 1237.0178 | 0
[7 empty] | 1237.0365 | 0
[7 empty] | 1237.0553 | 0
[7 empty] | 1237.074 | 0
[7 empty] | 1237.0928 | 0
[7 empty] | 1237.1115 | 0
[7 empty] | 1237.1302 | 0
[7 empty] | 1237.149 | 0
[7 empty] | 1237.1677 | 0
[7 empty] | 1237.1865 | 0
[7 empty] | 1237.2052 | 0
[7 empty] | 1237.224 | 0
[7 empty] | 1237.2427 | 0
[7 empty] | 1237.2615 | 0
[7 empty] | 1237.2803 | 0
[7 empty] | 1237.299 | 0
[7 empty] | 1237.3177 | 0
[7 empty] | 1237.3364 | 0
[7 empty] | 1237.3552 | 0
[7 empty] | 1237.374 | 0
[7 empty] | 1237.3927 | 0
[7 empty] | 1237.4115 | 0
[7 empty] | 1237.4302 | 0
[7 empty] | 1237.449 | 0
[7 empty] | 1237.4678 | 0
[7 empty] | 1237.4865 | 0
[7 empty] | 1237.5052 | 0
[7 empty] | 1237.524 | 0
[7 empty] | 1237.5427 | 0
[7 empty] | 1237.5615 | 0
[7 empty] | 1237.5803 | 0
[7 empty] | 1237.599 | 0
[7 empty] | 1237.6178 | 0
[7 empty] | 1237.6366 | 0
[7 empty] | 1237.6553 | 0
[7 empty] | 1237.6741 | 0
[7 empty] | 1237.6929 | 0
[7 empty] | 1237.7115 | 0
[7 empty] | 1237.7303 | 0
[7 empty] | 1237.7491 | 0
[7 empty] | 1237.7679 | 0
[7 empty] | 1237.7866 | 0
[7 empty] | 1237.8054 | 0
[7 empty] | 1237.8242 | 0
[7 empty] | 1237.8429 | 0
[7 empty] | 1237.8617 | 0
[7 empty] | 1237.8805 | 0
[7 empty] | 1237.8993 | 0
[7 empty] | 1237.918 | 0
[7 empty] | 1237.9368 | 0
[7 empty] | 1237.9556 | 0
[7 empty] | 1237.9744 | 0
[7 empty] | 1237.993 | 0
[7 empty] | 1238.0118 | 0
[7 empty] | 1238.0306 | 0
[7 empty] | 1238.0494 | 0
[7 empty] | 1238.0682 | 0
[7 empty] | 1238.0869 | 0
[7 empty] | 1238.1057 | 0
[7 empty] | 1238.1245 | 0
[7 empty] | 1238.1433 | 0
[7 empty] | 1238.1621 | 0
[7 empty] | 1238.1808 | 0
[7 empty] | 1238.1996 | 0
[7 empty] | 1238.2184 | 0
[7 empty] | 1238.2372 | 0
[7 empty] | 1238.256 | 0
[7 empty] | 1238.2747 | 0
[7 empty] | 1238.2935 | 0
[7 empty] | 1238.3123 | 0
[7 empty] | 1238.3311 | 0
[7 empty] | 1238.3499 | 0
[7 empty] | 1238.3687 | 0
[7 empty] | 1238.3875 | 0
[7 empty] | 1238.4061 | 0
[7 empty] | 1238.4249 | 0
[7 empty] | 1238.4437 | 0
[7 empty] | 1238.4625 | 0
[7 empty] | 1238.4813 | 0
[7 empty] | 1238.5001 | 0
[7 empty] | 1238.5189 | 0
[7 empty] | 1238.5377 | 0
[7 empty] | 1238.5565 | 0
[7 empty] | 1238.5752 | 0
[7 empty] | 1238.594 | 0
[7 empty] | 1238.6128 | 0
[7 empty] | 1238.6316 | 0
[7 empty] | 1238.6504 | 0
[7 empty] | 1238.6692 | 0
[7 empty] | 1238.688 | 0
[7 empty] | 1238.7068 | 0
[7 empty] | 1238.7256 | 0
[7 empty] | 1238.7444 | 0
[7 empty] | 1238.7632 | 0
[7 empty] | 1238.782 | 0
[7 empty] | 1238.8008 | 0
[7 empty] | 1238.8196 | 0
[7 empty] | 1238.8384 | 0
[7 empty] | 1238.8572 | 0
[7 empty] | 1238.876 | 0
[7 empty] | 1238.8948 | 0
[7 empty] | 1238.9136 | 0
[7 empty] | 1238.9324 | 0
[7 empty] | 1238.9512 | 0
[7 empty] | 1238.97 | 0
[7 empty] | 1238.9888 | 0
[7 empty] | 1239.0076 | 0
[7 empty] | 1239.0264 | 0
[7 empty] | 1239.0452 | 0
[7 empty] | 1239.064 | 0
[7 empty] | 1239.0828 | 0
[7 empty] | 1239.1016 | 0
[7 empty] | 1239.1204 | 0
[7 empty] | 1239.1392 | 0
[7 empty] | 1239.158 | 0
[7 empty] | 1239.1768 | 0
[7 empty] | 1239.1956 | 0
[7 empty] | 1239.2144 | 0
[7 empty] | 1239.2332 | 0
[7 empty] | 1239.252 | 0
[7 empty] | 1239.2708 | 0
[7 empty] | 1239.2897 | 0
[7 empty] | 1239.3085 | 0
[7 empty] | 1239.3273 | 0
[7 empty] | 1239.3461 | 0
[7 empty] | 1239.3649 | 0
[7 empty] | 1239.3837 | 0
[7 empty] | 1239.4025 | 0
[7 empty] | 1239.4213 | 0
[7 empty] | 1239.4401 | 0
[7 empty] | 1239.459 | 0
[7 empty] | 1239.4778 | 0
[7 empty] | 1239.4966 | 0
[7 empty] | 1239.5154 | 0
[7 empty] | 1239.5342 | 0
[7 empty] | 1239.553 | 0
[7 empty] | 1239.5718 | 0
[7 empty] | 1239.5907 | 0
[7 empty] | 1239.6095 | 0
[7 empty] | 1239.6283 | 0
[7 empty] | 1239.6471 | 0
[7 empty] | 1239.6659 | 0
[7 empty] | 1239.6848 | 0
[7 empty] | 1239.7036 | 0
[7 empty] | 1239.7224 | 0
[7 empty] | 1239.7412 | 0
[7 empty] | 1239.76 | 0
[7 empty] | 1239.7789 | 0
[7 empty] | 1239.7977 | 0
[7 empty] | 1239.8165 | 0
[7 empty] | 1239.8353 | 0
[7 empty] | 1239.8541 | 0
[7 empty] | 1239.873 | 0
[7 empty] | 1239.8918 | 0
[7 empty] | 1239.9106 | 0
[7 empty] | 1239.9294 | 0
[7 empty] | 1239.9484 | 0
[7 empty] | 1239.9672 | 0
[7 empty] | 1239.986 | 0
[7 empty] | 1240.0048 | 0
[7 empty] | 1240.0237 | 0
[7 empty] | 1240.0425 | 0
[7 empty] | 1240.0613 | 0
[7 empty] | 1240.0802 | 0
[7 empty] | 1240.099 | 0
[7 empty] | 1240.1178 | 0
[7 empty] | 1240.1366 | 0
[7 empty] | 1240.1555 | 0
[7 empty] | 1240.1743 | 0
[7 empty] | 1240.1931 | 0
[7 empty] | 1240.212 | 0
[7 empty] | 1240.2308 | 0
[7 empty] | 1240.2496 | 0
[7 empty] | 1240.2686 | 0
[7 empty] | 1240.2874 | 0
[7 empty] | 1240.3062 | 0
[7 empty] | 1240.3251 | 0
[7 empty] | 1240.3439 | 0
[7 empty] | 1240.3627 | 0
[7 empty] | 1240.3816 | 0
[7 empty] | 1240.4004 | 0
[7 empty] | 1240.4192 | 0
[7 empty] | 1240.4381 | 0
[7 empty] | 1240.4569 | 0
[7 empty] | 1240.4758 | 0
[7 empty] | 1240.4946 | 0
[7 empty] | 1240.5134 | 0
[7 empty] | 1240.5323 | 0
[7 empty] | 1240.5511 | 0
[7 empty] | 1240.5701 | 0
[7 empty] | 1240.5889 | 0
[7 empty] | 1240.6077 | 0
[7 empty] | 1240.6266 | 0
[7 empty] | 1240.6454 | 0
[7 empty] | 1240.6643 | 0
[7 empty] | 1240.6831 | 0
[7 empty] | 1240.702 | 0
[7 empty] | 1240.7208 | 0
[7 empty] | 1240.7396 | 0
[7 empty] | 1240.7585 | 0
[7 empty] | 1240.7773 | 0
[7 empty] | 1240.7963 | 0
[7 empty] | 1240.8151 | 0
[7 empty] | 1240.834 | 0
[7 empty] | 1240.8528 | 0
[7 empty] | 1240.8717 | 0
[7 empty] | 1240.8905 | 0
[7 empty] | 1240.9094 | 0
[7 empty] | 1240.9282 | 0
[7 empty] | 1240.9471 | 0
[7 empty] | 1240.9659 | 0
[7 empty] | 1240.9849 | 0
[7 empty] | 1241.0037 | 0
[7 empty] | 1241.0226 | 0
[7 empty] | 1241.0414 | 0
[7 empty] | 1241.0603 | 0
[7 empty] | 1241.0791 | 0
[7 empty] | 1241.098 | 0
[7 empty] | 1241.1168 | 0
[7 empty] | 1241.1357 | 0
[7 empty] | 1241.1547 | 0
[7 empty] | 1241.1735 | 0
[7 empty] | 1241.1924 | 0
[7 empty] | 1241.2112 | 0
[7 empty] | 1241.2301 | 0
[7 empty] | 1241.2489 | 0
[7 empty] | 1241.2678 | 0
[7 empty] | 1241.2867 | 0
[7 empty] | 1241.3055 | 0
[7 empty] | 1241.3245 | 0
[7 empty] | 1241.3433 | 0
[7 empty] | 1241.3622 | 0
[7 empty] | 1241.3811 | 0
[7 empty] | 1241.3999 | 0
[7 empty] | 1241.4188 | 0
[7 empty] | 1241.4376 | 0
[7 empty] | 1241.4565 | 0
[7 empty] | 1241.4755 | 0
[7 empty] | 1241.4943 | 0
[7 empty] | 1241.5132 | 0
[7 empty] | 1241.5321 | 0
[7 empty] | 1241.5509 | 0
[7 empty] | 1241.5698 | 0
[7 empty] | 1241.5887 | 0
[7 empty] | 1241.6075 | 0
[7 empty] | 1241.6265 | 0
[7 empty] | 1241.6454 | 0
[7 empty] | 1241.6642 | 0
[7 empty] | 1241.6831 | 0
[7 empty] | 1241.702 | 0
[7 empty] | 1241.7208 | 0
[7 empty] | 1241.7397 | 0
[7 empty] | 1241.7587 | 0
[7 empty] | 1241.7775 | 0
[7 empty] | 1241.7964 | 0
[7 empty] | 1241.8153 | 0
[7 empty] | 1241.8342 | 0
[7 empty] | 1241.853 | 0
[7 empty] | 1241.8719 | 0
[7 empty] | 1241.8909 | 0
[7 empty] | 1241.9097 | 0
[7 empty] | 1241.9286 | 0
[7 empty] | 1241.9475 | 0
[7 empty] | 1241.9664 | 0
[7 empty] | 1241.9852 | 0
[7 empty] | 1242.0041 | 0
[7 empty] | 1242.0231 | 0
[7 empty] | 1242.042 | 0
[7 empty] | 1242.0609 | 0
[7 empty] | 1242.0797 | 0
[7 empty] | 1242.0986 | 0
[7 empty] | 1242.1176 | 0
[7 empty] | 1242.1365 | 0
[7 empty] | 1242.1554 | 0
[7 empty] | 1242.1742 | 0
[7 empty] | 1242.1931 | 0
[7 empty] | 1242.212 | 0
[7 empty] | 1242.231 | 0
[7 empty] | 1242.2499 | 0
[7 empty] | 1242.2687 | 0
[7 empty] | 1242.2876 | 0
[7 empty] | 1242.3065 | 0
[7 empty] | 1242.3254 | 0
[7 empty] | 1242.3444 | 0
[7 empty] | 1242.3633 | 0
[7 empty] | 1242.3822 | 0
[7 empty] | 1242.401 | 0
[7 empty] | 1242.4199 | 0
[7 empty] | 1242.4388 | 0
[7 empty] | 1242.4578 | 0
[7 empty] | 1242.4767 | 0
[7 empty] | 1242.4956 | 0
[7 empty] | 1242.5145 | 0
[7 empty] | 1242.5334 | 0
[7 empty] | 1242.5522 | 0
[7 empty] | 1242.5712 | 0
[7 empty] | 1242.5901 | 0
[7 empty] | 1242.609 | 0
[7 empty] | 1242.6279 | 0
[7 empty] | 1242.6469 | 0
[7 empty] | 1242.6658 | 0
[7 empty] | 1242.6847 | 0
[7 empty] | 1242.7036 | 0
[7 empty] | 1242.7225 | 0
[7 empty] | 1242.7415 | 0
[7 empty] | 1242.7604 | 0
[7 empty] | 1242.7793 | 0
[7 empty] | 1242.7982 | 0
[7 empty] | 1242.8171 | 0
[7 empty] | 1242.8361 | 0
[7 empty] | 1242.855 | 0
[7 empty] | 1242.8739 | 0
[7 empty] | 1242.8927 | 0
[7 empty] | 1242.9116 | 0
[7 empty] | 1242.9305 | 0
[7 empty] | 1242.9495 | 0
[7 empty] | 1242.9684 | 0
[7 empty] | 1242.9873 | 0
[7 empty] | 1243.0063 | 0
[7 empty] | 1243.0253 | 0
[7 empty] | 1243.0442 | 0
[7 empty] | 1243.0631 | 0
[7 empty] | 1243.082 | 0
[7 empty] | 1243.101 | 0
[7 empty] | 1243.1199 | 0
[7 empty] | 1243.1388 | 0
[7 empty] | 1243.1577 | 0
[7 empty] | 1243.1766 | 0
[7 empty] | 1243.1956 | 0
[7 empty] | 1243.2145 | 0
[7 empty] | 1243.2334 | 0
[7 empty] | 1243.2523 | 0
[7 empty] | 1243.2712 | 0
[7 empty] | 1243.2902 | 0
[7 empty] | 1243.3091 | 0
[7 empty] | 1243.328 | 0
[7 empty] | 1243.347 | 0
[7 empty] | 1243.366 | 0
[7 empty] | 1243.3849 | 0
[7 empty] | 1243.4038 | 0
[7 empty] | 1243.4227 | 0
[7 empty] | 1243.4416 | 0
[7 empty] | 1243.4606 | 0
[7 empty] | 1243.4795 | 0
[7 empty] | 1243.4985 | 0
[7 empty] | 1243.5175 | 0
[7 empty] | 1243.5364 | 0
[7 empty] | 1243.5553 | 0
[7 empty] | 1243.5742 | 0
[7 empty] | 1243.5931 | 0
[7 empty] | 1243.6121 | 0
[7 empty] | 1243.6311 | 0
[7 empty] | 1243.65 | 0
[7 empty] | 1243.6689 | 0
[7 empty] | 1243.6879 | 0
[7 empty] | 1243.7068 | 0
[7 empty] | 1243.7258 | 0
[7 empty] | 1243.7448 | 0
[7 empty] | 1243.7637 | 0
[7 empty] | 1243.7826 | 0
[7 empty] | 1243.8015 | 0
[7 empty] | 1243.8206 | 0
[7 empty] | 1243.8395 | 0
[7 empty] | 1243.8584 | 0
[7 empty] | 1243.8773 | 0
[7 empty] | 1243.8964 | 0
[7 empty] | 1243.9153 | 0
[7 empty] | 1243.9342 | 0
[7 empty] | 1243.9531 | 0
[7 empty] | 1243.972 | 0
[7 empty] | 1243.9911 | 0
[7 empty] | 1244.01 | 0
[7 empty] | 1244.0289 | 0
[7 empty] | 1244.048 | 0
[7 empty] | 1244.0669 | 0
[7 empty] | 1244.0858 | 0
[7 empty] | 1244.1047 | 0
[7 empty] | 1244.1238 | 0
[7 empty] | 1244.1427 | 0
[7 empty] | 1244.1616 | 0
[7 empty] | 1244.1807 | 0
[7 empty] | 1244.1996 | 0
[7 empty] | 1244.2185 | 0
[7 empty] | 1244.2375 | 0
[7 empty] | 1244.2565 | 0
[7 empty] | 1244.2754 | 0
[7 empty] | 1244.2944 | 0
[7 empty] | 1244.3134 | 0
[7 empty] | 1244.3323 | 0
[7 empty] | 1244.3513 | 0
[7 empty] | 1244.3702 | 0
[7 empty] | 1244.3892 | 0
[7 empty] | 1244.4082 | 0
[7 empty] | 1244.4271 | 0
[7 empty] | 1244.446 | 0
[7 empty] | 1244.4651 | 0
[7 empty] | 1244.484 | 0
[7 empty] | 1244.5031 | 0
[7 empty] | 1244.522 | 0
[7 empty] | 1244.5409 | 0
[7 empty] | 1244.5599 | 0
[7 empty] | 1244.5789 | 0
[7 empty] | 1244.5979 | 0
[7 empty] | 1244.6168 | 0
[7 empty] | 1244.6357 | 0
[7 empty] | 1244.6548 | 0
[7 empty] | 1244.6737 | 0
[7 empty] | 1244.6927 | 0
[7 empty] | 1244.7117 | 0
[7 empty] | 1244.7307 | 0
[7 empty] | 1244.7496 | 0
[7 empty] | 1244.7686 | 0
[7 empty] | 1244.7876 | 0
[7 empty] | 1244.8065 | 0
[7 empty] | 1244.8256 | 0
[7 empty] | 1244.8445 | 0
[7 empty] | 1244.8635 | 0
[7 empty] | 1244.8824 | 0
[7 empty] | 1244.9015 | 0
[7 empty] | 1244.9204 | 0
[7 empty] | 1244.9395 | 0
[7 empty] | 1244.9584 | 0
[7 empty] | 1244.9774 | 0
[7 empty] | 1244.9963 | 0
[7 empty] | 1245.0154 | 0
[7 empty] | 1245.0343 | 0
[7 empty] | 1245.0533 | 0
[7 empty] | 1245.0723 | 0
[7 empty] | 1245.0913 | 0
[7 empty] | 1245.1102 | 0
[7 empty] | 1245.1293 | 0
[7 empty] | 1245.1483 | 0
[7 empty] | 1245.1672 | 0
[7 empty] | 1245.1863 | 0
[7 empty] | 1245.2052 | 0
[7 empty] | 1245.2242 | 0
[7 empty] | 1245.2432 | 0
[7 empty] | 1245.2622 | 0
[7 empty] | 1245.2812 | 0
[7 empty] | 1245.3002 | 0
[7 empty] | 1245.3192 | 0
[7 empty] | 1245.3381 | 0
[7 empty] | 1245.3572 | 0
[7 empty] | 1245.3762 | 0
[7 empty] | 1245.3951 | 0
[7 empty] | 1245.4142 | 0
[7 empty] | 1245.4331 | 0
[7 empty] | 1245.4521 | 0
[7 empty] | 1245.4712 | 0
[7 empty] | 1245.4901 | 0
[7 empty] | 1245.5092 | 0
[7 empty] | 1245.5282 | 0
[7 empty] | 1245.5471 | 0
[7 empty] | 1245.5662 | 0
[7 empty] | 1245.5852 | 0
[7 empty] | 1245.6041 | 0
[7 empty] | 1245.6232 | 0
[7 empty] | 1245.6422 | 0
[7 empty] | 1245.6611 | 0
[7 empty] | 1245.6802 | 0
[7 empty] | 1245.6992 | 0
[7 empty] | 1245.7181 | 0
[7 empty] | 1245.7372 | 0
[7 empty] | 1245.7562 | 0
[7 empty] | 1245.7751 | 0
[7 empty] | 1245.7942 | 0
[7 empty] | 1245.8132 | 0
[7 empty] | 1245.8322 | 0
[7 empty] | 1245.8512 | 0
[7 empty] | 1245.8702 | 0
[7 empty] | 1245.8893 | 0
[7 empty] | 1245.9082 | 0
[7 empty] | 1245.9272 | 0
[7 empty] | 1245.9463 | 0
[7 empty] | 1245.9653 | 0
[7 empty] | 1245.9843 | 0
[7 empty] | 1246.0033 | 0
[7 empty] | 1246.0223 | 0
[7 empty] | 1246.0414 | 0
[7 empty] | 1246.0603 | 0
[7 empty] | 1246.0793 | 0
[7 empty] | 1246.0984 | 0
[7 empty] | 1246.1174 | 0
[7 empty] | 1246.1365 | 0
[7 empty] | 1246.1554 | 0
[7 empty] | 1246.1744 | 0
[7 empty] | 1246.1935 | 0
[7 empty] | 1246.2125 | 0
[7 empty] | 1246.2316 | 0
[7 empty] | 1246.2506 | 0
[7 empty] | 1246.2695 | 0
[7 empty] | 1246.2886 | 0
[7 empty] | 1246.3076 | 0
[7 empty] | 1246.3267 | 0
[7 empty] | 1246.3457 | 0
[7 empty] | 1246.3647 | 0
[7 empty] | 1246.3837 | 0
[7 empty] | 1246.4027 | 0
[7 empty] | 1246.4218 | 0
[7 empty] | 1246.4408 | 0
[7 empty] | 1246.4598 | 0
[7 empty] | 1246.4789 | 0
[7 empty] | 1246.4979 | 0
[7 empty] | 1246.517 | 0
[7 empty] | 1246.5359 | 0
[7 empty] | 1246.5549 | 0
[7 empty] | 1246.574 | 0
[7 empty] | 1246.593 | 0
[7 empty] | 1246.6121 | 0
[7 empty] | 1246.6311 | 0
[7 empty] | 1246.6501 | 0
[7 empty] | 1246.6692 | 0
[7 empty] | 1246.6882 | 0
[7 empty] | 1246.7073 | 0
[7 empty] | 1246.7263 | 0
[7 empty] | 1246.7454 | 0
[7 empty] | 1246.7644 | 0
[7 empty] | 1246.7834 | 0
[7 empty] | 1246.8025 | 0
[7 empty] | 1246.8214 | 0
[7 empty] | 1246.8405 | 0
[7 empty] | 1246.8595 | 0
[7 empty] | 1246.8785 | 0
[7 empty] | 1246.8976 | 0
[7 empty] | 1246.9166 | 0
[7 empty] | 1246.9357 | 0
[7 empty] | 1246.9547 | 0
[7 empty] | 1246.9738 | 0
[7 empty] | 1246.9928 | 0
[7 empty] | 1247.0118 | 0
[7 empty] | 1247.0309 | 0
[7 empty] | 1247.0499 | 0
[7 empty] | 1247.069 | 0
[7 empty] | 1247.0881 | 0
[7 empty] | 1247.1072 | 0
[7 empty] | 1247.1262 | 0
[7 empty] | 1247.1453 | 0
[7 empty] | 1247.1643 | 0
[7 empty] | 1247.1834 | 0
[7 empty] | 1247.2024 | 0
[7 empty] | 1247.2214 | 0
[7 empty] | 1247.2405 | 0
[7 empty] | 1247.2595 | 0
[7 empty] | 1247.2786 | 0
[7 empty] | 1247.2976 | 0
[7 empty] | 1247.3166 | 0
[7 empty] | 1247.3357 | 0
[7 empty] | 1247.3547 | 0
[7 empty] | 1247.3739 | 0
[7 empty] | 1247.3929 | 0
[7 empty] | 1247.412 | 0
[7 empty] | 1247.431 | 0
[7 empty] | 1247.4501 | 0
[7 empty] | 1247.4691 | 0
[7 empty] | 1247.4882 | 0
[7 empty] | 1247.5072 | 0
[7 empty] | 1247.5264 | 0
[7 empty] | 1247.5454 | 0
[7 empty] | 1247.5645 | 0
[7 empty] | 1247.5835 | 0
[7 empty] | 1247.6025 | 0
[7 empty] | 1247.6216 | 0
[7 empty] | 1247.6407 | 0
[7 empty] | 1247.6598 | 0
[7 empty] | 1247.6788 | 0
[7 empty] | 1247.6979 | 0
[7 empty] | 1247.7169 | 0
[7 empty] | 1247.7361 | 0
[7 empty] | 1247.7551 | 0
[7 empty] | 1247.7742 | 0
[7 empty] | 1247.7932 | 0
[7 empty] | 1247.8123 | 0
[7 empty] | 1247.8314 | 0
[7 empty] | 1247.8505 | 0
[7 empty] | 1247.8695 | 0
[7 empty] | 1247.8886 | 0
[7 empty] | 1247.9076 | 0
[7 empty] | 1247.9268 | 0
[7 empty] | 1247.9458 | 0
[7 empty] | 1247.9648 | 0
[7 empty] | 1247.9839 | 0
[7 empty] | 1248.0031 | 0
[7 empty] | 1248.0221 | 0
[7 empty] | 1248.0411 | 0
[7 empty] | 1248.0603 | 0
[7 empty] | 1248.0793 | 0
[7 empty] | 1248.0984 | 0
[7 empty] | 1248.1174 | 0
[7 empty] | 1248.1366 | 0
[7 empty] | 1248.1556 | 0
[7 empty] | 1248.1747 | 0
[7 empty] | 1248.1938 | 0
[7 empty] | 1248.2129 | 0
[7 empty] | 1248.2319 | 0
[7 empty] | 1248.2511 | 0
[7 empty] | 1248.2701 | 0
[7 empty] | 1248.2892 | 0
[7 empty] | 1248.3084 | 0
[7 empty] | 1248.3274 | 0
[7 empty] | 1248.3464 | 0
[7 empty] | 1248.3656 | 0
[7 empty] | 1248.3846 | 0
[7 empty] | 1248.4037 | 0
[7 empty] | 1248.4229 | 0
[7 empty] | 1248.4419 | 0
[7 empty] | 1248.4609 | 0
[7 empty] | 1248.4801 | 0
[7 empty] | 1248.4991 | 0
[7 empty] | 1248.5183 | 0
[7 empty] | 1248.5374 | 0
[7 empty] | 1248.5564 | 0
[7 empty] | 1248.5756 | 0
[7 empty] | 1248.5946 | 0
[7 empty] | 1248.6138 | 0
[7 empty] | 1248.6328 | 0
[7 empty] | 1248.652 | 0
[7 empty] | 1248.671 | 0
[7 empty] | 1248.6901 | 0
[7 empty] | 1248.7092 | 0
[7 empty] | 1248.7283 | 0
[7 empty] | 1248.7474 | 0
[7 empty] | 1248.7665 | 0
[7 empty] | 1248.7856 | 0
[7 empty] | 1248.8047 | 0
[7 empty] | 1248.8239 | 0
[7 empty] | 1248.8429 | 0
[7 empty] | 1248.8621 | 0
[7 empty] | 1248.8811 | 0
[7 empty] | 1248.9003 | 0
[7 empty] | 1248.9193 | 0
[7 empty] | 1248.9384 | 0
[7 empty] | 1248.9575 | 0
[7 empty] | 1248.9766 | 0
[7 empty] | 1248.9957 | 0
[7 empty] | 1249.0149 | 0
[7 empty] | 1249.0339 | 0
[7 empty] | 1249.0531 | 0
[7 empty] | 1249.0721 | 0
[7 empty] | 1249.0913 | 0
[7 empty] | 1249.1104 | 0
[7 empty] | 1249.1295 | 0
[7 empty] | 1249.1486 | 0
[7 empty] | 1249.1677 | 0
[7 empty] | 1249.1868 | 0
[7 empty] | 1249.2059 | 0
[7 empty] | 1249.2251 | 0
[7 empty] | 1249.2441 | 0
[7 empty] | 1249.2633 | 0
[7 empty] | 1249.2823 | 0
[7 empty] | 1249.3015 | 0
[7 empty] | 1249.3206 | 0
[7 empty] | 1249.3397 | 0
[7 empty] | 1249.3589 | 0
[7 empty] | 1249.3779 | 0
[7 empty] | 1249.3971 | 0
[7 empty] | 1249.4161 | 0
[7 empty] | 1249.4353 | 0
[7 empty] | 1249.4545 | 0
[7 empty] | 1249.4735 | 0
[7 empty] | 1249.4927 | 0
[7 empty] | 1249.5118 | 0
[7 empty] | 1249.5309 | 0
[7 empty] | 1249.55 | 0
[7 empty] | 1249.5692 | 0
[7 empty] | 1249.5883 | 0
[7 empty] | 1249.6074 | 0
[7 empty] | 1249.6266 | 0
[7 empty] | 1249.6456 | 0
[7 empty] | 1249.6648 | 0
[7 empty] | 1249.684 | 0
[7 empty] | 1249.703 | 0
[7 empty] | 1249.7222 | 0
[7 empty] | 1249.7413 | 0
[7 empty] | 1249.7604 | 0
[7 empty] | 1249.7795 | 0
[7 empty] | 1249.7987 | 0
[7 empty] | 1249.8179 | 0
[7 empty] | 1249.8369 | 0
[7 empty] | 1249.8561 | 0
[7 empty] | 1249.8752 | 0
[7 empty] | 1249.8943 | 0
[7 empty] | 1249.9135 | 0
[7 empty] | 1249.9326 | 0
[7 empty] | 1249.9518 | 0
[7 empty] | 1249.9708 | 0
[7 empty] | 1249.99 | 0
[7 empty] | 1250.0092 | 0
[7 empty] | 1250.0283 | 0
[7 empty] | 1250.0475 | 0
[7 empty] | 1250.0665 | 0
[7 empty] | 1250.0857 | 0
[7 empty] | 1250.1049 | 0
[7 empty] | 1250.124 | 0
[7 empty] | 1250.1431 | 0
[7 empty] | 1250.1622 | 0
[7 empty] | 1250.1814 | 0
[7 empty] | 1250.2006 | 0
[7 empty] | 1250.2197 | 0
[7 empty] | 1250.2389 | 0
[7 empty] | 1250.2579 | 0
[7 empty] | 1250.2771 | 0
[7 empty] | 1250.2963 | 0
[7 empty] | 1250.3154 | 0
[7 empty] | 1250.3346 | 0
[7 empty] | 1250.3538 | 0
[7 empty] | 1250.3728 | 0
[7 empty] | 1250.392 | 0
[7 empty] | 1250.4111 | 0
[7 empty] | 1250.4303 | 0
[7 empty] | 1250.4495 | 0
[7 empty] | 1250.4686 | 0
[7 empty] | 1250.4878 | 0
[7 empty] | 1250.507 | 0
[7 empty] | 1250.526 | 0
[7 empty] | 1250.5452 | 0
[7 empty] | 1250.5643 | 0
[7 empty] | 1250.5835 | 0
[7 empty] | 1250.6027 | 0
[7 empty] | 1250.6218 | 0
[7 empty] | 1250.641 | 0
[7 empty] | 1250.6602 | 0
[7 empty] | 1250.6793 | 0
[7 empty] | 1250.6985 | 0
[7 empty] | 1250.7177 | 0
[7 empty] | 1250.7368 | 0
[7 empty] | 1250.756 | 0
[7 empty] | 1250.7751 | 0
[7 empty] | 1250.7943 | 0
[7 empty] | 1250.8134 | 0
[7 empty] | 1250.8325 | 0
[7 empty] | 1250.8517 | 0
[7 empty] | 1250.8709 | 0
[7 empty] | 1250.89 | 0
[7 empty] | 1250.9092 | 0
[7 empty] | 1250.9283 | 0
[7 empty] | 1250.9475 | 0
[7 empty] | 1250.9667 | 0
[7 empty] | 1250.9858 | 0
[7 empty] | 1251.005 | 0
[7 empty] | 1251.0242 | 0
[7 empty] | 1251.0433 | 0
[7 empty] | 1251.0625 | 0
[7 empty] | 1251.0818 | 0
[7 empty] | 1251.101 | 0
[7 empty] | 1251.1201 | 0
[7 empty] | 1251.1393 | 0
[7 empty] | 1251.1584 | 0
[7 empty] | 1251.1776 | 0
[7 empty] | 1251.1968 | 0
[7 empty] | 1251.2159 | 0
[7 empty] | 1251.2351 | 0
[7 empty] | 1251.2543 | 0
[7 empty] | 1251.2734 | 0
[7 empty] | 1251.2926 | 0
[7 empty] | 1251.3118 | 0
[7 empty] | 1251.3309 | 0
[7 empty] | 1251.3502 | 0
[7 empty] | 1251.3694 | 0
[7 empty] | 1251.3886 | 0
[7 empty] | 1251.4077 | 0
[7 empty] | 1251.4269 | 0
[7 empty] | 1251.446 | 0
[7 empty] | 1251.4652 | 0
[7 empty] | 1251.4844 | 0
[7 empty] | 1251.5037 | 0
[7 empty] | 1251.5228 | 0
[7 empty] | 1251.542 | 0
[7 empty] | 1251.5612 | 0
[7 empty] | 1251.5803 | 0
[7 empty] | 1251.5995 | 0
[7 empty] | 1251.6187 | 0
[7 empty] | 1251.6379 | 0
[7 empty] | 1251.6571 | 0
[7 empty] | 1251.6763 | 0
[7 empty] | 1251.6954 | 0
[7 empty] | 1251.7146 | 0
[7 empty] | 1251.7339 | 0
[7 empty] | 1251.7531 | 0
[7 empty] | 1251.7722 | 0
[7 empty] | 1251.7914 | 0
[7 empty] | 1251.8105 | 0
[7 empty] | 1251.8298 | 0
[7 empty] | 1251.849 | 0
[7 empty] | 1251.8682 | 0
[7 empty] | 1251.8873 | 0
[7 empty] | 1251.9066 | 0
[7 empty] | 1251.9258 | 0
[7 empty] | 1251.9449 | 0
[7 empty] | 1251.9641 | 0
[7 empty] | 1251.9834 | 0
[7 empty] | 1252.0026 | 0
[7 empty] | 1252.0217 | 0
[7 empty] | 1252.0409 | 0
[7 empty] | 1252.0602 | 0
[7 empty] | 1252.0793 | 0
[7 empty] | 1252.0985 | 0
[7 empty] | 1252.1178 | 0
[7 empty] | 1252.137 | 0
[7 empty] | 1252.1561 | 0
[7 empty] | 1252.1753 | 0
[7 empty] | 1252.1946 | 0
[7 empty] | 1252.2137 | 0
[7 empty] | 1252.2329 | 0
[7 empty] | 1252.2522 | 0
[7 empty] | 1252.2714 | 0
[7 empty] | 1252.2905 | 0
[7 empty] | 1252.3098 | 0
[7 empty] | 1252.329 | 0
[7 empty] | 1252.3481 | 0
[7 empty] | 1252.3674 | 0
[7 empty] | 1252.3866 | 0
[7 empty] | 1252.4059 | 0
[7 empty] | 1252.425 | 0
[7 empty] | 1252.4442 | 0
[7 empty] | 1252.4635 | 0
[7 empty] | 1252.4827 | 0
[7 empty] | 1252.5018 | 0
[7 empty] | 1252.5211 | 0
[7 empty] | 1252.5403 | 0
[7 empty] | 1252.5596 | 0
[7 empty] | 1252.5787 | 0
[7 empty] | 1252.598 | 0
[7 empty] | 1252.6172 | 0
[7 empty] | 1252.6364 | 0
[7 empty] | 1252.6556 | 0
[7 empty] | 1252.6748 | 0
[7 empty] | 1252.6941 | 0
[7 empty] | 1252.7133 | 0
[7 empty] | 1252.7325 | 0
[7 empty] | 1252.7517 | 0
[7 empty] | 1252.7709 | 0
[7 empty] | 1252.7902 | 0
[7 empty] | 1252.8093 | 0
[7 empty] | 1252.8286 | 0
[7 empty] | 1252.8478 | 0
[7 empty] | 1252.8671 | 0
[7 empty] | 1252.8862 | 0
[7 empty] | 1252.9055 | 0
[7 empty] | 1252.9247 | 0
[7 empty] | 1252.944 | 0
[7 empty] | 1252.9631 | 0
[7 empty] | 1252.9824 | 0
[7 empty] | 1253.0016 | 0
[7 empty] | 1253.0209 | 0
[7 empty] | 1253.04 | 0
[7 empty] | 1253.0593 | 0
[7 empty] | 1253.0785 | 0
[7 empty] | 1253.0978 | 0
[7 empty] | 1253.1171 | 0
[7 empty] | 1253.1362 | 0
[7 empty] | 1253.1555 | 0
[7 empty] | 1253.1747 | 0
[7 empty] | 1253.194 | 0
[7 empty] | 1253.2131 | 0
[7 empty] | 1253.2324 | 0
[7 empty] | 1253.2517 | 0
[7 empty] | 1253.2709 | 0
[7 empty] | 1253.2902 | 0
[7 empty] | 1253.3093 | 0
[7 empty] | 1253.3286 | 0
[7 empty] | 1253.3478 | 0
[7 empty] | 1253.3671 | 0
[7 empty] | 1253.3864 | 0
[7 empty] | 1253.4055 | 0
[7 empty] | 1253.4248 | 0
[7 empty] | 1253.4441 | 0
[7 empty] | 1253.4633 | 0
[7 empty] | 1253.4825 | 0
[7 empty] | 1253.5018 | 0
[7 empty] | 1253.521 | 0
[7 empty] | 1253.5403 | 0
[7 empty] | 1253.5594 | 0
[7 empty] | 1253.5787 | 0
[7 empty] | 1253.598 | 0
[7 empty] | 1253.6172 | 0
[7 empty] | 1253.6365 | 0
[7 empty] | 1253.6558 | 0
[7 empty] | 1253.675 | 0
[7 empty] | 1253.6942 | 0
[7 empty] | 1253.7135 | 0
[7 empty] | 1253.7328 | 0
[7 empty] | 1253.752 | 0
[7 empty] | 1253.7712 | 0
[7 empty] | 1253.7905 | 0
[7 empty] | 1253.8097 | 0
[7 empty] | 1253.829 | 0
[7 empty] | 1253.8483 | 0
[7 empty] | 1253.8676 | 0
[7 empty] | 1253.8867 | 0
[7 empty] | 1253.906 | 0
[7 empty] | 1253.9253 | 0
[7 empty] | 1253.9446 | 0
[7 empty] | 1253.9637 | 0
[7 empty] | 1253.983 | 0
[7 empty] | 1254.0023 | 0
[7 empty] | 1254.0216 | 0
[7 empty] | 1254.0408 | 0
[7 empty] | 1254.0601 | 0
[7 empty] | 1254.0793 | 0
[7 empty] | 1254.0986 | 0
[7 empty] | 1254.1179 | 0
[7 empty] | 1254.1371 | 0
[7 empty] | 1254.1564 | 0
[7 empty] | 1254.1757 | 0
[7 empty] | 1254.1949 | 0
[7 empty] | 1254.2142 | 0
[7 empty] | 1254.2335 | 0
[7 empty] | 1254.2527 | 0
[7 empty] | 1254.272 | 0
[7 empty] | 1254.2913 | 0
[7 empty] | 1254.3105 | 0
[7 empty] | 1254.3298 | 0
[7 empty] | 1254.3491 | 0
[7 empty] | 1254.3683 | 0
[7 empty] | 1254.3876 | 0
[7 empty] | 1254.4069 | 0
[7 empty] | 1254.4261 | 0
[7 empty] | 1254.4454 | 0
[7 empty] | 1254.4647 | 0
[7 empty] | 1254.484 | 0
[7 empty] | 1254.5033 | 0
[7 empty] | 1254.5226 | 0
[7 empty] | 1254.5417 | 0
[7 empty] | 1254.561 | 0
[7 empty] | 1254.5803 | 0
[7 empty] | 1254.5996 | 0
[7 empty] | 1254.6189 | 0
[7 empty] | 1254.6382 | 0
[7 empty] | 1254.6575 | 0
[7 empty] | 1254.6768 | 0
[7 empty] | 1254.696 | 0
[7 empty] | 1254.7153 | 0
[7 empty] | 1254.7346 | 0
[7 empty] | 1254.7539 | 0
[7 empty] | 1254.7732 | 0
[7 empty] | 1254.7925 | 0
[7 empty] | 1254.8118 | 0
[7 empty] | 1254.8311 | 0
[7 empty] | 1254.8503 | 0
[7 empty] | 1254.8696 | 0
[7 empty] | 1254.8889 | 0
[7 empty] | 1254.9082 | 0
[7 empty] | 1254.9275 | 0
[7 empty] | 1254.9468 | 0
[7 empty] | 1254.9661 | 0
[7 empty] | 1254.9854 | 0
[7 empty] | 1255.0046 | 0
[7 empty] | 1255.0239 | 0
[7 empty] | 1255.0432 | 0
[7 empty] | 1255.0625 | 0
[7 empty] | 1255.0818 | 0
[7 empty] | 1255.1011 | 0
[7 empty] | 1255.1204 | 0
[7 empty] | 1255.1396 | 0
[7 empty] | 1255.1589 | 0
[7 empty] | 1255.1782 | 0
[7 empty] | 1255.1975 | 0
[7 empty] | 1255.2168 | 0
[7 empty] | 1255.2361 | 0
[7 empty] | 1255.2554 | 0
[7 empty] | 1255.2747 | 0
[7 empty] | 1255.2939 | 0
[7 empty] | 1255.3134 | 0
[7 empty] | 1255.3326 | 0
[7 empty] | 1255.3519 | 0
[7 empty] | 1255.3712 | 0
[7 empty] | 1255.3905 | 0
[7 empty] | 1255.4098 | 0
[7 empty] | 1255.4291 | 0
[7 empty] | 1255.4484 | 0
[7 empty] | 1255.4678 | 0
[7 empty] | 1255.4871 | 0
[7 empty] | 1255.5063 | 0
[7 empty] | 1255.5256 | 0
[7 empty] | 1255.5449 | 0
[7 empty] | 1255.5642 | 0
[7 empty] | 1255.5835 | 0
[7 empty] | 1255.6029 | 0
[7 empty] | 1255.6222 | 0
[7 empty] | 1255.6415 | 0
[7 empty] | 1255.6608 | 0
[7 empty] | 1255.6801 | 0
[7 empty] | 1255.6995 | 0
[7 empty] | 1255.7188 | 0
[7 empty] | 1255.738 | 0
[7 empty] | 1255.7573 | 0
[7 empty] | 1255.7766 | 0
[7 empty] | 1255.796 | 0
[7 empty] | 1255.8153 | 0
[7 empty] | 1255.8346 | 0
[7 empty] | 1255.8539 | 0
[7 empty] | 1255.8733 | 0
[7 empty] | 1255.8926 | 0
[7 empty] | 1255.9119 | 0
[7 empty] | 1255.9312 | 0
[7 empty] | 1255.9506 | 0
[7 empty] | 1255.9698 | 0
[7 empty] | 1255.9891 | 0
[7 empty] | 1256.0084 | 0
[7 empty] | 1256.0278 | 0
[7 empty] | 1256.0471 | 0
[7 empty] | 1256.0664 | 0
[7 empty] | 1256.0858 | 0
[7 empty] | 1256.1051 | 0
[7 empty] | 1256.1244 | 0
[7 empty] | 1256.1437 | 0
[7 empty] | 1256.1631 | 0
[7 empty] | 1256.1824 | 0
[7 empty] | 1256.2017 | 0
[7 empty] | 1256.2211 | 0
[7 empty] | 1256.2404 | 0
[7 empty] | 1256.2596 | 0
[7 empty] | 1256.2791 | 0
[7 empty] | 1256.2983 | 0
[7 empty] | 1256.3176 | 0
[7 empty] | 1256.337 | 0
[7 empty] | 1256.3563 | 0
[7 empty] | 1256.3757 | 0
[7 empty] | 1256.395 | 0
[7 empty] | 1256.4143 | 0
[7 empty] | 1256.4337 | 0
[7 empty] | 1256.453 | 0
[7 empty] | 1256.4723 | 0
[7 empty] | 1256.4917 | 0
[7 empty] | 1256.511 | 0
[7 empty] | 1256.5304 | 0
[7 empty] | 1256.5497 | 0
[7 empty] | 1256.569 | 0
[7 empty] | 1256.5884 | 0
[7 empty] | 1256.6077 | 0
[7 empty] | 1256.6271 | 0
[7 empty] | 1256.6464 | 0
[7 empty] | 1256.6658 | 0
[7 empty] | 1256.6851 | 0
[7 empty] | 1256.7043 | 0
[7 empty] | 1256.7238 | 0
[7 empty] | 1256.743 | 0
[7 empty] | 1256.7625 | 0
[7 empty] | 1256.7817 | 0
[7 empty] | 1256.8011 | 0
[7 empty] | 1256.8204 | 0
[7 empty] | 1256.8398 | 0
[7 empty] | 1256.8591 | 0
[7 empty] | 1256.8785 | 0
[7 empty] | 1256.8978 | 0
[7 empty] | 1256.9172 | 0
[7 empty] | 1256.9365 | 0
[7 empty] | 1256.9559 | 0
[7 empty] | 1256.9752 | 0
[7 empty] | 1256.9946 | 0
[7 empty] | 1257.0139 | 0
[7 empty] | 1257.0333 | 0
[7 empty] | 1257.0526 | 0
[7 empty] | 1257.072 | 0
[7 empty] | 1257.0914 | 0
[7 empty] | 1257.1107 | 0
[7 empty] | 1257.1301 | 0
[7 empty] | 1257.1494 | 0
[7 empty] | 1257.1688 | 0
[7 empty] | 1257.1881 | 0
[7 empty] | 1257.2075 | 0
[7 empty] | 1257.2268 | 0
[7 empty] | 1257.2462 | 0
[7 empty] | 1257.2656 | 0
[7 empty] | 1257.2849 | 0
[7 empty] | 1257.3043 | 0
[7 empty] | 1257.3236 | 0
[7 empty] | 1257.343 | 0
[7 empty] | 1257.3624 | 0
[7 empty] | 1257.3817 | 0
[7 empty] | 1257.4011 | 0
[7 empty] | 1257.4205 | 0
[7 empty] | 1257.4398 | 0
[7 empty] | 1257.4592 | 0
[7 empty] | 1257.4785 | 0
[7 empty] | 1257.4979 | 0
[7 empty] | 1257.5173 | 0
[7 empty] | 1257.5366 | 0
[7 empty] | 1257.556 | 0
[7 empty] | 1257.5754 | 0
[7 empty] | 1257.5947 | 0
[7 empty] | 1257.6141 | 0
[7 empty] | 1257.6335 | 0
[7 empty] | 1257.653 | 0
[7 empty] | 1257.6722 | 0
[7 empty] | 1257.6916 | 0
[7 empty] | 1257.7111 | 0
[7 empty] | 1257.7303 | 0
[7 empty] | 1257.7498 | 0
[7 empty] | 1257.7692 | 0
[7 empty] | 1257.7885 | 0
[7 empty] | 1257.8079 | 0
[7 empty] | 1257.8273 | 0
[7 empty] | 1257.8467 | 0
[7 empty] | 1257.866 | 0
[7 empty] | 1257.8854 | 0
[7 empty] | 1257.9048 | 0
[7 empty] | 1257.9242 | 0
[7 empty] | 1257.9435 | 0
[7 empty] | 1257.9629 | 0
[7 empty] | 1257.9823 | 0
[7 empty] | 1258.0017 | 0
[7 empty] | 1258.0211 | 0
[7 empty] | 1258.0404 | 0
[7 empty] | 1258.0598 | 0
[7 empty] | 1258.0792 | 0
[7 empty] | 1258.0986 | 0
[7 empty] | 1258.118 | 0
[7 empty] | 1258.1373 | 0
[7 empty] | 1258.1567 | 0
[7 empty] | 1258.1761 | 0
[7 empty] | 1258.1956 | 0
[7 empty] | 1258.215 | 0
[7 empty] | 1258.2343 | 0
[7 empty] | 1258.2537 | 0
[7 empty] | 1258.2731 | 0
[7 empty] | 1258.2925 | 0
[7 empty] | 1258.3119 | 0
[7 empty] | 1258.3313 | 0
[7 empty] | 1258.3507 | 0
[7 empty] | 1258.37 | 0
[7 empty] | 1258.3894 | 0
[7 empty] | 1258.4088 | 0
[7 empty] | 1258.4282 | 0
[7 empty] | 1258.4476 | 0
[7 empty] | 1258.467 | 0
[7 empty] | 1258.4865 | 0
[7 empty] | 1258.5059 | 0
[7 empty] | 1258.5253 | 0
[7 empty] | 1258.5446 | 0
[7 empty] | 1258.564 | 0
[7 empty] | 1258.5834 | 0
[7 empty] | 1258.6028 | 0
[7 empty] | 1258.6222 | 0
[7 empty] | 1258.6416 | 0
[7 empty] | 1258.661 | 0
[7 empty] | 1258.6804 | 0
[7 empty] | 1258.6998 | 0
[7 empty] | 1258.7192 | 0
[7 empty] | 1258.7386 | 0
[7 empty] | 1258.7581 | 0
[7 empty] | 1258.7775 | 0
[7 empty] | 1258.7969 | 0
[7 empty] | 1258.8163 | 0
[7 empty] | 1258.8357 | 0
[7 empty] | 1258.8551 | 0
[7 empty] | 1258.8745 | 0
[7 empty] | 1258.8939 | 0
[7 empty] | 1258.9133 | 0
[7 empty] | 1258.9327 | 0
[7 empty] | 1258.9521 | 0
[7 empty] | 1258.9716 | 0
[7 empty] | 1258.991 | 0
[7 empty] | 1259.0104 | 0
[7 empty] | 1259.0298 | 0
[7 empty] | 1259.0492 | 0
[7 empty] | 1259.0686 | 0
[7 empty] | 1259.088 | 0
[7 empty] | 1259.1074 | 0
[7 empty] | 1259.1268 | 0
[7 empty] | 1259.1462 | 0
[7 empty] | 1259.1656 | 0
[7 empty] | 1259.1851 | 0
[7 empty] | 1259.2045 | 0
[7 empty] | 1259.224 | 0
[7 empty] | 1259.2434 | 0
[7 empty] | 1259.2628 | 0
[7 empty] | 1259.2822 | 0
[7 empty] | 1259.3016 | 0
[7 empty] | 1259.321 | 0
[7 empty] | 1259.3405 | 0
[7 empty] | 1259.3599 | 0
[7 empty] | 1259.3793 | 0
[7 empty] | 1259.3988 | 0
[7 empty] | 1259.4182 | 0
[7 empty] | 1259.4376 | 0
[7 empty] | 1259.457 | 0
[7 empty] | 1259.4764 | 0
[7 empty] | 1259.4959 | 0
[7 empty] | 1259.5153 | 0
[7 empty] | 1259.5348 | 0
[7 empty] | 1259.5542 | 0
[7 empty] | 1259.5736 | 0
[7 empty] | 1259.593 | 0
[7 empty] | 1259.6124 | 0
[7 empty] | 1259.6318 | 0
[7 empty] | 1259.6514 | 0
[7 empty] | 1259.6708 | 0
[7 empty] | 1259.6902 | 0
[7 empty] | 1259.7096 | 0
[7 empty] | 1259.729 | 0
[7 empty] | 1259.7485 | 0
[7 empty] | 1259.7679 | 0
[7 empty] | 1259.7874 | 0
[7 empty] | 1259.8068 | 0
[7 empty] | 1259.8263 | 0
[7 empty] | 1259.8457 | 0
[7 empty] | 1259.8651 | 0
[7 empty] | 1259.8845 | 0
[7 empty] | 1259.9041 | 0
[7 empty] | 1259.9235 | 0
[7 empty] | 1259.9429 | 0
[7 empty] | 1259.9623 | 0
[7 empty] | 1259.9818 | 0
[7 empty] | 1260.0012 | 0
[7 empty] | 1260.0206 | 0
[7 empty] | 1260.0402 | 0
[7 empty] | 1260.0596 | 0
[7 empty] | 1260.079 | 0
[7 empty] | 1260.0984 | 0
[7 empty] | 1260.1179 | 0
[7 empty] | 1260.1373 | 0
[7 empty] | 1260.1567 | 0
[7 empty] | 1260.1763 | 0
[7 empty] | 1260.1957 | 0
[7 empty] | 1260.2151 | 0
[7 empty] | 1260.2346 | 0
[7 empty] | 1260.254 | 0
[7 empty] | 1260.2734 | 0
[7 empty] | 1260.293 | 0
[7 empty] | 1260.3124 | 0
[7 empty] | 1260.3319 | 0
[7 empty] | 1260.3513 | 0
[7 empty] | 1260.3707 | 0
[7 empty] | 1260.3903 | 0
[7 empty] | 1260.4097 | 0
[7 empty] | 1260.4291 | 0
[7 empty] | 1260.4486 | 0
[7 empty] | 1260.468 | 0
[7 empty] | 1260.4875 | 0
[7 empty] | 1260.507 | 0
[7 empty] | 1260.5264 | 0
[7 empty] | 1260.5459 | 0
[7 empty] | 1260.5653 | 0
[7 empty] | 1260.5848 | 0
[7 empty] | 1260.6042 | 0
[7 empty] | 1260.6238 | 0
[7 empty] | 1260.6432 | 0
[7 empty] | 1260.6627 | 0
[7 empty] | 1260.6821 | 0
[7 empty] | 1260.7015 | 0
[7 empty] | 1260.7211 | 0
[7 empty] | 1260.7405 | 0
[7 empty] | 1260.76 | 0
[7 empty] | 1260.7794 | 0
[7 empty] | 1260.799 | 0
[7 empty] | 1260.8184 | 0
[7 empty] | 1260.8379 | 0
[7 empty] | 1260.8573 | 0
[7 empty] | 1260.8768 | 0
[7 empty] | 1260.8962 | 0
[7 empty] | 1260.9158 | 0
[7 empty] | 1260.9352 | 0
[7 empty] | 1260.9547 | 0
[7 empty] | 1260.9741 | 0
[7 empty] | 1260.9937 | 0
[7 empty] | 1261.0131 | 0
[7 empty] | 1261.0326 | 0
[7 empty] | 1261.0521 | 0
[7 empty] | 1261.0715 | 0
[7 empty] | 1261.0911 | 0
[7 empty] | 1261.1105 | 0
[7 empty] | 1261.13 | 0
[7 empty] | 1261.1494 | 0
[7 empty] | 1261.1689 | 0
[7 empty] | 1261.1885 | 0
[7 empty] | 1261.2079 | 0
[7 empty] | 1261.2274 | 0
[7 empty] | 1261.2468 | 0
[7 empty] | 1261.2664 | 0
[7 empty] | 1261.2858 | 0
[7 empty] | 1261.3053 | 0
[7 empty] | 1261.3248 | 0
[7 empty] | 1261.3442 | 0
[7 empty] | 1261.3638 | 0
[7 empty] | 1261.3833 | 0
[7 empty] | 1261.4027 | 0
[7 empty] | 1261.4222 | 0
[7 empty] | 1261.4418 | 0
[7 empty] | 1261.4612 | 0
[7 empty] | 1261.4807 | 0
[7 empty] | 1261.5001 | 0
[7 empty] | 1261.5197 | 0
[7 empty] | 1261.5392 | 0
[7 empty] | 1261.5587 | 0
[7 empty] | 1261.5781 | 0
[7 empty] | 1261.5977 | 0
[7 empty] | 1261.6172 | 0
[7 empty] | 1261.6366 | 0
[7 empty] | 1261.6561 | 0
[7 empty] | 1261.6757 | 0
[7 empty] | 1261.6951 | 0
[7 empty] | 1261.7146 | 0
[7 empty] | 1261.7341 | 0
[7 empty] | 1261.7537 | 0
[7 empty] | 1261.7731 | 0
[7 empty] | 1261.7926 | 0
[7 empty] | 1261.8121 | 0
[7 empty] | 1261.8315 | 0
[7 empty] | 1261.8511 | 0
[7 empty] | 1261.8706 | 0
[7 empty] | 1261.8901 | 0
[7 empty] | 1261.9097 | 0
[7 empty] | 1261.9291 | 0
[7 empty] | 1261.9486 | 0
[7 empty] | 1261.9681 | 0
[7 empty] | 1261.9877 | 0
[7 empty] | 1262.0071 | 0
[7 empty] | 1262.0266 | 0
[7 empty] | 1262.0461 | 0
[7 empty] | 1262.0657 | 0
[7 empty] | 1262.0852 | 0
[7 empty] | 1262.1046 | 0
[7 empty] | 1262.1241 | 0
[7 empty] | 1262.1437 | 0
[7 empty] | 1262.1632 | 0
[7 empty] | 1262.1827 | 0
[7 empty] | 1262.2023 | 0
[7 empty] | 1262.2217 | 0
[7 empty] | 1262.2412 | 0
[7 empty] | 1262.2607 | 0
[7 empty] | 1262.2803 | 0
[7 empty] | 1262.2998 | 0
[7 empty] | 1262.3193 | 0
[7 empty] | 1262.3389 | 0
[7 empty] | 1262.3583 | 0
[7 empty] | 1262.3778 | 0
[7 empty] | 1262.3973 | 0
[7 empty] | 1262.4169 | 0
[7 empty] | 1262.4364 | 0
[7 empty] | 1262.4559 | 0
[7 empty] | 1262.4755 | 0
[7 empty] | 1262.495 | 0
[7 empty] | 1262.5145 | 0
[7 empty] | 1262.5341 | 0
[7 empty] | 1262.5536 | 0
[7 empty] | 1262.573 | 0
[7 empty] | 1262.5925 | 0
[7 empty] | 1262.6121 | 0
[7 empty] | 1262.6316 | 0
[7 empty] | 1262.6511 | 0
[7 empty] | 1262.6707 | 0
[7 empty] | 1262.6902 | 0
[7 empty] | 1262.7097 | 0
[7 empty] | 1262.7292 | 0
[7 empty] | 1262.7488 | 0
[7 empty] | 1262.7683 | 0
[7 empty] | 1262.7878 | 0
[7 empty] | 1262.8074 | 0
[7 empty] | 1262.8269 | 0
[7 empty] | 1262.8464 | 0
[7 empty] | 1262.866 | 0
[7 empty] | 1262.8855 | 0
[7 empty] | 1262.905 | 0
[7 empty] | 1262.9246 | 0
[7 empty] | 1262.9441 | 0
[7 empty] | 1262.9636 | 0
[7 empty] | 1262.9832 | 0
[7 empty] | 1263.0027 | 0
[7 empty] | 1263.0222 | 0
[7 empty] | 1263.0417 | 0
[7 empty] | 1263.0613 | 0
[7 empty] | 1263.0808 | 0
[7 empty] | 1263.1005 | 0
[7 empty] | 1263.12 | 0
[7 empty] | 1263.1395 | 0
[7 empty] | 1263.1591 | 0
[7 empty] | 1263.1786 | 0
[7 empty] | 1263.1981 | 0
[7 empty] | 1263.2177 | 0
[7 empty] | 1263.2372 | 0
[7 empty] | 1263.2567 | 0
[7 empty] | 1263.2762 | 0
[7 empty] | 1263.2958 | 0
[7 empty] | 1263.3154 | 0
[7 empty] | 1263.335 | 0
[7 empty] | 1263.3545 | 0
[7 empty] | 1263.374 | 0
[7 empty] | 1263.3936 | 0
[7 empty] | 1263.4131 | 0
[7 empty] | 1263.4326 | 0
[7 empty] | 1263.4523 | 0
[7 empty] | 1263.4718 | 0
[7 empty] | 1263.4913 | 0
[7 empty] | 1263.5109 | 0
[7 empty] | 1263.5304 | 0
[7 empty] | 1263.5499 | 0
[7 empty] | 1263.5696 | 0
[7 empty] | 1263.5891 | 0
[7 empty] | 1263.6086 | 0
[7 empty] | 1263.6282 | 0
[7 empty] | 1263.6477 | 0
[7 empty] | 1263.6674 | 0
[7 empty] | 1263.6869 | 0
[7 empty] | 1263.7064 | 0
[7 empty] | 1263.726 | 0
[7 empty] | 1263.7455 | 0
[7 empty] | 1263.7651 | 0
[7 empty] | 1263.7847 | 0
[7 empty] | 1263.8042 | 0
[7 empty] | 1263.8237 | 0
[7 empty] | 1263.8434 | 0
[7 empty] | 1263.8629 | 0
[7 empty] | 1263.8824 | 0
[7 empty] | 1263.9021 | 0
[7 empty] | 1263.9216 | 0
[7 empty] | 1263.9412 | 0
[7 empty] | 1263.9607 | 0
[7 empty] | 1263.9803 | 0
[7 empty] | 1263.9999 | 0
[7 empty] | 1264.0194 | 0
[7 empty] | 1264.0391 | 0
[7 empty] | 1264.0586 | 0
[7 empty] | 1264.0781 | 0
[7 empty] | 1264.0977 | 0
[7 empty] | 1264.1173 | 0
[7 empty] | 1264.1368 | 0
[7 empty] | 1264.1564 | 0
[7 empty] | 1264.176 | 0
[7 empty] | 1264.1956 | 0
[7 empty] | 1264.2151 | 0
[7 empty] | 1264.2347 | 0
[7 empty] | 1264.2543 | 0
[7 empty] | 1264.2739 | 0
[7 empty] | 1264.2935 | 0
[7 empty] | 1264.313 | 0
[7 empty] | 1264.3326 | 0
[7 empty] | 1264.3522 | 0
[7 empty] | 1264.3717 | 0
[7 empty] | 1264.3914 | 0
[7 empty] | 1264.4109 | 0
[7 empty] | 1264.4305 | 0
[7 empty] | 1264.4501 | 0
[7 empty] | 1264.4696 | 0
[7 empty] | 1264.4893 | 0
[7 empty] | 1264.5088 | 0
[7 empty] | 1264.5284 | 0
[7 empty] | 1264.548 | 0
[7 empty] | 1264.5676 | 0
[7 empty] | 1264.5872 | 0
[7 empty] | 1264.6068 | 0
[7 empty] | 1264.6263 | 0
[7 empty] | 1264.6459 | 0
[7 empty] | 1264.6655 | 0
[7 empty] | 1264.6851 | 0
[7 empty] | 1264.7047 | 0
[7 empty] | 1264.7242 | 0
[7 empty] | 1264.7439 | 0
[7 empty] | 1264.7634 | 0
[7 empty] | 1264.7831 | 0
[7 empty] | 1264.8026 | 0
[7 empty] | 1264.8223 | 0
[7 empty] | 1264.8418 | 0
[7 empty] | 1264.8615 | 0
[7 empty] | 1264.881 | 0
[7 empty] | 1264.9006 | 0
[7 empty] | 1264.9202 | 0
[7 empty] | 1264.9398 | 0
[7 empty] | 1264.9594 | 0
[7 empty] | 1264.979 | 0
[7 empty] | 1264.9987 | 0
[7 empty] | 1265.0182 | 0
[7 empty] | 1265.0378 | 0
[7 empty] | 1265.0574 | 0
[7 empty] | 1265.077 | 0
[7 empty] | 1265.0966 | 0
[7 empty] | 1265.1162 | 0
[7 empty] | 1265.1359 | 0
[7 empty] | 1265.1554 | 0
[7 empty] | 1265.175 | 0
[7 empty] | 1265.1946 | 0
[7 empty] | 1265.2142 | 0
[7 empty] | 1265.2338 | 0
[7 empty] | 1265.2534 | 0
[7 empty] | 1265.2731 | 0
[7 empty] | 1265.2926 | 0
[7 empty] | 1265.3123 | 0
[7 empty] | 1265.3319 | 0
[7 empty] | 1265.3514 | 0
[7 empty] | 1265.3711 | 0
[7 empty] | 1265.3907 | 0
[7 empty] | 1265.4103 | 0
[7 empty] | 1265.4299 | 0
[7 empty] | 1265.4496 | 0
[7 empty] | 1265.4691 | 0
[7 empty] | 1265.4888 | 0
[7 empty] | 1265.5084 | 0
[7 empty] | 1265.528 | 0
[7 empty] | 1265.5476 | 0
[7 empty] | 1265.5673 | 0
[7 empty] | 1265.5868 | 0
[7 empty] | 1265.6064 | 0
[7 empty] | 1265.6261 | 0
[7 empty] | 1265.6456 | 0
[7 empty] | 1265.6653 | 0
[7 empty] | 1265.6849 | 0
[7 empty] | 1265.7046 | 0
[7 empty] | 1265.7241 | 0
[7 empty] | 1265.7438 | 0
[7 empty] | 1265.7634 | 0
[7 empty] | 1265.7831 | 0
[7 empty] | 1265.8026 | 0
[7 empty] | 1265.8223 | 0
[7 empty] | 1265.8419 | 0
[7 empty] | 1265.8616 | 0
[7 empty] | 1265.8811 | 0
[7 empty] | 1265.9008 | 0
[7 empty] | 1265.9204 | 0
[7 empty] | 1265.9401 | 0
[7 empty] | 1265.9596 | 0
[7 empty] | 1265.9792 | 0
[7 empty] | 1265.9989 | 0
[7 empty] | 1266.0186 | 0
[7 empty] | 1266.0382 | 0
[7 empty] | 1266.0579 | 0
[7 empty] | 1266.0774 | 0
[7 empty] | 1266.097 | 0
[7 empty] | 1266.1167 | 0
[7 empty] | 1266.1364 | 0
[7 empty] | 1266.156 | 0
[7 empty] | 1266.1757 | 0
[7 empty] | 1266.1952 | 0
[7 empty] | 1266.2148 | 0
[7 empty] | 1266.2345 | 0
[7 empty] | 1266.2541 | 0
[7 empty] | 1266.2738 | 0
[7 empty] | 1266.2935 | 0
[7 empty] | 1266.3131 | 0
[7 empty] | 1266.3326 | 0
[7 empty] | 1266.3523 | 0
[7 empty] | 1266.3719 | 0
[7 empty] | 1266.3916 | 0
[7 empty] | 1266.4113 | 0
[7 empty] | 1266.4309 | 0
[7 empty] | 1266.4506 | 0
[7 empty] | 1266.4702 | 0
[7 empty] | 1266.4899 | 0
[7 empty] | 1266.5095 | 0
[7 empty] | 1266.5292 | 0
[7 empty] | 1266.5488 | 0
[7 empty] | 1266.5685 | 0
[7 empty] | 1266.588 | 0
[7 empty] | 1266.6077 | 0
[7 empty] | 1266.6273 | 0
[7 empty] | 1266.647 | 0
[7 empty] | 1266.6666 | 0
[7 empty] | 1266.6863 | 0
[7 empty] | 1266.7059 | 0
[7 empty] | 1266.7256 | 0
[7 empty] | 1266.7452 | 0
[7 empty] | 1266.7649 | 0
[7 empty] | 1266.7845 | 0
[7 empty] | 1266.8042 | 0
[7 empty] | 1266.8239 | 0
[7 empty] | 1266.8435 | 0
[7 empty] | 1266.8632 | 0
[7 empty] | 1266.8828 | 0
[7 empty] | 1266.9025 | 0
[7 empty] | 1266.9221 | 0
[7 empty] | 1266.9418 | 0
[7 empty] | 1266.9614 | 0
[7 empty] | 1266.9812 | 0
[7 empty] | 1267.0009 | 0
[7 empty] | 1267.0205 | 0
[7 empty] | 1267.0402 | 0
[7 empty] | 1267.0598 | 0
[7 empty] | 1267.0795 | 0
[7 empty] | 1267.0991 | 0
[7 empty] | 1267.1188 | 0
[7 empty] | 1267.1384 | 0
[7 empty] | 1267.1581 | 0
[7 empty] | 1267.1777 | 0
[7 empty] | 1267.1974 | 0
[7 empty] | 1267.2172 | 0
[7 empty] | 1267.2368 | 0
[7 empty] | 1267.2565 | 0
[7 empty] | 1267.2761 | 0
[7 empty] | 1267.2958 | 0
[7 empty] | 1267.3154 | 0
[7 empty] | 1267.3351 | 0
[7 empty] | 1267.3547 | 0
[7 empty] | 1267.3745 | 0
[7 empty] | 1267.3942 | 0
[7 empty] | 1267.4138 | 0
[7 empty] | 1267.4335 | 0
[7 empty] | 1267.4531 | 0
[7 empty] | 1267.4728 | 0
[7 empty] | 1267.4926 | 0
[7 empty] | 1267.5122 | 0
[7 empty] | 1267.5319 | 0
[7 empty] | 1267.5515 | 0
[7 empty] | 1267.5712 | 0
[7 empty] | 1267.5909 | 0
[7 empty] | 1267.6106 | 0
[7 empty] | 1267.6302 | 0
[7 empty] | 1267.6499 | 0
[7 empty] | 1267.6696 | 0
[7 empty] | 1267.6893 | 0
[7 empty] | 1267.709 | 0
[7 empty] | 1267.7286 | 0
[7 empty] | 1267.7483 | 0
[7 empty] | 1267.7681 | 0
[7 empty] | 1267.7877 | 0
[7 empty] | 1267.8074 | 0
[7 empty] | 1267.827 | 0
[7 empty] | 1267.8468 | 0
[7 empty] | 1267.8665 | 0
[7 empty] | 1267.8861 | 0
[7 empty] | 1267.9059 | 0
[7 empty] | 1267.9255 | 0
[7 empty] | 1267.9452 | 0
[7 empty] | 1267.9648 | 0
[7 empty] | 1267.9846 | 0
[7 empty] | 1268.0043 | 0
[7 empty] | 1268.0239 | 0
[7 empty] | 1268.0437 | 0
[7 empty] | 1268.0634 | 0
[7 empty] | 1268.083 | 0
[7 empty] | 1268.1028 | 0
[7 empty] | 1268.1224 | 0
[7 empty] | 1268.1421 | 0
[7 empty] | 1268.1619 | 0
[7 empty] | 1268.1815 | 0
[7 empty] | 1268.2013 | 0
[7 empty] | 1268.2209 | 0
[7 empty] | 1268.2406 | 0
[7 empty] | 1268.2604 | 0
[7 empty] | 1268.28 | 0
[7 empty] | 1268.2997 | 0
[7 empty] | 1268.3195 | 0
[7 empty] | 1268.3391 | 0
[7 empty] | 1268.3589 | 0
[7 empty] | 1268.3785 | 0
[7 empty] | 1268.3982 | 0
[7 empty] | 1268.418 | 0
[7 empty] | 1268.4376 | 0
[7 empty] | 1268.4574 | 0
[7 empty] | 1268.4771 | 0
[7 empty] | 1268.4968 | 0
[7 empty] | 1268.5165 | 0
[7 empty] | 1268.5361 | 0
[7 empty] | 1268.5559 | 0
[7 empty] | 1268.5756 | 0
[7 empty] | 1268.5953 | 0
[7 empty] | 1268.615 | 0
[7 empty] | 1268.6348 | 0
[7 empty] | 1268.6544 | 0
[7 empty] | 1268.6742 | 0
[7 empty] | 1268.6938 | 0
[7 empty] | 1268.7136 | 0
[7 empty] | 1268.7333 | 0
[7 empty] | 1268.7531 | 0
[7 empty] | 1268.7727 | 0
[7 empty] | 1268.7925 | 0
[7 empty] | 1268.8121 | 0
[7 empty] | 1268.8319 | 0
[7 empty] | 1268.8516 | 0
[7 empty] | 1268.8713 | 0
[7 empty] | 1268.891 | 0
[7 empty] | 1268.9108 | 0
[7 empty] | 1268.9304 | 0
[7 empty] | 1268.9502 | 0
[7 empty] | 1268.97 | 0
[7 empty] | 1268.9896 | 0
[7 empty] | 1269.0094 | 0
[7 empty] | 1269.0291 | 0
[7 empty] | 1269.0488 | 0
[7 empty] | 1269.0685 | 0
[7 empty] | 1269.0883 | 0
[7 empty] | 1269.108 | 0
[7 empty] | 1269.1277 | 0
[7 empty] | 1269.1475 | 0
[7 empty] | 1269.1671 | 0
[7 empty] | 1269.1869 | 0
[7 empty] | 1269.2067 | 0
[7 empty] | 1269.2263 | 0
[7 empty] | 1269.2461 | 0
[7 empty] | 1269.2657 | 0
[7 empty] | 1269.2855 | 0
[7 empty] | 1269.3053 | 0
[7 empty] | 1269.325 | 0
[7 empty] | 1269.3447 | 0
[7 empty] | 1269.3645 | 0
[7 empty] | 1269.3842 | 0
[7 empty] | 1269.4039 | 0
[7 empty] | 1269.4237 | 0
[7 empty] | 1269.4434 | 0
[7 empty] | 1269.4631 | 0
[7 empty] | 1269.4829 | 0
[7 empty] | 1269.5026 | 0
[7 empty] | 1269.5223 | 0
[7 empty] | 1269.5421 | 0
[7 empty] | 1269.5619 | 0
[7 empty] | 1269.5815 | 0
[7 empty] | 1269.6013 | 0
[7 empty] | 1269.6211 | 0
[7 empty] | 1269.6407 | 0
[7 empty] | 1269.6605 | 0
[7 empty] | 1269.6803 | 0
[7 empty] | 1269.7001 | 0
[7 empty] | 1269.7197 | 0
[7 empty] | 1269.7395 | 0
[7 empty] | 1269.7593 | 0
[7 empty] | 1269.7791 | 0
[7 empty] | 1269.7987 | 0
[7 empty] | 1269.8185 | 0
[7 empty] | 1269.8383 | 0
[7 empty] | 1269.858 | 0
[7 empty] | 1269.8778 | 0
[7 empty] | 1269.8975 | 0
[7 empty] | 1269.9172 | 0
[7 empty] | 1269.937 | 0
[7 empty] | 1269.9568 | 0
[7 empty] | 1269.9766 | 0
[7 empty] | 1269.9962 | 0
[7 empty] | 1270.016 | 0
[7 empty] | 1270.0358 | 0
[7 empty] | 1270.0555 | 0
[7 empty] | 1270.0753 | 0
[7 empty] | 1270.0951 | 0
[7 empty] | 1270.1147 | 0
[7 empty] | 1270.1345 | 0
[7 empty] | 1270.1543 | 0
[7 empty] | 1270.1741 | 0
[7 empty] | 1270.1938 | 0
[7 empty] | 1270.2136 | 0
[7 empty] | 1270.2334 | 0
[7 empty] | 1270.2532 | 0
[7 empty] | 1270.2728 | 0
[7 empty] | 1270.2926 | 0
[7 empty] | 1270.3124 | 0
[7 empty] | 1270.3322 | 0
[7 empty] | 1270.3519 | 0
[7 empty] | 1270.3717 | 0
[7 empty] | 1270.3915 | 0
[7 empty] | 1270.4113 | 0
[7 empty] | 1270.431 | 0
[7 empty] | 1270.4508 | 0
[7 empty] | 1270.4706 | 0
[7 empty] | 1270.4904 | 0
[7 empty] | 1270.5101 | 0
[7 empty] | 1270.5298 | 0
[7 empty] | 1270.5496 | 0
[7 empty] | 1270.5693 | 0
[7 empty] | 1270.5891 | 0
[7 empty] | 1270.6089 | 0
[7 empty] | 1270.6287 | 0
[7 empty] | 1270.6484 | 0
[7 empty] | 1270.6682 | 0
[7 empty] | 1270.688 | 0
[7 empty] | 1270.7078 | 0
[7 empty] | 1270.7275 | 0
[7 empty] | 1270.7473 | 0
[7 empty] | 1270.7671 | 0
[7 empty] | 1270.7869 | 0
[7 empty] | 1270.8066 | 0
[7 empty] | 1270.8264 | 0
[7 empty] | 1270.8462 | 0
[7 empty] | 1270.866 | 0
[7 empty] | 1270.8859 | 0
[7 empty] | 1270.9056 | 0
[7 empty] | 1270.9254 | 0
[7 empty] | 1270.9452 | 0
[7 empty] | 1270.965 | 0
[7 empty] | 1270.9847 | 0
[7 empty] | 1271.0045 | 0
[7 empty] | 1271.0243 | 0
[7 empty] | 1271.0441 | 0
[7 empty] | 1271.0638 | 0
[7 empty] | 1271.0836 | 0
[7 empty] | 1271.1034 | 0
[7 empty] | 1271.1232 | 0
[7 empty] | 1271.1431 | 0
[7 empty] | 1271.1628 | 0
[7 empty] | 1271.1826 | 0
[7 empty] | 1271.2024 | 0
[7 empty] | 1271.2222 | 0
[7 empty] | 1271.2419 | 0
[7 empty] | 1271.2617 | 0
[7 empty] | 1271.2815 | 0
[7 empty] | 1271.3014 | 0
[7 empty] | 1271.3212 | 0
[7 empty] | 1271.3409 | 0
[7 empty] | 1271.3607 | 0
[7 empty] | 1271.3805 | 0
[7 empty] | 1271.4003 | 0
[7 empty] | 1271.4202 | 0
[7 empty] | 1271.4399 | 0
[7 empty] | 1271.4597 | 0
[7 empty] | 1271.4795 | 0
[7 empty] | 1271.4993 | 0
[7 empty] | 1271.5192 | 0
[7 empty] | 1271.5389 | 0
[7 empty] | 1271.5587 | 0
[7 empty] | 1271.5785 | 0
[7 empty] | 1271.5984 | 0
[7 empty] | 1271.6182 | 0
[7 empty] | 1271.6379 | 0
[7 empty] | 1271.6577 | 0
[7 empty] | 1271.6775 | 0
[7 empty] | 1271.6974 | 0
[7 empty] | 1271.7172 | 0
[7 empty] | 1271.7369 | 0
[7 empty] | 1271.7568 | 0
[7 empty] | 1271.7766 | 0
[7 empty] | 1271.7964 | 0
[7 empty] | 1271.8162 | 0
[7 empty] | 1271.8361 | 0
[7 empty] | 1271.8558 | 0
[7 empty] | 1271.8756 | 0
[7 empty] | 1271.8955 | 0
[7 empty] | 1271.9153 | 0
[7 empty] | 1271.9351 | 0
[7 empty] | 1271.9548 | 0
[7 empty] | 1271.9747 | 0
[7 empty] | 1271.9945 | 0
[7 empty] | 1272.0143 | 0
[7 empty] | 1272.0342 | 0
[7 empty] | 1272.054 | 0
[7 empty] | 1272.0739 | 0
[7 empty] | 1272.0936 | 0
[7 empty] | 1272.1134 | 0
[7 empty] | 1272.1333 | 0
[7 empty] | 1272.1531 | 0
[7 empty] | 1272.1729 | 0
[7 empty] | 1272.1927 | 0
[7 empty] | 1272.2125 | 0
[7 empty] | 1272.2323 | 0
[7 empty] | 1272.2522 | 0
[7 empty] | 1272.272 | 0
[7 empty] | 1272.2919 | 0
[7 empty] | 1272.3116 | 0
[7 empty] | 1272.3314 | 0
[7 empty] | 1272.3513 | 0
[7 empty] | 1272.3711 | 0
[7 empty] | 1272.391 | 0
[7 empty] | 1272.4108 | 0
[7 empty] | 1272.4307 | 0
[7 empty] | 1272.4504 | 0
[7 empty] | 1272.4703 | 0
[7 empty] | 1272.4901 | 0
[7 empty] | 1272.5099 | 0
[7 empty] | 1272.5298 | 0
[7 empty] | 1272.5496 | 0
[7 empty] | 1272.5695 | 0
[7 empty] | 1272.5892 | 0
[7 empty] | 1272.6091 | 0
[7 empty] | 1272.6289 | 0
[7 empty] | 1272.6488 | 0
[7 empty] | 1272.6686 | 0
[7 empty] | 1272.6885 | 0
[7 empty] | 1272.7083 | 0
[7 empty] | 1272.7281 | 0
[7 empty] | 1272.7479 | 0
[7 empty] | 1272.7678 | 0
[7 empty] | 1272.7876 | 0
[7 empty] | 1272.8075 | 0
[7 empty] | 1272.8274 | 0
[7 empty] | 1272.8472 | 0
[7 empty] | 1272.8671 | 0
[7 empty] | 1272.8868 | 0
[7 empty] | 1272.9067 | 0
[7 empty] | 1272.9265 | 0
[7 empty] | 1272.9464 | 0
[7 empty] | 1272.9662 | 0
[7 empty] | 1272.9861 | 0
[7 empty] | 1273.006 | 0
[7 empty] | 1273.0258 | 0
[7 empty] | 1273.0457 | 0
[7 empty] | 1273.0654 | 0
[7 empty] | 1273.0853 | 0
[7 empty] | 1273.1052 | 0
[7 empty] | 1273.125 | 0
[7 empty] | 1273.1449 | 0
[7 empty] | 1273.1647 | 0
[7 empty] | 1273.1846 | 0
[7 empty] | 1273.2045 | 0
[7 empty] | 1273.2242 | 0
[7 empty] | 1273.2441 | 0
[7 empty] | 1273.264 | 0
[7 empty] | 1273.2838 | 0
[7 empty] | 1273.3037 | 0
[7 empty] | 1273.3236 | 0
[7 empty] | 1273.3434 | 0
[7 empty] | 1273.3633 | 0
[7 empty] | 1273.3832 | 0
[7 empty] | 1273.403 | 0
[7 empty] | 1273.4229 | 0
[7 empty] | 1273.4427 | 0
[7 empty] | 1273.4626 | 0
[7 empty] | 1273.4824 | 0
[7 empty] | 1273.5023 | 0
[7 empty] | 1273.5222 | 0
[7 empty] | 1273.542 | 0
[7 empty] | 1273.5619 | 0
[7 empty] | 1273.5818 | 0
[7 empty] | 1273.6017 | 0
[7 empty] | 1273.6215 | 0
[7 empty] | 1273.6414 | 0
[7 empty] | 1273.6613 | 0
[7 empty] | 1273.6812 | 0
[7 empty] | 1273.7009 | 0
[7 empty] | 1273.7208 | 0
[7 empty] | 1273.7407 | 0
[7 empty] | 1273.7606 | 0
[7 empty] | 1273.7804 | 0
[7 empty] | 1273.8003 | 0
[7 empty] | 1273.8202 | 0
[7 empty] | 1273.8401 | 0
[7 empty] | 1273.86 | 0
[7 empty] | 1273.8798 | 0
[7 empty] | 1273.8997 | 0
[7 empty] | 1273.9196 | 0
[7 empty] | 1273.9395 | 0
[7 empty] | 1273.9594 | 0
[7 empty] | 1273.9792 | 0
[7 empty] | 1273.999 | 0
[7 empty] | 1274.0189 | 0
[7 empty] | 1274.0388 | 0
[7 empty] | 1274.0587 | 0
[7 empty] | 1274.0786 | 0
[7 empty] | 1274.0985 | 0
[7 empty] | 1274.1184 | 0
[7 empty] | 1274.1382 | 0
[7 empty] | 1274.1581 | 0
[7 empty] | 1274.178 | 0
[7 empty] | 1274.1979 | 0
[7 empty] | 1274.2178 | 0
[7 empty] | 1274.2377 | 0
[7 empty] | 1274.2576 | 0
[7 empty] | 1274.2775 | 0
[7 empty] | 1274.2974 | 0
[7 empty] | 1274.3173 | 0
[7 empty] | 1274.337 | 0
[7 empty] | 1274.3569 | 0
[7 empty] | 1274.3768 | 0
[7 empty] | 1274.3967 | 0
[7 empty] | 1274.4166 | 0
[7 empty] | 1274.4365 | 0
[7 empty] | 1274.4564 | 0
[7 empty] | 1274.4763 | 0
[7 empty] | 1274.4962 | 0
[7 empty] | 1274.5161 | 0
[7 empty] | 1274.536 | 0
[7 empty] | 1274.5559 | 0
[7 empty] | 1274.5758 | 0
[7 empty] | 1274.5957 | 0
[7 empty] | 1274.6156 | 0
[7 empty] | 1274.6355 | 0
[7 empty] | 1274.6554 | 0
[7 empty] | 1274.6753 | 0
[7 empty] | 1274.6952 | 0
[7 empty] | 1274.7151 | 0
[7 empty] | 1274.735 | 0
[7 empty] | 1274.7549 | 0
[7 empty] | 1274.7748 | 0
[7 empty] | 1274.7947 | 0
[7 empty] | 1274.8146 | 0
[7 empty] | 1274.8345 | 0
[7 empty] | 1274.8544 | 0
[7 empty] | 1274.8743 | 0
[7 empty] | 1274.8943 | 0
[7 empty] | 1274.9142 | 0
[7 empty] | 1274.9341 | 0
[7 empty] | 1274.954 | 0
[7 empty] | 1274.9739 | 0
[7 empty] | 1274.9938 | 0
[7 empty] | 1275.0137 | 0
[7 empty] | 1275.0336 | 0
[7 empty] | 1275.0535 | 0
[7 empty] | 1275.0734 | 0
[7 empty] | 1275.0933 | 0
[7 empty] | 1275.1133 | 0
[7 empty] | 1275.1332 | 0
[7 empty] | 1275.1531 | 0
[7 empty] | 1275.173 | 0
[7 empty] | 1275.1929 | 0
[7 empty] | 1275.2128 | 0
[7 empty] | 1275.2327 | 0
[7 empty] | 1275.2527 | 0
[7 empty] | 1275.2726 | 0
[7 empty] | 1275.2925 | 0
[7 empty] | 1275.3124 | 0
[7 empty] | 1275.3323 | 0
[7 empty] | 1275.3523 | 0
[7 empty] | 1275.3722 | 0
[7 empty] | 1275.3921 | 0
[7 empty] | 1275.412 | 0
[7 empty] | 1275.4319 | 0
[7 empty] | 1275.4519 | 0
[7 empty] | 1275.4718 | 0
[7 empty] | 1275.4917 | 0
[7 empty] | 1275.5116 | 0
[7 empty] | 1275.5315 | 0
[7 empty] | 1275.5515 | 0
[7 empty] | 1275.5714 | 0
[7 empty] | 1275.5913 | 0
[7 empty] | 1275.6112 | 0
[7 empty] | 1275.6312 | 0
[7 empty] | 1275.6511 | 0
[7 empty] | 1275.671 | 0
[7 empty] | 1275.6909 | 0
[7 empty] | 1275.7109 | 0
[7 empty] | 1275.7308 | 0
[7 empty] | 1275.7507 | 0
[7 empty] | 1275.7708 | 0
[7 empty] | 1275.7906 | 0
[7 empty] | 1275.8105 | 0
[7 empty] | 1275.8306 | 0
[7 empty] | 1275.8505 | 0
[7 empty] | 1275.8704 | 0
[7 empty] | 1275.8903 | 0
[7 empty] | 1275.9103 | 0
[7 empty] | 1275.9302 | 0
[7 empty] | 1275.9501 | 0
[7 empty] | 1275.9701 | 0
[7 empty] | 1275.99 | 0
[7 empty] | 1276.01 | 0
[7 empty] | 1276.0299 | 0
[7 empty] | 1276.0498 | 0
[7 empty] | 1276.0698 | 0
[7 empty] | 1276.0897 | 0
[7 empty] | 1276.1096 | 0
[7 empty] | 1276.1296 | 0
[7 empty] | 1276.1495 | 0
[7 empty] | 1276.1696 | 0
[7 empty] | 1276.1895 | 0
[7 empty] | 1276.2094 | 0
[7 empty] | 1276.2294 | 0
[7 empty] | 1276.2493 | 0
[7 empty] | 1276.2693 | 0
[7 empty] | 1276.2892 | 0
[7 empty] | 1276.3091 | 0
[7 empty] | 1276.3291 | 0
[7 empty] | 1276.349 | 0
[7 empty] | 1276.369 | 0
[7 empty] | 1276.3889 | 0
[7 empty] | 1276.4089 | 0
[7 empty] | 1276.4288 | 0
[7 empty] | 1276.4489 | 0
[7 empty] | 1276.4688 | 0
[7 empty] | 1276.4888 | 0
[7 empty] | 1276.5087 | 0
[7 empty] | 1276.5287 | 0
[7 empty] | 1276.5486 | 0
[7 empty] | 1276.5686 | 0
[7 empty] | 1276.5885 | 0
[7 empty] | 1276.6085 | 0
[7 empty] | 1276.6284 | 0
[7 empty] | 1276.6484 | 0
[7 empty] | 1276.6683 | 0
[7 empty] | 1276.6884 | 0
[7 empty] | 1276.7083 | 0
[7 empty] | 1276.7283 | 0
[7 empty] | 1276.7482 | 0
[7 empty] | 1276.7682 | 0
[7 empty] | 1276.7881 | 0
[7 empty] | 1276.8081 | 0
[7 empty] | 1276.828 | 0
[7 empty] | 1276.848 | 0
[7 empty] | 1276.868 | 0
[7 empty] | 1276.8879 | 0
[7 empty] | 1276.908 | 0
[7 empty] | 1276.9279 | 0
[7 empty] | 1276.9479 | 0
[7 empty] | 1276.9679 | 0
[7 empty] | 1276.9878 | 0
[7 empty] | 1277.0078 | 0
[7 empty] | 1277.0277 | 0
[7 empty] | 1277.0477 | 0
[7 empty] | 1277.0677 | 0
[7 empty] | 1277.0876 | 0
[7 empty] | 1277.1077 | 0
[7 empty] | 1277.1277 | 0
[7 empty] | 1277.1476 | 0
[7 empty] | 1277.1676 | 0
[7 empty] | 1277.1876 | 0
[7 empty] | 1277.2075 | 0
[7 empty] | 1277.2275 | 0
[7 empty] | 1277.2476 | 0
[7 empty] | 1277.2675 | 0
[7 empty] | 1277.2875 | 0
[7 empty] | 1277.3075 | 0
[7 empty] | 1277.3274 | 0
[7 empty] | 1277.3474 | 0
[7 empty] | 1277.3674 | 0
[7 empty] | 1277.3873 | 0
[7 empty] | 1277.4073 | 0
[7 empty] | 1277.4274 | 0
[7 empty] | 1277.4474 | 0
[7 empty] | 1277.4673 | 0
[7 empty] | 1277.4873 | 0
[7 empty] | 1277.5073 | 0
[7 empty] | 1277.5272 | 0
[7 empty] | 1277.5472 | 0
[7 empty] | 1277.5673 | 0
[7 empty] | 1277.5873 | 0
[7 empty] | 1277.6073 | 0
[7 empty] | 1277.6272 | 0
[7 empty] | 1277.6472 | 0
[7 empty] | 1277.6672 | 0
[7 empty] | 1277.6873 | 0
[7 empty] | 1277.7072 | 0
[7 empty] | 1277.7272 | 0
[7 empty] | 1277.7472 | 0
[7 empty] | 1277.7672 | 0
[7 empty] | 1277.7872 | 0
[7 empty] | 1277.8071 | 0
[7 empty] | 1277.8271 | 0
[7 empty] | 1277.8472 | 0
[7 empty] | 1277.8672 | 0
[7 empty] | 1277.8872 | 0
[7 empty] | 1277.9072 | 0
[7 empty] | 1277.9271 | 0
[7 empty] | 1277.9471 | 0
[7 empty] | 1277.9672 | 0
[7 empty] | 1277.9872 | 0
[7 empty] | 1278.0072 | 0
[7 empty] | 1278.0272 | 0
[7 empty] | 1278.0472 | 0
[7 empty] | 1278.0673 | 0
[7 empty] | 1278.0872 | 0
[7 empty] | 1278.1072 | 0
[7 empty] | 1278.1272 | 0
[7 empty] | 1278.1472 | 0
[7 empty] | 1278.1672 | 0
[7 empty] | 1278.1873 | 0
[7 empty] | 1278.2073 | 0
[7 empty] | 1278.2273 | 0
[7 empty] | 1278.2473 | 0
[7 empty] | 1278.2673 | 0
[7 empty] | 1278.2874 | 0
[7 empty] | 1278.3073 | 0
[7 empty] | 1278.3273 | 0
[7 empty] | 1278.3473 | 0
[7 empty] | 1278.3673 | 0
[7 empty] | 1278.3873 | 0
[7 empty] | 1278.4073 | 0
[7 empty] | 1278.4274 | 0
[7 empty] | 1278.4474 | 0
[7 empty] | 1278.4674 | 0
[7 empty] | 1278.4874 | 0
[7 empty] | 1278.5074 | 0
[7 empty] | 1278.5275 | 0
[7 empty] | 1278.5475 | 0
[7 empty] | 1278.5675 | 0
[7 empty] | 1278.5875 | 0
[7 empty] | 1278.6075 | 0
[7 empty] | 1278.6276 | 0
[7 empty] | 1278.6476 | 0
[7 empty] | 1278.6676 | 0
[7 empty] | 1278.6876 | 0
[7 empty] | 1278.7076 | 0
[7 empty] | 1278.7277 | 0
[7 empty] | 1278.7478 | 0
[7 empty] | 1278.7678 | 0
[7 empty] | 1278.7878 | 0
[7 empty] | 1278.8079 | 0
[7 empty] | 1278.8279 | 0
[7 empty] | 1278.8479 | 0
[7 empty] | 1278.8679 | 0
[7 empty] | 1278.8879 | 0
[7 empty] | 1278.908 | 0
[7 empty] | 1278.928 | 0
[7 empty] | 1278.948 | 0
[7 empty] | 1278.9681 | 0
[7 empty] | 1278.9882 | 0
[7 empty] | 1279.0082 | 0
[7 empty] | 1279.0282 | 0
[7 empty] | 1279.0482 | 0
[7 empty] | 1279.0682 | 0
[7 empty] | 1279.0883 | 0
[7 empty] | 1279.1083 | 0
[7 empty] | 1279.1284 | 0
[7 empty] | 1279.1484 | 0
[7 empty] | 1279.1685 | 0
[7 empty] | 1279.1885 | 0
[7 empty] | 1279.2085 | 0
[7 empty] | 1279.2285 | 0
[7 empty] | 1279.2487 | 0
[7 empty] | 1279.2687 | 0
[7 empty] | 1279.2887 | 0
[7 empty] | 1279.3087 | 0
[7 empty] | 1279.3287 | 0
[7 empty] | 1279.3489 | 0
[7 empty] | 1279.3689 | 0
[7 empty] | 1279.3889 | 0
[7 empty] | 1279.4089 | 0
[7 empty] | 1279.4291 | 0
[7 empty] | 1279.4491 | 0
[7 empty] | 1279.4691 | 0
[7 empty] | 1279.4891 | 0
[7 empty] | 1279.5093 | 0
[7 empty] | 1279.5293 | 0
[7 empty] | 1279.5493 | 0
[7 empty] | 1279.5693 | 0
[7 empty] | 1279.5895 | 0
[7 empty] | 1279.6095 | 0
[7 empty] | 1279.6295 | 0
[7 empty] | 1279.6495 | 0
[7 empty] | 1279.6697 | 0
[7 empty] | 1279.6897 | 0
[7 empty] | 1279.7097 | 0
[7 empty] | 1279.7299 | 0
[7 empty] | 1279.7499 | 0
[7 empty] | 1279.7699 | 0
[7 empty] | 1279.79 | 0
[7 empty] | 1279.8101 | 0
[7 empty] | 1279.8301 | 0
[7 empty] | 1279.8502 | 0
[7 empty] | 1279.8702 | 0
[7 empty] | 1279.8903 | 0
[7 empty] | 1279.9104 | 0
[7 empty] | 1279.9304 | 0
[7 empty] | 1279.9504 | 0
[7 empty] | 1279.9706 | 0
[7 empty] | 1279.9906 | 0
[7 empty] | 1280.0107 | 0
[7 empty] | 1280.0308 | 0
[7 empty] | 1280.0508 | 0
[7 empty] | 1280.0709 | 0
[7 empty] | 1280.0909 | 0
[7 empty] | 1280.111 | 0
[7 empty] | 1280.1311 | 0
[7 empty] | 1280.1511 | 0
[7 empty] | 1280.1713 | 0
[7 empty] | 1280.1913 | 0
[7 empty] | 1280.2114 | 0
[7 empty] | 1280.2314 | 0
[7 empty] | 1280.2515 | 0
[7 empty] | 1280.2716 | 0
[7 empty] | 1280.2916 | 0
[7 empty] | 1280.3118 | 0
[7 empty] | 1280.3318 | 0
[7 empty] | 1280.3519 | 0
[7 empty] | 1280.3719 | 0
[7 empty] | 1280.3921 | 0
[7 empty] | 1280.4121 | 0
[7 empty] | 1280.4323 | 0
[7 empty] | 1280.4523 | 0
[7 empty] | 1280.4724 | 0
[7 empty] | 1280.4924 | 0
[7 empty] | 1280.5126 | 0
[7 empty] | 1280.5326 | 0
[7 empty] | 1280.5527 | 0
[7 empty] | 1280.5728 | 0
[7 empty] | 1280.5929 | 0
[7 empty] | 1280.6129 | 0
[7 empty] | 1280.6331 | 0
[7 empty] | 1280.6531 | 0
[7 empty] | 1280.6732 | 0
[7 empty] | 1280.6934 | 0
[7 empty] | 1280.7134 | 0
[7 empty] | 1280.7335 | 0
[7 empty] | 1280.7535 | 0
[7 empty] | 1280.7737 | 0
[7 empty] | 1280.7937 | 0
[7 empty] | 1280.8138 | 0
[7 empty] | 1280.834 | 0
[7 empty] | 1280.854 | 0
[7 empty] | 1280.8741 | 0
[7 empty] | 1280.8942 | 0
[7 empty] | 1280.9143 | 0
[7 empty] | 1280.9344 | 0
[7 empty] | 1280.9545 | 0
[7 empty] | 1280.9746 | 0
[7 empty] | 1280.9946 | 0
[7 empty] | 1281.0148 | 0
[7 empty] | 1281.0349 | 0
[7 empty] | 1281.0549 | 0
[7 empty] | 1281.0751 | 0
[7 empty] | 1281.0952 | 0
[7 empty] | 1281.1152 | 0
[7 empty] | 1281.1354 | 0
[7 empty] | 1281.1555 | 0
[7 empty] | 1281.1755 | 0
[7 empty] | 1281.1957 | 0
[7 empty] | 1281.2158 | 0
[7 empty] | 1281.236 | 0
[7 empty] | 1281.256 | 0
[7 empty] | 1281.2761 | 0
[7 empty] | 1281.2963 | 0
[7 empty] | 1281.3163 | 0
[7 empty] | 1281.3364 | 0
[7 empty] | 1281.3566 | 0
[7 empty] | 1281.3767 | 0
[7 empty] | 1281.3967 | 0
[7 empty] | 1281.4169 | 0
[7 empty] | 1281.437 | 0
[7 empty] | 1281.457 | 0
[7 empty] | 1281.4772 | 0
[7 empty] | 1281.4973 | 0
[7 empty] | 1281.5175 | 0
[7 empty] | 1281.5376 | 0
[7 empty] | 1281.5576 | 0
[7 empty] | 1281.5778 | 0
[7 empty] | 1281.5979 | 0
[7 empty] | 1281.618 | 0
[7 empty] | 1281.6382 | 0
[7 empty] | 1281.6582 | 0
[7 empty] | 1281.6783 | 0
[7 empty] | 1281.6985 | 0
[7 empty] | 1281.7186 | 0
[7 empty] | 1281.7388 | 0
[7 empty] | 1281.7588 | 0
[7 empty] | 1281.7789 | 0
[7 empty] | 1281.7991 | 0
[7 empty] | 1281.8192 | 0
[7 empty] | 1281.8394 | 0
[7 empty] | 1281.8595 | 0
[7 empty] | 1281.8795 | 0
[7 empty] | 1281.8997 | 0
[7 empty] | 1281.9198 | 0
[7 empty] | 1281.9399 | 0
[7 empty] | 1281.9601 | 0
[7 empty] | 1281.9802 | 0
[7 empty] | 1282.0004 | 0
[7 empty] | 1282.0205 | 0
[7 empty] | 1282.0406 | 0
[7 empty] | 1282.0607 | 0
[7 empty] | 1282.0808 | 0
[7 empty] | 1282.101 | 0
[7 empty] | 1282.1211 | 0
[7 empty] | 1282.1412 | 0
[7 empty] | 1282.1614 | 0
[7 empty] | 1282.1815 | 0
[7 empty] | 1282.2017 | 0
[7 empty] | 1282.2218 | 0
[7 empty] | 1282.2419 | 0
[7 empty] | 1282.2621 | 0
[7 empty] | 1282.2822 | 0
[7 empty] | 1282.3024 | 0
[7 empty] | 1282.3225 | 0
[7 empty] | 1282.3427 | 0
[7 empty] | 1282.3628 | 0
[7 empty] | 1282.3829 | 0
[7 empty] | 1282.4031 | 0
[7 empty] | 1282.4232 | 0
[7 empty] | 1282.4434 | 0
[7 empty] | 1282.4635 | 0
[7 empty] | 1282.4836 | 0
[7 empty] | 1282.5038 | 0
[7 empty] | 1282.5239 | 0
[7 empty] | 1282.5441 | 0
[7 empty] | 1282.5642 | 0
[7 empty] | 1282.5844 | 0
[7 empty] | 1282.6045 | 0
[7 empty] | 1282.6246 | 0
[7 empty] | 1282.6448 | 0
[7 empty] | 1282.6649 | 0
[7 empty] | 1282.6851 | 0
[7 empty] | 1282.7052 | 0
[7 empty] | 1282.7253 | 0
[7 empty] | 1282.7455 | 0
[7 empty] | 1282.7657 | 0
[7 empty] | 1282.7859 | 0
[7 empty] | 1282.806 | 0
[7 empty] | 1282.8262 | 0
[7 empty] | 1282.8463 | 0
[7 empty] | 1282.8665 | 0
[7 empty] | 1282.8866 | 0
[7 empty] | 1282.9067 | 0
[7 empty] | 1282.9269 | 0
[7 empty] | 1282.9471 | 0
[7 empty] | 1282.9673 | 0
[7 empty] | 1282.9874 | 0
[7 empty] | 1283.0076 | 0
[7 empty] | 1283.0277 | 0
[7 empty] | 1283.0479 | 0
[7 empty] | 1283.068 | 0
[7 empty] | 1283.0883 | 0
[7 empty] | 1283.1084 | 0
[7 empty] | 1283.1285 | 0
[7 empty] | 1283.1487 | 0
[7 empty] | 1283.1688 | 0
[7 empty] | 1283.1891 | 0
[7 empty] | 1283.2092 | 0
[7 empty] | 1283.2294 | 0
[7 empty] | 1283.2495 | 0
[7 empty] | 1283.2697 | 0
[7 empty] | 1283.2899 | 0
[7 empty] | 1283.3101 | 0
[7 empty] | 1283.3302 | 0
[7 empty] | 1283.3503 | 0
[7 empty] | 1283.3706 | 0
[7 empty] | 1283.3907 | 0
[7 empty] | 1283.4109 | 0
[7 empty] | 1283.431 | 0
[7 empty] | 1283.4513 | 0
[7 empty] | 1283.4714 | 0
[7 empty] | 1283.4916 | 0
[7 empty] | 1283.5117 | 0
[7 empty] | 1283.532 | 0
[7 empty] | 1283.5521 | 0
[7 empty] | 1283.5723 | 0
[7 empty] | 1283.5925 | 0
[7 empty] | 1283.6127 | 0
[7 empty] | 1283.6328 | 0
[7 empty] | 1283.6531 | 0
[7 empty] | 1283.6732 | 0
[7 empty] | 1283.6934 | 0
[7 empty] | 1283.7136 | 0
[7 empty] | 1283.7338 | 0
[7 empty] | 1283.7539 | 0
[7 empty] | 1283.7742 | 0
[7 empty] | 1283.7943 | 0
[7 empty] | 1283.8145 | 0
[7 empty] | 1283.8347 | 0
[7 empty] | 1283.8549 | 0
[7 empty] | 1283.875 | 0
[7 empty] | 1283.8953 | 0
[7 empty] | 1283.9154 | 0
[7 empty] | 1283.9357 | 0
[7 empty] | 1283.9558 | 0
[7 empty] | 1283.976 | 0
[7 empty] | 1283.9962 | 0
[7 empty] | 1284.0164 | 0
[7 empty] | 1284.0366 | 0
[7 empty] | 1284.0568 | 0
[7 empty] | 1284.0769 | 0
[7 empty] | 1284.0972 | 0
[7 empty] | 1284.1173 | 0
[7 empty] | 1284.1376 | 0
[7 empty] | 1284.1577 | 0
[7 empty] | 1284.178 | 0
[7 empty] | 1284.1981 | 0
[7 empty] | 1284.2184 | 0
[7 empty] | 1284.2385 | 0
[7 empty] | 1284.2588 | 0
[7 empty] | 1284.2789 | 0
[7 empty] | 1284.2992 | 0
[7 empty] | 1284.3193 | 0
[7 empty] | 1284.3396 | 0
[7 empty] | 1284.3597 | 0
[7 empty] | 1284.38 | 0
[7 empty] | 1284.4001 | 0
[7 empty] | 1284.4204 | 0
[7 empty] | 1284.4406 | 0
[7 empty] | 1284.4608 | 0
[7 empty] | 1284.481 | 0
[7 empty] | 1284.5012 | 0
[7 empty] | 1284.5214 | 0
[7 empty] | 1284.5416 | 0
[7 empty] | 1284.5618 | 0
[7 empty] | 1284.582 | 0
[7 empty] | 1284.6022 | 0
[7 empty] | 1284.6224 | 0
[7 empty] | 1284.6427 | 0
[7 empty] | 1284.6628 | 0
[7 empty] | 1284.6831 | 0
[7 empty] | 1284.7032 | 0
[7 empty] | 1284.7235 | 0
[7 empty] | 1284.7437 | 0
[7 empty] | 1284.7639 | 0
[7 empty] | 1284.7842 | 0
[7 empty] | 1284.8043 | 0
[7 empty] | 1284.8246 | 0
[7 empty] | 1284.8448 | 0
[7 empty] | 1284.865 | 0
[7 empty] | 1284.8853 | 0
[7 empty] | 1284.9054 | 0
[7 empty] | 1284.9257 | 0
[7 empty] | 1284.9459 | 0
[7 empty] | 1284.9661 | 0
[7 empty] | 1284.9863 | 0
[7 empty] | 1285.0066 | 0
[7 empty] | 1285.0267 | 0
[7 empty] | 1285.047 | 0
[7 empty] | 1285.0673 | 0
[7 empty] | 1285.0874 | 0
[7 empty] | 1285.1077 | 0
[7 empty] | 1285.1279 | 0
[7 empty] | 1285.1482 | 0
[7 empty] | 1285.1683 | 0
[7 empty] | 1285.1886 | 0
[7 empty] | 1285.2089 | 0
[7 empty] | 1285.229 | 0
[7 empty] | 1285.2493 | 0
[7 empty] | 1285.2695 | 0
[7 empty] | 1285.2898 | 0
[7 empty] | 1285.3099 | 0
[7 empty] | 1285.3302 | 0
[7 empty] | 1285.3505 | 0
[7 empty] | 1285.3707 | 0
[7 empty] | 1285.3909 | 0
[7 empty] | 1285.4111 | 0
[7 empty] | 1285.4314 | 0
[7 empty] | 1285.4517 | 0
[7 empty] | 1285.4719 | 0
[7 empty] | 1285.4921 | 0
[7 empty] | 1285.5123 | 0
[7 empty] | 1285.5326 | 0
[7 empty] | 1285.5529 | 0
[7 empty] | 1285.5731 | 0
[7 empty] | 1285.5933 | 0
[7 empty] | 1285.6135 | 0
[7 empty] | 1285.6338 | 0
[7 empty] | 1285.6541 | 0
[7 empty] | 1285.6743 | 0
[7 empty] | 1285.6946 | 0
[7 empty] | 1285.7147 | 0
[7 empty] | 1285.735 | 0
[7 empty] | 1285.7552 | 0
[7 empty] | 1285.7755 | 0
[7 empty] | 1285.7958 | 0
[7 empty] | 1285.816 | 0
[7 empty] | 1285.8363 | 0
[7 empty] | 1285.8564 | 0
[7 empty] | 1285.8767 | 0
[7 empty] | 1285.897 | 0
[7 empty] | 1285.9172 | 0
[7 empty] | 1285.9375 | 0
[7 empty] | 1285.9578 | 0
[7 empty] | 1285.978 | 0
[7 empty] | 1285.9983 | 0
[7 empty] | 1286.0186 | 0
[7 empty] | 1286.0388 | 0
[7 empty] | 1286.0591 | 0
[7 empty] | 1286.0793 | 0
[7 empty] | 1286.0996 | 0
[7 empty] | 1286.1198 | 0
[7 empty] | 1286.14 | 0
[7 empty] | 1286.1603 | 0
[7 empty] | 1286.1805 | 0
[7 empty] | 1286.2008 | 0
[7 empty] | 1286.2211 | 0
[7 empty] | 1286.2413 | 0
[7 empty] | 1286.2616 | 0
[7 empty] | 1286.2819 | 0
[7 empty] | 1286.3021 | 0
[7 empty] | 1286.3224 | 0
[7 empty] | 1286.3427 | 0
[7 empty] | 1286.3629 | 0
[7 empty] | 1286.3832 | 0
[7 empty] | 1286.4034 | 0
[7 empty] | 1286.4237 | 0
[7 empty] | 1286.444 | 0
[7 empty] | 1286.4642 | 0
[7 empty] | 1286.4846 | 0
[7 empty] | 1286.5049 | 0
[7 empty] | 1286.5251 | 0
[7 empty] | 1286.5454 | 0
[7 empty] | 1286.5657 | 0
[7 empty] | 1286.5859 | 0
[7 empty] | 1286.6062 | 0
[7 empty] | 1286.6265 | 0
[7 empty] | 1286.6467 | 0
[7 empty] | 1286.667 | 0
[7 empty] | 1286.6873 | 0
[7 empty] | 1286.7075 | 0
[7 empty] | 1286.7279 | 0
[7 empty] | 1286.7482 | 0
[7 empty] | 1286.7684 | 0
[7 empty] | 1286.7887 | 0
[7 empty] | 1286.809 | 0
[7 empty] | 1286.8292 | 0
[7 empty] | 1286.8495 | 0
[7 empty] | 1286.8698 | 0
[7 empty] | 1286.8901 | 0
[7 empty] | 1286.9104 | 0
[7 empty] | 1286.9307 | 0
[7 empty] | 1286.9509 | 0
[7 empty] | 1286.9712 | 0
[7 empty] | 1286.9915 | 0
[7 empty] | 1287.0118 | 0
[7 empty] | 1287.0321 | 0
[7 empty] | 1287.0524 | 0
[7 empty] | 1287.0726 | 0
[7 empty] | 1287.0929 | 0
[7 empty] | 1287.1133 | 0
[7 empty] | 1287.1335 | 0
[7 empty] | 1287.1538 | 0
[7 empty] | 1287.1741 | 0
[7 empty] | 1287.1943 | 0
[7 empty] | 1287.2147 | 0
[7 empty] | 1287.235 | 0
[7 empty] | 1287.2552 | 0
[7 empty] | 1287.2755 | 0
[7 empty] | 1287.2959 | 0
[7 empty] | 1287.3162 | 0
[7 empty] | 1287.3364 | 0
[7 empty] | 1287.3568 | 0
[7 empty] | 1287.3771 | 0
[7 empty] | 1287.3973 | 0
[7 empty] | 1287.4176 | 0
[7 empty] | 1287.438 | 0
[7 empty] | 1287.4583 | 0
[7 empty] | 1287.4785 | 0
[7 empty] | 1287.4989 | 0
[7 empty] | 1287.5192 | 0
[7 empty] | 1287.5394 | 0
[7 empty] | 1287.5598 | 0
[7 empty] | 1287.5801 | 0
[7 empty] | 1287.6003 | 0
[7 empty] | 1287.6207 | 0
[7 empty] | 1287.641 | 0
[7 empty] | 1287.6613 | 0
[7 empty] | 1287.6816 | 0
[7 empty] | 1287.7019 | 0
[7 empty] | 1287.7222 | 0
[7 empty] | 1287.7426 | 0
[7 empty] | 1287.7628 | 0
[7 empty] | 1287.7831 | 0
[7 empty] | 1287.8035 | 0
[7 empty] | 1287.8237 | 0
[7 empty] | 1287.8441 | 0
[7 empty] | 1287.8644 | 0
[7 empty] | 1287.8846 | 0
[7 empty] | 1287.905 | 0
[7 empty] | 1287.9253 | 0
[7 empty] | 1287.9457 | 0
[7 empty] | 1287.9659 | 0
[7 empty] | 1287.9863 | 0
[7 empty] | 1288.0066 | 0
[7 empty] | 1288.0269 | 0
[7 empty] | 1288.0472 | 0
[7 empty] | 1288.0675 | 0
[7 empty] | 1288.0879 | 0
[7 empty] | 1288.1082 | 0
[7 empty] | 1288.1285 | 0
[7 empty] | 1288.1488 | 0
[7 empty] | 1288.1692 | 0
[7 empty] | 1288.1895 | 0
[7 empty] | 1288.2098 | 0
[7 empty] | 1288.2301 | 0
[7 empty] | 1288.2505 | 0
[7 empty] | 1288.2708 | 0
[7 empty] | 1288.2911 | 0
[7 empty] | 1288.3114 | 0
[7 empty] | 1288.3318 | 0
[7 empty] | 1288.3521 | 0
[7 empty] | 1288.3724 | 0
[7 empty] | 1288.3927 | 0
[7 empty] | 1288.4131 | 0
[7 empty] | 1288.4335 | 0
[7 empty] | 1288.4537 | 0
[7 empty] | 1288.4741 | 0
[7 empty] | 1288.4944 | 0
[7 empty] | 1288.5148 | 0
[7 empty] | 1288.535 | 0
[7 empty] | 1288.5554 | 0
[7 empty] | 1288.5758 | 0
[7 empty] | 1288.5961 | 0
[7 empty] | 1288.6165 | 0
[7 empty] | 1288.6367 | 0
[7 empty] | 1288.6571 | 0
[7 empty] | 1288.6775 | 0
[7 empty] | 1288.6978 | 0
[7 empty] | 1288.7181 | 0
[7 empty] | 1288.7384 | 0
[7 empty] | 1288.7588 | 0
[7 empty] | 1288.7792 | 0
[7 empty] | 1288.7994 | 0
[7 empty] | 1288.8198 | 0
[7 empty] | 1288.8402 | 0
[7 empty] | 1288.8605 | 0
[7 empty] | 1288.8809 | 0
[7 empty] | 1288.9012 | 0
[7 empty] | 1288.9215 | 0
[7 empty] | 1288.9419 | 0
[7 empty] | 1288.9623 | 0
[7 empty] | 1288.9825 | 0
[7 empty] | 1289.0029 | 0
[7 empty] | 1289.0233 | 0
[7 empty] | 1289.0437 | 0
[7 empty] | 1289.064 | 0
[7 empty] | 1289.0844 | 0
[7 empty] | 1289.1047 | 0
[7 empty] | 1289.125 | 0
[7 empty] | 1289.1454 | 0
[7 empty] | 1289.1658 | 0
[7 empty] | 1289.1862 | 0
[7 empty] | 1289.2064 | 0
[7 empty] | 1289.2268 | 0
[7 empty] | 1289.2472 | 0
[7 empty] | 1289.2676 | 0
[7 empty] | 1289.2878 | 0
[7 empty] | 1289.3082 | 0
[7 empty] | 1289.3286 | 0
[7 empty] | 1289.349 | 0
[7 empty] | 1289.3694 | 0
[7 empty] | 1289.3896 | 0
[7 empty] | 1289.41 | 0
[7 empty] | 1289.4304 | 0
[7 empty] | 1289.4508 | 0
[7 empty] | 1289.4712 | 0
[7 empty] | 1289.4915 | 0
[7 empty] | 1289.5118 | 0
[7 empty] | 1289.5322 | 0
[7 empty] | 1289.5526 | 0
[7 empty] | 1289.573 | 0
[7 empty] | 1289.5934 | 0
[7 empty] | 1289.6138 | 0
[7 empty] | 1289.634 | 0
[7 empty] | 1289.6544 | 0
[7 empty] | 1289.6748 | 0
[7 empty] | 1289.6952 | 0
[7 empty] | 1289.7156 | 0
[7 empty] | 1289.736 | 0
[7 empty] | 1289.7563 | 0
[7 empty] | 1289.7767 | 0
[7 empty] | 1289.797 | 0
[7 empty] | 1289.8174 | 0
[7 empty] | 1289.8378 | 0
[7 empty] | 1289.8582 | 0
[7 empty] | 1289.8785 | 0
[7 empty] | 1289.8989 | 0
[7 empty] | 1289.9193 | 0
[7 empty] | 1289.9397 | 0
[7 empty] | 1289.9601 | 0
[7 empty] | 1289.9805 | 0
[7 empty] | 1290.0009 | 0
[7 empty] | 1290.0212 | 0
[7 empty] | 1290.0416 | 0
[7 empty] | 1290.062 | 0
[7 empty] | 1290.0824 | 0
[7 empty] | 1290.1028 | 0
[7 empty] | 1290.1232 | 0
[7 empty] | 1290.1436 | 0
[7 empty] | 1290.1639 | 0
[7 empty] | 1290.1843 | 0
[7 empty] | 1290.2047 | 0
[7 empty] | 1290.2251 | 0
[7 empty] | 1290.2455 | 0
[7 empty] | 1290.2659 | 0
[7 empty] | 1290.2863 | 0
[7 empty] | 1290.3066 | 0
[7 empty] | 1290.327 | 0
[7 empty] | 1290.3474 | 0
[7 empty] | 1290.3678 | 0
[7 empty] | 1290.3882 | 0
[7 empty] | 1290.4086 | 0
[7 empty] | 1290.429 | 0
[7 empty] | 1290.4493 | 0
[7 empty] | 1290.4697 | 0
[7 empty] | 1290.4901 | 0
[7 empty] | 1290.5105 | 0
[7 empty] | 1290.531 | 0
[7 empty] | 1290.5514 | 0
[7 empty] | 1290.5718 | 0
[7 empty] | 1290.5922 | 0
[7 empty] | 1290.6125 | 0
[7 empty] | 1290.6329 | 0
[7 empty] | 1290.6533 | 0
[7 empty] | 1290.6737 | 0
[7 empty] | 1290.6941 | 0
[7 empty] | 1290.7146 | 0
[7 empty] | 1290.735 | 0
[7 empty] | 1290.7554 | 0
[7 empty] | 1290.7758 | 0
[7 empty] | 1290.7961 | 0
[7 empty] | 1290.8165 | 0
[7 empty] | 1290.837 | 0
[7 empty] | 1290.8574 | 0
[7 empty] | 1290.8778 | 0
[7 empty] | 1290.8982 | 0
[7 empty] | 1290.9186 | 0
[7 empty] | 1290.9391 | 0
[7 empty] | 1290.9595 | 0
[7 empty] | 1290.9799 | 0
[7 empty] | 1291.0002 | 0
[7 empty] | 1291.0206 | 0
[7 empty] | 1291.0411 | 0
[7 empty] | 1291.0615 | 0
[7 empty] | 1291.0819 | 0
[7 empty] | 1291.1023 | 0
[7 empty] | 1291.1228 | 0
[7 empty] | 1291.1432 | 0
[7 empty] | 1291.1636 | 0
[7 empty] | 1291.184 | 0
[7 empty] | 1291.2045 | 0
[7 empty] | 1291.2249 | 0
[7 empty] | 1291.2452 | 0
[7 empty] | 1291.2656 | 0
[7 empty] | 1291.2861 | 0
[7 empty] | 1291.3065 | 0
[7 empty] | 1291.3269 | 0
[7 empty] | 1291.3474 | 0
[7 empty] | 1291.3678 | 0
[7 empty] | 1291.3882 | 0
[7 empty] | 1291.4087 | 0
[7 empty] | 1291.4291 | 0
[7 empty] | 1291.4495 | 0
[7 empty] | 1291.47 | 0
[7 empty] | 1291.4904 | 0
[7 empty] | 1291.5107 | 0
[7 empty] | 1291.5312 | 0
[7 empty] | 1291.5516 | 0
[7 empty] | 1291.572 | 0
[7 empty] | 1291.5925 | 0
[7 empty] | 1291.6129 | 0
[7 empty] | 1291.6333 | 0
[7 empty] | 1291.6538 | 0
[7 empty] | 1291.6742 | 0
[7 empty] | 1291.6947 | 0
[7 empty] | 1291.7151 | 0
[7 empty] | 1291.7355 | 0
[7 empty] | 1291.756 | 0
[7 empty] | 1291.7764 | 0
[7 empty] | 1291.7969 | 0
[7 empty] | 1291.8173 | 0
[7 empty] | 1291.8378 | 0
[7 empty] | 1291.8582 | 0
[7 empty] | 1291.8785 | 0
[7 empty] | 1291.899 | 0
[7 empty] | 1291.9194 | 0
[7 empty] | 1291.9399 | 0
[7 empty] | 1291.9603 | 0
[7 empty] | 1291.9808 | 0
[7 empty] | 1292.0012 | 0
[7 empty] | 1292.0217 | 0
[7 empty] | 1292.0421 | 0
[7 empty] | 1292.0626 | 0
[7 empty] | 1292.083 | 0
[7 empty] | 1292.1035 | 0
[7 empty] | 1292.1239 | 0
[7 empty] | 1292.1444 | 0
[7 empty] | 1292.1648 | 0
[7 empty] | 1292.1853 | 0
[7 empty] | 1292.2057 | 0
[7 empty] | 1292.2262 | 0
[7 empty] | 1292.2466 | 0
[7 empty] | 1292.2671 | 0
[7 empty] | 1292.2875 | 0
[7 empty] | 1292.308 | 0
[7 empty] | 1292.3285 | 0
[7 empty] | 1292.3489 | 0
[7 empty] | 1292.3694 | 0
[7 empty] | 1292.3898 | 0
[7 empty] | 1292.4103 | 0
[7 empty] | 1292.4307 | 0
[7 empty] | 1292.4512 | 0
[7 empty] | 1292.4717 | 0
[7 empty] | 1292.4921 | 0
[7 empty] | 1292.5126 | 0
[7 empty] | 1292.533 | 0
[7 empty] | 1292.5535 | 0
[7 empty] | 1292.574 | 0
[7 empty] | 1292.5944 | 0
[7 empty] | 1292.6149 | 0
[7 empty] | 1292.6354 | 0
[7 empty] | 1292.6558 | 0
[7 empty] | 1292.6763 | 0
[7 empty] | 1292.6968 | 0
[7 empty] | 1292.7172 | 0
[7 empty] | 1292.7377 | 0
[7 empty] | 1292.7582 | 0
[7 empty] | 1292.7786 | 0
[7 empty] | 1292.7991 | 0
[7 empty] | 1292.8196 | 0
[7 empty] | 1292.84 | 0
[7 empty] | 1292.8605 | 0
[7 empty] | 1292.881 | 0
[7 empty] | 1292.9014 | 0
[7 empty] | 1292.9219 | 0
[7 empty] | 1292.9424 | 0
[7 empty] | 1292.9629 | 0
[7 empty] | 1292.9833 | 0
[7 empty] | 1293.0038 | 0
[7 empty] | 1293.0243 | 0
[7 empty] | 1293.0447 | 0
[7 empty] | 1293.0652 | 0
[7 empty] | 1293.0857 | 0
[7 empty] | 1293.1062 | 0
[7 empty] | 1293.1266 | 0
[7 empty] | 1293.1471 | 0
[7 empty] | 1293.1676 | 0
[7 empty] | 1293.1881 | 0
[7 empty] | 1293.2086 | 0
[7 empty] | 1293.229 | 0
[7 empty] | 1293.2495 | 0
[7 empty] | 1293.27 | 0
[7 empty] | 1293.2905 | 0
[7 empty] | 1293.311 | 0
[7 empty] | 1293.3314 | 0
[7 empty] | 1293.3519 | 0
[7 empty] | 1293.3724 | 0
[7 empty] | 1293.3929 | 0
[7 empty] | 1293.4135 | 0
[7 empty] | 1293.434 | 0
[7 empty] | 1293.4543 | 0
[7 empty] | 1293.4749 | 0
[7 empty] | 1293.4954 | 0
[7 empty] | 1293.5159 | 0
[7 empty] | 1293.5364 | 0
[7 empty] | 1293.5569 | 0
[7 empty] | 1293.5774 | 0
[7 empty] | 1293.5979 | 0
[7 empty] | 1293.6184 | 0
[7 empty] | 1293.6388 | 0
[7 empty] | 1293.6593 | 0
[7 empty] | 1293.6798 | 0
[7 empty] | 1293.7003 | 0
[7 empty] | 1293.7208 | 0
[7 empty] | 1293.7413 | 0
[7 empty] | 1293.7618 | 0
[7 empty] | 1293.7823 | 0
[7 empty] | 1293.8029 | 0
[7 empty] | 1293.8234 | 0
[7 empty] | 1293.8439 | 0
[7 empty] | 1293.8644 | 0
[7 empty] | 1293.8849 | 0
[7 empty] | 1293.9054 | 0
[7 empty] | 1293.9259 | 0
[7 empty] | 1293.9464 | 0
[7 empty] | 1293.9669 | 0
[7 empty] | 1293.9874 | 0
[7 empty] | 1294.0079 | 0
[7 empty] | 1294.0284 | 0
[7 empty] | 1294.049 | 0
[7 empty] | 1294.0695 | 0
[7 empty] | 1294.09 | 0
[7 empty] | 1294.1105 | 0
[7 empty] | 1294.131 | 0
[7 empty] | 1294.1515 | 0
[7 empty] | 1294.172 | 0
[7 empty] | 1294.1925 | 0
[7 empty] | 1294.213 | 0
[7 empty] | 1294.2335 | 0
[7 empty] | 1294.254 | 0
[7 empty] | 1294.2745 | 0
[7 empty] | 1294.295 | 0
[7 empty] | 1294.3156 | 0
[7 empty] | 1294.3361 | 0
[7 empty] | 1294.3566 | 0
[7 empty] | 1294.3771 | 0
[7 empty] | 1294.3976 | 0
[7 empty] | 1294.4182 | 0
[7 empty] | 1294.4387 | 0
[7 empty] | 1294.4592 | 0
[7 empty] | 1294.4797 | 0
[7 empty] | 1294.5002 | 0
[7 empty] | 1294.5208 | 0
[7 empty] | 1294.5413 | 0
[7 empty] | 1294.5618 | 0
[7 empty] | 1294.5824 | 0
[7 empty] | 1294.6029 | 0
[7 empty] | 1294.6234 | 0
[7 empty] | 1294.6439 | 0
[7 empty] | 1294.6644 | 0
[7 empty] | 1294.6849 | 0
[7 empty] | 1294.7056 | 0
[7 empty] | 1294.7261 | 0
[7 empty] | 1294.7466 | 0
[7 empty] | 1294.7671 | 0
[7 empty] | 1294.7876 | 0
[7 empty] | 1294.8081 | 0
[7 empty] | 1294.8287 | 0
[7 empty] | 1294.8492 | 0
[7 empty] | 1294.8698 | 0
[7 empty] | 1294.8903 | 0
[7 empty] | 1294.9109 | 0
[7 empty] | 1294.9314 | 0
[7 empty] | 1294.9519 | 0
[7 empty] | 1294.9724 | 0
[7 empty] | 1294.993 | 0
[7 empty] | 1295.0136 | 0
[7 empty] | 1295.0341 | 0
[7 empty] | 1295.0546 | 0
[7 empty] | 1295.0752 | 0
[7 empty] | 1295.0957 | 0
[7 empty] | 1295.1162 | 0
[7 empty] | 1295.1367 | 0
[7 empty] | 1295.1573 | 0
[7 empty] | 1295.1779 | 0
[7 empty] | 1295.1984 | 0
[7 empty] | 1295.219 | 0
[7 empty] | 1295.2395 | 0
[7 empty] | 1295.26 | 0
[7 empty] | 1295.2806 | 0
[7 empty] | 1295.3011 | 0
[7 empty] | 1295.3217 | 0
[7 empty] | 1295.3423 | 0
[7 empty] | 1295.3628 | 0
[7 empty] | 1295.3833 | 0
[7 empty] | 1295.4039 | 0
[7 empty] | 1295.4244 | 0
[7 empty] | 1295.4449 | 0
[7 empty] | 1295.4656 | 0
[7 empty] | 1295.4861 | 0
[7 empty] | 1295.5067 | 0
[7 empty] | 1295.5272 | 0
[7 empty] | 1295.5477 | 0
[7 empty] | 1295.5684 | 0
[7 empty] | 1295.5889 | 0
[7 empty] | 1295.6095 | 0
[7 empty] | 1295.63 | 0
[7 empty] | 1295.6505 | 0
[7 empty] | 1295.6711 | 0
[7 empty] | 1295.6916 | 0
[7 empty] | 1295.7123 | 0
[7 empty] | 1295.7328 | 0
[7 empty] | 1295.7534 | 0
[7 empty] | 1295.7739 | 0
[7 empty] | 1295.7946 | 0
[7 empty] | 1295.8151 | 0
[7 empty] | 1295.8356 | 0
[7 empty] | 1295.8562 | 0
[7 empty] | 1295.8767 | 0
[7 empty] | 1295.8973 | 0
[7 empty] | 1295.9178 | 0
[7 empty] | 1295.9385 | 0
[7 empty] | 1295.959 | 0
[7 empty] | 1295.9796 | 0
[7 empty] | 1296.0001 | 0
[7 empty] | 1296.0208 | 0
[7 empty] | 1296.0413 | 0
[7 empty] | 1296.0619 | 0
[7 empty] | 1296.0825 | 0
[7 empty] | 1296.103 | 0
[7 empty] | 1296.1237 | 0
[7 empty] | 1296.1442 | 0
[7 empty] | 1296.1648 | 0
[7 empty] | 1296.1853 | 0
[7 empty] | 1296.2059 | 0
[7 empty] | 1296.2264 | 0
[7 empty] | 1296.2471 | 0
[7 empty] | 1296.2677 | 0
[7 empty] | 1296.2882 | 0
[7 empty] | 1296.3088 | 0
[7 empty] | 1296.3293 | 0
[7 empty] | 1296.35 | 0
[7 empty] | 1296.3706 | 0
[7 empty] | 1296.3911 | 0
[7 empty] | 1296.4117 | 0
[7 empty] | 1296.4323 | 0
[7 empty] | 1296.4529 | 0
[7 empty] | 1296.4735 | 0
[7 empty] | 1296.494 | 0
[7 empty] | 1296.5146 | 0
[7 empty] | 1296.5353 | 0
[7 empty] | 1296.5558 | 0
[7 empty] | 1296.5764 | 0
[7 empty] | 1296.597 | 0
[7 empty] | 1296.6176 | 0
[7 empty] | 1296.6382 | 0
[7 empty] | 1296.6588 | 0
[7 empty] | 1296.6793 | 0
[7 empty] | 1296.7 | 0
[7 empty] | 1296.7206 | 0
[7 empty] | 1296.7411 | 0
[7 empty] | 1296.7617 | 0
[7 empty] | 1296.7823 | 0
[7 empty] | 1296.803 | 0
[7 empty] | 1296.8235 | 0
[7 empty] | 1296.8441 | 0
[7 empty] | 1296.8647 | 0
[7 empty] | 1296.8854 | 0
[7 empty] | 1296.9059 | 0
[7 empty] | 1296.9265 | 0
[7 empty] | 1296.9471 | 0
[7 empty] | 1296.9678 | 0
[7 empty] | 1296.9883 | 0
[7 empty] | 1297.0089 | 0
[7 empty] | 1297.0295 | 0
[7 empty] | 1297.0502 | 0
[7 empty] | 1297.0708 | 0
[7 empty] | 1297.0913 | 0
[7 empty] | 1297.1119 | 0
[7 empty] | 1297.1326 | 0
[7 empty] | 1297.1532 | 0
[7 empty] | 1297.1738 | 0
[7 empty] | 1297.1943 | 0
[7 empty] | 1297.215 | 0
[7 empty] | 1297.2356 | 0
[7 empty] | 1297.2562 | 0
[7 empty] | 1297.2769 | 0
[7 empty] | 1297.2975 | 0
[7 empty] | 1297.318 | 0
[7 empty] | 1297.3386 | 0
[7 empty] | 1297.3593 | 0
[7 empty] | 1297.3799 | 0
[7 empty] | 1297.4005 | 0
[7 empty] | 1297.4211 | 0
[7 empty] | 1297.4418 | 0
[7 empty] | 1297.4624 | 0
[7 empty] | 1297.4829 | 0
[7 empty] | 1297.5035 | 0
[7 empty] | 1297.5242 | 0
[7 empty] | 1297.5448 | 0
[7 empty] | 1297.5654 | 0
[7 empty] | 1297.5861 | 0
[7 empty] | 1297.6067 | 0
[7 empty] | 1297.6273 | 0
[7 empty] | 1297.6479 | 0
[7 empty] | 1297.6686 | 0
[7 empty] | 1297.6892 | 0
[7 empty] | 1297.7098 | 0
[7 empty] | 1297.7305 | 0
[7 empty] | 1297.7511 | 0
[7 empty] | 1297.7717 | 0
[7 empty] | 1297.7924 | 0
[7 empty] | 1297.813 | 0
[7 empty] | 1297.8336 | 0
[7 empty] | 1297.8542 | 0
[7 empty] | 1297.8749 | 0
[7 empty] | 1297.8955 | 0
[7 empty] | 1297.9161 | 0
[7 empty] | 1297.9368 | 0
[7 empty] | 1297.9574 | 0
[7 empty] | 1297.978 | 0
[7 empty] | 1297.9987 | 0
[7 empty] | 1298.0193 | 0
[7 empty] | 1298.0399 | 0
[7 empty] | 1298.0605 | 0
[7 empty] | 1298.0812 | 0
[7 empty] | 1298.1018 | 0
[7 empty] | 1298.1224 | 0
[7 empty] | 1298.1431 | 0
[7 empty] | 1298.1637 | 0
[7 empty] | 1298.1843 | 0
[7 empty] | 1298.205 | 0
[7 empty] | 1298.2256 | 0
[7 empty] | 1298.2463 | 0
[7 empty] | 1298.267 | 0
[7 empty] | 1298.2876 | 0
[7 empty] | 1298.3082 | 0
[7 empty] | 1298.3289 | 0
[7 empty] | 1298.3495 | 0
[7 empty] | 1298.3701 | 0
[7 empty] | 1298.3907 | 0
[7 empty] | 1298.4115 | 0
[7 empty] | 1298.4321 | 0
[7 empty] | 1298.4528 | 0
[7 empty] | 1298.4734 | 0
[7 empty] | 1298.494 | 0
[7 empty] | 1298.5146 | 0
[7 empty] | 1298.5353 | 0
[7 empty] | 1298.556 | 0
[7 empty] | 1298.5767 | 0
[7 empty] | 1298.5973 | 0
[7 empty] | 1298.6179 | 0
[7 empty] | 1298.6386 | 0
[7 empty] | 1298.6593 | 0
[7 empty] | 1298.6799 | 0
[7 empty] | 1298.7006 | 0
[7 empty] | 1298.7212 | 0
[7 empty] | 1298.7418 | 0
[7 empty] | 1298.7626 | 0
[7 empty] | 1298.7832 | 0
[7 empty] | 1298.8038 | 0
[7 empty] | 1298.8245 | 0
[7 empty] | 1298.8452 | 0
[7 empty] | 1298.8658 | 0
[7 empty] | 1298.8865 | 0
[7 empty] | 1298.9072 | 0
[7 empty] | 1298.9279 | 0
[7 empty] | 1298.9485 | 0
[7 empty] | 1298.9691 | 0
[7 empty] | 1298.9899 | 0
[7 empty] | 1299.0105 | 0
[7 empty] | 1299.0311 | 0
[7 empty] | 1299.0519 | 0
[7 empty] | 1299.0725 | 0
[7 empty] | 1299.0931 | 0
[7 empty] | 1299.1139 | 0
[7 empty] | 1299.1345 | 0
[7 empty] | 1299.1552 | 0
[7 empty] | 1299.1759 | 0
[7 empty] | 1299.1965 | 0
[7 empty] | 1299.2172 | 0
[7 empty] | 1299.2379 | 0
[7 empty] | 1299.2585 | 0
[7 empty] | 1299.2792 | 0
[7 empty] | 1299.2999 | 0
[7 empty] | 1299.3206 | 0
[7 empty] | 1299.3412 | 0
[7 empty] | 1299.3619 | 0
[7 empty] | 1299.3826 | 0
[7 empty] | 1299.4033 | 0
[7 empty] | 1299.424 | 0
[7 empty] | 1299.4446 | 0
[7 empty] | 1299.4653 | 0
[7 empty] | 1299.486 | 0
[7 empty] | 1299.5067 | 0
[7 empty] | 1299.5273 | 0
[7 empty] | 1299.5481 | 0
[7 empty] | 1299.5687 | 0
[7 empty] | 1299.5894 | 0
[7 empty] | 1299.6101 | 0
[7 empty] | 1299.6307 | 0
[7 empty] | 1299.6515 | 0
[7 empty] | 1299.6721 | 0
[7 empty] | 1299.6929 | 0
[7 empty] | 1299.7135 | 0
[7 empty] | 1299.7343 | 0
[7 empty] | 1299.7549 | 0
[7 empty] | 1299.7756 | 0
[7 empty] | 1299.7963 | 0
[7 empty] | 1299.817 | 0
[7 empty] | 1299.8376 | 0
[7 empty] | 1299.8584 | 0
[7 empty] | 1299.879 | 0
[7 empty] | 1299.8998 | 0
[7 empty] | 1299.9204 | 0
[7 empty] | 1299.9412 | 0
[7 empty] | 1299.9618 | 0
[7 empty] | 1299.9825 | 0
[7 empty] | 1300.0033 | 0
[7 empty] | 1300.0239 | 0
[7 empty] | 1300.0447 | 0
[7 empty] | 1300.0653 | 0
[7 empty] | 1300.0861 | 0
[7 empty] | 1300.1067 | 0
[7 empty] | 1300.1274 | 0
[7 empty] | 1300.1482 | 0
[7 empty] | 1300.1688 | 0
[7 empty] | 1300.1896 | 0
[7 empty] | 1300.2102 | 0
[7 empty] | 1300.231 | 0
[7 empty] | 1300.2517 | 0
[7 empty] | 1300.2723 | 0
[7 empty] | 1300.2931 | 0
[7 empty] | 1300.3138 | 0
[7 empty] | 1300.3345 | 0
[7 empty] | 1300.3552 | 0
[7 empty] | 1300.3759 | 0
[7 empty] | 1300.3966 | 0
[7 empty] | 1300.4174 | 0
[7 empty] | 1300.438 | 0
[7 empty] | 1300.4587 | 0
[7 empty] | 1300.4795 | 0
[7 empty] | 1300.5002 | 0
[7 empty] | 1300.5209 | 0
[7 empty] | 1300.5416 | 0
[7 empty] | 1300.5624 | 0
[7 empty] | 1300.583 | 0
[7 empty] | 1300.6038 | 0
[7 empty] | 1300.6245 | 0
[7 empty] | 1300.6451 | 0
[7 empty] | 1300.6659 | 0
[7 empty] | 1300.6866 | 0
[7 empty] | 1300.7074 | 0
[7 empty] | 1300.728 | 0
[7 empty] | 1300.7488 | 0
[7 empty] | 1300.7695 | 0
[7 empty] | 1300.7903 | 0
[7 empty] | 1300.8109 | 0
[7 empty] | 1300.8317 | 0
[7 empty] | 1300.8524 | 0
[7 empty] | 1300.8732 | 0
[7 empty] | 1300.8939 | 0
[7 empty] | 1300.9146 | 0
[7 empty] | 1300.9353 | 0
[7 empty] | 1300.9561 | 0
[7 empty] | 1300.9768 | 0
[7 empty] | 1300.9976 | 0
[7 empty] | 1301.0182 | 0
[7 empty] | 1301.0389 | 0
[7 empty] | 1301.0597 | 0
[7 empty] | 1301.0804 | 0
[7 empty] | 1301.1012 | 0
[7 empty] | 1301.1219 | 0
[7 empty] | 1301.1426 | 0
[7 empty] | 1301.1633 | 0
[7 empty] | 1301.1841 | 0
[7 empty] | 1301.2048 | 0
[7 empty] | 1301.2256 | 0
[7 empty] | 1301.2463 | 0
[7 empty] | 1301.2671 | 0
[7 empty] | 1301.2878 | 0
[7 empty] | 1301.3085 | 0
[7 empty] | 1301.3292 | 0
[7 empty] | 1301.35 | 0
[7 empty] | 1301.3707 | 0
[7 empty] | 1301.3915 | 0
[7 empty] | 1301.4122 | 0
[7 empty] | 1301.433 | 0
[7 empty] | 1301.4537 | 0
[7 empty] | 1301.4745 | 0
[7 empty] | 1301.4952 | 0
[7 empty] | 1301.516 | 0
[7 empty] | 1301.5367 | 0
[7 empty] | 1301.5575 | 0
[7 empty] | 1301.5782 | 0
[7 empty] | 1301.599 | 0
[7 empty] | 1301.6198 | 0
[7 empty] | 1301.6405 | 0
[7 empty] | 1301.6613 | 0
[7 empty] | 1301.682 | 0
[7 empty] | 1301.7028 | 0
[7 empty] | 1301.7235 | 0
[7 empty] | 1301.7443 | 0
[7 empty] | 1301.765 | 0
[7 empty] | 1301.7858 | 0
[7 empty] | 1301.8065 | 0
[7 empty] | 1301.8273 | 0
[7 empty] | 1301.848 | 0
[7 empty] | 1301.8688 | 0
[7 empty] | 1301.8895 | 0
[7 empty] | 1301.9103 | 0
[7 empty] | 1301.931 | 0
[7 empty] | 1301.9518 | 0
[7 empty] | 1301.9725 | 0
[7 empty] | 1301.9933 | 0
[7 empty] | 1302.014 | 0
[7 empty] | 1302.0348 | 0
[7 empty] | 1302.0555 | 0
[7 empty] | 1302.0763 | 0
[7 empty] | 1302.0972 | 0
[7 empty] | 1302.1179 | 0
[7 empty] | 1302.1387 | 0
[7 empty] | 1302.1594 | 0
[7 empty] | 1302.1802 | 0
[7 empty] | 1302.2009 | 0
[7 empty] | 1302.2217 | 0
[7 empty] | 1302.2424 | 0
[7 empty] | 1302.2633 | 0
[7 empty] | 1302.2841 | 0
[7 empty] | 1302.3048 | 0
[7 empty] | 1302.3256 | 0
[7 empty] | 1302.3463 | 0
[7 empty] | 1302.3671 | 0
[7 empty] | 1302.3879 | 0
[7 empty] | 1302.4087 | 0
[7 empty] | 1302.4294 | 0
[7 empty] | 1302.4502 | 0
[7 empty] | 1302.4709 | 0
[7 empty] | 1302.4918 | 0
[7 empty] | 1302.5126 | 0
[7 empty] | 1302.5333 | 0
[7 empty] | 1302.5541 | 0
[7 empty] | 1302.5748 | 0
[7 empty] | 1302.5957 | 0
[7 empty] | 1302.6165 | 0
[7 empty] | 1302.6372 | 0
[7 empty] | 1302.658 | 0
[7 empty] | 1302.6788 | 0
[7 empty] | 1302.6996 | 0
[7 empty] | 1302.7203 | 0
[7 empty] | 1302.7411 | 0
[7 empty] | 1302.762 | 0
[7 empty] | 1302.7827 | 0
[7 empty] | 1302.8035 | 0
[7 empty] | 1302.8243 | 0
[7 empty] | 1302.8451 | 0
[7 empty] | 1302.8658 | 0
[7 empty] | 1302.8866 | 0
[7 empty] | 1302.9075 | 0
[7 empty] | 1302.9282 | 0
[7 empty] | 1302.949 | 0
[7 empty] | 1302.9698 | 0
[7 empty] | 1302.9906 | 0
[7 empty] | 1303.0114 | 0
[7 empty] | 1303.0322 | 0
[7 empty] | 1303.053 | 0
[7 empty] | 1303.0739 | 0
[7 empty] | 1303.0946 | 0
[7 empty] | 1303.1154 | 0
[7 empty] | 1303.1362 | 0
[7 empty] | 1303.157 | 0
[7 empty] | 1303.1777 | 0
[7 empty] | 1303.1986 | 0
[7 empty] | 1303.2194 | 0
[7 empty] | 1303.2402 | 0
[7 empty] | 1303.261 | 0
[7 empty] | 1303.2817 | 0
[7 empty] | 1303.3026 | 0
[7 empty] | 1303.3234 | 0
[7 empty] | 1303.3442 | 0
[7 empty] | 1303.365 | 0
[7 empty] | 1303.3859 | 0
[7 empty] | 1303.4066 | 0
[7 empty] | 1303.4274 | 0
[7 empty] | 1303.4482 | 0
[7 empty] | 1303.469 | 0
[7 empty] | 1303.4899 | 0
[7 empty] | 1303.5106 | 0
[7 empty] | 1303.5315 | 0
[7 empty] | 1303.5522 | 0
[7 empty] | 1303.5731 | 0
[7 empty] | 1303.5939 | 0
[7 empty] | 1303.6147 | 0
[7 empty] | 1303.6355 | 0
[7 empty] | 1303.6564 | 0
[7 empty] | 1303.6771 | 0
[7 empty] | 1303.698 | 0
[7 empty] | 1303.7188 | 0
[7 empty] | 1303.7396 | 0
[7 empty] | 1303.7604 | 0
[7 empty] | 1303.7812 | 0
[7 empty] | 1303.802 | 0
[7 empty] | 1303.8229 | 0
[7 empty] | 1303.8438 | 0
[7 empty] | 1303.8645 | 0
[7 empty] | 1303.8854 | 0
[7 empty] | 1303.9061 | 0
[7 empty] | 1303.927 | 0
[7 empty] | 1303.9478 | 0
[7 empty] | 1303.9686 | 0
[7 empty] | 1303.9895 | 0
[7 empty] | 1304.0103 | 0
[7 empty] | 1304.0311 | 0
[7 empty] | 1304.0519 | 0
[7 empty] | 1304.0728 | 0
[7 empty] | 1304.0936 | 0
[7 empty] | 1304.1144 | 0
[7 empty] | 1304.1353 | 0
[7 empty] | 1304.1561 | 0
[7 empty] | 1304.1769 | 0
[7 empty] | 1304.1978 | 0
[7 empty] | 1304.2186 | 0
[7 empty] | 1304.2394 | 0
[7 empty] | 1304.2603 | 0
[7 empty] | 1304.2811 | 0
[7 empty] | 1304.3019 | 0
[7 empty] | 1304.3228 | 0
[7 empty] | 1304.3436 | 0
[7 empty] | 1304.3644 | 0
[7 empty] | 1304.3853 | 0
[7 empty] | 1304.4061 | 0
[7 empty] | 1304.4269 | 0
[7 empty] | 1304.4478 | 0
[7 empty] | 1304.4686 | 0
[7 empty] | 1304.4895 | 0
[7 empty] | 1304.5103 | 0
[7 empty] | 1304.5311 | 0
[7 empty] | 1304.552 | 0
[7 empty] | 1304.5729 | 0
[7 empty] | 1304.5936 | 0
[7 empty] | 1304.6145 | 0
[7 empty] | 1304.6354 | 0
[7 empty] | 1304.6562 | 0
[7 empty] | 1304.677 | 0
[7 empty] | 1304.6979 | 0
[7 empty] | 1304.7188 | 0
[7 empty] | 1304.7396 | 0
[7 empty] | 1304.7605 | 0
[7 empty] | 1304.7812 | 0
[7 empty] | 1304.8021 | 0
[7 empty] | 1304.823 | 0
[7 empty] | 1304.8439 | 0
[7 empty] | 1304.8647 | 0
[7 empty] | 1304.8855 | 0
[7 empty] | 1304.9064 | 0
[7 empty] | 1304.9272 | 0
[7 empty] | 1304.9481 | 0
[7 empty] | 1304.969 | 0
[7 empty] | 1304.9899 | 0
[7 empty] | 1305.0107 | 0
[7 empty] | 1305.0315 | 0
[7 empty] | 1305.0524 | 0
[7 empty] | 1305.0732 | 0
[7 empty] | 1305.0941 | 0
[7 empty] | 1305.115 | 0
[7 empty] | 1305.1359 | 0
[7 empty] | 1305.1567 | 0
[7 empty] | 1305.1776 | 0
[7 empty] | 1305.1985 | 0
[7 empty] | 1305.2194 | 0
[7 empty] | 1305.2401 | 0
[7 empty] | 1305.261 | 0
[7 empty] | 1305.2819 | 0
[7 empty] | 1305.3027 | 0
[7 empty] | 1305.3236 | 0
[7 empty] | 1305.3445 | 0
[7 empty] | 1305.3654 | 0
[7 empty] | 1305.3862 | 0
[7 empty] | 1305.4071 | 0
[7 empty] | 1305.428 | 0
[7 empty] | 1305.4489 | 0
[7 empty] | 1305.4697 | 0
[7 empty] | 1305.4906 | 0
[7 empty] | 1305.5115 | 0
[7 empty] | 1305.5323 | 0
[7 empty] | 1305.5532 | 0
[7 empty] | 1305.5741 | 0
[7 empty] | 1305.595 | 0
[7 empty] | 1305.6158 | 0
[7 empty] | 1305.6367 | 0
[7 empty] | 1305.6576 | 0
[7 empty] | 1305.6785 | 0
[7 empty] | 1305.6993 | 0
[7 empty] | 1305.7202 | 0
[7 empty] | 1305.7411 | 0
[7 empty] | 1305.762 | 0
[7 empty] | 1305.7828 | 0
[7 empty] | 1305.8038 | 0
[7 empty] | 1305.8247 | 0
[7 empty] | 1305.8456 | 0
[7 empty] | 1305.8665 | 0
[7 empty] | 1305.8873 | 0
[7 empty] | 1305.9082 | 0
[7 empty] | 1305.9291 | 0
[7 empty] | 1305.95 | 0
[7 empty] | 1305.9708 | 0
[7 empty] | 1305.9917 | 0
[7 empty] | 1306.0127 | 0
[7 empty] | 1306.0336 | 0
[7 empty] | 1306.0544 | 0
[7 empty] | 1306.0753 | 0
[7 empty] | 1306.0962 | 0
[7 empty] | 1306.1171 | 0
[7 empty] | 1306.1379 | 0
[7 empty] | 1306.1589 | 0
[7 empty] | 1306.1798 | 0
[7 empty] | 1306.2007 | 0
[7 empty] | 1306.2216 | 0
[7 empty] | 1306.2424 | 0
[7 empty] | 1306.2633 | 0
[7 empty] | 1306.2843 | 0
[7 empty] | 1306.3052 | 0
[7 empty] | 1306.3261 | 0
[7 empty] | 1306.3469 | 0
[7 empty] | 1306.3679 | 0
[7 empty] | 1306.3888 | 0
[7 empty] | 1306.4097 | 0
[7 empty] | 1306.4305 | 0
[7 empty] | 1306.4514 | 0
[7 empty] | 1306.4724 | 0
[7 empty] | 1306.4933 | 0
[7 empty] | 1306.5142 | 0
[7 empty] | 1306.535 | 0
[7 empty] | 1306.556 | 0
[7 empty] | 1306.5769 | 0
[7 empty] | 1306.5978 | 0
[7 empty] | 1306.6188 | 0
[7 empty] | 1306.6396 | 0
[7 empty] | 1306.6605 | 0
[7 empty] | 1306.6814 | 0
[7 empty] | 1306.7024 | 0
[7 empty] | 1306.7233 | 0
[7 empty] | 1306.7441 | 0
[7 empty] | 1306.7651 | 0
[7 empty] | 1306.786 | 0
[7 empty] | 1306.8069 | 0
[7 empty] | 1306.8279 | 0
[7 empty] | 1306.8488 | 0
[7 empty] | 1306.8696 | 0
[7 empty] | 1306.8906 | 0
[7 empty] | 1306.9115 | 0
[7 empty] | 1306.9325 | 0
[7 empty] | 1306.9534 | 0
[7 empty] | 1306.9742 | 0
[7 empty] | 1306.9952 | 0
[7 empty] | 1307.0161 | 0
[7 empty] | 1307.037 | 0
[7 empty] | 1307.058 | 0
[7 empty] | 1307.0789 | 0
[7 empty] | 1307.0999 | 0
[7 empty] | 1307.1207 | 0
[7 empty] | 1307.1417 | 0
[7 empty] | 1307.1626 | 0
[7 empty] | 1307.1835 | 0
[7 empty] | 1307.2045 | 0
[7 empty] | 1307.2253 | 0
[7 empty] | 1307.2463 | 0
[7 empty] | 1307.2672 | 0
[7 empty] | 1307.2882 | 0
[7 empty] | 1307.3091 | 0
[7 empty] | 1307.3301 | 0
[7 empty] | 1307.351 | 0
[7 empty] | 1307.3719 | 0
[7 empty] | 1307.3928 | 0
[7 empty] | 1307.4138 | 0
[7 empty] | 1307.4347 | 0
[7 empty] | 1307.4557 | 0
[7 empty] | 1307.4766 | 0
[7 empty] | 1307.4976 | 0
[7 empty] | 1307.5184 | 0
[7 empty] | 1307.5394 | 0
[7 empty] | 1307.5603 | 0
[7 empty] | 1307.5813 | 0
[7 empty] | 1307.6022 | 0
[7 empty] | 1307.6232 | 0
[7 empty] | 1307.644 | 0
[7 empty] | 1307.665 | 0
[7 empty] | 1307.6859 | 0
[7 empty] | 1307.7069 | 0
[7 empty] | 1307.7279 | 0
[7 empty] | 1307.7488 | 0
[7 empty] | 1307.7698 | 0
[7 empty] | 1307.7906 | 0
[7 empty] | 1307.8116 | 0
[7 empty] | 1307.8326 | 0
[7 empty] | 1307.8535 | 0
[7 empty] | 1307.8745 | 0
[7 empty] | 1307.8954 | 0
[7 empty] | 1307.9164 | 0
[7 empty] | 1307.9374 | 0
[7 empty] | 1307.9583 | 0
[7 empty] | 1307.9792 | 0
[7 empty] | 1308.0002 | 0
[7 empty] | 1308.0211 | 0
[7 empty] | 1308.0421 | 0
[7 empty] | 1308.0631 | 0
[7 empty] | 1308.084 | 0
[7 empty] | 1308.105 | 0
[7 empty] | 1308.126 | 0
[7 empty] | 1308.1469 | 0
[7 empty] | 1308.1678 | 0
[7 empty] | 1308.1888 | 0
[7 empty] | 1308.2097 | 0
[7 empty] | 1308.2307 | 0
[7 empty] | 1308.2517 | 0
[7 empty] | 1308.2727 | 0
[7 empty] | 1308.2936 | 0
[7 empty] | 1308.3146 | 0
[7 empty] | 1308.3356 | 0
[7 empty] | 1308.3564 | 0
[7 empty] | 1308.3774 | 0
[7 empty] | 1308.3984 | 0
[7 empty] | 1308.4194 | 0
[7 empty] | 1308.4404 | 0
[7 empty] | 1308.4613 | 0
[7 empty] | 1308.4823 | 0
[7 empty] | 1308.5033 | 0
[7 empty] | 1308.5243 | 0
[7 empty] | 1308.5452 | 0
[7 empty] | 1308.5662 | 0
[7 empty] | 1308.5872 | 0
[7 empty] | 1308.6082 | 0
[7 empty] | 1308.6291 | 0
[7 empty] | 1308.65 | 0
[7 empty] | 1308.671 | 0
[7 empty] | 1308.692 | 0
[7 empty] | 1308.713 | 0
[7 empty] | 1308.734 | 0
[7 empty] | 1308.755 | 0
[7 empty] | 1308.7759 | 0
[7 empty] | 1308.7969 | 0
[7 empty] | 1308.8179 | 0
[7 empty] | 1308.8389 | 0
[7 empty] | 1308.8599 | 0
[7 empty] | 1308.8809 | 0
[7 empty] | 1308.9019 | 0
[7 empty] | 1308.9229 | 0
[7 empty] | 1308.9438 | 0
[7 empty] | 1308.9647 | 0
[7 empty] | 1308.9857 | 0
[7 empty] | 1309.0067 | 0
[7 empty] | 1309.0277 | 0
[7 empty] | 1309.0487 | 0
[7 empty] | 1309.0697 | 0
[7 empty] | 1309.0907 | 0
[7 empty] | 1309.1117 | 0
[7 empty] | 1309.1327 | 0
[7 empty] | 1309.1537 | 0
[7 empty] | 1309.1747 | 0
[7 empty] | 1309.1957 | 0
[7 empty] | 1309.2167 | 0
[7 empty] | 1309.2377 | 0
[7 empty] | 1309.2587 | 0
[7 empty] | 1309.2797 | 0
[7 empty] | 1309.3007 | 0
[7 empty] | 1309.3217 | 0
[7 empty] | 1309.3427 | 0
[7 empty] | 1309.3636 | 0
[7 empty] | 1309.3846 | 0
[7 empty] | 1309.4056 | 0
[7 empty] | 1309.4266 | 0
[7 empty] | 1309.4476 | 0
[7 empty] | 1309.4686 | 0
[7 empty] | 1309.4896 | 0
[7 empty] | 1309.5106 | 0
[7 empty] | 1309.5316 | 0
[7 empty] | 1309.5526 | 0
[7 empty] | 1309.5736 | 0
[7 empty] | 1309.5946 | 0
[7 empty] | 1309.6156 | 0
[7 empty] | 1309.6366 | 0
[7 empty] | 1309.6576 | 0
[7 empty] | 1309.6786 | 0
[7 empty] | 1309.6996 | 0
[7 empty] | 1309.7207 | 0
[7 empty] | 1309.7417 | 0
[7 empty] | 1309.7627 | 0
[7 empty] | 1309.7837 | 0
[7 empty] | 1309.8047 | 0
[7 empty] | 1309.8257 | 0
[7 empty] | 1309.8467 | 0
[7 empty] | 1309.8677 | 0
[7 empty] | 1309.8888 | 0
[7 empty] | 1309.9098 | 0
[7 empty] | 1309.9308 | 0
[7 empty] | 1309.9518 | 0
[7 empty] | 1309.9728 | 0
[7 empty] | 1309.9938 | 0
[7 empty] | 1310.0149 | 0
[7 empty] | 1310.0359 | 0
[7 empty] | 1310.0569 | 0
[7 empty] | 1310.0779 | 0
[7 empty] | 1310.0989 | 0
[7 empty] | 1310.1199 | 0
[7 empty] | 1310.141 | 0
[7 empty] | 1310.162 | 0
[7 empty] | 1310.183 | 0
[7 empty] | 1310.204 | 0
[7 empty] | 1310.2251 | 0
[7 empty] | 1310.2461 | 0
[7 empty] | 1310.2671 | 0
[7 empty] | 1310.2881 | 0
[7 empty] | 1310.3092 | 0
[7 empty] | 1310.3302 | 0
[7 empty] | 1310.3512 | 0
[7 empty] | 1310.3722 | 0
[7 empty] | 1310.3933 | 0
[7 empty] | 1310.4143 | 0
[7 empty] | 1310.4353 | 0
[7 empty] | 1310.4564 | 0
[7 empty] | 1310.4774 | 0
[7 empty] | 1310.4984 | 0
[7 empty] | 1310.5194 | 0
[7 empty] | 1310.5405 | 0
[7 empty] | 1310.5615 | 0
[7 empty] | 1310.5825 | 0
[7 empty] | 1310.6036 | 0
[7 empty] | 1310.6246 | 0
[7 empty] | 1310.6456 | 0
[7 empty] | 1310.6667 | 0
[7 empty] | 1310.6877 | 0
[7 empty] | 1310.7087 | 0
[7 empty] | 1310.7299 | 0
[7 empty] | 1310.7509 | 0
[7 empty] | 1310.772 | 0
[7 empty] | 1310.793 | 0
[7 empty] | 1310.814 | 0
[7 empty] | 1310.8351 | 0
[7 empty] | 1310.8561 | 0
[7 empty] | 1310.8772 | 0
[7 empty] | 1310.8982 | 0
[7 empty] | 1310.9192 | 0
[7 empty] | 1310.9403 | 0
[7 empty] | 1310.9613 | 0
[7 empty] | 1310.9824 | 0
[7 empty] | 1311.0034 | 0
[7 empty] | 1311.0245 | 0
[7 empty] | 1311.0455 | 0
[7 empty] | 1311.0665 | 0
[7 empty] | 1311.0876 | 0
[7 empty] | 1311.1086 | 0
[7 empty] | 1311.1298 | 0
[7 empty] | 1311.1508 | 0
[7 empty] | 1311.1719 | 0
[7 empty] | 1311.1929 | 0
[7 empty] | 1311.214 | 0
[7 empty] | 1311.235 | 0
[7 empty] | 1311.2561 | 0
[7 empty] | 1311.2771 | 0
[7 empty] | 1311.2982 | 0
[7 empty] | 1311.3192 | 0
[7 empty] | 1311.3403 | 0
[7 empty] | 1311.3613 | 0
[7 empty] | 1311.3824 | 0
[7 empty] | 1311.4034 | 0
[7 empty] | 1311.4246 | 0
[7 empty] | 1311.4457 | 0
[7 empty] | 1311.4667 | 0
[7 empty] | 1311.4878 | 0
[7 empty] | 1311.5088 | 0
[7 empty] | 1311.5299 | 0
[7 empty] | 1311.5509 | 0
[7 empty] | 1311.572 | 0
[7 empty] | 1311.5931 | 0
[7 empty] | 1311.6141 | 0
[7 empty] | 1311.6353 | 0
[7 empty] | 1311.6562 | 0
[7 empty] | 1311.6774 | 0
[7 empty] | 1311.6985 | 0
[7 empty] | 1311.7195 | 0
[7 empty] | 1311.7406 | 0
[7 empty] | 1311.7617 | 0
[7 empty] | 1311.7827 | 0
[7 empty] | 1311.8038 | 0
[7 empty] | 1311.8248 | 0
[7 empty] | 1311.8459 | 0
[7 empty] | 1311.8671 | 0
[7 empty] | 1311.8881 | 0
[7 empty] | 1311.9092 | 0
[7 empty] | 1311.9303 | 0
[7 empty] | 1311.9514 | 0
[7 empty] | 1311.9724 | 0
[7 empty] | 1311.9935 | 0
[7 empty] | 1312.0146 | 0
[7 empty] | 1312.0356 | 0
[7 empty] | 1312.0568 | 0
[7 empty] | 1312.0779 | 0
[7 empty] | 1312.0989 | 0
[7 empty] | 1312.12 | 0
[7 empty] | 1312.1411 | 0
[7 empty] | 1312.1622 | 0
[7 empty] | 1312.1832 | 0
[7 empty] | 1312.2043 | 0
[7 empty] | 1312.2255 | 0
[7 empty] | 1312.2466 | 0
[7 empty] | 1312.2677 | 0
[7 empty] | 1312.2887 | 0
[7 empty] | 1312.3098 | 0
[7 empty] | 1312.3309 | 0
[7 empty] | 1312.3521 | 0
[7 empty] | 1312.373 | 0
[7 empty] | 1312.3942 | 0
[7 empty] | 1312.4153 | 0
[7 empty] | 1312.4364 | 0
[7 empty] | 1312.4575 | 0
[7 empty] | 1312.4786 | 0
[7 empty] | 1312.4996 | 0
[7 empty] | 1312.5208 | 0
[7 empty] | 1312.5419 | 0
[7 empty] | 1312.563 | 0
[7 empty] | 1312.5841 | 0
[7 empty] | 1312.6052 | 0
[7 empty] | 1312.6262 | 0
[7 empty] | 1312.6473 | 0
[7 empty] | 1312.6685 | 0
[7 empty] | 1312.6896 | 0
[7 empty] | 1312.7107 | 0
[7 empty] | 1312.7318 | 0
[7 empty] | 1312.7529 | 0
[7 empty] | 1312.774 | 0
[7 empty] | 1312.7952 | 0
[7 empty] | 1312.8162 | 0
[7 empty] | 1312.8373 | 0
[7 empty] | 1312.8584 | 0
[7 empty] | 1312.8795 | 0
[7 empty] | 1312.9006 | 0
[7 empty] | 1312.9218 | 0
[7 empty] | 1312.9429 | 0
[7 empty] | 1312.964 | 0
[7 empty] | 1312.9851 | 0
[7 empty] | 1313.0062 | 0
[7 empty] | 1313.0273 | 0
[7 empty] | 1313.0485 | 0
[7 empty] | 1313.0696 | 0
[7 empty] | 1313.0907 | 0
[7 empty] | 1313.1118 | 0
[7 empty] | 1313.1329 | 0
[7 empty] | 1313.1541 | 0
[7 empty] | 1313.1752 | 0
[7 empty] | 1313.1963 | 0
[7 empty] | 1313.2174 | 0
[7 empty] | 1313.2385 | 0
[7 empty] | 1313.2596 | 0
[7 empty] | 1313.2808 | 0
[7 empty] | 1313.3019 | 0
[7 empty] | 1313.323 | 0
[7 empty] | 1313.3441 | 0
[7 empty] | 1313.3652 | 0
[7 empty] | 1313.3864 | 0
[7 empty] | 1313.4075 | 0
[7 empty] | 1313.4286 | 0
[7 empty] | 1313.4498 | 0
[7 empty] | 1313.4709 | 0
[7 empty] | 1313.4921 | 0
[7 empty] | 1313.5132 | 0
[7 empty] | 1313.5343 | 0
[7 empty] | 1313.5554 | 0
[7 empty] | 1313.5765 | 0
[7 empty] | 1313.5977 | 0
[7 empty] | 1313.6188 | 0
[7 empty] | 1313.6399 | 0
[7 empty] | 1313.6611 | 0
[7 empty] | 1313.6823 | 0
[7 empty] | 1313.7034 | 0
[7 empty] | 1313.7245 | 0
[7 empty] | 1313.7456 | 0
[7 empty] | 1313.7667 | 0
[7 empty] | 1313.788 | 0
[7 empty] | 1313.8091 | 0
[7 empty] | 1313.8302 | 0
[7 empty] | 1313.8513 | 0
[7 empty] | 1313.8724 | 0
[7 empty] | 1313.8937 | 0
[7 empty] | 1313.9148 | 0
[7 empty] | 1313.9359 | 0
[7 empty] | 1313.957 | 0
[7 empty] | 1313.9781 | 0
[7 empty] | 1313.9994 | 0
[7 empty] | 1314.0205 | 0
[7 empty] | 1314.0416 | 0
[7 empty] | 1314.0627 | 0
[7 empty] | 1314.084 | 0
[7 empty] | 1314.1051 | 0
[7 empty] | 1314.1262 | 0
[7 empty] | 1314.1473 | 0
[7 empty] | 1314.1686 | 0
[7 empty] | 1314.1897 | 0
[7 empty] | 1314.2108 | 0
[7 empty] | 1314.2319 | 0
[7 empty] | 1314.2532 | 0
[7 empty] | 1314.2743 | 0
[7 empty] | 1314.2954 | 0
[7 empty] | 1314.3166 | 0
[7 empty] | 1314.3378 | 0
[7 empty] | 1314.3589 | 0
[7 empty] | 1314.3801 | 0
[7 empty] | 1314.4012 | 0
[7 empty] | 1314.4224 | 0
[7 empty] | 1314.4436 | 0
[7 empty] | 1314.4647 | 0
[7 empty] | 1314.4858 | 0
[7 empty] | 1314.5071 | 0
[7 empty] | 1314.5282 | 0
[7 empty] | 1314.5493 | 0
[7 empty] | 1314.5706 | 0
[7 empty] | 1314.5917 | 0
[7 empty] | 1314.6129 | 0
[7 empty] | 1314.634 | 0
[7 empty] | 1314.6552 | 0
[7 empty] | 1314.6764 | 0
[7 empty] | 1314.6975 | 0
[7 empty] | 1314.7188 | 0
[7 empty] | 1314.7399 | 0
[7 empty] | 1314.761 | 0
[7 empty] | 1314.7822 | 0
[7 empty] | 1314.8033 | 0
[7 empty] | 1314.8246 | 0
[7 empty] | 1314.8457 | 0
[7 empty] | 1314.8669 | 0
[7 empty] | 1314.8881 | 0
[7 empty] | 1314.9093 | 0
[7 empty] | 1314.9304 | 0
[7 empty] | 1314.9517 | 0
[7 empty] | 1314.9728 | 0
[7 empty] | 1314.994 | 0
[7 empty] | 1315.0151 | 0
[7 empty] | 1315.0364 | 0
[7 empty] | 1315.0575 | 0
[7 empty] | 1315.0787 | 0
[7 empty] | 1315.0999 | 0
[7 empty] | 1315.1211 | 0
[7 empty] | 1315.1422 | 0
[7 empty] | 1315.1635 | 0
[7 empty] | 1315.1846 | 0
[7 empty] | 1315.2058 | 0
[7 empty] | 1315.2269 | 0
[7 empty] | 1315.2482 | 0
[7 empty] | 1315.2693 | 0
[7 empty] | 1315.2905 | 0
[7 empty] | 1315.3118 | 0
[7 empty] | 1315.3329 | 0
[7 empty] | 1315.3541 | 0
[7 empty] | 1315.3752 | 0
[7 empty] | 1315.3965 | 0
[7 empty] | 1315.4176 | 0
[7 empty] | 1315.4388 | 0
[7 empty] | 1315.4601 | 0
[7 empty] | 1315.4812 | 0
[7 empty] | 1315.5024 | 0
[7 empty] | 1315.5237 | 0
[7 empty] | 1315.5448 | 0
[7 empty] | 1315.566 | 0
[7 empty] | 1315.5872 | 0
[7 empty] | 1315.6084 | 0
[7 empty] | 1315.6296 | 0
[7 empty] | 1315.6508 | 0
[7 empty] | 1315.672 | 0
[7 empty] | 1315.6932 | 0
[7 empty] | 1315.7144 | 0
[7 empty] | 1315.7356 | 0
[7 empty] | 1315.7568 | 0
[7 empty] | 1315.7781 | 0
[7 empty] | 1315.7992 | 0
[7 empty] | 1315.8204 | 0
[7 empty] | 1315.8417 | 0
[7 empty] | 1315.8628 | 0
[7 empty] | 1315.884 | 0
[7 empty] | 1315.9053 | 0
[7 empty] | 1315.9265 | 0
[7 empty] | 1315.9476 | 0
[7 empty] | 1315.9689 | 0
[7 empty] | 1315.9901 | 0
[7 empty] | 1316.0114 | 0
[7 empty] | 1316.0325 | 0
[7 empty] | 1316.0537 | 0
[7 empty] | 1316.075 | 0
[7 empty] | 1316.0962 | 0
[7 empty] | 1316.1173 | 0
[7 empty] | 1316.1386 | 0
[7 empty] | 1316.1598 | 0
[7 empty] | 1316.181 | 0
[7 empty] | 1316.2023 | 0
[7 empty] | 1316.2234 | 0
[7 empty] | 1316.2446 | 0
[7 empty] | 1316.2659 | 0
[7 empty] | 1316.2871 | 0
[7 empty] | 1316.3084 | 0
[7 empty] | 1316.3296 | 0
[7 empty] | 1316.3507 | 0
[7 empty] | 1316.3719 | 0
[7 empty] | 1316.3932 | 0
[7 empty] | 1316.4144 | 0
[7 empty] | 1316.4357 | 0
[7 empty] | 1316.4569 | 0
[7 empty] | 1316.4781 | 0
[7 empty] | 1316.4994 | 0
[7 empty] | 1316.5205 | 0
[7 empty] | 1316.5417 | 0
[7 empty] | 1316.563 | 0
[7 empty] | 1316.5842 | 0
[7 empty] | 1316.6055 | 0
[7 empty] | 1316.6267 | 0
[7 empty] | 1316.6479 | 0
[7 empty] | 1316.6692 | 0
[7 empty] | 1316.6904 | 0
[7 empty] | 1316.7117 | 0
[7 empty] | 1316.7329 | 0
[7 empty] | 1316.7541 | 0
[7 empty] | 1316.7754 | 0
[7 empty] | 1316.7966 | 0
[7 empty] | 1316.8179 | 0
[7 empty] | 1316.839 | 0
[7 empty] | 1316.8602 | 0
[7 empty] | 1316.8815 | 0
[7 empty] | 1316.9027 | 0
[7 empty] | 1316.924 | 0
[7 empty] | 1316.9452 | 0
[7 empty] | 1316.9664 | 0
[7 empty] | 1316.9877 | 0
[7 empty] | 1317.009 | 0
[7 empty] | 1317.0303 | 0
[7 empty] | 1317.0515 | 0
[7 empty] | 1317.0728 | 0
[7 empty] | 1317.094 | 0
[7 empty] | 1317.1152 | 0
[7 empty] | 1317.1365 | 0
[7 empty] | 1317.1577 | 0
[7 empty] | 1317.179 | 0
[7 empty] | 1317.2002 | 0
[7 empty] | 1317.2214 | 0
[7 empty] | 1317.2427 | 0
[7 empty] | 1317.2639 | 0
[7 empty] | 1317.2852 | 0
[7 empty] | 1317.3064 | 0
[7 empty] | 1317.3276 | 0
[7 empty] | 1317.349 | 0
[7 empty] | 1317.3702 | 0
[7 empty] | 1317.3915 | 0
[7 empty] | 1317.4127 | 0
[7 empty] | 1317.434 | 0
[7 empty] | 1317.4552 | 0
[7 empty] | 1317.4764 | 0
[7 empty] | 1317.4978 | 0
[7 empty] | 1317.519 | 0
[7 empty] | 1317.5403 | 0
[7 empty] | 1317.5615 | 0
[7 empty] | 1317.5828 | 0
[7 empty] | 1317.604 | 0
[7 empty] | 1317.6254 | 0
[7 empty] | 1317.6466 | 0
[7 empty] | 1317.6678 | 0
[7 empty] | 1317.6891 | 0
[7 empty] | 1317.7103 | 0
[7 empty] | 1317.7317 | 0
[7 empty] | 1317.7529 | 0
[7 empty] | 1317.7742 | 0
[7 empty] | 1317.7954 | 0
[7 empty] | 1317.8166 | 0
[7 empty] | 1317.838 | 0
[7 empty] | 1317.8593 | 0
[7 empty] | 1317.8805 | 0
[7 empty] | 1317.9017 | 0
[7 empty] | 1317.9231 | 0
[7 empty] | 1317.9443 | 0
[7 empty] | 1317.9656 | 0
[7 empty] | 1317.9869 | 0
[7 empty] | 1318.0082 | 0
[7 empty] | 1318.0294 | 0
[7 empty] | 1318.0507 | 0
[7 empty] | 1318.072 | 0
[7 empty] | 1318.0933 | 0
[7 empty] | 1318.1145 | 0
[7 empty] | 1318.1359 | 0
[7 empty] | 1318.1571 | 0
[7 empty] | 1318.1783 | 0
[7 empty] | 1318.1997 | 0
[7 empty] | 1318.2209 | 0
[7 empty] | 1318.2422 | 0
[7 empty] | 1318.2636 | 0
[7 empty] | 1318.2848 | 0
[7 empty] | 1318.306 | 0
[7 empty] | 1318.3274 | 0
[7 empty] | 1318.3486 | 0
[7 empty] | 1318.37 | 0
[7 empty] | 1318.3912 | 0
[7 empty] | 1318.4125 | 0
[7 empty] | 1318.4338 | 0
[7 empty] | 1318.4551 | 0
[7 empty] | 1318.4764 | 0
[7 empty] | 1318.4977 | 0
[7 empty] | 1318.5189 | 0
[7 empty] | 1318.5403 | 0
[7 empty] | 1318.5615 | 0
[7 empty] | 1318.5829 | 0
[7 empty] | 1318.6041 | 0
[7 empty] | 1318.6255 | 0
[7 empty] | 1318.6467 | 0
[7 empty] | 1318.668 | 0
[7 empty] | 1318.6893 | 0
[7 empty] | 1318.7106 | 0
[7 empty] | 1318.7319 | 0
[7 empty] | 1318.7532 | 0
[7 empty] | 1318.7745 | 0
[7 empty] | 1318.7958 | 0
[7 empty] | 1318.8171 | 0
[7 empty] | 1318.8384 | 0
[7 empty] | 1318.8597 | 0
[7 empty] | 1318.881 | 0
[7 empty] | 1318.9023 | 0
[7 empty] | 1318.9236 | 0
[7 empty] | 1318.9449 | 0
[7 empty] | 1318.9662 | 0
[7 empty] | 1318.9875 | 0
[7 empty] | 1319.0089 | 0
[7 empty] | 1319.0302 | 0
[7 empty] | 1319.0515 | 0
[7 empty] | 1319.0728 | 0
[7 empty] | 1319.0941 | 0
[7 empty] | 1319.1154 | 0
[7 empty] | 1319.1367 | 0
[7 empty] | 1319.1581 | 0
[7 empty] | 1319.1793 | 0
[7 empty] | 1319.2007 | 0
[7 empty] | 1319.2219 | 0
[7 empty] | 1319.2433 | 0
[7 empty] | 1319.2646 | 0
[7 empty] | 1319.2859 | 0
[7 empty] | 1319.3073 | 0
[7 empty] | 1319.3286 | 0
[7 empty] | 1319.3499 | 0
[7 empty] | 1319.3712 | 0
[7 empty] | 1319.3925 | 0
[7 empty] | 1319.4138 | 0
[7 empty] | 1319.4352 | 0
[7 empty] | 1319.4564 | 0
[7 empty] | 1319.4778 | 0
[7 empty] | 1319.4991 | 0
[7 empty] | 1319.5204 | 0
[7 empty] | 1319.5417 | 0
[7 empty] | 1319.5631 | 0
[7 empty] | 1319.5845 | 0
[7 empty] | 1319.6057 | 0
[7 empty] | 1319.6271 | 0
[7 empty] | 1319.6484 | 0
[7 empty] | 1319.6697 | 0
[7 empty] | 1319.691 | 0
[7 empty] | 1319.7124 | 0
[7 empty] | 1319.7338 | 0
[7 empty] | 1319.755 | 0
[7 empty] | 1319.7764 | 0
[7 empty] | 1319.7977 | 0
[7 empty] | 1319.8191 | 0
[7 empty] | 1319.8403 | 0
[7 empty] | 1319.8617 | 0
[7 empty] | 1319.8831 | 0
[7 empty] | 1319.9044 | 0
[7 empty] | 1319.9258 | 0
[7 empty] | 1319.947 | 0
[7 empty] | 1319.9684 | 0
[7 empty] | 1319.9897 | 0
[7 empty] | 1320.0111 | 0
[7 empty] | 1320.0325 | 0
[7 empty] | 1320.0537 | 0
[7 empty] | 1320.0751 | 0
[7 empty] | 1320.0964 | 0
[7 empty] | 1320.1178 | 0
[7 empty] | 1320.1392 | 0
[7 empty] | 1320.1605 | 0
[7 empty] | 1320.1819 | 0
[7 empty] | 1320.2031 | 0
[7 empty] | 1320.2245 | 0
[7 empty] | 1320.2459 | 0
[7 empty] | 1320.2672 | 0
[7 empty] | 1320.2886 | 0
[7 empty] | 1320.3099 | 0
[7 empty] | 1320.3313 | 0
[7 empty] | 1320.3527 | 0
[7 empty] | 1320.374 | 0
[7 empty] | 1320.3953 | 0
[7 empty] | 1320.4166 | 0
[7 empty] | 1320.438 | 0
[7 empty] | 1320.4594 | 0
[7 empty] | 1320.4807 | 0
[7 empty] | 1320.5021 | 0
[7 empty] | 1320.5234 | 0
[7 empty] | 1320.5448 | 0
[7 empty] | 1320.5662 | 0
[7 empty] | 1320.5875 | 0
[7 empty] | 1320.6089 | 0
[7 empty] | 1320.6302 | 0
[7 empty] | 1320.6516 | 0
[7 empty] | 1320.673 | 0
[7 empty] | 1320.6943 | 0
[7 empty] | 1320.7157 | 0
[7 empty] | 1320.7371 | 0
[7 empty] | 1320.7584 | 0
[7 empty] | 1320.7798 | 0
[7 empty] | 1320.8011 | 0
[7 empty] | 1320.8225 | 0
[7 empty] | 1320.8439 | 0
[7 empty] | 1320.8652 | 0
[7 empty] | 1320.8866 | 0
[7 empty] | 1320.908 | 0
[7 empty] | 1320.9293 | 0
[7 empty] | 1320.9507 | 0
[7 empty] | 1320.972 | 0
[7 empty] | 1320.9934 | 0
[7 empty] | 1321.0148 | 0
[7 empty] | 1321.0363 | 0
[7 empty] | 1321.0576 | 0
[7 empty] | 1321.079 | 0
[7 empty] | 1321.1003 | 0
[7 empty] | 1321.1217 | 0
[7 empty] | 1321.1431 | 0
[7 empty] | 1321.1644 | 0
[7 empty] | 1321.1858 | 0
[7 empty] | 1321.2072 | 0
[7 empty] | 1321.2286 | 0
[7 empty] | 1321.25 | 0
[7 empty] | 1321.2714 | 0
[7 empty] | 1321.2927 | 0
[7 empty] | 1321.3141 | 0
[7 empty] | 1321.3354 | 0
[7 empty] | 1321.3569 | 0
[7 empty] | 1321.3783 | 0
[7 empty] | 1321.3997 | 0
[7 empty] | 1321.421 | 0
[7 empty] | 1321.4424 | 0
[7 empty] | 1321.4639 | 0
[7 empty] | 1321.4852 | 0
[7 empty] | 1321.5066 | 0
[7 empty] | 1321.528 | 0
[7 empty] | 1321.5493 | 0
[7 empty] | 1321.5708 | 0
[7 empty] | 1321.5922 | 0
[7 empty] | 1321.6135 | 0
[7 empty] | 1321.6349 | 0
[7 empty] | 1321.6564 | 0
[7 empty] | 1321.6777 | 0
[7 empty] | 1321.6991 | 0
[7 empty] | 1321.7205 | 0
[7 empty] | 1321.7419 | 0
[7 empty] | 1321.7633 | 0
[7 empty] | 1321.7847 | 0
[7 empty] | 1321.806 | 0
[7 empty] | 1321.8275 | 0
[7 empty] | 1321.8489 | 0
[7 empty] | 1321.8702 | 0
[7 empty] | 1321.8917 | 0
[7 empty] | 1321.9131 | 0
[7 empty] | 1321.9344 | 0
[7 empty] | 1321.9559 | 0
[7 empty] | 1321.9773 | 0
[7 empty] | 1321.9987 | 0
[7 empty] | 1322.0201 | 0
[7 empty] | 1322.0415 | 0
[7 empty] | 1322.0629 | 0
[7 empty] | 1322.0844 | 0
[7 empty] | 1322.1057 | 0
[7 empty] | 1322.1272 | 0
[7 empty] | 1322.1486 | 0
[7 empty] | 1322.1699 | 0
[7 empty] | 1322.1914 | 0
[7 empty] | 1322.2128 | 0
[7 empty] | 1322.2343 | 0
[7 empty] | 1322.2556 | 0
[7 empty] | 1322.277 | 0
[7 empty] | 1322.2985 | 0
[7 empty] | 1322.3198 | 0
[7 empty] | 1322.3413 | 0
[7 empty] | 1322.3627 | 0
[7 empty] | 1322.384 | 0
[7 empty] | 1322.4055 | 0
[7 empty] | 1322.4269 | 0
[7 empty] | 1322.4484 | 0
[7 empty] | 1322.4697 | 0
[7 empty] | 1322.4912 | 0
[7 empty] | 1322.5126 | 0
[7 empty] | 1322.5341 | 0
[7 empty] | 1322.5554 | 0
[7 empty] | 1322.5769 | 0
[7 empty] | 1322.5983 | 0
[7 empty] | 1322.6198 | 0
[7 empty] | 1322.6411 | 0
[7 empty] | 1322.6626 | 0
[7 empty] | 1322.684 | 0
[7 empty] | 1322.7054 | 0
[7 empty] | 1322.7268 | 0
[7 empty] | 1322.7483 | 0
[7 empty] | 1322.7697 | 0
[7 empty] | 1322.7911 | 0
[7 empty] | 1322.8126 | 0
[7 empty] | 1322.834 | 0
[7 empty] | 1322.8555 | 0
[7 empty] | 1322.8768 | 0
[7 empty] | 1322.8983 | 0
[7 empty] | 1322.9197 | 0
[7 empty] | 1322.9412 | 0
[7 empty] | 1322.9626 | 0
[7 empty] | 1322.984 | 0
[7 empty] | 1323.0055 | 0
[7 empty] | 1323.0269 | 0
[7 empty] | 1323.0483 | 0
[7 empty] | 1323.0698 | 0
[7 empty] | 1323.0912 | 0
[7 empty] | 1323.1127 | 0
[7 empty] | 1323.1342 | 0
[7 empty] | 1323.1555 | 0
[7 empty] | 1323.177 | 0
[7 empty] | 1323.1985 | 0
[7 empty] | 1323.2198 | 0
[7 empty] | 1323.2413 | 0
[7 empty] | 1323.2628 | 0
[7 empty] | 1323.2842 | 0
[7 empty] | 1323.3057 | 0
[7 empty] | 1323.3271 | 0
[7 empty] | 1323.3485 | 0
[7 empty] | 1323.37 | 0
[7 empty] | 1323.3915 | 0
[7 empty] | 1323.413 | 0
[7 empty] | 1323.4343 | 0
[7 empty] | 1323.4558 | 0
[7 empty] | 1323.4773 | 0
[7 empty] | 1323.4987 | 0
[7 empty] | 1323.5201 | 0
[7 empty] | 1323.5416 | 0
[7 empty] | 1323.5631 | 0
[7 empty] | 1323.5845 | 0
[7 empty] | 1323.606 | 0
[7 empty] | 1323.6274 | 0
[7 empty] | 1323.6489 | 0
[7 empty] | 1323.6704 | 0
[7 empty] | 1323.6918 | 0
[7 empty] | 1323.7133 | 0
[7 empty] | 1323.7347 | 0
[7 empty] | 1323.7562 | 0
[7 empty] | 1323.7777 | 0
[7 empty] | 1323.7991 | 0
[7 empty] | 1323.8206 | 0
[7 empty] | 1323.842 | 0
[7 empty] | 1323.8635 | 0
[7 empty] | 1323.885 | 0
[7 empty] | 1323.9065 | 0
[7 empty] | 1323.9279 | 0
[7 empty] | 1323.9493 | 0
[7 empty] | 1323.9708 | 0
[7 empty] | 1323.9923 | 0
[7 empty] | 1324.0138 | 0
[7 empty] | 1324.0353 | 0
[7 empty] | 1324.0568 | 0
[7 empty] | 1324.0782 | 0
[7 empty] | 1324.0996 | 0
[7 empty] | 1324.1211 | 0
[7 empty] | 1324.1426 | 0
[7 empty] | 1324.1641 | 0
[7 empty] | 1324.1855 | 0
[7 empty] | 1324.207 | 0
[7 empty] | 1324.2285 | 0
[7 empty] | 1324.25 | 0
[7 empty] | 1324.2715 | 0
[7 empty] | 1324.293 | 0
[7 empty] | 1324.3145 | 0
[7 empty] | 1324.3359 | 0
[7 empty] | 1324.3574 | 0
[7 empty] | 1324.3789 | 0
[7 empty] | 1324.4004 | 0
[7 empty] | 1324.4219 | 0
[7 empty] | 1324.4434 | 0
[7 empty] | 1324.4648 | 0
[7 empty] | 1324.4863 | 0
[7 empty] | 1324.5078 | 0
[7 empty] | 1324.5293 | 0
[7 empty] | 1324.5508 | 0
[7 empty] | 1324.5723 | 0
[7 empty] | 1324.5938 | 0
[7 empty] | 1324.6152 | 0
[7 empty] | 1324.6367 | 0
[7 empty] | 1324.6582 | 0
[7 empty] | 1324.6797 | 0
[7 empty] | 1324.7012 | 0
[7 empty] | 1324.7227 | 0
[7 empty] | 1324.7441 | 0
[7 empty] | 1324.7656 | 0
[7 empty] | 1324.7871 | 0
[7 empty] | 1324.8086 | 0
[7 empty] | 1324.8301 | 0
[7 empty] | 1324.8517 | 0
[7 empty] | 1324.8732 | 0
[7 empty] | 1324.8947 | 0
[7 empty] | 1324.9161 | 0
[7 empty] | 1324.9376 | 0
[7 empty] | 1324.9591 | 0
[7 empty] | 1324.9806 | 0
[7 empty] | 1325.0021 | 0
[7 empty] | 1325.0237 | 0
[7 empty] | 1325.0452 | 0
[7 empty] | 1325.0666 | 0
[7 empty] | 1325.0881 | 0
[7 empty] | 1325.1096 | 0
[7 empty] | 1325.1311 | 0
[7 empty] | 1325.1527 | 0
[7 empty] | 1325.1742 | 0
[7 empty] | 1325.1957 | 0
[7 empty] | 1325.2172 | 0
[7 empty] | 1325.2386 | 0
[7 empty] | 1325.2603 | 0
[7 empty] | 1325.2817 | 0
[7 empty] | 1325.3032 | 0
[7 empty] | 1325.3247 | 0
[7 empty] | 1325.3462 | 0
[7 empty] | 1325.3678 | 0
[7 empty] | 1325.3893 | 0
[7 empty] | 1325.4108 | 0
[7 empty] | 1325.4323 | 0
[7 empty] | 1325.4539 | 0
[7 empty] | 1325.4753 | 0
[7 empty] | 1325.4968 | 0
[7 empty] | 1325.5183 | 0
[7 empty] | 1325.5399 | 0
[7 empty] | 1325.5614 | 0
[7 empty] | 1325.5829 | 0
[7 empty] | 1325.6045 | 0
[7 empty] | 1325.626 | 0
[7 empty] | 1325.6475 | 0
[7 empty] | 1325.6691 | 0
[7 empty] | 1325.6906 | 0
[7 empty] | 1325.712 | 0
[7 empty] | 1325.7336 | 0
[7 empty] | 1325.7551 | 0
[7 empty] | 1325.7766 | 0
[7 empty] | 1325.7982 | 0
[7 empty] | 1325.8197 | 0
[7 empty] | 1325.8412 | 0
[7 empty] | 1325.8628 | 0
[7 empty] | 1325.8843 | 0
[7 empty] | 1325.9058 | 0
[7 empty] | 1325.9274 | 0
[7 empty] | 1325.9489 | 0
[7 empty] | 1325.9705 | 0
[7 empty] | 1325.9919 | 0
[7 empty] | 1326.0134 | 0
[7 empty] | 1326.035 | 0
[7 empty] | 1326.0565 | 0
[7 empty] | 1326.0781 | 0
[7 empty] | 1326.0996 | 0
[7 empty] | 1326.1212 | 0
[7 empty] | 1326.1427 | 0
[7 empty] | 1326.1642 | 0
[7 empty] | 1326.1858 | 0
[7 empty] | 1326.2073 | 0
[7 empty] | 1326.2289 | 0
[7 empty] | 1326.2504 | 0
[7 empty] | 1326.272 | 0
[7 empty] | 1326.2935 | 0
[7 empty] | 1326.3151 | 0
[7 empty] | 1326.3365 | 0
[7 empty] | 1326.3582 | 0
[7 empty] | 1326.3796 | 0
[7 empty] | 1326.4012 | 0
[7 empty] | 1326.4227 | 0
[7 empty] | 1326.4443 | 0
[7 empty] | 1326.4658 | 0
[7 empty] | 1326.4874 | 0
[7 empty] | 1326.5089 | 0
[7 empty] | 1326.5305 | 0
[7 empty] | 1326.5521 | 0
[7 empty] | 1326.5736 | 0
[7 empty] | 1326.5952 | 0
[7 empty] | 1326.6167 | 0
[7 empty] | 1326.6383 | 0
[7 empty] | 1326.6598 | 0
[7 empty] | 1326.6814 | 0
[7 empty] | 1326.703 | 0
[7 empty] | 1326.7245 | 0
[7 empty] | 1326.7461 | 0
[7 empty] | 1326.7676 | 0
[7 empty] | 1326.7892 | 0
[7 empty] | 1326.8108 | 0
[7 empty] | 1326.8323 | 0
[7 empty] | 1326.8539 | 0
[7 empty] | 1326.8755 | 0
[7 empty] | 1326.897 | 0
[7 empty] | 1326.9186 | 0
[7 empty] | 1326.9401 | 0
[7 empty] | 1326.9617 | 0
[7 empty] | 1326.9833 | 0
[7 empty] | 1327.0048 | 0
[7 empty] | 1327.0264 | 0
[7 empty] | 1327.048 | 0
[7 empty] | 1327.0696 | 0
[7 empty] | 1327.0911 | 0
[7 empty] | 1327.1127 | 0
[7 empty] | 1327.1343 | 0
[7 empty] | 1327.1558 | 0
[7 empty] | 1327.1774 | 0
[7 empty] | 1327.199 | 0
[7 empty] | 1327.2205 | 0
[7 empty] | 1327.2421 | 0
[7 empty] | 1327.2637 | 0
[7 empty] | 1327.2853 | 0
[7 empty] | 1327.3068 | 0
[7 empty] | 1327.3284 | 0
[7 empty] | 1327.35 | 0
[7 empty] | 1327.3716 | 0
[7 empty] | 1327.3932 | 0
[7 empty] | 1327.4147 | 0
[7 empty] | 1327.4363 | 0
[7 empty] | 1327.4579 | 0
[7 empty] | 1327.4795 | 0
[7 empty] | 1327.5011 | 0
[7 empty] | 1327.5226 | 0
[7 empty] | 1327.5442 | 0
[7 empty] | 1327.5658 | 0
[7 empty] | 1327.5874 | 0
[7 empty] | 1327.609 | 0
[7 empty] | 1327.6305 | 0
[7 empty] | 1327.6521 | 0
[7 empty] | 1327.6737 | 0
[7 empty] | 1327.6953 | 0
[7 empty] | 1327.7169 | 0
[7 empty] | 1327.7385 | 0
[7 empty] | 1327.7601 | 0
[7 empty] | 1327.7816 | 0
[7 empty] | 1327.8032 | 0
[7 empty] | 1327.8248 | 0
[7 empty] | 1327.8464 | 0
[7 empty] | 1327.868 | 0
[7 empty] | 1327.8896 | 0
[7 empty] | 1327.9113 | 0
[7 empty] | 1327.9329 | 0
[7 empty] | 1327.9545 | 0
[7 empty] | 1327.9761 | 0
[7 empty] | 1327.9977 | 0
[7 empty] | 1328.0193 | 0
[7 empty] | 1328.0408 | 0
[7 empty] | 1328.0624 | 0
[7 empty] | 1328.084 | 0
[7 empty] | 1328.1056 | 0
[7 empty] | 1328.1272 | 0
[7 empty] | 1328.1488 | 0
[7 empty] | 1328.1704 | 0
[7 empty] | 1328.192 | 0
[7 empty] | 1328.2136 | 0
[7 empty] | 1328.2352 | 0
[7 empty] | 1328.2568 | 0
[7 empty] | 1328.2784 | 0
[7 empty] | 1328.3 | 0
[7 empty] | 1328.3217 | 0
[7 empty] | 1328.3433 | 0
[7 empty] | 1328.3649 | 0
[7 empty] | 1328.3865 | 0
[7 empty] | 1328.4081 | 0
[7 empty] | 1328.4298 | 0
[7 empty] | 1328.4514 | 0
[7 empty] | 1328.473 | 0
[7 empty] | 1328.4946 | 0
[7 empty] | 1328.5162 | 0
[7 empty] | 1328.5378 | 0
[7 empty] | 1328.5594 | 0
[7 empty] | 1328.5811 | 0
[7 empty] | 1328.6027 | 0
[7 empty] | 1328.6243 | 0
[7 empty] | 1328.6459 | 0
[7 empty] | 1328.6676 | 0
[7 empty] | 1328.6892 | 0
[7 empty] | 1328.7108 | 0
[7 empty] | 1328.7324 | 0
[7 empty] | 1328.754 | 0
[7 empty] | 1328.7756 | 0
[7 empty] | 1328.7972 | 0
[7 empty] | 1328.8188 | 0
[7 empty] | 1328.8406 | 0
[7 empty] | 1328.8622 | 0
[7 empty] | 1328.8838 | 0
[7 empty] | 1328.9054 | 0
[7 empty] | 1328.927 | 0
[7 empty] | 1328.9487 | 0
[7 empty] | 1328.9703 | 0
[7 empty] | 1328.9919 | 0
[7 empty] | 1329.0136 | 0
[7 empty] | 1329.0352 | 0
[7 empty] | 1329.0569 | 0
[7 empty] | 1329.0785 | 0
[7 empty] | 1329.1001 | 0
[7 empty] | 1329.1217 | 0
[7 empty] | 1329.1434 | 0
[7 empty] | 1329.165 | 0
[7 empty] | 1329.1866 | 0
[7 empty] | 1329.2083 | 0
[7 empty] | 1329.23 | 0
[7 empty] | 1329.2516 | 0
[7 empty] | 1329.2732 | 0
[7 empty] | 1329.2948 | 0
[7 empty] | 1329.3165 | 0
[7 empty] | 1329.3381 | 0
[7 empty] | 1329.3597 | 0
[7 empty] | 1329.3815 | 0
[7 empty] | 1329.4031 | 0
[7 empty] | 1329.4247 | 0
[7 empty] | 1329.4464 | 0
[7 empty] | 1329.468 | 0
[7 empty] | 1329.4896 | 0
[7 empty] | 1329.5114 | 0
[7 empty] | 1329.533 | 0
[7 empty] | 1329.5546 | 0
[7 empty] | 1329.5763 | 0
[7 empty] | 1329.5979 | 0
[7 empty] | 1329.6195 | 0
[7 empty] | 1329.6412 | 0
[7 empty] | 1329.6628 | 0
[7 empty] | 1329.6844 | 0
[7 empty] | 1329.7062 | 0
[7 empty] | 1329.7278 | 0
[7 empty] | 1329.7495 | 0
[7 empty] | 1329.7711 | 0
[7 empty] | 1329.7927 | 0
[7 empty] | 1329.8145 | 0
[7 empty] | 1329.8361 | 0
[7 empty] | 1329.8578 | 0
[7 empty] | 1329.8794 | 0
[7 empty] | 1329.9011 | 0
[7 empty] | 1329.9227 | 0
[7 empty] | 1329.9445 | 0
[7 empty] | 1329.9661 | 0
[7 empty] | 1329.9877 | 0
[7 empty] | 1330.0094 | 0
[7 empty] | 1330.031 | 0
[7 empty] | 1330.0527 | 0
[7 empty] | 1330.0743 | 0
[7 empty] | 1330.0961 | 0
[7 empty] | 1330.1177 | 0
[7 empty] | 1330.1394 | 0
[7 empty] | 1330.161 | 0
[7 empty] | 1330.1827 | 0
[7 empty] | 1330.2043 | 0
[7 empty] | 1330.2261 | 0
[7 empty] | 1330.2478 | 0
[7 empty] | 1330.2694 | 0
[7 empty] | 1330.2911 | 0
[7 empty] | 1330.3127 | 0
[7 empty] | 1330.3345 | 0
[7 empty] | 1330.3561 | 0
[7 empty] | 1330.3778 | 0
[7 empty] | 1330.3994 | 0
[7 empty] | 1330.4211 | 0
[7 empty] | 1330.4429 | 0
[7 empty] | 1330.4645 | 0
[7 empty] | 1330.4862 | 0
[7 empty] | 1330.5078 | 0
[7 empty] | 1330.5295 | 0
[7 empty] | 1330.5513 | 0
[7 empty] | 1330.5729 | 0
[7 empty] | 1330.5946 | 0
[7 empty] | 1330.6163 | 0
[7 empty] | 1330.6379 | 0
[7 empty] | 1330.6597 | 0
[7 empty] | 1330.6813 | 0
[7 empty] | 1330.703 | 0
[7 empty] | 1330.7247 | 0
[7 empty] | 1330.7463 | 0
[7 empty] | 1330.7681 | 0
[7 empty] | 1330.7898 | 0
[7 empty] | 1330.8115 | 0
[7 empty] | 1330.8331 | 0
[7 empty] | 1330.8549 | 0
[7 empty] | 1330.8766 | 0
[7 empty] | 1330.8982 | 0
[7 empty] | 1330.9199 | 0
[7 empty] | 1330.9416 | 0
[7 empty] | 1330.9634 | 0
[7 empty] | 1330.985 | 0
[7 empty] | 1331.0067 | 0
[7 empty] | 1331.0284 | 0
[7 empty] | 1331.05 | 0
[7 empty] | 1331.0718 | 0
[7 empty] | 1331.0935 | 0
[7 empty] | 1331.1152 | 0
[7 empty] | 1331.137 | 0
[7 empty] | 1331.1586 | 0
[7 empty] | 1331.1803 | 0
[7 empty] | 1331.202 | 0
[7 empty] | 1331.2238 | 0
[7 empty] | 1331.2454 | 0
[7 empty] | 1331.2671 | 0
[7 empty] | 1331.2888 | 0
[7 empty] | 1331.3105 | 0
[7 empty] | 1331.3323 | 0
[7 empty] | 1331.354 | 0
[7 empty] | 1331.3756 | 0
[7 empty] | 1331.3973 | 0
[7 empty] | 1331.4191 | 0
[7 empty] | 1331.4408 | 0
[7 empty] | 1331.4625 | 0
[7 empty] | 1331.4843 | 0
[7 empty] | 1331.506 | 0
[7 empty] | 1331.5276 | 0
[7 empty] | 1331.5493 | 0
[7 empty] | 1331.571 | 0
[7 empty] | 1331.5928 | 0
[7 empty] | 1331.6145 | 0
[7 empty] | 1331.6362 | 0
[7 empty] | 1331.658 | 0
[7 empty] | 1331.6797 | 0
[7 empty] | 1331.7014 | 0
[7 empty] | 1331.7231 | 0
[7 empty] | 1331.7449 | 0
[7 empty] | 1331.7666 | 0
[7 empty] | 1331.7882 | 0
[7 empty] | 1331.8099 | 0
[7 empty] | 1331.8317 | 0
[7 empty] | 1331.8534 | 0
[7 empty] | 1331.8751 | 0
[7 empty] | 1331.8969 | 0
[7 empty] | 1331.9186 | 0
[7 empty] | 1331.9403 | 0
[7 empty] | 1331.962 | 0
[7 empty] | 1331.9838 | 0
[7 empty] | 1332.0055 | 0
[7 empty] | 1332.0272 | 0
[7 empty] | 1332.049 | 0
[7 empty] | 1332.0707 | 0
[7 empty] | 1332.0924 | 0
[7 empty] | 1332.1141 | 0
[7 empty] | 1332.1359 | 0
[7 empty] | 1332.1576 | 0
[7 empty] | 1332.1794 | 0
[7 empty] | 1332.2012 | 0
[7 empty] | 1332.2229 | 0
[7 empty] | 1332.2446 | 0
[7 empty] | 1332.2664 | 0
[7 empty] | 1332.2881 | 0
[7 empty] | 1332.3098 | 0
[7 empty] | 1332.3315 | 0
[7 empty] | 1332.3533 | 0
[7 empty] | 1332.375 | 0
[7 empty] | 1332.3967 | 0
[7 empty] | 1332.4186 | 0
[7 empty] | 1332.4403 | 0
[7 empty] | 1332.462 | 0
[7 empty] | 1332.4838 | 0
[7 empty] | 1332.5055 | 0
[7 empty] | 1332.5272 | 0
[7 empty] | 1332.549 | 0
[7 empty] | 1332.5707 | 0
[7 empty] | 1332.5925 | 0
[7 empty] | 1332.6143 | 0
[7 empty] | 1332.636 | 0
[7 empty] | 1332.6577 | 0
[7 empty] | 1332.6794 | 0
[7 empty] | 1332.7013 | 0
[7 empty] | 1332.723 | 0
[7 empty] | 1332.7448 | 0
[7 empty] | 1332.7665 | 0
[7 empty] | 1332.7882 | 0
[7 empty] | 1332.8101 | 0
[7 empty] | 1332.8318 | 0
[7 empty] | 1332.8535 | 0
[7 empty] | 1332.8752 | 0
[7 empty] | 1332.8971 | 0
[7 empty] | 1332.9188 | 0
[7 empty] | 1332.9406 | 0
[7 empty] | 1332.9623 | 0
[7 empty] | 1332.9841 | 0
[7 empty] | 1333.0059 | 0
[7 empty] | 1333.0276 | 0
[7 empty] | 1333.0493 | 0
[7 empty] | 1333.0712 | 0
[7 empty] | 1333.0929 | 0
[7 empty] | 1333.1146 | 0
[7 empty] | 1333.1365 | 0
[7 empty] | 1333.1582 | 0
[7 empty] | 1333.1799 | 0
[7 empty] | 1333.2018 | 0
[7 empty] | 1333.2235 | 0
[7 empty] | 1333.2452 | 0
[7 empty] | 1333.2671 | 0
[7 empty] | 1333.2888 | 0
[7 empty] | 1333.3105 | 0
[7 empty] | 1333.3324 | 0
[7 empty] | 1333.3541 | 0
[7 empty] | 1333.3759 | 0
[7 empty] | 1333.3977 | 0
[7 empty] | 1333.4194 | 0
[7 empty] | 1333.4413 | 0
[7 empty] | 1333.463 | 0
[7 empty] | 1333.4847 | 0
[7 empty] | 1333.5066 | 0
[7 empty] | 1333.5283 | 0
[7 empty] | 1333.5502 | 0
[7 empty] | 1333.5719 | 0
[7 empty] | 1333.5936 | 0
[7 empty] | 1333.6155 | 0
[7 empty] | 1333.6372 | 0
[7 empty] | 1333.6591 | 0
[7 empty] | 1333.6808 | 0
[7 empty] | 1333.7026 | 0
[7 empty] | 1333.7244 | 0
[7 empty] | 1333.7462 | 0
[7 empty] | 1333.7679 | 0
[7 empty] | 1333.7898 | 0
[7 empty] | 1333.8115 | 0
[7 empty] | 1333.8334 | 0
[7 empty] | 1333.8551 | 0
[7 empty] | 1333.877 | 0
[7 empty] | 1333.8987 | 0
[7 empty] | 1333.9205 | 0
[7 empty] | 1333.9423 | 0
[7 empty] | 1333.9641 | 0
[7 empty] | 1333.9858 | 0
[7 empty] | 1334.0077 | 0
[7 empty] | 1334.0294 | 0
[7 empty] | 1334.0513 | 0
[7 empty] | 1334.073 | 0
[7 empty] | 1334.0948 | 0
[7 empty] | 1334.1167 | 0
[7 empty] | 1334.1384 | 0
[7 empty] | 1334.1603 | 0
[7 empty] | 1334.182 | 0
[7 empty] | 1334.2039 | 0
[7 empty] | 1334.2257 | 0
[7 empty] | 1334.2474 | 0
[7 empty] | 1334.2693 | 0
[7 empty] | 1334.291 | 0
[7 empty] | 1334.3129 | 0
[7 empty] | 1334.3347 | 0
[7 empty] | 1334.3564 | 0
[7 empty] | 1334.3783 | 0
[7 empty] | 1334.4001 | 0
[7 empty] | 1334.4219 | 0
[7 empty] | 1334.4437 | 0
[7 empty] | 1334.4656 | 0
[7 empty] | 1334.4873 | 0
[7 empty] | 1334.5092 | 0
[7 empty] | 1334.531 | 0
[7 empty] | 1334.5527 | 0
[7 empty] | 1334.5746 | 0
[7 empty] | 1334.5964 | 0
[7 empty] | 1334.6182 | 0
[7 empty] | 1334.64 | 0
[7 empty] | 1334.6619 | 0
[7 empty] | 1334.6836 | 0
[7 empty] | 1334.7054 | 0
[7 empty] | 1334.7273 | 0
[7 empty] | 1334.7491 | 0
[7 empty] | 1334.7709 | 0
[7 empty] | 1334.7927 | 0
[7 empty] | 1334.8146 | 0
[7 empty] | 1334.8364 | 0
[7 empty] | 1334.8582 | 0
[7 empty] | 1334.88 | 0
[7 empty] | 1334.9019 | 0
[7 empty] | 1334.9237 | 0
[7 empty] | 1334.9456 | 0
[7 empty] | 1334.9673 | 0
[7 empty] | 1334.9891 | 0
[7 empty] | 1335.011 | 0
[7 empty] | 1335.0328 | 0
[7 empty] | 1335.0547 | 0
[7 empty] | 1335.0764 | 0
[7 empty] | 1335.0983 | 0
[7 empty] | 1335.1201 | 0
[7 empty] | 1335.142 | 0
[7 empty] | 1335.1638 | 0
[7 empty] | 1335.1857 | 0
[7 empty] | 1335.2075 | 0
[7 empty] | 1335.2292 | 0
[7 empty] | 1335.2511 | 0
[7 empty] | 1335.2729 | 0
[7 empty] | 1335.2948 | 0
[7 empty] | 1335.3166 | 0
[7 empty] | 1335.3385 | 0
[7 empty] | 1335.3604 | 0
[7 empty] | 1335.3822 | 0
[7 empty] | 1335.4041 | 0
[7 empty] | 1335.4259 | 0
[7 empty] | 1335.4476 | 0
[7 empty] | 1335.4695 | 0
[7 empty] | 1335.4913 | 0
[7 empty] | 1335.5132 | 0
[7 empty] | 1335.535 | 0
[7 empty] | 1335.5569 | 0
[7 empty] | 1335.5787 | 0
[7 empty] | 1335.6006 | 0
[7 empty] | 1335.6224 | 0
[7 empty] | 1335.6443 | 0
[7 empty] | 1335.6661 | 0
[7 empty] | 1335.688 | 0
[7 empty] | 1335.7098 | 0
[7 empty] | 1335.7317 | 0
[7 empty] | 1335.7535 | 0
[7 empty] | 1335.7754 | 0
[7 empty] | 1335.7972 | 0
[7 empty] | 1335.8191 | 0
[7 empty] | 1335.8409 | 0
[7 empty] | 1335.8628 | 0
[7 empty] | 1335.8846 | 0
[7 empty] | 1335.9065 | 0
[7 empty] | 1335.9283 | 0
[7 empty] | 1335.9502 | 0
[7 empty] | 1335.972 | 0
[7 empty] | 1335.994 | 0
[7 empty] | 1336.0159 | 0
[7 empty] | 1336.0377 | 0
[7 empty] | 1336.0596 | 0
[7 empty] | 1336.0814 | 0
[7 empty] | 1336.1033 | 0
[7 empty] | 1336.1251 | 0
[7 empty] | 1336.147 | 0
[7 empty] | 1336.1688 | 0
[7 empty] | 1336.1907 | 0
[7 empty] | 1336.2126 | 0
[7 empty] | 1336.2345 | 0
[7 empty] | 1336.2563 | 0
[7 empty] | 1336.2782 | 0
[7 empty] | 1336.3 | 0
[7 empty] | 1336.3219 | 0
[7 empty] | 1336.3439 | 0
[7 empty] | 1336.3657 | 0
[7 empty] | 1336.3876 | 0
[7 empty] | 1336.4094 | 0
[7 empty] | 1336.4313 | 0
[7 empty] | 1336.4531 | 0
[7 empty] | 1336.4751 | 0
[7 empty] | 1336.4969 | 0
[7 empty] | 1336.5188 | 0
[7 empty] | 1336.5406 | 0
[7 empty] | 1336.5626 | 0
[7 empty] | 1336.5845 | 0
[7 empty] | 1336.6063 | 0
[7 empty] | 1336.6282 | 0
[7 empty] | 1336.6501 | 0
[7 empty] | 1336.672 | 0
[7 empty] | 1336.6938 | 0
[7 empty] | 1336.7157 | 0
[7 empty] | 1336.7377 | 0
[7 empty] | 1336.7595 | 0
[7 empty] | 1336.7814 | 0
[7 empty] | 1336.8032 | 0
[7 empty] | 1336.8252 | 0
[7 empty] | 1336.847 | 0
[7 empty] | 1336.8689 | 0
[7 empty] | 1336.8909 | 0
[7 empty] | 1336.9127 | 0
[7 empty] | 1336.9346 | 0
[7 empty] | 1336.9565 | 0
[7 empty] | 1336.9784 | 0
[7 empty] | 1337.0002 | 0
[7 empty] | 1337.0222 | 0
[7 empty] | 1337.0441 | 0
[7 empty] | 1337.0659 | 0
[7 empty] | 1337.0879 | 0
[7 empty] | 1337.1097 | 0
[7 empty] | 1337.1317 | 0
[7 empty] | 1337.1536 | 0
[7 empty] | 1337.1754 | 0
[7 empty] | 1337.1974 | 0
[7 empty] | 1337.2192 | 0
[7 empty] | 1337.2411 | 0
[7 empty] | 1337.2631 | 0
[7 empty] | 1337.2849 | 0
[7 empty] | 1337.3069 | 0
[7 empty] | 1337.3287 | 0
[7 empty] | 1337.3507 | 0
[7 empty] | 1337.3726 | 0
[7 empty] | 1337.3945 | 0
[7 empty] | 1337.4164 | 0
[7 empty] | 1337.4382 | 0
[7 empty] | 1337.4602 | 0
[7 empty] | 1337.4821 | 0
[7 empty] | 1337.504 | 0
[7 empty] | 1337.5259 | 0
[7 empty] | 1337.5479 | 0
[7 empty] | 1337.5697 | 0
[7 empty] | 1337.5917 | 0
[7 empty] | 1337.6135 | 0
[7 empty] | 1337.6355 | 0
[7 empty] | 1337.6573 | 0
[7 empty] | 1337.6793 | 0
[7 empty] | 1337.7012 | 0
[7 empty] | 1337.7231 | 0
[7 empty] | 1337.7451 | 0
[7 empty] | 1337.767 | 0
[7 empty] | 1337.7889 | 0
[7 empty] | 1337.8108 | 0
[7 empty] | 1337.8328 | 0
[7 empty] | 1337.8546 | 0
[7 empty] | 1337.8766 | 0
[7 empty] | 1337.8984 | 0
[7 empty] | 1337.9204 | 0
[7 empty] | 1337.9424 | 0
[7 empty] | 1337.9642 | 0
[7 empty] | 1337.9862 | 0
[7 empty] | 1338.0082 | 0
[7 empty] | 1338.03 | 0
[7 empty] | 1338.052 | 0
[7 empty] | 1338.0739 | 0
[7 empty] | 1338.0958 | 0
[7 empty] | 1338.1178 | 0
[7 empty] | 1338.1396 | 0
[7 empty] | 1338.1616 | 0
[7 empty] | 1338.1836 | 0
[7 empty] | 1338.2054 | 0
[7 empty] | 1338.2274 | 0
[7 empty] | 1338.2494 | 0
[7 empty] | 1338.2712 | 0
[7 empty] | 1338.2932 | 0
[7 empty] | 1338.3152 | 0
[7 empty] | 1338.337 | 0
[7 empty] | 1338.359 | 0
[7 empty] | 1338.381 | 0
[7 empty] | 1338.403 | 0
[7 empty] | 1338.4248 | 0
[7 empty] | 1338.4468 | 0
[7 empty] | 1338.4688 | 0
[7 empty] | 1338.4907 | 0
[7 empty] | 1338.5126 | 0
[7 empty] | 1338.5345 | 0
[7 empty] | 1338.5565 | 0
[7 empty] | 1338.5785 | 0
[7 empty] | 1338.6003 | 0
[7 empty] | 1338.6223 | 0
[7 empty] | 1338.6443 | 0
[7 empty] | 1338.6663 | 0
[7 empty] | 1338.6881 | 0
[7 empty] | 1338.7101 | 0
[7 empty] | 1338.7321 | 0
[7 empty] | 1338.754 | 0
[7 empty] | 1338.776 | 0
[7 empty] | 1338.798 | 0
[7 empty] | 1338.8198 | 0
[7 empty] | 1338.8418 | 0
[7 empty] | 1338.8638 | 0
[7 empty] | 1338.8857 | 0
[7 empty] | 1338.9077 | 0
[7 empty] | 1338.9297 | 0
[7 empty] | 1338.9517 | 0
[7 empty] | 1338.9735 | 0
[7 empty] | 1338.9955 | 0
[7 empty] | 1339.0175 | 0
[7 empty] | 1339.0394 | 0
[7 empty] | 1339.0614 | 0
[7 empty] | 1339.0834 | 0
[7 empty] | 1339.1053 | 0
[7 empty] | 1339.1273 | 0
[7 empty] | 1339.1493 | 0
[7 empty] | 1339.1713 | 0
[7 empty] | 1339.1931 | 0
[7 empty] | 1339.2151 | 0
[7 empty] | 1339.2371 | 0
[7 empty] | 1339.259 | 0
[7 empty] | 1339.281 | 0
[7 empty] | 1339.303 | 0
[7 empty] | 1339.325 | 0
[7 empty] | 1339.3469 | 0
[7 empty] | 1339.3689 | 0
[7 empty] | 1339.3909 | 0
[7 empty] | 1339.4128 | 0
[7 empty] | 1339.4348 | 0
[7 empty] | 1339.4568 | 0
[7 empty] | 1339.4788 | 0
[7 empty] | 1339.5007 | 0
[7 empty] | 1339.5227 | 0
[7 empty] | 1339.5447 | 0
[7 empty] | 1339.5666 | 0
[7 empty] | 1339.5886 | 0
[7 empty] | 1339.6106 | 0
[7 empty] | 1339.6326 | 0
[7 empty] | 1339.6545 | 0
[7 empty] | 1339.6765 | 0
[7 empty] | 1339.6986 | 0
[7 empty] | 1339.7206 | 0
[7 empty] | 1339.7426 | 0
[7 empty] | 1339.7645 | 0
[7 empty] | 1339.7865 | 0
[7 empty] | 1339.8085 | 0
[7 empty] | 1339.8304 | 0
[7 empty] | 1339.8524 | 0
[7 empty] | 1339.8744 | 0
[7 empty] | 1339.8964 | 0
[7 empty] | 1339.9185 | 0
[7 empty] | 1339.9404 | 0
[7 empty] | 1339.9624 | 0
[7 empty] | 1339.9844 | 0
[7 empty] | 1340.0063 | 0
[7 empty] | 1340.0283 | 0
[7 empty] | 1340.0503 | 0
[7 empty] | 1340.0724 | 0
[7 empty] | 1340.0944 | 0
[7 empty] | 1340.1163 | 0
[7 empty] | 1340.1383 | 0
[7 empty] | 1340.1603 | 0
[7 empty] | 1340.1824 | 0
[7 empty] | 1340.2043 | 0
[7 empty] | 1340.2263 | 0
[7 empty] | 1340.2483 | 0
[7 empty] | 1340.2703 | 0
[7 empty] | 1340.2924 | 0
[7 empty] | 1340.3143 | 0
[7 empty] | 1340.3363 | 0
[7 empty] | 1340.3583 | 0
[7 empty] | 1340.3804 | 0
[7 empty] | 1340.4023 | 0
[7 empty] | 1340.4243 | 0
[7 empty] | 1340.4463 | 0
[7 empty] | 1340.4684 | 0
[7 empty] | 1340.4904 | 0
[7 empty] | 1340.5123 | 0
[7 empty] | 1340.5344 | 0
[7 empty] | 1340.5564 | 0
[7 empty] | 1340.5784 | 0
[7 empty] | 1340.6003 | 0
[7 empty] | 1340.6224 | 0
[7 empty] | 1340.6444 | 0
[7 empty] | 1340.6664 | 0
[7 empty] | 1340.6885 | 0
[7 empty] | 1340.7104 | 0
[7 empty] | 1340.7324 | 0
[7 empty] | 1340.7545 | 0
[7 empty] | 1340.7765 | 0
[7 empty] | 1340.7986 | 0
[7 empty] | 1340.8206 | 0
[7 empty] | 1340.8425 | 0
[7 empty] | 1340.8646 | 0
[7 empty] | 1340.8866 | 0
[7 empty] | 1340.9086 | 0
[7 empty] | 1340.9307 | 0
[7 empty] | 1340.9526 | 0
[7 empty] | 1340.9747 | 0
[7 empty] | 1340.9967 | 0
[7 empty] | 1341.0187 | 0
[7 empty] | 1341.0408 | 0
[7 empty] | 1341.0627 | 0
[7 empty] | 1341.0848 | 0
[7 empty] | 1341.1068 | 0
[7 empty] | 1341.1289 | 0
[7 empty] | 1341.1509 | 0
[7 empty] | 1341.173 | 0
[7 empty] | 1341.1949 | 0
[7 empty] | 1341.217 | 0
[7 empty] | 1341.239 | 0
[7 empty] | 1341.2611 | 0
[7 empty] | 1341.2831 | 0
[7 empty] | 1341.3052 | 0
[7 empty] | 1341.3271 | 0
[7 empty] | 1341.3492 | 0
[7 empty] | 1341.3712 | 0
[7 empty] | 1341.3933 | 0
[7 empty] | 1341.4153 | 0
[7 empty] | 1341.4374 | 0
[7 empty] | 1341.4594 | 0
[7 empty] | 1341.4814 | 0
[7 empty] | 1341.5034 | 0
[7 empty] | 1341.5255 | 0
[7 empty] | 1341.5475 | 0
[7 empty] | 1341.5696 | 0
[7 empty] | 1341.5917 | 0
[7 empty] | 1341.6136 | 0
[7 empty] | 1341.6357 | 0
[7 empty] | 1341.6577 | 0
[7 empty] | 1341.6798 | 0
[7 empty] | 1341.7019 | 0
[7 empty] | 1341.7239 | 0
[7 empty] | 1341.746 | 0
[7 empty] | 1341.7679 | 0
[7 empty] | 1341.79 | 0
[7 empty] | 1341.8121 | 0
[7 empty] | 1341.8341 | 0
[7 empty] | 1341.8562 | 0
[7 empty] | 1341.8783 | 0
[7 empty] | 1341.9003 | 0
[7 empty] | 1341.9224 | 0
[7 empty] | 1341.9445 | 0
[7 empty] | 1341.9664 | 0
[7 empty] | 1341.9885 | 0
[7 empty] | 1342.0106 | 0
[7 empty] | 1342.0326 | 0
[7 empty] | 1342.0547 | 0
[7 empty] | 1342.0768 | 0
[7 empty] | 1342.0989 | 0
[7 empty] | 1342.1209 | 0
[7 empty] | 1342.1429 | 0
[7 empty] | 1342.165 | 0
[7 empty] | 1342.187 | 0
[7 empty] | 1342.2091 | 0
[7 empty] | 1342.2312 | 0
[7 empty] | 1342.2533 | 0
[7 empty] | 1342.2753 | 0
[7 empty] | 1342.2974 | 0
[7 empty] | 1342.3195 | 0
[7 empty] | 1342.3416 | 0
[7 empty] | 1342.3636 | 0
[7 empty] | 1342.3856 | 0
[7 empty] | 1342.4077 | 0
[7 empty] | 1342.4298 | 0
[7 empty] | 1342.4519 | 0
[7 empty] | 1342.474 | 0
[7 empty] | 1342.496 | 0
[7 empty] | 1342.5181 | 0
[7 empty] | 1342.5402 | 0
[7 empty] | 1342.5623 | 0
[7 empty] | 1342.5844 | 0
[7 empty] | 1342.6064 | 0
[7 empty] | 1342.6284 | 0
[7 empty] | 1342.6505 | 0
[7 empty] | 1342.6726 | 0
[7 empty] | 1342.6947 | 0
[7 empty] | 1342.7168 | 0
[7 empty] | 1342.7389 | 0
[7 empty] | 1342.761 | 0
[7 empty] | 1342.7831 | 0
[7 empty] | 1342.8052 | 0
[7 empty] | 1342.8271 | 0
[7 empty] | 1342.8492 | 0
[7 empty] | 1342.8713 | 0
[7 empty] | 1342.8934 | 0
[7 empty] | 1342.9155 | 0
[7 empty] | 1342.9376 | 0
[7 empty] | 1342.9597 | 0
[7 empty] | 1342.9818 | 0
[7 empty] | 1343.0039 | 0
[7 empty] | 1343.026 | 0
[7 empty] | 1343.0481 | 0
[7 empty] | 1343.0702 | 0
[7 empty] | 1343.0923 | 0
[7 empty] | 1343.1144 | 0
[7 empty] | 1343.1365 | 0
[7 empty] | 1343.1586 | 0
[7 empty] | 1343.1807 | 0
[7 empty] | 1343.2028 | 0
[7 empty] | 1343.2249 | 0
[7 empty] | 1343.2469 | 0
[7 empty] | 1343.269 | 0
[7 empty] | 1343.2911 | 0
[7 empty] | 1343.3132 | 0
[7 empty] | 1343.3353 | 0
[7 empty] | 1343.3574 | 0
[7 empty] | 1343.3795 | 0
[7 empty] | 1343.4016 | 0
[7 empty] | 1343.4237 | 0
[7 empty] | 1343.4458 | 0
[7 empty] | 1343.4679 | 0
[7 empty] | 1343.4901 | 0
[7 empty] | 1343.5122 | 0
[7 empty] | 1343.5343 | 0
[7 empty] | 1343.5564 | 0
[7 empty] | 1343.5785 | 0
[7 empty] | 1343.6006 | 0
[7 empty] | 1343.6227 | 0
[7 empty] | 1343.6448 | 0
[7 empty] | 1343.6669 | 0
[7 empty] | 1343.6891 | 0
[7 empty] | 1343.7112 | 0
[7 empty] | 1343.7333 | 0
[7 empty] | 1343.7554 | 0
[7 empty] | 1343.7775 | 0
[7 empty] | 1343.7996 | 0
[7 empty] | 1343.8218 | 0
[7 empty] | 1343.8439 | 0
[7 empty] | 1343.866 | 0
[7 empty] | 1343.8881 | 0
[7 empty] | 1343.9102 | 0
[7 empty] | 1343.9324 | 0
[7 empty] | 1343.9545 | 0
[7 empty] | 1343.9766 | 0
[7 empty] | 1343.9987 | 0
[7 empty] | 1344.0208 | 0
[7 empty] | 1344.043 | 0
[7 empty] | 1344.0651 | 0
[7 empty] | 1344.0872 | 0
[7 empty] | 1344.1093 | 0
[7 empty] | 1344.1315 | 0
[7 empty] | 1344.1536 | 0
[7 empty] | 1344.1757 | 0
[7 empty] | 1344.1979 | 0
[7 empty] | 1344.22 | 0
[7 empty] | 1344.2421 | 0
[7 empty] | 1344.2642 | 0
[7 empty] | 1344.2864 | 0
[7 empty] | 1344.3085 | 0
[7 empty] | 1344.3306 | 0
[7 empty] | 1344.3528 | 0
[7 empty] | 1344.3749 | 0
[7 empty] | 1344.397 | 0
[7 empty] | 1344.4192 | 0
[7 empty] | 1344.4413 | 0
[7 empty] | 1344.4634 | 0
[7 empty] | 1344.4856 | 0
[7 empty] | 1344.5077 | 0
[7 empty] | 1344.5298 | 0
[7 empty] | 1344.552 | 0
[7 empty] | 1344.5741 | 0
[7 empty] | 1344.5963 | 0
[7 empty] | 1344.6184 | 0
[7 empty] | 1344.6405 | 0
[7 empty] | 1344.6627 | 0
[7 empty] | 1344.6848 | 0
[7 empty] | 1344.707 | 0
[7 empty] | 1344.7291 | 0
[7 empty] | 1344.7512 | 0
[7 empty] | 1344.7734 | 0
[7 empty] | 1344.7955 | 0
[7 empty] | 1344.8177 | 0
[7 empty] | 1344.8398 | 0
[7 empty] | 1344.8621 | 0
[7 empty] | 1344.8842 | 0
[7 empty] | 1344.9064 | 0
[7 empty] | 1344.9285 | 0
[7 empty] | 1344.9507 | 0
[7 empty] | 1344.9728 | 0
[7 empty] | 1344.995 | 0
[7 empty] | 1345.0171 | 0
[7 empty] | 1345.0393 | 0
[7 empty] | 1345.0614 | 0
[7 empty] | 1345.0836 | 0
[7 empty] | 1345.1057 | 0
[7 empty] | 1345.1279 | 0
[7 empty] | 1345.15 | 0
[7 empty] | 1345.1722 | 0
[7 empty] | 1345.1943 | 0
[7 empty] | 1345.2166 | 0
[7 empty] | 1345.2386 | 0
[7 empty] | 1345.2609 | 0
[7 empty] | 1345.2831 | 0
[7 empty] | 1345.3052 | 0
[7 empty] | 1345.3274 | 0
[7 empty] | 1345.3495 | 0
[7 empty] | 1345.3717 | 0
[7 empty] | 1345.3939 | 0
[7 empty] | 1345.416 | 0
[7 empty] | 1345.4382 | 0
[7 empty] | 1345.4603 | 0
[7 empty] | 1345.4825 | 0
[7 empty] | 1345.5048 | 0
[7 empty] | 1345.5269 | 0
[7 empty] | 1345.5491 | 0
[7 empty] | 1345.5713 | 0
[7 empty] | 1345.5934 | 0
[7 empty] | 1345.6156 | 0
[7 empty] | 1345.6378 | 0
[7 empty] | 1345.6599 | 0
[7 empty] | 1345.6821 | 0
[7 empty] | 1345.7043 | 0
[7 empty] | 1345.7264 | 0
[7 empty] | 1345.7487 | 0
[7 empty] | 1345.7709 | 0
[7 empty] | 1345.793 | 0
[7 empty] | 1345.8152 | 0
[7 empty] | 1345.8374 | 0
[7 empty] | 1345.8596 | 0
[7 empty] | 1345.8817 | 0
[7 empty] | 1345.9039 | 0
[7 empty] | 1345.9261 | 0
[7 empty] | 1345.9484 | 0
[7 empty] | 1345.9705 | 0
[7 empty] | 1345.9927 | 0
[7 empty] | 1346.0149 | 0
[7 empty] | 1346.0371 | 0
[7 empty] | 1346.0592 | 0
[7 empty] | 1346.0814 | 0
[7 empty] | 1346.1036 | 0
[7 empty] | 1346.1259 | 0
[7 empty] | 1346.1481 | 0
[7 empty] | 1346.1702 | 0
[7 empty] | 1346.1924 | 0
[7 empty] | 1346.2146 | 0
[7 empty] | 1346.2368 | 0
[7 empty] | 1346.259 | 0
[7 empty] | 1346.2812 | 0
[7 empty] | 1346.3033 | 0
[7 empty] | 1346.3256 | 0
[7 empty] | 1346.3478 | 0
[7 empty] | 1346.37 | 0
[7 empty] | 1346.3922 | 0
[7 empty] | 1346.4144 | 0
[7 empty] | 1346.4366 | 0
[7 empty] | 1346.4589 | 0
[7 empty] | 1346.481 | 0
[7 empty] | 1346.5032 | 0
[7 empty] | 1346.5254 | 0
[7 empty] | 1346.5476 | 0
[7 empty] | 1346.5698 | 0
[7 empty] | 1346.592 | 0
[7 empty] | 1346.6143 | 0
[7 empty] | 1346.6365 | 0
[7 empty] | 1346.6587 | 0
[7 empty] | 1346.6809 | 0
[7 empty] | 1346.7031 | 0
[7 empty] | 1346.7253 | 0
[7 empty] | 1346.7476 | 0
[7 empty] | 1346.7698 | 0
[7 empty] | 1346.792 | 0
[7 empty] | 1346.8142 | 0
[7 empty] | 1346.8364 | 0
[7 empty] | 1346.8586 | 0
[7 empty] | 1346.8809 | 0
[7 empty] | 1346.9031 | 0
[7 empty] | 1346.9253 | 0
[7 empty] | 1346.9475 | 0
[7 empty] | 1346.9697 | 0
[7 empty] | 1346.9919 | 0
[7 empty] | 1347.0142 | 0
[7 empty] | 1347.0364 | 0
[7 empty] | 1347.0586 | 0
[7 empty] | 1347.0808 | 0
[7 empty] | 1347.103 | 0
[7 empty] | 1347.1252 | 0
[7 empty] | 1347.1475 | 0
[7 empty] | 1347.1697 | 0
[7 empty] | 1347.1919 | 0
[7 empty] | 1347.2141 | 0
[7 empty] | 1347.2363 | 0
[7 empty] | 1347.2587 | 0
[7 empty] | 1347.2809 | 0
[7 empty] | 1347.3031 | 0
[7 empty] | 1347.3253 | 0
[7 empty] | 1347.3475 | 0
[7 empty] | 1347.3698 | 0
[7 empty] | 1347.392 | 0
[7 empty] | 1347.4142 | 0
[7 empty] | 1347.4365 | 0
[7 empty] | 1347.4587 | 0
[7 empty] | 1347.481 | 0
[7 empty] | 1347.5032 | 0
[7 empty] | 1347.5254 | 0
[7 empty] | 1347.5476 | 0
[7 empty] | 1347.5699 | 0
[7 empty] | 1347.5922 | 0
[7 empty] | 1347.6144 | 0
[7 empty] | 1347.6366 | 0
[7 empty] | 1347.6589 | 0
[7 empty] | 1347.6812 | 0
[7 empty] | 1347.7034 | 0
[7 empty] | 1347.7256 | 0
[7 empty] | 1347.7478 | 0
[7 empty] | 1347.7701 | 0
[7 empty] | 1347.7924 | 0
[7 empty] | 1347.8146 | 0
[7 empty] | 1347.8368 | 0
[7 empty] | 1347.8591 | 0
[7 empty] | 1347.8813 | 0
[7 empty] | 1347.9036 | 0
[7 empty] | 1347.9259 | 0
[7 empty] | 1347.9481 | 0
[7 empty] | 1347.9703 | 0
[7 empty] | 1347.9926 | 0
[7 empty] | 1348.0149 | 0
[7 empty] | 1348.0371 | 0
[7 empty] | 1348.0593 | 0
[7 empty] | 1348.0817 | 0
[7 empty] | 1348.1039 | 0
[7 empty] | 1348.1261 | 0
[7 empty] | 1348.1484 | 0
[7 empty] | 1348.1707 | 0
[7 empty] | 1348.1929 | 0
[7 empty] | 1348.2152 | 0
[7 empty] | 1348.2374 | 0
[7 empty] | 1348.2598 | 0
[7 empty] | 1348.282 | 0
[7 empty] | 1348.3042 | 0
[7 empty] | 1348.3265 | 0
[7 empty] | 1348.3488 | 0
[7 empty] | 1348.3711 | 0
[7 empty] | 1348.3933 | 0
[7 empty] | 1348.4155 | 0
[7 empty] | 1348.4379 | 0
[7 empty] | 1348.4601 | 0
[7 empty] | 1348.4824 | 0
[7 empty] | 1348.5046 | 0
[7 empty] | 1348.527 | 0
[7 empty] | 1348.5492 | 0
[7 empty] | 1348.5715 | 0
[7 empty] | 1348.5938 | 0
[7 empty] | 1348.616 | 0
[7 empty] | 1348.6383 | 0
[7 empty] | 1348.6605 | 0
[7 empty] | 1348.6829 | 0
[7 empty] | 1348.7051 | 0
[7 empty] | 1348.7274 | 0
[7 empty] | 1348.7496 | 0
[7 empty] | 1348.772 | 0
[7 empty] | 1348.7942 | 0
[7 empty] | 1348.8165 | 0
[7 empty] | 1348.8389 | 0
[7 empty] | 1348.8611 | 0
[7 empty] | 1348.8834 | 0
[7 empty] | 1348.9056 | 0
[7 empty] | 1348.928 | 0
[7 empty] | 1348.9502 | 0
[7 empty] | 1348.9725 | 0
[7 empty] | 1348.9948 | 0
[7 empty] | 1349.0171 | 0
[7 empty] | 1349.0394 | 0
[7 empty] | 1349.0616 | 0
[7 empty] | 1349.084 | 0
[7 empty] | 1349.1062 | 0
[7 empty] | 1349.1285 | 0
[7 empty] | 1349.1509 | 0
[7 empty] | 1349.1731 | 0
[7 empty] | 1349.1954 | 0
[7 empty] | 1349.2178 | 0
[7 empty] | 1349.24 | 0
[7 empty] | 1349.2623 | 0
[7 empty] | 1349.2845 | 0
[7 empty] | 1349.3069 | 0
[7 empty] | 1349.3292 | 0
[7 empty] | 1349.3514 | 0
[7 empty] | 1349.3738 | 0
[7 empty] | 1349.3961 | 0
[7 empty] | 1349.4185 | 0
[7 empty] | 1349.4407 | 0
[7 empty] | 1349.463 | 0
[7 empty] | 1349.4854 | 0
[7 empty] | 1349.5076 | 0
[7 empty] | 1349.5299 | 0
[7 empty] | 1349.5522 | 0
[7 empty] | 1349.5746 | 0
[7 empty] | 1349.5968 | 0
[7 empty] | 1349.6191 | 0
[7 empty] | 1349.6415 | 0
[7 empty] | 1349.6638 | 0
[7 empty] | 1349.686 | 0
[7 empty] | 1349.7084 | 0
[7 empty] | 1349.7307 | 0
[7 empty] | 1349.7531 | 0
[7 empty] | 1349.7753 | 0
[7 empty] | 1349.7976 | 0
[7 empty] | 1349.8199 | 0
[7 empty] | 1349.8423 | 0
[7 empty] | 1349.8646 | 0
[7 empty] | 1349.8868 | 0
[7 empty] | 1349.9092 | 0
[7 empty] | 1349.9315 | 0
[7 empty] | 1349.9539 | 0
[7 empty] | 1349.9762 | 0
[7 empty] | 1349.9985 | 0
[7 empty] | 1350.0208 | 0
[7 empty] | 1350.0431 | 0
[7 empty] | 1350.0654 | 0
[7 empty] | 1350.0878 | 0
[7 empty] | 1350.1101 | 0
[7 empty] | 1350.1324 | 0
[7 empty] | 1350.1548 | 0
[7 empty] | 1350.1771 | 0
[7 empty] | 1350.1995 | 0
[7 empty] | 1350.2217 | 0
[7 empty] | 1350.244 | 0
[7 empty] | 1350.2664 | 0
[7 empty] | 1350.2887 | 0
[7 empty] | 1350.311 | 0
[7 empty] | 1350.3334 | 0
[7 empty] | 1350.3557 | 0
[7 empty] | 1350.3781 | 0
[7 empty] | 1350.4004 | 0
[7 empty] | 1350.4227 | 0
[7 empty] | 1350.4451 | 0
[7 empty] | 1350.4674 | 0
[7 empty] | 1350.4897 | 0
[7 empty] | 1350.5121 | 0
[7 empty] | 1350.5344 | 0
[7 empty] | 1350.5568 | 0
[7 empty] | 1350.5791 | 0
[7 empty] | 1350.6014 | 0
[7 empty] | 1350.6238 | 0
[7 empty] | 1350.6461 | 0
[7 empty] | 1350.6685 | 0
[7 empty] | 1350.6908 | 0
[7 empty] | 1350.7131 | 0
[7 empty] | 1350.7355 | 0
[7 empty] | 1350.7578 | 0
[7 empty] | 1350.7802 | 0
[7 empty] | 1350.8025 | 0
[7 empty] | 1350.8248 | 0
[7 empty] | 1350.8472 | 0
[7 empty] | 1350.8695 | 0
[7 empty] | 1350.892 | 0
[7 empty] | 1350.9143 | 0
[7 empty] | 1350.9366 | 0
[7 empty] | 1350.959 | 0
[7 empty] | 1350.9813 | 0
[7 empty] | 1351.0037 | 0
[7 empty] | 1351.026 | 0
[7 empty] | 1351.0483 | 0
[7 empty] | 1351.0707 | 0
[7 empty] | 1351.0931 | 0
[7 empty] | 1351.1155 | 0
[7 empty] | 1351.1378 | 0
[7 empty] | 1351.1602 | 0
[7 empty] | 1351.1825 | 0
[7 empty] | 1351.2048 | 0
[7 empty] | 1351.2273 | 0
[7 empty] | 1351.2496 | 0
[7 empty] | 1351.272 | 0
[7 empty] | 1351.2943 | 0
[7 empty] | 1351.3166 | 0
[7 empty] | 1351.3391 | 0
[7 empty] | 1351.3615 | 0
[7 empty] | 1351.3838 | 0
[7 empty] | 1351.4061 | 0
[7 empty] | 1351.4285 | 0
[7 empty] | 1351.4509 | 0
[7 empty] | 1351.4733 | 0
[7 empty] | 1351.4956 | 0
[7 empty] | 1351.5179 | 0
[7 empty] | 1351.5404 | 0
[7 empty] | 1351.5627 | 0
[7 empty] | 1351.5851 | 0
[7 empty] | 1351.6075 | 0
[7 empty] | 1351.6299 | 0
[7 empty] | 1351.6522 | 0
[7 empty] | 1351.6746 | 0
[7 empty] | 1351.697 | 0
[7 empty] | 1351.7194 | 0
[7 empty] | 1351.7417 | 0
[7 empty] | 1351.7642 | 0
[7 empty] | 1351.7865 | 0
[7 empty] | 1351.8088 | 0
[7 empty] | 1351.8313 | 0
[7 empty] | 1351.8536 | 0
[7 empty] | 1351.876 | 0
[7 empty] | 1351.8984 | 0
[7 empty] | 1351.9208 | 0
[7 empty] | 1351.9432 | 0
[7 empty] | 1351.9656 | 0
[7 empty] | 1351.9879 | 0
[7 empty] | 1352.0104 | 0
[7 empty] | 1352.0327 | 0
[7 empty] | 1352.0552 | 0
[7 empty] | 1352.0775 | 0
[7 empty] | 1352.0999 | 0
[7 empty] | 1352.1223 | 0
[7 empty] | 1352.1447 | 0
[7 empty] | 1352.1671 | 0
[7 empty] | 1352.1895 | 0
[7 empty] | 1352.2119 | 0
[7 empty] | 1352.2343 | 0
[7 empty] | 1352.2566 | 0
[7 empty] | 1352.2791 | 0
[7 empty] | 1352.3014 | 0
[7 empty] | 1352.3239 | 0
[7 empty] | 1352.3462 | 0
[7 empty] | 1352.3687 | 0
[7 empty] | 1352.391 | 0
[7 empty] | 1352.4135 | 0
[7 empty] | 1352.4358 | 0
[7 empty] | 1352.4583 | 0
[7 empty] | 1352.4806 | 0
[7 empty] | 1352.5031 | 0
[7 empty] | 1352.5254 | 0
[7 empty] | 1352.5479 | 0
[7 empty] | 1352.5703 | 0
[7 empty] | 1352.5927 | 0
[7 empty] | 1352.6151 | 0
[7 empty] | 1352.6375 | 0
[7 empty] | 1352.6599 | 0
[7 empty] | 1352.6823 | 0
[7 empty] | 1352.7047 | 0
[7 empty] | 1352.7272 | 0
[7 empty] | 1352.7495 | 0
[7 empty] | 1352.772 | 0
[7 empty] | 1352.7943 | 0
[7 empty] | 1352.8168 | 0
[7 empty] | 1352.8392 | 0
[7 empty] | 1352.8616 | 0
[7 empty] | 1352.884 | 0
[7 empty] | 1352.9064 | 0
[7 empty] | 1352.9288 | 0
[7 empty] | 1352.9513 | 0
[7 empty] | 1352.9736 | 0
[7 empty] | 1352.9961 | 0
[7 empty] | 1353.0186 | 0
[7 empty] | 1353.0409 | 0
[7 empty] | 1353.0634 | 0
[7 empty] | 1353.0858 | 0
[7 empty] | 1353.1082 | 0
[7 empty] | 1353.1306 | 0
[7 empty] | 1353.1531 | 0
[7 empty] | 1353.1755 | 0
[7 empty] | 1353.1979 | 0
[7 empty] | 1353.2203 | 0
[7 empty] | 1353.2428 | 0
[7 empty] | 1353.2651 | 0
[7 empty] | 1353.2876 | 0
[7 empty] | 1353.3101 | 0
[7 empty] | 1353.3325 | 0
[7 empty] | 1353.3549 | 0
[7 empty] | 1353.3773 | 0
[7 empty] | 1353.3998 | 0
[7 empty] | 1353.4222 | 0
[7 empty] | 1353.4447 | 0
[7 empty] | 1353.467 | 0
[7 empty] | 1353.4895 | 0
[7 empty] | 1353.512 | 0
[7 empty] | 1353.5344 | 0
[7 empty] | 1353.5569 | 0
[7 empty] | 1353.5792 | 0
[7 empty] | 1353.6017 | 0
[7 empty] | 1353.6241 | 0
[7 empty] | 1353.6466 | 0
[7 empty] | 1353.6691 | 0
[7 empty] | 1353.6915 | 0
[7 empty] | 1353.7139 | 0
[7 empty] | 1353.7363 | 0
[7 empty] | 1353.7588 | 0
[7 empty] | 1353.7812 | 0
[7 empty] | 1353.8037 | 0
[7 empty] | 1353.8262 | 0
[7 empty] | 1353.8486 | 0
[7 empty] | 1353.8711 | 0
[7 empty] | 1353.8936 | 0
[7 empty] | 1353.9159 | 0
[7 empty] | 1353.9384 | 0
[7 empty] | 1353.9608 | 0
[7 empty] | 1353.9833 | 0
[7 empty] | 1354.0057 | 0
[7 empty] | 1354.0282 | 0
[7 empty] | 1354.0507 | 0
[7 empty] | 1354.0731 | 0
[7 empty] | 1354.0956 | 0
[7 empty] | 1354.118 | 0
[7 empty] | 1354.1405 | 0
[7 empty] | 1354.163 | 0
[7 empty] | 1354.1854 | 0
[7 empty] | 1354.2079 | 0
[7 empty] | 1354.2303 | 0
[7 empty] | 1354.2528 | 0
[7 empty] | 1354.2753 | 0
[7 empty] | 1354.2977 | 0
[7 empty] | 1354.3202 | 0
[7 empty] | 1354.3427 | 0
[7 empty] | 1354.3651 | 0
[7 empty] | 1354.3876 | 0
[7 empty] | 1354.41 | 0
[7 empty] | 1354.4325 | 0
[7 empty] | 1354.455 | 0
[7 empty] | 1354.4774 | 0
[7 empty] | 1354.4999 | 0
[7 empty] | 1354.5223 | 0
[7 empty] | 1354.5448 | 0
[7 empty] | 1354.5673 | 0
[7 empty] | 1354.5898 | 0
[7 empty] | 1354.6123 | 0
[7 empty] | 1354.6348 | 0
[7 empty] | 1354.6572 | 0
[7 empty] | 1354.6797 | 0
[7 empty] | 1354.7021 | 0
[7 empty] | 1354.7246 | 0
[7 empty] | 1354.7471 | 0
[7 empty] | 1354.7697 | 0
[7 empty] | 1354.7921 | 0
[7 empty] | 1354.8146 | 0
[7 empty] | 1354.837 | 0
[7 empty] | 1354.8595 | 0
[7 empty] | 1354.882 | 0
[7 empty] | 1354.9045 | 0
[7 empty] | 1354.927 | 0
[7 empty] | 1354.9495 | 0
[7 empty] | 1354.9719 | 0
[7 empty] | 1354.9944 | 0
[7 empty] | 1355.017 | 0
[7 empty] | 1355.0394 | 0
[7 empty] | 1355.0619 | 0
[7 empty] | 1355.0844 | 0
[7 empty] | 1355.1068 | 0
[7 empty] | 1355.1294 | 0
[7 empty] | 1355.1519 | 0
[7 empty] | 1355.1743 | 0
[7 empty] | 1355.1968 | 0
[7 empty] | 1355.2194 | 0
[7 empty] | 1355.2418 | 0
[7 empty] | 1355.2643 | 0
[7 empty] | 1355.2869 | 0
[7 empty] | 1355.3093 | 0
[7 empty] | 1355.3318 | 0
[7 empty] | 1355.3542 | 0
[7 empty] | 1355.3768 | 0
[7 empty] | 1355.3993 | 0
[7 empty] | 1355.4218 | 0
[7 empty] | 1355.4443 | 0
[7 empty] | 1355.4668 | 0
[7 empty] | 1355.4893 | 0
[7 empty] | 1355.5118 | 0
[7 empty] | 1355.5343 | 0
[7 empty] | 1355.5568 | 0
[7 empty] | 1355.5793 | 0
[7 empty] | 1355.6018 | 0
[7 empty] | 1355.6244 | 0
[7 empty] | 1355.6469 | 0
[7 empty] | 1355.6693 | 0
[7 empty] | 1355.6919 | 0
[7 empty] | 1355.7144 | 0
[7 empty] | 1355.7368 | 0
[7 empty] | 1355.7594 | 0
[7 empty] | 1355.7819 | 0
[7 empty] | 1355.8044 | 0
[7 empty] | 1355.8269 | 0
[7 empty] | 1355.8495 | 0
[7 empty] | 1355.8719 | 0
[7 empty] | 1355.8944 | 0
[7 empty] | 1355.917 | 0
[7 empty] | 1355.9395 | 0
[7 empty] | 1355.962 | 0
[7 empty] | 1355.9845 | 0
[7 empty] | 1356.0071 | 0
[7 empty] | 1356.0295 | 0
[7 empty] | 1356.0521 | 0
[7 empty] | 1356.0746 | 0
[7 empty] | 1356.0972 | 0
[7 empty] | 1356.1196 | 0
[7 empty] | 1356.1422 | 0
[7 empty] | 1356.1647 | 0
[7 empty] | 1356.1873 | 0
[7 empty] | 1356.2097 | 0
[7 empty] | 1356.2323 | 0
[7 empty] | 1356.2549 | 0
[7 empty] | 1356.2773 | 0
[7 empty] | 1356.2999 | 0
[7 empty] | 1356.3224 | 0
[7 empty] | 1356.345 | 0
[7 empty] | 1356.3674 | 0
[7 empty] | 1356.39 | 0
[7 empty] | 1356.4126 | 0
[7 empty] | 1356.4351 | 0
[7 empty] | 1356.4576 | 0
[7 empty] | 1356.4801 | 0
[7 empty] | 1356.5027 | 0
[7 empty] | 1356.5253 | 0
[7 empty] | 1356.5477 | 0
[7 empty] | 1356.5703 | 0
[7 empty] | 1356.5928 | 0
[7 empty] | 1356.6154 | 0
[7 empty] | 1356.6379 | 0
[7 empty] | 1356.6604 | 0
[7 empty] | 1356.683 | 0
[7 empty] | 1356.7056 | 0
[7 empty] | 1356.728 | 0
[7 empty] | 1356.7506 | 0
[7 empty] | 1356.7732 | 0
[7 empty] | 1356.7957 | 0
[7 empty] | 1356.8182 | 0
[7 empty] | 1356.8408 | 0
[7 empty] | 1356.8634 | 0
[7 empty] | 1356.8859 | 0
[7 empty] | 1356.9084 | 0
[7 empty] | 1356.931 | 0
[7 empty] | 1356.9536 | 0
[7 empty] | 1356.9761 | 0
[7 empty] | 1356.9987 | 0
[7 empty] | 1357.0212 | 0
[7 empty] | 1357.0438 | 0
[7 empty] | 1357.0663 | 0
[7 empty] | 1357.0889 | 0
[7 empty] | 1357.1115 | 0
[7 empty] | 1357.134 | 0
[7 empty] | 1357.1565 | 0
[7 empty] | 1357.1791 | 0
[7 empty] | 1357.2017 | 0
[7 empty] | 1357.2242 | 0
[7 empty] | 1357.2468 | 0
[7 empty] | 1357.2693 | 0
[7 empty] | 1357.2919 | 0
[7 empty] | 1357.3145 | 0
[7 empty] | 1357.337 | 0
[7 empty] | 1357.3596 | 0
[7 empty] | 1357.3822 | 0
[7 empty] | 1357.4048 | 0
[7 empty] | 1357.4272 | 0
[7 empty] | 1357.4498 | 0
[7 empty] | 1357.4724 | 0
[7 empty] | 1357.495 | 0
[7 empty] | 1357.5176 | 0
[7 empty] | 1357.5402 | 0
[7 empty] | 1357.5627 | 0
[7 empty] | 1357.5853 | 0
[7 empty] | 1357.6079 | 0
[7 empty] | 1357.6304 | 0
[7 empty] | 1357.653 | 0
[7 empty] | 1357.6755 | 0
[7 empty] | 1357.6981 | 0
[7 empty] | 1357.7207 | 0
[7 empty] | 1357.7433 | 0
[7 empty] | 1357.7659 | 0
[7 empty] | 1357.7885 | 0
[7 empty] | 1357.811 | 0
[7 empty] | 1357.8336 | 0
[7 empty] | 1357.8562 | 0
[7 empty] | 1357.8788 | 0
[7 empty] | 1357.9014 | 0
[7 empty] | 1357.924 | 0
[7 empty] | 1357.9465 | 0
[7 empty] | 1357.9691 | 0
[7 empty] | 1357.9917 | 0
[7 empty] | 1358.0143 | 0
[7 empty] | 1358.0369 | 0
[7 empty] | 1358.0594 | 0
[7 empty] | 1358.082 | 0
[7 empty] | 1358.1046 | 0
[7 empty] | 1358.1272 | 0
[7 empty] | 1358.1498 | 0
[7 empty] | 1358.1724 | 0
[7 empty] | 1358.1951 | 0
[7 empty] | 1358.2177 | 0
[7 empty] | 1358.2402 | 0
[7 empty] | 1358.2628 | 0
[7 empty] | 1358.2854 | 0
[7 empty] | 1358.308 | 0
[7 empty] | 1358.3306 | 0
[7 empty] | 1358.3531 | 0
[7 empty] | 1358.3757 | 0
[7 empty] | 1358.3983 | 0
[7 empty] | 1358.421 | 0
[7 empty] | 1358.4436 | 0
[7 empty] | 1358.4662 | 0
[7 empty] | 1358.4888 | 0
[7 empty] | 1358.5114 | 0
[7 empty] | 1358.5339 | 0
[7 empty] | 1358.5566 | 0
[7 empty] | 1358.5792 | 0
[7 empty] | 1358.6018 | 0
[7 empty] | 1358.6244 | 0
[7 empty] | 1358.647 | 0
[7 empty] | 1358.6697 | 0
[7 empty] | 1358.6923 | 0
[7 empty] | 1358.7148 | 0
[7 empty] | 1358.7374 | 0
[7 empty] | 1358.76 | 0
[7 empty] | 1358.7827 | 0
[7 empty] | 1358.8053 | 0
[7 empty] | 1358.8279 | 0
[7 empty] | 1358.8505 | 0
[7 empty] | 1358.8732 | 0
[7 empty] | 1358.8958 | 0
[7 empty] | 1358.9183 | 0
[7 empty] | 1358.9409 | 0
[7 empty] | 1358.9636 | 0
[7 empty] | 1358.9862 | 0
[7 empty] | 1359.0088 | 0
[7 empty] | 1359.0315 | 0
[7 empty] | 1359.0541 | 0
[7 empty] | 1359.0767 | 0
[7 empty] | 1359.0994 | 0
[7 empty] | 1359.1219 | 0
[7 empty] | 1359.1445 | 0
[7 empty] | 1359.1672 | 0
[7 empty] | 1359.1898 | 0
[7 empty] | 1359.2124 | 0
[7 empty] | 1359.2351 | 0
[7 empty] | 1359.2577 | 0
[7 empty] | 1359.2803 | 0
[7 empty] | 1359.303 | 0
[7 empty] | 1359.3256 | 0
[7 empty] | 1359.3483 | 0
[7 empty] | 1359.3709 | 0
[7 empty] | 1359.3934 | 0
[7 empty] | 1359.4161 | 0
[7 empty] | 1359.4387 | 0
[7 empty] | 1359.4614 | 0
[7 empty] | 1359.484 | 0
[7 empty] | 1359.5066 | 0
[7 empty] | 1359.5293 | 0
[7 empty] | 1359.5519 | 0
[7 empty] | 1359.5746 | 0
[7 empty] | 1359.5972 | 0
[7 empty] | 1359.6199 | 0
[7 empty] | 1359.6425 | 0
[7 empty] | 1359.6652 | 0
[7 empty] | 1359.6877 | 0
[7 empty] | 1359.7104 | 0
[7 empty] | 1359.733 | 0
[7 empty] | 1359.7557 | 0
[7 empty] | 1359.7783 | 0
[7 empty] | 1359.801 | 0
[7 empty] | 1359.8236 | 0
[7 empty] | 1359.8463 | 0
[7 empty] | 1359.8689 | 0
[7 empty] | 1359.8916 | 0
[7 empty] | 1359.9142 | 0
[7 empty] | 1359.9369 | 0
[7 empty] | 1359.9595 | 0
[7 empty] | 1359.9822 | 0
[7 empty] | 1360.0048 | 0
[7 empty] | 1360.0275 | 0
[7 empty] | 1360.0502 | 0
[7 empty] | 1360.0728 | 0
[7 empty] | 1360.0955 | 0
[7 empty] | 1360.118 | 0
[7 empty] | 1360.1407 | 0
[7 empty] | 1360.1635 | 0
[7 empty] | 1360.186 | 0
[7 empty] | 1360.2087 | 0
[7 empty] | 1360.2314 | 0
[7 empty] | 1360.254 | 0
[7 empty] | 1360.2767 | 0
[7 empty] | 1360.2993 | 0
[7 empty] | 1360.322 | 0
[7 empty] | 1360.3447 | 0
[7 empty] | 1360.3673 | 0
[7 empty] | 1360.39 | 0
[7 empty] | 1360.4127 | 0
[7 empty] | 1360.4353 | 0
[7 empty] | 1360.458 | 0
[7 empty] | 1360.4807 | 0
[7 empty] | 1360.5034 | 0
[7 empty] | 1360.526 | 0
[7 empty] | 1360.5487 | 0
[7 empty] | 1360.5714 | 0
[7 empty] | 1360.594 | 0
[7 empty] | 1360.6167 | 0
[7 empty] | 1360.6394 | 0
[7 empty] | 1360.6621 | 0
[7 empty] | 1360.6847 | 0
[7 empty] | 1360.7074 | 0
[7 empty] | 1360.7301 | 0
[7 empty] | 1360.7528 | 0
[7 empty] | 1360.7755 | 0
[7 empty] | 1360.7981 | 0
[7 empty] | 1360.8208 | 0
[7 empty] | 1360.8435 | 0
[7 empty] | 1360.8662 | 0
[7 empty] | 1360.8889 | 0
[7 empty] | 1360.9115 | 0
[7 empty] | 1360.9342 | 0
[7 empty] | 1360.9569 | 0
[7 empty] | 1360.9796 | 0
[7 empty] | 1361.0023 | 0
[7 empty] | 1361.0249 | 0
[7 empty] | 1361.0476 | 0
[7 empty] | 1361.0703 | 0
[7 empty] | 1361.093 | 0
[7 empty] | 1361.1157 | 0
[7 empty] | 1361.1384 | 0
[7 empty] | 1361.1611 | 0
[7 empty] | 1361.1838 | 0
[7 empty] | 1361.2064 | 0
[7 empty] | 1361.2291 | 0
[7 empty] | 1361.2518 | 0
[7 empty] | 1361.2745 | 0
[7 empty] | 1361.2972 | 0
[7 empty] | 1361.3199 | 0
[7 empty] | 1361.3427 | 0
[7 empty] | 1361.3654 | 0
[7 empty] | 1361.3881 | 0
[7 empty] | 1361.4108 | 0
[7 empty] | 1361.4335 | 0
[7 empty] | 1361.4562 | 0
[7 empty] | 1361.4789 | 0
[7 empty] | 1361.5016 | 0
[7 empty] | 1361.5243 | 0
[7 empty] | 1361.547 | 0
[7 empty] | 1361.5697 | 0
[7 empty] | 1361.5924 | 0
[7 empty] | 1361.6151 | 0
[7 empty] | 1361.6378 | 0
[7 empty] | 1361.6605 | 0
[7 empty] | 1361.6832 | 0
[7 empty] | 1361.7059 | 0
[7 empty] | 1361.7286 | 0
[7 empty] | 1361.7513 | 0
[7 empty] | 1361.774 | 0
[7 empty] | 1361.7968 | 0
[7 empty] | 1361.8195 | 0
[7 empty] | 1361.8422 | 0
[7 empty] | 1361.8649 | 0
[7 empty] | 1361.8876 | 0
[7 empty] | 1361.9103 | 0
[7 empty] | 1361.933 | 0
[7 empty] | 1361.9558 | 0
[7 empty] | 1361.9785 | 0
[7 empty] | 1362.0012 | 0
[7 empty] | 1362.0239 | 0
[7 empty] | 1362.0466 | 0
[7 empty] | 1362.0693 | 0
[7 empty] | 1362.092 | 0
[7 empty] | 1362.1147 | 0
[7 empty] | 1362.1376 | 0
[7 empty] | 1362.1603 | 0
[7 empty] | 1362.183 | 0
[7 empty] | 1362.2057 | 0
[7 empty] | 1362.2284 | 0
[7 empty] | 1362.2511 | 0
[7 empty] | 1362.2739 | 0
[7 empty] | 1362.2966 | 0
[7 empty] | 1362.3193 | 0
[7 empty] | 1362.342 | 0
[7 empty] | 1362.3647 | 0
[7 empty] | 1362.3876 | 0
[7 empty] | 1362.4103 | 0
[7 empty] | 1362.433 | 0
[7 empty] | 1362.4557 | 0
[7 empty] | 1362.4785 | 0
[7 empty] | 1362.5012 | 0
[7 empty] | 1362.5239 | 0
[7 empty] | 1362.5466 | 0
[7 empty] | 1362.5695 | 0
[7 empty] | 1362.5922 | 0
[7 empty] | 1362.6149 | 0
[7 empty] | 1362.6377 | 0
[7 empty] | 1362.6604 | 0
[7 empty] | 1362.6831 | 0
[7 empty] | 1362.7058 | 0
[7 empty] | 1362.7286 | 0
[7 empty] | 1362.7513 | 0
[7 empty] | 1362.774 | 0
[7 empty] | 1362.7969 | 0
[7 empty] | 1362.8196 | 0
[7 empty] | 1362.8423 | 0
[7 empty] | 1362.8651 | 0
[7 empty] | 1362.8878 | 0
[7 empty] | 1362.9105 | 0
[7 empty] | 1362.9334 | 0
[7 empty] | 1362.9561 | 0
[7 empty] | 1362.9789 | 0
[7 empty] | 1363.0016 | 0
[7 empty] | 1363.0243 | 0
[7 empty] | 1363.0471 | 0
[7 empty] | 1363.0698 | 0
[7 empty] | 1363.0927 | 0
[7 empty] | 1363.1154 | 0
[7 empty] | 1363.1381 | 0
[7 empty] | 1363.1609 | 0
[7 empty] | 1363.1836 | 0
[7 empty] | 1363.2064 | 0
[7 empty] | 1363.2291 | 0
[7 empty] | 1363.252 | 0
[7 empty] | 1363.2747 | 0
[7 empty] | 1363.2975 | 0
[7 empty] | 1363.3202 | 0
[7 empty] | 1363.343 | 0
[7 empty] | 1363.3657 | 0
[7 empty] | 1363.3884 | 0
[7 empty] | 1363.4113 | 0
[7 empty] | 1363.4341 | 0
[7 empty] | 1363.4568 | 0
[7 empty] | 1363.4796 | 0
[7 empty] | 1363.5023 | 0
[7 empty] | 1363.5251 | 0
[7 empty] | 1363.5479 | 0
[7 empty] | 1363.5707 | 0
[7 empty] | 1363.5934 | 0
[7 empty] | 1363.6162 | 0
[7 empty] | 1363.6389 | 0
[7 empty] | 1363.6617 | 0
[7 empty] | 1363.6844 | 0
[7 empty] | 1363.7073 | 0
[7 empty] | 1363.7301 | 0
[7 empty] | 1363.7528 | 0
[7 empty] | 1363.7756 | 0
[7 empty] | 1363.7983 | 0
[7 empty] | 1363.8212 | 0
[7 empty] | 1363.844 | 0
[7 empty] | 1363.8667 | 0
[7 empty] | 1363.8895 | 0
[7 empty] | 1363.9124 | 0
[7 empty] | 1363.9351 | 0
[7 empty] | 1363.9579 | 0
[7 empty] | 1363.9807 | 0
[7 empty] | 1364.0034 | 0
[7 empty] | 1364.0262 | 0
[7 empty] | 1364.0491 | 0
[7 empty] | 1364.0718 | 0
[7 empty] | 1364.0946 | 0
[7 empty] | 1364.1174 | 0
[7 empty] | 1364.1401 | 0
[7 empty] | 1364.163 | 0
[7 empty] | 1364.1858 | 0
[7 empty] | 1364.2085 | 0
[7 empty] | 1364.2313 | 0
[7 empty] | 1364.2541 | 0
[7 empty] | 1364.277 | 0
[7 empty] | 1364.2997 | 0
[7 empty] | 1364.3225 | 0
[7 empty] | 1364.3453 | 0
[7 empty] | 1364.3682 | 0
[7 empty] | 1364.3909 | 0
[7 empty] | 1364.4137 | 0
[7 empty] | 1364.4365 | 0
[7 empty] | 1364.4594 | 0
[7 empty] | 1364.4822 | 0
[7 empty] | 1364.5049 | 0
[7 empty] | 1364.5277 | 0
[7 empty] | 1364.5505 | 0
[7 empty] | 1364.5734 | 0
[7 empty] | 1364.5962 | 0
[7 empty] | 1364.6189 | 0
[7 empty] | 1364.6417 | 0
[7 empty] | 1364.6646 | 0
[7 empty] | 1364.6874 | 0
[7 empty] | 1364.7102 | 0
[7 empty] | 1364.733 | 0
[7 empty] | 1364.7559 | 0
[7 empty] | 1364.7786 | 0
[7 empty] | 1364.8014 | 0
[7 empty] | 1364.8242 | 0
[7 empty] | 1364.847 | 0
[7 empty] | 1364.8699 | 0
[7 empty] | 1364.8927 | 0
[7 empty] | 1364.9155 | 0
[7 empty] | 1364.9384 | 0
[7 empty] | 1364.9612 | 0
[7 empty] | 1364.984 | 0
[7 empty] | 1365.0067 | 0
[7 empty] | 1365.0295 | 0
[7 empty] | 1365.0524 | 0
[7 empty] | 1365.0752 | 0
[7 empty] | 1365.098 | 0
[7 empty] | 1365.1209 | 0
[7 empty] | 1365.1437 | 0
[7 empty] | 1365.1665 | 0
[7 empty] | 1365.1893 | 0
[7 empty] | 1365.2122 | 0
[7 empty] | 1365.235 | 0
[7 empty] | 1365.2578 | 0
[7 empty] | 1365.2806 | 0
[7 empty] | 1365.3035 | 0
[7 empty] | 1365.3263 | 0
[7 empty] | 1365.3491 | 0
[7 empty] | 1365.3719 | 0
[7 empty] | 1365.3948 | 0
[7 empty] | 1365.4176 | 0
[7 empty] | 1365.4404 | 0
[7 empty] | 1365.4633 | 0
[7 empty] | 1365.4862 | 0
[7 empty] | 1365.509 | 0
[7 empty] | 1365.5319 | 0
[7 empty] | 1365.5547 | 0
[7 empty] | 1365.5775 | 0
[7 empty] | 1365.6003 | 0
[7 empty] | 1365.6232 | 0
[7 empty] | 1365.646 | 0
[7 empty] | 1365.6688 | 0
[7 empty] | 1365.6916 | 0
[7 empty] | 1365.7146 | 0
[7 empty] | 1365.7374 | 0
[7 empty] | 1365.7603 | 0
[7 empty] | 1365.7831 | 0
[7 empty] | 1365.8059 | 0
[7 empty] | 1365.8287 | 0
[7 empty] | 1365.8516 | 0
[7 empty] | 1365.8745 | 0
[7 empty] | 1365.8973 | 0
[7 empty] | 1365.9202 | 0
[7 empty] | 1365.943 | 0
[7 empty] | 1365.9658 | 0
[7 empty] | 1365.9888 | 0
[7 empty] | 1366.0116 | 0
[7 empty] | 1366.0344 | 0
[7 empty] | 1366.0573 | 0
[7 empty] | 1366.0802 | 0
[7 empty] | 1366.103 | 0
[7 empty] | 1366.1259 | 0
[7 empty] | 1366.1487 | 0
[7 empty] | 1366.1716 | 0
[7 empty] | 1366.1945 | 0
[7 empty] | 1366.2173 | 0
[7 empty] | 1366.2401 | 0
[7 empty] | 1366.2631 | 0
[7 empty] | 1366.2859 | 0
[7 empty] | 1366.3087 | 0
[7 empty] | 1366.3315 | 0
[7 empty] | 1366.3545 | 0
[7 empty] | 1366.3773 | 0
[7 empty] | 1366.4001 | 0
[7 empty] | 1366.4231 | 0
[7 empty] | 1366.4459 | 0
[7 empty] | 1366.4688 | 0
[7 empty] | 1366.4917 | 0
[7 empty] | 1366.5145 | 0
[7 empty] | 1366.5374 | 0
[7 empty] | 1366.5603 | 0
[7 empty] | 1366.5831 | 0
[7 empty] | 1366.6061 | 0
[7 empty] | 1366.6289 | 0
[7 empty] | 1366.6517 | 0
[7 empty] | 1366.6747 | 0
[7 empty] | 1366.6975 | 0
[7 empty] | 1366.7205 | 0
[7 empty] | 1366.7433 | 0
[7 empty] | 1366.7661 | 0
[7 empty] | 1366.7891 | 0
[7 empty] | 1366.8119 | 0
[7 empty] | 1366.8348 | 0
[7 empty] | 1366.8577 | 0
[7 empty] | 1366.8806 | 0
[7 empty] | 1366.9034 | 0
[7 empty] | 1366.9263 | 0
[7 empty] | 1366.9492 | 0
[7 empty] | 1366.972 | 0
[7 empty] | 1366.995 | 0
[7 empty] | 1367.0178 | 0
[7 empty] | 1367.0408 | 0
[7 empty] | 1367.0636 | 0
[7 empty] | 1367.0865 | 0
[7 empty] | 1367.1094 | 0
[7 empty] | 1367.1323 | 0
[7 empty] | 1367.1552 | 0
[7 empty] | 1367.1781 | 0
[7 empty] | 1367.2009 | 0
[7 empty] | 1367.2239 | 0
[7 empty] | 1367.2468 | 0
[7 empty] | 1367.2697 | 0
[7 empty] | 1367.2926 | 0
[7 empty] | 1367.3154 | 0
[7 empty] | 1367.3384 | 0
[7 empty] | 1367.3612 | 0
[7 empty] | 1367.3842 | 0
[7 empty] | 1367.4071 | 0
[7 empty] | 1367.4299 | 0
[7 empty] | 1367.4529 | 0
[7 empty] | 1367.4757 | 0
[7 empty] | 1367.4987 | 0
[7 empty] | 1367.5216 | 0
[7 empty] | 1367.5444 | 0
[7 empty] | 1367.5674 | 0
[7 empty] | 1367.5903 | 0
[7 empty] | 1367.6132 | 0
[7 empty] | 1367.6361 | 0
[7 empty] | 1367.6591 | 0
[7 empty] | 1367.6819 | 0
[7 empty] | 1367.7048 | 0
[7 empty] | 1367.7278 | 0
[7 empty] | 1367.7506 | 0
[7 empty] | 1367.7736 | 0
[7 empty] | 1367.7965 | 0
[7 empty] | 1367.8193 | 0
[7 empty] | 1367.8423 | 0
[7 empty] | 1367.8652 | 0
[7 empty] | 1367.8882 | 0
[7 empty] | 1367.911 | 0
[7 empty] | 1367.934 | 0
[7 empty] | 1367.9569 | 0
[7 empty] | 1367.9799 | 0
[7 empty] | 1368.0027 | 0
[7 empty] | 1368.0256 | 0
[7 empty] | 1368.0486 | 0
[7 empty] | 1368.0715 | 0
[7 empty] | 1368.0944 | 0
[7 empty] | 1368.1173 | 0
[7 empty] | 1368.1403 | 0
[7 empty] | 1368.1632 | 0
[7 empty] | 1368.1862 | 0
[7 empty] | 1368.209 | 0
[7 empty] | 1368.2319 | 0
[7 empty] | 1368.2549 | 0
[7 empty] | 1368.2778 | 0
[7 empty] | 1368.3008 | 0
[7 empty] | 1368.3237 | 0
[7 empty] | 1368.3466 | 0
[7 empty] | 1368.3695 | 0
[7 empty] | 1368.3925 | 0
[7 empty] | 1368.4154 | 0
[7 empty] | 1368.4384 | 0
[7 empty] | 1368.4613 | 0
[7 empty] | 1368.4843 | 0
[7 empty] | 1368.5072 | 0
[7 empty] | 1368.53 | 0
[7 empty] | 1368.553 | 0
[7 empty] | 1368.5759 | 0
[7 empty] | 1368.5989 | 0
[7 empty] | 1368.6218 | 0
[7 empty] | 1368.6448 | 0
[7 empty] | 1368.6677 | 0
[7 empty] | 1368.6907 | 0
[7 empty] | 1368.7136 | 0
[7 empty] | 1368.7366 | 0
[7 empty] | 1368.7595 | 0
[7 empty] | 1368.7825 | 0
[7 empty] | 1368.8054 | 0
[7 empty] | 1368.8284 | 0
[7 empty] | 1368.8513 | 0
[7 empty] | 1368.8743 | 0
[7 empty] | 1368.8972 | 0
[7 empty] | 1368.9202 | 0
[7 empty] | 1368.9431 | 0
[7 empty] | 1368.9661 | 0
[7 empty] | 1368.989 | 0
[7 empty] | 1369.012 | 0
[7 empty] | 1369.0349 | 0
[7 empty] | 1369.0579 | 0
[7 empty] | 1369.0808 | 0
[7 empty] | 1369.1038 | 0
[7 empty] | 1369.1267 | 0
[7 empty] | 1369.1497 | 0
[7 empty] | 1369.1726 | 0
[7 empty] | 1369.1956 | 0
[7 empty] | 1369.2185 | 0
[7 empty] | 1369.2416 | 0
[7 empty] | 1369.2645 | 0
[7 empty] | 1369.2875 | 0
[7 empty] | 1369.3104 | 0
[7 empty] | 1369.3334 | 0
[7 empty] | 1369.3563 | 0
[7 empty] | 1369.3793 | 0
[7 empty] | 1369.4022 | 0
[7 empty] | 1369.4253 | 0
[7 empty] | 1369.4482 | 0
[7 empty] | 1369.4712 | 0
[7 empty] | 1369.4941 | 0
[7 empty] | 1369.5171 | 0
[7 empty] | 1369.54 | 0
[7 empty] | 1369.5631 | 0
[7 empty] | 1369.5861 | 0
[7 empty] | 1369.609 | 0
[7 empty] | 1369.632 | 0
[7 empty] | 1369.6549 | 0
[7 empty] | 1369.678 | 0
[7 empty] | 1369.7009 | 0
[7 empty] | 1369.7239 | 0
[7 empty] | 1369.7468 | 0
[7 empty] | 1369.7699 | 0
[7 empty] | 1369.7928 | 0
[7 empty] | 1369.8158 | 0
[7 empty] | 1369.8387 | 0
[7 empty] | 1369.8618 | 0
[7 empty] | 1369.8848 | 0
[7 empty] | 1369.9077 | 0
[7 empty] | 1369.9307 | 0
[7 empty] | 1369.9537 | 0
[7 empty] | 1369.9767 | 0
[7 empty] | 1369.9996 | 0
[7 empty] | 1370.0227 | 0
[7 empty] | 1370.0457 | 0
[7 empty] | 1370.0686 | 0
[7 empty] | 1370.0917 | 0
[7 empty] | 1370.1146 | 0
[7 empty] | 1370.1376 | 0
[7 empty] | 1370.1606 | 0
[7 empty] | 1370.1836 | 0
[7 empty] | 1370.2065 | 0
[7 empty] | 1370.2296 | 0
[7 empty] | 1370.2526 | 0
[7 empty] | 1370.2755 | 0
[7 empty] | 1370.2986 | 0
[7 empty] | 1370.3215 | 0
[7 empty] | 1370.3446 | 0
[7 empty] | 1370.3676 | 0
[7 empty] | 1370.3905 | 0
[7 empty] | 1370.4136 | 0
[7 empty] | 1370.4365 | 0
[7 empty] | 1370.4596 | 0
[7 empty] | 1370.4825 | 0
[7 empty] | 1370.5056 | 0
[7 empty] | 1370.5286 | 0
[7 empty] | 1370.5516 | 0
[7 empty] | 1370.5746 | 0
[7 empty] | 1370.5975 | 0
[7 empty] | 1370.6206 | 0
[7 empty] | 1370.6436 | 0
[7 empty] | 1370.6666 | 0
[7 empty] | 1370.6896 | 0
[7 empty] | 1370.7126 | 0
[7 empty] | 1370.7356 | 0
[7 empty] | 1370.7587 | 0
[7 empty] | 1370.7816 | 0
[7 empty] | 1370.8047 | 0
[7 empty] | 1370.8278 | 0
[7 empty] | 1370.8507 | 0
[7 empty] | 1370.8738 | 0
[7 empty] | 1370.8967 | 0
[7 empty] | 1370.9198 | 0
[7 empty] | 1370.9427 | 0
[7 empty] | 1370.9658 | 0
[7 empty] | 1370.9888 | 0
[7 empty] | 1371.0118 | 0
[7 empty] | 1371.0349 | 0
[7 empty] | 1371.0579 | 0
[7 empty] | 1371.0809 | 0
[7 empty] | 1371.1039 | 0
[7 empty] | 1371.127 | 0
[7 empty] | 1371.15 | 0
[7 empty] | 1371.173 | 0
[7 empty] | 1371.196 | 0
[7 empty] | 1371.2191 | 0
[7 empty] | 1371.2421 | 0
[7 empty] | 1371.2651 | 0
[7 empty] | 1371.2882 | 0
[7 empty] | 1371.3112 | 0
[7 empty] | 1371.3342 | 0
[7 empty] | 1371.3573 | 0
[7 empty] | 1371.3802 | 0
[7 empty] | 1371.4033 | 0
[7 empty] | 1371.4264 | 0
[7 empty] | 1371.4493 | 0
[7 empty] | 1371.4724 | 0
[7 empty] | 1371.4955 | 0
[7 empty] | 1371.5186 | 0
[7 empty] | 1371.5415 | 0
[7 empty] | 1371.5646 | 0
[7 empty] | 1371.5876 | 0
[7 empty] | 1371.6106 | 0
[7 empty] | 1371.6337 | 0
[7 empty] | 1371.6567 | 0
[7 empty] | 1371.6798 | 0
[7 empty] | 1371.7029 | 0
[7 empty] | 1371.7258 | 0
[7 empty] | 1371.7489 | 0
[7 empty] | 1371.772 | 0
[7 empty] | 1371.795 | 0
[7 empty] | 1371.818 | 0
[7 empty] | 1371.8411 | 0
[7 empty] | 1371.8641 | 0
[7 empty] | 1371.8872 | 0
[7 empty] | 1371.9103 | 0
[7 empty] | 1371.9334 | 0
[7 empty] | 1371.9563 | 0
[7 empty] | 1371.9794 | 0
[7 empty] | 1372.0024 | 0
[7 empty] | 1372.0255 | 0
[7 empty] | 1372.0486 | 0
[7 empty] | 1372.0717 | 0
[7 empty] | 1372.0947 | 0
[7 empty] | 1372.1178 | 0
[7 empty] | 1372.1407 | 0
[7 empty] | 1372.1638 | 0
[7 empty] | 1372.1869 | 0
[7 empty] | 1372.21 | 0
[7 empty] | 1372.233 | 0
[7 empty] | 1372.2561 | 0
[7 empty] | 1372.2792 | 0
[7 empty] | 1372.3022 | 0
[7 empty] | 1372.3253 | 0
[7 empty] | 1372.3484 | 0
[7 empty] | 1372.3715 | 0
[7 empty] | 1372.3945 | 0
[7 empty] | 1372.4176 | 0
[7 empty] | 1372.4407 | 0
[7 empty] | 1372.4637 | 0
[7 empty] | 1372.4868 | 0
[7 empty] | 1372.5099 | 0
[7 empty] | 1372.533 | 0
[7 empty] | 1372.556 | 0
[7 empty] | 1372.5791 | 0
[7 empty] | 1372.6022 | 0
[7 empty] | 1372.6252 | 0
[7 empty] | 1372.6483 | 0
[7 empty] | 1372.6714 | 0
[7 empty] | 1372.6945 | 0
[7 empty] | 1372.7175 | 0
[7 empty] | 1372.7406 | 0
[7 empty] | 1372.7637 | 0
[7 empty] | 1372.7867 | 0
[7 empty] | 1372.8098 | 0
[7 empty] | 1372.8329 | 0
[7 empty] | 1372.856 | 0
[7 empty] | 1372.879 | 0
[7 empty] | 1372.9022 | 0
[7 empty] | 1372.9253 | 0
[7 empty] | 1372.9484 | 0
[7 empty] | 1372.9714 | 0
[7 empty] | 1372.9945 | 0
[7 empty] | 1373.0176 | 0
[7 empty] | 1373.0406 | 0
[7 empty] | 1373.0637 | 0
[7 empty] | 1373.0869 | 0
[7 empty] | 1373.11 | 0
[7 empty] | 1373.1331 | 0
[7 empty] | 1373.1561 | 0
[7 empty] | 1373.1792 | 0
[7 empty] | 1373.2024 | 0
[7 empty] | 1373.2255 | 0
[7 empty] | 1373.2485 | 0
[7 empty] | 1373.2716 | 0
[7 empty] | 1373.2947 | 0
[7 empty] | 1373.3179 | 0
[7 empty] | 1373.3409 | 0
[7 empty] | 1373.364 | 0
[7 empty] | 1373.3871 | 0
[7 empty] | 1373.4102 | 0
[7 empty] | 1373.4334 | 0
[7 empty] | 1373.4564 | 0
[7 empty] | 1373.4795 | 0
[7 empty] | 1373.5027 | 0
[7 empty] | 1373.5258 | 0
[7 empty] | 1373.5488 | 0
[7 empty] | 1373.5719 | 0
[7 empty] | 1373.5951 | 0
[7 empty] | 1373.6182 | 0
[7 empty] | 1373.6412 | 0
[7 empty] | 1373.6644 | 0
[7 empty] | 1373.6875 | 0
[7 empty] | 1373.7106 | 0
[7 empty] | 1373.7338 | 0
[7 empty] | 1373.7568 | 0
[7 empty] | 1373.7799 | 0
[7 empty] | 1373.8031 | 0
[7 empty] | 1373.8262 | 0
[7 empty] | 1373.8492 | 0
[7 empty] | 1373.8724 | 0
[7 empty] | 1373.8955 | 0
[7 empty] | 1373.9186 | 0
[7 empty] | 1373.9418 | 0
[7 empty] | 1373.9648 | 0
[7 empty] | 1373.988 | 0
[7 empty] | 1374.0111 | 0
[7 empty] | 1374.0343 | 0
[7 empty] | 1374.0574 | 0
[7 empty] | 1374.0804 | 0
[7 empty] | 1374.1036 | 0
[7 empty] | 1374.1267 | 0
[7 empty] | 1374.1499 | 0
[7 empty] | 1374.173 | 0
[7 empty] | 1374.1962 | 0
[7 empty] | 1374.2192 | 0
[7 empty] | 1374.2424 | 0
[7 empty] | 1374.2655 | 0
[7 empty] | 1374.2887 | 0
[7 empty] | 1374.3118 | 0
[7 empty] | 1374.335 | 0
[7 empty] | 1374.358 | 0
[7 empty] | 1374.3812 | 0
[7 empty] | 1374.4043 | 0
[7 empty] | 1374.4275 | 0
[7 empty] | 1374.4506 | 0
[7 empty] | 1374.4738 | 0
[7 empty] | 1374.4968 | 0
[7 empty] | 1374.52 | 0
[7 empty] | 1374.5431 | 0
[7 empty] | 1374.5663 | 0
[7 empty] | 1374.5894 | 0
[7 empty] | 1374.6125 | 0
[7 empty] | 1374.6357 | 0
[7 empty] | 1374.6588 | 0
[7 empty] | 1374.682 | 0
[7 empty] | 1374.7051 | 0
[7 empty] | 1374.7283 | 0
[7 empty] | 1374.7515 | 0
[7 empty] | 1374.7745 | 0
[7 empty] | 1374.7977 | 0
[7 empty] | 1374.8208 | 0
[7 empty] | 1374.844 | 0
[7 empty] | 1374.8672 | 0
[7 empty] | 1374.8903 | 0
[7 empty] | 1374.9135 | 0
[7 empty] | 1374.9366 | 0
[7 empty] | 1374.9597 | 0
[7 empty] | 1374.9829 | 0
[7 empty] | 1375.0061 | 0
[7 empty] | 1375.0292 | 0
[7 empty] | 1375.0524 | 0
[7 empty] | 1375.0756 | 0
[7 empty] | 1375.0988 | 0
[7 empty] | 1375.1218 | 0
[7 empty] | 1375.145 | 0
[7 empty] | 1375.1682 | 0
[7 empty] | 1375.1913 | 0
[7 empty] | 1375.2145 | 0
[7 empty] | 1375.2377 | 0
[7 empty] | 1375.2609 | 0
[7 empty] | 1375.2841 | 0
[7 empty] | 1375.3071 | 0
[7 empty] | 1375.3303 | 0
[7 empty] | 1375.3535 | 0
[7 empty] | 1375.3767 | 0
[7 empty] | 1375.3998 | 0
[7 empty] | 1375.423 | 0
[7 empty] | 1375.4462 | 0
[7 empty] | 1375.4694 | 0
[7 empty] | 1375.4926 | 0
[7 empty] | 1375.5156 | 0
[7 empty] | 1375.5388 | 0
[7 empty] | 1375.562 | 0
[7 empty] | 1375.5852 | 0
[7 empty] | 1375.6084 | 0
[7 empty] | 1375.6316 | 0
[7 empty] | 1375.6548 | 0
[7 empty] | 1375.6779 | 0
[7 empty] | 1375.7011 | 0
[7 empty] | 1375.7242 | 0
[7 empty] | 1375.7474 | 0
[7 empty] | 1375.7706 | 0
[7 empty] | 1375.7938 | 0
[7 empty] | 1375.817 | 0
[7 empty] | 1375.8402 | 0
[7 empty] | 1375.8634 | 0
[7 empty] | 1375.8866 | 0
[7 empty] | 1375.9097 | 0
[7 empty] | 1375.9329 | 0
[7 empty] | 1375.9561 | 0
[7 empty] | 1375.9792 | 0
[7 empty] | 1376.0024 | 0
[7 empty] | 1376.0256 | 0
[7 empty] | 1376.0488 | 0
[7 empty] | 1376.072 | 0
[7 empty] | 1376.0952 | 0
[7 empty] | 1376.1184 | 0
[7 empty] | 1376.1416 | 0
[7 empty] | 1376.1648 | 0
[7 empty] | 1376.188 | 0
[7 empty] | 1376.2112 | 0
[7 empty] | 1376.2344 | 0
[7 empty] | 1376.2576 | 0
[7 empty] | 1376.2808 | 0
[7 empty] | 1376.304 | 0
[7 empty] | 1376.3271 | 0
[7 empty] | 1376.3503 | 0
[7 empty] | 1376.3737 | 0
[7 empty] | 1376.3969 | 0
[7 empty] | 1376.42 | 0
[7 empty] | 1376.4432 | 0
[7 empty] | 1376.4664 | 0
[7 empty] | 1376.4896 | 0
[7 empty] | 1376.5128 | 0
[7 empty] | 1376.536 | 0
[7 empty] | 1376.5592 | 0
[7 empty] | 1376.5824 | 0
[7 empty] | 1376.6056 | 0
[7 empty] | 1376.6289 | 0
[7 empty] | 1376.6521 | 0
[7 empty] | 1376.6753 | 0
[7 empty] | 1376.6985 | 0
[7 empty] | 1376.7217 | 0
[7 empty] | 1376.7449 | 0
[7 empty] | 1376.7682 | 0
[7 empty] | 1376.7914 | 0
[7 empty] | 1376.8146 | 0
[7 empty] | 1376.8378 | 0
[7 empty] | 1376.861 | 0
[7 empty] | 1376.8843 | 0
[7 empty] | 1376.9075 | 0
[7 empty] | 1376.9307 | 0
[7 empty] | 1376.9539 | 0
[7 empty] | 1376.9771 | 0
[7 empty] | 1377.0004 | 0
[7 empty] | 1377.0236 | 0
[7 empty] | 1377.0468 | 0
[7 empty] | 1377.0699 | 0
[7 empty] | 1377.0933 | 0
[7 empty] | 1377.1165 | 0
[7 empty] | 1377.1396 | 0
[7 empty] | 1377.1628 | 0
[7 empty] | 1377.1862 | 0
[7 empty] | 1377.2094 | 0
[7 empty] | 1377.2325 | 0
[7 empty] | 1377.2559 | 0
[7 empty] | 1377.2791 | 0
[7 empty] | 1377.3022 | 0
[7 empty] | 1377.3256 | 0
[7 empty] | 1377.3488 | 0
[7 empty] | 1377.3719 | 0
[7 empty] | 1377.3953 | 0
[7 empty] | 1377.4185 | 0
[7 empty] | 1377.4416 | 0
[7 empty] | 1377.465 | 0
[7 empty] | 1377.4882 | 0
[7 empty] | 1377.5114 | 0
[7 empty] | 1377.5347 | 0
[7 empty] | 1377.5579 | 0
[7 empty] | 1377.5812 | 0
[7 empty] | 1377.6044 | 0
[7 empty] | 1377.6276 | 0
[7 empty] | 1377.6509 | 0
[7 empty] | 1377.6741 | 0
[7 empty] | 1377.6974 | 0
[7 empty] | 1377.7206 | 0
[7 empty] | 1377.7439 | 0
[7 empty] | 1377.7671 | 0
[7 empty] | 1377.7903 | 0
[7 empty] | 1377.8136 | 0
[7 empty] | 1377.8368 | 0
[7 empty] | 1377.8601 | 0
[7 empty] | 1377.8833 | 0
[7 empty] | 1377.9066 | 0
[7 empty] | 1377.9298 | 0
[7 empty] | 1377.9531 | 0
[7 empty] | 1377.9763 | 0
[7 empty] | 1377.9996 | 0
[7 empty] | 1378.0228 | 0
[7 empty] | 1378.0461 | 0
[7 empty] | 1378.0693 | 0
[7 empty] | 1378.0927 | 0
[7 empty] | 1378.1158 | 0
[7 empty] | 1378.1392 | 0
[7 empty] | 1378.1625 | 0
[7 empty] | 1378.1857 | 0
[7 empty] | 1378.209 | 0
[7 empty] | 1378.2322 | 0
[7 empty] | 1378.2555 | 0
[7 empty] | 1378.2787 | 0
[7 empty] | 1378.302 | 0
[7 empty] | 1378.3253 | 0
[7 empty] | 1378.3485 | 0
[7 empty] | 1378.3718 | 0
[7 empty] | 1378.3951 | 0
[7 empty] | 1378.4183 | 0
[7 empty] | 1378.4416 | 0
[7 empty] | 1378.4648 | 0
[7 empty] | 1378.4882 | 0
[7 empty] | 1378.5115 | 0
[7 empty] | 1378.5347 | 0
[7 empty] | 1378.558 | 0
[7 empty] | 1378.5813 | 0
[7 empty] | 1378.6045 | 0
[7 empty] | 1378.6278 | 0
[7 empty] | 1378.6511 | 0
[7 empty] | 1378.6743 | 0
[7 empty] | 1378.6976 | 0
[7 empty] | 1378.7209 | 0
[7 empty] | 1378.7443 | 0
[7 empty] | 1378.7675 | 0
[7 empty] | 1378.7908 | 0
[7 empty] | 1378.8141 | 0
[7 empty] | 1378.8374 | 0
[7 empty] | 1378.8606 | 0
[7 empty] | 1378.8839 | 0
[7 empty] | 1378.9072 | 0
[7 empty] | 1378.9305 | 0
[7 empty] | 1378.9537 | 0
[7 empty] | 1378.9771 | 0
[7 empty] | 1379.0004 | 0
[7 empty] | 1379.0237 | 0
[7 empty] | 1379.047 | 0
[7 empty] | 1379.0702 | 0
[7 empty] | 1379.0935 | 0
[7 empty] | 1379.1168 | 0
[7 empty] | 1379.1401 | 0
[7 empty] | 1379.1635 | 0
[7 empty] | 1379.1866 | 0
[7 empty] | 1379.21 | 0
[7 empty] | 1379.2333 | 0
[7 empty] | 1379.2566 | 0
[7 empty] | 1379.2799 | 0
[7 empty] | 1379.3032 | 0
[7 empty] | 1379.3265 | 0
[7 empty] | 1379.3499 | 0
[7 empty] | 1379.373 | 0
[7 empty] | 1379.3964 | 0
[7 empty] | 1379.4197 | 0
[7 empty] | 1379.443 | 0
[7 empty] | 1379.4663 | 0
[7 empty] | 1379.4896 | 0
[7 empty] | 1379.5129 | 0
[7 empty] | 1379.5363 | 0
[7 empty] | 1379.5596 | 0
[7 empty] | 1379.5829 | 0
[7 empty] | 1379.6062 | 0
[7 empty] | 1379.6295 | 0
[7 empty] | 1379.6528 | 0
[7 empty] | 1379.6761 | 0
[7 empty] | 1379.6995 | 0
[7 empty] | 1379.7228 | 0
[7 empty] | 1379.7461 | 0
[7 empty] | 1379.7694 | 0
[7 empty] | 1379.7927 | 0
[7 empty] | 1379.816 | 0
[7 empty] | 1379.8394 | 0
[7 empty] | 1379.8627 | 0
[7 empty] | 1379.886 | 0
[7 empty] | 1379.9093 | 0
[7 empty] | 1379.9326 | 0
[7 empty] | 1379.9559 | 0
[7 empty] | 1379.9792 | 0
[7 empty] | 1380.0026 | 0
[7 empty] | 1380.0259 | 0
[7 empty] | 1380.0492 | 0
[7 empty] | 1380.0725 | 0
[7 empty] | 1380.0958 | 0
[7 empty] | 1380.1191 | 0
[7 empty] | 1380.1425 | 0
[7 empty] | 1380.1659 | 0
[7 empty] | 1380.1892 | 0
[7 empty] | 1380.2125 | 0
[7 empty] | 1380.2358 | 0
[7 empty] | 1380.2592 | 0
[7 empty] | 1380.2825 | 0
[7 empty] | 1380.3058 | 0
[7 empty] | 1380.3292 | 0
[7 empty] | 1380.3525 | 0
[7 empty] | 1380.3759 | 0
[7 empty] | 1380.3992 | 0
[7 empty] | 1380.4225 | 0
[7 empty] | 1380.4458 | 0
[7 empty] | 1380.4692 | 0
[7 empty] | 1380.4926 | 0
[7 empty] | 1380.5159 | 0
[7 empty] | 1380.5392 | 0
[7 empty] | 1380.5625 | 0
[7 empty] | 1380.5859 | 0
[7 empty] | 1380.6093 | 0
[7 empty] | 1380.6326 | 0
[7 empty] | 1380.6559 | 0
[7 empty] | 1380.6793 | 0
[7 empty] | 1380.7026 | 0
[7 empty] | 1380.726 | 0
[7 empty] | 1380.7493 | 0
[7 empty] | 1380.7727 | 0
[7 empty] | 1380.796 | 0
[7 empty] | 1380.8193 | 0
[7 empty] | 1380.8428 | 0
[7 empty] | 1380.8661 | 0
[7 empty] | 1380.8894 | 0
[7 empty] | 1380.9128 | 0
[7 empty] | 1380.9362 | 0
[7 empty] | 1380.9595 | 0
[7 empty] | 1380.9829 | 0
[7 empty] | 1381.0062 | 0
[7 empty] | 1381.0295 | 0
[7 empty] | 1381.053 | 0
[7 empty] | 1381.0763 | 0
[7 empty] | 1381.0996 | 0
[7 empty] | 1381.123 | 0
[7 empty] | 1381.1464 | 0
[7 empty] | 1381.1697 | 0
[7 empty] | 1381.1931 | 0
[7 empty] | 1381.2164 | 0
[7 empty] | 1381.2399 | 0
[7 empty] | 1381.2632 | 0
[7 empty] | 1381.2866 | 0
[7 empty] | 1381.3099 | 0
[7 empty] | 1381.3333 | 0
[7 empty] | 1381.3567 | 0
[7 empty] | 1381.38 | 0
[7 empty] | 1381.4034 | 0
[7 empty] | 1381.4268 | 0
[7 empty] | 1381.4502 | 0
[7 empty] | 1381.4735 | 0
[7 empty] | 1381.4969 | 0
[7 empty] | 1381.5203 | 0
[7 empty] | 1381.5437 | 0
[7 empty] | 1381.567 | 0
[7 empty] | 1381.5905 | 0
[7 empty] | 1381.6138 | 0
[7 empty] | 1381.6372 | 0
[7 empty] | 1381.6605 | 0
[7 empty] | 1381.684 | 0
[7 empty] | 1381.7073 | 0
[7 empty] | 1381.7307 | 0
[7 empty] | 1381.754 | 0
[7 empty] | 1381.7775 | 0
[7 empty] | 1381.8008 | 0
[7 empty] | 1381.8242 | 0
[7 empty] | 1381.8477 | 0
[7 empty] | 1381.871 | 0
[7 empty] | 1381.8944 | 0
[7 empty] | 1381.9177 | 0
[7 empty] | 1381.9412 | 0
[7 empty] | 1381.9646 | 0
[7 empty] | 1381.9879 | 0
[7 empty] | 1382.0114 | 0
[7 empty] | 1382.0347 | 0
[7 empty] | 1382.0581 | 0
[7 empty] | 1382.0815 | 0
[7 empty] | 1382.1049 | 0
[7 empty] | 1382.1283 | 0
[7 empty] | 1382.1517 | 0
[7 empty] | 1382.175 | 0
[7 empty] | 1382.1985 | 0
[7 empty] | 1382.2219 | 0
[7 empty] | 1382.2452 | 0
[7 empty] | 1382.2687 | 0
[7 empty] | 1382.2921 | 0
[7 empty] | 1382.3156 | 0
[7 empty] | 1382.3389 | 0
[7 empty] | 1382.3623 | 0
[7 empty] | 1382.3857 | 0
[7 empty] | 1382.4091 | 0
[7 empty] | 1382.4325 | 0
[7 empty] | 1382.4559 | 0
[7 empty] | 1382.4794 | 0
[7 empty] | 1382.5027 | 0
[7 empty] | 1382.5261 | 0
[7 empty] | 1382.5496 | 0
[7 empty] | 1382.573 | 0
[7 empty] | 1382.5964 | 0
[7 empty] | 1382.6198 | 0
[7 empty] | 1382.6432 | 0
[7 empty] | 1382.6666 | 0
[7 empty] | 1382.6901 | 0
[7 empty] | 1382.7135 | 0
[7 empty] | 1382.7368 | 0
[7 empty] | 1382.7603 | 0
[7 empty] | 1382.7837 | 0
[7 empty] | 1382.8071 | 0
[7 empty] | 1382.8306 | 0
[7 empty] | 1382.854 | 0
[7 empty] | 1382.8773 | 0
[7 empty] | 1382.9008 | 0
[7 empty] | 1382.9242 | 0
[7 empty] | 1382.9476 | 0
[7 empty] | 1382.9711 | 0
[7 empty] | 1382.9945 | 0
[7 empty] | 1383.0179 | 0
[7 empty] | 1383.0414 | 0
[7 empty] | 1383.0648 | 0
[7 empty] | 1383.0881 | 0
[7 empty] | 1383.1116 | 0
[7 empty] | 1383.135 | 0
[7 empty] | 1383.1584 | 0
[7 empty] | 1383.1819 | 0
[7 empty] | 1383.2053 | 0
[7 empty] | 1383.2288 | 0
[7 empty] | 1383.2522 | 0
[7 empty] | 1383.2756 | 0
[7 empty] | 1383.2991 | 0
[7 empty] | 1383.3225 | 0
[7 empty] | 1383.3459 | 0
[7 empty] | 1383.3694 | 0
[7 empty] | 1383.3928 | 0
[7 empty] | 1383.4163 | 0
[7 empty] | 1383.4397 | 0
[7 empty] | 1383.4631 | 0
[7 empty] | 1383.4866 | 0
[7 empty] | 1383.51 | 0
[7 empty] | 1383.5334 | 0
[7 empty] | 1383.5569 | 0
[7 empty] | 1383.5803 | 0
[7 empty] | 1383.6038 | 0
[7 empty] | 1383.6272 | 0
[7 empty] | 1383.6508 | 0
[7 empty] | 1383.6742 | 0
[7 empty] | 1383.6976 | 0
[7 empty] | 1383.7211 | 0
[7 empty] | 1383.7445 | 0
[7 empty] | 1383.7679 | 0
[7 empty] | 1383.7914 | 0
[7 empty] | 1383.8148 | 0
[7 empty] | 1383.8383 | 0
[7 empty] | 1383.8618 | 0
[7 empty] | 1383.8853 | 0
[7 empty] | 1383.9087 | 0
[7 empty] | 1383.9321 | 0
[7 empty] | 1383.9556 | 0
[7 empty] | 1383.979 | 0
[7 empty] | 1384.0026 | 0
[7 empty] | 1384.026 | 0
[7 empty] | 1384.0494 | 0
[7 empty] | 1384.0729 | 0
[7 empty] | 1384.0963 | 0
[7 empty] | 1384.1198 | 0
[7 empty] | 1384.1433 | 0
[7 empty] | 1384.1667 | 0
[7 empty] | 1384.1902 | 0
[7 empty] | 1384.2136 | 0
[7 empty] | 1384.2372 | 0
[7 empty] | 1384.2606 | 0
[7 empty] | 1384.2841 | 0
[7 empty] | 1384.3075 | 0
[7 empty] | 1384.3311 | 0
[7 empty] | 1384.3545 | 0
[7 empty] | 1384.3779 | 0
[7 empty] | 1384.4014 | 0
[7 empty] | 1384.4249 | 0
[7 empty] | 1384.4484 | 0
[7 empty] | 1384.4718 | 0
[7 empty] | 1384.4954 | 0
[7 empty] | 1384.5188 | 0
[7 empty] | 1384.5422 | 0
[7 empty] | 1384.5658 | 0
[7 empty] | 1384.5892 | 0
[7 empty] | 1384.6127 | 0
[7 empty] | 1384.6362 | 0
[7 empty] | 1384.6597 | 0
[7 empty] | 1384.6831 | 0
[7 empty] | 1384.7067 | 0
[7 empty] | 1384.7301 | 0
[7 empty] | 1384.7537 | 0
[7 empty] | 1384.7771 | 0
[7 empty] | 1384.8005 | 0
[7 empty] | 1384.8241 | 0
[7 empty] | 1384.8475 | 0
[7 empty] | 1384.8711 | 0
[7 empty] | 1384.8945 | 0
[7 empty] | 1384.918 | 0
[7 empty] | 1384.9415 | 0
[7 empty] | 1384.965 | 0
[7 empty] | 1384.9885 | 0
[7 empty] | 1385.012 | 0
[7 empty] | 1385.0355 | 0
[7 empty] | 1385.059 | 0
[7 empty] | 1385.0825 | 0
[7 empty] | 1385.106 | 0
[7 empty] | 1385.1295 | 0
[7 empty] | 1385.153 | 0
[7 empty] | 1385.1765 | 0
[7 empty] | 1385.2 | 0
[7 empty] | 1385.2235 | 0
[7 empty] | 1385.2469 | 0
[7 empty] | 1385.2705 | 0
[7 empty] | 1385.2939 | 0
[7 empty] | 1385.3175 | 0
[7 empty] | 1385.3409 | 0
[7 empty] | 1385.3645 | 0
[7 empty] | 1385.3879 | 0
[7 empty] | 1385.4115 | 0
[7 empty] | 1385.4351 | 0
[7 empty] | 1385.4585 | 0
[7 empty] | 1385.4821 | 0
[7 empty] | 1385.5055 | 0
[7 empty] | 1385.5291 | 0
[7 empty] | 1385.5525 | 0
[7 empty] | 1385.5761 | 0
[7 empty] | 1385.5996 | 0
[7 empty] | 1385.623 | 0
[7 empty] | 1385.6466 | 0
[7 empty] | 1385.6702 | 0
[7 empty] | 1385.6936 | 0
[7 empty] | 1385.7172 | 0
[7 empty] | 1385.7407 | 0
[7 empty] | 1385.7642 | 0
[7 empty] | 1385.7877 | 0
[7 empty] | 1385.8113 | 0
[7 empty] | 1385.8347 | 0
[7 empty] | 1385.8583 | 0
[7 empty] | 1385.8818 | 0
[7 empty] | 1385.9053 | 0
[7 empty] | 1385.9288 | 0
[7 empty] | 1385.9524 | 0
[7 empty] | 1385.976 | 0
[7 empty] | 1385.9994 | 0
[7 empty] | 1386.0229 | 0
[7 empty] | 1386.0465 | 0
[7 empty] | 1386.0699 | 0
[7 empty] | 1386.0935 | 0
[7 empty] | 1386.1171 | 0
[7 empty] | 1386.1406 | 0
[7 empty] | 1386.1642 | 0
[7 empty] | 1386.1876 | 0
[7 empty] | 1386.2112 | 0
[7 empty] | 1386.2347 | 0
[7 empty] | 1386.2583 | 0
[7 empty] | 1386.2819 | 0
[7 empty] | 1386.3053 | 0
[7 empty] | 1386.3289 | 0
[7 empty] | 1386.3524 | 0
[7 empty] | 1386.376 | 0
[7 empty] | 1386.3995 | 0
[7 empty] | 1386.4231 | 0
[7 empty] | 1386.4465 | 0
[7 empty] | 1386.4701 | 0
[7 empty] | 1386.4937 | 0
[7 empty] | 1386.5172 | 0
[7 empty] | 1386.5408 | 0
[7 empty] | 1386.5643 | 0
[7 empty] | 1386.5879 | 0
[7 empty] | 1386.6115 | 0
[7 empty] | 1386.6349 | 0
[7 empty] | 1386.6584 | 0
[7 empty] | 1386.682 | 0
[7 empty] | 1386.7056 | 0
[7 empty] | 1386.7291 | 0
[7 empty] | 1386.7527 | 0
[7 empty] | 1386.7762 | 0
[7 empty] | 1386.7998 | 0
[7 empty] | 1386.8234 | 0
[7 empty] | 1386.8469 | 0
[7 empty] | 1386.8705 | 0
[7 empty] | 1386.894 | 0
[7 empty] | 1386.9176 | 0
[7 empty] | 1386.9412 | 0
[7 empty] | 1386.9647 | 0
[7 empty] | 1386.9883 | 0
[7 empty] | 1387.0118 | 0
[7 empty] | 1387.0354 | 0
[7 empty] | 1387.059 | 0
[7 empty] | 1387.0825 | 0
[7 empty] | 1387.1061 | 0
[7 empty] | 1387.1296 | 0
[7 empty] | 1387.1532 | 0
[7 empty] | 1387.1768 | 0
[7 empty] | 1387.2003 | 0
[7 empty] | 1387.2239 | 0
[7 empty] | 1387.2474 | 0
[7 empty] | 1387.271 | 0
[7 empty] | 1387.2946 | 0
[7 empty] | 1387.3182 | 0
[7 empty] | 1387.3418 | 0
[7 empty] | 1387.3654 | 0
[7 empty] | 1387.3889 | 0
[7 empty] | 1387.4125 | 0
[7 empty] | 1387.436 | 0
[7 empty] | 1387.4596 | 0
[7 empty] | 1387.4832 | 0
[7 empty] | 1387.5068 | 0
[7 empty] | 1387.5304 | 0
[7 empty] | 1387.554 | 0
[7 empty] | 1387.5775 | 0
[7 empty] | 1387.6011 | 0
[7 empty] | 1387.6246 | 0
[7 empty] | 1387.6483 | 0
[7 empty] | 1387.6719 | 0
[7 empty] | 1387.6954 | 0
[7 empty] | 1387.719 | 0
[7 empty] | 1387.7426 | 0
[7 empty] | 1387.7662 | 0
[7 empty] | 1387.7898 | 0
[7 empty] | 1387.8134 | 0
[7 empty] | 1387.8369 | 0
[7 empty] | 1387.8606 | 0
[7 empty] | 1387.8842 | 0
[7 empty] | 1387.9077 | 0
[7 empty] | 1387.9313 | 0
[7 empty] | 1387.955 | 0
[7 empty] | 1387.9785 | 0
[7 empty] | 1388.0021 | 0
[7 empty] | 1388.0258 | 0
[7 empty] | 1388.0493 | 0
[7 empty] | 1388.0729 | 0
[7 empty] | 1388.0964 | 0
[7 empty] | 1388.1201 | 0
[7 empty] | 1388.1437 | 0
[7 empty] | 1388.1672 | 0
[7 empty] | 1388.1909 | 0
[7 empty] | 1388.2145 | 0
[7 empty] | 1388.2382 | 0
[7 empty] | 1388.2617 | 0
[7 empty] | 1388.2853 | 0
[7 empty] | 1388.309 | 0
[7 empty] | 1388.3325 | 0
[7 empty] | 1388.3561 | 0
[7 empty] | 1388.3798 | 0
[7 empty] | 1388.4033 | 0
[7 empty] | 1388.427 | 0
[7 empty] | 1388.4506 | 0
[7 empty] | 1388.4741 | 0
[7 empty] | 1388.4978 | 0
[7 empty] | 1388.5214 | 0
[7 empty] | 1388.545 | 0
[7 empty] | 1388.5686 | 0
[7 empty] | 1388.5923 | 0
[7 empty] | 1388.6158 | 0
[7 empty] | 1388.6395 | 0
[7 empty] | 1388.6631 | 0
[7 empty] | 1388.6866 | 0
[7 empty] | 1388.7103 | 0
[7 empty] | 1388.7339 | 0
[7 empty] | 1388.7576 | 0
[7 empty] | 1388.7811 | 0
[7 empty] | 1388.8048 | 0
[7 empty] | 1388.8284 | 0
[7 empty] | 1388.8521 | 0
[7 empty] | 1388.8757 | 0
[7 empty] | 1388.8993 | 0
[7 empty] | 1388.923 | 0
[7 empty] | 1388.9465 | 0
[7 empty] | 1388.9702 | 0
[7 empty] | 1388.9938 | 0
[7 empty] | 1389.0175 | 0
[7 empty] | 1389.041 | 0
[7 empty] | 1389.0647 | 0
[7 empty] | 1389.0884 | 0
[7 empty] | 1389.1119 | 0
[7 empty] | 1389.1356 | 0
[7 empty] | 1389.1592 | 0
[7 empty] | 1389.1829 | 0
[7 empty] | 1389.2065 | 0
[7 empty] | 1389.2301 | 0
[7 empty] | 1389.2538 | 0
[7 empty] | 1389.2775 | 0
[7 empty] | 1389.301 | 0
[7 empty] | 1389.3247 | 0
[7 empty] | 1389.3484 | 0
[7 empty] | 1389.3719 | 0
[7 empty] | 1389.3956 | 0
[7 empty] | 1389.4193 | 0
[7 empty] | 1389.4429 | 0
[7 empty] | 1389.4666 | 0
[7 empty] | 1389.4902 | 0
[7 empty] | 1389.5138 | 0
[7 empty] | 1389.5375 | 0
[7 empty] | 1389.5612 | 0
[7 empty] | 1389.5848 | 0
[7 empty] | 1389.6084 | 0
[7 empty] | 1389.6321 | 0
[7 empty] | 1389.6558 | 0
[7 empty] | 1389.6794 | 0
[7 empty] | 1389.703 | 0
[7 empty] | 1389.7267 | 0
[7 empty] | 1389.7504 | 0
[7 empty] | 1389.774 | 0
[7 empty] | 1389.7976 | 0
[7 empty] | 1389.8213 | 0
[7 empty] | 1389.845 | 0
[7 empty] | 1389.8687 | 0
[7 empty] | 1389.8923 | 0
[7 empty] | 1389.9159 | 0
[7 empty] | 1389.9396 | 0
[7 empty] | 1389.9633 | 0
[7 empty] | 1389.9869 | 0
[7 empty] | 1390.0106 | 0
[7 empty] | 1390.0343 | 0
[7 empty] | 1390.0579 | 0
[7 empty] | 1390.0815 | 0
[7 empty] | 1390.1052 | 0
[7 empty] | 1390.1289 | 0
[7 empty] | 1390.1526 | 0
[7 empty] | 1390.1763 | 0
[7 empty] | 1390.2 | 0
[7 empty] | 1390.2236 | 0
[7 empty] | 1390.2473 | 0
[7 empty] | 1390.271 | 0
[7 empty] | 1390.2946 | 0
[7 empty] | 1390.3182 | 0
[7 empty] | 1390.3419 | 0
[7 empty] | 1390.3656 | 0
[7 empty] | 1390.3893 | 0
[7 empty] | 1390.413 | 0
[7 empty] | 1390.4366 | 0
[7 empty] | 1390.4603 | 0
[7 empty] | 1390.484 | 0
[7 empty] | 1390.5077 | 0
[7 empty] | 1390.5314 | 0
[7 empty] | 1390.5551 | 0
[7 empty] | 1390.5787 | 0
[7 empty] | 1390.6024 | 0
[7 empty] | 1390.6261 | 0
[7 empty] | 1390.6498 | 0
[7 empty] | 1390.6735 | 0
[7 empty] | 1390.6971 | 0
[7 empty] | 1390.7208 | 0
[7 empty] | 1390.7445 | 0
[7 empty] | 1390.7682 | 0
[7 empty] | 1390.7919 | 0
[7 empty] | 1390.8157 | 0
[7 empty] | 1390.8394 | 0
[7 empty] | 1390.863 | 0
[7 empty] | 1390.8867 | 0
[7 empty] | 1390.9104 | 0
[7 empty] | 1390.9341 | 0
[7 empty] | 1390.9578 | 0
[7 empty] | 1390.9814 | 0
[7 empty] | 1391.0051 | 0
[7 empty] | 1391.0288 | 0
[7 empty] | 1391.0526 | 0
[7 empty] | 1391.0763 | 0
[7 empty] | 1391.1 | 0
[7 empty] | 1391.1237 | 0
[7 empty] | 1391.1473 | 0
[7 empty] | 1391.171 | 0
[7 empty] | 1391.1948 | 0
[7 empty] | 1391.2185 | 0
[7 empty] | 1391.2422 | 0
[7 empty] | 1391.2659 | 0
[7 empty] | 1391.2896 | 0
[7 empty] | 1391.3134 | 0
[7 empty] | 1391.337 | 0
[7 empty] | 1391.3607 | 0
[7 empty] | 1391.3844 | 0
[7 empty] | 1391.4081 | 0
[7 empty] | 1391.4319 | 0
[7 empty] | 1391.4556 | 0
[7 empty] | 1391.4792 | 0
[7 empty] | 1391.5029 | 0
[7 empty] | 1391.5267 | 0
[7 empty] | 1391.5504 | 0
[7 empty] | 1391.5741 | 0
[7 empty] | 1391.5979 | 0
[7 empty] | 1391.6216 | 0
[7 empty] | 1391.6453 | 0
[7 empty] | 1391.6691 | 0
[7 empty] | 1391.6927 | 0
[7 empty] | 1391.7164 | 0
[7 empty] | 1391.7401 | 0
[7 empty] | 1391.7639 | 0
[7 empty] | 1391.7876 | 0
[7 empty] | 1391.8114 | 0
[7 empty] | 1391.8351 | 0
[7 empty] | 1391.8588 | 0
[7 empty] | 1391.8826 | 0
[7 empty] | 1391.9062 | 0
[7 empty] | 1391.9299 | 0
[7 empty] | 1391.9537 | 0
[7 empty] | 1391.9774 | 0
[7 empty] | 1392.0012 | 0
[7 empty] | 1392.0249 | 0
[7 empty] | 1392.0486 | 0
[7 empty] | 1392.0724 | 0
[7 empty] | 1392.0961 | 0
[7 empty] | 1392.1199 | 0
[7 empty] | 1392.1436 | 0
[7 empty] | 1392.1674 | 0
[7 empty] | 1392.191 | 0
[7 empty] | 1392.2147 | 0
[7 empty] | 1392.2385 | 0
[7 empty] | 1392.2622 | 0
[7 empty] | 1392.286 | 0
[7 empty] | 1392.3097 | 0
[7 empty] | 1392.3335 | 0
[7 empty] | 1392.3572 | 0
[7 empty] | 1392.381 | 0
[7 empty] | 1392.4047 | 0
[7 empty] | 1392.4285 | 0
[7 empty] | 1392.4521 | 0
[7 empty] | 1392.476 | 0
[7 empty] | 1392.4998 | 0
[7 empty] | 1392.5234 | 0
[7 empty] | 1392.5472 | 0
[7 empty] | 1392.5709 | 0
[7 empty] | 1392.5947 | 0
[7 empty] | 1392.6184 | 0
[7 empty] | 1392.6422 | 0
[7 empty] | 1392.666 | 0
[7 empty] | 1392.6897 | 0
[7 empty] | 1392.7135 | 0
[7 empty] | 1392.7372 | 0
[7 empty] | 1392.761 | 0
[7 empty] | 1392.7848 | 0
[7 empty] | 1392.8085 | 0
[7 empty] | 1392.8323 | 0
[7 empty] | 1392.856 | 0
[7 empty] | 1392.8798 | 0
[7 empty] | 1392.9036 | 0
[7 empty] | 1392.9272 | 0
[7 empty] | 1392.9511 | 0
[7 empty] | 1392.9749 | 0
[7 empty] | 1392.9985 | 0
[7 empty] | 1393.0223 | 0
[7 empty] | 1393.0461 | 0
[7 empty] | 1393.0699 | 0
[7 empty] | 1393.0936 | 0
[7 empty] | 1393.1174 | 0
[7 empty] | 1393.1412 | 0
[7 empty] | 1393.1649 | 0
[7 empty] | 1393.1887 | 0
[7 empty] | 1393.2125 | 0
[7 empty] | 1393.2363 | 0
[7 empty] | 1393.26 | 0
[7 empty] | 1393.2838 | 0
[7 empty] | 1393.3076 | 0
[7 empty] | 1393.3314 | 0
[7 empty] | 1393.3551 | 0
[7 empty] | 1393.3789 | 0
[7 empty] | 1393.4027 | 0
[7 empty] | 1393.4265 | 0
[7 empty] | 1393.4503 | 0
[7 empty] | 1393.474 | 0
[7 empty] | 1393.4978 | 0
[7 empty] | 1393.5216 | 0
[7 empty] | 1393.5454 | 0
[7 empty] | 1393.5692 | 0
[7 empty] | 1393.593 | 0
[7 empty] | 1393.6168 | 0
[7 empty] | 1393.6405 | 0
[7 empty] | 1393.6643 | 0
[7 empty] | 1393.6881 | 0
[7 empty] | 1393.7119 | 0
[7 empty] | 1393.7357 | 0
[7 empty] | 1393.7595 | 0
[7 empty] | 1393.7833 | 0
[7 empty] | 1393.8071 | 0
[7 empty] | 1393.8309 | 0
[7 empty] | 1393.8546 | 0
[7 empty] | 1393.8784 | 0
[7 empty] | 1393.9022 | 0
[7 empty] | 1393.926 | 0
[7 empty] | 1393.9498 | 0
[7 empty] | 1393.9736 | 0
[7 empty] | 1393.9974 | 0
[7 empty] | 1394.0212 | 0
[7 empty] | 1394.045 | 0
[7 empty] | 1394.0688 | 0
[7 empty] | 1394.0927 | 0
[7 empty] | 1394.1165 | 0
[7 empty] | 1394.1403 | 0
[7 empty] | 1394.1641 | 0
[7 empty] | 1394.1879 | 0
[7 empty] | 1394.2117 | 0
[7 empty] | 1394.2355 | 0
[7 empty] | 1394.2593 | 0
[7 empty] | 1394.2831 | 0
[7 empty] | 1394.3069 | 0
[7 empty] | 1394.3307 | 0
[7 empty] | 1394.3545 | 0
[7 empty] | 1394.3783 | 0
[7 empty] | 1394.4021 | 0
[7 empty] | 1394.426 | 0
[7 empty] | 1394.4498 | 0
[7 empty] | 1394.4736 | 0
[7 empty] | 1394.4974 | 0
[7 empty] | 1394.5212 | 0
[7 empty] | 1394.545 | 0
[7 empty] | 1394.5688 | 0
[7 empty] | 1394.5927 | 0
[7 empty] | 1394.6165 | 0
[7 empty] | 1394.6404 | 0
[7 empty] | 1394.6642 | 0
[7 empty] | 1394.688 | 0
[7 empty] | 1394.7118 | 0
[7 empty] | 1394.7356 | 0
[7 empty] | 1394.7594 | 0
[7 empty] | 1394.7833 | 0
[7 empty] | 1394.8071 | 0
[7 empty] | 1394.8309 | 0
[7 empty] | 1394.8547 | 0
[7 empty] | 1394.8785 | 0
[7 empty] | 1394.9025 | 0
[7 empty] | 1394.9263 | 0
[7 empty] | 1394.9501 | 0
[7 empty] | 1394.9739 | 0
[7 empty] | 1394.9977 | 0
[7 empty] | 1395.0216 | 0
[7 empty] | 1395.0454 | 0
[7 empty] | 1395.0692 | 0
[7 empty] | 1395.0931 | 0
[7 empty] | 1395.1169 | 0
[7 empty] | 1395.1407 | 0
[7 empty] | 1395.1646 | 0
[7 empty] | 1395.1885 | 0
[7 empty] | 1395.2123 | 0
[7 empty] | 1395.2361 | 0
[7 empty] | 1395.26 | 0
[7 empty] | 1395.2838 | 0
[7 empty] | 1395.3076 | 0
[7 empty] | 1395.3315 | 0
[7 empty] | 1395.3553 | 0
[7 empty] | 1395.3791 | 0
[7 empty] | 1395.4031 | 0
[7 empty] | 1395.4269 | 0
[7 empty] | 1395.4507 | 0
[7 empty] | 1395.4746 | 0
[7 empty] | 1395.4984 | 0
[7 empty] | 1395.5222 | 0
[7 empty] | 1395.5461 | 0
[7 empty] | 1395.5699 | 0
[7 empty] | 1395.5939 | 0
[7 empty] | 1395.6177 | 0
[7 empty] | 1395.6415 | 0
[7 empty] | 1395.6654 | 0
[7 empty] | 1395.6892 | 0
[7 empty] | 1395.7131 | 0
[7 empty] | 1395.7369 | 0
[7 empty] | 1395.7609 | 0
[7 empty] | 1395.7847 | 0
[7 empty] | 1395.8086 | 0
[7 empty] | 1395.8324 | 0
[7 empty] | 1395.8563 | 0
[7 empty] | 1395.8801 | 0
[7 empty] | 1395.9041 | 0
[7 empty] | 1395.9279 | 0
[7 empty] | 1395.9518 | 0
[7 empty] | 1395.9756 | 0
[7 empty] | 1395.9995 | 0
[7 empty] | 1396.0233 | 0
[7 empty] | 1396.0472 | 0
[7 empty] | 1396.071 | 0
[7 empty] | 1396.095 | 0
[7 empty] | 1396.1188 | 0
[7 empty] | 1396.1427 | 0
[7 empty] | 1396.1665 | 0
[7 empty] | 1396.1904 | 0
[7 empty] | 1396.2144 | 0
[7 empty] | 1396.2382 | 0
[7 empty] | 1396.2621 | 0
[7 empty] | 1396.2859 | 0
[7 empty] | 1396.3098 | 0
[7 empty] | 1396.3337 | 0
[7 empty] | 1396.3575 | 0
[7 empty] | 1396.3815 | 0
[7 empty] | 1396.4054 | 0
[7 empty] | 1396.4292 | 0
[7 empty] | 1396.4531 | 0
[7 empty] | 1396.4769 | 0
[7 empty] | 1396.5009 | 0
[7 empty] | 1396.5248 | 0
[7 empty] | 1396.5486 | 0
[7 empty] | 1396.5725 | 0
[7 empty] | 1396.5964 | 0
[7 empty] | 1396.6204 | 0
[7 empty] | 1396.6442 | 0
[7 empty] | 1396.6681 | 0
[7 empty] | 1396.692 | 0
[7 empty] | 1396.7158 | 0
[7 empty] | 1396.7397 | 0
[7 empty] | 1396.7637 | 0
[7 empty] | 1396.7876 | 0
[7 empty] | 1396.8114 | 0
[7 empty] | 1396.8353 | 0
[7 empty] | 1396.8593 | 0
[7 empty] | 1396.8832 | 0
[7 empty] | 1396.907 | 0
[7 empty] | 1396.9309 | 0
[7 empty] | 1396.9548 | 0
[7 empty] | 1396.9788 | 0
[7 empty] | 1397.0027 | 0
[7 empty] | 1397.0265 | 0
[7 empty] | 1397.0504 | 0
[7 empty] | 1397.0743 | 0
[7 empty] | 1397.0983 | 0
[7 empty] | 1397.1222 | 0
[7 empty] | 1397.1461 | 0
[7 empty] | 1397.1699 | 0
[7 empty] | 1397.1938 | 0
[7 empty] | 1397.2178 | 0
[7 empty] | 1397.2417 | 0
[7 empty] | 1397.2656 | 0
[7 empty] | 1397.2896 | 0
[7 empty] | 1397.3135 | 0
[7 empty] | 1397.3373 | 0
[7 empty] | 1397.3612 | 0
[7 empty] | 1397.3851 | 0
[7 empty] | 1397.4091 | 0
[7 empty] | 1397.433 | 0
[7 empty] | 1397.4569 | 0
[7 empty] | 1397.4808 | 0
[7 empty] | 1397.5048 | 0
[7 empty] | 1397.5287 | 0
[7 empty] | 1397.5526 | 0
[7 empty] | 1397.5765 | 0
[7 empty] | 1397.6005 | 0
[7 empty] | 1397.6244 | 0
[7 empty] | 1397.6483 | 0
[7 empty] | 1397.6722 | 0
[7 empty] | 1397.6962 | 0
[7 empty] | 1397.7201 | 0
[7 empty] | 1397.744 | 0
[7 empty] | 1397.7679 | 0
[7 empty] | 1397.7919 | 0
[7 empty] | 1397.8158 | 0
[7 empty] | 1397.8397 | 0
[7 empty] | 1397.8636 | 0
[7 empty] | 1397.8876 | 0
[7 empty] | 1397.9115 | 0
[7 empty] | 1397.9354 | 0
[7 empty] | 1397.9594 | 0
[7 empty] | 1397.9833 | 0
[7 empty] | 1398.0072 | 0
[7 empty] | 1398.0311 | 0
[7 empty] | 1398.0552 | 0
[7 empty] | 1398.0791 | 0
[7 empty] | 1398.103 | 0
[7 empty] | 1398.127 | 0
[7 empty] | 1398.1509 | 0
[7 empty] | 1398.1748 | 0
[7 empty] | 1398.1987 | 0
[7 empty] | 1398.2227 | 0
[7 empty] | 1398.2467 | 0
[7 empty] | 1398.2706 | 0
[7 empty] | 1398.2946 | 0
[7 empty] | 1398.3185 | 0
[7 empty] | 1398.3424 | 0
[7 empty] | 1398.3663 | 0
[7 empty] | 1398.3904 | 0
[7 empty] | 1398.4143 | 0
[7 empty] | 1398.4382 | 0
[7 empty] | 1398.4622 | 0
[7 empty] | 1398.4861 | 0
[7 empty] | 1398.5101 | 0
[7 empty] | 1398.5341 | 0
[7 empty] | 1398.558 | 0
[7 empty] | 1398.5819 | 0
[7 empty] | 1398.606 | 0
[7 empty] | 1398.6299 | 0
[7 empty] | 1398.6538 | 0
[7 empty] | 1398.6777 | 0
[7 empty] | 1398.7018 | 0
[7 empty] | 1398.7257 | 0
[7 empty] | 1398.7496 | 0
[7 empty] | 1398.7737 | 0
[7 empty] | 1398.7976 | 0
[7 empty] | 1398.8215 | 0
[7 empty] | 1398.8455 | 0
[7 empty] | 1398.8695 | 0
[7 empty] | 1398.8934 | 0
[7 empty] | 1398.9174 | 0
[7 empty] | 1398.9414 | 0
[7 empty] | 1398.9653 | 0
[7 empty] | 1398.9894 | 0
[7 empty] | 1399.0133 | 0
[7 empty] | 1399.0372 | 0
[7 empty] | 1399.0613 | 0
[7 empty] | 1399.0852 | 0
[7 empty] | 1399.1091 | 0
[7 empty] | 1399.1332 | 0
[7 empty] | 1399.1571 | 0
[7 empty] | 1399.1812 | 0
[7 empty] | 1399.2051 | 0
[7 empty] | 1399.2291 | 0
[7 empty] | 1399.2531 | 0
[7 empty] | 1399.277 | 0
[7 empty] | 1399.301 | 0
[7 empty] | 1399.325 | 0
[7 empty] | 1399.349 | 0
[7 empty] | 1399.3729 | 0
[7 empty] | 1399.397 | 0
[7 empty] | 1399.4209 | 0
[7 empty] | 1399.4449 | 0
[7 empty] | 1399.4689 | 0
[7 empty] | 1399.4929 | 0
[7 empty] | 1399.5168 | 0
[7 empty] | 1399.5409 | 0
[7 empty] | 1399.5648 | 0
[7 empty] | 1399.5889 | 0
[7 empty] | 1399.6128 | 0
[7 empty] | 1399.6368 | 0
[7 empty] | 1399.6608 | 0
[7 empty] | 1399.6848 | 0
[7 empty] | 1399.7087 | 0
[7 empty] | 1399.7328 | 0
[7 empty] | 1399.7568 | 0
[7 empty] | 1399.7808 | 0
[7 empty] | 1399.8048 | 0
[7 empty] | 1399.8287 | 0
[7 empty] | 1399.8528 | 0
[7 empty] | 1399.8768 | 0
[7 empty] | 1399.9008 | 0
[7 empty] | 1399.9248 | 0
[7 empty] | 1399.9487 | 0
[7 empty] | 1399.9728 | 0
[7 empty] | 1399.9968 | 0
[7 empty] | 1400.0208 | 0
[7 empty] | 1400.0448 | 0
[7 empty] | 1400.0688 | 0
[7 empty] | 1400.0928 | 0
[7 empty] | 1400.1168 | 0
[7 empty] | 1400.1409 | 0
[7 empty] | 1400.1648 | 0
[7 empty] | 1400.1888 | 0
[7 empty] | 1400.2129 | 0
[7 empty] | 1400.2369 | 0
[7 empty] | 1400.2609 | 0
[7 empty] | 1400.2849 | 0
[7 empty] | 1400.309 | 0
[7 empty] | 1400.3329 | 0
[7 empty] | 1400.3569 | 0
[7 empty] | 1400.381 | 0
[7 empty] | 1400.405 | 0
[7 empty] | 1400.429 | 0
[7 empty] | 1400.453 | 0
[7 empty] | 1400.4771 | 0
[7 empty] | 1400.5011 | 0
[7 empty] | 1400.5251 | 0
[7 empty] | 1400.5491 | 0
[7 empty] | 1400.5731 | 0
[7 empty] | 1400.5972 | 0
[7 empty] | 1400.6212 | 0
[7 empty] | 1400.6453 | 0
[7 empty] | 1400.6692 | 0
[7 empty] | 1400.6932 | 0
[7 empty] | 1400.7173 | 0
[7 empty] | 1400.7413 | 0
[7 empty] | 1400.7654 | 0
[7 empty] | 1400.7894 | 0
[7 empty] | 1400.8135 | 0
[7 empty] | 1400.8374 | 0
[7 empty] | 1400.8615 | 0
[7 empty] | 1400.8855 | 0
[7 empty] | 1400.9095 | 0
[7 empty] | 1400.9336 | 0
[7 empty] | 1400.9576 | 0
[7 empty] | 1400.9817 | 0
[7 empty] | 1401.0057 | 0
[7 empty] | 1401.0298 | 0
[7 empty] | 1401.0538 | 0
[7 empty] | 1401.0779 | 0
[7 empty] | 1401.1019 | 0
[7 empty] | 1401.126 | 0
[7 empty] | 1401.15 | 0
[7 empty] | 1401.174 | 0
[7 empty] | 1401.198 | 0
[7 empty] | 1401.222 | 0
[7 empty] | 1401.2461 | 0
[7 empty] | 1401.2701 | 0
[7 empty] | 1401.2942 | 0
[7 empty] | 1401.3182 | 0
[7 empty] | 1401.3424 | 0
[7 empty] | 1401.3665 | 0
[7 empty] | 1401.3905 | 0
[7 empty] | 1401.4146 | 0
[7 empty] | 1401.4386 | 0
[7 empty] | 1401.4626 | 0
[7 empty] | 1401.4867 | 0
[7 empty] | 1401.5107 | 0
[7 empty] | 1401.5348 | 0
[7 empty] | 1401.5588 | 0
[7 empty] | 1401.5829 | 0
[7 empty] | 1401.6069 | 0
[7 empty] | 1401.631 | 0
[7 empty] | 1401.655 | 0
[7 empty] | 1401.6792 | 0
[7 empty] | 1401.7032 | 0
[7 empty] | 1401.7273 | 0
[7 empty] | 1401.7513 | 0
[7 empty] | 1401.7754 | 0
[7 empty] | 1401.7994 | 0
[7 empty] | 1401.8235 | 0
[7 empty] | 1401.8477 | 0
[7 empty] | 1401.8717 | 0
[7 empty] | 1401.8958 | 0
[7 empty] | 1401.9198 | 0
[7 empty] | 1401.9438 | 0
[7 empty] | 1401.9679 | 0
[7 empty] | 1401.9921 | 0
[7 empty] | 1402.0161 | 0
[7 empty] | 1402.0402 | 0
[7 empty] | 1402.0642 | 0
[7 empty] | 1402.0884 | 0
[7 empty] | 1402.1124 | 0
[7 empty] | 1402.1365 | 0
[7 empty] | 1402.1605 | 0
[7 empty] | 1402.1846 | 0
[7 empty] | 1402.2087 | 0
[7 empty] | 1402.2328 | 0
[7 empty] | 1402.2568 | 0
[7 empty] | 1402.281 | 0
[7 empty] | 1402.3051 | 0
[7 empty] | 1402.3291 | 0
[7 empty] | 1402.3531 | 0
[7 empty] | 1402.3773 | 0
[7 empty] | 1402.4014 | 0
[7 empty] | 1402.4254 | 0
[7 empty] | 1402.4496 | 0
[7 empty] | 1402.4736 | 0
[7 empty] | 1402.4977 | 0
[7 empty] | 1402.5219 | 0
[7 empty] | 1402.5459 | 0
[7 empty] | 1402.5701 | 0
[7 empty] | 1402.5941 | 0
[7 empty] | 1402.6182 | 0
[7 empty] | 1402.6423 | 0
[7 empty] | 1402.6664 | 0
[7 empty] | 1402.6904 | 0
[7 empty] | 1402.7146 | 0
[7 empty] | 1402.7386 | 0
[7 empty] | 1402.7628 | 0
[7 empty] | 1402.7869 | 0
[7 empty] | 1402.811 | 0
[7 empty] | 1402.8351 | 0
[7 empty] | 1402.8591 | 0
[7 empty] | 1402.8833 | 0
[7 empty] | 1402.9073 | 0
[7 empty] | 1402.9315 | 0
[7 empty] | 1402.9556 | 0
[7 empty] | 1402.9797 | 0
[7 empty] | 1403.0038 | 0
[7 empty] | 1403.028 | 0
[7 empty] | 1403.052 | 0
[7 empty] | 1403.0762 | 0
[7 empty] | 1403.1002 | 0
[7 empty] | 1403.1244 | 0
[7 empty] | 1403.1484 | 0
[7 empty] | 1403.1726 | 0
[7 empty] | 1403.1967 | 0
[7 empty] | 1403.2208 | 0
[7 empty] | 1403.245 | 0
[7 empty] | 1403.269 | 0
[7 empty] | 1403.2932 | 0
[7 empty] | 1403.3173 | 0
[7 empty] | 1403.3414 | 0
[7 empty] | 1403.3655 | 0
[7 empty] | 1403.3896 | 0
[7 empty] | 1403.4138 | 0
[7 empty] | 1403.4379 | 0
[7 empty] | 1403.462 | 0
[7 empty] | 1403.4861 | 0
[7 empty] | 1403.5103 | 0
[7 empty] | 1403.5344 | 0
[7 empty] | 1403.5585 | 0
[7 empty] | 1403.5826 | 0
[7 empty] | 1403.6068 | 0
[7 empty] | 1403.6309 | 0
[7 empty] | 1403.655 | 0
[7 empty] | 1403.6792 | 0
[7 empty] | 1403.7032 | 0
[7 empty] | 1403.7274 | 0
[7 empty] | 1403.7516 | 0
[7 empty] | 1403.7758 | 0
[7 empty] | 1403.7998 | 0
[7 empty] | 1403.824 | 0
[7 empty] | 1403.8481 | 0
[7 empty] | 1403.8722 | 0
[7 empty] | 1403.8964 | 0
[7 empty] | 1403.9205 | 0
[7 empty] | 1403.9447 | 0
[7 empty] | 1403.9688 | 0
[7 empty] | 1403.9929 | 0
[7 empty] | 1404.0171 | 0
[7 empty] | 1404.0413 | 0
[7 empty] | 1404.0653 | 0
[7 empty] | 1404.0895 | 0
[7 empty] | 1404.1136 | 0
[7 empty] | 1404.1378 | 0
[7 empty] | 1404.162 | 0
[7 empty] | 1404.1862 | 0
[7 empty] | 1404.2102 | 0
[7 empty] | 1404.2344 | 0
[7 empty] | 1404.2585 | 0
[7 empty] | 1404.2827 | 0
[7 empty] | 1404.3069 | 0
[7 empty] | 1404.3311 | 0
[7 empty] | 1404.3551 | 0
[7 empty] | 1404.3793 | 0
[7 empty] | 1404.4034 | 0
[7 empty] | 1404.4276 | 0
[7 empty] | 1404.4518 | 0
[7 empty] | 1404.476 | 0
[7 empty] | 1404.5001 | 0
[7 empty] | 1404.5243 | 0
[7 empty] | 1404.5485 | 0
[7 empty] | 1404.5726 | 0
[7 empty] | 1404.5968 | 0
[7 empty] | 1404.6209 | 0
[7 empty] | 1404.645 | 0
[7 empty] | 1404.6692 | 0
[7 empty] | 1404.6934 | 0
[7 empty] | 1404.7175 | 0
[7 empty] | 1404.7417 | 0
[7 empty] | 1404.7659 | 0
[7 empty] | 1404.79 | 0
[7 empty] | 1404.8142 | 0
[7 empty] | 1404.8384 | 0
[7 empty] | 1404.8625 | 0
[7 empty] | 1404.8867 | 0
[7 empty] | 1404.9109 | 0
[7 empty] | 1404.9351 | 0
[7 empty] | 1404.9592 | 0
[7 empty] | 1404.9834 | 0
[7 empty] | 1405.0077 | 0
[7 empty] | 1405.0319 | 0
[7 empty] | 1405.056 | 0
[7 empty] | 1405.0802 | 0
[7 empty] | 1405.1044 | 0
[7 empty] | 1405.1285 | 0
[7 empty] | 1405.1527 | 0
[7 empty] | 1405.1769 | 0
[7 empty] | 1405.2011 | 0
[7 empty] | 1405.2252 | 0
[7 empty] | 1405.2494 | 0
[7 empty] | 1405.2737 | 0
[7 empty] | 1405.2979 | 0
[7 empty] | 1405.322 | 0
[7 empty] | 1405.3462 | 0
[7 empty] | 1405.3704 | 0
[7 empty] | 1405.3945 | 0
[7 empty] | 1405.4187 | 0
[7 empty] | 1405.443 | 0
[7 empty] | 1405.4672 | 0
[7 empty] | 1405.4913 | 0
[7 empty] | 1405.5155 | 0
[7 empty] | 1405.5397 | 0
[7 empty] | 1405.564 | 0
[7 empty] | 1405.5881 | 0
[7 empty] | 1405.6123 | 0
[7 empty] | 1405.6365 | 0
[7 empty] | 1405.6608 | 0
[7 empty] | 1405.6849 | 0
[7 empty] | 1405.7091 | 0
[7 empty] | 1405.7333 | 0
[7 empty] | 1405.7576 | 0
[7 empty] | 1405.7817 | 0
[7 empty] | 1405.8059 | 0
[7 empty] | 1405.8301 | 0
[7 empty] | 1405.8544 | 0
[7 empty] | 1405.8785 | 0
[7 empty] | 1405.9027 | 0
[7 empty] | 1405.927 | 0
[7 empty] | 1405.9512 | 0
[7 empty] | 1405.9753 | 0
[7 empty] | 1405.9996 | 0
[7 empty] | 1406.0238 | 0
[7 empty] | 1406.048 | 0
[7 empty] | 1406.0723 | 0
[7 empty] | 1406.0964 | 0
[7 empty] | 1406.1206 | 0
[7 empty] | 1406.1449 | 0
[7 empty] | 1406.1691 | 0
[7 empty] | 1406.1932 | 0
[7 empty] | 1406.2175 | 0
[7 empty] | 1406.2417 | 0
[7 empty] | 1406.266 | 0
[7 empty] | 1406.2902 | 0
[7 empty] | 1406.3143 | 0
[7 empty] | 1406.3386 | 0
[7 empty] | 1406.3628 | 0
[7 empty] | 1406.3871 | 0
[7 empty] | 1406.4113 | 0
[7 empty] | 1406.4355 | 0
[7 empty] | 1406.4597 | 0
[7 empty] | 1406.484 | 0
[7 empty] | 1406.5082 | 0
[7 empty] | 1406.5325 | 0
[7 empty] | 1406.5566 | 0
[7 empty] | 1406.5809 | 0
[7 empty] | 1406.6051 | 0
[7 empty] | 1406.6294 | 0
[7 empty] | 1406.6536 | 0
[7 empty] | 1406.6779 | 0
[7 empty] | 1406.702 | 0
[7 empty] | 1406.7263 | 0
[7 empty] | 1406.7505 | 0
[7 empty] | 1406.7748 | 0
[7 empty] | 1406.799 | 0
[7 empty] | 1406.8232 | 0
[7 empty] | 1406.8474 | 0
[7 empty] | 1406.8717 | 0
[7 empty] | 1406.896 | 0
[7 empty] | 1406.9202 | 0
[7 empty] | 1406.9445 | 0
[7 empty] | 1406.9686 | 0
[7 empty] | 1406.9929 | 0
[7 empty] | 1407.0172 | 0
[7 empty] | 1407.0414 | 0
[7 empty] | 1407.0657 | 0
[7 empty] | 1407.09 | 0
[7 empty] | 1407.1141 | 0
[7 empty] | 1407.1384 | 0
[7 empty] | 1407.1627 | 0
[7 empty] | 1407.1869 | 0
[7 empty] | 1407.2112 | 0
[7 empty] | 1407.2355 | 0
[7 empty] | 1407.2596 | 0
[7 empty] | 1407.2839 | 0
[7 empty] | 1407.3082 | 0
[7 empty] | 1407.3324 | 0
[7 empty] | 1407.3567 | 0
[7 empty] | 1407.381 | 0
[7 empty] | 1407.4053 | 0
[7 empty] | 1407.4294 | 0
[7 empty] | 1407.4537 | 0
[7 empty] | 1407.478 | 0
[7 empty] | 1407.5023 | 0
[7 empty] | 1407.5265 | 0
[7 empty] | 1407.5508 | 0
[7 empty] | 1407.5751 | 0
[7 empty] | 1407.5994 | 0
[7 empty] | 1407.6235 | 0
[7 empty] | 1407.6478 | 0
[7 empty] | 1407.6721 | 0
[7 empty] | 1407.6964 | 0
[7 empty] | 1407.7207 | 0
[7 empty] | 1407.7449 | 0
[7 empty] | 1407.7692 | 0
[7 empty] | 1407.7935 | 0
[7 empty] | 1407.8177 | 0
[7 empty] | 1407.842 | 0
[7 empty] | 1407.8663 | 0
[7 empty] | 1407.8906 | 0
[7 empty] | 1407.9148 | 0
[7 empty] | 1407.9391 | 0
[7 empty] | 1407.9634 | 0
[7 empty] | 1407.9877 | 0
[7 empty] | 1408.012 | 0
[7 empty] | 1408.0363 | 0
[7 empty] | 1408.0605 | 0
[7 empty] | 1408.0848 | 0
[7 empty] | 1408.1091 | 0
[7 empty] | 1408.1334 | 0
[7 empty] | 1408.1577 | 0
[7 empty] | 1408.1819 | 0
[7 empty] | 1408.2062 | 0
[7 empty] | 1408.2305 | 0
[7 empty] | 1408.2548 | 0
[7 empty] | 1408.2791 | 0
[7 empty] | 1408.3033 | 0
[7 empty] | 1408.3276 | 0
[7 empty] | 1408.3519 | 0
[7 empty] | 1408.3762 | 0
[7 empty] | 1408.4005 | 0
[7 empty] | 1408.4248 | 0
[7 empty] | 1408.4491 | 0
[7 empty] | 1408.4734 | 0
[7 empty] | 1408.4977 | 0
[7 empty] | 1408.522 | 0
[7 empty] | 1408.5464 | 0
[7 empty] | 1408.5707 | 0
[7 empty] | 1408.595 | 0
[7 empty] | 1408.6193 | 0
[7 empty] | 1408.6436 | 0
[7 empty] | 1408.6678 | 0
[7 empty] | 1408.6921 | 0
[7 empty] | 1408.7164 | 0
[7 empty] | 1408.7407 | 0
[7 empty] | 1408.765 | 0
[7 empty] | 1408.7893 | 0
[7 empty] | 1408.8137 | 0
[7 empty] | 1408.838 | 0
[7 empty] | 1408.8623 | 0
[7 empty] | 1408.8866 | 0
[7 empty] | 1408.9109 | 0
[7 empty] | 1408.9352 | 0
[7 empty] | 1408.9595 | 0
[7 empty] | 1408.9839 | 0
[7 empty] | 1409.0082 | 0
[7 empty] | 1409.0325 | 0
[7 empty] | 1409.0568 | 0
[7 empty] | 1409.0811 | 0
[7 empty] | 1409.1055 | 0
[7 empty] | 1409.1298 | 0
[7 empty] | 1409.1541 | 0
[7 empty] | 1409.1783 | 0
[7 empty] | 1409.2028 | 0
[7 empty] | 1409.2271 | 0
[7 empty] | 1409.2513 | 0
[7 empty] | 1409.2756 | 0
[7 empty] | 1409.3 | 0
[7 empty] | 1409.3243 | 0
[7 empty] | 1409.3486 | 0
[7 empty] | 1409.3729 | 0
[7 empty] | 1409.3973 | 0
[7 empty] | 1409.4216 | 0
[7 empty] | 1409.4459 | 0
[7 empty] | 1409.4703 | 0
[7 empty] | 1409.4946 | 0
[7 empty] | 1409.5189 | 0
[7 empty] | 1409.5433 | 0
[7 empty] | 1409.5676 | 0
[7 empty] | 1409.5919 | 0
[7 empty] | 1409.6163 | 0
[7 empty] | 1409.6406 | 0
[7 empty] | 1409.6649 | 0
[7 empty] | 1409.6893 | 0
[7 empty] | 1409.7136 | 0
[7 empty] | 1409.738 | 0
[7 empty] | 1409.7623 | 0
[7 empty] | 1409.7866 | 0
[7 empty] | 1409.811 | 0
[7 empty] | 1409.8353 | 0
[7 empty] | 1409.8597 | 0
[7 empty] | 1409.884 | 0
[7 empty] | 1409.9083 | 0
[7 empty] | 1409.9327 | 0
[7 empty] | 1409.957 | 0
[7 empty] | 1409.9814 | 0
[7 empty] | 1410.0057 | 0
[7 empty] | 1410.0302 | 0
[7 empty] | 1410.0544 | 0
[7 empty] | 1410.0789 | 0
[7 empty] | 1410.1031 | 0
[7 empty] | 1410.1276 | 0
[7 empty] | 1410.1519 | 0
[7 empty] | 1410.1763 | 0
[7 empty] | 1410.2006 | 0
[7 empty] | 1410.225 | 0
[7 empty] | 1410.2493 | 0
[7 empty] | 1410.2737 | 0
[7 empty] | 1410.298 | 0
[7 empty] | 1410.3224 | 0
[7 empty] | 1410.3467 | 0
[7 empty] | 1410.3711 | 0
[7 empty] | 1410.3955 | 0
[7 empty] | 1410.4198 | 0
[7 empty] | 1410.4442 | 0
[7 empty] | 1410.4685 | 0
[7 empty] | 1410.4929 | 0
[7 empty] | 1410.5173 | 0
[7 empty] | 1410.5416 | 0
[7 empty] | 1410.566 | 0
[7 empty] | 1410.5903 | 0
[7 empty] | 1410.6147 | 0
[7 empty] | 1410.6392 | 0
[7 empty] | 1410.6635 | 0
[7 empty] | 1410.6879 | 0
[7 empty] | 1410.7123 | 0
[7 empty] | 1410.7366 | 0
[7 empty] | 1410.761 | 0
[7 empty] | 1410.7854 | 0
[7 empty] | 1410.8097 | 0
[7 empty] | 1410.8341 | 0
[7 empty] | 1410.8585 | 0
[7 empty] | 1410.8829 | 0
[7 empty] | 1410.9072 | 0
[7 empty] | 1410.9316 | 0
[7 empty] | 1410.9561 | 0
[7 empty] | 1410.9803 | 0
[7 empty] | 1411.0048 | 0
[7 empty] | 1411.0292 | 0
[7 empty] | 1411.0536 | 0
[7 empty] | 1411.0779 | 0
[7 empty] | 1411.1023 | 0
[7 empty] | 1411.1267 | 0
[7 empty] | 1411.1511 | 0
[7 empty] | 1411.1755 | 0
[7 empty] | 1411.1998 | 0
[7 empty] | 1411.2242 | 0
[7 empty] | 1411.2487 | 0
[7 empty] | 1411.2731 | 0
[7 empty] | 1411.2975 | 0
[7 empty] | 1411.3219 | 0
[7 empty] | 1411.3462 | 0
[7 empty] | 1411.3706 | 0
[7 empty] | 1411.395 | 0
[7 empty] | 1411.4194 | 0
[7 empty] | 1411.4438 | 0
[7 empty] | 1411.4683 | 0
[7 empty] | 1411.4927 | 0
[7 empty] | 1411.517 | 0
[7 empty] | 1411.5414 | 0
[7 empty] | 1411.5658 | 0
[7 empty] | 1411.5902 | 0
[7 empty] | 1411.6146 | 0
[7 empty] | 1411.639 | 0
[7 empty] | 1411.6635 | 0
[7 empty] | 1411.6879 | 0
[7 empty] | 1411.7123 | 0
[7 empty] | 1411.7367 | 0
[7 empty] | 1411.7611 | 0
[7 empty] | 1411.7855 | 0
[7 empty] | 1411.8099 | 0
[7 empty] | 1411.8344 | 0
[7 empty] | 1411.8588 | 0
[7 empty] | 1411.8832 | 0
[7 empty] | 1411.9076 | 0
[7 empty] | 1411.932 | 0
[7 empty] | 1411.9564 | 0
[7 empty] | 1411.9808 | 0
[7 empty] | 1412.0052 | 0
[7 empty] | 1412.0297 | 0
[7 empty] | 1412.0541 | 0
[7 empty] | 1412.0785 | 0
[7 empty] | 1412.1029 | 0
[7 empty] | 1412.1273 | 0
[7 empty] | 1412.1517 | 0
[7 empty] | 1412.1761 | 0
[7 empty] | 1412.2006 | 0
[7 empty] | 1412.225 | 0
[7 empty] | 1412.2494 | 0
[7 empty] | 1412.2739 | 0
[7 empty] | 1412.2983 | 0
[7 empty] | 1412.3228 | 0
[7 empty] | 1412.3472 | 0
[7 empty] | 1412.3716 | 0
[7 empty] | 1412.396 | 0
[7 empty] | 1412.4204 | 0
[7 empty] | 1412.4449 | 0
[7 empty] | 1412.4694 | 0
[7 empty] | 1412.4938 | 0
[7 empty] | 1412.5182 | 0
[7 empty] | 1412.5426 | 0
[7 empty] | 1412.567 | 0
[7 empty] | 1412.5916 | 0
[7 empty] | 1412.616 | 0
[7 empty] | 1412.6404 | 0
[7 empty] | 1412.6648 | 0
[7 empty] | 1412.6892 | 0
[7 empty] | 1412.7137 | 0
[7 empty] | 1412.7382 | 0
[7 empty] | 1412.7626 | 0
[7 empty] | 1412.787 | 0
[7 empty] | 1412.8115 | 0
[7 empty] | 1412.8359 | 0
[7 empty] | 1412.8604 | 0
[7 empty] | 1412.8848 | 0
[7 empty] | 1412.9093 | 0
[7 empty] | 1412.9337 | 0
[7 empty] | 1412.9581 | 0
[7 empty] | 1412.9827 | 0
[7 empty] | 1413.0071 | 0
[7 empty] | 1413.0315 | 0
[7 empty] | 1413.056 | 0
[7 empty] | 1413.0804 | 0
[7 empty] | 1413.1049 | 0
[7 empty] | 1413.1294 | 0
[7 empty] | 1413.1538 | 0
[7 empty] | 1413.1782 | 0
[7 empty] | 1413.2028 | 0
[7 empty] | 1413.2272 | 0
[7 empty] | 1413.2517 | 0
[7 empty] | 1413.2761 | 0
[7 empty] | 1413.3005 | 0
[7 empty] | 1413.3251 | 0
[7 empty] | 1413.3495 | 0
[7 empty] | 1413.374 | 0
[7 empty] | 1413.3984 | 0
[7 empty] | 1413.4229 | 0
[7 empty] | 1413.4474 | 0
[7 empty] | 1413.4718 | 0
[7 empty] | 1413.4963 | 0
[7 empty] | 1413.5208 | 0
[7 empty] | 1413.5453 | 0
[7 empty] | 1413.5697 | 0
[7 empty] | 1413.5942 | 0
[7 empty] | 1413.6187 | 0
[7 empty] | 1413.6432 | 0
[7 empty] | 1413.6676 | 0
[7 empty] | 1413.6921 | 0
[7 empty] | 1413.7166 | 0
[7 empty] | 1413.7411 | 0
[7 empty] | 1413.7655 | 0
[7 empty] | 1413.79 | 0
[7 empty] | 1413.8145 | 0
[7 empty] | 1413.839 | 0
[7 empty] | 1413.8634 | 0
[7 empty] | 1413.8879 | 0
[7 empty] | 1413.9125 | 0
[7 empty] | 1413.9369 | 0
[7 empty] | 1413.9614 | 0
[7 empty] | 1413.9858 | 0
[7 empty] | 1414.0104 | 0
[7 empty] | 1414.0348 | 0
[7 empty] | 1414.0593 | 0
[7 empty] | 1414.0839 | 0
[7 empty] | 1414.1083 | 0
[7 empty] | 1414.1328 | 0
[7 empty] | 1414.1573 | 0
[7 empty] | 1414.1818 | 0
[7 empty] | 1414.2063 | 0
[7 empty] | 1414.2308 | 0
[7 empty] | 1414.2552 | 0
[7 empty] | 1414.2798 | 0
[7 empty] | 1414.3043 | 0
[7 empty] | 1414.3287 | 0
[7 empty] | 1414.3533 | 0
[7 empty] | 1414.3778 | 0
[7 empty] | 1414.4022 | 0
[7 empty] | 1414.4268 | 0
[7 empty] | 1414.4513 | 0
[7 empty] | 1414.4758 | 0
[7 empty] | 1414.5002 | 0
[7 empty] | 1414.5248 | 0
[7 empty] | 1414.5493 | 0
[7 empty] | 1414.5739 | 0
[7 empty] | 1414.5983 | 0
[7 empty] | 1414.6228 | 0
[7 empty] | 1414.6473 | 0
[7 empty] | 1414.6719 | 0
[7 empty] | 1414.6963 | 0
[7 empty] | 1414.7208 | 0
[7 empty] | 1414.7454 | 0
[7 empty] | 1414.7699 | 0
[7 empty] | 1414.7944 | 0
[7 empty] | 1414.819 | 0
[7 empty] | 1414.8434 | 0
[7 empty] | 1414.8679 | 0
[7 empty] | 1414.8925 | 0
[7 empty] | 1414.917 | 0
[7 empty] | 1414.9415 | 0
[7 empty] | 1414.9661 | 0
[7 empty] | 1414.9906 | 0
[7 empty] | 1415.015 | 0
[7 empty] | 1415.0396 | 0
[7 empty] | 1415.0641 | 0
[7 empty] | 1415.0886 | 0
[7 empty] | 1415.1132 | 0
[7 empty] | 1415.1377 | 0
[7 empty] | 1415.1622 | 0
[7 empty] | 1415.1868 | 0
[7 empty] | 1415.2113 | 0
[7 empty] | 1415.2358 | 0
[7 empty] | 1415.2604 | 0
[7 empty] | 1415.2849 | 0
[7 empty] | 1415.3094 | 0
[7 empty] | 1415.334 | 0
[7 empty] | 1415.3585 | 0
[7 empty] | 1415.3831 | 0
[7 empty] | 1415.4076 | 0
[7 empty] | 1415.4321 | 0
[7 empty] | 1415.4567 | 0
[7 empty] | 1415.4812 | 0
[7 empty] | 1415.5057 | 0
[7 empty] | 1415.5303 | 0
[7 empty] | 1415.5548 | 0
[7 empty] | 1415.5793 | 0
[7 empty] | 1415.6039 | 0
[7 empty] | 1415.6284 | 0
[7 empty] | 1415.653 | 0
[7 empty] | 1415.6775 | 0
[7 empty] | 1415.702 | 0
[7 empty] | 1415.7266 | 0
[7 empty] | 1415.7511 | 0
[7 empty] | 1415.7756 | 0
[7 empty] | 1415.8002 | 0
[7 empty] | 1415.8247 | 0
[7 empty] | 1415.8494 | 0
[7 empty] | 1415.8739 | 0
[7 empty] | 1415.8984 | 0
[7 empty] | 1415.923 | 0
[7 empty] | 1415.9475 | 0
[7 empty] | 1415.972 | 0
[7 empty] | 1415.9966 | 0
[7 empty] | 1416.0212 | 0
[7 empty] | 1416.0458 | 0
[7 empty] | 1416.0703 | 0
[7 empty] | 1416.0948 | 0
[7 empty] | 1416.1194 | 0
[7 empty] | 1416.144 | 0
[7 empty] | 1416.1686 | 0
[7 empty] | 1416.1931 | 0
[7 empty] | 1416.2177 | 0
[7 empty] | 1416.2423 | 0
[7 empty] | 1416.2668 | 0
[7 empty] | 1416.2914 | 0
[7 empty] | 1416.3159 | 0
[7 empty] | 1416.3406 | 0
[7 empty] | 1416.3651 | 0
[7 empty] | 1416.3896 | 0
[7 empty] | 1416.4142 | 0
[7 empty] | 1416.4388 | 0
[7 empty] | 1416.4634 | 0
[7 empty] | 1416.4879 | 0
[7 empty] | 1416.5126 | 0
[7 empty] | 1416.5371 | 0
[7 empty] | 1416.5616 | 0
[7 empty] | 1416.5862 | 0
[7 empty] | 1416.6108 | 0
[7 empty] | 1416.6354 | 0
[7 empty] | 1416.66 | 0
[7 empty] | 1416.6846 | 0
[7 empty] | 1416.7091 | 0
[7 empty] | 1416.7338 | 0
[7 empty] | 1416.7583 | 0
[7 empty] | 1416.7828 | 0
[7 empty] | 1416.8075 | 0
[7 empty] | 1416.832 | 0
[7 empty] | 1416.8567 | 0
[7 empty] | 1416.8812 | 0
[7 empty] | 1416.9058 | 0
[7 empty] | 1416.9304 | 0
[7 empty] | 1416.955 | 0
[7 empty] | 1416.9796 | 0
[7 empty] | 1417.0041 | 0
[7 empty] | 1417.0288 | 0
[7 empty] | 1417.0533 | 0
[7 empty] | 1417.078 | 0
[7 empty] | 1417.1025 | 0
[7 empty] | 1417.1272 | 0
[7 empty] | 1417.1517 | 0
[7 empty] | 1417.1764 | 0
[7 empty] | 1417.2009 | 0
[7 empty] | 1417.2256 | 0
[7 empty] | 1417.2501 | 0
[7 empty] | 1417.2748 | 0
[7 empty] | 1417.2993 | 0
[7 empty] | 1417.324 | 0
[7 empty] | 1417.3485 | 0
[7 empty] | 1417.3732 | 0
[7 empty] | 1417.3977 | 0
[7 empty] | 1417.4224 | 0
[7 empty] | 1417.4469 | 0
[7 empty] | 1417.4716 | 0
[7 empty] | 1417.4962 | 0
[7 empty] | 1417.5208 | 0
[7 empty] | 1417.5454 | 0
[7 empty] | 1417.5699 | 0
[7 empty] | 1417.5946 | 0
[7 empty] | 1417.6193 | 0
[7 empty] | 1417.6438 | 0
[7 empty] | 1417.6685 | 0
[7 empty] | 1417.6931 | 0
[7 empty] | 1417.7177 | 0
[7 empty] | 1417.7423 | 0
[7 empty] | 1417.767 | 0
[7 empty] | 1417.7915 | 0
[7 empty] | 1417.8162 | 0
[7 empty] | 1417.8408 | 0
[7 empty] | 1417.8654 | 0
[7 empty] | 1417.89 | 0
[7 empty] | 1417.9147 | 0
[7 empty] | 1417.9392 | 0
[7 empty] | 1417.9639 | 0
[7 empty] | 1417.9885 | 0
[7 empty] | 1418.0132 | 0
[7 empty] | 1418.0377 | 0
[7 empty] | 1418.0624 | 0
[7 empty] | 1418.087 | 0
[7 empty] | 1418.1117 | 0
[7 empty] | 1418.1362 | 0
[7 empty] | 1418.1609 | 0
[7 empty] | 1418.1855 | 0
[7 empty] | 1418.2102 | 0
[7 empty] | 1418.2349 | 0
[7 empty] | 1418.2594 | 0
[7 empty] | 1418.2841 | 0
[7 empty] | 1418.3087 | 0
[7 empty] | 1418.3334 | 0
[7 empty] | 1418.358 | 0
[7 empty] | 1418.3827 | 0
[7 empty] | 1418.4072 | 0
[7 empty] | 1418.4319 | 0
[7 empty] | 1418.4565 | 0
[7 empty] | 1418.4812 | 0
[7 empty] | 1418.5059 | 0
[7 empty] | 1418.5305 | 0
[7 empty] | 1418.5552 | 0
[7 empty] | 1418.5798 | 0
[7 empty] | 1418.6044 | 0
[7 empty] | 1418.629 | 0
[7 empty] | 1418.6537 | 0
[7 empty] | 1418.6783 | 0
[7 empty] | 1418.703 | 0
[7 empty] | 1418.7277 | 0
[7 empty] | 1418.7523 | 0
[7 empty] | 1418.777 | 0
[7 empty] | 1418.8016 | 0
[7 empty] | 1418.8263 | 0
[7 empty] | 1418.851 | 0
[7 empty] | 1418.8756 | 0
[7 empty] | 1418.9003 | 0
[7 empty] | 1418.9249 | 0
[7 empty] | 1418.9496 | 0
[7 empty] | 1418.9742 | 0
[7 empty] | 1418.9989 | 0
[7 empty] | 1419.0236 | 0
[7 empty] | 1419.0482 | 0
[7 empty] | 1419.0729 | 0
[7 empty] | 1419.0975 | 0
[7 empty] | 1419.1222 | 0
[7 empty] | 1419.1469 | 0
[7 empty] | 1419.1715 | 0
[7 empty] | 1419.1962 | 0
[7 empty] | 1419.2208 | 0
[7 empty] | 1419.2455 | 0
[7 empty] | 1419.2701 | 0
[7 empty] | 1419.2949 | 0
[7 empty] | 1419.3196 | 0
[7 empty] | 1419.3442 | 0
[7 empty] | 1419.3689 | 0
[7 empty] | 1419.3936 | 0
[7 empty] | 1419.4182 | 0
[7 empty] | 1419.4429 | 0
[7 empty] | 1419.4675 | 0
[7 empty] | 1419.4923 | 0
[7 empty] | 1419.517 | 0
[7 empty] | 1419.5416 | 0
[7 empty] | 1419.5663 | 0
[7 empty] | 1419.5909 | 0
[7 empty] | 1419.6157 | 0
[7 empty] | 1419.6404 | 0
[7 empty] | 1419.665 | 0
[7 empty] | 1419.6897 | 0
[7 empty] | 1419.7144 | 0
[7 empty] | 1419.7391 | 0
[7 empty] | 1419.7638 | 0
[7 empty] | 1419.7885 | 0
[7 empty] | 1419.8131 | 0
[7 empty] | 1419.8379 | 0
[7 empty] | 1419.8625 | 0
[7 empty] | 1419.8872 | 0
[7 empty] | 1419.9119 | 0
[7 empty] | 1419.9366 | 0
[7 empty] | 1419.9613 | 0
[7 empty] | 1419.986 | 0
[7 empty] | 1420.0107 | 0
[7 empty] | 1420.0354 | 0
[7 empty] | 1420.0601 | 0
[7 empty] | 1420.0848 | 0
[7 empty] | 1420.1095 | 0
[7 empty] | 1420.1342 | 0
[7 empty] | 1420.1589 | 0
[7 empty] | 1420.1836 | 0
[7 empty] | 1420.2083 | 0
[7 empty] | 1420.233 | 0
[7 empty] | 1420.2577 | 0
[7 empty] | 1420.2823 | 0
[7 empty] | 1420.3071 | 0
[7 empty] | 1420.3318 | 0
[7 empty] | 1420.3566 | 0
[7 empty] | 1420.3812 | 0
[7 empty] | 1420.4059 | 0
[7 empty] | 1420.4307 | 0
[7 empty] | 1420.4553 | 0
[7 empty] | 1420.4801 | 0
[7 empty] | 1420.5048 | 0
[7 empty] | 1420.5295 | 0
[7 empty] | 1420.5542 | 0
[7 empty] | 1420.579 | 0
[7 empty] | 1420.6036 | 0
[7 empty] | 1420.6283 | 0
[7 empty] | 1420.6531 | 0
[7 empty] | 1420.6777 | 0
[7 empty] | 1420.7025 | 0
[7 empty] | 1420.7272 | 0
[7 empty] | 1420.752 | 0
[7 empty] | 1420.7767 | 0
[7 empty] | 1420.8014 | 0
[7 empty] | 1420.8262 | 0
[7 empty] | 1420.8508 | 0
[7 empty] | 1420.8756 | 0
[7 empty] | 1420.9003 | 0
[7 empty] | 1420.925 | 0
[7 empty] | 1420.9497 | 0
[7 empty] | 1420.9745 | 0
[7 empty] | 1420.9993 | 0
[7 empty] | 1421.0239 | 0
[7 empty] | 1421.0487 | 0
[7 empty] | 1421.0734 | 0
[7 empty] | 1421.0981 | 0
[7 empty] | 1421.1229 | 0
[7 empty] | 1421.1476 | 0
[7 empty] | 1421.1724 | 0
[7 empty] | 1421.1971 | 0
[7 empty] | 1421.2218 | 0
[7 empty] | 1421.2466 | 0
[7 empty] | 1421.2712 | 0
[7 empty] | 1421.296 | 0
[7 empty] | 1421.3208 | 0
[7 empty] | 1421.3456 | 0
[7 empty] | 1421.3702 | 0
[7 empty] | 1421.395 | 0
[7 empty] | 1421.4198 | 0
[7 empty] | 1421.4445 | 0
[7 empty] | 1421.4692 | 0
[7 empty] | 1421.494 | 0
[7 empty] | 1421.5188 | 0
[7 empty] | 1421.5435 | 0
[7 empty] | 1421.5682 | 0
[7 empty] | 1421.593 | 0
[7 empty] | 1421.6178 | 0
[7 empty] | 1421.6425 | 0
[7 empty] | 1421.6672 | 0
[7 empty] | 1421.692 | 0
[7 empty] | 1421.7168 | 0
[7 empty] | 1421.7415 | 0
[7 empty] | 1421.7662 | 0
[7 empty] | 1421.791 | 0
[7 empty] | 1421.8158 | 0
[7 empty] | 1421.8406 | 0
[7 empty] | 1421.8654 | 0
[7 empty] | 1421.89 | 0
[7 empty] | 1421.9148 | 0
[7 empty] | 1421.9396 | 0
[7 empty] | 1421.9644 | 0
[7 empty] | 1421.9891 | 0
[7 empty] | 1422.0139 | 0
[7 empty] | 1422.0387 | 0
[7 empty] | 1422.0634 | 0
[7 empty] | 1422.0881 | 0
[7 empty] | 1422.1129 | 0
[7 empty] | 1422.1377 | 0
[7 empty] | 1422.1625 | 0
[7 empty] | 1422.1873 | 0
[7 empty] | 1422.212 | 0
[7 empty] | 1422.2368 | 0
[7 empty] | 1422.2616 | 0
[7 empty] | 1422.2864 | 0
[7 empty] | 1422.3112 | 0
[7 empty] | 1422.3359 | 0
[7 empty] | 1422.3607 | 0
[7 empty] | 1422.3855 | 0
[7 empty] | 1422.4103 | 0
[7 empty] | 1422.4351 | 0
[7 empty] | 1422.4598 | 0
[7 empty] | 1422.4846 | 0
[7 empty] | 1422.5094 | 0
[7 empty] | 1422.5342 | 0
[7 empty] | 1422.559 | 0
[7 empty] | 1422.5837 | 0
[7 empty] | 1422.6085 | 0
[7 empty] | 1422.6333 | 0
[7 empty] | 1422.6581 | 0
[7 empty] | 1422.6829 | 0
[7 empty] | 1422.7076 | 0
[7 empty] | 1422.7324 | 0
[7 empty] | 1422.7572 | 0
[7 empty] | 1422.782 | 0
[7 empty] | 1422.8068 | 0
[7 empty] | 1422.8317 | 0
[7 empty] | 1422.8564 | 0
[7 empty] | 1422.8812 | 0
[7 empty] | 1422.906 | 0
[7 empty] | 1422.9308 | 0
[7 empty] | 1422.9556 | 0
[7 empty] | 1422.9803 | 0
[7 empty] | 1423.0052 | 0
[7 empty] | 1423.03 | 0
[7 empty] | 1423.0548 | 0
[7 empty] | 1423.0796 | 0
[7 empty] | 1423.1044 | 0
[7 empty] | 1423.1291 | 0
[7 empty] | 1423.1541 | 0
[7 empty] | 1423.1788 | 0
[7 empty] | 1423.2036 | 0
[7 empty] | 1423.2284 | 0
[7 empty] | 1423.2533 | 0
[7 empty] | 1423.2781 | 0
[7 empty] | 1423.3029 | 0
[7 empty] | 1423.3276 | 0
[7 empty] | 1423.3525 | 0
[7 empty] | 1423.3773 | 0
[7 empty] | 1423.4021 | 0
[7 empty] | 1423.4269 | 0
[7 empty] | 1423.4518 | 0
[7 empty] | 1423.4766 | 0
[7 empty] | 1423.5013 | 0
[7 empty] | 1423.5262 | 0
[7 empty] | 1423.551 | 0
[7 empty] | 1423.5758 | 0
[7 empty] | 1423.6006 | 0
[7 empty] | 1423.6255 | 0
[7 empty] | 1423.6503 | 0
[7 empty] | 1423.6752 | 0
[7 empty] | 1423.7 | 0
[7 empty] | 1423.7247 | 0
[7 empty] | 1423.7496 | 0
[7 empty] | 1423.7744 | 0
[7 empty] | 1423.7992 | 0
[7 empty] | 1423.8241 | 0
[7 empty] | 1423.8489 | 0
[7 empty] | 1423.8738 | 0
[7 empty] | 1423.8986 | 0
[7 empty] | 1423.9233 | 0
[7 empty] | 1423.9482 | 0
[7 empty] | 1423.973 | 0
[7 empty] | 1423.9979 | 0
[7 empty] | 1424.0227 | 0
[7 empty] | 1424.0476 | 0
[7 empty] | 1424.0724 | 0
[7 empty] | 1424.0973 | 0
[7 empty] | 1424.1221 | 0
[7 empty] | 1424.147 | 0
[7 empty] | 1424.1718 | 0
[7 empty] | 1424.1967 | 0
[7 empty] | 1424.2214 | 0
[7 empty] | 1424.2463 | 0
[7 empty] | 1424.2711 | 0
[7 empty] | 1424.296 | 0
[7 empty] | 1424.3208 | 0
[7 empty] | 1424.3457 | 0
[7 empty] | 1424.3705 | 0
[7 empty] | 1424.3954 | 0
[7 empty] | 1424.4202 | 0
[7 empty] | 1424.4451 | 0
[7 empty] | 1424.4698 | 0
[7 empty] | 1424.4948 | 0
[7 empty] | 1424.5197 | 0
[7 empty] | 1424.5444 | 0
[7 empty] | 1424.5693 | 0
[7 empty] | 1424.5941 | 0
[7 empty] | 1424.619 | 0
[7 empty] | 1424.6439 | 0
[7 empty] | 1424.6687 | 0
[7 empty] | 1424.6936 | 0
[7 empty] | 1424.7185 | 0
[7 empty] | 1424.7433 | 0
[7 empty] | 1424.7682 | 0
[7 empty] | 1424.7931 | 0
[7 empty] | 1424.8179 | 0
[7 empty] | 1424.8428 | 0
[7 empty] | 1424.8677 | 0
[7 empty] | 1424.8925 | 0
[7 empty] | 1424.9174 | 0
[7 empty] | 1424.9423 | 0
[7 empty] | 1424.9672 | 0
[7 empty] | 1424.9919 | 0
[7 empty] | 1425.0168 | 0
[7 empty] | 1425.0417 | 0
[7 empty] | 1425.0665 | 0
[7 empty] | 1425.0914 | 0
[7 empty] | 1425.1163 | 0
[7 empty] | 1425.1412 | 0
[7 empty] | 1425.1661 | 0
[7 empty] | 1425.1909 | 0
[7 empty] | 1425.2158 | 0
[7 empty] | 1425.2407 | 0
[7 empty] | 1425.2656 | 0
[7 empty] | 1425.2905 | 0
[7 empty] | 1425.3153 | 0
[7 empty] | 1425.3402 | 0
[7 empty] | 1425.3651 | 0
[7 empty] | 1425.39 | 0
[7 empty] | 1425.4149 | 0
[7 empty] | 1425.4398 | 0
[7 empty] | 1425.4646 | 0
[7 empty] | 1425.4895 | 0
[7 empty] | 1425.5144 | 0
[7 empty] | 1425.5393 | 0
[7 empty] | 1425.5642 | 0
[7 empty] | 1425.5891 | 0
[7 empty] | 1425.614 | 0
[7 empty] | 1425.6389 | 0
[7 empty] | 1425.6638 | 0
[7 empty] | 1425.6886 | 0
[7 empty] | 1425.7135 | 0
[7 empty] | 1425.7384 | 0
[7 empty] | 1425.7633 | 0
[7 empty] | 1425.7882 | 0
[7 empty] | 1425.8131 | 0
[7 empty] | 1425.838 | 0
[7 empty] | 1425.8629 | 0
[7 empty] | 1425.8878 | 0
[7 empty] | 1425.9127 | 0
[7 empty] | 1425.9376 | 0
[7 empty] | 1425.9625 | 0
[7 empty] | 1425.9874 | 0
[7 empty] | 1426.0123 | 0
[7 empty] | 1426.0372 | 0
[7 empty] | 1426.0621 | 0
[7 empty] | 1426.087 | 0
[7 empty] | 1426.1119 | 0
[7 empty] | 1426.1368 | 0
[7 empty] | 1426.1617 | 0
[7 empty] | 1426.1868 | 0
[7 empty] | 1426.2117 | 0
[7 empty] | 1426.2366 | 0
[7 empty] | 1426.2615 | 0
[7 empty] | 1426.2864 | 0
[7 empty] | 1426.3113 | 0
[7 empty] | 1426.3362 | 0
[7 empty] | 1426.3611 | 0
[7 empty] | 1426.386 | 0
[7 empty] | 1426.4109 | 0
[7 empty] | 1426.4359 | 0
[7 empty] | 1426.4608 | 0
[7 empty] | 1426.4857 | 0
[7 empty] | 1426.5106 | 0
[7 empty] | 1426.5355 | 0
[7 empty] | 1426.5604 | 0
[7 empty] | 1426.5854 | 0
[7 empty] | 1426.6104 | 0
[7 empty] | 1426.6353 | 0
[7 empty] | 1426.6602 | 0
[7 empty] | 1426.6851 | 0
[7 empty] | 1426.7101 | 0
[7 empty] | 1426.735 | 0
[7 empty] | 1426.7599 | 0
[7 empty] | 1426.7848 | 0
[7 empty] | 1426.8098 | 0
[7 empty] | 1426.8347 | 0
[7 empty] | 1426.8596 | 0
[7 empty] | 1426.8845 | 0
[7 empty] | 1426.9095 | 0
[7 empty] | 1426.9344 | 0
[7 empty] | 1426.9594 | 0
[7 empty] | 1426.9843 | 0
[7 empty] | 1427.0093 | 0
[7 empty] | 1427.0342 | 0
[7 empty] | 1427.0591 | 0
[7 empty] | 1427.0841 | 0
[7 empty] | 1427.109 | 0
[7 empty] | 1427.1339 | 0
[7 empty] | 1427.1589 | 0
[7 empty] | 1427.1838 | 0
[7 empty] | 1427.2087 | 0
[7 empty] | 1427.2338 | 0
[7 empty] | 1427.2587 | 0
[7 empty] | 1427.2837 | 0
[7 empty] | 1427.3086 | 0
[7 empty] | 1427.3335 | 0
[7 empty] | 1427.3585 | 0
[7 empty] | 1427.3834 | 0
[7 empty] | 1427.4084 | 0
[7 empty] | 1427.4334 | 0
[7 empty] | 1427.4583 | 0
[7 empty] | 1427.4833 | 0
[7 empty] | 1427.5082 | 0
[7 empty] | 1427.5332 | 0
[7 empty] | 1427.5581 | 0
[7 empty] | 1427.5831 | 0
[7 empty] | 1427.608 | 0
[7 empty] | 1427.6331 | 0
[7 empty] | 1427.658 | 0
[7 empty] | 1427.683 | 0
[7 empty] | 1427.7079 | 0
[7 empty] | 1427.7329 | 0
[7 empty] | 1427.7578 | 0
[7 empty] | 1427.7828 | 0
[7 empty] | 1427.8077 | 0
[7 empty] | 1427.8328 | 0
[7 empty] | 1427.8577 | 0
[7 empty] | 1427.8827 | 0
[7 empty] | 1427.9076 | 0
[7 empty] | 1427.9326 | 0
[7 empty] | 1427.9576 | 0
[7 empty] | 1427.9825 | 0
[7 empty] | 1428.0076 | 0
[7 empty] | 1428.0325 | 0
[7 empty] | 1428.0575 | 0
[7 empty] | 1428.0825 | 0
[7 empty] | 1428.1074 | 0
[7 empty] | 1428.1324 | 0
[7 empty] | 1428.1573 | 0
[7 empty] | 1428.1824 | 0
[7 empty] | 1428.2074 | 0
[7 empty] | 1428.2323 | 0
[7 empty] | 1428.2573 | 0
[7 empty] | 1428.2823 | 0
[7 empty] | 1428.3073 | 0
[7 empty] | 1428.3323 | 0
[7 empty] | 1428.3573 | 0
[7 empty] | 1428.3823 | 0
[7 empty] | 1428.4072 | 0
[7 empty] | 1428.4323 | 0
[7 empty] | 1428.4573 | 0
[7 empty] | 1428.4822 | 0
[7 empty] | 1428.5072 | 0
[7 empty] | 1428.5322 | 0
[7 empty] | 1428.5573 | 0
[7 empty] | 1428.5822 | 0
[7 empty] | 1428.6072 | 0
[7 empty] | 1428.6322 | 0
[7 empty] | 1428.6572 | 0
[7 empty] | 1428.6821 | 0
[7 empty] | 1428.7072 | 0
[7 empty] | 1428.7322 | 0
[7 empty] | 1428.7572 | 0
[7 empty] | 1428.7822 | 0
[7 empty] | 1428.8071 | 0
[7 empty] | 1428.8322 | 0
[7 empty] | 1428.8572 | 0
[7 empty] | 1428.8822 | 0
[7 empty] | 1428.9072 | 0
[7 empty] | 1428.9323 | 0
[7 empty] | 1428.9573 | 0
[7 empty] | 1428.9822 | 0
[7 empty] | 1429.0072 | 0
[7 empty] | 1429.0322 | 0
[7 empty] | 1429.0573 | 0
[7 empty] | 1429.0823 | 0
[7 empty] | 1429.1073 | 0
[7 empty] | 1429.1323 | 0
[7 empty] | 1429.1573 | 0
[7 empty] | 1429.1824 | 0
[7 empty] | 1429.2074 | 0
[7 empty] | 1429.2323 | 0
[7 empty] | 1429.2573 | 0
[7 empty] | 1429.2823 | 0
[7 empty] | 1429.3074 | 0
[7 empty] | 1429.3324 | 0
[7 empty] | 1429.3574 | 0
[7 empty] | 1429.3824 | 0
[7 empty] | 1429.4075 | 0
[7 empty] | 1429.4325 | 0
[7 empty] | 1429.4575 | 0
[7 empty] | 1429.4825 | 0
[7 empty] | 1429.5076 | 0
[7 empty] | 1429.5326 | 0
[7 empty] | 1429.5576 | 0
[7 empty] | 1429.5826 | 0
[7 empty] | 1429.6077 | 0
[7 empty] | 1429.6328 | 0
[7 empty] | 1429.6578 | 0
[7 empty] | 1429.6829 | 0
[7 empty] | 1429.7079 | 0
[7 empty] | 1429.7329 | 0
[7 empty] | 1429.7579 | 0
[7 empty] | 1429.783 | 0
[7 empty] | 1429.808 | 0
[7 empty] | 1429.833 | 0
[7 empty] | 1429.858 | 0
[7 empty] | 1429.8831 | 0
[7 empty] | 1429.9082 | 0
[7 empty] | 1429.9332 | 0
[7 empty] | 1429.9583 | 0
[7 empty] | 1429.9833 | 0
[7 empty] | 1430.0083 | 0
[7 empty] | 1430.0333 | 0
[7 empty] | 1430.0585 | 0
[7 empty] | 1430.0835 | 0
[7 empty] | 1430.1085 | 0
[7 empty] | 1430.1335 | 0
[7 empty] | 1430.1586 | 0
[7 empty] | 1430.1837 | 0
[7 empty] | 1430.2087 | 0
[7 empty] | 1430.2338 | 0
[7 empty] | 1430.2588 | 0
[7 empty] | 1430.2838 | 0
[7 empty] | 1430.309 | 0
[7 empty] | 1430.334 | 0
[7 empty] | 1430.359 | 0
[7 empty] | 1430.3842 | 0
[7 empty] | 1430.4092 | 0
[7 empty] | 1430.4342 | 0
[7 empty] | 1430.4592 | 0
[7 empty] | 1430.4844 | 0
[7 empty] | 1430.5094 | 0
[7 empty] | 1430.5344 | 0
[7 empty] | 1430.5596 | 0
[7 empty] | 1430.5846 | 0
[7 empty] | 1430.6096 | 0
[7 empty] | 1430.6348 | 0
[7 empty] | 1430.6598 | 0
[7 empty] | 1430.6848 | 0
[7 empty] | 1430.71 | 0
[7 empty] | 1430.735 | 0
[7 empty] | 1430.76 | 0
[7 empty] | 1430.7852 | 0
[7 empty] | 1430.8102 | 0
[7 empty] | 1430.8353 | 0
[7 empty] | 1430.8604 | 0
[7 empty] | 1430.8854 | 0
[7 empty] | 1430.9105 | 0
[7 empty] | 1430.9355 | 0
[7 empty] | 1430.9607 | 0
[7 empty] | 1430.9857 | 0
[7 empty] | 1431.0109 | 0
[7 empty] | 1431.0359 | 0
[7 empty] | 1431.061 | 0
[7 empty] | 1431.0861 | 0
[7 empty] | 1431.1112 | 0
[7 empty] | 1431.1362 | 0
[7 empty] | 1431.1614 | 0
[7 empty] | 1431.1864 | 0
[7 empty] | 1431.2115 | 0
[7 empty] | 1431.2366 | 0
[7 empty] | 1431.2617 | 0
[7 empty] | 1431.2867 | 0
[7 empty] | 1431.3119 | 0
[7 empty] | 1431.3369 | 0
[7 empty] | 1431.3621 | 0
[7 empty] | 1431.3871 | 0
[7 empty] | 1431.4122 | 0
[7 empty] | 1431.4373 | 0
[7 empty] | 1431.4624 | 0
[7 empty] | 1431.4875 | 0
[7 empty] | 1431.5126 | 0
[7 empty] | 1431.5377 | 0
[7 empty] | 1431.5627 | 0
[7 empty] | 1431.5879 | 0
[7 empty] | 1431.613 | 0
[7 empty] | 1431.6381 | 0
[7 empty] | 1431.6632 | 0
[7 empty] | 1431.6884 | 0
[7 empty] | 1431.7134 | 0
[7 empty] | 1431.7385 | 0
[7 empty] | 1431.7637 | 0
[7 empty] | 1431.7887 | 0
[7 empty] | 1431.8138 | 0
[7 empty] | 1431.839 | 0
[7 empty] | 1431.864 | 0
[7 empty] | 1431.8892 | 0
[7 empty] | 1431.9143 | 0
[7 empty] | 1431.9393 | 0
[7 empty] | 1431.9645 | 0
[7 empty] | 1431.9896 | 0
[7 empty] | 1432.0148 | 0
[7 empty] | 1432.0398 | 0
[7 empty] | 1432.0649 | 0
[7 empty] | 1432.0901 | 0
[7 empty] | 1432.1152 | 0
[7 empty] | 1432.1403 | 0
[7 empty] | 1432.1654 | 0
[7 empty] | 1432.1906 | 0
[7 empty] | 1432.2157 | 0
[7 empty] | 1432.2408 | 0
[7 empty] | 1432.2659 | 0
[7 empty] | 1432.291 | 0
[7 empty] | 1432.3162 | 0
[7 empty] | 1432.3413 | 0
[7 empty] | 1432.3665 | 0
[7 empty] | 1432.3916 | 0
[7 empty] | 1432.4166 | 0
[7 empty] | 1432.4418 | 0
[7 empty] | 1432.4669 | 0
[7 empty] | 1432.4921 | 0
[7 empty] | 1432.5172 | 0
[7 empty] | 1432.5424 | 0
[7 empty] | 1432.5675 | 0
[7 empty] | 1432.5927 | 0
[7 empty] | 1432.6178 | 0
[7 empty] | 1432.6428 | 0
[7 empty] | 1432.668 | 0
[7 empty] | 1432.6931 | 0
[7 empty] | 1432.7183 | 0
[7 empty] | 1432.7434 | 0
[7 empty] | 1432.7686 | 0
[7 empty] | 1432.7937 | 0
[7 empty] | 1432.8188 | 0
[7 empty] | 1432.844 | 0
[7 empty] | 1432.8691 | 0
[7 empty] | 1432.8943 | 0
[7 empty] | 1432.9194 | 0
[7 empty] | 1432.9446 | 0
[7 empty] | 1432.9697 | 0
[7 empty] | 1432.9949 | 0
[7 empty] | 1433.02 | 0
[7 empty] | 1433.0452 | 0
[7 empty] | 1433.0703 | 0
[7 empty] | 1433.0955 | 0
[7 empty] | 1433.1206 | 0
[7 empty] | 1433.1458 | 0
[7 empty] | 1433.1709 | 0
[7 empty] | 1433.1962 | 0
[7 empty] | 1433.2213 | 0
[7 empty] | 1433.2465 | 0
[7 empty] | 1433.2716 | 0
[7 empty] | 1433.2968 | 0
[7 empty] | 1433.3219 | 0
[7 empty] | 1433.347 | 0
[7 empty] | 1433.3722 | 0
[7 empty] | 1433.3973 | 0
[7 empty] | 1433.4226 | 0
[7 empty] | 1433.4478 | 0
[7 empty] | 1433.4729 | 0
[7 empty] | 1433.498 | 0
[7 empty] | 1433.5232 | 0
[7 empty] | 1433.5483 | 0
[7 empty] | 1433.5736 | 0
[7 empty] | 1433.5988 | 0
[7 empty] | 1433.6239 | 0
[7 empty] | 1433.649 | 0
[7 empty] | 1433.6742 | 0
[7 empty] | 1433.6995 | 0
[7 empty] | 1433.7246 | 0
[7 empty] | 1433.7498 | 0
[7 empty] | 1433.7749 | 0
[7 empty] | 1433.8002 | 0
[7 empty] | 1433.8253 | 0
[7 empty] | 1433.8505 | 0
[7 empty] | 1433.8756 | 0
[7 empty] | 1433.9009 | 0
[7 empty] | 1433.926 | 0
[7 empty] | 1433.9512 | 0
[7 empty] | 1433.9764 | 0
[7 empty] | 1434.0016 | 0
[7 empty] | 1434.0267 | 0
[7 empty] | 1434.052 | 0
[7 empty] | 1434.0771 | 0
[7 empty] | 1434.1023 | 0
[7 empty] | 1434.1276 | 0
[7 empty] | 1434.1527 | 0
[7 empty] | 1434.1779 | 0
[7 empty] | 1434.2031 | 0
[7 empty] | 1434.2283 | 0
[7 empty] | 1434.2534 | 0
[7 empty] | 1434.2787 | 0
[7 empty] | 1434.3038 | 0
[7 empty] | 1434.3291 | 0
[7 empty] | 1434.3542 | 0
[7 empty] | 1434.3794 | 0
[7 empty] | 1434.4047 | 0
[7 empty] | 1434.4298 | 0
[7 empty] | 1434.4551 | 0
[7 empty] | 1434.4802 | 0
[7 empty] | 1434.5055 | 0
[7 empty] | 1434.5306 | 0
[7 empty] | 1434.5559 | 0
[7 empty] | 1434.5811 | 0
[7 empty] | 1434.6063 | 0
[7 empty] | 1434.6315 | 0
[7 empty] | 1434.6567 | 0
[7 empty] | 1434.6819 | 0
[7 empty] | 1434.7072 | 0
[7 empty] | 1434.7323 | 0
[7 empty] | 1434.7576 | 0
[7 empty] | 1434.7827 | 0
[7 empty] | 1434.808 | 0
[7 empty] | 1434.8331 | 0
[7 empty] | 1434.8584 | 0
[7 empty] | 1434.8835 | 0
[7 empty] | 1434.9088 | 0
[7 empty] | 1434.9341 | 0
[7 empty] | 1434.9592 | 0
[7 empty] | 1434.9845 | 0
[7 empty] | 1435.0096 | 0
[7 empty] | 1435.0349 | 0
[7 empty] | 1435.0602 | 0
[7 empty] | 1435.0853 | 0
[7 empty] | 1435.1106 | 0
[7 empty] | 1435.1357 | 0
[7 empty] | 1435.161 | 0
[7 empty] | 1435.1863 | 0
[7 empty] | 1435.2114 | 0
[7 empty] | 1435.2367 | 0
[7 empty] | 1435.262 | 0
[7 empty] | 1435.2871 | 0
[7 empty] | 1435.3124 | 0
[7 empty] | 1435.3376 | 0
[7 empty] | 1435.3628 | 0
[7 empty] | 1435.3881 | 0
[7 empty] | 1435.4133 | 0
[7 empty] | 1435.4386 | 0
[7 empty] | 1435.4637 | 0
[7 empty] | 1435.489 | 0
[7 empty] | 1435.5143 | 0
[7 empty] | 1435.5396 | 0
[7 empty] | 1435.5647 | 0
[7 empty] | 1435.59 | 0
[7 empty] | 1435.6152 | 0
[7 empty] | 1435.6405 | 0
[7 empty] | 1435.6658 | 0
[7 empty] | 1435.6909 | 0
[7 empty] | 1435.7162 | 0
[7 empty] | 1435.7415 | 0
[7 empty] | 1435.7667 | 0
[7 empty] | 1435.792 | 0
[7 empty] | 1435.8171 | 0
[7 empty] | 1435.8424 | 0
[7 empty] | 1435.8677 | 0
[7 empty] | 1435.8929 | 0
[7 empty] | 1435.9182 | 0
[7 empty] | 1435.9435 | 0
[7 empty] | 1435.9688 | 0
[7 empty] | 1435.9939 | 0
[7 empty] | 1436.0192 | 0
[7 empty] | 1436.0444 | 0
[7 empty] | 1436.0697 | 0
[7 empty] | 1436.095 | 0
[7 empty] | 1436.1202 | 0
[7 empty] | 1436.1455 | 0
[7 empty] | 1436.1708 | 0
[7 empty] | 1436.196 | 0
[7 empty] | 1436.2213 | 0
[7 empty] | 1436.2466 | 0
[7 empty] | 1436.2719 | 0
[7 empty] | 1436.2971 | 0
[7 empty] | 1436.3224 | 0
[7 empty] | 1436.3477 | 0
[7 empty] | 1436.3729 | 0
[7 empty] | 1436.3982 | 0
[7 empty] | 1436.4235 | 0
[7 empty] | 1436.4487 | 0
[7 empty] | 1436.474 | 0
[7 empty] | 1436.4993 | 0
[7 empty] | 1436.5245 | 0
[7 empty] | 1436.5498 | 0
[7 empty] | 1436.5751 | 0
[7 empty] | 1436.6003 | 0
[7 empty] | 1436.6256 | 0
[7 empty] | 1436.6509 | 0
[7 empty] | 1436.6761 | 0
[7 empty] | 1436.7014 | 0
[7 empty] | 1436.7267 | 0
[7 empty] | 1436.752 | 0
[7 empty] | 1436.7772 | 0
[7 empty] | 1436.8026 | 0
[7 empty] | 1436.8279 | 0
[7 empty] | 1436.8531 | 0
[7 empty] | 1436.8784 | 0
[7 empty] | 1436.9037 | 0
[7 empty] | 1436.929 | 0
[7 empty] | 1436.9542 | 0
[7 empty] | 1436.9796 | 0
[7 empty] | 1437.0049 | 0
[7 empty] | 1437.0302 | 0
[7 empty] | 1437.0554 | 0
[7 empty] | 1437.0807 | 0
[7 empty] | 1437.1061 | 0
[7 empty] | 1437.1313 | 0
[7 empty] | 1437.1566 | 0
[7 empty] | 1437.1819 | 0
[7 empty] | 1437.2072 | 0
[7 empty] | 1437.2325 | 0
[7 empty] | 1437.2578 | 0
[7 empty] | 1437.2831 | 0
[7 empty] | 1437.3084 | 0
[7 empty] | 1437.3337 | 0
[7 empty] | 1437.359 | 0
[7 empty] | 1437.3843 | 0
[7 empty] | 1437.4097 | 0
[7 empty] | 1437.4349 | 0
[7 empty] | 1437.4602 | 0
[7 empty] | 1437.4856 | 0
[7 empty] | 1437.5109 | 0
[7 empty] | 1437.5361 | 0
[7 empty] | 1437.5615 | 0
[7 empty] | 1437.5868 | 0
[7 empty] | 1437.6121 | 0
[7 empty] | 1437.6375 | 0
[7 empty] | 1437.6627 | 0
[7 empty] | 1437.688 | 0
[7 empty] | 1437.7134 | 0
[7 empty] | 1437.7386 | 0
[7 empty] | 1437.7639 | 0
[7 empty] | 1437.7893 | 0
[7 empty] | 1437.8146 | 0
[7 empty] | 1437.84 | 0
[7 empty] | 1437.8652 | 0
[7 empty] | 1437.8906 | 0
[7 empty] | 1437.9159 | 0
[7 empty] | 1437.9412 | 0
[7 empty] | 1437.9666 | 0
[7 empty] | 1437.9918 | 0
[7 empty] | 1438.0172 | 0
[7 empty] | 1438.0425 | 0
[7 empty] | 1438.0679 | 0
[7 empty] | 1438.0931 | 0
[7 empty] | 1438.1185 | 0
[7 empty] | 1438.1438 | 0
[7 empty] | 1438.1692 | 0
[7 empty] | 1438.1945 | 0
[7 empty] | 1438.2198 | 0
[7 empty] | 1438.2451 | 0
[7 empty] | 1438.2705 | 0
[7 empty] | 1438.2958 | 0
[7 empty] | 1438.3212 | 0
[7 empty] | 1438.3466 | 0
[7 empty] | 1438.3718 | 0
[7 empty] | 1438.3972 | 0
[7 empty] | 1438.4225 | 0
[7 empty] | 1438.4479 | 0
[7 empty] | 1438.4733 | 0
[7 empty] | 1438.4985 | 0
[7 empty] | 1438.5239 | 0
[7 empty] | 1438.5492 | 0
[7 empty] | 1438.5746 | 0
[7 empty] | 1438.6 | 0
[7 empty] | 1438.6252 | 0
[7 empty] | 1438.6506 | 0
[7 empty] | 1438.676 | 0
[7 empty] | 1438.7013 | 0
[7 empty] | 1438.7267 | 0
[7 empty] | 1438.7521 | 0
[7 empty] | 1438.7773 | 0
[7 empty] | 1438.8027 | 0
[7 empty] | 1438.8281 | 0
[7 empty] | 1438.8534 | 0
[7 empty] | 1438.8788 | 0
[7 empty] | 1438.9042 | 0
[7 empty] | 1438.9296 | 0
[7 empty] | 1438.9548 | 0
[7 empty] | 1438.9802 | 0
[7 empty] | 1439.0056 | 0
[7 empty] | 1439.031 | 0
[7 empty] | 1439.0563 | 0
[7 empty] | 1439.0817 | 0
[7 empty] | 1439.1071 | 0
[7 empty] | 1439.1324 | 0
[7 empty] | 1439.1577 | 0
[7 empty] | 1439.1831 | 0
[7 empty] | 1439.2085 | 0
[7 empty] | 1439.2339 | 0
[7 empty] | 1439.2593 | 0
[7 empty] | 1439.2847 | 0
[7 empty] | 1439.3099 | 0
[7 empty] | 1439.3353 | 0
[7 empty] | 1439.3607 | 0
[7 empty] | 1439.3861 | 0
[7 empty] | 1439.4115 | 0
[7 empty] | 1439.4369 | 0
[7 empty] | 1439.4623 | 0
[7 empty] | 1439.4877 | 0
[7 empty] | 1439.5129 | 0
[7 empty] | 1439.5383 | 0
[7 empty] | 1439.5637 | 0
[7 empty] | 1439.5891 | 0
[7 empty] | 1439.6145 | 0
[7 empty] | 1439.6399 | 0
[7 empty] | 1439.6653 | 0
[7 empty] | 1439.6907 | 0
[7 empty] | 1439.7161 | 0
[7 empty] | 1439.7415 | 0
[7 empty] | 1439.7668 | 0
[7 empty] | 1439.7922 | 0
[7 empty] | 1439.8176 | 0
[7 empty] | 1439.843 | 0
[7 empty] | 1439.8684 | 0
[7 empty] | 1439.8938 | 0
[7 empty] | 1439.9192 | 0
[7 empty] | 1439.9446 | 0
[7 empty] | 1439.97 | 0
[7 empty] | 1439.9954 | 0
[7 empty] | 1440.0208 | 0
[7 empty] | 1440.0461 | 0
[7 empty] | 1440.0715 | 0
[7 empty] | 1440.0969 | 0
[7 empty] | 1440.1223 | 0
[7 empty] | 1440.1477 | 0
[7 empty] | 1440.1731 | 0
[7 empty] | 1440.1985 | 0
[7 empty] | 1440.224 | 0
[7 empty] | 1440.2494 | 0
[7 empty] | 1440.2748 | 0
[7 empty] | 1440.3002 | 0
[7 empty] | 1440.3256 | 0
[7 empty] | 1440.351 | 0
[7 empty] | 1440.3763 | 0
[7 empty] | 1440.4019 | 0
[7 empty] | 1440.4272 | 0
[7 empty] | 1440.4526 | 0
[7 empty] | 1440.478 | 0
[7 empty] | 1440.5034 | 0
[7 empty] | 1440.5288 | 0
[7 empty] | 1440.5543 | 0
[7 empty] | 1440.5797 | 0
[7 empty] | 1440.6051 | 0
[7 empty] | 1440.6305 | 0
[7 empty] | 1440.656 | 0
[7 empty] | 1440.6814 | 0
[7 empty] | 1440.7068 | 0
[7 empty] | 1440.7322 | 0
[7 empty] | 1440.7576 | 0
[7 empty] | 1440.7831 | 0
[7 empty] | 1440.8085 | 0
[7 empty] | 1440.8339 | 0
[7 empty] | 1440.8594 | 0
[7 empty] | 1440.8848 | 0
[7 empty] | 1440.9102 | 0
[7 empty] | 1440.9357 | 0
[7 empty] | 1440.9611 | 0
[7 empty] | 1440.9865 | 0
[7 empty] | 1441.0118 | 0
[7 empty] | 1441.0374 | 0
[7 empty] | 1441.0627 | 0
[7 empty] | 1441.0883 | 0
[7 empty] | 1441.1136 | 0
[7 empty] | 1441.139 | 0
[7 empty] | 1441.1646 | 0
[7 empty] | 1441.1899 | 0
[7 empty] | 1441.2153 | 0
[7 empty] | 1441.2408 | 0
[7 empty] | 1441.2662 | 0
[7 empty] | 1441.2917 | 0
[7 empty] | 1441.3171 | 0
[7 empty] | 1441.3427 | 0
[7 empty] | 1441.368 | 0
[7 empty] | 1441.3934 | 0
[7 empty] | 1441.4189 | 0
[7 empty] | 1441.4443 | 0
[7 empty] | 1441.4698 | 0
[7 empty] | 1441.4952 | 0
[7 empty] | 1441.5208 | 0
[7 empty] | 1441.5461 | 0
[7 empty] | 1441.5717 | 0
[7 empty] | 1441.597 | 0
[7 empty] | 1441.6226 | 0
[7 empty] | 1441.6479 | 0
[7 empty] | 1441.6735 | 0
[7 empty] | 1441.6989 | 0
[7 empty] | 1441.7244 | 0
[7 empty] | 1441.7498 | 0
[7 empty] | 1441.7753 | 0
[7 empty] | 1441.8007 | 0
[7 empty] | 1441.8262 | 0
[7 empty] | 1441.8517 | 0
[7 empty] | 1441.8771 | 0
[7 empty] | 1441.9026 | 0
[7 empty] | 1441.928 | 0
[7 empty] | 1441.9535 | 0
[7 empty] | 1441.979 | 0
[7 empty] | 1442.0044 | 0
[7 empty] | 1442.0299 | 0
[7 empty] | 1442.0553 | 0
[7 empty] | 1442.0808 | 0
[7 empty] | 1442.1063 | 0
[7 empty] | 1442.1317 | 0
[7 empty] | 1442.1572 | 0
[7 empty] | 1442.1827 | 0
[7 empty] | 1442.2081 | 0
[7 empty] | 1442.2336 | 0
[7 empty] | 1442.2592 | 0
[7 empty] | 1442.2847 | 0
[7 empty] | 1442.3101 | 0
[7 empty] | 1442.3356 | 0
[7 empty] | 1442.3611 | 0
[7 empty] | 1442.3865 | 0
[7 empty] | 1442.412 | 0
[7 empty] | 1442.4375 | 0
[7 empty] | 1442.463 | 0
[7 empty] | 1442.4884 | 0
[7 empty] | 1442.5139 | 0
[7 empty] | 1442.5394 | 0
[7 empty] | 1442.5649 | 0
[7 empty] | 1442.5905 | 0
[7 empty] | 1442.6158 | 0
[7 empty] | 1442.6414 | 0
[7 empty] | 1442.6669 | 0
[7 empty] | 1442.6924 | 0
[7 empty] | 1442.7179 | 0
[7 empty] | 1442.7433 | 0
[7 empty] | 1442.7688 | 0
[7 empty] | 1442.7943 | 0
[7 empty] | 1442.8198 | 0
[7 empty] | 1442.8453 | 0
[7 empty] | 1442.8709 | 0
[7 empty] | 1442.8964 | 0
[7 empty] | 1442.9218 | 0
[7 empty] | 1442.9473 | 0
[7 empty] | 1442.9728 | 0
[7 empty] | 1442.9983 | 0
[7 empty] | 1443.0238 | 0
[7 empty] | 1443.0493 | 0
[7 empty] | 1443.0748 | 0
[7 empty] | 1443.1003 | 0
[7 empty] | 1443.1259 | 0
[7 empty] | 1443.1514 | 0
[7 empty] | 1443.1769 | 0
[7 empty] | 1443.2024 | 0
[7 empty] | 1443.2279 | 0
[7 empty] | 1443.2534 | 0
[7 empty] | 1443.2789 | 0
[7 empty] | 1443.3044 | 0
[7 empty] | 1443.33 | 0
[7 empty] | 1443.3555 | 0
[7 empty] | 1443.381 | 0
[7 empty] | 1443.4065 | 0
[7 empty] | 1443.432 | 0
[7 empty] | 1443.4575 | 0
[7 empty] | 1443.483 | 0
[7 empty] | 1443.5085 | 0
[7 empty] | 1443.5341 | 0
[7 empty] | 1443.5596 | 0
[7 empty] | 1443.5851 | 0
[7 empty] | 1443.6106 | 0
[7 empty] | 1443.6361 | 0
[7 empty] | 1443.6616 | 0
[7 empty] | 1443.6871 | 0
[7 empty] | 1443.7128 | 0
[7 empty] | 1443.7383 | 0
[7 empty] | 1443.7638 | 0
[7 empty] | 1443.7893 | 0
[7 empty] | 1443.8148 | 0
[7 empty] | 1443.8403 | 0
[7 empty] | 1443.8658 | 0
[7 empty] | 1443.8915 | 0
[7 empty] | 1443.917 | 0
[7 empty] | 1443.9425 | 0
[7 empty] | 1443.968 | 0
[7 empty] | 1443.9935 | 0
[7 empty] | 1444.0192 | 0
[7 empty] | 1444.0447 | 0
[7 empty] | 1444.0702 | 0
[7 empty] | 1444.0957 | 0
[7 empty] | 1444.1212 | 0
[7 empty] | 1444.1469 | 0
[7 empty] | 1444.1724 | 0
[7 empty] | 1444.1979 | 0
[7 empty] | 1444.2234 | 0
[7 empty] | 1444.249 | 0
[7 empty] | 1444.2745 | 0
[7 empty] | 1444.3 | 0
[7 empty] | 1444.3257 | 0
[7 empty] | 1444.3512 | 0
[7 empty] | 1444.3767 | 0
[7 empty] | 1444.4023 | 0
[7 empty] | 1444.4279 | 0
[7 empty] | 1444.4534 | 0
[7 empty] | 1444.4789 | 0
[7 empty] | 1444.5045 | 0
[7 empty] | 1444.53 | 0
[7 empty] | 1444.5557 | 0
[7 empty] | 1444.5812 | 0
[7 empty] | 1444.6067 | 0
[7 empty] | 1444.6323 | 0
[7 empty] | 1444.6578 | 0
[7 empty] | 1444.6834 | 0
[7 empty] | 1444.709 | 0
[7 empty] | 1444.7345 | 0
[7 empty] | 1444.7601 | 0
[7 empty] | 1444.7856 | 0
[7 empty] | 1444.8113 | 0
[7 empty] | 1444.8368 | 0
[7 empty] | 1444.8623 | 0
[7 empty] | 1444.8879 | 0
[7 empty] | 1444.9135 | 0
[7 empty] | 1444.9391 | 0
[7 empty] | 1444.9646 | 0
[7 empty] | 1444.9902 | 0
[7 empty] | 1445.0157 | 0
[7 empty] | 1445.0414 | 0
[7 empty] | 1445.0669 | 0
[7 empty] | 1445.0925 | 0
[7 empty] | 1445.118 | 0
[7 empty] | 1445.1437 | 0
[7 empty] | 1445.1692 | 0
[7 empty] | 1445.1948 | 0
[7 empty] | 1445.2203 | 0
[7 empty] | 1445.246 | 0
[7 empty] | 1445.2716 | 0
[7 empty] | 1445.2971 | 0
[7 empty] | 1445.3228 | 0
[7 empty] | 1445.3483 | 0
[7 empty] | 1445.3739 | 0
[7 empty] | 1445.3995 | 0
[7 empty] | 1445.425 | 0
[7 empty] | 1445.4507 | 0
[7 empty] | 1445.4762 | 0
[7 empty] | 1445.5018 | 0
[7 empty] | 1445.5275 | 0
[7 empty] | 1445.553 | 0
[7 empty] | 1445.5786 | 0
[7 empty] | 1445.6042 | 0
[7 empty] | 1445.6298 | 0
[7 empty] | 1445.6554 | 0
[7 empty] | 1445.681 | 0
[7 empty] | 1445.7065 | 0
[7 empty] | 1445.7322 | 0
[7 empty] | 1445.7578 | 0
[7 empty] | 1445.7834 | 0
[7 empty] | 1445.809 | 0
[7 empty] | 1445.8346 | 0
[7 empty] | 1445.8602 | 0
[7 empty] | 1445.8857 | 0
[7 empty] | 1445.9114 | 0
[7 empty] | 1445.937 | 0
[7 empty] | 1445.9626 | 0
[7 empty] | 1445.9882 | 0
[7 empty] | 1446.0138 | 0
[7 empty] | 1446.0394 | 0
[7 empty] | 1446.0651 | 0
[7 empty] | 1446.0907 | 0
[7 empty] | 1446.1162 | 0
[7 empty] | 1446.1418 | 0
[7 empty] | 1446.1675 | 0
[7 empty] | 1446.1931 | 0
[7 empty] | 1446.2188 | 0
[7 empty] | 1446.2444 | 0
[7 empty] | 1446.27 | 0
[7 empty] | 1446.2955 | 0
[7 empty] | 1446.3212 | 0
[7 empty] | 1446.3468 | 0
[7 empty] | 1446.3724 | 0
[7 empty] | 1446.3981 | 0
[7 empty] | 1446.4237 | 0
[7 empty] | 1446.4493 | 0
[7 empty] | 1446.475 | 0
[7 empty] | 1446.5006 | 0
[7 empty] | 1446.5261 | 0
[7 empty] | 1446.5518 | 0
[7 empty] | 1446.5774 | 0
[7 empty] | 1446.603 | 0
[7 empty] | 1446.6287 | 0
[7 empty] | 1446.6543 | 0
[7 empty] | 1446.6799 | 0
[7 empty] | 1446.7056 | 0
[7 empty] | 1446.7312 | 0
[7 empty] | 1446.7568 | 0
[7 empty] | 1446.7825 | 0
[7 empty] | 1446.8081 | 0
[7 empty] | 1446.8337 | 0
[7 empty] | 1446.8594 | 0
[7 empty] | 1446.885 | 0
[7 empty] | 1446.9106 | 0
[7 empty] | 1446.9363 | 0
[7 empty] | 1446.9619 | 0
[7 empty] | 1446.9875 | 0
[7 empty] | 1447.0133 | 0
[7 empty] | 1447.0389 | 0
[7 empty] | 1447.0646 | 0
[7 empty] | 1447.0902 | 0
[7 empty] | 1447.1158 | 0
[7 empty] | 1447.1415 | 0
[7 empty] | 1447.1671 | 0
[7 empty] | 1447.1927 | 0
[7 empty] | 1447.2184 | 0
[7 empty] | 1447.2441 | 0
[7 empty] | 1447.2698 | 0
[7 empty] | 1447.2954 | 0
[7 empty] | 1447.321 | 0
[7 empty] | 1447.3467 | 0
[7 empty] | 1447.3723 | 0
[7 empty] | 1447.3981 | 0
[7 empty] | 1447.4237 | 0
[7 empty] | 1447.4493 | 0
[7 empty] | 1447.475 | 0
[7 empty] | 1447.5006 | 0
[7 empty] | 1447.5264 | 0
[7 empty] | 1447.552 | 0
[7 empty] | 1447.5776 | 0
[7 empty] | 1447.6033 | 0
[7 empty] | 1447.629 | 0
[7 empty] | 1447.6547 | 0
[7 empty] | 1447.6803 | 0
[7 empty] | 1447.7059 | 0
[7 empty] | 1447.7317 | 0
[7 empty] | 1447.7573 | 0
[7 empty] | 1447.783 | 0
[7 empty] | 1447.8087 | 0
[7 empty] | 1447.8344 | 0
[7 empty] | 1447.86 | 0
[7 empty] | 1447.8856 | 0
[7 empty] | 1447.9114 | 0
[7 empty] | 1447.937 | 0
[7 empty] | 1447.9626 | 0
[7 empty] | 1447.9884 | 0
[7 empty] | 1448.014 | 0
[7 empty] | 1448.0398 | 0
[7 empty] | 1448.0654 | 0
[7 empty] | 1448.0911 | 0
[7 empty] | 1448.1168 | 0
[7 empty] | 1448.1425 | 0
[7 empty] | 1448.1682 | 0
[7 empty] | 1448.1938 | 0
[7 empty] | 1448.2195 | 0
[7 empty] | 1448.2452 | 0
[7 empty] | 1448.2709 | 0
[7 empty] | 1448.2966 | 0
[7 empty] | 1448.3223 | 0
[7 empty] | 1448.348 | 0
[7 empty] | 1448.3737 | 0
[7 empty] | 1448.3994 | 0
[7 empty] | 1448.425 | 0
[7 empty] | 1448.4508 | 0
[7 empty] | 1448.4764 | 0
[7 empty] | 1448.5022 | 0
[7 empty] | 1448.5278 | 0
[7 empty] | 1448.5536 | 0
[7 empty] | 1448.5792 | 0
[7 empty] | 1448.605 | 0
[7 empty] | 1448.6306 | 0
[7 empty] | 1448.6564 | 0
[7 empty] | 1448.682 | 0
[7 empty] | 1448.7078 | 0
[7 empty] | 1448.7334 | 0
[7 empty] | 1448.7592 | 0
[7 empty] | 1448.7849 | 0
[7 empty] | 1448.8105 | 0
[7 empty] | 1448.8363 | 0
[7 empty] | 1448.8619 | 0
[7 empty] | 1448.8877 | 0
[7 empty] | 1448.9135 | 0
[7 empty] | 1448.9391 | 0
[7 empty] | 1448.9648 | 0
[7 empty] | 1448.9906 | 0
[7 empty] | 1449.0162 | 0
[7 empty] | 1449.042 | 0
[7 empty] | 1449.0676 | 0
[7 empty] | 1449.0934 | 0
[7 empty] | 1449.1191 | 0
[7 empty] | 1449.1449 | 0
[7 empty] | 1449.1705 | 0
[7 empty] | 1449.1963 | 0
[7 empty] | 1449.222 | 0
[7 empty] | 1449.2477 | 0
[7 empty] | 1449.2734 | 0
[7 empty] | 1449.2992 | 0
[7 empty] | 1449.325 | 0
[7 empty] | 1449.3506 | 0
[7 empty] | 1449.3763 | 0
[7 empty] | 1449.4021 | 0
[7 empty] | 1449.4279 | 0
[7 empty] | 1449.4535 | 0
[7 empty] | 1449.4792 | 0
[7 empty] | 1449.505 | 0
[7 empty] | 1449.5308 | 0
[7 empty] | 1449.5565 | 0
[7 empty] | 1449.5822 | 0
[7 empty] | 1449.6079 | 0
[7 empty] | 1449.6337 | 0
[7 empty] | 1449.6594 | 0
[7 empty] | 1449.6852 | 0
[7 empty] | 1449.7109 | 0
[7 empty] | 1449.7367 | 0
[7 empty] | 1449.7623 | 0
[7 empty] | 1449.7881 | 0
[7 empty] | 1449.8138 | 0
[7 empty] | 1449.8396 | 0
[7 empty] | 1449.8654 | 0
[7 empty] | 1449.8911 | 0
[7 empty] | 1449.9169 | 0
[7 empty] | 1449.9426 | 0
[7 empty] | 1449.9684 | 0
[7 empty] | 1449.9941 | 0
[7 empty] | 1450.0199 | 0
[7 empty] | 1450.0455 | 0
[7 empty] | 1450.0713 | 0
[7 empty] | 1450.097 | 0
[7 empty] | 1450.1228 | 0
[7 empty] | 1450.1486 | 0
[7 empty] | 1450.1743 | 0
[7 empty] | 1450.2001 | 0
[7 empty] | 1450.2258 | 0
[7 empty] | 1450.2516 | 0
[7 empty] | 1450.2773 | 0
[7 empty] | 1450.3031 | 0
[7 empty] | 1450.3289 | 0
[7 empty] | 1450.3546 | 0
[7 empty] | 1450.3805 | 0
[7 empty] | 1450.4062 | 0
[7 empty] | 1450.432 | 0
[7 empty] | 1450.4578 | 0
[7 empty] | 1450.4835 | 0
[7 empty] | 1450.5093 | 0
[7 empty] | 1450.535 | 0
[7 empty] | 1450.5608 | 0
[7 empty] | 1450.5865 | 0
[7 empty] | 1450.6123 | 0
[7 empty] | 1450.6381 | 0
[7 empty] | 1450.6639 | 0
[7 empty] | 1450.6897 | 0
[7 empty] | 1450.7155 | 0
[7 empty] | 1450.7412 | 0
[7 empty] | 1450.767 | 0
[7 empty] | 1450.7927 | 0
[7 empty] | 1450.8186 | 0
[7 empty] | 1450.8444 | 0
[7 empty] | 1450.8701 | 0
[7 empty] | 1450.8959 | 0
[7 empty] | 1450.9216 | 0
[7 empty] | 1450.9475 | 0
[7 empty] | 1450.9733 | 0
[7 empty] | 1450.999 | 0
[7 empty] | 1451.0248 | 0
[7 empty] | 1451.0505 | 0
[7 empty] | 1451.0764 | 0
[7 empty] | 1451.1022 | 0
[7 empty] | 1451.1279 | 0
[7 empty] | 1451.1538 | 0
[7 empty] | 1451.1796 | 0
[7 empty] | 1451.2053 | 0
[7 empty] | 1451.2311 | 0
[7 empty] | 1451.257 | 0
[7 empty] | 1451.2827 | 0
[7 empty] | 1451.3085 | 0
[7 empty] | 1451.3344 | 0
[7 empty] | 1451.3601 | 0
[7 empty] | 1451.3859 | 0
[7 empty] | 1451.4117 | 0
[7 empty] | 1451.4375 | 0
[7 empty] | 1451.4633 | 0
[7 empty] | 1451.4891 | 0
[7 empty] | 1451.5149 | 0
[7 empty] | 1451.5408 | 0
[7 empty] | 1451.5665 | 0
[7 empty] | 1451.5923 | 0
[7 empty] | 1451.6182 | 0
[7 empty] | 1451.6439 | 0
[7 empty] | 1451.6698 | 0
[7 empty] | 1451.6956 | 0
[7 empty] | 1451.7214 | 0
[7 empty] | 1451.7472 | 0
[7 empty] | 1451.7729 | 0
[7 empty] | 1451.7988 | 0
[7 empty] | 1451.8246 | 0
[7 empty] | 1451.8505 | 0
[7 empty] | 1451.8762 | 0
[7 empty] | 1451.9021 | 0
[7 empty] | 1451.9279 | 0
[7 empty] | 1451.9537 | 0
[7 empty] | 1451.9795 | 0
[7 empty] | 1452.0054 | 0
[7 empty] | 1452.0311 | 0
[7 empty] | 1452.057 | 0
[7 empty] | 1452.0829 | 0
[7 empty] | 1452.1086 | 0
[7 empty] | 1452.1345 | 0
[7 empty] | 1452.1603 | 0
[7 empty] | 1452.1862 | 0
[7 empty] | 1452.2119 | 0
[7 empty] | 1452.2378 | 0
[7 empty] | 1452.2637 | 0
[7 empty] | 1452.2894 | 0
[7 empty] | 1452.3153 | 0
[7 empty] | 1452.3411 | 0
[7 empty] | 1452.3669 | 0
[7 empty] | 1452.3928 | 0
[7 empty] | 1452.4186 | 0
[7 empty] | 1452.4445 | 0
[7 empty] | 1452.4703 | 0
[7 empty] | 1452.4961 | 0
[7 empty] | 1452.522 | 0
[7 empty] | 1452.5479 | 0
[7 empty] | 1452.5736 | 0
[7 empty] | 1452.5995 | 0
[7 empty] | 1452.6254 | 0
[7 empty] | 1452.6511 | 0
[7 empty] | 1452.677 | 0
[7 empty] | 1452.7029 | 0
[7 empty] | 1452.7288 | 0
[7 empty] | 1452.7545 | 0
[7 empty] | 1452.7804 | 0
[7 empty] | 1452.8063 | 0
[7 empty] | 1452.8322 | 0
[7 empty] | 1452.8579 | 0
[7 empty] | 1452.8838 | 0
[7 empty] | 1452.9097 | 0
[7 empty] | 1452.9355 | 0
[7 empty] | 1452.9614 | 0
[7 empty] | 1452.9872 | 0
[7 empty] | 1453.0131 | 0
[7 empty] | 1453.0389 | 0
[7 empty] | 1453.0648 | 0
[7 empty] | 1453.0907 | 0
[7 empty] | 1453.1166 | 0
[7 empty] | 1453.1423 | 0
[7 empty] | 1453.1682 | 0
[7 empty] | 1453.1941 | 0
[7 empty] | 1453.22 | 0
[7 empty] | 1453.2459 | 0
[7 empty] | 1453.2717 | 0
[7 empty] | 1453.2976 | 0
[7 empty] | 1453.3235 | 0
[7 empty] | 1453.3494 | 0
[7 empty] | 1453.3751 | 0
[7 empty] | 1453.401 | 0
[7 empty] | 1453.4269 | 0
[7 empty] | 1453.4528 | 0
[7 empty] | 1453.4786 | 0
[7 empty] | 1453.5045 | 0
[7 empty] | 1453.5304 | 0
[7 empty] | 1453.5563 | 0
[7 empty] | 1453.5822 | 0
[7 empty] | 1453.608 | 0
[7 empty] | 1453.6339 | 0
[7 empty] | 1453.6598 | 0
[7 empty] | 1453.6857 | 0
[7 empty] | 1453.7115 | 0
[7 empty] | 1453.7374 | 0
[7 empty] | 1453.7633 | 0
[7 empty] | 1453.7892 | 0
[7 empty] | 1453.8151 | 0
[7 empty] | 1453.8409 | 0
[7 empty] | 1453.8668 | 0
[7 empty] | 1453.8927 | 0
[7 empty] | 1453.9187 | 0
[7 empty] | 1453.9446 | 0
[7 empty] | 1453.9705 | 0
[7 empty] | 1453.9963 | 0
[7 empty] | 1454.0222 | 0
[7 empty] | 1454.0481 | 0
[7 empty] | 1454.074 | 0
[7 empty] | 1454.0999 | 0
[7 empty] | 1454.1257 | 0
[7 empty] | 1454.1517 | 0
[7 empty] | 1454.1776 | 0
[7 empty] | 1454.2035 | 0
[7 empty] | 1454.2294 | 0
[7 empty] | 1454.2552 | 0
[7 empty] | 1454.2812 | 0
[7 empty] | 1454.3071 | 0
[7 empty] | 1454.333 | 0
[7 empty] | 1454.3589 | 0
[7 empty] | 1454.3848 | 0
[7 empty] | 1454.4108 | 0
[7 empty] | 1454.4366 | 0
[7 empty] | 1454.4625 | 0
[7 empty] | 1454.4884 | 0
[7 empty] | 1454.5144 | 0
[7 empty] | 1454.5403 | 0
[7 empty] | 1454.5662 | 0
[7 empty] | 1454.592 | 0
[7 empty] | 1454.618 | 0
[7 empty] | 1454.6439 | 0
[7 empty] | 1454.6698 | 0
[7 empty] | 1454.6958 | 0
[7 empty] | 1454.7217 | 0
[7 empty] | 1454.7476 | 0
[7 empty] | 1454.7736 | 0
[7 empty] | 1454.7994 | 0
[7 empty] | 1454.8253 | 0
[7 empty] | 1454.8513 | 0
[7 empty] | 1454.8772 | 0
[7 empty] | 1454.9031 | 0
[7 empty] | 1454.9291 | 0
[7 empty] | 1454.955 | 0
[7 empty] | 1454.9808 | 0
[7 empty] | 1455.0068 | 0
[7 empty] | 1455.0327 | 0
[7 empty] | 1455.0587 | 0
[7 empty] | 1455.0846 | 0
[7 empty] | 1455.1106 | 0
[7 empty] | 1455.1365 | 0
[7 empty] | 1455.1624 | 0
[7 empty] | 1455.1884 | 0
[7 empty] | 1455.2142 | 0
[7 empty] | 1455.2402 | 0
[7 empty] | 1455.2661 | 0
[7 empty] | 1455.2921 | 0
[7 empty] | 1455.318 | 0
[7 empty] | 1455.344 | 0
[7 empty] | 1455.3699 | 0
[7 empty] | 1455.3959 | 0
[7 empty] | 1455.4218 | 0
[7 empty] | 1455.4478 | 0
[7 empty] | 1455.4736 | 0
[7 empty] | 1455.4996 | 0
[7 empty] | 1455.5255 | 0
[7 empty] | 1455.5515 | 0
[7 empty] | 1455.5775 | 0
[7 empty] | 1455.6034 | 0
[7 empty] | 1455.6294 | 0
[7 empty] | 1455.6553 | 0
[7 empty] | 1455.6813 | 0
[7 empty] | 1455.7072 | 0
[7 empty] | 1455.7332 | 0
[7 empty] | 1455.7592 | 0
[7 empty] | 1455.785 | 0
[7 empty] | 1455.811 | 0
[7 empty] | 1455.837 | 0
[7 empty] | 1455.8629 | 0
[7 empty] | 1455.8889 | 0
[7 empty] | 1455.9149 | 0
[7 empty] | 1455.9408 | 0
[7 empty] | 1455.9668 | 0
[7 empty] | 1455.9928 | 0
[7 empty] | 1456.0187 | 0
[7 empty] | 1456.0447 | 0
[7 empty] | 1456.0707 | 0
[7 empty] | 1456.0966 | 0
[7 empty] | 1456.1226 | 0
[7 empty] | 1456.1486 | 0
[7 empty] | 1456.1746 | 0
[7 empty] | 1456.2004 | 0
[7 empty] | 1456.2264 | 0
[7 empty] | 1456.2524 | 0
[7 empty] | 1456.2784 | 0
[7 empty] | 1456.3043 | 0
[7 empty] | 1456.3303 | 0
[7 empty] | 1456.3563 | 0
[7 empty] | 1456.3823 | 0
[7 empty] | 1456.4083 | 0
[7 empty] | 1456.4342 | 0
[7 empty] | 1456.4602 | 0
[7 empty] | 1456.4862 | 0
[7 empty] | 1456.5122 | 0
[7 empty] | 1456.5382 | 0
[7 empty] | 1456.5642 | 0
[7 empty] | 1456.5902 | 0
[7 empty] | 1456.6161 | 0
[7 empty] | 1456.6421 | 0
[7 empty] | 1456.6681 | 0
[7 empty] | 1456.6941 | 0
[7 empty] | 1456.7201 | 0
[7 empty] | 1456.7461 | 0
[7 empty] | 1456.7721 | 0
[7 empty] | 1456.7981 | 0
[7 empty] | 1456.8241 | 0
[7 empty] | 1456.8501 | 0
[7 empty] | 1456.8761 | 0
[7 empty] | 1456.902 | 0
[7 empty] | 1456.928 | 0
[7 empty] | 1456.954 | 0
[7 empty] | 1456.98 | 0
[7 empty] | 1457.006 | 0
[7 empty] | 1457.032 | 0
[7 empty] | 1457.058 | 0
[7 empty] | 1457.084 | 0
[7 empty] | 1457.11 | 0
[7 empty] | 1457.136 | 0
[7 empty] | 1457.162 | 0
[7 empty] | 1457.188 | 0
[7 empty] | 1457.214 | 0
[7 empty] | 1457.2401 | 0
[7 empty] | 1457.2661 | 0
[7 empty] | 1457.2921 | 0
[7 empty] | 1457.3181 | 0
[7 empty] | 1457.3441 | 0
[7 empty] | 1457.3701 | 0
[7 empty] | 1457.3961 | 0
[7 empty] | 1457.4221 | 0
[7 empty] | 1457.4481 | 0
[7 empty] | 1457.4741 | 0
[7 empty] | 1457.5001 | 0
[7 empty] | 1457.5262 | 0
[7 empty] | 1457.5522 | 0
[7 empty] | 1457.5782 | 0
[7 empty] | 1457.6042 | 0
[7 empty] | 1457.6302 | 0
[7 empty] | 1457.6562 | 0
[7 empty] | 1457.6824 | 0
[7 empty] | 1457.7084 | 0
[7 empty] | 1457.7344 | 0
[7 empty] | 1457.7604 | 0
[7 empty] | 1457.7864 | 0
[7 empty] | 1457.8125 | 0
[7 empty] | 1457.8385 | 0
[7 empty] | 1457.8645 | 0
[7 empty] | 1457.8905 | 0
[7 empty] | 1457.9166 | 0
[7 empty] | 1457.9426 | 0
[7 empty] | 1457.9686 | 0
[7 empty] | 1457.9946 | 0
[7 empty] | 1458.0208 | 0
[7 empty] | 1458.0468 | 0
[7 empty] | 1458.0728 | 0
[7 empty] | 1458.0989 | 0
[7 empty] | 1458.1249 | 0
[7 empty] | 1458.1509 | 0
[7 empty] | 1458.1769 | 0
[7 empty] | 1458.203 | 0
[7 empty] | 1458.229 | 0
[7 empty] | 1458.2551 | 0
[7 empty] | 1458.2811 | 0
[7 empty] | 1458.3071 | 0
[7 empty] | 1458.3333 | 0
[7 empty] | 1458.3593 | 0
[7 empty] | 1458.3853 | 0
[7 empty] | 1458.4114 | 0
[7 empty] | 1458.4374 | 0
[7 empty] | 1458.4635 | 0
[7 empty] | 1458.4895 | 0
[7 empty] | 1458.5155 | 0
[7 empty] | 1458.5416 | 0
[7 empty] | 1458.5676 | 0
[7 empty] | 1458.5938 | 0
[7 empty] | 1458.6198 | 0
[7 empty] | 1458.6459 | 0
[7 empty] | 1458.6719 | 0
[7 empty] | 1458.698 | 0
[7 empty] | 1458.724 | 0
[7 empty] | 1458.7501 | 0
[7 empty] | 1458.7761 | 0
[7 empty] | 1458.8022 | 0
[7 empty] | 1458.8282 | 0
[7 empty] | 1458.8544 | 0
[7 empty] | 1458.8804 | 0
[7 empty] | 1458.9065 | 0
[7 empty] | 1458.9325 | 0
[7 empty] | 1458.9586 | 0
[7 empty] | 1458.9846 | 0
[7 empty] | 1459.0107 | 0
[7 empty] | 1459.0369 | 0
[7 empty] | 1459.0629 | 0
[7 empty] | 1459.089 | 0
[7 empty] | 1459.115 | 0
[7 empty] | 1459.1411 | 0
[7 empty] | 1459.1672 | 0
[7 empty] | 1459.1932 | 0
[7 empty] | 1459.2194 | 0
[7 empty] | 1459.2454 | 0
[7 empty] | 1459.2715 | 0
[7 empty] | 1459.2976 | 0
[7 empty] | 1459.3236 | 0
[7 empty] | 1459.3497 | 0
[7 empty] | 1459.3759 | 0
[7 empty] | 1459.4019 | 0
[7 empty] | 1459.428 | 0
[7 empty] | 1459.4541 | 0
[7 empty] | 1459.4802 | 0
[7 empty] | 1459.5062 | 0
[7 empty] | 1459.5323 | 0
[7 empty] | 1459.5585 | 0
[7 empty] | 1459.5845 | 0
[7 empty] | 1459.6106 | 0
[7 empty] | 1459.6367 | 0
[7 empty] | 1459.6628 | 0
[7 empty] | 1459.6888 | 0
[7 empty] | 1459.715 | 0
[7 empty] | 1459.7411 | 0
[7 empty] | 1459.7672 | 0
[7 empty] | 1459.7933 | 0
[7 empty] | 1459.8193 | 0
[7 empty] | 1459.8455 | 0
[7 empty] | 1459.8716 | 0
[7 empty] | 1459.8977 | 0
[7 empty] | 1459.9238 | 0
[7 empty] | 1459.95 | 0
[7 empty] | 1459.976 | 0
[7 empty] | 1460.0021 | 0
[7 empty] | 1460.0282 | 0
[7 empty] | 1460.0543 | 0
[7 empty] | 1460.0804 | 0
[7 empty] | 1460.1066 | 0
[7 empty] | 1460.1327 | 0
[7 empty] | 1460.1588 | 0
[7 empty] | 1460.1848 | 0
[7 empty] | 1460.2109 | 0
[7 empty] | 1460.2371 | 0
[7 empty] | 1460.2632 | 0
[7 empty] | 1460.2893 | 0
[7 empty] | 1460.3154 | 0
[7 empty] | 1460.3416 | 0
[7 empty] | 1460.3677 | 0
[7 empty] | 1460.3938 | 0
[7 empty] | 1460.4199 | 0
[7 empty] | 1460.446 | 0
[7 empty] | 1460.4722 | 0
[7 empty] | 1460.4983 | 0
[7 empty] | 1460.5244 | 0
[7 empty] | 1460.5505 | 0
[7 empty] | 1460.5767 | 0
[7 empty] | 1460.6028 | 0
[7 empty] | 1460.6289 | 0
[7 empty] | 1460.655 | 0
[7 empty] | 1460.6812 | 0
[7 empty] | 1460.7073 | 0
[7 empty] | 1460.7334 | 0
[7 empty] | 1460.7596 | 0
[7 empty] | 1460.7858 | 0
[7 empty] | 1460.8119 | 0
[7 empty] | 1460.838 | 0
[7 empty] | 1460.8641 | 0
[7 empty] | 1460.8903 | 0
[7 empty] | 1460.9164 | 0
[7 empty] | 1460.9425 | 0
[7 empty] | 1460.9686 | 0
[7 empty] | 1460.9949 | 0
[7 empty] | 1461.021 | 0
[7 empty] | 1461.0471 | 0
[7 empty] | 1461.0732 | 0
[7 empty] | 1461.0994 | 0
[7 empty] | 1461.1255 | 0
[7 empty] | 1461.1517 | 0
[7 empty] | 1461.1779 | 0
[7 empty] | 1461.204 | 0
[7 empty] | 1461.2301 | 0
[7 empty] | 1461.2563 | 0
[7 empty] | 1461.2825 | 0
[7 empty] | 1461.3086 | 0
[7 empty] | 1461.3347 | 0
[7 empty] | 1461.361 | 0
[7 empty] | 1461.3871 | 0
[7 empty] | 1461.4132 | 0
[7 empty] | 1461.4393 | 0
[7 empty] | 1461.4656 | 0
[7 empty] | 1461.4917 | 0
[7 empty] | 1461.5178 | 0
[7 empty] | 1461.5441 | 0
[7 empty] | 1461.5702 | 0
[7 empty] | 1461.5963 | 0
[7 empty] | 1461.6226 | 0
[7 empty] | 1461.6487 | 0
[7 empty] | 1461.6748 | 0
[7 empty] | 1461.7011 | 0
[7 empty] | 1461.7272 | 0
[7 empty] | 1461.7533 | 0
[7 empty] | 1461.7795 | 0
[7 empty] | 1461.8057 | 0
[7 empty] | 1461.8319 | 0
[7 empty] | 1461.858 | 0
[7 empty] | 1461.8842 | 0
[7 empty] | 1461.9104 | 0
[7 empty] | 1461.9365 | 0
[7 empty] | 1461.9628 | 0
[7 empty] | 1461.9889 | 0
[7 empty] | 1462.0151 | 0
[7 empty] | 1462.0413 | 0
[7 empty] | 1462.0674 | 0
[7 empty] | 1462.0936 | 0
[7 empty] | 1462.1198 | 0
[7 empty] | 1462.146 | 0
[7 empty] | 1462.1721 | 0
[7 empty] | 1462.1984 | 0
[7 empty] | 1462.2245 | 0
[7 empty] | 1462.2507 | 0
[7 empty] | 1462.2769 | 0
[7 empty] | 1462.3031 | 0
[7 empty] | 1462.3293 | 0
[7 empty] | 1462.3555 | 0
[7 empty] | 1462.3817 | 0
[7 empty] | 1462.4078 | 0
[7 empty] | 1462.4341 | 0
[7 empty] | 1462.4602 | 0
[7 empty] | 1462.4865 | 0
[7 empty] | 1462.5127 | 0
[7 empty] | 1462.5388 | 0
[7 empty] | 1462.5651 | 0
[7 empty] | 1462.5912 | 0
[7 empty] | 1462.6174 | 0
[7 empty] | 1462.6437 | 0
[7 empty] | 1462.6698 | 0
[7 empty] | 1462.696 | 0
[7 empty] | 1462.7223 | 0
[7 empty] | 1462.7484 | 0
[7 empty] | 1462.7747 | 0
[7 empty] | 1462.8009 | 0
[7 empty] | 1462.827 | 0
[7 empty] | 1462.8533 | 0
[7 empty] | 1462.8795 | 0
[7 empty] | 1462.9056 | 0
[7 empty] | 1462.9319 | 0
[7 empty] | 1462.9581 | 0
[7 empty] | 1462.9844 | 0
[7 empty] | 1463.0105 | 0
[7 empty] | 1463.0367 | 0
[7 empty] | 1463.063 | 0
[7 empty] | 1463.0892 | 0
[7 empty] | 1463.1154 | 0
[7 empty] | 1463.1416 | 0
[7 empty] | 1463.1678 | 0
[7 empty] | 1463.1941 | 0
[7 empty] | 1463.2203 | 0
[7 empty] | 1463.2465 | 0
[7 empty] | 1463.2727 | 0
[7 empty] | 1463.299 | 0
[7 empty] | 1463.3252 | 0
[7 empty] | 1463.3514 | 0
[7 empty] | 1463.3777 | 0
[7 empty] | 1463.4038 | 0
[7 empty] | 1463.4301 | 0
[7 empty] | 1463.4563 | 0
[7 empty] | 1463.4825 | 0
[7 empty] | 1463.5088 | 0
[7 empty] | 1463.535 | 0
[7 empty] | 1463.5613 | 0
[7 empty] | 1463.5875 | 0
[7 empty] | 1463.6138 | 0
[7 empty] | 1463.6399 | 0
[7 empty] | 1463.6661 | 0
[7 empty] | 1463.6924 | 0
[7 empty] | 1463.7186 | 0
[7 empty] | 1463.7449 | 0
[7 empty] | 1463.7711 | 0
[7 empty] | 1463.7974 | 0
[7 empty] | 1463.8236 | 0
[7 empty] | 1463.8499 | 0
[7 empty] | 1463.8761 | 0
[7 empty] | 1463.9023 | 0
[7 empty] | 1463.9286 | 0
[7 empty] | 1463.9548 | 0
[7 empty] | 1463.9811 | 0
[7 empty] | 1464.0073 | 0
[7 empty] | 1464.0336 | 0
[7 empty] | 1464.0598 | 0
[7 empty] | 1464.0861 | 0
[7 empty] | 1464.1123 | 0
[7 empty] | 1464.1387 | 0
[7 empty] | 1464.1649 | 0
[7 empty] | 1464.1912 | 0
[7 empty] | 1464.2174 | 0
[7 empty] | 1464.2437 | 0
[7 empty] | 1464.2699 | 0
[7 empty] | 1464.2961 | 0
[7 empty] | 1464.3224 | 0
[7 empty] | 1464.3486 | 0
[7 empty] | 1464.375 | 0
[7 empty] | 1464.4012 | 0
[7 empty] | 1464.4275 | 0
[7 empty] | 1464.4537 | 0
[7 empty] | 1464.48 | 0
[7 empty] | 1464.5062 | 0
[7 empty] | 1464.5326 | 0
[7 empty] | 1464.5588 | 0
[7 empty] | 1464.5851 | 0
[7 empty] | 1464.6113 | 0
[7 empty] | 1464.6376 | 0
[7 empty] | 1464.6639 | 0
[7 empty] | 1464.6902 | 0
[7 empty] | 1464.7164 | 0
[7 empty] | 1464.7427 | 0
[7 empty] | 1464.769 | 0
[7 empty] | 1464.7953 | 0
[7 empty] | 1464.8215 | 0
[7 empty] | 1464.8478 | 0
[7 empty] | 1464.8741 | 0
[7 empty] | 1464.9004 | 0
[7 empty] | 1464.9266 | 0
[7 empty] | 1464.953 | 0
[7 empty] | 1464.9792 | 0
[7 empty] | 1465.0055 | 0
[7 empty] | 1465.0319 | 0
[7 empty] | 1465.0581 | 0
[7 empty] | 1465.0844 | 0
[7 empty] | 1465.1107 | 0
[7 empty] | 1465.137 | 0
[7 empty] | 1465.1632 | 0
[7 empty] | 1465.1896 | 0
[7 empty] | 1465.2158 | 0
[7 empty] | 1465.2422 | 0
[7 empty] | 1465.2684 | 0
[7 empty] | 1465.2947 | 0
[7 empty] | 1465.321 | 0
[7 empty] | 1465.3473 | 0
[7 empty] | 1465.3737 | 0
[7 empty] | 1465.3999 | 0
[7 empty] | 1465.4263 | 0
[7 empty] | 1465.4525 | 0
[7 empty] | 1465.4789 | 0
[7 empty] | 1465.5051 | 0
[7 empty] | 1465.5314 | 0
[7 empty] | 1465.5577 | 0
[7 empty] | 1465.584 | 0
[7 empty] | 1465.6104 | 0
[7 empty] | 1465.6367 | 0
[7 empty] | 1465.663 | 0
[7 empty] | 1465.6893 | 0
[7 empty] | 1465.7156 | 0
[7 empty] | 1465.7419 | 0
[7 empty] | 1465.7682 | 0
[7 empty] | 1465.7946 | 0
[7 empty] | 1465.8208 | 0
[7 empty] | 1465.8472 | 0
[7 empty] | 1465.8734 | 0
[7 empty] | 1465.8998 | 0
[7 empty] | 1465.9261 | 0
[7 empty] | 1465.9524 | 0
[7 empty] | 1465.9788 | 0
[7 empty] | 1466.0051 | 0
[7 empty] | 1466.0314 | 0
[7 empty] | 1466.0577 | 0
[7 empty] | 1466.084 | 0
[7 empty] | 1466.1104 | 0
[7 empty] | 1466.1367 | 0
[7 empty] | 1466.163 | 0
[7 empty] | 1466.1893 | 0
[7 empty] | 1466.2157 | 0
[7 empty] | 1466.2419 | 0
[7 empty] | 1466.2683 | 0
[7 empty] | 1466.2947 | 0
[7 empty] | 1466.321 | 0
[7 empty] | 1466.3473 | 0
[7 empty] | 1466.3737 | 0
[7 empty] | 1466.4 | 0
[7 empty] | 1466.4264 | 0
[7 empty] | 1466.4526 | 0
[7 empty] | 1466.479 | 0
[7 empty] | 1466.5054 | 0
[7 empty] | 1466.5317 | 0
[7 empty] | 1466.558 | 0
[7 empty] | 1466.5844 | 0
[7 empty] | 1466.6107 | 0
[7 empty] | 1466.6371 | 0
[7 empty] | 1466.6635 | 0
[7 empty] | 1466.6897 | 0
[7 empty] | 1466.7161 | 0
[7 empty] | 1466.7424 | 0
[7 empty] | 1466.7688 | 0
[7 empty] | 1466.7952 | 0
[7 empty] | 1466.8215 | 0
[7 empty] | 1466.8479 | 0
[7 empty] | 1466.8741 | 0
[7 empty] | 1466.9005 | 0
[7 empty] | 1466.9269 | 0
[7 empty] | 1466.9532 | 0
[7 empty] | 1466.9796 | 0
[7 empty] | 1467.006 | 0
[7 empty] | 1467.0323 | 0
[7 empty] | 1467.0587 | 0
[7 empty] | 1467.0851 | 0
[7 empty] | 1467.1115 | 0
[7 empty] | 1467.1378 | 0
[7 empty] | 1467.1642 | 0
[7 empty] | 1467.1906 | 0
[7 empty] | 1467.2169 | 0
[7 empty] | 1467.2433 | 0
[7 empty] | 1467.2697 | 0
[7 empty] | 1467.296 | 0
[7 empty] | 1467.3224 | 0
[7 empty] | 1467.3488 | 0
[7 empty] | 1467.3751 | 0
[7 empty] | 1467.4015 | 0
[7 empty] | 1467.4279 | 0
[7 empty] | 1467.4542 | 0
[7 empty] | 1467.4806 | 0
[7 empty] | 1467.507 | 0
[7 empty] | 1467.5333 | 0
[7 empty] | 1467.5597 | 0
[7 empty] | 1467.5861 | 0
[7 empty] | 1467.6124 | 0
[7 empty] | 1467.6388 | 0
[7 empty] | 1467.6652 | 0
[7 empty] | 1467.6915 | 0
[7 empty] | 1467.718 | 0
[7 empty] | 1467.7444 | 0
[7 empty] | 1467.7708 | 0
[7 empty] | 1467.7971 | 0
[7 empty] | 1467.8235 | 0
[7 empty] | 1467.8499 | 0
[7 empty] | 1467.8763 | 0
[7 empty] | 1467.9027 | 0
[7 empty] | 1467.9291 | 0
[7 empty] | 1467.9554 | 0
[7 empty] | 1467.9818 | 0
[7 empty] | 1468.0083 | 0
[7 empty] | 1468.0347 | 0
[7 empty] | 1468.061 | 0
[7 empty] | 1468.0874 | 0
[7 empty] | 1468.1138 | 0
[7 empty] | 1468.1403 | 0
[7 empty] | 1468.1666 | 0
[7 empty] | 1468.193 | 0
[7 empty] | 1468.2194 | 0
[7 empty] | 1468.2459 | 0
[7 empty] | 1468.2722 | 0
[7 empty] | 1468.2986 | 0
[7 empty] | 1468.3251 | 0
[7 empty] | 1468.3514 | 0
[7 empty] | 1468.3778 | 0
[7 empty] | 1468.4043 | 0
[7 empty] | 1468.4307 | 0
[7 empty] | 1468.457 | 0
[7 empty] | 1468.4835 | 0
[7 empty] | 1468.5099 | 0
[7 empty] | 1468.5363 | 0
[7 empty] | 1468.5627 | 0
[7 empty] | 1468.5891 | 0
[7 empty] | 1468.6156 | 0
[7 empty] | 1468.642 | 0
[7 empty] | 1468.6683 | 0
[7 empty] | 1468.6948 | 0
[7 empty] | 1468.7212 | 0
[7 empty] | 1468.7477 | 0
[7 empty] | 1468.774 | 0
[7 empty] | 1468.8005 | 0
[7 empty] | 1468.8269 | 0
[7 empty] | 1468.8533 | 0
[7 empty] | 1468.8798 | 0
[7 empty] | 1468.9061 | 0
[7 empty] | 1468.9326 | 0
[7 empty] | 1468.959 | 0
[7 empty] | 1468.9855 | 0
[7 empty] | 1469.0118 | 0
[7 empty] | 1469.0383 | 0
[7 empty] | 1469.0647 | 0
[7 empty] | 1469.0912 | 0
[7 empty] | 1469.1176 | 0
[7 empty] | 1469.144 | 0
[7 empty] | 1469.1705 | 0
[7 empty] | 1469.1969 | 0
[7 empty] | 1469.2234 | 0
[7 empty] | 1469.2498 | 0
[7 empty] | 1469.2762 | 0
[7 empty] | 1469.3026 | 0
[7 empty] | 1469.3291 | 0
[7 empty] | 1469.3556 | 0
[7 empty] | 1469.382 | 0
[7 empty] | 1469.4084 | 0
[7 empty] | 1469.4349 | 0
[7 empty] | 1469.4613 | 0
[7 empty] | 1469.4878 | 0
[7 empty] | 1469.5142 | 0
[7 empty] | 1469.5406 | 0
[7 empty] | 1469.5671 | 0
[7 empty] | 1469.5935 | 0
[7 empty] | 1469.62 | 0
[7 empty] | 1469.6465 | 0
[7 empty] | 1469.673 | 0
[7 empty] | 1469.6993 | 0
[7 empty] | 1469.7258 | 0
[7 empty] | 1469.7523 | 0
[7 empty] | 1469.7787 | 0
[7 empty] | 1469.8052 | 0
[7 empty] | 1469.8317 | 0
[7 empty] | 1469.8582 | 0
[7 empty] | 1469.8845 | 0
[7 empty] | 1469.911 | 0
[7 empty] | 1469.9375 | 0
[7 empty] | 1469.964 | 0
[7 empty] | 1469.9905 | 0
[7 empty] | 1470.0168 | 0
[7 empty] | 1470.0433 | 0
[7 empty] | 1470.0698 | 0
[7 empty] | 1470.0963 | 0
[7 empty] | 1470.1228 | 0
[7 empty] | 1470.1493 | 0
[7 empty] | 1470.1757 | 0
[7 empty] | 1470.2021 | 0
[7 empty] | 1470.2286 | 0
[7 empty] | 1470.2551 | 0
[7 empty] | 1470.2816 | 0
[7 empty] | 1470.3081 | 0
[7 empty] | 1470.3346 | 0
[7 empty] | 1470.3611 | 0
[7 empty] | 1470.3876 | 0
[7 empty] | 1470.4139 | 0
[7 empty] | 1470.4404 | 0
[7 empty] | 1470.4669 | 0
[7 empty] | 1470.4934 | 0
[7 empty] | 1470.5199 | 0
[7 empty] | 1470.5464 | 0
[7 empty] | 1470.5729 | 0
[7 empty] | 1470.5994 | 0
[7 empty] | 1470.6259 | 0
[7 empty] | 1470.6523 | 0
[7 empty] | 1470.6788 | 0
[7 empty] | 1470.7053 | 0
[7 empty] | 1470.7318 | 0
[7 empty] | 1470.7583 | 0
[7 empty] | 1470.7848 | 0
[7 empty] | 1470.8113 | 0
[7 empty] | 1470.8378 | 0
[7 empty] | 1470.8643 | 0
[7 empty] | 1470.8907 | 0
[7 empty] | 1470.9172 | 0
[7 empty] | 1470.9437 | 0
[7 empty] | 1470.9703 | 0
[7 empty] | 1470.9968 | 0
[7 empty] | 1471.0233 | 0
[7 empty] | 1471.0498 | 0
[7 empty] | 1471.0763 | 0
[7 empty] | 1471.1028 | 0
[7 empty] | 1471.1293 | 0
[7 empty] | 1471.1558 | 0
[7 empty] | 1471.1824 | 0
[7 empty] | 1471.2089 | 0
[7 empty] | 1471.2354 | 0
[7 empty] | 1471.2618 | 0
[7 empty] | 1471.2883 | 0
[7 empty] | 1471.3148 | 0
[7 empty] | 1471.3414 | 0
[7 empty] | 1471.3679 | 0
[7 empty] | 1471.3944 | 0
[7 empty] | 1471.4209 | 0
[7 empty] | 1471.4474 | 0
[7 empty] | 1471.474 | 0
[7 empty] | 1471.5005 | 0
[7 empty] | 1471.527 | 0
[7 empty] | 1471.5535 | 0
[7 empty] | 1471.5801 | 0
[7 empty] | 1471.6066 | 0
[7 empty] | 1471.6331 | 0
[7 empty] | 1471.6597 | 0
[7 empty] | 1471.6862 | 0
[7 empty] | 1471.7126 | 0
[7 empty] | 1471.7391 | 0
[7 empty] | 1471.7657 | 0
[7 empty] | 1471.7922 | 0
[7 empty] | 1471.8187 | 0
[7 empty] | 1471.8453 | 0
[7 empty] | 1471.8718 | 0
[7 empty] | 1471.8984 | 0
[7 empty] | 1471.9249 | 0
[7 empty] | 1471.9514 | 0
[7 empty] | 1471.978 | 0
[7 empty] | 1472.0045 | 0
[7 empty] | 1472.031 | 0
[7 empty] | 1472.0576 | 0
[7 empty] | 1472.0841 | 0
[7 empty] | 1472.1107 | 0
[7 empty] | 1472.1372 | 0
[7 empty] | 1472.1638 | 0
[7 empty] | 1472.1903 | 0
[7 empty] | 1472.2168 | 0
[7 empty] | 1472.2434 | 0
[7 empty] | 1472.2699 | 0
[7 empty] | 1472.2965 | 0
[7 empty] | 1472.323 | 0
[7 empty] | 1472.3496 | 0
[7 empty] | 1472.3761 | 0
[7 empty] | 1472.4027 | 0
[7 empty] | 1472.4292 | 0
[7 empty] | 1472.4558 | 0
[7 empty] | 1472.4823 | 0
[7 empty] | 1472.5089 | 0
[7 empty] | 1472.5354 | 0
[7 empty] | 1472.562 | 0
[7 empty] | 1472.5886 | 0
[7 empty] | 1472.6151 | 0
[7 empty] | 1472.6417 | 0
[7 empty] | 1472.6682 | 0
[7 empty] | 1472.6948 | 0
[7 empty] | 1472.7214 | 0
[7 empty] | 1472.7479 | 0
[7 empty] | 1472.7745 | 0
[7 empty] | 1472.801 | 0
[7 empty] | 1472.8276 | 0
[7 empty] | 1472.8542 | 0
[7 empty] | 1472.8807 | 0
[7 empty] | 1472.9073 | 0
[7 empty] | 1472.934 | 0
[7 empty] | 1472.9604 | 0
[7 empty] | 1472.9871 | 0
[7 empty] | 1473.0137 | 0
[7 empty] | 1473.0402 | 0
[7 empty] | 1473.0668 | 0
[7 empty] | 1473.0934 | 0
[7 empty] | 1473.12 | 0
[7 empty] | 1473.1465 | 0
[7 empty] | 1473.1731 | 0
[7 empty] | 1473.1997 | 0
[7 empty] | 1473.2262 | 0
[7 empty] | 1473.2528 | 0
[7 empty] | 1473.2794 | 0
[7 empty] | 1473.306 | 0
[7 empty] | 1473.3326 | 0
[7 empty] | 1473.3591 | 0
[7 empty] | 1473.3857 | 0
[7 empty] | 1473.4124 | 0
[7 empty] | 1473.439 | 0
[7 empty] | 1473.4656 | 0
[7 empty] | 1473.4921 | 0
[7 empty] | 1473.5187 | 0
[7 empty] | 1473.5453 | 0
[7 empty] | 1473.5719 | 0
[7 empty] | 1473.5985 | 0
[7 empty] | 1473.6251 | 0
[7 empty] | 1473.6517 | 0
[7 empty] | 1473.6782 | 0
[7 empty] | 1473.7048 | 0
[7 empty] | 1473.7314 | 0
[7 empty] | 1473.7581 | 0
[7 empty] | 1473.7847 | 0
[7 empty] | 1473.8113 | 0
[7 empty] | 1473.8379 | 0
[7 empty] | 1473.8645 | 0
[7 empty] | 1473.8911 | 0
[7 empty] | 1473.9177 | 0
[7 empty] | 1473.9443 | 0
[7 empty] | 1473.9709 | 0
[7 empty] | 1473.9976 | 0
[7 empty] | 1474.0242 | 0
[7 empty] | 1474.0508 | 0
[7 empty] | 1474.0774 | 0
[7 empty] | 1474.104 | 0
[7 empty] | 1474.1306 | 0
[7 empty] | 1474.1572 | 0
[7 empty] | 1474.1838 | 0
[7 empty] | 1474.2104 | 0
[7 empty] | 1474.2371 | 0
[7 empty] | 1474.2637 | 0
[7 empty] | 1474.2903 | 0
[7 empty] | 1474.3169 | 0
[7 empty] | 1474.3435 | 0
[7 empty] | 1474.3701 | 0
[7 empty] | 1474.3967 | 0
[7 empty] | 1474.4233 | 0
[7 empty] | 1474.4501 | 0
[7 empty] | 1474.4767 | 0
[7 empty] | 1474.5033 | 0
[7 empty] | 1474.5299 | 0
[7 empty] | 1474.5565 | 0
[7 empty] | 1474.5831 | 0
[7 empty] | 1474.6097 | 0
[7 empty] | 1474.6365 | 0
[7 empty] | 1474.6631 | 0
[7 empty] | 1474.6897 | 0
[7 empty] | 1474.7163 | 0
[7 empty] | 1474.7429 | 0
[7 empty] | 1474.7697 | 0
[7 empty] | 1474.7963 | 0
[7 empty] | 1474.8229 | 0
[7 empty] | 1474.8495 | 0
[7 empty] | 1474.8761 | 0
[7 empty] | 1474.9028 | 0
[7 empty] | 1474.9294 | 0
[7 empty] | 1474.9561 | 0
[7 empty] | 1474.9828 | 0
[7 empty] | 1475.0094 | 0
[7 empty] | 1475.036 | 0
[7 empty] | 1475.0626 | 0
[7 empty] | 1475.0894 | 0
[7 empty] | 1475.116 | 0
[7 empty] | 1475.1426 | 0
[7 empty] | 1475.1693 | 0
[7 empty] | 1475.1959 | 0
[7 empty] | 1475.2225 | 0
[7 empty] | 1475.2493 | 0
[7 empty] | 1475.2759 | 0
[7 empty] | 1475.3025 | 0
[7 empty] | 1475.3292 | 0
[7 empty] | 1475.3558 | 0
[7 empty] | 1475.3826 | 0
[7 empty] | 1475.4092 | 0
[7 empty] | 1475.4358 | 0
[7 empty] | 1475.4625 | 0
[7 empty] | 1475.4891 | 0
[7 empty] | 1475.5159 | 0
[7 empty] | 1475.5425 | 0
[7 empty] | 1475.5691 | 0
[7 empty] | 1475.5958 | 0
[7 empty] | 1475.6224 | 0
[7 empty] | 1475.6492 | 0
[7 empty] | 1475.6758 | 0
[7 empty] | 1475.7025 | 0
[7 empty] | 1475.7291 | 0
[7 empty] | 1475.7559 | 0
[7 empty] | 1475.7825 | 0
[7 empty] | 1475.8092 | 0
[7 empty] | 1475.8358 | 0
[7 empty] | 1475.8625 | 0
[7 empty] | 1475.8892 | 0
[7 empty] | 1475.9159 | 0
[7 empty] | 1475.9426 | 0
[7 empty] | 1475.9692 | 0
[7 empty] | 1475.996 | 0
[7 empty] | 1476.0226 | 0
[7 empty] | 1476.0493 | 0
[7 empty] | 1476.0759 | 0
[7 empty] | 1476.1027 | 0
[7 empty] | 1476.1294 | 0
[7 empty] | 1476.156 | 0
[7 empty] | 1476.1827 | 0
[7 empty] | 1476.2095 | 0
[7 empty] | 1476.2361 | 0
[7 empty] | 1476.2628 | 0
[7 empty] | 1476.2894 | 0
[7 empty] | 1476.3162 | 0
[7 empty] | 1476.3429 | 0
[7 empty] | 1476.3696 | 0
[7 empty] | 1476.3962 | 0
[7 empty] | 1476.423 | 0
[7 empty] | 1476.4497 | 0
[7 empty] | 1476.4763 | 0
[7 empty] | 1476.5031 | 0
[7 empty] | 1476.5298 | 0
[7 empty] | 1476.5565 | 0
[7 empty] | 1476.5831 | 0
[7 empty] | 1476.6099 | 0
[7 empty] | 1476.6366 | 0
[7 empty] | 1476.6633 | 0
[7 empty] | 1476.6899 | 0
[7 empty] | 1476.7167 | 0
[7 empty] | 1476.7434 | 0
[7 empty] | 1476.7701 | 0
[7 empty] | 1476.7969 | 0
[7 empty] | 1476.8235 | 0
[7 empty] | 1476.8502 | 0
[7 empty] | 1476.877 | 0
[7 empty] | 1476.9037 | 0
[7 empty] | 1476.9304 | 0
[7 empty] | 1476.9572 | 0
[7 empty] | 1476.9838 | 0
[7 empty] | 1477.0105 | 0
[7 empty] | 1477.0372 | 0
[7 empty] | 1477.064 | 0
[7 empty] | 1477.0907 | 0
[7 empty] | 1477.1174 | 0
[7 empty] | 1477.1442 | 0
[7 empty] | 1477.1709 | 0
[7 empty] | 1477.1976 | 0
[7 empty] | 1477.2244 | 0
[7 empty] | 1477.251 | 0
[7 empty] | 1477.2777 | 0
[7 empty] | 1477.3044 | 0
[7 empty] | 1477.3312 | 0
[7 empty] | 1477.3579 | 0
[7 empty] | 1477.3846 | 0
[7 empty] | 1477.4114 | 0
[7 empty] | 1477.4381 | 0
[7 empty] | 1477.4648 | 0
[7 empty] | 1477.4916 | 0
[7 empty] | 1477.5183 | 0
[7 empty] | 1477.545 | 0
[7 empty] | 1477.5718 | 0
[7 empty] | 1477.5985 | 0
[7 empty] | 1477.6254 | 0
[7 empty] | 1477.6521 | 0
[7 empty] | 1477.6788 | 0
[7 empty] | 1477.7056 | 0
[7 empty] | 1477.7323 | 0
[7 empty] | 1477.759 | 0
[7 empty] | 1477.7858 | 0
[7 empty] | 1477.8125 | 0
[7 empty] | 1477.8392 | 0
[7 empty] | 1477.866 | 0
[7 empty] | 1477.8927 | 0
[7 empty] | 1477.9196 | 0
[7 empty] | 1477.9463 | 0
[7 empty] | 1477.973 | 0
[7 empty] | 1477.9998 | 0
[7 empty] | 1478.0265 | 0
[7 empty] | 1478.0532 | 0
[7 empty] | 1478.0801 | 0
[7 empty] | 1478.1068 | 0
[7 empty] | 1478.1335 | 0
[7 empty] | 1478.1603 | 0
[7 empty] | 1478.187 | 0
[7 empty] | 1478.2139 | 0
[7 empty] | 1478.2406 | 0
[7 empty] | 1478.2673 | 0
[7 empty] | 1478.2941 | 0
[7 empty] | 1478.3209 | 0
[7 empty] | 1478.3477 | 0
[7 empty] | 1478.3744 | 0
[7 empty] | 1478.4012 | 0
[7 empty] | 1478.428 | 0
[7 empty] | 1478.4547 | 0
[7 empty] | 1478.4814 | 0
[7 empty] | 1478.5083 | 0
[7 empty] | 1478.535 | 0
[7 empty] | 1478.5618 | 0
[7 empty] | 1478.5886 | 0
[7 empty] | 1478.6154 | 0
[7 empty] | 1478.6421 | 0
[7 empty] | 1478.6689 | 0
[7 empty] | 1478.6957 | 0
[7 empty] | 1478.7225 | 0
[7 empty] | 1478.7493 | 0
[7 empty] | 1478.776 | 0
[7 empty] | 1478.8029 | 0
[7 empty] | 1478.8296 | 0
[7 empty] | 1478.8564 | 0
[7 empty] | 1478.8832 | 0
[7 empty] | 1478.9099 | 0
[7 empty] | 1478.9368 | 0
[7 empty] | 1478.9635 | 0
[7 empty] | 1478.9904 | 0
[7 empty] | 1479.0171 | 0
[7 empty] | 1479.0439 | 0
[7 empty] | 1479.0707 | 0
[7 empty] | 1479.0975 | 0
[7 empty] | 1479.1243 | 0
[7 empty] | 1479.1511 | 0
[7 empty] | 1479.1779 | 0
[7 empty] | 1479.2047 | 0
[7 empty] | 1479.2314 | 0
[7 empty] | 1479.2583 | 0
[7 empty] | 1479.285 | 0
[7 empty] | 1479.3119 | 0
[7 empty] | 1479.3386 | 0
[7 empty] | 1479.3655 | 0
[7 empty] | 1479.3923 | 0
[7 empty] | 1479.4191 | 0
[7 empty] | 1479.4459 | 0
[7 empty] | 1479.4727 | 0
[7 empty] | 1479.4995 | 0
[7 empty] | 1479.5264 | 0
[7 empty] | 1479.5531 | 0
[7 empty] | 1479.58 | 0
[7 empty] | 1479.6068 | 0
[7 empty] | 1479.6335 | 0
[7 empty] | 1479.6604 | 0
[7 empty] | 1479.6873 | 0
[7 empty] | 1479.714 | 0
[7 empty] | 1479.7408 | 0
[7 empty] | 1479.7677 | 0
[7 empty] | 1479.7944 | 0
[7 empty] | 1479.8213 | 0
[7 empty] | 1479.8481 | 0
[7 empty] | 1479.8749 | 0
[7 empty] | 1479.9017 | 0
[7 empty] | 1479.9286 | 0
[7 empty] | 1479.9554 | 0
[7 empty] | 1479.9822 | 0
[7 empty] | 1480.009 | 0
[7 empty] | 1480.0359 | 0
[7 empty] | 1480.0627 | 0
[7 empty] | 1480.0895 | 0
[7 empty] | 1480.1163 | 0
[7 empty] | 1480.1432 | 0
[7 empty] | 1480.17 | 0
[7 empty] | 1480.1969 | 0
[7 empty] | 1480.2238 | 0
[7 empty] | 1480.2505 | 0
[7 empty] | 1480.2773 | 0
[7 empty] | 1480.3042 | 0
[7 empty] | 1480.3311 | 0
[7 empty] | 1480.3579 | 0
[7 empty] | 1480.3848 | 0
[7 empty] | 1480.4116 | 0
[7 empty] | 1480.4384 | 0
[7 empty] | 1480.4652 | 0
[7 empty] | 1480.4921 | 0
[7 empty] | 1480.5189 | 0
[7 empty] | 1480.5458 | 0
[7 empty] | 1480.5726 | 0
[7 empty] | 1480.5995 | 0
[7 empty] | 1480.6263 | 0
[7 empty] | 1480.6532 | 0
[7 empty] | 1480.6801 | 0
[7 empty] | 1480.7069 | 0
[7 empty] | 1480.7338 | 0
[7 empty] | 1480.7606 | 0
[7 empty] | 1480.7875 | 0
[7 empty] | 1480.8143 | 0
[7 empty] | 1480.8412 | 0
[7 empty] | 1480.868 | 0
[7 empty] | 1480.8949 | 0
[7 empty] | 1480.9218 | 0
[7 empty] | 1480.9486 | 0
[7 empty] | 1480.9755 | 0
[7 empty] | 1481.0023 | 0
[7 empty] | 1481.0292 | 0
[7 empty] | 1481.056 | 0
[7 empty] | 1481.0829 | 0
[7 empty] | 1481.1097 | 0
[7 empty] | 1481.1366 | 0
[7 empty] | 1481.1635 | 0
[7 empty] | 1481.1904 | 0
[7 empty] | 1481.2173 | 0
[7 empty] | 1481.2441 | 0
[7 empty] | 1481.271 | 0
[7 empty] | 1481.2979 | 0
[7 empty] | 1481.3247 | 0
[7 empty] | 1481.3516 | 0
[7 empty] | 1481.3785 | 0
[7 empty] | 1481.4054 | 0
[7 empty] | 1481.4323 | 0
[7 empty] | 1481.4591 | 0
[7 empty] | 1481.486 | 0
[7 empty] | 1481.5129 | 0
[7 empty] | 1481.5398 | 0
[7 empty] | 1481.5666 | 0
[7 empty] | 1481.5935 | 0
[7 empty] | 1481.6204 | 0
[7 empty] | 1481.6473 | 0
[7 empty] | 1481.6742 | 0
[7 empty] | 1481.7011 | 0
[7 empty] | 1481.7279 | 0
[7 empty] | 1481.7549 | 0
[7 empty] | 1481.7817 | 0
[7 empty] | 1481.8086 | 0
[7 empty] | 1481.8356 | 0
[7 empty] | 1481.8624 | 0
[7 empty] | 1481.8893 | 0
[7 empty] | 1481.9163 | 0
[7 empty] | 1481.9431 | 0
[7 empty] | 1481.97 | 0
[7 empty] | 1481.9969 | 0
[7 empty] | 1482.0238 | 0
[7 empty] | 1482.0507 | 0
[7 empty] | 1482.0776 | 0
[7 empty] | 1482.1045 | 0
[7 empty] | 1482.1315 | 0
[7 empty] | 1482.1583 | 0
[7 empty] | 1482.1852 | 0
[7 empty] | 1482.2122 | 0
[7 empty] | 1482.239 | 0
[7 empty] | 1482.266 | 0
[7 empty] | 1482.2928 | 0
[7 empty] | 1482.3197 | 0
[7 empty] | 1482.3467 | 0
[7 empty] | 1482.3735 | 0
[7 empty] | 1482.4005 | 0
[7 empty] | 1482.4274 | 0
[7 empty] | 1482.4543 | 0
[7 empty] | 1482.4812 | 0
[7 empty] | 1482.5082 | 0
[7 empty] | 1482.535 | 0
[7 empty] | 1482.562 | 0
[7 empty] | 1482.5889 | 0
[7 empty] | 1482.6158 | 0
[7 empty] | 1482.6427 | 0
[7 empty] | 1482.6697 | 0
[7 empty] | 1482.6967 | 0
[7 empty] | 1482.7235 | 0
[7 empty] | 1482.7505 | 0
[7 empty] | 1482.7773 | 0
[7 empty] | 1482.8043 | 0
[7 empty] | 1482.8313 | 0
[7 empty] | 1482.8582 | 0
[7 empty] | 1482.8851 | 0
[7 empty] | 1482.912 | 0
[7 empty] | 1482.939 | 0
[7 empty] | 1482.9659 | 0
[7 empty] | 1482.9928 | 0
[7 empty] | 1483.0198 | 0
[7 empty] | 1483.0468 | 0
[7 empty] | 1483.0736 | 0
[7 empty] | 1483.1006 | 0
[7 empty] | 1483.1276 | 0
[7 empty] | 1483.1544 | 0
[7 empty] | 1483.1814 | 0
[7 empty] | 1483.2084 | 0
[7 empty] | 1483.2354 | 0
[7 empty] | 1483.2622 | 0
[7 empty] | 1483.2892 | 0
[7 empty] | 1483.3162 | 0
[7 empty] | 1483.343 | 0
[7 empty] | 1483.37 | 0
[7 empty] | 1483.397 | 0
[7 empty] | 1483.424 | 0
[7 empty] | 1483.4509 | 0
[7 empty] | 1483.4778 | 0
[7 empty] | 1483.5048 | 0
[7 empty] | 1483.5317 | 0
[7 empty] | 1483.5587 | 0
[7 empty] | 1483.5857 | 0
[7 empty] | 1483.6125 | 0
[7 empty] | 1483.6395 | 0
[7 empty] | 1483.6665 | 0
[7 empty] | 1483.6935 | 0
[7 empty] | 1483.7205 | 0
[7 empty] | 1483.7474 | 0
[7 empty] | 1483.7744 | 0
[7 empty] | 1483.8013 | 0
[7 empty] | 1483.8282 | 0
[7 empty] | 1483.8552 | 0
[7 empty] | 1483.8822 | 0
[7 empty] | 1483.9092 | 0
[7 empty] | 1483.9362 | 0
[7 empty] | 1483.9631 | 0
[7 empty] | 1483.9901 | 0
[7 empty] | 1484.0171 | 0
[7 empty] | 1484.0441 | 0
[7 empty] | 1484.071 | 0
[7 empty] | 1484.098 | 0
[7 empty] | 1484.125 | 0
[7 empty] | 1484.152 | 0
[7 empty] | 1484.179 | 0
[7 empty] | 1484.2059 | 0
[7 empty] | 1484.2329 | 0
[7 empty] | 1484.2599 | 0
[7 empty] | 1484.2869 | 0
[7 empty] | 1484.3138 | 0
[7 empty] | 1484.3408 | 0
[7 empty] | 1484.3678 | 0
[7 empty] | 1484.3948 | 0
[7 empty] | 1484.4218 | 0
[7 empty] | 1484.4487 | 0
[7 empty] | 1484.4757 | 0
[7 empty] | 1484.5027 | 0
[7 empty] | 1484.5298 | 0
[7 empty] | 1484.5568 | 0
[7 empty] | 1484.5837 | 0
[7 empty] | 1484.6107 | 0
[7 empty] | 1484.6377 | 0
[7 empty] | 1484.6647 | 0
[7 empty] | 1484.6916 | 0
[7 empty] | 1484.7188 | 0
[7 empty] | 1484.7457 | 0
[7 empty] | 1484.7727 | 0
[7 empty] | 1484.7997 | 0
[7 empty] | 1484.8267 | 0
[7 empty] | 1484.8536 | 0
[7 empty] | 1484.8807 | 0
[7 empty] | 1484.9077 | 0
[7 empty] | 1484.9347 | 0
[7 empty] | 1484.9617 | 0
[7 empty] | 1484.9888 | 0
[7 empty] | 1485.0157 | 0
[7 empty] | 1485.0427 | 0
[7 empty] | 1485.0697 | 0
[7 empty] | 1485.0968 | 0
[7 empty] | 1485.1238 | 0
[7 empty] | 1485.1508 | 0
[7 empty] | 1485.1779 | 0
[7 empty] | 1485.2048 | 0
[7 empty] | 1485.2318 | 0
[7 empty] | 1485.2588 | 0
[7 empty] | 1485.2859 | 0
[7 empty] | 1485.3129 | 0
[7 empty] | 1485.3398 | 0
[7 empty] | 1485.3669 | 0
[7 empty] | 1485.3939 | 0
[7 empty] | 1485.421 | 0
[7 empty] | 1485.448 | 0
[7 empty] | 1485.475 | 0
[7 empty] | 1485.5021 | 0
[7 empty] | 1485.5291 | 0
[7 empty] | 1485.5562 | 0
[7 empty] | 1485.5831 | 0
[7 empty] | 1485.6101 | 0
[7 empty] | 1485.6372 | 0
[7 empty] | 1485.6642 | 0
[7 empty] | 1485.6913 | 0
[7 empty] | 1485.7183 | 0
[7 empty] | 1485.7454 | 0
[7 empty] | 1485.7723 | 0
[7 empty] | 1485.7994 | 0
[7 empty] | 1485.8264 | 0
[7 empty] | 1485.8535 | 0
[7 empty] | 1485.8805 | 0
[7 empty] | 1485.9076 | 0
[7 empty] | 1485.9346 | 0
[7 empty] | 1485.9617 | 0
[7 empty] | 1485.9886 | 0
[7 empty] | 1486.0157 | 0
[7 empty] | 1486.0427 | 0
[7 empty] | 1486.0698 | 0
[7 empty] | 1486.0968 | 0
[7 empty] | 1486.1239 | 0
[7 empty] | 1486.151 | 0
[7 empty] | 1486.178 | 0
[7 empty] | 1486.2051 | 0
[7 empty] | 1486.2321 | 0
[7 empty] | 1486.2592 | 0
[7 empty] | 1486.2863 | 0
[7 empty] | 1486.3132 | 0
[7 empty] | 1486.3403 | 0
[7 empty] | 1486.3674 | 0
[7 empty] | 1486.3944 | 0
[7 empty] | 1486.4215 | 0
[7 empty] | 1486.4486 | 0
[7 empty] | 1486.4756 | 0
[7 empty] | 1486.5027 | 0
[7 empty] | 1486.5298 | 0
[7 empty] | 1486.5568 | 0
[7 empty] | 1486.5839 | 0
[7 empty] | 1486.611 | 0
[7 empty] | 1486.6381 | 0
[7 empty] | 1486.665 | 0
[7 empty] | 1486.6921 | 0
[7 empty] | 1486.7192 | 0
[7 empty] | 1486.7463 | 0
[7 empty] | 1486.7733 | 0
[7 empty] | 1486.8004 | 0
[7 empty] | 1486.8275 | 0
[7 empty] | 1486.8546 | 0
[7 empty] | 1486.8817 | 0
[7 empty] | 1486.9087 | 0
[7 empty] | 1486.9358 | 0
[7 empty] | 1486.9629 | 0
[7 empty] | 1486.99 | 0
[7 empty] | 1487.0171 | 0
[7 empty] | 1487.0442 | 0
[7 empty] | 1487.0712 | 0
[7 empty] | 1487.0983 | 0
[7 empty] | 1487.1254 | 0
[7 empty] | 1487.1525 | 0
[7 empty] | 1487.1796 | 0
[7 empty] | 1487.2067 | 0
[7 empty] | 1487.2338 | 0
[7 empty] | 1487.2609 | 0
[7 empty] | 1487.288 | 0
[7 empty] | 1487.3151 | 0
[7 empty] | 1487.3422 | 0
[7 empty] | 1487.3693 | 0
[7 empty] | 1487.3962 | 0
[7 empty] | 1487.4233 | 0
[7 empty] | 1487.4504 | 0
[7 empty] | 1487.4775 | 0
[7 empty] | 1487.5046 | 0
[7 empty] | 1487.5317 | 0
[7 empty] | 1487.5588 | 0
[7 empty] | 1487.5859 | 0
[7 empty] | 1487.613 | 0
[7 empty] | 1487.6401 | 0
[7 empty] | 1487.6674 | 0
[7 empty] | 1487.6945 | 0
[7 empty] | 1487.7216 | 0
[7 empty] | 1487.7487 | 0
[7 empty] | 1487.7758 | 0
[7 empty] | 1487.8029 | 0
[7 empty] | 1487.83 | 0
[7 empty] | 1487.8571 | 0
[7 empty] | 1487.8842 | 0
[7 empty] | 1487.9113 | 0
[7 empty] | 1487.9384 | 0
[7 empty] | 1487.9656 | 0
[7 empty] | 1487.9927 | 0
[7 empty] | 1488.0198 | 0
[7 empty] | 1488.0469 | 0
[7 empty] | 1488.074 | 0
[7 empty] | 1488.1011 | 0
[7 empty] | 1488.1282 | 0
[7 empty] | 1488.1554 | 0
[7 empty] | 1488.1825 | 0
[7 empty] | 1488.2096 | 0
[7 empty] | 1488.2367 | 0
[7 empty] | 1488.2639 | 0
[7 empty] | 1488.291 | 0
[7 empty] | 1488.3181 | 0
[7 empty] | 1488.3452 | 0
[7 empty] | 1488.3723 | 0
[7 empty] | 1488.3995 | 0
[7 empty] | 1488.4266 | 0
[7 empty] | 1488.4537 | 0
[7 empty] | 1488.481 | 0
[7 empty] | 1488.5081 | 0
[7 empty] | 1488.5352 | 0
[7 empty] | 1488.5623 | 0
[7 empty] | 1488.5895 | 0
[7 empty] | 1488.6166 | 0
[7 empty] | 1488.6437 | 0
[7 empty] | 1488.6709 | 0
[7 empty] | 1488.698 | 0
[7 empty] | 1488.7251 | 0
[7 empty] | 1488.7523 | 0
[7 empty] | 1488.7794 | 0
[7 empty] | 1488.8066 | 0
[7 empty] | 1488.8337 | 0
[7 empty] | 1488.8608 | 0
[7 empty] | 1488.8881 | 0
[7 empty] | 1488.9152 | 0
[7 empty] | 1488.9424 | 0
[7 empty] | 1488.9695 | 0
[7 empty] | 1488.9967 | 0
[7 empty] | 1489.0238 | 0
[7 empty] | 1489.0509 | 0
[7 empty] | 1489.0781 | 0
[7 empty] | 1489.1052 | 0
[7 empty] | 1489.1324 | 0
[7 empty] | 1489.1595 | 0
[7 empty] | 1489.1868 | 0
[7 empty] | 1489.2139 | 0
[7 empty] | 1489.2411 | 0
[7 empty] | 1489.2682 | 0
[7 empty] | 1489.2954 | 0
[7 empty] | 1489.3225 | 0
[7 empty] | 1489.3497 | 0
[7 empty] | 1489.3768 | 0
[7 empty] | 1489.4041 | 0
[7 empty] | 1489.4313 | 0
[7 empty] | 1489.4584 | 0
[7 empty] | 1489.4856 | 0
[7 empty] | 1489.5127 | 0
[7 empty] | 1489.5399 | 0
[7 empty] | 1489.5671 | 0
[7 empty] | 1489.5942 | 0
[7 empty] | 1489.6215 | 0
[7 empty] | 1489.6486 | 0
[7 empty] | 1489.6758 | 0
[7 empty] | 1489.703 | 0
[7 empty] | 1489.7301 | 0
[7 empty] | 1489.7573 | 0
[7 empty] | 1489.7845 | 0
[7 empty] | 1489.8116 | 0
[7 empty] | 1489.8389 | 0
[7 empty] | 1489.8661 | 0
[7 empty] | 1489.8933 | 0
[7 empty] | 1489.9204 | 0
[7 empty] | 1489.9476 | 0
[7 empty] | 1489.9749 | 0
[7 empty] | 1490.002 | 0
[7 empty] | 1490.0292 | 0
[7 empty] | 1490.0564 | 0
[7 empty] | 1490.0836 | 0
[7 empty] | 1490.1107 | 0
[7 empty] | 1490.1379 | 0
[7 empty] | 1490.1652 | 0
[7 empty] | 1490.1924 | 0
[7 empty] | 1490.2196 | 0
[7 empty] | 1490.2467 | 0
[7 empty] | 1490.2739 | 0
[7 empty] | 1490.3011 | 0
[7 empty] | 1490.3284 | 0
[7 empty] | 1490.3556 | 0
[7 empty] | 1490.3828 | 0
[7 empty] | 1490.41 | 0
[7 empty] | 1490.4371 | 0
[7 empty] | 1490.4644 | 0
[7 empty] | 1490.4916 | 0
[7 empty] | 1490.5188 | 0
[7 empty] | 1490.546 | 0
[7 empty] | 1490.5732 | 0
[7 empty] | 1490.6005 | 0
[7 empty] | 1490.6277 | 0
[7 empty] | 1490.6549 | 0
[7 empty] | 1490.6821 | 0
[7 empty] | 1490.7094 | 0
[7 empty] | 1490.7365 | 0
[7 empty] | 1490.7637 | 0
[7 empty] | 1490.7909 | 0
[7 empty] | 1490.8181 | 0
[7 empty] | 1490.8453 | 0
[7 empty] | 1490.8726 | 0
[7 empty] | 1490.8998 | 0
[7 empty] | 1490.927 | 0
[7 empty] | 1490.9542 | 0
[7 empty] | 1490.9814 | 0
[7 empty] | 1491.0088 | 0
[7 empty] | 1491.036 | 0
[7 empty] | 1491.0632 | 0
[7 empty] | 1491.0905 | 0
[7 empty] | 1491.1177 | 0
[7 empty] | 1491.1449 | 0
[7 empty] | 1491.1721 | 0
[7 empty] | 1491.1993 | 0
[7 empty] | 1491.2266 | 0
[7 empty] | 1491.2538 | 0
[7 empty] | 1491.281 | 0
[7 empty] | 1491.3084 | 0
[7 empty] | 1491.3356 | 0
[7 empty] | 1491.3628 | 0
[7 empty] | 1491.39 | 0
[7 empty] | 1491.4172 | 0
[7 empty] | 1491.4445 | 0
[7 empty] | 1491.4717 | 0
[7 empty] | 1491.499 | 0
[7 empty] | 1491.5262 | 0
[7 empty] | 1491.5535 | 0
[7 empty] | 1491.5807 | 0
[7 empty] | 1491.6079 | 0
[7 empty] | 1491.6353 | 0
[7 empty] | 1491.6625 | 0
[7 empty] | 1491.6897 | 0
[7 empty] | 1491.7169 | 0
[7 empty] | 1491.7443 | 0
[7 empty] | 1491.7715 | 0
[7 empty] | 1491.7987 | 0
[7 empty] | 1491.8261 | 0
[7 empty] | 1491.8533 | 0
[7 empty] | 1491.8805 | 0
[7 empty] | 1491.9077 | 0
[7 empty] | 1491.9351 | 0
[7 empty] | 1491.9623 | 0
[7 empty] | 1491.9895 | 0
[7 empty] | 1492.0168 | 0
[7 empty] | 1492.0441 | 0
[7 empty] | 1492.0713 | 0
[7 empty] | 1492.0986 | 0
[7 empty] | 1492.1259 | 0
[7 empty] | 1492.1532 | 0
[7 empty] | 1492.1804 | 0
[7 empty] | 1492.2076 | 0
[7 empty] | 1492.235 | 0
[7 empty] | 1492.2622 | 0
[7 empty] | 1492.2896 | 0
[7 empty] | 1492.3168 | 0
[7 empty] | 1492.344 | 0
[7 empty] | 1492.3713 | 0
[7 empty] | 1492.3986 | 0
[7 empty] | 1492.4259 | 0
[7 empty] | 1492.4531 | 0
[7 empty] | 1492.4805 | 0
[7 empty] | 1492.5077 | 0
[7 empty] | 1492.535 | 0
[7 empty] | 1492.5623 | 0
[7 empty] | 1492.5896 | 0
[7 empty] | 1492.6168 | 0
[7 empty] | 1492.6442 | 0
[7 empty] | 1492.6714 | 0
[7 empty] | 1492.6987 | 0
[7 empty] | 1492.7261 | 0
[7 empty] | 1492.7533 | 0
[7 empty] | 1492.7806 | 0
[7 empty] | 1492.8079 | 0
[7 empty] | 1492.8352 | 0
[7 empty] | 1492.8624 | 0
[7 empty] | 1492.8898 | 0
[7 empty] | 1492.9171 | 0
[7 empty] | 1492.9443 | 0
[7 empty] | 1492.9717 | 0
[7 empty] | 1492.9989 | 0
[7 empty] | 1493.0262 | 0
[7 empty] | 1493.0536 | 0
[7 empty] | 1493.0808 | 0
[7 empty] | 1493.1082 | 0
[7 empty] | 1493.1355 | 0
[7 empty] | 1493.1627 | 0
[7 empty] | 1493.1901 | 0
[7 empty] | 1493.2174 | 0
[7 empty] | 1493.2448 | 0
[7 empty] | 1493.272 | 0
[7 empty] | 1493.2993 | 0
[7 empty] | 1493.3267 | 0
[7 empty] | 1493.354 | 0
[7 empty] | 1493.3812 | 0
[7 empty] | 1493.4086 | 0
[7 empty] | 1493.4359 | 0
[7 empty] | 1493.4633 | 0
[7 empty] | 1493.4905 | 0
[7 empty] | 1493.5178 | 0
[7 empty] | 1493.5452 | 0
[7 empty] | 1493.5725 | 0
[7 empty] | 1493.5999 | 0
[7 empty] | 1493.6271 | 0
[7 empty] | 1493.6544 | 0
[7 empty] | 1493.6818 | 0
[7 empty] | 1493.7091 | 0
[7 empty] | 1493.7365 | 0
[7 empty] | 1493.7638 | 0
[7 empty] | 1493.7911 | 0
[7 empty] | 1493.8184 | 0
[7 empty] | 1493.8457 | 0
[7 empty] | 1493.873 | 0
[7 empty] | 1493.9004 | 0
[7 empty] | 1493.9277 | 0
[7 empty] | 1493.9551 | 0
[7 empty] | 1493.9824 | 0
[7 empty] | 1494.0098 | 0
[7 empty] | 1494.0371 | 0
[7 empty] | 1494.0645 | 0
[7 empty] | 1494.0918 | 0
[7 empty] | 1494.1191 | 0
[7 empty] | 1494.1465 | 0
[7 empty] | 1494.1738 | 0
[7 empty] | 1494.2012 | 0
[7 empty] | 1494.2285 | 0
[7 empty] | 1494.2559 | 0
[7 empty] | 1494.2832 | 0
[7 empty] | 1494.3105 | 0
[7 empty] | 1494.3379 | 0
[7 empty] | 1494.3652 | 0
[7 empty] | 1494.3926 | 0
[7 empty] | 1494.4199 | 0
[7 empty] | 1494.4473 | 0
[7 empty] | 1494.4746 | 0
[7 empty] | 1494.502 | 0
[7 empty] | 1494.5293 | 0
[7 empty] | 1494.5566 | 0
[7 empty] | 1494.584 | 0
[7 empty] | 1494.6115 | 0
[7 empty] | 1494.6388 | 0
[7 empty] | 1494.6661 | 0
[7 empty] | 1494.6935 | 0
[7 empty] | 1494.7208 | 0
[7 empty] | 1494.7482 | 0
[7 empty] | 1494.7755 | 0
[7 empty] | 1494.803 | 0
[7 empty] | 1494.8303 | 0
[7 empty] | 1494.8577 | 0
[7 empty] | 1494.885 | 0
[7 empty] | 1494.9124 | 0
[7 empty] | 1494.9398 | 0
[7 empty] | 1494.9672 | 0
[7 empty] | 1494.9945 | 0
[7 empty] | 1495.0219 | 0
[7 empty] | 1495.0493 | 0
[7 empty] | 1495.0767 | 0
[7 empty] | 1495.104 | 0
[7 empty] | 1495.1313 | 0
[7 empty] | 1495.1588 | 0
[7 empty] | 1495.1862 | 0
[7 empty] | 1495.2135 | 0
[7 empty] | 1495.241 | 0
[7 empty] | 1495.2683 | 0
[7 empty] | 1495.2957 | 0
[7 empty] | 1495.3231 | 0
[7 empty] | 1495.3505 | 0
[7 empty] | 1495.3778 | 0
[7 empty] | 1495.4053 | 0
[7 empty] | 1495.4326 | 0
[7 empty] | 1495.46 | 0
[7 empty] | 1495.4874 | 0
[7 empty] | 1495.5148 | 0
[7 empty] | 1495.5421 | 0
[7 empty] | 1495.5696 | 0
[7 empty] | 1495.5969 | 0
[7 empty] | 1495.6244 | 0
[7 empty] | 1495.6517 | 0
[7 empty] | 1495.6792 | 0
[7 empty] | 1495.7065 | 0
[7 empty] | 1495.7339 | 0
[7 empty] | 1495.7614 | 0
[7 empty] | 1495.7887 | 0
[7 empty] | 1495.8162 | 0
[7 empty] | 1495.8435 | 0
[7 empty] | 1495.871 | 0
[7 empty] | 1495.8983 | 0
[7 empty] | 1495.9258 | 0
[7 empty] | 1495.9531 | 0
[7 empty] | 1495.9806 | 0
[7 empty] | 1496.0081 | 0
[7 empty] | 1496.0354 | 0
[7 empty] | 1496.0629 | 0
[7 empty] | 1496.0902 | 0
[7 empty] | 1496.1177 | 0
[7 empty] | 1496.145 | 0
[7 empty] | 1496.1725 | 0
[7 empty] | 1496.2 | 0
[7 empty] | 1496.2273 | 0
[7 empty] | 1496.2548 | 0
[7 empty] | 1496.2821 | 0
[7 empty] | 1496.3096 | 0
[7 empty] | 1496.337 | 0
[7 empty] | 1496.3644 | 0
[7 empty] | 1496.3918 | 0
[7 empty] | 1496.4193 | 0
[7 empty] | 1496.4467 | 0
[7 empty] | 1496.4741 | 0
[7 empty] | 1496.5016 | 0
[7 empty] | 1496.5289 | 0
[7 empty] | 1496.5564 | 0
[7 empty] | 1496.5839 | 0
[7 empty] | 1496.6112 | 0
[7 empty] | 1496.6387 | 0
[7 empty] | 1496.6661 | 0
[7 empty] | 1496.6936 | 0
[7 empty] | 1496.7209 | 0
[7 empty] | 1496.7484 | 0
[7 empty] | 1496.7759 | 0
[7 empty] | 1496.8033 | 0
[7 empty] | 1496.8307 | 0
[7 empty] | 1496.8582 | 0
[7 empty] | 1496.8856 | 0
[7 empty] | 1496.9131 | 0
[7 empty] | 1496.9406 | 0
[7 empty] | 1496.968 | 0
[7 empty] | 1496.9954 | 0
[7 empty] | 1497.0228 | 0
[7 empty] | 1497.0503 | 0
[7 empty] | 1497.0778 | 0
[7 empty] | 1497.1052 | 0
[7 empty] | 1497.1327 | 0
[7 empty] | 1497.1602 | 0
[7 empty] | 1497.1875 | 0
[7 empty] | 1497.215 | 0
[7 empty] | 1497.2424 | 0
[7 empty] | 1497.2699 | 0
[7 empty] | 1497.2974 | 0
[7 empty] | 1497.3248 | 0
[7 empty] | 1497.3523 | 0
[7 empty] | 1497.3798 | 0
[7 empty] | 1497.4072 | 0
[7 empty] | 1497.4347 | 0
[7 empty] | 1497.4622 | 0
[7 empty] | 1497.4896 | 0
[7 empty] | 1497.5171 | 0
[7 empty] | 1497.5446 | 0
[7 empty] | 1497.572 | 0
[7 empty] | 1497.5995 | 0
[7 empty] | 1497.627 | 0
[7 empty] | 1497.6544 | 0
[7 empty] | 1497.6819 | 0
[7 empty] | 1497.7094 | 0
[7 empty] | 1497.7368 | 0
[7 empty] | 1497.7643 | 0
[7 empty] | 1497.7917 | 0
[7 empty] | 1497.8192 | 0
[7 empty] | 1497.8467 | 0
[7 empty] | 1497.8741 | 0
[7 empty] | 1497.9017 | 0
[7 empty] | 1497.9292 | 0
[7 empty] | 1497.9567 | 0
[7 empty] | 1497.9841 | 0
[7 empty] | 1498.0116 | 0
[7 empty] | 1498.0391 | 0
[7 empty] | 1498.0665 | 0
[7 empty] | 1498.0941 | 0
[7 empty] | 1498.1216 | 0
[7 empty] | 1498.149 | 0
[7 empty] | 1498.1765 | 0
[7 empty] | 1498.204 | 0
[7 empty] | 1498.2314 | 0
[7 empty] | 1498.259 | 0
[7 empty] | 1498.2865 | 0
[7 empty] | 1498.314 | 0
[7 empty] | 1498.3414 | 0
[7 empty] | 1498.369 | 0
[7 empty] | 1498.3965 | 0
[7 empty] | 1498.424 | 0
[7 empty] | 1498.4514 | 0
[7 empty] | 1498.479 | 0
[7 empty] | 1498.5065 | 0
[7 empty] | 1498.5339 | 0
[7 empty] | 1498.5615 | 0
[7 empty] | 1498.589 | 0
[7 empty] | 1498.6165 | 0
[7 empty] | 1498.644 | 0
[7 empty] | 1498.6715 | 0
[7 empty] | 1498.699 | 0
[7 empty] | 1498.7266 | 0
[7 empty] | 1498.754 | 0
[7 empty] | 1498.7815 | 0
[7 empty] | 1498.8091 | 0
[7 empty] | 1498.8365 | 0
[7 empty] | 1498.8641 | 0
[7 empty] | 1498.8916 | 0
[7 empty] | 1498.9191 | 0
[7 empty] | 1498.9467 | 0
[7 empty] | 1498.9741 | 0
[7 empty] | 1499.0017 | 0
[7 empty] | 1499.0292 | 0
[7 empty] | 1499.0568 | 0
[7 empty] | 1499.0842 | 0
[7 empty] | 1499.1117 | 0
[7 empty] | 1499.1393 | 0
[7 empty] | 1499.1667 | 0
[7 empty] | 1499.1943 | 0
[7 empty] | 1499.2218 | 0
[7 empty] | 1499.2494 | 0
[7 empty] | 1499.2769 | 0
[7 empty] | 1499.3044 | 0
[7 empty] | 1499.332 | 0
[7 empty] | 1499.3595 | 0
[7 empty] | 1499.3871 | 0
[7 empty] | 1499.4146 | 0
[7 empty] | 1499.4421 | 0
[7 empty] | 1499.4696 | 0
[7 empty] | 1499.4972 | 0
[7 empty] | 1499.5248 | 0
[7 empty] | 1499.5522 | 0
[7 empty] | 1499.5798 | 0
[7 empty] | 1499.6073 | 0
[7 empty] | 1499.6349 | 0
[7 empty] | 1499.6625 | 0
[7 empty] | 1499.6899 | 0
[7 empty] | 1499.7175 | 0
[7 empty] | 1499.7451 | 0
[7 empty] | 1499.7726 | 0
[7 empty] | 1499.8002 | 0
[7 empty] | 1499.8278 | 0
[7 empty] | 1499.8552 | 0
[7 empty] | 1499.8828 | 0
[7 empty] | 1499.9104 | 0
[7 empty] | 1499.9379 | 0
[7 empty] | 1499.9655 | 0
[7 empty] | 1499.993 | 0
[7 empty] | 1500.0206 | 0
[7 empty] | 1500.0481 | 0
[7 empty] | 1500.0757 | 0
[7 empty] | 1500.1033 | 0
[7 empty] | 1500.1309 | 0
[7 empty] | 1500.1584 | 0
[7 empty] | 1500.1859 | 0
[7 empty] | 1500.2135 | 0
[7 empty] | 1500.2411 | 0
[7 empty] | 1500.2687 | 0
[7 empty] | 1500.2963 | 0
[7 empty] | 1500.3237 | 0
[7 empty] | 1500.3513 | 0
[7 empty] | 1500.3789 | 0
[7 empty] | 1500.4065 | 0
[7 empty] | 1500.4341 | 0
[7 empty] | 1500.4617 | 0
[7 empty] | 1500.4893 | 0
[7 empty] | 1500.5167 | 0
[7 empty] | 1500.5443 | 0
[7 empty] | 1500.5719 | 0
[7 empty] | 1500.5995 | 0
[7 empty] | 1500.6271 | 0
[7 empty] | 1500.6547 | 0
[7 empty] | 1500.6823 | 0
[7 empty] | 1500.7098 | 0
[7 empty] | 1500.7374 | 0
[7 empty] | 1500.765 | 0
[7 empty] | 1500.7926 | 0
[7 empty] | 1500.8202 | 0
[7 empty] | 1500.8478 | 0
[7 empty] | 1500.8754 | 0
[7 empty] | 1500.903 | 0
[7 empty] | 1500.9305 | 0
[7 empty] | 1500.9581 | 0
[7 empty] | 1500.9857 | 0
[7 empty] | 1501.0133 | 0
[7 empty] | 1501.0409 | 0
[7 empty] | 1501.0685 | 0
[7 empty] | 1501.0961 | 0
[7 empty] | 1501.1237 | 0
[7 empty] | 1501.1512 | 0
[7 empty] | 1501.1788 | 0
[7 empty] | 1501.2065 | 0
[7 empty] | 1501.2341 | 0
[7 empty] | 1501.2617 | 0
[7 empty] | 1501.2893 | 0
[7 empty] | 1501.3169 | 0
[7 empty] | 1501.3445 | 0
[7 empty] | 1501.3721 | 0
[7 empty] | 1501.3997 | 0
[7 empty] | 1501.4274 | 0
[7 empty] | 1501.455 | 0
[7 empty] | 1501.4825 | 0
[7 empty] | 1501.5101 | 0
[7 empty] | 1501.5377 | 0
[7 empty] | 1501.5654 | 0
[7 empty] | 1501.593 | 0
[7 empty] | 1501.6206 | 0
[7 empty] | 1501.6482 | 0
[7 empty] | 1501.6759 | 0
[7 empty] | 1501.7035 | 0
[7 empty] | 1501.7311 | 0
[7 empty] | 1501.7587 | 0
[7 empty] | 1501.7864 | 0
[7 empty] | 1501.814 | 0
[7 empty] | 1501.8416 | 0
[7 empty] | 1501.8691 | 0
[7 empty] | 1501.8969 | 0
[7 empty] | 1501.9244 | 0
[7 empty] | 1501.952 | 0
[7 empty] | 1501.9797 | 0
[7 empty] | 1502.0073 | 0
[7 empty] | 1502.0349 | 0
[7 empty] | 1502.0626 | 0
[7 empty] | 1502.0902 | 0
[7 empty] | 1502.1179 | 0
[7 empty] | 1502.1455 | 0
[7 empty] | 1502.1731 | 0
[7 empty] | 1502.2008 | 0
[7 empty] | 1502.2284 | 0
[7 empty] | 1502.2561 | 0
[7 empty] | 1502.2837 | 0
[7 empty] | 1502.3113 | 0
[7 empty] | 1502.339 | 0
[7 empty] | 1502.3666 | 0
[7 empty] | 1502.3943 | 0
[7 empty] | 1502.4219 | 0
[7 empty] | 1502.4496 | 0
[7 empty] | 1502.4772 | 0
[7 empty] | 1502.5049 | 0
[7 empty] | 1502.5325 | 0
[7 empty] | 1502.5602 | 0
[7 empty] | 1502.5878 | 0
[7 empty] | 1502.6155 | 0
[7 empty] | 1502.6431 | 0
[7 empty] | 1502.6708 | 0
[7 empty] | 1502.6984 | 0
[7 empty] | 1502.7261 | 0
[7 empty] | 1502.7538 | 0
[7 empty] | 1502.7814 | 0
[7 empty] | 1502.8091 | 0
[7 empty] | 1502.8367 | 0
[7 empty] | 1502.8644 | 0
[7 empty] | 1502.892 | 0
[7 empty] | 1502.9197 | 0
[7 empty] | 1502.9474 | 0
[7 empty] | 1502.975 | 0
[7 empty] | 1503.0027 | 0
[7 empty] | 1503.0304 | 0
[7 empty] | 1503.058 | 0
[7 empty] | 1503.0857 | 0
[7 empty] | 1503.1134 | 0
[7 empty] | 1503.141 | 0
[7 empty] | 1503.1687 | 0
[7 empty] | 1503.1964 | 0
[7 empty] | 1503.224 | 0
[7 empty] | 1503.2517 | 0
[7 empty] | 1503.2794 | 0
[7 empty] | 1503.3071 | 0
[7 empty] | 1503.3347 | 0
[7 empty] | 1503.3624 | 0
[7 empty] | 1503.3901 | 0
[7 empty] | 1503.4178 | 0
[7 empty] | 1503.4454 | 0
[7 empty] | 1503.4731 | 0
[7 empty] | 1503.5009 | 0
[7 empty] | 1503.5286 | 0
[7 empty] | 1503.5563 | 0
[7 empty] | 1503.5839 | 0
[7 empty] | 1503.6116 | 0
[7 empty] | 1503.6393 | 0
[7 empty] | 1503.667 | 0
[7 empty] | 1503.6947 | 0
[7 empty] | 1503.7224 | 0
[7 empty] | 1503.7501 | 0
[7 empty] | 1503.7777 | 0
[7 empty] | 1503.8054 | 0
[7 empty] | 1503.8331 | 0
[7 empty] | 1503.8608 | 0
[7 empty] | 1503.8886 | 0
[7 empty] | 1503.9163 | 0
[7 empty] | 1503.944 | 0
[7 empty] | 1503.9717 | 0
[7 empty] | 1503.9994 | 0
[7 empty] | 1504.0271 | 0
[7 empty] | 1504.0548 | 0
[7 empty] | 1504.0825 | 0
[7 empty] | 1504.1102 | 0
[7 empty] | 1504.1379 | 0
[7 empty] | 1504.1656 | 0
[7 empty] | 1504.1934 | 0
[7 empty] | 1504.2211 | 0
[7 empty] | 1504.2488 | 0
[7 empty] | 1504.2765 | 0
[7 empty] | 1504.3042 | 0
[7 empty] | 1504.3319 | 0
[7 empty] | 1504.3596 | 0
[7 empty] | 1504.3873 | 0
[7 empty] | 1504.415 | 0
[7 empty] | 1504.4427 | 0
[7 empty] | 1504.4705 | 0
[7 empty] | 1504.4982 | 0
[7 empty] | 1504.5259 | 0
[7 empty] | 1504.5536 | 0
[7 empty] | 1504.5813 | 0
[7 empty] | 1504.6091 | 0
[7 empty] | 1504.6368 | 0
[7 empty] | 1504.6646 | 0
[7 empty] | 1504.6923 | 0
[7 empty] | 1504.72 | 0
[7 empty] | 1504.7477 | 0
[7 empty] | 1504.7755 | 0
[7 empty] | 1504.8032 | 0
[7 empty] | 1504.8309 | 0
[7 empty] | 1504.8586 | 0
[7 empty] | 1504.8864 | 0
[7 empty] | 1504.9142 | 0
[7 empty] | 1504.9419 | 0
[7 empty] | 1504.9696 | 0
[7 empty] | 1504.9973 | 0
[7 empty] | 1505.0251 | 0
[7 empty] | 1505.0529 | 0
[7 empty] | 1505.0806 | 0
[7 empty] | 1505.1083 | 0
[7 empty] | 1505.1361 | 0
[7 empty] | 1505.1638 | 0
[7 empty] | 1505.1915 | 0
[7 empty] | 1505.2194 | 0
[7 empty] | 1505.2471 | 0
[7 empty] | 1505.2748 | 0
[7 empty] | 1505.3026 | 0
[7 empty] | 1505.3303 | 0
[7 empty] | 1505.358 | 0
[7 empty] | 1505.3859 | 0
[7 empty] | 1505.4136 | 0
[7 empty] | 1505.4413 | 0
[7 empty] | 1505.4691 | 0
[7 empty] | 1505.4968 | 0
[7 empty] | 1505.5247 | 0
[7 empty] | 1505.5524 | 0
[7 empty] | 1505.5801 | 0
[7 empty] | 1505.6079 | 0
[7 empty] | 1505.6356 | 0
[7 empty] | 1505.6635 | 0
[7 empty] | 1505.6912 | 0
[7 empty] | 1505.719 | 0
[7 empty] | 1505.7467 | 0
[7 empty] | 1505.7745 | 0
[7 empty] | 1505.8022 | 0
[7 empty] | 1505.8301 | 0
[7 empty] | 1505.8578 | 0
[7 empty] | 1505.8856 | 0
[7 empty] | 1505.9133 | 0
[7 empty] | 1505.9412 | 0
[7 empty] | 1505.9689 | 0
[7 empty] | 1505.9967 | 0
[7 empty] | 1506.0244 | 0
[7 empty] | 1506.0522 | 0
[7 empty] | 1506.08 | 0
[7 empty] | 1506.1078 | 0
[7 empty] | 1506.1356 | 0
[7 empty] | 1506.1633 | 0
[7 empty] | 1506.1912 | 0
[7 empty] | 1506.2189 | 0
[7 empty] | 1506.2467 | 0
[7 empty] | 1506.2745 | 0
[7 empty] | 1506.3022 | 0
[7 empty] | 1506.3301 | 0
[7 empty] | 1506.3579 | 0
[7 empty] | 1506.3856 | 0
[7 empty] | 1506.4135 | 0
[7 empty] | 1506.4413 | 0
[7 empty] | 1506.469 | 0
[7 empty] | 1506.4968 | 0
[7 empty] | 1506.5247 | 0
[7 empty] | 1506.5524 | 0
[7 empty] | 1506.5802 | 0
[7 empty] | 1506.608 | 0
[7 empty] | 1506.6359 | 0
[7 empty] | 1506.6636 | 0
[7 empty] | 1506.6914 | 0
[7 empty] | 1506.7192 | 0
[7 empty] | 1506.7471 | 0
[7 empty] | 1506.7748 | 0
[7 empty] | 1506.8026 | 0
[7 empty] | 1506.8304 | 0
[7 empty] | 1506.8583 | 0
[7 empty] | 1506.8861 | 0
[7 empty] | 1506.9138 | 0
[7 empty] | 1506.9416 | 0
[7 empty] | 1506.9695 | 0
[7 empty] | 1506.9973 | 0
[7 empty] | 1507.0251 | 0
[7 empty] | 1507.053 | 0
[7 empty] | 1507.0808 | 0
[7 empty] | 1507.1085 | 0
[7 empty] | 1507.1364 | 0
[7 empty] | 1507.1642 | 0
[7 empty] | 1507.192 | 0
[7 empty] | 1507.2198 | 0
[7 empty] | 1507.2477 | 0
[7 empty] | 1507.2755 | 0
[7 empty] | 1507.3033 | 0
[7 empty] | 1507.3312 | 0
[7 empty] | 1507.359 | 0
[7 empty] | 1507.3868 | 0
[7 empty] | 1507.4147 | 0
[7 empty] | 1507.4425 | 0
[7 empty] | 1507.4703 | 0
[7 empty] | 1507.4982 | 0
[7 empty] | 1507.526 | 0
[7 empty] | 1507.5538 | 0
[7 empty] | 1507.5817 | 0
[7 empty] | 1507.6095 | 0
[7 empty] | 1507.6373 | 0
[7 empty] | 1507.6652 | 0
[7 empty] | 1507.693 | 0
[7 empty] | 1507.7208 | 0
[7 empty] | 1507.7487 | 0
[7 empty] | 1507.7765 | 0
[7 empty] | 1507.8043 | 0
[7 empty] | 1507.8322 | 0
[7 empty] | 1507.86 | 0
[7 empty] | 1507.8879 | 0
[7 empty] | 1507.9158 | 0
[7 empty] | 1507.9436 | 0
[7 empty] | 1507.9714 | 0
[7 empty] | 1507.9993 | 0
[7 empty] | 1508.0271 | 0
[7 empty] | 1508.0549 | 0
[7 empty] | 1508.0829 | 0
[7 empty] | 1508.1107 | 0
[7 empty] | 1508.1386 | 0
[7 empty] | 1508.1664 | 0
[7 empty] | 1508.1942 | 0
[7 empty] | 1508.2222 | 0
[7 empty] | 1508.25 | 0
[7 empty] | 1508.2778 | 0
[7 empty] | 1508.3057 | 0
[7 empty] | 1508.3336 | 0
[7 empty] | 1508.3615 | 0
[7 empty] | 1508.3893 | 0
[7 empty] | 1508.4171 | 0
[7 empty] | 1508.4451 | 0
[7 empty] | 1508.4729 | 0
[7 empty] | 1508.5007 | 0
[7 empty] | 1508.5287 | 0
[7 empty] | 1508.5565 | 0
[7 empty] | 1508.5844 | 0
[7 empty] | 1508.6123 | 0
[7 empty] | 1508.6401 | 0
[7 empty] | 1508.668 | 0
[7 empty] | 1508.6959 | 0
[7 empty] | 1508.7238 | 0
[7 empty] | 1508.7516 | 0
[7 empty] | 1508.7795 | 0
[7 empty] | 1508.8074 | 0
[7 empty] | 1508.8353 | 0
[7 empty] | 1508.8632 | 0
[7 empty] | 1508.891 | 0
[7 empty] | 1508.9189 | 0
[7 empty] | 1508.9468 | 0
[7 empty] | 1508.9747 | 0
[7 empty] | 1509.0026 | 0
[7 empty] | 1509.0305 | 0
[7 empty] | 1509.0584 | 0
[7 empty] | 1509.0863 | 0
[7 empty] | 1509.1141 | 0
[7 empty] | 1509.1421 | 0
[7 empty] | 1509.1699 | 0
[7 empty] | 1509.1979 | 0
[7 empty] | 1509.2257 | 0
[7 empty] | 1509.2537 | 0
[7 empty] | 1509.2815 | 0
[7 empty] | 1509.3094 | 0
[7 empty] | 1509.3373 | 0
[7 empty] | 1509.3652 | 0
[7 empty] | 1509.3932 | 0
[7 empty] | 1509.421 | 0
[7 empty] | 1509.449 | 0
[7 empty] | 1509.4768 | 0
[7 empty] | 1509.5048 | 0
[7 empty] | 1509.5327 | 0
[7 empty] | 1509.5605 | 0
[7 empty] | 1509.5885 | 0
[7 empty] | 1509.6163 | 0
[7 empty] | 1509.6443 | 0
[7 empty] | 1509.6722 | 0
[7 empty] | 1509.7001 | 0
[7 empty] | 1509.728 | 0
[7 empty] | 1509.756 | 0
[7 empty] | 1509.7838 | 0
[7 empty] | 1509.8118 | 0
[7 empty] | 1509.8397 | 0
[7 empty] | 1509.8677 | 0
[7 empty] | 1509.8955 | 0
[7 empty] | 1509.9235 | 0
[7 empty] | 1509.9514 | 0
[7 empty] | 1509.9794 | 0
[7 empty] | 1510.0072 | 0
[7 empty] | 1510.0352 | 0
[7 empty] | 1510.0631 | 0
[7 empty] | 1510.0911 | 0
[7 empty] | 1510.1189 | 0
[7 empty] | 1510.1469 | 0
[7 empty] | 1510.1748 | 0
[7 empty] | 1510.2028 | 0
[7 empty] | 1510.2307 | 0
[7 empty] | 1510.2587 | 0
[7 empty] | 1510.2865 | 0
[7 empty] | 1510.3145 | 0
[7 empty] | 1510.3424 | 0
[7 empty] | 1510.3704 | 0
[7 empty] | 1510.3983 | 0
[7 empty] | 1510.4263 | 0
[7 empty] | 1510.4542 | 0
[7 empty] | 1510.4822 | 0
[7 empty] | 1510.51 | 0
[7 empty] | 1510.538 | 0
[7 empty] | 1510.5659 | 0
[7 empty] | 1510.5939 | 0
[7 empty] | 1510.6218 | 0
[7 empty] | 1510.6498 | 0
[7 empty] | 1510.6777 | 0
[7 empty] | 1510.7057 | 0
[7 empty] | 1510.7336 | 0
[7 empty] | 1510.7616 | 0
[7 empty] | 1510.7896 | 0
[7 empty] | 1510.8175 | 0
[7 empty] | 1510.8455 | 0
[7 empty] | 1510.8734 | 0
[7 empty] | 1510.9014 | 0
[7 empty] | 1510.9293 | 0
[7 empty] | 1510.9573 | 0
[7 empty] | 1510.9852 | 0
[7 empty] | 1511.0132 | 0
[7 empty] | 1511.0411 | 0
[7 empty] | 1511.0691 | 0
[7 empty] | 1511.0972 | 0
[7 empty] | 1511.1251 | 0
[7 empty] | 1511.1531 | 0
[7 empty] | 1511.181 | 0
[7 empty] | 1511.209 | 0
[7 empty] | 1511.2369 | 0
[7 empty] | 1511.2649 | 0
[7 empty] | 1511.2928 | 0
[7 empty] | 1511.3209 | 0
[7 empty] | 1511.3489 | 0
[7 empty] | 1511.3768 | 0
[7 empty] | 1511.4048 | 0
[7 empty] | 1511.4327 | 0
[7 empty] | 1511.4608 | 0
[7 empty] | 1511.4888 | 0
[7 empty] | 1511.5167 | 0
[7 empty] | 1511.5447 | 0
[7 empty] | 1511.5726 | 0
[7 empty] | 1511.6007 | 0
[7 empty] | 1511.6287 | 0
[7 empty] | 1511.6566 | 0
[7 empty] | 1511.6846 | 0
[7 empty] | 1511.7126 | 0
[7 empty] | 1511.7406 | 0
[7 empty] | 1511.7686 | 0
[7 empty] | 1511.7966 | 0
[7 empty] | 1511.8246 | 0
[7 empty] | 1511.8525 | 0
[7 empty] | 1511.8806 | 0
[7 empty] | 1511.9086 | 0
[7 empty] | 1511.9365 | 0
[7 empty] | 1511.9646 | 0
[7 empty] | 1511.9926 | 0
[7 empty] | 1512.0205 | 0
[7 empty] | 1512.0486 | 0
[7 empty] | 1512.0765 | 0
[7 empty] | 1512.1045 | 0
[7 empty] | 1512.1326 | 0
[7 empty] | 1512.1605 | 0
[7 empty] | 1512.1886 | 0
[7 empty] | 1512.2166 | 0
[7 empty] | 1512.2446 | 0
[7 empty] | 1512.2726 | 0
[7 empty] | 1512.3005 | 0
[7 empty] | 1512.3286 | 0
[7 empty] | 1512.3566 | 0
[7 empty] | 1512.3846 | 0
[7 empty] | 1512.4126 | 0
[7 empty] | 1512.4407 | 0
[7 empty] | 1512.4686 | 0
[7 empty] | 1512.4967 | 0
[7 empty] | 1512.5247 | 0
[7 empty] | 1512.5527 | 0
[7 empty] | 1512.5808 | 0
[7 empty] | 1512.6088 | 0
[7 empty] | 1512.6368 | 0
[7 empty] | 1512.6648 | 0
[7 empty] | 1512.6929 | 0
[7 empty] | 1512.7208 | 0
[7 empty] | 1512.7489 | 0
[7 empty] | 1512.777 | 0
[7 empty] | 1512.8049 | 0
[7 empty] | 1512.833 | 0
[7 empty] | 1512.861 | 0
[7 empty] | 1512.889 | 0
[7 empty] | 1512.9171 | 0
[7 empty] | 1512.9451 | 0
[7 empty] | 1512.9731 | 0
[7 empty] | 1513.0012 | 0
[7 empty] | 1513.0292 | 0
[7 empty] | 1513.0573 | 0
[7 empty] | 1513.0853 | 0
[7 empty] | 1513.1133 | 0
[7 empty] | 1513.1414 | 0
[7 empty] | 1513.1694 | 0
[7 empty] | 1513.1975 | 0
[7 empty] | 1513.2255 | 0
[7 empty] | 1513.2535 | 0
[7 empty] | 1513.2816 | 0
[7 empty] | 1513.3097 | 0
[7 empty] | 1513.3376 | 0
[7 empty] | 1513.3657 | 0
[7 empty] | 1513.3938 | 0
[7 empty] | 1513.4219 | 0
[7 empty] | 1513.45 | 0
[7 empty] | 1513.4779 | 0
[7 empty] | 1513.506 | 0
[7 empty] | 1513.5341 | 0
[7 empty] | 1513.5621 | 0
[7 empty] | 1513.5902 | 0
[7 empty] | 1513.6183 | 0
[7 empty] | 1513.6462 | 0
[7 empty] | 1513.6743 | 0
[7 empty] | 1513.7024 | 0
[7 empty] | 1513.7305 | 0
[7 empty] | 1513.7585 | 0
[7 empty] | 1513.7866 | 0
[7 empty] | 1513.8147 | 0
[7 empty] | 1513.8428 | 0
[7 empty] | 1513.8709 | 0
[7 empty] | 1513.8989 | 0
[7 empty] | 1513.9269 | 0
[7 empty] | 1513.955 | 0
[7 empty] | 1513.983 | 0
[7 empty] | 1514.0111 | 0
[7 empty] | 1514.0392 | 0
[7 empty] | 1514.0673 | 0
[7 empty] | 1514.0953 | 0
[7 empty] | 1514.1234 | 0
[7 empty] | 1514.1515 | 0
[7 empty] | 1514.1796 | 0
[7 empty] | 1514.2076 | 0
[7 empty] | 1514.2358 | 0
[7 empty] | 1514.2639 | 0
[7 empty] | 1514.292 | 0
[7 empty] | 1514.3201 | 0
[7 empty] | 1514.3481 | 0
[7 empty] | 1514.3762 | 0
[7 empty] | 1514.4043 | 0
[7 empty] | 1514.4324 | 0
[7 empty] | 1514.4604 | 0
[7 empty] | 1514.4885 | 0
[7 empty] | 1514.5166 | 0
[7 empty] | 1514.5448 | 0
[7 empty] | 1514.5729 | 0
[7 empty] | 1514.601 | 0
[7 empty] | 1514.629 | 0
[7 empty] | 1514.6571 | 0
[7 empty] | 1514.6852 | 0
[7 empty] | 1514.7134 | 0
[7 empty] | 1514.7415 | 0
[7 empty] | 1514.7695 | 0
[7 empty] | 1514.7976 | 0
[7 empty] | 1514.8257 | 0
[7 empty] | 1514.8539 | 0
[7 empty] | 1514.882 | 0
[7 empty] | 1514.91 | 0
[7 empty] | 1514.9381 | 0
[7 empty] | 1514.9663 | 0
[7 empty] | 1514.9944 | 0
[7 empty] | 1515.0225 | 0
[7 empty] | 1515.0505 | 0
[7 empty] | 1515.0787 | 0
[7 empty] | 1515.1068 | 0
[7 empty] | 1515.1349 | 0
[7 empty] | 1515.1631 | 0
[7 empty] | 1515.1912 | 0
[7 empty] | 1515.2192 | 0
[7 empty] | 1515.2474 | 0
[7 empty] | 1515.2755 | 0
[7 empty] | 1515.3036 | 0
[7 empty] | 1515.3318 | 0
[7 empty] | 1515.3599 | 0
[7 empty] | 1515.3881 | 0
[7 empty] | 1515.4161 | 0
[7 empty] | 1515.4442 | 0
[7 empty] | 1515.4724 | 0
[7 empty] | 1515.5005 | 0
[7 empty] | 1515.5287 | 0
[7 empty] | 1515.5568 | 0
[7 empty] | 1515.585 | 0
[7 empty] | 1515.613 | 0
[7 empty] | 1515.6412 | 0
[7 empty] | 1515.6693 | 0
[7 empty] | 1515.6975 | 0
[7 empty] | 1515.7256 | 0
[7 empty] | 1515.7538 | 0
[7 empty] | 1515.7819 | 0
[7 empty] | 1515.8101 | 0
[7 empty] | 1515.8381 | 0
[7 empty] | 1515.8663 | 0
[7 empty] | 1515.8944 | 0
[7 empty] | 1515.9226 | 0
[7 empty] | 1515.9507 | 0
[7 empty] | 1515.9789 | 0
[7 empty] | 1516.007 | 0
[7 empty] | 1516.0352 | 0
[7 empty] | 1516.0634 | 0
[7 empty] | 1516.0914 | 0
[7 empty] | 1516.1196 | 0
[7 empty] | 1516.1478 | 0
[7 empty] | 1516.1759 | 0
[7 empty] | 1516.2041 | 0
[7 empty] | 1516.2322 | 0
[7 empty] | 1516.2604 | 0
[7 empty] | 1516.2886 | 0
[7 empty] | 1516.3166 | 0
[7 empty] | 1516.3448 | 0
[7 empty] | 1516.373 | 0
[7 empty] | 1516.4012 | 0
[7 empty] | 1516.4293 | 0
[7 empty] | 1516.4575 | 0
[7 empty] | 1516.4857 | 0
[7 empty] | 1516.5138 | 0
[7 empty] | 1516.542 | 0
[7 empty] | 1516.5702 | 0
[7 empty] | 1516.5984 | 0
[7 empty] | 1516.6265 | 0
[7 empty] | 1516.6547 | 0
[7 empty] | 1516.6829 | 0
[7 empty] | 1516.7111 | 0
[7 empty] | 1516.7393 | 0
[7 empty] | 1516.7673 | 0
[7 empty] | 1516.7955 | 0
[7 empty] | 1516.8237 | 0
[7 empty] | 1516.8519 | 0
[7 empty] | 1516.8801 | 0
[7 empty] | 1516.9083 | 0
[7 empty] | 1516.9364 | 0
[7 empty] | 1516.9646 | 0
[7 empty] | 1516.9928 | 0
[7 empty] | 1517.021 | 0
[7 empty] | 1517.0492 | 0
[7 empty] | 1517.0774 | 0
[7 empty] | 1517.1056 | 0
[7 empty] | 1517.1338 | 0
[7 empty] | 1517.162 | 0
[7 empty] | 1517.1902 | 0
[7 empty] | 1517.2184 | 0
[7 empty] | 1517.2466 | 0
[7 empty] | 1517.2748 | 0
[7 empty] | 1517.303 | 0
[7 empty] | 1517.3311 | 0
[7 empty] | 1517.3593 | 0
[7 empty] | 1517.3875 | 0
[7 empty] | 1517.4156 | 0
[7 empty] | 1517.444 | 0
[7 empty] | 1517.4722 | 0
[7 empty] | 1517.5004 | 0
[7 empty] | 1517.5286 | 0
[7 empty] | 1517.5568 | 0
[7 empty] | 1517.585 | 0
[7 empty] | 1517.6132 | 0
[7 empty] | 1517.6414 | 0
[7 empty] | 1517.6696 | 0
[7 empty] | 1517.6978 | 0
[7 empty] | 1517.726 | 0
[7 empty] | 1517.7541 | 0
[7 empty] | 1517.7823 | 0
[7 empty] | 1517.8107 | 0
[7 empty] | 1517.8389 | 0
[7 empty] | 1517.8671 | 0
[7 empty] | 1517.8953 | 0
[7 empty] | 1517.9235 | 0
[7 empty] | 1517.9517 | 0
[7 empty] | 1517.98 | 0
[7 empty] | 1518.0082 | 0
[7 empty] | 1518.0364 | 0
[7 empty] | 1518.0646 | 0
[7 empty] | 1518.0928 | 0
[7 empty] | 1518.1211 | 0
[7 empty] | 1518.1493 | 0
[7 empty] | 1518.1775 | 0
[7 empty] | 1518.2057 | 0
[7 empty] | 1518.234 | 0
[7 empty] | 1518.2622 | 0
[7 empty] | 1518.2904 | 0
[7 empty] | 1518.3186 | 0
[7 empty] | 1518.3469 | 0
[7 empty] | 1518.3751 | 0
[7 empty] | 1518.4033 | 0
[7 empty] | 1518.4316 | 0
[7 empty] | 1518.4598 | 0
[7 empty] | 1518.488 | 0
[7 empty] | 1518.5164 | 0
[7 empty] | 1518.5446 | 0
[7 empty] | 1518.5728 | 0
[7 empty] | 1518.6011 | 0
[7 empty] | 1518.6293 | 0
[7 empty] | 1518.6575 | 0
[7 empty] | 1518.6858 | 0
[7 empty] | 1518.714 | 0
[7 empty] | 1518.7423 | 0
[7 empty] | 1518.7705 | 0
[7 empty] | 1518.7988 | 0
[7 empty] | 1518.827 | 0
[7 empty] | 1518.8552 | 0
[7 empty] | 1518.8835 | 0
[7 empty] | 1518.9117 | 0
[7 empty] | 1518.9401 | 0
[7 empty] | 1518.9683 | 0
[7 empty] | 1518.9966 | 0
[7 empty] | 1519.0248 | 0
[7 empty] | 1519.0531 | 0
[7 empty] | 1519.0813 | 0
[7 empty] | 1519.1096 | 0
[7 empty] | 1519.1378 | 0
[7 empty] | 1519.1661 | 0
[7 empty] | 1519.1943 | 0
[7 empty] | 1519.2227 | 0
[7 empty] | 1519.251 | 0
[7 empty] | 1519.2792 | 0
[7 empty] | 1519.3075 | 0
[7 empty] | 1519.3357 | 0
[7 empty] | 1519.364 | 0
[7 empty] | 1519.3923 | 0
[7 empty] | 1519.4205 | 0
[7 empty] | 1519.4489 | 0
[7 empty] | 1519.4771 | 0
[7 empty] | 1519.5054 | 0
[7 empty] | 1519.5337 | 0
[7 empty] | 1519.5619 | 0
[7 empty] | 1519.5902 | 0
[7 empty] | 1519.6185 | 0
[7 empty] | 1519.6469 | 0
[7 empty] | 1519.675 | 0
[7 empty] | 1519.7034 | 0
[7 empty] | 1519.7317 | 0
[7 empty] | 1519.7599 | 0
[7 empty] | 1519.7882 | 0
[7 empty] | 1519.8165 | 0
[7 empty] | 1519.8448 | 0
[7 empty] | 1519.873 | 0
[7 empty] | 1519.9014 | 0
[7 empty] | 1519.9297 | 0
[7 empty] | 1519.958 | 0
[7 empty] | 1519.9862 | 0
[7 empty] | 1520.0145 | 0
[7 empty] | 1520.0428 | 0
[7 empty] | 1520.0712 | 0
[7 empty] | 1520.0995 | 0
[7 empty] | 1520.1278 | 0
[7 empty] | 1520.156 | 0
[7 empty] | 1520.1843 | 0
[7 empty] | 1520.2126 | 0
[7 empty] | 1520.241 | 0
[7 empty] | 1520.2693 | 0
[7 empty] | 1520.2976 | 0
[7 empty] | 1520.3259 | 0
[7 empty] | 1520.3542 | 0
[7 empty] | 1520.3824 | 0
[7 empty] | 1520.4108 | 0
[7 empty] | 1520.4391 | 0
[7 empty] | 1520.4674 | 0
[7 empty] | 1520.4957 | 0
[7 empty] | 1520.524 | 0
[7 empty] | 1520.5524 | 0
[7 empty] | 1520.5807 | 0
[7 empty] | 1520.609 | 0
[7 empty] | 1520.6373 | 0
[7 empty] | 1520.6656 | 0
[7 empty] | 1520.694 | 0
[7 empty] | 1520.7223 | 0
[7 empty] | 1520.7506 | 0
[7 empty] | 1520.7789 | 0
[7 empty] | 1520.8073 | 0
[7 empty] | 1520.8356 | 0
[7 empty] | 1520.8639 | 0
[7 empty] | 1520.8922 | 0
[7 empty] | 1520.9207 | 0
[7 empty] | 1520.949 | 0
[7 empty] | 1520.9773 | 0
[7 empty] | 1521.0056 | 0
[7 empty] | 1521.0339 | 0
[7 empty] | 1521.0623 | 0
[7 empty] | 1521.0906 | 0
[7 empty] | 1521.1189 | 0
[7 empty] | 1521.1472 | 0
[7 empty] | 1521.1757 | 0
[7 empty] | 1521.204 | 0
[7 empty] | 1521.2323 | 0
[7 empty] | 1521.2606 | 0
[7 empty] | 1521.2889 | 0
[7 empty] | 1521.3174 | 0
[7 empty] | 1521.3457 | 0
[7 empty] | 1521.374 | 0
[7 empty] | 1521.4023 | 0
[7 empty] | 1521.4307 | 0
[7 empty] | 1521.4591 | 0
[7 empty] | 1521.4874 | 0
[7 empty] | 1521.5157 | 0
[7 empty] | 1521.5441 | 0
[7 empty] | 1521.5725 | 0
[7 empty] | 1521.6008 | 0
[7 empty] | 1521.6291 | 0
[7 empty] | 1521.6576 | 0
[7 empty] | 1521.6859 | 0
[7 empty] | 1521.7142 | 0
[7 empty] | 1521.7427 | 0
[7 empty] | 1521.771 | 0
[7 empty] | 1521.7993 | 0
[7 empty] | 1521.8278 | 0
[7 empty] | 1521.8561 | 0
[7 empty] | 1521.8844 | 0
[7 empty] | 1521.9128 | 0
[7 empty] | 1521.9412 | 0
[7 empty] | 1521.9696 | 0
[7 empty] | 1521.9979 | 0
[7 empty] | 1522.0262 | 0
[7 empty] | 1522.0547 | 0
[7 empty] | 1522.083 | 0
[7 empty] | 1522.1115 | 0
[7 empty] | 1522.1398 | 0
[7 empty] | 1522.1682 | 0
[7 empty] | 1522.1965 | 0
[7 empty] | 1522.225 | 0
[7 empty] | 1522.2533 | 0
[7 empty] | 1522.2816 | 0
[7 empty] | 1522.3101 | 0
[7 empty] | 1522.3385 | 0
[7 empty] | 1522.3668 | 0
[7 empty] | 1522.3953 | 0
[7 empty] | 1522.4236 | 0
[7 empty] | 1522.452 | 0
[7 empty] | 1522.4803 | 0
[7 empty] | 1522.5088 | 0
[7 empty] | 1522.5371 | 0
[7 empty] | 1522.5656 | 0
[7 empty] | 1522.5939 | 0
[7 empty] | 1522.6223 | 0
[7 empty] | 1522.6508 | 0
[7 empty] | 1522.6791 | 0
[7 empty] | 1522.7075 | 0
[7 empty] | 1522.736 | 0
[7 empty] | 1522.7643 | 0
[7 empty] | 1522.7927 | 0
[7 empty] | 1522.8212 | 0
[7 empty] | 1522.8495 | 0
[7 empty] | 1522.8779 | 0
[7 empty] | 1522.9064 | 0
[7 empty] | 1522.9347 | 0
[7 empty] | 1522.9631 | 0
[7 empty] | 1522.9916 | 0
[7 empty] | 1523.0199 | 0
[7 empty] | 1523.0483 | 0
[7 empty] | 1523.0768 | 0
[7 empty] | 1523.1052 | 0
[7 empty] | 1523.1335 | 0
[7 empty] | 1523.162 | 0
[7 empty] | 1523.1904 | 0
[7 empty] | 1523.2189 | 0
[7 empty] | 1523.2472 | 0
[7 empty] | 1523.2756 | 0
[7 empty] | 1523.3041 | 0
[7 empty] | 1523.3325 | 0
[7 empty] | 1523.361 | 0
[7 empty] | 1523.3894 | 0
[7 empty] | 1523.4177 | 0
[7 empty] | 1523.4462 | 0
[7 empty] | 1523.4746 | 0
[7 empty] | 1523.5031 | 0
[7 empty] | 1523.5315 | 0
[7 empty] | 1523.5599 | 0
[7 empty] | 1523.5884 | 0
[7 empty] | 1523.6168 | 0
[7 empty] | 1523.6451 | 0
[7 empty] | 1523.6736 | 0
[7 empty] | 1523.702 | 0
[7 empty] | 1523.7305 | 0
[7 empty] | 1523.7589 | 0
[7 empty] | 1523.7874 | 0
[7 empty] | 1523.8158 | 0
[7 empty] | 1523.8442 | 0
[7 empty] | 1523.8727 | 0
[7 empty] | 1523.9011 | 0
[7 empty] | 1523.9296 | 0
[7 empty] | 1523.958 | 0
[7 empty] | 1523.9865 | 0
[7 empty] | 1524.0149 | 0
[7 empty] | 1524.0433 | 0
[7 empty] | 1524.0718 | 0
[7 empty] | 1524.1002 | 0
[7 empty] | 1524.1287 | 0
[7 empty] | 1524.1571 | 0
[7 empty] | 1524.1855 | 0
[7 empty] | 1524.214 | 0
[7 empty] | 1524.2426 | 0
[7 empty] | 1524.271 | 0
[7 empty] | 1524.2994 | 0
[7 empty] | 1524.3279 | 0
[7 empty] | 1524.3563 | 0
[7 empty] | 1524.3848 | 0
[7 empty] | 1524.4132 | 0
[7 empty] | 1524.4416 | 0
[7 empty] | 1524.4702 | 0
[7 empty] | 1524.4987 | 0
[7 empty] | 1524.5271 | 0
[7 empty] | 1524.5555 | 0
[7 empty] | 1524.584 | 0
[7 empty] | 1524.6125 | 0
[7 empty] | 1524.641 | 0
[7 empty] | 1524.6694 | 0
[7 empty] | 1524.6979 | 0
[7 empty] | 1524.7264 | 0
[7 empty] | 1524.7549 | 0
[7 empty] | 1524.7833 | 0
[7 empty] | 1524.8118 | 0
[7 empty] | 1524.8403 | 0
[7 empty] | 1524.8688 | 0
[7 empty] | 1524.8972 | 0
[7 empty] | 1524.9257 | 0
[7 empty] | 1524.9542 | 0
[7 empty] | 1524.9827 | 0
[7 empty] | 1525.0111 | 0
[7 empty] | 1525.0397 | 0
[7 empty] | 1525.0681 | 0
[7 empty] | 1525.0966 | 0
[7 empty] | 1525.1251 | 0
[7 empty] | 1525.1536 | 0
[7 empty] | 1525.1821 | 0
[7 empty] | 1525.2106 | 0
[7 empty] | 1525.239 | 0
[7 empty] | 1525.2676 | 0
[7 empty] | 1525.296 | 0
[7 empty] | 1525.3246 | 0
[7 empty] | 1525.353 | 0
[7 empty] | 1525.3815 | 0
[7 empty] | 1525.41 | 0
[7 empty] | 1525.4385 | 0
[7 empty] | 1525.467 | 0
[7 empty] | 1525.4955 | 0
[7 empty] | 1525.524 | 0
[7 empty] | 1525.5525 | 0
[7 empty] | 1525.5811 | 0
[7 empty] | 1525.6095 | 0
[7 empty] | 1525.6381 | 0
[7 empty] | 1525.6665 | 0
[7 empty] | 1525.6951 | 0
[7 empty] | 1525.7235 | 0
[7 empty] | 1525.7521 | 0
[7 empty] | 1525.7806 | 0
[7 empty] | 1525.8091 | 0
[7 empty] | 1525.8376 | 0
[7 empty] | 1525.8661 | 0
[7 empty] | 1525.8947 | 0
[7 empty] | 1525.9232 | 0
[7 empty] | 1525.9517 | 0
[7 empty] | 1525.9802 | 0
[7 empty] | 1526.0087 | 0
[7 empty] | 1526.0372 | 0
[7 empty] | 1526.0658 | 0
[7 empty] | 1526.0942 | 0
[7 empty] | 1526.1228 | 0
[7 empty] | 1526.1514 | 0
[7 empty] | 1526.1798 | 0
[7 empty] | 1526.2084 | 0
[7 empty] | 1526.2369 | 0
[7 empty] | 1526.2655 | 0
[7 empty] | 1526.2939 | 0
[7 empty] | 1526.3225 | 0
[7 empty] | 1526.3511 | 0
[7 empty] | 1526.3795 | 0
[7 empty] | 1526.4081 | 0
[7 empty] | 1526.4366 | 0
[7 empty] | 1526.4652 | 0
[7 empty] | 1526.4938 | 0
[7 empty] | 1526.5222 | 0
[7 empty] | 1526.5508 | 0
[7 empty] | 1526.5793 | 0
[7 empty] | 1526.6079 | 0
[7 empty] | 1526.6365 | 0
[7 empty] | 1526.6649 | 0
[7 empty] | 1526.6935 | 0
[7 empty] | 1526.722 | 0
[7 empty] | 1526.7506 | 0
[7 empty] | 1526.7792 | 0
[7 empty] | 1526.8077 | 0
[7 empty] | 1526.8363 | 0
[7 empty] | 1526.8649 | 0
[7 empty] | 1526.8933 | 0
[7 empty] | 1526.9219 | 0
[7 empty] | 1526.9504 | 0
[7 empty] | 1526.979 | 0
[7 empty] | 1527.0076 | 0
[7 empty] | 1527.0361 | 0
[7 empty] | 1527.0647 | 0
[7 empty] | 1527.0933 | 0
[7 empty] | 1527.1218 | 0
[7 empty] | 1527.1504 | 0
[7 empty] | 1527.179 | 0
[7 empty] | 1527.2075 | 0
[7 empty] | 1527.2361 | 0
[7 empty] | 1527.2646 | 0
[7 empty] | 1527.2932 | 0
[7 empty] | 1527.3218 | 0
[7 empty] | 1527.3503 | 0
[7 empty] | 1527.3789 | 0
[7 empty] | 1527.4075 | 0
[7 empty] | 1527.436 | 0
[7 empty] | 1527.4646 | 0
[7 empty] | 1527.4932 | 0
[7 empty] | 1527.5219 | 0
[7 empty] | 1527.5504 | 0
[7 empty] | 1527.579 | 0
[7 empty] | 1527.6075 | 0
[7 empty] | 1527.6361 | 0
[7 empty] | 1527.6647 | 0
[7 empty] | 1527.6932 | 0
[7 empty] | 1527.7218 | 0
[7 empty] | 1527.7505 | 0
[7 empty] | 1527.7791 | 0
[7 empty] | 1527.8076 | 0
[7 empty] | 1527.8362 | 0
[7 empty] | 1527.8647 | 0
[7 empty] | 1527.8934 | 0
[7 empty] | 1527.922 | 0
[7 empty] | 1527.9506 | 0
[7 empty] | 1527.9791 | 0
[7 empty] | 1528.0078 | 0
[7 empty] | 1528.0364 | 0
[7 empty] | 1528.0649 | 0
[7 empty] | 1528.0935 | 0
[7 empty] | 1528.1222 | 0
[7 empty] | 1528.1508 | 0
[7 empty] | 1528.1793 | 0
[7 empty] | 1528.208 | 0
[7 empty] | 1528.2366 | 0
[7 empty] | 1528.2651 | 0
[7 empty] | 1528.2938 | 0
[7 empty] | 1528.3224 | 0
[7 empty] | 1528.351 | 0
[7 empty] | 1528.3796 | 0
[7 empty] | 1528.4082 | 0
[7 empty] | 1528.4368 | 0
[7 empty] | 1528.4655 | 0
[7 empty] | 1528.494 | 0
[7 empty] | 1528.5227 | 0
[7 empty] | 1528.5513 | 0
[7 empty] | 1528.5798 | 0
[7 empty] | 1528.6085 | 0
[7 empty] | 1528.6371 | 0
[7 empty] | 1528.6658 | 0
[7 empty] | 1528.6943 | 0
[7 empty] | 1528.723 | 0
[7 empty] | 1528.7516 | 0
[7 empty] | 1528.7803 | 0
[7 empty] | 1528.8088 | 0
[7 empty] | 1528.8375 | 0
[7 empty] | 1528.8661 | 0
[7 empty] | 1528.8948 | 0
[7 empty] | 1528.9233 | 0
[7 empty] | 1528.952 | 0
[7 empty] | 1528.9806 | 0
[7 empty] | 1529.0093 | 0
[7 empty] | 1529.0378 | 0
[7 empty] | 1529.0665 | 0
[7 empty] | 1529.0951 | 0
[7 empty] | 1529.1238 | 0
[7 empty] | 1529.1525 | 0
[7 empty] | 1529.181 | 0
[7 empty] | 1529.2097 | 0
[7 empty] | 1529.2383 | 0
[7 empty] | 1529.267 | 0
[7 empty] | 1529.2957 | 0
[7 empty] | 1529.3242 | 0
[7 empty] | 1529.3529 | 0
[7 empty] | 1529.3816 | 0
[7 empty] | 1529.4102 | 0
[7 empty] | 1529.4388 | 0
[7 empty] | 1529.4675 | 0
[7 empty] | 1529.4961 | 0
[7 empty] | 1529.5248 | 0
[7 empty] | 1529.5535 | 0
[7 empty] | 1529.5822 | 0
[7 empty] | 1529.6107 | 0
[7 empty] | 1529.6394 | 0
[7 empty] | 1529.6681 | 0
[7 empty] | 1529.6968 | 0
[7 empty] | 1529.7253 | 0
[7 empty] | 1529.754 | 0
[7 empty] | 1529.7827 | 0
[7 empty] | 1529.8114 | 0
[7 empty] | 1529.8401 | 0
[7 empty] | 1529.8687 | 0
[7 empty] | 1529.8973 | 0
[7 empty] | 1529.926 | 0
[7 empty] | 1529.9547 | 0
[7 empty] | 1529.9834 | 0
[7 empty] | 1530.0121 | 0
[7 empty] | 1530.0408 | 0
[7 empty] | 1530.0693 | 0
[7 empty] | 1530.098 | 0
[7 empty] | 1530.1267 | 0
[7 empty] | 1530.1554 | 0
[7 empty] | 1530.1841 | 0
[7 empty] | 1530.2128 | 0
[7 empty] | 1530.2415 | 0
[7 empty] | 1530.2701 | 0
[7 empty] | 1530.2988 | 0
[7 empty] | 1530.3275 | 0
[7 empty] | 1530.3562 | 0
[7 empty] | 1530.3849 | 0
[7 empty] | 1530.4136 | 0
[7 empty] | 1530.4423 | 0
[7 empty] | 1530.4709 | 0
[7 empty] | 1530.4996 | 0
[7 empty] | 1530.5283 | 0
[7 empty] | 1530.557 | 0
[7 empty] | 1530.5857 | 0
[7 empty] | 1530.6144 | 0
[7 empty] | 1530.6431 | 0
[7 empty] | 1530.6718 | 0
[7 empty] | 1530.7004 | 0
[7 empty] | 1530.7291 | 0
[7 empty] | 1530.7578 | 0
[7 empty] | 1530.7865 | 0
[7 empty] | 1530.8152 | 0
[7 empty] | 1530.8439 | 0
[7 empty] | 1530.8727 | 0
[7 empty] | 1530.9014 | 0
[7 empty] | 1530.9301 | 0
[7 empty] | 1530.9587 | 0
[7 empty] | 1530.9874 | 0
[7 empty] | 1531.0161 | 0
[7 empty] | 1531.0449 | 0
[7 empty] | 1531.0736 | 0
[7 empty] | 1531.1023 | 0
[7 empty] | 1531.131 | 0
[7 empty] | 1531.1597 | 0
[7 empty] | 1531.1885 | 0
[7 empty] | 1531.2172 | 0
[7 empty] | 1531.2459 | 0
[7 empty] | 1531.2745 | 0
[7 empty] | 1531.3033 | 0
[7 empty] | 1531.332 | 0
[7 empty] | 1531.3607 | 0
[7 empty] | 1531.3894 | 0
[7 empty] | 1531.4182 | 0
[7 empty] | 1531.4469 | 0
[7 empty] | 1531.4756 | 0
[7 empty] | 1531.5044 | 0
[7 empty] | 1531.5331 | 0
[7 empty] | 1531.5618 | 0
[7 empty] | 1531.5906 | 0
[7 empty] | 1531.6193 | 0
[7 empty] | 1531.6479 | 0
[7 empty] | 1531.6768 | 0
[7 empty] | 1531.7054 | 0
[7 empty] | 1531.7343 | 0
[7 empty] | 1531.7629 | 0
[7 empty] | 1531.7916 | 0
[7 empty] | 1531.8204 | 0
[7 empty] | 1531.8491 | 0
[7 empty] | 1531.8779 | 0
[7 empty] | 1531.9066 | 0
[7 empty] | 1531.9353 | 0
[7 empty] | 1531.9641 | 0
[7 empty] | 1531.9928 | 0
[7 empty] | 1532.0216 | 0
[7 empty] | 1532.0503 | 0
[7 empty] | 1532.0791 | 0
[7 empty] | 1532.1078 | 0
[7 empty] | 1532.1366 | 0
[7 empty] | 1532.1653 | 0
[7 empty] | 1532.1941 | 0
[7 empty] | 1532.2229 | 0
[7 empty] | 1532.2516 | 0
[7 empty] | 1532.2804 | 0
[7 empty] | 1532.3091 | 0
[7 empty] | 1532.3379 | 0
[7 empty] | 1532.3666 | 0
[7 empty] | 1532.3954 | 0
[7 empty] | 1532.4242 | 0
[7 empty] | 1532.4529 | 0
[7 empty] | 1532.4817 | 0
[7 empty] | 1532.5104 | 0
[7 empty] | 1532.5392 | 0
[7 empty] | 1532.568 | 0
[7 empty] | 1532.5967 | 0
[7 empty] | 1532.6255 | 0
[7 empty] | 1532.6543 | 0
[7 empty] | 1532.683 | 0
[7 empty] | 1532.7118 | 0
[7 empty] | 1532.7406 | 0
[7 empty] | 1532.7693 | 0
[7 empty] | 1532.7981 | 0
[7 empty] | 1532.8269 | 0
[7 empty] | 1532.8557 | 0
[7 empty] | 1532.8844 | 0
[7 empty] | 1532.9132 | 0
[7 empty] | 1532.942 | 0
[7 empty] | 1532.9708 | 0
[7 empty] | 1532.9995 | 0
[7 empty] | 1533.0283 | 0
[7 empty] | 1533.0571 | 0
[7 empty] | 1533.0859 | 0
[7 empty] | 1533.1147 | 0
[7 empty] | 1533.1434 | 0
[7 empty] | 1533.1722 | 0
[7 empty] | 1533.2011 | 0
[7 empty] | 1533.2299 | 0
[7 empty] | 1533.2587 | 0
[7 empty] | 1533.2875 | 0
[7 empty] | 1533.3163 | 0
[7 empty] | 1533.3451 | 0
[7 empty] | 1533.3738 | 0
[7 empty] | 1533.4026 | 0
[7 empty] | 1533.4314 | 0
[7 empty] | 1533.4602 | 0
[7 empty] | 1533.489 | 0
[7 empty] | 1533.5178 | 0
[7 empty] | 1533.5466 | 0
[7 empty] | 1533.5754 | 0
[7 empty] | 1533.6042 | 0
[7 empty] | 1533.6331 | 0
[7 empty] | 1533.6619 | 0
[7 empty] | 1533.6907 | 0
[7 empty] | 1533.7195 | 0
[7 empty] | 1533.7483 | 0
[7 empty] | 1533.7771 | 0
[7 empty] | 1533.8059 | 0
[7 empty] | 1533.8347 | 0
[7 empty] | 1533.8635 | 0
[7 empty] | 1533.8923 | 0
[7 empty] | 1533.9211 | 0
[7 empty] | 1533.95 | 0
[7 empty] | 1533.9788 | 0
[7 empty] | 1534.0076 | 0
[7 empty] | 1534.0364 | 0
[7 empty] | 1534.0653 | 0
[7 empty] | 1534.0941 | 0
[7 empty] | 1534.1229 | 0
[7 empty] | 1534.1517 | 0
[7 empty] | 1534.1805 | 0
[7 empty] | 1534.2094 | 0
[7 empty] | 1534.2382 | 0
[7 empty] | 1534.2671 | 0
[7 empty] | 1534.2959 | 0
[7 empty] | 1534.3247 | 0
[7 empty] | 1534.3535 | 0
[7 empty] | 1534.3823 | 0
[7 empty] | 1534.4113 | 0
[7 empty] | 1534.4401 | 0
[7 empty] | 1534.4689 | 0
[7 empty] | 1534.4977 | 0
[7 empty] | 1534.5265 | 0
[7 empty] | 1534.5554 | 0
[7 empty] | 1534.5842 | 0
[7 empty] | 1534.613 | 0
[7 empty] | 1534.642 | 0
[7 empty] | 1534.6708 | 0
[7 empty] | 1534.6996 | 0
[7 empty] | 1534.7284 | 0
[7 empty] | 1534.7573 | 0
[7 empty] | 1534.7861 | 0
[7 empty] | 1534.8149 | 0
[7 empty] | 1534.8439 | 0
[7 empty] | 1534.8727 | 0
[7 empty] | 1534.9016 | 0
[7 empty] | 1534.9304 | 0
[7 empty] | 1534.9592 | 0
[7 empty] | 1534.9882 | 0
[7 empty] | 1535.017 | 0
[7 empty] | 1535.0458 | 0
[7 empty] | 1535.0747 | 0
[7 empty] | 1535.1035 | 0
[7 empty] | 1535.1324 | 0
[7 empty] | 1535.1613 | 0
[7 empty] | 1535.1902 | 0
[7 empty] | 1535.219 | 0
[7 empty] | 1535.2479 | 0
[7 empty] | 1535.2767 | 0
[7 empty] | 1535.3057 | 0
[7 empty] | 1535.3345 | 0
[7 empty] | 1535.3634 | 0
[7 empty] | 1535.3922 | 0
[7 empty] | 1535.4211 | 0
[7 empty] | 1535.45 | 0
[7 empty] | 1535.4789 | 0
[7 empty] | 1535.5077 | 0
[7 empty] | 1535.5366 | 0
[7 empty] | 1535.5654 | 0
[7 empty] | 1535.5944 | 0
[7 empty] | 1535.6233 | 0
[7 empty] | 1535.6521 | 0
[7 empty] | 1535.681 | 0
[7 empty] | 1535.7098 | 0
[7 empty] | 1535.7388 | 0
[7 empty] | 1535.7677 | 0
[7 empty] | 1535.7965 | 0
[7 empty] | 1535.8254 | 0
[7 empty] | 1535.8544 | 0
[7 empty] | 1535.8832 | 0
[7 empty] | 1535.9121 | 0
[7 empty] | 1535.941 | 0
[7 empty] | 1535.9698 | 0
[7 empty] | 1535.9988 | 0
[7 empty] | 1536.0277 | 0
[7 empty] | 1536.0565 | 0
[7 empty] | 1536.0854 | 0
[7 empty] | 1536.1144 | 0
[7 empty] | 1536.1433 | 0
[7 empty] | 1536.1721 | 0
[7 empty] | 1536.2011 | 0
[7 empty] | 1536.23 | 0
[7 empty] | 1536.2589 | 0
[7 empty] | 1536.2878 | 0
[7 empty] | 1536.3167 | 0
[7 empty] | 1536.3456 | 0
[7 empty] | 1536.3745 | 0
[7 empty] | 1536.4034 | 0
[7 empty] | 1536.4324 | 0
[7 empty] | 1536.4612 | 0
[7 empty] | 1536.4901 | 0
[7 empty] | 1536.519 | 0
[7 empty] | 1536.548 | 0
[7 empty] | 1536.5769 | 0
[7 empty] | 1536.6058 | 0
[7 empty] | 1536.6348 | 0
[7 empty] | 1536.6637 | 0
[7 empty] | 1536.6926 | 0
[7 empty] | 1536.7214 | 0
[7 empty] | 1536.7504 | 0
[7 empty] | 1536.7793 | 0
[7 empty] | 1536.8082 | 0
[7 empty] | 1536.8372 | 0
[7 empty] | 1536.8661 | 0
[7 empty] | 1536.895 | 0
[7 empty] | 1536.924 | 0
[7 empty] | 1536.9529 | 0
[7 empty] | 1536.9818 | 0
[7 empty] | 1537.0107 | 0
[7 empty] | 1537.0397 | 0
[7 empty] | 1537.0686 | 0
[7 empty] | 1537.0975 | 0
[7 empty] | 1537.1265 | 0
[7 empty] | 1537.1554 | 0
[7 empty] | 1537.1844 | 0
[7 empty] | 1537.2134 | 0
[7 empty] | 1537.2423 | 0
[7 empty] | 1537.2712 | 0
[7 empty] | 1537.3002 | 0
[7 empty] | 1537.3291 | 0
[7 empty] | 1537.358 | 0
[7 empty] | 1537.387 | 0
[7 empty] | 1537.4159 | 0
[7 empty] | 1537.4449 | 0
[7 empty] | 1537.4739 | 0
[7 empty] | 1537.5028 | 0
[7 empty] | 1537.5317 | 0
[7 empty] | 1537.5607 | 0
[7 empty] | 1537.5896 | 0
[7 empty] | 1537.6187 | 0
[7 empty] | 1537.6476 | 0
[7 empty] | 1537.6765 | 0
[7 empty] | 1537.7054 | 0
[7 empty] | 1537.7345 | 0
[7 empty] | 1537.7634 | 0
[7 empty] | 1537.7924 | 0
[7 empty] | 1537.8213 | 0
[7 empty] | 1537.8503 | 0
[7 empty] | 1537.8793 | 0
[7 empty] | 1537.9082 | 0
[7 empty] | 1537.9371 | 0
[7 empty] | 1537.9662 | 0
[7 empty] | 1537.9951 | 0
[7 empty] | 1538.024 | 0
[7 empty] | 1538.0531 | 0
[7 empty] | 1538.082 | 0
[7 empty] | 1538.111 | 0
[7 empty] | 1538.14 | 0
[7 empty] | 1538.1689 | 0
[7 empty] | 1538.198 | 0
[7 empty] | 1538.2269 | 0
[7 empty] | 1538.2559 | 0
[7 empty] | 1538.2849 | 0
[7 empty] | 1538.3138 | 0
[7 empty] | 1538.3429 | 0
[7 empty] | 1538.3718 | 0
[7 empty] | 1538.4008 | 0
[7 empty] | 1538.4298 | 0
[7 empty] | 1538.4587 | 0
[7 empty] | 1538.4878 | 0
[7 empty] | 1538.5167 | 0
[7 empty] | 1538.5458 | 0
[7 empty] | 1538.5747 | 0
[7 empty] | 1538.6038 | 0
[7 empty] | 1538.6327 | 0
[7 empty] | 1538.6617 | 0
[7 empty] | 1538.6907 | 0
[7 empty] | 1538.7197 | 0
[7 empty] | 1538.7488 | 0
[7 empty] | 1538.7777 | 0
[7 empty] | 1538.8068 | 0
[7 empty] | 1538.8357 | 0
[7 empty] | 1538.8647 | 0
[7 empty] | 1538.8937 | 0
[7 empty] | 1538.9227 | 0
[7 empty] | 1538.9518 | 0
[7 empty] | 1538.9807 | 0
[7 empty] | 1539.0098 | 0
[7 empty] | 1539.0388 | 0
[7 empty] | 1539.0677 | 0
[7 empty] | 1539.0968 | 0
[7 empty] | 1539.1257 | 0
[7 empty] | 1539.1548 | 0
[7 empty] | 1539.1838 | 0
[7 empty] | 1539.2129 | 0
[7 empty] | 1539.2418 | 0
[7 empty] | 1539.2709 | 0
[7 empty] | 1539.2999 | 0
[7 empty] | 1539.3289 | 0
[7 empty] | 1539.3579 | 0
[7 empty] | 1539.387 | 0
[7 empty] | 1539.416 | 0
[7 empty] | 1539.4449 | 0
[7 empty] | 1539.474 | 0
[7 empty] | 1539.5031 | 0
[7 empty] | 1539.5321 | 0
[7 empty] | 1539.5612 | 0
[7 empty] | 1539.5901 | 0
[7 empty] | 1539.6191 | 0
[7 empty] | 1539.6482 | 0
[7 empty] | 1539.6772 | 0
[7 empty] | 1539.7063 | 0
[7 empty] | 1539.7354 | 0
[7 empty] | 1539.7643 | 0
[7 empty] | 1539.7933 | 0
[7 empty] | 1539.8224 | 0
[7 empty] | 1539.8514 | 0
[7 empty] | 1539.8805 | 0
[7 empty] | 1539.9095 | 0
[7 empty] | 1539.9386 | 0
[7 empty] | 1539.9677 | 0
[7 empty] | 1539.9967 | 0
[7 empty] | 1540.0258 | 0
[7 empty] | 1540.0548 | 0
[7 empty] | 1540.0839 | 0
[7 empty] | 1540.1129 | 0
[7 empty] | 1540.142 | 0
[7 empty] | 1540.171 | 0
[7 empty] | 1540.2001 | 0
[7 empty] | 1540.2291 | 0
[7 empty] | 1540.2582 | 0
[7 empty] | 1540.2872 | 0
[7 empty] | 1540.3163 | 0
[7 empty] | 1540.3453 | 0
[7 empty] | 1540.3744 | 0
[7 empty] | 1540.4034 | 0
[7 empty] | 1540.4325 | 0
[7 empty] | 1540.4615 | 0
[7 empty] | 1540.4906 | 0
[7 empty] | 1540.5197 | 0
[7 empty] | 1540.5487 | 0
[7 empty] | 1540.5778 | 0
[7 empty] | 1540.6068 | 0
[7 empty] | 1540.636 | 0
[7 empty] | 1540.665 | 0
[7 empty] | 1540.6941 | 0
[7 empty] | 1540.7231 | 0
[7 empty] | 1540.7522 | 0
[7 empty] | 1540.7812 | 0
[7 empty] | 1540.8104 | 0
[7 empty] | 1540.8395 | 0
[7 empty] | 1540.8685 | 0
[7 empty] | 1540.8976 | 0
[7 empty] | 1540.9266 | 0
[7 empty] | 1540.9558 | 0
[7 empty] | 1540.9849 | 0
[7 empty] | 1541.0139 | 0
[7 empty] | 1541.043 | 0
[7 empty] | 1541.0721 | 0
[7 empty] | 1541.1012 | 0
[7 empty] | 1541.1302 | 0
[7 empty] | 1541.1594 | 0
[7 empty] | 1541.1885 | 0
[7 empty] | 1541.2175 | 0
[7 empty] | 1541.2467 | 0
[7 empty] | 1541.2758 | 0
[7 empty] | 1541.3048 | 0
[7 empty] | 1541.334 | 0
[7 empty] | 1541.363 | 0
[7 empty] | 1541.3921 | 0
[7 empty] | 1541.4213 | 0
[7 empty] | 1541.4503 | 0
[7 empty] | 1541.4794 | 0
[7 empty] | 1541.5085 | 0
[7 empty] | 1541.5376 | 0
[7 empty] | 1541.5668 | 0
[7 empty] | 1541.5958 | 0
[7 empty] | 1541.625 | 0
[7 empty] | 1541.6541 | 0
[7 empty] | 1541.6831 | 0
[7 empty] | 1541.7123 | 0
[7 empty] | 1541.7413 | 0
[7 empty] | 1541.7705 | 0
[7 empty] | 1541.7996 | 0
[7 empty] | 1541.8287 | 0
[7 empty] | 1541.8578 | 0
[7 empty] | 1541.887 | 0
[7 empty] | 1541.916 | 0
[7 empty] | 1541.9452 | 0
[7 empty] | 1541.9744 | 0
[7 empty] | 1542.0034 | 0
[7 empty] | 1542.0326 | 0
[7 empty] | 1542.0616 | 0
[7 empty] | 1542.0908 | 0
[7 empty] | 1542.1199 | 0
[7 empty] | 1542.149 | 0
[7 empty] | 1542.1782 | 0
[7 empty] | 1542.2073 | 0
[7 empty] | 1542.2365 | 0
[7 empty] | 1542.2656 | 0
[7 empty] | 1542.2947 | 0
[7 empty] | 1542.3239 | 0
[7 empty] | 1542.3529 | 0
[7 empty] | 1542.3821 | 0
[7 empty] | 1542.4113 | 0
[7 empty] | 1542.4404 | 0
[7 empty] | 1542.4695 | 0
[7 empty] | 1542.4987 | 0
[7 empty] | 1542.5278 | 0
[7 empty] | 1542.5569 | 0
[7 empty] | 1542.5861 | 0
[7 empty] | 1542.6152 | 0
[7 empty] | 1542.6444 | 0
[7 empty] | 1542.6735 | 0
[7 empty] | 1542.7026 | 0
[7 empty] | 1542.7318 | 0
[7 empty] | 1542.761 | 0
[7 empty] | 1542.7902 | 0
[7 empty] | 1542.8192 | 0
[7 empty] | 1542.8484 | 0
[7 empty] | 1542.8776 | 0
[7 empty] | 1542.9067 | 0
[7 empty] | 1542.9359 | 0
[7 empty] | 1542.9651 | 0
[7 empty] | 1542.9941 | 0
[7 empty] | 1543.0233 | 0
[7 empty] | 1543.0525 | 0
[7 empty] | 1543.0817 | 0
[7 empty] | 1543.1108 | 0
[7 empty] | 1543.14 | 0
[7 empty] | 1543.1692 | 0
[7 empty] | 1543.1984 | 0
[7 empty] | 1543.2275 | 0
[7 empty] | 1543.2567 | 0
[7 empty] | 1543.2859 | 0
[7 empty] | 1543.3151 | 0
[7 empty] | 1543.3441 | 0
[7 empty] | 1543.3733 | 0
[7 empty] | 1543.4025 | 0
[7 empty] | 1543.4316 | 0
[7 empty] | 1543.4608 | 0
[7 empty] | 1543.49 | 0
[7 empty] | 1543.5193 | 0
[7 empty] | 1543.5485 | 0
[7 empty] | 1543.5776 | 0
[7 empty] | 1543.6068 | 0
[7 empty] | 1543.636 | 0
[7 empty] | 1543.6652 | 0
[7 empty] | 1543.6943 | 0
[7 empty] | 1543.7235 | 0
[7 empty] | 1543.7527 | 0
[7 empty] | 1543.7819 | 0
[7 empty] | 1543.811 | 0
[7 empty] | 1543.8402 | 0
[7 empty] | 1543.8695 | 0
[7 empty] | 1543.8987 | 0
[7 empty] | 1543.9279 | 0
[7 empty] | 1543.957 | 0
[7 empty] | 1543.9862 | 0
[7 empty] | 1544.0154 | 0
[7 empty] | 1544.0447 | 0
[7 empty] | 1544.0739 | 0
[7 empty] | 1544.103 | 0
[7 empty] | 1544.1322 | 0
[7 empty] | 1544.1614 | 0
[7 empty] | 1544.1907 | 0
[7 empty] | 1544.2198 | 0
[7 empty] | 1544.249 | 0
[7 empty] | 1544.2782 | 0
[7 empty] | 1544.3075 | 0
[7 empty] | 1544.3367 | 0
[7 empty] | 1544.3658 | 0
[7 empty] | 1544.3951 | 0
[7 empty] | 1544.4243 | 0
[7 empty] | 1544.4535 | 0
[7 empty] | 1544.4827 | 0
[7 empty] | 1544.512 | 0
[7 empty] | 1544.5411 | 0
[7 empty] | 1544.5704 | 0
[7 empty] | 1544.5996 | 0
[7 empty] | 1544.6288 | 0
[7 empty] | 1544.6581 | 0
[7 empty] | 1544.6873 | 0
[7 empty] | 1544.7164 | 0
[7 empty] | 1544.7457 | 0
[7 empty] | 1544.7749 | 0
[7 empty] | 1544.8042 | 0
[7 empty] | 1544.8334 | 0
[7 empty] | 1544.8627 | 0
[7 empty] | 1544.8918 | 0
[7 empty] | 1544.921 | 0
[7 empty] | 1544.9503 | 0
[7 empty] | 1544.9795 | 0
[7 empty] | 1545.0088 | 0
[7 empty] | 1545.038 | 0
[7 empty] | 1545.0673 | 0
[7 empty] | 1545.0964 | 0
[7 empty] | 1545.1257 | 0
[7 empty] | 1545.1549 | 0
[7 empty] | 1545.1842 | 0
[7 empty] | 1545.2135 | 0
[7 empty] | 1545.2427 | 0
[7 empty] | 1545.272 | 0
[7 empty] | 1545.3011 | 0
[7 empty] | 1545.3304 | 0
[7 empty] | 1545.3596 | 0
[7 empty] | 1545.3889 | 0
[7 empty] | 1545.4182 | 0
[7 empty] | 1545.4474 | 0
[7 empty] | 1545.4767 | 0
[7 empty] | 1545.506 | 0
[7 empty] | 1545.5352 | 0
[7 empty] | 1545.5645 | 0
[7 empty] | 1545.5938 | 0
[7 empty] | 1545.6229 | 0
[7 empty] | 1545.6522 | 0
[7 empty] | 1545.6815 | 0
[7 empty] | 1545.7107 | 0
[7 empty] | 1545.74 | 0
[7 empty] | 1545.7693 | 0
[7 empty] | 1545.7985 | 0
[7 empty] | 1545.8278 | 0
[7 empty] | 1545.8571 | 0
[7 empty] | 1545.8864 | 0
[7 empty] | 1545.9156 | 0
[7 empty] | 1545.9448 | 0
[7 empty] | 1545.9741 | 0
[7 empty] | 1546.0034 | 0
[7 empty] | 1546.0327 | 0
[7 empty] | 1546.062 | 0
[7 empty] | 1546.0912 | 0
[7 empty] | 1546.1205 | 0
[7 empty] | 1546.1498 | 0
[7 empty] | 1546.1791 | 0
[7 empty] | 1546.2084 | 0
[7 empty] | 1546.2377 | 0
[7 empty] | 1546.2668 | 0
[7 empty] | 1546.2961 | 0
[7 empty] | 1546.3254 | 0
[7 empty] | 1546.3547 | 0
[7 empty] | 1546.384 | 0
[7 empty] | 1546.4133 | 0
[7 empty] | 1546.4426 | 0
[7 empty] | 1546.4719 | 0
[7 empty] | 1546.5012 | 0
[7 empty] | 1546.5305 | 0
[7 empty] | 1546.5598 | 0
[7 empty] | 1546.5891 | 0
[7 empty] | 1546.6184 | 0
[7 empty] | 1546.6477 | 0
[7 empty] | 1546.677 | 0
[7 empty] | 1546.7063 | 0
[7 empty] | 1546.7356 | 0
[7 empty] | 1546.7649 | 0
[7 empty] | 1546.7942 | 0
[7 empty] | 1546.8235 | 0
[7 empty] | 1546.8528 | 0
[7 empty] | 1546.8821 | 0
[7 empty] | 1546.9114 | 0
[7 empty] | 1546.9407 | 0
[7 empty] | 1546.97 | 0
[7 empty] | 1546.9993 | 0
[7 empty] | 1547.0287 | 0
[7 empty] | 1547.058 | 0
[7 empty] | 1547.0873 | 0
[7 empty] | 1547.1166 | 0
[7 empty] | 1547.1459 | 0
[7 empty] | 1547.1752 | 0
[7 empty] | 1547.2045 | 0
[7 empty] | 1547.2339 | 0
[7 empty] | 1547.2632 | 0
[7 empty] | 1547.2925 | 0
[7 empty] | 1547.3218 | 0
[7 empty] | 1547.3511 | 0
[7 empty] | 1547.3805 | 0
[7 empty] | 1547.4098 | 0
[7 empty] | 1547.4391 | 0
[7 empty] | 1547.4684 | 0
[7 empty] | 1547.4978 | 0
[7 empty] | 1547.5271 | 0
[7 empty] | 1547.5564 | 0
[7 empty] | 1547.5857 | 0
[7 empty] | 1547.6151 | 0
[7 empty] | 1547.6444 | 0
[7 empty] | 1547.6737 | 0
[7 empty] | 1547.7031 | 0
[7 empty] | 1547.7324 | 0
[7 empty] | 1547.7617 | 0
[7 empty] | 1547.7911 | 0
[7 empty] | 1547.8204 | 0
[7 empty] | 1547.8497 | 0
[7 empty] | 1547.8792 | 0
[7 empty] | 1547.9084 | 0
[7 empty] | 1547.9379 | 0
[7 empty] | 1547.9672 | 0
[7 empty] | 1547.9965 | 0
[7 empty] | 1548.0259 | 0
[7 empty] | 1548.0552 | 0
[7 empty] | 1548.0846 | 0
[7 empty] | 1548.1139 | 0
[7 empty] | 1548.1433 | 0
[7 empty] | 1548.1726 | 0
[7 empty] | 1548.202 | 0
[7 empty] | 1548.2313 | 0
[7 empty] | 1548.2607 | 0
[7 empty] | 1548.29 | 0
[7 empty] | 1548.3195 | 0
[7 empty] | 1548.3488 | 0
[7 empty] | 1548.3782 | 0
[7 empty] | 1548.4075 | 0
[7 empty] | 1548.4369 | 0
[7 empty] | 1548.4662 | 0
[7 empty] | 1548.4956 | 0
[7 empty] | 1548.5249 | 0
[7 empty] | 1548.5543 | 0
[7 empty] | 1548.5837 | 0
[7 empty] | 1548.613 | 0
[7 empty] | 1548.6425 | 0
[7 empty] | 1548.6718 | 0
[7 empty] | 1548.7012 | 0
[7 empty] | 1548.7306 | 0
[7 empty] | 1548.7599 | 0
[7 empty] | 1548.7893 | 0
[7 empty] | 1548.8187 | 0
[7 empty] | 1548.848 | 0
[7 empty] | 1548.8774 | 0
[7 empty] | 1548.9069 | 0
[7 empty] | 1548.9363 | 0
[7 empty] | 1548.9656 | 0
[7 empty] | 1548.995 | 0
[7 empty] | 1549.0244 | 0
[7 empty] | 1549.0537 | 0
[7 empty] | 1549.0831 | 0
[7 empty] | 1549.1125 | 0
[7 empty] | 1549.142 | 0
[7 empty] | 1549.1714 | 0
[7 empty] | 1549.2007 | 0
[7 empty] | 1549.2301 | 0
[7 empty] | 1549.2595 | 0
[7 empty] | 1549.2889 | 0
[7 empty] | 1549.3184 | 0
[7 empty] | 1549.3477 | 0
[7 empty] | 1549.3771 | 0
[7 empty] | 1549.4065 | 0
[7 empty] | 1549.4359 | 0
[7 empty] | 1549.4653 | 0
[7 empty] | 1549.4948 | 0
[7 empty] | 1549.5242 | 0
[7 empty] | 1549.5535 | 0
[7 empty] | 1549.5829 | 0
[7 empty] | 1549.6123 | 0
[7 empty] | 1549.6417 | 0
[7 empty] | 1549.6711 | 0
[7 empty] | 1549.7006 | 0
[7 empty] | 1549.73 | 0
[7 empty] | 1549.7594 | 0
[7 empty] | 1549.7888 | 0
[7 empty] | 1549.8182 | 0
[7 empty] | 1549.8477 | 0
[7 empty] | 1549.8771 | 0
[7 empty] | 1549.9065 | 0
[7 empty] | 1549.9359 | 0
[7 empty] | 1549.9653 | 0
[7 empty] | 1549.9948 | 0
[7 empty] | 1550.0242 | 0
[7 empty] | 1550.0536 | 0
[7 empty] | 1550.083 | 0
[7 empty] | 1550.1124 | 0
[7 empty] | 1550.1418 | 0
[7 empty] | 1550.1713 | 0
[7 empty] | 1550.2008 | 0
[7 empty] | 1550.2302 | 0
[7 empty] | 1550.2596 | 0
[7 empty] | 1550.2891 | 0
[7 empty] | 1550.3185 | 0
[7 empty] | 1550.3479 | 0
[7 empty] | 1550.3773 | 0
[7 empty] | 1550.4069 | 0
[7 empty] | 1550.4363 | 0
[7 empty] | 1550.4657 | 0
[7 empty] | 1550.4951 | 0
[7 empty] | 1550.5245 | 0
[7 empty] | 1550.5541 | 0
[7 empty] | 1550.5835 | 0
[7 empty] | 1550.6129 | 0
[7 empty] | 1550.6423 | 0
[7 empty] | 1550.6718 | 0
[7 empty] | 1550.7013 | 0
[7 empty] | 1550.7307 | 0
[7 empty] | 1550.7601 | 0
[7 empty] | 1550.7897 | 0
[7 empty] | 1550.8191 | 0
[7 empty] | 1550.8485 | 0
[7 empty] | 1550.8779 | 0
[7 empty] | 1550.9075 | 0
[7 empty] | 1550.9369 | 0
[7 empty] | 1550.9663 | 0
[7 empty] | 1550.9959 | 0
[7 empty] | 1551.0253 | 0
[7 empty] | 1551.0548 | 0
[7 empty] | 1551.0842 | 0
[7 empty] | 1551.1136 | 0
[7 empty] | 1551.1432 | 0
[7 empty] | 1551.1726 | 0
[7 empty] | 1551.202 | 0
[7 empty] | 1551.2316 | 0
[7 empty] | 1551.261 | 0
[7 empty] | 1551.2905 | 0
[7 empty] | 1551.3199 | 0
[7 empty] | 1551.3495 | 0
[7 empty] | 1551.3789 | 0
[7 empty] | 1551.4084 | 0
[7 empty] | 1551.4379 | 0
[7 empty] | 1551.4674 | 0
[7 empty] | 1551.4968 | 0
[7 empty] | 1551.5264 | 0
[7 empty] | 1551.5558 | 0
[7 empty] | 1551.5853 | 0
[7 empty] | 1551.6147 | 0
[7 empty] | 1551.6443 | 0
[7 empty] | 1551.6737 | 0
[7 empty] | 1551.7032 | 0
[7 empty] | 1551.7327 | 0
[7 empty] | 1551.7622 | 0
[7 empty] | 1551.7917 | 0
[7 empty] | 1551.8212 | 0
[7 empty] | 1551.8507 | 0
[7 empty] | 1551.8801 | 0
[7 empty] | 1551.9097 | 0
[7 empty] | 1551.9392 | 0
[7 empty] | 1551.9686 | 0
[7 empty] | 1551.9982 | 0
[7 empty] | 1552.0277 | 0
[7 empty] | 1552.0571 | 0
[7 empty] | 1552.0867 | 0
[7 empty] | 1552.1162 | 0
[7 empty] | 1552.1458 | 0
[7 empty] | 1552.1752 | 0
[7 empty] | 1552.2047 | 0
[7 empty] | 1552.2343 | 0
[7 empty] | 1552.2637 | 0
[7 empty] | 1552.2932 | 0
[7 empty] | 1552.3228 | 0
[7 empty] | 1552.3523 | 0
[7 empty] | 1552.3817 | 0
[7 empty] | 1552.4113 | 0
[7 empty] | 1552.4408 | 0
[7 empty] | 1552.4703 | 0
[7 empty] | 1552.4999 | 0
[7 empty] | 1552.5294 | 0
[7 empty] | 1552.5588 | 0
[7 empty] | 1552.5884 | 0
[7 empty] | 1552.6179 | 0
[7 empty] | 1552.6475 | 0
[7 empty] | 1552.677 | 0
[7 empty] | 1552.7065 | 0
[7 empty] | 1552.7361 | 0
[7 empty] | 1552.7655 | 0
[7 empty] | 1552.795 | 0
[7 empty] | 1552.8246 | 0
[7 empty] | 1552.8541 | 0
[7 empty] | 1552.8837 | 0
[7 empty] | 1552.9132 | 0
[7 empty] | 1552.9427 | 0
[7 empty] | 1552.9723 | 0
[7 empty] | 1553.0018 | 0
[7 empty] | 1553.0314 | 0
[7 empty] | 1553.0609 | 0
[7 empty] | 1553.0905 | 0
[7 empty] | 1553.12 | 0
[7 empty] | 1553.1495 | 0
[7 empty] | 1553.1791 | 0
[7 empty] | 1553.2086 | 0
[7 empty] | 1553.2382 | 0
[7 empty] | 1553.2677 | 0
[7 empty] | 1553.2972 | 0
[7 empty] | 1553.3268 | 0
[7 empty] | 1553.3563 | 0
[7 empty] | 1553.3859 | 0
[7 empty] | 1553.4155 | 0
[7 empty] | 1553.4451 | 0
[7 empty] | 1553.4746 | 0
[7 empty] | 1553.5042 | 0
[7 empty] | 1553.5337 | 0
[7 empty] | 1553.5632 | 0
[7 empty] | 1553.5928 | 0
[7 empty] | 1553.6224 | 0
[7 empty] | 1553.652 | 0
[7 empty] | 1553.6815 | 0
[7 empty] | 1553.7111 | 0
[7 empty] | 1553.7406 | 0
[7 empty] | 1553.7703 | 0
[7 empty] | 1553.7998 | 0
[7 empty] | 1553.8293 | 0
[7 empty] | 1553.8589 | 0
[7 empty] | 1553.8884 | 0
[7 empty] | 1553.9181 | 0
[7 empty] | 1553.9476 | 0
[7 empty] | 1553.9772 | 0
[7 empty] | 1554.0068 | 0
[7 empty] | 1554.0364 | 0
[7 empty] | 1554.0659 | 0
[7 empty] | 1554.0955 | 0
[7 empty] | 1554.1251 | 0
[7 empty] | 1554.1547 | 0
[7 empty] | 1554.1842 | 0
[7 empty] | 1554.2139 | 0
[7 empty] | 1554.2434 | 0
[7 empty] | 1554.2731 | 0
[7 empty] | 1554.3026 | 0
[7 empty] | 1554.3322 | 0
[7 empty] | 1554.3618 | 0
[7 empty] | 1554.3914 | 0
[7 empty] | 1554.421 | 0
[7 empty] | 1554.4506 | 0
[7 empty] | 1554.4801 | 0
[7 empty] | 1554.5098 | 0
[7 empty] | 1554.5393 | 0
[7 empty] | 1554.569 | 0
[7 empty] | 1554.5985 | 0
[7 empty] | 1554.6282 | 0
[7 empty] | 1554.6577 | 0
[7 empty] | 1554.6874 | 0
[7 empty] | 1554.7169 | 0
[7 empty] | 1554.7466 | 0
[7 empty] | 1554.7761 | 0
[7 empty] | 1554.8058 | 0
[7 empty] | 1554.8353 | 0
[7 empty] | 1554.865 | 0
[7 empty] | 1554.8945 | 0
[7 empty] | 1554.9242 | 0
[7 empty] | 1554.9539 | 0
[7 empty] | 1554.9834 | 0
[7 empty] | 1555.0131 | 0
[7 empty] | 1555.0426 | 0
[7 empty] | 1555.0723 | 0
[7 empty] | 1555.1019 | 0
[7 empty] | 1555.1315 | 0
[7 empty] | 1555.1611 | 0
[7 empty] | 1555.1908 | 0
[7 empty] | 1555.2203 | 0
[7 empty] | 1555.25 | 0
[7 empty] | 1555.2797 | 0
[7 empty] | 1555.3092 | 0
[7 empty] | 1555.3389 | 0
[7 empty] | 1555.3685 | 0
[7 empty] | 1555.3981 | 0
[7 empty] | 1555.4277 | 0
[7 empty] | 1555.4574 | 0
[7 empty] | 1555.4871 | 0
[7 empty] | 1555.5166 | 0
[7 empty] | 1555.5463 | 0
[7 empty] | 1555.5759 | 0
[7 empty] | 1555.6056 | 0
[7 empty] | 1555.6353 | 0
[7 empty] | 1555.6648 | 0
[7 empty] | 1555.6945 | 0
[7 empty] | 1555.7241 | 0
[7 empty] | 1555.7538 | 0
[7 empty] | 1555.7834 | 0
[7 empty] | 1555.813 | 0
[7 empty] | 1555.8427 | 0
[7 empty] | 1555.8723 | 0
[7 empty] | 1555.902 | 0
[7 empty] | 1555.9316 | 0
[7 empty] | 1555.9613 | 0
[7 empty] | 1555.991 | 0
[7 empty] | 1556.0206 | 0
[7 empty] | 1556.0503 | 0
[7 empty] | 1556.08 | 0
[7 empty] | 1556.1095 | 0
[7 empty] | 1556.1392 | 0
[7 empty] | 1556.1688 | 0
[7 empty] | 1556.1985 | 0
[7 empty] | 1556.2281 | 0
[7 empty] | 1556.2578 | 0
[7 empty] | 1556.2875 | 0
[7 empty] | 1556.3171 | 0
[7 empty] | 1556.3468 | 0
[7 empty] | 1556.3765 | 0
[7 empty] | 1556.4061 | 0
[7 empty] | 1556.4358 | 0
[7 empty] | 1556.4655 | 0
[7 empty] | 1556.4952 | 0
[7 empty] | 1556.5249 | 0
[7 empty] | 1556.5546 | 0
[7 empty] | 1556.5842 | 0
[7 empty] | 1556.6139 | 0
[7 empty] | 1556.6436 | 0
[7 empty] | 1556.6732 | 0
[7 empty] | 1556.7029 | 0
[7 empty] | 1556.7325 | 0
[7 empty] | 1556.7623 | 0
[7 empty] | 1556.792 | 0
[7 empty] | 1556.8217 | 0
[7 empty] | 1556.8513 | 0
[7 empty] | 1556.881 | 0
[7 empty] | 1556.9106 | 0
[7 empty] | 1556.9404 | 0
[7 empty] | 1556.9701 | 0
[7 empty] | 1556.9998 | 0
[7 empty] | 1557.0294 | 0
[7 empty] | 1557.0592 | 0
[7 empty] | 1557.0889 | 0
[7 empty] | 1557.1185 | 0
[7 empty] | 1557.1482 | 0
[7 empty] | 1557.178 | 0
[7 empty] | 1557.2076 | 0
[7 empty] | 1557.2373 | 0
[7 empty] | 1557.267 | 0
[7 empty] | 1557.2968 | 0
[7 empty] | 1557.3264 | 0
[7 empty] | 1557.3561 | 0
[7 empty] | 1557.3859 | 0
[7 empty] | 1557.4155 | 0
[7 empty] | 1557.4452 | 0
[7 empty] | 1557.475 | 0
[7 empty] | 1557.5046 | 0
[7 empty] | 1557.5344 | 0
[7 empty] | 1557.5641 | 0
[7 empty] | 1557.5938 | 0
[7 empty] | 1557.6235 | 0
[7 empty] | 1557.6532 | 0
[7 empty] | 1557.683 | 0
[7 empty] | 1557.7126 | 0
[7 empty] | 1557.7424 | 0
[7 empty] | 1557.7721 | 0
[7 empty] | 1557.8018 | 0
[7 empty] | 1557.8315 | 0
[7 empty] | 1557.8612 | 0
[7 empty] | 1557.891 | 0
[7 empty] | 1557.9207 | 0
[7 empty] | 1557.9504 | 0
[7 empty] | 1557.9802 | 0
[7 empty] | 1558.0099 | 0
[7 empty] | 1558.0397 | 0
[7 empty] | 1558.0693 | 0
[7 empty] | 1558.0991 | 0
[7 empty] | 1558.1288 | 0
[7 empty] | 1558.1586 | 0
[7 empty] | 1558.1882 | 0
[7 empty] | 1558.218 | 0
[7 empty] | 1558.2478 | 0
[7 empty] | 1558.2775 | 0
[7 empty] | 1558.3073 | 0
[7 empty] | 1558.337 | 0
[7 empty] | 1558.3667 | 0
[7 empty] | 1558.3965 | 0
[7 empty] | 1558.4263 | 0
[7 empty] | 1558.4559 | 0
[7 empty] | 1558.4857 | 0
[7 empty] | 1558.5155 | 0
[7 empty] | 1558.5452 | 0
[7 empty] | 1558.575 | 0
[7 empty] | 1558.6047 | 0
[7 empty] | 1558.6344 | 0
[7 empty] | 1558.6642 | 0
[7 empty] | 1558.694 | 0
[7 empty] | 1558.7238 | 0
[7 empty] | 1558.7534 | 0
[7 empty] | 1558.7832 | 0
[7 empty] | 1558.813 | 0
[7 empty] | 1558.8428 | 0
[7 empty] | 1558.8726 | 0
[7 empty] | 1558.9022 | 0
[7 empty] | 1558.932 | 0
[7 empty] | 1558.9618 | 0
[7 empty] | 1558.9916 | 0
[7 empty] | 1559.0214 | 0
[7 empty] | 1559.0511 | 0
[7 empty] | 1559.0809 | 0
[7 empty] | 1559.1106 | 0
[7 empty] | 1559.1404 | 0
[7 empty] | 1559.1702 | 0
[7 empty] | 1559.2 | 0
[7 empty] | 1559.2297 | 0
[7 empty] | 1559.2595 | 0
[7 empty] | 1559.2893 | 0
[7 empty] | 1559.3191 | 0
[7 empty] | 1559.3489 | 0
[7 empty] | 1559.3787 | 0
[7 empty] | 1559.4084 | 0
[7 empty] | 1559.4382 | 0
[7 empty] | 1559.468 | 0
[7 empty] | 1559.4978 | 0
[7 empty] | 1559.5276 | 0
[7 empty] | 1559.5574 | 0
[7 empty] | 1559.5872 | 0
[7 empty] | 1559.6169 | 0
[7 empty] | 1559.6467 | 0
[7 empty] | 1559.6765 | 0
[7 empty] | 1559.7063 | 0
[7 empty] | 1559.7361 | 0
[7 empty] | 1559.7659 | 0
[7 empty] | 1559.7957 | 0
[7 empty] | 1559.8254 | 0
[7 empty] | 1559.8552 | 0
[7 empty] | 1559.8851 | 0
[7 empty] | 1559.9149 | 0
[7 empty] | 1559.9447 | 0
[7 empty] | 1559.9745 | 0
[7 empty] | 1560.0043 | 0
[7 empty] | 1560.0341 | 0
[7 empty] | 1560.064 | 0
[7 empty] | 1560.0938 | 0
[7 empty] | 1560.1235 | 0
[7 empty] | 1560.1533 | 0
[7 empty] | 1560.1831 | 0
[7 empty] | 1560.213 | 0
[7 empty] | 1560.2428 | 0
[7 empty] | 1560.2726 | 0
[7 empty] | 1560.3024 | 0
[7 empty] | 1560.3323 | 0
[7 empty] | 1560.3621 | 0
[7 empty] | 1560.3918 | 0
[7 empty] | 1560.4216 | 0
[7 empty] | 1560.4515 | 0
[7 empty] | 1560.4813 | 0
[7 empty] | 1560.5111 | 0
[7 empty] | 1560.541 | 0
[7 empty] | 1560.5708 | 0
[7 empty] | 1560.6006 | 0
[7 empty] | 1560.6305 | 0
[7 empty] | 1560.6603 | 0
[7 empty] | 1560.6901 | 0
[7 empty] | 1560.72 | 0
[7 empty] | 1560.7498 | 0
[7 empty] | 1560.7797 | 0
[7 empty] | 1560.8094 | 0
[7 empty] | 1560.8392 | 0
[7 empty] | 1560.8691 | 0
[7 empty] | 1560.8989 | 0
[7 empty] | 1560.9288 | 0
[7 empty] | 1560.9586 | 0
[7 empty] | 1560.9885 | 0
[7 empty] | 1561.0183 | 0
[7 empty] | 1561.0482 | 0
[7 empty] | 1561.078 | 0
[7 empty] | 1561.1079 | 0
[7 empty] | 1561.1377 | 0
[7 empty] | 1561.1676 | 0
[7 empty] | 1561.1974 | 0
[7 empty] | 1561.2273 | 0
[7 empty] | 1561.2571 | 0
[7 empty] | 1561.287 | 0
[7 empty] | 1561.3168 | 0
[7 empty] | 1561.3467 | 0
[7 empty] | 1561.3766 | 0
[7 empty] | 1561.4064 | 0
[7 empty] | 1561.4363 | 0
[7 empty] | 1561.4661 | 0
[7 empty] | 1561.496 | 0
[7 empty] | 1561.5259 | 0
[7 empty] | 1561.5557 | 0
[7 empty] | 1561.5856 | 0
[7 empty] | 1561.6155 | 0
[7 empty] | 1561.6453 | 0
[7 empty] | 1561.6752 | 0
[7 empty] | 1561.7051 | 0
[7 empty] | 1561.7349 | 0
[7 empty] | 1561.7648 | 0
[7 empty] | 1561.7947 | 0
[7 empty] | 1561.8246 | 0
[7 empty] | 1561.8544 | 0
[7 empty] | 1561.8843 | 0
[7 empty] | 1561.9142 | 0
[7 empty] | 1561.9441 | 0
[7 empty] | 1561.9739 | 0
[7 empty] | 1562.0038 | 0
[7 empty] | 1562.0337 | 0
[7 empty] | 1562.0636 | 0
[7 empty] | 1562.0935 | 0
[7 empty] | 1562.1233 | 0
[7 empty] | 1562.1532 | 0
[7 empty] | 1562.1831 | 0
[7 empty] | 1562.213 | 0
[7 empty] | 1562.2429 | 0
[7 empty] | 1562.2728 | 0
[7 empty] | 1562.3027 | 0
[7 empty] | 1562.3325 | 0
[7 empty] | 1562.3624 | 0
[7 empty] | 1562.3923 | 0
[7 empty] | 1562.4222 | 0
[7 empty] | 1562.4521 | 0
[7 empty] | 1562.4821 | 0
[7 empty] | 1562.512 | 0
[7 empty] | 1562.5419 | 0
[7 empty] | 1562.5718 | 0
[7 empty] | 1562.6017 | 0
[7 empty] | 1562.6316 | 0
[7 empty] | 1562.6615 | 0
[7 empty] | 1562.6914 | 0
[7 empty] | 1562.7213 | 0
[7 empty] | 1562.7512 | 0
[7 empty] | 1562.7811 | 0
[7 empty] | 1562.811 | 0
[7 empty] | 1562.8409 | 0
[7 empty] | 1562.8709 | 0
[7 empty] | 1562.9008 | 0
[7 empty] | 1562.9307 | 0
[7 empty] | 1562.9606 | 0
[7 empty] | 1562.9905 | 0
[7 empty] | 1563.0204 | 0
[7 empty] | 1563.0504 | 0
[7 empty] | 1563.0803 | 0
[7 empty] | 1563.1102 | 0
[7 empty] | 1563.1401 | 0
[7 empty] | 1563.17 | 0
[7 empty] | 1563.2 | 0
[7 empty] | 1563.2299 | 0
[7 empty] | 1563.2599 | 0
[7 empty] | 1563.2898 | 0
[7 empty] | 1563.3197 | 0
[7 empty] | 1563.3496 | 0
[7 empty] | 1563.3795 | 0
[7 empty] | 1563.4095 | 0
[7 empty] | 1563.4395 | 0
[7 empty] | 1563.4694 | 0
[7 empty] | 1563.4993 | 0
[7 empty] | 1563.5293 | 0
[7 empty] | 1563.5592 | 0
[7 empty] | 1563.5891 | 0
[7 empty] | 1563.6191 | 0
[7 empty] | 1563.649 | 0
[7 empty] | 1563.679 | 0
[7 empty] | 1563.7089 | 0
[7 empty] | 1563.7389 | 0
[7 empty] | 1563.7688 | 0
[7 empty] | 1563.7987 | 0
[7 empty] | 1563.8287 | 0
[7 empty] | 1563.8586 | 0
[7 empty] | 1563.8887 | 0
[7 empty] | 1563.9186 | 0
[7 empty] | 1563.9485 | 0
[7 empty] | 1563.9785 | 0
[7 empty] | 1564.0084 | 0
[7 empty] | 1564.0385 | 0
[7 empty] | 1564.0684 | 0
[7 empty] | 1564.0983 | 0
[7 empty] | 1564.1283 | 0
[7 empty] | 1564.1582 | 0
[7 empty] | 1564.1882 | 0
[7 empty] | 1564.2181 | 0
[7 empty] | 1564.2482 | 0
[7 empty] | 1564.2781 | 0
[7 empty] | 1564.3081 | 0
[7 empty] | 1564.338 | 0
[7 empty] | 1564.368 | 0
[7 empty] | 1564.3979 | 0
[7 empty] | 1564.428 | 0
[7 empty] | 1564.458 | 0
[7 empty] | 1564.4879 | 0
[7 empty] | 1564.5179 | 0
[7 empty] | 1564.5479 | 0
[7 empty] | 1564.5779 | 0
[7 empty] | 1564.6078 | 0
[7 empty] | 1564.6378 | 0
[7 empty] | 1564.6678 | 0
[7 empty] | 1564.6978 | 0
[7 empty] | 1564.7278 | 0
[7 empty] | 1564.7578 | 0
[7 empty] | 1564.7877 | 0
[7 empty] | 1564.8177 | 0
[7 empty] | 1564.8478 | 0
[7 empty] | 1564.8777 | 0
[7 empty] | 1564.9077 | 0
[7 empty] | 1564.9377 | 0
[7 empty] | 1564.9677 | 0
[7 empty] | 1564.9977 | 0
[7 empty] | 1565.0277 | 0
[7 empty] | 1565.0577 | 0
[7 empty] | 1565.0876 | 0
[7 empty] | 1565.1177 | 0
[7 empty] | 1565.1477 | 0
[7 empty] | 1565.1777 | 0
[7 empty] | 1565.2076 | 0
[7 empty] | 1565.2377 | 0
[7 empty] | 1565.2677 | 0
[7 empty] | 1565.2977 | 0
[7 empty] | 1565.3278 | 0
[7 empty] | 1565.3578 | 0
[7 empty] | 1565.3877 | 0
[7 empty] | 1565.4177 | 0
[7 empty] | 1565.4478 | 0
[7 empty] | 1565.4778 | 0
[7 empty] | 1565.5078 | 0
[7 empty] | 1565.5378 | 0
[7 empty] | 1565.5679 | 0
[7 empty] | 1565.5979 | 0
[7 empty] | 1565.6279 | 0
[7 empty] | 1565.6578 | 0
[7 empty] | 1565.6879 | 0
[7 empty] | 1565.7179 | 0
[7 empty] | 1565.7479 | 0
[7 empty] | 1565.778 | 0
[7 empty] | 1565.808 | 0
[7 empty] | 1565.838 | 0
[7 empty] | 1565.868 | 0
[7 empty] | 1565.8981 | 0
[7 empty] | 1565.9281 | 0
[7 empty] | 1565.9581 | 0
[7 empty] | 1565.9882 | 0
[7 empty] | 1566.0182 | 0
[7 empty] | 1566.0482 | 0
[7 empty] | 1566.0784 | 0
[7 empty] | 1566.1084 | 0
[7 empty] | 1566.1384 | 0
[7 empty] | 1566.1685 | 0
[7 empty] | 1566.1985 | 0
[7 empty] | 1566.2285 | 0
[7 empty] | 1566.2585 | 0
[7 empty] | 1566.2886 | 0
[7 empty] | 1566.3186 | 0
[7 empty] | 1566.3488 | 0
[7 empty] | 1566.3788 | 0
[7 empty] | 1566.4088 | 0
[7 empty] | 1566.4388 | 0
[7 empty] | 1566.4689 | 0
[7 empty] | 1566.4989 | 0
[7 empty] | 1566.5291 | 0
[7 empty] | 1566.5591 | 0
[7 empty] | 1566.5891 | 0
[7 empty] | 1566.6191 | 0
[7 empty] | 1566.6493 | 0
[7 empty] | 1566.6793 | 0
[7 empty] | 1566.7094 | 0
[7 empty] | 1566.7394 | 0
[7 empty] | 1566.7695 | 0
[7 empty] | 1566.7996 | 0
[7 empty] | 1566.8296 | 0
[7 empty] | 1566.8597 | 0
[7 empty] | 1566.8898 | 0
[7 empty] | 1566.9198 | 0
[7 empty] | 1566.95 | 0
[7 empty] | 1566.98 | 0
[7 empty] | 1567.01 | 0
[7 empty] | 1567.0402 | 0
[7 empty] | 1567.0702 | 0
[7 empty] | 1567.1002 | 0
[7 empty] | 1567.1304 | 0
[7 empty] | 1567.1604 | 0
[7 empty] | 1567.1906 | 0
[7 empty] | 1567.2206 | 0
[7 empty] | 1567.2506 | 0
[7 empty] | 1567.2808 | 0
[7 empty] | 1567.3108 | 0
[7 empty] | 1567.3409 | 0
[7 empty] | 1567.371 | 0
[7 empty] | 1567.4011 | 0
[7 empty] | 1567.4312 | 0
[7 empty] | 1567.4613 | 0
[7 empty] | 1567.4913 | 0
[7 empty] | 1567.5215 | 0
[7 empty] | 1567.5515 | 0
[7 empty] | 1567.5817 | 0
[7 empty] | 1567.6117 | 0
[7 empty] | 1567.6418 | 0
[7 empty] | 1567.672 | 0
[7 empty] | 1567.702 | 0
[7 empty] | 1567.7322 | 0
[7 empty] | 1567.7622 | 0
[7 empty] | 1567.7924 | 0
[7 empty] | 1567.8224 | 0
[7 empty] | 1567.8525 | 0
[7 empty] | 1567.8827 | 0
[7 empty] | 1567.9127 | 0
[7 empty] | 1567.9429 | 0
[7 empty] | 1567.973 | 0
[7 empty] | 1568.0031 | 0
[7 empty] | 1568.0332 | 0
[7 empty] | 1568.0634 | 0
[7 empty] | 1568.0934 | 0
[7 empty] | 1568.1235 | 0
[7 empty] | 1568.1537 | 0
[7 empty] | 1568.1838 | 0
[7 empty] | 1568.2139 | 0
[7 empty] | 1568.244 | 0
[7 empty] | 1568.2742 | 0
[7 empty] | 1568.3043 | 0
[7 empty] | 1568.3344 | 0
[7 empty] | 1568.3645 | 0
[7 empty] | 1568.3947 | 0
[7 empty] | 1568.4248 | 0
[7 empty] | 1568.455 | 0
[7 empty] | 1568.485 | 0
[7 empty] | 1568.5151 | 0
[7 empty] | 1568.5453 | 0
[7 empty] | 1568.5754 | 0
[7 empty] | 1568.6056 | 0
[7 empty] | 1568.6357 | 0
[7 empty] | 1568.6658 | 0
[7 empty] | 1568.6959 | 0
[7 empty] | 1568.7261 | 0
[7 empty] | 1568.7562 | 0
[7 empty] | 1568.7864 | 0
[7 empty] | 1568.8165 | 0
[7 empty] | 1568.8467 | 0
[7 empty] | 1568.8768 | 0
[7 empty] | 1568.907 | 0
[7 empty] | 1568.9371 | 0
[7 empty] | 1568.9673 | 0
[7 empty] | 1568.9974 | 0
[7 empty] | 1569.0276 | 0
[7 empty] | 1569.0577 | 0
[7 empty] | 1569.0879 | 0
[7 empty] | 1569.118 | 0
[7 empty] | 1569.1482 | 0
[7 empty] | 1569.1783 | 0
[7 empty] | 1569.2085 | 0
[7 empty] | 1569.2386 | 0
[7 empty] | 1569.2688 | 0
[7 empty] | 1569.299 | 0
[7 empty] | 1569.3291 | 0
[7 empty] | 1569.3593 | 0
[7 empty] | 1569.3894 | 0
[7 empty] | 1569.4197 | 0
[7 empty] | 1569.4498 | 0
[7 empty] | 1569.48 | 0
[7 empty] | 1569.5101 | 0
[7 empty] | 1569.5403 | 0
[7 empty] | 1569.5704 | 0
[7 empty] | 1569.6006 | 0
[7 empty] | 1569.6309 | 0
[7 empty] | 1569.661 | 0
[7 empty] | 1569.6912 | 0
[7 empty] | 1569.7213 | 0
[7 empty] | 1569.7515 | 0
[7 empty] | 1569.7817 | 0
[7 empty] | 1569.8119 | 0
[7 empty] | 1569.842 | 0
[7 empty] | 1569.8722 | 0
[7 empty] | 1569.9025 | 0
[7 empty] | 1569.9326 | 0
[7 empty] | 1569.9628 | 0
[7 empty] | 1569.993 | 0
[7 empty] | 1570.0232 | 0
[7 empty] | 1570.0533 | 0
[7 empty] | 1570.0835 | 0
[7 empty] | 1570.1138 | 0
[7 empty] | 1570.1439 | 0
[7 empty] | 1570.1742 | 0
[7 empty] | 1570.2043 | 0
[7 empty] | 1570.2345 | 0
[7 empty] | 1570.2648 | 0
[7 empty] | 1570.2949 | 0
[7 empty] | 1570.3251 | 0
[7 empty] | 1570.3553 | 0
[7 empty] | 1570.3855 | 0
[7 empty] | 1570.4158 | 0
[7 empty] | 1570.4459 | 0
[7 empty] | 1570.4762 | 0
[7 empty] | 1570.5063 | 0
[7 empty] | 1570.5366 | 0
[7 empty] | 1570.5668 | 0
[7 empty] | 1570.5969 | 0
[7 empty] | 1570.6272 | 0
[7 empty] | 1570.6573 | 0
[7 empty] | 1570.6876 | 0
[7 empty] | 1570.7179 | 0
[7 empty] | 1570.748 | 0
[7 empty] | 1570.7783 | 0
[7 empty] | 1570.8085 | 0
[7 empty] | 1570.8387 | 0
[7 empty] | 1570.8689 | 0
[7 empty] | 1570.8992 | 0
[7 empty] | 1570.9293 | 0
[7 empty] | 1570.9596 | 0
[7 empty] | 1570.9899 | 0
[7 empty] | 1571.02 | 0
[7 empty] | 1571.0503 | 0
[7 empty] | 1571.0806 | 0
[7 empty] | 1571.1107 | 0
[7 empty] | 1571.141 | 0
[7 empty] | 1571.1713 | 0
[7 empty] | 1571.2014 | 0
[7 empty] | 1571.2317 | 0
[7 empty] | 1571.262 | 0
[7 empty] | 1571.2921 | 0
[7 empty] | 1571.3224 | 0
[7 empty] | 1571.3527 | 0
[7 empty] | 1571.3828 | 0
[7 empty] | 1571.4131 | 0
[7 empty] | 1571.4434 | 0
[7 empty] | 1571.4736 | 0
[7 empty] | 1571.5039 | 0
[7 empty] | 1571.5341 | 0
[7 empty] | 1571.5643 | 0
[7 empty] | 1571.5946 | 0
[7 empty] | 1571.6249 | 0
[7 empty] | 1571.6552 | 0
[7 empty] | 1571.6853 | 0
[7 empty] | 1571.7156 | 0
[7 empty] | 1571.7459 | 0
[7 empty] | 1571.7761 | 0
[7 empty] | 1571.8064 | 0
[7 empty] | 1571.8367 | 0
[7 empty] | 1571.8669 | 0
[7 empty] | 1571.8971 | 0
[7 empty] | 1571.9274 | 0
[7 empty] | 1571.9576 | 0
[7 empty] | 1571.9879 | 0
[7 empty] | 1572.0182 | 0
[7 empty] | 1572.0485 | 0
[7 empty] | 1572.0787 | 0
[7 empty] | 1572.109 | 0
[7 empty] | 1572.1393 | 0
[7 empty] | 1572.1696 | 0
[7 empty] | 1572.1998 | 0
[7 empty] | 1572.2301 | 0
[7 empty] | 1572.2604 | 0
[7 empty] | 1572.2906 | 0
[7 empty] | 1572.3209 | 0
[7 empty] | 1572.3512 | 0
[7 empty] | 1572.3815 | 0
[7 empty] | 1572.4117 | 0
[7 empty] | 1572.442 | 0
[7 empty] | 1572.4723 | 0
[7 empty] | 1572.5026 | 0
[7 empty] | 1572.5328 | 0
[7 empty] | 1572.5632 | 0
[7 empty] | 1572.5935 | 0
[7 empty] | 1572.6238 | 0
[7 empty] | 1572.6541 | 0
[7 empty] | 1572.6843 | 0
[7 empty] | 1572.7146 | 0
[7 empty] | 1572.7449 | 0
[7 empty] | 1572.7753 | 0
[7 empty] | 1572.8055 | 0
[7 empty] | 1572.8358 | 0
[7 empty] | 1572.8661 | 0
[7 empty] | 1572.8964 | 0
[7 empty] | 1572.9268 | 0
[7 empty] | 1572.957 | 0
[7 empty] | 1572.9873 | 0
[7 empty] | 1573.0176 | 0
[7 empty] | 1573.048 | 0
[7 empty] | 1573.0782 | 0
[7 empty] | 1573.1085 | 0
[7 empty] | 1573.1388 | 0
[7 empty] | 1573.1692 | 0
[7 empty] | 1573.1995 | 0
[7 empty] | 1573.2297 | 0
[7 empty] | 1573.2601 | 0
[7 empty] | 1573.2904 | 0
[7 empty] | 1573.3207 | 0
[7 empty] | 1573.3511 | 0
[7 empty] | 1573.3813 | 0
[7 empty] | 1573.4116 | 0
[7 empty] | 1573.442 | 0
[7 empty] | 1573.4723 | 0
[7 empty] | 1573.5027 | 0
[7 empty] | 1573.533 | 0
[7 empty] | 1573.5632 | 0
[7 empty] | 1573.5936 | 0
[7 empty] | 1573.6239 | 0
[7 empty] | 1573.6543 | 0
[7 empty] | 1573.6846 | 0
[7 empty] | 1573.715 | 0
[7 empty] | 1573.7452 | 0
[7 empty] | 1573.7756 | 0
[7 empty] | 1573.8059 | 0
[7 empty] | 1573.8363 | 0
[7 empty] | 1573.8666 | 0
[7 empty] | 1573.897 | 0
[7 empty] | 1573.9272 | 0
[7 empty] | 1573.9576 | 0
[7 empty] | 1573.9879 | 0
[7 empty] | 1574.0183 | 0
[7 empty] | 1574.0487 | 0
[7 empty] | 1574.079 | 0
[7 empty] | 1574.1094 | 0
[7 empty] | 1574.1396 | 0
[7 empty] | 1574.17 | 0
[7 empty] | 1574.2004 | 0
[7 empty] | 1574.2307 | 0
[7 empty] | 1574.2611 | 0
[7 empty] | 1574.2914 | 0
[7 empty] | 1574.3218 | 0
[7 empty] | 1574.3522 | 0
[7 empty] | 1574.3824 | 0
[7 empty] | 1574.4128 | 0
[7 empty] | 1574.4432 | 0
[7 empty] | 1574.4736 | 0
[7 empty] | 1574.5039 | 0
[7 empty] | 1574.5343 | 0
[7 empty] | 1574.5647 | 0
[7 empty] | 1574.5951 | 0
[7 empty] | 1574.6254 | 0
[7 empty] | 1574.6558 | 0
[7 empty] | 1574.6862 | 0
[7 empty] | 1574.7166 | 0
[7 empty] | 1574.7468 | 0
[7 empty] | 1574.7772 | 0
[7 empty] | 1574.8076 | 0
[7 empty] | 1574.838 | 0
[7 empty] | 1574.8684 | 0
[7 empty] | 1574.8988 | 0
[7 empty] | 1574.9291 | 0
[7 empty] | 1574.9595 | 0
[7 empty] | 1574.9899 | 0
[7 empty] | 1575.0203 | 0
[7 empty] | 1575.0507 | 0
[7 empty] | 1575.0811 | 0
[7 empty] | 1575.1115 | 0
[7 empty] | 1575.1418 | 0
[7 empty] | 1575.1722 | 0
[7 empty] | 1575.2026 | 0
[7 empty] | 1575.2329 | 0
[7 empty] | 1575.2633 | 0
[7 empty] | 1575.2937 | 0
[7 empty] | 1575.3241 | 0
[7 empty] | 1575.3545 | 0
[7 empty] | 1575.3849 | 0
[7 empty] | 1575.4153 | 0
[7 empty] | 1575.4457 | 0
[7 empty] | 1575.4761 | 0
[7 empty] | 1575.5065 | 0
[7 empty] | 1575.5369 | 0
[7 empty] | 1575.5674 | 0
[7 empty] | 1575.5978 | 0
[7 empty] | 1575.6282 | 0
[7 empty] | 1575.6586 | 0
[7 empty] | 1575.689 | 0
[7 empty] | 1575.7194 | 0
[7 empty] | 1575.7498 | 0
[7 empty] | 1575.7802 | 0
[7 empty] | 1575.8105 | 0
[7 empty] | 1575.8409 | 0
[7 empty] | 1575.8715 | 0
[7 empty] | 1575.9019 | 0
[7 empty] | 1575.9323 | 0
[7 empty] | 1575.9626 | 0
[7 empty] | 1575.993 | 0
[7 empty] | 1576.0236 | 0
[7 empty] | 1576.054 | 0
[7 empty] | 1576.0844 | 0
[7 empty] | 1576.1147 | 0
[7 empty] | 1576.1451 | 0
[7 empty] | 1576.1757 | 0
[7 empty] | 1576.2061 | 0
[7 empty] | 1576.2365 | 0
[7 empty] | 1576.2668 | 0
[7 empty] | 1576.2974 | 0
[7 empty] | 1576.3278 | 0
[7 empty] | 1576.3582 | 0
[7 empty] | 1576.3887 | 0
[7 empty] | 1576.4191 | 0
[7 empty] | 1576.4495 | 0
[7 empty] | 1576.48 | 0
[7 empty] | 1576.5104 | 0
[7 empty] | 1576.5408 | 0
[7 empty] | 1576.5713 | 0
[7 empty] | 1576.6017 | 0
[7 empty] | 1576.6322 | 0
[7 empty] | 1576.6626 | 0
[7 empty] | 1576.693 | 0
[7 empty] | 1576.7235 | 0
[7 empty] | 1576.7539 | 0
[7 empty] | 1576.7844 | 0
[7 empty] | 1576.8148 | 0
[7 empty] | 1576.8453 | 0
[7 empty] | 1576.8757 | 0
[7 empty] | 1576.9062 | 0
[7 empty] | 1576.9366 | 0
[7 empty] | 1576.9672 | 0
[7 empty] | 1576.9976 | 0
[7 empty] | 1577.0281 | 0
[7 empty] | 1577.0585 | 0
[7 empty] | 1577.089 | 0
[7 empty] | 1577.1194 | 0
[7 empty] | 1577.1499 | 0
[7 empty] | 1577.1803 | 0
[7 empty] | 1577.2108 | 0
[7 empty] | 1577.2412 | 0
[7 empty] | 1577.2717 | 0
[7 empty] | 1577.3022 | 0
[7 empty] | 1577.3326 | 0
[7 empty] | 1577.3632 | 0
[7 empty] | 1577.3936 | 0
[7 empty] | 1577.4241 | 0
[7 empty] | 1577.4546 | 0
[7 empty] | 1577.485 | 0
[7 empty] | 1577.5155 | 0
[7 empty] | 1577.546 | 0
[7 empty] | 1577.5764 | 0
[7 empty] | 1577.6069 | 0
[7 empty] | 1577.6375 | 0
[7 empty] | 1577.668 | 0
[7 empty] | 1577.6984 | 0
[7 empty] | 1577.7289 | 0
[7 empty] | 1577.7594 | 0
[7 empty] | 1577.7899 | 0
[7 empty] | 1577.8203 | 0
[7 empty] | 1577.8508 | 0
[7 empty] | 1577.8813 | 0
[7 empty] | 1577.9119 | 0
[7 empty] | 1577.9424 | 0
[7 empty] | 1577.9728 | 0
[7 empty] | 1578.0033 | 0
[7 empty] | 1578.0338 | 0
[7 empty] | 1578.0643 | 0
[7 empty] | 1578.0948 | 0
[7 empty] | 1578.1254 | 0
[7 empty] | 1578.1558 | 0
[7 empty] | 1578.1863 | 0
[7 empty] | 1578.2168 | 0
[7 empty] | 1578.2473 | 0
[7 empty] | 1578.2778 | 0
[7 empty] | 1578.3084 | 0
[7 empty] | 1578.3389 | 0
[7 empty] | 1578.3694 | 0
[7 empty] | 1578.3999 | 0
[7 empty] | 1578.4304 | 0
[7 empty] | 1578.4609 | 0
[7 empty] | 1578.4915 | 0
[7 empty] | 1578.522 | 0
[7 empty] | 1578.5525 | 0
[7 empty] | 1578.583 | 0
[7 empty] | 1578.6135 | 0
[7 empty] | 1578.644 | 0
[7 empty] | 1578.6746 | 0
[7 empty] | 1578.7051 | 0
[7 empty] | 1578.7356 | 0
[7 empty] | 1578.7661 | 0
[7 empty] | 1578.7966 | 0
[7 empty] | 1578.8271 | 0
[7 empty] | 1578.8577 | 0
[7 empty] | 1578.8882 | 0
[7 empty] | 1578.9187 | 0
[7 empty] | 1578.9493 | 0
[7 empty] | 1578.9799 | 0
[7 empty] | 1579.0104 | 0
[7 empty] | 1579.0409 | 0
[7 empty] | 1579.0714 | 0
[7 empty] | 1579.1019 | 0
[7 empty] | 1579.1326 | 0
[7 empty] | 1579.1631 | 0
[7 empty] | 1579.1936 | 0
[7 empty] | 1579.2241 | 0
[7 empty] | 1579.2546 | 0
[7 empty] | 1579.2853 | 0
[7 empty] | 1579.3158 | 0
[7 empty] | 1579.3463 | 0
[7 empty] | 1579.3768 | 0
[7 empty] | 1579.4075 | 0
[7 empty] | 1579.438 | 0
[7 empty] | 1579.4685 | 0
[7 empty] | 1579.4991 | 0
[7 empty] | 1579.5297 | 0
[7 empty] | 1579.5602 | 0
[7 empty] | 1579.5907 | 0
[7 empty] | 1579.6213 | 0
[7 empty] | 1579.6519 | 0
[7 empty] | 1579.6825 | 0
[7 empty] | 1579.713 | 0
[7 empty] | 1579.7435 | 0
[7 empty] | 1579.7742 | 0
[7 empty] | 1579.8047 | 0
[7 empty] | 1579.8352 | 0
[7 empty] | 1579.8658 | 0
[7 empty] | 1579.8964 | 0
[7 empty] | 1579.927 | 0
[7 empty] | 1579.9575 | 0
[7 empty] | 1579.9882 | 0
[7 empty] | 1580.0187 | 0
[7 empty] | 1580.0493 | 0
[7 empty] | 1580.0798 | 0
[7 empty] | 1580.1105 | 0
[7 empty] | 1580.141 | 0
[7 empty] | 1580.1716 | 0
[7 empty] | 1580.2021 | 0
[7 empty] | 1580.2328 | 0
[7 empty] | 1580.2633 | 0
[7 empty] | 1580.2939 | 0
[7 empty] | 1580.3245 | 0
[7 empty] | 1580.3551 | 0
[7 empty] | 1580.3856 | 0
[7 empty] | 1580.4163 | 0
[7 empty] | 1580.4469 | 0
[7 empty] | 1580.4774 | 0
[7 empty] | 1580.5081 | 0
[7 empty] | 1580.5386 | 0
[7 empty] | 1580.5692 | 0
[7 empty] | 1580.5999 | 0
[7 empty] | 1580.6304 | 0
[7 empty] | 1580.661 | 0
[7 empty] | 1580.6917 | 0
[7 empty] | 1580.7222 | 0
[7 empty] | 1580.7528 | 0
[7 empty] | 1580.7834 | 0
[7 empty] | 1580.8141 | 0
[7 empty] | 1580.8446 | 0
[7 empty] | 1580.8752 | 0
[7 empty] | 1580.9059 | 0
[7 empty] | 1580.9365 | 0
[7 empty] | 1580.967 | 0
[7 empty] | 1580.9977 | 0
[7 empty] | 1581.0283 | 0
[7 empty] | 1581.059 | 0
[7 empty] | 1581.0895 | 0
[7 empty] | 1581.1201 | 0
[7 empty] | 1581.1508 | 0
[7 empty] | 1581.1814 | 0
[7 empty] | 1581.212 | 0
[7 empty] | 1581.2427 | 0
[7 empty] | 1581.2733 | 0
[7 empty] | 1581.3038 | 0
[7 empty] | 1581.3345 | 0
[7 empty] | 1581.3651 | 0
[7 empty] | 1581.3958 | 0
[7 empty] | 1581.4264 | 0
[7 empty] | 1581.457 | 0
[7 empty] | 1581.4877 | 0
[7 empty] | 1581.5183 | 0
[7 empty] | 1581.549 | 0
[7 empty] | 1581.5796 | 0
[7 empty] | 1581.6102 | 0
[7 empty] | 1581.6409 | 0
[7 empty] | 1581.6715 | 0
[7 empty] | 1581.7021 | 0
[7 empty] | 1581.7328 | 0
[7 empty] | 1581.7634 | 0
[7 empty] | 1581.7941 | 0
[7 empty] | 1581.8247 | 0
[7 empty] | 1581.8553 | 0
[7 empty] | 1581.886 | 0
[7 empty] | 1581.9166 | 0
[7 empty] | 1581.9473 | 0
[7 empty] | 1581.9779 | 0
[7 empty] | 1582.0085 | 0
[7 empty] | 1582.0392 | 0
[7 empty] | 1582.0698 | 0
[7 empty] | 1582.1005 | 0
[7 empty] | 1582.1312 | 0
[7 empty] | 1582.1619 | 0
[7 empty] | 1582.1925 | 0
[7 empty] | 1582.2231 | 0
[7 empty] | 1582.2538 | 0
[7 empty] | 1582.2844 | 0
[7 empty] | 1582.3152 | 0
[7 empty] | 1582.3458 | 0
[7 empty] | 1582.3765 | 0
[7 empty] | 1582.4071 | 0
[7 empty] | 1582.4379 | 0
[7 empty] | 1582.4685 | 0
[7 empty] | 1582.4991 | 0
[7 empty] | 1582.5298 | 0
[7 empty] | 1582.5605 | 0
[7 empty] | 1582.5912 | 0
[7 empty] | 1582.6218 | 0
[7 empty] | 1582.6525 | 0
[7 empty] | 1582.6832 | 0
[7 empty] | 1582.7139 | 0
[7 empty] | 1582.7445 | 0
[7 empty] | 1582.7753 | 0
[7 empty] | 1582.8059 | 0
[7 empty] | 1582.8365 | 0
[7 empty] | 1582.8673 | 0
[7 empty] | 1582.8979 | 0
[7 empty] | 1582.9287 | 0
[7 empty] | 1582.9594 | 0
[7 empty] | 1582.99 | 0
[7 empty] | 1583.0208 | 0
[7 empty] | 1583.0514 | 0
[7 empty] | 1583.0822 | 0
[7 empty] | 1583.1128 | 0
[7 empty] | 1583.1436 | 0
[7 empty] | 1583.1742 | 0
[7 empty] | 1583.205 | 0
[7 empty] | 1583.2356 | 0
[7 empty] | 1583.2662 | 0
[7 empty] | 1583.297 | 0
[7 empty] | 1583.3278 | 0
[7 empty] | 1583.3584 | 0
[7 empty] | 1583.3892 | 0
[7 empty] | 1583.4198 | 0
[7 empty] | 1583.4506 | 0
[7 empty] | 1583.4812 | 0
[7 empty] | 1583.512 | 0
[7 empty] | 1583.5426 | 0
[7 empty] | 1583.5734 | 0
[7 empty] | 1583.6041 | 0
[7 empty] | 1583.6348 | 0
[7 empty] | 1583.6655 | 0
[7 empty] | 1583.6962 | 0
[7 empty] | 1583.7269 | 0
[7 empty] | 1583.7577 | 0
[7 empty] | 1583.7883 | 0
[7 empty] | 1583.8191 | 0
[7 empty] | 1583.8499 | 0
[7 empty] | 1583.8805 | 0
[7 empty] | 1583.9113 | 0
[7 empty] | 1583.942 | 0
[7 empty] | 1583.9728 | 0
[7 empty] | 1584.0034 | 0
[7 empty] | 1584.0342 | 0
[7 empty] | 1584.0649 | 0
[7 empty] | 1584.0957 | 0
[7 empty] | 1584.1263 | 0
[7 empty] | 1584.1571 | 0
[7 empty] | 1584.1879 | 0
[7 empty] | 1584.2186 | 0
[7 empty] | 1584.2493 | 0
[7 empty] | 1584.28 | 0
[7 empty] | 1584.3108 | 0
[7 empty] | 1584.3416 | 0
[7 empty] | 1584.3723 | 0
[7 empty] | 1584.4031 | 0
[7 empty] | 1584.4338 | 0
[7 empty] | 1584.4645 | 0
[7 empty] | 1584.4952 | 0
[7 empty] | 1584.526 | 0
[7 empty] | 1584.5568 | 0
[7 empty] | 1584.5875 | 0
[7 empty] | 1584.6183 | 0
[7 empty] | 1584.649 | 0
[7 empty] | 1584.6798 | 0
[7 empty] | 1584.7106 | 0
[7 empty] | 1584.7413 | 0
[7 empty] | 1584.7721 | 0
[7 empty] | 1584.8029 | 0
[7 empty] | 1584.8336 | 0
[7 empty] | 1584.8644 | 0
[7 empty] | 1584.8951 | 0
[7 empty] | 1584.9259 | 0
[7 empty] | 1584.9567 | 0
[7 empty] | 1584.9874 | 0
[7 empty] | 1585.0182 | 0
[7 empty] | 1585.049 | 0
[7 empty] | 1585.0797 | 0
[7 empty] | 1585.1105 | 0
[7 empty] | 1585.1412 | 0
[7 empty] | 1585.172 | 0
[7 empty] | 1585.2028 | 0
[7 empty] | 1585.2336 | 0
[7 empty] | 1585.2644 | 0
[7 empty] | 1585.2952 | 0
[7 empty] | 1585.3259 | 0
[7 empty] | 1585.3567 | 0
[7 empty] | 1585.3875 | 0
[7 empty] | 1585.4182 | 0
[7 empty] | 1585.4491 | 0
[7 empty] | 1585.4799 | 0
[7 empty] | 1585.5106 | 0
[7 empty] | 1585.5414 | 0
[7 empty] | 1585.5721 | 0
[7 empty] | 1585.603 | 0
[7 empty] | 1585.6338 | 0
[7 empty] | 1585.6646 | 0
[7 empty] | 1585.6954 | 0
[7 empty] | 1585.7262 | 0
[7 empty] | 1585.757 | 0
[7 empty] | 1585.7877 | 0
[7 empty] | 1585.8186 | 0
[7 empty] | 1585.8494 | 0
[7 empty] | 1585.8801 | 0
[7 empty] | 1585.911 | 0
[7 empty] | 1585.9418 | 0
[7 empty] | 1585.9725 | 0
[7 empty] | 1586.0034 | 0
[7 empty] | 1586.0342 | 0
[7 empty] | 1586.0649 | 0
[7 empty] | 1586.0958 | 0
[7 empty] | 1586.1266 | 0
[7 empty] | 1586.1575 | 0
[7 empty] | 1586.1882 | 0
[7 empty] | 1586.2191 | 0
[7 empty] | 1586.2499 | 0
[7 empty] | 1586.2806 | 0
[7 empty] | 1586.3115 | 0
[7 empty] | 1586.3423 | 0
[7 empty] | 1586.3732 | 0
[7 empty] | 1586.4039 | 0
[7 empty] | 1586.4348 | 0
[7 empty] | 1586.4656 | 0
[7 empty] | 1586.4965 | 0
[7 empty] | 1586.5272 | 0
[7 empty] | 1586.5581 | 0
[7 empty] | 1586.589 | 0
[7 empty] | 1586.6198 | 0
[7 empty] | 1586.6506 | 0
[7 empty] | 1586.6814 | 0
[7 empty] | 1586.7123 | 0
[7 empty] | 1586.743 | 0
[7 empty] | 1586.7739 | 0
[7 empty] | 1586.8048 | 0
[7 empty] | 1586.8356 | 0
[7 empty] | 1586.8665 | 0
[7 empty] | 1586.8973 | 0
[7 empty] | 1586.9281 | 0
[7 empty] | 1586.959 | 0
[7 empty] | 1586.9899 | 0
[7 empty] | 1587.0206 | 0
[7 empty] | 1587.0515 | 0
[7 empty] | 1587.0824 | 0
[7 empty] | 1587.1132 | 0
[7 empty] | 1587.144 | 0
[7 empty] | 1587.1749 | 0
[7 empty] | 1587.2058 | 0
[7 empty] | 1587.2366 | 0
[7 empty] | 1587.2675 | 0
[7 empty] | 1587.2983 | 0
[7 empty] | 1587.3292 | 0
[7 empty] | 1587.3601 | 0
[7 empty] | 1587.3909 | 0
[7 empty] | 1587.4218 | 0
[7 empty] | 1587.4526 | 0
[7 empty] | 1587.4835 | 0
[7 empty] | 1587.5144 | 0
[7 empty] | 1587.5453 | 0
[7 empty] | 1587.5761 | 0
[7 empty] | 1587.6069 | 0
[7 empty] | 1587.6378 | 0
[7 empty] | 1587.6687 | 0
[7 empty] | 1587.6996 | 0
[7 empty] | 1587.7305 | 0
[7 empty] | 1587.7614 | 0
[7 empty] | 1587.7922 | 0
[7 empty] | 1587.8231 | 0
[7 empty] | 1587.854 | 0
[7 empty] | 1587.8849 | 0
[7 empty] | 1587.9158 | 0
[7 empty] | 1587.9467 | 0
[7 empty] | 1587.9775 | 0
[7 empty] | 1588.0084 | 0
[7 empty] | 1588.0393 | 0
[7 empty] | 1588.0702 | 0
[7 empty] | 1588.1011 | 0
[7 empty] | 1588.132 | 0
[7 empty] | 1588.1628 | 0
[7 empty] | 1588.1937 | 0
[7 empty] | 1588.2246 | 0
[7 empty] | 1588.2555 | 0
[7 empty] | 1588.2864 | 0
[7 empty] | 1588.3173 | 0
[7 empty] | 1588.3481 | 0
[7 empty] | 1588.379 | 0
[7 empty] | 1588.41 | 0
[7 empty] | 1588.4409 | 0
[7 empty] | 1588.4718 | 0
[7 empty] | 1588.5027 | 0
[7 empty] | 1588.5336 | 0
[7 empty] | 1588.5645 | 0
[7 empty] | 1588.5955 | 0
[7 empty] | 1588.6263 | 0
[7 empty] | 1588.6572 | 0
[7 empty] | 1588.6881 | 0
[7 empty] | 1588.719 | 0
[7 empty] | 1588.75 | 0
[7 empty] | 1588.7809 | 0
[7 empty] | 1588.8118 | 0
[7 empty] | 1588.8427 | 0
[7 empty] | 1588.8737 | 0
[7 empty] | 1588.9045 | 0
[7 empty] | 1588.9354 | 0
[7 empty] | 1588.9664 | 0
[7 empty] | 1588.9973 | 0
[7 empty] | 1589.0282 | 0
[7 empty] | 1589.0592 | 0
[7 empty] | 1589.0901 | 0
[7 empty] | 1589.121 | 0
[7 empty] | 1589.152 | 0
[7 empty] | 1589.1829 | 0
[7 empty] | 1589.2137 | 0
[7 empty] | 1589.2448 | 0
[7 empty] | 1589.2756 | 0
[7 empty] | 1589.3066 | 0
[7 empty] | 1589.3375 | 0
[7 empty] | 1589.3685 | 0
[7 empty] | 1589.3994 | 0
[7 empty] | 1589.4303 | 0
[7 empty] | 1589.4613 | 0
[7 empty] | 1589.4922 | 0
[7 empty] | 1589.5232 | 0
[7 empty] | 1589.5541 | 0
[7 empty] | 1589.5851 | 0
[7 empty] | 1589.616 | 0
[7 empty] | 1589.647 | 0
[7 empty] | 1589.6779 | 0
[7 empty] | 1589.7089 | 0
[7 empty] | 1589.7399 | 0
[7 empty] | 1589.7708 | 0
[7 empty] | 1589.8018 | 0
[7 empty] | 1589.8326 | 0
[7 empty] | 1589.8636 | 0
[7 empty] | 1589.8945 | 0
[7 empty] | 1589.9255 | 0
[7 empty] | 1589.9565 | 0
[7 empty] | 1589.9874 | 0
[7 empty] | 1590.0184 | 0
[7 empty] | 1590.0494 | 0
[7 empty] | 1590.0803 | 0
[7 empty] | 1590.1113 | 0
[7 empty] | 1590.1423 | 0
[7 empty] | 1590.1732 | 0
[7 empty] | 1590.2042 | 0
[7 empty] | 1590.2352 | 0
[7 empty] | 1590.2662 | 0
[7 empty] | 1590.2971 | 0
[7 empty] | 1590.3281 | 0
[7 empty] | 1590.3591 | 0
[7 empty] | 1590.39 | 0
[7 empty] | 1590.421 | 0
[7 empty] | 1590.452 | 0
[7 empty] | 1590.483 | 0
[7 empty] | 1590.514 | 0
[7 empty] | 1590.5449 | 0
[7 empty] | 1590.5759 | 0
[7 empty] | 1590.6069 | 0
[7 empty] | 1590.6379 | 0
[7 empty] | 1590.6689 | 0
[7 empty] | 1590.7 | 0
[7 empty] | 1590.731 | 0
[7 empty] | 1590.7618 | 0
[7 empty] | 1590.7928 | 0
[7 empty] | 1590.8239 | 0
[7 empty] | 1590.8549 | 0
[7 empty] | 1590.8859 | 0
[7 empty] | 1590.9169 | 0
[7 empty] | 1590.9479 | 0
[7 empty] | 1590.9789 | 0
[7 empty] | 1591.0099 | 0
[7 empty] | 1591.0409 | 0
[7 empty] | 1591.0719 | 0
[7 empty] | 1591.1029 | 0
[7 empty] | 1591.1339 | 0
[7 empty] | 1591.1649 | 0
[7 empty] | 1591.1959 | 0
[7 empty] | 1591.2269 | 0
[7 empty] | 1591.2579 | 0
[7 empty] | 1591.2889 | 0
[7 empty] | 1591.3199 | 0
[7 empty] | 1591.351 | 0
[7 empty] | 1591.382 | 0
[7 empty] | 1591.413 | 0
[7 empty] | 1591.444 | 0
[7 empty] | 1591.475 | 0
[7 empty] | 1591.5061 | 0
[7 empty] | 1591.5371 | 0
[7 empty] | 1591.5681 | 0
[7 empty] | 1591.5991 | 0
[7 empty] | 1591.6301 | 0
[7 empty] | 1591.6611 | 0
[7 empty] | 1591.6923 | 0
[7 empty] | 1591.7233 | 0
[7 empty] | 1591.7543 | 0
[7 empty] | 1591.7853 | 0
[7 empty] | 1591.8163 | 0
[7 empty] | 1591.8474 | 0
[7 empty] | 1591.8784 | 0
[7 empty] | 1591.9094 | 0
[7 empty] | 1591.9404 | 0
[7 empty] | 1591.9716 | 0
[7 empty] | 1592.0026 | 0
[7 empty] | 1592.0336 | 0
[7 empty] | 1592.0646 | 0
[7 empty] | 1592.0957 | 0
[7 empty] | 1592.1267 | 0
[7 empty] | 1592.1577 | 0
[7 empty] | 1592.1888 | 0
[7 empty] | 1592.2198 | 0
[7 empty] | 1592.2509 | 0
[7 empty] | 1592.282 | 0
[7 empty] | 1592.313 | 0
[7 empty] | 1592.3441 | 0
[7 empty] | 1592.3751 | 0
[7 empty] | 1592.4061 | 0
[7 empty] | 1592.4373 | 0
[7 empty] | 1592.4683 | 0
[7 empty] | 1592.4994 | 0
[7 empty] | 1592.5304 | 0
[7 empty] | 1592.5615 | 0
[7 empty] | 1592.5925 | 0
[7 empty] | 1592.6237 | 0
[7 empty] | 1592.6547 | 0
[7 empty] | 1592.6857 | 0
[7 empty] | 1592.7168 | 0
[7 empty] | 1592.7479 | 0
[7 empty] | 1592.7789 | 0
[7 empty] | 1592.8101 | 0
[7 empty] | 1592.8411 | 0
[7 empty] | 1592.8722 | 0
[7 empty] | 1592.9032 | 0
[7 empty] | 1592.9343 | 0
[7 empty] | 1592.9653 | 0
[7 empty] | 1592.9965 | 0
[7 empty] | 1593.0276 | 0
[7 empty] | 1593.0586 | 0
[7 empty] | 1593.0897 | 0
[7 empty] | 1593.1207 | 0
[7 empty] | 1593.1519 | 0
[7 empty] | 1593.183 | 0
[7 empty] | 1593.214 | 0
[7 empty] | 1593.2451 | 0
[7 empty] | 1593.2762 | 0
[7 empty] | 1593.3074 | 0
[7 empty] | 1593.3384 | 0
[7 empty] | 1593.3695 | 0
[7 empty] | 1593.4006 | 0
[7 empty] | 1593.4316 | 0
[7 empty] | 1593.4628 | 0
[7 empty] | 1593.4939 | 0
[7 empty] | 1593.525 | 0
[7 empty] | 1593.556 | 0
[7 empty] | 1593.5872 | 0
[7 empty] | 1593.6183 | 0
[7 empty] | 1593.6494 | 0
[7 empty] | 1593.6805 | 0
[7 empty] | 1593.7115 | 0
[7 empty] | 1593.7427 | 0
[7 empty] | 1593.7738 | 0
[7 empty] | 1593.8049 | 0
[7 empty] | 1593.8361 | 0
[7 empty] | 1593.8672 | 0
[7 empty] | 1593.8983 | 0
[7 empty] | 1593.9294 | 0
[7 empty] | 1593.9604 | 0
[7 empty] | 1593.9916 | 0
[7 empty] | 1594.0227 | 0
[7 empty] | 1594.0538 | 0
[7 empty] | 1594.085 | 0
[7 empty] | 1594.1161 | 0
[7 empty] | 1594.1472 | 0
[7 empty] | 1594.1783 | 0
[7 empty] | 1594.2095 | 0
[7 empty] | 1594.2406 | 0
[7 empty] | 1594.2717 | 0
[7 empty] | 1594.3029 | 0
[7 empty] | 1594.334 | 0
[7 empty] | 1594.3651 | 0
[7 empty] | 1594.3962 | 0
[7 empty] | 1594.4274 | 0
[7 empty] | 1594.4585 | 0
[7 empty] | 1594.4896 | 0
[7 empty] | 1594.5208 | 0
[7 empty] | 1594.552 | 0
[7 empty] | 1594.5831 | 0
[7 empty] | 1594.6143 | 0
[7 empty] | 1594.6454 | 0
[7 empty] | 1594.6765 | 0
[7 empty] | 1594.7076 | 0
[7 empty] | 1594.7388 | 0
[7 empty] | 1594.7699 | 0
[7 empty] | 1594.8011 | 0
[7 empty] | 1594.8323 | 0
[7 empty] | 1594.8634 | 0
[7 empty] | 1594.8945 | 0
[7 empty] | 1594.9257 | 0
[7 empty] | 1594.9569 | 0
[7 empty] | 1594.988 | 0
[7 empty] | 1595.0192 | 0
[7 empty] | 1595.0503 | 0
[7 empty] | 1595.0815 | 0
[7 empty] | 1595.1127 | 0
[7 empty] | 1595.1438 | 0
[7 empty] | 1595.1749 | 0
[7 empty] | 1595.2062 | 0
[7 empty] | 1595.2373 | 0
[7 empty] | 1595.2684 | 0
[7 empty] | 1595.2997 | 0
[7 empty] | 1595.3308 | 0
[7 empty] | 1595.3619 | 0
[7 empty] | 1595.3932 | 0
[7 empty] | 1595.4243 | 0
[7 empty] | 1595.4556 | 0
[7 empty] | 1595.4867 | 0
[7 empty] | 1595.5178 | 0
[7 empty] | 1595.5491 | 0
[7 empty] | 1595.5802 | 0
[7 empty] | 1595.6115 | 0
[7 empty] | 1595.6426 | 0
[7 empty] | 1595.6738 | 0
[7 empty] | 1595.705 | 0
[7 empty] | 1595.7361 | 0
[7 empty] | 1595.7673 | 0
[7 empty] | 1595.7985 | 0
[7 empty] | 1595.8297 | 0
[7 empty] | 1595.8608 | 0
[7 empty] | 1595.8921 | 0
[7 empty] | 1595.9233 | 0
[7 empty] | 1595.9545 | 0
[7 empty] | 1595.9857 | 0
[7 empty] | 1596.0168 | 0
[7 empty] | 1596.0481 | 0
[7 empty] | 1596.0792 | 0
[7 empty] | 1596.1105 | 0
[7 empty] | 1596.1417 | 0
[7 empty] | 1596.1729 | 0
[7 empty] | 1596.2041 | 0
[7 empty] | 1596.2352 | 0
[7 empty] | 1596.2665 | 0
[7 empty] | 1596.2977 | 0
[7 empty] | 1596.3289 | 0
[7 empty] | 1596.3601 | 0
[7 empty] | 1596.3914 | 0
[7 empty] | 1596.4225 | 0
[7 empty] | 1596.4537 | 0
[7 empty] | 1596.485 | 0
[7 empty] | 1596.5162 | 0
[7 empty] | 1596.5474 | 0
[7 empty] | 1596.5786 | 0
[7 empty] | 1596.6099 | 0
[7 empty] | 1596.6411 | 0
[7 empty] | 1596.6722 | 0
[7 empty] | 1596.7035 | 0
[7 empty] | 1596.7347 | 0
[7 empty] | 1596.766 | 0
[7 empty] | 1596.7971 | 0
[7 empty] | 1596.8284 | 0
[7 empty] | 1596.8596 | 0
[7 empty] | 1596.8909 | 0
[7 empty] | 1596.9221 | 0
[7 empty] | 1596.9534 | 0
[7 empty] | 1596.9846 | 0
[7 empty] | 1597.0157 | 0
[7 empty] | 1597.047 | 0
[7 empty] | 1597.0782 | 0
[7 empty] | 1597.1095 | 0
[7 empty] | 1597.1407 | 0
[7 empty] | 1597.172 | 0
[7 empty] | 1597.2032 | 0
[7 empty] | 1597.2345 | 0
[7 empty] | 1597.2657 | 0
[7 empty] | 1597.297 | 0
[7 empty] | 1597.3282 | 0
[7 empty] | 1597.3595 | 0
[7 empty] | 1597.3907 | 0
[7 empty] | 1597.422 | 0
[7 empty] | 1597.4532 | 0
[7 empty] | 1597.4845 | 0
[7 empty] | 1597.5157 | 0
[7 empty] | 1597.547 | 0
[7 empty] | 1597.5782 | 0
[7 empty] | 1597.6095 | 0
[7 empty] | 1597.6407 | 0
[7 empty] | 1597.672 | 0
[7 empty] | 1597.7032 | 0
[7 empty] | 1597.7346 | 0
[7 empty] | 1597.7659 | 0
[7 empty] | 1597.7971 | 0
[7 empty] | 1597.8284 | 0
[7 empty] | 1597.8596 | 0
[7 empty] | 1597.8909 | 0
[7 empty] | 1597.9221 | 0
[7 empty] | 1597.9535 | 0
[7 empty] | 1597.9847 | 0
[7 empty] | 1598.016 | 0
[7 empty] | 1598.0472 | 0
[7 empty] | 1598.0785 | 0
[7 empty] | 1598.1099 | 0
[7 empty] | 1598.1411 | 0
[7 empty] | 1598.1724 | 0
[7 empty] | 1598.2036 | 0
[7 empty] | 1598.235 | 0
[7 empty] | 1598.2662 | 0
[7 empty] | 1598.2975 | 0
[7 empty] | 1598.3289 | 0
[7 empty] | 1598.3601 | 0
[7 empty] | 1598.3914 | 0
[7 empty] | 1598.4227 | 0
[7 empty] | 1598.454 | 0
[7 empty] | 1598.4852 | 0
[7 empty] | 1598.5166 | 0
[7 empty] | 1598.5479 | 0
[7 empty] | 1598.5791 | 0
[7 empty] | 1598.6105 | 0
[7 empty] | 1598.6417 | 0
[7 empty] | 1598.6731 | 0
[7 empty] | 1598.7043 | 0
[7 empty] | 1598.7356 | 0
[7 empty] | 1598.767 | 0
[7 empty] | 1598.7982 | 0
[7 empty] | 1598.8296 | 0
[7 empty] | 1598.8608 | 0
[7 empty] | 1598.8922 | 0
[7 empty] | 1598.9235 | 0
[7 empty] | 1598.9548 | 0
[7 empty] | 1598.9861 | 0
[7 empty] | 1599.0175 | 0
[7 empty] | 1599.0487 | 0
[7 empty] | 1599.0801 | 0
[7 empty] | 1599.1113 | 0
[7 empty] | 1599.1427 | 0
[7 empty] | 1599.1741 | 0
[7 empty] | 1599.2053 | 0
[7 empty] | 1599.2367 | 0
[7 empty] | 1599.2679 | 0
[7 empty] | 1599.2993 | 0
[7 empty] | 1599.3307 | 0
[7 empty] | 1599.3619 | 0
[7 empty] | 1599.3933 | 0
[7 empty] | 1599.4247 | 0
[7 empty] | 1599.4559 | 0
[7 empty] | 1599.4873 | 0
[7 empty] | 1599.5187 | 0
[7 empty] | 1599.5499 | 0
[7 empty] | 1599.5813 | 0
[7 empty] | 1599.6127 | 0
[7 empty] | 1599.6439 | 0
[7 empty] | 1599.6753 | 0
[7 empty] | 1599.7067 | 0
[7 empty] | 1599.738 | 0
[7 empty] | 1599.7693 | 0
[7 empty] | 1599.8007 | 0
[7 empty] | 1599.832 | 0
[7 empty] | 1599.8634 | 0
[7 empty] | 1599.8948 | 0
[7 empty] | 1599.926 | 0
[7 empty] | 1599.9574 | 0
[7 empty] | 1599.9888 | 0
[7 empty] | 1600.0201 | 0

## Normalized Spectra
LED Item # | M430L4
Spectra | Wavelength (nm) | Normalized Intensity
| 196.099 | 0 | 2.0784
| 196.3068 | 0
| 196.5146 | 0
| 196.7224 | 0
| 196.9302 | 0
| 197.1381 | 0
| 197.3459 | 0
| 197.5538 | 0
| 197.7617 | 0
| 197.9695 | 0
| 198.1774 | 0
| 198.3853 | 0
| 198.5933 | 0
| 198.8012 | 0
| 199.0091 | 0
| 199.2171 | 0
| 199.425 | 0
| 199.633 | 0
| 199.841 | 0
| 200.049 | 0
| 200.257 | 0
| 200.465 | 0
| 200.673 | 0
| 200.8811 | 0
| 201.0891 | 0
| 201.2972 | 0
| 201.5052 | 0
| 201.7133 | 0
| 201.9214 | 0
| 202.1295 | 0
| 202.3376 | 0
| 202.5458 | 0
| 202.7539 | 0
| 202.962 | 0
| 203.1702 | 0
| 203.3784 | 0
| 203.5866 | 0
| 203.7948 | 0
| 204.003 | 0
| 204.2112 | 0
| 204.4194 | 0
| 204.6276 | 0
| 204.8359 | 0
| 205.0441 | 0
| 205.2524 | 0
| 205.4607 | 0
| 205.669 | 0
| 205.8773 | 0
| 206.0856 | 0
| 206.2939 | 0
| 206.5023 | 0
| 206.7106 | 0
| 206.919 | 0
| 207.1274 | 0
| 207.3357 | 0
| 207.5441 | 0
| 207.7525 | 0
| 207.9609 | 0
| 208.1694 | 0
| 208.3778 | 0
| 208.5863 | 0
| 208.7947 | 0
| 209.0032 | 0
| 209.2117 | 0
| 209.4202 | 0
| 209.6287 | 0
| 209.8372 | 0
| 210.0457 | 0
| 210.2542 | 0
| 210.4628 | 0
| 210.6714 | 0
| 210.8799 | 0
| 211.0885 | 0
| 211.2971 | 0
| 211.5057 | 0
| 211.7143 | 0
| 211.9229 | 0
| 212.1316 | 0
| 212.3402 | 0
| 212.5489 | 0
| 212.7576 | 0
| 212.9662 | 0
| 213.1749 | 0
| 213.3836 | 0
| 213.5923 | 0
| 213.8011 | 0
| 214.0098 | 0
| 214.2186 | 0
| 214.4273 | 0
| 214.6361 | 0
| 214.8449 | 0
| 215.0537 | 0
| 215.2625 | 0
| 215.4713 | 0
| 215.6801 | 0
| 215.8889 | 0
| 216.0978 | 0
| 216.3066 | 0
| 216.5155 | 0
| 216.7244 | 0
| 216.9333 | 0
| 217.1422 | 0
| 217.3511 | 0
| 217.56 | 0
| 217.769 | 0
| 217.9779 | 0
| 218.1869 | 0
| 218.3958 | 0
| 218.6048 | 0
| 218.8138 | 0
| 219.0228 | 0
| 219.2318 | 0
| 219.4408 | 0
| 219.6499 | 0
| 219.8589 | 0
| 220.068 | 0
| 220.277 | 0
| 220.4861 | 0
| 220.6952 | 0
| 220.9043 | 0
| 221.1134 | 0
| 221.3226 | 0
| 221.5317 | 0
| 221.7408 | 0
| 221.95 | 0
| 222.1592 | 0
| 222.3683 | 0
| 222.5775 | 0
| 222.7867 | 0
| 222.9959 | 0
| 223.2052 | 0
| 223.4144 | 0
| 223.6236 | 0
| 223.8329 | 0
| 224.0422 | 0
| 224.2514 | 0
| 224.4607 | 0
| 224.67 | 0
| 224.8793 | 0
| 225.0887 | 0
| 225.298 | 0
| 225.5073 | 0
| 225.7167 | 0
| 225.9261 | 0
| 226.1354 | 0
| 226.3448 | 0
| 226.5542 | 0
| 226.7636 | 0
| 226.9731 | 0
| 227.1825 | 0
| 227.3919 | 0
| 227.6014 | 0
| 227.8108 | 0
| 228.0203 | 0
| 228.2298 | 0
| 228.4393 | 0
| 228.6488 | 0
| 228.8583 | 0
| 229.0679 | 0
| 229.2774 | 0
| 229.487 | 0
| 229.6965 | 0
| 229.9061 | 0
| 230.1157 | 0
| 230.3253 | 0
| 230.5349 | 0
| 230.7445 | 0
| 230.9541 | 0
| 231.1638 | 0
| 231.3734 | 0
| 231.5831 | 0
| 231.7928 | 0
| 232.0025 | 0
| 232.2122 | 0
| 232.4219 | 0
| 232.6316 | 0
| 232.8413 | 0
| 233.051 | 0
| 233.2608 | 0
| 233.4706 | 0
| 233.6803 | 0
| 233.8901 | 0
| 234.0999 | 0
| 234.3097 | 0
| 234.5195 | 0
| 234.7294 | 0
| 234.9392 | 0
| 235.1491 | 0
| 235.3589 | 0
| 235.5688 | 0
| 235.7787 | 0
| 235.9886 | 0
| 236.1985 | 0
| 236.4084 | 0
| 236.6183 | 0
| 236.8282 | 0
| 237.0382 | 0
| 237.2482 | 0
| 237.4581 | 0
| 237.6681 | 0
| 237.8781 | 0
| 238.0881 | 0
| 238.2981 | 0
| 238.5081 | 0
| 238.7182 | 0
| 238.9282 | 0
| 239.1383 | 0
| 239.3484 | 0
| 239.5584 | 0
| 239.7685 | 0
| 239.9786 | 0
| 240.1887 | 0
| 240.3989 | 0
| 240.609 | 0
| 240.8192 | 0
| 241.0293 | 0
| 241.2395 | 0
| 241.4497 | 0
| 241.6598 | 0
| 241.8701 | 0
| 242.0803 | 0
| 242.2905 | 0
| 242.5007 | 0
| 242.711 | 0
| 242.9212 | 0
| 243.1315 | 0
| 243.3418 | 0
| 243.5521 | 0
| 243.7624 | 0
| 243.9727 | 0
| 244.183 | 0
| 244.3933 | 0
| 244.6037 | 0
| 244.814 | 0
| 245.0244 | 0
| 245.2348 | 0
| 245.4451 | 0
| 245.6555 | 0
| 245.866 | 0
| 246.0764 | 0
| 246.2868 | 0
| 246.4972 | 0
| 246.7077 | 0
| 246.9182 | 0
| 247.1286 | 0
| 247.3391 | 0
| 247.5496 | 0
| 247.7601 | 0
| 247.9706 | 0
| 248.1812 | 0
| 248.3917 | 0
| 248.6023 | 0
| 248.8128 | 0
| 249.0234 | 0
| 249.234 | 0
| 249.4446 | 0
| 249.6552 | 0
| 249.8658 | 0
| 250.0764 | 0
| 250.2871 | 0
| 250.4977 | 0
| 250.7084 | 0
| 250.9191 | 0
| 251.1297 | 0
| 251.3404 | 0
| 251.5511 | 0
| 251.7619 | 0
| 251.9726 | 0
| 252.1833 | 0
| 252.3941 | 0
| 252.6048 | 0
| 252.8156 | 0
| 253.0264 | 0
| 253.2372 | 0
| 253.448 | 0
| 253.6588 | 0
| 253.8696 | 0
| 254.0804 | 0
| 254.2913 | 0
| 254.5022 | 0
| 254.713 | 0
| 254.9239 | 0
| 255.1348 | 0
| 255.3457 | 0
| 255.5566 | 0
| 255.7675 | 0
| 255.9785 | 0
| 256.1894 | 0
| 256.4004 | 0
| 256.6113 | 0
| 256.8223 | 0
| 257.0333 | 0
| 257.2443 | 0
| 257.4553 | 0
| 257.6663 | 0
| 257.8774 | 0
| 258.0884 | 0
| 258.2994 | 0
| 258.5105 | 0
| 258.7216 | 0
| 258.9327 | 0
| 259.1438 | 0
| 259.3549 | 0
| 259.566 | 0
| 259.7771 | 0
| 259.9883 | 0
| 260.1994 | 0
| 260.4106 | 0
| 260.6218 | 0
| 260.8329 | 0
| 261.0441 | 0
| 261.2553 | 0
| 261.4666 | 0
| 261.6778 | 0
| 261.889 | 0
| 262.1003 | 0
| 262.3115 | 0
| 262.5228 | 0
| 262.7341 | 0
| 262.9454 | 0
| 263.1567 | 0
| 263.368 | 0
| 263.5793 | 0
| 263.7907 | 0
| 264.002 | 0
| 264.2134 | 0
| 264.4247 | 0
| 264.6361 | 0
| 264.8475 | 0
| 265.0589 | 0
| 265.2703 | 0
| 265.4818 | 0
| 265.6932 | 0
| 265.9046 | 0
| 266.1161 | 0
| 266.3276 | 0
| 266.539 | 0
| 266.7505 | 0
| 266.962 | 0
| 267.1735 | 0
| 267.3851 | 0
| 267.5966 | 0
| 267.8081 | 0
| 268.0197 | 0
| 268.2313 | 0
| 268.4428 | 0
| 268.6544 | 0
| 268.866 | 0
| 269.0776 | 0
| 269.2892 | 0
| 269.5009 | 0
| 269.7125 | 0
| 269.9242 | 0
| 270.1358 | 0
| 270.3475 | 0
| 270.5592 | 0
| 270.7709 | 0
| 270.9826 | 0
| 271.1943 | 0
| 271.406 | 0
| 271.6178 | 0
| 271.8295 | 0
| 272.0413 | 0
| 272.2531 | 0
| 272.4648 | 0
| 272.6766 | 0
| 272.8884 | 0
| 273.1002 | 0
| 273.3121 | 0
| 273.5239 | 0
| 273.7358 | 0
| 273.9476 | 0
| 274.1595 | 0
| 274.3714 | 0
| 274.5833 | 0
| 274.7952 | 0
| 275.0071 | 0
| 275.219 | 0
| 275.4309 | 0
| 275.6429 | 0
| 275.8548 | 0
| 276.0668 | 0
| 276.2788 | 0
| 276.4908 | 0
| 276.7028 | 0
| 276.9148 | 0
| 277.1268 | 0
| 277.3388 | 0
| 277.5509 | 0
| 277.7629 | 0
| 277.975 | 0
| 278.1871 | 0
| 278.3991 | 0
| 278.6112 | 0
| 278.8233 | 0
| 279.0355 | 0
| 279.2476 | 0
| 279.4597 | 0
| 279.6719 | 0
| 279.884 | 0
| 280.0962 | 0
| 280.3084 | 0
| 280.5206 | 0
| 280.7328 | 0
| 280.945 | 0
| 281.1572 | 0
| 281.3695 | 0
| 281.5817 | 0
| 281.794 | 0
| 282.0062 | 0
| 282.2185 | 0
| 282.4308 | 0
| 282.6431 | 0
| 282.8554 | 0
| 283.0678 | 0
| 283.2801 | 0
| 283.4924 | 0
| 283.7048 | 0
| 283.9172 | 0
| 284.1295 | 0
| 284.3419 | 0
| 284.5543 | 0
| 284.7667 | 0
| 284.9792 | 0
| 285.1916 | 0
| 285.404 | 0
| 285.6165 | 0
| 285.8289 | 0
| 286.0414 | 0
| 286.2539 | 0
| 286.4664 | 0
| 286.6789 | 0
| 286.8914 | 0
| 287.104 | 0
| 287.3165 | 0
| 287.529 | 0
| 287.7416 | 0
| 287.9542 | 0
| 288.1668 | 0
| 288.3794 | 0
| 288.592 | 0
| 288.8046 | 0
| 289.0172 | 0
| 289.2298 | 0
| 289.4425 | 0
| 289.6551 | 0
| 289.8678 | 0
| 290.0805 | 0
| 290.2932 | 0
| 290.5059 | 0
| 290.7186 | 0
| 290.9313 | 0
| 291.144 | 0
| 291.3568 | 0
| 291.5695 | 0
| 291.7823 | 0
| 291.9951 | 0
| 292.2079 | 0
| 292.4207 | 0
| 292.6335 | 0
| 292.8463 | 0
| 293.0591 | 0
| 293.272 | 0
| 293.4848 | 0
| 293.6977 | 0
| 293.9106 | 0
| 294.1235 | 0
| 294.3363 | 0
| 294.5493 | 0
| 294.7622 | 0
| 294.9751 | 0
| 295.188 | 0
| 295.401 | 0
| 295.6139 | 0
| 295.8269 | 0
| 296.0399 | 0
| 296.2529 | 0
| 296.4659 | 0
| 296.6789 | 0
| 296.8919 | 0
| 297.105 | 0
| 297.318 | 0
| 297.5311 | 0
| 297.7441 | 0
| 297.9572 | 0
| 298.1703 | 0
| 298.3834 | 0
| 298.5965 | 0
| 298.8096 | 0
| 299.0228 | 0
| 299.2359 | 0
| 299.4491 | 0
| 299.6622 | 0
| 299.8754 | 0
| 300.0886 | 0
| 300.3018 | 0
| 300.515 | 0
| 300.7282 | 0
| 300.9414 | 0
| 301.1547 | 0
| 301.3679 | 0
| 301.5812 | 0
| 301.7945 | 0
| 302.0077 | 0
| 302.221 | 0
| 302.4343 | 0
| 302.6476 | 0
| 302.861 | 0
| 303.0743 | 0
| 303.2877 | 0
| 303.501 | 0
| 303.7144 | 0
| 303.9278 | 0
| 304.1411 | 0
| 304.3545 | 0
| 304.568 | 0
| 304.7814 | 0
| 304.9948 | 0
| 305.2083 | 0
| 305.4217 | 0
| 305.6352 | 0
| 305.8487 | 0
| 306.0621 | 0
| 306.2756 | 0
| 306.4891 | 0
| 306.7027 | 0
| 306.9162 | 0
| 307.1297 | 0
| 307.3433 | 0
| 307.5568 | 0
| 307.7704 | 0
| 307.984 | 0
| 308.1976 | 0
| 308.4112 | 0
| 308.6248 | 0
| 308.8384 | 0
| 309.0521 | 0
| 309.2657 | 0
| 309.4794 | 0
| 309.693 | 0
| 309.9067 | 0
| 310.1204 | 0
| 310.3341 | 0
| 310.5478 | 0
| 310.7615 | 0
| 310.9753 | 0
| 311.189 | 0
| 311.4028 | 0
| 311.6165 | 0
| 311.8303 | 0
| 312.0441 | 0
| 312.2579 | 0
| 312.4717 | 0
| 312.6855 | 0
| 312.8993 | 0
| 313.1132 | 0
| 313.327 | 0
| 313.5409 | 0
| 313.7548 | 0
| 313.9687 | 0
| 314.1825 | 0
| 314.3964 | 0
| 314.6104 | 0
| 314.8243 | 0
| 315.0382 | 0
| 315.2522 | 0
| 315.4661 | 0
| 315.6801 | 0
| 315.8941 | 0
| 316.1081 | 0
| 316.3221 | 0
| 316.5361 | 0
| 316.7501 | 0
| 316.9641 | 0
| 317.1782 | 0
| 317.3922 | 0
| 317.6063 | 0
| 317.8204 | 0
| 318.0344 | 0
| 318.2485 | 0
| 318.4626 | 0
| 318.6768 | 0
| 318.8909 | 0
| 319.105 | 0
| 319.3192 | 0
| 319.5333 | 0
| 319.7475 | 0
| 319.9617 | 0
| 320.1759 | 0
| 320.3901 | 0
| 320.6043 | 0
| 320.8185 | 0
| 321.0328 | 0
| 321.247 | 0
| 321.4613 | 0
| 321.6755 | 0
| 321.8898 | 0
| 322.1041 | 0
| 322.3184 | 0
| 322.5327 | 0
| 322.747 | 0
| 322.9614 | 0
| 323.1757 | 0
| 323.39 | 0
| 323.6044 | 0
| 323.8188 | 0
| 324.0332 | 0
| 324.2476 | 0
| 324.462 | 0
| 324.6764 | 0
| 324.8908 | 0
| 325.1052 | 0
| 325.3197 | 0
| 325.5341 | 0
| 325.7486 | 0
| 325.9631 | 0
| 326.1776 | 0
| 326.3921 | 0
| 326.6066 | 0
| 326.8211 | 0
| 327.0357 | 0
| 327.2502 | 0
| 327.4648 | 0
| 327.6793 | 0
| 327.8939 | 0
| 328.1085 | 0
| 328.3231 | 0
| 328.5377 | 0
| 328.7523 | 0
| 328.9669 | 0
| 329.1816 | 0
| 329.3962 | 0
| 329.6109 | 0
| 329.8256 | 0
| 330.0402 | 0
| 330.2549 | 0
| 330.4696 | 0
| 330.6843 | 0
| 330.8991 | 0
| 331.1138 | 0
| 331.3286 | 0
| 331.5433 | 0
| 331.7581 | 0
| 331.9729 | 0
| 332.1876 | 0
| 332.4024 | 0
| 332.6172 | 0
| 332.8321 | 0
| 333.0469 | 0
| 333.2617 | 0
| 333.4766 | 0
| 333.6915 | 0
| 333.9063 | 0
| 334.1212 | 0
| 334.3361 | 0
| 334.551 | 0
| 334.7659 | 0
| 334.9809 | 0
| 335.1958 | 0
| 335.4107 | 0
| 335.6257 | 0
| 335.8407 | 0
| 336.0556 | 0
| 336.2706 | 0
| 336.4856 | 0
| 336.7006 | 0
| 336.9157 | 0
| 337.1307 | 0
| 337.3457 | 0
| 337.5608 | 0
| 337.7759 | 0
| 337.9909 | 0
| 338.206 | 0
| 338.4211 | 0
| 338.6362 | 0
| 338.8513 | 0
| 339.0665 | 0
| 339.2816 | 0
| 339.4968 | 0
| 339.7119 | 0
| 339.9271 | 0
| 340.1423 | 0
| 340.3575 | 0
| 340.5727 | 0
| 340.7879 | 0
| 341.0031 | 0
| 341.2183 | 0
| 341.4336 | 0
| 341.6488 | 0
| 341.8641 | 0
| 342.0794 | 0
| 342.2947 | 0
| 342.51 | 0
| 342.7253 | 0
| 342.9406 | 0
| 343.1559 | 0
| 343.3713 | 0
| 343.5866 | 0
| 343.802 | 0
| 344.0173 | 0
| 344.2327 | 0
| 344.4481 | 0
| 344.6635 | 0
| 344.8789 | 0
| 345.0944 | 0
| 345.3098 | 0
| 345.5252 | 0
| 345.7407 | 0
| 345.9562 | 0
| 346.1716 | 0
| 346.3871 | 0
| 346.6026 | 0
| 346.8181 | 0
| 347.0336 | 0
| 347.2492 | 0
| 347.4647 | 0
| 347.6803 | 0
| 347.8958 | 0
| 348.1114 | 0
| 348.327 | 0
| 348.5426 | 0
| 348.7582 | 0
| 348.9738 | 0
| 349.1894 | 0
| 349.4051 | 0
| 349.6207 | 0
| 349.8364 | 0
| 350.052 | 0
| 350.2677 | 0
| 350.4834 | 0
| 350.6991 | 0
| 350.9148 | 0
| 351.1305 | 0
| 351.3463 | 0
| 351.562 | 0
| 351.7778 | 0
| 351.9935 | 0
| 352.2093 | 0
| 352.4251 | 0
| 352.6409 | 0
| 352.8567 | 0
| 353.0725 | 0
| 353.2883 | 0
| 353.5041 | 0
| 353.72 | 0
| 353.9359 | 0
| 354.1517 | 0
| 354.3676 | 0
| 354.5835 | 0
| 354.7994 | 0
| 355.0153 | 0
| 355.2312 | 0
| 355.4472 | 0
| 355.6631 | 0
| 355.879 | 0
| 356.095 | 0
| 356.311 | 0
| 356.527 | 0
| 356.743 | 0
| 356.959 | 0
| 357.175 | 0
| 357.391 | 0
| 357.607 | 0
| 357.8231 | 0
| 358.0391 | 0
| 358.2552 | 0
| 358.4713 | 0
| 358.6874 | 0
| 358.9035 | 0
| 359.1196 | 0
| 359.3357 | 0
| 359.5518 | 0
| 359.768 | 0
| 359.9841 | 0
| 360.2003 | 0
| 360.4165 | 0
| 360.6327 | 0
| 360.8489 | 0
| 361.0651 | 0
| 361.2813 | 0
| 361.4975 | 0
| 361.7137 | 0
| 361.93 | 0
| 362.1462 | 0
| 362.3625 | 0
| 362.5788 | 0
| 362.7951 | 0
| 363.0114 | 0
| 363.2277 | 0
| 363.444 | 0
| 363.6603 | 0
| 363.8767 | 0
| 364.093 | 0
| 364.3094 | 0
| 364.5258 | 0
| 364.7422 | 0
| 364.9585 | 0
| 365.175 | 0
| 365.3914 | 0
| 365.6078 | 0
| 365.8242 | 0
| 366.0407 | 0
| 366.2571 | 0
| 366.4736 | 0
| 366.6901 | 0
| 366.9066 | 0
| 367.1231 | 0
| 367.3396 | 0
| 367.5561 | 0
| 367.7726 | 0
| 367.9892 | 0
| 368.2057 | 0
| 368.4223 | 0
| 368.6389 | 0
| 368.8554 | 0
| 369.072 | 0
| 369.2886 | 0
| 369.5053 | 0
| 369.7219 | 0
| 369.9385 | 0
| 370.1552 | 0
| 370.3718 | 0
| 370.5885 | 0
| 370.8052 | 0
| 371.0219 | 0
| 371.2386 | 0
| 371.4553 | 0
| 371.672 | 0
| 371.8887 | 0
| 372.1055 | 0
| 372.3222 | 0
| 372.539 | 0
| 372.7557 | 0
| 372.9725 | 0
| 373.1893 | 0
| 373.4061 | 0
| 373.6229 | 0
| 373.8398 | 0
| 374.0566 | 0
| 374.2734 | 0
| 374.4903 | 0
| 374.7072 | 0
| 374.924 | 0
| 375.1409 | 0
| 375.3578 | 0
| 375.5747 | 0
| 375.7916 | 0
| 376.0086 | 0
| 376.2255 | 0
| 376.4425 | 0
| 376.6594 | 0
| 376.8764 | 0
| 377.0934 | 0
| 377.3104 | 0
| 377.5274 | 0
| 377.7444 | 0
| 377.9614 | 0
| 378.1784 | 0
| 378.3955 | 0
| 378.6125 | 0
| 378.8296 | 0
| 379.0467 | 0
| 379.2638 | 0
| 379.4809 | 0
| 379.698 | 0
| 379.9151 | 0
| 380.1322 | 0
| 380.3493 | 0
| 380.5665 | 0
| 380.7837 | 0
| 381.0008 | 0
| 381.218 | 0
| 381.4352 | 0
| 381.6524 | 0
| 381.8696 | 0
| 382.0868 | 0
| 382.3041 | 0
| 382.5213 | 0
| 382.7386 | 0
| 382.9558 | 0
| 383.1731 | 0
| 383.3904 | 0
| 383.6077 | 0
| 383.825 | 0
| 384.0423 | 0
| 384.2596 | -0.00081637
| 384.477 | 0.0062753
| 384.6943 | -0.0013447
| 384.9117 | 0.0073283
| 385.129 | -0.0011452
| 385.3464 | 0.0048669
| 385.5638 | -0.0018582
| 385.7812 | 0.0066384
| 385.9986 | -0.0016336
| 386.216 | 0.0062667
| 386.4335 | -0.0013506
| 386.6509 | 0.0071155
| 386.8684 | 0.00073039
| 387.0858 | 0.0046104
| 387.3033 | -0.00030289
| 387.5208 | 0.006538
| 387.7383 | -0.0017123
| 387.9558 | 0.0026837
| 388.1733 | 0.00074066
| 388.3908 | 0.0040787
| 388.6083 | -0.0014747
| 388.8259 | 0.0073083
| 389.0434 | 0.00078381
| 389.261 | 0.0073702
| 389.4786 | -0.00023872
| 389.6962 | 0.0049012
| 389.9138 | -0.00075807
| 390.1314 | 0.007466
| 390.349 | 0.0011158
| 390.5666 | 0.0049986
| 390.7843 | -0.00062196
| 391.0019 | 0.0034958
| 391.2196 | 0.0024646
| 391.4372 | 0.0048688
| 391.6549 | 0.0001952
| 391.8726 | 0.0055966
| 392.0903 | 0.00042078
| 392.308 | 0.0061387
| 392.5257 | 0.001678
| 392.7435 | 0.0060553
| 392.9612 | 0.0016982
| 393.179 | 0.0058031
| 393.3967 | 0.0018073
| 393.6145 | 0.0052372
| 393.8323 | 0.0013192
| 394.0501 | 0.0056717
| 394.2679 | 0.0020938
| 394.4857 | 0.0059465
| 394.7035 | 0.00074458
| 394.9214 | 0.0061705
| 395.1392 | 0.0014648
| 395.3571 | 0.0061383
| 395.5749 | 0.0036278
| 395.7928 | 0.007258
| 396.0107 | 0.0023608
| 396.2286 | 0.0071553
| 396.4465 | 0.0034376
| 396.6644 | 0.0057419
| 396.8824 | 0.0050384
| 397.1003 | 0.0070211
| 397.3183 | 0.0034844
| 397.5362 | 0.0081468
| 397.7542 | 0.0051023
| 397.9722 | 0.0097356
| 398.1902 | 0.0063474
| 398.4082 | 0.0077749
| 398.6262 | 0.0073145
| 398.8442 | 0.0092465
| 399.0622 | 0.007386
| 399.2803 | 0.011312
| 399.4983 | 0.0071997
| 399.7164 | 0.01175
| 399.9345 | 0.0085069
| 400.1526 | 0.013968
| 400.3707 | 0.010877
| 400.5888 | 0.01509
| 400.8069 | 0.010868
| 401.025 | 0.01596
| 401.2432 | 0.010572
| 401.4613 | 0.017437
| 401.6795 | 0.01327
| 401.8976 | 0.018284
| 402.1158 | 0.015763
| 402.334 | 0.021805
| 402.5522 | 0.015705
| 402.7704 | 0.022288
| 402.9886 | 0.018163
| 403.2069 | 0.024384
| 403.4251 | 0.017759
| 403.6434 | 0.027175
| 403.8616 | 0.021873
| 404.0799 | 0.02806
| 404.2982 | 0.023752
| 404.5165 | 0.031319
| 404.7348 | 0.028835
| 404.9531 | 0.03459
| 405.1714 | 0.030075
| 405.3897 | 0.036855
| 405.6081 | 0.032718
| 405.8264 | 0.038737
| 406.0448 | 0.0364
| 406.2632 | 0.044229
| 406.4816 | 0.041188
| 406.7 | 0.049151
| 406.9184 | 0.046721
| 407.1368 | 0.052273
| 407.3552 | 0.049361
| 407.5737 | 0.054992
| 407.7921 | 0.06146
| 408.0106 | 0.062027
| 408.229 | 0.06841
| 408.4475 | 0.067403
| 408.666 | 0.074868
| 408.8845 | 0.074005
| 409.103 | 0.080713
| 409.3215 | 0.078572
| 409.5401 | 0.087863
| 409.7586 | 0.085288
| 409.9772 | 0.091914
| 410.1957 | 0.091624
| 410.4143 | 0.098913
| 410.6329 | 0.10018
| 410.8515 | 0.10811
| 411.0701 | 0.10844
| 411.2887 | 0.11923
| 411.5073 | 0.11577
| 411.726 | 0.12771
| 411.9446 | 0.1295
| 412.1633 | 0.13773
| 412.3819 | 0.14204
| 412.6006 | 0.15218
| 412.8193 | 0.15444
| 413.038 | 0.16655
| 413.2567 | 0.16905
| 413.4754 | 0.18057
| 413.6941 | 0.18524
| 413.9129 | 0.19782
| 414.1316 | 0.20334
| 414.3504 | 0.21519
| 414.5692 | 0.21947
| 414.7879 | 0.23195
| 415.0067 | 0.2406
| 415.2255 | 0.25654
| 415.4443 | 0.26048
| 415.6632 | 0.27717
| 415.882 | 0.28246
| 416.1008 | 0.29803
| 416.3197 | 0.30977
| 416.5385 | 0.32614
| 416.7574 | 0.34171
| 416.9763 | 0.36203
| 417.1952 | 0.37126
| 417.4141 | 0.39611
| 417.633 | 0.40696
| 417.8519 | 0.42609
| 418.0709 | 0.43793
| 418.2898 | 0.45371
| 418.5088 | 0.46999
| 418.7277 | 0.49568
| 418.9467 | 0.51033
| 419.1657 | 0.52928
| 419.3847 | 0.54304
| 419.6037 | 0.56925
| 419.8227 | 0.58276
| 420.0417 | 0.59691
| 420.2608 | 0.60623
| 420.4798 | 0.63433
| 420.6989 | 0.63859
| 420.9179 | 0.65416
| 421.137 | 0.66995
| 421.3561 | 0.69501
| 421.5752 | 0.70798
| 421.7943 | 0.7337
| 422.0134 | 0.74455
| 422.2326 | 0.76167
| 422.4517 | 0.78131
| 422.6709 | 0.8023
| 422.89 | 0.80926
| 423.1092 | 0.83592
| 423.3284 | 0.85429
| 423.5476 | 0.86829
| 423.7668 | 0.87969
| 423.986 | 0.89648
| 424.2052 | 0.89477
| 424.4244 | 0.91102
| 424.6437 | 0.92685
| 424.8629 | 0.94287
| 425.0822 | 0.93917
| 425.3015 | 0.95407
| 425.5208 | 0.96769
| 425.7401 | 0.9834
| 425.9594 | 0.98141
| 426.1787 | 0.99021
| 426.398 | 0.98482
| 426.6173 | 0.9875
| 426.8367 | 0.98533
| 427.056 | 0.98346
| 427.2754 | 0.98677
| 427.4948 | 1
| 427.7142 | 0.98651
| 427.9336 | 0.97607
| 428.153 | 0.96658
| 428.3724 | 0.9588
| 428.5918 | 0.9348
| 428.8113 | 0.90898
| 429.0307 | 0.85972
| 429.2502 | 0.82221
| 429.4696 | 0.78146
| 429.6891 | 0.75495
| 429.9086 | 0.72632
| 430.1281 | 0.72122
| 430.3476 | 0.71007
| 430.5671 | 0.69899
| 430.7867 | 0.67457
| 431.0062 | 0.66523
| 431.2258 | 0.64783
| 431.4453 | 0.64077
| 431.6649 | 0.62611
| 431.8845 | 0.62728
| 432.1041 | 0.60234
| 432.3237 | 0.58998
| 432.5433 | 0.57653
| 432.7629 | 0.56803
| 432.9826 | 0.55046
| 433.2022 | 0.54823
| 433.4219 | 0.53583
| 433.6415 | 0.52492
| 433.8612 | 0.50922
| 434.0809 | 0.5019
| 434.3006 | 0.48384
| 434.5203 | 0.47484
| 434.74 | 0.45588
| 434.9597 | 0.4441
| 435.1795 | 0.41798
| 435.3992 | 0.40986
| 435.619 | 0.39633
| 435.8387 | 0.39441
| 436.0585 | 0.38642
| 436.2783 | 0.38256
| 436.4981 | 0.37073
| 436.7179 | 0.36497
| 436.9377 | 0.35593
| 437.1575 | 0.35104
| 437.3774 | 0.34158
| 437.5972 | 0.33567
| 437.8171 | 0.32307
| 438.037 | 0.32339
| 438.2568 | 0.31471
| 438.4767 | 0.31366
| 438.6966 | 0.30804
| 438.9165 | 0.30896
| 439.1365 | 0.30104
| 439.3564 | 0.29974
| 439.5763 | 0.28928
| 439.7963 | 0.28687
| 440.0163 | 0.27679
| 440.2362 | 0.27202
| 440.4562 | 0.26456
| 440.6762 | 0.2614
| 440.8962 | 0.2558
| 441.1162 | 0.25371
| 441.3362 | 0.24404
| 441.5563 | 0.24007
| 441.7763 | 0.23211
| 441.9964 | 0.22855
| 442.2164 | 0.21672
| 442.4365 | 0.21234
| 442.6566 | 0.20305
| 442.8767 | 0.20127
| 443.0968 | 0.19423
| 443.3169 | 0.1915
| 443.537 | 0.18224
| 443.7572 | 0.18068
| 443.9773 | 0.17282
| 444.1975 | 0.16801
| 444.4176 | 0.16258
| 444.6378 | 0.15913
| 444.858 | 0.15269
| 445.0782 | 0.15184
| 445.2984 | 0.14326
| 445.5186 | 0.14224
| 445.7388 | 0.13527
| 445.9591 | 0.13442
| 446.1793 | 0.12826
| 446.3996 | 0.1266
| 446.6199 | 0.12097
| 446.8401 | 0.11972
| 447.0604 | 0.11306
| 447.2807 | 0.11222
| 447.501 | 0.10757
| 447.7214 | 0.1054
| 447.9417 | 0.098938
| 448.162 | 0.099146
| 448.3824 | 0.094721
| 448.6027 | 0.094568
| 448.8231 | 0.089566
| 449.0435 | 0.088947
| 449.2639 | 0.083534
| 449.4843 | 0.085803
| 449.7047 | 0.079477
| 449.9251 | 0.079319
| 450.1455 | 0.074321
| 450.366 | 0.075679
| 450.5864 | 0.072139
| 450.8069 | 0.071885
| 451.0274 | 0.06908
| 451.2479 | 0.070787
| 451.4683 | 0.065693
| 451.6889 | 0.0662
| 451.9094 | 0.062202
| 452.1299 | 0.063636
| 452.3504 | 0.059505
| 452.571 | 0.059906
| 452.7915 | 0.057049
| 453.0121 | 0.058992
| 453.2327 | 0.055591
| 453.4532 | 0.056276
| 453.6738 | 0.05325
| 453.8944 | 0.05382
| 454.1151 | 0.050228
| 454.3357 | 0.051418
| 454.5563 | 0.047675
| 454.777 | 0.049019
| 454.9976 | 0.044591
| 455.2183 | 0.046076
| 455.439 | 0.043099
| 455.6597 | 0.045071
| 455.8803 | 0.040899
| 456.1011 | 0.042438
| 456.3218 | 0.038667
| 456.5425 | 0.041287
| 456.7632 | 0.036711
| 456.984 | 0.038583
| 457.2047 | 0.03518
| 457.4255 | 0.037073
| 457.6463 | 0.0326
| 457.8671 | 0.034871
| 458.0879 | 0.031751
| 458.3087 | 0.033175
| 458.5295 | 0.029959
| 458.7503 | 0.031905
| 458.9712 | 0.028581
| 459.192 | 0.031372
| 459.4129 | 0.027037
| 459.6337 | 0.029006
| 459.8546 | 0.025357
| 460.0755 | 0.027466
| 460.2964 | 0.022519
| 460.5173 | 0.025911
| 460.7382 | 0.022417
| 460.9592 | 0.024508
| 461.1801 | 0.020516
| 461.4011 | 0.022913
| 461.622 | 0.020316
| 461.843 | 0.023005
| 462.064 | 0.019242
| 462.285 | 0.022642
| 462.506 | 0.017589
| 462.727 | 0.019422
| 462.948 | 0.016612
| 463.169 | 0.019133
| 463.3901 | 0.016285
| 463.6111 | 0.019677
| 463.8322 | 0.018041
| 464.0533 | 0.014566
| 464.2744 | 0.01743
| 464.4954 | 0.013932
| 464.7166 | 0.01817
| 464.9377 | 0.013958
| 465.1588 | 0.015602
| 465.3799 | 0.013673
| 465.6011 | 0.015758
| 465.8222 | 0.013099
| 466.0434 | 0.013569
| 466.2646 | 0.011939
| 466.4857 | 0.014432
| 466.7069 | 0.011871
| 466.9281 | 0.013738
| 467.1494 | 0.0097953
| 467.3706 | 0.012109
| 467.5918 | 0.010343
| 467.8131 | 0.012756
| 468.0343 | 0.010253
| 468.2556 | 0.012722
| 468.4769 | 0.0096917
| 468.6981 | 0.011701
| 468.9194 | 0.010061
| 469.1407 | 0.011044
| 469.3621 | 0.0081787
| 469.5834 | 0.0098257
| 469.8047 | 0.0081788
| 470.0261 | 0.010669
| 470.2474 | 0.0076637
| 470.4688 | 0.010778
| 470.6902 | 0.008117
| 470.9116 | 0.010607
| 471.133 | 0.0069512
| 471.3544 | 0.0099253
| 471.5758 | 0.0076546
| 471.7972 | 0.0089523
| 472.0186 | 0.0077252
| 472.2401 | 0.0088244
| 472.4615 | 0.007448
| 472.683 | 0.0088997
| 472.9045 | 0.0061742
| 473.126 | 0.0081758
| 473.3475 | 0.0063007
| 473.569 | 0.0077822
| 473.7905 | 0.0068368
| 474.012 | 0.007278
| 474.2336 | 0.005779
| 474.4551 | 0.0079682
| 474.6767 | 0.0054626
| 474.8983 | 0.0073699
| 475.1198 | 0.0058083
| 475.3414 | 0.0076075
| 475.563 | 0.0053446
| 475.7846 | 0.0069678
| 476.0063 | 0.0046196
| 476.2279 | 0.0070308
| 476.4495 | 0.0046074
| 476.6712 | 0.0072187
| 476.8928 | 0.0043431
| 477.1145 | 0.0063699
| 477.3362 | 0.0046928
| 477.5579 | 0.0065105
| 477.7796 | 0.0046301
| 478.0013 | 0.0064193
| 478.223 | 0.0033874
| 478.4447 | 0.0061312
| 478.6665 | 0.0044333
| 478.8882 | 0.0062328
| 479.11 | 0.003448
| 479.3318 | 0.0060938
| 479.5535 | 0.0034758
| 479.7753 | 0.0054882
| 479.9971 | 0.0037512
| 480.2189 | 0.0057969
| 480.4408 | 0.003793
| 480.6626 | 0.0055216
| 480.8844 | 0.0036475
| 481.1063 | 0.0055721
| 481.3282 | 0.0036721
| 481.55 | 0.0051573
| 481.7719 | 0.0034777
| 481.9938 | 0.0049904
| 482.2157 | 0.0029973
| 482.4376 | 0.0049316
| 482.6595 | 0.0036392
| 482.8815 | 0.0047824
| 483.1034 | 0.0026775
| 483.3254 | 0.0046536
| 483.5473 | 0.0027227
| 483.7693 | 0.0048573
| 483.9913 | 0.0026377
| 484.2133 | 0.0047132
| 484.4353 | 0.0024934
| 484.6573 | 0.0041752
| 484.8793 | 0.003127
| 485.1013 | 0.0042897
| 485.3234 | 0.0032488
| 485.5454 | 0.0044476
| 485.7675 | 0.0022097
| 485.9896 | 0.003806
| 486.2117 | 0.0026354
| 486.4338 | 0.0038595
| 486.6559 | 0.0024313
| 486.878 | 0.0042279
| 487.1001 | 0.0020511
| 487.3222 | 0.0034069
| 487.5444 | 0.0019983
| 487.7665 | 0.003561
| 487.9887 | 0.0018116
| 488.2109 | 0.0036452
| 488.4331 | 0.0021046
| 488.6553 | 0.0046178
| 488.8775 | 0.001919
| 489.0997 | 0.0036901
| 489.3219 | 0.0020135
| 489.5441 | 0.0036954
| 489.7664 | 0.001663
| 489.9886 | 0.0033884
| 490.2109 | 0.0020016
| 490.4332 | 0.0028231
| 490.6555 | 0.0016467
| 490.8777 | 0.004157
| 491.1001 | 0.0018008
| 491.3224 | 0.0041085
| 491.5447 | 0.0013712
| 491.767 | 0.0037883
| 491.9894 | 0.0014412
| 492.2117 | 0.002982
| 492.4341 | 0.001817
| 492.6565 | 0.0031096
| 492.8789 | 0.0019354
| 493.1013 | 0.0034464
| 493.3237 | 0.0011212
| 493.5461 | 0.0041576
| 493.7685 | 0.0018169
| 493.9909 | 0.0035261
| 494.2134 | 0.0012775
| 494.4358 | 0.0030565
| 494.6583 | 0.0019964
| 494.8808 | 0.0035851
| 495.1033 | 0.0020745
| 495.3258 | 0.0035609
| 495.5483 | 0.0010451
| 495.7708 | 0.0038277
| 495.9933 | 0.0023696
| 496.2158 | 0.0038728
| 496.4384 | 0.0013643
| 496.6609 | 0.0040378
| 496.8835 | 0.00098054
| 497.1061 | 0.0028445
| 497.3287 | 0.001924
| 497.5513 | 0.0033983
| 497.7739 | 0.0012238
| 497.9965 | 0.0030095
| 498.2191 | 0.00092102
| 498.4418 | 0.0037253
| 498.6644 | 0.00099721
| 498.8871 | 0.0030501
| 499.1097 | 0.0020322
| 499.3324 | 0.0030301
| 499.5551 | 0.0013486
| 499.7778 | 0.0029715
| 500.0005 | 0.001146
| 500.2232 | 0.0032851
| 500.4459 | 0.0015871
| 500.6687 | 0.0038055
| 500.8914 | 0.0011379
| 501.1142 | 0.0030281
| 501.3369 | 0.00070609
| 501.5597 | 0.0036734
| 501.7825 | 0.0012679
| 502.0053 | 0.0037736
| 502.2281 | 0.0014627
| 502.4509 | 0.0029144
| 502.6738 | 0.0011984
| 502.8966 | 0.0034895
| 503.1194 | 0.0012889
| 503.3423 | 0.0029331
| 503.5652 | 0.0016147
| 503.788 | 0.0036659
| 504.0109 | 0.001044
| 504.2338 | 0.0033397
| 504.4567 | 0.0018954
| 504.6796 | 0.00305
| 504.9026 | 0.00049247
| 505.1255 | 0.0025917
| 505.3485 | 0.00085866
| 505.5714 | 0.0028816
| 505.7944 | 0.0016251
| 506.0174 | 0.0023462
| 506.2403 | 0.0015714
| 506.4633 | 0.002767
| 506.6863 | 0.00068631
| 506.9094 | 0.0033323
| 507.1324 | 0.0012385
| 507.3554 | 0.0026876
| 507.5785 | 0.0009164
| 507.8015 | 0.0028454
| 508.0246 | 0.00091377
| 508.2477 | 0.0029751
| 508.4708 | 0.00069925
| 508.6939 | 0.0024291
| 508.917 | 0.0014337
| 509.1401 | 0.0023452
| 509.3632 | 0.0016326
| 509.5863 | 0.002516
| 509.8095 | 0.0013401
| 510.0326 | 0.0023121
| 510.2558 | 0.001112
| 510.479 | 0.0025556
| 510.7022 | 0.0014632
| 510.9254 | 0.0024399
| 511.1486 | 0.00066922
| 511.3718 | 0.0031571
| 511.595 | 0.0013739
| 511.8183 | 0.0020978
| 512.0415 | 0.0012673
| 512.2648 | 0.0023399
| 512.488 | 0.00093353
| 512.7113 | 0.0025893
| 512.9346 | 0.0014
| 513.1579 | 0.0024879
| 513.3812 | 0.00080707
| 513.6045 | 0.0027389
| 513.8278 | 0.0012282
| 514.0512 | 0.0022425
| 514.2745 | 0.0010257
| 514.4979 | 0.0030146
| 514.7212 | 0.0010765
| 514.9446 | 0.0025263
| 515.168 | 0.00074274
| 515.3914 | 0.0025925
| 515.6148 | 0.0014014
| 515.8382 | 0.0025654
| 516.0617 | 0.0011765
| 516.2851 | 0.0022925
| 516.5085 | 0.00070997
| 516.732 | 0.0027751
| 516.9555 | 0.00066788
| 517.1789 | 0.0026428
| 517.4024 | 0.0011624
| 517.6259 | 0.0024887
| 517.8494 | 0.00089343
| 518.0729 | 0.0024589
| 518.2965 | 0.0013788
| 518.52 | 0.0027611
| 518.7435 | 0.0011135
| 518.9671 | 0.0018131
| 519.1907 | 0.0013332
| 519.4142 | 0.002621
| 519.6378 | 0.0012482
| 519.8614 | 0.0019686
| 520.085 | 0.00091791
| 520.3086 | 0.002163
| 520.5323 | 0.0013488
| 520.7559 | 0.00095877
| 520.9795 | 0.0026131
| 521.2032 | 0.00035391
| 521.4269 | 0.0022684
| 521.6505 | 0.0012692
| 521.8742 | 0.0021549
| 522.0979 | 0.000945
| 522.3216 | 0.0026171
| 522.5453 | 0.0010815
| 522.7691 | 0.0029334
| 522.9928 | 0.00085274
| 523.2165 | 0.0029074
| 523.4403 | 0.0010644
| 523.6641 | 0.0025655
| 523.8878 | 0.00061252
| 524.1116 | 0.0024815
| 524.3354 | 0.00065337
| 524.5592 | 0.0021797
| 524.783 | 0.0013333
| 525.0069 | 0.0024509
| 525.2307 | 0.0011881
| 525.4545 | 0.0028568
| 525.6784 | 0.00094799
| 525.9023 | 0.0022038
| 526.1261 | 0.00054596
| 526.35 | 0.0022663
| 526.5739 | 0.0011133
| 526.7978 | 0.002603
| 527.0217 | 0.00097149
| 527.2456 | 0.0031393
| 527.4696 | 0.0007354
| 527.6935 | 0.0030008
| 527.9175 | 0.00079252
| 528.1414 | 0.0022011
| 528.3654 | 0.0012822
| 528.5894 | 0.0028126
| 528.8134 | 0.0010864
| 529.0374 | 0.0028451
| 529.2614 | 0.00076652
| 529.4854 | 0.0021405
| 529.7095 | 0.00093385
| 529.9335 | 0.0029732
| 530.1576 | 0.001132
| 530.3816 | 0.0025667
| 530.6057 | 0.0011888
| 530.8298 | 0.0025771
| 531.0539 | 0.00018383
| 531.278 | 0.0024352
| 531.5021 | 0.0012617
| 531.7262 | 0.0029268
| 531.9503 | 0.0010674
| 532.1745 | 0.0019122
| 532.3986 | 0.0015287
| 532.6228 | 0.0022913
| 532.847 | 0.00047851
| 533.0711 | 0.0027176
| 533.2953 | 0.0013233
| 533.5195 | 0.0022177
| 533.7437 | 0.0010379
| 533.968 | 0.0021521
| 534.1922 | 0.00093408
| 534.4164 | 0.0021505
| 534.6407 | 0.00050066
| 534.8649 | 0.0020287
| 535.0892 | 0.00045146
| 535.3135 | 0.0021502
| 535.5378 | 0.00097057
| 535.7621 | 0.0029746
| 535.9864 | 0.00054389
| 536.2107 | 0.0027299
| 536.435 | 0.0011229
| 536.6594 | 0.0021475
| 536.8837 | 0.0010365
| 537.1081 | 0.0025562
| 537.3325 | 0.0016246
| 537.5568 | 0.0018121
| 537.7812 | 0.00099273
| 538.0056 | 0.0020961
| 538.23 | 0.00072625
| 538.4545 | 0.0021681
| 538.6789 | 0.00096386
| 538.9033 | 0.0027374
| 539.1278 | 0.00054048
| 539.3522 | 0.0018185
| 539.5767 | 0.00040047
| 539.8012 | 0.0026667
| 540.0257 | 0.00033169
| 540.2502 | 0.0022768
| 540.4747 | 0.0014149
| 540.6992 | 0.0025361
| 540.9237 | 0.00065178
| 541.1482 | 0.0023528
| 541.3728 | 0.00053742
| 541.5974 | 0.0024352
| 541.8219 | 0.00083527
| 542.0465 | 0.0018959
| 542.2711 | 0.0012473
| 542.4957 | 0.0022362
| 542.7203 | 0.00071721
| 542.9449 | 0.0025705
| 543.1695 | 0.00081042
| 543.3942 | 0.0023749
| 543.6188 | 0.00046861
| 543.8435 | 0.0021503
| 544.0681 | 0.00040203
| 544.2928 | 0.0028961
| 544.5175 | 0.00070884
| 544.7422 | 0.0024233
| 544.9669 | 0.00076998
| 545.1916 | 0.0020461
| 545.4163 | 0.00052461
| 545.6411 | 0.001987
| 545.8658 | 0.00043607
| 546.0906 | 0.0020585
| 546.3153 | 0.0012008
| 546.5401 | 0.0024206
| 546.7649 | 0.00060514
| 546.9897 | 0.0021413
| 547.2145 | 0.0016017
| 547.4393 | 0.0022899
| 547.6641 | 0.00078487
| 547.889 | 0.0022139
| 548.1138 | 0.00057652
| 548.3387 | 0.0020588
| 548.5635 | 0.00038469
| 548.7884 | 0.0021665
| 549.0133 | 0.00067074
| 549.2382 | 0.002194
| 549.4631 | -6.0968e-06
| 549.688 | 0.0017475
| 549.9129 | 0.00057478
| 550.1378 | 0.001888
| 550.3628 | 0.0011981
| 550.5877 | 0.0023517
| 550.8127 | 0.00053275
| 551.0377 | 0.0020296
| 551.2626 | 0.00072412
| 551.4876 | 0.0021223
| 551.7126 | 0.00094956
| 551.9376 | 0.0021281
| 552.1627 | 0.00060514
| 552.3877 | 0.002504
| 552.6127 | 0.00075325
| 552.8378 | 0.0021284
| 553.0628 | 0.001732
| 553.2879 | 0.0019303
| 553.513 | 0.0010735
| 553.7381 | 0.0018809
| 553.9632 | 0.00090983
| 554.1883 | 0.0020599
| 554.4134 | 0.00062031
| 554.6385 | 0.0021242
| 554.8637 | 0.00035449
| 555.0888 | 0.0021217
| 555.314 | 0.00092753
| 555.5391 | 0.0021919
| 555.7643 | 0.00073027
| 555.9895 | 0.0016746
| 556.2147 | 0.00046563
| 556.4399 | 0.0018021
| 556.6651 | 0.00060448
| 556.8904 | 0.0019144
| 557.1156 | 0.00066841
| 557.3408 | 0.0019931
| 557.5661 | 0.00088844
| 557.7914 | 0.0019861
| 558.0166 | 0.00082606
| 558.2419 | 0.0021864
| 558.4672 | 0.0007244
| 558.6925 | 0.0021293
| 558.9178 | 0.00034729
| 559.1432 | 0.0016956
| 559.3685 | 0.00049071
| 559.5938 | 0.001834
| 559.8192 | 0.0006052
| 560.0446 | 0.0025683
| 560.2699 | 0.00072456
| 560.4953 | 0.0017888
| 560.7207 | 0.00084251
| 560.9461 | 0.0020356
| 561.1715 | 0.00077362
| 561.3969 | 0.0019291
| 561.6224 | 0.00054626
| 561.8478 | 0.0016855
| 562.0733 | 0.00041429
| 562.2987 | 0.0016588
| 562.5242 | 0.0003957
| 562.7497 | 0.0015963
| 562.9752 | 0.00095571
| 563.2007 | 0.0015727
| 563.4262 | 0.0010719
| 563.6517 | 0.0016441
| 563.8772 | 0.00076956
| 564.1028 | 0.0017711
| 564.3283 | 0.0005204
| 564.5539 | 0.001861
| 564.7795 | 0.00093752
| 565.005 | 0.0017322
| 565.2306 | 0.00071359
| 565.4562 | 0.0017596
| 565.6818 | 0.0011126
| 565.9075 | 0.0020245
| 566.1331 | 0.00037492
| 566.3587 | 0.0013964
| 566.5844 | 0.00062864
| 566.81 | 0.0017074
| 567.0357 | 0.0005158
| 567.2614 | 0.0015991
| 567.4871 | 0.00044064
| 567.7128 | 0.0015615
| 567.9385 | 0.00065467
| 568.1642 | 0.0013884
| 568.3899 | 0.00042889
| 568.6157 | 0.0014451
| 568.8414 | 0.00034581
| 569.0672 | 0.0014395
| 569.2929 | 0.00050732
| 569.5187 | 0.0018203
| 569.7445 | 0.00033112
| 569.9703 | 0.0014943
| 570.1961 | 0.00070536
| 570.4219 | 0.0017512
| 570.6477 | 0.00022459
| 570.8736 | 0.0016511
| 571.0994 | 0.0003103
| 571.3253 | 0.0019019
| 571.5511 | 0.00045008
| 571.777 | 0.0021174
| 572.0029 | 5.1645e-05
| 572.2288 | 0.0013089
| 572.4547 | 0.00049709
| 572.6806 | 0.0013422
| 572.9065 | 0.00011114
| 573.1324 | 0.0015042
| 573.3584 | 0.00053838
| 573.5843 | 0.0015895
| 573.8103 | 0.00026212
| 574.0363 | 0.0019188
| 574.2622 | 0.00068992
| 574.4882 | 0.0014295
| 574.7142 | 0.00044175
| 574.9402 | 0.0015019
| 575.1663 | 0.00014507
| 575.3923 | 0.0017809
| 575.6183 | 8.6826e-05
| 575.8444 | 0.0015548
| 576.0704 | 0.0008737
| 576.2965 | 0.0016362
| 576.5226 | 0.00026373
| 576.7487 | 0.0015713
| 576.9748 | -3.1683e-05
| 577.2009 | 0.0017206
| 577.427 | 0.00046839
| 577.6531 | 0.0017622
| 577.8793 | 0.00044126
| 578.1054 | 0.0011361
| 578.3316 | 0.0013014
| 578.5577 | 0.00046822
| 578.7839 | 0.0014093
| 579.0101 | 0.0003507
| 579.2363 | 0.0012697
| 579.4625 | 0.00048186
| 579.6887 | 0.0013197
| 579.9149 | -0.00020953
| 580.1412 | 0.001875
| 580.3674 | 0.00036888
| 580.5937 | 0.0014618
| 580.8199 | -1.0287e-05
| 581.0462 | 0.0014672
| 581.2725 | 0.00056896
| 581.4988 | 0.0016847
| 581.7251 | 0.00034733
| 581.9514 | 0.0011912
| 582.1777 | 0.00059674
| 582.404 | 0.0014043
| 582.6304 | 0.00044885
| 582.8567 | 0.0015602
| 583.0831 | 0.00047639
| 583.3095 | 0.0013507
| 583.5358 | 0.00054467
| 583.7622 | 0.0018161
| 583.9886 | 0.0002628
| 584.215 | 0.0015297
| 584.4415 | -0.00022294
| 584.6679 | 0.0013823
| 584.8943 | 0.00037236
| 585.1208 | 0.0017465
| 585.3472 | 0.00034169
| 585.5737 | 0.0012743
| 585.8002 | 9.9178e-05
| 586.0267 | 0.0018652
| 586.2532 | -0.00011433
| 586.4797 | 0.0010689
| 586.7062 | 0.00029243
| 586.9327 | 0.001244
| 587.1592 | -0.0001963
| 587.3858 | 0.0013846
| 587.6123 | 0.00010894
| 587.8389 | 0.00089778
| 588.0655 | 0.00024633
| 588.2921 | 0.0014221
| 588.5187 | 4.4571e-05
| 588.7453 | 0.0018001
| 588.9719 | -9.7063e-05
| 589.1985 | 0.0010794
| 589.4251 | -0.00014616
| 589.6518 | 0.0013571
| 589.8784 | 0.00033631
| 590.1051 | 0.0012378
| 590.3318 | 0.00015264
| 590.5584 | 0.0011348
| 590.7851 | 5.2598e-05
| 591.0118 | 0.0015352
| 591.2385 | -3.6858e-05
| 591.4653 | 0.0011712
| 591.692 | 0.00024784
| 591.9187 | 0.0012994
| 592.1455 | 0.00074045
| 592.3722 | 0.0015307
| 592.599 | 0.00063017
| 592.8258 | 0.0018542
| 593.0526 | 7.5668e-05
| 593.2794 | 0.0013696
| 593.5062 | -0.00031451
| 593.733 | 0.0014197
| 593.9598 | 3.666e-05
| 594.1867 | 0.0010073
| 594.4135 | 0.0006602
| 594.6404 | 0.001466
| 594.8672 | 0.00035477
| 595.0941 | 0.0015949
| 595.321 | 0.00032973
| 595.5479 | 0.0011534
| 595.7748 | 0.00010837
| 596.0017 | 0.0014243
| 596.2286 | 2.5713e-05
| 596.4556 | 0.0011494
| 596.6825 | 0.00032907
| 596.9095 | 0.0014271
| 597.1364 | -6.9473e-05
| 597.3634 | 0.0013853
| 597.5904 | 0.00031844
| 597.8174 | 0.0012415
| 598.0444 | 4.1396e-06
| 598.2714 | 0.00095481
| 598.4984 | 0.00054464
| 598.7254 | 0.0016087
| 598.9525 | 0.00029082
| 599.1795 | 0.0012217
| 599.4066 | -0.00010125
| 599.6336 | 0.0013379
| 599.8607 | 9.0943e-05
| 600.0878 | 0.0024353
| 600.3149 | 0.0002678
| 600.542 | 0.0008773
| 600.7691 | 0.00045666
| 600.9963 | 0.00143
| 601.2234 | 0.00060839
| 601.4505 | 0.0011515
| 601.6777 | -0.00019668
| 601.9049 | 0.0011456
| 602.132 | 0.00014695
| 602.3592 | 0.001515
| 602.5864 | 0.00044654
| 602.8136 | 0.0011176
| 603.0408 | -6.5917e-05
| 603.2681 | 0.0014223
| 603.4953 | -0.00016315
| 603.7225 | 0.0010572
| 603.9498 | -5.6038e-05
| 604.1771 | 0.0011983
| 604.4043 | -0.00011027
| 604.6316 | 0.0011654
| 604.8589 | 0.00033711
| 605.0862 | 0.00087229
| 605.3135 | 0.00015577
| 605.5408 | 0.0014334
| 605.7682 | -0.00024966
| 605.9955 | 0.0013343
| 606.2229 | -8.7654e-05
| 606.4502 | 0.0012172
| 606.6776 | 0.00038693
| 606.905 | 0.0011479
| 607.1323 | -0.00011327
| 607.3597 | 0.0010231
| 607.5871 | -1.4031e-05
| 607.8146 | 0.0011773
| 608.042 | -0.00033105
| 608.2694 | 0.0007294
| 608.4969 | 0.00016711
| 608.7243 | 0.00107
| 608.9518 | -1.8881e-05
| 609.1793 | 0.0010802
| 609.4068 | -6.1228e-05
| 609.6342 | 0.00062692
| 609.8617 | 0.00018117
| 610.0893 | 0.0012369
| 610.3168 | -0.00022128
| 610.5443 | 0.001469
| 610.7719 | 5.0461e-05
| 610.9994 | 0.0012774
| 611.227 | 0.00028272
| 611.4545 | 0.00087373
| 611.6821 | -7.8832e-05
| 611.9097 | 0.00099211
| 612.1373 | 0.0001024
| 612.3649 | 0.00088827
| 612.5925 | 6.738e-05
| 612.8202 | 0.00086269
| 613.0478 | 0.00030979
| 613.2755 | 0.0013176
| 613.5031 | 8.9264e-05
| 613.7308 | 0.0010873
| 613.9585 | 0.00031509
| 614.1861 | 0.0011155
| 614.4138 | 0.00029284
| 614.6415 | 0.0012749
| 614.8693 | -0.00019954
| 615.097 | 0.00094897
| 615.3247 | 5.4555e-05
| 615.5525 | 0.00092089
| 615.7802 | 0.00033369
| 616.008 | 0.00086233
| 616.2358 | 1.1183e-05
| 616.4635 | 0.0011021
| 616.6913 | -0.00015231
| 616.9191 | 0.00072182
| 617.1469 | 0.00039663
| 617.3748 | 0.0015163
| 617.6026 | -0.00016292
| 617.8304 | 0.00089482
| 618.0583 | 9.9603e-06
| 618.2861 | 0.0011691
| 618.514 | 5.2938e-06
| 618.7419 | 0.0010418
| 618.9698 | 9.6899e-05
| 619.1977 | 0.0010238
| 619.4256 | -0.00011572
| 619.6535 | 0.0010211
| 619.8814 | 0.00018506
| 620.1094 | 0.00080107
| 620.3373 | 0.00032485
| 620.5653 | 0.00090132
| 620.7932 | -4.8646e-05
| 621.0212 | 0.00091847
| 621.2492 | 0.00045857
| 621.4772 | 0.00059326
| 621.7052 | 0.00020929
| 621.9332 | 0.00074989
| 622.1612 | -4.4276e-05
| 622.3893 | 0.00079746
| 622.6173 | -4.8267e-05
| 622.8453 | 0.0012596
| 623.0734 | 5.2618e-05
| 623.3015 | 0.00094278
| 623.5296 | 0.00036656
| 623.7576 | 0.0010837
| 623.9857 | 0.00012188
| 624.2139 | 0.00093912
| 624.442 | -0.00017903
| 624.6701 | 0.00068958
| 624.8982 | 6.1089e-05
| 625.1264 | 0.0012714
| 625.3545 | -0.00032062
| 625.5827 | 0.00090239
| 625.8109 | 0.00020089
| 626.0391 | 0.0010476
| 626.2673 | -0.00022451
| 626.4955 | 0.00095481
| 626.7237 | 0.00013846
| 626.9519 | 0.00095127
| 627.1801 | 0.00014708
| 627.4084 | 0.00093724
| 627.6366 | 0.00012131
| 627.8649 | 0.001077
| 628.0932 | -0.00021526
| 628.3215 | 0.0014003
| 628.5497 | -0.0001338
| 628.778 | 0.0012053
| 629.0064 | 0.00050538
| 629.2347 | 0.0012755
| 629.463 | -0.00027238
| 629.6913 | 0.00086148
| 629.9197 | -0.00042617
| 630.1481 | 0.0012217
| 630.3764 | 0.0001868
| 630.6048 | 0.00049896
| 630.8332 | -0.00018131
| 631.0616 | 0.0013369
| 631.29 | -2.9222e-05
| 631.5184 | 0.0012355
| 631.7468 | -0.00045482
| 631.9753 | 0.0013119
| 632.2037 | 8.7314e-05
| 632.4322 | 0.00078111
| 632.6606 | -0.0001463
| 632.8891 | 0.00099174
| 633.1176 | 6.6204e-05
| 633.3461 | 0.0011255
| 633.5746 | -0.00024722
| 633.8031 | 0.0011592
| 634.0316 | -0.00040991
| 634.2601 | 0.0010184
| 634.4887 | -0.00018155
| 634.7172 | 0.001069
| 634.9458 | 0.00019595
| 635.1743 | 0.0011716
| 635.4029 | -0.00079897
| 635.6315 | 0.0012394
| 635.8601 | 0.00044962
| 636.0887 | 0.0014266
| 636.3173 | -9.1818e-05
| 636.546 | -0.00019294
| 636.7746 | 0.00069348
| 637.0032 | -2.5582e-05
| 637.2319 | 0.001061
| 637.4606 | -0.00032709
| 637.6892 | 0.00072668
| 637.9179 | 1.4657e-05
| 638.1466 | 0.0010833
| 638.3753 | 1.8446e-05
| 638.604 | 0.00095707
| 638.8327 | 0.00010602
| 639.0615 | 0.00093216
| 639.2902 | -6.1942e-05
| 639.519 | 0.0013384
| 639.7477 | -0.00010276
| 639.9765 | 0.0010384
| 640.2053 | -2.1882e-05
| 640.4341 | 0.0013414
| 640.6628 | -0.00028298
| 640.8917 | 0.0014204
| 641.1205 | -0.00024974
| 641.3493 | 0.0008921
| 641.5781 | -0.00031294
| 641.807 | 0.0010172
| 642.0358 | -5.2366e-05
| 642.2647 | 0.00096936
| 642.4936 | -0.00021033
| 642.7225 | 0.0010696
| 642.9513 | -7.8986e-05
| 643.1802 | 0.0010413
| 643.4092 | -0.00013364
| 643.6381 | 0.0012428
| 643.867 | 0.00015191
| 644.096 | 0.0013182
| 644.3249 | -0.00023199
| 644.5539 | 0.0008727
| 644.7828 | -0.00045263
| 645.0118 | 0.00099612
| 645.2408 | -0.000232
| 645.4698 | 0.00083729
| 645.6988 | 1.5886e-05
| 645.9278 | 0.00091823
| 646.1568 | -0.00036229
| 646.3859 | 0.0014233
| 646.6149 | -0.00014748
| 646.844 | 0.0013245
| 647.073 | -0.00013226
| 647.3021 | 0.00072359
| 647.5312 | -0.00022189
| 647.7603 | 0.0013684
| 647.9894 | -0.00016529
| 648.2185 | 0.0010285
| 648.4476 | -0.00037375
| 648.6768 | 0.00099654
| 648.9059 | -0.00032476
| 649.135 | 0.0013243
| 649.3642 | -0.00038518
| 649.5934 | 0.00089835
| 649.8225 | -0.00042961
| 650.0517 | 0.0011218
| 650.2809 | -0.00024779
| 650.5101 | 0.00093715
| 650.7394 | -0.00052108
| 650.9686 | 0.0010538
| 651.1978 | -0.00061849
| 651.4271 | 0.0010266
| 651.6563 | 0.00015379
| 651.8856 | 0.0008864
| 652.1148 | -0.00015414
| 652.3441 | 0.00085453
| 652.5734 | 0.00032919
| 652.8027 | 0.00069607
| 653.032 | -0.00054851
| 653.2614 | 0.00058604
| 653.4907 | -0.00058133
| 653.72 | 0.0011349
| 653.9494 | -0.00033125
| 654.1787 | 0.00094302
| 654.4081 | -0.00045031
| 654.6375 | 0.00085086
| 654.8669 | -0.00065516
| 655.0963 | 0.00045826
| 655.3257 | -0.00062992
| 655.5551 | 0.00098721
| 655.7845 | -0.00035737
| 656.0139 | 0.00046666
| 656.2434 | -0.00053986
| 656.4728 | 0.0010141
| 656.7023 | -0.00013946
| 656.9318 | 0.00066763
| 657.1612 | -0.00052996
| 657.3907 | 0.00088352
| 657.6202 | -0.00041619
| 657.8497 | 0.0008872
| 658.0793 | -0.00042259
| 658.3088 | 0.00090638
| 658.5383 | -0.00017746
| 658.7679 | 0.00060154
| 658.9974 | -0.00059705
| 659.227 | 0.00049787
| 659.4566 | 7.6574e-05
| 659.6862 | 0.00052456
| 659.9158 | -0.00057814
| 660.1454 | 0.00078866
| 660.375 | -0.00065168
| 660.6046 | 0.0010466
| 660.8342 | -0.00074341
| 661.0639 | 0.00094048
| 661.2935 | -0.0006032
| 661.5232 | 0.00051823
| 661.7529 | -0.00063043
| 661.9825 | 0.00039527
| 662.2122 | -8.759e-06
| 662.4419 | 0.00071403
| 662.6716 | -0.00031969
| 662.9014 | 0.00073481
| 663.1311 | -0.00023396
| 663.3608 | 0.00051876
| 663.5906 | 0.00023851
| 663.8203 | 0.00081822
| 664.0501 | -0.00043756
| 664.2799 | 0.00064394
| 664.5097 | -0.00097763
| 664.7394 | 0.00081785
| 664.9692 | -0.00020677
| 665.1991 | 0.00065673
| 665.4289 | -5.3017e-05
| 665.6587 | 0.0011116
| 665.8886 | -0.00041372
| 666.1184 | 0.00054467
| 666.3483 | -0.00041
| 666.5781 | 0.00033762
| 666.808 | -0.00049837
| 667.0379 | -3.5001e-05
| 667.2678 | -0.00024784
| 667.4977 | 0.00023608
| 667.7276 | -0.00030166
| 667.9575 | 0.00069866
| 668.1875 | -5.4381e-05
| 668.4174 | 0.00088223
| 668.6474 | -0.00038018
| 668.8773 | 0.001108
| 669.1073 | -0.00051175
| 669.3373 | 0.00093713
| 669.5673 | -0.00053683
| 669.7973 | 0.00042687
| 670.0273 | -0.00044505
| 670.2573 | 0.00088999
| 670.4874 | -0.00048963
| 670.7174 | 0.00055575
| 670.9474 | -0.00036237
| 671.1775 | 0.00093253
| 671.4076 | -0.00056604
| 671.6376 | 0.00044821
| 671.8677 | -0.00049468
| 672.0978 | 0.00017907
| 672.3279 | -5.4437e-05
| 672.558 | 0.00065965
| 672.7882 | -0.00029786
| 673.0183 | 0.00064346
| 673.2484 | -0.00041322
| 673.4786 | 0.00017875
| 673.7088 | -0.00035957
| 673.9389 | 0.00081215
| 674.1691 | -0.00013418
| 674.3993 | 0.00055492
| 674.6295 | -0.00035924
| 674.8597 | 0.00049788
| 675.0899 | -0.00014207
| 675.3202 | 0.00059584
| 675.5504 | 9.1114e-05
| 675.7806 | 0.00045837
| 676.0109 | -0.00031854
| 676.2412 | 0.00044457
| 676.4714 | -0.00070908
| 676.7017 | 0.00066249
| 676.932 | -0.00021291
| 677.1623 | 0.00047935
| 677.3926 | -0.00017728
| 677.6229 | 0.00095888
| 677.8533 | -0.00040347
| 678.0836 | 0.0010354
| 678.314 | -0.00044749
| 678.5443 | 0.00055687
| 678.7747 | -0.00018994
| 679.0051 | 0.00077394
| 679.2355 | -0.00044539
| 679.4659 | 0.00057292
| 679.6963 | -0.00043543
| 679.9267 | 0.00065949
| 680.1571 | -0.00051693
| 680.3875 | 0.00058767
| 680.618 | -0.00029735
| 680.8484 | 0.00038808
| 681.0789 | -0.00040133
| 681.3094 | 0.00046304
| 681.5399 | -0.00020695
| 681.7703 | 0.00048089
| 682.0008 | -0.00037079
| 682.2314 | 0.00074179
| 682.4619 | -1.7726e-05
| 682.6924 | 0.00083364
| 682.9229 | -0.00030862
| 683.1535 | 0.00078578
| 683.384 | -0.00020973
| 683.6146 | 0.00062052
| 683.8452 | 1.5017e-05
| 684.0758 | 0.00024095
| 684.3064 | -0.00056688
| 684.537 | 0.00052697
| 684.7676 | -0.00036433
| 684.9982 | 0.00055943
| 685.2288 | -0.00025424
| 685.4595 | 0.00057821
| 685.6901 | -0.00047826
| 685.9208 | 0.00054055
| 686.1514 | -0.00044797
| 686.3821 | 0.00045251
| 686.6128 | -0.00020832
| 686.8435 | 7.7418e-05
| 687.0742 | -0.00034855
| 687.3049 | 0.00059923
| 687.5357 | -0.00018041
| 687.7664 | 0.00043303
| 687.9971 | -0.00025519
| 688.2279 | 0.00074871
| 688.4587 | -0.00057249
| 688.6894 | 0.00031225
| 688.9202 | -0.00028066
| 689.151 | 0.00056349
| 689.3818 | -0.00058789
| 689.6126 | 0.00037896
| 689.8434 | -0.0004479
| 690.0743 | 0.00037087
| 690.3051 | -0.00041968
| 690.5359 | 0.00062354
| 690.7668 | -0.00067805
| 690.9977 | 3.2133e-05
| 691.2285 | -0.00068185
| 691.4594 | 0.00028952
| 691.6903 | -0.00068728
| 691.9212 | 0.00049568
| 692.1521 | -0.00072225
| 692.383 | 0.00057846
| 692.614 | -0.00011633
| 692.8449 | 0.00091574
| 693.0759 | -0.00020069
| 693.3068 | 0.00052423
| 693.5378 | -0.00068159
| 693.7688 | 0.00075012
| 693.9998 | -0.00068963
| 694.2308 | 0.000843
| 694.4618 | -0.00089758
| 694.6928 | 0.00078012
| 694.9238 | -0.00032679
| 695.1548 | 0.00060567
| 695.3859 | 0.00044045
| 695.6169 | -0.00028714
| 695.848 | 0.00036643
| 696.0791 | -0.00052455
| 696.3101 | 0.00036034
| 696.5412 | -0.00081098
| 696.7723 | 0.00054198
| 697.0034 | -0.00087199
| 697.2346 | 0.00039233
| 697.4657 | -0.00074832
| 697.6968 | 0.00055385
| 697.928 | -0.00012786
| 698.1591 | 0.0005673
| 698.3903 | -0.00062266
| 698.6215 | 0.00063673
| 698.8527 | -0.0006773
| 699.0838 | 0.0006515
| 699.315 | -0.00056747
| 699.5463 | 0.00029676
| 699.7775 | -0.00033089
| 700.0087 | 0.00031702
| 700.2399 | -0.00057502
| 700.4712 | 0.00041079
| 700.7025 | -0.0005946
| 700.9337 | 0.00034333
| 701.165 | -0.00062247
| 701.3963 | 0.00067491
| 701.6276 | -0.00044261
| 701.8589 | 0.00034218
| 702.0902 | -0.0007109
| 702.3215 | 0.00045646
| 702.5529 | -0.00031753
| 702.7842 | 0.0004497
| 703.0155 | -0.0004753
| 703.2469 | 0.00054345
| 703.4783 | -0.00035928
| 703.7097 | 0.00073901
| 703.941 | -0.0009814
| 704.1724 | 0.00074818
| 704.4039 | -0.00088837
| 704.6353 | 0.00048378
| 704.8667 | -0.00066122
| 705.0981 | 0.00086039
| 705.3296 | -0.0007579
| 705.561 | 0.00058097
| 705.7925 | -0.00023833
| 706.024 | 0.00094294
| 706.2554 | -0.00074552
| 706.4869 | 0.00048361
| 706.7184 | -0.00097588
| 706.9499 | 0.001036
| 707.1815 | -0.00078503
| 707.413 | 0.00014216
| 707.6445 | -0.0008691
| 707.8761 | 0.0009132
| 708.1076 | -0.00073695
| 708.3392 | 0.0011897
| 708.5708 | -0.0001854
| 708.8024 | 0.00064361
| 709.0339 | -0.00012252
| 709.2656 | 0.00076589
| 709.4972 | -0.00043052
| 709.7288 | 0.00090561
| 709.9604 | -0.0005313
| 710.1921 | 0.00040228
| 710.4237 | -0.00019404
| 710.6554 | 0.0010246
| 710.887 | -0.00035987
| 711.1187 | 0.00061423
| 711.3504 | -0.00097119
| 711.5821 | 0.00064823
| 711.8138 | -0.00033655
| 712.0455 | 0.00032341
| 712.2772 | -0.00067203
| 712.509 | 0.00096014
| 712.7407 | -0.00015464
| 712.9725 | 0.00084302
| 713.2042 | -0.00033627
| 713.436 | 0.00049162
| 713.6678 | -0.00098259
| 713.8996 | 0.00075796
| 714.1314 | -0.0006627
| 714.3632 | 0.00069569
| 714.595 | -0.00057301
| 714.8268 | 0.0006387
| 715.0586 | -0.00026354
| 715.2905 | 0.00089946
| 715.5223 | -0.00040769
| 715.7542 | 8.8826e-05
| 715.9861 | -0.00052649
| 716.2179 | 0.00057191
| 716.4498 | -0.00064048
| 716.6817 | 0.000565
| 716.9136 | -0.00040034
| 717.1456 | 0.00048195
| 717.3775 | -0.00086905
| 717.6094 | 0.00091584
| 717.8414 | -0.00070644
| 718.0733 | 0.00064389
| 718.3053 | -0.00048926
| 718.5373 | 0.00046358
| 718.7692 | -0.0010298
| 719.0012 | 0.00036222
| 719.2332 | -0.00041261
| 719.4653 | 0.00095304
| 719.6973 | -0.00062777
| 719.9293 | 0.00048787
| 720.1613 | 0.00025695
| 720.3934 | 0.00038901
| 720.6254 | -0.00031024
| 720.8575 | 0.00074795
| 721.0896 | -0.0003535
| 721.3217 | 0.00028815
| 721.5538 | -0.0010731
| 721.7859 | 0.00088569
| 722.018 | -0.00069084
| 722.2501 | 0.00069385
| 722.4822 | -0.0005061
| 722.7144 | 0.0006815
| 722.9465 | -0.00047795
| 723.1787 | 0.00015062
| 723.4109 | -0.00058235
| 723.643 | 0.00041862
| 723.8752 | -0.00073813
| 724.1074 | 0.00019296
| 724.3396 | -0.00085754
| 724.5718 | 0.00064953
| 724.8041 | -0.00052652
| 725.0363 | 0.00053667
| 725.2685 | -0.00067478
| 725.5008 | 0.00023489
| 725.733 | -0.00056685
| 725.9653 | 0.0005583
| 726.1976 | -0.00061322
| 726.4299 | 0.0005471
| 726.6622 | -0.0010669
| 726.8945 | 0.0007229
| 727.1268 | -0.0010961
| 727.3591 | 0.00063119
| 727.5915 | -0.00029229
| 727.8238 | 0.00048401
| 728.0562 | -0.00063901
| 728.2885 | 0.00071324
| 728.5209 | -0.00062709
| 728.7533 | 0.00057215
| 728.9857 | -0.00010717
| 729.2181 | 0.00057067
| 729.4505 | -0.00092138
| 729.6829 | 0.00082323
| 729.9153 | -0.00054348
| 730.1477 | 0.00023665
| 730.3802 | -0.00038719
| 730.6126 | 0.00051306
| 730.8451 | -0.00015934
| 731.0776 | 0.00091532
| 731.3101 | -0.0001302
| 731.5426 | 0.00047157
| 731.7751 | -0.00027709
| 732.0076 | 0.00039457
| 732.2401 | -0.00023044
| 732.4726 | 0.00049238
| 732.7052 | -0.00079048
| 732.9377 | 0.00064549
| 733.1703 | -0.00061387
| 733.4028 | 0.00037164
| 733.6354 | -0.00019765
| 733.868 | 0.00083418
| 734.1006 | -0.00058167
| 734.3332 | 0.00074733
| 734.5658 | -0.00065609
| 734.7984 | 0.0004762
| 735.031 | -0.00074221
| 735.2637 | 0.0006657
| 735.4963 | -0.00044057
| 735.729 | 0.00065944
| 735.9616 | -0.00032093
| 736.1943 | 0.00037758
| 736.427 | -0.00063079
| 736.6597 | 0.00035006
| 736.8924 | -0.0010657
| 737.1251 | 0.00081269
| 737.3578 | -0.00043935
| 737.5906 | 0.00031518
| 737.8233 | -0.00017823
| 738.0561 | 0.00062892
| 738.2888 | -0.00037693
| 738.5216 | 0.00062282
| 738.7544 | -0.0004576
| 738.9871 | 0.00040252
| 739.2199 | -0.00030915
| 739.4527 | 0.00051765
| 739.6856 | -0.0005544
| 739.9184 | 0.00080097
| 740.1512 | -0.00030703
| 740.3841 | 0.00071753
| 740.6169 | -0.00073693
| 740.8498 | 0.00010029
| 741.0826 | -0.00073846
| 741.3155 | 0.00062463
| 741.5484 | -0.00075847
| 741.7813 | 0.00082553
| 742.0142 | -0.00061162
| 742.2471 | 0.000277
| 742.48 | -0.00071835
| 742.713 | 0.0004558
| 742.9459 | -0.00048491
| 743.1789 | 0.00058135
| 743.4118 | -0.00071204
| 743.6448 | 0.00082131
| 743.8778 | -0.00035815
| 744.1108 | 0.00042654
| 744.3438 | -0.00087899
| 744.5768 | 0.00051725
| 744.8098 | -0.00063738
| 745.0428 | 0.00043355
| 745.2758 | -0.00068532
| 745.5089 | 0.000351
| 745.7419 | -0.000215
| 745.975 | 0.00028141
| 746.2081 | -0.00076179
| 746.4411 | 0.00018493
| 746.6742 | -0.00017755
| 746.9073 | 0.00043921
| 747.1404 | -0.00044888
| 747.3736 | 0.00040615
| 747.6067 | -0.00053785
| 747.8398 | 0.00024551
| 748.073 | -0.00026664
| 748.3061 | 2.188e-05
| 748.5393 | -0.00076789
| 748.7724 | 0.00049628
| 749.0056 | -0.00073671
| 749.2388 | 0.00016179
| 749.472 | -0.00058422
| 749.7052 | 0.00064793
| 749.9384 | -0.00067861
| 750.1717 | 0.00026501
| 750.4049 | -0.00084251
| 750.6381 | 0.00070545
| 750.8714 | -0.0004853
| 751.1047 | 0.00023905
| 751.3379 | -0.0008914
| 751.5712 | 0.00039583
| 751.8045 | -0.00055965
| 752.0378 | 0.00020818
| 752.2711 | -0.00062146
| 752.5044 | 0.00025386
| 752.7378 | -0.0003085
| 752.9711 | 0.0005785
| 753.2044 | -0.00042176
| 753.4378 | 0.0010543
| 753.6712 | -0.00044209
| 753.9045 | 0.00064317
| 754.1379 | -0.00059383
| 754.3713 | 0.00028231
| 754.6047 | -0.00033916
| 754.8381 | -0.00051168
| 755.0715 | 0.00030155
| 755.305 | -0.00062973
| 755.5384 | 0.00047676
| 755.7718 | -0.00056315
| 756.0053 | 0.00038515
| 756.2388 | -0.00047773
| 756.4722 | 0.00062651
| 756.7057 | -0.00042821
| 756.9392 | 0.00062824
| 757.1727 | -0.0004545
| 757.4062 | 0.0002584
| 757.6397 | -0.00048515
| 757.8733 | 0.00066264
| 758.1068 | -0.00070838
| 758.3404 | 0.00031092
| 758.5739 | -0.00012348
| 758.8075 | 0.00062066
| 759.0411 | -0.00087057
| 759.2746 | 0.00020406
| 759.5082 | -0.00060939
| 759.7418 | 0.00098868
| 759.9754 | -0.00051879
| 760.2091 | 0.00062342
| 760.4427 | -0.00041463
| 760.6763 | 0.00037687
| 760.91 | -0.00095301
| 761.1436 | 0.00054438
| 761.3773 | -0.00043589
| 761.611 | 0.00034437
| 761.8447 | -0.0003699
| 762.0783 | 0.00031222
| 762.312 | -0.00056441
| 762.5458 | 0.00033041
| 762.7795 | -0.00053508
| 763.0132 | 0.00052908
| 763.2469 | -0.00052323
| 763.4807 | 0.00036838
| 763.7144 | -0.00073081
| 763.9482 | 0.00037987
| 764.182 | -0.00023385
| 764.4158 | 0.00072977
| 764.6496 | -0.00072795
| 764.8834 | 0.00024114
| 765.1172 | -0.00071825
| 765.351 | 0.00059828
| 765.5848 | -0.00092106
| 765.8187 | 0.00015568
| 766.0525 | -0.0006015
| 766.2864 | 0.00028778
| 766.5202 | -0.00076386
| 766.7541 | 0.00038156
| 766.988 | -0.00056243
| 767.2219 | 0.00078983
| 767.4558 | -0.00053352
| 767.6897 | 0.00031947
| 767.9236 | -0.00061816
| 768.1575 | 0.00041057
| 768.3915 | -0.00082865
| 768.6254 | 0.00028745
| 768.8594 | -0.00062404
| 769.0934 | 0.0005504
| 769.3273 | -0.00073648
| 769.5613 | 0.00083907
| 769.7953 | -0.00083686
| 770.0293 | 0.00055471
| 770.2633 | -0.00057378
| 770.4973 | 0.00051893
| 770.7314 | -0.0004196
| 770.9654 | 0.00030062
| 771.1995 | -0.00059456
| 771.4335 | 0.00036841
| 771.6676 | -0.00033889
| 771.9016 | 0.00046529
| 772.1357 | -0.00071557
| 772.3698 | 0.00042676
| 772.6039 | -0.00079934
| 772.838 | 0.00033983
| 773.0722 | -0.00065068
| 773.3063 | 0.00056045
| 773.5404 | -0.0005812
| 773.7746 | 0.00061117
| 774.0087 | -0.00073207
| 774.2429 | 0.00033656
| 774.4771 | -0.00059233
| 774.7113 | 0.00095305
| 774.9454 | -0.00075304
| 775.1796 | 0.00072019
| 775.4139 | -0.00066288
| 775.6481 | 0.0005442
| 775.8823 | -0.0009185
| 776.1165 | 0.00099771
| 776.3508 | -0.00079853
| 776.5851 | 0.00023505
| 776.8193 | -0.00096711
| 777.0536 | 0.00049557
| 777.2879 | -0.0010818
| 777.5222 | 0.0004935
| 777.7565 | -0.00063389
| 777.9908 | 0.00056899
| 778.2251 | -0.00061538
| 778.4594 | 0.00046448
| 778.6938 | -0.00059152
| 778.9281 | 0.00060528
| 779.1625 | -0.001185
| 779.3968 | 0.00069284
| 779.6312 | -0.001076
| 779.8656 | 0.00091869
| 780.1 | -0.00082688
| 780.3344 | 0.00068753
| 780.5688 | -0.0012735
| 780.8032 | 0.0013055
| 781.0376 | -0.00042916
| 781.2721 | 0.00057093
| 781.5065 | -0.0011961
| 781.741 | 0.00081159
| 781.9754 | -0.00061645
| 782.2099 | 0.00079861
| 782.4444 | -0.00063519
| 782.6789 | 0.001004
| 782.9134 | -0.0010902
| 783.1479 | 0.00091134
| 783.3824 | -0.00066924
| 783.617 | 0.00040124
| 783.8515 | -0.00041215
| 784.086 | 0.00059891
| 784.3206 | -0.0013384
| 784.5552 | 0.00081581
| 784.7897 | -0.00058044
| 785.0243 | 0.0011788
| 785.2589 | -0.0013183
| 785.4935 | 0.00038022
| 785.7281 | -0.00056717
| 785.9627 | 0.00018724
| 786.1974 | -0.0012065
| 786.432 | 0.0008939
| 786.6666 | -0.0012033
| 786.9013 | 0.00038961
| 787.136 | -0.00041399
| 787.3706 | 0.00027493
| 787.6053 | -0.00090418
| 787.84 | 0.00084781
| 788.0747 | -0.00078997
| 788.3094 | 0.00032869
| 788.5441 | -0.00082086
| 788.7789 | 0.00076391
| 789.0136 | -0.00089966
| 789.2483 | 0.00035407
| 789.4831 | -0.00048534
| 789.7178 | 0.00052157
| 789.9526 | -0.0010548
| 790.1874 | 0.00072219
| 790.4222 | -0.00094504
| 790.657 | 0.00050264
| 790.8918 | -0.0012953
| 791.1266 | 0.00054488
| 791.3614 | -0.00063765
| 791.5963 | 0.00078942
| 791.8311 | -0.00059044
| 792.066 | 0.0014304
| 792.3008 | -0.0010665
| 792.5357 | 0.00016059
| 792.7706 | -0.00057071
| 793.0055 | 0.0011031
| 793.2404 | -0.00081836
| 793.4753 | 0.00084796
| 793.7102 | -0.00088072
| 793.9451 | 0.00101
| 794.1801 | -0.0010003
| 794.415 | 0.00067003
| 794.65 | -0.00061861
| 794.8849 | 0.00062755
| 795.1199 | -0.00093799
| 795.3549 | 0.00098238
| 795.5899 | -0.00024022
| 795.8248 | 0.00074572
| 796.0599 | -0.00073601
| 796.2949 | 0.00032671
| 796.5299 | -0.00071963
| 796.7649 | 0.00034374
| 797 | -0.00076898
| 797.235 | 0.0016276
| 797.4701 | -0.00063898
| 797.7052 | 0.00056639
| 797.9402 | -0.00066889
| 798.1753 | 0.0013246
| 798.4104 | -0.00088199
| 798.6455 | 0.00053639
| 798.8806 | -0.0010363
| 799.1158 | 0.0005021
| 799.3509 | -0.0012321
| 799.586 | 0.000952
| 799.8212 | -0.0012134
| 800.0563 | 0.0010252
| 800.2915 | -0.000817
| 800.5267 | 0.00037127
| 800.7619 | -0.001151
| 800.9971 | 0.00075756
| 801.2323 | -0.00057346
| 801.4675 | 0.00075002
| 801.7027 | -0.0017127
| 801.9379 | 4.3024e-05
| 802.1732 | -0.00081044
| 802.4084 | 0.00092288
| 802.6437 | -0.00095265
| 802.8789 | 0.00073562
| 803.1142 | -0.0011928
| 803.3495 | 0.00073299
| 803.5848 | -0.00055001
| 803.8201 | 0.00088704
| 804.0554 | -0.00048542
| 804.2907 | 0.00077138
| 804.5261 | -0.00069858
| 804.7614 | 0.00070156
| 804.9968 | -0.00056978
| 805.2321 | 0.00097222
| 805.4675 | -0.00098534
| 805.7029 | 0.00057722
| 805.9382 | -0.00072831
| 806.1736 | 0.0011621
| 806.409 | -0.00072066
| 806.6444 | 0.0011188
| 806.8799 | -0.00077861
| 807.1153 | 0.00054385
| 807.3507 | -0.0011962
| 807.5862 | 0.00058905
| 807.8216 | -0.00094115
| 808.0571 | 0.0010159
| 808.2926 | -0.00090164
| 808.528 | 0.00064017
| 808.7635 | -0.0010066
| 808.999 | 0.0012344
| 809.2345 | -0.0012639
| 809.4701 | 0.0010008
| 809.7056 | -0.0014684
| 809.9411 | 0.00071326
| 810.1767 | -0.0014943
| 810.4122 | 3.013e-05
| 810.6478 | -0.00081776
| 810.8834 | 0.00111
| 811.1189 | -0.0013672
| 811.3545 | 0.00099902
| 811.5901 | -0.00096038
| 811.8257 | 0.00065309
| 812.0614 | -0.0013663
| 812.297 | 0.00046995
| 812.5326 | -0.0013987
| 812.7683 | 0.00068932
| 813.0039 | -0.0005967
| 813.2396 | 0.00043361
| 813.4752 | -0.00081686
| 813.7109 | 0.00061877
| 813.9466 | -0.00073452
| 814.1823 | 0.00053196
| 814.418 | -0.0013028
| 814.6537 | 0.00085439
| 814.8895 | 0.00041038
| 815.1252 | -0.00072459
| 815.3609 | 0.00028
| 815.5967 | -0.00049271
| 815.8324 | 0.00098737
| 816.0682 | -0.00039131
| 816.304 | 0.0011669
| 816.5398 | -0.0010486
| 816.7756 | 0.00074777
| 817.0114 | -0.00083978
| 817.2472 | 0.00091404
| 817.483 | -0.0012583
| 817.7188 | 0.00064467
| 817.9547 | -0.0005186
| 818.1905 | 0.0011682
| 818.4264 | -0.00081864
| 818.6623 | 0.0012251
| 818.8981 | -9.4723e-05
| 819.134 | 0.00090821
| 819.3699 | -0.00063539
| 819.6058 | 0.00087409
| 819.8417 | -0.0011188
| 820.0776 | 0.00012741
| 820.3136 | -0.0010243
| 820.5495 | 0.0011323
| 820.7855 | -0.0010215
| 821.0214 | 0.00071127
| 821.2574 | -0.00043171
| 821.4934 | 0.00026097
| 821.7293 | -0.00052067
| 821.9653 | 0.00083837
| 822.2013 | -0.00085191
| 822.4373 | 0.0011182
| 822.6734 | -0.00086068
| 822.9094 | 0.00098925
| 823.1454 | -0.0008226
| 823.3815 | 0.00016386
| 823.6175 | -0.0010791
| 823.8536 | 0.00096141
| 824.0897 | -0.00077033
| 824.3257 | 0.00040418
| 824.5618 | -0.00088551
| 824.7979 | 0.00052252
| 825.034 | -0.00097472
| 825.2701 | 0.00085201
| 825.5063 | -0.00015078
| 825.7424 | 0.00022687
| 825.9786 | -0.0010859
| 826.2147 | 0.00045201
| 826.4509 | 7.353e-05
| 826.687 | 0.00016692
| 826.9232 | -0.0012791
| 827.1594 | 0.0012068
| 827.3956 | -0.0012976
| 827.6318 | 0.00081728
| 827.868 | -0.00071124
| 828.1042 | 0.0011856
| 828.3405 | -0.00054816
| 828.5767 | 0.0010626
| 828.813 | -0.00079841
| 829.0492 | 0.00054868
| 829.2855 | -0.00080657
| 829.5218 | 0.00075259
| 829.7581 | -0.00023719
| 829.9943 | 0.00050028
| 830.2307 | -0.0012587
| 830.467 | 0.00078575
| 830.7033 | -0.00137
| 830.9396 | 0.00062893
| 831.176 | -0.00090531
| 831.4123 | 0.0009086
| 831.6487 | -0.00076125
| 831.885 | 0.00058063
| 832.1214 | -0.00077105
| 832.3578 | 0.00098907
| 832.5942 | -0.00076977
| 832.8306 | 0.00089685
| 833.067 | -0.0003508
| 833.3034 | 0.00081588
| 833.5398 | -0.00073468
| 833.7763 | 0.00077299
| 834.0127 | -0.00073669
| 834.2492 | 0.0011817
| 834.4856 | -0.0010378
| 834.7221 | 0.0012056
| 834.9586 | -0.00079262
| 835.1951 | 0.00033022
| 835.4316 | -0.00086509
| 835.6681 | -0.00018652
| 835.9046 | -0.0010793
| 836.1411 | 0.00084046
| 836.3777 | -0.00076416
| 836.6142 | 0.00041911
| 836.8508 | -0.00014825
| 837.0873 | 0.0006442
| 837.3239 | -0.00089634
| 837.5605 | 0.00075893
| 837.7971 | -0.00086066
| 838.0336 | 0.00068937
| 838.2703 | -0.0012044
| 838.5069 | 0.00063916
| 838.7435 | -0.00078538
| 838.9801 | 0.0012687
| 839.2168 | -0.0004928
| 839.4534 | 0.00042306
| 839.6901 | 0.00034201
| 839.9267 | 0.00042125
| 840.1634 | -0.000773
| 840.4001 | 0.00089955
| 840.6368 | -0.00078408
| 840.8735 | 0.00034122
| 841.1102 | -0.00046717
| 841.3469 | 0.0010998
| 841.5837 | -0.00093182
| 841.8204 | 0.0011747
| 842.0571 | -0.00027578
| 842.2939 | 0.0013149
| 842.5307 | -0.00097255
| 842.7674 | 0.00062579
| 843.0042 | -0.0010616
| 843.241 | 0.0013216
| 843.4778 | -0.00090912
| 843.7146 | 0.00016894
| 843.9514 | -0.00058394
| 844.1883 | 0.00084445
| 844.4251 | -0.0006514
| 844.6619 | 0.0010917
| 844.8988 | -0.001264
| 845.1357 | 0.0010305
| 845.3725 | -0.00045984
| 845.6094 | 0.00085186
| 845.8463 | -0.00031361
| 846.0832 | 0.00010589
| 846.3201 | -0.00046572
| 846.557 | 0.00079014
| 846.7939 | -0.0012065
| 847.0309 | 0.00062266
| 847.2678 | -0.00069156
| 847.5048 | 0.00041475
| 847.7417 | -0.00094455
| 847.9787 | 0.00080479
| 848.2157 | -0.00011951
| 848.4526 | 0.00027539
| 848.6896 | -0.00036917
| 848.9266 | 0.0006275
| 849.1637 | -0.00073494
| 849.4007 | 0.0013043
| 849.6377 | -0.00084261
| 849.8747 | 0.00097916
| 850.1118 | -0.00084259
| 850.3489 | 0.00077976
| 850.5859 | -0.00092818
| 850.823 | 0.00054652
| 851.0601 | -0.00057007
| 851.2972 | -1.4009e-05
| 851.5343 | -0.00062567
| 851.7714 | 0.00042377
| 852.0085 | -0.00037011
| 852.2456 | 0.00037612
| 852.4828 | -0.00077936
| 852.7199 | 0.00050914
| 852.9571 | -0.0010817
| 853.1942 | 0.00054548
| 853.4314 | -0.0007392
| 853.6686 | 0.00033048
| 853.9058 | -0.00099038
| 854.1429 | 0.00089582
| 854.3802 | -0.001073
| 854.6174 | 0.00073491
| 854.8546 | -0.00041292
| 855.0918 | 0.00075837
| 855.3291 | -0.001077
| 855.5663 | 0.00055332
| 855.8036 | -0.00055851
| 856.0408 | 0.00080534
| 856.2781 | -0.0012191
| 856.5154 | 0.00023069
| 856.7527 | -0.0010983
| 856.99 | 0.00084646
| 857.2273 | -0.00063994
| 857.4646 | 0.0010372
| 857.702 | -0.00067862
| 857.9393 | 0.00022789
| 858.1766 | -0.00024242
| 858.414 | 0.00029917
| 858.6514 | -0.00074322
| 858.8887 | 0.00031394
| 859.1261 | -0.0015821
| 859.3635 | 0.00077905
| 859.6009 | -0.00067751
| 859.8383 | 0.00020522
| 860.0757 | -0.0010854
| 860.3132 | 0.00069878
| 860.5506 | -0.0012922
| 860.788 | 0.00042933
| 861.0255 | -0.00066998
| 861.263 | 0.00060109
| 861.5004 | -0.00053019
| 861.7379 | 0.00093012
| 861.9754 | -0.00098931
| 862.2129 | 0.00086116
| 862.4504 | -0.00098326
| 862.6879 | 0.0011296
| 862.9254 | -0.0012733
| 863.163 | 0.0011726
| 863.4005 | -0.0015487
| 863.6381 | 0.00059606
| 863.8756 | -0.00055845
| 864.1132 | 0.00051698
| 864.3508 | -0.0012369
| 864.5883 | 0.00058131
| 864.8259 | -0.00097589
| 865.0635 | 0.00093489
| 865.3011 | -0.0015456
| 865.5388 | 0.0011026
| 865.7764 | -0.00064025
| 866.014 | 0.00059168
| 866.2517 | -0.00069576
| 866.4893 | 0.00084377
| 866.727 | -0.0012814
| 866.9647 | 0.00056443
| 867.2023 | -0.00080926
| 867.44 | 0.00066313
| 867.6777 | -0.00014845
| 867.9154 | 0.00084531
| 868.1531 | -0.001064
| 868.3909 | 0.00075968
| 868.6286 | -0.00076555
| 868.8663 | 0.0005838
| 869.1041 | -0.0002953
| 869.3419 | 0.0015075
| 869.5796 | -0.00077615
| 869.8174 | 0.0014424
| 870.0552 | -0.00044051
| 870.293 | 0.00097896
| 870.5308 | -0.0014224
| 870.7686 | 0.00081332
| 871.0064 | -0.00015806
| 871.2442 | 0.00062524
| 871.4821 | -0.00060459
| 871.7199 | 0.00094218
| 871.9578 | -0.0015058
| 872.1957 | 0.00074784
| 872.4335 | -0.0013306
| 872.6714 | 0.00087102
| 872.9093 | -0.00085551
| 873.1472 | 0.0011809
| 873.3851 | -0.00087891
| 873.623 | 0.00078437
| 873.8609 | -0.00049333
| 874.0989 | 0.0017139
| 874.3368 | -0.0013706
| 874.5748 | 0.0010954
| 874.8127 | -0.0014502
| 875.0507 | 0.0011923
| 875.2887 | -0.00058594
| 875.5267 | -0.0010319
| 875.7647 | 0.00095077
| 876.0027 | -0.0012304
| 876.2407 | 0.0011372
| 876.4787 | -0.00087624
| 876.7167 | 0.00044267
| 876.9548 | -0.0009826
| 877.1928 | 0.00098989
| 877.4309 | -0.0016596
| 877.6689 | 0.0011526
| 877.907 | -3.5234e-05
| 878.1451 | 0.00046908
| 878.3832 | -0.0014285
| 878.6213 | 0.001925
| 878.8594 | -0.0010333
| 879.0975 | 0.0010392
| 879.3357 | -0.0020145
| 879.5738 | 0.00065223
| 879.8119 | -0.0011872
| 880.0501 | 0.00091639
| 880.2882 | -0.00099475
| 880.5264 | 0.00083
| 880.7646 | -0.0010862
| 881.0028 | 0.00066742
| 881.241 | -0.00080612
| 881.4792 | 0.0012753
| 881.7174 | -0.0014688
| 881.9556 | 0.0015751
| 882.1939 | -0.001523
| 882.4321 | 0.0010863
| 882.6703 | -0.0016677
| 882.9086 | 0.0007035
| 883.1469 | -0.0013481
| 883.3851 | 0.00056116
| 883.6234 | -0.0019399
| 883.8617 | 0.00083329
| 884.1 | -0.0016886
| 884.3383 | 0.0010839
| 884.5766 | -0.0012185
| 884.815 | 0.000333
| 885.0533 | -0.0013045
| 885.2917 | 8.28e-06
| 885.53 | -0.0016364
| 885.7684 | 0.00097016
| 886.0067 | -0.0020349
| 886.2451 | 0.0017161
| 886.4835 | -0.0007057
| 886.7219 | 0.00063859
| 886.9603 | -0.0017345
| 887.1987 | 0.00066465
| 887.4371 | -0.001245
| 887.6756 | 0.00037703
| 887.914 | -0.0012122
| 888.1525 | 0.00082758
| 888.3909 | -0.0016972
| 888.6294 | 0.00041406
| 888.8679 | -0.0012494
| 889.1063 | 0.0010698
| 889.3448 | -0.0024839
| 889.5833 | 0.0014671
| 889.8218 | -0.00060925
| 890.0604 | 0.00057236
| 890.2989 | -0.0016341
| 890.5374 | 0.0011678
| 890.776 | -0.0013508
| 891.0145 | 0.0015216
| 891.2531 | -0.0015478
| 891.4917 | 0.0013581
| 891.7302 | -0.0013675
| 891.9688 | 0.00072279
| 892.2074 | -0.001968
| 892.446 | 0.0012095
| 892.6846 | -0.0020033
| 892.9233 | 0.0016279
| 893.1619 | -0.0020961
| 893.4005 | 0.0011079
| 893.6392 | -0.0016009
| 893.8778 | 0.00092362
| 894.1165 | -0.0015668
| 894.3552 | 0.0008901
| 894.5939 | -0.0015218
| 894.8326 | 0.0014271
| 895.0713 | -0.0020625
| 895.31 | 0.0012103
| 895.5487 | -0.00051299
| 895.7874 | 0.0017217
| 896.0262 | -0.0018837
| 896.2649 | 0.00067891
| 896.5036 | -0.00099665
| 896.7424 | 0.00088194
| 896.9812 | -0.0019686
| 897.22 | 0.00068153
| 897.4587 | -0.0014992
| 897.6975 | 0.0015881
| 897.9363 | -0.0014844
| 898.1752 | 0.00095295
| 898.414 | -0.0016025
| 898.6528 | 0.0017466
| 898.8917 | -0.0013559
| 899.1305 | 0.0017129
| 899.3694 | -0.0014827
| 899.6082 | 0.001959
| 899.8471 | -0.0015919
| 900.086 | 0.0015165
| 900.3249 | -0.0019431
| 900.5638 | 0.0015069
| 900.8027 | -0.00047411
| 901.0416 | 0.0012329
| 901.2805 | -0.00046206
| 901.5195 | 0.0023852
| 901.7584 | -0.0016879
| 901.9974 | 0.0010017
| 902.2363 | -0.0014699
| 902.4753 | 0.0019002
| 902.7143 | -0.0016029
| 902.9532 | 0.00083232
| 903.1922 | -0.0012558
| 903.4312 | 0.0013974
| 903.6703 | -0.0018228
| 903.9093 | 0.0016164
| 904.1483 | -0.0017969
| 904.3873 | 0.00061537
| 904.6264 | -0.0021648
| 904.8655 | 0.0015036
| 905.1045 | -0.0021532
| 905.3436 | 0.0013213
| 905.5827 | -0.00085101
| 905.8218 | 0.0005648
| 906.0609 | -0.0022764
| 906.3 | 0.0010665
| 906.5391 | -0.0018825
| 906.7782 | 0.0012497
| 907.0173 | -0.00087825
| 907.2565 | 0.00092477
| 907.4956 | -0.0022044
| 907.7348 | 0.001196
| 907.974 | -0.0023778
| 908.2131 | 0.0018956
| 908.4523 | -0.0021809
| 908.6915 | 0.0014885
| 908.9307 | -0.0012049
| 909.1699 | 0.0015672
| 909.4092 | -0.0019588
| 909.6484 | 0.0010403
| 909.8876 | -0.0015091
| 910.1269 | 0.0014639
| 910.3661 | -0.0015039
| 910.6054 | 0.0010607
| 910.8447 | -0.00053026
| 911.0839 | 0.0017858
| 911.3232 | -0.0016116
| 911.5625 | 0.0015677
| 911.8018 | -0.0020009
| 912.0411 | 0.00012184
| 912.2805 | -0.0012765
| 912.5198 | 0.00070113
| 912.7591 | -0.00090659
| 912.9985 | 0.00061497
| 913.2378 | -0.00199
| 913.4772 | 0.0017523
| 913.7166 | -0.0013718
| 913.956 | 0.0012057
| 914.1954 | -0.0028192
| 914.4348 | 0.0009935
| 914.6742 | -0.001064
| 914.9136 | 0.0015199
| 915.153 | -0.0015002
| 915.3924 | 0.0018098
| 915.6319 | -0.0012505
| 915.8713 | -0.00016029
| 916.1108 | -0.0021606
| 916.3503 | 0.0014314
| 916.5898 | -0.0014776
| 916.8292 | 0.00087281
| 917.0687 | -0.001725
| 917.3082 | 0.0019693
| 917.5478 | -0.0015359
| 917.7873 | 0.00038002
| 918.0268 | -0.00233
| 918.2663 | 0.0017036
| 918.5059 | -0.0019127
| 918.7454 | 0.0013377
| 918.985 | -0.0012674
| 919.2246 | 0.00194
| 919.4642 | -0.0019879
| 919.7038 | 0.0019049
| 919.9434 | -0.0019874
| 920.183 | 0.0025446
| 920.4226 | -0.0015254
| 920.6622 | 0.0010353
| 920.9018 | -0.001362
| 921.1415 | 0.00046892
| 921.3811 | -0.0036511
| 921.6208 | 0.0020605
| 921.8605 | -0.00097209
| 922.1001 | 0.0012422
| 922.3398 | -0.001288
| 922.5795 | 0.0022522
| 922.8192 | -0.0015298
| 923.0589 | 0.0023294
| 923.2986 | -0.0020946
| 923.5384 | 0.0018465
| 923.7781 | -0.0020696
| 924.0178 | 0.0010204
| 924.2576 | -0.0022059
| 924.4974 | 0.0017836
| 924.7371 | -0.0013323
| 924.9769 | 0.00056102
| 925.2167 | -0.0028682
| 925.4565 | 0.0015147
| 925.6963 | -0.0034072
| 925.9361 | 0.00062164
| 926.1759 | -0.0023022
| 926.4158 | 0.0020963
| 926.6556 | -0.00063104
| 926.8954 | 0.0011419
| 927.1353 | -0.0021815
| 927.3752 | 0.002187
| 927.615 | -0.0030328
| 927.8549 | 0.0013368
| 928.0948 | -0.0032276
| 928.3347 | 0.00178
| 928.5746 | -0.0038168
| 928.8145 | 0.0020657
| 929.0545 | -0.0019515
| 929.2944 | 0.0014351
| 929.5343 | -0.0027157
| 929.7743 | 0.00085012
| 930.0142 | -0.0029637
| 930.2542 | 0.0011011
| 930.4942 | -0.0018904
| 930.7342 | 0.0015008
| 930.9742 | -0.00024161
| 931.2142 | 0.001433
| 931.4542 | -0.003223
| 931.6942 | 0.0013258
| 931.9342 | -0.0019788
| 932.1743 | 0.0024335
| 932.4143 | -0.0019128
| 932.6544 | 0.0013485
| 932.8944 | -0.0031176
| 933.1345 | 0.0010789
| 933.3746 | -0.0026989
| 933.6147 | 0.0018085
| 933.8547 | -0.0011417
| 934.0949 | 0.0019094
| 934.335 | -0.0022992
| 934.5751 | 0.0007512
| 934.8152 | -0.002682
| 935.0554 | 0.0002726
| 935.2955 | -0.0024973
| 935.5357 | 0.0027311
| 935.7758 | -0.0019163
| 936.016 | 0.003648
| 936.2562 | -0.00023998
| 936.4964 | 0.0016421
| 936.7366 | 0.0016374
| 936.9768 | -0.0022886
| 937.217 | 0.0027017
| 937.4572 | -0.0016063
| 937.6974 | 0.0021232
| 937.9377 | -0.0029685
| 938.1779 | 0.001037
| 938.4182 | -0.0039429
| 938.6585 | 0.0014139
| 938.8987 | -0.0010095
| 939.139 | 0.0020805
| 939.3793 | -0.0027064
| 939.6196 | 0.0019073
| 939.8599 | -0.0035433
| 940.1002 | 0.0027176
| 940.3406 | -0.0034868
| 940.5809 | 0.0028508
| 940.8212 | -0.0023441
| 941.0616 | 0.0018327
| 941.3019 | -0.0022638
| 941.5423 | 0.0024944
| 941.7827 | -0.0029532
| 942.0231 | 0.0014542
| 942.2635 | -0.0030065
| 942.5039 | 0.001327
| 942.7443 | -0.0043231
| 942.9847 | 0.0010838
| 943.2251 | -0.0016967
| 943.4656 | 0.0034452
| 943.706 | -0.0020698
| 943.9465 | 0.0016683
| 944.1869 | -0.0028652
| 944.4274 | 0.001387
| 944.6679 | -0.0040445
| 944.9084 | 0.002826
| 945.1489 | -0.0032834
| 945.3894 | 0.0012243
| 945.6299 | -0.0042489
| 945.8704 | 0.0028332
| 946.1109 | -0.00099915
| 946.3515 | 0.0018246
| 946.592 | -0.0034201
| 946.8326 | 0.0018624
| 947.0731 | -0.003244
| 947.3137 | 0.0036295
| 947.5543 | -0.0024867
| 947.7949 | 0.0049651
| 948.0355 | -0.0027432
| 948.2761 | 0.0039901
| 948.5167 | -0.0042493
| 948.7573 | 2.4558e-05
| 948.998 | -0.0026431
| 949.2386 | 0.002243
| 949.4793 | -0.003352
| 949.7199 | 0.0017338
| 949.9606 | -0.0029082
| 950.2013 | 0.0016585
| 950.4419 | -0.0017763
| 950.6826 | 0.0036887
| 950.9233 | -0.0019089
| 951.164 | 0.0014251
| 951.4048 | -0.0034824
| 951.6455 | 0.0023368
| 951.8862 | -0.0023583
| 952.127 | 0.0016293
| 952.3677 | -0.0024813
| 952.6085 | 0.0033372
| 952.8492 | -0.0034146
| 953.09 | 0.0023594
| 953.3308 | -0.0015374
| 953.5716 | 0.00010372
| 953.8124 | -0.0026883
| 954.0532 | 0.0015458
| 954.294 | -0.0029956
| 954.5349 | 0.0012762
| 954.7757 | -0.0021043
| 955.0165 | 0.0025145
| 955.2574 | -0.0023296
| 955.4983 | 0.0015396
| 955.7391 | -0.0032689
| 955.98 | 0.0019181
| 956.2209 | -0.0036176
| 956.4618 | 0.0021166
| 956.7027 | -0.0042752
| 956.9436 | 0.003409
| 957.1845 | -0.0031646
| 957.4255 | 0.0019832
| 957.6664 | -0.0043737
| 957.9073 | 0.0018359
| 958.1483 | -0.0039056
| 958.3893 | 0.0037838
| 958.6302 | -0.0023901
| 958.8712 | 0.0015109
| 959.1122 | -0.0023075
| 959.3532 | 0.0012636
| 959.5942 | 0.00012652
| 959.8352 | 0.0022394
| 960.0762 | -0.00066245
| 960.3173 | 0.0023489
| 960.5583 | -0.0030967
| 960.7994 | 0.0014738
| 961.0404 | -0.0022136
| 961.2815 | 0.003837
| 961.5226 | -0.0025123
| 961.7636 | 0.0034014
| 962.0047 | -0.0045063
| 962.2458 | 0.0015825
| 962.4869 | -0.0032443
| 962.728 | 0.0044051
| 962.9692 | -0.0018262
| 963.2103 | 0.0015245
| 963.4514 | -0.0037674
| 963.6926 | 0.002022
| 963.9337 | -0.0013733
| 964.1749 | 0.0037871
| 964.4161 | -0.0022402
| 964.6573 | 0.003203
| 964.8985 | -0.0011002
| 965.1397 | 0.0021014
| 965.3809 | -0.0035408
| 965.6221 | 0.0034811
| 965.8633 | -0.0018843
| 966.1045 | 0.0015043
| 966.3458 | -0.0021655
| 966.587 | 0.00027834
| 966.8283 | -0.0018233
| 967.0696 | 0.0018182
| 967.3108 | -0.0010169
| 967.5521 | 0.0026981
| 967.7934 | -0.0024035
| 968.0347 | 0.0029157
| 968.276 | -0.0015614
| 968.5174 | 0.0025033
| 968.7587 | -0.0018766
| 969 | 0.00015017
| 969.2414 | -0.0028785
| 969.4827 | 0.0022896
| 969.7241 | -0.0040016
| 969.9654 | 0.0023134
| 970.2068 | -0.0027563
| 970.4482 | 0.0029465
| 970.6896 | -0.0022597
| 970.931 | 0.0018312
| 971.1724 | -0.004942
| 971.4138 | 0.0018906
| 971.6553 | -0.0015068
| 971.8967 | 0.002012
| 972.1381 | -0.0019124
| 972.3796 | 0.0026774
| 972.621 | -0.0026632
| 972.8625 | 0.002982
| 973.104 | -0.0039324
| 973.3455 | 0.0021667
| 973.587 | -0.0029281
| 973.8285 | 0.0017883
| 974.07 | -0.0032562
| 974.3115 | 0.0021507
| 974.553 | -0.0026554
| 974.7946 | 0.0017527
| 975.0361 | -0.0035073
| 975.2777 | 0.0030433
| 975.5192 | -0.0013707
| 975.7608 | 0.0026493
| 976.0024 | -0.0037462
| 976.244 | 0.0025643
| 976.4856 | -0.0041421
| 976.7272 | 0.0015675
| 976.9688 | -0.0024432
| 977.2104 | 0.0044298
| 977.452 | -0.0020384
| 977.6937 | 0.0027586
| 977.9353 | -0.003313
| 978.177 | 0.0026332
| 978.4186 | -0.0033312
| 978.6603 | 0.0023422
| 978.902 | -0.0012008
| 979.1437 | 0.0018783
| 979.3854 | -0.00086046
| 979.6271 | 0.0041867
| 979.8688 | -0.0021281
| 980.1105 | 0.0018645
| 980.3523 | -0.0039137
| 980.594 | 0.00081537
| 980.8357 | -0.0030571
| 981.0775 | 0.0020142
| 981.3193 | -0.0019514
| 981.561 | 0.0003453
| 981.8028 | -0.0052781
| 982.0446 | 0.0027573
| 982.2864 | -0.0026401
| 982.5282 | 0.0025108
| 982.77 | -0.0025355
| 983.0118 | 0.004722
| 983.2537 | -0.0041687
| 983.4955 | 0.0018021
| 983.7374 | -0.0020363
| 983.9792 | 0.0035919
| 984.2211 | -0.0045268
| 984.463 | 0.0019028
| 984.7048 | -0.0024959
| 984.9467 | 0.0028752
| 985.1886 | -0.0032602
| 985.4305 | 0.0033193
| 985.6724 | -0.0016339
| 985.9144 | 0.0047418
| 986.1563 | -0.0051123
| 986.3982 | 0.0036558
| 986.6402 | -0.0021513
| 986.8821 | 0.0020802
| 987.1241 | -0.0013119
| 987.3661 | 0.0028379
| 987.6081 | -0.0010792
| 987.8501 | 0.0037566
| 988.0921 | -0.0021372
| 988.3341 | 0.0033928
| 988.5761 | -0.0041067
| 988.8181 | -0.00023406
| 989.0601 | -0.0018269
| 989.3022 | 0.0021389
| 989.5442 | -0.0024761
| 989.7863 | 0.0025288
| 990.0283 | -0.0047326
| 990.2704 | 0.001661
| 990.5125 | -0.0044312
| 990.7546 | 0.0026525
| 990.9967 | -0.003257
| 991.2388 | 0.0011901
| 991.4809 | -0.0048595
| 991.723 | 0.0040956
| 991.9652 | 3.8432e-05
| 992.2073 | 0.0024509
| 992.4495 | -0.0038078
| 992.6916 | 0.003883
| 992.9338 | -0.0045913
| 993.176 | 0.0020064
| 993.4181 | -0.0016225
| 993.6603 | 0.0015926
| 993.9025 | -0.0036462
| 994.1447 | 0.0065675
| 994.387 | -0.0055577
| 994.6292 | 0.0028964
| 994.8714 | -0.0027776
| 995.1137 | 0.0025188
| 995.3559 | -0.0030396
| 995.5982 | 0.0032283
| 995.8404 | -0.0038262
| 996.0827 | 0.0053488
| 996.325 | -0.0040269
| 996.5673 | 0.00099635
| 996.8096 | -0.0051967
| 997.0519 | 0.0030878
| 997.2942 | -0.0043277
| 997.5365 | -8.144e-06
| 997.7789 | -0.0035551
| 998.0212 | 0.0049571
| 998.2635 | -0.0027488
| 998.5059 | -0.0050256
| 998.7483 | 0.0055756
| 998.9906 | -0.0016636
| 999.233 | 0.0020201
| 999.4754 | -0.0011802
| 999.7178 | 0.0046567
| 999.9602 | -0.0039587
| 1000.2026 | 0.0024134
| 1000.4451 | -0.0041116
| 1000.6875 | 0.0049631
| 1000.9299 | -0.0069015
| 1001.1724 | 0.0030437
| 1001.4149 | -0.0046592
| 1001.6573 | 0.0045824
| 1001.8998 | -0.0013368
| 1002.1423 | 0.0042318
| 1002.3848 | -0.0052528
| 1002.6273 | 0.0021078
| 1002.8698 | -0.0055105
| 1003.1123 | 0.0034047
| 1003.3548 | -0.0024852
| 1003.5973 | 0.0054326
| 1003.8399 | -0.0083728
| 1004.0824 | 0.005527
| 1004.325 | -0.0083394
| 1004.5676 | 0.00043141
| 1004.8101 | -0.0024229
| 1005.0527 | 0.0033081
| 1005.2953 | -0.0055469
| 1005.5379 | 0.0039496
| 1005.7805 | -0.0020843
| 1006.0231 | 0.0023956
| 1006.2658 | -0.00539
| 1006.5084 | 0.0044903
| 1006.751 | -0.0016211
| 1006.9937 | 0.0031224
| 1007.2363 | -0.0039688
| 1007.479 | 0.006491
| 1007.7217 | -0.0075513
| 1007.9644 | 0.0026204
| 1008.207 | -0.0068519
| 1008.4497 | 0.0045166
| 1008.6925 | -0.0039969
| 1008.9352 | 0.0055268
| 1009.1779 | -0.0064796
| 1009.4206 | 0.0050835
| 1009.6634 | -0.0069105
| 1009.9061 | 0.0050466
| 1010.1489 | -0.0024826
| 1010.3916 | 0.0044199
| 1010.6344 | -0.0058268
| 1010.8772 | 0.0045266
| 1011.12 | -0.0092022
| 1011.3628 | 0.0033036
| 1011.6056 | -0.0054679
| 1011.8484 | 0.003998
| 1012.0912 | -0.0037737
| 1012.3341 | 0.0039982
| 1012.5769 | -0.008735
| 1012.8197 | 0.0082607
| 1013.0626 | -0.0086698
| 1013.3055 | 0.005106
| 1013.5483 | -0.0067078
| 1013.7912 | 0.0060199
| 1014.0341 | -0.005821
| 1014.277 | 0.0048881
| 1014.5199 | -0.0079255
| 1014.7628 | 0.0069092
| 1015.0058 | -0.0051854
| 1015.2487 | 0.0079416
| 1015.4916 | -0.0043477
| 1015.7346 | 0.0062269
| 1015.9775 | 0
| 1016.2205 | 0
| 1016.4635 | 0
| 1016.7064 | 0
| 1016.9494 | 0
| 1017.1924 | 0
| 1017.4354 | 0
| 1017.6784 | 0
| 1017.9215 | 0
| 1018.1645 | 0
| 1018.4075 | 0
| 1018.6506 | 0
| 1018.8936 | 0
| 1019.1367 | 0
| 1019.3798 | 0
| 1019.6229 | 0
| 1019.8659 | 0
| 1020.109 | 0
| 1020.3521 | 0
| 1020.5953 | 0
| 1020.8384 | 0
| 1021.0815 | 0
| 1021.3246 | 0
| 1021.5678 | 0
|  |  |  | -- | -- | 1312.9514 | 0.0022217 | 1046.4935 | 0.046528 | 1218.0862 | 0 | 1217.2134 | 0 | 1217.2063 | 0.02391
|  |  |  | -- | -- | 1313.0359 | 0.0022158 | 1046.507 | 0.046442 | 1218.1588 | 0 | 1217.286 | 0 | 1217.2789 | 0.02394
|  |  |  | -- | -- | 1313.1204 | 0.0022101 | 1046.5204 | 0.046356 | 1218.2316 | 0 | 1217.3586 | 0 | 1217.3516 | 0.02388
|  |  |  | -- | -- | 1313.2048 | 0.0022045 | 1046.5338 | 0.046272 | 1218.3042 | 0 | 1217.4313 | 0 | 1217.4242 | 0.02373
|  |  |  | -- | -- | 1313.2893 | 0.002199 | 1046.5472 | 0.046189 | 1218.377 | 0 | 1217.5038 | 0 | 1217.4967 | 0.02351
|  |  |  | -- | -- | 1313.3738 | 0.0021937 | 1046.5607 | 0.046106 | 1218.4497 | 0 | 1217.5764 | 0 | 1217.5693 | 0.02326
|  |  |  | -- | -- | 1313.4582 | 0.0021886 | 1046.574 | 0.046025 | 1218.5225 | 0 | 1217.649 | 0 | 1217.642 | 0.02302
|  |  |  | -- | -- | 1313.5427 | 0.0021836 | 1046.5874 | 0.045946 | 1218.5952 | 0 | 1217.7217 | 0 | 1217.7146 | 0.02283
|  |  |  | -- | -- | 1313.6272 | 0.0021788 | 1046.6008 | 0.045867 | 1218.668 | 0 | 1217.7943 | 0 | 1217.7874 | 0.02272
|  |  |  | -- | -- | 1313.7118 | 0.0021742 | 1046.6143 | 0.045791 | 1218.7407 | 0 | 1217.8671 | 0 | 1217.86 | 0.02269
|  |  |  | -- | -- | 1313.7963 | 0.0021698 | 1046.6277 | 0.045716 | 1218.8135 | 0 | 1217.9397 | 0 | 1217.9326 | 0.02275
|  |  |  | -- | -- | 1313.8809 | 0.0021656 | 1046.6411 | 0.045643 | 1218.8862 | 0 | 1218.0123 | 0 | 1218.0052 | 0.02287
|  |  |  | -- | -- | 1313.9654 | 0.0021616 | 1046.6545 | 0.045571 | 1218.959 | 0 | 1218.0851 | 0 | 1218.078 | 0.02303
|  |  |  | -- | -- | 1314.0499 | 0.0021577 | 1046.668 | 0.045502 | 1219.0319 | 0 | 1218.1577 | 0 | 1218.1506 | 0.02321
|  |  |  | -- | -- | 1314.1345 | 0.0021541 | 1046.6814 | 0.045435 | 1219.1046 | 0 | 1218.2305 | 0 | 1218.2234 | 0.02339
|  |  |  | -- | -- | 1314.2191 | 0.0021507 | 1046.6948 | 0.04537 | 1219.1774 | 0 | 1218.3031 | 0 | 1218.296 | 0.02353
|  |  |  | -- | -- | 1314.3037 | 0.0021475 | 1046.7083 | 0.045307 | 1219.2502 | 0 | 1218.3758 | 0 | 1218.3688 | 0.02363
|  |  |  | -- | -- | 1314.3883 | 0.0021445 | 1046.7216 | 0.045247 | 1219.3231 | 0 | 1218.4486 | 0 | 1218.4415 | 0.02369
|  |  |  | -- | -- | 1314.4729 | 0.0021417 | 1046.735 | 0.045189 | 1219.3959 | 0 | 1218.5214 | 0 | 1218.5143 | 0.02369
|  |  |  | -- | -- | 1314.5576 | 0.0021391 | 1046.7484 | 0.045133 | 1219.4688 | 0 | 1218.5941 | 0 | 1218.587 | 0.02365
|  |  |  | -- | -- | 1314.6422 | 0.0021368 | 1046.7618 | 0.04508 | 1219.5416 | 0 | 1218.6669 | 0 | 1218.6598 | 0.02358
|  |  |  | -- | -- | 1314.7269 | 0.0021347 | 1046.7753 | 0.04503 | 1219.6145 | 0 | 1218.7396 | 0 | 1218.7325 | 0.02349
|  |  |  | -- | -- | 1314.8115 | 0.0021328 | 1046.7887 | 0.044982 | 1219.6874 | 0 | 1218.8124 | 0 | 1218.8053 | 0.02342
|  |  |  | -- | -- | 1314.8962 | 0.0021311 | 1046.8021 | 0.044937 | 1219.7603 | 0 | 1218.8851 | 0 | 1218.8781 | 0.02338
|  |  |  | -- | -- | 1314.9808 | 0.0021296 | 1046.8156 | 0.044895 | 1219.8331 | 0 | 1218.9579 | 0 | 1218.9508 | 0.02339
|  |  |  | -- | -- | 1315.0656 | 0.0021284 | 1046.829 | 0.044855 | 1219.906 | 0 | 1219.0308 | 0 | 1219.0237 | 0.02348
|  |  |  | -- | -- | 1315.1503 | 0.0021274 | 1046.8424 | 0.044818 | 1219.9789 | 0 | 1219.1035 | 0 | 1219.0964 | 0.02362
|  |  |  | -- | -- | 1315.235 | 0.0021267 | 1046.8558 | 0.044784 | 1220.0519 | 0 | 1219.1763 | 0 | 1219.1692 | 0.02381
|  |  |  | -- | -- | 1315.3197 | 0.0021262 | 1046.8693 | 0.044752 | 1220.1248 | 0 | 1219.2492 | 0 | 1219.2421 | 0.02401
|  |  |  | -- | -- | 1315.4044 | 0.0021259 | 1046.8827 | 0.044724 | 1220.1978 | 0 | 1219.322 | 0 | 1219.3149 | 0.02419
|  |  |  | -- | -- | 1315.4893 | 0.0021259 | 1046.8961 | 0.044698 | 1220.2706 | 0 | 1219.3948 | 0 | 1219.3877 | 0.02433
|  |  |  | -- | -- | 1315.574 | 0.0021261 | 1046.9095 | 0.044675 | 1220.3436 | 0 | 1219.4677 | 0 | 1219.4606 | 0.0244
|  |  |  | -- | -- | 1315.6588 | 0.0021266 | 1046.923 | 0.044655 | 1220.4166 | 0 | 1219.5405 | 0 | 1219.5334 | 0.02441
|  |  |  | -- | -- | 1315.7435 | 0.0021272 | 1046.9364 | 0.044638 | 1220.4895 | 0 | 1219.6134 | 0 | 1219.6063 | 0.02436
|  |  |  | -- | -- | 1315.8284 | 0.0021282 | 1046.9498 | 0.044623 | 1220.5625 | 0 | 1219.6863 | 0 | 1219.6792 | 0.02428
|  |  |  | -- | -- | 1315.9131 | 0.0021293 | 1046.9633 | 0.044611 | 1220.6355 | 0 | 1219.7592 | 0 | 1219.7521 | 0.02419
|  |  |  | -- | -- | 1315.9979 | 0.0021308 | 1046.9767 | 0.044602 | 1220.7085 | 0 | 1219.832 | 0 | 1219.8249 | 0.02412
|  |  |  | -- | -- | 1316.0828 | 0.0021325 | 1046.9901 | 0.044595 | 1220.7815 | 0 | 1219.9049 | 0 | 1219.8978 | 0.02408
|  |  |  | -- | -- | 1316.1676 | 0.0021344 | 1047.0034 | 0.044591 | 1220.8545 | 0 | 1219.9778 | 0 | 1219.9707 | 0.0241
|  |  |  | -- | -- | 1316.2524 | 0.0021366 | 1047.0168 | 0.04459 | 1220.9275 | 0 | 1220.0508 | 0 | 1220.0437 | 0.02418
|  |  |  | -- | -- | 1316.3373 | 0.0021391 | 1047.0303 | 0.044591 | 1221.0006 | 0 | 1220.1237 | 0 | 1220.1166 | 0.02431
|  |  |  | -- | -- | 1316.4222 | 0.0021418 | 1047.0437 | 0.044594 | 1221.0736 | 0 | 1220.1967 | 0 | 1220.1896 | 0.02448
|  |  |  | -- | -- | 1316.5071 | 0.0021448 | 1047.0571 | 0.0446 | 1221.1466 | 0 | 1220.2695 | 0 | 1220.2624 | 0.02466
|  |  |  | -- | -- | 1316.5919 | 0.002148 | 1047.0706 | 0.044608 | 1221.2197 | 0 | 1220.3425 | 0 | 1220.3355 | 0.02483
|  |  |  | -- | -- | 1316.6769 | 0.0021515 | 1047.084 | 0.044619 | 1221.2929 | 0 | 1220.4155 | 0 | 1220.4084 | 0.02497
|  |  |  | -- | -- | 1316.7618 | 0.0021553 | 1047.0974 | 0.044631 | 1221.3658 | 0 | 1220.4884 | 0 | 1220.4813 | 0.02507
|  |  |  | -- | -- | 1316.8467 | 0.0021594 | 1047.1108 | 0.044646 | 1221.439 | 0 | 1220.5614 | 0 | 1220.5543 | 0.02513
|  |  |  | -- | -- | 1316.9316 | 0.0021637 | 1047.1243 | 0.044663 | 1221.5121 | 0 | 1220.6344 | 0 | 1220.6273 | 0.02517
|  |  |  | -- | -- | 1317.0166 | 0.0021683 | 1047.1377 | 0.044682 | 1221.5851 | 0 | 1220.7074 | 0 | 1220.7003 | 0.02519
|  |  |  | -- | -- | 1317.1016 | 0.0021732 | 1047.1511 | 0.044703 | 1221.6582 | 0 | 1220.7804 | 0 | 1220.7733 | 0.02522
|  |  |  | -- | -- | 1317.1865 | 0.0021784 | 1047.1646 | 0.044725 | 1221.7313 | 0 | 1220.8534 | 0 | 1220.8463 | 0.02525
|  |  |  | -- | -- | 1317.2715 | 0.0021838 | 1047.1781 | 0.044749 | 1221.8044 | 0 | 1220.9264 | 0 | 1220.9193 | 0.02529
|  |  |  | -- | -- | 1317.3564 | 0.0021896 | 1047.1915 | 0.044775 | 1221.8777 | 0 | 1220.9995 | 0 | 1220.9924 | 0.02532
|  |  |  | -- | -- | 1317.4415 | 0.0021956 | 1047.205 | 0.044802 | 1221.9508 | 0 | 1221.0725 | 0 | 1221.0654 | 0.02535
|  |  |  | -- | -- | 1317.5265 | 0.0022019 | 1047.2184 | 0.044831 | 1222.0239 | 0 | 1221.1455 | 0 | 1221.1384 | 0.02536
|  |  |  | -- | -- | 1317.6116 | 0.0022085 | 1047.2318 | 0.044861 | 1222.0971 | 0 | 1221.2186 | 0 | 1221.2115 | 0.02534
|  |  |  | -- | -- | 1317.6965 | 0.0022154 | 1047.2452 | 0.044892 | 1222.1703 | 0 | 1221.2918 | 0 | 1221.2846 | 0.02529
|  |  |  | -- | -- | 1317.7816 | 0.0022226 | 1047.2587 | 0.044925 | 1222.2434 | 0 | 1221.3647 | 0 | 1221.3577 | 0.0252
|  |  |  | -- | -- | 1317.8667 | 0.0022301 | 1047.2721 | 0.044958 | 1222.3166 | 0 | 1221.4379 | 0 | 1221.4308 | 0.02507
|  |  |  | -- | -- | 1317.9518 | 0.002238 | 1047.2855 | 0.044993 | 1222.3898 | 0 | 1221.511 | 0 | 1221.5038 | 0.02489
|  |  |  | -- | -- | 1318.0369 | 0.002246 | 1047.299 | 0.045028 | 1222.463 | 0 | 1221.584 | 0 | 1221.5769 | 0.02467
|  |  |  | -- | -- | 1318.1219 | 0.0022544 | 1047.3124 | 0.045064 | 1222.5363 | 0 | 1221.6571 | 0 | 1221.65 | 0.02443
|  |  |  | -- | -- | 1318.207 | 0.0022631 | 1047.3258 | 0.0451 | 1222.6095 | 0 | 1221.7302 | 0 | 1221.7231 | 0.02419
|  |  |  | -- | -- | 1318.2921 | 0.0022721 | 1047.3392 | 0.045137 | 1222.6827 | 0 | 1221.8033 | 0 | 1221.7963 | 0.02398
|  |  |  | -- | -- | 1318.3772 | 0.0022814 | 1047.3527 | 0.045175 | 1222.756 | 0 | 1221.8766 | 0 | 1221.8694 | 0.0238
|  |  |  | -- | -- | 1318.4624 | 0.002291 | 1047.3661 | 0.045213 | 1222.8292 | 0 | 1221.9497 | 0 | 1221.9426 | 0.02368
|  |  |  | -- | -- | 1318.5475 | 0.0023009 | 1047.3795 | 0.045251 | 1222.9025 | 0 | 1222.0228 | 0 | 1222.0158 | 0.02361
|  |  |  | -- | -- | 1318.6327 | 0.0023111 | 1047.3929 | 0.045289 | 1222.9757 | 0 | 1222.0959 | 0 | 1222.0889 | 0.02359
|  |  |  | -- | -- | 1318.7179 | 0.0023216 | 1047.4064 | 0.045327 | 1223.049 | 0 | 1222.1692 | 0 | 1222.1621 | 0.0236
|  |  |  | -- | -- | 1318.803 | 0.0023323 | 1047.4198 | 0.045365 | 1223.1223 | 0 | 1222.2423 | 0 | 1222.2352 | 0.02362
|  |  |  | -- | -- | 1318.8882 | 0.0023434 | 1047.4332 | 0.045403 | 1223.1956 | 0 | 1222.3156 | 0 | 1222.3085 | 0.02363
|  |  |  | -- | -- | 1318.9734 | 0.0023547 | 1047.4467 | 0.045441 | 1223.2689 | 0 | 1222.3887 | 0 | 1222.3816 | 0.0236
|  |  |  | -- | -- | 1319.0586 | 0.0023664 | 1047.4602 | 0.045478 | 1223.3422 | 0 | 1222.4619 | 0 | 1222.4548 | 0.02354
|  |  |  | -- | -- | 1319.1438 | 0.0023783 | 1047.4736 | 0.045515 | 1223.4155 | 0 | 1222.5352 | 0 | 1222.5281 | 0.02345
|  |  |  | -- | -- | 1319.2291 | 0.0023905 | 1047.4871 | 0.045551 | 1223.4888 | 0 | 1222.6084 | 0 | 1222.6013 | 0.02335
|  |  |  | -- | -- | 1319.3143 | 0.0023993 | 1047.5005 | 0.045587 | 1223.5621 | 0 | 1222.6816 | 0 | 1222.6746 | 0.02326
|  |  |  | -- | -- | 1319.3995 | 0.0023916 | 1047.5139 | 0.045622 | 1223.6355 | 0 | 1222.7549 | 0 | 1222.7477 | 0.02322
|  |  |  | -- | -- | 1319.4849 | 0.0023841 | 1047.5273 | 0.045656 | 1223.7089 | 0 | 1222.8281 | 0 | 1222.821 | 0.02324
|  |  |  | -- | -- | 1319.5701 | 0.0023769 | 1047.5408 | 0.04569 | 1223.7822 | 0 | 1222.9014 | 0 | 1222.8943 | 0.02333
|  |  |  | -- | -- | 1319.6554 | 0.0023699 | 1047.5542 | 0.045722 | 1223.8556 | 0 | 1222.9746 | 0 | 1222.9675 | 0.02347
|  |  |  | -- | -- | 1319.7407 | 0.0023631 | 1047.5676 | 0.045754 | 1223.929 | 0 | 1223.0478 | 0 | 1223.0408 | 0.02364
|  |  |  | -- | -- | 1319.826 | 0.0023566 | 1047.5811 | 0.045784 | 1224.0023 | 0 | 1223.1212 | 0 | 1223.1141 | 0.02378
|  |  |  | -- | -- | 1319.9114 | 0.0023503 | 1047.5946 | 0.045813 | 1224.0758 | 0 | 1223.1945 | 0 | 1223.1874 | 0.02385
|  |  |  | -- | -- | 1319.9967 | 0.0023443 | 1047.608 | 0.045841 | 1224.1492 | 0 | 1223.2678 | 0 | 1223.2606 | 0.02383
|  |  |  | -- | -- | 1320.082 | 0.0023384 | 1047.6215 | 0.045867 | 1224.2227 | 0 | 1223.3411 | 0 | 1223.334 | 0.02371
|  |  |  | -- | -- | 1320.1674 | 0.0023328 | 1047.6349 | 0.045892 | 1224.296 | 0 | 1223.4144 | 0 | 1223.4073 | 0.02352
|  |  |  | -- | -- | 1320.2527 | 0.0023273 | 1047.6483 | 0.045916 | 1224.3695 | 0 | 1223.4877 | 0 | 1223.4806 | 0.02328
|  |  |  | -- | -- | 1320.3381 | 0.0023221 | 1047.6617 | 0.045938 | 1224.4429 | 0 | 1223.561 | 0 | 1223.554 | 0.02306
|  |  |  | -- | -- | 1320.4235 | 0.002317 | 1047.6752 | 0.045958 | 1224.5164 | 0 | 1223.6344 | 0 | 1223.6273 | 0.02289
|  |  |  | -- | -- | 1320.5089 | 0.0023121 | 1047.6886 | 0.045977 | 1224.5898 | 0 | 1223.7078 | 0 | 1223.7007 | 0.0228
|  |  |  | -- | -- | 1320.5942 | 0.0023073 | 1047.702 | 0.045994 | 1224.6633 | 0 | 1223.7811 | 0 | 1223.774 | 0.02281
|  |  |  | -- | -- | 1320.6797 | 0.0023027 | 1047.7156 | 0.04601 | 1224.7368 | 0 | 1223.8545 | 0 | 1223.8474 | 0.02289
|  |  |  | -- | -- | 1320.7651 | 0.0022983 | 1047.729 | 0.046023 | 1224.8103 | 0 | 1223.9279 | 0 | 1223.9208 | 0.02301
|  |  |  | -- | -- | 1320.8506 | 0.002294 | 1047.7424 | 0.046035 | 1224.8838 | 0 | 1224.0012 | 0 | 1223.9941 | 0.02314
|  |  |  | -- | -- | 1320.936 | 0.0022898 | 1047.7559 | 0.046045 | 1224.9573 | 0 | 1224.0747 | 0 | 1224.0676 | 0.02324
|  |  |  | -- | -- | 1321.0215 | 0.0022857 | 1047.7693 | 0.046053 | 1225.0308 | 0 | 1224.1481 | 0 | 1224.141 | 0.02327
|  |  |  | -- | -- | 1321.1069 | 0.0022817 | 1047.7827 | 0.046059 | 1225.1043 | 0 | 1224.2216 | 0 | 1224.2144 | 0.02322
|  |  |  | -- | -- | 1321.1925 | 0.0022779 | 1047.7961 | 0.046064 | 1225.1779 | 0 | 1224.2949 | 0 | 1224.2878 | 0.02309
|  |  |  | -- | -- | 1321.2779 | 0.0022741 | 1047.8097 | 0.046066 | 1225.2513 | 0 | 1224.3684 | 0 | 1224.3612 | 0.02291
|  |  |  | -- | -- | 1321.3635 | 0.0022703 | 1047.8231 | 0.046066 | 1225.3249 | 0 | 1224.4418 | 0 | 1224.4347 | 0.0227
|  |  |  | -- | -- | 1321.449 | 0.0022667 | 1047.8365 | 0.046064 | 1225.3984 | 0 | 1224.5153 | 0 | 1224.5082 | 0.02251
|  |  |  | -- | -- | 1321.5346 | 0.0022631 | 1047.85 | 0.04606 | 1225.4721 | 0 | 1224.5887 | 0 | 1224.5817 | 0.02239
|  |  |  | -- | -- | 1321.6201 | 0.0022596 | 1047.8634 | 0.046054 | 1225.5457 | 0 | 1224.6622 | 0 | 1224.655 | 0.02235
|  |  |  | -- | -- | 1321.7056 | 0.002256 | 1047.8768 | 0.046046 | 1225.6191 | 0 | 1224.7357 | 0 | 1224.7285 | 0.02242
|  |  |  | -- | -- | 1321.7911 | 0.0022526 | 1047.8904 | 0.046036 | 1225.6927 | 0 | 1224.8092 | 0 | 1224.802 | 0.0226
|  |  |  | -- | -- | 1321.8767 | 0.0022491 | 1047.9038 | 0.046024 | 1225.7664 | 0 | 1224.8827 | 0 | 1224.8755 | 0.02285
|  |  |  | -- | -- | 1321.9623 | 0.0022457 | 1047.9172 | 0.04601 | 1225.84 | 0 | 1224.9562 | 0 | 1224.9491 | 0.02316
|  |  |  | -- | -- | 1322.048 | 0.0022423 | 1047.9307 | 0.045994 | 1225.9136 | 0 | 1225.0297 | 0 | 1225.0226 | 0.02349
|  |  |  | -- | -- | 1322.1335 | 0.0022388 | 1047.9441 | 0.045976 | 1225.9873 | 0 | 1225.1031 | 0 | 1225.0961 | 0.02383
|  |  |  | -- | -- | 1322.2191 | 0.0022354 | 1047.9575 | 0.045955 | 1226.0609 | 0 | 1225.1768 | 0 | 1225.1696 | 0.02416
|  |  |  | -- | -- | 1322.3048 | 0.002232 | 1047.9711 | 0.045933 | 1226.1345 | 0 | 1225.2502 | 0 | 1225.2432 | 0.02448
|  |  |  | -- | -- | 1322.3904 | 0.0022285 | 1047.9845 | 0.045909 | 1226.2081 | 0 | 1225.3238 | 0 | 1225.3166 | 0.02479
|  |  |  | -- | -- | 1322.4761 | 0.002225 | 1047.9979 | 0.045883 | 1226.2819 | 0 | 1225.3973 | 0 | 1225.3903 | 0.02509
|  |  |  | -- | -- | 1322.5618 | 0.0022215 | 1048.0114 | 0.045855 | 1226.3555 | 0 | 1225.4709 | 0 | 1225.4639 | 0.02539
|  |  |  | -- | -- | 1322.6475 | 0.002218 | 1048.0248 | 0.045825 | 1226.4292 | 0 | 1225.5446 | 0 | 1225.5374 | 0.02568
|  |  |  | -- | -- | 1322.7332 | 0.0022144 | 1048.0383 | 0.045793 | 1226.5029 | 0 | 1225.618 | 0 | 1225.611 | 0.02595
|  |  |  | -- | -- | 1322.8189 | 0.0022108 | 1048.0518 | 0.045759 | 1226.5765 | 0 | 1225.6916 | 0 | 1225.6846 | 0.0262
|  |  |  | -- | -- | 1322.9045 | 0.0022071 | 1048.0652 | 0.045724 | 1226.6503 | 0 | 1225.7653 | 0 | 1225.7582 | 0.0264
|  |  |  | -- | -- | 1322.9902 | 0.0022034 | 1048.0786 | 0.045687 | 1226.724 | 0 | 1225.8389 | 0 | 1225.8318 | 0.02654
|  |  |  | -- | -- | 1323.0759 | 0.0021997 | 1048.092 | 0.045648 | 1226.7977 | 0 | 1225.9125 | 0 | 1225.9054 | 0.02661
|  |  |  | -- | -- | 1323.1617 | 0.0021959 | 1048.1056 | 0.045607 | 1226.8715 | 0 | 1225.9861 | 0 | 1225.979 | 0.02661
|  |  |  | -- | -- | 1323.2474 | 0.002192 | 1048.119 | 0.045566 | 1226.9452 | 0 | 1226.0598 | 0 | 1226.0526 | 0.02653
|  |  |  | -- | -- | 1323.3332 | 0.0021882 | 1048.1324 | 0.045522 | 1227.0189 | 0 | 1226.1334 | 0 | 1226.1263 | 0.02637
|  |  |  | -- | -- | 1323.4189 | 0.0021842 | 1048.1459 | 0.045477 | 1227.0928 | 0 | 1226.207 | 0 | 1226.1999 | 0.02612
|  |  |  | -- | -- | 1323.5048 | 0.0021803 | 1048.1594 | 0.045431 | 1227.1665 | 0 | 1226.2808 | 0 | 1226.2737 | 0.02578
|  |  |  | -- | -- | 1323.5906 | 0.0021763 | 1048.1729 | 0.045384 | 1227.2402 | 0 | 1226.3544 | 0 | 1226.3473 | 0.02536
|  |  |  | -- | -- | 1323.6764 | 0.0021722 | 1048.1863 | 0.045335 | 1227.3141 | 0 | 1226.4281 | 0 | 1226.421 | 0.02486
|  |  |  | -- | -- | 1323.7622 | 0.0021682 | 1048.1997 | 0.045286 | 1227.3878 | 0 | 1226.5018 | 0 | 1226.4946 | 0.02432
|  |  |  | -- | -- | 1323.848 | 0.0021641 | 1048.2131 | 0.045235 | 1227.4617 | 0 | 1226.5754 | 0 | 1226.5684 | 0.02377
|  |  |  | -- | -- | 1323.9338 | 0.0021599 | 1048.2267 | 0.045183 | 1227.5355 | 0 | 1226.6492 | 0 | 1226.6421 | 0.02327
|  |  |  | -- | -- | 1324.0198 | 0.0021558 | 1048.2401 | 0.045131 | 1227.6092 | 0 | 1226.7229 | 0 | 1226.7158 | 0.02288
|  |  |  | -- | -- | 1324.1056 | 0.0021517 | 1048.2535 | 0.045077 | 1227.6831 | 0 | 1226.7966 | 0 | 1226.7895 | 0.02263
|  |  |  | -- | -- | 1324.1915 | 0.0021475 | 1048.267 | 0.045023 | 1227.757 | 0 | 1226.8704 | 0 | 1226.8633 | 0.02256
|  |  |  | -- | -- | 1324.2773 | 0.0021433 | 1048.2805 | 0.044969 | 1227.8308 | 0 | 1226.9441 | 0 | 1226.937 | 0.02266
|  |  |  | -- | -- | 1324.3633 | 0.0021392 | 1048.2939 | 0.044913 | 1227.9047 | 0 | 1227.0178 | 0 | 1227.0107 | 0.02291
|  |  |  | -- | -- | 1324.4492 | 0.002135 | 1048.3074 | 0.044858 | 1227.9785 | 0 | 1227.0917 | 0 | 1227.0845 | 0.02325
|  |  |  | -- | -- | 1324.535 | 0.0021309 | 1048.3208 | 0.044802 | 1228.0525 | 0 | 1227.1654 | 0 | 1227.1583 | 0.02363
|  |  |  | -- | -- | 1324.621 | 0.0021268 | 1048.3344 | 0.044745 | 1228.1263 | 0 | 1227.2391 | 0 | 1227.2321 | 0.02397
|  |  |  | -- | -- | 1324.7069 | 0.0021227 | 1048.3478 | 0.044689 | 1228.2002 | 0 | 1227.313 | 0 | 1227.3059 | 0.02424
|  |  |  | -- | -- | 1324.793 | 0.0021187 | 1048.3612 | 0.044632 | 1228.2742 | 0 | 1227.3867 | 0 | 1227.3796 | 0.02441
|  |  |  | -- | -- | 1324.8789 | 0.0021147 | 1048.3748 | 0.044576 | 1228.348 | 0 | 1227.4606 | 0 | 1227.4535 | 0.02446
|  |  |  | -- | -- | 1324.9648 | 0.0021108 | 1048.3882 | 0.044519 | 1228.422 | 0 | 1227.5344 | 0 | 1227.5272 | 0.02441
|  |  |  | -- | -- | 1325.0508 | 0.002107 | 1048.4016 | 0.044463 | 1228.4959 | 0 | 1227.6082 | 0 | 1227.6011 | 0.02429
|  |  |  | -- | -- | 1325.1368 | 0.0021032 | 1048.415 | 0.044406 | 1228.5698 | 0 | 1227.682 | 0 | 1227.6749 | 0.02411
|  |  |  | -- | -- | 1325.2229 | 0.0020995 | 1048.4286 | 0.044351 | 1228.6438 | 0 | 1227.7559 | 0 | 1227.7488 | 0.02392
|  |  |  | -- | -- | 1325.3088 | 0.002096 | 1048.442 | 0.044295 | 1228.7178 | 0 | 1227.8297 | 0 | 1227.8226 | 0.02372
|  |  |  | -- | -- | 1325.3949 | 0.0020925 | 1048.4554 | 0.04424 | 1228.7918 | 0 | 1227.9036 | 0 | 1227.8965 | 0.02354
|  |  |  | -- | -- | 1325.481 | 0.0020891 | 1048.4689 | 0.044186 | 1228.8657 | 0 | 1227.9774 | 0 | 1227.9703 | 0.02338
|  |  |  | -- | -- | 1325.567 | 0.0020859 | 1048.4824 | 0.044132 | 1228.9397 | 0 | 1228.0514 | 0 | 1228.0442 | 0.02326
|  |  |  | -- | -- | 1325.6531 | 0.0020828 | 1048.4959 | 0.044079 | 1229.0137 | 0 | 1228.1252 | 0 | 1228.118 | 0.02317
|  |  |  | -- | -- | 1325.7391 | 0.0020798 | 1048.5093 | 0.044027 | 1229.0876 | 0 | 1228.1991 | 0 | 1228.192 | 0.02312
|  |  |  | -- | -- | 1325.8252 | 0.002077 | 1048.5228 | 0.043976 | 1229.1616 | 0 | 1228.2731 | 0 | 1228.2659 | 0.02312
|  |  |  | -- | -- | 1325.9113 | 0.0020743 | 1048.5363 | 0.043926 | 1229.2357 | 0 | 1228.3469 | 0 | 1228.3398 | 0.02317
|  |  |  | -- | -- | 1325.9974 | 0.0020719 | 1048.5497 | 0.043876 | 1229.3097 | 0 | 1228.4209 | 0 | 1228.4137 | 0.02326
|  |  |  | -- | -- | 1326.0835 | 0.0020695 | 1048.5632 | 0.043828 | 1229.3838 | 0 | 1228.4948 | 0 | 1228.4877 | 0.02337
|  |  |  | -- | -- | 1326.1697 | 0.0020674 | 1048.5767 | 0.043781 | 1229.4578 | 0 | 1228.5687 | 0 | 1228.5617 | 0.02349
|  |  |  | -- | -- | 1326.2559 | 0.0020654 | 1048.5901 | 0.043735 | 1229.5319 | 0 | 1228.6427 | 0 | 1228.6355 | 0.0236
|  |  |  | -- | -- | 1326.3419 | 0.0020637 | 1048.6036 | 0.04369 | 1229.606 | 0 | 1228.7167 | 0 | 1228.7095 | 0.02371
|  |  |  | -- | -- | 1326.4281 | 0.0020621 | 1048.6171 | 0.043647 | 1229.6799 | 0 | 1228.7906 | 0 | 1228.7834 | 0.02381
|  |  |  | -- | -- | 1326.5143 | 0.0020607 | 1048.6305 | 0.043605 | 1229.754 | 0 | 1228.8646 | 0 | 1228.8574 | 0.02391
|  |  |  | -- | -- | 1326.6005 | 0.0020596 | 1048.644 | 0.043565 | 1229.8281 | 0 | 1228.9386 | 0 | 1228.9314 | 0.02404
|  |  |  | -- | -- | 1326.6867 | 0.0020586 | 1048.6575 | 0.043525 | 1229.9022 | 0 | 1229.0126 | 0 | 1229.0054 | 0.02418
|  |  |  | -- | -- | 1326.773 | 0.0020579 | 1048.6709 | 0.043488 | 1229.9763 | 0 | 1229.0865 | 0 | 1229.0795 | 0.02435
|  |  |  | -- | -- | 1326.8591 | 0.0020574 | 1048.6844 | 0.043452 | 1230.0504 | 0 | 1229.1605 | 0 | 1229.1534 | 0.02453
|  |  |  | -- | -- | 1326.9453 | 0.0020572 | 1048.6979 | 0.043417 | 1230.1246 | 0 | 1229.2346 | 0 | 1229.2274 | 0.0247
|  |  |  | -- | -- | 1327.0316 | 0.0020571 | 1048.7113 | 0.043384 | 1230.1987 | 0 | 1229.3086 | 0 | 1229.3015 | 0.02486
|  |  |  | -- | -- | 1327.1179 | 0.0020573 | 1048.7249 | 0.043353 | 1230.2728 | 0 | 1229.3827 | 0 | 1229.3755 | 0.02501
|  |  |  | -- | -- | 1327.2041 | 0.0020577 | 1048.7383 | 0.043324 | 1230.3471 | 0 | 1229.4567 | 0 | 1229.4496 | 0.02513
|  |  |  | -- | -- | 1327.2904 | 0.0020584 | 1048.7517 | 0.043296 | 1230.4211 | 0 | 1229.5308 | 0 | 1229.5236 | 0.02522
|  |  |  | -- | -- | 1327.3767 | 0.0020592 | 1048.7653 | 0.043269 | 1230.4954 | 0 | 1229.6049 | 0 | 1229.5977 | 0.0253
|  |  |  | -- | -- | 1327.463 | 0.0020604 | 1048.7787 | 0.043245 | 1230.5696 | 0 | 1229.6788 | 0 | 1229.6717 | 0.02535
|  |  |  | -- | -- | 1327.5493 | 0.0020617 | 1048.7921 | 0.043222 | 1230.6437 | 0 | 1229.7529 | 0 | 1229.7459 | 0.02538
|  |  |  | -- | -- | 1327.6356 | 0.0020633 | 1048.8057 | 0.043202 | 1230.7179 | 0 | 1229.827 | 0 | 1229.82 | 0.0254
|  |  |  | -- | -- | 1327.7219 | 0.0020651 | 1048.8191 | 0.043182 | 1230.7921 | 0 | 1229.9011 | 0 | 1229.894 | 0.0254
|  |  |  | -- | -- | 1327.8084 | 0.0020671 | 1048.8325 | 0.043165 | 1230.8663 | 0 | 1229.9752 | 0 | 1229.9681 | 0.0254
|  |  |  | -- | -- | 1327.8946 | 0.0020694 | 1048.8461 | 0.04315 | 1230.9406 | 0 | 1230.0493 | 0 | 1230.0422 | 0.02539
|  |  |  | -- | -- | 1327.9811 | 0.0020719 | 1048.8595 | 0.043136 | 1231.0148 | 0 | 1230.1235 | 0 | 1230.1163 | 0.02538
|  |  |  | -- | -- | 1328.0674 | 0.0020746 | 1048.873 | 0.043124 | 1231.0891 | 0 | 1230.1976 | 0 | 1230.1906 | 0.02538
|  |  |  | -- | -- | 1328.1538 | 0.0020775 | 1048.8865 | 0.043114 | 1231.1633 | 0 | 1230.2717 | 0 | 1230.2647 | 0.02538
|  |  |  | -- | -- | 1328.2402 | 0.0020806 | 1048.8999 | 0.043106 | 1231.2376 | 0 | 1230.3459 | 0 | 1230.3387 | 0.02538
|  |  |  | -- | -- | 1328.3267 | 0.002084 | 1048.9135 | 0.0431 | 1231.3119 | 0 | 1230.42 | 0 | 1230.413 | 0.02537
|  |  |  | -- | -- | 1328.4131 | 0.0020875 | 1048.9269 | 0.043095 | 1231.3861 | 0 | 1230.4943 | 0 | 1230.4872 | 0.02534
|  |  |  | -- | -- | 1328.4995 | 0.0020913 | 1048.9403 | 0.043093 | 1231.4605 | 0 | 1230.5685 | 0 | 1230.5613 | 0.0253
|  |  |  | -- | -- | 1328.5859 | 0.0020952 | 1048.9539 | 0.043092 | 1231.5347 | 0 | 1230.6426 | 0 | 1230.6355 | 0.02523
|  |  |  | -- | -- | 1328.6724 | 0.0020993 | 1048.9673 | 0.043093 | 1231.609 | 0 | 1230.7168 | 0 | 1230.7097 | 0.02514
|  |  |  | -- | -- | 1328.7588 | 0.0021035 | 1048.9808 | 0.043096 | 1231.6834 | 0 | 1230.791 | 0 | 1230.7839 | 0.02503
|  |  |  | -- | -- | 1328.8453 | 0.002108 | 1048.9943 | 0.0431 | 1231.7577 | 0 | 1230.8652 | 0 | 1230.8582 | 0.02488
|  |  |  | -- | -- | 1328.9318 | 0.0021126 | 1049.0077 | 0.043107 | 1231.832 | 0 | 1230.9395 | 0 | 1230.9324 | 0.02471
|  |  |  | -- | -- | 1329.0183 | 0.0021174 | 1049.0212 | 0.043115 | 1231.9064 | 0 | 1231.0137 | 0 | 1231.0066 | 0.02449
|  |  |  | -- | -- | 1329.1049 | 0.0021223 | 1049.0347 | 0.043125 | 1231.9807 | 0 | 1231.0879 | 0 | 1231.0808 | 0.02424
|  |  |  | -- | -- | 1329.1914 | 0.0021273 | 1049.0482 | 0.043136 | 1232.055 | 0 | 1231.1622 | 0 | 1231.155 | 0.02396
|  |  |  | -- | -- | 1329.2778 | 0.0021325 | 1049.0616 | 0.04315 | 1232.1294 | 0 | 1231.2365 | 0 | 1231.2294 | 0.02367
|  |  |  | -- | -- | 1329.3644 | 0.0021378 | 1049.0751 | 0.043165 | 1232.2037 | 0 | 1231.3107 | 0 | 1231.3036 | 0.02339
|  |  |  | -- | -- | 1329.451 | 0.0021432 | 1049.0886 | 0.043182 | 1232.2782 | 0 | 1231.385 | 0 | 1231.3779 | 0.02315
|  |  |  | -- | -- | 1329.5376 | 0.0021487 | 1049.1021 | 0.0432 | 1232.3525 | 0 | 1231.4594 | 0 | 1231.4522 | 0.02297
|  |  |  | -- | -- | 1329.6242 | 0.0021543 | 1049.1156 | 0.04322 | 1232.427 | 0 | 1231.5336 | 0 | 1231.5265 | 0.02286
|  |  |  | -- | -- | 1329.7107 | 0.00216 | 1049.129 | 0.043242 | 1232.5013 | 0 | 1231.6079 | 0 | 1231.6007 | 0.02284
|  |  |  | -- | -- | 1329.7974 | 0.0021658 | 1049.1426 | 0.043266 | 1232.5758 | 0 | 1231.6823 | 0 | 1231.6751 | 0.02288
|  |  |  | -- | -- | 1329.8839 | 0.0021716 | 1049.156 | 0.043291 | 1232.6503 | 0 | 1231.7566 | 0 | 1231.7494 | 0.02297
|  |  |  | -- | -- | 1329.9706 | 0.0021775 | 1049.1694 | 0.043317 | 1232.7246 | 0 | 1231.8308 | 0 | 1231.8237 | 0.02309
|  |  |  | -- | -- | 1330.0573 | 0.0021835 | 1049.183 | 0.043345 | 1232.7991 | 0 | 1231.9052 | 0 | 1231.8981 | 0.02321
|  |  |  | -- | -- | 1330.1439 | 0.0021895 | 1049.1964 | 0.043375 | 1232.8735 | 0 | 1231.9796 | 0 | 1231.9724 | 0.02332
|  |  |  | -- | -- | 1330.2305 | 0.0021956 | 1049.21 | 0.043406 | 1232.948 | 0 | 1232.054 | 0 | 1232.0467 | 0.02341
|  |  |  | -- | -- | 1330.3171 | 0.0022016 | 1049.2234 | 0.043439 | 1233.0225 | 0 | 1232.1283 | 0 | 1232.1211 | 0.02347
|  |  |  | -- | -- | 1330.4039 | 0.0022077 | 1049.2369 | 0.043473 | 1233.0971 | 0 | 1232.2026 | 0 | 1232.1956 | 0.02353
|  |  |  | -- | -- | 1330.4906 | 0.0022138 | 1049.2504 | 0.043508 | 1233.1715 | 0 | 1232.2771 | 0 | 1232.2699 | 0.02358
|  |  |  | -- | -- | 1330.5773 | 0.00222 | 1049.2639 | 0.043545 | 1233.246 | 0 | 1232.3514 | 0 | 1232.3444 | 0.02363
|  |  |  | -- | -- | 1330.6639 | 0.0022261 | 1049.2773 | 0.043583 | 1233.3206 | 0 | 1232.4259 | 0 | 1232.4187 | 0.02367
|  |  |  | -- | -- | 1330.7507 | 0.0022322 | 1049.2909 | 0.043622 | 1233.395 | 0 | 1232.5002 | 0 | 1232.4932 | 0.02369
|  |  |  | -- | -- | 1330.8374 | 0.0022382 | 1049.3043 | 0.043663 | 1233.4696 | 0 | 1232.5747 | 0 | 1232.5675 | 0.02368
|  |  |  | -- | -- | 1330.9242 | 0.0022443 | 1049.3177 | 0.043705 | 1233.5441 | 0 | 1232.6492 | 0 | 1232.642 | 0.02365
|  |  |  | -- | -- | 1331.011 | 0.0022503 | 1049.3313 | 0.043748 | 1233.6186 | 0 | 1232.7235 | 0 | 1232.7164 | 0.02358
|  |  |  | -- | -- | 1331.0978 | 0.0022563 | 1049.3447 | 0.043792 | 1233.6932 | 0 | 1232.798 | 0 | 1232.7909 | 0.0235
|  |  |  | -- | -- | 1331.1846 | 0.0022622 | 1049.3583 | 0.043838 | 1233.7678 | 0 | 1232.8724 | 0 | 1232.8654 | 0.02342
|  |  |  | -- | -- | 1331.2714 | 0.0022681 | 1049.3717 | 0.043884 | 1233.8423 | 0 | 1232.9469 | 0 | 1232.9398 | 0.02337
|  |  |  | -- | -- | 1331.3582 | 0.0022739 | 1049.3853 | 0.043932 | 1233.9169 | 0 | 1233.0214 | 0 | 1233.0143 | 0.02337
|  |  |  | -- | -- | 1331.445 | 0.0022797 | 1049.3987 | 0.04398 | 1233.9915 | 0 | 1233.0958 | 0 | 1233.0887 | 0.02343
|  |  |  | -- | -- | 1331.5317 | 0.0022854 | 1049.4122 | 0.04403 | 1234.0662 | 0 | 1233.1704 | 0 | 1233.1632 | 0.02355
|  |  |  | -- | -- | 1331.6186 | 0.002291 | 1049.4257 | 0.04408 | 1234.1408 | 0 | 1233.2449 | 0 | 1233.2378 | 0.02372
|  |  |  | -- | -- | 1331.7054 | 0.0022965 | 1049.4392 | 0.044132 | 1234.2153 | 0 | 1233.3193 | 0 | 1233.3123 | 0.02393
|  |  |  | -- | -- | 1331.7924 | 0.002302 | 1049.4526 | 0.044184 | 1234.2899 | 0 | 1233.3939 | 0 | 1233.3867 | 0.02416
|  |  |  | -- | -- | 1331.8793 | 0.0023073 | 1049.4662 | 0.044237 | 1234.3646 | 0 | 1233.4684 | 0 | 1233.4613 | 0.02438
|  |  |  | -- | -- | 1331.9661 | 0.0023125 | 1049.4796 | 0.044291 | 1234.4392 | 0 | 1233.543 | 0 | 1233.5359 | 0.02459
|  |  |  | -- | -- | 1332.053 | 0.0023177 | 1049.4932 | 0.044346 | 1234.5139 | 0 | 1233.6175 | 0 | 1233.6103 | 0.02478
|  |  |  | -- | -- | 1332.1399 | 0.0023227 | 1049.5066 | 0.044401 | 1234.5886 | 0 | 1233.6921 | 0 | 1233.6849 | 0.02493
|  |  |  | -- | -- | 1332.2268 | 0.0023276 | 1049.5201 | 0.044458 | 1234.6632 | 0 | 1233.7666 | 0 | 1233.7595 | 0.02505
|  |  |  | -- | -- | 1332.3137 | 0.0023324 | 1049.5336 | 0.044514 | 1234.7379 | 0 | 1233.8412 | 0 | 1233.8341 | 0.02514
|  |  |  | -- | -- | 1332.4008 | 0.0023371 | 1049.5471 | 0.044572 | 1234.8126 | 0 | 1233.9158 | 0 | 1233.9087 | 0.02519
|  |  |  | -- | -- | 1332.4877 | 0.0023416 | 1049.5605 | 0.04463 | 1234.8873 | 0 | 1233.9904 | 0 | 1233.9833 | 0.02522
|  |  |  | -- | -- | 1332.5746 | 0.002346 | 1049.5741 | 0.044688 | 1234.962 | 0 | 1234.0651 | 0 | 1234.0579 | 0.02522
|  |  |  | -- | -- | 1332.6616 | 0.0023503 | 1049.5875 | 0.044748 | 1235.0367 | 0 | 1234.1397 | 0 | 1234.1325 | 0.0252
|  |  |  | -- | -- | 1332.7485 | 0.0023544 | 1049.6011 | 0.044807 | 1235.1115 | 0 | 1234.2142 | 0 | 1234.2071 | 0.02517
|  |  |  | -- | -- | 1332.8356 | 0.0023584 | 1049.6146 | 0.044867 | 1235.1863 | 0 | 1234.2888 | 0 | 1234.2817 | 0.02513
|  |  |  | -- | -- | 1332.9226 | 0.0023622 | 1049.6281 | 0.044927 | 1235.261 | 0 | 1234.3635 | 0 | 1234.3563 | 0.02509
|  |  |  | -- | -- | 1333.0096 | 0.0023659 | 1049.6416 | 0.044988 | 1235.3357 | 0 | 1234.4381 | 0 | 1234.431 | 0.02505
|  |  |  | -- | -- | 1333.0967 | 0.0023695 | 1049.655 | 0.045049 | 1235.4105 | 0 | 1234.5128 | 0 | 1234.5056 | 0.025
|  |  |  | -- | -- | 1333.1837 | 0.0023728 | 1049.6686 | 0.045111 | 1235.4852 | 0 | 1234.5875 | 0 | 1234.5803 | 0.02494
|  |  |  | -- | -- | 1333.2707 | 0.002376 | 1049.682 | 0.045172 | 1235.5601 | 0 | 1234.6621 | 0 | 1234.655 | 0.02484
|  |  |  | -- | -- | 1333.3578 | 0.0023791 | 1049.6956 | 0.045234 | 1235.6349 | 0 | 1234.7368 | 0 | 1234.7297 | 0.0247
|  |  |  | -- | -- | 1333.445 | 0.0023819 | 1049.709 | 0.045297 | 1235.7096 | 0 | 1234.8115 | 0 | 1234.8043 | 0.02452
|  |  |  | -- | -- | 1333.532 | 0.0023846 | 1049.7225 | 0.045359 | 1235.7844 | 0 | 1234.8862 | 0 | 1234.879 | 0.0243
|  |  |  | -- | -- | 1333.6191 | 0.0023872 | 1049.736 | 0.045421 | 1235.8592 | 0 | 1234.9609 | 0 | 1234.9537 | 0.02408
|  |  |  | -- | -- | 1333.7062 | 0.0023895 | 1049.7495 | 0.045484 | 1235.9341 | 0 | 1235.0356 | 0 | 1235.0286 | 0.02388
|  |  |  | -- | -- | 1333.7933 | 0.0023916 | 1049.7631 | 0.045546 | 1236.0089 | 0 | 1235.1103 | 0 | 1235.1033 | 0.02375
|  |  |  | -- | -- | 1333.8805 | 0.0023936 | 1049.7765 | 0.045609 | 1236.0837 | 0 | 1235.1851 | 0 | 1235.178 | 0.0237
|  |  |  | -- | -- | 1333.9677 | 0.0023954 | 1049.79 | 0.045672 | 1236.1587 | 0 | 1235.2599 | 0 | 1235.2527 | 0.02375
|  |  |  | -- | -- | 1334.0548 | 0.002397 | 1049.8035 | 0.045735 | 1236.2335 | 0 | 1235.3346 | 0 | 1235.3275 | 0.0239
|  |  |  | -- | -- | 1334.142 | 0.0023983 | 1049.817 | 0.045797 | 1236.3084 | 0 | 1235.4094 | 0 | 1235.4022 | 0.02411
|  |  |  | -- | -- | 1334.2291 | 0.0023995 | 1049.8304 | 0.04586 | 1236.3833 | 0 | 1235.4841 | 0 | 1235.477 | 0.02436
|  |  |  | -- | -- | 1334.3163 | 0.0024005 | 1049.844 | 0.045922 | 1236.4581 | 0 | 1235.559 | 0 | 1235.5518 | 0.02458
|  |  |  | -- | -- | 1334.4036 | 0.0024124 | 1049.8575 | 0.045985 | 1236.5331 | 0 | 1235.6338 | 0 | 1235.6266 | 0.02474
|  |  |  | -- | -- | 1334.4907 | 0.0024303 | 1049.871 | 0.046047 | 1236.6079 | 0 | 1235.7085 | 0 | 1235.7014 | 0.02481
|  |  |  | -- | -- | 1334.578 | 0.002448 | 1049.8845 | 0.046109 | 1236.6829 | 0 | 1235.7833 | 0 | 1235.7762 | 0.02478
|  |  |  | -- | -- | 1334.6652 | 0.0024654 | 1049.8979 | 0.046171 | 1236.7578 | 0 | 1235.8582 | 0 | 1235.8511 | 0.02465
|  |  |  | -- | -- | 1334.7524 | 0.0024827 | 1049.9115 | 0.046233 | 1236.8328 | 0 | 1235.933 | 0 | 1235.9258 | 0.02445
|  |  |  | -- | -- | 1334.8397 | 0.0024997 | 1049.925 | 0.046294 | 1236.9077 | 0 | 1236.0078 | 0 | 1236.0007 | 0.02423
|  |  |  | -- | -- | 1334.927 | 0.0025165 | 1049.9385 | 0.046355 | 1236.9827 | 0 | 1236.0826 | 0 | 1236.0756 | 0.02402
|  |  |  | -- | -- | 1335.0143 | 0.0025331 | 1049.952 | 0.046416 | 1237.0576 | 0 | 1236.1575 | 0 | 1236.1504 | 0.02383
|  |  |  | -- | -- | 1335.1016 | 0.0025494 | 1049.9655 | 0.046476 | 1237.1326 | 0 | 1236.2324 | 0 | 1236.2252 | 0.02369
|  |  |  | -- | -- | 1335.1888 | 0.0025655 | 1049.979 | 0.046536 | 1237.2075 | 0 | 1236.3073 | 0 | 1236.3002 | 0.02358
|  |  |  | -- | -- | 1335.2762 | 0.0025813 | 1049.9926 | 0.046596 | 1237.2826 | 0 | 1236.3822 | 0 | 1236.375 | 0.0235
|  |  |  | -- | -- | 1335.3635 | 0.0025969 | 1050.006 | 0.046655 | 1237.3575 | 0 | 1236.457 | 0 | 1236.4498 | 0.02343
|  |  |  | -- | -- | 1335.4509 | 0.0026123 | 1050.0195 | 0.046713 | 1237.4326 | 0 | 1236.532 | 0 | 1236.5248 | 0.02335
|  |  |  | -- | -- | 1335.5382 | 0.0026273 | 1050.033 | 0.046771 | 1237.5076 | 0 | 1236.6068 | 0 | 1236.5997 | 0.02325
|  |  |  | -- | -- | 1335.6256 | 0.0026421 | 1050.0465 | 0.046829 | 1237.5826 | 0 | 1236.6818 | 0 | 1236.6746 | 0.02314
|  |  |  | -- | -- | 1335.713 | 0.0026567 | 1050.0601 | 0.046886 | 1237.6576 | 0 | 1236.7567 | 0 | 1236.7495 | 0.023
|  |  |  | -- | -- | 1335.8003 | 0.002671 | 1050.0735 | 0.046942 | 1237.7327 | 0 | 1236.8317 | 0 | 1236.8245 | 0.02286
|  |  |  | -- | -- | 1335.8877 | 0.002685 | 1050.087 | 0.046997 | 1237.8077 | 0 | 1236.9066 | 0 | 1236.8994 | 0.02273
|  |  |  | -- | -- | 1335.9751 | 0.0026988 | 1050.1006 | 0.047052 | 1237.8828 | 0 | 1236.9816 | 0 | 1236.9744 | 0.02262
|  |  |  | -- | -- | 1336.0626 | 0.0027123 | 1050.114 | 0.047106 | 1237.9579 | 0 | 1237.0565 | 0 | 1237.0493 | 0.02255
|  |  |  | -- | -- | 1336.15 | 0.0027254 | 1050.1276 | 0.04716 | 1238.033 | 0 | 1237.1315 | 0 | 1237.1243 | 0.02254
|  |  |  | -- | -- | 1336.2374 | 0.0027383 | 1050.141 | 0.047212 | 1238.108 | 0 | 1237.2064 | 0 | 1237.1993 | 0.02259
|  |  |  | -- | -- | 1336.3249 | 0.002751 | 1050.1545 | 0.047263 | 1238.1831 | 0 | 1237.2815 | 0 | 1237.2743 | 0.0227
|  |  |  | -- | -- | 1336.4124 | 0.0027633 | 1050.1681 | 0.047314 | 1238.2583 | 0 | 1237.3564 | 0 | 1237.3492 | 0.02282
|  |  |  | -- | -- | 1336.4999 | 0.0027753 | 1050.1815 | 0.047364 | 1238.3334 | 0 | 1237.4314 | 0 | 1237.4243 | 0.02295
|  |  |  | -- | -- | 1336.5874 | 0.0027871 | 1050.1951 | 0.047412 | 1238.4086 | 0 | 1237.5065 | 0 | 1237.4993 | 0.02304
|  |  |  | -- | -- | 1336.6748 | 0.0027985 | 1050.2086 | 0.04746 | 1238.4836 | 0 | 1237.5815 | 0 | 1237.5743 | 0.02307
|  |  |  | -- | -- | 1336.7623 | 0.0028096 | 1050.222 | 0.047506 | 1238.5588 | 0 | 1237.6565 | 0 | 1237.6494 | 0.02303
|  |  |  | -- | -- | 1336.8499 | 0.0028205 | 1050.2356 | 0.047551 | 1238.6339 | 0 | 1237.7316 | 0 | 1237.7245 | 0.02291
|  |  |  | -- | -- | 1336.9374 | 0.002831 | 1050.2491 | 0.047595 | 1238.7091 | 0 | 1237.8066 | 0 | 1237.7994 | 0.02272
|  |  |  | -- | -- | 1337.025 | 0.0028412 | 1050.2626 | 0.047638 | 1238.7843 | 0 | 1237.8817 | 0 | 1237.8745 | 0.02251
|  |  |  | -- | -- | 1337.1126 | 0.0028511 | 1050.2761 | 0.047679 | 1238.8595 | 0 | 1237.9568 | 0 | 1237.9496 | 0.02229
|  |  |  | -- | -- | 1337.2001 | 0.0028607 | 1050.2897 | 0.047719 | 1238.9347 | 0 | 1238.0319 | 0 | 1238.0247 | 0.0221
|  |  |  | -- | -- | 1337.2877 | 0.00287 | 1050.3031 | 0.047757 | 1239.0099 | 0 | 1238.1069 | 0 | 1238.0997 | 0.02196
|  |  |  | -- | -- | 1337.3752 | 0.0028789 | 1050.3166 | 0.047794 | 1239.0851 | 0 | 1238.182 | 0 | 1238.1749 | 0.02188
|  |  |  | -- | -- | 1337.4629 | 0.0028876 | 1050.3302 | 0.04783 | 1239.1603 | 0 | 1238.2572 | 0 | 1238.25 | 0.02187
|  |  |  | -- | -- | 1337.5505 | 0.0028959 | 1050.3436 | 0.047864 | 1239.2355 | 0 | 1238.3323 | 0 | 1238.3251 | 0.0219
|  |  |  | -- | -- | 1337.6382 | 0.0029039 | 1050.3572 | 0.047896 | 1239.3108 | 0 | 1238.4073 | 0 | 1238.4003 | 0.02195
|  |  |  | -- | -- | 1337.7257 | 0.0029115 | 1050.3707 | 0.047927 | 1239.386 | 0 | 1238.4825 | 0 | 1238.4753 | 0.02202
|  |  |  | -- | -- | 1337.8133 | 0.0029188 | 1050.3843 | 0.047955 | 1239.4613 | 0 | 1238.5577 | 0 | 1238.5505 | 0.02208
|  |  |  | -- | -- | 1337.9011 | 0.0029258 | 1050.3977 | 0.047982 | 1239.5365 | 0 | 1238.6328 | 0 | 1238.6257 | 0.02215
|  |  |  | -- | -- | 1337.9888 | 0.0029325 | 1050.4113 | 0.048008 | 1239.6118 | 0 | 1238.708 | 0 | 1238.7008 | 0.02221
|  |  |  | -- | -- | 1338.0764 | 0.0029388 | 1050.4248 | 0.048031 | 1239.6871 | 0 | 1238.7832 | 0 | 1238.776 | 0.02227
|  |  |  | -- | -- | 1338.1642 | 0.0029448 | 1050.4382 | 0.048052 | 1239.7623 | 0 | 1238.8584 | 0 | 1238.8512 | 0.02234
|  |  |  | -- | -- | 1338.2518 | 0.0029504 | 1050.4518 | 0.048072 | 1239.8376 | 0 | 1238.9336 | 0 | 1238.9264 | 0.02239
|  |  |  | -- | -- | 1338.3396 | 0.0029558 | 1050.4653 | 0.048089 | 1239.913 | 0 | 1239.0088 | 0 | 1239.0016 | 0.02244
|  |  |  | -- | -- | 1338.4272 | 0.0029607 | 1050.4788 | 0.048104 | 1239.9883 | 0 | 1239.084 | 0 | 1239.0768 | 0.02247
|  |  |  | -- | -- | 1338.515 | 0.0029654 | 1050.4923 | 0.048117 | 1240.0636 | 0 | 1239.1592 | 0 | 1239.152 | 0.02249
|  |  |  | -- | -- | 1338.6028 | 0.0029697 | 1050.5059 | 0.048128 | 1240.139 | 0 | 1239.2344 | 0 | 1239.2273 | 0.02251
|  |  |  | -- | -- | 1338.6906 | 0.0029737 | 1050.5194 | 0.048137 | 1240.2144 | 0 | 1239.3097 | 0 | 1239.3025 | 0.02254
|  |  |  | -- | -- | 1338.7783 | 0.0029773 | 1050.5328 | 0.048143 | 1240.2897 | 0 | 1239.3849 | 0 | 1239.3777 | 0.0226
|  |  |  | -- | -- | 1338.8661 | 0.0029806 | 1050.5464 | 0.048148 | 1240.365 | 0 | 1239.4602 | 0 | 1239.453 | 0.02272
|  |  |  | -- | -- | 1338.954 | 0.0029835 | 1050.5599 | 0.04815 | 1240.4404 | 0 | 1239.5354 | 0 | 1239.5282 | 0.0229
|  |  |  | -- | -- | 1339.0418 | 0.0029861 | 1050.5735 | 0.048149 | 1240.5159 | 0 | 1239.6107 | 0 | 1239.6035 | 0.02312
|  |  |  | -- | -- | 1339.1295 | 0.0029884 | 1050.5869 | 0.048146 | 1240.5912 | 0 | 1239.686 | 0 | 1239.6788 | 0.02336
|  |  |  | -- | -- | 1339.2174 | 0.0029904 | 1050.6005 | 0.048141 | 1240.6666 | 0 | 1239.7612 | 0 | 1239.7541 | 0.02358
|  |  |  | -- | -- | 1339.3052 | 0.0029919 | 1050.614 | 0.048133 | 1240.7421 | 0 | 1239.8365 | 0 | 1239.8293 | 0.02374
|  |  |  | -- | -- | 1339.3931 | 0.0029932 | 1050.6274 | 0.048123 | 1240.8174 | 0 | 1239.9119 | 0 | 1239.9047 | 0.02381
|  |  |  | -- | -- | 1339.481 | 0.0029942 | 1050.641 | 0.048111 | 1240.8928 | 0 | 1239.9872 | 0 | 1239.98 | 0.02374
|  |  |  | -- | -- | 1339.5689 | 0.0029948 | 1050.6545 | 0.048095 | 1240.9683 | 0 | 1240.0625 | 0 | 1240.0554 | 0.02355
|  |  |  | -- | -- | 1339.6567 | 0.002995 | 1050.6681 | 0.048078 | 1241.0437 | 0 | 1240.1378 | 0 | 1240.1307 | 0.02325
|  |  |  | -- | -- | 1339.7446 | 0.002995 | 1050.6816 | 0.048058 | 1241.1193 | 0 | 1240.2133 | 0 | 1240.2061 | 0.02288
|  |  |  | -- | -- | 1339.8325 | 0.0029946 | 1050.6951 | 0.048035 | 1241.1947 | 0 | 1240.2886 | 0 | 1240.2814 | 0.02249
|  |  |  | -- | -- | 1339.9205 | 0.0029939 | 1050.7086 | 0.04801 | 1241.2701 | 0 | 1240.3639 | 0 | 1240.3568 | 0.02215
|  |  |  | -- | -- | 1340.0084 | 0.0029928 | 1050.7222 | 0.047982 | 1241.3456 | 0 | 1240.4393 | 0 | 1240.4321 | 0.02191
|  |  |  | -- | -- | 1340.0963 | 0.0029914 | 1050.7357 | 0.047951 | 1241.4211 | 0 | 1240.5147 | 0 | 1240.5076 | 0.02181
|  |  |  | -- | -- | 1340.1843 | 0.0029897 | 1050.7491 | 0.047918 | 1241.4966 | 0 | 1240.5901 | 0 | 1240.5829 | 0.02184
|  |  |  | -- | -- | 1340.2723 | 0.0029877 | 1050.7627 | 0.047882 | 1241.5721 | 0 | 1240.6655 | 0 | 1240.6583 | 0.02201
|  |  |  | -- | -- | 1340.3603 | 0.0029854 | 1050.7762 | 0.047844 | 1241.6477 | 0 | 1240.7408 | 0 | 1240.7338 | 0.02227
|  |  |  | -- | -- | 1340.4482 | 0.0029827 | 1050.7898 | 0.047803 | 1241.7231 | 0 | 1240.8163 | 0 | 1240.8092 | 0.02256
|  |  |  | -- | -- | 1340.5363 | 0.0029797 | 1050.8032 | 0.04776 | 1241.7987 | 0 | 1240.8917 | 0 | 1240.8845 | 0.02283
|  |  |  | -- | -- | 1340.6243 | 0.0029765 | 1050.8168 | 0.047714 | 1241.8743 | 0 | 1240.9672 | 0 | 1240.96 | 0.02302
|  |  |  | -- | -- | 1340.7124 | 0.0029729 | 1050.8303 | 0.047665 | 1241.9498 | 0 | 1241.0426 | 0 | 1241.0355 | 0.02311
|  |  |  | -- | -- | 1340.8004 | 0.002969 | 1050.8439 | 0.047614 | 1242.0254 | 0 | 1241.118 | 0 | 1241.111 | 0.02307
|  |  |  | -- | -- | 1340.8884 | 0.0029648 | 1050.8574 | 0.047561 | 1242.101 | 0 | 1241.1936 | 0 | 1241.1864 | 0.0229
|  |  |  | -- | -- | 1340.9766 | 0.0029604 | 1050.8709 | 0.047504 | 1242.1765 | 0 | 1241.269 | 0 | 1241.2618 | 0.02264
|  |  |  | -- | -- | 1341.0646 | 0.0029556 | 1050.8844 | 0.047446 | 1242.2522 | 0 | 1241.3445 | 0 | 1241.3374 | 0.02231
|  |  |  | -- | -- | 1341.1527 | 0.0029506 | 1050.8979 | 0.047384 | 1242.3278 | 0 | 1241.42 | 0 | 1241.4128 | 0.02196
|  |  |  | -- | -- | 1341.2407 | 0.0029452 | 1050.9115 | 0.047321 | 1242.4034 | 0 | 1241.4955 | 0 | 1241.4884 | 0.02163
|  |  |  | -- | -- | 1341.3289 | 0.0029396 | 1050.925 | 0.047255 | 1242.479 | 0 | 1241.571 | 0 | 1241.5638 | 0.02137
|  |  |  | -- | -- | 1341.417 | 0.0029337 | 1050.9385 | 0.047186 | 1242.5547 | 0 | 1241.6466 | 0 | 1241.6394 | 0.02119
|  |  |  | -- | -- | 1341.5051 | 0.0029276 | 1050.952 | 0.047115 | 1242.6302 | 0 | 1241.7221 | 0 | 1241.715 | 0.02111
|  |  |  | -- | -- | 1341.5933 | 0.0029211 | 1050.9656 | 0.047041 | 1242.7059 | 0 | 1241.7976 | 0 | 1241.7904 | 0.02113
|  |  |  | -- | -- | 1341.6814 | 0.0029145 | 1050.9791 | 0.046966 | 1242.7816 | 0 | 1241.8732 | 0 | 1241.866 | 0.02124
|  |  |  | -- | -- | 1341.7696 | 0.0029076 | 1050.9927 | 0.046887 | 1242.8573 | 0 | 1241.9487 | 0 | 1241.9415 | 0.02143
|  |  |  | -- | -- | 1341.8578 | 0.0029004 | 1051.0062 | 0.046807 | 1242.933 | 0 | 1242.0243 | 0 | 1242.0171 | 0.02167
|  |  |  | -- | -- | 1341.946 | 0.002893 | 1051.0197 | 0.046724 | 1243.0087 | 0 | 1242.0999 | 0 | 1242.0927 | 0.02192
|  |  |  | -- | -- | 1342.0342 | 0.0028853 | 1051.0332 | 0.046639 | 1243.0844 | 0 | 1242.1754 | 0 | 1242.1683 | 0.02215
|  |  |  | -- | -- | 1342.1224 | 0.0028775 | 1051.0468 | 0.046552 | 1243.16 | 0 | 1242.2511 | 0 | 1242.2439 | 0.02234
|  |  |  | -- | -- | 1342.2107 | 0.0028694 | 1051.0603 | 0.046462 | 1243.2357 | 0 | 1242.3267 | 0 | 1242.3195 | 0.02247
|  |  |  | -- | -- | 1342.2988 | 0.0028611 | 1051.0739 | 0.046371 | 1243.3115 | 0 | 1242.4022 | 0 | 1242.3951 | 0.02255
|  |  |  | -- | -- | 1342.3871 | 0.0028526 | 1051.0874 | 0.046277 | 1243.3872 | 0 | 1242.4779 | 0 | 1242.4707 | 0.02257
|  |  |  | -- | -- | 1342.4753 | 0.0028439 | 1051.1008 | 0.046182 | 1243.4629 | 0 | 1242.5535 | 0 | 1242.5464 | 0.02255
|  |  |  | -- | -- | 1342.5637 | 0.002835 | 1051.1144 | 0.046084 | 1243.5387 | 0 | 1242.6291 | 0 | 1242.6219 | 0.02252
|  |  |  | -- | -- | 1342.652 | 0.002826 | 1051.1279 | 0.045984 | 1243.6145 | 0 | 1242.7048 | 0 | 1242.6976 | 0.02248
|  |  |  | -- | -- | 1342.7402 | 0.0028167 | 1051.1415 | 0.045882 | 1243.6902 | 0 | 1242.7805 | 0 | 1242.7733 | 0.02243
|  |  |  | -- | -- | 1342.8286 | 0.0028073 | 1051.155 | 0.045779 | 1243.766 | 0 | 1242.8562 | 0 | 1242.849 | 0.02238
|  |  |  | -- | -- | 1342.9169 | 0.0027978 | 1051.1686 | 0.045673 | 1243.8418 | 0 | 1242.9318 | 0 | 1242.9247 | 0.02233
|  |  |  | -- | -- | 1343.0052 | 0.0027881 | 1051.182 | 0.045566 | 1243.9176 | 0 | 1243.0075 | 0 | 1243.0004 | 0.02229
|  |  |  | -- | -- | 1343.0935 | 0.0027783 | 1051.1956 | 0.045457 | 1243.9934 | 0 | 1243.0832 | 0 | 1243.076 | 0.02227
|  |  |  | -- | -- | 1343.1819 | 0.0027683 | 1051.2091 | 0.045346 | 1244.0692 | 0 | 1243.1589 | 0 | 1243.1517 | 0.02228
|  |  |  | -- | -- | 1343.2703 | 0.0027583 | 1051.2227 | 0.045233 | 1244.145 | 0 | 1243.2346 | 0 | 1243.2274 | 0.02233
|  |  |  | -- | -- | 1343.3586 | 0.0027481 | 1051.2362 | 0.045119 | 1244.2208 | 0 | 1243.3103 | 0 | 1243.3032 | 0.02242
|  |  |  | -- | -- | 1343.447 | 0.0027378 | 1051.2498 | 0.045003 | 1244.2967 | 0 | 1243.3861 | 0 | 1243.3789 | 0.02254
|  |  |  | -- | -- | 1343.5354 | 0.0027275 | 1051.2633 | 0.044886 | 1244.3726 | 0 | 1243.4618 | 0 | 1243.4546 | 0.02269
|  |  |  | -- | -- | 1343.6239 | 0.0027171 | 1051.2769 | 0.044768 | 1244.4485 | 0 | 1243.5376 | 0 | 1243.5304 | 0.02284
|  |  |  | -- | -- | 1343.7123 | 0.0027066 | 1051.2903 | 0.044648 | 1244.5243 | 0 | 1243.6133 | 0 | 1243.6062 | 0.02297
|  |  |  | -- | -- | 1343.8008 | 0.0026961 | 1051.3038 | 0.044526 | 1244.6002 | 0 | 1243.6891 | 0 | 1243.6819 | 0.02308
|  |  |  | -- | -- | 1343.8892 | 0.0026855 | 1051.3174 | 0.044403 | 1244.676 | 0 | 1243.7649 | 0 | 1243.7577 | 0.02317
|  |  |  | -- | -- | 1343.9777 | 0.0026749 | 1051.3309 | 0.04428 | 1244.752 | 0 | 1243.8407 | 0 | 1243.8335 | 0.02322
|  |  |  | -- | -- | 1344.0662 | 0.0026643 | 1051.3445 | 0.044154 | 1244.8279 | 0 | 1243.9165 | 0 | 1243.9093 | 0.02326
|  |  |  | -- | -- | 1344.1545 | 0.0026536 | 1051.358 | 0.044028 | 1244.9038 | 0 | 1243.9923 | 0 | 1243.9851 | 0.02329
|  |  |  | -- | -- | 1344.243 | 0.002643 | 1051.3716 | 0.043901 | 1244.9797 | 0 | 1244.0681 | 0 | 1244.0609 | 0.02332
|  |  |  | -- | -- | 1344.3315 | 0.0026324 | 1051.3851 | 0.043773 | 1245.0557 | 0 | 1244.1439 | 0 | 1244.1367 | 0.02334
|  |  |  | -- | -- | 1344.4202 | 0.0026219 | 1051.3987 | 0.043644 | 1245.1316 | 0 | 1244.2197 | 0 | 1244.2125 | 0.02337
|  |  |  | -- | -- | 1344.5087 | 0.0026114 | 1051.4122 | 0.043514 | 1245.2075 | 0 | 1244.2957 | 0 | 1244.2885 | 0.02339
|  |  |  | -- | -- | 1344.5972 | 0.0026009 | 1051.4257 | 0.043384 | 1245.2836 | 0 | 1244.3715 | 0 | 1244.3643 | 0.0234
|  |  |  | -- | -- | 1344.6858 | 0.0025905 | 1051.4392 | 0.043253 | 1245.3595 | 0 | 1244.4473 | 0 | 1244.4402 | 0.02339
|  |  |  | -- | -- | 1344.7743 | 0.0025801 | 1051.4528 | 0.043121 | 1245.4355 | 0 | 1244.5232 | 0 | 1244.516 | 0.02334
|  |  |  | -- | -- | 1344.8629 | 0.0025699 | 1051.4663 | 0.042989 | 1245.5115 | 0 | 1244.5991 | 0 | 1244.5919 | 0.02326
|  |  |  | -- | -- | 1344.9514 | 0.0025597 | 1051.4799 | 0.042856 | 1245.5875 | 0 | 1244.6749 | 0 | 1244.6677 | 0.02313
|  |  |  | -- | -- | 1345.04 | 0.0025497 | 1051.4934 | 0.042723 | 1245.6635 | 0 | 1244.7508 | 0 | 1244.7436 | 0.02298
|  |  |  | -- | -- | 1345.1287 | 0.0025398 | 1051.507 | 0.04259 | 1245.7395 | 0 | 1244.8268 | 0 | 1244.8196 | 0.02281
|  |  |  | -- | -- | 1345.2173 | 0.0025301 | 1051.5205 | 0.042457 | 1245.8156 | 0 | 1244.9027 | 0 | 1244.8955 | 0.02264
|  |  |  | -- | -- | 1345.3059 | 0.0025204 | 1051.5341 | 0.042324 | 1245.8916 | 0 | 1244.9786 | 0 | 1244.9714 | 0.02251
|  |  |  | -- | -- | 1345.3945 | 0.002511 | 1051.5476 | 0.042191 | 1245.9677 | 0 | 1245.0546 | 0 | 1245.0474 | 0.02244
|  |  |  | -- | -- | 1345.4833 | 0.0025017 | 1051.5612 | 0.042058 | 1246.0437 | 0 | 1245.1305 | 0 | 1245.1233 | 0.02244
|  |  |  | -- | -- | 1345.5719 | 0.0024926 | 1051.5747 | 0.041925 | 1246.1198 | 0 | 1245.2064 | 0 | 1245.1992 | 0.02251
|  |  |  | -- | -- | 1345.6606 | 0.0024837 | 1051.5883 | 0.041792 | 1246.1958 | 0 | 1245.2823 | 0 | 1245.2753 | 0.02264
|  |  |  | -- | -- | 1345.7493 | 0.002475 | 1051.6018 | 0.04166 | 1246.2719 | 0 | 1245.3584 | 0 | 1245.3512 | 0.0228
|  |  |  | -- | -- | 1345.838 | 0.0024666 | 1051.6154 | 0.041529 | 1246.348 | 0 | 1245.4343 | 0 | 1245.4271 | 0.02295
|  |  |  | -- | -- | 1345.9268 | 0.0024583 | 1051.6289 | 0.041398 | 1246.4241 | 0 | 1245.5104 | 0 | 1245.5032 | 0.02305
|  |  |  | -- | -- | 1346.0155 | 0.0024503 | 1051.6423 | 0.041268 | 1246.5002 | 0 | 1245.5863 | 0 | 1245.5792 | 0.02308
|  |  |  | -- | -- | 1346.1043 | 0.0024426 | 1051.6559 | 0.041138 | 1246.5763 | 0 | 1245.6624 | 0 | 1245.6552 | 0.02301
|  |  |  | -- | -- | 1346.193 | 0.0024351 | 1051.6694 | 0.04101 | 1246.6525 | 0 | 1245.7384 | 0 | 1245.7312 | 0.02287
|  |  |  | -- | -- | 1346.2817 | 0.0024279 | 1051.683 | 0.040882 | 1246.7286 | 0 | 1245.8145 | 0 | 1245.8073 | 0.02266
|  |  |  | -- | -- | 1346.3705 | 0.002421 | 1051.6965 | 0.040756 | 1246.8048 | 0 | 1245.8905 | 0 | 1245.8833 | 0.02241
|  |  |  | -- | -- | 1346.4592 | 0.0024143 | 1051.7101 | 0.040631 | 1246.881 | 0 | 1245.9666 | 0 | 1245.9594 | 0.02216
|  |  |  | -- | -- | 1346.5481 | 0.002408 | 1051.7236 | 0.040507 | 1246.9571 | 0 | 1246.0426 | 0 | 1246.0354 | 0.02191
|  |  |  | -- | -- | 1346.6368 | 0.0024019 | 1051.7372 | 0.040385 | 1247.0333 | 0 | 1246.1186 | 0 | 1246.1115 | 0.0217
|  |  |  | -- | -- | 1346.7257 | 0.0023962 | 1051.7507 | 0.040264 | 1247.1095 | 0 | 1246.1947 | 0 | 1246.1875 | 0.02152
|  |  |  | -- | -- | 1346.8146 | 0.0023909 | 1051.7643 | 0.040145 | 1247.1857 | 0 | 1246.2707 | 0 | 1246.2635 | 0.02138
|  |  |  | -- | -- | 1346.9033 | 0.0023858 | 1051.7778 | 0.040028 | 1247.2618 | 0 | 1246.3469 | 0 | 1246.3397 | 0.02128
|  |  |  | -- | -- | 1346.9922 | 0.0023811 | 1051.7914 | 0.039912 | 1247.3381 | 0 | 1246.423 | 0 | 1246.4158 | 0.02122
|  |  |  | -- | -- | 1347.0811 | 0.0023767 | 1051.8049 | 0.039798 | 1247.4143 | 0 | 1246.4992 | 0 | 1246.4919 | 0.02121
|  |  |  | -- | -- | 1347.17 | 0.0023728 | 1051.8185 | 0.039687 | 1247.4905 | 0 | 1246.5752 | 0 | 1246.568 | 0.02124
|  |  |  | -- | -- | 1347.2589 | 0.0023691 | 1051.832 | 0.039577 | 1247.5668 | 0 | 1246.6514 | 0 | 1246.6442 | 0.02134
|  |  |  | -- | -- | 1347.3478 | 0.0023659 | 1051.8456 | 0.03947 | 1247.6431 | 0 | 1246.7275 | 0 | 1246.7203 | 0.02151
|  |  |  | -- | -- | 1347.4367 | 0.002363 | 1051.8591 | 0.039364 | 1247.7192 | 0 | 1246.8036 | 0 | 1246.7965 | 0.02175
|  |  |  | -- | -- | 1347.5256 | 0.0023605 | 1051.8727 | 0.039261 | 1247.7955 | 0 | 1246.8798 | 0 | 1246.8726 | 0.02205
|  |  |  | -- | -- | 1347.6146 | 0.0023584 | 1051.8862 | 0.039161 | 1247.8718 | 0 | 1246.9559 | 0 | 1246.9487 | 0.02241
|  |  |  | -- | -- | 1347.7035 | 0.0023566 | 1051.8998 | 0.039063 | 1247.9481 | 0 | 1247.0321 | 0 | 1247.0249 | 0.02278
|  |  |  | -- | -- | 1347.7925 | 0.0023553 | 1051.9133 | 0.038967 | 1248.0244 | 0 | 1247.1083 | 0 | 1247.1012 | 0.02312
|  |  |  | -- | -- | 1347.8815 | 0.0023544 | 1051.9269 | 0.038874 | 1248.1007 | 0 | 1247.1846 | 0 | 1247.1774 | 0.0234
|  |  |  | -- | -- | 1347.9705 | 0.0023539 | 1051.9404 | 0.038784 | 1248.177 | 0 | 1247.2607 | 0 | 1247.2535 | 0.02358
|  |  |  | -- | -- | 1348.0594 | 0.0023537 | 1051.954 | 0.038697 | 1248.2534 | 0 | 1247.3369 | 0 | 1247.3297 | 0.02364
|  |  |  | -- | -- | 1348.1484 | 0.002354 | 1051.9675 | 0.038612 | 1248.3297 | 0 | 1247.4132 | 0 | 1247.406 | 0.02359
|  |  |  | -- | -- | 1348.2374 | 0.0023547 | 1051.9811 | 0.03853 | 1248.4061 | 0 | 1247.4894 | 0 | 1247.4822 | 0.02345
|  |  |  | -- | -- | 1348.3265 | 0.0023558 | 1051.9946 | 0.038451 | 1248.4824 | 0 | 1247.5657 | 0 | 1247.5585 | 0.02326
|  |  |  | -- | -- | 1348.4155 | 0.0023573 | 1052.0082 | 0.038375 | 1248.5588 | 0 | 1247.642 | 0 | 1247.6348 | 0.02306
|  |  |  | -- | -- | 1348.5046 | 0.0023593 | 1052.0219 | 0.038302 | 1248.6351 | 0 | 1247.7181 | 0 | 1247.7109 | 0.02287
|  |  |  | -- | -- | 1348.5936 | 0.0023616 | 1052.0354 | 0.038232 | 1248.7115 | 0 | 1247.7944 | 0 | 1247.7872 | 0.02273
|  |  |  | -- | -- | 1348.6827 | 0.0023643 | 1052.049 | 0.038164 | 1248.788 | 0 | 1247.8707 | 0 | 1247.8635 | 0.02261
|  |  |  | -- | -- | 1348.7719 | 0.0023675 | 1052.0625 | 0.0381 | 1248.8644 | 0 | 1247.947 | 0 | 1247.9398 | 0.0225
|  |  |  | -- | -- | 1348.861 | 0.002371 | 1052.0761 | 0.038039 | 1248.9408 | 0 | 1248.0233 | 0 | 1248.0161 | 0.0224
|  |  |  | -- | -- | 1348.9501 | 0.002375 | 1052.0896 | 0.037981 | 1249.0172 | 0 | 1248.0996 | 0 | 1248.0924 | 0.02229
|  |  |  | -- | -- | 1349.0392 | 0.0023794 | 1052.1031 | 0.037926 | 1249.0936 | 0 | 1248.1759 | 0 | 1248.1687 | 0.02218
|  |  |  | -- | -- | 1349.1283 | 0.0023841 | 1052.1167 | 0.037874 | 1249.17 | 0 | 1248.2523 | 0 | 1248.2451 | 0.02207
|  |  |  | -- | -- | 1349.2175 | 0.0023893 | 1052.1302 | 0.037824 | 1249.2465 | 0 | 1248.3286 | 0 | 1248.3214 | 0.02198
|  |  |  | -- | -- | 1349.3066 | 0.0023948 | 1052.1438 | 0.037778 | 1249.323 | 0 | 1248.4049 | 0 | 1248.3977 | 0.02193
|  |  |  | -- | -- | 1349.3959 | 0.0024008 | 1052.1573 | 0.037735 | 1249.3994 | 0 | 1248.4813 | 0 | 1248.4741 | 0.02193
|  |  |  | -- | -- |  |  | 1052.1709 | 0.037695 | 1249.4758 | 0 | 1248.5576 | 0 | 1248.5504 | 0.02196
|  |  |  | -- | -- |  |  | 1052.1844 | 0.037658 | 1249.5524 | 0 | 1248.634 | 0 | 1248.6268 | 0.02203
|  |  |  | -- | -- |  |  | 1052.198 | 0.037624 | 1249.6289 | 0 | 1248.7105 | 0 | 1248.7033 | 0.02211
|  |  |  | -- | -- |  |  | 1052.2115 | 0.037593 | 1249.7053 | 0 | 1248.7869 | 0 | 1248.7797 | 0.02219
|  |  |  | -- | -- |  |  | 1052.2251 | 0.037564 | 1249.7819 | 0 | 1248.8632 | 0 | 1248.856 | 0.02225
|  |  |  | -- | -- |  |  | 1052.2388 | 0.037539 | 1249.8584 | 0 | 1248.9396 | 0 | 1248.9324 | 0.02229
|  |  |  | -- | -- |  |  | 1052.2523 | 0.037516 | 1249.9349 | 0 | 1249.016 | 0 | 1249.0088 | 0.02231
|  |  |  | -- | -- |  |  | 1052.2659 | 0.037496 | 1250.0115 | 0 | 1249.0925 | 0 | 1249.0853 | 0.02233
|  |  |  | -- | -- |  |  | 1052.2794 | 0.037478 | 1250.088 | 0 | 1249.1689 | 0 | 1249.1617 | 0.02234
|  |  |  | -- | -- |  |  | 1052.293 | 0.037463 | 1250.1645 | 0 | 1249.2454 | 0 | 1249.2382 | 0.02237
|  |  |  | -- | -- |  |  | 1052.3065 | 0.037451 | 1250.2412 | 0 | 1249.3218 | 0 | 1249.3146 | 0.02239
|  |  |  | -- | -- |  |  | 1052.3201 | 0.037441 | 1250.3177 | 0 | 1249.3983 | 0 | 1249.3911 | 0.02241
|  |  |  | -- | -- |  |  | 1052.3336 | 0.037433 | 1250.3943 | 0 | 1249.4747 | 0 | 1249.4675 | 0.02241
|  |  |  | -- | -- |  |  | 1052.3472 | 0.037428 | 1250.4709 | 0 | 1249.5513 | 0 | 1249.5441 | 0.02238
|  |  |  | -- | -- |  |  | 1052.3607 | 0.037425 | 1250.5476 | 0 | 1249.6278 | 0 | 1249.6206 | 0.02232
|  |  |  | -- | -- |  |  | 1052.3744 | 0.037424 | 1250.6242 | 0 | 1249.7042 | 0 | 1249.697 | 0.02223
|  |  |  | -- | -- |  |  | 1052.3879 | 0.037425 | 1250.7008 | 0 | 1249.7808 | 0 | 1249.7736 | 0.02213
|  |  |  | -- | -- |  |  | 1052.4015 | 0.037428 | 1250.7775 | 0 | 1249.8573 | 0 | 1249.8501 | 0.02204
|  |  |  | -- | -- |  |  | 1052.415 | 0.037433 | 1250.8541 | 0 | 1249.9338 | 0 | 1249.9266 | 0.02196
|  |  |  | -- | -- |  |  | 1052.4286 | 0.03744 | 1250.9308 | 0 | 1250.0104 | 0 | 1250.0032 | 0.0219
|  |  |  | -- | -- |  |  | 1052.4421 | 0.037449 | 1251.0075 | 0 | 1250.0869 | 0 | 1250.0797 | 0.02184
|  |  |  | -- | -- |  |  | 1052.4557 | 0.037459 | 1251.0841 | 0 | 1250.1635 | 0 | 1250.1562 | 0.02178
|  |  |  | -- | -- |  |  | 1052.4692 | 0.037471 | 1251.1608 | 0 | 1250.24 | 0 | 1250.2328 | 0.02168
|  |  |  | -- | -- |  |  | 1052.4829 | 0.037484 | 1251.2374 | 0 | 1250.3166 | 0 | 1250.3094 | 0.02156
|  |  |  | -- | -- |  |  | 1052.4965 | 0.037499 | 1251.3141 | 0 | 1250.3932 | 0 | 1250.386 | 0.0214
|  |  |  | -- | -- |  |  | 1052.51 | 0.037515 | 1251.3909 | 0 | 1250.4698 | 0 | 1250.4626 | 0.02122
|  |  |  | -- | -- |  |  | 1052.5236 | 0.037532 | 1251.4675 | 0 | 1250.5464 | 0 | 1250.5392 | 0.02105
|  |  |  | -- | -- |  |  | 1052.5371 | 0.037551 | 1251.5443 | 0 | 1250.623 | 0 | 1250.6158 | 0.02091
|  |  |  | -- | -- |  |  | 1052.5507 | 0.03757 | 1251.6211 | 0 | 1250.6997 | 0 | 1250.6925 | 0.02083
|  |  |  | -- | -- |  |  | 1052.5642 | 0.037591 | 1251.6978 | 0 | 1250.7762 | 0 | 1250.769 | 0.02081
|  |  |  | -- | -- |  |  | 1052.5779 | 0.037612 | 1251.7745 | 0 | 1250.8529 | 0 | 1250.8457 | 0.02085
|  |  |  | -- | -- |  |  | 1052.5914 | 0.037634 | 1251.8513 | 0 | 1250.9296 | 0 | 1250.9224 | 0.02094
|  |  |  | -- | -- |  |  | 1052.605 | 0.037657 | 1251.9281 | 0 | 1251.0062 | 0 | 1250.999 | 0.02104
|  |  |  | -- | -- |  |  | 1052.6185 | 0.037681 | 1252.0049 | 0 | 1251.0829 | 0 | 1251.0757 | 0.02111
|  |  |  | -- | -- |  |  | 1052.6321 | 0.037705 | 1252.0817 | 0 | 1251.1597 | 0 | 1251.1525 | 0.02115
|  |  |  | -- | -- |  |  | 1052.6456 | 0.037731 | 1252.1584 | 0 | 1251.2363 | 0 | 1251.2291 | 0.02112
|  |  |  | -- | -- |  |  | 1052.6593 | 0.037756 | 1252.2353 | 0 | 1251.313 | 0 | 1251.3058 | 0.02104
|  |  |  | -- | -- |  |  | 1052.6729 | 0.037782 | 1252.3121 | 0 | 1251.3898 | 0 | 1251.3826 | 0.02091
|  |  |  | -- | -- |  |  | 1052.6864 | 0.037809 | 1252.3889 | 0 | 1251.4664 | 0 | 1251.4592 | 0.02075
|  |  |  | -- | -- |  |  | 1052.7 | 0.037835 | 1252.4658 | 0 | 1251.5432 | 0 | 1251.536 | 0.02059
|  |  |  | -- | -- |  |  | 1052.7135 | 0.037863 | 1252.5426 | 0 | 1251.6199 | 0 | 1251.6127 | 0.02045
|  |  |  | -- | -- |  |  | 1052.7271 | 0.03789 | 1252.6195 | 0 | 1251.6967 | 0 | 1251.6895 | 0.02033
|  |  |  | -- | -- |  |  | 1052.7407 | 0.037918 | 1252.6964 | 0 | 1251.7734 | 0 | 1251.7662 | 0.02026
|  |  |  | -- | -- |  |  | 1052.7543 | 0.037946 | 1252.7733 | 0 | 1251.8502 | 0 | 1251.843 | 0.02021
|  |  |  | -- | -- |  |  | 1052.7678 | 0.037974 | 1252.8501 | 0 | 1251.927 | 0 | 1251.9198 | 0.02019
|  |  |  | -- | -- |  |  | 1052.7814 | 0.038003 | 1252.927 | 0 | 1252.0038 | 0 | 1251.9966 | 0.02019
|  |  |  | -- | -- |  |  | 1052.7949 | 0.038032 | 1253.0039 | 0 | 1252.0806 | 0 | 1252.0734 | 0.02021
|  |  |  | -- | -- |  |  | 1052.8086 | 0.038061 | 1253.0809 | 0 | 1252.1573 | 0 | 1252.1501 | 0.02025
|  |  |  | -- | -- |  |  | 1052.8221 | 0.03809 | 1253.1578 | 0 | 1252.2341 | 0 | 1252.2269 | 0.02032
|  |  |  | -- | -- |  |  | 1052.8357 | 0.038119 | 1253.2347 | 0 | 1252.311 | 0 | 1252.3038 | 0.02044
|  |  |  | -- | -- |  |  | 1052.8492 | 0.038149 | 1253.3117 | 0 | 1252.3878 | 0 | 1252.3806 | 0.02062
|  |  |  | -- | -- |  |  | 1052.8629 | 0.038178 | 1253.3887 | 0 | 1252.4647 | 0 | 1252.4575 | 0.02085
|  |  |  | -- | -- |  |  | 1052.8765 | 0.038208 | 1253.4656 | 0 | 1252.5415 | 0 | 1252.5343 | 0.02113
|  |  |  | -- | -- |  |  | 1052.89 | 0.038238 | 1253.5426 | 0 | 1252.6184 | 0 | 1252.6112 | 0.02145
|  |  |  | -- | -- |  |  | 1052.9036 | 0.038269 | 1253.6196 | 0 | 1252.6953 | 0 | 1252.688 | 0.02176
|  |  |  | -- | -- |  |  | 1052.9171 | 0.038299 | 1253.6965 | 0 | 1252.7721 | 0 | 1252.7649 | 0.02204
|  |  |  | -- | -- |  |  | 1052.9308 | 0.03833 | 1253.7736 | 0 | 1252.849 | 0 | 1252.8418 | 0.02227
|  |  |  | -- | -- |  |  | 1052.9443 | 0.038362 | 1253.8506 | 0 | 1252.9259 | 0 | 1252.9187 | 0.02243
|  |  |  | -- | -- |  |  | 1052.9579 | 0.038393 | 1253.9276 | 0 | 1253.0028 | 0 | 1252.9956 | 0.02251
|  |  |  | -- | -- |  |  | 1052.9714 | 0.038426 | 1254.0046 | 0 | 1253.0797 | 0 | 1253.0725 | 0.02252
|  |  |  | -- | -- |  |  | 1052.9851 | 0.038458 | 1254.0817 | 0 | 1253.1567 | 0 | 1253.1494 | 0.02248
|  |  |  | -- | -- |  |  | 1052.9987 | 0.038491 | 1254.1587 | 0 | 1253.2336 | 0 | 1253.2264 | 0.02242
|  |  |  | -- | -- |  |  | 1053.0122 | 0.038525 | 1254.2358 | 0 | 1253.3105 | 0 | 1253.3033 | 0.02237
|  |  |  | -- | -- |  |  | 1053.0258 | 0.038559 | 1254.3129 | 0 | 1253.3876 | 0 | 1253.3804 | 0.02235
|  |  |  | -- | -- |  |  | 1053.0394 | 0.038594 | 1254.3899 | 0 | 1253.4645 | 0 | 1253.4573 | 0.0224
|  |  |  | -- | -- |  |  | 1053.053 | 0.03863 | 1254.467 | 0 | 1253.5415 | 0 | 1253.5343 | 0.02253
|  |  |  | -- | -- |  |  | 1053.0665 | 0.038666 | 1254.5442 | 0 | 1253.6184 | 0 | 1253.6112 | 0.02272
|  |  |  | -- | -- |  |  | 1053.0801 | 0.038704 | 1254.6212 | 0 | 1253.6954 | 0 | 1253.6882 | 0.02296
|  |  |  | -- | -- |  |  | 1053.0938 | 0.038742 | 1254.6984 | 0 | 1253.7725 | 0 | 1253.7653 | 0.02321
|  |  |  | -- | -- |  |  | 1053.1073 | 0.038781 | 1254.7755 | 0 | 1253.8495 | 0 | 1253.8423 | 0.02346
|  |  |  | -- | -- |  |  | 1053.1209 | 0.038821 | 1254.8527 | 0 | 1253.9265 | 0 | 1253.9193 | 0.02368
|  |  |  | -- | -- |  |  | 1053.1344 | 0.038862 | 1254.9298 | 0 | 1254.0035 | 0 | 1253.9963 | 0.02385
|  |  |  | -- | -- |  |  | 1053.1481 | 0.038904 | 1255.007 | 0 | 1254.0806 | 0 | 1254.0734 | 0.02397
|  |  |  | -- | -- |  |  | 1053.1616 | 0.038947 | 1255.0841 | 0 | 1254.1576 | 0 | 1254.1504 | 0.02407
|  |  |  | -- | -- |  |  | 1053.1752 | 0.038991 | 1255.1613 | 0 | 1254.2346 | 0 | 1254.2274 | 0.02413
|  |  |  | -- | -- |  |  | 1053.1888 | 0.039037 | 1255.2384 | 0 | 1254.3118 | 0 | 1254.3046 | 0.02418
|  |  |  | -- | -- |  |  | 1053.2024 | 0.039084 | 1255.3157 | 0 | 1254.3888 | 0 | 1254.3816 | 0.02421
|  |  |  | -- | -- |  |  | 1053.2159 | 0.039132 | 1255.3928 | 0 | 1254.4659 | 0 | 1254.4587 | 0.02422
|  |  |  | -- | -- |  |  | 1053.2295 | 0.039181 | 1255.4701 | 0 | 1254.543 | 0 | 1254.5358 | 0.02421
|  |  |  | -- | -- |  |  | 1053.2432 | 0.039232 | 1255.5472 | 0 | 1254.6201 | 0 | 1254.6129 | 0.02418
|  |  |  | -- | -- |  |  | 1053.2567 | 0.039285 | 1255.6245 | 0 | 1254.6973 | 0 | 1254.6901 | 0.02414
|  |  |  | -- | -- |  |  | 1053.2703 | 0.039338 | 1255.7018 | 0 | 1254.7744 | 0 | 1254.7671 | 0.02409
|  |  |  | -- | -- |  |  | 1053.2839 | 0.039394 | 1255.7791 | 0 | 1254.8514 | 0 | 1254.8442 | 0.02406
|  |  |  | -- | -- |  |  | 1053.2975 | 0.03945 | 1255.8562 | 0 | 1254.9286 | 0 | 1254.9214 | 0.02407
|  |  |  | -- | -- |  |  | 1053.311 | 0.039508 | 1255.9335 | 0 | 1255.0057 | 0 | 1254.9985 | 0.02412
|  |  |  | -- | -- |  |  | 1053.3247 | 0.039568 | 1256.0109 | 0 | 1255.083 | 0 | 1255.0757 | 0.0242
|  |  |  | -- | -- |  |  | 1053.3383 | 0.039629 | 1256.0881 | 0 | 1255.1602 | 0 | 1255.1529 | 0.02431
|  |  |  | -- | -- |  |  | 1053.3518 | 0.039692 | 1256.1654 | 0 | 1255.2373 | 0 | 1255.2301 | 0.02441
|  |  |  | -- | -- |  |  | 1053.3655 | 0.039756 | 1256.2427 | 0 | 1255.3145 | 0 | 1255.3073 | 0.02449
|  |  |  | -- | -- |  |  | 1053.379 | 0.039821 | 1256.3201 | 0 | 1255.3917 | 0 | 1255.3845 | 0.02452
|  |  |  | -- | -- |  |  | 1053.3926 | 0.039888 | 1256.3973 | 0 | 1255.4689 | 0 | 1255.4617 | 0.02448
|  |  |  | -- | -- |  |  | 1053.4062 | 0.039957 | 1256.4747 | 0 | 1255.5461 | 0 | 1255.5389 | 0.02437
|  |  |  | -- | -- |  |  | 1053.4198 | 0.040026 | 1256.552 | 0 | 1255.6234 | 0 | 1255.6162 | 0.02418
|  |  |  | -- | -- |  |  | 1053.4334 | 0.040097 | 1256.6294 | 0 | 1255.7006 | 0 | 1255.6934 | 0.02394
|  |  |  | -- | -- |  |  | 1053.447 | 0.040169 | 1256.7068 | 0 | 1255.7778 | 0 | 1255.7706 | 0.02363
|  |  |  | -- | -- |  |  | 1053.4606 | 0.040243 | 1256.7841 | 0 | 1255.8551 | 0 | 1255.8479 | 0.02329
|  |  |  | -- | -- |  |  | 1053.4741 | 0.040317 | 1256.8615 | 0 | 1255.9324 | 0 | 1255.9252 | 0.02292
|  |  |  | -- | -- |  |  | 1053.4878 | 0.040393 | 1256.9388 | 0 | 1256.0096 | 0 | 1256.0024 | 0.02255
|  |  |  | -- | -- |  |  | 1053.5013 | 0.040469 | 1257.0162 | 0 | 1256.0869 | 0 | 1256.0797 | 0.02219
|  |  |  | -- | -- |  |  | 1053.5149 | 0.040547 | 1257.0938 | 0 | 1256.1643 | 0 | 1256.157 | 0.02185
|  |  |  | -- | -- |  |  | 1053.5286 | 0.040625 | 1257.1711 | 0 | 1256.2416 | 0 | 1256.2344 | 0.02155
|  |  |  | -- | -- |  |  | 1053.5421 | 0.040704 | 1257.2485 | 0 | 1256.3189 | 0 | 1256.3117 | 0.02129
|  |  |  | -- | -- |  |  | 1053.5557 | 0.040783 | 1257.326 | 0 | 1256.3962 | 0 | 1256.389 | 0.02109
|  |  |  | -- | -- |  |  | 1053.5693 | 0.040863 | 1257.4034 | 0 | 1256.4735 | 0 | 1256.4663 | 0.02093
|  |  |  | -- | -- |  |  | 1053.5829 | 0.040943 | 1257.481 | 0 | 1256.5509 | 0 | 1256.5437 | 0.02082
|  |  |  | -- | -- |  |  | 1053.5964 | 0.041024 | 1257.5584 | 0 | 1256.6283 | 0 | 1256.621 | 0.02074
|  |  |  | -- | -- |  |  | 1053.6101 | 0.041104 | 1257.6359 | 0 | 1256.7056 | 0 | 1256.6984 | 0.02067
|  |  |  | -- | -- |  |  | 1053.6237 | 0.041185 | 1257.7134 | 0 | 1256.783 | 0 | 1256.7758 | 0.0206
|  |  |  | -- | -- |  |  | 1053.6373 | 0.041265 | 1257.7909 | 0 | 1256.8603 | 0 | 1256.8531 | 0.02052
|  |  |  | -- | -- |  |  | 1053.6509 | 0.041344 | 1257.8684 | 0 | 1256.9377 | 0 | 1256.9305 | 0.02044
|  |  |  | -- | -- |  |  | 1053.6644 | 0.041424 | 1257.9459 | 0 | 1257.0151 | 0 | 1257.0079 | 0.02034
|  |  |  | -- | -- |  |  | 1053.6781 | 0.041502 | 1258.0234 | 0 | 1257.0925 | 0 | 1257.0853 | 0.02026
|  |  |  | -- | -- |  |  | 1053.6916 | 0.04158 | 1258.101 | 0 | 1257.17 | 0 | 1257.1627 | 0.02021
|  |  |  | -- | -- |  |  | 1053.7053 | 0.041656 | 1258.1785 | 0 | 1257.2474 | 0 | 1257.2402 | 0.02022
|  |  |  | -- | -- |  |  | 1053.7189 | 0.041732 | 1258.256 | 0 | 1257.3248 | 0 | 1257.3176 | 0.02029
|  |  |  | -- | -- |  |  | 1053.7324 | 0.041806 | 1258.3336 | 0 | 1257.4023 | 0 | 1257.3951 | 0.02044
|  |  |  | -- | -- |  |  | 1053.7461 | 0.041878 | 1258.4111 | 0 | 1257.4797 | 0 | 1257.4725 | 0.02067
|  |  |  | -- | -- |  |  | 1053.7596 | 0.041949 | 1258.4888 | 0 | 1257.5573 | 0 | 1257.5501 | 0.02094
|  |  |  | -- | -- |  |  | 1053.7733 | 0.042017 | 1258.5664 | 0 | 1257.6348 | 0 | 1257.6274 | 0.02124
|  |  |  | -- | -- |  |  | 1053.7869 | 0.042084 | 1258.6439 | 0 | 1257.7122 | 0 | 1257.705 | 0.02151
|  |  |  | -- | -- |  |  | 1053.8004 | 0.042148 | 1258.7216 | 0 | 1257.7897 | 0 | 1257.7825 | 0.02173
|  |  |  | -- | -- |  |  | 1053.8141 | 0.04221 | 1258.7992 | 0 | 1257.8672 | 0 | 1257.86 | 0.02187
|  |  |  | -- | -- |  |  | 1053.8276 | 0.042269 | 1258.8768 | 0 | 1257.9447 | 0 | 1257.9375 | 0.02188
|  |  |  | -- | -- |  |  | 1053.8413 | 0.042325 | 1258.9545 | 0 | 1258.0222 | 0 | 1258.015 | 0.02178
|  |  |  | -- | -- |  |  | 1053.8549 | 0.042378 | 1259.0321 | 0 | 1258.0999 | 0 | 1258.0925 | 0.02156
|  |  |  | -- | -- |  |  | 1053.8685 | 0.042428 | 1259.1097 | 0 | 1258.1774 | 0 | 1258.1702 | 0.02126
|  |  |  | -- | -- |  |  | 1053.8821 | 0.042475 | 1259.1875 | 0 | 1258.2549 | 0 | 1258.2477 | 0.0209
|  |  |  | -- | -- |  |  | 1053.8956 | 0.042518 | 1259.2651 | 0 | 1258.3325 | 0 | 1258.3252 | 0.02053
|  |  |  | -- | -- |  |  | 1053.9093 | 0.042557 | 1259.3428 | 0 | 1258.41 | 0 | 1258.4028 | 0.02019
|  |  |  | -- | -- |  |  | 1053.9229 | 0.042592 | 1259.4205 | 0 | 1258.4877 | 0 | 1258.4804 | 0.0199
|  |  |  | -- | -- |  |  | 1053.9365 | 0.042624 | 1259.4982 | 0 | 1258.5652 | 0 | 1258.558 | 0.0197
|  |  |  | -- | -- |  |  | 1053.9501 | 0.042651 | 1259.5759 | 0 | 1258.6428 | 0 | 1258.6356 | 0.01959
|  |  |  | -- | -- |  |  | 1053.9637 | 0.042673 | 1259.6537 | 0 | 1258.7205 | 0 | 1258.7131 | 0.01959
|  |  |  | -- | -- |  |  | 1053.9773 | 0.042692 | 1259.7314 | 0 | 1258.7981 | 0 | 1258.7908 | 0.01969
|  |  |  | -- | -- |  |  | 1053.991 | 0.042705 | 1259.8092 | 0 | 1258.8757 | 0 | 1258.8684 | 0.01987
|  |  |  | -- | -- |  |  | 1054.0045 | 0.042714 | 1259.887 | 0 | 1258.9534 | 0 | 1258.946 | 0.02013
|  |  |  | -- | -- |  |  | 1054.0181 | 0.042718 | 1259.9647 | 0 | 1259.031 | 0 | 1259.0237 | 0.02043
|  |  |  | -- | -- |  |  | 1054.0317 | 0.042717 | 1260.0425 | 0 | 1259.1086 | 0 | 1259.1014 | 0.02077
|  |  |  | -- | -- |  |  | 1054.0453 | 0.042711 | 1260.1202 | 0 | 1259.1863 | 0 | 1259.1791 | 0.02111
|  |  |  | -- | -- |  |  | 1054.059 | 0.0427 | 1260.198 | 0 | 1259.264 | 0 | 1259.2567 | 0.02146
|  |  |  | -- | -- |  |  | 1054.0725 | 0.042684 | 1260.2759 | 0 | 1259.3417 | 0 | 1259.3345 | 0.02181
|  |  |  | -- | -- |  |  | 1054.0862 | 0.042662 | 1260.3536 | 0 | 1259.4194 | 0 | 1259.4121 | 0.02216
|  |  |  | -- | -- |  |  | 1054.0997 | 0.042635 | 1260.4315 | 0 | 1259.4971 | 0 | 1259.4899 | 0.02253
|  |  |  | -- | -- |  |  | 1054.1134 | 0.042602 | 1260.5093 | 0 | 1259.5748 | 0 | 1259.5675 | 0.02293
|  |  |  | -- | -- |  |  | 1054.127 | 0.042565 | 1260.5872 | 0 | 1259.6526 | 0 | 1259.6453 | 0.02337
|  |  |  | -- | -- |  |  | 1054.1406 | 0.042521 | 1260.665 | 0 | 1259.7302 | 0 | 1259.723 | 0.02387
|  |  |  | -- | -- |  |  | 1054.1542 | 0.042472 | 1260.7428 | 0 | 1259.808 | 0 | 1259.8008 | 0.02442
|  |  |  | -- | -- |  |  | 1054.1678 | 0.042418 | 1260.8207 | 0 | 1259.8857 | 0 | 1259.8785 | 0.02501
|  |  |  | -- | -- |  |  | 1054.1814 | 0.042359 | 1260.8986 | 0 | 1259.9635 | 0 | 1259.9563 | 0.0256
|  |  |  | -- | -- |  |  | 1054.1951 | 0.042294 | 1260.9766 | 0 | 1260.0413 | 0 | 1260.0341 | 0.02616
|  |  |  | -- | -- |  |  | 1054.2086 | 0.042223 | 1261.0544 | 0 | 1260.1191 | 0 | 1260.1118 | 0.02665
|  |  |  | -- | -- |  |  | 1054.2223 | 0.042148 | 1261.1323 | 0 | 1260.1969 | 0 | 1260.1897 | 0.02703
|  |  |  | -- | -- |  |  | 1054.2358 | 0.042067 | 1261.2102 | 0 | 1260.2747 | 0 | 1260.2675 | 0.02727
|  |  |  | -- | -- |  |  | 1054.2495 | 0.041981 | 1261.2882 | 0 | 1260.3525 | 0 | 1260.3452 | 0.02736
|  |  |  | -- | -- |  |  | 1054.2631 | 0.041889 | 1261.3661 | 0 | 1260.4303 | 0 | 1260.4231 | 0.0273
|  |  |  | -- | -- |  |  | 1054.2767 | 0.041793 | 1261.4441 | 0 | 1260.5082 | 0 | 1260.501 | 0.02712
|  |  |  | -- | -- |  |  | 1054.2903 | 0.041692 | 1261.522 | 0 | 1260.5861 | 0 | 1260.5787 | 0.02682
|  |  |  | -- | -- |  |  | 1054.304 | 0.041587 | 1261.6 | 0 | 1260.6638 | 0 | 1260.6566 | 0.02643
|  |  |  | -- | -- |  |  | 1054.3175 | 0.041477 | 1261.678 | 0 | 1260.7417 | 0 | 1260.7345 | 0.02597
|  |  |  | -- | -- |  |  | 1054.3312 | 0.041362 | 1261.756 | 0 | 1260.8196 | 0 | 1260.8124 | 0.02547
|  |  |  | -- | -- |  |  | 1054.3447 | 0.041243 | 1261.834 | 0 | 1260.8975 | 0 | 1260.8903 | 0.02492
|  |  |  | -- | -- |  |  | 1054.3584 | 0.04112 | 1261.912 | 0 | 1260.9753 | 0 | 1260.9681 | 0.02437
|  |  |  | -- | -- |  |  | 1054.3719 | 0.040993 | 1261.99 | 0 | 1261.0532 | 0 | 1261.046 | 0.02383
|  |  |  | -- | -- |  |  | 1054.3856 | 0.040863 | 1262.068 | 0 | 1261.1312 | 0 | 1261.1239 | 0.02331
|  |  |  | -- | -- |  |  | 1054.3993 | 0.040729 | 1262.146 | 0 | 1261.2091 | 0 | 1261.2019 | 0.02284
|  |  |  | -- | -- |  |  | 1054.4128 | 0.040592 | 1262.2241 | 0 | 1261.287 | 0 | 1261.2798 | 0.02242
|  |  |  | -- | -- |  |  | 1054.4265 | 0.040451 | 1262.3021 | 0 | 1261.365 | 0 | 1261.3577 | 0.02205
|  |  |  | -- | -- |  |  | 1054.4401 | 0.040308 | 1262.3801 | 0 | 1261.4429 | 0 | 1261.4357 | 0.02173
|  |  |  | -- | -- |  |  | 1054.4537 | 0.040162 | 1262.4582 | 0 | 1261.5209 | 0 | 1261.5137 | 0.02145
|  |  |  | -- | -- |  |  | 1054.4673 | 0.040014 | 1262.5364 | 0 | 1261.5989 | 0 | 1261.5916 | 0.02119
|  |  |  | -- | -- |  |  | 1054.481 | 0.039864 | 1262.6144 | 0 | 1261.6768 | 0 | 1261.6696 | 0.02093
|  |  |  | -- | -- |  |  | 1054.4945 | 0.039712 | 1262.6925 | 0 | 1261.7548 | 0 | 1261.7476 | 0.02067
|  |  |  | -- | -- |  |  | 1054.5082 | 0.039559 | 1262.7706 | 0 | 1261.8328 | 0 | 1261.8256 | 0.02039
|  |  |  | -- | -- |  |  | 1054.5219 | 0.039404 | 1262.8488 | 0 | 1261.9108 | 0 | 1261.9036 | 0.02011
|  |  |  | -- | -- |  |  | 1054.5354 | 0.039249 | 1262.9269 | 0 | 1261.9888 | 0 | 1261.9816 | 0.01984
|  |  |  | -- | -- |  |  | 1054.5491 | 0.039092 | 1263.005 | 0 | 1262.0669 | 0 | 1262.0596 | 0.01959
|  |  |  | -- | -- |  |  | 1054.5626 | 0.038936 | 1263.0832 | 0 | 1262.1449 | 0 | 1262.1377 | 0.01939
|  |  |  | -- | -- |  |  | 1054.5763 | 0.038779 | 1263.1614 | 0 | 1262.2229 | 0 | 1262.2157 | 0.01925
|  |  |  | -- | -- |  |  | 1054.5898 | 0.038622 | 1263.2395 | 0 | 1262.301 | 0 | 1262.2937 | 0.01917
|  |  |  | -- | -- |  |  | 1054.6035 | 0.038465 | 1263.3177 | 0 | 1262.379 | 0 | 1262.3718 | 0.01914
|  |  |  | -- | -- |  |  | 1054.6172 | 0.03831 | 1263.3959 | 0 | 1262.4571 | 0 | 1262.4498 | 0.01916
|  |  |  | -- | -- |  |  | 1054.6307 | 0.038155 | 1263.4741 | 0 | 1262.5352 | 0 | 1262.5279 | 0.0192
|  |  |  | -- | -- |  |  | 1054.6444 | 0.038002 | 1263.5524 | 0 | 1262.6133 | 0 | 1262.6061 | 0.01923
|  |  |  | -- | -- |  |  | 1054.658 | 0.03785 | 1263.6305 | 0 | 1262.6914 | 0 | 1262.6842 | 0.01923
|  |  |  | -- | -- |  |  | 1054.6716 | 0.0377 | 1263.7087 | 0 | 1262.7695 | 0 | 1262.7622 | 0.01921
|  |  |  | -- | -- |  |  | 1054.6853 | 0.037552 | 1263.787 | 0 | 1262.8477 | 0 | 1262.8403 | 0.01915
|  |  |  | -- | -- |  |  | 1054.6989 | 0.037407 | 1263.8652 | 0 | 1262.9258 | 0 | 1262.9186 | 0.01909
|  |  |  | -- | -- |  |  | 1054.7125 | 0.037264 | 1263.9435 | 0 | 1263.0039 | 0 | 1262.9967 | 0.01903
|  |  |  | -- | -- |  |  | 1054.7261 | 0.037125 | 1264.0217 | 0 | 1263.082 | 0 | 1263.0748 | 0.01903
|  |  |  | -- | -- |  |  | 1054.7397 | 0.036988 | 1264.1001 | 0 | 1263.1603 | 0 | 1263.1529 | 0.01909
|  |  |  | -- | -- |  |  | 1054.7534 | 0.036855 | 1264.1783 | 0 | 1263.2384 | 0 | 1263.2312 | 0.01926
|  |  |  | -- | -- |  |  | 1054.767 | 0.036726 | 1264.2566 | 0 | 1263.3165 | 0 | 1263.3093 | 0.01955
|  |  |  | -- | -- |  |  | 1054.7806 | 0.0366 | 1264.335 | 0 | 1263.3948 | 0 | 1263.3874 | 0.01995
|  |  |  | -- | -- |  |  | 1054.7942 | 0.036479 | 1264.4132 | 0 | 1263.473 | 0 | 1263.4657 | 0.02046
|  |  |  | -- | -- |  |  | 1054.8079 | 0.036362 | 1264.4916 | 0 | 1263.5512 | 0 | 1263.5439 | 0.02104
|  |  |  | -- | -- |  |  | 1054.8215 | 0.036249 | 1264.57 | 0 | 1263.6294 | 0 | 1263.6222 | 0.02166
|  |  |  | -- | -- |  |  | 1054.8351 | 0.036142 | 1264.6483 | 0 | 1263.7076 | 0 | 1263.7003 | 0.02229
|  |  |  | -- | -- |  |  | 1054.8488 | 0.036039 | 1264.7266 | 0 | 1263.7859 | 0 | 1263.7786 | 0.02289
|  |  |  | -- | -- |  |  | 1054.8624 | 0.035942 | 1264.8049 | 0 | 1263.8641 | 0 | 1263.8568 | 0.02344
|  |  |  | -- | -- |  |  | 1054.876 | 0.03585 | 1264.8833 | 0 | 1263.9424 | 0 | 1263.9351 | 0.02394
|  |  |  | -- | -- |  |  | 1054.8896 | 0.035764 | 1264.9618 | 0 | 1264.0206 | 0 | 1264.0134 | 0.02438
|  |  |  | -- | -- |  |  | 1054.9033 | 0.035683 | 1265.0402 | 0 | 1264.0989 | 0 | 1264.0917 | 0.02475
|  |  |  | -- | -- |  |  | 1054.9169 | 0.035608 | 1265.1185 | 0 | 1264.1772 | 0 | 1264.1699 | 0.02504
|  |  |  | -- | -- |  |  | 1054.9305 | 0.035539 | 1265.1969 | 0 | 1264.2555 | 0 | 1264.2483 | 0.02523
|  |  |  | -- | -- |  |  | 1054.9442 | 0.035476 | 1265.2754 | 0 | 1264.3339 | 0 | 1264.3265 | 0.02532
|  |  |  | -- | -- |  |  | 1054.9578 | 0.035419 | 1265.3538 | 0 | 1264.4121 | 0 | 1264.4049 | 0.02529
|  |  |  | -- | -- |  |  | 1054.9714 | 0.035368 | 1265.4323 | 0 | 1264.4905 | 0 | 1264.4832 | 0.02513
|  |  |  | -- | -- |  |  | 1054.9851 | 0.035324 | 1265.5107 | 0 | 1264.5687 | 0 | 1264.5615 | 0.02487
|  |  |  | -- | -- |  |  | 1054.9987 | 0.035286 | 1265.5891 | 0 | 1264.6471 | 0 | 1264.6399 | 0.02451
|  |  |  | -- | -- |  |  | 1055.0123 | 0.035255 | 1265.6676 | 0 | 1264.7255 | 0 | 1264.7183 | 0.02411
|  |  |  | -- | -- |  |  | 1055.026 | 0.03523 | 1265.7461 | 0 | 1264.8038 | 0 | 1264.7966 | 0.02369
|  |  |  | -- | -- |  |  | 1055.0396 | 0.035212 | 1265.8246 | 0 | 1264.8822 | 0 | 1264.875 | 0.02328
|  |  |  | -- | -- |  |  | 1055.0532 | 0.0352 | 1265.9031 | 0.00984 | 1264.9606 | 0 | 1264.9534 | 0.02291
|  |  |  | -- | -- |  |  | 1055.0669 | 0.035195 | 1265.9816 | 0.01019 | 1265.0389 | 0 | 1265.0317 | 0.0226
|  |  |  | -- | -- |  |  | 1055.0804 | 0.035197 | 1266.0602 | 0.01091 | 1265.1174 | 0 | 1265.1101 | 0.02236
|  |  |  | -- | -- |  |  | 1055.0941 | 0.035205 | 1266.1387 | 0.01168 | 1265.1958 | 0 | 1265.1886 | 0.02218
|  |  |  | -- | -- |  |  | 1055.1078 | 0.03522 | 1266.2172 | 0.01109 | 1265.2743 | 0 | 1265.267 | 0.02207
|  |  |  | -- | -- |  |  | 1055.1213 | 0.035241 | 1266.2958 | 0.01132 | 1265.3527 | 0 | 1265.3455 | 0.02201
|  |  |  | -- | -- |  |  | 1055.135 | 0.035269 | 1266.3743 | 0.01126 | 1265.4311 | 0 | 1265.4238 | 0.022
|  |  |  | -- | -- |  |  | 1055.1487 | 0.035304 | 1266.4529 | 0.01055 | 1265.5095 | 0 | 1265.5023 | 0.02203
|  |  |  | -- | -- |  |  | 1055.1622 | 0.035344 | 1266.5315 | 0.01057 | 1265.588 | 0 | 1265.5808 | 0.0221
|  |  |  | -- | -- |  |  | 1055.1759 | 0.035391 | 1266.6101 | 0.0102 | 1265.6665 | 0 | 1265.6592 | 0.02219
|  |  |  | -- | -- |  |  | 1055.1896 | 0.035445 | 1266.6886 | 0.01049 | 1265.745 | 0 | 1265.7377 | 0.0223
|  |  |  | -- | -- |  |  | 1055.2032 | 0.035504 | 1266.7672 | 0.01132 | 1265.8235 | 0 | 1265.8162 | 0.02241
|  |  |  | -- | -- |  |  | 1055.2168 | 0.035569 | 1266.8458 | 0.01151 | 1265.902 | 0 | 1265.8946 | 0.02251
|  |  |  | -- | -- |  |  | 1055.2305 | 0.035641 | 1266.9246 | 0.01182 | 1265.9805 | 0 | 1265.9733 | 0.02256
|  |  |  | -- | -- |  |  | 1055.2441 | 0.035718 | 1267.0032 | 0.01157 | 1266.059 | 0 | 1266.0518 | 0.02253
|  |  |  | -- | -- |  |  | 1055.2577 | 0.035801 | 1267.0818 | 0.01133 | 1266.1376 | 0 | 1266.1302 | 0.02241
|  |  |  | -- | -- |  |  | 1055.2714 | 0.035889 | 1267.1604 | 0.01138 | 1266.2161 | 0 | 1266.2089 | 0.0222
|  |  |  | -- | -- |  |  | 1055.285 | 0.035983 | 1267.2391 | 0.0119 | 1266.2947 | 0 | 1266.2874 | 0.0219
|  |  |  | -- | -- |  |  | 1055.2987 | 0.036082 | 1267.3177 | 0.01172 | 1266.3732 | 0 | 1266.366 | 0.02156
|  |  |  | -- | -- |  |  | 1055.3123 | 0.036186 | 1267.3965 | 0.01132 | 1266.4518 | 0 | 1266.4445 | 0.02121
|  |  |  | -- | -- |  |  | 1055.3259 | 0.036296 | 1267.4752 | 0.01139 | 1266.5303 | 0 | 1266.5231 | 0.02091
|  |  |  | -- | -- |  |  | 1055.3396 | 0.03641 | 1267.5538 | 0.01091 | 1266.6089 | 0 | 1266.6017 | 0.02068
|  |  |  | -- | -- |  |  | 1055.3533 | 0.036528 | 1267.6326 | 0.01124 | 1266.6875 | 0 | 1266.6803 | 0.02054
|  |  |  | -- | -- |  |  | 1055.3668 | 0.036651 | 1267.7113 | 0.01121 | 1266.7661 | 0 | 1266.7589 | 0.02049
|  |  |  | -- | -- |  |  | 1055.3805 | 0.036779 | 1267.79 | 0.01109 | 1266.8447 | 0 | 1266.8375 | 0.02053
|  |  |  | -- | -- |  |  | 1055.3942 | 0.03691 | 1267.8688 | 0.01175 | 1266.9233 | 0 | 1266.9161 | 0.02064
|  |  |  | -- | -- |  |  | 1055.4078 | 0.037046 | 1267.9475 | 0.0116 | 1267.002 | 0 | 1266.9948 | 0.02081
|  |  |  | -- | -- |  |  | 1055.4214 | 0.037185 | 1268.0264 | 0.01136 | 1267.0807 | 0 | 1267.0734 | 0.02105
|  |  |  | -- | -- |  |  | 1055.4351 | 0.037328 | 1268.1051 | 0.01305 | 1267.1593 | 0 | 1267.152 | 0.02133
|  |  |  | -- | -- |  |  | 1055.4487 | 0.037474 | 1268.1838 | 0.01295 | 1267.2379 | 0 | 1267.2307 | 0.02167
|  |  |  | -- | -- |  |  | 1055.4624 | 0.037623 | 1268.2627 | 0.01306 | 1267.3166 | 0 | 1267.3093 | 0.02204
|  |  |  | -- | -- |  |  | 1055.476 | 0.037775 | 1268.3414 | 0.01222 | 1267.3954 | 0 | 1267.3881 | 0.02242
|  |  |  | -- | -- |  |  | 1055.4896 | 0.03793 | 1268.4203 | 0.01223 | 1267.474 | 0 | 1267.4668 | 0.02279
|  |  |  | -- | -- |  |  | 1055.5033 | 0.038088 | 1268.4992 | 0.01201 | 1267.5527 | 0 | 1267.5454 | 0.02311
|  |  |  | -- | -- |  |  | 1055.517 | 0.038247 | 1268.5779 | 0.01236 | 1267.6315 | 0 | 1267.6242 | 0.02335
|  |  |  | -- | -- |  |  | 1055.5305 | 0.03841 | 1268.6567 | 0.01256 | 1267.7102 | 0 | 1267.7029 | 0.0235
|  |  |  | -- | -- |  |  | 1055.5442 | 0.038574 | 1268.7356 | 0.01242 | 1267.7889 | 0 | 1267.7816 | 0.02354
|  |  |  | -- | -- |  |  | 1055.5579 | 0.03874 | 1268.8145 | 0.01233 | 1267.8677 | 0 | 1267.8603 | 0.02348
|  |  |  | -- | -- |  |  | 1055.5715 | 0.038907 | 1268.8933 | 0.01165 | 1267.9464 | 0 | 1267.9391 | 0.02332
|  |  |  | -- | -- |  |  | 1055.5852 | 0.039077 | 1268.9723 | 0.01197 | 1268.0251 | 0 | 1268.0179 | 0.0231
|  |  |  | -- | -- |  |  | 1055.5988 | 0.039247 | 1269.0512 | 0.01129 | 1268.104 | 0 | 1268.0967 | 0.02282
|  |  |  | -- | -- |  |  | 1055.6124 | 0.039418 | 1269.13 | 0.01145 | 1268.1827 | 0 | 1268.1754 | 0.0225
|  |  |  | -- | -- |  |  | 1055.6261 | 0.039591 | 1269.209 | 0.01061 | 1268.2615 | 0 | 1268.2543 | 0.02217
|  |  |  | -- | -- |  |  | 1055.6398 | 0.039764 | 1269.2878 | 0.00993 | 1268.3403 | 0 | 1268.333 | 0.02184
|  |  |  | -- | -- |  |  | 1055.6534 | 0.039938 | 1269.3668 | 0.01099 | 1268.4192 | 0 | 1268.4119 | 0.02153
|  |  |  | -- | -- |  |  | 1055.667 | 0.040112 | 1269.4458 | 0.01064 | 1268.4979 | 0 | 1268.4907 | 0.02126
|  |  |  | -- | -- |  |  | 1055.6807 | 0.040286 | 1269.5247 | 0.01098 | 1268.5768 | 0 | 1268.5696 | 0.02104
|  |  |  | -- | -- |  |  | 1055.6943 | 0.040461 | 1269.6036 | 0.01187 | 1268.6556 | 0 | 1268.6483 | 0.02087
|  |  |  | -- | -- |  |  | 1055.708 | 0.040635 | 1269.6826 | 0.0117 | 1268.7345 | 0 | 1268.7272 | 0.02078
|  |  |  | -- | -- |  |  | 1055.7217 | 0.04081 | 1269.7616 | 0.01175 | 1268.8133 | 0 | 1268.806 | 0.02076
|  |  |  | -- | -- |  |  | 1055.7354 | 0.040983 | 1269.8406 | 0.01123 | 1268.8922 | 0 | 1268.885 | 0.02082
|  |  |  | -- | -- |  |  | 1055.7489 | 0.041157 | 1269.9196 | 0.01119 | 1268.9711 | 0 | 1268.9639 | 0.02095
|  |  |  | -- | -- |  |  | 1055.7626 | 0.04133 | 1269.9987 | 0.01173 | 1269.0501 | 0 | 1269.0427 | 0.02115
|  |  |  | -- | -- |  |  | 1055.7762 | 0.041502 | 1270.0776 | 0.01172 | 1269.1289 | 0 | 1269.1216 | 0.02139
|  |  |  | -- | -- |  |  | 1055.7899 | 0.041673 | 1270.1566 | 0.01182 | 1269.2078 | 0 | 1269.2006 | 0.02166
|  |  |  | -- | -- |  |  | 1055.8036 | 0.041844 | 1270.2357 | 0.01165 | 1269.2867 | 0 | 1269.2794 | 0.02193
|  |  |  | -- | -- |  |  | 1055.8173 | 0.042013 | 1270.3147 | 0.01158 | 1269.3657 | 0 | 1269.3584 | 0.0222
|  |  |  | -- | -- |  |  | 1055.8308 | 0.042181 | 1270.3938 | 0.01177 | 1269.4446 | 0 | 1269.4374 | 0.02243
|  |  |  | -- | -- |  |  | 1055.8445 | 0.042347 | 1270.4729 | 0.01186 | 1269.5236 | 0 | 1269.5162 | 0.02261
|  |  |  | -- | -- |  |  | 1055.8582 | 0.042513 | 1270.552 | 0.0111 | 1269.6025 | 0 | 1269.5952 | 0.02273
|  |  |  | -- | -- |  |  | 1055.8718 | 0.042677 | 1270.631 | 0.0115 | 1269.6815 | 0 | 1269.6742 | 0.02278
|  |  |  | -- | -- |  |  | 1055.8855 | 0.042839 | 1270.7101 | 0.01176 | 1269.7605 | 0 | 1269.7532 | 0.02278
|  |  |  | -- | -- |  |  | 1055.8992 | 0.042999 | 1270.7892 | 0.01145 | 1269.8395 | 0 | 1269.8321 | 0.02272
|  |  |  | -- | -- |  |  | 1055.9128 | 0.043158 | 1270.8684 | 0.01176 | 1269.9185 | 0 | 1269.9111 | 0.02263
|  |  |  | -- | -- |  |  | 1055.9264 | 0.043315 | 1270.9475 | 0.01102 | 1269.9974 | 0 | 1269.9902 | 0.02253
|  |  |  | -- | -- |  |  | 1055.9401 | 0.04347 | 1271.0266 | 0.01106 | 1270.0765 | 0 | 1270.0692 | 0.02244
|  |  |  | -- | -- |  |  | 1055.9537 | 0.043623 | 1271.1058 | 0.01122 | 1270.1555 | 0 | 1270.1482 | 0.02238
|  |  |  | -- | -- |  |  | 1055.9674 | 0.043774 | 1271.1849 | 0.01031 | 1270.2345 | 0 | 1270.2273 | 0.02235
|  |  |  | -- | -- |  |  | 1055.9811 | 0.043923 | 1271.264 | 0.00978 | 1270.3136 | 0 | 1270.3063 | 0.02235
|  |  |  | -- | -- |  |  | 1055.9948 | 0.04407 | 1271.3433 | 0.00959 | 1270.3927 | 0 | 1270.3854 | 0.02238
|  |  |  | -- | -- |  |  | 1056.0084 | 0.044215 | 1271.4225 | 0.01057 | 1270.4717 | 0 | 1270.4645 | 0.02243
|  |  |  | -- | -- |  |  | 1056.0221 | 0.044357 | 1271.5017 | 0.01142 | 1270.5508 | 0 | 1270.5436 | 0.02249
|  |  |  | -- | -- |  |  | 1056.0356 | 0.044497 | 1271.5808 | 0.01113 | 1270.6299 | 0 | 1270.6226 | 0.02254
|  |  |  | -- | -- |  |  | 1056.0493 | 0.044634 | 1271.66 | 0.01089 | 1270.709 | 0 | 1270.7017 | 0.02256
|  |  |  | -- | -- |  |  | 1056.063 | 0.044769 | 1271.7393 | 0.01085 | 1270.7881 | 0 | 1270.7808 | 0.02253
|  |  |  | -- | -- |  |  | 1056.0767 | 0.044902 | 1271.8186 | 0.01106 | 1270.8672 | 0 | 1270.86 | 0.02245
|  |  |  | -- | -- |  |  | 1056.0903 | 0.045032 | 1271.8978 | 0.01095 | 1270.9463 | 0 | 1270.9391 | 0.02231
|  |  |  | -- | -- |  |  | 1056.104 | 0.045159 | 1271.977 | 0.01113 | 1271.0255 | 0 | 1271.0182 | 0.02211
|  |  |  | -- | -- |  |  | 1056.1177 | 0.045284 | 1272.0563 | 0.01134 | 1271.1046 | 0 | 1271.0973 | 0.02186
|  |  |  | -- | -- |  |  | 1056.1313 | 0.045406 | 1272.1356 | 0.01154 | 1271.1838 | 0 | 1271.1765 | 0.02158
|  |  |  | -- | -- |  |  | 1056.145 | 0.045526 | 1272.2148 | 0.01166 | 1271.2629 | 0 | 1271.2556 | 0.0213
|  |  |  | -- | -- |  |  | 1056.1587 | 0.045642 | 1272.2942 | 0.01184 | 1271.3422 | 0 | 1271.3348 | 0.02104
|  |  |  | -- | -- |  |  | 1056.1722 | 0.045756 | 1272.3734 | 0.01229 | 1271.4213 | 0 | 1271.4141 | 0.02082
|  |  |  | -- | -- |  |  | 1056.1859 | 0.045867 | 1272.4528 | 0.01243 | 1271.5005 | 0 | 1271.4933 | 0.02066
|  |  |  | -- | -- |  |  | 1056.1996 | 0.045975 | 1272.5321 | 0.01208 | 1271.5797 | 0 | 1271.5724 | 0.0206
|  |  |  | -- | -- |  |  | 1056.2133 | 0.04608 | 1272.6115 | 0.01237 | 1271.6589 | 0 | 1271.6516 | 0.02064
|  |  |  | -- | -- |  |  | 1056.2269 | 0.046183 | 1272.6908 | 0.01173 | 1271.7382 | 0 | 1271.7308 | 0.02078
|  |  |  | -- | -- |  |  | 1056.2406 | 0.046282 | 1272.7701 | 0.01216 | 1271.8174 | 0 | 1271.8101 | 0.02103
|  |  |  | -- | -- |  |  | 1056.2543 | 0.046378 | 1272.8495 | 0.01224 | 1271.8966 | 0 | 1271.8894 | 0.02135
|  |  |  | -- | -- |  |  | 1056.2679 | 0.046471 | 1272.9288 | 0.01248 | 1271.976 | 0 | 1271.9686 | 0.02172
|  |  |  | -- | -- |  |  | 1056.2816 | 0.046561 | 1273.0083 | 0.01198 | 1272.0552 | 0 | 1272.0478 | 0.02209
|  |  |  | -- | -- |  |  | 1056.2953 | 0.046647 | 1273.0876 | 0.01123 | 1272.1344 | 0 | 1272.1272 | 0.02242
|  |  |  | -- | -- |  |  | 1056.309 | 0.046731 | 1273.1671 | 0.0112 | 1272.2137 | 0 | 1272.2064 | 0.02265
|  |  |  | -- | -- |  |  | 1056.3226 | 0.046811 | 1273.2465 | 0.01184 | 1272.293 | 0 | 1272.2858 | 0.02277
|  |  |  | -- | -- |  |  | 1056.3363 | 0.046888 | 1273.3259 | 0.01187 | 1272.3723 | 0 | 1272.365 | 0.02275
|  |  |  | -- | -- |  |  | 1056.35 | 0.046961 | 1273.4054 | 0.01202 | 1272.4517 | 0 | 1272.4443 | 0.02261
|  |  |  | -- | -- |  |  | 1056.3636 | 0.047031 | 1273.4847 | 0.01177 | 1272.531 | 0 | 1272.5237 | 0.02235
|  |  |  | -- | -- |  |  | 1056.3773 | 0.047098 | 1273.5642 | 0.0117 | 1272.6103 | 0 | 1272.603 | 0.022
|  |  |  | -- | -- |  |  | 1056.391 | 0.047161 | 1273.6437 | 0.01226 | 1272.6897 | 0 | 1272.6824 | 0.02161
|  |  |  | -- | -- |  |  | 1056.4045 | 0.04722 | 1273.7231 | 0.01239 | 1272.769 | 0 | 1272.7617 | 0.02121
|  |  |  | -- | -- |  |  | 1056.4182 | 0.047276 | 1273.8026 | 0.01242 | 1272.8484 | 0 | 1272.8411 | 0.02083
|  |  |  | -- | -- |  |  | 1056.4319 | 0.047328 | 1273.8822 | 0.01255 | 1272.9277 | 0 | 1272.9204 | 0.0205
|  |  |  | -- | -- |  |  | 1056.4456 | 0.047377 | 1273.9617 | 0.01249 | 1273.0071 | 0 | 1272.9999 | 0.02023
|  |  |  | -- | -- |  |  | 1056.4592 | 0.047422 | 1274.0411 | 0.01252 | 1273.0865 | 0 | 1273.0792 | 0.02003
|  |  |  | -- | -- |  |  | 1056.4729 | 0.047463 | 1274.1207 | 0.01304 | 1273.1659 | 0 | 1273.1586 | 0.01991
|  |  |  | -- | -- |  |  | 1056.4866 | 0.0475 | 1274.2002 | 0.01271 | 1273.2454 | 0 | 1273.238 | 0.01987
|  |  |  | -- | -- |  |  | 1056.5002 | 0.047534 | 1274.2798 | 0.01354 | 1273.3247 | 0 | 1273.3175 | 0.0199
|  |  |  | -- | -- |  |  | 1056.5139 | 0.047564 | 1274.3594 | 0.01366 | 1273.4042 | 0 | 1273.3969 | 0.02
|  |  |  | -- | -- |  |  | 1056.5276 | 0.04759 | 1274.4388 | 0.01347 | 1273.4836 | 0 | 1273.4763 | 0.02014
|  |  |  | -- | -- |  |  | 1056.5413 | 0.047612 | 1274.5184 | 0.01331 | 1273.5631 | 0 | 1273.5558 | 0.02031
|  |  |  | -- | -- |  |  | 1056.5549 | 0.04763 | 1274.598 | 0.01347 | 1273.6426 | 0 | 1273.6353 | 0.02049
|  |  |  | -- | -- |  |  | 1056.5686 | 0.047644 | 1274.6776 | 0.01305 | 1273.7221 | 0 | 1273.7147 | 0.02067
|  |  |  | -- | -- |  |  | 1056.5823 | 0.047655 | 1274.7572 | 0.0133 | 1273.8015 | 0 | 1273.7942 | 0.02083
|  |  |  | -- | -- |  |  | 1056.5959 | 0.047661 | 1274.8368 | 0.01271 | 1273.881 | 0 | 1273.8737 | 0.02097
|  |  |  | -- | -- |  |  | 1056.6096 | 0.047664 | 1274.9165 | 0.01272 | 1273.9605 | 0 | 1273.9533 | 0.0211
|  |  |  | -- | -- |  |  | 1056.6233 | 0.047663 | 1274.9961 | 0.01245 | 1274.04 | 0 | 1274.0327 | 0.02121
|  |  |  | -- | -- |  |  | 1056.637 | 0.047657 | 1275.0758 | 0.01321 | 1274.1195 | 0 | 1274.1123 | 0.0213
|  |  |  | -- | -- |  |  | 1056.6506 | 0.047648 | 1275.1554 | 0.01351 | 1274.1991 | 0 | 1274.1918 | 0.02138
|  |  |  | -- | -- |  |  | 1056.6643 | 0.047635 | 1275.2351 | 0.01305 | 1274.2786 | 0 | 1274.2714 | 0.02142
|  |  |  | -- | -- |  |  | 1056.678 | 0.047619 | 1275.3147 | 0.01353 | 1274.3582 | 0 | 1274.3508 | 0.02143
|  |  |  | -- | -- |  |  | 1056.6916 | 0.047598 | 1275.3944 | 0.01328 | 1274.4377 | 0 | 1274.4304 | 0.02139
|  |  |  | -- | -- |  |  | 1056.7053 | 0.047574 | 1275.4741 | 0.01364 | 1274.5173 | 0 | 1274.51 | 0.0213
|  |  |  | -- | -- |  |  | 1056.7191 | 0.047546 | 1275.5538 | 0.01345 | 1274.5969 | 0 | 1274.5896 | 0.02118
|  |  |  | -- | -- |  |  | 1056.7328 | 0.047514 | 1275.6335 | 0.01334 | 1274.6765 | 0 | 1274.6692 | 0.02103
|  |  |  | -- | -- |  |  | 1056.7465 | 0.047479 | 1275.7133 | 0.01302 | 1274.7561 | 0 | 1274.7488 | 0.02088
|  |  |  | -- | -- |  |  | 1056.7601 | 0.04744 | 1275.793 | 0.0132 | 1274.8357 | 0 | 1274.8284 | 0.02073
|  |  |  | -- | -- |  |  | 1056.7738 | 0.047398 | 1275.8727 | 0.01301 | 1274.9153 | 0 | 1274.9081 | 0.0206
|  |  |  | -- | -- |  |  | 1056.7875 | 0.047352 | 1275.9525 | 0.01345 | 1274.995 | 0 | 1274.9877 | 0.0205
|  |  |  | -- | -- |  |  | 1056.8011 | 0.047303 | 1276.0322 | 0.01311 | 1275.0746 | 0 | 1275.0673 | 0.02044
|  |  |  | -- | -- |  |  | 1056.8148 | 0.047251 | 1276.1121 | 0.01291 | 1275.1543 | 0 | 1275.147 | 0.02042
|  |  |  | -- | -- |  |  | 1056.8285 | 0.047196 | 1276.1918 | 0.01265 | 1275.2339 | 0 | 1275.2266 | 0.02044
|  |  |  | -- | -- |  |  | 1056.8422 | 0.047137 | 1276.2716 | 0.01362 | 1275.3136 | 0 | 1275.3063 | 0.0205
|  |  |  | -- | -- |  |  | 1056.8558 | 0.047076 | 1276.3514 | 0.01348 | 1275.3933 | 0 | 1275.386 | 0.02059
|  |  |  | -- | -- |  |  | 1056.8695 | 0.047012 | 1276.4311 | 0.01344 | 1275.4729 | 0 | 1275.4657 | 0.0207
|  |  |  | -- | -- |  |  | 1056.8832 | 0.046945 | 1276.511 | 0.01354 | 1275.5526 | 0 | 1275.5454 | 0.02081
|  |  |  | -- | -- |  |  | 1056.8969 | 0.046876 | 1276.5908 | 0.01337 | 1275.6323 | 0 | 1275.6251 | 0.02092
|  |  |  | -- | -- |  |  | 1056.9105 | 0.046804 | 1276.6707 | 0.01298 | 1275.712 | 0 | 1275.7048 | 0.02102
|  |  |  | -- | -- |  |  | 1056.9242 | 0.04673 | 1276.7505 | 0.01285 | 1275.7919 | 0 | 1275.7846 | 0.02111
|  |  |  | -- | -- |  |  | 1056.9379 | 0.046654 | 1276.8304 | 0.01315 | 1275.8716 | 0 | 1275.8643 | 0.02118
|  |  |  | -- | -- |  |  | 1056.9517 | 0.046576 | 1276.9103 | 0.013 | 1275.9513 | 0 | 1275.944 | 0.02123
|  |  |  | -- | -- |  |  | 1056.9653 | 0.046496 | 1276.9901 | 0.01296 | 1276.0311 | 0 | 1276.0238 | 0.02127
|  |  |  | -- | -- |  |  | 1056.979 | 0.046414 | 1277.0701 | 0.01212 | 1276.1108 | 0 | 1276.1035 | 0.02129
|  |  |  | -- | -- |  |  | 1056.9927 | 0.04633 | 1277.1499 | 0.0127 | 1276.1907 | 0 | 1276.1834 | 0.02127
|  |  |  | -- | -- |  |  | 1057.0063 | 0.046245 | 1277.2299 | 0.01274 | 1276.2704 | 0 | 1276.2632 | 0.02123
|  |  |  | -- | -- |  |  | 1057.02 | 0.046159 | 1277.3098 | 0.01261 | 1276.3502 | 0 | 1276.3429 | 0.02116
|  |  |  | -- | -- |  |  | 1057.0337 | 0.046072 | 1277.3898 | 0.01262 | 1276.43 | 0 | 1276.4227 | 0.02106
|  |  |  | -- | -- |  |  | 1057.0474 | 0.045984 | 1277.4696 | 0.01284 | 1276.5099 | 0 | 1276.5026 | 0.02095
|  |  |  | -- | -- |  |  | 1057.061 | 0.045895 | 1277.5496 | 0.01194 | 1276.5897 | 0 | 1276.5824 | 0.02085
|  |  |  | -- | -- |  |  | 1057.0747 | 0.045805 | 1277.6295 | 0.01242 | 1276.6696 | 0 | 1276.6622 | 0.02078
|  |  |  | -- | -- |  |  | 1057.0885 | 0.045715 | 1277.7096 | 0.01345 | 1276.7494 | 0 | 1276.7421 | 0.02075
|  |  |  | -- | -- |  |  | 1057.1022 | 0.045624 | 1277.7895 | 0.01366 | 1276.8292 | 0 | 1276.8219 | 0.02078
|  |  |  | -- | -- |  |  | 1057.1158 | 0.045533 | 1277.8695 | 0.01295 | 1276.9092 | 0 | 1276.9019 | 0.02086
|  |  |  | -- | -- |  |  | 1057.1295 | 0.045442 | 1277.9495 | 0.01342 | 1276.989 | 0 | 1276.9817 | 0.02099
|  |  |  | -- | -- |  |  | 1057.1432 | 0.045351 | 1278.0295 | 0.01376 | 1277.0689 | 0 | 1277.0617 | 0.02115
|  |  |  | -- | -- |  |  | 1057.1569 | 0.045261 | 1278.1095 | 0.01362 | 1277.1488 | 0 | 1277.1415 | 0.02133
|  |  |  | -- | -- |  |  | 1057.1705 | 0.045171 | 1278.1896 | 0.01384 | 1277.2288 | 0 | 1277.2214 | 0.0215
|  |  |  | -- | -- |  |  | 1057.1842 | 0.045081 | 1278.2696 | 0.01436 | 1277.3086 | 0 | 1277.3013 | 0.02166
|  |  |  | -- | -- |  |  | 1057.1979 | 0.044992 | 1278.3497 | 0.01388 | 1277.3885 | 0 | 1277.3812 | 0.02179
|  |  |  | -- | -- |  |  | 1057.2117 | 0.044904 | 1278.4297 | 0.01461 | 1277.4685 | 0 | 1277.4612 | 0.02187
|  |  |  | -- | -- |  |  | 1057.2253 | 0.044817 | 1278.5098 | 0.01389 | 1277.5485 | 0 | 1277.5411 | 0.02192
|  |  |  | -- | -- |  |  | 1057.239 | 0.044731 | 1278.5898 | 0.01426 | 1277.6284 | 0 | 1277.6211 | 0.02193
|  |  |  | -- | -- |  |  | 1057.2527 | 0.044646 | 1278.67 | 0.01451 | 1277.7084 | 0 | 1277.701 | 0.02191
|  |  |  | -- | -- |  |  | 1057.2664 | 0.044562 | 1278.7501 | 0.01382 | 1277.7883 | 0 | 1277.781 | 0.02185
|  |  |  | -- | -- |  |  | 1057.28 | 0.044479 | 1278.8302 | 0.01422 | 1277.8684 | 0 | 1277.8611 | 0.02178
|  |  |  | -- | -- |  |  | 1057.2938 | 0.044399 | 1278.9103 | 0.01475 | 1277.9484 | 0 | 1277.941 | 0.02168
|  |  |  | -- | -- |  |  | 1057.3075 | 0.044319 | 1278.9905 | 0.01457 | 1278.0283 | 0 | 1278.0211 | 0.02158
|  |  |  | -- | -- |  |  | 1057.3212 | 0.044241 | 1279.0706 | 0.01431 | 1278.1084 | 0 | 1278.1011 | 0.02148
|  |  |  | -- | -- |  |  | 1057.3348 | 0.044165 | 1279.1508 | 0.01541 | 1278.1885 | 0 | 1278.1811 | 0.0214
|  |  |  | -- | -- |  |  | 1057.3485 | 0.044091 | 1279.231 | 0.01514 | 1278.2684 | 0 | 1278.2611 | 0.02135
|  |  |  | -- | -- |  |  | 1057.3622 | 0.044019 | 1279.311 | 0.01472 | 1278.3485 | 0 | 1278.3412 | 0.02135
|  |  |  | -- | -- |  |  | 1057.376 | 0.043948 | 1279.3912 | 0.0147 | 1278.4286 | 0 | 1278.4213 | 0.02141
|  |  |  | -- | -- |  |  | 1057.3896 | 0.04388 | 1279.4714 | 0.01416 | 1278.5087 | 0 | 1278.5013 | 0.02151
|  |  |  | -- | -- |  |  | 1057.4033 | 0.043813 | 1279.5516 | 0.01388 | 1278.5887 | 0 | 1278.5814 | 0.02164
|  |  |  | -- | -- |  |  | 1057.417 | 0.043749 | 1279.6318 | 0.01436 | 1278.6688 | 0 | 1278.6615 | 0.02177
|  |  |  | -- | -- |  |  | 1057.4307 | 0.043686 | 1279.712 | 0.01391 | 1278.7489 | 0 | 1278.7416 | 0.02186
|  |  |  | -- | -- |  |  | 1057.4443 | 0.043626 | 1279.7924 | 0.01365 | 1278.8291 | 0 | 1278.8218 | 0.02189
|  |  |  | -- | -- |  |  | 1057.4581 | 0.043567 | 1279.8726 | 0.01333 | 1278.9092 | 0 | 1278.9019 | 0.02182
|  |  |  | -- | -- |  |  | 1057.4718 | 0.043511 | 1279.9529 | 0.0136 | 1278.9893 | 0 | 1278.9819 | 0.02166
|  |  |  | -- | -- |  |  | 1057.4855 | 0.043456 | 1280.0331 | 0.01311 | 1279.0695 | 0 | 1279.0621 | 0.02142
|  |  |  | -- | -- |  |  | 1057.4991 | 0.043404 | 1280.1134 | 0.01412 | 1279.1495 | 0 | 1279.1423 | 0.02111
|  |  |  | -- | -- |  |  | 1057.5128 | 0.043354 | 1280.1936 | 0.0152 | 1279.2297 | 0 | 1279.2224 | 0.02076
|  |  |  | -- | -- |  |  | 1057.5266 | 0.043305 | 1280.2739 | 0.01552 | 1279.3099 | 0 | 1279.3026 | 0.02041
|  |  |  | -- | -- |  |  | 1057.5403 | 0.043259 | 1280.3543 | 0.01604 | 1279.3901 | 0 | 1279.3828 | 0.02007
|  |  |  | -- | -- |  |  | 1057.554 | 0.043215 | 1280.4346 | 0.01547 | 1279.4703 | 0 | 1279.463 | 0.01978
|  |  |  | -- | -- |  |  | 1057.5676 | 0.043172 | 1280.5149 | 0.01583 | 1279.5505 | 0 | 1279.5432 | 0.01955
|  |  |  | -- | -- |  |  | 1057.5813 | 0.043131 | 1280.5952 | 0.01561 | 1279.6307 | 0 | 1279.6234 | 0.01939
|  |  |  | -- | -- |  |  | 1057.5951 | 0.043092 | 1280.6755 | 0.01565 | 1279.7109 | 0 | 1279.7036 | 0.01929
|  |  |  | -- | -- |  |  | 1057.6088 | 0.043054 | 1280.7559 | 0.01504 | 1279.7911 | 0 | 1279.7838 | 0.01925
|  |  |  | -- | -- |  |  | 1057.6224 | 0.043018 | 1280.8363 | 0.01513 | 1279.8715 | 0 | 1279.8641 | 0.01927
|  |  |  | -- | -- |  |  | 1057.6361 | 0.042984 | 1280.9166 | 0.01547 | 1279.9517 | 0 | 1279.9443 | 0.01935
|  |  |  | -- | -- |  |  | 1057.6499 | 0.042951 | 1280.9971 | 0.01577 | 1280.032 | 0 | 1280.0247 | 0.01948
|  |  |  | -- | -- |  |  | 1057.6636 | 0.042919 | 1281.0774 | 0.01686 | 1280.1122 | 0 | 1280.1049 | 0.01966
|  |  |  | -- | -- |  |  | 1057.6772 | 0.042888 | 1281.1578 | 0.0163 | 1280.1925 | 0 | 1280.1852 | 0.01989
|  |  |  | -- | -- |  |  | 1057.6909 | 0.042859 | 1281.2383 | 0.01576 | 1280.2728 | 0 | 1280.2655 | 0.02018
|  |  |  | -- | -- |  |  | 1057.7047 | 0.042831 | 1281.3186 | 0.01589 | 1280.353 | 0 | 1280.3457 | 0.02051
|  |  |  | -- | -- |  |  | 1057.7184 | 0.042803 | 1281.399 | 0.01642 | 1280.4334 | 0 | 1280.426 | 0.02086
|  |  |  | -- | -- |  |  | 1057.7321 | 0.042776 | 1281.4795 | 0.01616 | 1280.5137 | 0 | 1280.5064 | 0.0212
|  |  |  | -- | -- |  |  | 1057.7457 | 0.042751 | 1281.5599 | 0.01631 | 1280.5941 | 0 | 1280.5868 | 0.02148
|  |  |  | -- | -- |  |  | 1057.7595 | 0.042725 | 1281.6405 | 0.01647 | 1280.6744 | 0 | 1280.6671 | 0.02168
|  |  |  | -- | -- |  |  | 1057.7732 | 0.0427 | 1281.7209 | 0.01601 | 1280.7548 | 0 | 1280.7474 | 0.02177
|  |  |  | -- | -- |  |  | 1057.7869 | 0.042676 | 1281.8014 | 0.01526 | 1280.8351 | 0 | 1280.8278 | 0.02178
|  |  |  | -- | -- |  |  | 1057.8005 | 0.042652 | 1281.882 | 0.01444 | 1280.9155 | 0 | 1280.9082 | 0.02171
|  |  |  | -- | -- |  |  | 1057.8143 | 0.042628 | 1281.9624 | 0.01419 | 1280.9959 | 0 | 1280.9885 | 0.02161
|  |  |  | -- | -- |  |  | 1057.828 | 0.042604 | 1282.043 | 0.01443 | 1281.0763 | 0 | 1281.069 | 0.02154
|  |  |  | -- | -- |  |  | 1057.8417 | 0.042579 | 1282.1234 | 0.01412 | 1281.1566 | 0 | 1281.1493 | 0.02155
|  |  |  | -- | -- |  |  | 1057.8553 | 0.042555 | 1282.204 | 0.01427 | 1281.2371 | 0 | 1281.2297 | 0.02165
|  |  |  | -- | -- |  |  | 1057.8691 | 0.042531 | 1282.2846 | 0.01406 | 1281.3175 | 0 | 1281.3102 | 0.02186
|  |  |  | -- | -- |  |  | 1057.8828 | 0.042506 | 1282.3651 | 0.01373 | 1281.398 | 0 | 1281.3906 | 0.02218
|  |  |  | -- | -- |  |  | 1057.8965 | 0.04248 | 1282.4457 | 0.01365 | 1281.4784 | 0 | 1281.4711 | 0.02257
|  |  |  | -- | -- |  |  | 1057.9102 | 0.042454 | 1282.5262 | 0.01326 | 1281.5588 | 0 | 1281.5515 | 0.023
|  |  |  | -- | -- |  |  | 1057.924 | 0.042428 | 1282.6068 | 0.01327 | 1281.6393 | 0 | 1281.632 | 0.02345
|  |  |  | -- | -- |  |  | 1057.9376 | 0.0424 | 1282.6874 | 0.01337 | 1281.7197 | 0 | 1281.7124 | 0.02389
|  |  |  | -- | -- |  |  | 1057.9513 | 0.042372 | 1282.7681 | 0.01343 | 1281.8003 | 0 | 1281.793 | 0.02429
|  |  |  | -- | -- |  |  | 1057.9651 | 0.042342 | 1282.8486 | 0.01402 | 1281.8807 | 0 | 1281.8734 | 0.02463
|  |  |  | -- | -- |  |  | 1057.9788 | 0.042312 | 1282.9293 | 0.0137 | 1281.9613 | 0 | 1281.954 | 0.02491
|  |  |  | -- | -- |  |  | 1057.9924 | 0.04228 | 1283.0099 | 0.01395 | 1282.0418 | 0 | 1282.0344 | 0.0251
|  |  |  | -- | -- |  |  | 1058.0062 | 0.042248 | 1283.0906 | 0.01374 | 1282.1223 | 0 | 1282.115 | 0.02518
|  |  |  | -- | -- |  |  | 1058.0199 | 0.042214 | 1283.1713 | 0.01398 | 1282.2029 | 0 | 1282.1956 | 0.02513
|  |  |  | -- | -- |  |  | 1058.0336 | 0.042178 | 1283.2518 | 0.01392 | 1282.2834 | 0 | 1282.276 | 0.02497
|  |  |  | -- | -- |  |  | 1058.0474 | 0.042142 | 1283.3325 | 0.01418 | 1282.3639 | 0 | 1282.3566 | 0.02468
|  |  |  | -- | -- |  |  | 1058.061 | 0.042103 | 1283.4132 | 0.01427 | 1282.4445 | 0 | 1282.4371 | 0.02431
|  |  |  | -- | -- |  |  | 1058.0747 | 0.042064 | 1283.4939 | 0.01444 | 1282.525 | 0 | 1282.5177 | 0.02387
|  |  |  | -- | -- |  |  | 1058.0884 | 0.042023 | 1283.5747 | 0.01543 | 1282.6057 | 0 | 1282.5984 | 0.02342
|  |  |  | -- | -- |  |  | 1058.1022 | 0.04198 | 1283.6554 | 0.01491 | 1282.6863 | 0 | 1282.679 | 0.02298
|  |  |  | -- | -- |  |  | 1058.1158 | 0.041936 | 1283.7361 | 0.01463 | 1282.7668 | 0 | 1282.7595 | 0.02258
|  |  |  | -- | -- |  |  | 1058.1295 | 0.04189 | 1283.8168 | 0.0146 | 1282.8475 | 0 | 1282.8402 | 0.02225
|  |  |  | -- | -- |  |  | 1058.1433 | 0.041842 | 1283.8976 | 0.01483 | 1282.9281 | 0 | 1282.9208 | 0.02198
|  |  |  | -- | -- |  |  | 1058.157 | 0.041793 | 1283.9784 | 0.01514 | 1283.0088 | 0 | 1283.0015 | 0.02178
|  |  |  | -- | -- |  |  | 1058.1707 | 0.041743 | 1284.0591 | 0.01517 | 1283.0894 | 0 | 1283.082 | 0.02163
|  |  |  | -- | -- |  |  | 1058.1844 | 0.04169 | 1284.1399 | 0.01552 | 1283.17 | 0 | 1283.1627 | 0.02153
|  |  |  | -- | -- |  |  | 1058.1981 | 0.041636 | 1284.2207 | 0.015 | 1283.2507 | 0 | 1283.2434 | 0.02147
|  |  |  | -- | -- |  |  | 1058.2119 | 0.041581 | 1284.3015 | 0.01464 | 1283.3314 | 0 | 1283.3241 | 0.02146
|  |  |  | -- | -- |  |  | 1058.2256 | 0.041524 | 1284.3823 | 0.01448 | 1283.4121 | 0 | 1283.4048 | 0.02148
|  |  |  | -- | -- |  |  | 1058.2393 | 0.041465 | 1284.4631 | 0.01414 | 1283.4928 | 0 | 1283.4855 | 0.02154
|  |  |  | -- | -- |  |  | 1058.2531 | 0.041405 | 1284.5439 | 0.01485 | 1283.5735 | 0 | 1283.5662 | 0.02164
|  |  |  | -- | -- |  |  | 1058.2667 | 0.041343 | 1284.6248 | 0.01432 | 1283.6542 | 0 | 1283.6469 | 0.02178
|  |  |  | -- | -- |  |  | 1058.2804 | 0.041281 | 1284.7056 | 0.015 | 1283.735 | 0 | 1283.7277 | 0.02195
|  |  |  | -- | -- |  |  | 1058.2942 | 0.041216 | 1284.7865 | 0.0143 | 1283.8157 | 0 | 1283.8084 | 0.02215
|  |  |  | -- | -- |  |  | 1058.3079 | 0.041151 | 1284.8673 | 0.01438 | 1283.8965 | 0 | 1283.889 | 0.02236
|  |  |  | -- | -- |  |  | 1058.3215 | 0.041084 | 1284.9482 | 0.01448 | 1283.9772 | 0 | 1283.9698 | 0.02258
|  |  |  | -- | -- |  |  | 1058.3353 | 0.041016 | 1285.0292 | 0.01353 | 1284.058 | 0 | 1284.0507 | 0.02279
|  |  |  | -- | -- |  |  | 1058.349 | 0.040947 | 1285.11 | 0.014 | 1284.1387 | 0 | 1284.1314 | 0.02297
|  |  |  | -- | -- |  |  | 1058.3628 | 0.040877 | 1285.1909 | 0.01291 | 1284.2195 | 0 | 1284.2122 | 0.02309
|  |  |  | -- | -- |  |  | 1058.3765 | 0.040807 | 1285.2719 | 0.01339 | 1284.3003 | 0 | 1284.293 | 0.02314
|  |  |  | -- | -- |  |  | 1058.3901 | 0.040735 | 1285.3528 | 0.01415 | 1284.3811 | 0 | 1284.3738 | 0.02309
|  |  |  | -- | -- |  |  | 1058.4039 | 0.040663 | 1285.4337 | 0.01428 | 1284.4619 | 0 | 1284.4546 | 0.02294
|  |  |  | -- | -- |  |  | 1058.4176 | 0.04059 | 1285.5147 | 0.01428 | 1284.5427 | 0 | 1284.5354 | 0.0227
|  |  |  | -- | -- |  |  | 1058.4313 | 0.040517 | 1285.5957 | 0.01439 | 1284.6237 | 0 | 1284.6163 | 0.02238
|  |  |  | -- | -- |  |  | 1058.4451 | 0.040443 | 1285.6766 | 0.01525 | 1284.7045 | 0 | 1284.6971 | 0.02201
|  |  |  | -- | -- |  |  | 1058.4587 | 0.04037 | 1285.7576 | 0.0149 | 1284.7853 | 0 | 1284.7779 | 0.02161
|  |  |  | -- | -- |  |  | 1058.4725 | 0.040296 | 1285.8386 | 0.01557 | 1284.8662 | 0 | 1284.8589 | 0.02121
|  |  |  | -- | -- |  |  | 1058.4862 | 0.040222 | 1285.9196 | 0.01563 | 1284.947 | 0 | 1284.9397 | 0.02086
|  |  |  | -- | -- |  |  | 1058.5 | 0.040148 | 1286.0006 | 0.01592 | 1285.0279 | 0 | 1285.0206 | 0.02056
|  |  |  | -- | -- |  |  | 1058.5137 | 0.040074 | 1286.0817 | 0.01622 | 1285.1089 | 0 | 1285.1016 | 0.02033
|  |  |  | -- | -- |  |  | 1058.5273 | 0.040001 | 1286.1627 | 0.01637 | 1285.1898 | 0 | 1285.1825 | 0.02018
|  |  |  | -- | -- |  |  | 1058.5411 | 0.039928 | 1286.2436 | 0.0171 | 1285.2707 | 0 | 1285.2633 | 0.02009
|  |  |  | -- | -- |  |  | 1058.5548 | 0.039855 | 1286.3247 | 0.0167 | 1285.3517 | 0 | 1285.3442 | 0.02006
|  |  |  | -- | -- |  |  | 1058.5686 | 0.039784 | 1286.4059 | 0.01689 | 1285.4326 | 0 | 1285.4252 | 0.02006
|  |  |  | -- | -- |  |  | 1058.5823 | 0.039713 | 1286.4869 | 0.01636 | 1285.5135 | 0 | 1285.5062 | 0.02008
|  |  |  | -- | -- |  |  | 1058.5959 | 0.039643 | 1286.568 | 0.01638 | 1285.5945 | 0 | 1285.5872 | 0.0201
|  |  |  | -- | -- |  |  | 1058.6097 | 0.039575 | 1286.649 | 0.01641 | 1285.6754 | 0 | 1285.6681 | 0.02012
|  |  |  | -- | -- |  |  | 1058.6234 | 0.039507 | 1286.7302 | 0.01675 | 1285.7565 | 0 | 1285.7492 | 0.02011
|  |  |  | -- | -- |  |  | 1058.6372 | 0.039441 | 1286.8113 | 0.01716 | 1285.8374 | 0 | 1285.8301 | 0.0201
|  |  |  | -- | -- |  |  | 1058.6509 | 0.039376 | 1286.8925 | 0.01789 | 1285.9185 | 0 | 1285.9111 | 0.02009
|  |  |  | -- | -- |  |  | 1058.6647 | 0.039313 | 1286.9735 | 0.01751 | 1285.9994 | 0 | 1285.9921 | 0.0201
|  |  |  | -- | -- |  |  | 1058.6783 | 0.039251 | 1287.0547 | 0.01811 | 1286.0804 | 0 | 1286.0731 | 0.02013
|  |  |  | -- | -- |  |  | 1058.6921 | 0.039192 | 1287.1359 | 0.01866 | 1286.1615 | 0 | 1286.1542 | 0.02021
|  |  |  | -- | -- |  |  | 1058.7058 | 0.039134 | 1287.217 | 0.01802 | 1286.2425 | 0 | 1286.2352 | 0.02033
|  |  |  | -- | -- |  |  | 1058.7195 | 0.039078 | 1287.2982 | 0.01722 | 1286.3236 | 0 | 1286.3163 | 0.02047
|  |  |  | -- | -- |  |  | 1058.7333 | 0.039024 | 1287.3794 | 0.01693 | 1286.4047 | 0 | 1286.3973 | 0.02062
|  |  |  | -- | -- |  |  | 1058.7469 | 0.038973 | 1287.4606 | 0.0166 | 1286.4857 | 0 | 1286.4784 | 0.02076
|  |  |  | -- | -- |  |  | 1058.7607 | 0.038924 | 1287.5418 | 0.01611 | 1286.5668 | 0 | 1286.5594 | 0.02085
|  |  |  | -- | -- |  |  | 1058.7744 | 0.038877 | 1287.623 | 0.01697 | 1286.648 | 0 | 1286.6406 | 0.02089
|  |  |  | -- | -- |  |  | 1058.7882 | 0.038832 | 1287.7042 | 0.01727 | 1286.729 | 0 | 1286.7217 | 0.02088
|  |  |  | -- | -- |  |  | 1058.8019 | 0.038791 | 1287.7855 | 0.017 | 1286.8102 | 0 | 1286.8027 | 0.02082
|  |  |  | -- | -- |  |  | 1058.8157 | 0.038752 | 1287.8667 | 0.0162 | 1286.8912 | 0 | 1286.8839 | 0.02074
|  |  |  | -- | -- |  |  | 1058.8293 | 0.038715 | 1287.948 | 0.0159 | 1286.9724 | 0 | 1286.9651 | 0.02064
|  |  |  | -- | -- |  |  | 1058.8431 | 0.038682 | 1288.0293 | 0.01588 | 1287.0536 | 0 | 1287.0461 | 0.02053
|  |  |  | -- | -- |  |  | 1058.8568 | 0.038651 | 1288.1105 | 0.01606 | 1287.1346 | 0 | 1287.1273 | 0.02042
|  |  |  | -- | -- |  |  | 1058.8706 | 0.038623 | 1288.1918 | 0.01588 | 1287.2158 | 0 | 1287.2085 | 0.02031
|  |  |  | -- | -- |  |  | 1058.8843 | 0.038598 | 1288.2731 | 0.01595 | 1287.297 | 0 | 1287.2897 | 0.0202
|  |  |  | -- | -- |  |  | 1058.8981 | 0.038576 | 1288.3545 | 0.01587 | 1287.3782 | 0 | 1287.3709 | 0.02008
|  |  |  | -- | -- |  |  | 1058.9117 | 0.038557 | 1288.4358 | 0.01614 | 1287.4595 | 0 | 1287.452 | 0.01996
|  |  |  | -- | -- |  |  | 1058.9255 | 0.038542 | 1288.5171 | 0.01648 | 1287.5406 | 0 | 1287.5333 | 0.01985
|  |  |  | -- | -- |  |  | 1058.9392 | 0.038529 | 1288.5984 | 0.01692 | 1287.6218 | 0 | 1287.6145 | 0.01974
|  |  |  | -- | -- |  |  | 1058.953 | 0.03852 | 1288.6798 | 0.01708 | 1287.7031 | 0 | 1287.6957 | 0.01965
|  |  |  | -- | -- |  |  | 1058.9667 | 0.038513 | 1288.7611 | 0.0171 | 1287.7843 | 0 | 1287.777 | 0.01957
|  |  |  | -- | -- |  |  | 1058.9805 | 0.03851 | 1288.8425 | 0.01713 | 1287.8656 | 0 | 1287.8583 | 0.01952
|  |  |  | -- | -- |  |  | 1058.9941 | 0.03851 | 1288.9238 | 0.01771 | 1287.9468 | 0 | 1287.9395 | 0.01951
|  |  |  | -- | -- |  |  | 1059.0079 | 0.038514 | 1289.0052 | 0.01853 | 1288.0281 | 0 | 1288.0207 | 0.01954
|  |  |  | -- | -- |  |  | 1059.0216 | 0.03852 | 1289.0867 | 0.01889 | 1288.1094 | 0 | 1288.102 | 0.01961
|  |  |  | -- | -- |  |  | 1059.0354 | 0.03853 | 1289.1681 | 0.01937 | 1288.1907 | 0 | 1288.1834 | 0.01974
|  |  |  | -- | -- |  |  | 1059.0491 | 0.038543 | 1289.2495 | 0.01948 | 1288.272 | 0 | 1288.2647 | 0.01991
|  |  |  | -- | -- |  |  | 1059.0629 | 0.038559 | 1289.3309 | 0.01862 | 1288.3533 | 0 | 1288.3459 | 0.02012
|  |  |  | -- | -- |  |  | 1059.0765 | 0.038579 | 1289.4124 | 0.01899 | 1288.4346 | 0 | 1288.4272 | 0.02036
|  |  |  | -- | -- |  |  | 1059.0903 | 0.038601 | 1289.4939 | 0.01974 | 1288.5159 | 0 | 1288.5085 | 0.0206
|  |  |  | -- | -- |  |  | 1059.104 | 0.038627 | 1289.5753 | 0.02032 | 1288.5973 | 0 | 1288.59 | 0.02084
|  |  |  | -- | -- |  |  | 1059.1178 | 0.038656 | 1289.6567 | 0.0215 | 1288.6786 | 0 | 1288.6713 | 0.02106
|  |  |  | -- | -- |  |  | 1059.1316 | 0.038688 | 1289.7383 | 0.02109 | 1288.76 | 0 | 1288.7526 | 0.02123
|  |  |  | -- | -- |  |  | 1059.1453 | 0.038723 | 1289.8198 | 0.02188 | 1288.8413 | 0 | 1288.834 | 0.02135
|  |  |  | -- | -- |  |  | 1059.1591 | 0.038761 | 1289.9012 | 0.02199 | 1288.9227 | 0 | 1288.9154 | 0.0214
|  |  |  | -- | -- |  |  | 1059.1727 | 0.038801 | 1289.9828 | 0.02245 | 1289.0041 | 0 | 1288.9967 | 0.02138
|  |  |  | -- | -- |  |  | 1059.1865 | 0.038845 | 1290.0643 | 0.02172 | 1289.0856 | 0 | 1289.0781 | 0.0213
|  |  |  | -- | -- |  |  | 1059.2002 | 0.038892 | 1290.1459 | 0.02018 | 1289.167 | 0 | 1289.1596 | 0.02116
|  |  |  | -- | -- |  |  | 1059.214 | 0.038941 | 1290.2274 | 0.01939 | 1289.2484 | 0 | 1289.241 | 0.02098
|  |  |  | -- | -- |  |  | 1059.2277 | 0.038993 | 1290.309 | 0.01935 | 1289.3298 | 0 | 1289.3224 | 0.02079
|  |  |  | -- | -- |  |  | 1059.2415 | 0.039048 | 1290.3905 | 0.01937 | 1289.4113 | 0 | 1289.4039 | 0.02061
|  |  |  | -- | -- |  |  | 1059.2552 | 0.039106 | 1290.4721 | 0.01972 | 1289.4927 | 0 | 1289.4853 | 0.02045
|  |  |  | -- | -- |  |  | 1059.2689 | 0.039166 | 1290.5537 | 0.01967 | 1289.5741 | 0 | 1289.5668 | 0.02031
|  |  |  | -- | -- |  |  | 1059.2827 | 0.039228 | 1290.6353 | 0.01888 | 1289.6556 | 0 | 1289.6483 | 0.02019
|  |  |  | -- | -- |  |  | 1059.2964 | 0.039293 | 1290.7169 | 0.01883 | 1289.7371 | 0 | 1289.7297 | 0.02009
|  |  |  | -- | -- |  |  | 1059.3102 | 0.03936 | 1290.7985 | 0.01896 | 1289.8186 | 0 | 1289.8113 | 0.02002
|  |  |  | -- | -- |  |  | 1059.324 | 0.039429 | 1290.8801 | 0.01907 | 1289.9001 | 0 | 1289.8927 | 0.01998
|  |  |  | -- | -- |  |  | 1059.3376 | 0.039501 | 1290.9618 | 0.01952 | 1289.9816 | 0 | 1289.9742 | 0.01999
|  |  |  | -- | -- |  |  | 1059.3514 | 0.039574 | 1291.0435 | 0.0198 | 1290.0631 | 0 | 1290.0558 | 0.02005
|  |  |  | -- | -- |  |  | 1059.3651 | 0.03965 | 1291.1251 | 0.01924 | 1290.1446 | 0 | 1290.1373 | 0.02019
|  |  |  | -- | -- |  |  | 1059.3789 | 0.039727 | 1291.2068 | 0.01937 | 1290.2262 | 0 | 1290.2189 | 0.02039
|  |  |  | -- | -- |  |  | 1059.3926 | 0.039807 | 1291.2885 | 0.0185 | 1290.3077 | 0 | 1290.3004 | 0.02065
|  |  |  | -- | -- |  |  | 1059.4064 | 0.039888 | 1291.3701 | 0.0192 | 1290.3894 | 0 | 1290.382 | 0.02092
|  |  |  | -- | -- |  |  | 1059.4202 | 0.03997 | 1291.4518 | 0.01877 | 1290.4709 | 0 | 1290.4636 | 0.02118
|  |  |  | -- | -- |  |  | 1059.4338 | 0.040055 | 1291.5336 | 0.01861 | 1290.5525 | 0 | 1290.5452 | 0.02139
|  |  |  | -- | -- |  |  | 1059.4476 | 0.04014 | 1291.6152 | 0.01901 | 1290.6342 | 0 | 1290.6267 | 0.0215
|  |  |  | -- | -- |  |  | 1059.4614 | 0.040227 | 1291.697 | 0.01907 | 1290.7157 | 0 | 1290.7084 | 0.0215
|  |  |  | -- | -- |  |  | 1059.4751 | 0.040316 | 1291.7787 | 0.02036 | 1290.7974 | 0 | 1290.79 | 0.02138
|  |  |  | -- | -- |  |  | 1059.4889 | 0.040405 | 1291.8605 | 0.02025 | 1290.879 | 0 | 1290.8716 | 0.02115
|  |  |  | -- | -- |  |  | 1059.5026 | 0.040496 | 1291.9423 | 0.0203 | 1290.9606 | 0 | 1290.9533 | 0.02085
|  |  |  | -- | -- |  |  | 1059.5164 | 0.040587 | 1292.024 | 0.02003 | 1291.0422 | 0 | 1291.0349 | 0.02052
|  |  |  | -- | -- |  |  | 1059.5302 | 0.04068 | 1292.1058 | 0.02063 | 1291.1239 | 0 | 1291.1166 | 0.02021
|  |  |  | -- | -- |  |  | 1059.5438 | 0.040773 | 1292.1876 | 0.02051 | 1291.2056 | 0 | 1291.1982 | 0.01996
|  |  |  | -- | -- |  |  | 1059.5576 | 0.040867 | 1292.2694 | 0.02068 | 1291.2872 | 0 | 1291.2799 | 0.01981
|  |  |  | -- | -- |  |  | 1059.5714 | 0.040962 | 1292.3512 | 0.02066 | 1291.369 | 0 | 1291.3616 | 0.01977
|  |  |  | -- | -- |  |  | 1059.5851 | 0.041057 | 1292.4331 | 0.02064 | 1291.4507 | 0 | 1291.4434 | 0.01982
|  |  |  | -- | -- |  |  | 1059.5989 | 0.041153 | 1292.5149 | 0.0205 | 1291.5323 | 0 | 1291.525 | 0.01995
|  |  |  | -- | -- |  |  | 1059.6125 | 0.041249 | 1292.5967 | 0.02002 | 1291.6141 | 0 | 1291.6067 | 0.02014
|  |  |  | -- | -- |  |  | 1059.6263 | 0.041345 | 1292.6786 | 0.02083 | 1291.6958 | 0 | 1291.6885 | 0.02037
|  |  |  | -- | -- |  |  | 1059.6401 | 0.041441 | 1292.7605 | 0.02074 | 1291.7776 | 0 | 1291.7703 | 0.02062
|  |  |  | -- | -- |  |  | 1059.6538 | 0.041538 | 1292.8423 | 0.02062 | 1291.8594 | 0 | 1291.8519 | 0.02087
|  |  |  | -- | -- |  |  | 1059.6676 | 0.041634 | 1292.9242 | 0.0206 | 1291.941 | 0 | 1291.9337 | 0.02111
|  |  |  | -- | -- |  |  | 1059.6814 | 0.041731 | 1293.0061 | 0.02039 | 1292.0228 | 0 | 1292.0155 | 0.02132
|  |  |  | -- | -- |  |  | 1059.6951 | 0.041827 | 1293.088 | 0.02116 | 1292.1046 | 0 | 1292.0973 | 0.02151
|  |  |  | -- | -- |  |  | 1059.7089 | 0.041923 | 1293.1699 | 0.0221 | 1292.1864 | 0 | 1292.1791 | 0.02166
|  |  |  | -- | -- |  |  | 1059.7227 | 0.042019 | 1293.2518 | 0.02118 | 1292.2682 | 0 | 1292.2609 | 0.0218
|  |  |  | -- | -- |  |  | 1059.7363 | 0.042114 | 1293.3339 | 0.02113 | 1292.3501 | 0 | 1292.3427 | 0.02192
|  |  |  | -- | -- |  |  | 1059.7501 | 0.042209 | 1293.4158 | 0.02163 | 1292.4319 | 0 | 1292.4246 | 0.02205
|  |  |  | -- | -- |  |  | 1059.7639 | 0.042303 | 1293.4977 | 0.02165 | 1292.5137 | 0 | 1292.5064 | 0.02219
|  |  |  | -- | -- |  |  | 1059.7776 | 0.042397 | 1293.5797 | 0.022 | 1292.5956 | 0 | 1292.5883 | 0.02234
|  |  |  | -- | -- |  |  | 1059.7914 | 0.04249 | 1293.6616 | 0.02215 | 1292.6774 | 0 | 1292.67 | 0.0225
|  |  |  | -- | -- |  |  | 1059.8052 | 0.042582 | 1293.7436 | 0.02211 | 1292.7593 | 0 | 1292.752 | 0.02265
|  |  |  | -- | -- |  |  | 1059.819 | 0.042674 | 1293.8257 | 0.02236 | 1292.8412 | 0 | 1292.8337 | 0.02277
|  |  |  | -- | -- |  |  | 1059.8326 | 0.042765 | 1293.9077 | 0.02285 | 1292.9231 | 0 | 1292.9156 | 0.02285
|  |  |  | -- | -- |  |  | 1059.8464 | 0.042855 | 1293.9897 | 0.02292 | 1293.005 | 0 | 1292.9976 | 0.02288
|  |  |  | -- | -- |  |  | 1059.8602 | 0.042944 | 1294.0718 | 0.02342 | 1293.0869 | 0 | 1293.0795 | 0.02285
|  |  |  | -- | -- |  |  | 1059.8739 | 0.043032 | 1294.1538 | 0.02355 | 1293.1688 | 0 | 1293.1614 | 0.02279
|  |  |  | -- | -- |  |  | 1059.8877 | 0.043119 | 1294.2358 | 0.02378 | 1293.2507 | 0 | 1293.2433 | 0.02271
|  |  |  | -- | -- |  |  | 1059.9015 | 0.043206 | 1294.3179 | 0.02319 | 1293.3326 | 0 | 1293.3253 | 0.02264
|  |  |  | -- | -- |  |  | 1059.9152 | 0.043291 | 1294.4 | 0.02383 | 1293.4145 | 0 | 1293.4072 | 0.02263
|  |  |  | -- | -- |  |  | 1059.929 | 0.043375 | 1294.4821 | 0.02419 | 1293.4966 | 0 | 1293.4891 | 0.02269
|  |  |  | -- | -- |  |  | 1059.9427 | 0.043458 | 1294.5642 | 0.02418 | 1293.5785 | 0 | 1293.5712 | 0.02285
|  |  |  | -- | -- |  |  | 1059.9565 | 0.04354 | 1294.6462 | 0.02448 | 1293.6605 | 0 | 1293.6532 | 0.02311
|  |  |  | -- | -- |  |  | 1059.9702 | 0.043621 | 1294.7284 | 0.02404 | 1293.7425 | 0 | 1293.7351 | 0.02347
|  |  |  | -- | -- |  |  | 1059.984 | 0.043701 | 1294.8105 | 0.02367 | 1293.8245 | 0 | 1293.8171 | 0.02388
|  |  |  | -- | -- |  |  | 1059.9978 | 0.043779 | 1294.8927 | 0.02459 | 1293.9065 | 0 | 1293.8992 | 0.02431
|  |  |  | -- | -- |  |  | 1060.0116 | 0.043857 | 1294.9747 | 0.0248 | 1293.9885 | 0 | 1293.9812 | 0.0247
|  |  |  | -- | -- |  |  | 1060.0253 | 0.043933 | 1295.057 | 0.02374 | 1294.0706 | 0 | 1294.0632 | 0.02499
|  |  |  | -- | -- |  |  | 1060.0391 | 0.044009 | 1295.1392 | 0.02398 | 1294.1526 | 0 | 1294.1453 | 0.02513
|  |  |  | -- | -- |  |  | 1060.0529 | 0.044083 | 1295.2213 | 0.02371 | 1294.2346 | 0 | 1294.2273 | 0.02509
|  |  |  | -- | -- |  |  | 1060.0665 | 0.044157 | 1295.3035 | 0.02398 | 1294.3168 | 0 | 1294.3093 | 0.02486
|  |  |  | -- | -- |  |  | 1060.0803 | 0.044229 | 1295.3857 | 0.02495 | 1294.3988 | 0 | 1294.3915 | 0.02445
|  |  |  | -- | -- |  |  | 1060.0941 | 0.0443 | 1295.4679 | 0.02475 | 1294.4808 | 0 | 1294.4735 | 0.02391
|  |  |  | -- | -- |  |  | 1060.1079 | 0.044371 | 1295.5502 | 0.0256 | 1294.563 | 0 | 1294.5557 | 0.0233
|  |  |  | -- | -- |  |  | 1060.1216 | 0.04444 | 1295.6323 | 0.02621 | 1294.6451 | 0 | 1294.6377 | 0.0227
|  |  |  | -- | -- |  |  | 1060.1354 | 0.044509 | 1295.7146 | 0.02604 | 1294.7272 | 0 | 1294.7198 | 0.02216
|  |  |  | -- | -- |  |  | 1060.1492 | 0.044577 | 1295.7969 | 0.0262 | 1294.8093 | 0 | 1294.802 | 0.02176
|  |  |  | -- | -- |  |  | 1060.163 | 0.044644 | 1295.8791 | 0.02554 | 1294.8915 | 0 | 1294.8842 | 0.02151
|  |  |  | -- | -- |  |  | 1060.1768 | 0.04471 | 1295.9614 | 0.02541 | 1294.9736 | 0 | 1294.9662 | 0.02145
|  |  |  | -- | -- |  |  | 1060.1904 | 0.044776 | 1296.0437 | 0.02497 | 1295.0558 | 0 | 1295.0485 | 0.02155
|  |  |  | -- | -- |  |  | 1060.2042 | 0.04484 | 1296.126 | 0.02533 | 1295.1379 | 0 | 1295.1306 | 0.02178
|  |  |  | -- | -- |  |  | 1060.218 | 0.044905 | 1296.2082 | 0.02555 | 1295.2201 | 0 | 1295.2128 | 0.02209
|  |  |  | -- | -- |  |  | 1060.2318 | 0.044968 | 1296.2905 | 0.02588 | 1295.3024 | 0 | 1295.2949 | 0.02242
|  |  |  | -- | -- |  |  | 1060.2455 | 0.045032 | 1296.3729 | 0.0258 | 1295.3845 | 0 | 1295.3772 | 0.02271
|  |  |  | -- | -- |  |  | 1060.2593 | 0.045094 | 1296.4552 | 0.02567 | 1295.4667 | 0 | 1295.4594 | 0.02291
|  |  |  | -- | -- |  |  | 1060.2731 | 0.045157 | 1296.5376 | 0.0253 | 1295.549 | 0 | 1295.5416 | 0.023
|  |  |  | -- | -- |  |  | 1060.2869 | 0.045219 | 1296.6199 | 0.0266 | 1295.6312 | 0 | 1295.6238 | 0.02298
|  |  |  | -- | -- |  |  | 1060.3007 | 0.04528 | 1296.7023 | 0.02849 | 1295.7134 | 0 | 1295.7061 | 0.02283
|  |  |  | -- | -- |  |  | 1060.3143 | 0.045342 | 1296.7847 | 0.02802 | 1295.7957 | 0 | 1295.7883 | 0.02258
|  |  |  | -- | -- |  |  | 1060.3281 | 0.045403 | 1296.8671 | 0.02768 | 1295.8779 | 0 | 1295.8706 | 0.02225
|  |  |  | -- | -- |  |  | 1060.3419 | 0.045464 | 1296.9495 | 0.02656 | 1295.9602 | 0 | 1295.9529 | 0.02186
|  |  |  | -- | -- |  |  | 1060.3557 | 0.045524 | 1297.0319 | 0.02616 | 1296.0425 | 0 | 1296.0352 | 0.02145
|  |  |  | -- | -- |  |  | 1060.3695 | 0.045585 | 1297.1143 | 0.02668 | 1296.1248 | 0 | 1296.1174 | 0.02104
|  |  |  | -- | -- |  |  | 1060.3832 | 0.045646 | 1297.1968 | 0.02623 | 1296.207 | 0 | 1296.1997 | 0.02067
|  |  |  | -- | -- |  |  | 1060.397 | 0.045706 | 1297.2792 | 0.02577 | 1296.2894 | 0 | 1296.282 | 0.02034
|  |  |  | -- | -- |  |  | 1060.4108 | 0.045767 | 1297.3616 | 0.02588 | 1296.3717 | 0 | 1296.3644 | 0.0201
|  |  |  | -- | -- |  |  | 1060.4246 | 0.045827 | 1297.4441 | 0.02606 | 1296.4541 | 0 | 1296.4467 | 0.01995
|  |  |  | -- | -- |  |  | 1060.4384 | 0.045888 | 1297.5265 | 0.02722 | 1296.5364 | 0 | 1296.5291 | 0.01989
|  |  |  | -- | -- |  |  | 1060.452 | 0.045949 | 1297.609 | 0.0271 | 1296.6188 | 0 | 1296.6113 | 0.01993
|  |  |  | -- | -- |  |  | 1060.4658 | 0.046009 | 1297.6915 | 0.0269 | 1296.7012 | 0 | 1296.6937 | 0.02006
|  |  |  | -- | -- |  |  | 1060.4796 | 0.04607 | 1297.774 | 0.02698 | 1296.7836 | 0 | 1296.7761 | 0.02025
|  |  |  | -- | -- |  |  | 1060.4934 | 0.046131 | 1297.8566 | 0.02681 | 1296.8658 | 0 | 1296.8585 | 0.02049
|  |  |  | -- | -- |  |  | 1060.5072 | 0.046191 | 1297.9391 | 0.02692 | 1296.9482 | 0 | 1296.9409 | 0.02076
|  |  |  | -- | -- |  |  | 1060.521 | 0.046252 | 1298.0216 | 0.02604 | 1297.0308 | 0 | 1297.0233 | 0.02103
|  |  |  | -- | -- |  |  | 1060.5348 | 0.046313 | 1298.1041 | 0.0266 | 1297.1132 | 0 | 1297.1057 | 0.02129
|  |  |  | -- | -- |  |  | 1060.5485 | 0.046373 | 1298.1867 | 0.02645 | 1297.1956 | 0 | 1297.1881 | 0.02153
|  |  |  | -- | -- |  |  | 1060.5623 | 0.046434 | 1298.2693 | 0.02574 | 1297.2779 | 0 | 1297.2706 | 0.02172
|  |  |  | -- | -- |  |  | 1060.5761 | 0.046494 | 1298.3518 | 0.02525 | 1297.3605 | 0 | 1297.353 | 0.02186
|  |  |  | -- | -- |  |  | 1060.5898 | 0.046555 | 1298.4344 | 0.02598 | 1297.4429 | 0 | 1297.4355 | 0.02193
|  |  |  | -- | -- |  |  | 1060.6036 | 0.046615 | 1298.517 | 0.02641 | 1297.5254 | 0 | 1297.5179 | 0.02193
|  |  |  | -- | -- |  |  | 1060.6174 | 0.046675 | 1298.5996 | 0.02682 | 1297.6079 | 0 | 1297.6005 | 0.02188
|  |  |  | -- | -- |  |  | 1060.6311 | 0.046734 | 1298.6823 | 0.02653 | 1297.6903 | 0 | 1297.683 | 0.02177
|  |  |  | -- | -- |  |  | 1060.6449 | 0.046793 | 1298.7649 | 0.02622 | 1297.7728 | 0 | 1297.7655 | 0.02163
|  |  |  | -- | -- |  |  | 1060.6587 | 0.046852 | 1298.8475 | 0.02633 | 1297.8554 | 0 | 1297.848 | 0.02147
|  |  |  | -- | -- |  |  | 1060.6725 | 0.046909 | 1298.9302 | 0.02668 | 1297.9379 | 0 | 1297.9305 | 0.02132
|  |  |  | -- | -- |  |  | 1060.6863 | 0.046967 | 1299.0128 | 0.02671 | 1298.0204 | 0 | 1298.0131 | 0.02119
|  |  |  | -- | -- |  |  | 1060.7001 | 0.047023 | 1299.0955 | 0.02641 | 1298.103 | 0 | 1298.0956 | 0.02112
|  |  |  | -- | -- |  |  | 1060.7139 | 0.047079 | 1299.1782 | 0.02604 | 1298.1855 | 0 | 1298.1781 | 0.0211
|  |  |  | -- | -- |  |  | 1060.7277 | 0.047133 | 1299.2609 | 0.02612 | 1298.2681 | 0 | 1298.2607 | 0.02115
|  |  |  | -- | -- |  |  | 1060.7415 | 0.047187 | 1299.3436 | 0.02667 | 1298.3507 | 0 | 1298.3433 | 0.02126
|  |  |  | -- | -- |  |  | 1060.7551 | 0.047239 | 1299.4263 | 0.02673 | 1298.4332 | 0 | 1298.4259 | 0.02143
|  |  |  | -- | -- |  |  | 1060.7689 | 0.04729 | 1299.509 | 0.02678 | 1298.5159 | 0 | 1298.5084 | 0.02164
|  |  |  | -- | -- |  |  | 1060.7827 | 0.047339 | 1299.5918 | 0.02678 | 1298.5985 | 0 | 1298.5911 | 0.02187
|  |  |  | -- | -- |  |  | 1060.7965 | 0.047387 | 1299.6744 | 0.02735 | 1298.681 | 0 | 1298.6737 | 0.02211
|  |  |  | -- | -- |  |  | 1060.8103 | 0.047433 | 1299.7572 | 0.02746 | 1298.7637 | 0 | 1298.7564 | 0.02233
|  |  |  | -- | -- |  |  | 1060.8241 | 0.047477 | 1299.84 | 0.02819 | 1298.8463 | 0 | 1298.839 | 0.02251
|  |  |  | -- | -- |  |  | 1060.8379 | 0.04752 | 1299.9228 | 0.02858 | 1298.929 | 0 | 1298.9216 | 0.02263
|  |  |  | -- | -- |  |  | 1060.8517 | 0.04756 | 1300.0056 | 0.02787 | 1299.0117 | 0 | 1299.0043 | 0.02267
|  |  |  | -- | -- |  |  | 1060.8655 | 0.047598 | 1300.0884 | 0.02803 | 1299.0944 | 0 | 1299.0869 | 0.02263
|  |  |  | -- | -- |  |  | 1060.8793 | 0.047633 | 1300.1711 | 0.02867 | 1299.177 | 0 | 1299.1697 | 0.0225
|  |  |  | -- | -- |  |  | 1060.8929 | 0.047666 | 1300.254 | 0.02941 | 1299.2598 | 0 | 1299.2523 | 0.02229
|  |  |  | -- | -- |  |  | 1060.9067 | 0.047696 | 1300.3368 | 0.02907 | 1299.3424 | 0 | 1299.335 | 0.02204
|  |  |  | -- | -- |  |  | 1060.9205 | 0.047724 | 1300.4197 | 0.02891 | 1299.4252 | 0 | 1299.4177 | 0.02175
|  |  |  | -- | -- |  |  | 1060.9343 | 0.047748 | 1300.5026 | 0.02855 | 1299.5078 | 0 | 1299.5005 | 0.02145
|  |  |  | -- | -- |  |  | 1060.9481 | 0.04777 | 1300.5853 | 0.02812 | 1299.5906 | 0 | 1299.5831 | 0.02117
|  |  |  | -- | -- |  |  | 1060.9619 | 0.047788 | 1300.6682 | 0.02763 | 1299.6733 | 0 | 1299.6659 | 0.02091
|  |  |  | -- | -- |  |  | 1060.9757 | 0.047803 | 1300.7511 | 0.028 | 1299.7561 | 0 | 1299.7487 | 0.02069
|  |  |  | -- | -- |  |  | 1060.9895 | 0.047814 | 1300.834 | 0.02865 | 1299.8389 | 0 | 1299.8314 | 0.0205
|  |  |  | -- | -- |  |  | 1061.0033 | 0.047822 | 1300.917 | 0.02872 | 1299.9216 | 0 | 1299.9142 | 0.02037
|  |  |  | -- | -- |  |  | 1061.0171 | 0.047827 | 1300.9999 | 0.0286 | 1300.0044 | 0 | 1299.9971 | 0.02027
|  |  |  | -- | -- |  |  | 1061.0309 | 0.047827 | 1301.0828 | 0.02846 | 1300.0872 | 0 | 1300.0798 | 0.02021
|  |  |  | -- | -- |  |  | 1061.0447 | 0.047824 | 1301.1656 | 0.02846 | 1300.17 | 0 | 1300.1626 | 0.02018
|  |  |  | -- | -- |  |  | 1061.0585 | 0.047816 | 1301.2487 | 0.02863 | 1300.2528 | 0 | 1300.2455 | 0.02017
|  |  |  | -- | -- |  |  | 1061.0723 | 0.047805 | 1301.3317 | 0.02853 | 1300.3357 | 0 | 1300.3283 | 0.02015
|  |  |  | -- | -- |  |  | 1061.0861 | 0.047789 | 1301.4145 | 0.02802 | 1300.4185 | 0 | 1300.4111 | 0.02014
|  |  |  | -- | -- |  |  | 1061.0999 | 0.04777 | 1301.4976 | 0.02699 | 1300.5013 | 0 | 1300.4939 | 0.02011
|  |  |  | -- | -- |  |  | 1061.1136 | 0.047746 | 1301.5806 | 0.02658 | 1300.5842 | 0 | 1300.5768 | 0.02009
|  |  |  | -- | -- |  |  | 1061.1274 | 0.047718 | 1301.6636 | 0.02617 | 1300.6671 | 0 | 1300.6597 | 0.02006
|  |  |  | -- | -- |  |  | 1061.1412 | 0.047685 | 1301.7466 | 0.02619 | 1300.75 | 0 | 1300.7425 | 0.02005
|  |  |  | -- | -- |  |  | 1061.1549 | 0.047648 | 1301.8296 | 0.02539 | 1300.8329 | 0 | 1300.8254 | 0.02006
|  |  |  | -- | -- |  |  | 1061.1687 | 0.047606 | 1301.9126 | 0.02474 | 1300.9158 | 0 | 1300.9083 | 0.02009
|  |  |  | -- | -- |  |  | 1061.1825 | 0.047561 | 1301.9956 | 0.02494 | 1300.9987 | 0 | 1300.9913 | 0.02014
|  |  |  | -- | -- |  |  | 1061.1963 | 0.04751 | 1302.0787 | 0.02506 | 1301.0815 | 0 | 1301.0742 | 0.02021
|  |  |  | -- | -- |  |  | 1061.2101 | 0.047455 | 1302.1617 | 0.02473 | 1301.1645 | 0 | 1301.1571 | 0.02029
|  |  |  | -- | -- |  |  | 1061.2239 | 0.047396 | 1302.2449 | 0.02489 | 1301.2474 | 0 | 1301.2401 | 0.0204
|  |  |  | -- | -- |  |  | 1061.2377 | 0.047333 | 1302.3279 | 0.02504 | 1301.3304 | 0 | 1301.323 | 0.02055
|  |  |  | -- | -- |  |  | 1061.2515 | 0.047265 | 1302.411 | 0.02476 | 1301.4135 | 0.00124 | 1301.406 | 0.02074
|  |  |  | -- | -- |  |  | 1061.2653 | 0.047192 | 1302.4941 | 0.02484 | 1301.4963 | 0.00123 | 1301.489 | 0.02098
|  |  |  | -- | -- |  |  | 1061.2791 | 0.047116 | 1302.5773 | 0.02483 | 1301.5793 | 0.00123 | 1301.572 | 0.02128
|  |  |  | -- | -- |  |  | 1061.2928 | 0.047035 | 1302.6604 | 0.02438 | 1301.6624 | 0.00123 | 1301.6549 | 0.02163
|  |  |  | -- | -- |  |  | 1061.3066 | 0.04695 | 1302.7435 | 0.02401 | 1301.7454 | 0.00123 | 1301.7379 | 0.02201
|  |  |  | -- | -- |  |  | 1061.3204 | 0.046861 | 1302.8267 | 0.02413 | 1301.8284 | 0.00124 | 1301.821 | 0.0224
|  |  |  | -- | -- |  |  | 1061.3342 | 0.046767 | 1302.9098 | 0.02419 | 1301.9114 | 0.00124 | 1301.9041 | 0.02279
|  |  |  | -- | -- |  |  | 1061.348 | 0.04667 | 1302.9929 | 0.02451 | 1301.9945 | 0.00125 | 1301.9871 | 0.02316
|  |  |  | -- | -- |  |  | 1061.3618 | 0.04657 | 1303.0762 | 0.02473 | 1302.0775 | 0.00126 | 1302.0701 | 0.02347
|  |  |  | -- | -- |  |  | 1061.3757 | 0.046465 | 1303.1593 | 0.02515 | 1302.1605 | 0.00127 | 1302.1532 | 0.0237
|  |  |  | -- | -- |  |  | 1061.3895 | 0.046357 | 1303.2425 | 0.02498 | 1302.2436 | 0.00129 | 1302.2362 | 0.02384
|  |  |  | -- | -- |  |  | 1061.4033 | 0.046246 | 1303.3257 | 0.02587 | 1302.3268 | 0.0013 | 1302.3193 | 0.02386
|  |  |  | -- | -- |  |  | 1061.4171 | 0.046131 | 1303.4089 | 0.02596 | 1302.4098 | 0.00132 | 1302.4025 | 0.02375
|  |  |  | -- | -- |  |  | 1061.4309 | 0.046013 | 1303.4922 | 0.02554 | 1302.4929 | 0.00133 | 1302.4855 | 0.02352
|  |  |  | -- | -- |  |  | 1061.4447 | 0.045893 | 1303.5754 | 0.02574 | 1302.576 | 0.00135 | 1302.5686 | 0.0232
|  |  |  | -- | -- |  |  | 1061.4585 | 0.045769 | 1303.6587 | 0.02637 | 1302.6592 | 0.00137 | 1302.6517 | 0.0228
|  |  |  | -- | -- |  |  | 1061.4723 | 0.045643 | 1303.7419 | 0.02641 | 1302.7423 | 0.00139 | 1302.7349 | 0.02235
|  |  |  | -- | -- |  |  | 1061.4861 | 0.045514 | 1303.8252 | 0.027 | 1302.8254 | 0.00141 | 1302.818 | 0.02189
|  |  |  | -- | -- |  |  | 1061.4999 | 0.045384 | 1303.9084 | 0.02713 | 1302.9086 | 0.00144 | 1302.9012 | 0.02141
|  |  |  | -- | -- |  |  | 1061.5137 | 0.045251 | 1303.9918 | 0.02822 | 1302.9918 | 0.00146 | 1302.9844 | 0.02095
|  |  |  | -- | -- |  |  | 1061.5275 | 0.045116 | 1304.0751 | 0.02812 | 1303.0749 | 0.00148 | 1303.0675 | 0.02049
|  |  |  | -- | -- |  |  | 1061.5413 | 0.044979 | 1304.1584 | 0.02785 | 1303.1582 | 0.0015 | 1303.1508 | 0.02006
|  |  |  | -- | -- |  |  | 1061.5551 | 0.044842 | 1304.2417 | 0.0282 | 1303.2413 | 0.00153 | 1303.2339 | 0.01966
|  |  |  | -- | -- |  |  | 1061.5688 | 0.044702 | 1304.3251 | 0.02886 | 1303.3246 | 0.00155 | 1303.3171 | 0.01931
|  |  |  | -- | -- |  |  | 1061.5826 | 0.044562 | 1304.4084 | 0.02878 | 1303.4078 | 0.00157 | 1303.4004 | 0.01902
|  |  |  | -- | -- |  |  | 1061.5964 | 0.044421 | 1304.4918 | 0.02854 | 1303.491 | 0.0016 | 1303.4836 | 0.01881
|  |  |  | -- | -- |  |  | 1061.6102 | 0.04428 | 1304.5752 | 0.02866 | 1303.5742 | 0.00162 | 1303.5669 | 0.0187
|  |  |  | -- | -- |  |  | 1061.624 | 0.044138 | 1304.6586 | 0.0291 | 1303.6575 | 0.00164 | 1303.6501 | 0.0187
|  |  |  | -- | -- |  |  | 1061.6378 | 0.043995 | 1304.7419 | 0.02955 | 1303.7407 | 0.00166 | 1303.7334 | 0.01882
|  |  |  | -- | -- |  |  | 1061.6517 | 0.043853 | 1304.8253 | 0.02976 | 1303.8241 | 0.00168 | 1303.8166 | 0.01906
|  |  |  | -- | -- |  |  | 1061.6655 | 0.043711 | 1304.9088 | 0.03046 | 1303.9073 | 0.0017 | 1303.8999 | 0.01942
|  |  |  | -- | -- |  |  | 1061.6793 | 0.04357 | 1304.9922 | 0.02977 | 1303.9906 | 0.00172 | 1303.9832 | 0.01987
|  |  |  | -- | -- |  |  | 1061.6931 | 0.043429 | 1305.0756 | 0.02971 | 1304.074 | 0.00173 | 1304.0665 | 0.02039
|  |  |  | -- | -- |  |  | 1061.7069 | 0.043289 | 1305.1591 | 0.03061 | 1304.1572 | 0.00175 | 1304.1498 | 0.02094
|  |  |  | -- | -- |  |  | 1061.7207 | 0.04315 | 1305.2425 | 0.03134 | 1304.2406 | 0.00176 | 1304.2332 | 0.02146
|  |  |  | -- | -- |  |  | 1061.7345 | 0.043012 | 1305.3259 | 0.03169 | 1304.3238 | 0.00177 | 1304.3165 | 0.02191
|  |  |  | -- | -- |  |  | 1061.7483 | 0.042876 | 1305.4094 | 0.03288 | 1304.4072 | 0.00178 | 1304.3999 | 0.02227
|  |  |  | -- | -- |  |  | 1061.7621 | 0.042742 | 1305.4929 | 0.03305 | 1304.4906 | 0.00179 | 1304.4832 | 0.0225
|  |  |  | -- | -- |  |  | 1061.7759 | 0.042609 | 1305.5764 | 0.03376 | 1304.574 | 0.0018 | 1304.5665 | 0.02261
|  |  |  | -- | -- |  |  | 1061.7898 | 0.042479 | 1305.6599 | 0.03305 | 1304.6573 | 0.0018 | 1304.6499 | 0.02259
|  |  |  | -- | -- |  |  | 1061.8036 | 0.042351 | 1305.7434 | 0.03324 | 1304.7407 | 0.0018 | 1304.7334 | 0.02247
|  |  |  | -- | -- |  |  | 1061.8174 | 0.042225 | 1305.827 | 0.03304 | 1304.8242 | 0.0018 | 1304.8168 | 0.02227
|  |  |  | -- | -- |  |  | 1061.8312 | 0.042102 | 1305.9105 | 0.03321 | 1304.9076 | 0.0018 | 1304.9001 | 0.02202
|  |  |  | -- | -- |  |  | 1061.845 | 0.041982 | 1305.9941 | 0.03364 | 1304.991 | 0.0018 | 1304.9835 | 0.02177
|  |  |  | -- | -- |  |  | 1061.8588 | 0.041865 | 1306.0776 | 0.0342 | 1305.0745 | 0.00179 | 1305.067 | 0.02154
|  |  |  | -- | -- |  |  | 1061.8726 | 0.041751 | 1306.1613 | 0.03532 | 1305.1578 | 0.00178 | 1305.1505 | 0.02136
|  |  |  | -- | -- |  |  | 1061.8864 | 0.04164 | 1306.2448 | 0.03576 | 1305.2413 | 0.00177 | 1305.2339 | 0.02123
|  |  |  | -- | -- |  |  | 1061.9003 | 0.041533 | 1306.3284 | 0.03617 | 1305.3248 | 0.00176 | 1305.3174 | 0.02117
|  |  |  | -- | -- |  |  | 1061.9141 | 0.041429 | 1306.412 | 0.03599 | 1305.4083 | 0.00175 | 1305.4009 | 0.02115
|  |  |  | -- | -- |  |  | 1061.9279 | 0.041329 | 1306.4956 | 0.03586 | 1305.4918 | 0.00174 | 1305.4844 | 0.02117
|  |  |  | -- | -- |  |  | 1061.9416 | 0.041233 | 1306.5792 | 0.03612 | 1305.5753 | 0.00172 | 1305.5679 | 0.02119
|  |  |  | -- | -- |  |  | 1061.9554 | 0.041141 | 1306.6628 | 0.03649 | 1305.6588 | 0.0017 | 1305.6514 | 0.0212
|  |  |  | -- | -- |  |  | 1061.9692 | 0.041053 | 1306.7466 | 0.03698 | 1305.7423 | 0.00169 | 1305.7349 | 0.02117
|  |  |  | -- | -- |  |  | 1061.983 | 0.040969 | 1306.8302 | 0.03705 | 1305.8258 | 0.00167 | 1305.8184 | 0.02111
|  |  |  | -- | -- |  |  | 1061.9969 | 0.040889 | 1306.9138 | 0.03628 | 1305.9093 | 0.00165 | 1305.902 | 0.02101
|  |  |  | -- | -- |  |  | 1062.0107 | 0.040814 | 1306.9976 | 0.03664 | 1305.9929 | 0.00163 | 1305.9855 | 0.0209
|  |  |  | -- | -- |  |  | 1062.0245 | 0.040742 | 1307.0812 | 0.03588 | 1306.0764 | 0.0016 | 1306.0691 | 0.02077
|  |  |  | -- | -- |  |  | 1062.0383 | 0.040676 | 1307.1649 | 0.036 | 1306.16 | 0.00158 | 1306.1526 | 0.02068
|  |  |  | -- | -- |  |  | 1062.0521 | 0.040614 | 1307.2487 | 0.0357 | 1306.2436 | 0.00156 | 1306.2362 | 0.02062
|  |  |  | -- | -- |  |  | 1062.0659 | 0.040556 | 1307.3324 | 0.03587 | 1306.3273 | 0.00153 | 1306.3198 | 0.02063
|  |  |  | -- | -- |  |  | 1062.0798 | 0.040503 | 1307.4161 | 0.03678 | 1306.4109 | 0.00151 | 1306.4034 | 0.02072
|  |  |  | -- | -- |  |  | 1062.0936 | 0.040455 | 1307.4999 | 0.03771 | 1306.4945 | 0.00149 | 1306.4871 | 0.02088
|  |  |  | -- | -- |  |  | 1062.1074 | 0.040411 | 1307.5836 | 0.03745 | 1306.5781 | 0.00146 | 1306.5707 | 0.0211
|  |  |  | -- | -- |  |  | 1062.1212 | 0.040372 | 1307.6674 | 0.03735 | 1306.6617 | 0.00144 | 1306.6543 | 0.02135
|  |  |  | -- | -- |  |  | 1062.135 | 0.040337 | 1307.7511 | 0.03777 | 1306.7454 | 0.00142 | 1306.7379 | 0.02159
|  |  |  | -- | -- |  |  | 1062.1488 | 0.040307 | 1307.835 | 0.03745 | 1306.829 | 0.00139 | 1306.8215 | 0.02179
|  |  |  | -- | -- |  |  | 1062.1627 | 0.040282 | 1307.9187 | 0.0366 | 1306.9127 | 0.00137 | 1306.9053 | 0.02191
|  |  |  | -- | -- |  |  | 1062.1765 | 0.040261 | 1308.0026 | 0.03662 | 1306.9963 | 0.00135 | 1306.9889 | 0.02193
|  |  |  | -- | -- |  |  | 1062.1903 | 0.040245 | 1308.0863 | 0.03741 | 1307.0801 | 0.00133 | 1307.0726 | 0.02185
|  |  |  | -- | -- |  |  | 1062.2041 | 0.040233 | 1308.1702 | 0.03782 | 1307.1638 | 0.00131 | 1307.1564 | 0.02168
|  |  |  | -- | -- |  |  | 1062.2179 | 0.040226 | 1308.254 | 0.03742 | 1307.2474 | 0.00129 | 1307.24 | 0.02146
|  |  |  | -- | -- |  |  | 1062.2318 | 0.040223 | 1308.3379 | 0.03752 | 1307.3312 | 0.00128 | 1307.3237 | 0.0212
|  |  |  | -- | -- |  |  | 1062.2456 | 0.040224 | 1308.4217 | 0.0374 | 1307.4149 | 0.00126 | 1307.4075 | 0.02096
|  |  |  | -- | -- |  |  | 1062.2594 | 0.04023 | 1308.5056 | 0.03791 | 1307.4987 | 0.00125 | 1307.4912 | 0.02076
|  |  |  | -- | -- |  |  | 1062.2732 | 0.040239 | 1308.5895 | 0.03784 | 1307.5824 | 0.00123 | 1307.5749 | 0.02062
|  |  |  | -- | -- |  |  | 1062.287 | 0.040253 | 1308.6733 | 0.03665 | 1307.6661 | 0.00122 | 1307.6588 | 0.02056
|  |  |  | -- | -- |  |  | 1062.3009 | 0.040271 | 1308.7573 | 0.03581 | 1307.75 | 0.00121 | 1307.7425 | 0.0206
|  |  |  | -- | -- |  |  | 1062.3147 | 0.040292 | 1308.8412 | 0.03591 | 1307.8337 | 0.00121 | 1307.8263 | 0.02072
|  |  |  | -- | -- |  |  | 1062.3285 | 0.040318 | 1308.9252 | 0.03578 | 1307.9176 | 0.0012 | 1307.9102 | 0.02092
|  |  |  | -- | -- |  |  | 1062.3423 | 0.040347 | 1309.009 | 0.03588 | 1308.0013 | 0.0012 | 1307.9939 | 0.02117
|  |  |  | -- | -- |  |  | 1062.3562 | 0.040379 | 1309.093 | 0.03524 | 1308.0852 | 0.0012 | 1308.0778 | 0.02145
|  |  |  | -- | -- |  |  | 1062.37 | 0.040415 | 1309.177 | 0.03444 | 1308.1691 | 0.0012 | 1308.1616 | 0.02173
|  |  |  | -- | -- |  |  | 1062.3838 | 0.040454 | 1309.261 | 0.03473 | 1308.2528 | 0.0012 | 1308.2454 | 0.02198
|  |  |  | -- | -- |  |  | 1062.3976 | 0.040496 | 1309.345 | 0.03504 | 1308.3367 | 0.0012 | 1308.3292 | 0.02217
|  |  |  | -- | -- |  |  | 1062.4115 | 0.040541 | 1309.429 | 0.03508 | 1308.4205 | 0.00121 | 1308.4131 | 0.02229
|  |  |  | -- | -- |  |  | 1062.4253 | 0.040588 | 1309.5129 | 0.03467 | 1308.5044 | 0.00122 | 1308.4969 | 0.02233
|  |  |  | -- | -- |  |  | 1062.4391 | 0.040639 | 1309.5969 | 0.03517 | 1308.5884 | 0.00123 | 1308.5809 | 0.0223
|  |  |  | -- | -- |  |  | 1062.4529 | 0.040692 | 1309.681 | 0.03467 | 1308.6722 | 0.00124 | 1308.6648 | 0.0222
|  |  |  | -- | -- |  |  | 1062.4668 | 0.040747 | 1309.765 | 0.03423 | 1308.7561 | 0.00126 | 1308.7487 | 0.02204
|  |  |  | -- | -- |  |  | 1062.4806 | 0.040805 | 1309.849 | 0.03399 | 1308.8401 | 0.00127 | 1308.8326 | 0.02187
|  |  |  | -- | -- |  |  | 1062.4944 | 0.040864 | 1309.9331 | 0.03441 | 1308.924 | 0.00129 | 1308.9165 | 0.02169
|  |  |  | -- | -- |  |  | 1062.5082 | 0.040925 | 1310.0172 | 0.0347 | 1309.0079 | 0.00131 | 1309.0005 | 0.02153
|  |  |  | -- | -- |  |  | 1062.5221 | 0.040988 | 1310.1012 | 0.0347 | 1309.0918 | 0.00133 | 1309.0845 | 0.02141
|  |  |  | -- | -- |  |  | 1062.5359 | 0.041053 | 1310.1853 | 0.03481 | 1309.1758 | 0.00135 | 1309.1683 | 0.02132
|  |  |  | -- | -- |  |  | 1062.5497 | 0.041119 | 1310.2694 | 0.03552 | 1309.2598 | 0.00137 | 1309.2523 | 0.02126
|  |  |  | -- | -- |  |  | 1062.5635 | 0.041186 | 1310.3535 | 0.03665 | 1309.3438 | 0.00139 | 1309.3363 | 0.02123
|  |  |  | -- | -- |  |  | 1062.5774 | 0.041255 | 1310.4376 | 0.03754 | 1309.4277 | 0.00142 | 1309.4203 | 0.02119
|  |  |  | -- | -- |  |  | 1062.5912 | 0.041324 | 1310.5219 | 0.03782 | 1309.5117 | 0.00144 | 1309.5043 | 0.02113
|  |  |  | -- | -- |  |  | 1062.605 | 0.041394 | 1310.606 | 0.03798 | 1309.5958 | 0.00147 | 1309.5884 | 0.02104
|  |  |  | -- | -- |  |  | 1062.6189 | 0.041464 | 1310.6901 | 0.03845 | 1309.6798 | 0.00149 | 1309.6724 | 0.02092
|  |  |  | -- | -- |  |  | 1062.6327 | 0.041535 | 1310.7743 | 0.03898 | 1309.7638 | 0.00151 | 1309.7564 | 0.02077
|  |  |  | -- | -- |  |  | 1062.6465 | 0.041606 | 1310.8584 | 0.03959 | 1309.8479 | 0.00154 | 1309.8404 | 0.02062
|  |  |  | -- | -- |  |  | 1062.6603 | 0.041677 | 1310.9426 | 0.03983 | 1309.9319 | 0.00156 | 1309.9244 | 0.02048
|  |  |  | -- | -- |  |  | 1062.6742 | 0.041748 | 1311.0269 | 0.03946 | 1310.016 | 0.00159 | 1310.0085 | 0.02035
|  |  |  | -- | -- |  |  | 1062.688 | 0.041819 | 1311.1111 | 0.04026 | 1310.1001 | 0.00161 | 1310.0927 | 0.02023
|  |  |  | -- | -- |  |  | 1062.7018 | 0.04189 | 1311.1952 | 0.03986 | 1310.1842 | 0.00164 | 1310.1768 | 0.02013
|  |  |  | -- | -- |  |  | 1062.7157 | 0.04196 | 1311.2794 | 0.04015 | 1310.2683 | 0.00166 | 1310.2609 | 0.02001
|  |  |  | -- | -- |  |  | 1062.7295 | 0.042029 | 1311.3638 | 0.04011 | 1310.3524 | 0.00168 | 1310.345 | 0.01988
|  |  |  | -- | -- |  |  | 1062.7433 | 0.042098 | 1311.448 | 0.04061 | 1310.4365 | 0.0017 | 1310.4291 | 0.01971
|  |  |  | -- | -- |  |  | 1062.7572 | 0.042165 | 1311.5322 | 0.04109 | 1310.5206 | 0.00173 | 1310.5132 | 0.01952
|  |  |  | -- | -- |  |  | 1062.771 | 0.042232 | 1311.6165 | 0.04116 | 1310.6047 | 0.00175 | 1310.5973 | 0.01932
|  |  |  | -- | -- |  |  | 1062.7848 | 0.042298 | 1311.7008 | 0.04187 | 1310.689 | 0.00177 | 1310.6815 | 0.01914
|  |  |  | -- | -- |  |  | 1062.7987 | 0.042362 | 1311.785 | 0.04223 | 1310.7731 | 0.00179 | 1310.7656 | 0.01901
|  |  |  | -- | -- |  |  | 1062.8125 | 0.042425 | 1311.8694 | 0.04211 | 1310.8573 | 0.00181 | 1310.8499 | 0.01896
|  |  |  | -- | -- |  |  | 1062.8263 | 0.042487 | 1311.9537 | 0.04183 | 1310.9414 | 0.00182 | 1310.934 | 0.019
|  |  |  | -- | -- |  |  | 1062.8402 | 0.042547 | 1312.0381 | 0.04177 | 1311.0256 | 0.00184 | 1311.0182 | 0.01913
|  |  |  | -- | -- |  |  | 1062.854 | 0.042605 | 1312.1223 | 0.04157 | 1311.1099 | 0.00186 | 1311.1024 | 0.01932
|  |  |  | -- | -- |  |  | 1062.8678 | 0.042662 | 1312.2067 | 0.04134 | 1311.1941 | 0.00188 | 1311.1867 | 0.01955
|  |  |  | -- | -- |  |  | 1062.8817 | 0.042717 | 1312.291 | 0.04101 | 1311.2783 | 0.00189 | 1311.2709 | 0.01979
|  |  |  | -- | -- |  |  | 1062.8955 | 0.04277 | 1312.3755 | 0.0403 | 1311.3626 | 0.00191 | 1311.3551 | 0.01999
|  |  |  | -- | -- |  |  | 1062.9093 | 0.042821 | 1312.4598 | 0.03953 | 1311.4468 | 0.00193 | 1311.4393 | 0.02014
|  |  |  | -- | -- |  |  | 1062.9232 | 0.04287 | 1312.5442 | 0.03898 | 1311.531 | 0.00195 | 1311.5236 | 0.02023
|  |  |  | -- | -- |  |  | 1062.937 | 0.042917 | 1312.6287 | 0.03958 | 1311.6154 | 0.00196 | 1311.6079 | 0.02026
|  |  |  | -- | -- |  |  | 1062.9508 | 0.042961 | 1312.713 | 0.04025 | 1311.6996 | 0.00198 | 1311.6921 | 0.02024
|  |  |  | -- | -- |  |  | 1062.9647 | 0.043004 | 1312.7975 | 0.03986 | 1311.7839 | 0.002 | 1311.7765 | 0.0202
|  |  |  | -- | -- |  |  | 1062.9785 | 0.043045 | 1312.8818 | 0.04088 | 1311.8682 | 0.00201 | 1311.8607 | 0.02016
|  |  |  | -- | -- |  |  | 1062.9923 | 0.043083 | 1312.9663 | 0.04148 | 1311.9525 | 0.00203 | 1311.9451 | 0.02012
|  |  |  | -- | -- |  |  | 1063.0062 | 0.043119 | 1313.0508 | 0.04149 | 1312.0369 | 0.00205 | 1312.0294 | 0.0201
|  |  |  | -- | -- |  |  | 1063.02 | 0.043153 | 1313.1353 | 0.04098 | 1312.1212 | 0.00207 | 1312.1138 | 0.02011
|  |  |  | -- | -- |  |  | 1063.0339 | 0.043185 | 1313.2197 | 0.04009 | 1312.2056 | 0.00208 | 1312.1981 | 0.02013
|  |  |  | -- | -- |  |  | 1063.0477 | 0.043214 | 1313.3042 | 0.04003 | 1312.2899 | 0.0021 | 1312.2825 | 0.02017
|  |  |  | -- | -- |  |  | 1063.0615 | 0.043241 | 1313.3887 | 0.03994 | 1312.3743 | 0.00212 | 1312.3668 | 0.02022
|  |  |  | -- | -- |  |  | 1063.0754 | 0.043266 | 1313.4733 | 0.03953 | 1312.4586 | 0.00214 | 1312.4512 | 0.02027
|  |  |  | -- | -- |  |  | 1063.0892 | 0.043288 | 1313.5577 | 0.04057 | 1312.5431 | 0.00216 | 1312.5355 | 0.02032
|  |  |  | -- | -- |  |  | 1063.103 | 0.043308 | 1313.6423 | 0.04117 | 1312.6274 | 0.00218 | 1312.62 | 0.02036
|  |  |  | -- | -- |  |  | 1063.1169 | 0.043326 | 1313.7268 | 0.04036 | 1312.7118 | 0.0022 | 1312.7043 | 0.02037
|  |  |  | -- | -- |  |  | 1063.1307 | 0.043342 | 1313.8114 | 0.04063 | 1312.7963 | 0.00222 | 1312.7888 | 0.02034
|  |  |  | -- | -- |  |  | 1063.1447 | 0.043356 | 1313.896 | 0.04128 | 1312.8807 | 0.00224 | 1312.8733 | 0.02028
|  |  |  | -- | -- |  |  | 1063.1584 | 0.043367 | 1313.9806 | 0.04232 | 1312.9652 | 0.00225 | 1312.9576 | 0.02016
|  |  |  | -- | -- |  |  | 1063.1722 | 0.043377 | 1314.0651 | 0.04329 | 1313.0496 | 0.00227 | 1313.0421 | 0.02002
|  |  |  | -- | -- |  |  | 1063.1862 | 0.043384 | 1314.1498 | 0.04361 | 1313.134 | 0.00229 | 1313.1266 | 0.01986
|  |  |  | -- | -- |  |  | 1063.2 | 0.043389 | 1314.2344 | 0.04403 | 1313.2185 | 0.00231 | 1313.2111 | 0.01971
|  |  |  | -- | -- |  |  | 1063.2139 | 0.043393 | 1314.319 | 0.04407 | 1313.3031 | 0.00233 | 1313.2955 | 0.0196
|  |  |  | -- | -- |  |  | 1063.2277 | 0.043394 | 1314.4036 | 0.04336 | 1313.3876 | 0.00235 | 1313.3801 | 0.01954
|  |  |  | -- | -- |  |  | 1063.2416 | 0.043394 | 1314.4883 | 0.04316 | 1313.4721 | 0.00237 | 1313.4646 | 0.01954
|  |  |  | -- | -- |  |  | 1063.2554 | 0.043392 | 1314.5729 | 0.04279 | 1313.5565 | 0.00238 | 1313.5491 | 0.01959
|  |  |  | -- | -- |  |  | 1063.2692 | 0.043388 | 1314.6576 | 0.04252 | 1313.6411 | 0.0024 | 1313.6337 | 0.01968
|  |  |  | -- | -- |  |  | 1063.2831 | 0.043382 | 1314.7422 | 0.04264 | 1313.7257 | 0.00242 | 1313.7181 | 0.01978
|  |  |  | -- | -- |  |  | 1063.2969 | 0.043375 | 1314.8269 | 0.04417 | 1313.8102 | 0.00243 | 1313.8027 | 0.01989
|  |  |  | -- | -- |  |  | 1063.3108 | 0.043366 | 1314.9116 | 0.04574 | 1313.8948 | 0.00245 | 1313.8873 | 0.01998
|  |  |  | -- | -- |  |  | 1063.3246 | 0.043356 | 1314.9963 | 0.04637 | 1313.9794 | 0.00246 | 1313.9719 | 0.02005
|  |  |  | -- | -- |  |  | 1063.3385 | 0.043344 | 1315.0811 | 0.04651 | 1314.064 | 0.00247 | 1314.0565 | 0.0201
|  |  |  | -- | -- |  |  | 1063.3523 | 0.043331 | 1315.1658 | 0.04689 | 1314.1486 | 0.00248 | 1314.1411 | 0.02013
|  |  |  | -- | -- |  |  | 1063.3661 | 0.043317 | 1315.2505 | 0.04626 | 1314.2332 | 0.0025 | 1314.2257 | 0.02017
|  |  |  | -- | -- |  |  | 1063.38 | 0.043301 | 1315.3352 | 0.04587 | 1314.3177 | 0.00251 | 1314.3103 | 0.02021
|  |  |  | -- | -- |  |  | 1063.3938 | 0.043285 | 1315.42 | 0.0467 | 1314.4023 | 0.00252 | 1314.3949 | 0.02028
|  |  |  | -- | -- |  |  | 1063.4077 | 0.043267 | 1315.5048 | 0.04678 | 1314.4871 | 0.00253 | 1314.4796 | 0.02036
|  |  |  | -- | -- |  |  | 1063.4215 | 0.043248 | 1315.5896 | 0.04695 | 1314.5717 | 0.00254 | 1314.5642 | 0.02047
|  |  |  | -- | -- |  |  | 1063.4354 | 0.043229 | 1315.6743 | 0.04635 | 1314.6564 | 0.00254 | 1314.6489 | 0.02057
|  |  |  | -- | -- |  |  | 1063.4492 | 0.043209 | 1315.7592 | 0.04653 | 1314.7411 | 0.00255 | 1314.7335 | 0.02067
|  |  |  | -- | -- |  |  | 1063.4631 | 0.043188 | 1315.844 | 0.04621 | 1314.8257 | 0.00256 | 1314.8182 | 0.02073
|  |  |  | -- | -- |  |  | 1063.4769 | 0.043166 | 1315.9288 | 0.04671 | 1314.9104 | 0.00256 | 1314.9029 | 0.02077
|  |  |  | -- | -- |  |  | 1063.4908 | 0.043144 | 1316.0137 | 0.0465 | 1314.9951 | 0.00257 | 1314.9877 | 0.02078
|  |  |  | -- | -- |  |  | 1063.5046 | 0.043122 | 1316.0985 | 0.04686 | 1315.0798 | 0.00257 | 1315.0724 | 0.02078
|  |  |  | -- | -- |  |  | 1063.5186 | 0.043099 | 1316.1834 | 0.04804 | 1315.1645 | 0.00258 | 1315.1571 | 0.02078
|  |  |  | -- | -- |  |  | 1063.5323 | 0.043076 | 1316.2682 | 0.0482 | 1315.2493 | 0.00258 | 1315.2418 | 0.0208
|  |  |  | -- | -- |  |  | 1063.5463 | 0.043053 | 1316.3531 | 0.0492 | 1315.3341 | 0.00259 | 1315.3265 | 0.02085
|  |  |  | -- | -- |  |  | 1063.5601 | 0.043029 | 1316.438 | 0.04906 | 1315.4188 | 0.00259 | 1315.4114 | 0.02095
|  |  |  | -- | -- |  |  | 1063.574 | 0.043006 | 1316.523 | 0.04809 | 1315.5035 | 0.00259 | 1315.4961 | 0.0211
|  |  |  | -- | -- |  |  | 1063.5878 | 0.042982 | 1316.6078 | 0.04701 | 1315.5884 | 0.00259 | 1315.5809 | 0.02129
|  |  |  | -- | -- |  |  | 1063.6017 | 0.042959 | 1316.6927 | 0.04703 | 1315.6732 | 0.0026 | 1315.6656 | 0.02149
|  |  |  | -- | -- |  |  | 1063.6155 | 0.042936 | 1316.7777 | 0.04598 | 1315.7579 | 0.0026 | 1315.7505 | 0.0217
|  |  |  | -- | -- |  |  | 1063.6294 | 0.042913 | 1316.8627 | 0.04609 | 1315.8428 | 0.0026 | 1315.8353 | 0.02188
|  |  |  | -- | -- |  |  | 1063.6432 | 0.042891 | 1316.9476 | 0.04589 | 1315.9276 | 0.0026 | 1315.9202 | 0.02201
|  |  |  | -- | -- |  |  | 1063.6571 | 0.042869 | 1317.0326 | 0.04606 | 1316.0124 | 0.0026 | 1316.005 | 0.02208
|  |  |  | -- | -- |  |  | 1063.6709 | 0.042848 | 1317.1175 | 0.04623 | 1316.0973 | 0.0026 | 1316.0898 | 0.02207
|  |  |  | -- | -- |  |  | 1063.6848 | 0.042827 | 1317.2025 | 0.04596 | 1316.1821 | 0.0026 | 1316.1747 | 0.02201
|  |  |  | -- | -- |  |  | 1063.6986 | 0.042807 | 1317.2875 | 0.04597 | 1316.2671 | 0.0026 | 1316.2595 | 0.02189
|  |  |  | -- | -- |  |  | 1063.7125 | 0.042788 | 1317.3726 | 0.04634 | 1316.3519 | 0.0026 | 1316.3445 | 0.02175
|  |  |  | -- | -- |  |  | 1063.7263 | 0.04277 | 1317.4575 | 0.04628 | 1316.4368 | 0.0026 | 1316.4293 | 0.02159
|  |  |  | -- | -- |  |  | 1063.7402 | 0.042753 | 1317.5426 | 0.04657 | 1316.5217 | 0.0026 | 1316.5143 | 0.02143
|  |  |  | -- | -- |  |  | 1063.754 | 0.042737 | 1317.6277 | 0.04675 | 1316.6067 | 0.0026 | 1316.5991 | 0.02128
|  |  |  | -- | -- |  |  | 1063.7679 | 0.042722 | 1317.7128 | 0.04637 | 1316.6915 | 0.0026 | 1316.6841 | 0.02113
|  |  |  | -- | -- |  |  | 1063.7817 | 0.042709 | 1317.7977 | 0.04713 | 1316.7765 | 0.0026 | 1316.769 | 0.02099
|  |  |  | -- | -- |  |  | 1063.7957 | 0.042696 | 1317.8828 | 0.04639 | 1316.8615 | 0.0026 | 1316.854 | 0.02085
|  |  |  | -- | -- |  |  | 1063.8094 | 0.042686 | 1317.9679 | 0.04704 | 1316.9464 | 0.0026 | 1316.939 | 0.02073
|  |  |  | -- | -- |  |  | 1063.8234 | 0.042676 | 1318.0531 | 0.04623 | 1317.0314 | 0.0026 | 1317.0239 | 0.02063
|  |  |  | -- | -- |  |  | 1063.8372 | 0.042668 | 1318.1382 | 0.04684 | 1317.1163 | 0.0026 | 1317.1089 | 0.02058
|  |  |  | -- | -- |  |  | 1063.8511 | 0.042662 | 1318.2233 | 0.04774 | 1317.2013 | 0.0026 | 1317.1939 | 0.02055
|  |  |  | -- | -- |  |  | 1063.865 | 0.042658 | 1318.3085 | 0.04737 | 1317.2864 | 0.00259 | 1317.2789 | 0.02057
|  |  |  | -- | -- |  |  | 1063.8788 | 0.042655 | 1318.3936 | 0.04771 | 1317.3713 | 0.00259 | 1317.3639 | 0.02061
|  |  |  | -- | -- |  |  | 1063.8927 | 0.042654 | 1318.4788 | 0.04867 | 1317.4564 | 0.00259 | 1317.449 | 0.02066
|  |  |  | -- | -- |  |  | 1063.9065 | 0.042655 | 1318.5638 | 0.04964 | 1317.5414 | 0.00259 | 1317.5339 | 0.0207
|  |  |  | -- | -- |  |  | 1063.9204 | 0.042658 | 1318.649 | 0.04952 | 1317.6265 | 0.00259 | 1317.619 | 0.02073
|  |  |  | -- | -- |  |  | 1063.9342 | 0.042663 | 1318.7342 | 0.04974 | 1317.7115 | 0.00259 | 1317.7041 | 0.02074
|  |  |  | -- | -- |  |  | 1063.9481 | 0.04267 | 1318.8195 | 0.04957 | 1317.7966 | 0.00259 | 1317.7891 | 0.02074
|  |  |  | -- | -- |  |  | 1063.9619 | 0.042679 | 1318.9047 | 0.05008 | 1317.8817 | 0.00259 | 1317.8742 | 0.02075
|  |  |  | -- | -- |  |  | 1063.9758 | 0.04269 | 1318.9899 | 0.05055 | 1317.9668 | 0.00259 | 1317.9594 | 0.02079
|  |  |  | -- | -- |  |  | 1063.9897 | 0.042704 | 1319.0751 | 0.04992 | 1318.0519 | 0.00259 | 1318.0444 | 0.02086
|  |  |  | -- | -- |  |  | 1064.0035 | 0.042719 | 1319.1604 | 0.0513 | 1318.137 | 0.0026 | 1318.1295 | 0.02097
|  |  |  | -- | -- |  |  | 1064.0175 | 0.042737 | 1319.2456 | 0.05151 | 1318.2221 | 0.0026 | 1318.2146 | 0.0211
|  |  |  | -- | -- |  |  | 1064.0312 | 0.042758 | 1319.3309 | 0.05177 | 1318.3073 | 0.0026 | 1318.2998 | 0.02123
|  |  |  | -- | -- |  |  | 1064.0452 | 0.042781 | 1319.4161 | 0.05216 | 1318.3923 | 0.0026 | 1318.3849 | 0.02134
|  |  |  | -- | -- |  |  | 1064.0591 | 0.042806 | 1319.5015 | 0.05226 | 1318.4775 | 0.00261 | 1318.4701 | 0.0214
|  |  |  | -- | -- |  |  | 1064.0729 | 0.042833 | 1319.5868 | 0.05299 | 1318.5627 | 0.00261 | 1318.5552 | 0.02141
|  |  |  | -- | -- |  |  | 1064.0868 | 0.042863 | 1319.6721 | 0.05326 | 1318.6478 | 0.00262 | 1318.6404 | 0.02136
|  |  |  | -- | -- |  |  | 1064.1006 | 0.042896 | 1319.7575 | 0.05318 | 1318.733 | 0.00263 | 1318.7256 | 0.02125
|  |  |  | -- | -- |  |  | 1064.1145 | 0.04293 | 1319.8428 | 0.05342 | 1318.8182 | 0.00263 | 1318.8108 | 0.0211
|  |  |  | -- | -- |  |  | 1064.1284 | 0.042967 | 1319.9281 | 0.05364 | 1318.9034 | 0.00264 | 1318.896 | 0.02094
|  |  |  | -- | -- |  |  | 1064.1422 | 0.043007 | 1320.0134 | 0.05457 | 1318.9887 | 0.00265 | 1318.9812 | 0.02076
|  |  |  | -- | -- |  |  | 1064.1561 | 0.043049 | 1320.0988 | 0.05505 | 1319.074 | 0.00266 | 1319.0664 | 0.0206
|  |  |  | -- | -- |  |  | 1064.1699 | 0.043093 | 1320.1842 | 0.05397 | 1319.1592 | 0.00267 | 1319.1517 | 0.02047
|  |  |  | -- | -- |  |  | 1064.1838 | 0.04314 | 1320.2695 | 0.05354 | 1319.2444 | 0.00268 | 1319.2369 | 0.02036
|  |  |  | -- | -- |  |  | 1064.1978 | 0.043189 | 1320.355 | 0.05418 | 1319.3297 | 0.00269 | 1319.3223 | 0.02029
|  |  |  | -- | -- |  |  | 1064.2115 | 0.04324 | 1320.4403 | 0.05411 | 1319.415 | 0.0027 | 1319.4075 | 0.02026
|  |  |  | -- | -- |  |  | 1064.2255 | 0.043293 | 1320.5258 | 0.05478 | 1319.5002 | 0.00272 | 1319.4928 | 0.02026
|  |  |  | -- | -- |  |  | 1064.2394 | 0.043349 | 1320.6112 | 0.05539 | 1319.5856 | 0.00273 | 1319.5781 | 0.02029
|  |  |  | -- | -- |  |  | 1064.2532 | 0.043406 | 1320.6967 | 0.05474 | 1319.6709 | 0.00274 | 1319.6635 | 0.02034
|  |  |  | -- | -- |  |  | 1064.2671 | 0.043466 | 1320.7821 | 0.05654 | 1319.7562 | 0.00275 | 1319.7488 | 0.02042
|  |  |  | -- | -- |  |  | 1064.2809 | 0.043527 | 1320.8675 | 0.0566 | 1319.8416 | 0.00277 | 1319.8341 | 0.02051
|  |  |  | -- | -- |  |  | 1064.2948 | 0.043591 | 1320.953 | 0.05594 | 1319.9269 | 0.00278 | 1319.9194 | 0.02062
|  |  |  | -- | -- |  |  | 1064.3087 | 0.043656 | 1321.0386 | 0.0566 | 1320.0122 | 0.00279 | 1320.0048 | 0.02074
|  |  |  | -- | -- |  |  | 1064.3225 | 0.043723 | 1321.124 | 0.05602 | 1320.0977 | 0.00281 | 1320.0901 | 0.02088
|  |  |  | -- | -- |  |  | 1064.3364 | 0.043791 | 1321.2096 | 0.05565 | 1320.183 | 0.00282 | 1320.1755 | 0.02105
|  |  |  | -- | -- |  |  | 1064.3503 | 0.043861 | 1321.295 | 0.05525 | 1320.2683 | 0.00283 | 1320.2609 | 0.02125
|  |  |  | -- | -- |  |  | 1064.3641 | 0.043932 | 1321.3806 | 0.05542 | 1320.3538 | 0.00284 | 1320.3463 | 0.02147
|  |  |  | -- | -- |  |  | 1064.3781 | 0.044004 | 1321.4662 | 0.05614 | 1320.4392 | 0.00285 | 1320.4316 | 0.02172
|  |  |  | -- | -- |  |  | 1064.392 | 0.044078 | 1321.5518 | 0.05546 | 1320.5247 | 0.00286 | 1320.5171 | 0.022
|  |  |  | -- | -- |  |  | 1064.4058 | 0.044152 | 1321.6373 | 0.05485 | 1320.61 | 0.00287 | 1320.6025 | 0.02228
|  |  |  | -- | -- |  |  | 1064.4197 | 0.044227 | 1321.7229 | 0.05472 | 1320.6954 | 0.00288 | 1320.688 | 0.02255
|  |  |  | -- | -- |  |  | 1064.4336 | 0.044303 | 1321.8085 | 0.05557 | 1320.7809 | 0.00289 | 1320.7734 | 0.02281
|  |  |  | -- | -- |  |  | 1064.4474 | 0.04438 | 1321.894 | 0.05646 | 1320.8663 | 0.0029 | 1320.8589 | 0.02304
|  |  |  | -- | -- |  |  | 1064.4613 | 0.044457 | 1321.9796 | 0.05692 | 1320.9519 | 0.00291 | 1320.9443 | 0.02321
|  |  |  | -- | -- |  |  | 1064.4752 | 0.044534 | 1322.0653 | 0.05633 | 1321.0374 | 0.00291 | 1321.0299 | 0.02331
|  |  |  | -- | -- |  |  | 1064.489 | 0.044611 | 1322.1509 | 0.05705 | 1321.1228 | 0.00292 | 1321.1154 | 0.02335
|  |  |  | -- | -- |  |  | 1064.5029 | 0.044688 | 1322.2366 | 0.05645 | 1321.2084 | 0.00293 | 1321.2009 | 0.02333
|  |  |  | -- | -- |  |  | 1064.5168 | 0.044765 | 1322.3221 | 0.05661 | 1321.2939 | 0.00293 | 1321.2864 | 0.02325
|  |  |  | -- | -- |  |  | 1064.5308 | 0.044842 | 1322.4078 | 0.05745 | 1321.3794 | 0.00293 | 1321.3719 | 0.02312
|  |  |  | -- | -- |  |  | 1064.5446 | 0.044918 | 1322.4935 | 0.05642 | 1321.465 | 0.00294 | 1321.4575 | 0.02295
|  |  |  | -- | -- |  |  | 1064.5585 | 0.044994 | 1322.5792 | 0.05635 | 1321.5505 | 0.00294 | 1321.543 | 0.02274
|  |  |  | -- | -- |  |  | 1064.5724 | 0.045068 | 1322.6649 | 0.05735 | 1321.6361 | 0.00294 | 1321.6285 | 0.02249
|  |  |  | -- | -- |  |  | 1064.5862 | 0.045142 | 1322.7506 | 0.05806 | 1321.7217 | 0.00295 | 1321.7141 | 0.02221
|  |  |  | -- | -- |  |  | 1064.6001 | 0.045214 | 1322.8363 | 0.05885 | 1321.8073 | 0.00295 | 1321.7998 | 0.0219
|  |  |  | -- | -- |  |  | 1064.614 | 0.045285 | 1322.9221 | 0.06033 | 1321.8928 | 0.00295 | 1321.8854 | 0.0216
|  |  |  | -- | -- |  |  | 1064.6278 | 0.045355 | 1323.0078 | 0.0595 | 1321.9784 | 0.00295 | 1321.9709 | 0.02131
|  |  |  | -- | -- |  |  | 1064.6417 | 0.045423 | 1323.0936 | 0.05969 | 1322.0641 | 0.00295 | 1322.0566 | 0.02108
|  |  |  | -- | -- |  |  | 1064.6556 | 0.045489 | 1323.1793 | 0.05922 | 1322.1497 | 0.00296 | 1322.1422 | 0.02092
|  |  |  | -- | -- |  |  | 1064.6696 | 0.045553 | 1323.2651 | 0.05969 | 1322.2353 | 0.00296 | 1322.2279 | 0.02087
|  |  |  | -- | -- |  |  | 1064.6834 | 0.045615 | 1323.351 | 0.06022 | 1322.321 | 0.00296 | 1322.3135 | 0.02092
|  |  |  | -- | -- |  |  | 1064.6973 | 0.045675 | 1323.4367 | 0.06069 | 1322.4066 | 0.00296 | 1322.3992 | 0.0211
|  |  |  | -- | -- |  |  | 1064.7112 | 0.045732 | 1323.5225 | 0.05991 | 1322.4923 | 0.00296 | 1322.4849 | 0.02136
|  |  |  | -- | -- |  |  | 1064.7251 | 0.045786 | 1323.6083 | 0.05972 | 1322.578 | 0.00297 | 1322.5706 | 0.0217
|  |  |  | -- | -- |  |  | 1064.7389 | 0.045838 | 1323.6942 | 0.06097 | 1322.6637 | 0.00297 | 1322.6562 | 0.02206
|  |  |  | -- | -- |  |  | 1064.7528 | 0.045887 | 1323.78 | 0.06069 | 1322.7494 | 0.00297 | 1322.7419 | 0.02241
|  |  |  | -- | -- |  |  | 1064.7667 | 0.045934 | 1323.8658 | 0.0609 | 1322.8352 | 0.00297 | 1322.8276 | 0.02271
|  |  |  | -- | -- |  |  | 1064.7806 | 0.045977 | 1323.9517 | 0.06157 | 1322.9209 | 0.00298 | 1322.9135 | 0.02294
|  |  |  | -- | -- |  |  | 1064.7944 | 0.046016 | 1324.0376 | 0.0613 | 1323.0066 | 0.00298 | 1322.9992 | 0.02308
|  |  |  | -- | -- |  |  | 1064.8084 | 0.046053 | 1324.1235 | 0.0608 | 1323.0924 | 0.00299 | 1323.0848 | 0.02315
|  |  |  | -- | -- |  |  | 1064.8223 | 0.046086 | 1324.2094 | 0.06149 | 1323.1781 | 0.00299 | 1323.1707 | 0.02316
|  |  |  | -- | -- |  |  | 1064.8362 | 0.046116 | 1324.2953 | 0.06128 | 1323.2639 | 0.00299 | 1323.2565 | 0.02314
|  |  |  | -- | -- |  |  | 1064.85 | 0.046141 | 1324.3812 | 0.06151 | 1323.3497 | 0.003 | 1323.3422 | 0.0231
|  |  |  | -- | -- |  |  | 1064.8639 | 0.046164 | 1324.4672 | 0.06153 | 1323.4355 | 0.00301 | 1323.428 | 0.02307
|  |  |  | -- | -- |  |  | 1064.8778 | 0.046182 | 1324.5531 | 0.06122 | 1323.5214 | 0.00301 | 1323.5138 | 0.02305
|  |  |  | -- | -- |  |  | 1064.8917 | 0.046197 | 1324.639 | 0.06052 | 1323.6072 | 0.00302 | 1323.5996 | 0.02303
|  |  |  | -- | -- |  |  | 1064.9055 | 0.046207 | 1324.725 | 0.06068 | 1323.693 | 0.00302 | 1323.6854 | 0.02302
|  |  |  | -- | -- |  |  | 1064.9194 | 0.046214 | 1324.811 | 0.06056 | 1323.7788 | 0.00303 | 1323.7714 | 0.023
|  |  |  | -- | -- |  |  | 1064.9334 | 0.046217 | 1324.897 | 0.06028 | 1323.8646 | 0.00304 | 1323.8572 | 0.02299
|  |  |  | -- | -- |  |  | 1064.9473 | 0.046215 | 1324.9829 | 0.06072 | 1323.9506 | 0.00305 | 1323.943 | 0.02298
|  |  |  | -- | -- |  |  | 1064.9612 | 0.04621 | 1325.069 | 0.06088 | 1324.0364 | 0.00305 | 1324.0289 | 0.023
|  |  |  | -- | -- |  |  | 1064.975 | 0.0462 | 1325.155 | 0.06076 | 1324.1223 | 0.00306 | 1324.1147 | 0.02302
|  |  |  | -- | -- |  |  | 1064.9889 | 0.046187 | 1325.2411 | 0.06104 | 1324.2081 | 0.00307 | 1324.2007 | 0.02306
|  |  |  | -- | -- |  |  | 1065.0028 | 0.046169 | 1325.327 | 0.06147 | 1324.2941 | 0.00308 | 1324.2866 | 0.02307
|  |  |  | -- | -- |  |  | 1065.0167 | 0.046147 | 1325.4131 | 0.06108 | 1324.38 | 0.00309 | 1324.3726 | 0.02305
|  |  |  | -- | -- |  |  | 1065.0306 | 0.046121 | 1325.4992 | 0.06159 | 1324.4659 | 0.0031 | 1324.4585 | 0.02298
|  |  |  | -- | -- |  |  | 1065.0444 | 0.046091 | 1325.5853 | 0.06269 | 1324.5519 | 0.00311 | 1324.5444 | 0.02284
|  |  |  | -- | -- |  |  | 1065.0584 | 0.046056 | 1325.6714 | 0.06229 | 1324.6378 | 0.00312 | 1324.6304 | 0.02265
|  |  |  | -- | -- |  |  | 1065.0723 | 0.046018 | 1325.7575 | 0.06284 | 1324.7238 | 0.00312 | 1324.7163 | 0.02243
|  |  |  | -- | -- |  |  | 1065.0862 | 0.045976 | 1325.8436 | 0.06267 | 1324.8098 | 0.00313 | 1324.8022 | 0.0222
|  |  |  | -- | -- |  |  | 1065.1001 | 0.045929 | 1325.9297 | 0.06273 | 1324.8957 | 0.00315 | 1324.8883 | 0.02201
|  |  |  | -- | -- |  |  | 1065.1139 | 0.045879 | 1326.0159 | 0.06232 | 1324.9818 | 0.00316 | 1324.9742 | 0.02187
|  |  |  | -- | -- |  |  | 1065.1278 | 0.045825 | 1326.1019 | 0.06327 | 1325.0677 | 0.00317 | 1325.0603 | 0.0218
|  |  |  | -- | -- |  |  | 1065.1417 | 0.045767 | 1326.1881 | 0.06318 | 1325.1538 | 0.00318 | 1325.1464 | 0.02182
|  |  |  | -- | -- |  |  | 1065.1556 | 0.045705 | 1326.2743 | 0.06297 | 1325.2399 | 0.00319 | 1325.2323 | 0.0219
|  |  |  | -- | -- |  |  | 1065.1696 | 0.045639 | 1326.3605 | 0.0634 | 1325.3259 | 0.0032 | 1325.3184 | 0.02205
|  |  |  | -- | -- |  |  | 1065.1835 | 0.04557 | 1326.4467 | 0.06381 | 1325.412 | 0.00321 | 1325.4044 | 0.02223
|  |  |  | -- | -- |  |  | 1065.1973 | 0.045497 | 1326.5328 | 0.06489 | 1325.498 | 0.00322 | 1325.4905 | 0.02242
|  |  |  | -- | -- |  |  | 1065.2112 | 0.045421 | 1326.619 | 0.0651 | 1325.5841 | 0.00323 | 1325.5765 | 0.02259
|  |  |  | -- | -- |  |  | 1065.2251 | 0.045342 | 1326.7053 | 0.06607 | 1325.6702 | 0.00324 | 1325.6627 | 0.02271
|  |  |  | -- | -- |  |  | 1065.239 | 0.045259 | 1326.7915 | 0.06515 | 1325.7562 | 0.00325 | 1325.7488 | 0.02276
|  |  |  | -- | -- |  |  | 1065.2529 | 0.045174 | 1326.8778 | 0.06555 | 1325.8424 | 0.00327 | 1325.8348 | 0.02273
|  |  |  | -- | -- |  |  | 1065.2668 | 0.045085 | 1326.964 | 0.06512 | 1325.9285 | 0.00328 | 1325.921 | 0.0226
|  |  |  | -- | -- |  |  | 1065.2806 | 0.044993 | 1327.0503 | 0.06478 | 1326.0147 | 0.00329 | 1326.0071 | 0.02239
|  |  |  | -- | -- |  |  | 1065.2946 | 0.044898 | 1327.1366 | 0.06474 | 1326.1008 | 0.0033 | 1326.0933 | 0.02212
|  |  |  | -- | -- |  |  | 1065.3085 | 0.044801 | 1327.2229 | 0.0647 | 1326.1869 | 0.00331 | 1326.1794 | 0.02181
|  |  |  | -- | -- |  |  | 1065.3224 | 0.044701 | 1327.3092 | 0.06454 | 1326.2731 | 0.00332 | 1326.2656 | 0.02149
|  |  |  | -- | -- |  |  | 1065.3363 | 0.044599 | 1327.3955 | 0.06436 | 1326.3592 | 0.00333 | 1326.3518 | 0.0212
|  |  |  | -- | -- |  |  | 1065.3502 | 0.044494 | 1327.4818 | 0.06522 | 1326.4454 | 0.00334 | 1326.438 | 0.02096
|  |  |  | -- | -- |  |  | 1065.3641 | 0.044387 | 1327.5681 | 0.06534 | 1326.5316 | 0.00335 | 1326.5242 | 0.02079
|  |  |  | -- | -- |  |  | 1065.3781 | 0.044278 | 1327.6544 | 0.06561 | 1326.6179 | 0.00336 | 1326.6103 | 0.02069
|  |  |  | -- | -- |  |  | 1065.3918 | 0.044167 | 1327.7408 | 0.06543 | 1326.7041 | 0.00337 | 1326.6965 | 0.02064
|  |  |  | -- | -- |  |  | 1065.4058 | 0.044054 | 1327.8272 | 0.06489 | 1326.7903 | 0.00338 | 1326.7828 | 0.02062
|  |  |  | -- | -- |  |  | 1065.4197 | 0.043939 | 1327.9136 | 0.065 | 1326.8766 | 0.00338 | 1326.869 | 0.0206
|  |  |  | -- | -- |  |  | 1065.4336 | 0.043822 | 1328 | 0.06533 | 1326.9629 | 0.00339 | 1326.9553 | 0.02054
|  |  |  | -- | -- |  |  | 1065.4475 | 0.043704 | 1328.0864 | 0.06585 | 1327.0491 | 0.0034 | 1327.0416 | 0.02046
|  |  |  | -- | -- |  |  | 1065.4614 | 0.043585 | 1328.1727 | 0.06605 | 1327.1354 | 0.00341 | 1327.1278 | 0.02034
|  |  |  | -- | -- |  |  | 1065.4753 | 0.043464 | 1328.2592 | 0.06732 | 1327.2217 | 0.00342 | 1327.2141 | 0.0202
|  |  |  | -- | -- |  |  | 1065.4893 | 0.043342 | 1328.3457 | 0.06688 | 1327.308 | 0.00343 | 1327.3004 | 0.02007
|  |  |  | -- | -- |  |  | 1065.5032 | 0.043219 | 1328.4321 | 0.06706 | 1327.3943 | 0.00344 | 1327.3867 | 0.01998
|  |  |  | -- | -- |  |  | 1065.517 | 0.043094 | 1328.5186 | 0.06806 | 1327.4806 | 0.00345 | 1327.4731 | 0.01994
|  |  |  | -- | -- |  |  | 1065.5309 | 0.042969 | 1328.605 | 0.06902 | 1327.5669 | 0.00346 | 1327.5594 | 0.01997
|  |  |  | -- | -- |  |  | 1065.5448 | 0.042844 | 1328.6915 | 0.06933 | 1327.6533 | 0.00347 | 1327.6457 | 0.02006
|  |  |  | -- | -- |  |  | 1065.5587 | 0.042717 | 1328.7779 | 0.06984 | 1327.7396 | 0.00349 | 1327.7322 | 0.02022
|  |  |  | -- | -- |  |  | 1065.5726 | 0.04259 | 1328.8645 | 0.06954 | 1327.826 | 0.0035 | 1327.8185 | 0.02042
|  |  |  | -- | -- |  |  | 1065.5865 | 0.042462 | 1328.951 | 0.07051 | 1327.9124 | 0.00351 | 1327.9049 | 0.02064
|  |  |  | -- | -- |  |  | 1065.6005 | 0.042334 | 1329.0376 | 0.07123 | 1327.9988 | 0.00353 | 1327.9912 | 0.02084
|  |  |  | -- | -- |  |  | 1065.6144 | 0.042206 | 1329.124 | 0.07131 | 1328.0852 | 0.00354 | 1328.0776 | 0.02101
|  |  |  | -- | -- |  |  | 1065.6283 | 0.042078 | 1329.2106 | 0.07122 | 1328.1716 | 0.00356 | 1328.1641 | 0.0211
|  |  |  | -- | -- |  |  | 1065.6422 | 0.041949 | 1329.2972 | 0.07142 | 1328.2581 | 0.00357 | 1328.2505 | 0.0211
|  |  |  | -- | -- |  |  | 1065.6561 | 0.04182 | 1329.3838 | 0.07223 | 1328.3445 | 0.00359 | 1328.3369 | 0.021
|  |  |  | -- | -- |  |  | 1065.67 | 0.041691 | 1329.4703 | 0.07265 | 1328.4309 | 0.00361 | 1328.4233 | 0.02083
|  |  |  | -- | -- |  |  | 1065.684 | 0.041562 | 1329.5569 | 0.07392 | 1328.5173 | 0.00363 | 1328.5099 | 0.02062
|  |  |  | -- | -- |  |  | 1065.6979 | 0.041434 | 1329.6436 | 0.07339 | 1328.6039 | 0.00365 | 1328.5963 | 0.02041
|  |  |  | -- | -- |  |  | 1065.7117 | 0.041305 | 1329.7301 | 0.07442 | 1328.6903 | 0.00367 | 1328.6827 | 0.02023
|  |  |  | -- | -- |  |  | 1065.7256 | 0.041177 | 1329.8168 | 0.07474 | 1328.7769 | 0.00369 | 1328.7693 | 0.02013
|  |  |  | -- | -- |  |  | 1065.7395 | 0.041049 | 1329.9034 | 0.07461 | 1328.8633 | 0.00372 | 1328.8558 | 0.0201
|  |  |  | -- | -- |  |  | 1065.7534 | 0.040921 | 1329.9901 | 0.07445 | 1328.9498 | 0.00374 | 1328.9423 | 0.02015
|  |  |  | -- | -- |  |  | 1065.7673 | 0.040794 | 1330.0768 | 0.0754 | 1329.0364 | 0.00376 | 1329.0288 | 0.02023
|  |  |  | -- | -- |  |  | 1065.7812 | 0.040667 | 1330.1635 | 0.07634 | 1329.1229 | 0.00379 | 1329.1154 | 0.02032
|  |  |  | -- | -- |  |  | 1065.7952 | 0.040541 | 1330.2501 | 0.07621 | 1329.2095 | 0.00381 | 1329.2019 | 0.02038
|  |  |  | -- | -- |  |  | 1065.8091 | 0.040415 | 1330.3368 | 0.07619 | 1329.296 | 0.00384 | 1329.2885 | 0.0204
|  |  |  | -- | -- |  |  | 1065.823 | 0.04029 | 1330.4235 | 0.07663 | 1329.3826 | 0.00386 | 1329.375 | 0.02036
|  |  |  | -- | -- |  |  | 1065.8369 | 0.040165 | 1330.5103 | 0.0772 | 1329.4691 | 0.00389 | 1329.4617 | 0.0203
|  |  |  | -- | -- |  |  | 1065.8508 | 0.040041 | 1330.5969 | 0.07771 | 1329.5558 | 0.00392 | 1329.5482 | 0.02023
|  |  |  | -- | -- |  |  | 1065.8647 | 0.039918 | 1330.6837 | 0.07746 | 1329.6423 | 0.00394 | 1329.6348 | 0.02019
|  |  |  | -- | -- |  |  | 1065.8787 | 0.039795 | 1330.7704 | 0.07755 | 1329.729 | 0.00397 | 1329.7214 | 0.02018
|  |  |  | -- | -- |  |  | 1065.8926 | 0.039673 | 1330.8572 | 0.07834 | 1329.8156 | 0.004 | 1329.8081 | 0.02022
|  |  |  | -- | -- |  |  | 1065.9065 | 0.039551 | 1330.944 | 0.07986 | 1329.9022 | 0.00402 | 1329.8946 | 0.0203
|  |  |  | -- | -- |  |  | 1065.9204 | 0.039431 | 1331.0308 | 0.08037 | 1329.9889 | 0.00405 | 1329.9813 | 0.02041
|  |  |  | -- | -- |  |  | 1065.9343 | 0.039311 | 1331.1175 | 0.08088 | 1330.0756 | 0.00408 | 1330.068 | 0.02051
|  |  |  | -- | -- |  |  | 1065.9482 | 0.039192 | 1331.2043 | 0.08074 | 1330.1622 | 0.0041 | 1330.1547 | 0.02059
|  |  |  | -- | -- |  |  | 1065.9622 | 0.039074 | 1331.2911 | 0.07994 | 1330.2489 | 0.00413 | 1330.2413 | 0.02061
|  |  |  | -- | -- |  |  | 1065.9761 | 0.038957 | 1331.3781 | 0.08041 | 1330.3356 | 0.00415 | 1330.3281 | 0.02058
|  |  |  | -- | -- |  |  | 1065.99 | 0.03884 | 1331.4648 | 0.08033 | 1330.4222 | 0.00418 | 1330.4148 | 0.02049
|  |  |  | -- | -- |  |  | 1066.0039 | 0.038725 | 1331.5518 | 0.08048 | 1330.509 | 0.0042 | 1330.5015 | 0.02033
|  |  |  | -- | -- |  |  | 1066.0178 | 0.03861 | 1331.6385 | 0.08185 | 1330.5957 | 0.00422 | 1330.5883 | 0.02014
|  |  |  | -- | -- |  |  | 1066.0317 | 0.038497 | 1331.7255 | 0.08081 | 1330.6825 | 0.00424 | 1330.6749 | 0.01991
|  |  |  | -- | -- |  |  | 1066.0457 | 0.038384 | 1331.8124 | 0.08042 | 1330.7693 | 0.00427 | 1330.7617 | 0.01965
|  |  |  | -- | -- |  |  | 1066.0596 | 0.038273 | 1331.8993 | 0.08048 | 1330.856 | 0.00429 | 1330.8485 | 0.01937
|  |  |  | -- | -- |  |  | 1066.0735 | 0.038162 | 1331.9861 | 0.08035 | 1330.9427 | 0.00431 | 1330.9353 | 0.01907
|  |  |  | -- | -- |  |  | 1066.0874 | 0.038053 | 1332.0731 | 0.08068 | 1331.0295 | 0.00433 | 1331.022 | 0.01878
|  |  |  | -- | -- |  |  | 1066.1013 | 0.037945 | 1332.16 | 0.08037 | 1331.1163 | 0.00435 | 1331.1088 | 0.01849
|  |  |  | -- | -- |  |  | 1066.1152 | 0.037838 | 1332.2469 | 0.08123 | 1331.2031 | 0.00437 | 1331.1957 | 0.01824
|  |  |  | -- | -- |  |  | 1066.1291 | 0.037732 | 1332.3339 | 0.08165 | 1331.29 | 0.00439 | 1331.2825 | 0.01804
|  |  |  | -- | -- |  |  | 1066.1431 | 0.037628 | 1332.4209 | 0.08179 | 1331.3768 | 0.00441 | 1331.3693 | 0.01791
|  |  |  | -- | -- |  |  | 1066.157 | 0.037525 | 1332.5078 | 0.08118 | 1331.4636 | 0.00443 | 1331.4562 | 0.01788
|  |  |  | -- | -- |  |  | 1066.1709 | 0.037423 | 1332.5948 | 0.08077 | 1331.5505 | 0.00445 | 1331.543 | 0.01795
|  |  |  | -- | -- |  |  | 1066.1848 | 0.037323 | 1332.6819 | 0.08048 | 1331.6373 | 0.00447 | 1331.6299 | 0.01811
|  |  |  | -- | -- |  |  | 1066.1989 | 0.037225 | 1332.7688 | 0.07996 | 1331.7242 | 0.00449 | 1331.7167 | 0.01837
|  |  |  | -- | -- |  |  | 1066.2128 | 0.037128 | 1332.8558 | 0.08004 | 1331.8112 | 0.00451 | 1331.8036 | 0.01868
|  |  |  | -- | -- |  |  | 1066.2267 | 0.037032 | 1332.9429 | 0.07991 | 1331.8981 | 0.00453 | 1331.8905 | 0.01903
|  |  |  | -- | -- |  |  | 1066.2406 | 0.036939 | 1333.0299 | 0.08106 | 1331.985 | 0.00455 | 1331.9774 | 0.01939
|  |  |  | -- | -- |  |  | 1066.2545 | 0.036847 | 1333.1171 | 0.08152 | 1332.0719 | 0.00457 | 1332.0643 | 0.01974
|  |  |  | -- | -- |  |  | 1066.2684 | 0.036757 | 1333.2041 | 0.08221 | 1332.1588 | 0.00459 | 1332.1512 | 0.02007
|  |  |  | -- | -- |  |  | 1066.2823 | 0.03667 | 1333.2911 | 0.08215 | 1332.2457 | 0.00461 | 1332.2382 | 0.02037
|  |  |  | -- | -- |  |  | 1066.2963 | 0.036584 | 1333.3783 | 0.08207 | 1332.3326 | 0.00463 | 1332.3252 | 0.02065
|  |  |  | -- | -- |  |  | 1066.3102 | 0.036501 | 1333.4653 | 0.08252 | 1332.4197 | 0.00465 | 1332.4121 | 0.02093
|  |  |  | -- | -- |  |  | 1066.3241 | 0.03642 | 1333.5525 | 0.08359 | 1332.5066 | 0.00468 | 1332.4992 | 0.02121
|  |  |  | -- | -- |  |  | 1066.338 | 0.036341 | 1333.6397 | 0.08359 | 1332.5936 | 0.0047 | 1332.5861 | 0.02149
|  |  |  | -- | -- |  |  | 1066.3519 | 0.036265 | 1333.7267 | 0.08371 | 1332.6807 | 0.00473 | 1332.6731 | 0.02177
|  |  |  | -- | -- |  |  | 1066.3658 | 0.036191 | 1333.8138 | 0.08404 | 1332.7677 | 0.00475 | 1332.7601 | 0.02204
|  |  |  | -- | -- |  |  | 1066.3798 | 0.03612 | 1333.901 | 0.08401 | 1332.8546 | 0.00478 | 1332.8472 | 0.02227
|  |  |  | -- | -- |  |  | 1066.3938 | 0.036052 | 1333.9882 | 0.08485 | 1332.9416 | 0.00481 | 1332.9342 | 0.02245
|  |  |  | -- | -- |  |  | 1066.4077 | 0.035987 | 1334.0754 | 0.08412 | 1333.0288 | 0.00484 | 1333.0212 | 0.02258
|  |  |  | -- | -- |  |  | 1066.4216 | 0.035925 | 1334.1626 | 0.08521 | 1333.1158 | 0.00487 | 1333.1083 | 0.02263
|  |  |  | -- | -- |  |  | 1066.4355 | 0.035867 | 1334.2498 | 0.08593 | 1333.2029 | 0.0049 | 1333.1953 | 0.02263
|  |  |  | -- | -- |  |  | 1066.4495 | 0.035811 | 1334.337 | 0.08642 | 1333.2899 | 0.00493 | 1333.2825 | 0.02257
|  |  |  | -- | -- |  |  | 1066.4634 | 0.03576 | 1334.4242 | 0.08607 | 1333.3771 | 0.00496 | 1333.3695 | 0.02246
|  |  |  | -- | -- |  |  | 1066.4773 | 0.035711 | 1334.5115 | 0.08638 | 1333.4641 | 0.00499 | 1333.4567 | 0.02232
|  |  |  | -- | -- |  |  | 1066.4912 | 0.035667 | 1334.5988 | 0.08641 | 1333.5513 | 0.00503 | 1333.5437 | 0.02217
|  |  |  | -- | -- |  |  | 1066.5051 | 0.035626 | 1334.686 | 0.08681 | 1333.6384 | 0.00506 | 1333.6309 | 0.02201
|  |  |  | -- | -- |  |  | 1066.5192 | 0.035589 | 1334.7733 | 0.08704 | 1333.7256 | 0.0051 | 1333.718 | 0.02186
|  |  |  | -- | -- |  |  | 1066.5331 | 0.035556 | 1334.8606 | 0.08652 | 1333.8126 | 0.00513 | 1333.8052 | 0.02175
|  |  |  | -- | -- |  |  | 1066.547 | 0.035527 | 1334.9479 | 0.08742 | 1333.8998 | 0.00517 | 1333.8923 | 0.02166
|  |  |  | -- | -- |  |  | 1066.5609 | 0.035503 | 1335.0352 | 0.08728 | 1333.9871 | 0.0052 | 1333.9795 | 0.02161
|  |  |  | -- | -- |  |  | 1066.5748 | 0.035483 | 1335.1224 | 0.08735 | 1334.0742 | 0.00524 | 1334.0666 | 0.02158
|  |  |  | -- | -- |  |  | 1066.5887 | 0.035468 | 1335.2098 | 0.08758 | 1334.1614 | 0.00528 | 1334.1538 | 0.02155
|  |  |  | -- | -- |  |  | 1066.6027 | 0.035457 | 1335.2971 | 0.08697 | 1334.2485 | 0.00531 | 1334.2411 | 0.0215
|  |  |  | -- | -- |  |  | 1066.6166 | 0.035451 | 1335.3845 | 0.08728 | 1334.3358 | 0.00535 | 1334.3283 | 0.0214
|  |  |  | -- | -- |  |  | 1066.6306 | 0.03545 | 1335.4719 | 0.08753 | 1334.4231 | 0.00538 | 1334.4155 | 0.02126
|  |  |  | -- | -- |  |  | 1066.6445 | 0.035453 | 1335.5592 | 0.08836 | 1334.5103 | 0.00542 | 1334.5027 | 0.02107
|  |  |  | -- | -- |  |  | 1066.6584 | 0.035462 | 1335.6466 | 0.0884 | 1334.5975 | 0.00545 | 1334.59 | 0.02084
|  |  |  | -- | -- |  |  | 1066.6724 | 0.035476 | 1335.734 | 0.08871 | 1334.6848 | 0.00549 | 1334.6772 | 0.02059
|  |  |  | -- | -- |  |  | 1066.6863 | 0.035495 | 1335.8214 | 0.08891 | 1334.7721 | 0.00552 | 1334.7645 | 0.02033
|  |  |  | -- | -- |  |  | 1066.7002 | 0.035519 | 1335.9089 | 0.08906 | 1334.8594 | 0.00556 | 1334.8518 | 0.02006
|  |  |  | -- | -- |  |  | 1066.7142 | 0.035549 | 1335.9963 | 0.08898 | 1334.9467 | 0.00559 | 1334.9391 | 0.01978
|  |  |  | -- | -- |  |  | 1066.7281 | 0.035584 | 1336.0837 | 0.08944 | 1335.0339 | 0.00562 | 1335.0264 | 0.0195
|  |  |  | -- | -- |  |  | 1066.7421 | 0.035624 | 1336.1713 | 0.0896 | 1335.1213 | 0.00565 | 1335.1138 | 0.01922
|  |  |  | -- | -- |  |  | 1066.756 | 0.03567 | 1336.2587 | 0.09027 | 1335.2086 | 0.00568 | 1335.201 | 0.01895
|  |  |  | -- | -- |  |  | 1066.7699 | 0.035722 | 1336.3462 | 0.09111 | 1335.2959 | 0.00571 | 1335.2885 | 0.01869
|  |  |  | -- | -- |  |  | 1066.7838 | 0.035779 | 1336.4336 | 0.09181 | 1335.3833 | 0.00573 | 1335.3757 | 0.01845
|  |  |  | -- | -- |  |  | 1066.7979 | 0.035841 | 1336.5211 | 0.09205 | 1335.4707 | 0.00576 | 1335.4631 | 0.01827
|  |  |  | -- | -- |  |  | 1066.8118 | 0.035909 | 1336.6086 | 0.092 | 1335.5581 | 0.00578 | 1335.5505 | 0.01814
|  |  |  | -- | -- |  |  | 1066.8257 | 0.035983 | 1336.6962 | 0.0926 | 1335.6454 | 0.00581 | 1335.6379 | 0.01807
|  |  |  | -- | -- |  |  | 1066.8396 | 0.036062 | 1336.7837 | 0.09226 | 1335.7328 | 0.00583 | 1335.7253 | 0.01807
|  |  |  | -- | -- |  |  | 1066.8535 | 0.036147 | 1336.8713 | 0.09271 | 1335.8202 | 0.00585 | 1335.8127 | 0.01811
|  |  |  | -- | -- |  |  | 1066.8676 | 0.036237 | 1336.9589 | 0.09272 | 1335.9077 | 0.00587 | 1335.9001 | 0.01819
|  |  |  | -- | -- |  |  | 1066.8815 | 0.036333 | 1337.0464 | 0.09347 | 1335.9951 | 0.00589 | 1335.9876 | 0.0183
|  |  |  | -- | -- |  |  | 1066.8954 | 0.036434 | 1337.134 | 0.09379 | 1336.0825 | 0.0059 | 1336.0749 | 0.01842
|  |  |  | -- | -- |  |  | 1066.9093 | 0.036541 | 1337.2216 | 0.09418 | 1336.17 | 0.00592 | 1336.1625 | 0.01856
|  |  |  | -- | -- |  |  | 1066.9232 | 0.036652 | 1337.3092 | 0.09383 | 1336.2575 | 0.00593 | 1336.2499 | 0.01872
|  |  |  | -- | -- |  |  | 1066.9373 | 0.036769 | 1337.3969 | 0.09387 | 1336.345 | 0.00594 | 1336.3374 | 0.0189
|  |  |  | -- | -- |  |  | 1066.9512 | 0.036891 | 1337.4845 | 0.09376 | 1336.4325 | 0.00596 | 1336.4249 | 0.0191
|  |  |  | -- | -- |  |  | 1066.9651 | 0.037018 | 1337.5721 | 0.09364 | 1336.5199 | 0.00597 | 1336.5124 | 0.01934
|  |  |  | -- | -- |  |  | 1066.979 | 0.03715 | 1337.6598 | 0.09391 | 1336.6074 | 0.00598 | 1336.6 | 0.01959
|  |  |  | -- | -- |  |  | 1066.9929 | 0.037287 | 1337.7474 | 0.09396 | 1336.695 | 0.00599 | 1336.6875 | 0.01986
|  |  |  | -- | -- |  |  | 1067.007 | 0.037429 | 1337.8351 | 0.09504 | 1336.7825 | 0.00599 | 1336.775 | 0.02012
|  |  |  | -- | -- |  |  | 1067.0209 | 0.037574 | 1337.9227 | 0.0946 | 1336.8701 | 0.006 | 1336.8626 | 0.02035
|  |  |  | -- | -- |  |  | 1067.0348 | 0.037725 | 1338.0105 | 0.09472 | 1336.9576 | 0.00601 | 1336.9501 | 0.02054
|  |  |  | -- | -- |  |  | 1067.0487 | 0.037879 | 1338.0981 | 0.09438 | 1337.0452 | 0.00602 | 1337.0377 | 0.02069
|  |  |  | -- | -- |  |  | 1067.0627 | 0.038038 | 1338.1859 | 0.09421 | 1337.1328 | 0.00602 | 1337.1252 | 0.0208
|  |  |  | -- | -- |  |  | 1067.0767 | 0.0382 | 1338.2737 | 0.0945 | 1337.2203 | 0.00603 | 1337.2129 | 0.02086
|  |  |  | -- | -- |  |  | 1067.0906 | 0.038366 | 1338.3613 | 0.09498 | 1337.308 | 0.00603 | 1337.3004 | 0.02089
|  |  |  | -- | -- |  |  | 1067.1045 | 0.038536 | 1338.4491 | 0.09537 | 1337.3956 | 0.00604 | 1337.3881 | 0.02092
|  |  |  | -- | -- |  |  | 1067.1185 | 0.038708 | 1338.5369 | 0.09602 | 1337.4833 | 0.00604 | 1337.4757 | 0.02094
|  |  |  | -- | -- |  |  | 1067.1324 | 0.038884 | 1338.6246 | 0.09723 | 1337.5709 | 0.00605 | 1337.5633 | 0.02099
|  |  |  | -- | -- |  |  | 1067.1464 | 0.039063 | 1338.7124 | 0.09737 | 1337.6586 | 0.00605 | 1337.651 | 0.02108
|  |  |  | -- | -- |  |  | 1067.1603 | 0.039245 | 1338.8003 | 0.09836 | 1337.7462 | 0.00606 | 1337.7387 | 0.02121
|  |  |  | -- | -- |  |  | 1067.1743 | 0.039428 | 1338.8881 | 0.09829 | 1337.8339 | 0.00606 | 1337.8263 | 0.02139
|  |  |  | -- | -- |  |  | 1067.1882 | 0.039615 | 1338.976 | 0.09864 | 1337.9215 | 0.00607 | 1337.9141 | 0.02159
|  |  |  | -- | -- |  |  | 1067.2021 | 0.039803 | 1339.0637 | 0.09934 | 1338.0093 | 0.00607 | 1338.0017 | 0.02182
|  |  |  | -- | -- |  |  | 1067.2161 | 0.039993 | 1339.1516 | 0.1003 | 1338.0969 | 0.00608 | 1338.0894 | 0.02204
|  |  |  | -- | -- |  |  | 1067.2301 | 0.040184 | 1339.2395 | 0.10158 | 1338.1847 | 0.00609 | 1338.1771 | 0.02223
|  |  |  | -- | -- |  |  | 1067.244 | 0.040377 | 1339.3273 | 0.10163 | 1338.2725 | 0.00609 | 1338.2649 | 0.02239
|  |  |  | -- | -- |  |  | 1067.2579 | 0.04057 | 1339.4152 | 0.10236 | 1338.3601 | 0.0061 | 1338.3527 | 0.02252
|  |  |  | -- | -- |  |  | 1067.2719 | 0.040765 | 1339.5031 | 0.10162 | 1338.4479 | 0.0061 | 1338.4403 | 0.0226
|  |  |  | -- | -- |  |  | 1067.2859 | 0.04096 | 1339.5909 | 0.1008 | 1338.5356 | 0.00611 | 1338.5281 | 0.02267
|  |  |  | -- | -- |  |  | 1067.2998 | 0.041155 | 1339.679 | 0.10132 | 1338.6234 | 0.00612 | 1338.616 | 0.02272
|  |  |  | -- | -- |  |  | 1067.3137 | 0.041351 | 1339.7668 | 0.10258 | 1338.7113 | 0.00613 | 1338.7037 | 0.02276
|  |  |  | -- | -- |  |  | 1067.3278 | 0.041546 | 1339.8547 | 0.1032 | 1338.7991 | 0.00614 | 1338.7915 | 0.02279
|  |  |  | -- | -- |  |  | 1067.3417 | 0.041741 | 1339.9427 | 0.10378 | 1338.8868 | 0.00614 | 1338.8793 | 0.0228
|  |  |  | -- | -- |  |  | 1067.3556 | 0.041936 | 1340.0306 | 0.10396 | 1338.9747 | 0.00615 | 1338.9672 | 0.02278
|  |  |  | -- | -- |  |  | 1067.3696 | 0.042129 | 1340.1186 | 0.10384 | 1339.0625 | 0.00616 | 1339.0549 | 0.02274
|  |  |  | -- | -- |  |  | 1067.3835 | 0.042321 | 1340.2067 | 0.10355 | 1339.1504 | 0.00617 | 1339.1428 | 0.02267
|  |  |  | -- | -- |  |  | 1067.3975 | 0.042512 | 1340.2947 | 0.10351 | 1339.2383 | 0.00618 | 1339.2307 | 0.02259
|  |  |  | -- | -- |  |  | 1067.4114 | 0.042702 | 1340.3827 | 0.10341 | 1339.326 | 0.00619 | 1339.3186 | 0.02249
|  |  |  | -- | -- |  |  | 1067.4254 | 0.04289 | 1340.4707 | 0.10329 | 1339.4139 | 0.0062 | 1339.4065 | 0.0224
|  |  |  | -- | -- |  |  | 1067.4393 | 0.043075 | 1340.5587 | 0.10352 | 1339.5018 | 0.00621 | 1339.4944 | 0.0223
|  |  |  | -- | -- |  |  | 1067.4532 | 0.043259 | 1340.6467 | 0.10307 | 1339.5898 | 0.00623 | 1339.5823 | 0.0222
|  |  |  | -- | -- |  |  | 1067.4673 | 0.04344 | 1340.7349 | 0.10335 | 1339.6777 | 0.00624 | 1339.6702 | 0.02209
|  |  |  | -- | -- |  |  | 1067.4812 | 0.043618 | 1340.8229 | 0.10348 | 1339.7656 | 0.00625 | 1339.7581 | 0.02197
|  |  |  | -- | -- |  |  | 1067.4951 | 0.043794 | 1340.911 | 0.10367 | 1339.8535 | 0.00626 | 1339.8461 | 0.02184
|  |  |  | -- | -- |  |  | 1067.5092 | 0.043967 | 1340.999 | 0.10332 | 1339.9415 | 0.00628 | 1339.934 | 0.02171
|  |  |  | -- | -- |  |  | 1067.5231 | 0.044137 | 1341.0872 | 0.10389 | 1340.0295 | 0.00629 | 1340.022 | 0.02161
|  |  |  | -- | -- |  |  | 1067.537 | 0.044303 | 1341.1753 | 0.10424 | 1340.1174 | 0.00631 | 1340.1099 | 0.02153
|  |  |  | -- | -- |  |  | 1067.551 | 0.044466 | 1341.2634 | 0.10489 | 1340.2054 | 0.00632 | 1340.1979 | 0.0215
|  |  |  | -- | -- |  |  | 1067.5649 | 0.044625 | 1341.3516 | 0.10726 | 1340.2935 | 0.00634 | 1340.2859 | 0.02153
|  |  |  | -- | -- |  |  | 1067.5789 | 0.044781 | 1341.4397 | 0.10673 | 1340.3815 | 0.00635 | 1340.3739 | 0.02162
|  |  |  | -- | -- |  |  | 1067.5929 | 0.044933 | 1341.5278 | 0.10678 | 1340.4695 | 0.00637 | 1340.4619 | 0.02173
|  |  |  | -- | -- |  |  | 1067.6068 | 0.04508 | 1341.616 | 0.10601 | 1340.5575 | 0.00638 | 1340.5499 | 0.02185
|  |  |  | -- | -- |  |  | 1067.6207 | 0.045224 | 1341.7042 | 0.10626 | 1340.6455 | 0.0064 | 1340.6379 | 0.02195
|  |  |  | -- | -- |  |  | 1067.6348 | 0.045363 | 1341.7924 | 0.10751 | 1340.7336 | 0.00642 | 1340.7261 | 0.02198
|  |  |  | -- | -- |  |  | 1067.6487 | 0.045499 | 1341.8806 | 0.10769 | 1340.8217 | 0.00644 | 1340.8141 | 0.02192
|  |  |  | -- | -- |  |  | 1067.6627 | 0.045629 | 1341.9689 | 0.10867 | 1340.9098 | 0.00646 | 1340.9022 | 0.02177
|  |  |  | -- | -- |  |  | 1067.6766 | 0.045756 | 1342.057 | 0.1092 | 1340.9978 | 0.00648 | 1340.9902 | 0.02154
|  |  |  | -- | -- |  |  | 1067.6906 | 0.045877 | 1342.1453 | 0.10986 | 1341.0859 | 0.0065 | 1341.0784 | 0.02124
|  |  |  | -- | -- |  |  | 1067.7046 | 0.045995 | 1342.2335 | 0.10988 | 1341.1741 | 0.00652 | 1341.1665 | 0.02091
|  |  |  | -- | -- |  |  | 1067.7185 | 0.046107 | 1342.3218 | 0.10962 | 1341.2622 | 0.00655 | 1341.2546 | 0.02059
|  |  |  | -- | -- |  |  | 1067.7324 | 0.046215 | 1342.41 | 0.10994 | 1341.3503 | 0.00657 | 1341.3428 | 0.02031
|  |  |  | -- | -- |  |  | 1067.7465 | 0.046318 | 1342.4984 | 0.11055 | 1341.4385 | 0.00659 | 1341.4309 | 0.02011
|  |  |  | -- | -- |  |  | 1067.7604 | 0.046417 | 1342.5867 | 0.11066 | 1341.5266 | 0.00662 | 1341.519 | 0.02001
|  |  |  | -- | -- |  |  | 1067.7744 | 0.046511 | 1342.6749 | 0.11067 | 1341.6147 | 0.00664 | 1341.6072 | 0.02001
|  |  |  | -- | -- |  |  | 1067.7883 | 0.0466 | 1342.7633 | 0.1102 | 1341.703 | 0.00667 | 1341.6954 | 0.02011
|  |  |  | -- | -- |  |  | 1067.8022 | 0.046684 | 1342.8517 | 0.11027 | 1341.7911 | 0.0067 | 1341.7836 | 0.02031
|  |  |  | -- | -- |  |  | 1067.8163 | 0.046764 | 1342.9399 | 0.1102 | 1341.8794 | 0.00673 | 1341.8718 | 0.02057
|  |  |  | -- | -- |  |  | 1067.8302 | 0.046839 | 1343.0283 | 0.11132 | 1341.9677 | 0.00675 | 1341.9601 | 0.02086
|  |  |  | -- | -- |  |  | 1067.8442 | 0.046909 | 1343.1167 | 0.11124 | 1342.0558 | 0.00678 | 1342.0482 | 0.02115
|  |  |  | -- | -- |  |  | 1067.8582 | 0.046975 | 1343.2051 | 0.11185 | 1342.144 | 0.00681 | 1342.1365 | 0.02142
|  |  |  | -- | -- |  |  | 1067.8721 | 0.047037 | 1343.2935 | 0.11216 | 1342.2323 | 0.00684 | 1342.2247 | 0.02162
|  |  |  | -- | -- |  |  | 1067.8861 | 0.047093 | 1343.3818 | 0.11264 | 1342.3206 | 0.00687 | 1342.313 | 0.02174
|  |  |  | -- | -- |  |  | 1067.9 | 0.047146 | 1343.4703 | 0.11363 | 1342.4088 | 0.0069 | 1342.4012 | 0.02179
|  |  |  | -- | -- |  |  | 1067.9141 | 0.047194 | 1343.5587 | 0.11275 | 1342.4972 | 0.00693 | 1342.4896 | 0.02175
|  |  |  | -- | -- |  |  | 1067.928 | 0.047238 | 1343.6472 | 0.11401 | 1342.5855 | 0.00696 | 1342.5779 | 0.02166
|  |  |  | -- | -- |  |  | 1067.942 | 0.047277 | 1343.7356 | 0.11423 | 1342.6737 | 0.007 | 1342.6661 | 0.02153
|  |  |  | -- | -- |  |  | 1067.9559 | 0.047313 | 1343.8241 | 0.11413 | 1342.7621 | 0.00703 | 1342.7545 | 0.0214
|  |  |  | -- | -- |  |  | 1067.9698 | 0.047344 | 1343.9126 | 0.1139 | 1342.8505 | 0.00706 | 1342.8429 | 0.02129
|  |  |  | -- | -- |  |  | 1067.9839 | 0.047372 | 1344.001 | 0.11408 | 1342.9387 | 0.00709 | 1342.9311 | 0.02122
|  |  |  | -- | -- |  |  | 1067.9978 | 0.047396 | 1344.0895 | 0.11543 | 1343.0271 | 0.00712 | 1343.0195 | 0.0212
|  |  |  | -- | -- |  |  | 1068.0118 | 0.047416 | 1344.178 | 0.11636 | 1343.1155 | 0.00715 | 1343.1079 | 0.02123
|  |  |  | -- | -- |  |  | 1068.0258 | 0.047432 | 1344.2666 | 0.11635 | 1343.2039 | 0.00718 | 1343.1963 | 0.02132
|  |  |  | -- | -- |  |  | 1068.0398 | 0.047445 | 1344.3551 | 0.11591 | 1343.2922 | 0.00721 | 1343.2847 | 0.02143
|  |  |  | -- | -- |  |  | 1068.0537 | 0.047454 | 1344.4436 | 0.11621 | 1343.3806 | 0.00724 | 1343.373 | 0.02156
|  |  |  | -- | -- |  |  | 1068.0676 | 0.04746 | 1344.5322 | 0.11647 | 1343.4691 | 0.00726 | 1343.4615 | 0.02167
|  |  |  | -- | -- |  |  | 1068.0817 | 0.047463 | 1344.6207 | 0.11753 | 1343.5575 | 0.00729 | 1343.5499 | 0.02175
|  |  |  | -- | -- |  |  | 1068.0956 | 0.047463 | 1344.7094 | 0.11794 | 1343.646 | 0.00732 | 1343.6384 | 0.02178
|  |  |  | -- | -- |  |  | 1068.1096 | 0.04746 | 1344.798 | 0.11712 | 1343.7344 | 0.00735 | 1343.7268 | 0.02173
|  |  |  | -- | -- |  |  | 1068.1235 | 0.047454 | 1344.8865 | 0.11691 | 1343.8229 | 0.00737 | 1343.8153 | 0.02162
|  |  |  | -- | -- |  |  | 1068.1376 | 0.047446 | 1344.9751 | 0.11746 | 1343.9114 | 0.0074 | 1343.9038 | 0.02144
|  |  |  | -- | -- |  |  | 1068.1515 | 0.047435 | 1345.0637 | 0.1182 | 1343.9999 | 0.00742 | 1343.9922 | 0.02122
|  |  |  | -- | -- |  |  | 1068.1655 | 0.047421 | 1345.1523 | 0.11843 | 1344.0883 | 0.00745 | 1344.0807 | 0.02098
|  |  |  | -- | -- |  |  | 1068.1794 | 0.047405 | 1345.2411 | 0.11891 | 1344.1769 | 0.00747 | 1344.1692 | 0.02074
|  |  |  | -- | -- |  |  | 1068.1935 | 0.047387 | 1345.3297 | 0.11947 | 1344.2654 | 0.00749 | 1344.2578 | 0.02054
|  |  |  | -- | -- |  |  | 1068.2074 | 0.047367 | 1345.4183 | 0.11922 | 1344.3539 | 0.00751 | 1344.3463 | 0.02039
|  |  |  | -- | -- |  |  | 1068.2214 | 0.047345 | 1345.5071 | 0.11827 | 1344.4424 | 0.00754 | 1344.4348 | 0.02031
|  |  |  | -- | -- |  |  | 1068.2354 | 0.04732 | 1345.5957 | 0.11893 | 1344.531 | 0.00756 | 1344.5234 | 0.02029
|  |  |  | -- | -- |  |  | 1068.2494 | 0.047295 | 1345.6844 | 0.1197 | 1344.6195 | 0.00758 | 1344.6119 | 0.02034
|  |  |  | -- | -- |  |  | 1068.2633 | 0.047267 | 1345.7732 | 0.12005 | 1344.7081 | 0.0076 | 1344.7006 | 0.02045
|  |  |  | -- | -- |  |  | 1068.2773 | 0.047238 | 1345.8619 | 0.12073 | 1344.7967 | 0.00762 | 1344.7892 | 0.02058
|  |  |  | -- | -- |  |  | 1068.2913 | 0.047208 | 1345.9507 | 0.12051 | 1344.8853 | 0.00764 | 1344.8777 | 0.02074
|  |  |  | -- | -- |  |  | 1068.3053 | 0.047176 | 1346.0394 | 0.12159 | 1344.9739 | 0.00766 | 1344.9663 | 0.02088
|  |  |  | -- | -- |  |  | 1068.3192 | 0.047143 | 1346.1282 | 0.12214 | 1345.0625 | 0.00768 | 1345.0549 | 0.02101
|  |  |  | -- | -- |  |  | 1068.3333 | 0.047109 | 1346.2169 | 0.12305 | 1345.1512 | 0.0077 | 1345.1436 | 0.02109
|  |  |  | -- | -- |  |  | 1068.3472 | 0.047074 | 1346.3058 | 0.12299 | 1345.2399 | 0.00772 | 1345.2323 | 0.02114
|  |  |  | -- | -- |  |  | 1068.3612 | 0.047038 | 1346.3945 | 0.12288 | 1345.3285 | 0.00774 | 1345.3209 | 0.02115
|  |  |  | -- | -- |  |  | 1068.3751 | 0.047001 | 1346.4834 | 0.12271 | 1345.4171 | 0.00776 | 1345.4096 | 0.02111
|  |  |  | -- | -- |  |  | 1068.3892 | 0.046964 | 1346.5721 | 0.12297 | 1345.5059 | 0.00778 | 1345.4983 | 0.02104
|  |  |  | -- | -- |  |  | 1068.4031 | 0.046925 | 1346.661 | 0.12326 | 1345.5946 | 0.00781 | 1345.5869 | 0.02094
|  |  |  | -- | -- |  |  | 1068.4171 | 0.046887 | 1346.7499 | 0.12318 | 1345.6832 | 0.00783 | 1345.6757 | 0.0208
|  |  |  | -- | -- |  |  | 1068.431 | 0.046848 | 1346.8387 | 0.12338 | 1345.772 | 0.00785 | 1345.7644 | 0.02066
|  |  |  | -- | -- |  |  | 1068.4451 | 0.046809 | 1346.9276 | 0.12355 | 1345.8607 | 0.00788 | 1345.8531 | 0.02051
|  |  |  | -- | -- |  |  | 1068.459 | 0.046769 | 1347.0165 | 0.124 | 1345.9495 | 0.0079 | 1345.9419 | 0.02037
|  |  |  | -- | -- |  |  | 1068.473 | 0.046729 | 1347.1054 | 0.12398 | 1346.0382 | 0.00793 | 1346.0306 | 0.02027
|  |  |  | -- | -- |  |  | 1068.4869 | 0.046689 | 1347.1942 | 0.12424 | 1346.127 | 0.00795 | 1346.1194 | 0.02022
|  |  |  | -- | -- |  |  | 1068.501 | 0.046649 | 1347.2832 | 0.1249 | 1346.2157 | 0.00798 | 1346.2081 | 0.02024
|  |  |  | -- | -- |  |  | 1068.515 | 0.046609 | 1347.3721 | 0.12456 | 1346.3046 | 0.008 | 1346.297 | 0.02032
|  |  |  | -- | -- |  |  | 1068.5289 | 0.046569 | 1347.4611 | 0.12522 | 1346.3933 | 0.00803 | 1346.3857 | 0.02046
|  |  |  | -- | -- |  |  | 1068.543 | 0.046529 | 1347.5501 | 0.12598 | 1346.4822 | 0.00806 | 1346.4746 | 0.02062
|  |  |  | -- | -- |  |  | 1068.5569 | 0.04649 | 1347.639 | 0.12534 | 1346.5709 | 0.00809 | 1346.5633 | 0.02079
|  |  |  | -- | -- |  |  | 1068.5709 | 0.046451 | 1347.7279 | 0.12541 | 1346.6598 | 0.00812 | 1346.6522 | 0.02093
|  |  |  | -- | -- |  |  | 1068.5848 | 0.046412 | 1347.8169 | 0.12603 | 1346.7487 | 0.00814 | 1346.7411 | 0.02101
|  |  |  | -- | -- |  |  | 1068.5989 | 0.046373 | 1347.9059 | 0.12589 | 1346.8375 | 0.00817 | 1346.83 | 0.02102
|  |  |  | -- | -- |  |  | 1068.6128 | 0.046335 | 1347.995 | 0.12626 | 1346.9264 | 0.0082 | 1346.9188 | 0.02097
|  |  |  | -- | -- |  |  | 1068.6268 | 0.046297 | 1348.084 | 0.12663 | 1347.0153 | 0.00824 | 1347.0077 | 0.02088
|  |  |  | -- | -- |  |  | 1068.6409 | 0.04626 | 1348.173 | 0.12746 | 1347.1041 | 0.00827 | 1347.0966 | 0.02075
|  |  |  | -- | -- |  |  | 1068.6548 | 0.046224 | 1348.2621 | 0.12839 | 1347.1931 | 0.0083 | 1347.1854 | 0.02064
|  |  |  | -- | -- |  |  | 1068.6688 | 0.046187 | 1348.3511 | 0.1297 | 1347.282 | 0.00833 | 1347.2744 | 0.02055
|  |  |  | -- | -- |  |  | 1068.6827 | 0.046152 | 1348.4402 | 0.13 | 1347.3709 | 0.00836 | 1347.3633 | 0.0205
|  |  |  | -- | -- |  |  | 1068.6968 | 0.046117 | 1348.5293 | 0.1303 | 1347.4598 | 0.00839 | 1347.4523 | 0.02051
|  |  |  | -- | -- |  |  | 1068.7108 | 0.046083 | 1348.6184 | 0.13097 | 1347.5488 | 0.00842 | 1347.5413 | 0.02056
|  |  |  | -- | -- |  |  | 1068.7247 | 0.04605 | 1348.7075 | 0.13152 | 1347.6378 | 0.00845 | 1347.6301 | 0.02064
|  |  |  | -- | -- |  |  | 1068.7388 | 0.046017 | 1348.7966 | 0.13144 | 1347.7267 | 0.00848 | 1347.7191 | 0.02072
|  |  |  | -- | -- |  |  | 1068.7527 | 0.045985 | 1348.8857 | 0.1312 | 1347.8157 | 0.00851 | 1347.8081 | 0.02079
|  |  |  | -- | -- |  |  | 1068.7667 | 0.045954 | 1348.9749 | 0.13241 | 1347.9048 | 0.00855 | 1347.8971 | 0.02084
|  |  |  | -- | -- |  |  | 1068.7808 | 0.045924 | 1349.064 | 0.13252 | 1347.9938 | 0.00858 | 1347.9862 | 0.02086
|  |  |  | -- | -- |  |  | 1068.7947 | 0.045894 | 1349.1532 | 0.13369 | 1348.0828 | 0.00861 | 1348.0752 | 0.02086
|  |  |  | -- | -- |  |  | 1068.8087 | 0.045865 | 1349.2423 | 0.13266 | 1348.1717 | 0.00864 | 1348.1642 | 0.02087
|  |  |  | -- | -- |  |  | 1068.8226 | 0.045838 | 1349.3315 | 0.13262 | 1348.2609 | 0.00867 | 1348.2533 | 0.02088
|  |  |  | -- | -- |  |  | 1068.8367 | 0.04581 | 1349.4208 | 0.13351 | 1348.3499 | 0.00869 | 1348.3423 | 0.02092
|  |  |  | -- | -- |  |  | 1068.8507 | 0.045784 | 1349.51 | 0.13408 | 1348.439 | 0.00872 | 1348.4314 | 0.02097
|  |  |  | -- | -- |  |  | 1068.8646 | 0.045758 | 1349.5991 | 0.13405 | 1348.5281 | 0.00875 | 1348.5205 | 0.02102
|  |  |  | -- | -- |  |  | 1068.8787 | 0.045734 | 1349.6885 | 0.13526 | 1348.6172 | 0.00878 | 1348.6095 | 0.02104
|  |  |  | -- | -- |  |  | 1068.8926 | 0.04571 | 1349.7777 | 0.13617 | 1348.7063 | 0.00881 | 1348.6986 | 0.02102
|  |  |  | -- | -- |  |  | 1068.9066 | 0.045687 | 1349.8669 | 0.13611 | 1348.7954 | 0.00884 | 1348.7877 | 0.02093
|  |  |  | -- | -- |  |  | 1068.9207 | 0.045664 | 1349.9562 | 0.13746 | 1348.8845 | 0.00886 | 1348.877 | 0.02079
|  |  |  | -- | -- |  |  | 1068.9346 | 0.045643 | 1350.0455 | 0.13745 | 1348.9736 | 0.00889 | 1348.9661 | 0.02062
|  |  |  | -- | -- |  |  | 1068.9486 | 0.045622 | 1350.1348 | 0.13736 | 1349.0627 | 0.00892 | 1349.0552 | 0.02045
|  |  |  | -- | -- |  |  | 1068.9626 | 0.045602 | 1350.2241 | 0.13706 | 1349.152 | 0.00894 | 1349.1444 | 0.02031
|  |  |  | -- | -- |  |  | 1068.9766 | 0.045582 | 1350.3133 | 0.13757 | 1349.2411 | 0.00897 | 1349.2335 | 0.02022
|  |  |  | -- | -- |  |  | 1068.9906 | 0.045563 | 1350.4027 | 0.13752 | 1349.3303 | 0.00899 | 1349.3228 | 0.02018
|  |  |  | -- | -- |  |  | 1069.0046 | 0.045545 | 1350.4921 | 0.13729 | 1349.4196 | 0.00902 | 1349.412 | 0.02018
|  |  |  | -- | -- |  |  | 1069.0186 | 0.045528 | 1350.5814 | 0.13741 | 1349.5088 | 0.00904 | 1349.5011 | 0.02018
|  |  |  | -- | -- |  |  | 1069.0326 | 0.045511 | 1350.6708 | 0.13811 | 1349.598 | 0.00907 | 1349.5903 | 0.02018
|  |  |  | -- | -- |  |  | 1069.0466 | 0.045494 | 1350.7601 | 0.13894 | 1349.6873 | 0.00909 | 1349.6796 | 0.02016
|  |  |  | -- | -- |  |  | 1069.0605 | 0.045479 | 1350.8496 | 0.13879 | 1349.7765 | 0.00912 | 1349.7688 | 0.02013
|  |  |  | -- | -- |  |  | 1069.0746 | 0.045463 | 1350.939 | 0.13898 | 1349.8657 | 0.00914 | 1349.8582 | 0.0201
|  |  |  | -- | -- |  |  | 1069.0886 | 0.045448 | 1351.0283 | 0.13962 | 1349.955 | 0.00916 | 1349.9474 | 0.02012
|  |  |  | -- | -- |  |  | 1069.1025 | 0.045434 | 1351.1178 | 0.14055 | 1350.0443 | 0.00919 | 1350.0366 | 0.02019
|  |  |  | -- | -- |  |  | 1069.1166 | 0.045419 | 1351.2073 | 0.14058 | 1350.1335 | 0.00921 | 1350.126 | 0.02033
|  |  |  | -- | -- |  |  | 1069.1306 | 0.045405 | 1351.2966 | 0.14125 | 1350.2229 | 0.00923 | 1350.2152 | 0.02054
|  |  |  | -- | -- |  |  | 1069.1445 | 0.045392 | 1351.3861 | 0.14183 | 1350.3121 | 0.00925 | 1350.3046 | 0.02079
|  |  |  | -- | -- |  |  | 1069.1586 | 0.045378 | 1351.4756 | 0.14153 | 1350.4015 | 0.00927 | 1350.3939 | 0.02106
|  |  |  | -- | -- |  |  | 1069.1726 | 0.045365 | 1351.5651 | 0.14139 | 1350.4908 | 0.00929 | 1350.4833 | 0.02132
|  |  |  | -- | -- |  |  | 1069.1865 | 0.045352 | 1351.6545 | 0.1411 | 1350.5802 | 0.00931 | 1350.5726 | 0.02154
|  |  |  | -- | -- |  |  | 1069.2006 | 0.045339 | 1351.7441 | 0.14066 | 1350.6696 | 0.00933 | 1350.662 | 0.0217
|  |  |  | -- | -- |  |  | 1069.2146 | 0.045326 | 1351.8336 | 0.14043 | 1350.7589 | 0.00935 | 1350.7513 | 0.02178
|  |  |  | -- | -- |  |  | 1069.2285 | 0.045313 | 1351.9231 | 0.14094 | 1350.8484 | 0.00937 | 1350.8407 | 0.0218
|  |  |  | -- | -- |  |  | 1069.2426 | 0.0453 | 1352.0127 | 0.14157 | 1350.9377 | 0.00939 | 1350.9302 | 0.02173
|  |  |  | -- | -- |  |  | 1069.2566 | 0.045287 | 1352.1023 | 0.14171 | 1351.0271 | 0.00941 | 1351.0195 | 0.02159
|  |  |  | -- | -- |  |  | 1069.2706 | 0.045273 | 1352.1918 | 0.1424 | 1351.1166 | 0.00943 | 1351.109 | 0.02137
|  |  |  | -- | -- |  |  | 1069.2845 | 0.04526 | 1352.2814 | 0.14311 | 1351.2061 | 0.00944 | 1351.1984 | 0.02108
|  |  |  | -- | -- |  |  | 1069.2986 | 0.045246 | 1352.371 | 0.1437 | 1351.2954 | 0.00946 | 1351.2878 | 0.02073
|  |  |  | -- | -- |  |  | 1069.3126 | 0.045232 | 1352.4606 | 0.14317 | 1351.3849 | 0.00947 | 1351.3773 | 0.02034
|  |  |  | -- | -- |  |  | 1069.3265 | 0.045217 | 1352.5502 | 0.14319 | 1351.4744 | 0.00949 | 1351.4668 | 0.01992
|  |  |  | -- | -- |  |  | 1069.3406 | 0.045202 | 1352.6398 | 0.14372 | 1351.5638 | 0.0095 | 1351.5563 | 0.01951
|  |  |  | -- | -- |  |  | 1069.3546 | 0.045187 | 1352.7295 | 0.14443 | 1351.6533 | 0.00952 | 1351.6457 | 0.01914
|  |  |  | -- | -- |  |  | 1069.3687 | 0.045171 | 1352.8191 | 0.14461 | 1351.7429 | 0.00953 | 1351.7352 | 0.01883
|  |  |  | -- | -- |  |  | 1069.3826 | 0.045154 | 1352.9088 | 0.14433 | 1351.8324 | 0.00955 | 1351.8248 | 0.01862
|  |  |  | -- | -- |  |  | 1069.3966 | 0.045137 | 1352.9984 | 0.14479 | 1351.9219 | 0.00956 | 1351.9143 | 0.01851
|  |  |  | -- | -- |  |  | 1069.4106 | 0.04512 | 1353.0881 | 0.14485 | 1352.0115 | 0.00958 | 1352.0039 | 0.01851
|  |  |  | -- | -- |  |  | 1069.4247 | 0.045101 | 1353.1779 | 0.14514 | 1352.1011 | 0.00959 | 1352.0934 | 0.01861
|  |  |  | -- | -- |  |  | 1069.4386 | 0.045082 | 1353.2676 | 0.14533 | 1352.1906 | 0.00961 | 1352.183 | 0.0188
|  |  |  | -- | -- |  |  | 1069.4526 | 0.045062 | 1353.3573 | 0.14553 | 1352.2802 | 0.00962 | 1352.2726 | 0.01905
|  |  |  | -- | -- |  |  | 1069.4667 | 0.045042 | 1353.447 | 0.14668 | 1352.3698 | 0.00964 | 1352.3622 | 0.01935
|  |  |  | -- | -- |  |  | 1069.4807 | 0.04502 | 1353.5367 | 0.14654 | 1352.4594 | 0.00966 | 1352.4518 | 0.01968
|  |  |  | -- | -- |  |  | 1069.4946 | 0.044998 | 1353.6265 | 0.14697 | 1352.549 | 0.00967 | 1352.5414 | 0.02002
|  |  |  | -- | -- |  |  | 1069.5087 | 0.044975 | 1353.7163 | 0.14774 | 1352.6385 | 0.00969 | 1352.631 | 0.02036
|  |  |  | -- | -- |  |  | 1069.5227 | 0.044951 | 1353.806 | 0.14771 | 1352.7283 | 0.00971 | 1352.7206 | 0.0207
|  |  |  | -- | -- |  |  | 1069.5367 | 0.044926 | 1353.8959 | 0.14857 | 1352.8179 | 0.00973 | 1352.8103 | 0.02101
|  |  |  | -- | -- |  |  | 1069.5507 | 0.0449 | 1353.9856 | 0.14825 | 1352.9076 | 0.00975 | 1352.8999 | 0.02129
|  |  |  | -- | -- |  |  | 1069.5647 | 0.044873 | 1354.0754 | 0.1484 | 1352.9972 | 0.00977 | 1352.9896 | 0.02154
|  |  |  | -- | -- |  |  | 1069.5787 | 0.044845 | 1354.1653 | 0.14916 | 1353.0869 | 0.0098 | 1353.0793 | 0.02173
|  |  |  | -- | -- |  |  | 1069.5928 | 0.044817 | 1354.2551 | 0.14999 | 1353.1766 | 0.00982 | 1353.1689 | 0.02188
|  |  |  | -- | -- |  |  | 1069.6068 | 0.044787 | 1354.345 | 0.14938 | 1353.2664 | 0.00984 | 1353.2587 | 0.02199
|  |  |  | -- | -- |  |  | 1069.6207 | 0.044756 | 1354.4348 | 0.14819 | 1353.3561 | 0.00987 | 1353.3484 | 0.02206
|  |  |  | -- | -- |  |  | 1069.6348 | 0.044724 | 1354.5248 | 0.1476 | 1353.4458 | 0.0099 | 1353.4381 | 0.02209
|  |  |  | -- | -- |  |  | 1069.6488 | 0.044692 | 1354.6146 | 0.14776 | 1353.5355 | 0.00993 | 1353.5279 | 0.02209
|  |  |  | -- | -- |  |  | 1069.6628 | 0.044658 | 1354.7045 | 0.14878 | 1353.6252 | 0.00996 | 1353.6177 | 0.02205
|  |  |  | -- | -- |  |  | 1069.6768 | 0.044623 | 1354.7944 | 0.14875 | 1353.7151 | 0.00999 | 1353.7074 | 0.02197
|  |  |  | -- | -- |  |  | 1069.6908 | 0.044588 | 1354.8844 | 0.14907 | 1353.8048 | 0.01002 | 1353.7972 | 0.02182
|  |  |  | -- | -- |  |  | 1069.7048 | 0.044551 | 1354.9742 | 0.14928 | 1353.8946 | 0.01005 | 1353.887 | 0.02161
|  |  |  | -- | -- |  |  | 1069.7189 | 0.044514 | 1355.0642 | 0.15001 | 1353.9844 | 0.01009 | 1353.9768 | 0.02134
|  |  |  | -- | -- |  |  | 1069.7329 | 0.044475 | 1355.1542 | 0.15087 | 1354.0742 | 0.01012 | 1354.0666 | 0.02102
|  |  |  | -- | -- |  |  | 1069.7469 | 0.044436 | 1355.2441 | 0.15218 | 1354.1641 | 0.01016 | 1354.1565 | 0.02068
|  |  |  | -- | -- |  |  | 1069.7609 | 0.044396 | 1355.3341 | 0.1532 | 1354.2539 | 0.01019 | 1354.2463 | 0.02034
|  |  |  | -- | -- |  |  | 1069.7749 | 0.044355 | 1355.4242 | 0.15341 | 1354.3438 | 0.01023 | 1354.3362 | 0.02002
|  |  |  | -- | -- |  |  | 1069.7889 | 0.044313 | 1355.5142 | 0.15373 | 1354.4336 | 0.01027 | 1354.426 | 0.01974
|  |  |  | -- | -- |  |  | 1069.803 | 0.04427 | 1355.6041 | 0.15401 | 1354.5236 | 0.0103 | 1354.5159 | 0.0195
|  |  |  | -- | -- |  |  | 1069.817 | 0.044227 | 1355.6942 | 0.15261 | 1354.6134 | 0.01034 | 1354.6057 | 0.0193
|  |  |  | -- | -- |  |  | 1069.8309 | 0.044183 | 1355.7843 | 0.15182 | 1354.7033 | 0.01038 | 1354.6957 | 0.01914
|  |  |  | -- | -- |  |  | 1069.845 | 0.044138 | 1355.8743 | 0.15272 | 1354.7932 | 0.01042 | 1354.7856 | 0.01903
|  |  |  | -- | -- |  |  | 1069.859 | 0.044093 | 1355.9644 | 0.15246 | 1354.8832 | 0.01046 | 1354.8755 | 0.01896
|  |  |  | -- | -- |  |  | 1069.873 | 0.044047 | 1356.0544 | 0.15326 | 1354.973 | 0.01049 | 1354.9654 | 0.01893
|  |  |  | -- | -- |  |  | 1069.8871 | 0.044001 | 1356.1445 | 0.15413 | 1355.063 | 0.01053 | 1355.0554 | 0.01894
|  |  |  | -- | -- |  |  | 1069.9011 | 0.043954 | 1356.2346 | 0.15577 | 1355.1529 | 0.01057 | 1355.1454 | 0.01899
|  |  |  | -- | -- |  |  | 1069.915 | 0.043906 | 1356.3247 | 0.15674 | 1355.2429 | 0.01061 | 1355.2353 | 0.01908
|  |  |  | -- | -- |  |  | 1069.9291 | 0.043859 | 1356.4149 | 0.15745 | 1355.3329 | 0.01064 | 1355.3253 | 0.0192
|  |  |  | -- | -- |  |  | 1069.9431 | 0.043811 | 1356.505 | 0.15804 | 1355.423 | 0.01068 | 1355.4153 | 0.01936
|  |  |  | -- | -- |  |  | 1069.9572 | 0.043762 | 1356.5952 | 0.15814 | 1355.5129 | 0.01071 | 1355.5052 | 0.01955
|  |  |  | -- | -- |  |  | 1069.9712 | 0.043714 | 1356.6853 | 0.15886 | 1355.6029 | 0.01075 | 1355.5953 | 0.01978
|  |  |  | -- | -- |  |  | 1069.9852 | 0.043665 | 1356.7755 | 0.15922 | 1355.693 | 0.01079 | 1355.6853 | 0.02007
|  |  |  | -- | -- |  |  | 1069.9993 | 0.043616 | 1356.8657 | 0.16066 | 1355.7831 | 0.01082 | 1355.7754 | 0.02041
|  |  |  | -- | -- |  |  | 1070.0133 | 0.043567 | 1356.9559 | 0.16004 | 1355.873 | 0.01085 | 1355.8655 | 0.02079
|  |  |  | -- | -- |  |  | 1070.0272 | 0.043518 | 1357.0461 | 0.15987 | 1355.9631 | 0.01089 | 1355.9556 | 0.0212
|  |  |  | -- | -- |  |  | 1070.0413 | 0.043469 | 1357.1363 | 0.15988 | 1356.0532 | 0.01092 | 1356.0457 | 0.0216
|  |  |  | -- | -- |  |  | 1070.0553 | 0.04342 | 1357.2266 | 0.16042 | 1356.1433 | 0.01095 | 1356.1357 | 0.02197
|  |  |  | -- | -- |  |  | 1070.0693 | 0.043371 | 1357.3168 | 0.1611 | 1356.2334 | 0.01099 | 1356.2258 | 0.02226
|  |  |  | -- | -- |  |  | 1070.0834 | 0.043323 | 1357.4071 | 0.16188 | 1356.3235 | 0.01102 | 1356.3159 | 0.02246
|  |  |  | -- | -- |  |  | 1070.0974 | 0.043275 | 1357.4973 | 0.16419 | 1356.4137 | 0.01105 | 1356.406 | 0.02255
|  |  |  | -- | -- |  |  | 1070.1115 | 0.043227 | 1357.5876 | 0.16547 | 1356.5038 | 0.01108 | 1356.4962 | 0.02253
|  |  |  | -- | -- |  |  | 1070.1255 | 0.04318 | 1357.678 | 0.16584 | 1356.594 | 0.01111 | 1356.5863 | 0.0224
|  |  |  | -- | -- |  |  | 1070.1394 | 0.043133 | 1357.7682 | 0.1669 | 1356.6841 | 0.01114 | 1356.6765 | 0.02218
|  |  |  | -- | -- |  |  | 1070.1534 | 0.043087 | 1357.8585 | 0.16765 | 1356.7743 | 0.01117 | 1356.7667 | 0.0219
|  |  |  | -- | -- |  |  | 1070.1675 | 0.043041 | 1357.9488 | 0.16878 | 1356.8645 | 0.0112 | 1356.8568 | 0.02159
|  |  |  | -- | -- |  |  | 1070.1815 | 0.042995 | 1358.0392 | 0.16908 | 1356.9547 | 0.01123 | 1356.947 | 0.02126
|  |  |  | -- | -- |  |  | 1070.1956 | 0.042951 | 1358.1296 | 0.16886 | 1357.0449 | 0.01126 | 1357.0372 | 0.02094
|  |  |  | -- | -- |  |  | 1070.2096 | 0.042907 | 1358.22 | 0.16793 | 1357.1351 | 0.01129 | 1357.1274 | 0.02066
|  |  |  | -- | -- |  |  | 1070.2236 | 0.042864 | 1358.3103 | 0.16775 | 1357.2253 | 0.01132 | 1357.2178 | 0.02041
|  |  |  | -- | -- |  |  | 1070.2377 | 0.042822 | 1358.4008 | 0.16835 | 1357.3156 | 0.01134 | 1357.308 | 0.0202
|  |  |  | -- | -- |  |  | 1070.2517 | 0.04278 | 1358.4911 | 0.16836 | 1357.4059 | 0.01137 | 1357.3982 | 0.02005
|  |  |  | -- | -- |  |  | 1070.2657 | 0.04274 | 1358.5815 | 0.16842 | 1357.4961 | 0.0114 | 1357.4885 | 0.01994
|  |  |  | -- | -- |  |  | 1070.2798 | 0.0427 | 1358.672 | 0.16828 | 1357.5864 | 0.01143 | 1357.5787 | 0.01988
|  |  |  | -- | -- |  |  | 1070.2938 | 0.042662 | 1358.7624 | 0.16911 | 1357.6768 | 0.01146 | 1357.6691 | 0.01985
|  |  |  | -- | -- |  |  | 1070.3077 | 0.042624 | 1358.8529 | 0.16935 | 1357.767 | 0.01148 | 1357.7594 | 0.01984
|  |  |  | -- | -- |  |  | 1070.3218 | 0.042588 | 1358.9434 | 0.16925 | 1357.8573 | 0.01151 | 1357.8497 | 0.01985
|  |  |  | -- | -- |  |  | 1070.3358 | 0.042552 | 1359.0338 | 0.17008 | 1357.9476 | 0.01154 | 1357.9401 | 0.01986
|  |  |  | -- | -- |  |  | 1070.3499 | 0.042518 | 1359.1243 | 0.17077 | 1358.038 | 0.01156 | 1358.0304 | 0.01985
|  |  |  | -- | -- |  |  | 1070.3639 | 0.042485 | 1359.2148 | 0.17176 | 1358.1284 | 0.01159 | 1358.1207 | 0.01982
|  |  |  | -- | -- |  |  | 1070.3779 | 0.042453 | 1359.3053 | 0.17228 | 1358.2188 | 0.01162 | 1358.2111 | 0.01977
|  |  |  | -- | -- |  |  | 1070.392 | 0.042422 | 1359.3959 | 0.17221 | 1358.3091 | 0.01164 | 1358.3015 | 0.01968
|  |  |  | -- | -- |  |  | 1070.406 | 0.042392 | 1359.4863 | 0.1721 | 1358.3995 | 0.01167 | 1358.3918 | 0.01957
|  |  |  | -- | -- |  |  | 1070.42 | 0.042364 | 1359.5769 | 0.1704 | 1358.4899 | 0.0117 | 1358.4823 | 0.01944
|  |  |  | -- | -- |  |  | 1070.4341 | 0.042336 | 1359.6675 | 0.17015 | 1358.5803 | 0.01172 | 1358.5726 | 0.01928
|  |  |  | -- | -- |  |  | 1070.4481 | 0.04231 | 1359.7581 | 0.16898 | 1358.6708 | 0.01175 | 1358.6631 | 0.01911
|  |  |  | -- | -- |  |  | 1070.4622 | 0.042285 | 1359.8486 | 0.16962 | 1358.7612 | 0.01177 | 1358.7535 | 0.01893
|  |  |  | -- | -- |  |  | 1070.4762 | 0.042261 | 1359.9392 | 0.17065 | 1358.8517 | 0.0118 | 1358.844 | 0.01873
|  |  |  | -- | -- |  |  | 1070.4902 | 0.042239 | 1360.0298 | 0.17258 | 1358.9421 | 0.01182 | 1358.9344 | 0.01853
|  |  |  | -- | -- |  |  | 1070.5043 | 0.042217 | 1360.1205 | 0.17313 | 1359.0326 | 0.01185 | 1359.0249 | 0.01833
|  |  |  | -- | -- |  |  | 1070.5183 | 0.042197 | 1360.2111 | 0.17256 | 1359.123 | 0.01187 | 1359.1155 | 0.01815
|  |  |  | -- | -- |  |  | 1070.5323 | 0.042178 | 1360.3018 | 0.17256 | 1359.2135 | 0.0119 | 1359.2059 | 0.01801
|  |  |  | -- | -- |  |  | 1070.5464 | 0.04216 | 1360.3923 | 0.17231 | 1359.3041 | 0.01192 | 1359.2964 | 0.01792
|  |  |  | -- | -- |  |  | 1070.5604 | 0.042143 | 1360.483 | 0.17247 | 1359.3946 | 0.01194 | 1359.387 | 0.01787
|  |  |  | -- | -- |  |  | 1070.5745 | 0.042127 | 1360.5737 | 0.17289 | 1359.4851 | 0.01197 | 1359.4775 | 0.01787
|  |  |  | -- | -- |  |  | 1070.5885 | 0.042112 | 1360.6644 | 0.17283 | 1359.5757 | 0.01199 | 1359.568 | 0.0179
|  |  |  | -- | -- |  |  | 1070.6025 | 0.042098 | 1360.7551 | 0.17315 | 1359.6663 | 0.01202 | 1359.6586 | 0.01794
|  |  |  | -- | -- |  |  | 1070.6166 | 0.042085 | 1360.8458 | 0.17316 | 1359.7568 | 0.01204 | 1359.7492 | 0.01796
|  |  |  | -- | -- |  |  | 1070.6306 | 0.042072 | 1360.9365 | 0.17112 | 1359.8474 | 0.01207 | 1359.8397 | 0.01797
|  |  |  | -- | -- |  |  | 1070.6447 | 0.042061 | 1361.0273 | 0.16895 | 1359.938 | 0.0121 | 1359.9303 | 0.01795
|  |  |  | -- | -- |  |  | 1070.6587 | 0.042051 | 1361.118 | 0.16807 | 1360.0286 | 0.01212 | 1360.021 | 0.01792
|  |  |  | -- | -- |  |  | 1070.6727 | 0.042041 | 1361.2089 | 0.16841 | 1360.1193 | 0.01215 | 1360.1116 | 0.01791
|  |  |  | -- | -- |  |  | 1070.6868 | 0.042032 | 1361.2996 | 0.16972 | 1360.2098 | 0.01217 | 1360.2022 | 0.01794
|  |  |  | -- | -- |  |  | 1070.7008 | 0.042023 | 1361.3904 | 0.17092 | 1360.3005 | 0.0122 | 1360.2929 | 0.01803
|  |  |  | -- | -- |  |  | 1070.7148 | 0.042015 | 1361.4812 | 0.17154 | 1360.3911 | 0.01223 | 1360.3835 | 0.01819
|  |  |  | -- | -- |  |  | 1070.7289 | 0.042008 | 1361.572 | 0.17277 | 1360.4818 | 0.01226 | 1360.4741 | 0.01843
|  |  |  | -- | -- |  |  | 1070.7429 | 0.042001 | 1361.6628 | 0.17383 | 1360.5725 | 0.01229 | 1360.5648 | 0.01872
|  |  |  | -- | -- |  |  | 1070.757 | 0.041994 | 1361.7537 | 0.17396 | 1360.6632 | 0.01232 | 1360.6555 | 0.01904
|  |  |  | -- | -- |  |  | 1070.771 | 0.041988 | 1361.8445 | 0.17498 | 1360.7539 | 0.01235 | 1360.7462 | 0.01936
|  |  |  | -- | -- |  |  | 1070.785 | 0.041982 | 1361.9354 | 0.17596 | 1360.8446 | 0.01238 | 1360.8369 | 0.01968
|  |  |  | -- | -- |  |  | 1070.7991 | 0.041976 | 1362.0262 | 0.17704 | 1360.9353 | 0.01242 | 1360.9277 | 0.01999
|  |  |  | -- | -- |  |  | 1070.8131 | 0.04197 | 1362.1172 | 0.17846 | 1361.0261 | 0.01245 | 1361.0184 | 0.02028
|  |  |  | -- | -- |  |  | 1070.8271 | 0.041964 | 1362.208 | 0.1795 | 1361.1168 | 0.01249 | 1361.1092 | 0.02055
|  |  |  | -- | -- |  |  | 1070.8412 | 0.041958 | 1362.299 | 0.1798 | 1361.2076 | 0.01252 | 1361.1999 | 0.0208
|  |  |  | -- | -- |  |  | 1070.8552 | 0.041952 | 1362.3899 | 0.17938 | 1361.2983 | 0.01256 | 1361.2908 | 0.02104
|  |  |  | -- | -- |  |  | 1070.8693 | 0.041946 | 1362.4808 | 0.18057 | 1361.3892 | 0.0126 | 1361.3815 | 0.02125
|  |  |  | -- | -- |  |  | 1070.8833 | 0.041939 | 1362.5718 | 0.18196 | 1361.48 | 0.01263 | 1361.4723 | 0.02143
|  |  |  | -- | -- |  |  | 1070.8973 | 0.041932 | 1362.6627 | 0.1833 | 1361.5708 | 0.01267 | 1361.5631 | 0.02156
|  |  |  | -- | -- |  |  | 1070.9114 | 0.041925 | 1362.7537 | 0.18535 | 1361.6616 | 0.01271 | 1361.6539 | 0.02163
|  |  |  | -- | -- |  |  | 1070.9254 | 0.041917 | 1362.8447 | 0.18775 | 1361.7524 | 0.01275 | 1361.7448 | 0.02166
|  |  |  | -- | -- |  |  | 1070.9396 | 0.041908 | 1362.9357 | 0.18958 | 1361.8433 | 0.0128 | 1361.8357 | 0.02166
|  |  |  | -- | -- |  |  | 1070.9536 | 0.041899 | 1363.0267 | 0.19152 | 1361.9342 | 0.01284 | 1361.9265 | 0.02164
|  |  |  | -- | -- |  |  | 1070.9677 | 0.041889 | 1363.1177 | 0.19185 | 1362.025 | 0.01288 | 1362.0173 | 0.02161
|  |  |  | -- | -- |  |  | 1070.9817 | 0.041879 | 1363.2087 | 0.19128 | 1362.116 | 0.01292 | 1362.1083 | 0.0216
|  |  |  | -- | -- |  |  | 1070.9957 | 0.041867 | 1363.2998 | 0.18979 | 1362.2068 | 0.01297 | 1362.1992 | 0.0216
|  |  |  | -- | -- |  |  | 1071.0098 | 0.041855 | 1363.3909 | 0.18902 | 1362.2977 | 0.01301 | 1362.29 | 0.02161
|  |  |  | -- | -- |  |  | 1071.0238 | 0.041842 | 1363.4819 | 0.19002 | 1362.3887 | 0.01305 | 1362.381 | 0.02162
|  |  |  | -- | -- |  |  | 1071.0378 | 0.041827 | 1363.573 | 0.19106 | 1362.4796 | 0.01309 | 1362.4719 | 0.02164
|  |  |  | -- | -- |  |  | 1071.0519 | 0.041812 | 1363.6641 | 0.19053 | 1362.5706 | 0.01314 | 1362.5629 | 0.02165
|  |  |  | -- | -- |  |  | 1071.0659 | 0.041796 | 1363.7551 | 0.19079 | 1362.6615 | 0.01318 | 1362.6538 | 0.02165
|  |  |  | -- | -- |  |  | 1071.08 | 0.041778 | 1363.8463 | 0.19201 | 1362.7524 | 0.01322 | 1362.7449 | 0.02163
|  |  |  | -- | -- |  |  | 1071.0941 | 0.04176 | 1363.9374 | 0.19203 | 1362.8435 | 0.01326 | 1362.8358 | 0.02157
|  |  |  | -- | -- |  |  | 1071.1082 | 0.04174 | 1364.0286 | 0.19212 | 1362.9344 | 0.0133 | 1362.9268 | 0.02147
|  |  |  | -- | -- |  |  | 1071.1222 | 0.041719 | 1364.1198 | 0.19168 | 1363.0255 | 0.01334 | 1363.0178 | 0.0213
|  |  |  | -- | -- |  |  | 1071.1362 | 0.041696 | 1364.2109 | 0.19277 | 1363.1165 | 0.01338 | 1363.1088 | 0.02106
|  |  |  | -- | -- |  |  | 1071.1503 | 0.041673 | 1364.3021 | 0.19286 | 1363.2075 | 0.01342 | 1363.1998 | 0.02076
|  |  |  | -- | -- |  |  | 1071.1643 | 0.041648 | 1364.3933 | 0.19245 | 1363.2986 | 0.01346 | 1363.2909 | 0.02041
|  |  |  | -- | -- |  |  | 1071.1783 | 0.041622 | 1364.4845 | 0.19246 | 1363.3897 | 0.0135 | 1363.382 | 0.02005
|  |  |  | -- | -- |  |  | 1071.1924 | 0.041595 | 1364.5757 | 0.19183 | 1363.4807 | 0.01353 | 1363.473 | 0.01971
|  |  |  | -- | -- |  |  | 1071.2064 | 0.041566 | 1364.6669 | 0.19254 | 1363.5718 | 0.01357 | 1363.5641 | 0.01944
|  |  |  | -- | -- |  |  | 1071.2206 | 0.041536 | 1364.7582 | 0.19286 | 1363.6628 | 0.01361 | 1363.6552 | 0.01926
|  |  |  | -- | -- |  |  | 1071.2346 | 0.041505 | 1364.8494 | 0.19321 | 1363.7539 | 0.01364 | 1363.7463 | 0.01918
|  |  |  | -- | -- |  |  | 1071.2487 | 0.041472 | 1364.9407 | 0.19347 | 1363.8451 | 0.01367 | 1363.8374 | 0.01923
|  |  |  | -- | -- |  |  | 1071.2627 | 0.041439 | 1365.032 | 0.195 | 1363.9362 | 0.01371 | 1363.9286 | 0.01937
|  |  |  | -- | -- |  |  | 1071.2767 | 0.041404 | 1365.1232 | 0.19808 | 1364.0273 | 0.01374 | 1364.0196 | 0.01961
|  |  |  | -- | -- |  |  | 1071.2908 | 0.041368 | 1365.2145 | 0.19973 | 1364.1185 | 0.01377 | 1364.1108 | 0.01989
|  |  |  | -- | -- |  |  | 1071.3048 | 0.04133 | 1365.3058 | 0.2 | 1364.2097 | 0.0138 | 1364.202 | 0.0202
|  |  |  | -- | -- |  |  | 1071.319 | 0.041292 | 1365.3972 | 0.20005 | 1364.3009 | 0.01383 | 1364.2932 | 0.02049
|  |  |  | -- | -- |  |  | 1071.333 | 0.041252 | 1365.4885 | 0.19994 | 1364.3921 | 0.01386 | 1364.3844 | 0.02075
|  |  |  | -- | -- |  |  | 1071.347 | 0.041212 | 1365.5798 | 0.19959 | 1364.4833 | 0.01389 | 1364.4756 | 0.02097
|  |  |  | -- | -- |  |  | 1071.3611 | 0.041171 | 1365.6713 | 0.19983 | 1364.5745 | 0.01392 | 1364.5668 | 0.02114
|  |  |  | -- | -- |  |  | 1071.3751 | 0.041128 | 1365.7626 | 0.20032 | 1364.6656 | 0.01395 | 1364.658 | 0.0213
|  |  |  | -- | -- |  |  | 1071.3892 | 0.041085 | 1365.854 | 0.2015 | 1364.757 | 0.01398 | 1364.7493 | 0.02146
|  |  |  | -- | -- |  |  | 1071.4032 | 0.041041 | 1365.9453 | 0.20249 | 1364.8481 | 0.014 | 1364.8404 | 0.02167
|  |  |  | -- | -- |  |  | 1071.4174 | 0.040996 | 1366.0367 | 0.20303 | 1364.9395 | 0.01403 | 1364.9318 | 0.02194
|  |  |  | -- | -- |  |  | 1071.4314 | 0.040951 | 1366.1282 | 0.20263 | 1365.0308 | 0.01406 | 1365.0231 | 0.02228
|  |  |  | -- | -- |  |  | 1071.4454 | 0.040905 | 1366.2196 | 0.20271 | 1365.1219 | 0.01409 | 1365.1144 | 0.02265
|  |  |  | -- | -- |  |  | 1071.4595 | 0.040859 | 1366.311 | 0.20333 | 1365.2133 | 0.01411 | 1365.2057 | 0.02302
|  |  |  | -- | -- |  |  | 1071.4735 | 0.040812 | 1366.4026 | 0.2033 | 1365.3046 | 0.01414 | 1365.297 | 0.02334
|  |  |  | -- | -- |  |  | 1071.4877 | 0.040765 | 1366.494 | 0.20316 | 1365.396 | 0.01417 | 1365.3883 | 0.02354
|  |  |  | -- | -- |  |  | 1071.5017 | 0.040717 | 1366.5855 | 0.20262 | 1365.4873 | 0.0142 | 1365.4796 | 0.02359
|  |  |  | -- | -- |  |  | 1071.5157 | 0.04067 | 1366.677 | 0.2027 | 1365.5786 | 0.01422 | 1365.5709 | 0.02348
|  |  |  | -- | -- |  |  | 1071.5298 | 0.040622 | 1366.7686 | 0.20266 | 1365.6699 | 0.01425 | 1365.6624 | 0.02322
|  |  |  | -- | -- |  |  | 1071.5438 | 0.040574 | 1366.86 | 0.20367 | 1365.7613 | 0.01428 | 1365.7537 | 0.02283
|  |  |  | -- | -- |  |  | 1071.558 | 0.040526 | 1366.9515 | 0.20318 | 1365.8528 | 0.01431 | 1365.8451 | 0.02237
|  |  |  | -- | -- |  |  | 1071.572 | 0.040479 | 1367.0431 | 0.2037 | 1365.9441 | 0.01434 | 1365.9365 | 0.02189
|  |  |  | -- | -- |  |  | 1071.5861 | 0.040431 | 1367.1346 | 0.20221 | 1366.0355 | 0.01437 | 1366.0278 | 0.02141
|  |  |  | -- | -- |  |  | 1071.6001 | 0.040384 | 1367.2262 | 0.20136 | 1366.127 | 0.0144 | 1366.1193 | 0.02097
|  |  |  | -- | -- |  |  | 1071.6141 | 0.040338 | 1367.3179 | 0.2024 | 1366.2184 | 0.01443 | 1366.2107 | 0.02058
|  |  |  | -- | -- |  |  | 1071.6283 | 0.040292 | 1367.4094 | 0.20322 | 1366.3098 | 0.01446 | 1366.3022 | 0.02026
|  |  |  | -- | -- |  |  | 1071.6423 | 0.040246 | 1367.501 | 0.20405 | 1366.4014 | 0.01449 | 1366.3937 | 0.02
|  |  |  | -- | -- |  |  | 1071.6564 | 0.040201 | 1367.5927 | 0.20378 | 1366.4928 | 0.01453 | 1366.4851 | 0.01983
|  |  |  | -- | -- |  |  | 1071.6704 | 0.040157 | 1367.6842 | 0.20484 | 1366.5842 | 0.01456 | 1366.5767 | 0.01973
|  |  |  | -- | -- |  |  | 1071.6844 | 0.040114 | 1367.7759 | 0.20541 | 1366.6758 | 0.0146 | 1366.6681 | 0.0197
|  |  |  | -- | -- |  |  | 1071.6986 | 0.040071 | 1367.8675 | 0.20594 | 1366.7673 | 0.01463 | 1366.7596 | 0.01973
|  |  |  | -- | -- |  |  | 1071.7126 | 0.04003 | 1367.9592 | 0.20702 | 1366.8588 | 0.01467 | 1366.8511 | 0.01979
|  |  |  | -- | -- |  |  | 1071.7267 | 0.03999 | 1368.0509 | 0.20815 | 1366.9503 | 0.01471 | 1366.9426 | 0.01986
|  |  |  | -- | -- |  |  | 1071.7407 | 0.03995 | 1368.1426 | 0.20915 | 1367.0419 | 0.01475 | 1367.0342 | 0.0199
|  |  |  | -- | -- |  |  | 1071.7549 | 0.039912 | 1368.2342 | 0.21079 | 1367.1334 | 0.01479 | 1367.1257 | 0.01991
|  |  |  | -- | -- |  |  | 1071.7689 | 0.039875 | 1368.326 | 0.21236 | 1367.225 | 0.01483 | 1367.2173 | 0.01985
|  |  |  | -- | -- |  |  | 1071.783 | 0.03984 | 1368.4177 | 0.21388 | 1367.3165 | 0.01488 | 1367.309 | 0.01974
|  |  |  | -- | -- |  |  | 1071.797 | 0.039805 | 1368.5095 | 0.21387 | 1367.4082 | 0.01492 | 1367.4005 | 0.01959
|  |  |  | -- | -- |  |  | 1071.8112 | 0.039772 | 1368.6012 | 0.21336 | 1367.4998 | 0.01496 | 1367.4921 | 0.01941
|  |  |  | -- | -- |  |  | 1071.8252 | 0.039741 | 1368.693 | 0.21387 | 1367.5914 | 0.01501 | 1367.5837 | 0.01923
|  |  |  | -- | -- |  |  | 1071.8392 | 0.039711 | 1368.7848 | 0.21441 | 1367.683 | 0.01506 | 1367.6754 | 0.01908
|  |  |  | -- | -- |  |  | 1071.8533 | 0.039683 | 1368.8766 | 0.21527 | 1367.7747 | 0.01511 | 1367.767 | 0.01896
|  |  |  | -- | -- |  |  | 1071.8674 | 0.039656 | 1368.9684 | 0.21775 | 1367.8663 | 0.01515 | 1367.8586 | 0.01889
|  |  |  | -- | -- |  |  | 1071.8815 | 0.039631 | 1369.0602 | 0.21952 | 1367.958 | 0.0152 | 1367.9503 | 0.01884
|  |  |  | -- | -- |  |  | 1071.8955 | 0.039607 | 1369.152 | 0.22083 | 1368.0497 | 0.01525 | 1368.042 | 0.0188
|  |  |  | -- | -- |  |  | 1071.9097 | 0.039585 | 1369.2439 | 0.22096 | 1368.1414 | 0.0153 | 1368.1337 | 0.01874
|  |  |  | -- | -- |  |  | 1071.9237 | 0.039565 | 1369.3357 | 0.22131 | 1368.233 | 0.01535 | 1368.2253 | 0.01864
|  |  |  | -- | -- |  |  | 1071.9377 | 0.039547 | 1369.4276 | 0.22119 | 1368.3248 | 0.0154 | 1368.3171 | 0.01849
|  |  |  | -- | -- |  |  | 1071.9518 | 0.03953 | 1369.5194 | 0.21932 | 1368.4165 | 0.01546 | 1368.4088 | 0.0183
|  |  |  | -- | -- |  |  | 1071.9659 | 0.039515 | 1369.6113 | 0.21839 | 1368.5083 | 0.01551 | 1368.5006 | 0.01809
|  |  |  | -- | -- |  |  | 1071.98 | 0.039501 | 1369.7033 | 0.21806 | 1368.6 | 0.01556 | 1368.5923 | 0.01789
|  |  |  | -- | -- |  |  | 1071.994 | 0.03949 | 1369.7952 | 0.21875 | 1368.6918 | 0.01561 | 1368.6841 | 0.01774
|  |  |  | -- | -- |  |  | 1072.0082 | 0.03948 | 1369.8871 | 0.21899 | 1368.7836 | 0.01566 | 1368.7759 | 0.01767
|  |  |  | -- | -- |  |  | 1072.0222 | 0.039471 | 1369.979 | 0.21824 | 1368.8754 | 0.01571 | 1368.8677 | 0.01772
|  |  |  | -- | -- |  |  | 1072.0363 | 0.039465 | 1370.071 | 0.21918 | 1368.9672 | 0.01576 | 1368.9595 | 0.01789
|  |  |  | -- | -- |  |  | 1072.0503 | 0.03946 | 1370.163 | 0.21962 | 1369.059 | 0.01581 | 1369.0513 | 0.01818
|  |  |  | -- | -- |  |  | 1072.0645 | 0.039456 | 1370.2549 | 0.21858 | 1369.1508 | 0.01586 | 1369.1431 | 0.01857
|  |  |  | -- | -- |  |  | 1072.0785 | 0.039454 | 1370.3469 | 0.2196 | 1369.2427 | 0.01591 | 1369.235 | 0.01905
|  |  |  | -- | -- |  |  | 1072.0925 | 0.039454 | 1370.439 | 0.22126 | 1369.3345 | 0.01595 | 1369.3268 | 0.01959
|  |  |  | -- | -- |  |  | 1072.1067 | 0.039455 | 1370.5309 | 0.22238 | 1369.4264 | 0.016 | 1369.4187 | 0.02014
|  |  |  | -- | -- |  |  | 1072.1207 | 0.039458 | 1370.6229 | 0.22257 | 1369.5182 | 0.01605 | 1369.5105 | 0.02068
|  |  |  | -- | -- |  |  | 1072.1348 | 0.039462 | 1370.715 | 0.22297 | 1369.6101 | 0.0161 | 1369.6024 | 0.02119
|  |  |  | -- | -- |  |  | 1072.1489 | 0.039467 | 1370.807 | 0.22178 | 1369.702 | 0.01614 | 1369.6943 | 0.02163
|  |  |  | -- | -- |  |  | 1072.163 | 0.039474 | 1370.899 | 0.22176 | 1369.7939 | 0.01619 | 1369.7863 | 0.02198
|  |  |  | -- | -- |  |  | 1072.177 | 0.039482 | 1370.9912 | 0.22242 | 1369.8859 | 0.01623 | 1369.8782 | 0.02225
|  |  |  | -- | -- |  |  | 1072.1912 | 0.039491 | 1371.0832 | 0.22265 | 1369.9778 | 0.01628 | 1369.9701 | 0.02242
|  |  |  | -- | -- |  |  | 1072.2052 | 0.039502 | 1371.1754 | 0.22354 | 1370.0697 | 0.01632 | 1370.062 | 0.02252
|  |  |  | -- | -- |  |  | 1072.2192 | 0.039513 | 1371.2675 | 0.22502 | 1370.1617 | 0.01637 | 1370.1541 | 0.02254
|  |  |  | -- | -- |  |  | 1072.2334 | 0.039525 | 1371.3596 | 0.22766 | 1370.2537 | 0.01642 | 1370.246 | 0.02251
|  |  |  | -- | -- |  |  | 1072.2474 | 0.039539 | 1371.4518 | 0.22944 | 1370.3457 | 0.01646 | 1370.338 | 0.02245
|  |  |  | -- | -- |  |  | 1072.2615 | 0.039553 | 1371.5438 | 0.23107 | 1370.4376 | 0.01651 | 1370.43 | 0.02237
|  |  |  | -- | -- |  |  | 1072.2756 | 0.039568 | 1371.636 | 0.23135 | 1370.5297 | 0.01656 | 1370.522 | 0.02229
|  |  |  | -- | -- |  |  | 1072.2897 | 0.039583 | 1371.7283 | 0.23282 | 1370.6217 | 0.0166 | 1370.614 | 0.02223
|  |  |  | -- | -- |  |  | 1072.3038 | 0.039599 | 1371.8204 | 0.23394 | 1370.7137 | 0.01665 | 1370.7061 | 0.02218
|  |  |  | -- | -- |  |  | 1072.3179 | 0.039616 | 1371.9126 | 0.23425 | 1370.8058 | 0.0167 | 1370.7981 | 0.02216
|  |  |  | -- | -- |  |  | 1072.3319 | 0.039633 | 1372.0048 | 0.2347 | 1370.8978 | 0.01675 | 1370.8901 | 0.02217
|  |  |  | -- | -- |  |  | 1072.3461 | 0.03965 | 1372.0971 | 0.23645 | 1370.99 | 0.01681 | 1370.9823 | 0.0222
|  |  |  | -- | -- |  |  | 1072.3601 | 0.039668 | 1372.1893 | 0.23713 | 1371.082 | 0.01686 | 1371.0743 | 0.02225
|  |  |  | -- | -- |  |  | 1072.3741 | 0.039686 | 1372.2815 | 0.23733 | 1371.1741 | 0.01691 | 1371.1664 | 0.02229
|  |  |  | -- | -- |  |  | 1072.3883 | 0.039704 | 1372.3738 | 0.23792 | 1371.2662 | 0.01697 | 1371.2585 | 0.02231
|  |  |  | -- | -- |  |  | 1072.4023 | 0.039722 | 1372.4661 | 0.23893 | 1371.3584 | 0.01703 | 1371.3507 | 0.02229
|  |  |  | -- | -- |  |  | 1072.4165 | 0.03974 | 1372.5584 | 0.23997 | 1371.4504 | 0.01709 | 1371.4429 | 0.02222
|  |  |  | -- | -- |  |  | 1072.4305 | 0.039757 | 1372.6506 | 0.24204 | 1371.5426 | 0.01715 | 1371.5349 | 0.02209
|  |  |  | -- | -- |  |  | 1072.4446 | 0.039775 | 1372.7429 | 0.24323 | 1371.6348 | 0.01721 | 1371.6271 | 0.02191
|  |  |  | -- | -- |  |  | 1072.4587 | 0.039792 | 1372.8353 | 0.24319 | 1371.7269 | 0.01727 | 1371.7192 | 0.02168
|  |  |  | -- | -- |  |  | 1072.4728 | 0.039808 | 1372.9276 | 0.24469 | 1371.8192 | 0.01733 | 1371.8115 | 0.02144
|  |  |  | -- | -- |  |  | 1072.4869 | 0.039824 | 1373.0199 | 0.24533 | 1371.9114 | 0.0174 | 1371.9037 | 0.02119
|  |  |  | -- | -- |  |  | 1072.501 | 0.03984 | 1373.1123 | 0.24547 | 1372.0035 | 0.01747 | 1371.9959 | 0.02097
|  |  |  | -- | -- |  |  | 1072.515 | 0.039855 | 1373.2047 | 0.24597 | 1372.0958 | 0.01753 | 1372.0881 | 0.02077
|  |  |  | -- | -- |  |  | 1072.5292 | 0.039869 | 1373.2971 | 0.24703 | 1372.188 | 0.0176 | 1372.1803 | 0.0206
|  |  |  | -- | -- |  |  | 1072.5432 | 0.039882 | 1373.3894 | 0.24808 | 1372.2803 | 0.01767 | 1372.2726 | 0.02046
|  |  |  | -- | -- |  |  | 1072.5574 | 0.039894 | 1373.4819 | 0.24797 | 1372.3726 | 0.01774 | 1372.3649 | 0.02034
|  |  |  | -- | -- |  |  | 1072.5714 | 0.039906 | 1373.5743 | 0.24759 | 1372.4648 | 0.01781 | 1372.4571 | 0.02024
|  |  |  | -- | -- |  |  | 1072.5854 | 0.039916 | 1373.6668 | 0.24743 | 1372.5571 | 0.01789 | 1372.5494 | 0.02016
|  |  |  | -- | -- |  |  | 1072.5996 | 0.039925 | 1373.7592 | 0.24765 | 1372.6494 | 0.01796 | 1372.6417 | 0.02009
|  |  |  | -- | -- |  |  | 1072.6136 | 0.039933 | 1373.8517 | 0.248 | 1372.7417 | 0.01803 | 1372.734 | 0.02004
|  |  |  | -- | -- |  |  | 1072.6278 | 0.03994 | 1373.9441 | 0.24862 | 1372.834 | 0.0181 | 1372.8263 | 0.01999
|  |  |  | -- | -- |  |  | 1072.6418 | 0.039946 | 1374.0366 | 0.24902 | 1372.9264 | 0.01817 | 1372.9187 | 0.01993
|  |  |  | -- | -- |  |  | 1072.656 | 0.03995 | 1374.129 | 0.25001 | 1373.0187 | 0.01825 | 1373.011 | 0.01986
|  |  |  | -- | -- |  |  | 1072.67 | 0.039953 | 1374.2216 | 0.25077 | 1373.1111 | 0.01832 | 1373.1034 | 0.01979
|  |  |  | -- | -- |  |  | 1072.6841 | 0.039955 | 1374.3141 | 0.25061 | 1373.2035 | 0.01839 | 1373.1958 | 0.01971
|  |  |  | -- | -- |  |  | 1072.6982 | 0.039955 | 1374.4066 | 0.2512 | 1373.2958 | 0.01846 | 1373.2881 | 0.01964
|  |  |  | -- | -- |  |  | 1072.7123 | 0.039954 | 1374.4992 | 0.25054 | 1373.3882 | 0.01853 | 1373.3805 | 0.01959
|  |  |  | -- | -- |  |  | 1072.7264 | 0.039952 | 1374.5918 | 0.25161 | 1373.4806 | 0.01859 | 1373.4729 | 0.01957
|  |  |  | -- | -- |  |  | 1072.7405 | 0.039948 | 1374.6843 | 0.25212 | 1373.573 | 0.01866 | 1373.5653 | 0.01958
|  |  |  | -- | -- |  |  | 1072.7546 | 0.039942 | 1374.7769 | 0.25195 | 1373.6655 | 0.01873 | 1373.6578 | 0.01962
|  |  |  | -- | -- |  |  | 1072.7687 | 0.039935 | 1374.8695 | 0.25251 | 1373.7579 | 0.01879 | 1373.7502 | 0.01966
|  |  |  | -- | -- |  |  | 1072.7828 | 0.039927 | 1374.9622 | 0.25314 | 1373.8503 | 0.01886 | 1373.8427 | 0.0197
|  |  |  | -- | -- |  |  | 1072.7969 | 0.039917 | 1375.0547 | 0.25406 | 1373.9429 | 0.01892 | 1373.9352 | 0.01972
|  |  |  | -- | -- |  |  | 1072.811 | 0.039905 | 1375.1473 | 0.25435 | 1374.0354 | 0.01898 | 1374.0277 | 0.01973
|  |  |  | -- | -- |  |  | 1072.8251 | 0.039892 | 1375.24 | 0.25437 | 1374.1278 | 0.01905 | 1374.1201 | 0.01972
|  |  |  | -- | -- |  |  | 1072.8392 | 0.039878 | 1375.3326 | 0.2547 | 1374.2203 | 0.01911 | 1374.2126 | 0.01967
|  |  |  | -- | -- |  |  | 1072.8533 | 0.039862 | 1375.4253 | 0.25623 | 1374.3129 | 0.01916 | 1374.3052 | 0.01959
|  |  |  | -- | -- |  |  | 1072.8674 | 0.039845 | 1375.5181 | 0.25609 | 1374.4054 | 0.01922 | 1374.3977 | 0.01947
|  |  |  | -- | -- |  |  | 1072.8815 | 0.039827 | 1375.6107 | 0.25743 | 1374.4979 | 0.01928 | 1374.4902 | 0.01931
|  |  |  | -- | -- |  |  | 1072.8955 | 0.039807 | 1375.7035 | 0.25722 | 1374.5906 | 0.01934 | 1374.5828 | 0.01912
|  |  |  | -- | -- |  |  | 1072.9097 | 0.039787 | 1375.7961 | 0.25763 | 1374.6831 | 0.01939 | 1374.6754 | 0.01893
|  |  |  | -- | -- |  |  | 1072.9237 | 0.039765 | 1375.8889 | 0.25817 | 1374.7756 | 0.01944 | 1374.7679 | 0.01876
|  |  |  | -- | -- |  |  | 1072.9379 | 0.039741 | 1375.9817 | 0.25826 | 1374.8683 | 0.0195 | 1374.8606 | 0.01865
|  |  |  | -- | -- |  |  | 1072.9519 | 0.039717 | 1376.0743 | 0.258 | 1374.9609 | 0.01955 | 1374.9531 | 0.0186
|  |  |  | -- | -- |  |  | 1072.9661 | 0.039692 | 1376.1671 | 0.25784 | 1375.0535 | 0.0196 | 1375.0458 | 0.01864
|  |  |  | -- | -- |  |  | 1072.9801 | 0.039666 | 1376.26 | 0.25863 | 1375.1461 | 0.01965 | 1375.1384 | 0.01874
|  |  |  | -- | -- |  |  | 1072.9943 | 0.03964 | 1376.3528 | 0.25933 | 1375.2388 | 0.0197 | 1375.2311 | 0.01888
|  |  |  | -- | -- |  |  | 1073.0083 | 0.039612 | 1376.4456 | 0.2594 | 1375.3314 | 0.01975 | 1375.3237 | 0.01906
|  |  |  | -- | -- |  |  | 1073.0225 | 0.039584 | 1376.5383 | 0.25966 | 1375.4241 | 0.0198 | 1375.4164 | 0.01926
|  |  |  | -- | -- |  |  | 1073.0366 | 0.039555 | 1376.6312 | 0.2614 | 1375.5168 | 0.01985 | 1375.509 | 0.01946
|  |  |  | -- | -- |  |  | 1073.0507 | 0.039526 | 1376.724 | 0.26131 | 1375.6095 | 0.0199 | 1375.6018 | 0.01969
|  |  |  | -- | -- |  |  | 1073.0648 | 0.039497 | 1376.8169 | 0.26313 | 1375.7022 | 0.01995 | 1375.6945 | 0.01994
|  |  |  | -- | -- |  |  | 1073.0789 | 0.039467 | 1376.9098 | 0.26336 | 1375.7949 | 0.02 | 1375.7872 | 0.02022
|  |  |  | -- | -- |  |  | 1073.093 | 0.039437 | 1377.0027 | 0.26367 | 1375.8877 | 0.02004 | 1375.88 | 0.02052
|  |  |  | -- | -- |  |  | 1073.1071 | 0.039407 | 1377.0956 | 0.26502 | 1375.9804 | 0.02009 | 1375.9727 | 0.02083
|  |  |  | -- | -- |  |  | 1073.1212 | 0.039378 | 1377.1885 | 0.26644 | 1376.0731 | 0.02014 | 1376.0654 | 0.02111
|  |  |  | -- | -- |  |  | 1073.1353 | 0.039348 | 1377.2814 | 0.26618 | 1376.1659 | 0.02019 | 1376.1582 | 0.02133
|  |  |  | -- | -- |  |  | 1073.1494 | 0.039319 | 1377.3744 | 0.2663 | 1376.2587 | 0.02023 | 1376.251 | 0.02146
|  |  |  | -- | -- |  |  | 1073.1635 | 0.03929 | 1377.4673 | 0.2665 | 1376.3516 | 0.02028 | 1376.3438 | 0.02149
|  |  |  | -- | -- |  |  | 1073.1776 | 0.039262 | 1377.5602 | 0.26724 | 1376.4443 | 0.02033 | 1376.4367 | 0.02142
|  |  |  | -- | -- |  |  | 1073.1916 | 0.039234 | 1377.6532 | 0.26876 | 1376.5371 | 0.02037 | 1376.5294 | 0.02124
|  |  |  | -- | -- |  |  | 1073.2058 | 0.039207 | 1377.7462 | 0.26912 | 1376.63 | 0.02042 | 1376.6223 | 0.02099
|  |  |  | -- | -- |  |  | 1073.22 | 0.03918 | 1377.8392 | 0.27012 | 1376.7228 | 0.02046 | 1376.7151 | 0.02069
|  |  |  | -- | -- |  |  | 1073.234 | 0.039155 | 1377.9323 | 0.27101 | 1376.8157 | 0.02051 | 1376.808 | 0.02037
|  |  |  | -- | -- |  |  | 1073.2482 | 0.039131 | 1378.0253 | 0.27195 | 1376.9086 | 0.02055 | 1376.9009 | 0.02005
|  |  |  | -- | -- |  |  | 1073.2622 | 0.039108 | 1378.1183 | 0.27213 | 1377.0015 | 0.02059 | 1376.9938 | 0.01976
|  |  |  | -- | -- |  |  | 1073.2764 | 0.039086 | 1378.2113 | 0.27271 | 1377.0944 | 0.02064 | 1377.0867 | 0.01952
|  |  |  | -- | -- |  |  | 1073.2904 | 0.039065 | 1378.3043 | 0.27389 | 1377.1873 | 0.02068 | 1377.1796 | 0.01933
|  |  |  | -- | -- |  |  | 1073.3046 | 0.039046 | 1378.3975 | 0.27431 | 1377.2802 | 0.02072 | 1377.2725 | 0.01921
|  |  |  | -- | -- |  |  | 1073.3187 | 0.039029 | 1378.4905 | 0.27479 | 1377.373 | 0.02076 | 1377.3654 | 0.01914
|  |  |  | -- | -- |  |  | 1073.3328 | 0.039013 | 1378.5836 | 0.27459 | 1377.4661 | 0.0208 | 1377.4584 | 0.01913
|  |  |  | -- | -- |  |  | 1073.3469 | 0.038998 | 1378.6768 | 0.27427 | 1377.559 | 0.02083 | 1377.5513 | 0.01915
|  |  |  | -- | -- |  |  | 1073.361 | 0.038986 | 1378.7699 | 0.27412 | 1377.652 | 0.02087 | 1377.6443 | 0.01921
|  |  |  | -- | -- |  |  | 1073.3751 | 0.038975 | 1378.863 | 0.27402 | 1377.745 | 0.02091 | 1377.7372 | 0.0193
|  |  |  | -- | -- |  |  | 1073.3893 | 0.038966 | 1378.9562 | 0.2742 | 1377.8379 | 0.02094 | 1377.8302 | 0.0194
|  |  |  | -- | -- |  |  | 1073.4033 | 0.038959 | 1379.0493 | 0.27415 | 1377.9309 | 0.02098 | 1377.9232 | 0.01953
|  |  |  | -- | -- |  |  | 1073.4175 | 0.038953 | 1379.1425 | 0.27305 | 1378.0239 | 0.02101 | 1378.0162 | 0.01967
|  |  |  | -- | -- |  |  | 1073.4315 | 0.03895 | 1379.2356 | 0.27094 | 1378.1171 | 0.02104 | 1378.1092 | 0.01982
|  |  |  | -- | -- |  |  | 1073.4457 | 0.038949 | 1379.3289 | 0.26931 | 1378.2101 | 0.02107 | 1378.2024 | 0.01999
|  |  |  | -- | -- |  |  | 1073.4598 | 0.03895 | 1379.422 | 0.26852 | 1378.3031 | 0.0211 | 1378.2954 | 0.02015
|  |  |  | -- | -- |  |  | 1073.4739 | 0.038953 | 1379.5153 | 0.26825 | 1378.3962 | 0.02113 | 1378.3884 | 0.02032
|  |  |  | -- | -- |  |  | 1073.488 | 0.038959 | 1379.6085 | 0.26811 | 1378.4893 | 0.02116 | 1378.4816 | 0.0205
|  |  |  | -- | -- |  |  | 1073.5021 | 0.038966 | 1379.7018 | 0.26725 | 1378.5824 | 0.02119 | 1378.5747 | 0.02067
|  |  |  | -- | -- |  |  | 1073.5162 | 0.038975 | 1379.795 | 0.26748 | 1378.6755 | 0.02121 | 1378.6677 | 0.02086
|  |  |  | -- | -- |  |  | 1073.5304 | 0.038987 | 1379.8883 | 0.26882 | 1378.7686 | 0.02124 | 1378.7609 | 0.02104
|  |  |  | -- | -- |  |  | 1073.5444 | 0.039 | 1379.9816 | 0.26972 | 1378.8617 | 0.02127 | 1378.854 | 0.0212
|  |  |  | -- | -- |  |  | 1073.5586 | 0.039016 | 1380.0748 | 0.26979 | 1378.9548 | 0.02129 | 1378.9471 | 0.02133
|  |  |  | -- | -- |  |  | 1073.5728 | 0.039034 | 1380.1682 | 0.27094 | 1379.0481 | 0.02132 | 1379.0403 | 0.02141
|  |  |  | -- | -- |  |  | 1073.5868 | 0.039053 | 1380.2615 | 0.27141 | 1379.1412 | 0.02135 | 1379.1335 | 0.02142
|  |  |  | -- | -- |  |  | 1073.601 | 0.039075 | 1380.3549 | 0.27171 | 1379.2344 | 0.02138 | 1379.2267 | 0.02136
|  |  |  | -- | -- |  |  | 1073.615 | 0.039098 | 1380.4482 | 0.27252 | 1379.3276 | 0.0214 | 1379.3198 | 0.02121
|  |  |  | -- | -- |  |  | 1073.6291 | 0.039124 | 1380.5416 | 0.27361 | 1379.4208 | 0.02143 | 1379.4131 | 0.021
|  |  |  | -- | -- |  |  | 1073.6433 | 0.039151 | 1380.6349 | 0.27527 | 1379.514 | 0.02146 | 1379.5064 | 0.02072
|  |  |  | -- | -- |  |  | 1073.6573 | 0.03918 | 1380.7283 | 0.27705 | 1379.6073 | 0.02149 | 1379.5996 | 0.02038
|  |  |  | -- | -- |  |  | 1073.6715 | 0.03921 | 1380.8218 | 0.27771 | 1379.7006 | 0.02152 | 1379.6927 | 0.01999
|  |  |  | -- | -- |  |  | 1073.6857 | 0.039242 | 1380.9152 | 0.27855 | 1379.7938 | 0.02155 | 1379.786 | 0.01958
|  |  |  | -- | -- |  |  | 1073.6997 | 0.039276 | 1381.0085 | 0.28087 | 1379.8871 | 0.02159 | 1379.8793 | 0.01915
|  |  |  | -- | -- |  |  | 1073.7139 | 0.039311 | 1381.102 | 0.28453 | 1379.9804 | 0.02162 | 1379.9727 | 0.01875
|  |  |  | -- | -- |  |  | 1073.728 | 0.039347 | 1381.1954 | 0.28541 | 1380.0736 | 0.02166 | 1380.0659 | 0.01839
|  |  |  | -- | -- |  |  | 1073.7421 | 0.039384 | 1381.2889 | 0.28396 | 1380.167 | 0.0217 | 1380.1592 | 0.01811
|  |  |  | -- | -- |  |  | 1073.7562 | 0.039422 | 1381.3825 | 0.28305 | 1380.2603 | 0.02174 | 1380.2526 | 0.01793
|  |  |  | -- | -- |  |  | 1073.7704 | 0.039462 | 1381.4758 | 0.28192 | 1380.3536 | 0.02179 | 1380.3459 | 0.01787
|  |  |  | -- | -- |  |  | 1073.7844 | 0.039502 | 1381.5693 | 0.28354 | 1380.447 | 0.02183 | 1380.4392 | 0.01794
|  |  |  | -- | -- |  |  | 1073.7986 | 0.039543 | 1381.6628 | 0.28295 | 1380.5403 | 0.02188 | 1380.5326 | 0.01815
|  |  |  | -- | -- |  |  | 1073.8127 | 0.039585 | 1381.7565 | 0.28363 | 1380.6337 | 0.02193 | 1380.626 | 0.01849
|  |  |  | -- | -- |  |  | 1073.8268 | 0.039627 | 1381.85 | 0.28397 | 1380.727 | 0.02198 | 1380.7194 | 0.01894
|  |  |  | -- | -- |  |  | 1073.8409 | 0.03967 | 1381.9435 | 0.28524 | 1380.8204 | 0.02204 | 1380.8127 | 0.01945
|  |  |  | -- | -- |  |  | 1073.8551 | 0.039713 | 1382.0371 | 0.28541 | 1380.9139 | 0.0221 | 1380.9061 | 0.01998
|  |  |  | -- | -- |  |  | 1073.8693 | 0.039756 | 1382.1306 | 0.28578 | 1381.0073 | 0.02216 | 1380.9996 | 0.02048
|  |  |  | -- | -- |  |  | 1073.8833 | 0.039799 | 1382.2242 | 0.28787 | 1381.1007 | 0.02222 | 1381.093 | 0.02091
|  |  |  | -- | -- |  |  | 1073.8975 | 0.039843 | 1382.3179 | 0.28835 | 1381.1942 | 0.02229 | 1381.1865 | 0.02123
|  |  |  | -- | -- |  |  | 1073.9116 | 0.039886 | 1382.4115 | 0.28875 | 1381.2877 | 0.02236 | 1381.2799 | 0.02144
|  |  |  | -- | -- |  |  | 1073.9257 | 0.039929 | 1382.5051 | 0.28779 | 1381.3811 | 0.02243 | 1381.3734 | 0.02155
|  |  |  | -- | -- |  |  | 1073.9398 | 0.039971 | 1382.5988 | 0.28783 | 1381.4746 | 0.0225 | 1381.4669 | 0.0216
|  |  |  | -- | -- |  |  | 1073.954 | 0.040013 | 1382.6924 | 0.28882 | 1381.5681 | 0.02258 | 1381.5604 | 0.0216
|  |  |  | -- | -- |  |  | 1073.9681 | 0.040055 | 1382.786 | 0.29055 | 1381.6616 | 0.02266 | 1381.6539 | 0.02156
|  |  |  | -- | -- |  |  | 1073.9822 | 0.040096 | 1382.8798 | 0.29221 | 1381.7551 | 0.02274 | 1381.7474 | 0.02149
|  |  |  | -- | -- |  |  | 1073.9963 | 0.040136 | 1382.9734 | 0.29398 | 1381.8488 | 0.02282 | 1381.8409 | 0.02135
|  |  |  | -- | -- |  |  | 1074.0105 | 0.040175 | 1383.0671 | 0.2977 | 1381.9423 | 0.02291 | 1381.9346 | 0.02111
|  |  |  | -- | -- |  |  | 1074.0245 | 0.040214 | 1383.1609 | 0.30187 | 1382.0359 | 0.02299 | 1382.0281 | 0.02075
|  |  |  | -- | -- |  |  | 1074.0387 | 0.040251 | 1383.2545 | 0.30518 | 1382.1294 | 0.02308 | 1382.1217 | 0.02026
|  |  |  | -- | -- |  |  | 1074.0529 | 0.040288 | 1383.3483 | 0.3083 | 1382.223 | 0.02317 | 1382.2152 | 0.01967
|  |  |  | -- | -- |  |  | 1074.067 | 0.040323 | 1383.442 | 0.30982 | 1382.3166 | 0.02327 | 1382.3088 | 0.01903
|  |  |  | -- | -- |  |  | 1074.0811 | 0.040357 | 1383.5359 | 0.31185 | 1382.4102 | 0.02336 | 1382.4025 | 0.0184
|  |  |  | -- | -- |  |  | 1074.0952 | 0.04039 | 1383.6296 | 0.31107 | 1382.5038 | 0.02345 | 1382.4961 | 0.01786
|  |  |  | -- | -- |  |  | 1074.1094 | 0.040422 | 1383.7234 | 0.31044 | 1382.5975 | 0.02355 | 1382.5897 | 0.01746
|  |  |  | -- | -- |  |  | 1074.1235 | 0.040452 | 1383.8173 | 0.31033 | 1382.6912 | 0.02364 | 1382.6834 | 0.01723
|  |  |  | -- | -- |  |  | 1074.1376 | 0.040481 | 1383.911 | 0.31108 | 1382.7848 | 0.02374 | 1382.7771 | 0.01718
|  |  |  | -- | -- |  |  | 1074.1517 | 0.040509 | 1384.0049 | 0.31253 | 1382.8785 | 0.02383 | 1382.8707 | 0.0173
|  |  |  | -- | -- |  |  | 1074.1659 | 0.040535 | 1384.0988 | 0.31255 | 1382.9722 | 0.02393 | 1382.9645 | 0.01755
|  |  |  | -- | -- |  |  | 1074.1801 | 0.04056 | 1384.1925 | 0.31342 | 1383.0659 | 0.02403 | 1383.0581 | 0.0179
|  |  |  | -- | -- |  |  | 1074.1941 | 0.040584 | 1384.2864 | 0.31463 | 1383.1596 | 0.02412 | 1383.1519 | 0.01831
|  |  |  | -- | -- |  |  | 1074.2083 | 0.040606 | 1384.3802 | 0.31559 | 1383.2533 | 0.02422 | 1383.2456 | 0.01874
|  |  |  | -- | -- |  |  | 1074.2224 | 0.040626 | 1384.4742 | 0.31675 | 1383.3471 | 0.02431 | 1383.3394 | 0.01917
|  |  |  | -- | -- |  |  | 1074.2366 | 0.040646 | 1384.5681 | 0.3167 | 1383.4408 | 0.02441 | 1383.4331 | 0.01957
|  |  |  | -- | -- |  |  | 1074.2507 | 0.040664 | 1384.662 | 0.31731 | 1383.5346 | 0.0245 | 1383.5269 | 0.01993
|  |  |  | -- | -- |  |  | 1074.2648 | 0.04068 | 1384.756 | 0.31808 | 1383.6284 | 0.02459 | 1383.6206 | 0.02024
|  |  |  | -- | -- |  |  | 1074.2789 | 0.040695 | 1384.8499 | 0.31854 | 1383.7222 | 0.02468 | 1383.7144 | 0.02051
|  |  |  | -- | -- |  |  | 1074.2931 | 0.040709 | 1384.9439 | 0.31864 | 1383.8159 | 0.02477 | 1383.8082 | 0.02075
|  |  |  | -- | -- |  |  | 1074.3073 | 0.040722 | 1385.0378 | 0.31935 | 1383.9098 | 0.02486 | 1383.902 | 0.02094
|  |  |  | -- | -- |  |  | 1074.3214 | 0.040734 | 1385.1318 | 0.32007 | 1384.0037 | 0.02494 | 1383.9959 | 0.02113
|  |  |  | -- | -- |  |  | 1074.3354 | 0.040744 | 1385.2258 | 0.32047 | 1384.0974 | 0.02503 | 1384.0897 | 0.02131
|  |  |  | -- | -- |  |  | 1074.3496 | 0.040754 | 1385.3198 | 0.32224 | 1384.1913 | 0.02511 | 1384.1836 | 0.02151
|  |  |  | -- | -- |  |  | 1074.3638 | 0.040762 | 1385.4138 | 0.32271 | 1384.2852 | 0.02519 | 1384.2775 | 0.02174
|  |  |  | -- | -- |  |  | 1074.3779 | 0.040769 | 1385.5079 | 0.32569 | 1384.379 | 0.02527 | 1384.3713 | 0.02202
|  |  |  | -- | -- |  |  | 1074.3921 | 0.040776 | 1385.6019 | 0.32748 | 1384.4729 | 0.02534 | 1384.4652 | 0.02234
|  |  |  | -- | -- |  |  | 1074.4061 | 0.040782 | 1385.696 | 0.32934 | 1384.5669 | 0.02542 | 1384.5591 | 0.02269
|  |  |  | -- | -- |  |  | 1074.4203 | 0.040787 | 1385.79 | 0.32987 | 1384.6608 | 0.02549 | 1384.6531 | 0.02305
|  |  |  | -- | -- |  |  | 1074.4344 | 0.040791 | 1385.8842 | 0.33047 | 1384.7548 | 0.02556 | 1384.7469 | 0.02338
|  |  |  | -- | -- |  |  | 1074.4486 | 0.040795 | 1385.9783 | 0.33104 | 1384.8486 | 0.02563 | 1384.8409 | 0.02365
|  |  |  | -- | -- |  |  | 1074.4628 | 0.040798 | 1386.0724 | 0.33201 | 1384.9426 | 0.0257 | 1384.9348 | 0.02381
|  |  |  | -- | -- |  |  | 1074.4768 | 0.0408 | 1386.1665 | 0.33382 | 1385.0366 | 0.02577 | 1385.0288 | 0.02383
|  |  |  | -- | -- |  |  | 1074.491 | 0.040803 | 1386.2606 | 0.33483 | 1385.1306 | 0.02583 | 1385.1228 | 0.02369
|  |  |  | -- | -- |  |  | 1074.5051 | 0.040805 | 1386.3547 | 0.33508 | 1385.2246 | 0.02589 | 1385.2168 | 0.02339
|  |  |  | -- | -- |  |  | 1074.5193 | 0.040807 | 1386.449 | 0.3343 | 1385.3186 | 0.02595 | 1385.3108 | 0.02294
|  |  |  | -- | -- |  |  | 1074.5334 | 0.040808 | 1386.5431 | 0.33434 | 1385.4126 | 0.02602 | 1385.4049 | 0.02239
|  |  |  | -- | -- |  |  | 1074.5476 | 0.04081 | 1386.6373 | 0.33453 | 1385.5066 | 0.02608 | 1385.4989 | 0.02179
|  |  |  | -- | -- |  |  | 1074.5618 | 0.040812 | 1386.7314 | 0.33473 | 1385.6007 | 0.02614 | 1385.5929 | 0.02122
|  |  |  | -- | -- |  |  | 1074.5758 | 0.040814 | 1386.8257 | 0.33437 | 1385.6947 | 0.02619 | 1385.687 | 0.02072
|  |  |  | -- | -- |  |  | 1074.59 | 0.040816 | 1386.9199 | 0.3344 | 1385.7888 | 0.02625 | 1385.781 | 0.02035
|  |  |  | -- | -- |  |  | 1074.6041 | 0.040818 | 1387.0142 | 0.33485 | 1385.8829 | 0.02631 | 1385.8751 | 0.02012
|  |  |  | -- | -- |  |  | 1074.6183 | 0.040821 | 1387.1084 | 0.33582 | 1385.977 | 0.02637 | 1385.9692 | 0.02004
|  |  |  | -- | -- |  |  | 1074.6324 | 0.040824 | 1387.2026 | 0.33609 | 1386.0712 | 0.02643 | 1386.0633 | 0.02008
|  |  |  | -- | -- |  |  | 1074.6466 | 0.040828 | 1387.297 | 0.33714 | 1386.1653 | 0.02649 | 1386.1575 | 0.02022
|  |  |  | -- | -- |  |  | 1074.6608 | 0.040832 | 1387.3912 | 0.3386 | 1386.2594 | 0.02655 | 1386.2516 | 0.02044
|  |  |  | -- | -- |  |  | 1074.6748 | 0.040837 | 1387.4856 | 0.33924 | 1386.3535 | 0.02661 | 1386.3458 | 0.02069
|  |  |  | -- | -- |  |  | 1074.689 | 0.040843 | 1387.5798 | 0.34051 | 1386.4476 | 0.02667 | 1386.4399 | 0.02097
|  |  |  | -- | -- |  |  | 1074.7031 | 0.040849 | 1387.6742 | 0.34114 | 1386.5419 | 0.02673 | 1386.5341 | 0.02124
|  |  |  | -- | -- |  |  | 1074.7173 | 0.040857 | 1387.7686 | 0.34143 | 1386.636 | 0.0268 | 1386.6283 | 0.02149
|  |  |  | -- | -- |  |  | 1074.7314 | 0.040865 | 1387.8629 | 0.3425 | 1386.7302 | 0.02687 | 1386.7225 | 0.02169
|  |  |  | -- | -- |  |  | 1074.7456 | 0.040874 | 1387.9573 | 0.34336 | 1386.8245 | 0.02694 | 1386.8166 | 0.02183
|  |  |  | -- | -- |  |  | 1074.7598 | 0.040884 | 1388.0516 | 0.34382 | 1386.9187 | 0.02701 | 1386.9109 | 0.02188
|  |  |  | -- | -- |  |  | 1074.7739 | 0.040895 | 1388.146 | 0.34473 | 1387.0129 | 0.02708 | 1387.0051 | 0.02183
|  |  |  | -- | -- |  |  | 1074.7881 | 0.040907 | 1388.2405 | 0.34751 | 1387.1072 | 0.02715 | 1387.0994 | 0.02168
|  |  |  | -- | -- |  |  | 1074.8021 | 0.04092 | 1388.3348 | 0.34965 | 1387.2014 | 0.02723 | 1387.1937 | 0.02143
|  |  |  | -- | -- |  |  | 1074.8163 | 0.040934 | 1388.4293 | 0.35163 | 1387.2958 | 0.02731 | 1387.288 | 0.0211
|  |  |  | -- | -- |  |  | 1074.8304 | 0.04095 | 1388.5238 | 0.35243 | 1387.39 | 0.02739 | 1387.3822 | 0.02073
|  |  |  | -- | -- |  |  | 1074.8446 | 0.040966 | 1388.6182 | 0.35393 | 1387.4844 | 0.02748 | 1387.4766 | 0.02036
|  |  |  | -- | -- |  |  | 1074.8588 | 0.040984 | 1388.7126 | 0.3558 | 1387.5786 | 0.02756 | 1387.5709 | 0.02004
|  |  |  | -- | -- |  |  | 1074.8729 | 0.041004 | 1388.8071 | 0.35756 | 1387.673 | 0.02765 | 1387.6652 | 0.01978
|  |  |  | -- | -- |  |  | 1074.8871 | 0.041024 | 1388.9016 | 0.35839 | 1387.7673 | 0.02775 | 1387.7595 | 0.01961
|  |  |  | -- | -- |  |  | 1074.9012 | 0.041046 | 1388.9962 | 0.35914 | 1387.8617 | 0.02784 | 1387.8539 | 0.01953
|  |  |  | -- | -- |  |  | 1074.9154 | 0.041069 | 1389.0907 | 0.36019 | 1387.9561 | 0.02793 | 1387.9482 | 0.01954
|  |  |  | -- | -- |  |  | 1074.9296 | 0.041094 | 1389.1852 | 0.36021 | 1388.0504 | 0.02803 | 1388.0426 | 0.01961
|  |  |  | -- | -- |  |  | 1074.9437 | 0.041119 | 1389.2798 | 0.36033 | 1388.1448 | 0.02813 | 1388.1371 | 0.01973
|  |  |  | -- | -- |  |  | 1074.9579 | 0.041147 | 1389.3743 | 0.36068 | 1388.2393 | 0.02823 | 1388.2314 | 0.01988
|  |  |  | -- | -- |  |  | 1074.9719 | 0.041175 | 1389.4689 | 0.36087 | 1388.3336 | 0.02833 | 1388.3258 | 0.02006
|  |  |  | -- | -- |  |  | 1074.9861 | 0.041205 | 1389.5635 | 0.36153 | 1388.4281 | 0.02843 | 1388.4203 | 0.02025
|  |  |  | -- | -- |  |  | 1075.0002 | 0.041236 | 1389.6581 | 0.36253 | 1388.5225 | 0.02853 | 1388.5148 | 0.02047
|  |  |  | -- | -- |  |  | 1075.0144 | 0.041269 | 1389.7527 | 0.3632 | 1388.6169 | 0.02864 | 1388.6092 | 0.02072
|  |  |  | -- | -- |  |  | 1075.0286 | 0.041303 | 1389.8473 | 0.36376 | 1388.7114 | 0.02874 | 1388.7036 | 0.02102
|  |  |  | -- | -- |  |  | 1075.0427 | 0.041339 | 1389.942 | 0.36401 | 1388.8059 | 0.02884 | 1388.7981 | 0.02136
|  |  |  | -- | -- |  |  | 1075.0569 | 0.041376 | 1390.0366 | 0.36503 | 1388.9004 | 0.02894 | 1388.8927 | 0.02173
|  |  |  | -- | -- |  |  | 1075.071 | 0.041414 | 1390.1312 | 0.36506 | 1388.9949 | 0.02904 | 1388.9872 | 0.02211
|  |  |  | -- | -- |  |  | 1075.0852 | 0.041454 | 1390.226 | 0.36517 | 1389.0895 | 0.02914 | 1389.0817 | 0.02247
|  |  |  | -- | -- |  |  | 1075.0994 | 0.041495 | 1390.3207 | 0.36571 | 1389.184 | 0.02924 | 1389.1762 | 0.02279
|  |  |  | -- | -- |  |  | 1075.1135 | 0.041538 | 1390.4153 | 0.36624 | 1389.2786 | 0.02934 | 1389.2707 | 0.02304
|  |  |  | -- | -- |  |  | 1075.1277 | 0.041582 | 1390.51 | 0.36761 | 1389.373 | 0.02943 | 1389.3654 | 0.0232
|  |  |  | -- | -- |  |  | 1075.1418 | 0.041627 | 1390.6047 | 0.36791 | 1389.4677 | 0.02953 | 1389.4598 | 0.02327
|  |  |  | -- | -- |  |  | 1075.156 | 0.041674 | 1390.6995 | 0.36742 | 1389.5623 | 0.02962 | 1389.5544 | 0.02324
|  |  |  | -- | -- |  |  | 1075.1702 | 0.041722 | 1390.7943 | 0.36717 | 1389.6569 | 0.02971 | 1389.649 | 0.02314
|  |  |  | -- | -- |  |  | 1075.1843 | 0.041771 | 1390.889 | 0.36725 | 1389.7515 | 0.0298 | 1389.7436 | 0.023
|  |  |  | -- | -- |  |  | 1075.1985 | 0.041822 | 1390.9838 | 0.36568 | 1389.8461 | 0.02988 | 1389.8383 | 0.02284
|  |  |  | -- | -- |  |  | 1075.2126 | 0.041874 | 1391.0786 | 0.36328 | 1389.9407 | 0.02996 | 1389.933 | 0.0227
|  |  |  | -- | -- |  |  | 1075.2268 | 0.041928 | 1391.1735 | 0.36173 | 1390.0354 | 0.03004 | 1390.0276 | 0.02261
|  |  |  | -- | -- |  |  | 1075.241 | 0.041983 | 1391.2682 | 0.36127 | 1390.13 | 0.03012 | 1390.1223 | 0.02255
|  |  |  | -- | -- |  |  | 1075.2551 | 0.042039 | 1391.363 | 0.3625 | 1390.2247 | 0.0302 | 1390.2169 | 0.02252
|  |  |  | -- | -- |  |  | 1075.2693 | 0.042097 | 1391.4579 | 0.36255 | 1390.3193 | 0.03027 | 1390.3117 | 0.02251
|  |  |  | -- | -- |  |  | 1075.2834 | 0.042155 | 1391.5527 | 0.36296 | 1390.4141 | 0.03034 | 1390.4064 | 0.02248
|  |  |  | -- | -- |  |  | 1075.2976 | 0.042215 | 1391.6476 | 0.36305 | 1390.5088 | 0.03041 | 1390.501 | 0.02242
|  |  |  | -- | -- |  |  | 1075.3118 | 0.042277 | 1391.7425 | 0.36391 | 1390.6035 | 0.03048 | 1390.5957 | 0.0223
|  |  |  | -- | -- |  |  | 1075.3259 | 0.042339 | 1391.8374 | 0.36479 | 1390.6982 | 0.03055 | 1390.6906 | 0.02215
|  |  |  | -- | -- |  |  | 1075.3401 | 0.042403 | 1391.9324 | 0.36497 | 1390.793 | 0.03062 | 1390.7853 | 0.02198
|  |  |  | -- | -- |  |  | 1075.3542 | 0.042468 | 1392.0272 | 0.36544 | 1390.8878 | 0.03068 | 1390.88 | 0.0218
|  |  |  | -- | -- |  |  | 1075.3684 | 0.042534 | 1392.1222 | 0.36646 | 1390.9825 | 0.03075 | 1390.9749 | 0.02166
|  |  |  | -- | -- |  |  | 1075.3826 | 0.042601 | 1392.2172 | 0.36724 | 1391.0774 | 0.03081 | 1391.0696 | 0.02157
|  |  |  | -- | -- |  |  | 1075.3967 | 0.042669 | 1392.3121 | 0.36747 | 1391.1721 | 0.03088 | 1391.1644 | 0.02152
|  |  |  | -- | -- |  |  | 1075.4109 | 0.042739 | 1392.4071 | 0.36757 | 1391.267 | 0.03094 | 1391.2593 | 0.02149
|  |  |  | -- | -- |  |  | 1075.425 | 0.042809 | 1392.5021 | 0.36826 | 1391.3618 | 0.031 | 1391.354 | 0.02145
|  |  |  | -- | -- |  |  | 1075.4392 | 0.042881 | 1392.5971 | 0.37006 | 1391.4567 | 0.03107 | 1391.4488 | 0.02134
|  |  |  | -- | -- |  |  | 1075.4534 | 0.042953 | 1392.692 | 0.37145 | 1391.5515 | 0.03113 | 1391.5437 | 0.02115
|  |  |  | -- | -- |  |  | 1075.4675 | 0.043026 | 1392.7871 | 0.373 | 1391.6464 | 0.0312 | 1391.6387 | 0.02084
|  |  |  | -- | -- |  |  | 1075.4817 | 0.0431 | 1392.8821 | 0.3749 | 1391.7412 | 0.03126 | 1391.7335 | 0.02041
|  |  |  | -- | -- |  |  | 1075.4959 | 0.043175 | 1392.9772 | 0.37941 | 1391.8362 | 0.03133 | 1391.8284 | 0.01989
|  |  |  | -- | -- |  |  | 1075.51 | 0.043251 | 1393.0723 | 0.38275 | 1391.931 | 0.0314 | 1391.9233 | 0.01931
|  |  |  | -- | -- |  |  | 1075.5242 | 0.043327 | 1393.1674 | 0.38454 | 1392.026 | 0.03147 | 1392.0182 | 0.01873
|  |  |  | -- | -- |  |  | 1075.5383 | 0.043404 | 1393.2624 | 0.38526 | 1392.121 | 0.03154 | 1392.1132 | 0.01818
|  |  |  | -- | -- |  |  | 1075.5525 | 0.043482 | 1393.3575 | 0.3864 | 1392.2158 | 0.03161 | 1392.2081 | 0.01771
|  |  |  | -- | -- |  |  | 1075.5668 | 0.04356 | 1393.4526 | 0.38649 | 1392.3108 | 0.03168 | 1392.3031 | 0.01734
|  |  |  | -- | -- |  |  | 1075.5809 | 0.043639 | 1393.5477 | 0.38457 | 1392.4058 | 0.03176 | 1392.3981 | 0.0171
|  |  |  | -- | -- |  |  | 1075.5951 | 0.043718 | 1393.6429 | 0.38404 | 1392.5008 | 0.03183 | 1392.493 | 0.01698
|  |  |  | -- | -- |  |  | 1075.6093 | 0.043797 | 1393.738 | 0.38411 | 1392.5958 | 0.03191 | 1392.588 | 0.01699
|  |  |  | -- | -- |  |  | 1075.6234 | 0.043876 | 1393.8332 | 0.38515 | 1392.6908 | 0.03198 | 1392.683 | 0.01712
|  |  |  | -- | -- |  |  | 1075.6376 | 0.043956 | 1393.9285 | 0.38525 | 1392.7859 | 0.03206 | 1392.7781 | 0.01734
|  |  |  | -- | -- |  |  | 1075.6517 | 0.044035 | 1394.0236 | 0.38374 | 1392.8809 | 0.03214 | 1392.873 | 0.01764
|  |  |  | -- | -- |  |  | 1075.6659 | 0.044115 | 1394.1188 | 0.38364 | 1392.976 | 0.03222 | 1392.9681 | 0.01798
|  |  |  | -- | -- |  |  | 1075.6801 | 0.044194 | 1394.214 | 0.38436 | 1393.071 | 0.03231 | 1393.0632 | 0.01834
|  |  |  | -- | -- |  |  | 1075.6942 | 0.044273 | 1394.3092 | 0.38497 | 1393.166 | 0.03239 | 1393.1583 | 0.0187
|  |  |  | -- | -- |  |  | 1075.7084 | 0.044352 | 1394.4045 | 0.38608 | 1393.2611 | 0.03247 | 1393.2534 | 0.01903
|  |  |  | -- | -- |  |  | 1075.7225 | 0.04443 | 1394.4998 | 0.38727 | 1393.3562 | 0.03256 | 1393.3485 | 0.0193
|  |  |  | -- | -- |  |  | 1075.7368 | 0.044508 | 1394.5951 | 0.38783 | 1393.4514 | 0.03264 | 1393.4436 | 0.01951
|  |  |  | -- | -- |  |  | 1075.751 | 0.044585 | 1394.6903 | 0.38909 | 1393.5465 | 0.03273 | 1393.5387 | 0.01965
|  |  |  | -- | -- |  |  | 1075.7651 | 0.044661 | 1394.7856 | 0.39001 | 1393.6416 | 0.03282 | 1393.6339 | 0.01971
|  |  |  | -- | -- |  |  | 1075.7793 | 0.044736 | 1394.881 | 0.38808 | 1393.7368 | 0.03291 | 1393.729 | 0.01971
|  |  |  | -- | -- |  |  | 1075.7935 | 0.04481 | 1394.9763 | 0.38676 | 1393.832 | 0.03299 | 1393.8242 | 0.01967
|  |  |  | -- | -- |  |  | 1075.8076 | 0.044883 | 1395.0717 | 0.38567 | 1393.9271 | 0.03308 | 1393.9193 | 0.01961
|  |  |  | -- | -- |  |  | 1075.8218 | 0.044955 | 1395.167 | 0.38538 | 1394.0223 | 0.03317 | 1394.0145 | 0.01954
|  |  |  | -- | -- |  |  | 1075.8359 | 0.045025 | 1395.2623 | 0.38613 | 1394.1175 | 0.03327 | 1394.1097 | 0.01948
|  |  |  | -- | -- |  |  | 1075.8501 | 0.045094 | 1395.3577 | 0.38829 | 1394.2128 | 0.03336 | 1394.205 | 0.01942
|  |  |  | -- | -- |  |  | 1075.8644 | 0.045161 | 1395.4531 | 0.39138 | 1394.308 | 0.03345 | 1394.3002 | 0.01938
|  |  |  | -- | -- |  |  | 1075.8785 | 0.045226 | 1395.5485 | 0.39352 | 1394.4032 | 0.03355 | 1394.3955 | 0.01934
|  |  |  | -- | -- |  |  | 1075.8927 | 0.045289 | 1395.6439 | 0.39478 | 1394.4985 | 0.03364 | 1394.4907 | 0.01929
|  |  |  | -- | -- |  |  | 1075.9069 | 0.045351 | 1395.7394 | 0.39561 | 1394.5938 | 0.03374 | 1394.5861 | 0.01926
|  |  |  | -- | -- |  |  | 1075.921 | 0.04541 | 1395.8347 | 0.39726 | 1394.6891 | 0.03384 | 1394.6813 | 0.01923
|  |  |  | -- | -- |  |  | 1075.9352 | 0.045467 | 1395.9302 | 0.39974 | 1394.7844 | 0.03394 | 1394.7766 | 0.01922
|  |  |  | -- | -- |  |  | 1075.9493 | 0.045521 | 1396.0256 | 0.40159 | 1394.8796 | 0.03404 | 1394.8719 | 0.01923
|  |  |  | -- | -- |  |  | 1075.9636 | 0.045573 | 1396.1212 | 0.40248 | 1394.975 | 0.03414 | 1394.9672 | 0.01927
|  |  |  | -- | -- |  |  | 1075.9778 | 0.045623 | 1396.2167 | 0.40434 | 1395.0703 | 0.03424 | 1395.0625 | 0.01934
|  |  |  | -- | -- |  |  | 1075.9919 | 0.045669 | 1396.3121 | 0.40564 | 1395.1656 | 0.03435 | 1395.158 | 0.01942
|  |  |  | -- | -- |  |  | 1076.0061 | 0.045713 | 1396.4077 | 0.4065 | 1395.2611 | 0.03445 | 1395.2533 | 0.0195
|  |  |  | -- | -- |  |  | 1076.0203 | 0.045753 | 1396.5032 | 0.40739 | 1395.3564 | 0.03456 | 1395.3486 | 0.01959
|  |  |  | -- | -- |  |  | 1076.0344 | 0.045791 | 1396.5988 | 0.40806 | 1395.4518 | 0.03467 | 1395.4441 | 0.01966
|  |  |  | -- | -- |  |  | 1076.0487 | 0.045825 | 1396.6943 | 0.40923 | 1395.5472 | 0.03478 | 1395.5394 | 0.01974
|  |  |  | -- | -- |  |  | 1076.0629 | 0.045856 | 1396.7899 | 0.41288 | 1395.6426 | 0.03489 | 1395.6349 | 0.01983
|  |  |  | -- | -- |  |  | 1076.077 | 0.045884 | 1396.8855 | 0.41485 | 1395.738 | 0.035 | 1395.7302 | 0.01994
|  |  |  | -- | -- |  |  | 1076.0912 | 0.045908 | 1396.9811 | 0.41815 | 1395.8335 | 0.03511 | 1395.8257 | 0.02009
|  |  |  | -- | -- |  |  | 1076.1053 | 0.045929 | 1397.0767 | 0.41986 | 1395.929 | 0.03522 | 1395.9211 | 0.0203
|  |  |  | -- | -- |  |  | 1076.1195 | 0.045946 | 1397.1724 | 0.42079 | 1396.0244 | 0.03534 | 1396.0166 | 0.02055
|  |  |  | -- | -- |  |  | 1076.1338 | 0.045959 | 1397.2679 | 0.42128 | 1396.1199 | 0.03545 | 1396.1121 | 0.02086
|  |  |  | -- | -- |  |  | 1076.1479 | 0.045968 | 1397.3637 | 0.42228 | 1396.2154 | 0.03557 | 1396.2076 | 0.02119
|  |  |  | -- | -- |  |  | 1076.1621 | 0.045974 | 1397.4592 | 0.42266 | 1396.3109 | 0.03568 | 1396.3031 | 0.02154
|  |  |  | -- | -- |  |  | 1076.1763 | 0.045976 | 1397.5549 | 0.42336 | 1396.4064 | 0.03579 | 1396.3987 | 0.02188
|  |  |  | -- | -- |  |  | 1076.1904 | 0.045974 | 1397.6506 | 0.42455 | 1396.502 | 0.03591 | 1396.4941 | 0.02218
|  |  |  | -- | -- |  |  | 1076.2047 | 0.045967 | 1397.7463 | 0.4255 | 1396.5975 | 0.03602 | 1396.5897 | 0.02244
|  |  |  | -- | -- |  |  | 1076.2189 | 0.045957 | 1397.842 | 0.42766 | 1396.6931 | 0.03614 | 1396.6853 | 0.02263
|  |  |  | -- | -- |  |  | 1076.233 | 0.045943 | 1397.9377 | 0.42878 | 1396.7887 | 0.03625 | 1396.7809 | 0.02273
|  |  |  | -- | -- |  |  | 1076.2472 | 0.045925 | 1398.0336 | 0.42836 | 1396.8843 | 0.03636 | 1396.8765 | 0.02275
|  |  |  | -- | -- |  |  | 1076.2614 | 0.045902 | 1398.1293 | 0.42758 | 1396.9799 | 0.03647 | 1396.9721 | 0.02268
|  |  |  | -- | -- |  |  | 1076.2756 | 0.045876 | 1398.2251 | 0.42752 | 1397.0754 | 0.03658 | 1397.0676 | 0.02252
|  |  |  | -- | -- |  |  | 1076.2898 | 0.045846 | 1398.3208 | 0.42874 | 1397.171 | 0.03668 | 1397.1632 | 0.0223
|  |  |  | -- | -- |  |  | 1076.304 | 0.045811 | 1398.4166 | 0.43079 | 1397.2667 | 0.03679 | 1397.2589 | 0.02203
|  |  |  | -- | -- |  |  | 1076.3181 | 0.045773 | 1398.5124 | 0.43077 | 1397.3623 | 0.03689 | 1397.3546 | 0.02175
|  |  |  | -- | -- |  |  | 1076.3324 | 0.045731 | 1398.6083 | 0.431 | 1397.458 | 0.037 | 1397.4502 | 0.02147
|  |  |  | -- | -- |  |  | 1076.3466 | 0.045684 | 1398.7041 | 0.43138 | 1397.5537 | 0.0371 | 1397.5459 | 0.02121
|  |  |  | -- | -- |  |  | 1076.3607 | 0.045634 | 1398.7999 | 0.43302 | 1397.6494 | 0.03719 | 1397.6416 | 0.02098
|  |  |  | -- | -- |  |  | 1076.3749 | 0.04558 | 1398.8957 | 0.4328 | 1397.7451 | 0.03729 | 1397.7373 | 0.02078
|  |  |  | -- | -- |  |  | 1076.3892 | 0.045523 | 1398.9917 | 0.43338 | 1397.8408 | 0.03739 | 1397.833 | 0.02061
|  |  |  | -- | -- |  |  | 1076.4033 | 0.045462 | 1399.0875 | 0.43401 | 1397.9365 | 0.03748 | 1397.9287 | 0.02048
|  |  |  | -- | -- |  |  | 1076.4175 | 0.045397 | 1399.1835 | 0.43335 | 1398.0322 | 0.03757 | 1398.0245 | 0.02037
|  |  |  | -- | -- |  |  | 1076.4316 | 0.045329 | 1399.2794 | 0.43183 | 1398.1281 | 0.03766 | 1398.1202 | 0.02028
|  |  |  | -- | -- |  |  | 1076.4459 | 0.045257 | 1399.3754 | 0.43172 | 1398.2238 | 0.03775 | 1398.2159 | 0.02024
|  |  |  | -- | -- |  |  | 1076.4601 | 0.045182 | 1399.4712 | 0.43239 | 1398.3196 | 0.03784 | 1398.3118 | 0.02023
|  |  |  | -- | -- |  |  | 1076.4742 | 0.045104 | 1399.5671 | 0.43356 | 1398.4154 | 0.03793 | 1398.4076 | 0.02026
|  |  |  | -- | -- |  |  | 1076.4884 | 0.045023 | 1399.6632 | 0.43342 | 1398.5112 | 0.03802 | 1398.5034 | 0.02035
|  |  |  | -- | -- |  |  | 1076.5027 | 0.044939 | 1399.7592 | 0.43376 | 1398.6071 | 0.03811 | 1398.5992 | 0.0205
|  |  |  | -- | -- |  |  | 1076.5168 | 0.044853 | 1399.8551 | 0.43381 | 1398.7029 | 0.0382 | 1398.6951 | 0.02071
|  |  |  | -- | -- |  |  | 1076.531 | 0.044764 | 1399.9512 | 0.43645 | 1398.7987 | 0.03829 | 1398.7909 | 0.02099
|  |  |  | -- | -- |  |  | 1076.5452 | 0.044672 | 1400.0471 | 0.43777 | 1398.8945 | 0.03838 | 1398.8867 | 0.02131
|  |  |  | -- | -- |  |  | 1076.5594 | 0.044578 | 1400.1432 | 0.43915 | 1398.9905 | 0.03847 | 1398.9827 | 0.02167
|  |  |  | -- | -- |  |  | 1076.5736 | 0.044482 | 1400.2393 | 0.43951 | 1399.0863 | 0.03857 | 1399.0785 | 0.02203
|  |  |  | -- | -- |  |  | 1076.5878 | 0.044384 | 1400.3353 | 0.43947 | 1399.1823 | 0.03866 | 1399.1744 | 0.02235
|  |  |  | -- | -- |  |  | 1076.6021 | 0.044285 | 1400.4314 | 0.44136 | 1399.2781 | 0.03876 | 1399.2703 | 0.0226
|  |  |  | -- | -- |  |  | 1076.6162 | 0.044183 | 1400.5275 | 0.44299 | 1399.374 | 0.03886 | 1399.3662 | 0.02274
|  |  |  | -- | -- |  |  | 1076.6304 | 0.044081 | 1400.6235 | 0.44425 | 1399.47 | 0.03896 | 1399.4622 | 0.02279
|  |  |  | -- | -- |  |  | 1076.6445 | 0.043977 | 1400.7196 | 0.44493 | 1399.5659 | 0.03907 | 1399.5581 | 0.02272
|  |  |  | -- | -- |  |  | 1076.6588 | 0.043872 | 1400.8158 | 0.44682 | 1399.6619 | 0.03917 | 1399.6541 | 0.02258
|  |  |  | -- | -- |  |  | 1076.673 | 0.043766 | 1400.9119 | 0.44883 | 1399.7579 | 0.03928 | 1399.7501 | 0.02237
|  |  |  | -- | -- |  |  | 1076.6871 | 0.04366 | 1401.0081 | 0.45026 | 1399.8539 | 0.0394 | 1399.8461 | 0.02213
|  |  |  | -- | -- |  |  | 1076.7014 | 0.043553 | 1401.1043 | 0.45409 | 1399.9498 | 0.03951 | 1399.942 | 0.02188
|  |  |  | -- | -- |  |  | 1076.7156 | 0.043446 | 1401.2004 | 0.4584 | 1400.0459 | 0.03963 | 1400.0381 | 0.02165
|  |  |  | -- | -- |  |  | 1076.7297 | 0.043339 | 1401.2966 | 0.462 | 1400.142 | 0.03975 | 1400.1342 | 0.02146
|  |  |  | -- | -- |  |  | 1076.744 | 0.043232 | 1401.3928 | 0.46287 | 1400.238 | 0.03988 | 1400.2302 | 0.02133
|  |  |  | -- | -- |  |  | 1076.7582 | 0.043125 | 1401.489 | 0.46368 | 1400.334 | 0.04001 | 1400.3262 | 0.0213
|  |  |  | -- | -- |  |  | 1076.7723 | 0.043019 | 1401.5852 | 0.46504 | 1400.43 | 0.04014 | 1400.4222 | 0.02135
|  |  |  | -- | -- |  |  | 1076.7866 | 0.042913 | 1401.6815 | 0.46605 | 1400.5262 | 0.04027 | 1400.5184 | 0.02151
|  |  |  | -- | -- |  |  | 1076.8008 | 0.042808 | 1401.7777 | 0.46767 | 1400.6223 | 0.0404 | 1400.6145 | 0.02175
|  |  |  | -- | -- |  |  | 1076.8149 | 0.042705 | 1401.874 | 0.46928 | 1400.7184 | 0.04054 | 1400.7106 | 0.02204
|  |  |  | -- | -- |  |  | 1076.8292 | 0.042602 | 1401.9703 | 0.47153 | 1400.8146 | 0.04068 | 1400.8068 | 0.02235
|  |  |  | -- | -- |  |  | 1076.8434 | 0.042501 | 1402.0666 | 0.47305 | 1400.9106 | 0.04082 | 1400.9028 | 0.02263
|  |  |  | -- | -- |  |  | 1076.8575 | 0.042402 | 1402.163 | 0.47418 | 1401.0068 | 0.04096 | 1400.999 | 0.02283
|  |  |  | -- | -- |  |  | 1076.8718 | 0.042304 | 1402.2593 | 0.47522 | 1401.103 | 0.0411 | 1401.0952 | 0.02292
|  |  |  | -- | -- |  |  | 1076.886 | 0.042208 | 1402.3556 | 0.47686 | 1401.1991 | 0.04125 | 1401.1913 | 0.02287
|  |  |  | -- | -- |  |  | 1076.9001 | 0.042114 | 1402.4519 | 0.47814 | 1401.2953 | 0.04139 | 1401.2875 | 0.0227
|  |  |  | -- | -- |  |  | 1076.9144 | 0.042023 | 1402.5482 | 0.47951 | 1401.3916 | 0.04153 | 1401.3838 | 0.02242
|  |  |  | -- | -- |  |  | 1076.9286 | 0.041933 | 1402.6446 | 0.48042 | 1401.4878 | 0.04167 | 1401.48 | 0.02206
|  |  |  | -- | -- |  |  | 1076.9427 | 0.041847 | 1402.7411 | 0.48134 | 1401.584 | 0.04182 | 1401.5762 | 0.02168
|  |  |  | -- | -- |  |  | 1076.957 | 0.041762 | 1402.8374 | 0.48167 | 1401.6802 | 0.04196 | 1401.6724 | 0.02133
|  |  |  | -- | -- |  |  | 1076.9712 | 0.041681 | 1402.9338 | 0.48272 | 1401.7765 | 0.0421 | 1401.7687 | 0.02106
|  |  |  | -- | -- |  |  | 1076.9854 | 0.041602 | 1403.0303 | 0.4832 | 1401.8728 | 0.04224 | 1401.865 | 0.0209
|  |  |  | -- | -- |  |  | 1076.9996 | 0.041527 | 1403.1267 | 0.48371 | 1401.969 | 0.04237 | 1401.9612 | 0.02086
|  |  |  | -- | -- |  |  | 1077.0138 | 0.041454 | 1403.2231 | 0.48439 | 1402.0653 | 0.04251 | 1402.0575 | 0.02093
|  |  |  | -- | -- |  |  | 1077.0281 | 0.041385 | 1403.3197 | 0.48635 | 1402.1616 | 0.04265 | 1402.1538 | 0.02108
|  |  |  | -- | -- |  |  | 1077.0422 | 0.041318 | 1403.4161 | 0.48424 | 1402.2579 | 0.04278 | 1402.2501 | 0.02128
|  |  |  | -- | -- |  |  | 1077.0564 | 0.041255 | 1403.5126 | 0.48166 | 1402.3543 | 0.04291 | 1402.3464 | 0.02148
|  |  |  | -- | -- |  |  | 1077.0707 | 0.041195 | 1403.6091 | 0.48046 | 1402.4507 | 0.04304 | 1402.4429 | 0.02164
|  |  |  | -- | -- |  |  | 1077.0848 | 0.041139 | 1403.7057 | 0.48014 | 1402.547 | 0.04317 | 1402.5392 | 0.02174
|  |  |  | -- | -- |  |  | 1077.0991 | 0.041086 | 1403.8022 | 0.48083 | 1402.6434 | 0.04329 | 1402.6356 | 0.02176
|  |  |  | -- | -- |  |  | 1077.1133 | 0.041037 | 1403.8987 | 0.48141 | 1402.7397 | 0.04341 | 1402.7319 | 0.02172
|  |  |  | -- | -- |  |  | 1077.1274 | 0.040991 | 1403.9952 | 0.48204 | 1402.8362 | 0.04354 | 1402.8284 | 0.0216
|  |  |  | -- | -- |  |  | 1077.1417 | 0.040948 | 1404.0919 | 0.48338 | 1402.9326 | 0.04366 | 1402.9248 | 0.02145
|  |  |  | -- | -- |  |  | 1077.1559 | 0.040909 | 1404.1885 | 0.48417 | 1403.0291 | 0.04377 | 1403.0212 | 0.02126
|  |  |  | -- | -- |  |  | 1077.1702 | 0.040874 | 1404.285 | 0.48445 | 1403.1255 | 0.04389 | 1403.1177 | 0.02108
|  |  |  | -- | -- |  |  | 1077.1843 | 0.040842 | 1404.3817 | 0.48586 | 1403.2219 | 0.04401 | 1403.2141 | 0.02093
|  |  |  | -- | -- |  |  | 1077.1985 | 0.040813 | 1404.4783 | 0.48703 | 1403.3184 | 0.04412 | 1403.3105 | 0.02084
|  |  |  | -- | -- |  |  | 1077.2128 | 0.040788 | 1404.5749 | 0.48877 | 1403.4149 | 0.04424 | 1403.4071 | 0.02082
|  |  |  | -- | -- |  |  | 1077.2269 | 0.040766 | 1404.6716 | 0.49032 | 1403.5113 | 0.04435 | 1403.5035 | 0.02089
|  |  |  | -- | -- |  |  | 1077.2412 | 0.040747 | 1404.7683 | 0.49208 | 1403.6079 | 0.04447 | 1403.6001 | 0.02104
|  |  |  | -- | -- |  |  | 1077.2554 | 0.040732 | 1404.865 | 0.49375 | 1403.7043 | 0.04458 | 1403.6965 | 0.02127
|  |  |  | -- | -- |  |  | 1077.2697 | 0.04072 | 1404.9617 | 0.49523 | 1403.8009 | 0.0447 | 1403.7931 | 0.02154
|  |  |  | -- | -- |  |  | 1077.2838 | 0.040711 | 1405.0584 | 0.49666 | 1403.8975 | 0.04481 | 1403.8897 | 0.02181
|  |  |  | -- | -- |  |  | 1077.298 | 0.040706 | 1405.155 | 0.49716 | 1403.994 | 0.04493 | 1403.9862 | 0.02204
|  |  |  | -- | -- |  |  | 1077.3123 | 0.040703 | 1405.2518 | 0.49741 | 1404.0906 | 0.04505 | 1404.0828 | 0.02219
|  |  |  | -- | -- |  |  | 1077.3264 | 0.040703 | 1405.3485 | 0.50124 | 1404.1871 | 0.04517 | 1404.1793 | 0.02221
|  |  |  | -- | -- |  |  | 1077.3407 | 0.040706 | 1405.4453 | 0.50687 | 1404.2838 | 0.04529 | 1404.276 | 0.0221
|  |  |  | -- | -- |  |  | 1077.3549 | 0.040711 | 1405.5421 | 0.51014 | 1404.3804 | 0.04541 | 1404.3726 | 0.02186
|  |  |  | -- | -- |  |  | 1077.3691 | 0.04072 | 1405.6389 | 0.51301 | 1404.477 | 0.04553 | 1404.4692 | 0.02152
|  |  |  | -- | -- |  |  | 1077.3833 | 0.04073 | 1405.7357 | 0.51398 | 1404.5737 | 0.04566 | 1404.5658 | 0.02112
|  |  |  | -- | -- |  |  | 1077.3976 | 0.040743 | 1405.8325 | 0.51395 | 1404.6703 | 0.04578 | 1404.6625 | 0.02073
|  |  |  | -- | -- |  |  | 1077.4117 | 0.040759 | 1405.9293 | 0.51429 | 1404.767 | 0.04591 | 1404.7592 | 0.02037
|  |  |  | -- | -- |  |  | 1077.426 | 0.040776 | 1406.0261 | 0.5144 | 1404.8637 | 0.04605 | 1404.8558 | 0.02009
|  |  |  | -- | -- |  |  | 1077.4402 | 0.040796 | 1406.123 | 0.51585 | 1404.9603 | 0.04618 | 1404.9525 | 0.01989
|  |  |  | -- | -- |  |  | 1077.4543 | 0.040817 | 1406.2198 | 0.51641 | 1405.0571 | 0.04632 | 1405.0492 | 0.01977
|  |  |  | -- | -- |  |  | 1077.4686 | 0.040841 | 1406.3168 | 0.51753 | 1405.1538 | 0.04646 | 1405.146 | 0.01972
|  |  |  | -- | -- |  |  | 1077.4828 | 0.040865 | 1406.4137 | 0.51889 | 1405.2505 | 0.0466 | 1405.2427 | 0.0197
|  |  |  | -- | -- |  |  | 1077.4971 | 0.040892 | 1406.5105 | 0.5196 | 1405.3473 | 0.04675 | 1405.3395 | 0.0197
|  |  |  | -- | -- |  |  | 1077.5112 | 0.040919 | 1406.6074 | 0.52065 | 1405.4441 | 0.0469 | 1405.4362 | 0.0197
|  |  |  | -- | -- |  |  | 1077.5255 | 0.040948 | 1406.7043 | 0.52222 | 1405.5408 | 0.04705 | 1405.533 | 0.01969
|  |  |  | -- | -- |  |  | 1077.5397 | 0.040979 | 1406.8014 | 0.52291 | 1405.6376 | 0.0472 | 1405.6298 | 0.01968
|  |  |  | -- | -- |  |  | 1077.554 | 0.04101 | 1406.8983 | 0.52408 | 1405.7344 | 0.04736 | 1405.7266 | 0.01967
|  |  |  | -- | -- |  |  | 1077.5681 | 0.041042 | 1406.9952 | 0.52536 | 1405.8312 | 0.04751 | 1405.8234 | 0.01968
|  |  |  | -- | -- |  |  | 1077.5824 | 0.041075 | 1407.0923 | 0.52661 | 1405.9281 | 0.04768 | 1405.9202 | 0.01971
|  |  |  | -- | -- |  |  | 1077.5966 | 0.041108 | 1407.1893 | 0.5286 | 1406.0249 | 0.04784 | 1406.0171 | 0.01978
|  |  |  | -- | -- |  |  | 1077.6108 | 0.041142 | 1407.2863 | 0.53019 | 1406.1217 | 0.04801 | 1406.1139 | 0.0199
|  |  |  | -- | -- |  |  | 1077.625 | 0.041176 | 1407.3833 | 0.53163 | 1406.2186 | 0.04817 | 1406.2108 | 0.02006
|  |  |  | -- | -- |  |  | 1077.6393 | 0.041211 | 1407.4804 | 0.53333 | 1406.3154 | 0.04835 | 1406.3076 | 0.02027
|  |  |  | -- | -- |  |  | 1077.6534 | 0.041245 | 1407.5774 | 0.53443 | 1406.4124 | 0.04852 | 1406.4045 | 0.02053
|  |  |  | -- | -- |  |  | 1077.6677 | 0.04128 | 1407.6744 | 0.53603 | 1406.5093 | 0.04869 | 1406.5015 | 0.02082
|  |  |  | -- | -- |  |  | 1077.6819 | 0.041315 | 1407.7716 | 0.53779 | 1406.6062 | 0.04887 | 1406.5984 | 0.02115
|  |  |  | -- | -- |  |  | 1077.6962 | 0.041349 | 1407.8686 | 0.53933 | 1406.7031 | 0.04905 | 1406.6953 | 0.0215
|  |  |  | -- | -- |  |  | 1077.7104 | 0.041384 | 1407.9658 | 0.53972 | 1406.8001 | 0.04923 | 1406.7922 | 0.02188
|  |  |  | -- | -- |  |  | 1077.7246 | 0.041418 | 1408.0629 | 0.53932 | 1406.8971 | 0.04941 | 1406.8892 | 0.02227
|  |  |  | -- | -- |  |  | 1077.7389 | 0.041451 | 1408.16 | 0.53964 | 1406.994 | 0.0496 | 1406.9862 | 0.02263
|  |  |  | -- | -- |  |  | 1077.7531 | 0.041484 | 1408.2572 | 0.5399 | 1407.0911 | 0.04979 | 1407.0831 | 0.02295
|  |  |  | -- | -- |  |  | 1077.7673 | 0.041516 | 1408.3544 | 0.54028 | 1407.188 | 0.04997 | 1407.1802 | 0.0232
|  |  |  | -- | -- |  |  | 1077.7815 | 0.041548 | 1408.4515 | 0.54161 | 1407.285 | 0.05017 | 1407.2772 | 0.02336
|  |  |  | -- | -- |  |  | 1077.7958 | 0.041579 | 1408.5487 | 0.54265 | 1407.3821 | 0.05036 | 1407.3743 | 0.02342
|  |  |  | -- | -- |  |  | 1077.8099 | 0.041609 | 1408.6459 | 0.54388 | 1407.4791 | 0.05055 | 1407.4712 | 0.0234
|  |  |  | -- | -- |  |  | 1077.8242 | 0.041638 | 1408.7432 | 0.54614 | 1407.5762 | 0.05075 | 1407.5684 | 0.02332
|  |  |  | -- | -- |  |  | 1077.8384 | 0.041666 | 1408.8403 | 0.54807 | 1407.6732 | 0.05094 | 1407.6654 | 0.02322
|  |  |  | -- | -- |  |  | 1077.8527 | 0.041693 | 1408.9376 | 0.55031 | 1407.7703 | 0.05114 | 1407.7624 | 0.02313
|  |  |  | -- | -- |  |  | 1077.8669 | 0.041719 | 1409.0348 | 0.5522 | 1407.8674 | 0.05134 | 1407.8595 | 0.02309
|  |  |  | -- | -- |  |  | 1077.8811 | 0.041743 | 1409.1321 | 0.55421 | 1407.9645 | 0.05154 | 1407.9567 | 0.02313
|  |  |  | -- | -- |  |  | 1077.8954 | 0.041767 | 1409.2294 | 0.55588 | 1408.0617 | 0.05175 | 1408.0538 | 0.02326
|  |  |  | -- | -- |  |  | 1077.9095 | 0.041789 | 1409.3267 | 0.55756 | 1408.1587 | 0.05195 | 1408.1509 | 0.02348
|  |  |  | -- | -- |  |  | 1077.9238 | 0.04181 | 1409.424 | 0.55967 | 1408.2559 | 0.05216 | 1408.248 | 0.02377
|  |  |  | -- | -- |  |  | 1077.938 | 0.04183 | 1409.5214 | 0.56172 | 1408.353 | 0.05237 | 1408.3452 | 0.02409
|  |  |  | -- | -- |  |  | 1077.9523 | 0.041849 | 1409.6186 | 0.56342 | 1408.4502 | 0.05258 | 1408.4424 | 0.02441
|  |  |  | -- | -- |  |  | 1077.9666 | 0.041866 | 1409.7159 | 0.56669 | 1408.5474 | 0.05279 | 1408.5395 | 0.02468
|  |  |  | -- | -- |  |  | 1077.9807 | 0.041881 | 1409.8133 | 0.56931 | 1408.6446 | 0.053 | 1408.6368 | 0.02485
|  |  |  | -- | -- |  |  | 1077.995 | 0.041895 | 1409.9108 | 0.57375 | 1408.7418 | 0.05322 | 1408.734 | 0.0249
|  |  |  | -- | -- |  |  | 1078.0092 | 0.041908 | 1410.0082 | 0.57746 | 1408.8391 | 0.05343 | 1408.8312 | 0.02483
|  |  |  | -- | -- |  |  | 1078.0234 | 0.041919 | 1410.1055 | 0.58085 | 1408.9363 | 0.05365 | 1408.9285 | 0.02465
|  |  |  | -- | -- |  |  | 1078.0376 | 0.041929 | 1410.203 | 0.58403 | 1409.0336 | 0.05387 | 1409.0258 | 0.0244
|  |  |  | -- | -- |  |  | 1078.0519 | 0.041937 | 1410.3004 | 0.58647 | 1409.1309 | 0.05409 | 1409.123 | 0.0241
|  |  |  | -- | -- |  |  | 1078.0662 | 0.041943 | 1410.3978 | 0.58932 | 1409.2281 | 0.05432 | 1409.2202 | 0.02379
|  |  |  | -- | -- |  |  | 1078.0803 | 0.041948 | 1410.4952 | 0.59105 | 1409.3254 | 0.05454 | 1409.3175 | 0.0235
|  |  |  | -- | -- |  |  | 1078.0946 | 0.041951 | 1410.5928 | 0.59291 | 1409.4227 | 0.05476 | 1409.4149 | 0.02324
|  |  |  | -- | -- |  |  | 1078.1089 | 0.041953 | 1410.6902 | 0.59411 | 1409.52 | 0.05499 | 1409.5122 | 0.02302
|  |  |  | -- | -- |  |  | 1078.123 | 0.041953 | 1410.7877 | 0.59393 | 1409.6174 | 0.05521 | 1409.6095 | 0.02282
|  |  |  | -- | -- |  |  | 1078.1373 | 0.041952 | 1410.8853 | 0.59374 | 1409.7147 | 0.05544 | 1409.7069 | 0.02266
|  |  |  | -- | -- |  |  | 1078.1515 | 0.041948 | 1410.9828 | 0.59499 | 1409.8121 | 0.05567 | 1409.8042 | 0.02253
|  |  |  | -- | -- |  |  | 1078.1658 | 0.041943 | 1411.0803 | 0.59664 | 1409.9094 | 0.0559 | 1409.9016 | 0.02245
|  |  |  | -- | -- |  |  | 1078.1801 | 0.041937 | 1411.1779 | 0.59804 | 1410.0068 | 0.05612 | 1409.999 | 0.02243
|  |  |  | -- | -- |  |  | 1078.1942 | 0.041928 | 1411.2754 | 0.59915 | 1410.1043 | 0.05635 | 1410.0964 | 0.02249
|  |  |  | -- | -- |  |  | 1078.2085 | 0.041918 | 1411.373 | 0.6003 | 1410.2017 | 0.05658 | 1410.1939 | 0.02265
|  |  |  | -- | -- |  |  | 1078.2228 | 0.041906 | 1411.4706 | 0.60114 | 1410.2991 | 0.05681 | 1410.2913 | 0.02292
|  |  |  | -- | -- |  |  | 1078.2369 | 0.041892 | 1411.5682 | 0.60214 | 1410.3966 | 0.05704 | 1410.3887 | 0.02329
|  |  |  | -- | -- |  |  | 1078.2512 | 0.041877 | 1411.6658 | 0.6031 | 1410.494 | 0.05726 | 1410.4862 | 0.02376
|  |  |  | -- | -- |  |  | 1078.2654 | 0.041859 | 1411.7634 | 0.60363 | 1410.5914 | 0.05749 | 1410.5836 | 0.02431
|  |  |  | -- | -- |  |  | 1078.2797 | 0.04184 | 1411.8611 | 0.60427 | 1410.689 | 0.05772 | 1410.6811 | 0.02491
|  |  |  | -- | -- |  |  | 1078.2939 | 0.041819 | 1411.9587 | 0.60477 | 1410.7865 | 0.05794 | 1410.7786 | 0.0255
|  |  |  | -- | -- |  |  | 1078.3081 | 0.041796 | 1412.0564 | 0.6054 | 1410.8839 | 0.05817 | 1410.8761 | 0.02604
|  |  |  | -- | -- |  |  | 1078.3224 | 0.041771 | 1412.1541 | 0.6058 | 1410.9814 | 0.05839 | 1410.9736 | 0.02649
|  |  |  | -- | -- |  |  | 1078.3367 | 0.041744 | 1412.2518 | 0.60648 | 1411.079 | 0.05861 | 1411.0712 | 0.0268
|  |  |  | -- | -- |  |  | 1078.3508 | 0.041716 | 1412.3495 | 0.6072 | 1411.1766 | 0.05884 | 1411.1687 | 0.02695
|  |  |  | -- | -- |  |  | 1078.3651 | 0.041685 | 1412.4473 | 0.60894 | 1411.2742 | 0.05906 | 1411.2662 | 0.02693
|  |  |  | -- | -- |  |  | 1078.3794 | 0.041652 | 1412.545 | 0.60915 | 1411.3717 | 0.05928 | 1411.3639 | 0.02675
|  |  |  | -- | -- |  |  | 1078.3936 | 0.041617 | 1412.6427 | 0.608 | 1411.4694 | 0.0595 | 1411.4614 | 0.02647
|  |  |  | -- | -- |  |  | 1078.4078 | 0.04158 | 1412.7405 | 0.6093 | 1411.5669 | 0.05972 | 1411.5591 | 0.02612
|  |  |  | -- | -- |  |  | 1078.4221 | 0.041541 | 1412.8383 | 0.61098 | 1411.6645 | 0.05993 | 1411.6567 | 0.02578
|  |  |  | -- | -- |  |  | 1078.4364 | 0.0415 | 1412.936 | 0.61269 | 1411.7622 | 0.06015 | 1411.7543 | 0.02549
|  |  |  | -- | -- |  |  | 1078.4506 | 0.041457 | 1413.0339 | 0.61336 | 1411.8599 | 0.06037 | 1411.8519 | 0.02529
|  |  |  | -- | -- |  |  | 1078.4648 | 0.041411 | 1413.1317 | 0.61401 | 1411.9575 | 0.06058 | 1411.9496 | 0.02519
|  |  |  | -- | -- |  |  | 1078.4791 | 0.041363 | 1413.2295 | 0.61541 | 1412.0552 | 0.0608 | 1412.0472 | 0.02517
|  |  |  | -- | -- |  |  | 1078.4933 | 0.041313 | 1413.3274 | 0.61624 | 1412.1528 | 0.06102 | 1412.145 | 0.02519
|  |  |  | -- | -- |  |  | 1078.5076 | 0.041261 | 1413.4253 | 0.61748 | 1412.2505 | 0.06123 | 1412.2427 | 0.02521
|  |  |  | -- | -- |  |  | 1078.5219 | 0.041207 | 1413.5232 | 0.61869 | 1412.3483 | 0.06145 | 1412.3403 | 0.02518
|  |  |  | -- | -- |  |  | 1078.536 | 0.04115 | 1413.621 | 0.62134 | 1412.4459 | 0.06167 | 1412.4381 | 0.02508
|  |  |  | -- | -- |  |  | 1078.5503 | 0.041091 | 1413.7189 | 0.62326 | 1412.5437 | 0.06189 | 1412.5359 | 0.02489
|  |  |  | -- | -- |  |  | 1078.5646 | 0.041029 | 1413.8169 | 0.62441 | 1412.6415 | 0.06211 | 1412.6337 | 0.02459
|  |  |  | -- | -- |  |  | 1078.5789 | 0.040965 | 1413.9148 | 0.62656 | 1412.7393 | 0.06233 | 1412.7313 | 0.02421
|  |  |  | -- | -- |  |  | 1078.593 | 0.040899 | 1414.0127 | 0.62856 | 1412.837 | 0.06255 | 1412.8291 | 0.02375
|  |  |  | -- | -- |  |  | 1078.6073 | 0.040831 | 1414.1107 | 0.63052 | 1412.9348 | 0.06277 | 1412.927 | 0.02322
|  |  |  | -- | -- |  |  | 1078.6216 | 0.04076 | 1414.2086 | 0.63265 | 1413.0326 | 0.063 | 1413.0248 | 0.02268
|  |  |  | -- | -- |  |  | 1078.6357 | 0.040686 | 1414.3066 | 0.6343 | 1413.1305 | 0.06323 | 1413.1226 | 0.02214
|  |  |  | -- | -- |  |  | 1078.65 | 0.040611 | 1414.4047 | 0.63604 | 1413.2283 | 0.06346 | 1413.2205 | 0.02167
|  |  |  | -- | -- |  |  | 1078.6643 | 0.040533 | 1414.5027 | 0.63899 | 1413.3262 | 0.06369 | 1413.3182 | 0.0213
|  |  |  | -- | -- |  |  | 1078.6786 | 0.040452 | 1414.6007 | 0.64225 | 1413.424 | 0.06392 | 1413.4161 | 0.02107
|  |  |  | -- | -- |  |  | 1078.6927 | 0.04037 | 1414.6987 | 0.64472 | 1413.5219 | 0.06416 | 1413.514 | 0.02101
|  |  |  | -- | -- |  |  | 1078.707 | 0.040284 | 1414.7967 | 0.64685 | 1413.6198 | 0.0644 | 1413.6119 | 0.0211
|  |  |  | -- | -- |  |  | 1078.7213 | 0.040197 | 1414.8948 | 0.64838 | 1413.7177 | 0.06464 | 1413.7098 | 0.02133
|  |  |  | -- | -- |  |  | 1078.7356 | 0.040107 | 1414.9929 | 0.64983 | 1413.8156 | 0.06488 | 1413.8077 | 0.02167
|  |  |  | -- | -- |  |  | 1078.7498 | 0.040015 | 1415.0909 | 0.65266 | 1413.9135 | 0.06513 | 1413.9056 | 0.02208
|  |  |  | -- | -- |  |  | 1078.764 | 0.039921 | 1415.1891 | 0.65427 | 1414.0115 | 0.06538 | 1414.0035 | 0.02252
|  |  |  | -- | -- |  |  | 1078.7783 | 0.039825 | 1415.2872 | 0.65576 | 1414.1094 | 0.06563 | 1414.1016 | 0.02297
|  |  |  | -- | -- |  |  | 1078.7926 | 0.039726 | 1415.3854 | 0.6579 | 1414.2074 | 0.06588 | 1414.1995 | 0.02339
|  |  |  | -- | -- |  |  | 1078.8068 | 0.039626 | 1415.4835 | 0.65932 | 1414.3053 | 0.06613 | 1414.2975 | 0.02377
|  |  |  | -- | -- |  |  | 1078.821 | 0.039523 | 1415.5817 | 0.6601 | 1414.4033 | 0.06639 | 1414.3955 | 0.02411
|  |  |  | -- | -- |  |  | 1078.8353 | 0.039419 | 1415.6798 | 0.66212 | 1414.5013 | 0.06665 | 1414.4935 | 0.0244
|  |  |  | -- | -- |  |  | 1078.8496 | 0.039312 | 1415.7781 | 0.66426 | 1414.5994 | 0.06691 | 1414.5916 | 0.02466
|  |  |  | -- | -- |  |  | 1078.8638 | 0.039204 | 1415.8762 | 0.66616 | 1414.6974 | 0.06717 | 1414.6896 | 0.02488
|  |  |  | -- | -- |  |  | 1078.8781 | 0.039094 | 1415.9745 | 0.66841 | 1414.7955 | 0.06743 | 1414.7876 | 0.02509
|  |  |  | -- | -- |  |  | 1078.8923 | 0.038982 | 1416.0726 | 0.6692 | 1414.8936 | 0.06769 | 1414.8856 | 0.0253
|  |  |  | -- | -- |  |  | 1078.9066 | 0.038869 | 1416.1709 | 0.67039 | 1414.9916 | 0.06795 | 1414.9838 | 0.02552
|  |  |  | -- | -- |  |  | 1078.9209 | 0.038754 | 1416.2692 | 0.67124 | 1415.0897 | 0.06821 | 1415.0819 | 0.02575
|  |  |  | -- | -- |  |  | 1078.9351 | 0.038638 | 1416.3674 | 0.67202 | 1415.1879 | 0.06848 | 1415.1799 | 0.026
|  |  |  | -- | -- |  |  | 1078.9493 | 0.03852 | 1416.4657 | 0.67319 | 1415.2859 | 0.06874 | 1415.2781 | 0.02625
|  |  |  | -- | -- |  |  | 1078.9636 | 0.038402 | 1416.564 | 0.67528 | 1415.384 | 0.069 | 1415.3762 | 0.0265
|  |  |  | -- | -- |  |  | 1078.9779 | 0.038282 | 1416.6624 | 0.67741 | 1415.4822 | 0.06926 | 1415.4744 | 0.02673
|  |  |  | -- | -- |  |  | 1078.9922 | 0.038161 | 1416.7606 | 0.67835 | 1415.5804 | 0.06953 | 1415.5725 | 0.02694
|  |  |  | -- | -- |  |  | 1079.0063 | 0.03804 | 1416.859 | 0.68078 | 1415.6786 | 0.06979 | 1415.6707 | 0.02712
|  |  |  | -- | -- |  |  | 1079.0206 | 0.037918 | 1416.9574 | 0.68241 | 1415.7767 | 0.07005 | 1415.7689 | 0.02727
|  |  |  | -- | -- |  |  | 1079.0349 | 0.037795 | 1417.0557 | 0.68459 | 1415.875 | 0.07031 | 1415.8671 | 0.0274
|  |  |  | -- | -- |  |  | 1079.0492 | 0.037672 | 1417.1541 | 0.68611 | 1415.9731 | 0.07056 | 1415.9653 | 0.02751
|  |  |  | -- | -- |  |  | 1079.0635 | 0.037548 | 1417.2524 | 0.68827 | 1416.0714 | 0.07082 | 1416.0635 | 0.0276
|  |  |  | -- | -- |  |  | 1079.0778 | 0.037425 | 1417.351 | 0.68958 | 1416.1697 | 0.07108 | 1416.1617 | 0.02767
|  |  |  | -- | -- |  |  | 1079.0919 | 0.037301 | 1417.4493 | 0.68996 | 1416.2679 | 0.07133 | 1416.26 | 0.02772
|  |  |  | -- | -- |  |  | 1079.1062 | 0.037178 | 1417.5477 | 0.68978 | 1416.3662 | 0.07159 | 1416.3583 | 0.02773
|  |  |  | -- | -- |  |  | 1079.1205 | 0.037054 | 1417.6462 | 0.69051 | 1416.4645 | 0.07184 | 1416.4565 | 0.0277
|  |  |  | -- | -- |  |  | 1079.1348 | 0.036932 | 1417.7446 | 0.69258 | 1416.5627 | 0.0721 | 1416.5549 | 0.02761
|  |  |  | -- | -- |  |  | 1079.149 | 0.03681 | 1417.8431 | 0.69299 | 1416.661 | 0.07235 | 1416.6532 | 0.02745
|  |  |  | -- | -- |  |  | 1079.1633 | 0.036688 | 1417.9416 | 0.69453 | 1416.7594 | 0.0726 | 1416.7515 | 0.02722
|  |  |  | -- | -- |  |  | 1079.1775 | 0.036568 | 1418.0402 | 0.69604 | 1416.8577 | 0.07285 | 1416.8499 | 0.02694
|  |  |  | -- | -- |  |  | 1079.1918 | 0.036448 | 1418.1387 | 0.69796 | 1416.9561 | 0.0731 | 1416.9482 | 0.02661
|  |  |  | -- | -- |  |  | 1079.2061 | 0.03633 | 1418.2372 | 0.69964 | 1417.0544 | 0.07335 | 1417.0465 | 0.02627
|  |  |  | -- | -- |  |  | 1079.2203 | 0.036213 | 1418.3357 | 0.7013 | 1417.1528 | 0.07361 | 1417.1449 | 0.02596
|  |  |  | -- | -- |  |  | 1079.2346 | 0.036098 | 1418.4343 | 0.70258 | 1417.2512 | 0.07386 | 1417.2433 | 0.02572
|  |  |  | -- | -- |  |  | 1079.2489 | 0.035985 | 1418.5328 | 0.7031 | 1417.3496 | 0.07411 | 1417.3418 | 0.02558
|  |  |  | -- | -- |  |  | 1079.2632 | 0.035873 | 1418.6315 | 0.70542 | 1417.448 | 0.07436 | 1417.4402 | 0.02558
|  |  |  | -- | -- |  |  | 1079.2773 | 0.035763 | 1418.73 | 0.70662 | 1417.5465 | 0.07461 | 1417.5386 | 0.02571
|  |  |  | -- | -- |  |  | 1079.2916 | 0.035656 | 1418.8286 | 0.70811 | 1417.6449 | 0.07486 | 1417.6371 | 0.02593
|  |  |  | -- | -- |  |  | 1079.3059 | 0.035551 | 1418.9272 | 0.70908 | 1417.7434 | 0.07511 | 1417.7355 | 0.02621
|  |  |  | -- | -- |  |  | 1079.3202 | 0.035448 | 1419.0259 | 0.70966 | 1417.8418 | 0.07537 | 1417.834 | 0.02647
|  |  |  | -- | -- |  |  | 1079.3345 | 0.035348 | 1419.1245 | 0.71064 | 1417.9403 | 0.07562 | 1417.9325 | 0.02668
|  |  |  | -- | -- |  |  | 1079.3488 | 0.035251 | 1419.2233 | 0.71239 | 1418.0388 | 0.07587 | 1418.031 | 0.0268
|  |  |  | -- | -- |  |  | 1079.363 | 0.035157 | 1419.3219 | 0.71426 | 1418.1373 | 0.07613 | 1418.1295 | 0.02683
|  |  |  | -- | -- |  |  | 1079.3773 | 0.035066 | 1419.4207 | 0.71759 | 1418.2358 | 0.07639 | 1418.228 | 0.02676
|  |  |  | -- | -- |  |  | 1079.3915 | 0.034978 | 1419.5193 | 0.72088 | 1418.3345 | 0.07664 | 1418.3265 | 0.02662
|  |  |  | -- | -- |  |  | 1079.4058 | 0.034894 | 1419.618 | 0.72221 | 1418.433 | 0.0769 | 1418.4252 | 0.02644
|  |  |  | -- | -- |  |  | 1079.42 | 0.034813 | 1419.7168 | 0.72369 | 1418.5316 | 0.07716 | 1418.5237 | 0.02623
|  |  |  | -- | -- |  |  | 1079.4343 | 0.034735 | 1419.8156 | 0.72569 | 1418.6301 | 0.07742 | 1418.6223 | 0.02601
|  |  |  | -- | -- |  |  | 1079.4486 | 0.034662 | 1419.9143 | 0.72777 | 1418.7288 | 0.07768 | 1418.7208 | 0.02578
|  |  |  | -- | -- |  |  | 1079.4629 | 0.034592 | 1420.0131 | 0.72894 | 1418.8274 | 0.07794 | 1418.8195 | 0.02556
|  |  |  | -- | -- |  |  | 1079.4772 | 0.034526 | 1420.1118 | 0.73025 | 1418.926 | 0.0782 | 1418.9181 | 0.02535
|  |  |  | -- | -- |  |  | 1079.4915 | 0.034465 | 1420.2107 | 0.7313 | 1419.0247 | 0.07846 | 1419.0167 | 0.02518
|  |  |  | -- | -- |  |  | 1079.5057 | 0.034407 | 1420.3094 | 0.7335 | 1419.1233 | 0.07872 | 1419.1154 | 0.02504
|  |  |  | -- | -- |  |  | 1079.52 | 0.034354 | 1420.4083 | 0.73433 | 1419.2219 | 0.07898 | 1419.2141 | 0.02494
|  |  |  | -- | -- |  |  | 1079.5343 | 0.034306 | 1420.5071 | 0.73658 | 1419.3207 | 0.07923 | 1419.3127 | 0.02488
|  |  |  | -- | -- |  |  | 1079.5485 | 0.034262 | 1420.606 | 0.73729 | 1419.4193 | 0.07949 | 1419.4114 | 0.02486
|  |  |  | -- | -- |  |  | 1079.5627 | 0.034222 | 1420.7048 | 0.73938 | 1419.5181 | 0.07975 | 1419.5101 | 0.02486
|  |  |  | -- | -- |  |  | 1079.577 | 0.034188 | 1420.8037 | 0.74099 | 1419.6167 | 0.08001 | 1419.6089 | 0.02489
|  |  |  | -- | -- |  |  | 1079.5913 | 0.034158 | 1420.9027 | 0.7424 | 1419.7154 | 0.08026 | 1419.7076 | 0.02493
|  |  |  | -- | -- |  |  | 1079.6056 | 0.034133 | 1421.0016 | 0.74418 | 1419.8142 | 0.08052 | 1419.8064 | 0.02497
|  |  |  | -- | -- |  |  | 1079.6199 | 0.034112 | 1421.1005 | 0.74518 | 1419.913 | 0.08077 | 1419.9052 | 0.02503
|  |  |  | -- | -- |  |  | 1079.6342 | 0.034097 | 1421.1995 | 0.74587 | 1420.0117 | 0.08102 | 1420.0039 | 0.02508
|  |  |  | -- | -- |  |  | 1079.6484 | 0.034087 | 1421.2983 | 0.74664 | 1420.1106 | 0.08127 | 1420.1027 | 0.02514
|  |  |  | -- | -- |  |  | 1079.6627 | 0.034082 | 1421.3973 | 0.74795 | 1420.2094 | 0.08152 | 1420.2014 | 0.02519
|  |  |  | -- | -- |  |  | 1079.677 | 0.034081 | 1421.4963 | 0.74893 | 1420.3082 | 0.08177 | 1420.3003 | 0.02522
|  |  |  | -- | -- |  |  | 1079.6913 | 0.034086 | 1421.5953 | 0.75041 | 1420.407 | 0.08201 | 1420.3992 | 0.02523
|  |  |  | -- | -- |  |  | 1079.7056 | 0.034096 | 1421.6943 | 0.75161 | 1420.5059 | 0.08225 | 1420.4979 | 0.02523
|  |  |  | -- | -- |  |  | 1079.7198 | 0.034112 | 1421.7933 | 0.75225 | 1420.6047 | 0.08249 | 1420.5968 | 0.02521
|  |  |  | -- | -- |  |  | 1079.7341 | 0.034132 | 1421.8925 | 0.75295 | 1420.7036 | 0.08273 | 1420.6957 | 0.02518
|  |  |  | -- | -- |  |  | 1079.7484 | 0.034158 | 1421.9915 | 0.75403 | 1420.8025 | 0.08296 | 1420.7946 | 0.02517
|  |  |  | -- | -- |  |  | 1079.7627 | 0.034189 | 1422.0906 | 0.75659 | 1420.9014 | 0.0832 | 1420.8934 | 0.02517
|  |  |  | -- | -- |  |  | 1079.777 | 0.034225 | 1422.1896 | 0.75809 | 1421.0002 | 0.08343 | 1420.9924 | 0.0252
|  |  |  | -- | -- |  |  | 1079.7913 | 0.034266 | 1422.2887 | 0.75845 | 1421.0992 | 0.08366 | 1421.0913 | 0.02529
|  |  |  | -- | -- |  |  | 1079.8055 | 0.034312 | 1422.3878 | 0.75969 | 1421.1981 | 0.08388 | 1421.1903 | 0.02542
|  |  |  | -- | -- |  |  | 1079.8198 | 0.034363 | 1422.4869 | 0.75978 | 1421.2971 | 0.08411 | 1421.2892 | 0.02559
|  |  |  | -- | -- |  |  | 1079.8341 | 0.03442 | 1422.5861 | 0.76142 | 1421.3961 | 0.08433 | 1421.3882 | 0.02579
|  |  |  | -- | -- |  |  | 1079.8484 | 0.034481 | 1422.6852 | 0.76213 | 1421.4951 | 0.08456 | 1421.4872 | 0.02599
|  |  |  | -- | -- |  |  | 1079.8627 | 0.034548 | 1422.7844 | 0.76281 | 1421.5941 | 0.08478 | 1421.5862 | 0.02617
|  |  |  | -- | -- |  |  | 1079.877 | 0.034619 | 1422.8835 | 0.76392 | 1421.6931 | 0.085 | 1421.6852 | 0.02633
|  |  |  | -- | -- |  |  | 1079.8912 | 0.034696 | 1422.9828 | 0.76582 | 1421.7921 | 0.08522 | 1421.7842 | 0.02646
|  |  |  | -- | -- |  |  | 1079.9055 | 0.034777 | 1423.0819 | 0.76727 | 1421.8911 | 0.08545 | 1421.8833 | 0.02657
|  |  |  | -- | -- |  |  | 1079.9198 | 0.034863 | 1423.1811 | 0.76938 | 1421.9902 | 0.08567 | 1421.9823 | 0.02669
|  |  |  | -- | -- |  |  | 1079.9341 | 0.034953 | 1423.2804 | 0.77079 | 1422.0892 | 0.08589 | 1422.0814 | 0.02683
|  |  |  | -- | -- |  |  | 1079.9484 | 0.035048 | 1423.3796 | 0.77221 | 1422.1883 | 0.08611 | 1422.1804 | 0.027
|  |  |  | -- | -- |  |  | 1079.9626 | 0.035148 | 1423.4789 | 0.77364 | 1422.2875 | 0.08634 | 1422.2795 | 0.02719
|  |  |  | -- | -- |  |  | 1079.9769 | 0.035252 | 1423.5781 | 0.77571 | 1422.3866 | 0.08656 | 1422.3787 | 0.02738
|  |  |  | -- | -- |  |  | 1079.9912 | 0.03536 | 1423.6775 | 0.77705 | 1422.4857 | 0.08679 | 1422.4778 | 0.02756
|  |  |  | -- | -- |  |  | 1080.0055 | 0.035473 | 1423.7767 | 0.7782 | 1422.5848 | 0.08702 | 1422.5769 | 0.0277
|  |  |  | -- | -- |  |  | 1080.0198 | 0.035589 | 1423.8761 | 0.77909 | 1422.684 | 0.08725 | 1422.676 | 0.02781
|  |  |  | -- | -- |  |  | 1080.0341 | 0.03571 | 1423.9755 | 0.77985 | 1422.7831 | 0.08748 | 1422.7751 | 0.0279
|  |  |  | -- | -- |  |  | 1080.0483 | 0.035835 | 1424.0747 | 0.78042 | 1422.8823 | 0.08771 | 1422.8744 | 0.02799
|  |  |  | -- | -- |  |  | 1080.0626 | 0.035963 | 1424.1741 | 0.78169 | 1422.9814 | 0.08795 | 1422.9735 | 0.0281
|  |  |  | -- | -- |  |  | 1080.0769 | 0.036095 | 1424.2734 | 0.78425 | 1423.0807 | 0.08819 | 1423.0728 | 0.02826
|  |  |  | -- | -- |  |  | 1080.0912 | 0.03623 | 1424.3729 | 0.78557 | 1423.1799 | 0.08844 | 1423.172 | 0.02849
|  |  |  | -- | -- |  |  | 1080.1055 | 0.036369 | 1424.4723 | 0.78813 | 1423.2792 | 0.08868 | 1423.2712 | 0.02878
|  |  |  | -- | -- |  |  | 1080.1198 | 0.036511 | 1424.5717 | 0.78831 | 1423.3784 | 0.08893 | 1423.3705 | 0.02914
|  |  |  | -- | -- |  |  | 1080.134 | 0.036656 | 1424.6711 | 0.78955 | 1423.4777 | 0.08918 | 1423.4697 | 0.02952
|  |  |  | -- | -- |  |  | 1080.1483 | 0.036804 | 1424.7705 | 0.79068 | 1423.5769 | 0.08944 | 1423.569 | 0.02989
|  |  |  | -- | -- |  |  | 1080.1626 | 0.036955 | 1424.87 | 0.79219 | 1423.6762 | 0.0897 | 1423.6683 | 0.0302
|  |  |  | -- | -- |  |  | 1080.1769 | 0.037109 | 1424.9695 | 0.79299 | 1423.7755 | 0.08996 | 1423.7676 | 0.03043
|  |  |  | -- | -- |  |  | 1080.1912 | 0.037265 | 1425.069 | 0.79376 | 1423.8748 | 0.09022 | 1423.8669 | 0.03054
|  |  |  | -- | -- |  |  | 1080.2054 | 0.037423 | 1425.1685 | 0.79544 | 1423.9741 | 0.09049 | 1423.9662 | 0.03053
|  |  |  | -- | -- |  |  | 1080.2197 | 0.037583 | 1425.2679 | 0.79608 | 1424.0735 | 0.09076 | 1424.0656 | 0.03041
|  |  |  | -- | -- |  |  | 1080.2341 | 0.037746 | 1425.3674 | 0.79804 | 1424.1728 | 0.09103 | 1424.1649 | 0.03019
|  |  |  | -- | -- |  |  | 1080.2484 | 0.03791 | 1425.467 | 0.79835 | 1424.2722 | 0.09131 | 1424.2643 | 0.02991
|  |  |  | -- | -- |  |  | 1080.2627 | 0.038077 | 1425.5665 | 0.79901 | 1424.3716 | 0.09158 | 1424.3637 | 0.0296
|  |  |  | -- | -- |  |  | 1080.277 | 0.038244 | 1425.6661 | 0.79957 | 1424.4709 | 0.09186 | 1424.4631 | 0.02927
|  |  |  | -- | -- |  |  | 1080.2913 | 0.038414 | 1425.7658 | 0.80066 | 1424.5704 | 0.09215 | 1424.5625 | 0.02897
|  |  |  | -- | -- |  |  | 1080.3055 | 0.038584 | 1425.8654 | 0.80237 | 1424.6698 | 0.09243 | 1424.6619 | 0.0287
|  |  |  | -- | -- |  |  | 1080.3198 | 0.038755 | 1425.9648 | 0.80414 | 1424.7693 | 0.09271 | 1424.7613 | 0.0285
|  |  |  | -- | -- |  |  | 1080.3341 | 0.038928 | 1426.0646 | 0.80591 | 1424.8688 | 0.093 | 1424.8608 | 0.02834
|  |  |  | -- | -- |  |  | 1080.3484 | 0.039101 | 1426.1642 | 0.80649 | 1424.9681 | 0.09329 | 1424.9603 | 0.02824
|  |  |  | -- | -- |  |  | 1080.3627 | 0.039275 | 1426.2638 | 0.80789 | 1425.0676 | 0.09358 | 1425.0598 | 0.02816
|  |  |  | -- | -- |  |  | 1080.377 | 0.039449 | 1426.3635 | 0.80895 | 1425.1671 | 0.09387 | 1425.1593 | 0.02807
|  |  |  | -- | -- |  |  | 1080.3914 | 0.039624 | 1426.4631 | 0.8109 | 1425.2667 | 0.09417 | 1425.2588 | 0.02795
|  |  |  | -- | -- |  |  | 1080.4056 | 0.039798 | 1426.5629 | 0.8123 | 1425.3662 | 0.09446 | 1425.3583 | 0.02779
|  |  |  | -- | -- |  |  | 1080.4199 | 0.039973 | 1426.6626 | 0.81355 | 1425.4657 | 0.09476 | 1425.4578 | 0.02757
|  |  |  | -- | -- |  |  | 1080.4342 | 0.040148 | 1426.7622 | 0.81492 | 1425.5653 | 0.09505 | 1425.5574 | 0.02731
|  |  |  | -- | -- |  |  | 1080.4485 | 0.040322 | 1426.8619 | 0.81527 | 1425.6648 | 0.09535 | 1425.657 | 0.02704
|  |  |  | -- | -- |  |  | 1080.4628 | 0.040496 | 1426.9618 | 0.8167 | 1425.7644 | 0.09565 | 1425.7565 | 0.02677
|  |  |  | -- | -- |  |  | 1080.4771 | 0.040669 | 1427.0615 | 0.81781 | 1425.864 | 0.09595 | 1425.8561 | 0.02654
|  |  |  | -- | -- |  |  | 1080.4913 | 0.040841 | 1427.1613 | 0.8191 | 1425.9636 | 0.09625 | 1425.9557 | 0.02636
|  |  |  | -- | -- |  |  | 1080.5057 | 0.041013 | 1427.2611 | 0.82002 | 1426.0632 | 0.09655 | 1426.0553 | 0.02623
|  |  |  | -- | -- |  |  | 1080.52 | 0.041183 | 1427.3608 | 0.8208 | 1426.1628 | 0.09685 | 1426.1549 | 0.02616
|  |  |  | -- | -- |  |  | 1080.5343 | 0.041353 | 1427.4607 | 0.82215 | 1426.2626 | 0.09716 | 1426.2546 | 0.02614
|  |  |  | -- | -- |  |  | 1080.5486 | 0.041521 | 1427.5605 | 0.82335 | 1426.3622 | 0.09746 | 1426.3543 | 0.02616
|  |  |  | -- | -- |  |  | 1080.5629 | 0.041688 | 1427.6604 | 0.82492 | 1426.4619 | 0.09777 | 1426.454 | 0.02623
|  |  |  | -- | -- |  |  | 1080.5771 | 0.041854 | 1427.7603 | 0.82753 | 1426.5615 | 0.09807 | 1426.5536 | 0.02633
|  |  |  | -- | -- |  |  | 1080.5914 | 0.042017 | 1427.8601 | 0.82895 | 1426.6613 | 0.09838 | 1426.6533 | 0.02647
|  |  |  | -- | -- |  |  | 1080.6058 | 0.04218 | 1427.96 | 0.83006 | 1426.761 | 0.09869 | 1426.7531 | 0.02668
|  |  |  | -- | -- |  |  | 1080.6201 | 0.04234 | 1428.0598 | 0.8313 | 1426.8607 | 0.099 | 1426.8528 | 0.02695
|  |  |  | -- | -- |  |  | 1080.6344 | 0.042498 | 1428.1598 | 0.83305 | 1426.9605 | 0.09931 | 1426.9525 | 0.0273
|  |  |  | -- | -- |  |  | 1080.6487 | 0.042655 | 1428.2596 | 0.83512 | 1427.0602 | 0.09963 | 1427.0522 | 0.0277
|  |  |  | -- | -- |  |  | 1080.663 | 0.04281 | 1428.3596 | 0.83639 | 1427.16 | 0.09994 | 1427.1521 | 0.02816
|  |  |  | -- | -- |  |  | 1080.6772 | 0.042962 | 1428.4596 | 0.83752 | 1427.2598 | 0.10026 | 1427.2518 | 0.02865
|  |  |  | -- | -- |  |  | 1080.6916 | 0.043112 | 1428.5596 | 0.83932 | 1427.3596 | 0.10058 | 1427.3517 | 0.02913
|  |  |  | -- | -- |  |  | 1080.7059 | 0.04326 | 1428.6596 | 0.84139 | 1427.4594 | 0.1009 | 1427.4514 | 0.02958
|  |  |  | -- | -- |  |  | 1080.7202 | 0.043405 | 1428.7595 | 0.84299 | 1427.5592 | 0.10122 | 1427.5513 | 0.02999
|  |  |  | -- | -- |  |  | 1080.7345 | 0.043548 | 1428.8595 | 0.84479 | 1427.6591 | 0.10154 | 1427.6511 | 0.03033
|  |  |  | -- | -- |  |  | 1080.7488 | 0.043689 | 1428.9596 | 0.84591 | 1427.7589 | 0.10187 | 1427.751 | 0.03062
|  |  |  | -- | -- |  |  | 1080.7631 | 0.043827 | 1429.0596 | 0.84734 | 1427.8588 | 0.10219 | 1427.8508 | 0.03087
|  |  |  | -- | -- |  |  | 1080.7775 | 0.043962 | 1429.1597 | 0.84933 | 1427.9586 | 0.10252 | 1427.9508 | 0.03109
|  |  |  | -- | -- |  |  | 1080.7917 | 0.044095 | 1429.2598 | 0.85093 | 1428.0586 | 0.10285 | 1428.0507 | 0.03128
|  |  |  | -- | -- |  |  | 1080.806 | 0.044226 | 1429.3599 | 0.85303 | 1428.1584 | 0.10318 | 1428.1505 | 0.03145
|  |  |  | -- | -- |  |  | 1080.8203 | 0.044353 | 1429.46 | 0.8549 | 1428.2584 | 0.10351 | 1428.2505 | 0.03156
|  |  |  | -- | -- |  |  | 1080.8346 | 0.044478 | 1429.5601 | 0.85728 | 1428.3584 | 0.10384 | 1428.3505 | 0.03162
|  |  |  | -- | -- |  |  | 1080.849 | 0.0446 | 1429.6602 | 0.85833 | 1428.4582 | 0.10417 | 1428.4504 | 0.03158
|  |  |  | -- | -- |  |  | 1080.8633 | 0.044719 | 1429.7603 | 0.85897 | 1428.5582 | 0.1045 | 1428.5503 | 0.03145
|  |  |  | -- | -- |  |  | 1080.8776 | 0.044836 | 1429.8605 | 0.86098 | 1428.6582 | 0.10483 | 1428.6504 | 0.03121
|  |  |  | -- | -- |  |  | 1080.8918 | 0.04495 | 1429.9606 | 0.86283 | 1428.7583 | 0.10516 | 1428.7504 | 0.03087
|  |  |  | -- | -- |  |  | 1080.9062 | 0.045061 | 1430.0608 | 0.8642 | 1428.8583 | 0.1055 | 1428.8503 | 0.03048
|  |  |  | -- | -- |  |  | 1080.9205 | 0.045169 | 1430.161 | 0.86526 | 1428.9582 | 0.10583 | 1428.9503 | 0.03007
|  |  |  | -- | -- |  |  | 1080.9348 | 0.045275 | 1430.2612 | 0.866 | 1429.0584 | 0.10616 | 1429.0504 | 0.0297
|  |  |  | -- | -- |  |  | 1080.9491 | 0.045377 | 1430.3615 | 0.86754 | 1429.1583 | 0.10649 | 1429.1505 | 0.02939
|  |  |  | -- | -- |  |  | 1080.9634 | 0.045477 | 1430.4617 | 0.86862 | 1429.2584 | 0.10683 | 1429.2505 | 0.02919
|  |  |  | -- | -- |  |  | 1080.9778 | 0.045574 | 1430.5619 | 0.8694 | 1429.3585 | 0.10716 | 1429.3506 | 0.02911
|  |  |  | -- | -- |  |  | 1080.9921 | 0.045669 | 1430.6621 | 0.87095 | 1429.4586 | 0.10749 | 1429.4507 | 0.02917
|  |  |  | -- | -- |  |  | 1081.0063 | 0.04576 | 1430.7624 | 0.8708 | 1429.5587 | 0.10782 | 1429.5508 | 0.02935
|  |  |  | -- | -- |  |  | 1081.0206 | 0.045849 | 1430.8627 | 0.8712 | 1429.6588 | 0.10815 | 1429.6509 | 0.02965
|  |  |  | -- | -- |  |  | 1081.035 | 0.045935 | 1430.963 | 0.87215 | 1429.759 | 0.10848 | 1429.7511 | 0.03003
|  |  |  | -- | -- |  |  | 1081.0493 | 0.046018 | 1431.0633 | 0.87326 | 1429.8591 | 0.10881 | 1429.8512 | 0.03046
|  |  |  | -- | -- |  |  | 1081.0636 | 0.046099 | 1431.1637 | 0.87398 | 1429.9594 | 0.10914 | 1429.9514 | 0.03092
|  |  |  | -- | -- |  |  | 1081.0779 | 0.046177 | 1431.264 | 0.87497 | 1430.0594 | 0.10946 | 1430.0515 | 0.03136
|  |  |  | -- | -- |  |  | 1081.0923 | 0.046252 | 1431.3644 | 0.87572 | 1430.1597 | 0.10979 | 1430.1517 | 0.03173
|  |  |  | -- | -- |  |  | 1081.1066 | 0.046325 | 1431.4647 | 0.87657 | 1430.2599 | 0.11012 | 1430.252 | 0.03199
|  |  |  | -- | -- |  |  | 1081.1209 | 0.046395 | 1431.5652 | 0.87721 | 1430.3601 | 0.11044 | 1430.3522 | 0.03213
|  |  |  | -- | -- |  |  | 1081.1351 | 0.046463 | 1431.6655 | 0.87794 | 1430.4603 | 0.11077 | 1430.4524 | 0.03213
|  |  |  | -- | -- |  |  | 1081.1495 | 0.046527 | 1431.766 | 0.87907 | 1430.5605 | 0.11109 | 1430.5526 | 0.03202
|  |  |  | -- | -- |  |  | 1081.1638 | 0.04659 | 1431.8665 | 0.87945 | 1430.6609 | 0.11142 | 1430.6529 | 0.0318
|  |  |  | -- | -- |  |  | 1081.1781 | 0.04665 | 1431.9669 | 0.88081 | 1430.7611 | 0.11174 | 1430.7532 | 0.03153
|  |  |  | -- | -- |  |  | 1081.1925 | 0.046707 | 1432.0673 | 0.88164 | 1430.8615 | 0.11206 | 1430.8535 | 0.03122
|  |  |  | -- | -- |  |  | 1081.2068 | 0.046762 | 1432.1679 | 0.88331 | 1430.9618 | 0.11239 | 1430.9539 | 0.03089
|  |  |  | -- | -- |  |  | 1081.2211 | 0.046814 | 1432.2683 | 0.88436 | 1431.062 | 0.11271 | 1431.0541 | 0.03056
|  |  |  | -- | -- |  |  | 1081.2354 | 0.046864 | 1432.3688 | 0.88524 | 1431.1624 | 0.11303 | 1431.1544 | 0.03023
|  |  |  | -- | -- |  |  | 1081.2498 | 0.046912 | 1432.4694 | 0.88698 | 1431.2627 | 0.11335 | 1431.2548 | 0.02989
|  |  |  | -- | -- |  |  | 1081.264 | 0.046957 | 1432.5698 | 0.88761 | 1431.3632 | 0.11368 | 1431.3552 | 0.02956
|  |  |  | -- | -- |  |  | 1081.2783 | 0.047 | 1432.6704 | 0.88861 | 1431.4635 | 0.114 | 1431.4556 | 0.02924
|  |  |  | -- | -- |  |  | 1081.2927 | 0.04704 | 1432.771 | 0.88999 | 1431.5638 | 0.11432 | 1431.5559 | 0.02894
|  |  |  | -- | -- |  |  | 1081.307 | 0.047079 | 1432.8715 | 0.89163 | 1431.6643 | 0.11464 | 1431.6564 | 0.02866
|  |  |  | -- | -- |  |  | 1081.3213 | 0.047114 | 1432.9721 | 0.89211 | 1431.7647 | 0.11496 | 1431.7567 | 0.02843
|  |  |  | -- | -- |  |  | 1081.3357 | 0.047148 | 1433.0728 | 0.89289 | 1431.8651 | 0.11529 | 1431.8572 | 0.02827
|  |  |  | -- | -- |  |  | 1081.35 | 0.047179 | 1433.1733 | 0.89415 | 1431.9656 | 0.11561 | 1431.9576 | 0.02818
|  |  |  | -- | -- |  |  | 1081.3643 | 0.047209 | 1433.2739 | 0.89531 | 1432.066 | 0.11593 | 1432.0581 | 0.02817
|  |  |  | -- | -- |  |  | 1081.3787 | 0.047235 | 1433.3746 | 0.89625 | 1432.1665 | 0.11626 | 1432.1586 | 0.02827
|  |  |  | -- | -- |  |  | 1081.3929 | 0.04726 | 1433.4752 | 0.89744 | 1432.267 | 0.11658 | 1432.259 | 0.02845
|  |  |  | -- | -- |  |  | 1081.4072 | 0.047283 | 1433.5759 | 0.89906 | 1432.3675 | 0.1169 | 1432.3596 | 0.02873
|  |  |  | -- | -- |  |  | 1081.4216 | 0.047303 | 1433.6766 | 0.90082 | 1432.468 | 0.11723 | 1432.4601 | 0.02909
|  |  |  | -- | -- |  |  | 1081.4359 | 0.047321 | 1433.7773 | 0.90295 | 1432.5686 | 0.11755 | 1432.5605 | 0.0295
|  |  |  | -- | -- |  |  | 1081.4502 | 0.047337 | 1433.8781 | 0.90376 | 1432.6691 | 0.11788 | 1432.6611 | 0.02996
|  |  |  | -- | -- |  |  | 1081.4646 | 0.047351 | 1433.9788 | 0.90515 | 1432.7696 | 0.1182 | 1432.7617 | 0.03043
|  |  |  | -- | -- |  |  | 1081.4789 | 0.047363 | 1434.0795 | 0.90619 | 1432.8702 | 0.11853 | 1432.8623 | 0.0309
|  |  |  | -- | -- |  |  | 1081.4932 | 0.047373 | 1434.1803 | 0.9072 | 1432.9708 | 0.11885 | 1432.9629 | 0.03135
|  |  |  | -- | -- |  |  | 1081.5076 | 0.047381 | 1434.281 | 0.90779 | 1433.0714 | 0.11918 | 1433.0635 | 0.03176
|  |  |  | -- | -- |  |  | 1081.5219 | 0.047387 | 1434.3818 | 0.90879 | 1433.172 | 0.11951 | 1433.1641 | 0.03212
|  |  |  | -- | -- |  |  | 1081.5361 | 0.047391 | 1434.4827 | 0.91 | 1433.2727 | 0.11984 | 1433.2648 | 0.03244
|  |  |  | -- | -- |  |  | 1081.5505 | 0.047393 | 1434.5834 | 0.91143 | 1433.3733 | 0.12016 | 1433.3654 | 0.0327
|  |  |  | -- | -- |  |  | 1081.5648 | 0.047393 | 1434.6842 | 0.91273 | 1433.474 | 0.12049 | 1433.4661 | 0.03291
|  |  |  | -- | -- |  |  | 1081.5791 | 0.047391 | 1434.7852 | 0.9142 | 1433.5746 | 0.12082 | 1433.5666 | 0.03307
|  |  |  | -- | -- |  |  | 1081.5935 | 0.047387 | 1434.886 | 0.91646 | 1433.6753 | 0.12115 | 1433.6674 | 0.03317
|  |  |  | -- | -- |  |  | 1081.6078 | 0.047381 | 1434.9868 | 0.91847 | 1433.776 | 0.12148 | 1433.7681 | 0.0332
|  |  |  | -- | -- |  |  | 1081.6221 | 0.047374 | 1435.0878 | 0.92136 | 1433.8767 | 0.1218 | 1433.8688 | 0.03314
|  |  |  | -- | -- |  |  | 1081.6365 | 0.047365 | 1435.1886 | 0.92183 | 1433.9774 | 0.12213 | 1433.9695 | 0.033
|  |  |  | -- | -- |  |  | 1081.6508 | 0.047354 | 1435.2895 | 0.92339 | 1434.0783 | 0.12246 | 1434.0703 | 0.03278
|  |  |  | -- | -- |  |  | 1081.6652 | 0.047342 | 1435.3905 | 0.92479 | 1434.179 | 0.12279 | 1434.171 | 0.03252
|  |  |  | -- | -- |  |  | 1081.6794 | 0.047328 | 1435.4913 | 0.92607 | 1434.2798 | 0.12312 | 1434.2719 | 0.03224
|  |  |  | -- | -- |  |  | 1081.6937 | 0.047312 | 1435.5924 | 0.92735 | 1434.3805 | 0.12345 | 1434.3726 | 0.03199
|  |  |  | -- | -- |  |  | 1081.7081 | 0.047295 | 1435.6934 | 0.92817 | 1434.4813 | 0.12378 | 1434.4734 | 0.03179
|  |  |  | -- | -- |  |  | 1081.7224 | 0.047276 | 1435.7943 | 0.92938 | 1434.5821 | 0.12411 | 1434.5742 | 0.03165
|  |  |  | -- | -- |  |  | 1081.7368 | 0.047256 | 1435.8953 | 0.92966 | 1434.683 | 0.12443 | 1434.6751 | 0.03156
|  |  |  | -- | -- |  |  | 1081.7511 | 0.047235 | 1435.9963 | 0.93055 | 1434.7838 | 0.12476 | 1434.7759 | 0.03151
|  |  |  | -- | -- |  |  | 1081.7654 | 0.047212 | 1436.0973 | 0.9313 | 1434.8846 | 0.12509 | 1434.8767 | 0.03146
|  |  |  | -- | -- |  |  | 1081.7798 | 0.047188 | 1436.1984 | 0.93104 | 1434.9855 | 0.12542 | 1434.9775 | 0.03139
|  |  |  | -- | -- |  |  | 1081.7941 | 0.047163 | 1436.2994 | 0.93108 | 1435.0864 | 0.12575 | 1435.0785 | 0.03129
|  |  |  | -- | -- |  |  | 1081.8085 | 0.047136 | 1436.4005 | 0.931 | 1435.1874 | 0.12608 | 1435.1793 | 0.03117
|  |  |  | -- | -- |  |  | 1081.8228 | 0.047109 | 1436.5016 | 0.93132 | 1435.2882 | 0.12641 | 1435.2803 | 0.03102
|  |  |  | -- | -- |  |  | 1081.837 | 0.04708 | 1436.6027 | 0.93192 | 1435.3892 | 0.12674 | 1435.3812 | 0.03087
|  |  |  | -- | -- |  |  | 1081.8514 | 0.047051 | 1436.7039 | 0.93271 | 1435.4901 | 0.12707 | 1435.4822 | 0.03074
|  |  |  | -- | -- |  |  | 1081.8657 | 0.04702 | 1436.8049 | 0.93339 | 1435.5911 | 0.1274 | 1435.5831 | 0.03066
|  |  |  | -- | -- |  |  | 1081.8801 | 0.046989 | 1436.9061 | 0.93458 | 1435.692 | 0.12773 | 1435.6841 | 0.03064
|  |  |  | -- | -- |  |  | 1081.8944 | 0.046957 | 1437.0072 | 0.93498 | 1435.793 | 0.12806 | 1435.785 | 0.03069
|  |  |  | -- | -- |  |  | 1081.9088 | 0.046925 | 1437.1084 | 0.93515 | 1435.894 | 0.12839 | 1435.8861 | 0.03081
|  |  |  | -- | -- |  |  | 1081.9231 | 0.046892 | 1437.2096 | 0.93564 | 1435.995 | 0.12873 | 1435.9871 | 0.03098
|  |  |  | -- | -- |  |  | 1081.9375 | 0.046858 | 1437.3108 | 0.93687 | 1436.0961 | 0.12906 | 1436.0881 | 0.03117
|  |  |  | -- | -- |  |  | 1081.9518 | 0.046824 | 1437.412 | 0.93775 | 1436.1971 | 0.1294 | 1436.1891 | 0.03134
|  |  |  | -- | -- |  |  | 1081.9661 | 0.046789 | 1437.5132 | 0.93805 | 1436.2981 | 0.12974 | 1436.2902 | 0.03147
|  |  |  | -- | -- |  |  | 1081.9805 | 0.046754 | 1437.6145 | 0.93851 | 1436.3992 | 0.13008 | 1436.3912 | 0.03153
|  |  |  | -- | -- |  |  | 1081.9948 | 0.046719 | 1437.7157 | 0.9388 | 1436.5002 | 0.13042 | 1436.4923 | 0.03151
|  |  |  | -- | -- |  |  | 1082.0092 | 0.046683 | 1437.817 | 0.93914 | 1436.6014 | 0.13076 | 1436.5934 | 0.03142
|  |  |  | -- | -- |  |  | 1082.0234 | 0.046648 | 1437.9182 | 0.94018 | 1436.7025 | 0.13111 | 1436.6946 | 0.03128
|  |  |  | -- | -- |  |  | 1082.0378 | 0.046612 | 1438.0195 | 0.94113 | 1436.8036 | 0.13146 | 1436.7957 | 0.03114
|  |  |  | -- | -- |  |  | 1082.0521 | 0.046577 | 1438.1209 | 0.94162 | 1436.9048 | 0.13181 | 1436.8969 | 0.03102
|  |  |  | -- | -- |  |  | 1082.0665 | 0.046541 | 1438.2222 | 0.94367 | 1437.006 | 0.13216 | 1436.9979 | 0.03096
|  |  |  | -- | -- |  |  | 1082.0808 | 0.046505 | 1438.3235 | 0.94513 | 1437.1071 | 0.13252 | 1437.0991 | 0.03099
|  |  |  | -- | -- |  |  | 1082.0952 | 0.04647 | 1438.4249 | 0.94726 | 1437.2082 | 0.13288 | 1437.2003 | 0.03111
|  |  |  | -- | -- |  |  | 1082.1095 | 0.046435 | 1438.5262 | 0.94882 | 1437.3094 | 0.13324 | 1437.3015 | 0.03131
|  |  |  | -- | -- |  |  | 1082.1239 | 0.0464 | 1438.6277 | 0.95029 | 1437.4106 | 0.1336 | 1437.4027 | 0.03159
|  |  |  | -- | -- |  |  | 1082.1382 | 0.046365 | 1438.729 | 0.95109 | 1437.512 | 0.13397 | 1437.5039 | 0.03191
|  |  |  | -- | -- |  |  | 1082.1526 | 0.046331 | 1438.8304 | 0.95165 | 1437.6132 | 0.13435 | 1437.6052 | 0.03225
|  |  |  | -- | -- |  |  | 1082.1669 | 0.046297 | 1438.9319 | 0.95266 | 1437.7144 | 0.13472 | 1437.7064 | 0.03258
|  |  |  | -- | -- |  |  | 1082.1813 | 0.046263 | 1439.0333 | 0.95296 | 1437.8157 | 0.1351 | 1437.8077 | 0.0329
|  |  |  | -- | -- |  |  | 1082.1956 | 0.04623 | 1439.1348 | 0.9541 | 1437.917 | 0.13548 | 1437.9091 | 0.0332
|  |  |  | -- | -- |  |  | 1082.21 | 0.046197 | 1439.2362 | 0.95519 | 1438.0183 | 0.13587 | 1438.0103 | 0.03352
|  |  |  | -- | -- |  |  | 1082.2242 | 0.046165 | 1439.3378 | 0.95573 | 1438.1196 | 0.13626 | 1438.1116 | 0.03386
|  |  |  | -- | -- |  |  | 1082.2386 | 0.046133 | 1439.4392 | 0.95601 | 1438.2209 | 0.13665 | 1438.2129 | 0.03427
|  |  |  | -- | -- |  |  | 1082.2529 | 0.046102 | 1439.5408 | 0.95733 | 1438.3223 | 0.13704 | 1438.3143 | 0.03476
|  |  |  | -- | -- |  |  | 1082.2673 | 0.046071 | 1439.6422 | 0.95842 | 1438.4236 | 0.13744 | 1438.4156 | 0.03535
|  |  |  | -- | -- |  |  | 1082.2816 | 0.046041 | 1439.7438 | 0.95958 | 1438.5249 | 0.13784 | 1438.517 | 0.03602
|  |  |  | -- | -- |  |  | 1082.296 | 0.046011 | 1439.8453 | 0.96009 | 1438.6263 | 0.13825 | 1438.6184 | 0.03674
|  |  |  | -- | -- |  |  | 1082.3103 | 0.045981 | 1439.9469 | 0.95992 | 1438.7278 | 0.13865 | 1438.7197 | 0.03745
|  |  |  | -- | -- |  |  | 1082.3247 | 0.045952 | 1440.0485 | 0.96085 | 1438.8291 | 0.13906 | 1438.8212 | 0.03811
|  |  |  | -- | -- |  |  | 1082.339 | 0.045924 | 1440.1501 | 0.96184 | 1438.9305 | 0.13947 | 1438.9226 | 0.03865
|  |  |  | -- | -- |  |  | 1082.3534 | 0.045896 | 1440.2517 | 0.9633 | 1439.032 | 0.13989 | 1439.024 | 0.03902
|  |  |  | -- | -- |  |  | 1082.3677 | 0.045868 | 1440.3534 | 0.96471 | 1439.1334 | 0.1403 | 1439.1255 | 0.0392
|  |  |  | -- | -- |  |  | 1082.3821 | 0.04584 | 1440.455 | 0.96579 | 1439.235 | 0.14072 | 1439.2269 | 0.03918
|  |  |  | -- | -- |  |  | 1082.3964 | 0.045813 | 1440.5566 | 0.96623 | 1439.3364 | 0.14114 | 1439.3285 | 0.03897
|  |  |  | -- | -- |  |  | 1082.4108 | 0.045786 | 1440.6583 | 0.96729 | 1439.4379 | 0.14156 | 1439.4299 | 0.0386
|  |  |  | -- | -- |  |  | 1082.425 | 0.045759 | 1440.76 | 0.96769 | 1439.5394 | 0.14198 | 1439.5315 | 0.03811
|  |  |  | -- | -- |  |  | 1082.4395 | 0.045733 | 1440.8617 | 0.96929 | 1439.641 | 0.1424 | 1439.6329 | 0.03753
|  |  |  | -- | -- |  |  | 1082.4539 | 0.045706 | 1440.9634 | 0.96981 | 1439.7425 | 0.14283 | 1439.7345 | 0.03692
|  |  |  | -- | -- |  |  | 1082.4681 | 0.04568 | 1441.0652 | 0.97118 | 1439.8441 | 0.14325 | 1439.8361 | 0.03632
|  |  |  | -- | -- |  |  | 1082.4825 | 0.045653 | 1441.1669 | 0.97261 | 1439.9457 | 0.14368 | 1439.9376 | 0.03579
|  |  |  | -- | -- |  |  | 1082.4968 | 0.045626 | 1441.2687 | 0.97329 | 1440.0472 | 0.1441 | 1440.0392 | 0.03538
|  |  |  | -- | -- |  |  | 1082.5112 | 0.045599 | 1441.3704 | 0.97413 | 1440.1488 | 0.14453 | 1440.1409 | 0.03511
|  |  |  | -- | -- |  |  | 1082.5255 | 0.045572 | 1441.4722 | 0.97465 | 1440.2504 | 0.14496 | 1440.2424 | 0.03501
|  |  |  | -- | -- |  |  | 1082.5399 | 0.045545 | 1441.574 | 0.97504 | 1440.352 | 0.14539 | 1440.3441 | 0.03508
|  |  |  | -- | -- |  |  | 1082.5543 | 0.045517 | 1441.6758 | 0.97461 | 1440.4537 | 0.14582 | 1440.4457 | 0.0353
|  |  |  | -- | -- |  |  | 1082.5686 | 0.045489 | 1441.7776 | 0.97562 | 1440.5553 | 0.14624 | 1440.5474 | 0.03565
|  |  |  | -- | -- |  |  | 1082.583 | 0.04546 | 1441.8795 | 0.9771 | 1440.657 | 0.14667 | 1440.649 | 0.03609
|  |  |  | -- | -- |  |  | 1082.5973 | 0.04543 | 1441.9813 | 0.97909 | 1440.7587 | 0.1471 | 1440.7507 | 0.03657
|  |  |  | -- | -- |  |  | 1082.6117 | 0.0454 | 1442.0832 | 0.9805 | 1440.8603 | 0.14753 | 1440.8524 | 0.03706
|  |  |  | -- | -- |  |  | 1082.626 | 0.045369 | 1442.1851 | 0.98094 | 1440.9622 | 0.14796 | 1440.9541 | 0.03753
|  |  |  | -- | -- |  |  | 1082.6404 | 0.045337 | 1442.287 | 0.98188 | 1441.0638 | 0.14839 | 1441.0559 | 0.03795
|  |  |  | -- | -- |  |  | 1082.6548 | 0.045304 | 1442.3889 | 0.98173 | 1441.1655 | 0.14881 | 1441.1576 | 0.03831
|  |  |  | -- | -- |  |  | 1082.6691 | 0.04527 | 1442.4908 | 0.98231 | 1441.2673 | 0.14924 | 1441.2594 | 0.0386
|  |  |  | -- | -- |  |  | 1082.6835 | 0.045235 | 1442.5928 | 0.98225 | 1441.3691 | 0.14967 | 1441.3611 | 0.03882
|  |  |  | -- | -- |  |  | 1082.6979 | 0.045199 | 1442.6947 | 0.98323 | 1441.4708 | 0.15009 | 1441.4629 | 0.03897
|  |  |  | -- | -- |  |  | 1082.7122 | 0.045161 | 1442.7966 | 0.98387 | 1441.5726 | 0.15052 | 1441.5647 | 0.03905
|  |  |  | -- | -- |  |  | 1082.7266 | 0.045123 | 1442.8987 | 0.98394 | 1441.6744 | 0.15094 | 1441.6665 | 0.0391
|  |  |  | -- | -- |  |  | 1082.7408 | 0.045082 | 1443.0007 | 0.98434 | 1441.7764 | 0.15136 | 1441.7683 | 0.03909
|  |  |  | -- | -- |  |  | 1082.7552 | 0.045041 | 1443.1027 | 0.98454 | 1441.8782 | 0.15179 | 1441.8702 | 0.03906
|  |  |  | -- | -- |  |  | 1082.7697 | 0.044998 | 1443.2047 | 0.98409 | 1441.98 | 0.15221 | 1441.9721 | 0.03899
|  |  |  | -- | -- |  |  | 1082.7839 | 0.044953 | 1443.3068 | 0.98451 | 1442.0819 | 0.15263 | 1442.074 | 0.03889
|  |  |  | -- | -- |  |  | 1082.7983 | 0.044906 | 1443.4088 | 0.98567 | 1442.1838 | 0.15305 | 1442.1758 | 0.03877
|  |  |  | -- | -- |  |  | 1082.8126 | 0.044858 | 1443.5109 | 0.98648 | 1442.2856 | 0.15346 | 1442.2777 | 0.03863
|  |  |  | -- | -- |  |  | 1082.827 | 0.044808 | 1443.613 | 0.98713 | 1442.3876 | 0.15388 | 1442.3796 | 0.03848
|  |  |  | -- | -- |  |  | 1082.8414 | 0.044757 | 1443.7151 | 0.98811 | 1442.4895 | 0.15429 | 1442.4816 | 0.03832
|  |  |  | -- | -- |  |  | 1082.8557 | 0.044703 | 1443.8173 | 0.98854 | 1442.5914 | 0.15471 | 1442.5835 | 0.03818
|  |  |  | -- | -- |  |  | 1082.8701 | 0.044648 | 1443.9193 | 0.98855 | 1442.6935 | 0.15512 | 1442.6854 | 0.03806
|  |  |  | -- | -- |  |  | 1082.8845 | 0.044591 | 1444.0215 | 0.98853 | 1442.7954 | 0.15553 | 1442.7874 | 0.03798
|  |  |  | -- | -- |  |  | 1082.8988 | 0.044532 | 1444.1237 | 0.98726 | 1442.8973 | 0.15594 | 1442.8894 | 0.03798
|  |  |  | -- | -- |  |  | 1082.9132 | 0.044471 | 1444.2258 | 0.98662 | 1442.9994 | 0.15634 | 1442.9915 | 0.03807
|  |  |  | -- | -- |  |  | 1082.9276 | 0.044408 | 1444.328 | 0.98594 | 1443.1014 | 0.15675 | 1443.0934 | 0.03827
|  |  |  | -- | -- |  |  | 1082.9419 | 0.044344 | 1444.4302 | 0.98546 | 1443.2034 | 0.15715 | 1443.1954 | 0.0386
|  |  |  | -- | -- |  |  | 1082.9563 | 0.044277 | 1444.5325 | 0.98619 | 1443.3054 | 0.15755 | 1443.2975 | 0.03906
|  |  |  | -- | -- |  |  | 1082.9707 | 0.044209 | 1444.6346 | 0.98656 | 1443.4075 | 0.15796 | 1443.3995 | 0.03963
|  |  |  | -- | -- |  |  | 1082.985 | 0.044138 | 1444.7369 | 0.98589 | 1443.5096 | 0.15835 | 1443.5016 | 0.04028
|  |  |  | -- | -- |  |  | 1082.9994 | 0.044066 | 1444.8391 | 0.9862 | 1443.6117 | 0.15875 | 1443.6036 | 0.04098
|  |  |  | -- | -- |  |  | 1083.0138 | 0.043992 | 1444.9414 | 0.98595 | 1443.7137 | 0.15915 | 1443.7058 | 0.04166
|  |  |  | -- | -- |  |  | 1083.0281 | 0.043916 | 1445.0437 | 0.98617 | 1443.8159 | 0.15955 | 1443.8079 | 0.04228
|  |  |  | -- | -- |  |  | 1083.0425 | 0.043838 | 1445.146 | 0.98681 | 1443.9181 | 0.15994 | 1443.91 | 0.04278
|  |  |  | -- | -- |  |  | 1083.0569 | 0.043759 | 1445.2483 | 0.98757 | 1444.0201 | 0.16034 | 1444.0122 | 0.04313
|  |  |  | -- | -- |  |  | 1083.0712 | 0.043678 | 1445.3507 | 0.98765 | 1444.1223 | 0.16073 | 1444.1144 | 0.0433
|  |  |  | -- | -- |  |  | 1083.0856 | 0.043595 | 1445.453 | 0.98779 | 1444.2245 | 0.16113 | 1444.2166 | 0.04326
|  |  |  | -- | -- |  |  | 1083.1 | 0.043511 | 1445.5554 | 0.98758 | 1444.3267 | 0.16152 | 1444.3187 | 0.04303
|  |  |  | -- | -- |  |  | 1083.1144 | 0.043425 | 1445.6577 | 0.98906 | 1444.429 | 0.16192 | 1444.4209 | 0.0426
|  |  |  | -- | -- |  |  | 1083.1287 | 0.043337 | 1445.7601 | 0.99018 | 1444.5311 | 0.16232 | 1444.5231 | 0.042
|  |  |  | -- | -- |  |  | 1083.1431 | 0.043249 | 1445.8626 | 0.99117 | 1444.6333 | 0.16271 | 1444.6254 | 0.04126
|  |  |  | -- | -- |  |  | 1083.1575 | 0.043159 | 1445.965 | 0.9911 | 1444.7356 | 0.16311 | 1444.7277 | 0.04044
|  |  |  | -- | -- |  |  | 1083.1718 | 0.043067 | 1446.0674 | 0.99261 | 1444.8379 | 0.16351 | 1444.8298 | 0.03959
|  |  |  | -- | -- |  |  | 1083.1862 | 0.042975 | 1446.1699 | 0.99431 | 1444.9402 | 0.16391 | 1444.9321 | 0.03879
|  |  |  | -- | -- |  |  | 1083.2006 | 0.042881 | 1446.2723 | 0.99558 | 1445.0425 | 0.16431 | 1445.0344 | 0.03811
|  |  |  | -- | -- |  |  | 1083.215 | 0.042786 | 1446.3748 | 0.99659 | 1445.1448 | 0.16471 | 1445.1367 | 0.03758
|  |  |  | -- | -- |  |  | 1083.2292 | 0.04269 | 1446.4773 | 0.99846 | 1445.2471 | 0.16512 | 1445.239 | 0.03725
|  |  |  | -- | -- |  |  | 1083.2437 | 0.042594 | 1446.5798 | 0.99868 | 1445.3494 | 0.16553 | 1445.3414 | 0.0371
|  |  |  | -- | -- |  |  | 1083.2581 | 0.042496 | 1446.6824 | 0.9982 | 1445.4518 | 0.16594 | 1445.4437 | 0.0371
|  |  |  | -- | -- |  |  | 1083.2723 | 0.042398 | 1446.7849 | 0.99874 | 1445.5541 | 0.16635 | 1445.5461 | 0.03718
|  |  |  | -- | -- |  |  | 1083.2867 | 0.0423 | 1446.8874 | 0.99848 | 1445.6565 | 0.16677 | 1445.6484 | 0.03729
|  |  |  | -- | -- |  |  | 1083.3011 | 0.042201 | 1446.99 | 0.9992 | 1445.7589 | 0.16718 | 1445.7508 | 0.03737
|  |  |  | -- | -- |  |  | 1083.3156 | 0.042101 | 1447.0925 | 0.99939 | 1445.8612 | 0.1676 | 1445.8533 | 0.0374
|  |  |  | -- | -- |  |  | 1083.3298 | 0.042001 | 1447.1952 | 0.99921 | 1445.9636 | 0.16802 | 1445.9557 | 0.03737
|  |  |  | -- | -- |  |  | 1083.3442 | 0.041901 | 1447.2977 | 0.99905 | 1446.0662 | 0.16845 | 1446.0581 | 0.03733
|  |  |  | -- | -- |  |  | 1083.3586 | 0.0418 | 1447.4004 | 0.99921 | 1446.1686 | 0.16888 | 1446.1605 | 0.03734
|  |  |  | -- | -- |  |  | 1083.373 | 0.0417 | 1447.5031 | 0.9994 | 1446.271 | 0.16931 | 1446.2631 | 0.03745
|  |  |  | -- | -- |  |  | 1083.3873 | 0.041599 | 1447.6057 | 1 | 1446.3735 | 0.16974 | 1446.3655 | 0.0377
|  |  |  | -- | -- |  |  | 1083.4017 | 0.041499 | 1447.7084 | 0.99973 | 1446.476 | 0.17017 | 1446.468 | 0.0381
|  |  |  | -- | -- |  |  | 1083.4161 | 0.041399 | 1447.811 | 0.99924 | 1446.5785 | 0.17061 | 1446.5706 | 0.03864
|  |  |  | -- | -- |  |  | 1083.4305 | 0.041299 | 1447.9137 | 0.99899 | 1446.681 | 0.17105 | 1446.673 | 0.03925
|  |  |  | -- | -- |  |  | 1083.4448 | 0.041199 | 1448.0165 | 0.99884 | 1446.7836 | 0.17149 | 1446.7755 | 0.03987
|  |  |  | -- | -- |  |  | 1083.4592 | 0.0411 | 1448.1191 | 0.99875 | 1446.8861 | 0.17194 | 1446.8781 | 0.04043
|  |  |  | -- | -- |  |  | 1083.4736 | 0.041001 | 1448.2219 | 0.99792 | 1446.9887 | 0.17238 | 1446.9807 | 0.04086
|  |  |  | -- | -- |  |  | 1083.488 | 0.040903 | 1448.3247 | 0.99802 | 1447.0913 | 0.17283 | 1447.0832 | 0.04112
|  |  |  | -- | -- |  |  | 1083.5024 | 0.040805 | 1448.4274 | 0.99743 | 1447.1939 | 0.17328 | 1447.1858 | 0.0412
|  |  |  | -- | -- |  |  | 1083.5167 | 0.040708 | 1448.5302 | 0.99663 | 1447.2965 | 0.17373 | 1447.2885 | 0.0411
|  |  |  | -- | -- |  |  | 1083.5311 | 0.040612 | 1448.6331 | 0.99636 | 1447.399 | 0.17418 | 1447.3911 | 0.04086
|  |  |  | -- | -- |  |  | 1083.5455 | 0.040516 | 1448.7358 | 0.99718 | 1447.5017 | 0.17463 | 1447.4938 | 0.04054
|  |  |  | -- | -- |  |  | 1083.5599 | 0.040422 | 1448.8386 | 0.99762 | 1447.6044 | 0.17508 | 1447.5963 | 0.0402
|  |  |  | -- | -- |  |  | 1083.5743 | 0.040328 | 1448.9415 | 0.99774 | 1447.707 | 0.17554 | 1447.699 | 0.03992
|  |  |  | -- | -- |  |  | 1083.5886 | 0.040236 | 1449.0443 | 0.99813 | 1447.8097 | 0.17599 | 1447.8018 | 0.03974
|  |  |  | -- | -- |  |  | 1083.603 | 0.040144 | 1449.1472 | 0.99768 | 1447.9124 | 0.17645 | 1447.9044 | 0.0397
|  |  |  | -- | -- |  |  | 1083.6174 | 0.040054 | 1449.2501 | 0.99773 | 1448.0151 | 0.17691 | 1448.0071 | 0.03981
|  |  |  | -- | -- |  |  | 1083.6318 | 0.039964 | 1449.353 | 0.99809 | 1448.1178 | 0.17736 | 1448.1099 | 0.04004
|  |  |  | -- | -- |  |  | 1083.6462 | 0.039876 | 1449.4559 | 0.99822 | 1448.2206 | 0.17782 | 1448.2125 | 0.04036
|  |  |  | -- | -- |  |  | 1083.6605 | 0.039789 | 1449.5588 | 0.99712 | 1448.3234 | 0.17828 | 1448.3153 | 0.04072
|  |  |  | -- | -- |  |  | 1083.6749 | 0.039703 | 1449.6617 | 0.99711 | 1448.4262 | 0.17874 | 1448.4181 | 0.04108
|  |  |  | -- | -- |  |  | 1083.6893 | 0.039618 | 1449.7648 | 0.99666 | 1448.5289 | 0.1792 | 1448.5209 | 0.04139
|  |  |  | -- | -- |  |  | 1083.7037 | 0.039535 | 1449.8677 | 0.99636 | 1448.6317 | 0.17965 | 1448.6237 | 0.04163
|  |  |  | -- | -- |  |  | 1083.7181 | 0.039453 | 1449.9707 | 0.99614 | 1448.7345 | 0.18011 | 1448.7264 | 0.04179
|  |  |  | -- | -- |  |  | 1083.7325 | 0.039373 | 1450.0737 | 0.99576 | 1448.8373 | 0.18057 | 1448.8293 | 0.04189
|  |  |  | -- | -- |  |  | 1083.7468 | 0.039293 | 1450.1768 | 0.99546 | 1448.9402 | 0.18103 | 1448.9321 | 0.04194
|  |  |  | -- | -- |  |  | 1083.7612 | 0.039215 | 1450.2798 | 0.99549 | 1449.0431 | 0.18149 | 1449.035 | 0.04197
|  |  |  | -- | -- |  |  | 1083.7756 | 0.039139 | 1450.3828 | 0.99627 | 1449.1459 | 0.18196 | 1449.1379 | 0.04198
|  |  |  | -- | -- |  |  | 1083.79 | 0.039064 | 1450.4858 | 0.99642 | 1449.2488 | 0.18242 | 1449.2407 | 0.04199
|  |  |  | -- | -- |  |  | 1083.8044 | 0.03899 | 1450.589 | 0.99683 | 1449.3517 | 0.18288 | 1449.3436 | 0.04201
|  |  |  | -- | -- |  |  | 1083.8188 | 0.038918 | 1450.692 | 0.99634 | 1449.4546 | 0.18334 | 1449.4467 | 0.04205
|  |  |  | -- | -- |  |  | 1083.8331 | 0.038847 | 1450.7952 | 0.99617 | 1449.5575 | 0.1838 | 1449.5496 | 0.04213
|  |  |  | -- | -- |  |  | 1083.8475 | 0.038778 | 1450.8983 | 0.99538 | 1449.6605 | 0.18427 | 1449.6525 | 0.04227
|  |  |  | -- | -- |  |  | 1083.8619 | 0.03871 | 1451.0013 | 0.99517 | 1449.7634 | 0.18473 | 1449.7554 | 0.04249
|  |  |  | -- | -- |  |  | 1083.8763 | 0.038644 | 1451.1045 | 0.99548 | 1449.8665 | 0.1852 | 1449.8584 | 0.04281
|  |  |  | -- | -- |  |  | 1083.8907 | 0.038579 | 1451.2078 | 0.99582 | 1449.9694 | 0.18566 | 1449.9614 | 0.0432
|  |  |  | -- | -- |  |  | 1083.9052 | 0.038516 | 1451.3109 | 0.99696 | 1450.0724 | 0.18613 | 1450.0643 | 0.04364
|  |  |  | -- | -- |  |  | 1083.9196 | 0.038454 | 1451.4141 | 0.99572 | 1450.1754 | 0.1866 | 1450.1674 | 0.04408
|  |  |  | -- | -- |  |  | 1083.934 | 0.038394 | 1451.5173 | 0.99518 | 1450.2784 | 0.18707 | 1450.2704 | 0.04448
|  |  |  | -- | -- |  |  | 1083.9482 | 0.038335 | 1451.6205 | 0.99577 | 1450.3815 | 0.18754 | 1450.3735 | 0.0448
|  |  |  | -- | -- |  |  | 1083.9626 | 0.038278 | 1451.7238 | 0.99636 | 1450.4846 | 0.18801 | 1450.4766 | 0.04501
|  |  |  | -- | -- |  |  | 1083.9771 | 0.038222 | 1451.827 | 0.99606 | 1450.5876 | 0.18848 | 1450.5796 | 0.0451
|  |  |  | -- | -- |  |  | 1083.9915 | 0.038168 | 1451.9303 | 0.99621 | 1450.6907 | 0.18895 | 1450.6827 | 0.04509
|  |  |  | -- | -- |  |  | 1084.0059 | 0.038115 | 1452.0336 | 0.9963 | 1450.7938 | 0.18943 | 1450.7858 | 0.04501
|  |  |  | -- | -- |  |  | 1084.0203 | 0.038064 | 1452.1368 | 0.99618 | 1450.897 | 0.1899 | 1450.8889 | 0.04487
|  |  |  | -- | -- |  |  | 1084.0347 | 0.038015 | 1452.2401 | 0.99611 | 1451.0001 | 0.19038 | 1450.9921 | 0.04471
|  |  |  | -- | -- |  |  | 1084.0491 | 0.037967 | 1452.3435 | 0.9963 | 1451.1033 | 0.19086 | 1451.0952 | 0.04453
|  |  |  | -- | -- |  |  | 1084.0635 | 0.03792 | 1452.4468 | 0.9963 | 1451.2064 | 0.19134 | 1451.1984 | 0.04435
|  |  |  | -- | -- |  |  | 1084.0779 | 0.037875 | 1452.5502 | 0.99596 | 1451.3096 | 0.19181 | 1451.3015 | 0.04418
|  |  |  | -- | -- |  |  | 1084.0922 | 0.037832 | 1452.6536 | 0.99509 | 1451.4127 | 0.1923 | 1451.4048 | 0.04401
|  |  |  | -- | -- |  |  | 1084.1066 | 0.037791 | 1452.757 | 0.99436 | 1451.516 | 0.19278 | 1451.5079 | 0.04387
|  |  |  | -- | -- |  |  | 1084.121 | 0.037751 | 1452.8603 | 0.99371 | 1451.6193 | 0.19326 | 1451.6112 | 0.04376
|  |  |  | -- | -- |  |  | 1084.1354 | 0.037712 | 1452.9637 | 0.99298 | 1451.7224 | 0.19375 | 1451.7145 | 0.04369
|  |  |  | -- | -- |  |  | 1084.1498 | 0.037676 | 1453.0671 | 0.99298 | 1451.8257 | 0.19423 | 1451.8176 | 0.04369
|  |  |  | -- | -- |  |  | 1084.1642 | 0.03764 | 1453.1707 | 0.99211 | 1451.929 | 0.19472 | 1451.9209 | 0.04375
|  |  |  | -- | -- |  |  | 1084.1786 | 0.037607 | 1453.274 | 0.99088 | 1452.0322 | 0.19521 | 1452.0242 | 0.04387
|  |  |  | -- | -- |  |  | 1084.193 | 0.037575 | 1453.3776 | 0.98911 | 1452.1355 | 0.1957 | 1452.1276 | 0.04404
|  |  |  | -- | -- |  |  | 1084.2074 | 0.037545 | 1453.4811 | 0.98858 | 1452.2389 | 0.19619 | 1452.2308 | 0.04425
|  |  |  | -- | -- |  |  | 1084.2218 | 0.037517 | 1453.5845 | 0.98844 | 1452.3422 | 0.19669 | 1452.3341 | 0.04451
|  |  |  | -- | -- |  |  | 1084.2362 | 0.037491 | 1453.6881 | 0.98675 | 1452.4456 | 0.19718 | 1452.4375 | 0.04482
|  |  |  | -- | -- |  |  | 1084.2506 | 0.037466 | 1453.7916 | 0.98581 | 1452.5488 | 0.19768 | 1452.5409 | 0.04517
|  |  |  | -- | -- |  |  | 1084.265 | 0.037443 | 1453.8951 | 0.98446 | 1452.6522 | 0.19818 | 1452.6442 | 0.04557
|  |  |  | -- | -- |  |  | 1084.2794 | 0.037422 | 1453.9987 | 0.98367 | 1452.7556 | 0.19868 | 1452.7476 | 0.046
|  |  |  | -- | -- |  |  | 1084.2938 | 0.037402 | 1454.1023 | 0.98207 | 1452.859 | 0.19918 | 1452.851 | 0.04644
|  |  |  | -- | -- |  |  | 1084.3081 | 0.037385 | 1454.2058 | 0.98235 | 1452.9624 | 0.19968 | 1452.9545 | 0.04687
|  |  |  | -- | -- |  |  | 1084.3225 | 0.037369 | 1454.3094 | 0.98193 | 1453.0659 | 0.20019 | 1453.0579 | 0.04726
|  |  |  | -- | -- |  |  | 1084.3369 | 0.037356 | 1454.4131 | 0.98094 | 1453.1693 | 0.2007 | 1453.1613 | 0.04759
|  |  |  | -- | -- |  |  | 1084.3513 | 0.037344 | 1454.5167 | 0.97993 | 1453.2727 | 0.2012 | 1453.2648 | 0.04784
|  |  |  | -- | -- |  |  | 1084.3657 | 0.037334 | 1454.6204 | 0.97894 | 1453.3762 | 0.20172 | 1453.3682 | 0.04801
|  |  |  | -- | -- |  |  | 1084.3801 | 0.037326 | 1454.724 | 0.97915 | 1453.4797 | 0.20223 | 1453.4717 | 0.04809
|  |  |  | -- | -- |  |  | 1084.3945 | 0.03732 | 1454.8278 | 0.97887 | 1453.5832 | 0.20274 | 1453.5752 | 0.04809
|  |  |  | -- | -- |  |  | 1084.4089 | 0.037316 | 1454.9314 | 0.97904 | 1453.6868 | 0.20326 | 1453.6787 | 0.04803
|  |  |  | -- | -- |  |  | 1084.4233 | 0.037314 | 1455.0352 | 0.97851 | 1453.7903 | 0.20377 | 1453.7822 | 0.04792
|  |  |  | -- | -- |  |  | 1084.4377 | 0.037314 | 1455.1388 | 0.97758 | 1453.8938 | 0.20429 | 1453.8857 | 0.04778
|  |  |  | -- | -- |  |  | 1084.4521 | 0.037316 | 1455.2425 | 0.97654 | 1453.9974 | 0.20481 | 1453.9894 | 0.04765
|  |  |  | -- | -- |  |  | 1084.4666 | 0.03732 | 1455.3463 | 0.97613 | 1454.101 | 0.20533 | 1454.0929 | 0.04752
|  |  |  | -- | -- |  |  | 1084.481 | 0.037326 | 1455.4501 | 0.97666 | 1454.2046 | 0.20586 | 1454.1965 | 0.04743
|  |  |  | -- | -- |  |  | 1084.4954 | 0.037335 | 1455.5538 | 0.97621 | 1454.3081 | 0.20638 | 1454.3002 | 0.04738
|  |  |  | -- | -- |  |  | 1084.5098 | 0.037345 | 1455.6577 | 0.97616 | 1454.4117 | 0.2069 | 1454.4037 | 0.04738
|  |  |  | -- | -- |  |  | 1084.5242 | 0.037357 | 1455.7615 | 0.97591 | 1454.5154 | 0.20743 | 1454.5073 | 0.04744
|  |  |  | -- | -- |  |  | 1084.5386 | 0.037372 | 1455.8654 | 0.97479 | 1454.619 | 0.20796 | 1454.6111 | 0.04757
|  |  |  | -- | -- |  |  | 1084.553 | 0.037388 | 1455.9691 | 0.97361 | 1454.7228 | 0.20849 | 1454.7147 | 0.04778
|  |  |  | -- | -- |  |  | 1084.5674 | 0.037407 | 1456.073 | 0.97362 | 1454.8264 | 0.20901 | 1454.8184 | 0.04806
|  |  |  | -- | -- |  |  | 1084.5818 | 0.037428 | 1456.1769 | 0.97264 | 1454.93 | 0.20954 | 1454.9221 | 0.04838
|  |  |  | -- | -- |  |  | 1084.5962 | 0.037451 | 1456.2808 | 0.97136 | 1455.0338 | 0.21007 | 1455.0258 | 0.04871
|  |  |  | -- | -- |  |  | 1084.6106 | 0.037476 | 1456.3846 | 0.97023 | 1455.1376 | 0.2106 | 1455.1295 | 0.04897
|  |  |  | -- | -- |  |  | 1084.625 | 0.037502 | 1456.4887 | 0.96866 | 1455.2412 | 0.21113 | 1455.2333 | 0.04913
|  |  |  | -- | -- |  |  | 1084.6394 | 0.037532 | 1456.5925 | 0.96758 | 1455.345 | 0.21166 | 1455.337 | 0.04913
|  |  |  | -- | -- |  |  | 1084.6538 | 0.037563 | 1456.6964 | 0.96639 | 1455.4487 | 0.21219 | 1455.4408 | 0.04897
|  |  |  | -- | -- |  |  | 1084.6682 | 0.037596 | 1456.8004 | 0.96554 | 1455.5526 | 0.21272 | 1455.5446 | 0.04866
|  |  |  | -- | -- |  |  | 1084.6827 | 0.037631 | 1456.9044 | 0.96403 | 1455.6564 | 0.21325 | 1455.6483 | 0.04826
|  |  |  | -- | -- |  |  | 1084.6971 | 0.037668 | 1457.0084 | 0.96314 | 1455.7601 | 0.21378 | 1455.7522 | 0.04783
|  |  |  | -- | -- |  |  | 1084.7115 | 0.037707 | 1457.1124 | 0.96293 | 1455.864 | 0.21431 | 1455.856 | 0.04744
|  |  |  | -- | -- |  |  | 1084.726 | 0.037747 | 1457.2164 | 0.96303 | 1455.9679 | 0.21484 | 1455.9598 | 0.04716
|  |  |  | -- | -- |  |  | 1084.7404 | 0.03779 | 1457.3204 | 0.96199 | 1456.0717 | 0.21536 | 1456.0637 | 0.047
|  |  |  | -- | -- |  |  | 1084.7548 | 0.037834 | 1457.4246 | 0.96113 | 1456.1755 | 0.21589 | 1456.1675 | 0.04698
|  |  |  | -- | -- |  |  | 1084.7692 | 0.037881 | 1457.5286 | 0.95944 | 1456.2794 | 0.21642 | 1456.2714 | 0.04709
|  |  |  | -- | -- |  |  | 1084.7836 | 0.037928 | 1457.6327 | 0.95852 | 1456.3834 | 0.21694 | 1456.3754 | 0.04729
|  |  |  | -- | -- |  |  | 1084.798 | 0.037978 | 1457.7367 | 0.95678 | 1456.4873 | 0.21747 | 1456.4793 | 0.04755
|  |  |  | -- | -- |  |  | 1084.8124 | 0.038029 | 1457.8408 | 0.95551 | 1456.5912 | 0.21799 | 1456.5831 | 0.04783
|  |  |  | -- | -- |  |  | 1084.8268 | 0.038082 | 1457.945 | 0.95526 | 1456.6952 | 0.21852 | 1456.6871 | 0.04811
|  |  |  | -- | -- |  |  | 1084.8412 | 0.038136 | 1458.0491 | 0.95456 | 1456.7991 | 0.21904 | 1456.791 | 0.04838
|  |  |  | -- | -- |  |  | 1084.8556 | 0.038191 | 1458.1533 | 0.95322 | 1456.9031 | 0.21956 | 1456.895 | 0.04862
|  |  |  | -- | -- |  |  | 1084.87 | 0.038248 | 1458.2575 | 0.95185 | 1457.0071 | 0.22008 | 1456.999 | 0.04882
|  |  |  | -- | -- |  |  | 1084.8844 | 0.038306 | 1458.3616 | 0.9514 | 1457.1111 | 0.2206 | 1457.103 | 0.04898
|  |  |  | -- | -- |  |  | 1084.8989 | 0.038365 | 1458.4658 | 0.95039 | 1457.2151 | 0.22112 | 1457.207 | 0.04908
|  |  |  | -- | -- |  |  | 1084.9133 | 0.038425 | 1458.5701 | 0.95 | 1457.3191 | 0.22164 | 1457.3112 | 0.04909
|  |  |  | -- | -- |  |  | 1084.9277 | 0.038486 | 1458.6743 | 0.94837 | 1457.4232 | 0.22216 | 1457.4152 | 0.04902
|  |  |  | -- | -- |  |  | 1084.9421 | 0.038548 | 1458.7784 | 0.94733 | 1457.5272 | 0.22268 | 1457.5192 | 0.04885
|  |  |  | -- | -- |  |  | 1084.9565 | 0.038611 | 1458.8828 | 0.94552 | 1457.6314 | 0.2232 | 1457.6233 | 0.04862
|  |  |  | -- | -- |  |  | 1084.9709 | 0.038675 | 1458.9871 | 0.94428 | 1457.7355 | 0.22371 | 1457.7274 | 0.04835
|  |  |  | -- | -- |  |  | 1084.9854 | 0.038739 | 1459.0913 | 0.94364 | 1457.8395 | 0.22423 | 1457.8315 | 0.0481
|  |  |  | -- | -- |  |  | 1084.9998 | 0.038803 | 1459.1957 | 0.94195 | 1457.9436 | 0.22474 | 1457.9357 | 0.04792
|  |  |  | -- | -- |  |  | 1085.0142 | 0.038868 | 1459.2999 | 0.94023 | 1458.0478 | 0.22526 | 1458.0398 | 0.04785
|  |  |  | -- | -- |  |  | 1085.0286 | 0.038934 | 1459.4043 | 0.93885 | 1458.152 | 0.22578 | 1458.1439 | 0.04794
|  |  |  | -- | -- |  |  | 1085.0431 | 0.038999 | 1459.5087 | 0.93769 | 1458.2561 | 0.22629 | 1458.248 | 0.0482
|  |  |  | -- | -- |  |  | 1085.0575 | 0.039065 | 1459.613 | 0.9356 | 1458.3603 | 0.22681 | 1458.3523 | 0.04863
|  |  |  | -- | -- |  |  | 1085.0719 | 0.03913 | 1459.7174 | 0.93423 | 1458.4645 | 0.22732 | 1458.4564 | 0.04918
|  |  |  | -- | -- |  |  | 1085.0863 | 0.039196 | 1459.8218 | 0.93352 | 1458.5687 | 0.22783 | 1458.5607 | 0.04979
|  |  |  | -- | -- |  |  | 1085.1007 | 0.039261 | 1459.9262 | 0.93265 | 1458.673 | 0.22835 | 1458.6649 | 0.05042
|  |  |  | -- | -- |  |  | 1085.1151 | 0.039326 | 1460.0306 | 0.93082 | 1458.7772 | 0.22886 | 1458.7692 | 0.05097
|  |  |  | -- | -- |  |  | 1085.1295 | 0.03939 | 1460.135 | 0.92939 | 1458.8815 | 0.22938 | 1458.8734 | 0.0514
|  |  |  | -- | -- |  |  | 1085.1439 | 0.039454 | 1460.2395 | 0.92786 | 1458.9857 | 0.22989 | 1458.9777 | 0.05167
|  |  |  | -- | -- |  |  | 1085.1584 | 0.039517 | 1460.344 | 0.92641 | 1459.09 | 0.23041 | 1459.0819 | 0.05177
|  |  |  | -- | -- |  |  | 1085.1729 | 0.039579 | 1460.4484 | 0.92461 | 1459.1943 | 0.23092 | 1459.1863 | 0.05171
|  |  |  | -- | -- |  |  | 1085.1873 | 0.039641 | 1460.553 | 0.92196 | 1459.2986 | 0.23143 | 1459.2905 | 0.05155
|  |  |  | -- | -- |  |  | 1085.2017 | 0.039701 | 1460.6575 | 0.92056 | 1459.4029 | 0.23195 | 1459.3949 | 0.05133
|  |  |  | -- | -- |  |  | 1085.2161 | 0.039761 | 1460.762 | 0.91874 | 1459.5073 | 0.23246 | 1459.4993 | 0.05111
|  |  |  | -- | -- |  |  | 1085.2305 | 0.039819 | 1460.8665 | 0.91784 | 1459.6117 | 0.23298 | 1459.6036 | 0.05096
|  |  |  | -- | -- |  |  | 1085.245 | 0.039875 | 1460.9711 | 0.9169 | 1459.7161 | 0.2335 | 1459.708 | 0.05089
|  |  |  | -- | -- |  |  | 1085.2594 | 0.039931 | 1461.0757 | 0.91612 | 1459.8204 | 0.23401 | 1459.8124 | 0.05093
|  |  |  | -- | -- |  |  | 1085.2738 | 0.039985 | 1461.1802 | 0.9144 | 1459.9248 | 0.23453 | 1459.9168 | 0.05108
|  |  |  | -- | -- |  |  | 1085.2882 | 0.040037 | 1461.2848 | 0.91257 | 1460.0293 | 0.23505 | 1460.0212 | 0.05131
|  |  |  | -- | -- |  |  | 1085.3026 | 0.040088 | 1461.3894 | 0.91122 | 1460.1337 | 0.23557 | 1460.1256 | 0.05159
|  |  |  | -- | -- |  |  | 1085.317 | 0.040137 | 1461.494 | 0.90873 | 1460.2382 | 0.23609 | 1460.2301 | 0.05189
|  |  |  | -- | -- |  |  | 1085.3315 | 0.040184 | 1461.5988 | 0.90748 | 1460.3427 | 0.23661 | 1460.3346 | 0.05217
|  |  |  | -- | -- |  |  | 1085.3459 | 0.04023 | 1461.7034 | 0.90603 | 1460.4471 | 0.23713 | 1460.4391 | 0.05241
|  |  |  | -- | -- |  |  | 1085.3604 | 0.040273 | 1461.8081 | 0.90477 | 1460.5516 | 0.23765 | 1460.5436 | 0.0526
|  |  |  | -- | -- |  |  | 1085.3748 | 0.040314 | 1461.9127 | 0.90228 | 1460.6561 | 0.23818 | 1460.6481 | 0.05276
|  |  |  | -- | -- |  |  | 1085.3892 | 0.040354 | 1462.0175 | 0.90062 | 1460.7606 | 0.2387 | 1460.7526 | 0.05289
|  |  |  | -- | -- |  |  | 1085.4037 | 0.040391 | 1462.1222 | 0.89836 | 1460.8652 | 0.23923 | 1460.8572 | 0.05302
|  |  |  | -- | -- |  |  | 1085.4181 | 0.040426 | 1462.2269 | 0.89607 | 1460.9697 | 0.23976 | 1460.9617 | 0.05318
|  |  |  | -- | -- |  |  | 1085.4325 | 0.040459 | 1462.3317 | 0.89445 | 1461.0743 | 0.24029 | 1461.0663 | 0.05337
|  |  |  | -- | -- |  |  | 1085.4469 | 0.04049 | 1462.4364 | 0.89232 | 1461.179 | 0.24082 | 1461.1709 | 0.05358
|  |  |  | -- | -- |  |  | 1085.4613 | 0.040518 | 1462.5413 | 0.89117 | 1461.2834 | 0.24135 | 1461.2754 | 0.05383
|  |  |  | -- | -- |  |  | 1085.4758 | 0.040544 | 1462.646 | 0.88949 | 1461.3881 | 0.24189 | 1461.38 | 0.05409
|  |  |  | -- | -- |  |  | 1085.4902 | 0.040568 | 1462.7508 | 0.88847 | 1461.4928 | 0.24243 | 1461.4847 | 0.05434
|  |  |  | -- | -- |  |  | 1085.5046 | 0.04059 | 1462.8556 | 0.88667 | 1461.5974 | 0.24297 | 1461.5894 | 0.05459
|  |  |  | -- | -- |  |  | 1085.519 | 0.040609 | 1462.9605 | 0.88515 | 1461.702 | 0.24351 | 1461.694 | 0.05482
|  |  |  | -- | -- |  |  | 1085.5334 | 0.040626 | 1463.0653 | 0.88341 | 1461.8068 | 0.24405 | 1461.7987 | 0.05502
|  |  |  | -- | -- |  |  | 1085.548 | 0.040641 | 1463.1702 | 0.88114 | 1461.9114 | 0.2446 | 1461.9033 | 0.05517
|  |  |  | -- | -- |  |  | 1085.5624 | 0.040653 | 1463.2751 | 0.8785 | 1462.0161 | 0.24514 | 1462.0081 | 0.05527
|  |  |  | -- | -- |  |  | 1085.5768 | 0.040663 | 1463.38 | 0.8765 | 1462.1209 | 0.24569 | 1462.1128 | 0.05529
|  |  |  | -- | -- |  |  | 1085.5912 | 0.040671 | 1463.4849 | 0.87523 | 1462.2256 | 0.24625 | 1462.2175 | 0.05522
|  |  |  | -- | -- |  |  | 1085.6057 | 0.040677 | 1463.5898 | 0.87372 | 1462.3303 | 0.2468 | 1462.3223 | 0.05508
|  |  |  | -- | -- |  |  | 1085.6201 | 0.040681 | 1463.6948 | 0.87242 | 1462.4351 | 0.24736 | 1462.427 | 0.05488
|  |  |  | -- | -- |  |  | 1085.6345 | 0.040683 | 1463.7998 | 0.8702 | 1462.5399 | 0.24792 | 1462.5319 | 0.05467
|  |  |  | -- | -- |  |  | 1085.6489 | 0.040682 | 1463.9048 | 0.86917 | 1462.6446 | 0.24849 | 1462.6366 | 0.05449
|  |  |  | -- | -- |  |  | 1085.6635 | 0.04068 | 1464.0098 | 0.86773 | 1462.7495 | 0.24905 | 1462.7415 | 0.05439
|  |  |  | -- | -- |  |  | 1085.6779 | 0.040676 | 1464.1147 | 0.86614 | 1462.8544 | 0.24962 | 1462.8463 | 0.05442
|  |  |  | -- | -- |  |  | 1085.6923 | 0.04067 | 1464.2197 | 0.86466 | 1462.9591 | 0.25019 | 1462.951 | 0.05458
|  |  |  | -- | -- |  |  | 1085.7067 | 0.040662 | 1464.3248 | 0.86345 | 1463.064 | 0.25077 | 1463.0559 | 0.05489
|  |  |  | -- | -- |  |  | 1085.7212 | 0.040653 | 1464.4298 | 0.86183 | 1463.1689 | 0.25135 | 1463.1608 | 0.05531
|  |  |  | -- | -- |  |  | 1085.7356 | 0.040642 | 1464.5349 | 0.86012 | 1463.2738 | 0.25193 | 1463.2658 | 0.05582
|  |  |  | -- | -- |  |  | 1085.75 | 0.04063 | 1464.64 | 0.85898 | 1463.3787 | 0.25251 | 1463.3706 | 0.05635
|  |  |  | -- | -- |  |  | 1085.7645 | 0.040616 | 1464.7451 | 0.85709 | 1463.4836 | 0.2531 | 1463.4756 | 0.05688
|  |  |  | -- | -- |  |  | 1085.7789 | 0.040601 | 1464.8502 | 0.85508 | 1463.5885 | 0.25369 | 1463.5804 | 0.05739
|  |  |  | -- | -- |  |  | 1085.7933 | 0.040584 | 1464.9553 | 0.853 | 1463.6935 | 0.25429 | 1463.6854 | 0.05784
|  |  |  | -- | -- |  |  | 1085.8077 | 0.040567 | 1465.0604 | 0.85068 | 1463.7985 | 0.25488 | 1463.7904 | 0.05826
|  |  |  | -- | -- |  |  | 1085.8223 | 0.040549 | 1465.1656 | 0.84779 | 1463.9034 | 0.25548 | 1463.8954 | 0.05866
|  |  |  | -- | -- |  |  | 1085.8367 | 0.040529 | 1465.2707 | 0.84605 | 1464.0084 | 0.25609 | 1464.0004 | 0.05904
|  |  |  | -- | -- |  |  | 1085.8511 | 0.04051 | 1465.376 | 0.84473 | 1464.1134 | 0.25669 | 1464.1054 | 0.05942
|  |  |  | -- | -- |  |  | 1085.8656 | 0.040489 | 1465.4812 | 0.84271 | 1464.2184 | 0.2573 | 1464.2103 | 0.0598
|  |  |  | -- | -- |  |  | 1085.88 | 0.040468 | 1465.5864 | 0.8402 | 1464.3235 | 0.25792 | 1464.3154 | 0.06016
|  |  |  | -- | -- |  |  | 1085.8944 | 0.040446 | 1465.6916 | 0.83831 | 1464.4285 | 0.25853 | 1464.4204 | 0.06047
|  |  |  | -- | -- |  |  | 1085.9088 | 0.040424 | 1465.7969 | 0.83644 | 1464.5336 | 0.25915 | 1464.5255 | 0.06069
|  |  |  | -- | -- |  |  | 1085.9233 | 0.040402 | 1465.9022 | 0.8345 | 1464.6387 | 0.25977 | 1464.6306 | 0.06079
|  |  |  | -- | -- |  |  | 1085.9377 | 0.04038 | 1466.0075 | 0.83243 | 1464.7438 | 0.26039 | 1464.7357 | 0.06075
|  |  |  | -- | -- |  |  | 1085.9521 | 0.040358 | 1466.1128 | 0.82967 | 1464.8489 | 0.26102 | 1464.8408 | 0.06056
|  |  |  | -- | -- |  |  | 1085.9667 | 0.040337 | 1466.218 | 0.82765 | 1464.954 | 0.26164 | 1464.9459 | 0.06022
|  |  |  | -- | -- |  |  | 1085.9811 | 0.040315 | 1466.3234 | 0.82524 | 1465.0592 | 0.26227 | 1465.051 | 0.05977
|  |  |  | -- | -- |  |  | 1085.9955 | 0.040294 | 1466.4287 | 0.82318 | 1465.1643 | 0.2629 | 1465.1562 | 0.05925
|  |  |  | -- | -- |  |  | 1086.01 | 0.040273 | 1466.5341 | 0.82086 | 1465.2695 | 0.26353 | 1465.2613 | 0.05869
|  |  |  | -- | -- |  |  | 1086.0244 | 0.040253 | 1466.6394 | 0.81934 | 1465.3746 | 0.26417 | 1465.3666 | 0.05815
|  |  |  | -- | -- |  |  | 1086.0388 | 0.040233 | 1466.7449 | 0.81639 | 1465.4799 | 0.2648 | 1465.4718 | 0.05768
|  |  |  | -- | -- |  |  | 1086.0533 | 0.040215 | 1466.8502 | 0.81465 | 1465.5851 | 0.26543 | 1465.577 | 0.05732
|  |  |  | -- | -- |  |  | 1086.0677 | 0.040197 | 1466.9557 | 0.81308 | 1465.6903 | 0.26607 | 1465.6823 | 0.0571
|  |  |  | -- | -- |  |  | 1086.0822 | 0.04018 | 1467.061 | 0.81121 | 1465.7955 | 0.26671 | 1465.7875 | 0.05705
|  |  |  | -- | -- |  |  | 1086.0967 | 0.040165 | 1467.1665 | 0.80971 | 1465.9009 | 0.26734 | 1465.8928 | 0.05715
|  |  |  | -- | -- |  |  | 1086.1111 | 0.04015 | 1467.272 | 0.80785 | 1466.0061 | 0.26798 | 1465.998 | 0.05742
|  |  |  | -- | -- |  |  | 1086.1255 | 0.040137 | 1467.3774 | 0.80702 | 1466.1115 | 0.26861 | 1466.1034 | 0.05781
|  |  |  | -- | -- |  |  | 1086.14 | 0.040125 | 1467.4829 | 0.80477 | 1466.2167 | 0.26925 | 1466.2086 | 0.05829
|  |  |  | -- | -- |  |  | 1086.1544 | 0.040115 | 1467.5884 | 0.80332 | 1466.322 | 0.26989 | 1466.314 | 0.05881
|  |  |  | -- | -- |  |  | 1086.1689 | 0.040106 | 1467.694 | 0.80166 | 1466.4274 | 0.27052 | 1466.4193 | 0.05934
|  |  |  | -- | -- |  |  | 1086.1834 | 0.040098 | 1467.7994 | 0.80025 | 1466.5327 | 0.27115 | 1466.5247 | 0.05984
|  |  |  | -- | -- |  |  | 1086.1978 | 0.040092 | 1467.905 | 0.79898 | 1466.6381 | 0.27179 | 1466.63 | 0.06031
|  |  |  | -- | -- |  |  | 1086.2123 | 0.040088 | 1468.0106 | 0.79674 | 1466.7435 | 0.27242 | 1466.7353 | 0.06074
|  |  |  | -- | -- |  |  | 1086.2267 | 0.040085 | 1468.1162 | 0.79455 | 1466.8489 | 0.27305 | 1466.8408 | 0.06112
|  |  |  | -- | -- |  |  | 1086.2411 | 0.040084 | 1468.2218 | 0.79265 | 1466.9543 | 0.27367 | 1466.9462 | 0.06146
|  |  |  | -- | -- |  |  | 1086.2556 | 0.040085 | 1468.3274 | 0.79144 | 1467.0597 | 0.2743 | 1467.0516 | 0.06177
|  |  |  | -- | -- |  |  | 1086.27 | 0.040088 | 1468.433 | 0.78953 | 1467.1652 | 0.27493 | 1467.1571 | 0.06204
|  |  |  | -- | -- |  |  | 1086.2845 | 0.040092 | 1468.5387 | 0.78854 | 1467.2706 | 0.27555 | 1467.2626 | 0.06227
|  |  |  | -- | -- |  |  | 1086.299 | 0.040098 | 1468.6443 | 0.78626 | 1467.3761 | 0.27617 | 1467.368 | 0.06247
|  |  |  | -- | -- |  |  | 1086.3134 | 0.040106 | 1468.75 | 0.78411 | 1467.4816 | 0.27679 | 1467.4735 | 0.06265
|  |  |  | -- | -- |  |  | 1086.3279 | 0.040116 | 1468.8557 | 0.78214 | 1467.5872 | 0.27741 | 1467.579 | 0.06282
|  |  |  | -- | -- |  |  | 1086.3423 | 0.040128 | 1468.9614 | 0.77942 | 1467.6926 | 0.27803 | 1467.6846 | 0.06299
|  |  |  | -- | -- |  |  | 1086.3568 | 0.040141 | 1469.0671 | 0.77671 | 1467.7982 | 0.27864 | 1467.79 | 0.06317
|  |  |  | -- | -- |  |  | 1086.3712 | 0.040156 | 1469.1728 | 0.77403 | 1467.9037 | 0.27926 | 1467.8956 | 0.06339
|  |  |  | -- | -- |  |  | 1086.3856 | 0.040173 | 1469.2786 | 0.77214 | 1468.0093 | 0.27987 | 1468.0012 | 0.06363
|  |  |  | -- | -- |  |  | 1086.4001 | 0.040192 | 1469.3844 | 0.76949 | 1468.1149 | 0.28048 | 1468.1068 | 0.0639
|  |  |  | -- | -- |  |  | 1086.4146 | 0.040213 | 1469.4901 | 0.76686 | 1468.2205 | 0.28109 | 1468.2124 | 0.0642
|  |  |  | -- | -- |  |  | 1086.4291 | 0.040235 | 1469.5959 | 0.76393 | 1468.326 | 0.2817 | 1468.318 | 0.0645
|  |  |  | -- | -- |  |  | 1086.4435 | 0.040259 | 1469.7018 | 0.76214 | 1468.4318 | 0.28231 | 1468.4236 | 0.06481
|  |  |  | -- | -- |  |  | 1086.4579 | 0.040284 | 1469.8076 | 0.75952 | 1468.5374 | 0.28292 | 1468.5293 | 0.06511
|  |  |  | -- | -- |  |  | 1086.4724 | 0.040311 | 1469.9135 | 0.75704 | 1468.6431 | 0.28353 | 1468.6349 | 0.0654
|  |  |  | -- | -- |  |  | 1086.4868 | 0.04034 | 1470.0193 | 0.75394 | 1468.7487 | 0.28413 | 1468.7406 | 0.06567
|  |  |  | -- | -- |  |  | 1086.5013 | 0.040369 | 1470.1251 | 0.75194 | 1468.8544 | 0.28474 | 1468.8463 | 0.0659
|  |  |  | -- | -- |  |  | 1086.5157 | 0.040401 | 1470.2311 | 0.75007 | 1468.9601 | 0.28535 | 1468.952 | 0.06608
|  |  |  | -- | -- |  |  | 1086.5303 | 0.040433 | 1470.3369 | 0.74765 | 1469.0658 | 0.28596 | 1469.0577 | 0.06617
|  |  |  | -- | -- |  |  | 1086.5447 | 0.040467 | 1470.4429 | 0.74492 | 1469.1715 | 0.28657 | 1469.1635 | 0.06615
|  |  |  | -- | -- |  |  | 1086.5592 | 0.040502 | 1470.5488 | 0.74181 | 1469.2772 | 0.28717 | 1469.2692 | 0.06601
|  |  |  | -- | -- |  |  | 1086.5736 | 0.040539 | 1470.6548 | 0.73884 | 1469.3831 | 0.28779 | 1469.375 | 0.06574
|  |  |  | -- | -- |  |  | 1086.588 | 0.040576 | 1470.7607 | 0.7358 | 1469.4888 | 0.2884 | 1469.4807 | 0.06536
|  |  |  | -- | -- |  |  | 1086.6025 | 0.040614 | 1470.8667 | 0.73389 | 1469.5946 | 0.28901 | 1469.5865 | 0.06493
|  |  |  | -- | -- |  |  | 1086.6169 | 0.040653 | 1470.9727 | 0.73128 | 1469.7004 | 0.28963 | 1469.6924 | 0.06451
|  |  |  | -- | -- |  |  | 1086.6315 | 0.040693 | 1471.0786 | 0.72886 | 1469.8063 | 0.29024 | 1469.7981 | 0.06416
|  |  |  | -- | -- |  |  | 1086.6459 | 0.040733 | 1471.1847 | 0.72684 | 1469.9121 | 0.29086 | 1469.9041 | 0.06396
|  |  |  | -- | -- |  |  | 1086.6604 | 0.040774 | 1471.2908 | 0.72464 | 1470.0179 | 0.29148 | 1470.0099 | 0.06396
|  |  |  | -- | -- |  |  | 1086.6748 | 0.040816 | 1471.3967 | 0.72321 | 1470.1238 | 0.29211 | 1470.1157 | 0.06418
|  |  |  | -- | -- |  |  | 1086.6893 | 0.040858 | 1471.5028 | 0.72076 | 1470.2297 | 0.29274 | 1470.2216 | 0.0646
|  |  |  | -- | -- |  |  | 1086.7037 | 0.0409 | 1471.6089 | 0.7191 | 1470.3356 | 0.29337 | 1470.3275 | 0.06519
|  |  |  | -- | -- |  |  | 1086.7183 | 0.040942 | 1471.7151 | 0.71675 | 1470.4415 | 0.294 | 1470.4335 | 0.06586
|  |  |  | -- | -- |  |  | 1086.7327 | 0.040985 | 1471.8212 | 0.71447 | 1470.5475 | 0.29464 | 1470.5393 | 0.06654
|  |  |  | -- | -- |  |  | 1086.7472 | 0.041028 | 1471.9272 | 0.71188 | 1470.6534 | 0.29528 | 1470.6453 | 0.06715
|  |  |  | -- | -- |  |  | 1086.7616 | 0.04107 | 1472.0334 | 0.70975 | 1470.7594 | 0.29592 | 1470.7512 | 0.06763
|  |  |  | -- | -- |  |  | 1086.7761 | 0.041113 | 1472.1397 | 0.70779 | 1470.8654 | 0.29656 | 1470.8573 | 0.06797
|  |  |  | -- | -- |  |  | 1086.7905 | 0.041155 | 1472.2457 | 0.70536 | 1470.9713 | 0.29721 | 1470.9633 | 0.06818
|  |  |  | -- | -- |  |  | 1086.8051 | 0.041197 | 1472.3519 | 0.70322 | 1471.0774 | 0.29787 | 1471.0692 | 0.0683
|  |  |  | -- | -- |  |  | 1086.8195 | 0.041238 | 1472.4581 | 0.70084 | 1471.1834 | 0.29852 | 1471.1753 | 0.0684
|  |  |  | -- | -- |  |  | 1086.834 | 0.04128 | 1472.5643 | 0.69917 | 1471.2894 | 0.29918 | 1471.2812 | 0.0685
|  |  |  | -- | -- |  |  | 1086.8484 | 0.04132 | 1472.6707 | 0.6969 | 1471.3955 | 0.29984 | 1471.3873 | 0.06865
|  |  |  | -- | -- |  |  | 1086.8629 | 0.04136 | 1472.7769 | 0.69624 | 1471.5016 | 0.30051 | 1471.4934 | 0.06885
|  |  |  | -- | -- |  |  | 1086.8773 | 0.041399 | 1472.8832 | 0.69453 | 1471.6077 | 0.30117 | 1471.5995 | 0.06907
|  |  |  | -- | -- |  |  | 1086.8918 | 0.041437 | 1472.9894 | 0.69251 | 1471.7137 | 0.30184 | 1471.7056 | 0.06928
|  |  |  | -- | -- |  |  | 1086.9062 | 0.041475 | 1473.0957 | 0.68997 | 1471.8198 | 0.30252 | 1471.8118 | 0.06945
|  |  |  | -- | -- |  |  | 1086.9208 | 0.041511 | 1473.202 | 0.68864 | 1471.9259 | 0.30319 | 1471.9179 | 0.06954
|  |  |  | -- | -- |  |  | 1086.9352 | 0.041546 | 1473.3084 | 0.68649 | 1472.0321 | 0.30387 | 1472.024 | 0.06955
|  |  |  | -- | -- |  |  | 1086.9497 | 0.041581 | 1473.4147 | 0.68477 | 1472.1383 | 0.30455 | 1472.1301 | 0.06949
|  |  |  | -- | -- |  |  | 1086.9641 | 0.041614 | 1473.5211 | 0.68227 | 1472.2444 | 0.30523 | 1472.2363 | 0.06938
|  |  |  | -- | -- |  |  | 1086.9786 | 0.041646 | 1473.6274 | 0.68037 | 1472.3506 | 0.30591 | 1472.3425 | 0.06927
|  |  |  | -- | -- |  |  | 1086.993 | 0.041677 | 1473.7339 | 0.6781 | 1472.4568 | 0.30659 | 1472.4487 | 0.06918
|  |  |  | -- | -- |  |  | 1087.0076 | 0.041706 | 1473.8402 | 0.67565 | 1472.5631 | 0.30728 | 1472.5549 | 0.06914
|  |  |  | -- | -- |  |  | 1087.0221 | 0.041734 | 1473.9467 | 0.67359 | 1472.6693 | 0.30797 | 1472.6613 | 0.06917
|  |  |  | -- | -- |  |  | 1087.0365 | 0.041761 | 1474.0531 | 0.67131 | 1472.7755 | 0.30865 | 1472.7675 | 0.06928
|  |  |  | -- | -- |  |  | 1087.051 | 0.041786 | 1474.1596 | 0.66913 | 1472.8818 | 0.30934 | 1472.8737 | 0.06949
|  |  |  | -- | -- |  |  | 1087.0654 | 0.04181 | 1474.266 | 0.66609 | 1472.9882 | 0.31003 | 1472.98 | 0.06978
|  |  |  | -- | -- |  |  | 1087.08 | 0.041832 | 1474.3726 | 0.66427 | 1473.0944 | 0.31072 | 1473.0863 | 0.07015
|  |  |  | -- | -- |  |  | 1087.0944 | 0.041853 | 1474.479 | 0.66157 | 1473.2007 | 0.3114 | 1473.1926 | 0.07057
|  |  |  | -- | -- |  |  | 1087.1089 | 0.041872 | 1474.5856 | 0.65944 | 1473.307 | 0.31209 | 1473.299 | 0.07103
|  |  |  | -- | -- |  |  | 1087.1234 | 0.041889 | 1474.692 | 0.65689 | 1473.4135 | 0.31278 | 1473.4053 | 0.07147
|  |  |  | -- | -- |  |  | 1087.1378 | 0.041905 | 1474.7986 | 0.65479 | 1473.5198 | 0.31347 | 1473.5116 | 0.07186
|  |  |  | -- | -- |  |  | 1087.1523 | 0.04192 | 1474.9052 | 0.65236 | 1473.6261 | 0.31416 | 1473.618 | 0.07215
|  |  |  | -- | -- |  |  | 1087.1667 | 0.041932 | 1475.0117 | 0.64945 | 1473.7325 | 0.31485 | 1473.7244 | 0.07232
|  |  |  | -- | -- |  |  | 1087.1813 | 0.041944 | 1475.1183 | 0.6474 | 1473.839 | 0.31554 | 1473.8308 | 0.07235
|  |  |  | -- | -- |  |  | 1087.1957 | 0.041953 | 1475.225 | 0.64473 | 1473.9453 | 0.31623 | 1473.9373 | 0.07224
|  |  |  | -- | -- |  |  | 1087.2102 | 0.041961 | 1475.3315 | 0.64235 | 1474.0518 | 0.31692 | 1474.0437 | 0.07202
|  |  |  | -- | -- |  |  | 1087.2247 | 0.041967 | 1475.4382 | 0.63889 | 1474.1582 | 0.31761 | 1474.1501 | 0.07175
|  |  |  | -- | -- |  |  | 1087.2391 | 0.041972 | 1475.5448 | 0.63585 | 1474.2648 | 0.3183 | 1474.2566 | 0.07147
|  |  |  | -- | -- |  |  | 1087.2537 | 0.041975 | 1475.6515 | 0.63263 | 1474.3712 | 0.319 | 1474.363 | 0.07125
|  |  |  | -- | -- |  |  | 1087.2681 | 0.041977 | 1475.7582 | 0.62965 | 1474.4777 | 0.31969 | 1474.4696 | 0.07111
|  |  |  | -- | -- |  |  | 1087.2826 | 0.041976 | 1475.8649 | 0.62753 | 1474.5842 | 0.32038 | 1474.576 | 0.07105
|  |  |  | -- | -- |  |  | 1087.2971 | 0.041975 | 1475.9717 | 0.62531 | 1474.6908 | 0.32107 | 1474.6826 | 0.07106
|  |  |  | -- | -- |  |  | 1087.3115 | 0.041972 | 1476.0784 | 0.62298 | 1474.7972 | 0.32177 | 1474.7892 | 0.0711
|  |  |  | -- | -- |  |  | 1087.3261 | 0.041967 | 1476.1851 | 0.61958 | 1474.9038 | 0.32246 | 1474.8957 | 0.07113
|  |  |  | -- | -- |  |  | 1087.3405 | 0.041961 | 1476.2919 | 0.61773 | 1475.0104 | 0.32316 | 1475.0023 | 0.07114
|  |  |  | -- | -- |  |  | 1087.355 | 0.041954 | 1476.3987 | 0.61509 | 1475.1171 | 0.32386 | 1475.1089 | 0.07111
|  |  |  | -- | -- |  |  | 1087.3695 | 0.041945 | 1476.5054 | 0.61291 | 1475.2236 | 0.32456 | 1475.2154 | 0.07106
|  |  |  | -- | -- |  |  | 1087.3839 | 0.041935 | 1476.6122 | 0.6108 | 1475.3302 | 0.32526 | 1475.3221 | 0.07104
|  |  |  | -- | -- |  |  | 1087.3984 | 0.041924 | 1476.7191 | 0.60815 | 1475.4369 | 0.32596 | 1475.4287 | 0.07105
|  |  |  | -- | -- |  |  | 1087.413 | 0.041911 | 1476.8259 | 0.60596 | 1475.5436 | 0.32666 | 1475.5354 | 0.07114
|  |  |  | -- | -- |  |  | 1087.4274 | 0.041897 | 1476.9327 | 0.60349 | 1475.6501 | 0.32737 | 1475.6421 | 0.07131
|  |  |  | -- | -- |  |  | 1087.4419 | 0.041882 | 1477.0397 | 0.60107 | 1475.7568 | 0.32807 | 1475.7488 | 0.07157
|  |  |  | -- | -- |  |  | 1087.4564 | 0.041866 | 1477.1465 | 0.59835 | 1475.8635 | 0.32878 | 1475.8555 | 0.07189
|  |  |  | -- | -- |  |  | 1087.4708 | 0.041849 | 1477.2534 | 0.59609 | 1475.9703 | 0.32949 | 1475.9622 | 0.07226
|  |  |  | -- | -- |  |  | 1087.4854 | 0.041831 | 1477.3603 | 0.59334 | 1476.077 | 0.3302 | 1476.0689 | 0.07267
|  |  |  | -- | -- |  |  | 1087.4999 | 0.041811 | 1477.4673 | 0.59121 | 1476.1837 | 0.33091 | 1476.1757 | 0.07309
|  |  |  | -- | -- |  |  | 1087.5143 | 0.041791 | 1477.5742 | 0.58878 | 1476.2905 | 0.33162 | 1476.2825 | 0.07352
|  |  |  | -- | -- |  |  | 1087.5288 | 0.04177 | 1477.6811 | 0.58709 | 1476.3973 | 0.33233 | 1476.3892 | 0.07393
|  |  |  | -- | -- |  |  | 1087.5433 | 0.041748 | 1477.7881 | 0.58483 | 1476.5041 | 0.33305 | 1476.496 | 0.07431
|  |  |  | -- | -- |  |  | 1087.5577 | 0.041725 | 1477.8951 | 0.58354 | 1476.611 | 0.33376 | 1476.6028 | 0.07465
|  |  |  | -- | -- |  |  | 1087.5723 | 0.041701 | 1478.0022 | 0.58112 | 1476.7178 | 0.33448 | 1476.7096 | 0.07495
|  |  |  | -- | -- |  |  | 1087.5868 | 0.041677 | 1478.1091 | 0.57796 | 1476.8246 | 0.33519 | 1476.8164 | 0.07519
|  |  |  | -- | -- |  |  | 1087.6012 | 0.041652 | 1478.2162 | 0.57641 | 1476.9314 | 0.33591 | 1476.9233 | 0.0754
|  |  |  | -- | -- |  |  | 1087.6157 | 0.041626 | 1478.3232 | 0.57453 | 1477.0383 | 0.33663 | 1477.0302 | 0.07559
|  |  |  | -- | -- |  |  | 1087.6302 | 0.041599 | 1478.4303 | 0.57248 | 1477.1451 | 0.33734 | 1477.1371 | 0.07579
|  |  |  | -- | -- |  |  | 1087.6447 | 0.041572 | 1478.5375 | 0.5692 | 1477.2521 | 0.33806 | 1477.2439 | 0.07603
|  |  |  | -- | -- |  |  | 1087.6592 | 0.041544 | 1478.6445 | 0.56738 | 1477.359 | 0.33877 | 1477.3508 | 0.07635
|  |  |  | -- | -- |  |  | 1087.6737 | 0.041516 | 1478.7516 | 0.56488 | 1477.4659 | 0.33949 | 1477.4578 | 0.07674
|  |  |  | -- | -- |  |  | 1087.6881 | 0.041487 | 1478.8588 | 0.56259 | 1477.5729 | 0.34021 | 1477.5647 | 0.07719
|  |  |  | -- | -- |  |  | 1087.7026 | 0.041458 | 1478.9659 | 0.55987 | 1477.6798 | 0.34092 | 1477.6717 | 0.07767
|  |  |  | -- | -- |  |  | 1087.7172 | 0.041428 | 1479.0731 | 0.55744 | 1477.7869 | 0.34164 | 1477.7787 | 0.07811
|  |  |  | -- | -- |  |  | 1087.7316 | 0.041398 | 1479.1803 | 0.55513 | 1477.8938 | 0.34236 | 1477.8856 | 0.07845
|  |  |  | -- | -- |  |  | 1087.7461 | 0.041367 | 1479.2875 | 0.55287 | 1478.0008 | 0.34308 | 1477.9927 | 0.07866
|  |  |  | -- | -- |  |  | 1087.7606 | 0.041336 | 1479.3946 | 0.55125 | 1478.1078 | 0.34379 | 1478.0997 | 0.07872
|  |  |  | -- | -- |  |  | 1087.7751 | 0.041304 | 1479.5018 | 0.54946 | 1478.2148 | 0.34451 | 1478.2068 | 0.07864
|  |  |  | -- | -- |  |  | 1087.7896 | 0.041272 | 1479.6091 | 0.54762 | 1478.3219 | 0.34523 | 1478.3138 | 0.07847
|  |  |  | -- | -- |  |  | 1087.8041 | 0.04124 | 1479.7164 | 0.54571 | 1478.429 | 0.34595 | 1478.4209 | 0.07825
|  |  |  | -- | -- |  |  | 1087.8186 | 0.041207 | 1479.8236 | 0.54427 | 1478.5361 | 0.34668 | 1478.5279 | 0.07803
|  |  |  | -- | -- |  |  | 1087.833 | 0.041174 | 1479.9309 | 0.5419 | 1478.6432 | 0.3474 | 1478.635 | 0.07786
|  |  |  | -- | -- |  |  | 1087.8475 | 0.04114 | 1480.0382 | 0.53947 | 1478.7502 | 0.34812 | 1478.7422 | 0.07774
|  |  |  | -- | -- |  |  | 1087.8621 | 0.041107 | 1480.1456 | 0.53706 | 1478.8574 | 0.34885 | 1478.8492 | 0.07768
|  |  |  | -- | -- |  |  | 1087.8766 | 0.041072 | 1480.2529 | 0.53516 | 1478.9646 | 0.34958 | 1478.9564 | 0.07764
|  |  |  | -- | -- |  |  | 1087.891 | 0.041038 | 1480.3602 | 0.53228 | 1479.0718 | 0.35031 | 1479.0636 | 0.07759
|  |  |  | -- | -- |  |  | 1087.9055 | 0.041002 | 1480.4677 | 0.52974 | 1479.179 | 0.35105 | 1479.1708 | 0.07749
|  |  |  | -- | -- |  |  | 1087.92 | 0.040967 | 1480.5749 | 0.52782 | 1479.2861 | 0.35179 | 1479.2779 | 0.07733
|  |  |  | -- | -- |  |  | 1087.9346 | 0.040931 | 1480.6824 | 0.52573 | 1479.3933 | 0.35253 | 1479.3853 | 0.0771
|  |  |  | -- | -- |  |  | 1087.949 | 0.040895 | 1480.7898 | 0.52297 | 1479.5006 | 0.35328 | 1479.4924 | 0.07686
|  |  |  | -- | -- |  |  | 1087.9635 | 0.040858 | 1480.8972 | 0.52038 | 1479.6078 | 0.35403 | 1479.5996 | 0.07666
|  |  |  | -- | -- |  |  | 1087.978 | 0.04082 | 1481.0046 | 0.51829 | 1479.7151 | 0.35478 | 1479.7069 | 0.07656
|  |  |  | -- | -- |  |  | 1087.9926 | 0.040783 | 1481.1122 | 0.51544 | 1479.8224 | 0.35554 | 1479.8142 | 0.07662
|  |  |  | -- | -- |  |  | 1088.007 | 0.040744 | 1481.2196 | 0.51321 | 1479.9296 | 0.3563 | 1479.9215 | 0.07686
|  |  |  | -- | -- |  |  | 1088.0215 | 0.040706 | 1481.3272 | 0.51084 | 1480.0369 | 0.35707 | 1480.0288 | 0.07729
|  |  |  | -- | -- |  |  | 1088.036 | 0.040666 | 1481.4346 | 0.50933 | 1480.1443 | 0.35784 | 1480.1361 | 0.07787
|  |  |  | -- | -- |  |  | 1088.0505 | 0.040627 | 1481.5421 | 0.50696 | 1480.2516 | 0.35862 | 1480.2434 | 0.07854
|  |  |  | -- | -- |  |  | 1088.0651 | 0.040586 | 1481.6497 | 0.50431 | 1480.3589 | 0.3594 | 1480.3508 | 0.07922
|  |  |  | -- | -- |  |  | 1088.0795 | 0.040545 | 1481.7572 | 0.5019 | 1480.4663 | 0.36019 | 1480.4581 | 0.07983
|  |  |  | -- | -- |  |  | 1088.094 | 0.040504 | 1481.8647 | 0.49952 | 1480.5737 | 0.36098 | 1480.5656 | 0.08032
|  |  |  | -- | -- |  |  | 1088.1085 | 0.040461 | 1481.9724 | 0.49739 | 1480.681 | 0.36177 | 1480.673 | 0.08063
|  |  |  | -- | -- |  |  | 1088.123 | 0.040419 | 1482.08 | 0.49442 | 1480.7885 | 0.36257 | 1480.7804 | 0.08075
|  |  |  | -- | -- |  |  | 1088.1375 | 0.040375 | 1482.1876 | 0.49252 | 1480.8959 | 0.36337 | 1480.8878 | 0.08071
|  |  |  | -- | -- |  |  | 1088.152 | 0.040331 | 1482.2953 | 0.48959 | 1481.0033 | 0.36418 | 1480.9952 | 0.08054
|  |  |  | -- | -- |  |  | 1088.1665 | 0.040286 | 1482.4028 | 0.48754 | 1481.1108 | 0.36499 | 1481.1027 | 0.0803
|  |  |  | -- | -- |  |  | 1088.181 | 0.040241 | 1482.5105 | 0.48581 | 1481.2183 | 0.3658 | 1481.2101 | 0.08008
|  |  |  | -- | -- |  |  | 1088.1956 | 0.040195 | 1482.6182 | 0.48438 | 1481.3258 | 0.36661 | 1481.3176 | 0.07992
|  |  |  | -- | -- |  |  | 1088.21 | 0.040148 | 1482.726 | 0.48259 | 1481.4332 | 0.36743 | 1481.4252 | 0.07989
|  |  |  | -- | -- |  |  | 1088.2245 | 0.040101 | 1482.8336 | 0.48068 | 1481.5408 | 0.36824 | 1481.5327 | 0.08001
|  |  |  | -- | -- |  |  | 1088.239 | 0.040053 | 1482.9413 | 0.4793 | 1481.6483 | 0.36906 | 1481.6401 | 0.08029
|  |  |  | -- | -- |  |  | 1088.2535 | 0.040004 | 1483.0491 | 0.47683 | 1481.7559 | 0.36988 | 1481.7478 | 0.0807
|  |  |  | -- | -- |  |  | 1088.2681 | 0.039954 | 1483.1569 | 0.47568 | 1481.8634 | 0.3707 | 1481.8554 | 0.08124
|  |  |  | -- | -- |  |  | 1088.2826 | 0.039904 | 1483.2647 | 0.47373 | 1481.9711 | 0.37152 | 1481.9629 | 0.08186
|  |  |  | -- | -- |  |  | 1088.297 | 0.039853 | 1483.3724 | 0.47209 | 1482.0786 | 0.37234 | 1482.0706 | 0.08255
|  |  |  | -- | -- |  |  | 1088.3115 | 0.039801 | 1483.4802 | 0.46957 | 1482.1863 | 0.37316 | 1482.1781 | 0.08329
|  |  |  | -- | -- |  |  | 1088.3261 | 0.039749 | 1483.588 | 0.46723 | 1482.2939 | 0.37398 | 1482.2858 | 0.08405
|  |  |  | -- | -- |  |  | 1088.3406 | 0.039696 | 1483.6958 | 0.46527 | 1482.4015 | 0.3748 | 1482.3934 | 0.08483
|  |  |  | -- | -- |  |  | 1088.3551 | 0.039642 | 1483.8037 | 0.46338 | 1482.5092 | 0.37561 | 1482.5011 | 0.0856
|  |  |  | -- | -- |  |  | 1088.3696 | 0.039588 | 1483.9116 | 0.46222 | 1482.6168 | 0.37642 | 1482.6088 | 0.08633
|  |  |  | -- | -- |  |  | 1088.384 | 0.039533 | 1484.0194 | 0.46017 | 1482.7246 | 0.37723 | 1482.7164 | 0.08697
|  |  |  | -- | -- |  |  | 1088.3986 | 0.039478 | 1484.1273 | 0.45782 | 1482.8323 | 0.37804 | 1482.8241 | 0.08748
|  |  |  | -- | -- |  |  | 1088.4131 | 0.039422 | 1484.2352 | 0.45607 | 1482.9401 | 0.37884 | 1482.9319 | 0.0878
|  |  |  | -- | -- |  |  | 1088.4276 | 0.039365 | 1484.3431 | 0.45407 | 1483.0477 | 0.37964 | 1483.0395 | 0.0879
|  |  |  | -- | -- |  |  | 1088.4421 | 0.039308 | 1484.4512 | 0.45196 | 1483.1555 | 0.38044 | 1483.1473 | 0.08777
|  |  |  | -- | -- |  |  | 1088.4567 | 0.039251 | 1484.5591 | 0.45046 | 1483.2633 | 0.38123 | 1483.2551 | 0.0874
|  |  |  | -- | -- |  |  | 1088.4712 | 0.039193 | 1484.6671 | 0.44842 | 1483.3711 | 0.38202 | 1483.3629 | 0.08687
|  |  |  | -- | -- |  |  | 1088.4856 | 0.039134 | 1484.775 | 0.44562 | 1483.4789 | 0.3828 | 1483.4707 | 0.08623
|  |  |  | -- | -- |  |  | 1088.5001 | 0.039076 | 1484.8831 | 0.44323 | 1483.5867 | 0.38358 | 1483.5785 | 0.0856
|  |  |  | -- | -- |  |  | 1088.5146 | 0.039016 | 1484.9911 | 0.4409 | 1483.6946 | 0.38436 | 1483.6864 | 0.08508
|  |  |  | -- | -- |  |  | 1088.5292 | 0.038957 | 1485.0991 | 0.43919 | 1483.8024 | 0.38514 | 1483.7942 | 0.08474
|  |  |  | -- | -- |  |  | 1088.5437 | 0.038897 | 1485.2071 | 0.43668 | 1483.9103 | 0.38591 | 1483.9021 | 0.08464
|  |  |  | -- | -- |  |  | 1088.5582 | 0.038838 | 1485.3153 | 0.43505 | 1484.0181 | 0.38667 | 1484.01 | 0.08479
|  |  |  | -- | -- |  |  | 1088.5728 | 0.038778 | 1485.4233 | 0.43224 | 1484.126 | 0.38744 | 1484.1179 | 0.08514
|  |  |  | -- | -- |  |  | 1088.5873 | 0.038717 | 1485.5315 | 0.43008 | 1484.2339 | 0.3882 | 1484.2258 | 0.08563
|  |  |  | -- | -- |  |  | 1088.6018 | 0.038657 | 1485.6395 | 0.428 | 1484.3418 | 0.38896 | 1484.3337 | 0.08616
|  |  |  | -- | -- |  |  | 1088.6162 | 0.038597 | 1485.7477 | 0.42599 | 1484.4498 | 0.38971 | 1484.4416 | 0.08663
|  |  |  | -- | -- |  |  | 1088.6307 | 0.038537 | 1485.8558 | 0.42355 | 1484.5577 | 0.39047 | 1484.5496 | 0.08699
|  |  |  | -- | -- |  |  | 1088.6453 | 0.038477 | 1485.964 | 0.42161 | 1484.6658 | 0.39122 | 1484.6576 | 0.08719
|  |  |  | -- | -- |  |  | 1088.6598 | 0.038417 | 1486.0721 | 0.41898 | 1484.7737 | 0.39198 | 1484.7656 | 0.08722
|  |  |  | -- | -- |  |  | 1088.6743 | 0.038357 | 1486.1804 | 0.41696 | 1484.8817 | 0.39273 | 1484.8735 | 0.08711
|  |  |  | -- | -- |  |  | 1088.6888 | 0.038297 | 1486.2886 | 0.41494 | 1484.9897 | 0.39348 | 1484.9816 | 0.08688
|  |  |  | -- | -- |  |  | 1088.7034 | 0.038238 | 1486.3969 | 0.41267 | 1485.0978 | 0.39424 | 1485.0896 | 0.08659
|  |  |  | -- | -- |  |  | 1088.7179 | 0.038178 | 1486.5051 | 0.41071 | 1485.2058 | 0.39499 | 1485.1976 | 0.08629
|  |  |  | -- | -- |  |  | 1088.7324 | 0.03812 | 1486.6133 | 0.40877 | 1485.314 | 0.39575 | 1485.3058 | 0.08604
|  |  |  | -- | -- |  |  | 1088.7469 | 0.038061 | 1486.7216 | 0.40671 | 1485.422 | 0.3965 | 1485.4138 | 0.08585
|  |  |  | -- | -- |  |  | 1088.7615 | 0.038003 | 1486.8298 | 0.40402 | 1485.5302 | 0.39727 | 1485.522 | 0.08576
|  |  |  | -- | -- |  |  | 1088.776 | 0.037946 | 1486.9382 | 0.40238 | 1485.6382 | 0.39803 | 1485.63 | 0.08576
|  |  |  | -- | -- |  |  | 1088.7904 | 0.037889 | 1487.0465 | 0.39998 | 1485.7463 | 0.39879 | 1485.7382 | 0.08586
|  |  |  | -- | -- |  |  | 1088.8049 | 0.037833 | 1487.1549 | 0.39762 | 1485.8545 | 0.39956 | 1485.8463 | 0.08606
|  |  |  | -- | -- |  |  | 1088.8195 | 0.037777 | 1487.2632 | 0.39467 | 1485.9626 | 0.40034 | 1485.9545 | 0.08634
|  |  |  | -- | -- |  |  | 1088.834 | 0.037722 | 1487.3716 | 0.39269 | 1486.0708 | 0.40112 | 1486.0627 | 0.08669
|  |  |  | -- | -- |  |  | 1088.8485 | 0.037668 | 1487.48 | 0.39061 | 1486.1791 | 0.4019 | 1486.1709 | 0.08711
|  |  |  | -- | -- |  |  | 1088.863 | 0.037614 | 1487.5884 | 0.38945 | 1486.2872 | 0.40269 | 1486.2791 | 0.08759
|  |  |  | -- | -- |  |  | 1088.8776 | 0.037561 | 1487.6968 | 0.38838 | 1486.3955 | 0.40348 | 1486.3873 | 0.08813
|  |  |  | -- | -- |  |  | 1088.8921 | 0.037509 | 1487.8052 | 0.38568 | 1486.5038 | 0.40427 | 1486.4956 | 0.08873
|  |  |  | -- | -- |  |  | 1088.9066 | 0.037458 | 1487.9137 | 0.38442 | 1486.6119 | 0.40508 | 1486.6039 | 0.08936
|  |  |  | -- | -- |  |  | 1088.9211 | 0.037408 | 1488.0221 | 0.38209 | 1486.7202 | 0.40588 | 1486.712 | 0.09
|  |  |  | -- | -- |  |  | 1088.9357 | 0.037359 | 1488.1306 | 0.3801 | 1486.8286 | 0.40669 | 1486.8204 | 0.09063
|  |  |  | -- | -- |  |  | 1088.9502 | 0.037311 | 1488.2391 | 0.37791 | 1486.9369 | 0.40751 | 1486.9287 | 0.0912
|  |  |  | -- | -- |  |  | 1088.9647 | 0.037263 | 1488.3477 | 0.37534 | 1487.0452 | 0.40833 | 1487.037 | 0.09167
|  |  |  | -- | -- |  |  | 1088.9792 | 0.037217 | 1488.4562 | 0.37348 | 1487.1536 | 0.40916 | 1487.1454 | 0.092
|  |  |  | -- | -- |  |  | 1088.9938 | 0.037172 | 1488.5647 | 0.3715 | 1487.2618 | 0.40999 | 1487.2537 | 0.09217
|  |  |  | -- | -- |  |  | 1089.0083 | 0.037128 | 1488.6732 | 0.36938 | 1487.3702 | 0.41083 | 1487.3621 | 0.09218
|  |  |  | -- | -- |  |  | 1089.0228 | 0.037085 | 1488.7819 | 0.36682 | 1487.4786 | 0.41167 | 1487.4705 | 0.09203
|  |  |  | -- | -- |  |  | 1089.0374 | 0.037044 | 1488.8904 | 0.36545 | 1487.587 | 0.41251 | 1487.5789 | 0.09176
|  |  |  | -- | -- |  |  | 1089.0519 | 0.037003 | 1488.999 | 0.36314 | 1487.6954 | 0.41336 | 1487.6873 | 0.09139
|  |  |  | -- | -- |  |  | 1089.0664 | 0.036964 | 1489.1077 | 0.36107 | 1487.8038 | 0.41421 | 1487.7957 | 0.09097
|  |  |  | -- | -- |  |  | 1089.0809 | 0.036926 | 1489.2163 | 0.35882 | 1487.9124 | 0.41506 | 1487.9042 | 0.09054
|  |  |  | -- | -- |  |  | 1089.0955 | 0.03689 | 1489.3249 | 0.35749 | 1488.0207 | 0.41592 | 1488.0126 | 0.09014
|  |  |  | -- | -- |  |  | 1089.11 | 0.036855 | 1489.4336 | 0.35675 | 1488.1293 | 0.41678 | 1488.1211 | 0.0898
|  |  |  | -- | -- |  |  | 1089.1245 | 0.036821 | 1489.5422 | 0.35526 | 1488.2378 | 0.41764 | 1488.2296 | 0.08954
|  |  |  | -- | -- |  |  | 1089.139 | 0.036789 | 1489.651 | 0.35277 | 1488.3463 | 0.4185 | 1488.3381 | 0.08938
|  |  |  | -- | -- |  |  | 1089.1536 | 0.036758 | 1489.7598 | 0.35061 | 1488.4548 | 0.41937 | 1488.4467 | 0.08933
|  |  |  | -- | -- |  |  | 1089.1681 | 0.036729 | 1489.8684 | 0.34872 | 1488.5633 | 0.42024 | 1488.5552 | 0.08939
|  |  |  | -- | -- |  |  | 1089.1826 | 0.036701 | 1489.9772 | 0.34698 | 1488.6719 | 0.4211 | 1488.6637 | 0.08957
|  |  |  | -- | -- |  |  | 1089.1971 | 0.036675 | 1490.0859 | 0.34468 | 1488.7805 | 0.42197 | 1488.7723 | 0.08986
|  |  |  | -- | -- |  |  | 1089.2117 | 0.036651 | 1490.1947 | 0.34248 | 1488.889 | 0.42284 | 1488.8809 | 0.09024
|  |  |  | -- | -- |  |  | 1089.2262 | 0.036628 | 1490.3036 | 0.34028 | 1488.9977 | 0.42371 | 1488.9895 | 0.0907
|  |  |  | -- | -- |  |  | 1089.2407 | 0.036607 | 1490.4124 | 0.33848 | 1489.1063 | 0.42458 | 1489.0981 | 0.09121
|  |  |  | -- | -- |  |  | 1089.2552 | 0.036588 | 1490.5212 | 0.33659 | 1489.215 | 0.42545 | 1489.2068 | 0.09175
|  |  |  | -- | -- |  |  | 1089.2698 | 0.03657 | 1490.63 | 0.33507 | 1489.3236 | 0.42632 | 1489.3154 | 0.09229
|  |  |  | -- | -- |  |  | 1089.2843 | 0.036555 | 1490.7389 | 0.3338 | 1489.4323 | 0.42719 | 1489.4241 | 0.0928
|  |  |  | -- | -- |  |  | 1089.2988 | 0.036541 | 1490.8478 | 0.33175 | 1489.5409 | 0.42806 | 1489.5327 | 0.09326
|  |  |  | -- | -- |  |  | 1089.3134 | 0.03653 | 1490.9567 | 0.32972 | 1489.6497 | 0.42893 | 1489.6415 | 0.09365
|  |  |  | -- | -- |  |  | 1089.3279 | 0.03652 | 1491.0656 | 0.32756 | 1489.7584 | 0.4298 | 1489.7502 | 0.09398
|  |  |  | -- | -- |  |  | 1089.3424 | 0.036513 | 1491.1744 | 0.32545 | 1489.8671 | 0.43067 | 1489.8589 | 0.09424
|  |  |  | -- | -- |  |  | 1089.3569 | 0.036507 | 1491.2834 | 0.32461 | 1489.9758 | 0.43154 | 1489.9677 | 0.09446
|  |  |  | -- | -- |  |  | 1089.3716 | 0.036504 | 1491.3923 | 0.32326 | 1490.0846 | 0.43241 | 1490.0764 | 0.09466
|  |  |  | -- | -- |  |  | 1089.3861 | 0.036503 | 1491.5013 | 0.32175 | 1490.1934 | 0.43328 | 1490.1852 | 0.09486
|  |  |  | -- | -- |  |  | 1089.4006 | 0.036504 | 1491.6103 | 0.31931 | 1490.3022 | 0.43414 | 1490.2941 | 0.0951
|  |  |  | -- | -- |  |  | 1089.4152 | 0.036508 | 1491.7194 | 0.31781 | 1490.411 | 0.43501 | 1490.4028 | 0.09538
|  |  |  | -- | -- |  |  | 1089.4297 | 0.036513 | 1491.8284 | 0.31683 | 1490.5199 | 0.43588 | 1490.5116 | 0.09571
|  |  |  | -- | -- |  |  | 1089.4442 | 0.036522 | 1491.9374 | 0.31544 | 1490.6287 | 0.43675 | 1490.6205 | 0.09608
|  |  |  | -- | -- |  |  | 1089.4587 | 0.036533 | 1492.0465 | 0.31353 | 1490.7376 | 0.43761 | 1490.7294 | 0.09646
|  |  |  | -- | -- |  |  | 1089.4733 | 0.036546 | 1492.1555 | 0.31209 | 1490.8464 | 0.43848 | 1490.8383 | 0.09685
|  |  |  | -- | -- |  |  | 1089.4878 | 0.036562 | 1492.2647 | 0.31036 | 1490.9553 | 0.43935 | 1490.9471 | 0.09721
|  |  |  | -- | -- |  |  | 1089.5023 | 0.03658 | 1492.3737 | 0.3088 | 1491.0642 | 0.44022 | 1491.056 | 0.09755
|  |  |  | -- | -- |  |  | 1089.5168 | 0.036601 | 1492.4828 | 0.30783 | 1491.1731 | 0.44108 | 1491.1649 | 0.09785
|  |  |  | -- | -- |  |  | 1089.5314 | 0.036625 | 1492.5919 | 0.30621 | 1491.2821 | 0.44195 | 1491.2739 | 0.09813
|  |  |  | -- | -- |  |  | 1089.546 | 0.036651 | 1492.701 | 0.30476 | 1491.391 | 0.44282 | 1491.3828 | 0.0984
|  |  |  | -- | -- |  |  | 1089.5605 | 0.03668 | 1492.8103 | 0.30306 | 1491.5 | 0.44368 | 1491.4918 | 0.09867
|  |  |  | -- | -- |  |  | 1089.5751 | 0.036712 | 1492.9194 | 0.30106 | 1491.609 | 0.44455 | 1491.6008 | 0.09897
|  |  |  | -- | -- |  |  | 1089.5896 | 0.036747 | 1493.0287 | 0.30038 | 1491.718 | 0.44542 | 1491.7098 | 0.09929
|  |  |  | -- | -- |  |  | 1089.6041 | 0.036784 | 1493.1378 | 0.30002 | 1491.827 | 0.44628 | 1491.8189 | 0.09964
|  |  |  | -- | -- |  |  | 1089.6187 | 0.036825 | 1493.2471 | 0.29881 | 1491.936 | 0.44715 | 1491.9279 | 0.10002
|  |  |  | -- | -- |  |  | 1089.6332 | 0.036868 | 1493.3563 | 0.29768 | 1492.0452 | 0.44802 | 1492.0369 | 0.10041
|  |  |  | -- | -- |  |  | 1089.6477 | 0.036914 | 1493.4656 | 0.29584 | 1492.1542 | 0.44888 | 1492.146 | 0.1008
|  |  |  | -- | -- |  |  | 1089.6622 | 0.036963 | 1493.5748 | 0.29344 | 1492.2633 | 0.44975 | 1492.2551 | 0.10115
|  |  |  | -- | -- |  |  | 1089.6769 | 0.037015 | 1493.6842 | 0.29228 | 1492.3723 | 0.45061 | 1492.3641 | 0.10147
|  |  |  | -- | -- |  |  | 1089.6914 | 0.03707 | 1493.7935 | 0.29045 | 1492.4814 | 0.45148 | 1492.4733 | 0.10173
|  |  |  | -- | -- |  |  | 1089.7059 | 0.037128 | 1493.9028 | 0.28871 | 1492.5906 | 0.45234 | 1492.5824 | 0.10195
|  |  |  | -- | -- |  |  | 1089.7205 | 0.037189 | 1494.0121 | 0.28698 | 1492.6997 | 0.45321 | 1492.6915 | 0.10212
|  |  |  | -- | -- |  |  | 1089.735 | 0.037253 | 1494.1215 | 0.28543 | 1492.809 | 0.45407 | 1492.8008 | 0.10227
|  |  |  | -- | -- |  |  | 1089.7495 | 0.037319 | 1494.2308 | 0.28492 | 1492.9181 | 0.45493 | 1492.9099 | 0.10242
|  |  |  | -- | -- |  |  | 1089.764 | 0.037388 | 1494.3402 | 0.28307 | 1493.0273 | 0.4558 | 1493.0192 | 0.10257
|  |  |  | -- | -- |  |  | 1089.7787 | 0.03746 | 1494.4496 | 0.28211 | 1493.1365 | 0.45666 | 1493.1283 | 0.10273
|  |  |  | -- | -- |  |  | 1089.7932 | 0.037535 | 1494.5591 | 0.28062 | 1493.2457 | 0.45752 | 1493.2376 | 0.10291
|  |  |  | -- | -- |  |  | 1089.8077 | 0.037613 | 1494.6685 | 0.27862 | 1493.355 | 0.45838 | 1493.3468 | 0.10312
|  |  |  | -- | -- |  |  | 1089.8223 | 0.037693 | 1494.7779 | 0.27673 | 1493.4642 | 0.45924 | 1493.4561 | 0.10336
|  |  |  | -- | -- |  |  | 1089.8368 | 0.037776 | 1494.8874 | 0.27627 | 1493.5735 | 0.4601 | 1493.5653 | 0.10365
|  |  |  | -- | -- |  |  | 1089.8513 | 0.037862 | 1494.9969 | 0.27507 | 1493.6829 | 0.46096 | 1493.6746 | 0.10399
|  |  |  | -- | -- |  |  | 1089.866 | 0.03795 | 1495.1064 | 0.27357 | 1493.7921 | 0.46183 | 1493.7839 | 0.10437
|  |  |  | -- | -- |  |  | 1089.8805 | 0.03804 | 1495.2159 | 0.27202 | 1493.9015 | 0.46269 | 1493.8932 | 0.10481
|  |  |  | -- | -- |  |  | 1089.895 | 0.038133 | 1495.3254 | 0.27022 | 1494.0107 | 0.46355 | 1494.0026 | 0.10526
|  |  |  | -- | -- |  |  | 1089.9095 | 0.038229 | 1495.4349 | 0.26893 | 1494.1201 | 0.46441 | 1494.1119 | 0.10573
|  |  |  | -- | -- |  |  | 1089.9241 | 0.038326 | 1495.5446 | 0.26768 | 1494.2295 | 0.46527 | 1494.2213 | 0.10618
|  |  |  | -- | -- |  |  | 1089.9386 | 0.038426 | 1495.6542 | 0.26675 | 1494.3389 | 0.46613 | 1494.3307 | 0.10659
|  |  |  | -- | -- |  |  | 1089.9532 | 0.038527 | 1495.7637 | 0.26547 | 1494.4482 | 0.46699 | 1494.4401 | 0.10695
|  |  |  | -- | -- |  |  | 1089.9678 | 0.038631 | 1495.8733 | 0.26384 | 1494.5577 | 0.46785 | 1494.5496 | 0.10724
|  |  |  | -- | -- |  |  | 1089.9823 | 0.038737 | 1495.9829 | 0.26273 | 1494.6671 | 0.46871 | 1494.6589 | 0.10746
|  |  |  | -- | -- |  |  | 1089.9968 | 0.038844 | 1496.0927 | 0.26145 | 1494.7766 | 0.46958 | 1494.7684 | 0.10761
|  |  |  | -- | -- |  |  | 1090.0114 | 0.038953 | 1496.2023 | 0.25973 | 1494.8861 | 0.47044 | 1494.8778 | 0.10768
|  |  |  | -- | -- |  |  | 1090.026 | 0.039063 | 1496.3119 | 0.25808 | 1494.9956 | 0.4713 | 1494.9873 | 0.10768
|  |  |  | -- | -- |  |  | 1090.0405 | 0.039175 | 1496.4216 | 0.25575 | 1495.1051 | 0.47217 | 1495.0968 | 0.10764
|  |  |  | -- | -- |  |  | 1090.0551 | 0.039288 | 1496.5314 | 0.25432 | 1495.2146 | 0.47303 | 1495.2064 | 0.10756
|  |  |  | -- | -- |  |  | 1090.0696 | 0.039403 | 1496.6411 | 0.25255 | 1495.3241 | 0.4739 | 1495.3159 | 0.10748
|  |  |  | -- | -- |  |  | 1090.0842 | 0.039518 | 1496.7508 | 0.25182 | 1495.4336 | 0.47477 | 1495.4254 | 0.10742
|  |  |  | -- | -- |  |  | 1090.0988 | 0.039635 | 1496.8606 | 0.25104 | 1495.5432 | 0.47563 | 1495.535 | 0.10742
|  |  |  | -- | -- |  |  | 1090.1133 | 0.039752 | 1496.9703 | 0.2494 | 1495.6528 | 0.4765 | 1495.6445 | 0.10749
|  |  |  | -- | -- |  |  | 1090.1278 | 0.03987 | 1497.0801 | 0.24763 | 1495.7623 | 0.47737 | 1495.7541 | 0.10764
|  |  |  | -- | -- |  |  | 1090.1423 | 0.039988 | 1497.1899 | 0.24575 | 1495.8719 | 0.47824 | 1495.8638 | 0.10786
|  |  |  | -- | -- |  |  | 1090.157 | 0.040107 | 1497.2998 | 0.24457 | 1495.9816 | 0.47911 | 1495.9734 | 0.10815
|  |  |  | -- | -- |  |  | 1090.1715 | 0.040227 | 1497.4096 | 0.24254 | 1496.0913 | 0.47998 | 1496.083 | 0.10848
|  |  |  | -- | -- |  |  | 1090.186 | 0.040346 | 1497.5194 | 0.24128 | 1496.2009 | 0.48085 | 1496.1927 | 0.1088
|  |  |  | -- | -- |  |  | 1090.2006 | 0.040466 | 1497.6293 | 0.23997 | 1496.3105 | 0.48172 | 1496.3024 | 0.1091
|  |  |  | -- | -- |  |  | 1090.2152 | 0.040585 | 1497.7393 | 0.23901 | 1496.4203 | 0.48259 | 1496.4121 | 0.10934
|  |  |  | -- | -- |  |  | 1090.2297 | 0.040704 | 1497.8491 | 0.23788 | 1496.53 | 0.48346 | 1496.5219 | 0.10952
|  |  |  | -- | -- |  |  | 1090.2443 | 0.040824 | 1497.959 | 0.23673 | 1496.6398 | 0.48434 | 1496.6315 | 0.10966
|  |  |  | -- | -- |  |  | 1090.2588 | 0.040942 | 1498.069 | 0.23564 | 1496.7495 | 0.48521 | 1496.7412 | 0.10979
|  |  |  | -- | -- |  |  | 1090.2734 | 0.04106 | 1498.179 | 0.23428 | 1496.8592 | 0.48609 | 1496.851 | 0.10997
|  |  |  | -- | -- |  |  | 1090.288 | 0.041178 | 1498.2888 | 0.23328 | 1496.969 | 0.48696 | 1496.9608 | 0.11023
|  |  |  | -- | -- |  |  | 1090.3025 | 0.041295 | 1498.3988 | 0.23218 | 1497.0787 | 0.48783 | 1497.0706 | 0.1106
|  |  |  | -- | -- |  |  | 1090.317 | 0.04141 | 1498.5089 | 0.23056 | 1497.1886 | 0.48871 | 1497.1804 | 0.11107
|  |  |  | -- | -- |  |  | 1090.3317 | 0.041525 | 1498.6189 | 0.22908 | 1497.2985 | 0.48959 | 1497.2902 | 0.1116
|  |  |  | -- | -- |  |  | 1090.3462 | 0.041639 | 1498.7289 | 0.22832 | 1497.4082 | 0.49046 | 1497.4 | 0.11214
|  |  |  | -- | -- |  |  | 1090.3607 | 0.041752 | 1498.839 | 0.22713 | 1497.5181 | 0.49134 | 1497.5099 | 0.11263
|  |  |  | -- | -- |  |  | 1090.3754 | 0.041863 | 1498.949 | 0.22558 | 1497.6279 | 0.49222 | 1497.6198 | 0.11303
|  |  |  | -- | -- |  |  | 1090.3899 | 0.041973 | 1499.0591 | 0.22458 | 1497.7378 | 0.49309 | 1497.7296 | 0.11335
|  |  |  | -- | -- |  |  | 1090.4044 | 0.042082 | 1499.1692 | 0.22333 | 1497.8478 | 0.49397 | 1497.8396 | 0.11359
|  |  |  | -- | -- |  |  | 1090.4189 | 0.042189 | 1499.2793 | 0.2225 | 1497.9576 | 0.49485 | 1497.9495 | 0.11381
|  |  |  | -- | -- |  |  | 1090.4336 | 0.042294 | 1499.3894 | 0.22085 | 1498.0676 | 0.49574 | 1498.0594 | 0.11405
|  |  |  | -- | -- |  |  | 1090.4481 | 0.042398 | 1499.4995 | 0.21913 | 1498.1776 | 0.49662 | 1498.1693 | 0.11436
|  |  |  | -- | -- |  |  | 1090.4626 | 0.042499 | 1499.6097 | 0.21831 | 1498.2875 | 0.4975 | 1498.2793 | 0.11475
|  |  |  | -- | -- |  |  | 1090.4773 | 0.042599 | 1499.7198 | 0.21659 | 1498.3975 | 0.49839 | 1498.3893 | 0.11523
|  |  |  | -- | -- |  |  | 1090.4918 | 0.042698 | 1499.8301 | 0.21539 | 1498.5075 | 0.49928 | 1498.4993 | 0.11577
|  |  |  | -- | -- |  |  | 1090.5063 | 0.042794 | 1499.9403 | 0.21314 | 1498.6175 | 0.50017 | 1498.6092 | 0.11635
|  |  |  | -- | -- |  |  | 1090.521 | 0.042888 | 1500.0505 | 0.21113 | 1498.7275 | 0.50106 | 1498.7194 | 0.11693
|  |  |  | -- | -- |  |  | 1090.5355 | 0.04298 | 1500.1608 | 0.20963 | 1498.8376 | 0.50195 | 1498.8293 | 0.11747
|  |  |  | -- | -- |  |  | 1090.55 | 0.04307 | 1500.271 | 0.20791 | 1498.9476 | 0.50285 | 1498.9395 | 0.11795
|  |  |  | -- | -- |  |  | 1090.5647 | 0.043157 | 1500.3814 | 0.20631 | 1499.0577 | 0.50375 | 1499.0496 | 0.11836
|  |  |  | -- | -- |  |  | 1090.5792 | 0.043243 | 1500.4916 | 0.20522 | 1499.1679 | 0.50465 | 1499.1597 | 0.11871
|  |  |  | -- | -- |  |  | 1090.5938 | 0.043326 | 1500.6019 | 0.20357 | 1499.2779 | 0.50556 | 1499.2698 | 0.11899
|  |  |  | -- | -- |  |  | 1090.6084 | 0.043407 | 1500.7122 | 0.20257 | 1499.3881 | 0.50647 | 1499.3799 | 0.11921
|  |  |  | -- | -- |  |  | 1090.6229 | 0.043485 | 1500.8225 | 0.20165 | 1499.4982 | 0.50738 | 1499.49 | 0.11939
|  |  |  | -- | -- |  |  | 1090.6375 | 0.043561 | 1500.9329 | 0.20011 | 1499.6084 | 0.50829 | 1499.6001 | 0.11952
|  |  |  | -- | -- |  |  | 1090.6521 | 0.043635 | 1501.0433 | 0.19888 | 1499.7185 | 0.50921 | 1499.7103 | 0.1196
|  |  |  | -- | -- |  |  | 1090.6666 | 0.043706 | 1501.1537 | 0.19798 | 1499.8287 | 0.51013 | 1499.8206 | 0.11964
|  |  |  | -- | -- |  |  | 1090.6812 | 0.043775 | 1501.264 | 0.19622 | 1499.939 | 0.51106 | 1499.9308 | 0.11964
|  |  |  | -- | -- |  |  | 1090.6958 | 0.043841 | 1501.3745 | 0.19559 | 1500.0492 | 0.51199 | 1500.041 | 0.11959
|  |  |  | -- | -- |  |  | 1090.7103 | 0.043905 | 1501.485 | 0.19408 | 1500.1594 | 0.51292 | 1500.1512 | 0.11952
|  |  |  | -- | -- |  |  | 1090.7249 | 0.043966 | 1501.5953 | 0.19328 | 1500.2696 | 0.51386 | 1500.2615 | 0.11944
|  |  |  | -- | -- |  |  | 1090.7395 | 0.044025 | 1501.7058 | 0.19287 | 1500.38 | 0.51479 | 1500.3717 | 0.11938
|  |  |  | -- | -- |  |  | 1090.754 | 0.044081 | 1501.8163 | 0.19137 | 1500.4902 | 0.51574 | 1500.4821 | 0.11937
|  |  |  | -- | -- |  |  | 1090.7686 | 0.044135 | 1501.9269 | 0.19002 | 1500.6006 | 0.51668 | 1500.5923 | 0.11944
|  |  |  | -- | -- |  |  | 1090.7832 | 0.044186 | 1502.0374 | 0.18822 | 1500.7108 | 0.51763 | 1500.7026 | 0.11961
|  |  |  | -- | -- |  |  | 1090.7977 | 0.044235 | 1502.1478 | 0.18775 | 1500.8212 | 0.51858 | 1500.813 | 0.11989
|  |  |  | -- | -- |  |  | 1090.8124 | 0.04428 | 1502.2584 | 0.18653 | 1500.9315 | 0.51953 | 1500.9233 | 0.12029
|  |  |  | -- | -- |  |  | 1090.8269 | 0.044324 | 1502.369 | 0.18539 | 1501.0419 | 0.52049 | 1501.0337 | 0.1208
|  |  |  | -- | -- |  |  | 1090.8414 | 0.044364 | 1502.4796 | 0.18495 | 1501.1523 | 0.52144 | 1501.144 | 0.12143
|  |  |  | -- | -- |  |  | 1090.8561 | 0.044402 | 1502.5902 | 0.18412 | 1501.2627 | 0.5224 | 1501.2545 | 0.12215
|  |  |  | -- | -- |  |  | 1090.8706 | 0.044438 | 1502.7008 | 0.1827 | 1501.3732 | 0.52336 | 1501.3649 | 0.12295
|  |  |  | -- | -- |  |  | 1090.8851 | 0.044471 | 1502.8114 | 0.18218 | 1501.4835 | 0.52433 | 1501.4753 | 0.1238
|  |  |  | -- | -- |  |  | 1090.8998 | 0.044501 | 1502.9221 | 0.18111 | 1501.594 | 0.52529 | 1501.5858 | 0.12465
|  |  |  | -- | -- |  |  | 1090.9143 | 0.044528 | 1503.0327 | 0.17972 | 1501.7045 | 0.52625 | 1501.6963 | 0.12548
|  |  |  | -- | -- |  |  | 1090.929 | 0.044553 | 1503.1434 | 0.17889 | 1501.8149 | 0.52722 | 1501.8068 | 0.12623
|  |  |  | -- | -- |  |  | 1090.9435 | 0.044575 | 1503.2541 | 0.1779 | 1501.9255 | 0.52819 | 1501.9172 | 0.12689
|  |  |  | -- | -- |  |  | 1090.958 | 0.044595 | 1503.3649 | 0.17664 | 1502.036 | 0.52915 | 1502.0277 | 0.12743
|  |  |  | -- | -- |  |  | 1090.9727 | 0.044612 | 1503.4756 | 0.17623 | 1502.1465 | 0.53012 | 1502.1383 | 0.12784
|  |  |  | -- | -- |  |  | 1090.9872 | 0.044626 | 1503.5863 | 0.17567 | 1502.2571 | 0.53109 | 1502.2489 | 0.12812
|  |  |  | -- | -- |  |  | 1091.0018 | 0.044638 | 1503.697 | 0.17446 | 1502.3677 | 0.53205 | 1502.3594 | 0.12828
|  |  |  | -- | -- |  |  | 1091.0164 | 0.044647 | 1503.8079 | 0.17405 | 1502.4783 | 0.53302 | 1502.47 | 0.12835
|  |  |  | -- | -- |  |  | 1091.031 | 0.044653 | 1503.9186 | 0.17307 | 1502.5889 | 0.53399 | 1502.5806 | 0.12833
|  |  |  | -- | -- |  |  | 1091.0455 | 0.044656 | 1504.0294 | 0.17217 | 1502.6995 | 0.53496 | 1502.6912 | 0.12824
|  |  |  | -- | -- |  |  | 1091.0601 | 0.044657 | 1504.1403 | 0.17225 | 1502.8101 | 0.53592 | 1502.8019 | 0.12811
|  |  |  | -- | -- |  |  | 1091.0747 | 0.044655 | 1504.2511 | 0.17182 | 1502.9208 | 0.53689 | 1502.9125 | 0.12797
|  |  |  | -- | -- |  |  | 1091.0892 | 0.044651 | 1504.3619 | 0.17066 | 1503.0314 | 0.53786 | 1503.0232 | 0.12783
|  |  |  | -- | -- |  |  | 1091.1039 | 0.044643 | 1504.4729 | 0.16964 | 1503.1421 | 0.53882 | 1503.1338 | 0.12771
|  |  |  | -- | -- |  |  | 1091.1184 | 0.044633 | 1504.5837 | 0.16899 | 1503.2528 | 0.53979 | 1503.2445 | 0.12761
|  |  |  | -- | -- |  |  | 1091.1331 | 0.044621 | 1504.6947 | 0.16828 | 1503.3635 | 0.54076 | 1503.3552 | 0.12756
|  |  |  | -- | -- |  |  | 1091.1476 | 0.044605 | 1504.8055 | 0.16735 | 1503.4742 | 0.54172 | 1503.4659 | 0.12756
|  |  |  | -- | -- |  |  | 1091.1622 | 0.044587 | 1504.9165 | 0.16604 | 1503.585 | 0.54269 | 1503.5767 | 0.12761
|  |  |  | -- | -- |  |  | 1091.1768 | 0.044566 | 1505.0275 | 0.16439 | 1503.6957 | 0.54365 | 1503.6875 | 0.12774
|  |  |  | -- | -- |  |  | 1091.1913 | 0.044543 | 1505.1384 | 0.16329 | 1503.8065 | 0.54461 | 1503.7982 | 0.12796
|  |  |  | -- | -- |  |  | 1091.2059 | 0.044517 | 1505.2494 | 0.16242 | 1503.9172 | 0.54558 | 1503.9091 | 0.12827
|  |  |  | -- | -- |  |  | 1091.2205 | 0.044488 | 1505.3605 | 0.16179 | 1504.0281 | 0.54654 | 1504.0199 | 0.12867
|  |  |  | -- | -- |  |  | 1091.2351 | 0.044456 | 1505.4714 | 0.16031 | 1504.1389 | 0.5475 | 1504.1306 | 0.12911
|  |  |  | -- | -- |  |  | 1091.2496 | 0.044421 | 1505.5825 | 0.1592 | 1504.2498 | 0.54846 | 1504.2416 | 0.12957
|  |  |  | -- | -- |  |  | 1091.2643 | 0.044384 | 1505.6936 | 0.15841 | 1504.3606 | 0.54943 | 1504.3524 | 0.13
|  |  |  | -- | -- |  |  | 1091.2788 | 0.044344 | 1505.8047 | 0.15682 | 1504.4714 | 0.55039 | 1504.4633 | 0.13037
|  |  |  | -- | -- |  |  | 1091.2935 | 0.044302 | 1505.9158 | 0.15646 | 1504.5824 | 0.55135 | 1504.5741 | 0.13065
|  |  |  | -- | -- |  |  | 1091.308 | 0.044257 | 1506.0269 | 0.15553 | 1504.6932 | 0.55231 | 1504.6851 | 0.13084
|  |  |  | -- | -- |  |  | 1091.3226 | 0.044209 | 1506.1379 | 0.15468 | 1504.8042 | 0.55327 | 1504.796 | 0.13094
|  |  |  | -- | -- |  |  | 1091.3372 | 0.044158 | 1506.249 | 0.15412 | 1504.9152 | 0.55423 | 1504.9069 | 0.13098
|  |  |  | -- | -- |  |  | 1091.3518 | 0.044105 | 1506.3602 | 0.15281 | 1505.0261 | 0.55519 | 1505.0178 | 0.13097
|  |  |  | -- | -- |  |  | 1091.3663 | 0.044049 | 1506.4714 | 0.15182 | 1505.1371 | 0.55615 | 1505.1289 | 0.13094
|  |  |  | -- | -- |  |  | 1091.381 | 0.043991 | 1506.5826 | 0.15066 | 1505.248 | 0.5571 | 1505.2399 | 0.13091
|  |  |  | -- | -- |  |  | 1091.3955 | 0.04393 | 1506.6939 | 0.14974 | 1505.3591 | 0.55806 | 1505.3508 | 0.13093
|  |  |  | -- | -- |  |  | 1091.4102 | 0.043866 | 1506.805 | 0.14925 | 1505.4701 | 0.55902 | 1505.4619 | 0.13102
|  |  |  | -- | -- |  |  | 1091.4247 | 0.0438 | 1506.9163 | 0.14812 | 1505.5812 | 0.55997 | 1505.5729 | 0.13121
|  |  |  | -- | -- |  |  | 1091.4393 | 0.043731 | 1507.0275 | 0.14758 | 1505.6923 | 0.56093 | 1505.684 | 0.13154
|  |  |  | -- | -- |  |  | 1091.4539 | 0.04366 | 1507.1388 | 0.14668 | 1505.8032 | 0.56188 | 1505.795 | 0.13202
|  |  |  | -- | -- |  |  | 1091.4685 | 0.043586 | 1507.2501 | 0.14646 | 1505.9143 | 0.56283 | 1505.9061 | 0.13264
|  |  |  | -- | -- |  |  | 1091.483 | 0.04351 | 1507.3613 | 0.1465 | 1506.0255 | 0.56379 | 1506.0172 | 0.13337
|  |  |  | -- | -- |  |  | 1091.4977 | 0.043432 | 1507.4727 | 0.14594 | 1506.1366 | 0.56474 | 1506.1283 | 0.13417
|  |  |  | -- | -- |  |  | 1091.5122 | 0.043351 | 1507.584 | 0.14454 | 1506.2477 | 0.56569 | 1506.2395 | 0.13499
|  |  |  | -- | -- |  |  | 1091.5269 | 0.043267 | 1507.6953 | 0.14424 | 1506.3589 | 0.56664 | 1506.3506 | 0.13575
|  |  |  | -- | -- |  |  | 1091.5415 | 0.043182 | 1507.8068 | 0.14376 | 1506.4701 | 0.56758 | 1506.4618 | 0.1364
|  |  |  | -- | -- |  |  | 1091.556 | 0.043094 | 1507.9181 | 0.14264 | 1506.5813 | 0.56853 | 1506.573 | 0.13689
|  |  |  | -- | -- |  |  | 1091.5707 | 0.043004 | 1508.0295 | 0.14224 | 1506.6924 | 0.56947 | 1506.6842 | 0.13722
|  |  |  | -- | -- |  |  | 1091.5852 | 0.042912 | 1508.141 | 0.14109 | 1506.8037 | 0.57042 | 1506.7954 | 0.13736
|  |  |  | -- | -- |  |  | 1091.5999 | 0.042817 | 1508.2523 | 0.13939 | 1506.9149 | 0.57136 | 1506.9066 | 0.13737
|  |  |  | -- | -- |  |  | 1091.6144 | 0.042721 | 1508.3638 | 0.13854 | 1507.0261 | 0.5723 | 1507.0179 | 0.13727
|  |  |  | -- | -- |  |  | 1091.629 | 0.042622 | 1508.4753 | 0.13737 | 1507.1374 | 0.57324 | 1507.1291 | 0.13713
|  |  |  | -- | -- |  |  | 1091.6436 | 0.042522 | 1508.5868 | 0.1362 | 1507.2487 | 0.57417 | 1507.2405 | 0.13701
|  |  |  | -- | -- |  |  | 1091.6582 | 0.042419 | 1508.6982 | 0.13577 | 1507.36 | 0.57511 | 1507.3518 | 0.13694
|  |  |  | -- | -- |  |  | 1091.6729 | 0.042315 | 1508.8098 | 0.13543 | 1507.4713 | 0.57604 | 1507.463 | 0.13697
|  |  |  | -- | -- |  |  | 1091.6874 | 0.042209 | 1508.9213 | 0.13485 | 1507.5826 | 0.57697 | 1507.5745 | 0.13711
|  |  |  | -- | -- |  |  | 1091.702 | 0.042101 | 1509.0328 | 0.1344 | 1507.694 | 0.5779 | 1507.6858 | 0.13735
|  |  |  | -- | -- |  |  | 1091.7166 | 0.041992 | 1509.1444 | 0.13366 | 1507.8054 | 0.57883 | 1507.7971 | 0.13769
|  |  |  | -- | -- |  |  | 1091.7312 | 0.04188 | 1509.256 | 0.13299 | 1507.9168 | 0.57975 | 1507.9084 | 0.1381
|  |  |  | -- | -- |  |  | 1091.7457 | 0.041767 | 1509.3675 | 0.13281 | 1508.0282 | 0.58067 | 1508.0199 | 0.13853
|  |  |  | -- | -- |  |  | 1091.7604 | 0.041653 | 1509.4793 | 0.13223 | 1508.1395 | 0.58159 | 1508.1314 | 0.13897
|  |  |  | -- | -- |  |  | 1091.775 | 0.041537 | 1509.5908 | 0.13101 | 1508.251 | 0.58251 | 1508.2428 | 0.13937
|  |  |  | -- | -- |  |  | 1091.7896 | 0.04142 | 1509.7025 | 0.12989 | 1508.3624 | 0.58343 | 1508.3543 | 0.13974
|  |  |  | -- | -- |  |  | 1091.8042 | 0.041301 | 1509.8142 | 0.12912 | 1508.4739 | 0.58434 | 1508.4657 | 0.14006
|  |  |  | -- | -- |  |  | 1091.8187 | 0.041181 | 1509.9259 | 0.12865 | 1508.5855 | 0.58526 | 1508.5772 | 0.14035
|  |  |  | -- | -- |  |  | 1091.8334 | 0.04106 | 1510.0376 | 0.12704 | 1508.6969 | 0.58617 | 1508.6886 | 0.14062
|  |  |  | -- | -- |  |  | 1091.848 | 0.040938 | 1510.1493 | 0.12599 | 1508.8085 | 0.58708 | 1508.8002 | 0.1409
|  |  |  | -- | -- |  |  | 1091.8625 | 0.040815 | 1510.261 | 0.12538 | 1508.9199 | 0.58799 | 1508.9117 | 0.1412
|  |  |  | -- | -- |  |  | 1091.8772 | 0.04069 | 1510.3727 | 0.12478 | 1509.0315 | 0.5889 | 1509.0232 | 0.14153
|  |  |  | -- | -- |  |  | 1091.8917 | 0.040565 | 1510.4845 | 0.12415 | 1509.1431 | 0.58981 | 1509.1348 | 0.14189
|  |  |  | -- | -- |  |  | 1091.9064 | 0.040439 | 1510.5963 | 0.1231 | 1509.2546 | 0.59071 | 1509.2463 | 0.14229
|  |  |  | -- | -- |  |  | 1091.921 | 0.040312 | 1510.7081 | 0.12266 | 1509.3662 | 0.59162 | 1509.358 | 0.14272
|  |  |  | -- | -- |  |  | 1091.9355 | 0.040185 | 1510.82 | 0.12165 | 1509.4779 | 0.59253 | 1509.4696 | 0.1432
|  |  |  | -- | -- |  |  | 1091.9502 | 0.040057 | 1510.9318 | 0.12067 | 1509.5895 | 0.59344 | 1509.5812 | 0.14371
|  |  |  | -- | -- |  |  | 1091.9648 | 0.039928 | 1511.0436 | 0.11936 | 1509.7012 | 0.59435 | 1509.6929 | 0.14426
|  |  |  | -- | -- |  |  | 1091.9794 | 0.039799 | 1511.1554 | 0.11901 | 1509.8129 | 0.59526 | 1509.8046 | 0.14484
|  |  |  | -- | -- |  |  | 1091.994 | 0.039669 | 1511.2673 | 0.11828 | 1509.9244 | 0.59617 | 1509.9163 | 0.14544
|  |  |  | -- | -- |  |  | 1092.0085 | 0.03954 | 1511.3791 | 0.11743 | 1510.0361 | 0.59708 | 1510.0279 | 0.14604
|  |  |  | -- | -- |  |  | 1092.0232 | 0.03941 | 1511.4911 | 0.11636 | 1510.148 | 0.598 | 1510.1397 | 0.14664
|  |  |  | -- | -- |  |  | 1092.0378 | 0.03928 | 1511.603 | 0.11491 | 1510.2596 | 0.59892 | 1510.2513 | 0.14722
|  |  |  | -- | -- |  |  | 1092.0524 | 0.039149 | 1511.715 | 0.11396 | 1510.3713 | 0.59984 | 1510.3632 | 0.14775
|  |  |  | -- | -- |  |  | 1092.067 | 0.039019 | 1511.8269 | 0.11293 | 1510.4832 | 0.60076 | 1510.4749 | 0.14821
|  |  |  | -- | -- |  |  | 1092.0817 | 0.03889 | 1511.939 | 0.113 | 1510.595 | 0.60169 | 1510.5867 | 0.14859
|  |  |  | -- | -- |  |  | 1092.0962 | 0.03876 | 1512.0509 | 0.11241 | 1510.7067 | 0.60262 | 1510.6985 | 0.14887
|  |  |  | -- | -- |  |  | 1092.1108 | 0.038631 | 1512.163 | 0.11182 | 1510.8185 | 0.60355 | 1510.8103 | 0.14904
|  |  |  | -- | -- |  |  | 1092.1255 | 0.038502 | 1512.275 | 0.11146 | 1510.9304 | 0.60449 | 1510.9221 | 0.1491
|  |  |  | -- | -- |  |  | 1092.14 | 0.038373 | 1512.387 | 0.11093 | 1511.0422 | 0.60543 | 1511.0339 | 0.14906
|  |  |  | -- | -- |  |  | 1092.1547 | 0.038246 | 1512.499 | 0.11 | 1511.1541 | 0.60638 | 1511.1457 | 0.14896
|  |  |  | -- | -- |  |  | 1092.1693 | 0.038119 | 1512.6112 | 0.10848 | 1511.266 | 0.60733 | 1511.2577 | 0.14885
|  |  |  | -- | -- |  |  | 1092.1838 | 0.037993 | 1512.7233 | 0.10832 | 1511.3778 | 0.60829 | 1511.3696 | 0.14876
|  |  |  | -- | -- |  |  | 1092.1985 | 0.037867 | 1512.8353 | 0.1081 | 1511.4897 | 0.60925 | 1511.4814 | 0.14874
|  |  |  | -- | -- |  |  | 1092.2131 | 0.037743 | 1512.9475 | 0.10786 | 1511.6017 | 0.61021 | 1511.5934 | 0.14881
|  |  |  | -- | -- |  |  | 1092.2277 | 0.03762 | 1513.0597 | 0.1075 | 1511.7136 | 0.61118 | 1511.7053 | 0.14899
|  |  |  | -- | -- |  |  | 1092.2423 | 0.037499 | 1513.1717 | 0.1071 | 1511.8256 | 0.61216 | 1511.8174 | 0.14926
|  |  |  | -- | -- |  |  | 1092.257 | 0.037378 | 1513.2839 | 0.10691 | 1511.9376 | 0.61314 | 1511.9293 | 0.1496
|  |  |  | -- | -- |  |  | 1092.2715 | 0.037259 | 1513.3961 | 0.10626 | 1512.0496 | 0.61412 | 1512.0413 | 0.14998
|  |  |  | -- | -- |  |  | 1092.2861 | 0.037142 | 1513.5084 | 0.10463 | 1512.1616 | 0.61511 | 1512.1533 | 0.1504
|  |  |  | -- | -- |  |  | 1092.3008 | 0.037027 | 1513.6206 | 0.10389 | 1512.2736 | 0.6161 | 1512.2654 | 0.15083
|  |  |  | -- | -- |  |  | 1092.3154 | 0.036913 | 1513.7329 | 0.10314 | 1512.3856 | 0.6171 | 1512.3774 | 0.15128
|  |  |  | -- | -- |  |  | 1092.33 | 0.036801 | 1513.8451 | 0.10324 | 1512.4977 | 0.6181 | 1512.4895 | 0.15174
|  |  |  | -- | -- |  |  | 1092.3446 | 0.036691 | 1513.9574 | 0.10285 | 1512.6097 | 0.6191 | 1512.6016 | 0.15221
|  |  |  | -- | -- |  |  | 1092.3593 | 0.036583 | 1514.0697 | 0.10222 | 1512.7219 | 0.62011 | 1512.7136 | 0.15269
|  |  |  | -- | -- |  |  | 1092.3738 | 0.036478 | 1514.182 | 0.10148 | 1512.834 | 0.62112 | 1512.8257 | 0.15314
|  |  |  | -- | -- |  |  | 1092.3884 | 0.036375 | 1514.2943 | 0.10087 | 1512.9462 | 0.62213 | 1512.9379 | 0.15356
|  |  |  | -- | -- |  |  | 1092.4031 | 0.036274 | 1514.4066 | 0.10056 | 1513.0582 | 0.62314 | 1513.0501 | 0.15392
|  |  |  | -- | -- |  |  | 1092.4177 | 0.036176 | 1514.519 | 0.09964 | 1513.1704 | 0.62416 | 1513.1621 | 0.15423
|  |  |  | -- | -- |  |  | 1092.4323 | 0.036081 | 1514.6315 | 0.09952 | 1513.2826 | 0.62518 | 1513.2743 | 0.15451
|  |  |  | -- | -- |  |  | 1092.4469 | 0.035988 | 1514.7438 | 0.09863 | 1513.3948 | 0.62621 | 1513.3865 | 0.15477
|  |  |  | -- | -- |  |  | 1092.4615 | 0.035898 | 1514.8562 | 0.09884 | 1513.5071 | 0.62723 | 1513.4988 | 0.15507
|  |  |  | -- | -- |  |  | 1092.4762 | 0.035811 | 1514.9686 | 0.09872 | 1513.6193 | 0.62826 | 1513.611 | 0.15542
|  |  |  | -- | -- |  |  | 1092.4907 | 0.035727 | 1515.0811 | 0.09789 | 1513.7314 | 0.62929 | 1513.7233 | 0.15587
|  |  |  | -- | -- |  |  | 1092.5054 | 0.035647 | 1515.1936 | 0.09693 | 1513.8438 | 0.63032 | 1513.8355 | 0.15642
|  |  |  | -- | -- |  |  | 1092.52 | 0.035569 | 1515.306 | 0.09593 | 1513.9561 | 0.63135 | 1513.9478 | 0.15706
|  |  |  | -- | -- |  |  | 1092.5347 | 0.035495 | 1515.4186 | 0.09505 | 1514.0684 | 0.63239 | 1514.0601 | 0.15779
|  |  |  | -- | -- |  |  | 1092.5492 | 0.035425 | 1515.531 | 0.09396 | 1514.1807 | 0.63342 | 1514.1724 | 0.15857
|  |  |  | -- | -- |  |  | 1092.5638 | 0.035358 | 1515.6436 | 0.09387 | 1514.293 | 0.63446 | 1514.2847 | 0.15938
|  |  |  | -- | -- |  |  | 1092.5785 | 0.035294 | 1515.7561 | 0.09389 | 1514.4053 | 0.6355 | 1514.397 | 0.16018
|  |  |  | -- | -- |  |  | 1092.5931 | 0.035234 | 1515.8686 | 0.09334 | 1514.5177 | 0.63654 | 1514.5094 | 0.16093
|  |  |  | -- | -- |  |  | 1092.6077 | 0.035178 | 1515.9812 | 0.0929 | 1514.63 | 0.63758 | 1514.6218 | 0.16159
|  |  |  | -- | -- |  |  | 1092.6223 | 0.035126 | 1516.0939 | 0.09211 | 1514.7424 | 0.63862 | 1514.7341 | 0.16214
|  |  |  | -- | -- |  |  | 1092.637 | 0.035077 | 1516.2064 | 0.09088 | 1514.8549 | 0.63967 | 1514.8466 | 0.16257
|  |  |  | -- | -- |  |  | 1092.6516 | 0.035032 | 1516.3191 | 0.09023 | 1514.9673 | 0.64072 | 1514.959 | 0.1629
|  |  |  | -- | -- |  |  | 1092.6663 | 0.034992 | 1516.4318 | 0.08977 | 1515.0797 | 0.64177 | 1515.0714 | 0.16314
|  |  |  | -- | -- |  |  | 1092.6808 | 0.034955 | 1516.5444 | 0.08911 | 1515.1921 | 0.64282 | 1515.184 | 0.16332
|  |  |  | -- | -- |  |  | 1092.6954 | 0.034922 | 1516.6571 | 0.08798 | 1515.3047 | 0.64387 | 1515.2964 | 0.16346
|  |  |  | -- | -- |  |  | 1092.7101 | 0.034893 | 1516.7698 | 0.08747 | 1515.4171 | 0.64493 | 1515.4089 | 0.1636
|  |  |  | -- | -- |  |  | 1092.7247 | 0.034868 | 1516.8825 | 0.08733 | 1515.5297 | 0.64599 | 1515.5214 | 0.16374
|  |  |  | -- | -- |  |  | 1092.7394 | 0.034847 | 1516.9952 | 0.08723 | 1515.6422 | 0.64705 | 1515.6339 | 0.16389
|  |  |  | -- | -- |  |  | 1092.7539 | 0.03483 | 1517.1079 | 0.08647 | 1515.7548 | 0.64811 | 1515.7465 | 0.16403
|  |  |  | -- | -- |  |  | 1092.7686 | 0.034818 | 1517.2207 | 0.08568 | 1515.8673 | 0.64918 | 1515.859 | 0.16418
|  |  |  | -- | -- |  |  | 1092.7832 | 0.034809 | 1517.3335 | 0.08482 | 1515.9799 | 0.65025 | 1515.9716 | 0.16433
|  |  |  | -- | -- |  |  | 1092.7979 | 0.034804 | 1517.4463 | 0.08438 | 1516.0925 | 0.65133 | 1516.0842 | 0.16449
|  |  |  | -- | -- |  |  | 1092.8125 | 0.034803 | 1517.5591 | 0.08466 | 1516.2051 | 0.6524 | 1516.1968 | 0.16468
|  |  |  | -- | -- |  |  | 1092.827 | 0.034806 | 1517.672 | 0.08447 | 1516.3177 | 0.65348 | 1516.3094 | 0.16492
|  |  |  | -- | -- |  |  | 1092.8417 | 0.034813 | 1517.7848 | 0.08479 | 1516.4304 | 0.65457 | 1516.4221 | 0.16522
|  |  |  | -- | -- |  |  | 1092.8563 | 0.034823 | 1517.8977 | 0.08404 | 1516.5431 | 0.65566 | 1516.5348 | 0.16563
|  |  |  | -- | -- |  |  | 1092.871 | 0.034838 | 1518.0105 | 0.08373 | 1516.6558 | 0.65675 | 1516.6475 | 0.16614
|  |  |  | -- | -- |  |  | 1092.8856 | 0.034856 | 1518.1234 | 0.08357 | 1516.7684 | 0.65784 | 1516.7601 | 0.16675
|  |  |  | -- | -- |  |  | 1092.9003 | 0.034878 | 1518.2363 | 0.08272 | 1516.8811 | 0.65894 | 1516.8728 | 0.16745
|  |  |  | -- | -- |  |  | 1092.9148 | 0.034903 | 1518.3492 | 0.08268 | 1516.9939 | 0.66004 | 1516.9856 | 0.16818
|  |  |  | -- | -- |  |  | 1092.9294 | 0.034932 | 1518.4622 | 0.08293 | 1517.1066 | 0.66115 | 1517.0983 | 0.16888
|  |  |  | -- | -- |  |  | 1092.9441 | 0.034964 | 1518.5752 | 0.08266 | 1517.2194 | 0.66226 | 1517.2111 | 0.16951
|  |  |  | -- | -- |  |  | 1092.9587 | 0.034999 | 1518.6881 | 0.08149 | 1517.3321 | 0.66337 | 1517.3238 | 0.16998
|  |  |  | -- | -- |  |  | 1092.9734 | 0.035038 | 1518.8012 | 0.08052 | 1517.445 | 0.66449 | 1517.4367 | 0.17027
|  |  |  | -- | -- |  |  | 1092.988 | 0.035079 | 1518.9142 | 0.08029 | 1517.5577 | 0.66561 | 1517.5494 | 0.17034
|  |  |  | -- | -- |  |  | 1093.0026 | 0.035123 | 1519.0272 | 0.07994 | 1517.6705 | 0.66673 | 1517.6622 | 0.17021
|  |  |  | -- | -- |  |  | 1093.0172 | 0.03517 | 1519.1403 | 0.07885 | 1517.7834 | 0.66785 | 1517.7751 | 0.1699
|  |  |  | -- | -- |  |  | 1093.0319 | 0.03522 | 1519.2533 | 0.07846 | 1517.8962 | 0.66898 | 1517.8879 | 0.16948
|  |  |  | -- | -- |  |  | 1093.0465 | 0.035272 | 1519.3665 | 0.07839 | 1518.0092 | 0.67011 | 1518.0008 | 0.16903
|  |  |  | -- | -- |  |  | 1093.0612 | 0.035327 | 1519.4795 | 0.07737 | 1518.1221 | 0.67124 | 1518.1138 | 0.16863
|  |  |  | -- | -- |  |  | 1093.0758 | 0.035384 | 1519.5927 | 0.07712 | 1518.235 | 0.67237 | 1518.2267 | 0.16835
|  |  |  | -- | -- |  |  | 1093.0905 | 0.035442 | 1519.7057 | 0.07625 | 1518.3479 | 0.67351 | 1518.3396 | 0.16826
|  |  |  | -- | -- |  |  | 1093.1051 | 0.035503 | 1519.8189 | 0.07573 | 1518.4608 | 0.67464 | 1518.4525 | 0.16836
|  |  |  | -- | -- |  |  | 1093.1196 | 0.035565 | 1519.932 | 0.0753 | 1518.5738 | 0.67578 | 1518.5656 | 0.16866
|  |  |  | -- | -- |  |  | 1093.1343 | 0.035629 | 1520.0453 | 0.07425 | 1518.6868 | 0.67692 | 1518.6785 | 0.16912
|  |  |  | -- | -- |  |  | 1093.1489 | 0.035694 | 1520.1584 | 0.07394 | 1518.7998 | 0.67806 | 1518.7915 | 0.16966
|  |  |  | -- | -- |  |  | 1093.1636 | 0.035761 | 1520.2716 | 0.07268 | 1518.9128 | 0.6792 | 1518.9045 | 0.17023
|  |  |  | -- | -- |  |  | 1093.1782 | 0.035828 | 1520.3849 | 0.07275 | 1519.0259 | 0.68035 | 1519.0176 | 0.17079
|  |  |  | -- | -- |  |  | 1093.1929 | 0.035896 | 1520.4982 | 0.07255 | 1519.1389 | 0.68149 | 1519.1306 | 0.17132
|  |  |  | -- | -- |  |  | 1093.2075 | 0.035965 | 1520.6115 | 0.07195 | 1519.252 | 0.68263 | 1519.2436 | 0.17184
|  |  |  | -- | -- |  |  | 1093.2222 | 0.036035 | 1520.7247 | 0.07129 | 1519.365 | 0.68378 | 1519.3567 | 0.17237
|  |  |  | -- | -- |  |  | 1093.2368 | 0.036104 | 1520.838 | 0.07112 | 1519.4781 | 0.68492 | 1519.4698 | 0.17293
|  |  |  | -- | -- |  |  | 1093.2515 | 0.036174 | 1520.9513 | 0.07158 | 1519.5912 | 0.68606 | 1519.5829 | 0.17355
|  |  |  | -- | -- |  |  | 1093.266 | 0.036244 | 1521.0647 | 0.072 | 1519.7043 | 0.68721 | 1519.696 | 0.17422
|  |  |  | -- | -- |  |  | 1093.2806 | 0.036314 | 1521.178 | 0.07193 | 1519.8175 | 0.68835 | 1519.8092 | 0.17492
|  |  |  | -- | -- |  |  | 1093.2953 | 0.036383 | 1521.2914 | 0.07212 | 1519.9307 | 0.6895 | 1519.9224 | 0.1756
|  |  |  | -- | -- |  |  | 1093.3099 | 0.036451 | 1521.4048 | 0.07196 | 1520.0438 | 0.69064 | 1520.0355 | 0.1762
|  |  |  | -- | -- |  |  | 1093.3246 | 0.036519 | 1521.5182 | 0.07121 | 1520.1571 | 0.69179 | 1520.1488 | 0.1767
|  |  |  | -- | -- |  |  | 1093.3392 | 0.036586 | 1521.6316 | 0.07108 | 1520.2703 | 0.69293 | 1520.262 | 0.17707
|  |  |  | -- | -- |  |  | 1093.3539 | 0.036652 | 1521.745 | 0.07091 | 1520.3835 | 0.69408 | 1520.3752 | 0.17731
|  |  |  | -- | -- |  |  | 1093.3685 | 0.036716 | 1521.8585 | 0.0715 | 1520.4968 | 0.69522 | 1520.4885 | 0.17746
|  |  |  | -- | -- |  |  | 1093.3832 | 0.036779 | 1521.9719 | 0.07127 | 1520.61 | 0.69637 | 1520.6017 | 0.17756
|  |  |  | -- | -- |  |  | 1093.3978 | 0.036841 | 1522.0855 | 0.07084 | 1520.7233 | 0.69752 | 1520.715 | 0.17766
|  |  |  | -- | -- |  |  | 1093.4125 | 0.036901 | 1522.199 | 0.07037 | 1520.8367 | 0.69866 | 1520.8284 | 0.17781
|  |  |  | -- | -- |  |  | 1093.4271 | 0.036959 | 1522.3125 | 0.0698 | 1520.9499 | 0.69981 | 1520.9416 | 0.17803
|  |  |  | -- | -- |  |  | 1093.4418 | 0.037015 | 1522.426 | 0.06941 | 1521.0632 | 0.70096 | 1521.0549 | 0.17832
|  |  |  | -- | -- |  |  | 1093.4564 | 0.037068 | 1522.5395 | 0.06893 | 1521.1766 | 0.70211 | 1521.1683 | 0.17871
|  |  |  | -- | -- |  |  | 1093.4711 | 0.03712 | 1522.6531 | 0.06809 | 1521.29 | 0.70326 | 1521.2817 | 0.17917
|  |  |  | -- | -- |  |  | 1093.4857 | 0.037169 | 1522.7667 | 0.068 | 1521.4034 | 0.70441 | 1521.395 | 0.17972
|  |  |  | -- | -- |  |  | 1093.5004 | 0.037215 | 1522.8802 | 0.06765 | 1521.5168 | 0.70556 | 1521.5084 | 0.18037
|  |  |  | -- | -- |  |  | 1093.515 | 0.037259 | 1522.9939 | 0.0664 | 1521.6302 | 0.70672 | 1521.6219 | 0.18112
|  |  |  | -- | -- |  |  | 1093.5297 | 0.0373 | 1523.1075 | 0.0658 | 1521.7436 | 0.70787 | 1521.7353 | 0.18199
|  |  |  | -- | -- |  |  | 1093.5443 | 0.037339 | 1523.2212 | 0.06486 | 1521.8571 | 0.70903 | 1521.8488 | 0.18296
|  |  |  | -- | -- |  |  | 1093.5588 | 0.037374 | 1523.3348 | 0.0646 | 1521.9706 | 0.71019 | 1521.9623 | 0.18398
|  |  |  | -- | -- |  |  | 1093.5735 | 0.037406 | 1523.4486 | 0.06427 | 1522.0841 | 0.71135 | 1522.0757 | 0.18501
|  |  |  | -- | -- |  |  | 1093.5881 | 0.037436 | 1523.5623 | 0.06322 | 1522.1975 | 0.71251 | 1522.1892 | 0.18596
|  |  |  | -- | -- |  |  | 1093.6028 | 0.037462 | 1523.676 | 0.06276 | 1522.311 | 0.71367 | 1522.3027 | 0.18677
|  |  |  | -- | -- |  |  | 1093.6174 | 0.037485 | 1523.7898 | 0.06204 | 1522.4246 | 0.71484 | 1522.4163 | 0.18738
|  |  |  | -- | -- |  |  | 1093.6321 | 0.037504 | 1523.9036 | 0.06228 | 1522.5382 | 0.71601 | 1522.5299 | 0.18777
|  |  |  | -- | -- |  |  | 1093.6467 | 0.037521 | 1524.0173 | 0.06214 | 1522.6517 | 0.71718 | 1522.6434 | 0.18795
|  |  |  | -- | -- |  |  | 1093.6614 | 0.037534 | 1524.1311 | 0.06107 | 1522.7654 | 0.71835 | 1522.757 | 0.18796
|  |  |  | -- | -- |  |  | 1093.676 | 0.037543 | 1524.2449 | 0.06055 | 1522.8789 | 0.71953 | 1522.8706 | 0.18786
|  |  |  | -- | -- |  |  | 1093.6907 | 0.03755 | 1524.3588 | 0.06047 | 1522.9925 | 0.7207 | 1522.9842 | 0.18772
|  |  |  | -- | -- |  |  | 1093.7053 | 0.037552 | 1524.4725 | 0.06033 | 1523.1062 | 0.72188 | 1523.0979 | 0.18761
|  |  |  | -- | -- |  |  | 1093.72 | 0.037552 | 1524.5864 | 0.06087 | 1523.2198 | 0.72307 | 1523.2115 | 0.18758
|  |  |  | -- | -- |  |  | 1093.7347 | 0.037548 | 1524.7003 | 0.06068 | 1523.3335 | 0.72425 | 1523.3252 | 0.18766
|  |  |  | -- | -- |  |  | 1093.7494 | 0.037541 | 1524.8142 | 0.06042 | 1523.4473 | 0.72544 | 1523.4388 | 0.18783
|  |  |  | -- | -- |  |  | 1093.764 | 0.03753 | 1524.9281 | 0.06002 | 1523.5609 | 0.72662 | 1523.5526 | 0.1881
|  |  |  | -- | -- |  |  | 1093.7787 | 0.037516 | 1525.042 | 0.05902 | 1523.6747 | 0.72781 | 1523.6664 | 0.18844
|  |  |  | -- | -- |  |  | 1093.7933 | 0.037498 | 1525.156 | 0.05898 | 1523.7883 | 0.729 | 1523.78 | 0.18884
|  |  |  | -- | -- |  |  | 1093.808 | 0.037478 | 1525.2699 | 0.05909 | 1523.9021 | 0.7302 | 1523.8938 | 0.18929
|  |  |  | -- | -- |  |  | 1093.8226 | 0.037454 | 1525.3839 | 0.05927 | 1524.0159 | 0.73139 | 1524.0076 | 0.18977
|  |  |  | -- | -- |  |  | 1093.8373 | 0.037427 | 1525.4979 | 0.05891 | 1524.1298 | 0.73258 | 1524.1213 | 0.19029
|  |  |  | -- | -- |  |  | 1093.8519 | 0.037397 | 1525.6119 | 0.05798 | 1524.2435 | 0.73378 | 1524.2352 | 0.19083
|  |  |  | -- | -- |  |  | 1093.8666 | 0.037364 | 1525.726 | 0.0571 | 1524.3573 | 0.73498 | 1524.349 | 0.19141
|  |  |  | -- | -- |  |  | 1093.8812 | 0.037328 | 1525.84 | 0.05718 | 1524.4712 | 0.73617 | 1524.4629 | 0.192
|  |  |  | -- | -- |  |  | 1093.8959 | 0.037289 | 1525.9541 | 0.0573 | 1524.5851 | 0.73737 | 1524.5768 | 0.19262
|  |  |  | -- | -- |  |  | 1093.9105 | 0.037248 | 1526.0681 | 0.05732 | 1524.699 | 0.73856 | 1524.6906 | 0.19326
|  |  |  | -- | -- |  |  | 1093.9252 | 0.037204 | 1526.1823 | 0.05636 | 1524.8129 | 0.73976 | 1524.8044 | 0.19393
|  |  |  | -- | -- |  |  | 1093.9398 | 0.037157 | 1526.2964 | 0.05566 | 1524.9268 | 0.74096 | 1524.9185 | 0.19462
|  |  |  | -- | -- |  |  | 1093.9545 | 0.037108 | 1526.4105 | 0.05594 | 1525.0406 | 0.74215 | 1525.0323 | 0.19532
|  |  |  | -- | -- |  |  | 1093.9691 | 0.037057 | 1526.5247 | 0.0564 | 1525.1547 | 0.74334 | 1525.1462 | 0.19603
|  |  |  | -- | -- |  |  | 1093.9838 | 0.037003 | 1526.6388 | 0.05618 | 1525.2686 | 0.74454 | 1525.2603 | 0.19673
|  |  |  | -- | -- |  |  | 1093.9984 | 0.036947 | 1526.7531 | 0.0558 | 1525.3826 | 0.74573 | 1525.3743 | 0.19738
|  |  |  | -- | -- |  |  | 1094.0131 | 0.03689 | 1526.8672 | 0.05538 | 1525.4966 | 0.74692 | 1525.4882 | 0.19797
|  |  |  | -- | -- |  |  | 1094.0278 | 0.03683 | 1526.9814 | 0.05438 | 1525.6106 | 0.74811 | 1525.6022 | 0.19848
|  |  |  | -- | -- |  |  | 1094.0425 | 0.036769 | 1527.0957 | 0.05404 | 1525.7246 | 0.7493 | 1525.7163 | 0.19889
|  |  |  | -- | -- |  |  | 1094.0571 | 0.036706 | 1527.21 | 0.05439 | 1525.8386 | 0.75048 | 1525.8303 | 0.19922
|  |  |  | -- | -- |  |  | 1094.0718 | 0.036642 | 1527.3242 | 0.05422 | 1525.9526 | 0.75166 | 1525.9443 | 0.19947
|  |  |  | -- | -- |  |  | 1094.0864 | 0.036577 | 1527.4385 | 0.05391 | 1526.0668 | 0.75285 | 1526.0585 | 0.19965
|  |  |  | -- | -- |  |  | 1094.1011 | 0.03651 | 1527.5527 | 0.05363 | 1526.1809 | 0.75403 | 1526.1725 | 0.19979
|  |  |  | -- | -- |  |  | 1094.1157 | 0.036443 | 1527.6671 | 0.05325 | 1526.295 | 0.75521 | 1526.2866 | 0.19991
|  |  |  | -- | -- |  |  | 1094.1304 | 0.036375 | 1527.7814 | 0.0531 | 1526.4092 | 0.75638 | 1526.4008 | 0.20004
|  |  |  | -- | -- |  |  | 1094.145 | 0.036306 | 1527.8957 | 0.05392 | 1526.5233 | 0.75756 | 1526.5149 | 0.20018
|  |  |  | -- | -- |  |  | 1094.1597 | 0.036237 | 1528.0101 | 0.05386 | 1526.6374 | 0.75873 | 1526.6291 | 0.20037
|  |  |  | -- | -- |  |  | 1094.1744 | 0.036167 | 1528.1245 | 0.05381 | 1526.7516 | 0.75991 | 1526.7433 | 0.2006
|  |  |  | -- | -- |  |  | 1094.1891 | 0.036097 | 1528.2389 | 0.05389 | 1526.8658 | 0.76108 | 1526.8575 | 0.20089
|  |  |  | -- | -- |  |  | 1094.2037 | 0.036027 | 1528.3534 | 0.05338 | 1526.9801 | 0.76225 | 1526.9717 | 0.20124
|  |  |  | -- | -- |  |  | 1094.2184 | 0.035957 | 1528.4678 | 0.05334 | 1527.0942 | 0.76342 | 1527.0859 | 0.20163
|  |  |  | -- | -- |  |  | 1094.233 | 0.035887 | 1528.5823 | 0.05304 | 1527.2085 | 0.76458 | 1527.2002 | 0.20205
|  |  |  | -- | -- |  |  | 1094.2477 | 0.035818 | 1528.6968 | 0.0528 | 1527.3228 | 0.76575 | 1527.3145 | 0.20249
|  |  |  | -- | -- |  |  | 1094.2623 | 0.035749 | 1528.8113 | 0.05146 | 1527.4371 | 0.76692 | 1527.4287 | 0.20291
|  |  |  | -- | -- |  |  | 1094.277 | 0.035681 | 1528.9258 | 0.05149 | 1527.5514 | 0.76808 | 1527.5431 | 0.20329
|  |  |  | -- | -- |  |  | 1094.2917 | 0.035614 | 1529.0403 | 0.05041 | 1527.6656 | 0.76925 | 1527.6573 | 0.20361
|  |  |  | -- | -- |  |  | 1094.3064 | 0.035548 | 1529.1548 | 0.04997 | 1527.78 | 0.77041 | 1527.7717 | 0.20388
|  |  |  | -- | -- |  |  | 1094.321 | 0.035482 | 1529.2694 | 0.05046 | 1527.8944 | 0.77157 | 1527.8861 | 0.20413
|  |  |  | -- | -- |  |  | 1094.3357 | 0.035418 | 1529.3839 | 0.05031 | 1528.0088 | 0.77273 | 1528.0005 | 0.20439
|  |  |  | -- | -- |  |  | 1094.3503 | 0.035356 | 1529.4985 | 0.05002 | 1528.1232 | 0.77389 | 1528.1149 | 0.2047
|  |  |  | -- | -- |  |  | 1094.365 | 0.035294 | 1529.6132 | 0.05033 | 1528.2376 | 0.77506 | 1528.2293 | 0.20513
|  |  |  | -- | -- |  |  | 1094.3798 | 0.035235 | 1529.7278 | 0.0504 | 1528.352 | 0.77622 | 1528.3436 | 0.20569
|  |  |  | -- | -- |  |  | 1094.3944 | 0.035177 | 1529.8424 | 0.05065 | 1528.4664 | 0.77737 | 1528.4581 | 0.20641
|  |  |  | -- | -- |  |  | 1094.4091 | 0.03512 | 1529.9571 | 0.05048 | 1528.5809 | 0.77853 | 1528.5725 | 0.20726
|  |  |  | -- | -- |  |  | 1094.4237 | 0.035066 | 1530.0718 | 0.0492 | 1528.6953 | 0.77969 | 1528.687 | 0.20823
|  |  |  | -- | -- |  |  | 1094.4384 | 0.035014 | 1530.1865 | 0.04886 | 1528.8098 | 0.78085 | 1528.8015 | 0.20927
|  |  |  | -- | -- |  |  | 1094.453 | 0.034964 | 1530.3012 | 0.0483 | 1528.9243 | 0.782 | 1528.916 | 0.21034
|  |  |  | -- | -- |  |  | 1094.4678 | 0.034916 | 1530.4159 | 0.04786 | 1529.0389 | 0.78316 | 1529.0305 | 0.21139
|  |  |  | -- | -- |  |  | 1094.4824 | 0.03487 | 1530.5306 | 0.04688 | 1529.1534 | 0.78431 | 1529.1451 | 0.21237
|  |  |  | -- | -- |  |  | 1094.4971 | 0.034827 | 1530.6454 | 0.04677 | 1529.2679 | 0.78546 | 1529.2596 | 0.21325
|  |  |  | -- | -- |  |  | 1094.5117 | 0.034786 | 1530.7603 | 0.04656 | 1529.3826 | 0.78661 | 1529.3743 | 0.21401
|  |  |  | -- | -- |  |  | 1094.5264 | 0.034748 | 1530.875 | 0.04607 | 1529.4972 | 0.78776 | 1529.4888 | 0.21466
|  |  |  | -- | -- |  |  | 1094.541 | 0.034712 | 1530.9899 | 0.04552 | 1529.6118 | 0.78891 | 1529.6034 | 0.21519
|  |  |  | -- | -- |  |  | 1094.5558 | 0.034678 | 1531.1047 | 0.0453 | 1529.7264 | 0.79005 | 1529.718 | 0.21563
|  |  |  | -- | -- |  |  | 1094.5704 | 0.034648 | 1531.2195 | 0.04448 | 1529.8411 | 0.7912 | 1529.8328 | 0.21603
|  |  |  | -- | -- |  |  | 1094.5851 | 0.03462 | 1531.3344 | 0.04439 | 1529.9557 | 0.79234 | 1529.9474 | 0.2164
|  |  |  | -- | -- |  |  | 1094.5997 | 0.034595 | 1531.4493 | 0.04425 | 1530.0704 | 0.79348 | 1530.062 | 0.21678
|  |  |  | -- | -- |  |  | 1094.6145 | 0.034572 | 1531.5642 | 0.04372 | 1530.1851 | 0.79462 | 1530.1768 | 0.21718
|  |  |  | -- | -- |  |  | 1094.6291 | 0.034552 | 1531.6791 | 0.04431 | 1530.2998 | 0.79576 | 1530.2915 | 0.21761
|  |  |  | -- | -- |  |  | 1094.6438 | 0.034536 | 1531.7941 | 0.04413 | 1530.4145 | 0.7969 | 1530.4062 | 0.21807
|  |  |  | -- | -- |  |  | 1094.6584 | 0.034522 | 1531.9091 | 0.0435 | 1530.5293 | 0.79803 | 1530.521 | 0.21854
|  |  |  | -- | -- |  |  | 1094.6731 | 0.03451 | 1532.0239 | 0.04324 | 1530.644 | 0.79916 | 1530.6357 | 0.21902
|  |  |  | -- | -- |  |  | 1094.6879 | 0.034502 | 1532.1389 | 0.04256 | 1530.7588 | 0.8003 | 1530.7505 | 0.21949
|  |  |  | -- | -- |  |  | 1094.7025 | 0.034496 | 1532.254 | 0.04291 | 1530.8737 | 0.80143 | 1530.8652 | 0.21993
|  |  |  | -- | -- |  |  | 1094.7172 | 0.034493 | 1532.369 | 0.04347 | 1530.9885 | 0.80256 | 1530.9801 | 0.22034
|  |  |  | -- | -- |  |  | 1094.7318 | 0.034493 | 1532.484 | 0.04307 | 1531.1033 | 0.80368 | 1531.095 | 0.22071
|  |  |  | -- | -- |  |  | 1094.7466 | 0.034496 | 1532.5991 | 0.04327 | 1531.2181 | 0.80481 | 1531.2098 | 0.22105
|  |  |  | -- | -- |  |  | 1094.7612 | 0.034501 | 1532.7142 | 0.04334 | 1531.333 | 0.80593 | 1531.3247 | 0.22136
|  |  |  | -- | -- |  |  | 1094.7759 | 0.03451 | 1532.8292 | 0.04322 | 1531.4479 | 0.80706 | 1531.4396 | 0.22168
|  |  |  | -- | -- |  |  | 1094.7905 | 0.03452 | 1532.9443 | 0.0432 | 1531.5629 | 0.80818 | 1531.5544 | 0.22203
|  |  |  | -- | -- |  |  | 1094.8053 | 0.034534 | 1533.0596 | 0.04238 | 1531.6777 | 0.8093 | 1531.6694 | 0.22243
|  |  |  | -- | -- |  |  | 1094.8199 | 0.03455 | 1533.1747 | 0.04207 | 1531.7927 | 0.81042 | 1531.7843 | 0.22288
|  |  |  | -- | -- |  |  | 1094.8346 | 0.034568 | 1533.2898 | 0.04263 | 1531.9076 | 0.81154 | 1531.8993 | 0.22339
|  |  |  | -- | -- |  |  | 1094.8492 | 0.034589 | 1533.405 | 0.04264 | 1532.0226 | 0.81266 | 1532.0143 | 0.22394
|  |  |  | -- | -- |  |  | 1094.864 | 0.034613 | 1533.5203 | 0.04254 | 1532.1376 | 0.81378 | 1532.1293 | 0.2245
|  |  |  | -- | -- |  |  | 1094.8787 | 0.034638 | 1533.6354 | 0.04243 | 1532.2526 | 0.8149 | 1532.2443 | 0.22505
|  |  |  | -- | -- |  |  | 1094.8933 | 0.034667 | 1533.7506 | 0.04253 | 1532.3677 | 0.81601 | 1532.3592 | 0.22556
|  |  |  | -- | -- |  |  | 1094.908 | 0.034697 | 1533.866 | 0.04221 | 1532.4827 | 0.81713 | 1532.4744 | 0.22604
|  |  |  | -- | -- |  |  | 1094.9227 | 0.034729 | 1533.9812 | 0.04194 | 1532.5978 | 0.81824 | 1532.5894 | 0.2265
|  |  |  | -- | -- |  |  | 1094.9374 | 0.034764 | 1534.0964 | 0.04101 | 1532.7128 | 0.81935 | 1532.7045 | 0.22696
|  |  |  | -- | -- |  |  | 1094.952 | 0.034801 | 1534.2118 | 0.04132 | 1532.8279 | 0.82046 | 1532.8196 | 0.22745
|  |  |  | -- | -- |  |  | 1094.9668 | 0.034839 | 1534.3272 | 0.04112 | 1532.943 | 0.82157 | 1532.9347 | 0.22798
|  |  |  | -- | -- |  |  | 1094.9814 | 0.03488 | 1534.4424 | 0.04099 | 1533.0581 | 0.82267 | 1533.0498 | 0.22858
|  |  |  | -- | -- |  |  | 1094.9961 | 0.034922 | 1534.5577 | 0.04029 | 1533.1733 | 0.82378 | 1533.1649 | 0.22921
|  |  |  | -- | -- |  |  | 1095.0107 | 0.034966 | 1534.6731 | 0.0395 | 1533.2885 | 0.82488 | 1533.2802 | 0.22985
|  |  |  | -- | -- |  |  | 1095.0255 | 0.035012 | 1534.7886 | 0.03962 | 1533.4037 | 0.82598 | 1533.3953 | 0.23045
|  |  |  | -- | -- |  |  | 1095.0402 | 0.035059 | 1534.9039 | 0.03852 | 1533.5188 | 0.82708 | 1533.5105 | 0.23099
|  |  |  | -- | -- |  |  | 1095.0548 | 0.035108 | 1535.0194 | 0.03856 | 1533.634 | 0.82817 | 1533.6257 | 0.23142
|  |  |  | -- | -- |  |  | 1095.0696 | 0.035158 | 1535.1348 | 0.03819 | 1533.7493 | 0.82927 | 1533.741 | 0.23174
|  |  |  | -- | -- |  |  | 1095.0842 | 0.03521 | 1535.2502 | 0.03808 | 1533.8645 | 0.83036 | 1533.8562 | 0.23196
|  |  |  | -- | -- |  |  | 1095.0989 | 0.035263 | 1535.3657 | 0.03833 | 1533.9799 | 0.83145 | 1533.9714 | 0.23212
|  |  |  | -- | -- |  |  | 1095.1136 | 0.035317 | 1535.4812 | 0.03822 | 1534.0951 | 0.83254 | 1534.0867 | 0.23227
|  |  |  | -- | -- |  |  | 1095.1283 | 0.035372 | 1535.5968 | 0.03737 | 1534.2103 | 0.83362 | 1534.202 | 0.23244
|  |  |  | -- | -- |  |  | 1095.1429 | 0.035429 | 1535.7123 | 0.03749 | 1534.3257 | 0.8347 | 1534.3174 | 0.2327
|  |  |  | -- | -- |  |  | 1095.1577 | 0.035486 | 1535.8279 | 0.03767 | 1534.441 | 0.83578 | 1534.4326 | 0.23306
|  |  |  | -- | -- |  |  | 1095.1724 | 0.035544 | 1535.9434 | 0.0374 | 1534.5564 | 0.83686 | 1534.548 | 0.23354
|  |  |  | -- | -- |  |  | 1095.187 | 0.035603 | 1536.059 | 0.03725 | 1534.6717 | 0.83793 | 1534.6635 | 0.23413
|  |  |  | -- | -- |  |  | 1095.2018 | 0.035663 | 1536.1746 | 0.03703 | 1534.7871 | 0.839 | 1534.7788 | 0.23482
|  |  |  | -- | -- |  |  | 1095.2164 | 0.035724 | 1536.2902 | 0.03729 | 1534.9026 | 0.84007 | 1534.8942 | 0.23556
|  |  |  | -- | -- |  |  | 1095.2311 | 0.035785 | 1536.4058 | 0.03738 | 1535.0179 | 0.84114 | 1535.0096 | 0.2363
|  |  |  | -- | -- |  |  | 1095.2459 | 0.035847 | 1536.5215 | 0.0368 | 1535.1334 | 0.84221 | 1535.125 | 0.23701
|  |  |  | -- | -- |  |  | 1095.2605 | 0.03591 | 1536.6371 | 0.03662 | 1535.2489 | 0.84327 | 1535.2405 | 0.23767
|  |  |  | -- | -- |  |  | 1095.2751 | 0.035973 | 1536.7528 | 0.03629 | 1535.3644 | 0.84434 | 1535.356 | 0.23824
|  |  |  | -- | -- |  |  | 1095.2899 | 0.036036 | 1536.8685 | 0.03621 | 1535.4799 | 0.8454 | 1535.4714 | 0.23874
|  |  |  | -- | -- |  |  | 1095.3046 | 0.0361 | 1536.9842 | 0.03685 | 1535.5953 | 0.84646 | 1535.587 | 0.23917
|  |  |  | -- | -- |  |  | 1095.3193 | 0.036165 | 1537.1 | 0.03616 | 1535.7109 | 0.84752 | 1535.7025 | 0.23955
|  |  |  | -- | -- |  |  | 1095.334 | 0.036229 | 1537.2157 | 0.03637 | 1535.8264 | 0.84858 | 1535.8181 | 0.2399
|  |  |  | -- | -- |  |  | 1095.3486 | 0.036294 | 1537.3315 | 0.03649 | 1535.942 | 0.84964 | 1535.9336 | 0.24025
|  |  |  | -- | -- |  |  | 1095.3634 | 0.036359 | 1537.4473 | 0.03591 | 1536.0576 | 0.85069 | 1536.0492 | 0.24062
|  |  |  | -- | -- |  |  | 1095.3781 | 0.036424 | 1537.5631 | 0.03597 | 1536.1732 | 0.85175 | 1536.1648 | 0.24103
|  |  |  | -- | -- |  |  | 1095.3927 | 0.036489 | 1537.679 | 0.03546 | 1536.2888 | 0.85281 | 1536.2804 | 0.2415
|  |  |  | -- | -- |  |  | 1095.4075 | 0.036555 | 1537.7948 | 0.03557 | 1536.4044 | 0.85387 | 1536.396 | 0.24205
|  |  |  | -- | -- |  |  | 1095.4221 | 0.03662 | 1537.9106 | 0.03594 | 1536.52 | 0.85493 | 1536.5117 | 0.24268
|  |  |  | -- | -- |  |  | 1095.4369 | 0.036685 | 1538.0265 | 0.03539 | 1536.6357 | 0.85599 | 1536.6273 | 0.24337
|  |  |  | -- | -- |  |  | 1095.4515 | 0.036751 | 1538.1423 | 0.0348 | 1536.7515 | 0.85705 | 1536.743 | 0.2441
|  |  |  | -- | -- |  |  | 1095.4662 | 0.036816 | 1538.2583 | 0.03445 | 1536.8672 | 0.85811 | 1536.8588 | 0.24485
|  |  |  | -- | -- |  |  | 1095.481 | 0.036881 | 1538.3743 | 0.03429 | 1536.9828 | 0.85917 | 1536.9745 | 0.24557
|  |  |  | -- | -- |  |  | 1095.4956 | 0.036947 | 1538.4901 | 0.03406 | 1537.0986 | 0.86023 | 1537.0902 | 0.24624
|  |  |  | -- | -- |  |  | 1095.5104 | 0.037012 | 1538.6061 | 0.03348 | 1537.2144 | 0.86129 | 1537.2059 | 0.24683
|  |  |  | -- | -- |  |  | 1095.525 | 0.037076 | 1538.7222 | 0.03309 | 1537.3301 | 0.86235 | 1537.3218 | 0.24736
|  |  |  | -- | -- |  |  | 1095.5397 | 0.037141 | 1538.8381 | 0.03302 | 1537.4459 | 0.86341 | 1537.4375 | 0.24784
|  |  |  | -- | -- |  |  | 1095.5544 | 0.037205 | 1538.9541 | 0.03294 | 1537.5617 | 0.86448 | 1537.5533 | 0.24833
|  |  |  | -- | -- |  |  | 1095.5691 | 0.03727 | 1539.0702 | 0.033 | 1537.6775 | 0.86554 | 1537.6692 | 0.24888
|  |  |  | -- | -- |  |  | 1095.5839 | 0.037334 | 1539.1862 | 0.03271 | 1537.7933 | 0.8666 | 1537.785 | 0.24953
|  |  |  | -- | -- |  |  | 1095.5985 | 0.037397 | 1539.3022 | 0.03212 | 1537.9092 | 0.86766 | 1537.9009 | 0.25029
|  |  |  | -- | -- |  |  | 1095.6133 | 0.037461 | 1539.4183 | 0.03203 | 1538.0251 | 0.86871 | 1538.0167 | 0.25118
|  |  |  | -- | -- |  |  | 1095.6279 | 0.037523 | 1539.5344 | 0.03198 | 1538.141 | 0.86977 | 1538.1326 | 0.25215
|  |  |  | -- | -- |  |  | 1095.6426 | 0.037586 | 1539.6506 | 0.03118 | 1538.257 | 0.87083 | 1538.2485 | 0.25315
|  |  |  | -- | -- |  |  | 1095.6573 | 0.037648 | 1539.7667 | 0.03098 | 1538.3728 | 0.87188 | 1538.3645 | 0.25413
|  |  |  | -- | -- |  |  | 1095.672 | 0.03771 | 1539.8829 | 0.03101 | 1538.4888 | 0.87293 | 1538.4804 | 0.25503
|  |  |  | -- | -- |  |  | 1095.6868 | 0.037771 | 1539.999 | 0.03077 | 1538.6047 | 0.87397 | 1538.5963 | 0.25583
|  |  |  | -- | -- |  |  | 1095.7014 | 0.037832 | 1540.1152 | 0.0314 | 1538.7207 | 0.87501 | 1538.7124 | 0.25651
|  |  |  | -- | -- |  |  | 1095.7162 | 0.037892 | 1540.2314 | 0.03053 | 1538.8367 | 0.87605 | 1538.8284 | 0.25707
|  |  |  | -- | -- |  |  | 1095.7308 | 0.037952 | 1540.3477 | 0.03041 | 1538.9528 | 0.87708 | 1538.9443 | 0.25754
|  |  |  | -- | -- |  |  | 1095.7456 | 0.038011 | 1540.464 | 0.03074 | 1539.0687 | 0.87811 | 1539.0604 | 0.25794
|  |  |  | -- | -- |  |  | 1095.7603 | 0.03807 | 1540.5802 | 0.0308 | 1539.1848 | 0.87913 | 1539.1764 | 0.25831
|  |  |  | -- | -- |  |  | 1095.7749 | 0.038128 | 1540.6965 | 0.03061 | 1539.3009 | 0.88015 | 1539.2925 | 0.25869
|  |  |  | -- | -- |  |  | 1095.7897 | 0.038186 | 1540.8127 | 0.03052 | 1539.417 | 0.88115 | 1539.4086 | 0.25909
|  |  |  | -- | -- |  |  | 1095.8043 | 0.038242 | 1540.9291 | 0.03038 | 1539.5331 | 0.88216 | 1539.5247 | 0.25951
|  |  |  | -- | -- |  |  | 1095.8191 | 0.038298 | 1541.0454 | 0.0304 | 1539.6492 | 0.88315 | 1539.6409 | 0.25994
|  |  |  | -- | -- |  |  | 1095.8337 | 0.038353 | 1541.1617 | 0.03054 | 1539.7654 | 0.88414 | 1539.757 | 0.26037
|  |  |  | -- | -- |  |  | 1095.8485 | 0.038408 | 1541.2781 | 0.03027 | 1539.8815 | 0.88512 | 1539.8732 | 0.26078
|  |  |  | -- | -- |  |  | 1095.8632 | 0.038461 | 1541.3945 | 0.03027 | 1539.9977 | 0.88609 | 1539.9893 | 0.26113
|  |  |  | -- | -- |  |  | 1095.8779 | 0.038514 | 1541.5109 | 0.03051 | 1540.1139 | 0.88706 | 1540.1055 | 0.26143
|  |  |  | -- | -- |  |  | 1095.8926 | 0.038566 | 1541.6273 | 0.03057 | 1540.2301 | 0.88802 | 1540.2217 | 0.26168
|  |  |  | -- | -- |  |  | 1095.9073 | 0.038617 | 1541.7438 | 0.0309 | 1540.3463 | 0.88897 | 1540.3379 | 0.26187
|  |  |  | -- | -- |  |  | 1095.922 | 0.038666 | 1541.8602 | 0.03055 | 1540.4625 | 0.88991 | 1540.4541 | 0.26204
|  |  |  | -- | -- |  |  | 1095.9368 | 0.038715 | 1541.9767 | 0.03094 | 1540.5789 | 0.89084 | 1540.5704 | 0.26221
|  |  |  | -- | -- |  |  | 1095.9514 | 0.038763 | 1542.0931 | 0.03137 | 1540.6951 | 0.89177 | 1540.6867 | 0.26242
|  |  |  | -- | -- |  |  | 1095.9662 | 0.038809 | 1542.2097 | 0.03147 | 1540.8114 | 0.89269 | 1540.803 | 0.26268
|  |  |  | -- | -- |  |  | 1095.9808 | 0.038855 | 1542.3262 | 0.0313 | 1540.9277 | 0.89361 | 1540.9193 | 0.26303
|  |  |  | -- | -- |  |  | 1095.9956 | 0.038899 | 1542.4427 | 0.03058 | 1541.0441 | 0.89452 | 1541.0356 | 0.26347
|  |  |  | -- | -- |  |  | 1096.0103 | 0.038942 | 1542.5593 | 0.03024 | 1541.1604 | 0.89542 | 1541.152 | 0.264
|  |  |  | -- | -- |  |  | 1096.025 | 0.038983 | 1542.6759 | 0.03006 | 1541.2767 | 0.89631 | 1541.2683 | 0.26459
|  |  |  | -- | -- |  |  | 1096.0397 | 0.039023 | 1542.7925 | 0.03004 | 1541.3932 | 0.89721 | 1541.3848 | 0.26522
|  |  |  | -- | -- |  |  | 1096.0544 | 0.039062 | 1542.9091 | 0.02976 | 1541.5095 | 0.89809 | 1541.5011 | 0.26584
|  |  |  | -- | -- |  |  | 1096.0692 | 0.039099 | 1543.0258 | 0.02931 | 1541.626 | 0.89898 | 1541.6175 | 0.26641
|  |  |  | -- | -- |  |  | 1096.0839 | 0.039135 | 1543.1423 | 0.02886 | 1541.7424 | 0.89986 | 1541.734 | 0.26691
|  |  |  | -- | -- |  |  | 1096.0986 | 0.039169 | 1543.259 | 0.02883 | 1541.8589 | 0.90074 | 1541.8505 | 0.26732
|  |  |  | -- | -- |  |  | 1096.1133 | 0.039202 | 1543.3757 | 0.02852 | 1541.9753 | 0.90161 | 1541.9669 | 0.26764
|  |  |  | -- | -- |  |  | 1096.1281 | 0.039232 | 1543.4924 | 0.02764 | 1542.0918 | 0.90248 | 1542.0834 | 0.26788
|  |  |  | -- | -- |  |  | 1096.1427 | 0.039261 | 1543.6091 | 0.02728 | 1542.2082 | 0.90336 | 1542.1999 | 0.26807
|  |  |  | -- | -- |  |  | 1096.1575 | 0.039289 | 1543.726 | 0.02758 | 1542.3248 | 0.90423 | 1542.3164 | 0.26823
|  |  |  | -- | -- |  |  | 1096.1721 | 0.039314 | 1543.8427 | 0.02671 | 1542.4414 | 0.9051 | 1542.433 | 0.26841
|  |  |  | -- | -- |  |  | 1096.1869 | 0.039337 | 1543.9595 | 0.02641 | 1542.558 | 0.90597 | 1542.5496 | 0.26866
|  |  |  | -- | -- |  |  | 1096.2015 | 0.039359 | 1544.0762 | 0.02623 | 1542.6746 | 0.90684 | 1542.6661 | 0.26902
|  |  |  | -- | -- |  |  | 1096.2163 | 0.039378 | 1544.193 | 0.02633 | 1542.7911 | 0.90771 | 1542.7827 | 0.26952
|  |  |  | -- | -- |  |  | 1096.2311 | 0.039396 | 1544.3098 | 0.02567 | 1542.9077 | 0.90858 | 1542.8993 | 0.27017
|  |  |  | -- | -- |  |  | 1096.2457 | 0.039411 | 1544.4266 | 0.0254 | 1543.0244 | 0.90946 | 1543.016 | 0.27096
|  |  |  | -- | -- |  |  | 1096.2605 | 0.039424 | 1544.5436 | 0.02483 | 1543.141 | 0.91033 | 1543.1326 | 0.27189
|  |  |  | -- | -- |  |  | 1096.2751 | 0.039435 | 1544.6604 | 0.02408 | 1543.2577 | 0.91121 | 1543.2493 | 0.27291
|  |  |  | -- | -- |  |  | 1096.2899 | 0.039444 | 1544.7773 | 0.02438 | 1543.3744 | 0.91208 | 1543.366 | 0.27399
|  |  |  | -- | -- |  |  | 1096.3046 | 0.039451 | 1544.8943 | 0.02449 | 1543.4911 | 0.91296 | 1543.4827 | 0.2751
|  |  |  | -- | -- |  |  | 1096.3193 | 0.039455 | 1545.0112 | 0.02536 | 1543.6078 | 0.91384 | 1543.5994 | 0.27621
|  |  |  | -- | -- |  |  | 1096.3341 | 0.039457 | 1545.1282 | 0.02542 | 1543.7245 | 0.91472 | 1543.7161 | 0.2773
|  |  |  | -- | -- |  |  | 1096.3488 | 0.039456 | 1545.2451 | 0.02548 | 1543.8413 | 0.9156 | 1543.8329 | 0.27834
|  |  |  | -- | -- |  |  | 1096.3635 | 0.039453 | 1545.3621 | 0.02624 | 1543.958 | 0.91648 | 1543.9496 | 0.27934
|  |  |  | -- | -- |  |  | 1096.3782 | 0.039448 | 1545.4791 | 0.02637 | 1544.0748 | 0.91737 | 1544.0664 | 0.28029
|  |  |  | -- | -- |  |  | 1096.3929 | 0.03944 | 1545.5961 | 0.02658 | 1544.1916 | 0.91825 | 1544.1832 | 0.28118
|  |  |  | -- | -- |  |  | 1096.4077 | 0.039429 | 1545.7131 | 0.02706 | 1544.3085 | 0.91913 | 1544.3001 | 0.28202
|  |  |  | -- | -- |  |  | 1096.4224 | 0.039416 | 1545.8302 | 0.02745 | 1544.4253 | 0.92001 | 1544.4169 | 0.28282
|  |  |  | -- | -- |  |  | 1096.4371 | 0.0394 | 1545.9473 | 0.02705 | 1544.5421 | 0.92089 | 1544.5337 | 0.28359
|  |  |  | -- | -- |  |  | 1096.4518 | 0.039382 | 1546.0643 | 0.02661 | 1544.6591 | 0.92177 | 1544.6506 | 0.28438
|  |  |  | -- | -- |  |  | 1096.4666 | 0.039362 | 1546.1814 | 0.02703 | 1544.7759 | 0.92265 | 1544.7676 | 0.28518
|  |  |  | -- | -- |  |  | 1096.4813 | 0.039338 | 1546.2986 | 0.02776 | 1544.8928 | 0.92352 | 1544.8844 | 0.28601
|  |  |  | -- | -- |  |  | 1096.496 | 0.039312 | 1546.4158 | 0.02679 | 1545.0098 | 0.92439 | 1545.0013 | 0.28687
|  |  |  | -- | -- |  |  | 1096.5107 | 0.039284 | 1546.5328 | 0.02683 | 1545.1267 | 0.92526 | 1545.1183 | 0.28775
|  |  |  | -- | -- |  |  | 1096.5255 | 0.039253 | 1546.65 | 0.02718 | 1545.2436 | 0.92612 | 1545.2352 | 0.28864
|  |  |  | -- | -- |  |  | 1096.5402 | 0.039219 | 1546.7672 | 0.02684 | 1545.3607 | 0.92698 | 1545.3523 | 0.2895
|  |  |  | -- | -- |  |  | 1096.5549 | 0.039182 | 1546.8845 | 0.02647 | 1545.4777 | 0.92784 | 1545.4692 | 0.29034
|  |  |  | -- | -- |  |  | 1096.5697 | 0.039143 | 1547.0017 | 0.0278 | 1545.5947 | 0.92869 | 1545.5863 | 0.29113
|  |  |  | -- | -- |  |  | 1096.5844 | 0.039102 | 1547.119 | 0.02743 | 1545.7118 | 0.92953 | 1545.7034 | 0.29188
|  |  |  | -- | -- |  |  | 1096.5991 | 0.039058 | 1547.2362 | 0.02723 | 1545.8287 | 0.93037 | 1545.8204 | 0.2926
|  |  |  | -- | -- |  |  | 1096.6138 | 0.039011 | 1547.3535 | 0.0267 | 1545.9459 | 0.9312 | 1545.9375 | 0.29329
|  |  |  | -- | -- |  |  | 1096.6285 | 0.038962 | 1547.4708 | 0.02591 | 1546.063 | 0.93203 | 1546.0546 | 0.29394
|  |  |  | -- | -- |  |  | 1096.6433 | 0.03891 | 1547.5881 | 0.02623 | 1546.18 | 0.93285 | 1546.1716 | 0.29456
|  |  |  | -- | -- |  |  | 1096.658 | 0.038856 | 1547.7054 | 0.02605 | 1546.2972 | 0.93366 | 1546.2888 | 0.29515
|  |  |  | -- | -- |  |  | 1096.6727 | 0.038799 | 1547.8229 | 0.02593 | 1546.4143 | 0.93447 | 1546.4059 | 0.29571
|  |  |  | -- | -- |  |  | 1096.6875 | 0.03874 | 1547.9402 | 0.02614 | 1546.5315 | 0.93527 | 1546.5231 | 0.29622
|  |  |  | -- | -- |  |  | 1096.7021 | 0.038679 | 1548.0576 | 0.02531 | 1546.6487 | 0.93606 | 1546.6403 | 0.29671
|  |  |  | -- | -- |  |  | 1096.7169 | 0.038615 | 1548.1751 | 0.02535 | 1546.7659 | 0.93684 | 1546.7575 | 0.29717
|  |  |  | -- | -- |  |  | 1096.7317 | 0.03855 | 1548.2925 | 0.02565 | 1546.8831 | 0.93762 | 1546.8746 | 0.29759
|  |  |  | -- | -- |  |  | 1096.7463 | 0.038482 | 1548.4099 | 0.02536 | 1547.0004 | 0.93838 | 1546.9919 | 0.29801
|  |  |  | -- | -- |  |  | 1096.7611 | 0.038412 | 1548.5273 | 0.02448 | 1547.1175 | 0.93915 | 1547.1091 | 0.29841
|  |  |  | -- | -- |  |  | 1096.7759 | 0.038339 | 1548.6448 | 0.02374 | 1547.2349 | 0.9399 | 1547.2264 | 0.29884
|  |  |  | -- | -- |  |  | 1096.7906 | 0.038265 | 1548.7623 | 0.02393 | 1547.3522 | 0.94064 | 1547.3438 | 0.2993
|  |  |  | -- | -- |  |  | 1096.8053 | 0.038189 | 1548.8799 | 0.02398 | 1547.4695 | 0.94138 | 1547.4611 | 0.29983
|  |  |  | -- | -- |  |  | 1096.8201 | 0.038111 | 1548.9974 | 0.0237 | 1547.5868 | 0.94211 | 1547.5784 | 0.30045
|  |  |  | -- | -- |  |  | 1096.8348 | 0.038031 | 1549.115 | 0.02381 | 1547.7041 | 0.94284 | 1547.6957 | 0.30116
|  |  |  | -- | -- |  |  | 1096.8495 | 0.03795 | 1549.2325 | 0.02413 | 1547.8214 | 0.94355 | 1547.813 | 0.30195
|  |  |  | -- | -- |  |  | 1096.8643 | 0.037867 | 1549.3501 | 0.02372 | 1547.9388 | 0.94426 | 1547.9304 | 0.3028
|  |  |  | -- | -- |  |  | 1096.879 | 0.037783 | 1549.4677 | 0.02338 | 1548.0561 | 0.94496 | 1548.0477 | 0.30368
|  |  |  | -- | -- |  |  | 1096.8937 | 0.037697 | 1549.5853 | 0.02294 | 1548.1736 | 0.94565 | 1548.1652 | 0.30454
|  |  |  | -- | -- |  |  | 1096.9084 | 0.037609 | 1549.703 | 0.02241 | 1548.291 | 0.94634 | 1548.2826 | 0.30533
|  |  |  | -- | -- |  |  | 1096.9232 | 0.037521 | 1549.8207 | 0.02241 | 1548.4084 | 0.94702 | 1548.4 | 0.30603
|  |  |  | -- | -- |  |  | 1096.938 | 0.037431 | 1549.9383 | 0.02201 | 1548.526 | 0.94769 | 1548.5176 | 0.30662
|  |  |  | -- | -- |  |  | 1096.9526 | 0.03734 | 1550.056 | 0.02105 | 1548.6434 | 0.94835 | 1548.635 | 0.30711
|  |  |  | -- | -- |  |  | 1096.9674 | 0.037249 | 1550.1737 | 0.02109 | 1548.761 | 0.94901 | 1548.7526 | 0.30752
|  |  |  | -- | -- |  |  | 1096.9822 | 0.037156 | 1550.2915 | 0.02056 | 1548.8784 | 0.94966 | 1548.87 | 0.30789
|  |  |  | -- | -- |  |  | 1096.9969 | 0.037063 | 1550.4092 | 0.02042 | 1548.996 | 0.9503 | 1548.9876 | 0.30826
|  |  |  | -- | -- |  |  | 1097.0116 | 0.036969 | 1550.527 | 0.02054 | 1549.1135 | 0.95094 | 1549.1051 | 0.30867
|  |  |  | -- | -- |  |  | 1097.0264 | 0.036875 | 1550.6448 | 0.01998 | 1549.2311 | 0.95157 | 1549.2227 | 0.30916
|  |  |  | -- | -- |  |  | 1097.0411 | 0.03678 | 1550.7626 | 0.01967 | 1549.3488 | 0.95219 | 1549.3403 | 0.30976
|  |  |  | -- | -- |  |  | 1097.0559 | 0.036685 | 1550.8804 | 0.02027 | 1549.4663 | 0.95281 | 1549.4579 | 0.31046
|  |  |  | -- | -- |  |  | 1097.0706 | 0.036589 | 1550.9982 | 0.02008 | 1549.584 | 0.95342 | 1549.5756 | 0.31127
|  |  |  | -- | -- |  |  | 1097.0853 | 0.036494 | 1551.1161 | 0.02031 | 1549.7015 | 0.95403 | 1549.6931 | 0.31217
|  |  |  | -- | -- |  |  | 1097.1001 | 0.036399 | 1551.234 | 0.02029 | 1549.8192 | 0.95462 | 1549.8108 | 0.31312
|  |  |  | -- | -- |  |  | 1097.1149 | 0.036303 | 1551.3518 | 0.02047 | 1549.9369 | 0.95521 | 1549.9285 | 0.31409
|  |  |  | -- | -- |  |  | 1097.1295 | 0.036208 | 1551.4697 | 0.02023 | 1550.0546 | 0.9558 | 1550.0461 | 0.31505
|  |  |  | -- | -- |  |  | 1097.1443 | 0.036114 | 1551.5876 | 0.01949 | 1550.1724 | 0.95637 | 1550.1639 | 0.31599
|  |  |  | -- | -- |  |  | 1097.1591 | 0.03602 | 1551.7057 | 0.01968 | 1550.29 | 0.95695 | 1550.2816 | 0.31688
|  |  |  | -- | -- |  |  | 1097.1738 | 0.035926 | 1551.8236 | 0.01991 | 1550.4078 | 0.95751 | 1550.3994 | 0.31772
|  |  |  | -- | -- |  |  | 1097.1885 | 0.035834 | 1551.9415 | 0.02016 | 1550.5256 | 0.95807 | 1550.5171 | 0.31852
|  |  |  | -- | -- |  |  | 1097.2032 | 0.035742 | 1552.0596 | 0.02011 | 1550.6433 | 0.95862 | 1550.6349 | 0.31928
|  |  |  | -- | -- |  |  | 1097.218 | 0.035651 | 1552.1776 | 0.02073 | 1550.7611 | 0.95917 | 1550.7527 | 0.32
|  |  |  | -- | -- |  |  | 1097.2328 | 0.035561 | 1552.2957 | 0.02068 | 1550.879 | 0.95971 | 1550.8706 | 0.32069
|  |  |  | -- | -- |  |  | 1097.2476 | 0.035472 | 1552.4137 | 0.02043 | 1550.9968 | 0.96024 | 1550.9884 | 0.32134
|  |  |  | -- | -- |  |  | 1097.2622 | 0.035384 | 1552.5317 | 0.02006 | 1551.1146 | 0.96077 | 1551.1062 | 0.32197
|  |  |  | -- | -- |  |  | 1097.277 | 0.035298 | 1552.6499 | 0.01911 | 1551.2325 | 0.96129 | 1551.2241 | 0.32254
|  |  |  | -- | -- |  |  | 1097.2917 | 0.035213 | 1552.7679 | 0.01925 | 1551.3505 | 0.96181 | 1551.342 | 0.32308
|  |  |  | -- | -- |  |  | 1097.3065 | 0.03513 | 1552.8861 | 0.01926 | 1551.4684 | 0.96232 | 1551.46 | 0.32356
|  |  |  | -- | -- |  |  | 1097.3213 | 0.035049 | 1553.0043 | 0.0196 | 1551.5863 | 0.96282 | 1551.5779 | 0.32399
|  |  |  | -- | -- |  |  | 1097.3359 | 0.034969 | 1553.1224 | 0.02023 | 1551.7042 | 0.96332 | 1551.6958 | 0.32438
|  |  |  | -- | -- |  |  | 1097.3507 | 0.034891 | 1553.2406 | 0.0202 | 1551.8221 | 0.96381 | 1551.8137 | 0.32475
|  |  |  | -- | -- |  |  | 1097.3655 | 0.034816 | 1553.3588 | 0.02024 | 1551.9402 | 0.96429 | 1551.9318 | 0.32513
|  |  |  | -- | -- |  |  | 1097.3802 | 0.034742 | 1553.4769 | 0.02039 | 1552.0582 | 0.96477 | 1552.0497 | 0.32554
|  |  |  | -- | -- |  |  | 1097.395 | 0.03467 | 1553.5952 | 0.02001 | 1552.1762 | 0.96525 | 1552.1677 | 0.32604
|  |  |  | -- | -- |  |  | 1097.4097 | 0.034601 | 1553.7135 | 0.01926 | 1552.2942 | 0.96571 | 1552.2858 | 0.32665
|  |  |  | -- | -- |  |  | 1097.4244 | 0.034533 | 1553.8318 | 0.01929 | 1552.4122 | 0.96617 | 1552.4038 | 0.32739
|  |  |  | -- | -- |  |  | 1097.4392 | 0.034469 | 1553.9501 | 0.01951 | 1552.5304 | 0.96663 | 1552.522 | 0.32827
|  |  |  | -- | -- |  |  | 1097.454 | 0.034406 | 1554.0684 | 0.01916 | 1552.6484 | 0.96708 | 1552.64 | 0.32927
|  |  |  | -- | -- |  |  | 1097.4688 | 0.034347 | 1554.1867 | 0.019 | 1552.7666 | 0.96752 | 1552.7581 | 0.33038
|  |  |  | -- | -- |  |  | 1097.4835 | 0.034289 | 1554.305 | 0.0189 | 1552.8846 | 0.96796 | 1552.8762 | 0.33156
|  |  |  | -- | -- |  |  | 1097.4982 | 0.034235 | 1554.4233 | 0.01934 | 1553.0028 | 0.96839 | 1552.9944 | 0.33276
|  |  |  | -- | -- |  |  | 1097.5129 | 0.034183 | 1554.5418 | 0.01897 | 1553.121 | 0.96881 | 1553.1126 | 0.33394
|  |  |  | -- | -- |  |  | 1097.5277 | 0.034134 | 1554.6602 | 0.01875 | 1553.2391 | 0.96923 | 1553.2307 | 0.33506
|  |  |  | -- | -- |  |  | 1097.5425 | 0.034087 | 1554.7786 | 0.01906 | 1553.3574 | 0.96965 | 1553.3489 | 0.33607
|  |  |  | -- | -- |  |  | 1097.5573 | 0.034044 | 1554.897 | 0.01903 | 1553.4756 | 0.97005 | 1553.4672 | 0.33697
|  |  |  | -- | -- |  |  | 1097.572 | 0.034003 | 1555.0154 | 0.01966 | 1553.5939 | 0.97045 | 1553.5853 | 0.33774
|  |  |  | -- | -- |  |  | 1097.5868 | 0.033966 | 1555.1339 | 0.01969 | 1553.712 | 0.97085 | 1553.7036 | 0.33838
|  |  |  | -- | -- |  |  | 1097.6016 | 0.033931 | 1555.2524 | 0.0194 | 1553.8303 | 0.97123 | 1553.8219 | 0.33892
|  |  |  | -- | -- |  |  | 1097.6162 | 0.0339 | 1555.3709 | 0.01941 | 1553.9486 | 0.97161 | 1553.9402 | 0.33937
|  |  |  | -- | -- |  |  | 1097.631 | 0.033871 | 1555.4894 | 0.01882 | 1554.0669 | 0.97199 | 1554.0585 | 0.33975
|  |  |  | -- | -- |  |  | 1097.6458 | 0.033846 | 1555.6079 | 0.01885 | 1554.1853 | 0.97236 | 1554.1768 | 0.34008
|  |  |  | -- | -- |  |  | 1097.6605 | 0.033823 | 1555.7266 | 0.01879 | 1554.3036 | 0.97272 | 1554.2952 | 0.34037
|  |  |  | -- | -- |  |  | 1097.6753 | 0.033804 | 1555.8451 | 0.01816 | 1554.422 | 0.97307 | 1554.4135 | 0.34063
|  |  |  | -- | -- |  |  | 1097.6901 | 0.033788 | 1555.9637 | 0.01859 | 1554.5403 | 0.97342 | 1554.5319 | 0.34088
|  |  |  | -- | -- |  |  | 1097.7048 | 0.033775 | 1556.0823 | 0.01888 | 1554.6587 | 0.97376 | 1554.6503 | 0.34111
|  |  |  | -- | -- |  |  | 1097.7196 | 0.033765 | 1556.2009 | 0.01941 | 1554.7771 | 0.97409 | 1554.7687 | 0.34136
|  |  |  | -- | -- |  |  | 1097.7343 | 0.033758 | 1556.3196 | 0.01958 | 1554.8956 | 0.97442 | 1554.8871 | 0.34162
|  |  |  | -- | -- |  |  | 1097.749 | 0.033755 | 1556.4382 | 0.01948 | 1555.014 | 0.97474 | 1555.0056 | 0.34192
|  |  |  | -- | -- |  |  | 1097.7638 | 0.033754 | 1556.5569 | 0.019 | 1555.1325 | 0.97505 | 1555.124 | 0.34228
|  |  |  | -- | -- |  |  | 1097.7786 | 0.033757 | 1556.6757 | 0.01934 | 1555.251 | 0.97536 | 1555.2425 | 0.34269
|  |  |  | -- | -- |  |  | 1097.7933 | 0.033763 | 1556.7943 | 0.01907 | 1555.3695 | 0.97565 | 1555.3611 | 0.34317
|  |  |  | -- | -- |  |  | 1097.8081 | 0.033771 | 1556.9131 | 0.01868 | 1555.488 | 0.97595 | 1555.4796 | 0.34372
|  |  |  | -- | -- |  |  | 1097.8229 | 0.033783 | 1557.0319 | 0.01908 | 1555.6066 | 0.97623 | 1555.5981 | 0.34433
|  |  |  | -- | -- |  |  | 1097.8376 | 0.033798 | 1557.1506 | 0.01892 | 1555.7251 | 0.97651 | 1555.7167 | 0.345
|  |  |  | -- | -- |  |  | 1097.8524 | 0.033816 | 1557.2694 | 0.01917 | 1555.8436 | 0.97678 | 1555.8352 | 0.34571
|  |  |  | -- | -- |  |  | 1097.8672 | 0.033837 | 1557.3882 | 0.01902 | 1555.9623 | 0.97704 | 1555.9539 | 0.34646
|  |  |  | -- | -- |  |  | 1097.882 | 0.03386 | 1557.5071 | 0.01911 | 1556.0809 | 0.9773 | 1556.0724 | 0.34722
|  |  |  | -- | -- |  |  | 1097.8967 | 0.033887 | 1557.6258 | 0.01894 | 1556.1996 | 0.97755 | 1556.191 | 0.348
|  |  |  | -- | -- |  |  | 1097.9115 | 0.033916 | 1557.7448 | 0.0186 | 1556.3181 | 0.97779 | 1556.3097 | 0.3488
|  |  |  | -- | -- |  |  | 1097.9261 | 0.033948 | 1557.8637 | 0.01815 | 1556.4369 | 0.97803 | 1556.4283 | 0.3496
|  |  |  | -- | -- |  |  | 1097.9409 | 0.033983 | 1557.9825 | 0.01832 | 1556.5555 | 0.97826 | 1556.5471 | 0.35041
|  |  |  | -- | -- |  |  | 1097.9557 | 0.034021 | 1558.1014 | 0.01861 | 1556.6742 | 0.97848 | 1556.6658 | 0.35125
|  |  |  | -- | -- |  |  | 1097.9705 | 0.034061 | 1558.2205 | 0.01852 | 1556.793 | 0.9787 | 1556.7846 | 0.35211
|  |  |  | -- | -- |  |  | 1097.9852 | 0.034104 | 1558.3394 | 0.01803 | 1556.9117 | 0.97891 | 1556.9032 | 0.353
|  |  |  | -- | -- |  |  | 1098 | 0.034149 | 1558.4584 | 0.01753 | 1557.0304 | 0.97911 | 1557.022 | 0.35393
|  |  |  | -- | -- |  |  | 1098.0148 | 0.034197 | 1558.5774 | 0.01713 | 1557.1492 | 0.97931 | 1557.1408 | 0.3549
|  |  |  | -- | -- |  |  | 1098.0295 | 0.034247 | 1558.6964 | 0.01708 | 1557.2681 | 0.9795 | 1557.2595 | 0.35589
|  |  |  | -- | -- |  |  | 1098.0443 | 0.034299 | 1558.8154 | 0.01696 | 1557.3868 | 0.97968 | 1557.3784 | 0.35688
|  |  |  | -- | -- |  |  | 1098.0591 | 0.034354 | 1558.9344 | 0.01746 | 1557.5056 | 0.97986 | 1557.4972 | 0.35787
|  |  |  | -- | -- |  |  | 1098.0739 | 0.034411 | 1559.0535 | 0.01716 | 1557.6245 | 0.98003 | 1557.6161 | 0.35884
|  |  |  | -- | -- |  |  | 1098.0886 | 0.034469 | 1559.1726 | 0.01755 | 1557.7434 | 0.98019 | 1557.7349 | 0.35979
|  |  |  | -- | -- |  |  | 1098.1034 | 0.03453 | 1559.2918 | 0.01745 | 1557.8623 | 0.98035 | 1557.8538 | 0.36073
|  |  |  | -- | -- |  |  | 1098.1182 | 0.034593 | 1559.4108 | 0.01676 | 1557.9812 | 0.9805 | 1557.9727 | 0.36169
|  |  |  | -- | -- |  |  | 1098.1329 | 0.034657 | 1559.5299 | 0.01654 | 1558.1001 | 0.98064 | 1558.0917 | 0.3627
|  |  |  | -- | -- |  |  | 1098.1477 | 0.034724 | 1559.6492 | 0.01637 | 1558.219 | 0.98078 | 1558.2106 | 0.36379
|  |  |  | -- | -- |  |  | 1098.1625 | 0.034792 | 1559.7683 | 0.01637 | 1558.338 | 0.9809 | 1558.3295 | 0.36496
|  |  |  | -- | -- |  |  | 1098.1772 | 0.034861 | 1559.8874 | 0.01628 | 1558.4569 | 0.98103 | 1558.4485 | 0.36622
|  |  |  | -- | -- |  |  | 1098.192 | 0.034932 | 1560.0067 | 0.01647 | 1558.5759 | 0.98114 | 1558.5675 | 0.36754
|  |  |  | -- | -- |  |  | 1098.2068 | 0.035005 | 1560.126 | 0.01637 | 1558.695 | 0.98125 | 1558.6865 | 0.36886
|  |  |  | -- | -- |  |  | 1098.2216 | 0.035079 | 1560.2451 | 0.01698 | 1558.814 | 0.98135 | 1558.8055 | 0.37015
|  |  |  | -- | -- |  |  | 1098.2363 | 0.035154 | 1560.3644 | 0.01599 | 1558.933 | 0.98145 | 1558.9246 | 0.37135
|  |  |  | -- | -- |  |  | 1098.2511 | 0.03523 | 1560.4838 | 0.01556 | 1559.0521 | 0.98154 | 1559.0436 | 0.37243
|  |  |  | -- | -- |  |  | 1098.2659 | 0.035307 | 1560.603 | 0.01557 | 1559.1711 | 0.98162 | 1559.1627 | 0.37336
|  |  |  | -- | -- |  |  | 1098.2806 | 0.035386 | 1560.7223 | 0.01569 | 1559.2903 | 0.98169 | 1559.2819 | 0.37412
|  |  |  | -- | -- |  |  | 1098.2954 | 0.035465 | 1560.8417 | 0.01653 | 1559.4094 | 0.98175 | 1559.4009 | 0.37469
|  |  |  | -- | -- |  |  | 1098.3102 | 0.035545 | 1560.9611 | 0.0163 | 1559.5286 | 0.98181 | 1559.52 | 0.37509
|  |  |  | -- | -- |  |  | 1098.325 | 0.035626 | 1561.0804 | 0.01577 | 1559.6477 | 0.98186 | 1559.6393 | 0.37531
|  |  |  | -- | -- |  |  | 1098.3397 | 0.035708 | 1561.1998 | 0.01549 | 1559.7668 | 0.98191 | 1559.7584 | 0.37539
|  |  |  | -- | -- |  |  | 1098.3545 | 0.03579 | 1561.3192 | 0.01534 | 1559.8861 | 0.98194 | 1559.8776 | 0.37537
|  |  |  | -- | -- |  |  | 1098.3693 | 0.035873 | 1561.4386 | 0.01525 | 1560.0052 | 0.98197 | 1559.9968 | 0.37533
|  |  |  | -- | -- |  |  | 1098.384 | 0.035956 | 1561.5581 | 0.01486 | 1560.1245 | 0.98199 | 1560.1161 | 0.37533
|  |  |  | -- | -- |  |  | 1098.3988 | 0.036039 | 1561.6776 | 0.01509 | 1560.2438 | 0.982 | 1560.2352 | 0.37544
|  |  |  | -- | -- |  |  | 1098.4136 | 0.036123 | 1561.7971 | 0.01551 | 1560.363 | 0.982 | 1560.3546 | 0.37571
|  |  |  | -- | -- |  |  | 1098.4283 | 0.036207 | 1561.9165 | 0.01564 | 1560.4823 | 0.98199 | 1560.4739 | 0.37617
|  |  |  | -- | -- |  |  | 1098.4431 | 0.036291 | 1562.0361 | 0.01607 | 1560.6016 | 0.98198 | 1560.5931 | 0.37684
|  |  |  | -- | -- |  |  | 1098.4579 | 0.036375 | 1562.1556 | 0.01626 | 1560.7209 | 0.98195 | 1560.7124 | 0.37768
|  |  |  | -- | -- |  |  | 1098.4728 | 0.03646 | 1562.2751 | 0.0156 | 1560.8403 | 0.98192 | 1560.8318 | 0.37866
|  |  |  | -- | -- |  |  | 1098.4875 | 0.036544 | 1562.3948 | 0.01551 | 1560.9596 | 0.98188 | 1560.9512 | 0.37975
|  |  |  | -- | -- |  |  | 1098.5023 | 0.036628 | 1562.5144 | 0.01559 | 1561.079 | 0.98183 | 1561.0706 | 0.38088
|  |  |  | -- | -- |  |  | 1098.5171 | 0.036712 | 1562.6339 | 0.01562 | 1561.1984 | 0.98176 | 1561.1899 | 0.38203
|  |  |  | -- | -- |  |  | 1098.5319 | 0.036795 | 1562.7537 | 0.01609 | 1561.3179 | 0.98169 | 1561.3093 | 0.38315
|  |  |  | -- | -- |  |  | 1098.5466 | 0.036879 | 1562.8733 | 0.01623 | 1561.4373 | 0.98161 | 1561.4287 | 0.38424
|  |  |  | -- | -- |  |  | 1098.5614 | 0.036962 | 1562.9929 | 0.01662 | 1561.5566 | 0.98151 | 1561.5482 | 0.38529
|  |  |  | -- | -- |  |  | 1098.5762 | 0.037044 | 1563.1126 | 0.01604 | 1561.6762 | 0.98141 | 1561.6677 | 0.3863
|  |  |  | -- | -- |  |  | 1098.5909 | 0.037126 | 1563.2323 | 0.01594 | 1561.7957 | 0.98129 | 1561.7871 | 0.38728
|  |  |  | -- | -- |  |  | 1098.6057 | 0.037208 | 1563.352 | 0.01563 | 1561.9152 | 0.98116 | 1561.9066 | 0.38822
|  |  |  | -- | -- |  |  | 1098.6205 | 0.037289 | 1563.4718 | 0.01585 | 1562.0347 | 0.98101 | 1562.0262 | 0.38912
|  |  |  | -- | -- |  |  | 1098.6353 | 0.03737 | 1563.5916 | 0.01561 | 1562.1542 | 0.98086 | 1562.1457 | 0.38997
|  |  |  | -- | -- |  |  | 1098.6501 | 0.03745 | 1563.7113 | 0.01526 | 1562.2738 | 0.98069 | 1562.2653 | 0.39076
|  |  |  | -- | -- |  |  | 1098.6649 | 0.037529 | 1563.8312 | 0.01533 | 1562.3933 | 0.98051 | 1562.3849 | 0.39147
|  |  |  | -- | -- |  |  | 1098.6797 | 0.037608 | 1563.9509 | 0.01526 | 1562.5129 | 0.98031 | 1562.5045 | 0.39211
|  |  |  | -- | -- |  |  | 1098.6945 | 0.037686 | 1564.0708 | 0.01495 | 1562.6326 | 0.9801 | 1562.624 | 0.3927
|  |  |  | -- | -- |  |  | 1098.7092 | 0.037764 | 1564.1907 | 0.01479 | 1562.7522 | 0.97988 | 1562.7436 | 0.39327
|  |  |  | -- | -- |  |  | 1098.724 | 0.03784 | 1564.3105 | 0.01517 | 1562.8718 | 0.97964 | 1562.8634 | 0.39384
|  |  |  | -- | -- |  |  | 1098.7388 | 0.037916 | 1564.4304 | 0.01461 | 1562.9915 | 0.97938 | 1562.983 | 0.39444
|  |  |  | -- | -- |  |  | 1098.7535 | 0.037991 | 1564.5503 | 0.01426 | 1563.1112 | 0.97911 | 1563.1027 | 0.39509
|  |  |  | -- | -- |  |  | 1098.7683 | 0.038066 | 1564.6702 | 0.01432 | 1563.231 | 0.97883 | 1563.2224 | 0.3958
|  |  |  | -- | -- |  |  | 1098.7832 | 0.038139 | 1564.7902 | 0.01423 | 1563.3506 | 0.97853 | 1563.3422 | 0.39656
|  |  |  | -- | -- |  |  | 1098.798 | 0.038212 | 1564.9102 | 0.01454 | 1563.4703 | 0.97821 | 1563.4619 | 0.39735
|  |  |  | -- | -- |  |  | 1098.8127 | 0.038284 | 1565.0302 | 0.01435 | 1563.5901 | 0.97788 | 1563.5817 | 0.39814
|  |  |  | -- | -- |  |  | 1098.8275 | 0.038355 | 1565.1501 | 0.01437 | 1563.71 | 0.97753 | 1563.7014 | 0.3989
|  |  |  | -- | -- |  |  | 1098.8423 | 0.038425 | 1565.2701 | 0.01456 | 1563.8297 | 0.97716 | 1563.8212 | 0.39963
|  |  |  | -- | -- |  |  | 1098.8571 | 0.038495 | 1565.3901 | 0.01541 | 1563.9496 | 0.97678 | 1563.941 | 0.40031
|  |  |  | -- | -- |  |  | 1098.8718 | 0.038563 | 1565.5103 | 0.01574 | 1564.0693 | 0.97638 | 1564.0609 | 0.40099
|  |  |  | -- | -- |  |  | 1098.8867 | 0.038631 | 1565.6302 | 0.01492 | 1564.1892 | 0.97597 | 1564.1807 | 0.40168
|  |  |  | -- | -- |  |  | 1098.9015 | 0.038698 | 1565.7504 | 0.01494 | 1564.3091 | 0.97553 | 1564.3005 | 0.40245
|  |  |  | -- | -- |  |  | 1098.9163 | 0.038764 | 1565.8705 | 0.01433 | 1564.429 | 0.97509 | 1564.4205 | 0.40332
|  |  |  | -- | -- |  |  | 1098.931 | 0.038829 | 1565.9906 | 0.0142 | 1564.5488 | 0.97462 | 1564.5404 | 0.40434
|  |  |  | -- | -- |  |  | 1098.9458 | 0.038894 | 1566.1107 | 0.01447 | 1564.6688 | 0.97414 | 1564.6603 | 0.40552
|  |  |  | -- | -- |  |  | 1098.9606 | 0.038957 | 1566.231 | 0.01409 | 1564.7887 | 0.97365 | 1564.7803 | 0.40682
|  |  |  | -- | -- |  |  | 1098.9755 | 0.03902 | 1566.3511 | 0.01399 | 1564.9087 | 0.97314 | 1564.9003 | 0.40821
|  |  |  | -- | -- |  |  | 1098.9902 | 0.039082 | 1566.4713 | 0.0137 | 1565.0287 | 0.97262 | 1565.0201 | 0.40962
|  |  |  | -- | -- |  |  | 1099.005 | 0.039143 | 1566.5916 | 0.01358 | 1565.1487 | 0.97208 | 1565.1401 | 0.411
|  |  |  | -- | -- |  |  | 1099.0198 | 0.039203 | 1566.7118 | 0.01275 | 1565.2687 | 0.97152 | 1565.2603 | 0.41227
|  |  |  | -- | -- |  |  | 1099.0345 | 0.039262 | 1566.832 | 0.01257 | 1565.3888 | 0.97096 | 1565.3802 | 0.4134
|  |  |  | -- | -- |  |  | 1099.0493 | 0.039321 | 1566.9523 | 0.01222 | 1565.5088 | 0.97038 | 1565.5002 | 0.41436
|  |  |  | -- | -- |  |  | 1099.0642 | 0.039378 | 1567.0726 | 0.01223 | 1565.6289 | 0.96978 | 1565.6204 | 0.41516
|  |  |  | -- | -- |  |  | 1099.079 | 0.039435 | 1567.1929 | 0.01187 | 1565.7489 | 0.96918 | 1565.7405 | 0.41582
|  |  |  | -- | -- |  |  | 1099.0938 | 0.039491 | 1567.3132 | 0.01144 | 1565.869 | 0.96856 | 1565.8606 | 0.41637
|  |  |  | -- | -- |  |  | 1099.1085 | 0.039546 | 1567.4336 | 0.01183 | 1565.9893 | 0.96793 | 1565.9807 | 0.41688
|  |  |  | -- | -- |  |  | 1099.1233 | 0.0396 | 1567.554 | 0.01125 | 1566.1094 | 0.9673 | 1566.1008 | 0.41736
|  |  |  | -- | -- |  |  | 1099.1382 | 0.039653 | 1567.6743 | 0.01133 | 1566.2295 | 0.96665 | 1566.2209 | 0.41787
|  |  |  | -- | -- |  |  | 1099.153 | 0.039705 | 1567.7948 | 0.01013 | 1566.3497 | 0.96599 | 1566.3412 | 0.41841
|  |  |  | -- | -- |  |  | 1099.1677 | 0.039756 | 1567.9152 | 0.00986 | 1566.4698 | 0.96532 | 1566.4614 | 0.41902
|  |  |  | -- | -- |  |  | 1099.1825 | 0.039807 | 1568.0356 | 0.01005 | 1566.5901 | 0.96465 | 1566.5817 | 0.4197
|  |  |  | -- | -- |  |  | 1099.1974 | 0.039856 | 1568.1561 | 0.01018 | 1566.7103 | 0.96396 | 1566.7019 | 0.42047
|  |  |  | -- | -- |  |  | 1099.2122 | 0.039905 | 1568.2765 | 0.01098 | 1566.8306 | 0.96327 | 1566.8221 | 0.42133
|  |  |  | -- | -- |  |  | 1099.2269 | 0.039952 | 1568.3971 | 0.01123 | 1566.9509 | 0.96257 | 1566.9424 | 0.42229
|  |  |  | -- | -- |  |  | 1099.2417 | 0.039999 | 1568.5176 | 0.01133 | 1567.0712 | 0.96187 | 1567.0626 | 0.42335
|  |  |  | -- | -- |  |  | 1099.2565 | 0.040044 | 1568.6381 | 0.01127 | 1567.1915 | 0.96116 | 1567.183 | 0.42448
|  |  |  | -- | -- |  |  | 1099.2714 | 0.040089 | 1568.7587 | 0.01106 | 1567.3118 | 0.96044 | 1567.3033 | 0.42566
|  |  |  | -- | -- |  |  | 1099.2861 | 0.040132 | 1568.8793 | 0.01105 | 1567.4321 | 0.95971 | 1567.4237 | 0.42686
|  |  |  | -- | -- |  |  | 1099.3009 | 0.040174 | 1568.9998 | 0.01105 | 1567.5525 | 0.95898 | 1567.5441 | 0.42804
|  |  |  | -- | -- |  |  | 1099.3157 | 0.040215 | 1569.1204 | 0.01103 | 1567.673 | 0.95825 | 1567.6644 | 0.42918
|  |  |  | -- | -- |  |  | 1099.3306 | 0.040255 | 1569.2411 | 0.01117 | 1567.7933 | 0.9575 | 1567.7848 | 0.43023
|  |  |  | -- | -- |  |  | 1099.3453 | 0.040293 | 1569.3617 | 0.01146 | 1567.9137 | 0.95675 | 1567.9053 | 0.4312
|  |  |  | -- | -- |  |  | 1099.3601 | 0.040331 | 1569.4823 | 0.01151 | 1568.0342 | 0.956 | 1568.0256 | 0.43207
|  |  |  | -- | -- |  |  | 1099.3749 | 0.040367 | 1569.603 | 0.0121 | 1568.1547 | 0.95524 | 1568.1461 | 0.43287
|  |  |  | -- | -- |  |  | 1099.3898 | 0.040401 | 1569.7238 | 0.01151 | 1568.2751 | 0.95447 | 1568.2666 | 0.4336
|  |  |  | -- | -- |  |  | 1099.4045 | 0.040435 | 1569.8445 | 0.01156 | 1568.3956 | 0.95369 | 1568.3871 | 0.43429
|  |  |  | -- | -- |  |  | 1099.4193 | 0.040467 | 1569.9652 | 0.01166 | 1568.5161 | 0.95291 | 1568.5077 | 0.43495
|  |  |  | -- | -- |  |  | 1099.4342 | 0.040497 | 1570.0859 | 0.01087 | 1568.6367 | 0.95212 | 1568.6282 | 0.4356
|  |  |  | -- | -- |  |  | 1099.449 | 0.040526 | 1570.2068 | 0.01081 | 1568.7572 | 0.95132 | 1568.7488 | 0.43625
|  |  |  | -- | -- |  |  | 1099.4637 | 0.040554 | 1570.3275 | 0.01156 | 1568.8778 | 0.95051 | 1568.8693 | 0.43689
|  |  |  | -- | -- |  |  | 1099.4785 | 0.04058 | 1570.4484 | 0.01109 | 1568.9984 | 0.9497 | 1568.9899 | 0.43752
|  |  |  | -- | -- |  |  | 1099.4934 | 0.040604 | 1570.5692 | 0.01077 | 1569.119 | 0.94887 | 1569.1105 | 0.43813
|  |  |  | -- | -- |  |  | 1099.5082 | 0.040627 | 1570.6901 | 0.0104 | 1569.2396 | 0.94803 | 1569.2311 | 0.43874
|  |  |  | -- | -- |  |  | 1099.5229 | 0.040648 | 1570.8109 | 0.01052 | 1569.3602 | 0.94719 | 1569.3518 | 0.43934
|  |  |  | -- | -- |  |  | 1099.5378 | 0.040668 | 1570.9318 | 0.00999 | 1569.481 | 0.94633 | 1569.4724 | 0.43996
|  |  |  | -- | -- |  |  | 1099.5526 | 0.040685 | 1571.0527 | 0.00975 | 1569.6017 | 0.94547 | 1569.5931 | 0.44061
|  |  |  | -- | -- |  |  | 1099.5674 | 0.040701 | 1571.1736 | 0.01027 | 1569.7223 | 0.94459 | 1569.7139 | 0.44131
|  |  |  | -- | -- |  |  | 1099.5822 | 0.040715 | 1571.2946 | 0.01013 | 1569.843 | 0.9437 | 1569.8345 | 0.44207
|  |  |  | -- | -- |  |  | 1099.597 | 0.040728 | 1571.4155 | 0.00972 | 1569.9637 | 0.94279 | 1569.9553 | 0.4429
|  |  |  | -- | -- |  |  | 1099.6118 | 0.040738 | 1571.5365 | 0.01003 | 1570.0846 | 0.94188 | 1570.076 | 0.44379
|  |  |  | -- | -- |  |  | 1099.6266 | 0.040747 | 1571.6575 | 0.01 | 1570.2053 | 0.94095 | 1570.1968 | 0.44471
|  |  |  | -- | -- |  |  | 1099.6415 | 0.040754 | 1571.7786 | 0.01007 | 1570.3262 | 0.94001 | 1570.3176 | 0.44563
|  |  |  | -- | -- |  |  | 1099.6562 | 0.040759 | 1571.8995 | 0.00969 | 1570.4469 | 0.93905 | 1570.4383 | 0.44653
|  |  |  | -- | -- |  |  | 1099.671 | 0.040762 | 1572.0206 | 0.00974 | 1570.5677 | 0.93809 | 1570.5592 | 0.44737
|  |  |  | -- | -- |  |  | 1099.6859 | 0.040763 | 1572.1417 | 0.00974 | 1570.6886 | 0.93711 | 1570.68 | 0.44816
|  |  |  | -- | -- |  |  | 1099.7007 | 0.040762 | 1572.2628 | 0.00948 | 1570.8094 | 0.93611 | 1570.8009 | 0.44891
|  |  |  | -- | -- |  |  | 1099.7155 | 0.040759 | 1572.3839 | 0.00982 | 1570.9304 | 0.9351 | 1570.9219 | 0.44964
|  |  |  | -- | -- |  |  | 1099.7303 | 0.040754 | 1572.505 | 0.00967 | 1571.0513 | 0.93408 | 1571.0427 | 0.4504
|  |  |  | -- | -- |  |  | 1099.7451 | 0.040747 | 1572.6262 | 0.00908 | 1571.1722 | 0.93305 | 1571.1637 | 0.45123
|  |  |  | -- | -- |  |  | 1099.7599 | 0.040739 | 1572.7473 | 0.00852 | 1571.2931 | 0.932 | 1571.2847 | 0.45216
|  |  |  | -- | -- |  |  | 1099.7748 | 0.040728 | 1572.8685 | 0.00901 | 1571.4141 | 0.93094 | 1571.4055 | 0.4532
|  |  |  | -- | -- |  |  | 1099.7896 | 0.040716 | 1572.9897 | 0.0091 | 1571.535 | 0.92986 | 1571.5266 | 0.45435
|  |  |  | -- | -- |  |  | 1099.8043 | 0.040701 | 1573.111 | 0.00942 | 1571.6561 | 0.92877 | 1571.6476 | 0.45559
|  |  |  | -- | -- |  |  | 1099.8192 | 0.040685 | 1573.2322 | 0.00933 | 1571.7771 | 0.92767 | 1571.7686 | 0.45686
|  |  |  | -- | -- |  |  | 1099.834 | 0.040667 | 1573.3534 | 0.00966 | 1571.8982 | 0.92656 | 1571.8897 | 0.45813
|  |  |  | -- | -- |  |  | 1099.8488 | 0.040647 | 1573.4747 | 0.0097 | 1572.0192 | 0.92543 | 1572.0106 | 0.45935
|  |  |  | -- | -- |  |  | 1099.8636 | 0.040626 | 1573.5961 | 0.00914 | 1572.1403 | 0.92429 | 1572.1317 | 0.4605
|  |  |  | -- | -- |  |  | 1099.8784 | 0.040602 | 1573.7173 | 0.00984 | 1572.2613 | 0.92314 | 1572.2528 | 0.46156
|  |  |  | -- | -- |  |  | 1099.8933 | 0.040577 | 1573.8386 | 0.01008 | 1572.3825 | 0.92197 | 1572.3739 | 0.46256
|  |  |  | -- | -- |  |  | 1099.9081 | 0.040551 | 1573.9601 | 0.00975 | 1572.5035 | 0.92079 | 1572.4951 | 0.46351
|  |  |  | -- | -- |  |  | 1099.9229 | 0.040523 | 1574.0814 | 0.00968 | 1572.6248 | 0.9196 | 1572.6162 | 0.46443
|  |  |  | -- | -- |  |  | 1099.9377 | 0.040493 | 1574.2028 | 0.00885 | 1572.746 | 0.9184 | 1572.7374 | 0.46533
|  |  |  | -- | -- |  |  | 1099.9525 | 0.040462 | 1574.3242 | 0.00898 | 1572.8671 | 0.91719 | 1572.8585 | 0.46623
|  |  |  | -- | -- |  |  | 1099.9674 | 0.040429 | 1574.4457 | 0.00865 | 1572.9883 | 0.91596 | 1572.9797 | 0.4671
|  |  |  | -- | -- |  |  | 1099.9822 | 0.040396 | 1574.567 | 0.00884 | 1573.1095 | 0.91472 | 1573.101 | 0.46794
|  |  |  | -- | -- |  |  | 1099.9969 | 0.040361 | 1574.6886 | 0.00881 | 1573.2307 | 0.91348 | 1573.2223 | 0.46872
|  |  |  | -- | -- |  |  | 1100.0118 | 0.040324 | 1574.8101 | 0.00839 | 1573.352 | 0.91222 | 1573.3435 | 0.46945
|  |  |  | -- | -- |  |  | 1100.0266 | 0.040287 | 1574.9315 | 0.00909 | 1573.4733 | 0.91094 | 1573.4647 | 0.47011
|  |  |  | -- | -- |  |  | 1100.0415 | 0.040249 | 1575.0531 | 0.00915 | 1573.5946 | 0.90966 | 1573.5861 | 0.4707
|  |  |  | -- | -- |  |  | 1100.0563 | 0.04021 | 1575.1746 | 0.00908 | 1573.7159 | 0.90837 | 1573.7074 | 0.47125
|  |  |  | -- | -- |  |  | 1100.071 | 0.04017 | 1575.2961 | 0.00848 | 1573.8373 | 0.90706 | 1573.8287 | 0.47177
|  |  |  | -- | -- |  |  | 1100.0859 | 0.040129 | 1575.4177 | 0.00882 | 1573.9586 | 0.90575 | 1573.9501 | 0.47226
|  |  |  | -- | -- |  |  | 1100.1007 | 0.040087 | 1575.5393 | 0.00843 | 1574.08 | 0.90442 | 1574.0714 | 0.47277
|  |  |  | -- | -- |  |  | 1100.1156 | 0.040046 | 1575.6609 | 0.00857 | 1574.2014 | 0.90309 | 1574.1929 | 0.47329
|  |  |  | -- | -- |  |  | 1100.1304 | 0.040003 | 1575.7826 | 0.00917 | 1574.3228 | 0.90174 | 1574.3142 | 0.47385
|  |  |  | -- | -- |  |  | 1100.1451 | 0.03996 | 1575.9043 | 0.00897 | 1574.4442 | 0.90038 | 1574.4357 | 0.47447
|  |  |  | -- | -- |  |  | 1100.16 | 0.039917 | 1576.0259 | 0.0095 | 1574.5657 | 0.89901 | 1574.5571 | 0.47516
|  |  |  | -- | -- |  |  | 1100.1748 | 0.039874 | 1576.1476 | 0.00858 | 1574.6871 | 0.89763 | 1574.6786 | 0.47592
|  |  |  | -- | -- |  |  | 1100.1897 | 0.039831 | 1576.2693 | 0.00887 | 1574.8086 | 0.89624 | 1574.8001 | 0.47676
|  |  |  | -- | -- |  |  | 1100.2045 | 0.039788 | 1576.391 | 0.00865 | 1574.93 | 0.89485 | 1574.9216 | 0.47768
|  |  |  | -- | -- |  |  | 1100.2194 | 0.039745 | 1576.5128 | 0.00876 | 1575.0516 | 0.89344 | 1575.0431 | 0.47867
|  |  |  | -- | -- |  |  | 1100.2341 | 0.039702 | 1576.6345 | 0.00912 | 1575.1732 | 0.89201 | 1575.1647 | 0.47971
|  |  |  | -- | -- |  |  | 1100.249 | 0.039659 | 1576.7564 | 0.0096 | 1575.2947 | 0.89058 | 1575.2863 | 0.4808
|  |  |  | -- | -- |  |  | 1100.2638 | 0.039617 | 1576.8782 | 0.00913 | 1575.4163 | 0.88914 | 1575.4077 | 0.4819
|  |  |  | -- | -- |  |  | 1100.2786 | 0.039576 | 1577 | 0.00922 | 1575.538 | 0.88769 | 1575.5294 | 0.48299
|  |  |  | -- | -- |  |  | 1100.2935 | 0.039535 | 1577.1218 | 0.00946 | 1575.6596 | 0.88623 | 1575.651 | 0.48407
|  |  |  | -- | -- |  |  | 1100.3082 | 0.039495 | 1577.2436 | 0.00919 | 1575.7811 | 0.88475 | 1575.7726 | 0.48513
|  |  |  | -- | -- |  |  | 1100.3231 | 0.039455 | 1577.3656 | 0.00899 | 1575.9028 | 0.88327 | 1575.8943 | 0.48618
|  |  |  | -- | -- |  |  | 1100.3379 | 0.039417 | 1577.4874 | 0.00891 | 1576.0245 | 0.88178 | 1576.016 | 0.48724
|  |  |  | -- | -- |  |  | 1100.3528 | 0.039379 | 1577.6094 | 0.00912 | 1576.1462 | 0.88027 | 1576.1377 | 0.48833
|  |  |  | -- | -- |  |  | 1100.3676 | 0.039342 | 1577.7313 | 0.00933 | 1576.2679 | 0.87875 | 1576.2594 | 0.48947
|  |  |  | -- | -- |  |  | 1100.3824 | 0.039307 | 1577.8533 | 0.00893 | 1576.3897 | 0.87722 | 1576.3811 | 0.49065
|  |  |  | -- | -- |  |  | 1100.3972 | 0.039272 | 1577.9752 | 0.00925 | 1576.5113 | 0.87568 | 1576.5028 | 0.49187
|  |  |  | -- | -- |  |  | 1100.4121 | 0.039239 | 1578.0972 | 0.00922 | 1576.6332 | 0.87413 | 1576.6246 | 0.49311
|  |  |  | -- | -- |  |  | 1100.4269 | 0.039207 | 1578.2192 | 0.00871 | 1576.7549 | 0.87257 | 1576.7463 | 0.49433
|  |  |  | -- | -- |  |  | 1100.4418 | 0.039177 | 1578.3413 | 0.00887 | 1576.8767 | 0.87099 | 1576.8682 | 0.4955
|  |  |  | -- | -- |  |  | 1100.4565 | 0.039148 | 1578.4633 | 0.00878 | 1576.9985 | 0.86941 | 1576.99 | 0.49658
|  |  |  | -- | -- |  |  | 1100.4714 | 0.03912 | 1578.5853 | 0.00896 | 1577.1204 | 0.86781 | 1577.1118 | 0.49754
|  |  |  | -- | -- |  |  | 1100.4862 | 0.039094 | 1578.7075 | 0.0088 | 1577.2423 | 0.8662 | 1577.2336 | 0.49839
|  |  |  | -- | -- |  |  | 1100.5011 | 0.03907 | 1578.8296 | 0.00926 | 1577.3641 | 0.86457 | 1577.3556 | 0.49911
|  |  |  | -- | -- |  |  | 1100.5159 | 0.039047 | 1578.9517 | 0.00879 | 1577.4861 | 0.86294 | 1577.4774 | 0.49972
|  |  |  | -- | -- |  |  | 1100.5308 | 0.039026 | 1579.0738 | 0.00851 | 1577.6079 | 0.86129 | 1577.5994 | 0.50026
|  |  |  | -- | -- |  |  | 1100.5455 | 0.039006 | 1579.196 | 0.00894 | 1577.7299 | 0.85963 | 1577.7213 | 0.50076
|  |  |  | -- | -- |  |  | 1100.5604 | 0.038988 | 1579.3182 | 0.00873 | 1577.8518 | 0.85795 | 1577.8433 | 0.50123
|  |  |  | -- | -- |  |  | 1100.5752 | 0.038972 | 1579.4404 | 0.00879 | 1577.9738 | 0.85626 | 1577.9652 | 0.50173
|  |  |  | -- | -- |  |  | 1100.5901 | 0.038957 | 1579.5626 | 0.00844 | 1578.0958 | 0.85456 | 1578.0873 | 0.50228
|  |  |  | -- | -- |  |  | 1100.6049 | 0.038944 | 1579.6848 | 0.00867 | 1578.2178 | 0.85285 | 1578.2092 | 0.50291
|  |  |  | -- | -- |  |  | 1100.6198 | 0.038933 | 1579.8071 | 0.00902 | 1578.3398 | 0.85112 | 1578.3313 | 0.50367
|  |  |  | -- | -- |  |  | 1100.6345 | 0.038923 | 1579.9293 | 0.00879 | 1578.4619 | 0.84938 | 1578.4534 | 0.50457
|  |  |  | -- | -- |  |  | 1100.6494 | 0.038915 | 1580.0516 | 0.00922 | 1578.584 | 0.84763 | 1578.5754 | 0.50564
|  |  |  | -- | -- |  |  | 1100.6643 | 0.038909 | 1580.174 | 0.00929 | 1578.7061 | 0.84586 | 1578.6975 | 0.50687
|  |  |  | -- | -- |  |  | 1100.6791 | 0.038904 | 1580.2963 | 0.00922 | 1578.8281 | 0.84408 | 1578.8196 | 0.50823
|  |  |  | -- | -- |  |  | 1100.694 | 0.038901 | 1580.4187 | 0.00806 | 1578.9503 | 0.84228 | 1578.9418 | 0.50965
|  |  |  | -- | -- |  |  | 1100.7087 | 0.038899 | 1580.541 | 0.00766 | 1579.0724 | 0.84047 | 1579.0638 | 0.51107
|  |  |  | -- | -- |  |  | 1100.7236 | 0.038899 | 1580.6635 | 0.00761 | 1579.1946 | 0.83865 | 1579.186 | 0.51242
|  |  |  | -- | -- |  |  | 1100.7384 | 0.038901 | 1580.7859 | 0.00804 | 1579.3168 | 0.83681 | 1579.3082 | 0.51364
|  |  |  | -- | -- |  |  | 1100.7533 | 0.038904 | 1580.9083 | 0.00792 | 1579.439 | 0.83497 | 1579.4304 | 0.5147
|  |  |  | -- | -- |  |  | 1100.7681 | 0.038908 | 1581.0308 | 0.00791 | 1579.5612 | 0.8331 | 1579.5526 | 0.51561
|  |  |  | -- | -- |  |  | 1100.783 | 0.038913 | 1581.1532 | 0.00792 | 1579.6835 | 0.83123 | 1579.6748 | 0.51641
|  |  |  | -- | -- |  |  | 1100.7979 | 0.03892 | 1581.2756 | 0.00792 | 1579.8057 | 0.82934 | 1579.7971 | 0.51714
|  |  |  | -- | -- |  |  | 1100.8126 | 0.038928 | 1581.3982 | 0.00809 | 1579.928 | 0.82744 | 1579.9194 | 0.51786
|  |  |  | -- | -- |  |  | 1100.8275 | 0.038937 | 1581.5207 | 0.00864 | 1580.0503 | 0.82552 | 1580.0418 | 0.51862
|  |  |  | -- | -- |  |  | 1100.8423 | 0.038947 | 1581.6432 | 0.00786 | 1580.1726 | 0.8236 | 1580.1641 | 0.51947
|  |  |  | -- | -- |  |  | 1100.8572 | 0.038958 | 1581.7658 | 0.00766 | 1580.2949 | 0.82166 | 1580.2864 | 0.52041
|  |  |  | -- | -- |  |  | 1100.8721 | 0.03897 | 1581.8884 | 0.00744 | 1580.4172 | 0.8197 | 1580.4087 | 0.52145
|  |  |  | -- | -- |  |  | 1100.8868 | 0.038983 | 1582.011 | 0.00713 | 1580.5397 | 0.81774 | 1580.531 | 0.52256
|  |  |  | -- | -- |  |  | 1100.9017 | 0.038996 | 1582.1335 | 0.00742 | 1580.662 | 0.81577 | 1580.6534 | 0.5237
|  |  |  | -- | -- |  |  | 1100.9165 | 0.03901 | 1582.2562 | 0.00669 | 1580.7844 | 0.81378 | 1580.7759 | 0.52484
|  |  |  | -- | -- |  |  | 1100.9314 | 0.039025 | 1582.3789 | 0.00672 | 1580.9069 | 0.81179 | 1580.8983 | 0.52595
|  |  |  | -- | -- |  |  | 1100.9463 | 0.03904 | 1582.5016 | 0.00622 | 1581.0293 | 0.80978 | 1581.0207 | 0.52699
|  |  |  | -- | -- |  |  | 1100.9611 | 0.039056 | 1582.6243 | 0.00623 | 1581.1517 | 0.80777 | 1581.1432 | 0.52797
|  |  |  | -- | -- |  |  | 1100.976 | 0.039072 | 1582.7469 | 0.00642 | 1581.2743 | 0.80575 | 1581.2656 | 0.5289
|  |  |  | -- | -- |  |  | 1100.9907 | 0.039088 | 1582.8698 | 0.00696 | 1581.3967 | 0.80372 | 1581.3882 | 0.52979
|  |  |  | -- | -- |  |  | 1101.0056 | 0.039104 | 1582.9924 | 0.0068 | 1581.5193 | 0.80168 | 1581.5107 | 0.53067
|  |  |  | -- | -- |  |  | 1101.0205 | 0.03912 | 1583.1152 | 0.0065 | 1581.6418 | 0.79963 | 1581.6333 | 0.53158
|  |  |  | -- | -- |  |  | 1101.0353 | 0.039136 | 1583.238 | 0.00645 | 1581.7644 | 0.79758 | 1581.7559 | 0.53255
|  |  |  | -- | -- |  |  | 1101.0502 | 0.039152 | 1583.3608 | 0.00649 | 1581.887 | 0.79552 | 1581.8784 | 0.53358
|  |  |  | -- | -- |  |  | 1101.0651 | 0.039168 | 1583.4836 | 0.00684 | 1582.0095 | 0.79345 | 1582.001 | 0.5347
|  |  |  | -- | -- |  |  | 1101.0798 | 0.039183 | 1583.6064 | 0.00701 | 1582.1322 | 0.79138 | 1582.1235 | 0.53588
|  |  |  | -- | -- |  |  | 1101.0947 | 0.039198 | 1583.7294 | 0.00615 | 1582.2548 | 0.78931 | 1582.2462 | 0.5371
|  |  |  | -- | -- |  |  | 1101.1095 | 0.039212 | 1583.8522 | 0.0062 | 1582.3774 | 0.78723 | 1582.3689 | 0.53834
|  |  |  | -- | -- |  |  | 1101.1244 | 0.039226 | 1583.9751 | 0.00568 | 1582.5001 | 0.78515 | 1582.4916 | 0.53953
|  |  |  | -- | -- |  |  | 1101.1393 | 0.039239 | 1584.098 | 0.00607 | 1582.6228 | 0.78306 | 1582.6143 | 0.54065
|  |  |  | -- | -- |  |  | 1101.1541 | 0.039252 | 1584.2209 | 0.00646 | 1582.7455 | 0.78097 | 1582.7369 | 0.54164
|  |  |  | -- | -- |  |  | 1101.1689 | 0.039264 | 1584.344 | 0.00681 | 1582.8683 | 0.77887 | 1582.8597 | 0.54247
|  |  |  | -- | -- |  |  | 1101.1838 | 0.039274 | 1584.4669 | 0.00657 | 1582.991 | 0.77678 | 1582.9824 | 0.54313
|  |  |  | -- | -- |  |  | 1101.1986 | 0.039284 | 1584.59 | 0.00622 | 1583.1138 | 0.77468 | 1583.1052 | 0.54363
|  |  |  | -- | -- |  |  | 1101.2135 | 0.039293 | 1584.713 | 0.0064 | 1583.2366 | 0.77258 | 1583.228 | 0.544
|  |  |  | -- | -- |  |  | 1101.2284 | 0.039301 | 1584.8359 | 0.00724 | 1583.3594 | 0.77047 | 1583.3508 | 0.54429
|  |  |  | -- | -- |  |  | 1101.2432 | 0.039308 | 1584.9591 | 0.00734 | 1583.4822 | 0.76836 | 1583.4736 | 0.54457
|  |  |  | -- | -- |  |  | 1101.2581 | 0.039314 | 1585.0821 | 0.00773 | 1583.6051 | 0.76625 | 1583.5964 | 0.54489
|  |  |  | -- | -- |  |  | 1101.2729 | 0.039318 | 1585.2052 | 0.00844 | 1583.7279 | 0.76414 | 1583.7194 | 0.54533
|  |  |  | -- | -- |  |  | 1101.2877 | 0.039322 | 1585.3284 | 0.00849 | 1583.8508 | 0.76202 | 1583.8423 | 0.54591
|  |  |  | -- | -- |  |  | 1101.3026 | 0.039324 | 1585.4514 | 0.00907 | 1583.9738 | 0.7599 | 1583.9651 | 0.54665
|  |  |  | -- | -- |  |  | 1101.3175 | 0.039324 | 1585.5746 | 0.00879 | 1584.0967 | 0.75778 | 1584.088 | 0.54751
|  |  |  | -- | -- |  |  | 1101.3323 | 0.039324 | 1585.6978 | 0.00839 | 1584.2196 | 0.75565 | 1584.2109 | 0.54846
|  |  |  | -- | -- |  |  | 1101.3472 | 0.039322 | 1585.8209 | 0.00827 | 1584.3425 | 0.75352 | 1584.334 | 0.54943
|  |  |  | -- | -- |  |  | 1101.3621 | 0.039319 | 1585.9442 | 0.00835 | 1584.4654 | 0.75138 | 1584.4569 | 0.55035
|  |  |  | -- | -- |  |  | 1101.377 | 0.039314 | 1586.0674 | 0.00799 | 1584.5885 | 0.74924 | 1584.58 | 0.55118
|  |  |  | -- | -- |  |  | 1101.3917 | 0.039308 | 1586.1907 | 0.00868 | 1584.7115 | 0.7471 | 1584.703 | 0.5519
|  |  |  | -- | -- |  |  | 1101.4066 | 0.039301 | 1586.314 | 0.0092 | 1584.8346 | 0.74495 | 1584.8259 | 0.55252
|  |  |  | -- | -- |  |  | 1101.4215 | 0.039293 | 1586.4373 | 0.00949 | 1584.9576 | 0.74279 | 1584.9491 | 0.55311
|  |  |  | -- | -- |  |  | 1101.4363 | 0.039283 | 1586.5605 | 0.00943 | 1585.0807 | 0.74063 | 1585.0721 | 0.55374
|  |  |  | -- | -- |  |  | 1101.4512 | 0.039272 | 1586.6838 | 0.00925 | 1585.2037 | 0.73846 | 1585.1952 | 0.55448
|  |  |  | -- | -- |  |  | 1101.4661 | 0.039259 | 1586.8071 | 0.00895 | 1585.3269 | 0.73629 | 1585.3184 | 0.55542
|  |  |  | -- | -- |  |  | 1101.481 | 0.039246 | 1586.9305 | 0.00911 | 1585.4501 | 0.73411 | 1585.4414 | 0.5566
|  |  |  | -- | -- |  |  | 1101.4957 | 0.039231 | 1587.054 | 0.00974 | 1585.5732 | 0.73192 | 1585.5646 | 0.55804
|  |  |  | -- | -- |  |  | 1101.5106 | 0.039215 | 1587.1774 | 0.01066 | 1585.6964 | 0.72972 | 1585.6877 | 0.55972
|  |  |  | -- | -- |  |  | 1101.5255 | 0.039198 | 1587.3008 | 0.01024 | 1585.8196 | 0.72752 | 1585.8109 | 0.56157
|  |  |  | -- | -- |  |  | 1101.5403 | 0.039179 | 1587.4242 | 0.01049 | 1585.9427 | 0.72532 | 1585.9342 | 0.56352
|  |  |  | -- | -- |  |  | 1101.5552 | 0.03916 | 1587.5476 | 0.01009 | 1586.066 | 0.7231 | 1586.0574 | 0.56547
|  |  |  | -- | -- |  |  | 1101.5701 | 0.03914 | 1587.6711 | 0.0097 | 1586.1892 | 0.72088 | 1586.1807 | 0.56733
|  |  |  | -- | -- |  |  | 1101.585 | 0.039119 | 1587.7946 | 0.00984 | 1586.3125 | 0.71865 | 1586.304 | 0.56901
|  |  |  | -- | -- |  |  | 1101.5997 | 0.039097 | 1587.9181 | 0.0097 | 1586.4358 | 0.71642 | 1586.4272 | 0.57047
|  |  |  | -- | -- |  |  | 1101.6146 | 0.039075 | 1588.0416 | 0.00973 | 1586.5591 | 0.71418 | 1586.5505 | 0.5717
|  |  |  | -- | -- |  |  | 1101.6295 | 0.039051 | 1588.1652 | 0.01012 | 1586.6824 | 0.71193 | 1586.6738 | 0.57273
|  |  |  | -- | -- |  |  | 1101.6444 | 0.039028 | 1588.2888 | 0.00996 | 1586.8058 | 0.70967 | 1586.7971 | 0.57359
|  |  |  | -- | -- |  |  | 1101.6593 | 0.039003 | 1588.4124 | 0.00953 | 1586.9291 | 0.70741 | 1586.9205 | 0.57434
|  |  |  | -- | -- |  |  | 1101.6741 | 0.038979 | 1588.536 | 0.00978 | 1587.0525 | 0.70515 | 1587.0439 | 0.57506
|  |  |  | -- | -- |  |  | 1101.689 | 0.038954 | 1588.6597 | 0.00983 | 1587.1759 | 0.70287 | 1587.1674 | 0.57577
|  |  |  | -- | -- |  |  | 1101.7039 | 0.038928 | 1588.7833 | 0.01 | 1587.2993 | 0.70059 | 1587.2908 | 0.57654
|  |  |  | -- | -- |  |  | 1101.7188 | 0.038903 | 1588.907 | 0.00987 | 1587.4227 | 0.69831 | 1587.4142 | 0.57736
|  |  |  | -- | -- |  |  | 1101.7335 | 0.038878 | 1589.0306 | 0.00975 | 1587.5463 | 0.69602 | 1587.5376 | 0.57825
|  |  |  | -- | -- |  |  | 1101.7484 | 0.038853 | 1589.1543 | 0.00965 | 1587.6697 | 0.69372 | 1587.6611 | 0.57919
|  |  |  | -- | -- |  |  | 1101.7633 | 0.038828 | 1589.2781 | 0.01008 | 1587.7932 | 0.69142 | 1587.7846 | 0.58017
|  |  |  | -- | -- |  |  | 1101.7782 | 0.038803 | 1589.4019 | 0.0099 | 1587.9168 | 0.68912 | 1587.9081 | 0.58117
|  |  |  | -- | -- |  |  | 1101.7931 | 0.038779 | 1589.5256 | 0.00965 | 1588.0403 | 0.68681 | 1588.0316 | 0.58216
|  |  |  | -- | -- |  |  | 1101.8079 | 0.038755 | 1589.6494 | 0.00892 | 1588.1638 | 0.6845 | 1588.1552 | 0.58315
|  |  |  | -- | -- |  |  | 1101.8228 | 0.038732 | 1589.7732 | 0.00906 | 1588.2874 | 0.68218 | 1588.2788 | 0.58412
|  |  |  | -- | -- |  |  | 1101.8376 | 0.038709 | 1589.897 | 0.00842 | 1588.411 | 0.67986 | 1588.4023 | 0.58507
|  |  |  | -- | -- |  |  | 1101.8525 | 0.038687 | 1590.0209 | 0.00861 | 1588.5346 | 0.67753 | 1588.526 | 0.586
|  |  |  | -- | -- |  |  | 1101.8674 | 0.038667 | 1590.1446 | 0.00837 | 1588.6582 | 0.6752 | 1588.6497 | 0.58691
|  |  |  | -- | -- |  |  | 1101.8822 | 0.038647 | 1590.2686 | 0.00812 | 1588.7819 | 0.67287 | 1588.7732 | 0.58781
|  |  |  | -- | -- |  |  | 1101.8971 | 0.038629 | 1590.3925 | 0.00827 | 1588.9055 | 0.67053 | 1588.897 | 0.58871
|  |  |  | -- | -- |  |  | 1101.912 | 0.038611 | 1590.5164 | 0.008 | 1589.0292 | 0.6682 | 1589.0206 | 0.58962
|  |  |  | -- | -- |  |  | 1101.9269 | 0.038596 | 1590.6404 | 0.00798 | 1589.1529 | 0.66585 | 1589.1443 | 0.59055
|  |  |  | -- | -- |  |  | 1101.9418 | 0.038581 | 1590.7643 | 0.00806 | 1589.2766 | 0.66351 | 1589.2681 | 0.59151
|  |  |  | -- | -- |  |  | 1101.9565 | 0.038568 | 1590.8883 | 0.00797 | 1589.4004 | 0.66117 | 1589.3918 | 0.5925
|  |  |  | -- | -- |  |  | 1101.9714 | 0.038557 | 1591.0123 | 0.0076 | 1589.5242 | 0.65882 | 1589.5155 | 0.59352
|  |  |  | -- | -- |  |  | 1101.9863 | 0.038548 | 1591.1363 | 0.00755 | 1589.648 | 0.65647 | 1589.6393 | 0.59456
|  |  |  | -- | -- |  |  | 1102.0012 | 0.03854 | 1591.2604 | 0.00662 | 1589.7717 | 0.65412 | 1589.7632 | 0.59562
|  |  |  | -- | -- |  |  | 1102.0161 | 0.038534 | 1591.3844 | 0.00696 | 1589.8955 | 0.65177 | 1589.887 | 0.59669
|  |  |  | -- | -- |  |  | 1102.031 | 0.03853 | 1591.5084 | 0.00693 | 1590.0194 | 0.64942 | 1590.0109 | 0.59777
|  |  |  | -- | -- |  |  | 1102.0459 | 0.038529 | 1591.6326 | 0.00663 | 1590.1433 | 0.64706 | 1590.1346 | 0.59885
|  |  |  | -- | -- |  |  | 1102.0607 | 0.038529 | 1591.7567 | 0.00626 | 1590.2672 | 0.64471 | 1590.2585 | 0.59993
|  |  |  | -- | -- |  |  | 1102.0756 | 0.038531 | 1591.8809 | 0.00608 | 1590.3911 | 0.64236 | 1590.3825 | 0.601
|  |  |  | -- | -- |  |  | 1102.0905 | 0.038536 | 1592.005 | 0.00603 | 1590.515 | 0.64001 | 1590.5064 | 0.60202
|  |  |  | -- | -- |  |  | 1102.1053 | 0.038543 | 1592.1291 | 0.00546 | 1590.6389 | 0.63765 | 1590.6302 | 0.60299
|  |  |  | -- | -- |  |  | 1102.1202 | 0.038553 | 1592.2533 | 0.00553 | 1590.7628 | 0.6353 | 1590.7543 | 0.6039
|  |  |  | -- | -- |  |  | 1102.1351 | 0.038564 | 1592.3776 | 0.006 | 1590.8868 | 0.63295 | 1590.8783 | 0.60474
|  |  |  | -- | -- |  |  | 1102.15 | 0.038578 | 1592.5017 | 0.00575 | 1591.0109 | 0.6306 | 1591.0022 | 0.60555
|  |  |  | -- | -- |  |  | 1102.1648 | 0.038595 | 1592.626 | 0.00547 | 1591.1349 | 0.62826 | 1591.1262 | 0.60636
|  |  |  | -- | -- |  |  | 1102.1797 | 0.038614 | 1592.7502 | 0.00546 | 1591.2589 | 0.62591 | 1591.2502 | 0.60723
|  |  |  | -- | -- |  |  | 1102.1946 | 0.038635 | 1592.8745 | 0.00502 | 1591.3829 | 0.62356 | 1591.3744 | 0.60817
|  |  |  | -- | -- |  |  | 1102.2095 | 0.038659 | 1592.9989 | 0.00561 | 1591.5071 | 0.62122 | 1591.4984 | 0.60921
|  |  |  | -- | -- |  |  | 1102.2244 | 0.038685 | 1593.1232 | 0.00552 | 1591.6311 | 0.61888 | 1591.6226 | 0.61033
|  |  |  | -- | -- |  |  | 1102.2393 | 0.038713 | 1593.2476 | 0.00509 | 1591.7552 | 0.61654 | 1591.7466 | 0.61148
|  |  |  | -- | -- |  |  | 1102.2541 | 0.038744 | 1593.3719 | 0.00559 | 1591.8794 | 0.61421 | 1591.8707 | 0.6126
|  |  |  | -- | -- |  |  | 1102.269 | 0.038777 | 1593.4963 | 0.00532 | 1592.0035 | 0.61187 | 1591.9949 | 0.61364
|  |  |  | -- | -- |  |  | 1102.2839 | 0.038813 | 1593.6207 | 0.00542 | 1592.1277 | 0.60954 | 1592.1191 | 0.61454
|  |  |  | -- | -- |  |  | 1102.2988 | 0.038851 | 1593.7451 | 0.00534 | 1592.2518 | 0.60722 | 1592.2433 | 0.6153
|  |  |  | -- | -- |  |  | 1102.3136 | 0.038891 | 1593.8696 | 0.00498 | 1592.3761 | 0.60489 | 1592.3674 | 0.61592
|  |  |  | -- | -- |  |  | 1102.3285 | 0.038933 | 1593.994 | 0.00526 | 1592.5004 | 0.60257 | 1592.4917 | 0.61645
|  |  |  | -- | -- |  |  | 1102.3434 | 0.038977 | 1594.1185 | 0.00556 | 1592.6246 | 0.60025 | 1592.616 | 0.61692
|  |  |  | -- | -- |  |  | 1102.3583 | 0.039023 | 1594.243 | 0.00582 | 1592.7489 | 0.59793 | 1592.7402 | 0.6174
|  |  |  | -- | -- |  |  | 1102.3732 | 0.039071 | 1594.3675 | 0.0058 | 1592.8732 | 0.59561 | 1592.8645 | 0.61793
|  |  |  | -- | -- |  |  | 1102.3881 | 0.039121 | 1594.4921 | 0.00577 | 1592.9974 | 0.5933 | 1592.9888 | 0.61852
|  |  |  | -- | -- |  |  | 1102.403 | 0.039173 | 1594.6166 | 0.00612 | 1593.1218 | 0.59098 | 1593.1132 | 0.61921
|  |  |  | -- | -- |  |  | 1102.4178 | 0.039226 | 1594.7412 | 0.00582 | 1593.2461 | 0.58867 | 1593.2376 | 0.62001
|  |  |  | -- | -- |  |  | 1102.4327 | 0.03928 | 1594.8658 | 0.00569 | 1593.3705 | 0.58637 | 1593.3618 | 0.62092
|  |  |  | -- | -- |  |  | 1102.4476 | 0.039336 | 1594.9905 | 0.00555 | 1593.4949 | 0.58406 | 1593.4862 | 0.62194
|  |  |  | -- | -- |  |  | 1102.4625 | 0.039393 | 1595.1151 | 0.00618 | 1593.6193 | 0.58175 | 1593.6106 | 0.62306
|  |  |  | -- | -- |  |  | 1102.4774 | 0.039451 | 1595.2397 | 0.0063 | 1593.7436 | 0.57945 | 1593.7351 | 0.62426
|  |  |  | -- | -- |  |  | 1102.4923 | 0.03951 | 1595.3644 | 0.00619 | 1593.8682 | 0.57715 | 1593.8595 | 0.62552
|  |  |  | -- | -- |  |  | 1102.5072 | 0.03957 | 1595.4891 | 0.00582 | 1593.9925 | 0.57484 | 1593.984 | 0.6268
|  |  |  | -- | -- |  |  | 1102.522 | 0.03963 | 1595.6138 | 0.00609 | 1594.1171 | 0.57254 | 1594.1084 | 0.62805
|  |  |  | -- | -- |  |  | 1102.5369 | 0.039691 | 1595.7385 | 0.00564 | 1594.2416 | 0.57024 | 1594.2329 | 0.62926
|  |  |  | -- | -- |  |  | 1102.5518 | 0.039752 | 1595.8633 | 0.00538 | 1594.3661 | 0.56794 | 1594.3574 | 0.63039
|  |  |  | -- | -- |  |  | 1102.5666 | 0.039813 | 1595.988 | 0.00563 | 1594.4906 | 0.56564 | 1594.4821 | 0.63144
|  |  |  | -- | -- |  |  | 1102.5815 | 0.039874 | 1596.1129 | 0.00513 | 1594.6152 | 0.56335 | 1594.6066 | 0.63241
|  |  |  | -- | -- |  |  | 1102.5964 | 0.039935 | 1596.2377 | 0.00502 | 1594.7397 | 0.56105 | 1594.7312 | 0.63334
|  |  |  | -- | -- |  |  | 1102.6113 | 0.039996 | 1596.3626 | 0.0053 | 1594.8644 | 0.55875 | 1594.8557 | 0.63425
|  |  |  | -- | -- |  |  | 1102.6262 | 0.040055 | 1596.4874 | 0.00453 | 1594.989 | 0.55645 | 1594.9804 | 0.63517
|  |  |  | -- | -- |  |  | 1102.6411 | 0.040114 | 1596.6123 | 0.00472 | 1595.1137 | 0.55416 | 1595.105 | 0.63611
|  |  |  | -- | -- |  |  | 1102.656 | 0.040172 | 1596.7372 | 0.00434 | 1595.2383 | 0.55186 | 1595.2296 | 0.63709
|  |  |  | -- | -- |  |  | 1102.6709 | 0.040229 | 1596.8621 | 0.00449 | 1595.3629 | 0.54957 | 1595.3544 | 0.63809
|  |  |  | -- | -- |  |  | 1102.6858 | 0.040285 | 1596.9869 | 0.00412 | 1595.4877 | 0.54727 | 1595.479 | 0.6391
|  |  |  | -- | -- |  |  | 1102.7007 | 0.040339 | 1597.1119 | 0.00417 | 1595.6124 | 0.54498 | 1595.6038 | 0.6401
|  |  |  | -- | -- |  |  | 1102.7156 | 0.040391 | 1597.2369 | 0.00459 | 1595.7371 | 0.54269 | 1595.7285 | 0.64111
|  |  |  | -- | -- |  |  | 1102.7305 | 0.040442 | 1597.3619 | 0.00445 | 1595.8618 | 0.5404 | 1595.8533 | 0.64211
|  |  |  | -- | -- |  |  | 1102.7454 | 0.04049 | 1597.4869 | 0.00461 | 1595.9867 | 0.53811 | 1595.978 | 0.64315
|  |  |  | -- | -- |  |  | 1102.7603 | 0.040537 | 1597.6119 | 0.00389 | 1596.1115 | 0.53582 | 1596.1028 | 0.64422
|  |  |  | -- | -- |  |  | 1102.7751 | 0.040581 | 1597.7369 | 0.00424 | 1596.2362 | 0.53353 | 1596.2277 | 0.64535
|  |  |  | -- | -- |  |  | 1102.79 | 0.040622 | 1597.8621 | 0.00443 | 1596.3611 | 0.53125 | 1596.3524 | 0.64653
|  |  |  | -- | -- |  |  | 1102.8049 | 0.040661 | 1597.9872 | 0.00418 | 1596.486 | 0.52896 | 1596.4773 | 0.64773
|  |  |  | -- | -- |  |  | 1102.8198 | 0.040697 | 1598.1122 | 0.00361 | 1596.6108 | 0.52668 | 1596.6022 | 0.64893
|  |  |  | -- | -- |  |  | 1102.8347 | 0.040729 | 1598.2373 | 0.00371 | 1596.7357 | 0.5244 | 1596.727 | 0.65008
|  |  |  | -- | -- |  |  | 1102.8496 | 0.040759 | 1598.3626 | 0.00422 | 1596.8606 | 0.52212 | 1596.8519 | 0.65117
|  |  |  | -- | -- |  |  | 1102.8645 | 0.040786 | 1598.4877 | 0.00408 | 1596.9856 | 0.51985 | 1596.9769 | 0.65217
|  |  |  | -- | -- |  |  | 1102.8794 | 0.040809 | 1598.6129 | 0.00459 | 1597.1105 | 0.51758 | 1597.1018 | 0.6531
|  |  |  | -- | -- |  |  | 1102.8943 | 0.040828 | 1598.738 | 0.00455 | 1597.2355 | 0.51531 | 1597.2268 | 0.65397
|  |  |  | -- | -- |  |  | 1102.9092 | 0.040844 | 1598.8633 | 0.00412 | 1597.3605 | 0.51304 | 1597.3518 | 0.65482
|  |  |  | -- | -- |  |  | 1102.9242 | 0.040857 | 1598.9885 | 0.0044 | 1597.4855 | 0.51078 | 1597.4768 | 0.65568
|  |  |  | -- | -- |  |  | 1102.9391 | 0.040865 | 1599.1138 | 0.00417 | 1597.6105 | 0.50852 | 1597.6018 | 0.65658
|  |  |  | -- | -- |  |  | 1102.954 | 0.04087 | 1599.2391 | 0.00404 | 1597.7355 | 0.50626 | 1597.7269 | 0.65753
|  |  |  | -- | -- |  |  | 1102.9689 | 0.040871 | 1599.3644 | 0.00409 | 1597.8606 | 0.50401 | 1597.8519 | 0.65852
|  |  |  | -- | -- |  |  | 1102.9838 | 0.040867 | 1599.4897 | 0.00437 | 1597.9857 | 0.50176 | 1597.977 | 0.65953
|  |  |  | -- | -- |  |  | 1102.9987 | 0.04086 | 1599.615 | 0.00421 | 1598.1108 | 0.49951 | 1598.1022 | 0.6605
|  |  |  | -- | -- |  |  | 1103.0136 | 0.040849 | 1599.7404 | 0.00413 | 1598.236 | 0.49727 | 1598.2273 | 0.6614
|  |  |  | -- | -- |  |  | 1103.0284 | 0.040833 | 1599.8658 | 0.00411 | 1598.3611 | 0.49504 | 1598.3524 | 0.66219
|  |  |  | -- | -- |  |  | 1103.0433 | 0.040814 | 1599.9912 | 0.00409 | 1598.4862 | 0.4928 | 1598.4775 | 0.66287
|  |  |  | -- | -- |  |  | 1103.0582 | 0.04079 | 1600.1166 | 0.00412 | 1598.6115 | 0.49057 | 1598.6028 | 0.66345
|  |  |  | -- | -- |  |  | 1103.0731 | 0.040762 | 1600.2421 | 0.0036 | 1598.7366 | 0.48835 | 1598.728 | 0.66397
|  |  |  | -- | -- |  |  | 1103.088 | 0.04073 | 1600.3675 | 0.00322 | 1598.8618 | 0.48613 | 1598.8531 | 0.66447
|  |  |  | -- | -- |  |  | 1103.1029 | 0.040694 | 1600.493 | 0.00332 | 1598.9871 | 0.48391 | 1598.9784 | 0.665
|  |  |  | -- | -- |  |  | 1103.1178 | 0.040653 | 1600.6185 | 0.0035 | 1599.1123 | 0.4817 | 1599.1038 | 0.66562
|  |  |  | -- | -- |  |  | 1103.1327 | 0.040609 | 1600.744 | 0.00425 | 1599.2377 | 0.47949 | 1599.229 | 0.66634
|  |  |  | -- | -- |  |  | 1103.1477 | 0.040561 | 1600.8695 | 0.00392 | 1599.3629 | 0.47729 | 1599.3543 | 0.66717
|  |  |  | -- | -- |  |  | 1103.1626 | 0.040508 | 1600.9951 | 0.00456 | 1599.4883 | 0.47509 | 1599.4796 | 0.66811
|  |  |  | -- | -- |  |  | 1103.1775 | 0.040452 | 1601.1207 | 0.00437 | 1599.6137 | 0.4729 | 1599.605 | 0.66912
|  |  |  | -- | -- |  |  | 1103.1924 | 0.040393 | 1601.2463 | 0.00438 | 1599.739 | 0.47071 | 1599.7304 | 0.67018
|  |  |  | -- | -- |  |  | 1103.2073 | 0.040329 | 1601.3719 | 0.0045 | 1599.8644 | 0.46853 | 1599.8557 | 0.67123
|  |  |  | -- | -- |  |  | 1103.2222 | 0.040262 | 1601.4976 | 0.00479 | 1599.9897 | 0.46636 | 1599.9811 | 0.67223
|  |  |  | -- | -- |  |  | 1103.2371 | 0.040191 | 1601.6232 | 0.00517 | 1600.1151 | 0.46419 | 1600.1066 | 0.67316
|  |  |  | -- | -- |  |  | 1103.252 | 0.040117 | 1601.7489 | 0.00537 | 1600.2406 | 0.46202 | 1600.2319 | 0.67399
|  |  |  | -- | -- |  |  | 1103.2668 | 0.04004 | 1601.8745 | 0.00523 | 1600.3661 | 0.45986 | 1600.3574 | 0.67476
|  |  |  | -- | -- |  |  | 1103.2819 | 0.03996 | 1602.0002 | 0.00552 | 1600.4916 | 0.45771 | 1600.4829 | 0.67548
|  |  |  | -- | -- |  |  | 1103.2968 | 0.039876 | 1602.126 | 0.00547 | 1600.6171 | 0.45557 | 1600.6084 | 0.67619
|  |  |  | -- | -- |  |  | 1103.3116 | 0.03979 | 1602.2518 | 0.00533 | 1600.7425 | 0.45343 | 1600.7339 | 0.67695
|  |  |  | -- | -- |  |  | 1103.3265 | 0.039701 | 1602.3776 | 0.00484 | 1600.8682 | 0.45129 | 1600.8595 | 0.6778
|  |  |  | -- | -- |  |  | 1103.3414 | 0.039609 | 1602.5033 | 0.00482 | 1600.9936 | 0.44916 | 1600.985 | 0.67876
|  |  |  | -- | -- |  |  | 1103.3563 | 0.039515 | 1602.6291 | 0.00455 | 1601.1193 | 0.44704 | 1601.1106 | 0.67984
|  |  |  | -- | -- |  |  | 1103.3712 | 0.039419 | 1602.755 | 0.0048 | 1601.2449 | 0.44493 | 1601.2362 | 0.68103
|  |  |  | -- | -- |  |  | 1103.3862 | 0.03932 | 1602.8809 | 0.00465 | 1601.3705 | 0.44282 | 1601.3618 | 0.68229
|  |  |  | -- | -- |  |  | 1103.4011 | 0.03922 | 1603.0067 | 0.00506 | 1601.4961 | 0.44072 | 1601.4874 | 0.6836
|  |  |  | -- | -- |  |  | 1103.416 | 0.039117 | 1603.1326 | 0.00492 | 1601.6217 | 0.43863 | 1601.613 | 0.68491
|  |  |  | -- | -- |  |  | 1103.4309 | 0.039013 | 1603.2585 | 0.00458 | 1601.7474 | 0.43654 | 1601.7388 | 0.68621
|  |  |  | -- | -- |  |  | 1103.4458 | 0.038907 | 1603.3844 | 0.00478 | 1601.8732 | 0.43446 | 1601.8645 | 0.68747
|  |  |  | -- | -- |  |  | 1103.4607 | 0.0388 | 1603.5104 | 0.00386 | 1601.9988 | 0.43238 | 1601.9902 | 0.68872
|  |  |  | -- | -- |  |  | 1103.4756 | 0.038692 | 1603.6363 | 0.00388 | 1602.1246 | 0.43031 | 1602.116 | 0.68997
|  |  |  | -- | -- |  |  | 1103.4906 | 0.038583 | 1603.7623 | 0.00391 | 1602.2504 | 0.42825 | 1602.2417 | 0.69127
|  |  |  | -- | -- |  |  | 1103.5055 | 0.038472 | 1603.8884 | 0.00409 | 1602.3761 | 0.42619 | 1602.3674 | 0.69262
|  |  |  | -- | -- |  |  | 1103.5204 | 0.038361 | 1604.0144 | 0.0039 | 1602.502 | 0.42414 | 1602.4933 | 0.69404
|  |  |  | -- | -- |  |  | 1103.5353 | 0.038249 | 1604.1405 | 0.00337 | 1602.6277 | 0.4221 | 1602.619 | 0.69551
|  |  |  | -- | -- |  |  | 1103.5502 | 0.038137 | 1604.2666 | 0.00282 | 1602.7535 | 0.42006 | 1602.7449 | 0.697
|  |  |  | -- | -- |  |  | 1103.5652 | 0.038024 | 1604.3927 | 0.00287 | 1602.8794 | 0.41803 | 1602.8707 | 0.69847
|  |  |  | -- | -- |  |  | 1103.5801 | 0.037911 | 1604.5188 | 0.00219 | 1603.0052 | 0.41601 | 1602.9966 | 0.69987
|  |  |  | -- | -- |  |  | 1103.595 | 0.037798 | 1604.6449 | 0.00226 | 1603.1312 | 0.41399 | 1603.1226 | 0.70118
|  |  |  | -- | -- |  |  | 1103.6099 | 0.037685 | 1604.771 | 0.00239 | 1603.2571 | 0.41197 | 1603.2484 | 0.7024
|  |  |  | -- | -- |  |  | 1103.6248 | 0.037572 | 1604.8972 | 0.00241 | 1603.3831 | 0.40997 | 1603.3744 | 0.70352
|  |  |  | -- | -- |  |  | 1103.6398 | 0.037459 | 1605.0234 | 0.00271 | 1603.5089 | 0.40796 | 1603.5004 | 0.70459
|  |  |  | -- | -- |  |  | 1103.6547 | 0.037346 | 1605.1497 | 0.00286 | 1603.6349 | 0.40597 | 1603.6262 | 0.70565
|  |  |  | -- | -- |  |  | 1103.6696 | 0.037234 | 1605.2759 | 0.00295 | 1603.761 | 0.40398 | 1603.7523 | 0.7067
|  |  |  | -- | -- |  |  | 1103.6844 | 0.037122 | 1605.4021 | 0.00293 | 1603.887 | 0.40199 | 1603.8783 | 0.70779
|  |  |  | -- | -- |  |  | 1103.6993 | 0.037011 | 1605.5283 | 0.00326 | 1604.0129 | 0.40001 | 1604.0043 | 0.7089
|  |  |  | -- | -- |  |  | 1103.7144 | 0.036901 | 1605.6547 | 0.00321 | 1604.139 | 0.39804 | 1604.1304 | 0.71002
|  |  |  | -- | -- |  |  | 1103.7292 | 0.036791 | 1605.781 | 0.00345 | 1604.2651 | 0.39607 | 1604.2565 | 0.7111
|  |  |  | -- | -- |  |  | 1103.7441 | 0.036682 | 1605.9073 | 0.00305 | 1604.3912 | 0.39411 | 1604.3826 | 0.71212
|  |  |  | -- | -- |  |  | 1103.759 | 0.036574 | 1606.0337 | 0.00325 | 1604.5173 | 0.39215 | 1604.5087 | 0.71302
|  |  |  | -- | -- |  |  | 1103.7739 | 0.036467 | 1606.16 | 0.00328 | 1604.6434 | 0.3902 | 1604.6348 | 0.71378
|  |  |  | -- | -- |  |  | 1103.7889 | 0.03636 | 1606.2864 | 0.0034 | 1604.7695 | 0.38825 | 1604.7609 | 0.71439
|  |  |  | -- | -- |  |  | 1103.8038 | 0.036255 | 1606.4128 | 0.00367 | 1604.8957 | 0.38632 | 1604.8871 | 0.71487
|  |  |  | -- | -- |  |  | 1103.8187 | 0.036151 | 1606.5392 | 0.0036 | 1605.022 | 0.38438 | 1605.0133 | 0.71524
|  |  |  | -- | -- |  |  | 1103.8336 | 0.036047 | 1606.6656 | 0.00392 | 1605.1482 | 0.38245 | 1605.1395 | 0.71555
|  |  |  | -- | -- |  |  | 1103.8486 | 0.035945 | 1606.7921 | 0.00464 | 1605.2744 | 0.38053 | 1605.2658 | 0.71586
|  |  |  | -- | -- |  |  | 1103.8635 | 0.035844 | 1606.9187 | 0.00503 | 1605.4006 | 0.37862 | 1605.392 | 0.7162
|  |  |  | -- | -- |  |  | 1103.8784 | 0.035744 | 1607.0452 | 0.00537 | 1605.5269 | 0.37671 | 1605.5182 | 0.71663
|  |  |  | -- | -- |  |  | 1103.8933 | 0.035645 | 1607.1716 | 0.00549 | 1605.6532 | 0.37481 | 1605.6445 | 0.71717
|  |  |  | -- | -- |  |  | 1103.9083 | 0.035547 | 1607.2982 | 0.00515 | 1605.7795 | 0.37291 | 1605.7709 | 0.71786
|  |  |  | -- | -- |  |  | 1103.9232 | 0.03545 | 1607.4248 | 0.00496 | 1605.9059 | 0.37102 | 1605.8972 | 0.71872
|  |  |  | -- | -- |  |  | 1103.9381 | 0.035354 | 1607.5514 | 0.00475 | 1606.0322 | 0.36914 | 1606.0236 | 0.71975
|  |  |  | -- | -- |  |  | 1103.9531 | 0.035259 | 1607.678 | 0.00479 | 1606.1586 | 0.36726 | 1606.1499 | 0.72094
|  |  |  | -- | -- |  |  | 1103.968 | 0.035166 | 1607.8047 | 0.00502 | 1606.2849 | 0.36539 | 1606.2762 | 0.72226
|  |  |  | -- | -- |  |  | 1103.9829 | 0.035073 | 1607.9313 | 0.00553 | 1606.4114 | 0.36353 | 1606.4027 | 0.72368
|  |  |  | -- | -- |  |  | 1103.9978 | 0.034981 | 1608.058 | 0.00493 | 1606.5378 | 0.36167 | 1606.5292 | 0.72513
|  |  |  | -- | -- |  |  | 1104.0128 | 0.034891 | 1608.1847 | 0.00503 | 1606.6642 | 0.35982 | 1606.6555 | 0.72655
|  |  |  | -- | -- |  |  | 1104.0277 | 0.034801 | 1608.3114 | 0.00481 | 1606.7908 | 0.35798 | 1606.782 | 0.72788
|  |  |  | -- | -- |  |  | 1104.0426 | 0.034712 | 1608.4381 | 0.00485 | 1606.9172 | 0.35615 | 1606.9086 | 0.72911
|  |  |  | -- | -- |  |  | 1104.0576 | 0.034624 | 1608.5648 | 0.00503 | 1607.0437 | 0.35432 | 1607.035 | 0.73021
|  |  |  | -- | -- |  |  | 1104.0725 | 0.034537 | 1608.6915 | 0.00504 | 1607.1703 | 0.3525 | 1607.1615 | 0.73122
|  |  |  | -- | -- |  |  | 1104.0874 | 0.034451 | 1608.8184 | 0.00552 | 1607.2967 | 0.35069 | 1607.2881 | 0.73214
|  |  |  | -- | -- |  |  | 1104.1023 | 0.034366 | 1608.9452 | 0.00546 | 1607.4233 | 0.34888 | 1607.4147 | 0.73303
|  |  |  | -- | -- |  |  | 1104.1173 | 0.034281 | 1609.072 | 0.00533 | 1607.5499 | 0.34708 | 1607.5413 | 0.73392
|  |  |  | -- | -- |  |  | 1104.1322 | 0.034198 | 1609.1988 | 0.00563 | 1607.6765 | 0.34529 | 1607.6679 | 0.73483
|  |  |  | -- | -- |  |  | 1104.1471 | 0.034115 | 1609.3257 | 0.00533 | 1607.8032 | 0.34351 | 1607.7946 | 0.73578
|  |  |  | -- | -- |  |  | 1104.1621 | 0.034033 | 1609.4526 | 0.00525 | 1607.9298 | 0.34173 | 1607.9211 | 0.73678
|  |  |  | -- | -- |  |  | 1104.177 | 0.033951 | 1609.5795 | 0.00516 | 1608.0565 | 0.33997 | 1608.0478 | 0.73783
|  |  |  | -- | -- |  |  | 1104.1919 | 0.03387 | 1609.7064 | 0.00497 | 1608.1832 | 0.33821 | 1608.1746 | 0.73894
|  |  |  | -- | -- |  |  | 1104.2069 | 0.03379 | 1609.8334 | 0.00477 | 1608.3099 | 0.33646 | 1608.3013 | 0.7401
|  |  |  | -- | -- |  |  | 1104.2218 | 0.03371 | 1609.9603 | 0.00502 | 1608.4367 | 0.33471 | 1608.428 | 0.7413
|  |  |  | -- | -- |  |  | 1104.2367 | 0.033632 | 1610.0874 | 0.00529 | 1608.5633 | 0.33298 | 1608.5547 | 0.74253
|  |  |  | -- | -- |  |  | 1104.2517 | 0.033553 | 1610.2144 | 0.00553 | 1608.6902 | 0.33125 | 1608.6814 | 0.74375
|  |  |  | -- | -- |  |  | 1104.2666 | 0.033476 | 1610.3414 | 0.0061 | 1608.8169 | 0.32953 | 1608.8082 | 0.74491
|  |  |  | -- | -- |  |  | 1104.2815 | 0.033398 | 1610.4685 | 0.00592 | 1608.9437 | 0.32782 | 1608.9351 | 0.74599
|  |  |  | -- | -- |  |  | 1104.2965 | 0.033322 | 1610.5955 | 0.00618 | 1609.0706 | 0.32612 | 1609.0619 | 0.74694
|  |  |  | -- | -- |  |  | 1104.3114 | 0.033246 | 1610.7227 | 0.00586 | 1609.1974 | 0.32442 | 1609.1887 | 0.74774
|  |  |  | -- | -- |  |  | 1104.3263 | 0.033171 | 1610.8497 | 0.00589 | 1609.3243 | 0.32273 | 1609.3156 | 0.7484
|  |  |  | -- | -- |  |  | 1104.3413 | 0.033096 | 1610.9768 | 0.00545 | 1609.4512 | 0.32106 | 1609.4425 | 0.74895
|  |  |  | -- | -- |  |  | 1104.3562 | 0.033022 | 1611.104 | 0.00536 | 1609.5781 | 0.31939 | 1609.5693 | 0.74943
|  |  |  | -- | -- |  |  | 1104.3711 | 0.032949 | 1611.2312 | 0.00479 | 1609.705 | 0.31773 | 1609.6963 | 0.74989
|  |  |  | -- | -- |  |  | 1104.3861 | 0.032876 | 1611.3584 | 0.00426 | 1609.8319 | 0.31607 | 1609.8232 | 0.75036
|  |  |  | -- | -- |  |  | 1104.401 | 0.032804 | 1611.4856 | 0.00433 | 1609.9589 | 0.31443 | 1609.9502 | 0.75089
|  |  |  | -- | -- |  |  | 1104.416 | 0.032732 | 1611.6128 | 0.00446 | 1610.0859 | 0.31279 | 1610.0773 | 0.75148
|  |  |  | -- | -- |  |  | 1104.4309 | 0.032662 | 1611.74 | 0.00448 | 1610.2129 | 0.31117 | 1610.2042 | 0.75213
|  |  |  | -- | -- |  |  | 1104.4458 | 0.032592 | 1611.8673 | 0.00479 | 1610.34 | 0.30955 | 1610.3313 | 0.75283
|  |  |  | -- | -- |  |  | 1104.4608 | 0.032523 | 1611.9946 | 0.00502 | 1610.467 | 0.30794 | 1610.4582 | 0.75358
|  |  |  | -- | -- |  |  | 1104.4757 | 0.032454 | 1612.1219 | 0.00488 | 1610.5941 | 0.30633 | 1610.5853 | 0.75438
|  |  |  | -- | -- |  |  | 1104.4907 | 0.032387 | 1612.2493 | 0.00477 | 1610.7212 | 0.30474 | 1610.7124 | 0.75524
|  |  |  | -- | -- |  |  | 1104.5056 | 0.03232 | 1612.3766 | 0.00477 | 1610.8483 | 0.30315 | 1610.8396 | 0.75617
|  |  |  | -- | -- |  |  | 1104.5205 | 0.032255 | 1612.5039 | 0.00532 | 1610.9753 | 0.30158 | 1610.9667 | 0.75719
|  |  |  | -- | -- |  |  | 1104.5355 | 0.03219 | 1612.6314 | 0.00507 | 1611.1025 | 0.30001 | 1611.0939 | 0.75831
|  |  |  | -- | -- |  |  | 1104.5504 | 0.032126 | 1612.7588 | 0.00487 | 1611.2297 | 0.29844 | 1611.2211 | 0.75953
|  |  |  | -- | -- |  |  | 1104.5654 | 0.032064 | 1612.8862 | 0.00374 | 1611.3569 | 0.29689 | 1611.3481 | 0.76081
|  |  |  | -- | -- |  |  | 1104.5803 | 0.032002 | 1613.0137 | 0.00374 | 1611.4841 | 0.29534 | 1611.4755 | 0.76214
|  |  |  | -- | -- |  |  | 1104.5952 | 0.031942 | 1613.1411 | 0.00381 | 1611.6113 | 0.2938 | 1611.6027 | 0.76349
|  |  |  | -- | -- |  |  | 1104.6102 | 0.031883 | 1613.2686 | 0.0042 | 1611.7385 | 0.29227 | 1611.7299 | 0.76482
|  |  |  | -- | -- |  |  | 1104.6251 | 0.031825 | 1613.3961 | 0.00411 | 1611.8658 | 0.29075 | 1611.8572 | 0.76611
|  |  |  | -- | -- |  |  | 1104.6401 | 0.031769 | 1613.5237 | 0.00458 | 1611.9932 | 0.28923 | 1611.9845 | 0.76735
|  |  |  | -- | -- |  |  | 1104.655 | 0.031714 | 1613.6512 | 0.00478 | 1612.1205 | 0.28773 | 1612.1117 | 0.76855
|  |  |  | -- | -- |  |  | 1104.6699 | 0.031661 | 1613.7788 | 0.00541 | 1612.2478 | 0.28623 | 1612.2391 | 0.76971
|  |  |  | -- | -- |  |  | 1104.6849 | 0.031609 | 1613.9064 | 0.00553 | 1612.3751 | 0.28473 | 1612.3665 | 0.77085
|  |  |  | -- | -- |  |  | 1104.6998 | 0.031558 | 1614.0339 | 0.00487 | 1612.5026 | 0.28325 | 1612.4938 | 0.772
|  |  |  | -- | -- |  |  | 1104.7148 | 0.031509 | 1614.1616 | 0.00515 | 1612.6299 | 0.28177 | 1612.6212 | 0.77318
|  |  |  | -- | -- |  |  | 1104.7297 | 0.031462 | 1614.2893 | 0.00497 | 1612.7573 | 0.28029 | 1612.7487 | 0.77441
|  |  |  | -- | -- |  |  | 1104.7448 | 0.031417 | 1614.4169 | 0.00477 | 1612.8848 | 0.27883 | 1612.876 | 0.7757
|  |  |  | -- | -- |  |  | 1104.7596 | 0.031373 | 1614.5446 | 0.00419 | 1613.0122 | 0.27737 | 1613.0035 | 0.77705
|  |  |  | -- | -- |  |  | 1104.7747 | 0.031331 | 1614.6724 | 0.00391 | 1613.1397 | 0.27592 | 1613.131 | 0.77845
|  |  |  | -- | -- |  |  | 1104.7896 | 0.031292 | 1614.8001 | 0.00396 | 1613.2671 | 0.27448 | 1613.2584 | 0.77987
|  |  |  | -- | -- |  |  | 1104.8046 | 0.031254 | 1614.9279 | 0.00433 | 1613.3946 | 0.27304 | 1613.386 | 0.78129
|  |  |  | -- | -- |  |  | 1104.8195 | 0.031218 | 1615.0555 | 0.00402 | 1613.5222 | 0.27161 | 1613.5134 | 0.78265
|  |  |  | -- | -- |  |  | 1104.8344 | 0.031184 | 1615.1834 | 0.00381 | 1613.6498 | 0.27019 | 1613.641 | 0.78395
|  |  |  | -- | -- |  |  | 1104.8494 | 0.031152 | 1615.3112 | 0.0044 | 1613.7773 | 0.26877 | 1613.7686 | 0.78515
|  |  |  | -- | -- |  |  | 1104.8643 | 0.031122 | 1615.4391 | 0.00444 | 1613.9049 | 0.26736 | 1613.8962 | 0.78626
|  |  |  | -- | -- |  |  | 1104.8793 | 0.031095 | 1615.5669 | 0.00507 | 1614.0325 | 0.26596 | 1614.0238 | 0.78729
|  |  |  | -- | -- |  |  | 1104.8942 | 0.031069 | 1615.6947 | 0.0049 | 1614.1602 | 0.26456 | 1614.1515 | 0.78828
|  |  |  | -- | -- |  |  | 1104.9092 | 0.031046 | 1615.8226 | 0.00483 | 1614.2878 | 0.26317 | 1614.2791 | 0.78926
|  |  |  | -- | -- |  |  | 1104.9241 | 0.031025 | 1615.9506 | 0.00519 | 1614.4155 | 0.26179 | 1614.4067 | 0.79026
|  |  |  | -- | -- |  |  | 1104.9391 | 0.031007 | 1616.0785 | 0.00486 | 1614.5432 | 0.26042 | 1614.5344 | 0.7913
|  |  |  | -- | -- |  |  | 1104.954 | 0.03099 | 1616.2064 | 0.00515 | 1614.6709 | 0.25905 | 1614.6621 | 0.79239
|  |  |  | -- | -- |  |  | 1104.969 | 0.030976 | 1616.3345 | 0.0047 | 1614.7986 | 0.25768 | 1614.7899 | 0.79351
|  |  |  | -- | -- |  |  | 1104.9839 | 0.030965 | 1616.4624 | 0.00456 | 1614.9264 | 0.25633 | 1614.9176 | 0.79462
|  |  |  | -- | -- |  |  | 1104.9989 | 0.030955 | 1616.5904 | 0.00486 | 1615.0541 | 0.25497 | 1615.0454 | 0.79568
|  |  |  | -- | -- |  |  | 1105.0138 | 0.030948 | 1616.7185 | 0.00457 | 1615.1819 | 0.25363 | 1615.1732 | 0.79664
|  |  |  | -- | -- |  |  | 1105.0288 | 0.030944 | 1616.8466 | 0.00446 | 1615.3097 | 0.25229 | 1615.301 | 0.79744
|  |  |  | -- | -- |  |  | 1105.0437 | 0.030942 | 1616.9746 | 0.00433 | 1615.4376 | 0.25096 | 1615.4288 | 0.79805
|  |  |  | -- | -- |  |  | 1105.0587 | 0.030942 | 1617.1027 | 0.00426 | 1615.5654 | 0.24963 | 1615.5568 | 0.79848
|  |  |  | -- | -- |  |  | 1105.0736 | 0.030944 | 1617.2308 | 0.00426 | 1615.6934 | 0.24831 | 1615.6846 | 0.79875
|  |  |  | -- | -- |  |  | 1105.0886 | 0.030949 | 1617.359 | 0.00464 | 1615.8212 | 0.24699 | 1615.8125 | 0.79892
|  |  |  | -- | -- |  |  | 1105.1035 | 0.030956 | 1617.4872 | 0.00465 | 1615.9491 | 0.24568 | 1615.9404 | 0.79905
|  |  |  | -- | -- |  |  | 1105.1185 | 0.030966 | 1617.6154 | 0.00464 | 1616.077 | 0.24438 | 1616.0684 | 0.79922
|  |  |  | -- | -- |  |  | 1105.1334 | 0.030978 | 1617.7435 | 0.00495 | 1616.205 | 0.24308 | 1616.1963 | 0.79949
|  |  |  | -- | -- |  |  | 1105.1484 | 0.030992 | 1617.8717 | 0.00453 | 1616.333 | 0.24178 | 1616.3242 | 0.7999
|  |  |  | -- | -- |  |  | 1105.1635 | 0.031008 | 1618 | 0.00466 | 1616.4609 | 0.24049 | 1616.4523 | 0.80046
|  |  |  | -- | -- |  |  | 1105.1783 | 0.031027 | 1618.1282 | 0.00383 | 1616.589 | 0.23921 | 1616.5803 | 0.80117
|  |  |  | -- | -- |  |  | 1105.1934 | 0.031048 | 1618.2565 | 0.0037 | 1616.717 | 0.23793 | 1616.7082 | 0.802
|  |  |  | -- | -- |  |  | 1105.2083 | 0.031071 | 1618.3848 | 0.00403 | 1616.8451 | 0.23666 | 1616.8363 | 0.80292
|  |  |  | -- | -- |  |  | 1105.2233 | 0.031096 | 1618.5132 | 0.00422 | 1616.9731 | 0.2354 | 1616.9645 | 0.8039
|  |  |  | -- | -- |  |  | 1105.2382 | 0.031124 | 1618.6415 | 0.00403 | 1617.1013 | 0.23414 | 1617.0925 | 0.80493
|  |  |  | -- | -- |  |  | 1105.2532 | 0.031153 | 1618.7698 | 0.00433 | 1617.2294 | 0.23288 | 1617.2207 | 0.80602
|  |  |  | -- | -- |  |  | 1105.2681 | 0.031185 | 1618.8982 | 0.00455 | 1617.3575 | 0.23163 | 1617.3488 | 0.80717
|  |  |  | -- | -- |  |  | 1105.2831 | 0.031218 | 1619.0266 | 0.00443 | 1617.4857 | 0.23039 | 1617.4769 | 0.80841
|  |  |  | -- | -- |  |  | 1105.2981 | 0.031254 | 1619.155 | 0.0044 | 1617.6139 | 0.22915 | 1617.6051 | 0.80976
|  |  |  | -- | -- |  |  | 1105.313 | 0.031291 | 1619.2834 | 0.00416 | 1617.7421 | 0.22792 | 1617.7333 | 0.81123
|  |  |  | -- | -- |  |  | 1105.328 | 0.03133 | 1619.412 | 0.00395 | 1617.8702 | 0.2267 | 1617.8616 | 0.81283
|  |  |  | -- | -- |  |  | 1105.3429 | 0.031371 | 1619.5404 | 0.00373 | 1617.9985 | 0.22548 | 1617.9897 | 0.81455
|  |  |  | -- | -- |  |  | 1105.3579 | 0.031414 | 1619.6689 | 0.00394 | 1618.1267 | 0.22427 | 1618.118 | 0.81634
|  |  |  | -- | -- |  |  | 1105.3728 | 0.031458 | 1619.7975 | 0.00415 | 1618.255 | 0.22306 | 1618.2463 | 0.81818
|  |  |  | -- | -- |  |  | 1105.3878 | 0.031504 | 1619.926 | 0.00405 | 1618.3833 | 0.22187 | 1618.3746 | 0.82001
|  |  |  | -- | -- |  |  | 1105.4028 | 0.031552 | 1620.0546 | 0.0039 | 1618.5117 | 0.22068 | 1618.5029 | 0.82178
|  |  |  | -- | -- |  |  | 1105.4177 | 0.031601 | 1620.1831 | 0.00394 | 1618.64 | 0.21949 | 1618.6312 | 0.82345
|  |  |  | -- | -- |  |  | 1105.4327 | 0.031652 | 1620.3118 | 0.00338 | 1618.7684 | 0.21832 | 1618.7596 | 0.82499
|  |  |  | -- | -- |  |  | 1105.4476 | 0.031704 | 1620.4404 | 0.00347 | 1618.8967 | 0.21715 | 1618.8881 | 0.82637
|  |  |  | -- | -- |  |  | 1105.4626 | 0.031757 | 1620.5691 | 0.00322 | 1619.0251 | 0.21598 | 1619.0165 | 0.82756
|  |  |  | -- | -- |  |  | 1105.4777 | 0.031812 | 1620.6978 | 0.00335 | 1619.1536 | 0.21483 | 1619.1449 | 0.82857
|  |  |  | -- | -- |  |  | 1105.4926 | 0.031868 | 1620.8264 | 0.00352 | 1619.282 | 0.21368 | 1619.2733 | 0.82942
|  |  |  | -- | -- |  |  | 1105.5076 | 0.031926 | 1620.9551 | 0.00302 | 1619.4105 | 0.21254 | 1619.4017 | 0.83012
|  |  |  | -- | -- |  |  | 1105.5226 | 0.031984 | 1621.0839 | 0.00275 | 1619.5389 | 0.21141 | 1619.5303 | 0.83072
|  |  |  | -- | -- |  |  | 1105.5375 | 0.032044 | 1621.2125 | 0.00308 | 1619.6675 | 0.21028 | 1619.6587 | 0.83127
|  |  |  | -- | -- |  |  | 1105.5525 | 0.032105 | 1621.3413 | 0.00299 | 1619.796 | 0.20917 | 1619.7872 | 0.83181
|  |  |  | -- | -- |  |  | 1105.5674 | 0.032166 | 1621.4701 | 0.00297 | 1619.9246 | 0.20806 | 1619.9158 | 0.83239
|  |  |  | -- | -- |  |  | 1105.5824 | 0.032229 | 1621.599 | 0.00309 | 1620.0531 | 0.20695 | 1620.0444 | 0.83304
|  |  |  | -- | -- |  |  | 1105.5974 | 0.032293 | 1621.7278 | 0.0032 | 1620.1816 | 0.20585 | 1620.173 | 0.83377
|  |  |  | -- | -- |  |  | 1105.6123 | 0.032358 | 1621.8567 | 0.0029 | 1620.3103 | 0.20476 | 1620.3015 | 0.83457
|  |  |  | -- | -- |  |  | 1105.6273 | 0.032423 | 1621.9855 | 0.0031 | 1620.439 | 0.20368 | 1620.4302 | 0.83543
|  |  |  | -- | -- |  |  | 1105.6423 | 0.03249 | 1622.1144 | 0.00377 | 1620.5676 | 0.2026 | 1620.5588 | 0.83632
|  |  |  | -- | -- |  |  | 1105.6572 | 0.032557 | 1622.2433 | 0.00379 | 1620.6963 | 0.20153 | 1620.6875 | 0.83723
|  |  |  | -- | -- |  |  | 1105.6722 | 0.032625 | 1622.3722 | 0.00372 | 1620.8249 | 0.20047 | 1620.8162 | 0.83816
|  |  |  | -- | -- |  |  | 1105.6873 | 0.032694 | 1622.5012 | 0.00339 | 1620.9536 | 0.19941 | 1620.945 | 0.83911
|  |  |  | -- | -- |  |  | 1105.7021 | 0.032764 | 1622.6301 | 0.00354 | 1621.0824 | 0.19836 | 1621.0736 | 0.8401
|  |  |  | -- | -- |  |  | 1105.7172 | 0.032834 | 1622.7592 | 0.00368 | 1621.2111 | 0.19731 | 1621.2024 | 0.84117
|  |  |  | -- | -- |  |  | 1105.7322 | 0.032906 | 1622.8882 | 0.00386 | 1621.3398 | 0.19627 | 1621.3312 | 0.84233
|  |  |  | -- | -- |  |  | 1105.7471 | 0.032978 | 1623.0172 | 0.00377 | 1621.4686 | 0.19524 | 1621.46 | 0.8436
|  |  |  | -- | -- |  |  | 1105.7621 | 0.033051 | 1623.1462 | 0.00435 | 1621.5975 | 0.19421 | 1621.5887 | 0.84497
|  |  |  | -- | -- |  |  | 1105.7771 | 0.033124 | 1623.2754 | 0.00459 | 1621.7263 | 0.19318 | 1621.7175 | 0.84643
|  |  |  | -- | -- |  |  | 1105.792 | 0.033198 | 1623.4044 | 0.00413 | 1621.8552 | 0.19216 | 1621.8464 | 0.84794
|  |  |  | -- | -- |  |  | 1105.807 | 0.033274 | 1623.5336 | 0.00425 | 1621.984 | 0.19115 | 1621.9753 | 0.84948
|  |  |  | -- | -- |  |  | 1105.822 | 0.033349 | 1623.6627 | 0.00397 | 1622.1129 | 0.19014 | 1622.1043 | 0.85103
|  |  |  | -- | -- |  |  | 1105.8369 | 0.033426 | 1623.7919 | 0.00377 | 1622.2418 | 0.18913 | 1622.2332 | 0.85256
|  |  |  | -- | -- |  |  | 1105.8519 | 0.033504 | 1623.921 | 0.00302 | 1622.3707 | 0.18813 | 1622.3621 | 0.85404
|  |  |  | -- | -- |  |  | 1105.8669 | 0.033582 | 1624.0503 | 0.00328 | 1622.4998 | 0.18714 | 1622.491 | 0.85545
|  |  |  | -- | -- |  |  | 1105.8818 | 0.033661 | 1624.1794 | 0.00334 | 1622.6287 | 0.18615 | 1622.62 | 0.85678
|  |  |  | -- | -- |  |  | 1105.8969 | 0.033741 | 1624.3087 | 0.00336 | 1622.7577 | 0.18516 | 1622.7489 | 0.858
|  |  |  | -- | -- |  |  | 1105.9119 | 0.033823 | 1624.438 | 0.0039 | 1622.8867 | 0.18418 | 1622.8779 | 0.8591
|  |  |  | -- | -- |  |  | 1105.9269 | 0.033905 | 1624.5673 | 0.004 | 1623.0158 | 0.1832 | 1623.007 | 0.86006
|  |  |  | -- | -- |  |  | 1105.9418 | 0.033988 | 1624.6965 | 0.0037 | 1623.1448 | 0.18223 | 1623.1361 | 0.86088
|  |  |  | -- | -- |  |  | 1105.9568 | 0.034072 | 1624.8259 | 0.00379 | 1623.2739 | 0.18126 | 1623.2651 | 0.86157
|  |  |  | -- | -- |  |  | 1105.9718 | 0.034157 | 1624.9552 | 0.00409 | 1623.4029 | 0.1803 | 1623.3943 | 0.86213
|  |  |  | -- | -- |  |  | 1105.9867 | 0.034243 | 1625.0846 | 0.00403 | 1623.5321 | 0.17935 | 1623.5233 | 0.86258
|  |  |  | -- | -- |  |  | 1106.0017 | 0.03433 | 1625.214 | 0.00357 | 1623.6613 | 0.17839 | 1623.6525 | 0.86294
|  |  |  | -- | -- |  |  | 1106.0167 | 0.034419 | 1625.3434 | 0.00332 | 1623.7904 | 0.17745 | 1623.7816 | 0.86323
|  |  |  | -- | -- |  |  | 1106.0317 | 0.034509 | 1625.4728 | 0.00332 | 1623.9196 | 0.17651 | 1623.9109 | 0.8635
|  |  |  | -- | -- |  |  | 1106.0466 | 0.0346 | 1625.6023 | 0.00359 | 1624.0488 | 0.17557 | 1624.04 | 0.86379
|  |  |  | -- | -- |  |  | 1106.0616 | 0.034693 | 1625.7317 | 0.00369 | 1624.178 | 0.17464 | 1624.1693 | 0.86412
|  |  |  | -- | -- |  |  | 1106.0767 | 0.034787 | 1625.8612 | 0.00341 | 1624.3073 | 0.17372 | 1624.2985 | 0.86456
|  |  |  | -- | -- |  |  | 1106.0917 | 0.034882 | 1625.9907 | 0.00369 | 1624.4365 | 0.1728 | 1624.4277 | 0.86511
|  |  |  | -- | -- |  |  | 1106.1066 | 0.034979 | 1626.1202 | 0.00344 | 1624.5658 | 0.17188 | 1624.557 | 0.8658
|  |  |  | -- | -- |  |  | 1106.1216 | 0.035077 | 1626.2498 | 0.00377 | 1624.6951 | 0.17098 | 1624.6864 | 0.8666
|  |  |  | -- | -- |  |  | 1106.1366 | 0.035177 | 1626.3794 | 0.00358 | 1624.8245 | 0.17007 | 1624.8157 | 0.86751
|  |  |  | -- | -- |  |  | 1106.1516 | 0.035278 | 1626.5089 | 0.00374 | 1624.9537 | 0.16918 | 1624.9451 | 0.86846
|  |  |  | -- | -- |  |  | 1106.1665 | 0.035381 | 1626.6385 | 0.00345 | 1625.0831 | 0.16829 | 1625.0743 | 0.86944
|  |  |  | -- | -- |  |  | 1106.1815 | 0.035486 | 1626.7682 | 0.00391 | 1625.2125 | 0.1674 | 1625.2037 | 0.87041
|  |  |  | -- | -- |  |  | 1106.1965 | 0.035592 | 1626.8978 | 0.00378 | 1625.3419 | 0.16653 | 1625.3331 | 0.87134
|  |  |  | -- | -- |  |  | 1106.2115 | 0.0357 | 1627.0276 | 0.00402 | 1625.4713 | 0.16565 | 1625.4626 | 0.87226
|  |  |  | -- | -- |  |  | 1106.2264 | 0.03581 | 1627.1572 | 0.00385 | 1625.6008 | 0.16479 | 1625.592 | 0.8732
|  |  |  | -- | -- |  |  | 1106.2415 | 0.035921 | 1627.287 | 0.00392 | 1625.7302 | 0.16393 | 1625.7216 | 0.87418
|  |  |  | -- | -- |  |  | 1106.2565 | 0.036034 | 1627.4168 | 0.00374 | 1625.8597 | 0.16307 | 1625.851 | 0.87526
|  |  |  | -- | -- |  |  | 1106.2715 | 0.036149 | 1627.5465 | 0.00401 | 1625.9893 | 0.16222 | 1625.9805 | 0.87647
|  |  |  | -- | -- |  |  | 1106.2865 | 0.036266 | 1627.6763 | 0.00464 | 1626.1188 | 0.16138 | 1626.11 | 0.87785
|  |  |  | -- | -- |  |  | 1106.3014 | 0.036384 | 1627.806 | 0.00527 | 1626.2483 | 0.16054 | 1626.2396 | 0.87939
|  |  |  | -- | -- |  |  | 1106.3164 | 0.036505 | 1627.9358 | 0.00551 | 1626.3779 | 0.1597 | 1626.3691 | 0.8811
|  |  |  | -- | -- |  |  | 1106.3314 | 0.036626 | 1628.0657 | 0.00575 | 1626.5075 | 0.15888 | 1626.4988 | 0.88293
|  |  |  | -- | -- |  |  | 1106.3464 | 0.03675 | 1628.1956 | 0.00499 | 1626.6371 | 0.15805 | 1626.6283 | 0.88484
|  |  |  | -- | -- |  |  | 1106.3615 | 0.036875 | 1628.3254 | 0.00433 | 1626.7667 | 0.15723 | 1626.7579 | 0.88677
|  |  |  | -- | -- |  |  | 1106.3763 | 0.037002 | 1628.4553 | 0.00495 | 1626.8964 | 0.15642 | 1626.8877 | 0.88864
|  |  |  | -- | -- |  |  | 1106.3914 | 0.037131 | 1628.5852 | 0.00505 | 1627.0261 | 0.15561 | 1627.0173 | 0.8904
|  |  |  | -- | -- |  |  | 1106.4064 | 0.037261 | 1628.7152 | 0.00503 | 1627.1558 | 0.15481 | 1627.147 | 0.89198
|  |  |  | -- | -- |  |  | 1106.4214 | 0.037392 | 1628.8452 | 0.00465 | 1627.2855 | 0.15401 | 1627.2767 | 0.89333
|  |  |  | -- | -- |  |  | 1106.4364 | 0.037525 | 1628.9751 | 0.0052 | 1627.4153 | 0.15321 | 1627.4065 | 0.89446
|  |  |  | -- | -- |  |  | 1106.4513 | 0.037659 | 1629.1051 | 0.00523 | 1627.545 | 0.15242 | 1627.5363 | 0.89534
|  |  |  | -- | -- |  |  | 1106.4663 | 0.037795 | 1629.2352 | 0.00549 | 1627.6748 | 0.15163 | 1627.666 | 0.89602
|  |  |  | -- | -- |  |  | 1106.4813 | 0.037932 | 1629.3652 | 0.00499 | 1627.8046 | 0.15085 | 1627.7958 | 0.89654
|  |  |  | -- | -- |  |  | 1106.4963 | 0.038069 | 1629.4952 | 0.00516 | 1627.9343 | 0.15007 | 1627.9257 | 0.89694
|  |  |  | -- | -- |  |  | 1106.5114 | 0.038208 | 1629.6254 | 0.00487 | 1628.0642 | 0.14929 | 1628.0554 | 0.8973
|  |  |  | -- | -- |  |  | 1106.5264 | 0.038348 | 1629.7555 | 0.00499 | 1628.1941 | 0.14852 | 1628.1853 | 0.89765
|  |  |  | -- | -- |  |  | 1106.5413 | 0.038488 | 1629.8856 | 0.00442 | 1628.324 | 0.14775 | 1628.3152 | 0.89805
|  |  |  | -- | -- |  |  | 1106.5563 | 0.03863 | 1630.0158 | 0.00448 | 1628.4539 | 0.14699 | 1628.4451 | 0.89855
|  |  |  | -- | -- |  |  | 1106.5713 | 0.038771 | 1630.146 | 0.00434 | 1628.5837 | 0.14622 | 1628.5751 | 0.89917
|  |  |  | -- | -- |  |  | 1106.5863 | 0.038913 | 1630.2761 | 0.00376 | 1628.7137 | 0.14546 | 1628.705 | 0.89993
|  |  |  | -- | -- |  |  | 1106.6013 | 0.039056 | 1630.4064 | 0.00338 | 1628.8438 | 0.14471 | 1628.835 | 0.90084
|  |  |  | -- | -- |  |  | 1106.6163 | 0.039198 | 1630.5366 | 0.00275 | 1628.9736 | 0.14395 | 1628.965 | 0.90189
|  |  |  | -- | -- |  |  | 1106.6313 | 0.039341 | 1630.6669 | 0.00244 | 1629.1036 | 0.1432 | 1629.095 | 0.90305
|  |  |  | -- | -- |  |  | 1106.6462 | 0.039484 | 1630.7971 | 0.00264 | 1629.2338 | 0.14246 | 1629.225 | 0.90429
|  |  |  | -- | -- |  |  | 1106.6613 | 0.039626 | 1630.9274 | 0.00348 | 1629.3638 | 0.14171 | 1629.355 | 0.90553
|  |  |  | -- | -- |  |  | 1106.6763 | 0.039767 | 1631.0577 | 0.00273 | 1629.4938 | 0.14097 | 1629.4851 | 0.90673
|  |  |  | -- | -- |  |  | 1106.6913 | 0.039908 | 1631.1881 | 0.00245 | 1629.6239 | 0.14023 | 1629.6151 | 0.90782
|  |  |  | -- | -- |  |  | 1106.7063 | 0.040049 | 1631.3185 | 0.00235 | 1629.754 | 0.1395 | 1629.7452 | 0.90879
|  |  |  | -- | -- |  |  | 1106.7213 | 0.040188 | 1631.4488 | 0.00272 | 1629.8842 | 0.13876 | 1629.8754 | 0.90961
|  |  |  | -- | -- |  |  | 1106.7363 | 0.040326 | 1631.5792 | 0.00267 | 1630.0143 | 0.13803 | 1630.0055 | 0.91033
|  |  |  | -- | -- |  |  | 1106.7513 | 0.040463 | 1631.7096 | 0.0024 | 1630.1445 | 0.1373 | 1630.1357 | 0.91098
|  |  |  | -- | -- |  |  | 1106.7664 | 0.040599 | 1631.8401 | 0.00214 | 1630.2747 | 0.13658 | 1630.2659 | 0.91163
|  |  |  | -- | -- |  |  | 1106.7812 | 0.040733 | 1631.9706 | 0.00191 | 1630.4049 | 0.13586 | 1630.3961 | 0.91234
|  |  |  | -- | -- |  |  | 1106.7963 | 0.040865 | 1632.1011 | 0.0017 | 1630.5352 | 0.13514 | 1630.5264 | 0.91313
|  |  |  | -- | -- |  |  | 1106.8113 | 0.040995 | 1632.2316 | 0.00155 | 1630.6654 | 0.13442 | 1630.6566 | 0.91403
|  |  |  | -- | -- |  |  | 1106.8263 | 0.041123 | 1632.3621 | 0.00136 | 1630.7957 | 0.13371 | 1630.7869 | 0.91502
|  |  |  | -- | -- |  |  | 1106.8413 | 0.041249 | 1632.4925 | 0.00127 | 1630.9259 | 0.133 | 1630.9171 | 0.91606
|  |  |  | -- | -- |  |  | 1106.8563 | 0.041372 | 1632.6232 | 0.00152 | 1631.0563 | 0.13229 | 1631.0475 | 0.91709
|  |  |  | -- | -- |  |  | 1106.8713 | 0.041493 | 1632.7538 | 0.00156 | 1631.1867 | 0.13158 | 1631.1779 | 0.91806
|  |  |  | -- | -- |  |  | 1106.8864 | 0.041611 | 1632.8844 | 0.00166 | 1631.317 | 0.13088 | 1631.3082 | 0.91893
|  |  |  | -- | -- |  |  | 1106.9014 | 0.041725 | 1633.015 | 0.00169 | 1631.4474 | 0.13018 | 1631.4386 | 0.91967
|  |  |  | -- | -- |  |  | 1106.9164 | 0.041837 | 1633.1456 | 0.00196 | 1631.5778 | 0.12948 | 1631.569 | 0.92029
|  |  |  | -- | -- |  |  | 1106.9314 | 0.041946 | 1633.2764 | 0.00204 | 1631.7081 | 0.12878 | 1631.6993 | 0.92082
|  |  |  | -- | -- |  |  | 1106.9464 | 0.042051 | 1633.407 | 0.00222 | 1631.8386 | 0.12809 | 1631.8298 | 0.92131
|  |  |  | -- | -- |  |  | 1106.9614 | 0.042152 | 1633.5377 | 0.00143 | 1631.9691 | 0.1274 | 1631.9603 | 0.9218
|  |  |  | -- | -- |  |  | 1106.9763 | 0.04225 | 1633.6685 | 0.00137 | 1632.0996 | 0.12671 | 1632.0908 | 0.92235
|  |  |  | -- | -- |  |  | 1106.9913 | 0.042344 | 1633.7992 | 0.0023 | 1632.2301 | 0.12602 | 1632.2213 | 0.92298
|  |  |  | -- | -- |  |  | 1107.0063 | 0.042434 | 1633.93 | 0.00257 | 1632.3606 | 0.12534 | 1632.3518 | 0.92372
|  |  |  | -- | -- |  |  | 1107.0214 | 0.04252 | 1634.0608 | 0.00201 | 1632.4911 | 0.12466 | 1632.4823 | 0.92456
|  |  |  | -- | -- |  |  | 1107.0364 | 0.042602 | 1634.1916 | 0.00164 | 1632.6217 | 0.12398 | 1632.6129 | 0.92551
|  |  |  | -- | -- |  |  | 1107.0514 | 0.042679 | 1634.3225 | 0.00199 | 1632.7523 | 0.1233 | 1632.7435 | 0.92655
|  |  |  | -- | -- |  |  | 1107.0664 | 0.042752 | 1634.4534 | 0.0021 | 1632.8829 | 0.12263 | 1632.8742 | 0.92768
|  |  |  | -- | -- |  |  | 1107.0814 | 0.042821 | 1634.5842 | 0.00285 | 1633.0135 | 0.12196 | 1633.0048 | 0.92888
|  |  |  | -- | -- |  |  | 1107.0964 | 0.042885 | 1634.7151 | 0.00271 | 1633.1442 | 0.12129 | 1633.1354 | 0.93014
|  |  |  | -- | -- |  |  | 1107.1115 | 0.042944 | 1634.8461 | 0.00285 | 1633.2749 | 0.12062 | 1633.2661 | 0.93143
|  |  |  | -- | -- |  |  | 1107.1265 | 0.042999 | 1634.9769 | 0.00304 | 1633.4055 | 0.11995 | 1633.3967 | 0.93271
|  |  |  | -- | -- |  |  | 1107.1415 | 0.043049 | 1635.1079 | 0.00351 | 1633.5363 | 0.11929 | 1633.5275 | 0.93396
|  |  |  | -- | -- |  |  | 1107.1565 | 0.043094 | 1635.2389 | 0.00356 | 1633.667 | 0.11863 | 1633.6582 | 0.93513
|  |  |  | -- | -- |  |  | 1107.1715 | 0.043134 | 1635.37 | 0.0029 | 1633.7977 | 0.11798 | 1633.7889 | 0.9362
|  |  |  | -- | -- |  |  | 1107.1865 | 0.04317 | 1635.501 | 0.003 | 1633.9286 | 0.11732 | 1633.9198 | 0.93712
|  |  |  | -- | -- |  |  | 1107.2015 | 0.0432 | 1635.632 | 0.00322 | 1634.0593 | 0.11667 | 1634.0505 | 0.93791
|  |  |  | -- | -- |  |  | 1107.2166 | 0.043225 | 1635.7631 | 0.00289 | 1634.1902 | 0.11602 | 1634.1814 | 0.93854
|  |  |  | -- | -- |  |  | 1107.2316 | 0.043246 | 1635.8942 | 0.0027 | 1634.321 | 0.11537 | 1634.3123 | 0.93905
|  |  |  | -- | -- |  |  | 1107.2466 | 0.043261 | 1636.0253 | 0.00276 | 1634.4519 | 0.11473 | 1634.4431 | 0.93945
|  |  |  | -- | -- |  |  | 1107.2616 | 0.043272 | 1636.1564 | 0.00285 | 1634.5828 | 0.11409 | 1634.574 | 0.93976
|  |  |  | -- | -- |  |  | 1107.2766 | 0.043277 | 1636.2876 | 0.00319 | 1634.7136 | 0.11345 | 1634.7048 | 0.94001
|  |  |  | -- | -- |  |  | 1107.2916 | 0.043278 | 1636.4187 | 0.00277 | 1634.8446 | 0.11282 | 1634.8358 | 0.94023
|  |  |  | -- | -- |  |  | 1107.3066 | 0.043273 | 1636.5499 | 0.00277 | 1634.9755 | 0.11218 | 1634.9667 | 0.94043
|  |  |  | -- | -- |  |  | 1107.3217 | 0.043264 | 1636.6811 | 0.00299 | 1635.1064 | 0.11155 | 1635.0977 | 0.94065
|  |  |  | -- | -- |  |  | 1107.3367 | 0.04325 | 1636.8124 | 0.00292 | 1635.2374 | 0.11093 | 1635.2286 | 0.94091
|  |  |  | -- | -- |  |  | 1107.3517 | 0.043231 | 1636.9437 | 0.00306 | 1635.3684 | 0.1103 | 1635.3596 | 0.94123
|  |  |  | -- | -- |  |  | 1107.3667 | 0.043207 | 1637.0749 | 0.00329 | 1635.4995 | 0.10968 | 1635.4907 | 0.94161
|  |  |  | -- | -- |  |  | 1107.3817 | 0.043179 | 1637.2063 | 0.00319 | 1635.6305 | 0.10906 | 1635.6217 | 0.94207
|  |  |  | -- | -- |  |  | 1107.3967 | 0.043146 | 1637.3375 | 0.00348 | 1635.7616 | 0.10844 | 1635.7528 | 0.94258
|  |  |  | -- | -- |  |  | 1107.4117 | 0.043108 | 1637.4689 | 0.00352 | 1635.8927 | 0.10783 | 1635.8839 | 0.94316
|  |  |  | -- | -- |  |  | 1107.4268 | 0.043066 | 1637.6003 | 0.00316 | 1636.0238 | 0.10722 | 1636.015 | 0.94378
|  |  |  | -- | -- |  |  | 1107.4418 | 0.04302 | 1637.7317 | 0.00318 | 1636.1549 | 0.10661 | 1636.1461 | 0.94446
|  |  |  | -- | -- |  |  | 1107.4568 | 0.042969 | 1637.863 | 0.00259 | 1636.2861 | 0.106 | 1636.2773 | 0.94523
|  |  |  | -- | -- |  |  | 1107.4718 | 0.042914 | 1637.9945 | 0.00311 | 1636.4172 | 0.1054 | 1636.4084 | 0.94611
|  |  |  | -- | -- |  |  | 1107.4868 | 0.042855 | 1638.126 | 0.00299 | 1636.5485 | 0.1048 | 1636.5397 | 0.94711
|  |  |  | -- | -- |  |  | 1107.502 | 0.042792 | 1638.2575 | 0.00289 | 1636.6797 | 0.1042 | 1636.6709 | 0.94824
|  |  |  | -- | -- |  |  | 1107.517 | 0.042725 | 1638.3889 | 0.00349 | 1636.8109 | 0.1036 | 1636.8021 | 0.94948
|  |  |  | -- | -- |  |  | 1107.532 | 0.042654 | 1638.5204 | 0.00369 | 1636.9421 | 0.10301 | 1636.9334 | 0.95076
|  |  |  | -- | -- |  |  | 1107.547 | 0.04258 | 1638.652 | 0.00371 | 1637.0735 | 0.10241 | 1637.0647 | 0.95204
|  |  |  | -- | -- |  |  | 1107.562 | 0.042502 | 1638.7836 | 0.00376 | 1637.2048 | 0.10182 | 1637.1959 | 0.95323
|  |  |  | -- | -- |  |  | 1107.577 | 0.04242 | 1638.915 | 0.00403 | 1637.3361 | 0.10124 | 1637.3273 | 0.9543
|  |  |  | -- | -- |  |  | 1107.592 | 0.042336 | 1639.0467 | 0.00354 | 1637.4674 | 0.10065 | 1637.4586 | 0.95522
|  |  |  | -- | -- |  |  | 1107.6071 | 0.042248 | 1639.1783 | 0.00351 | 1637.5988 | 0.10007 | 1637.59 | 0.95597
|  |  |  | -- | -- |  |  | 1107.6221 | 0.042156 | 1639.3099 | 0.00365 | 1637.7302 | 0.09948 | 1637.7214 | 0.95656
|  |  |  | -- | -- |  |  | 1107.6371 | 0.042062 | 1639.4416 | 0.00348 | 1637.8616 | 0.09891 | 1637.8528 | 0.957
|  |  |  | -- | -- |  |  | 1107.6521 | 0.041965 | 1639.5732 | 0.00292 | 1637.993 | 0.09833 | 1637.9842 | 0.9573
|  |  |  | -- | -- |  |  | 1107.6671 | 0.041866 | 1639.705 | 0.00288 | 1638.1245 | 0.09775 | 1638.1157 | 0.95749
|  |  |  | -- | -- |  |  | 1107.6823 | 0.041764 | 1639.8367 | 0.00245 | 1638.256 | 0.09718 | 1638.2472 | 0.95758
|  |  |  | -- | -- |  |  | 1107.6973 | 0.041659 | 1639.9685 | 0.0021 | 1638.3874 | 0.09661 | 1638.3787 | 0.95761
|  |  |  | -- | -- |  |  | 1107.7123 | 0.041552 | 1640.1002 | 0.00215 | 1638.5189 | 0.09604 | 1638.5101 | 0.95761
|  |  |  | -- | -- |  |  | 1107.7273 | 0.041443 | 1640.2321 | 0.00203 | 1638.6505 | 0.09547 | 1638.6417 | 0.95762
|  |  |  | -- | -- |  |  | 1107.7423 | 0.041332 | 1640.3639 | 0.00197 | 1638.7821 | 0.0949 | 1638.7732 | 0.95768
|  |  |  | -- | -- |  |  | 1107.7573 | 0.041219 | 1640.4956 | 0.0027 | 1638.9136 | 0.09434 | 1638.9048 | 0.95782
|  |  |  | -- | -- |  |  | 1107.7723 | 0.041104 | 1640.6276 | 0.00252 | 1639.0452 | 0.09378 | 1639.0364 | 0.95808
|  |  |  | -- | -- |  |  | 1107.7874 | 0.040988 | 1640.7594 | 0.00236 | 1639.1769 | 0.09322 | 1639.168 | 0.95848
|  |  |  | -- | -- |  |  | 1107.8024 | 0.04087 | 1640.8912 | 0.00209 | 1639.3085 | 0.09266 | 1639.2997 | 0.95904
|  |  |  | -- | -- |  |  | 1107.8175 | 0.04075 | 1641.0232 | 0.00189 | 1639.4402 | 0.09211 | 1639.4313 | 0.95977
|  |  |  | -- | -- |  |  | 1107.8325 | 0.04063 | 1641.1552 | 0.00223 | 1639.5718 | 0.09155 | 1639.563 | 0.96068
|  |  |  | -- | -- |  |  | 1107.8475 | 0.040508 | 1641.2871 | 0.00217 | 1639.7035 | 0.091 | 1639.6947 | 0.96175
|  |  |  | -- | -- |  |  | 1107.8625 | 0.040385 | 1641.4191 | 0.00191 | 1639.8352 | 0.09045 | 1639.8264 | 0.96296
|  |  |  | -- | -- |  |  | 1107.8776 | 0.040261 | 1641.551 | 0.00175 | 1639.967 | 0.0899 | 1639.9581 | 0.96429
|  |  |  | -- | -- |  |  | 1107.8926 | 0.040137 | 1641.6831 | 0.0017 | 1640.0988 | 0.08936 | 1640.09 | 0.9657
|  |  |  | -- | -- |  |  | 1107.9076 | 0.040012 | 1641.8152 | 0.00165 | 1640.2306 | 0.08881 | 1640.2217 | 0.96712
|  |  |  | -- | -- |  |  | 1107.9227 | 0.039886 | 1641.9471 | 0.00182 | 1640.3623 | 0.08827 | 1640.3535 | 0.96852
|  |  |  | -- | -- |  |  | 1107.9377 | 0.03976 | 1642.0792 | 0.0019 | 1640.4941 | 0.08773 | 1640.4853 | 0.96982
|  |  |  | -- | -- |  |  | 1107.9528 | 0.039633 | 1642.2114 | 0.00232 | 1640.6261 | 0.0872 | 1640.6172 | 0.97099
|  |  |  | -- | -- |  |  | 1107.9678 | 0.039506 | 1642.3435 | 0.0018 | 1640.7579 | 0.08666 | 1640.7492 | 0.97198
|  |  |  | -- | -- |  |  | 1107.9828 | 0.03938 | 1642.4757 | 0.00213 | 1640.8898 | 0.08613 | 1640.881 | 0.97277
|  |  |  | -- | -- |  |  | 1107.9978 | 0.039253 | 1642.6078 | 0.00232 | 1641.0217 | 0.0856 | 1641.0129 | 0.97338
|  |  |  | -- | -- |  |  | 1108.0129 | 0.039126 | 1642.74 | 0.00241 | 1641.1537 | 0.08507 | 1641.1448 | 0.97383
|  |  |  | -- | -- |  |  | 1108.028 | 0.039 | 1642.8722 | 0.00279 | 1641.2856 | 0.08454 | 1641.2767 | 0.97416
|  |  |  | -- | -- |  |  | 1108.043 | 0.038873 | 1643.0045 | 0.00278 | 1641.4176 | 0.08402 | 1641.4088 | 0.97441
|  |  |  | -- | -- |  |  | 1108.058 | 0.038747 | 1643.1367 | 0.00225 | 1641.5496 | 0.0835 | 1641.5408 | 0.97463
|  |  |  | -- | -- |  |  | 1108.073 | 0.038622 | 1643.269 | 0.00231 | 1641.6816 | 0.08298 | 1641.6727 | 0.97483
|  |  |  | -- | -- |  |  | 1108.088 | 0.038497 | 1643.4012 | 0.00264 | 1641.8136 | 0.08246 | 1641.8048 | 0.97505
|  |  |  | -- | -- |  |  | 1108.1031 | 0.038373 | 1643.5336 | 0.00302 | 1641.9457 | 0.08194 | 1641.9369 | 0.97526
|  |  |  | -- | -- |  |  | 1108.1182 | 0.038249 | 1643.666 | 0.00312 | 1642.0778 | 0.08143 | 1642.069 | 0.97548
|  |  |  | -- | -- |  |  | 1108.1332 | 0.038127 | 1643.7983 | 0.00269 | 1642.21 | 0.08092 | 1642.201 | 0.97569
|  |  |  | -- | -- |  |  | 1108.1482 | 0.038005 | 1643.9307 | 0.0026 | 1642.342 | 0.08041 | 1642.3332 | 0.97589
|  |  |  | -- | -- |  |  | 1108.1632 | 0.037884 | 1644.0631 | 0.00254 | 1642.4742 | 0.07991 | 1642.4653 | 0.97608
|  |  |  | -- | -- |  |  | 1108.1783 | 0.037764 | 1644.1956 | 0.00232 | 1642.6063 | 0.0794 | 1642.5975 | 0.97628
|  |  |  | -- | -- |  |  | 1108.1934 | 0.037645 | 1644.328 | 0.00245 | 1642.7385 | 0.0789 | 1642.7297 | 0.97649
|  |  |  | -- | -- |  |  | 1108.2084 | 0.037527 | 1644.4605 | 0.00219 | 1642.8707 | 0.0784 | 1642.8619 | 0.97674
|  |  |  | -- | -- |  |  | 1108.2234 | 0.037411 | 1644.5929 | 0.00168 | 1643.0031 | 0.07791 | 1642.9941 | 0.97706
|  |  |  | -- | -- |  |  | 1108.2385 | 0.037295 | 1644.7255 | 0.00223 | 1643.1353 | 0.07741 | 1643.1265 | 0.97745
|  |  |  | -- | -- |  |  | 1108.2535 | 0.037181 | 1644.858 | 0.00202 | 1643.2676 | 0.07692 | 1643.2587 | 0.97791
|  |  |  | -- | -- |  |  | 1108.2686 | 0.037068 | 1644.9905 | 0.00224 | 1643.3998 | 0.07644 | 1643.391 | 0.97841
|  |  |  | -- | -- |  |  | 1108.2836 | 0.036957 | 1645.1232 | 0.00186 | 1643.5321 | 0.07595 | 1643.5233 | 0.97895
|  |  |  | -- | -- |  |  | 1108.2986 | 0.036847 | 1645.2557 | 0.00166 | 1643.6644 | 0.07547 | 1643.6556 | 0.97947
|  |  |  | -- | -- |  |  | 1108.3137 | 0.036738 | 1645.3883 | 0.00157 | 1643.7969 | 0.07499 | 1643.788 | 0.97998
|  |  |  | -- | -- |  |  | 1108.3287 | 0.036631 | 1645.521 | 0.00132 | 1643.9292 | 0.07452 | 1643.9204 | 0.98047
|  |  |  | -- | -- |  |  | 1108.3438 | 0.036525 | 1645.6536 | 0.00121 | 1644.0617 | 0.07404 | 1644.0527 | 0.98093
|  |  |  | -- | -- |  |  | 1108.3588 | 0.036421 | 1645.7863 | 0.00125 | 1644.1941 | 0.07357 | 1644.1852 | 0.9814
|  |  |  | -- | -- |  |  | 1108.3739 | 0.036319 | 1645.9191 | 0.00128 | 1644.3265 | 0.07311 | 1644.3176 | 0.98189
|  |  |  | -- | -- |  |  | 1108.3889 | 0.036217 | 1646.0518 | 0.00139 | 1644.459 | 0.07264 | 1644.4501 | 0.9824
|  |  |  | -- | -- |  |  | 1108.4039 | 0.036118 | 1646.1844 | 0.00111 | 1644.5914 | 0.07218 | 1644.5826 | 0.98293
|  |  |  | -- | -- |  |  | 1108.4189 | 0.03602 | 1646.3173 | 0.00089988 | 1644.724 | 0.07172 | 1644.7151 | 0.98346
|  |  |  | -- | -- |  |  | 1108.4341 | 0.035924 | 1646.4501 | 0.00133 | 1644.8564 | 0.07127 | 1644.8477 | 0.98397
|  |  |  | -- | -- |  |  | 1108.4491 | 0.035829 | 1646.5829 | 0.00171 | 1644.989 | 0.07082 | 1644.9802 | 0.98444
|  |  |  | -- | -- |  |  | 1108.4641 | 0.035736 | 1646.7157 | 0.00182 | 1645.1216 | 0.07037 | 1645.1128 | 0.98486
|  |  |  | -- | -- |  |  | 1108.4792 | 0.035644 | 1646.8485 | 0.0013 | 1645.2543 | 0.06993 | 1645.2454 | 0.98522
|  |  |  | -- | -- |  |  | 1108.4943 | 0.035554 | 1646.9814 | 0.00126 | 1645.3868 | 0.06949 | 1645.3781 | 0.98554
|  |  |  | -- | -- |  |  | 1108.5093 | 0.035466 | 1647.1143 | 0.00184 | 1645.5195 | 0.06905 | 1645.5106 | 0.98582
|  |  |  | -- | -- |  |  | 1108.5243 | 0.035379 | 1647.2472 | 0.00174 | 1645.6521 | 0.06862 | 1645.6433 | 0.98605
|  |  |  | -- | -- |  |  | 1108.5394 | 0.035294 | 1647.3801 | 0.00126 | 1645.7848 | 0.06818 | 1645.776 | 0.98625
|  |  |  | -- | -- |  |  | 1108.5544 | 0.03521 | 1647.5131 | 0.0016 | 1645.9175 | 0.06776 | 1645.9087 | 0.98639
|  |  |  | -- | -- |  |  | 1108.5695 | 0.035128 | 1647.6461 | 0.00147 | 1646.0503 | 0.06733 | 1646.0414 | 0.98648
|  |  |  | -- | -- |  |  | 1108.5846 | 0.035047 | 1647.7791 | 0.00166 | 1646.183 | 0.06691 | 1646.1742 | 0.98652
|  |  |  | -- | -- |  |  | 1108.5996 | 0.034968 | 1647.9121 | 0.00185 | 1646.3158 | 0.06649 | 1646.3069 | 0.98652
|  |  |  | -- | -- |  |  | 1108.6146 | 0.03489 | 1648.0452 | 0.00184 | 1646.4486 | 0.06608 | 1646.4397 | 0.98652
|  |  |  | -- | -- |  |  | 1108.6298 | 0.034814 | 1648.1782 | 0.00217 | 1646.5814 | 0.06567 | 1646.5725 | 0.98654
|  |  |  | -- | -- |  |  | 1108.6448 | 0.034739 | 1648.3113 | 0.00205 | 1646.7142 | 0.06526 | 1646.7053 | 0.98662
|  |  |  | -- | -- |  |  | 1108.6598 | 0.034666 | 1648.4445 | 0.00214 | 1646.8471 | 0.06485 | 1646.8383 | 0.98678
|  |  |  | -- | -- |  |  | 1108.6748 | 0.034594 | 1648.5776 | 0.0024 | 1646.98 | 0.06445 | 1646.9711 | 0.98704
|  |  |  | -- | -- |  |  | 1108.6899 | 0.034523 | 1648.7107 | 0.00245 | 1647.1128 | 0.06405 | 1647.104 | 0.98739
|  |  |  | -- | -- |  |  | 1108.705 | 0.034454 | 1648.8439 | 0.0027 | 1647.2457 | 0.06365 | 1647.2369 | 0.98782
|  |  |  | -- | -- |  |  | 1108.72 | 0.034385 | 1648.977 | 0.00292 | 1647.3787 | 0.06326 | 1647.3699 | 0.98828
|  |  |  | -- | -- |  |  | 1108.7351 | 0.034319 | 1649.1103 | 0.0026 | 1647.5116 | 0.06287 | 1647.5028 | 0.98874
|  |  |  | -- | -- |  |  | 1108.7501 | 0.034253 | 1649.2435 | 0.00256 | 1647.6446 | 0.06248 | 1647.6357 | 0.98916
|  |  |  | -- | -- |  |  | 1108.7651 | 0.034188 | 1649.3768 | 0.00236 | 1647.7776 | 0.06209 | 1647.7688 | 0.98951
|  |  |  | -- | -- |  |  | 1108.7803 | 0.034125 | 1649.5101 | 0.00233 | 1647.9106 | 0.06171 | 1647.9017 | 0.98974
|  |  |  | -- | -- |  |  | 1108.7953 | 0.034063 | 1649.6434 | 0.00292 | 1648.0437 | 0.06133 | 1648.0348 | 0.98985
|  |  |  | -- | -- |  |  | 1108.8104 | 0.034002 | 1649.7767 | 0.00255 | 1648.1768 | 0.06095 | 1648.1679 | 0.98985
|  |  |  | -- | -- |  |  | 1108.8254 | 0.033941 | 1649.91 | 0.00294 | 1648.3098 | 0.06057 | 1648.301 | 0.98974
|  |  |  | -- | -- |  |  | 1108.8405 | 0.033882 | 1650.0435 | 0.00273 | 1648.443 | 0.0602 | 1648.4341 | 0.98957
|  |  |  | -- | -- |  |  | 1108.8556 | 0.033824 | 1650.1769 | 0.0025 | 1648.576 | 0.05982 | 1648.5673 | 0.98937
|  |  |  | -- | -- |  |  | 1108.8706 | 0.033767 | 1650.3103 | 0.00271 | 1648.7092 | 0.05945 | 1648.7004 | 0.98918
|  |  |  | -- | -- |  |  | 1108.8856 | 0.03371 | 1650.4437 | 0.00272 | 1648.8424 | 0.05909 | 1648.8336 | 0.98905
|  |  |  | -- | -- |  |  | 1108.9008 | 0.033655 | 1650.5772 | 0.00265 | 1648.9756 | 0.05872 | 1648.9668 | 0.98898
|  |  |  | -- | -- |  |  | 1108.9158 | 0.0336 | 1650.7106 | 0.00264 | 1649.1089 | 0.05835 | 1649.1 | 0.98898
|  |  |  | -- | -- |  |  | 1108.9308 | 0.033546 | 1650.8441 | 0.00282 | 1649.2421 | 0.05799 | 1649.2333 | 0.98907
|  |  |  | -- | -- |  |  | 1108.9459 | 0.033493 | 1650.9777 | 0.00317 | 1649.3754 | 0.05763 | 1649.3665 | 0.98922
|  |  |  | -- | -- |  |  | 1108.9609 | 0.033441 | 1651.1112 | 0.00256 | 1649.5087 | 0.05727 | 1649.4998 | 0.98942
|  |  |  | -- | -- |  |  | 1108.9761 | 0.033389 | 1651.2448 | 0.00206 | 1649.642 | 0.05691 | 1649.6331 | 0.98965
|  |  |  | -- | -- |  |  | 1108.9911 | 0.033338 | 1651.3783 | 0.00146 | 1649.7753 | 0.05655 | 1649.7664 | 0.98992
|  |  |  | -- | -- |  |  | 1109.0061 | 0.033287 | 1651.512 | 0.0011 | 1649.9086 | 0.0562 | 1649.8998 | 0.99023
|  |  |  | -- | -- |  |  | 1109.0212 | 0.033237 | 1651.6455 | 0.00090061 | 1650.042 | 0.05584 | 1650.0331 | 0.99058
|  |  |  | -- | -- |  |  | 1109.0363 | 0.033188 | 1651.7792 | 0.00030858 | 1650.1754 | 0.05549 | 1650.1665 | 0.99097
|  |  |  | -- | -- |  |  | 1109.0514 | 0.033139 | 1651.9128 | -7.5565e-05 | 1650.3087 | 0.05514 | 1650.2999 | 0.99141
|  |  |  | -- | -- |  |  | 1109.0664 | 0.033091 | 1652.0466 | 0.00032958 | 1650.4423 | 0.05479 | 1650.4334 | 0.99187
|  |  |  | -- | -- |  |  | 1109.0814 | 0.033043 | 1652.1803 | 0.0013 | 1650.5757 | 0.05444 | 1650.5668 | 0.99236
|  |  |  | -- | -- |  |  | 1109.0966 | 0.032995 | 1652.3141 | 0.00098998 | 1650.7091 | 0.0541 | 1650.7003 | 0.99283
|  |  |  | -- | -- |  |  | 1109.1116 | 0.032948 | 1652.4478 | 0.00096907 | 1650.8427 | 0.05375 | 1650.8337 | 0.99327
|  |  |  | -- | -- |  |  | 1109.1267 | 0.032902 | 1652.5815 | 0.00123 | 1650.9762 | 0.05341 | 1650.9673 | 0.99366
|  |  |  | -- | -- |  |  | 1109.1417 | 0.032856 | 1652.7153 | 0.00178 | 1651.1097 | 0.05306 | 1651.1008 | 0.99398
|  |  |  | -- | -- |  |  | 1109.1567 | 0.03281 | 1652.8492 | 0.00163 | 1651.2433 | 0.05272 | 1651.2344 | 0.99422
|  |  |  | -- | -- |  |  | 1109.1719 | 0.032764 | 1652.983 | 0.00194 | 1651.3768 | 0.05238 | 1651.3679 | 0.99442
|  |  |  | -- | -- |  |  | 1109.1869 | 0.032719 | 1653.1169 | 0.00238 | 1651.5105 | 0.05204 | 1651.5016 | 0.99458
|  |  |  | -- | -- |  |  | 1109.202 | 0.032674 | 1653.2508 | 0.0024 | 1651.644 | 0.05171 | 1651.6353 | 0.99473
|  |  |  | -- | -- |  |  | 1109.217 | 0.03263 | 1653.3846 | 0.00314 | 1651.7777 | 0.05137 | 1651.7688 | 0.99491
|  |  |  | -- | -- |  |  | 1109.2322 | 0.032586 | 1653.5187 | 0.00221 | 1651.9114 | 0.05104 | 1651.9026 | 0.99515
|  |  |  | -- | -- |  |  | 1109.2472 | 0.032542 | 1653.6526 | 0.00186 | 1652.045 | 0.0507 | 1652.0363 | 0.99548
|  |  |  | -- | -- |  |  | 1109.2623 | 0.032498 | 1653.7866 | 0.00248 | 1652.1788 | 0.05037 | 1652.1699 | 0.9959
|  |  |  | -- | -- |  |  | 1109.2773 | 0.032455 | 1653.9205 | 0.00268 | 1652.3125 | 0.05004 | 1652.3037 | 0.99642
|  |  |  | -- | -- |  |  | 1109.2924 | 0.032411 | 1654.0546 | 0.00295 | 1652.4463 | 0.04972 | 1652.4374 | 0.99703
|  |  |  | -- | -- |  |  | 1109.3075 | 0.032368 | 1654.1886 | 0.00301 | 1652.5801 | 0.04939 | 1652.5712 | 0.99768
|  |  |  | -- | -- |  |  | 1109.3225 | 0.032326 | 1654.3226 | 0.00272 | 1652.7139 | 0.04906 | 1652.705 | 0.99835
|  |  |  | -- | -- |  |  | 1109.3376 | 0.032283 | 1654.4568 | 0.00301 | 1652.8477 | 0.04874 | 1652.8389 | 0.99898
|  |  |  | -- | -- |  |  | 1109.3527 | 0.032241 | 1654.5908 | 0.00307 | 1652.9816 | 0.04842 | 1652.9727 | 0.9995
|  |  |  | -- | -- |  |  | 1109.3678 | 0.032199 | 1654.725 | 0.00281 | 1653.1155 | 0.0481 | 1653.1066 | 0.99986
|  |  |  | -- | -- |  |  | 1109.3828 | 0.032157 | 1654.8591 | 0.00272 | 1653.2493 | 0.04778 | 1653.2405 | 1
|  |  |  | -- | -- |  |  | 1109.3979 | 0.032116 | 1654.9933 | 0.00273 | 1653.3832 | 0.04746 | 1653.3744 | 0.99989
|  |  |  | -- | -- |  |  | 1109.413 | 0.032074 | 1655.1276 | 0.00297 | 1653.5171 | 0.04714 | 1653.5083 | 0.99952
|  |  |  | -- | -- |  |  | 1109.4281 | 0.032033 | 1655.2617 | 0.00309 | 1653.6511 | 0.04682 | 1653.6422 | 0.99891
|  |  |  | -- | -- |  |  | 1109.4431 | 0.031992 | 1655.396 | 0.0027 | 1653.785 | 0.04651 | 1653.7762 | 0.9981
|  |  |  | -- | -- |  |  | 1109.4583 | 0.031952 | 1655.5303 | 0.00298 | 1653.9191 | 0.0462 | 1653.9102 | 0.99716
|  |  |  | -- | -- |  |  | 1109.4733 | 0.031911 | 1655.6645 | 0.00254 | 1654.0531 | 0.04588 | 1654.0442 | 0.99616
|  |  |  | -- | -- |  |  | 1109.4884 | 0.031871 | 1655.7988 | 0.00179 | 1654.1871 | 0.04557 | 1654.1782 | 0.99518
|  |  |  | -- | -- |  |  | 1109.5034 | 0.031831 | 1655.9331 | 0.00192 | 1654.3212 | 0.04526 | 1654.3123 | 0.99426
|  |  |  | -- | -- |  |  | 1109.5186 | 0.031792 | 1656.0675 | 0.00107 | 1654.4553 | 0.04495 | 1654.4464 | 0.99345
|  |  |  | -- | -- |  |  | 1109.5336 | 0.031752 | 1656.2018 | 0.00134 | 1654.5894 | 0.04464 | 1654.5804 | 0.99276
|  |  |  | -- | -- |  |  | 1109.5487 | 0.031713 | 1656.3362 | 0.00128 | 1654.7235 | 0.04433 | 1654.7146 | 0.99219
|  |  |  | -- | -- |  |  | 1109.5637 | 0.031675 | 1656.4706 | 0.00127 | 1654.8577 | 0.04403 | 1654.8488 | 0.99172
|  |  |  | -- | -- |  |  | 1109.5789 | 0.031636 | 1656.6051 | 0.00114 | 1654.9918 | 0.04372 | 1654.9829 | 0.99133
|  |  |  | -- | -- |  |  | 1109.5939 | 0.031598 | 1656.7395 | 0.00141 | 1655.126 | 0.04341 | 1655.1172 | 0.99099
|  |  |  | -- | -- |  |  | 1109.609 | 0.031561 | 1656.874 | 0.00123 | 1655.2603 | 0.04311 | 1655.2513 | 0.99066
|  |  |  | -- | -- |  |  | 1109.624 | 0.031523 | 1657.0085 | 0.0017 | 1655.3944 | 0.0428 | 1655.3856 | 0.99032
|  |  |  | -- | -- |  |  | 1109.6392 | 0.031486 | 1657.1431 | 0.00204 | 1655.5287 | 0.0425 | 1655.5199 | 0.98993
|  |  |  | -- | -- |  |  | 1109.6542 | 0.03145 | 1657.2776 | 0.00225 | 1655.663 | 0.04219 | 1655.6542 | 0.98947
|  |  |  | -- | -- |  |  | 1109.6693 | 0.031414 | 1657.4121 | 0.0027 | 1655.7974 | 0.04189 | 1655.7885 | 0.98893
|  |  |  | -- | -- |  |  | 1109.6844 | 0.031379 | 1657.5467 | 0.00247 | 1655.9316 | 0.04159 | 1655.9227 | 0.98832
|  |  |  | -- | -- |  |  | 1109.6995 | 0.031344 | 1657.6813 | 0.00226 | 1656.0659 | 0.04128 | 1656.0571 | 0.98766
|  |  |  | -- | -- |  |  | 1109.7146 | 0.031309 | 1657.8159 | 0.0018 | 1656.2003 | 0.04098 | 1656.1914 | 0.98698
|  |  |  | -- | -- |  |  | 1109.7296 | 0.031275 | 1657.9506 | 0.00138 | 1656.3347 | 0.04068 | 1656.3258 | 0.9863
|  |  |  | -- | -- |  |  | 1109.7448 | 0.031242 | 1658.0852 | 0.00178 | 1656.4691 | 0.04038 | 1656.4602 | 0.98564
|  |  |  | -- | -- |  |  | 1109.7598 | 0.031209 | 1658.22 | 0.00137 | 1656.6035 | 0.04008 | 1656.5947 | 0.98503
|  |  |  | -- | -- |  |  | 1109.7749 | 0.031177 | 1658.3546 | 0.0015 | 1656.738 | 0.03977 | 1656.7291 | 0.98448
|  |  |  | -- | -- |  |  | 1109.7899 | 0.031146 | 1658.4894 | 0.00206 | 1656.8726 | 0.03947 | 1656.8637 | 0.98397
|  |  |  | -- | -- |  |  | 1109.8051 | 0.031115 | 1658.6242 | 0.00142 | 1657.007 | 0.03918 | 1656.998 | 0.98352
|  |  |  | -- | -- |  |  | 1109.8202 | 0.031085 | 1658.7589 | 0.00105 | 1657.1415 | 0.03888 | 1657.1326 | 0.98311
|  |  |  | -- | -- |  |  | 1109.8352 | 0.031056 | 1658.8938 | 0.00135 | 1657.276 | 0.03858 | 1657.2672 | 0.98272
|  |  |  | -- | -- |  |  | 1109.8503 | 0.031028 | 1659.0286 | 0.00141 | 1657.4106 | 0.03828 | 1657.4017 | 0.98233
|  |  |  | -- | -- |  |  | 1109.8654 | 0.031 | 1659.1635 | 0.0013 | 1657.5452 | 0.03798 | 1657.5363 | 0.98193
|  |  |  | -- | -- |  |  | 1109.8805 | 0.030974 | 1659.2983 | 0.0015 | 1657.6798 | 0.03769 | 1657.6709 | 0.98148
|  |  |  | -- | -- |  |  | 1109.8956 | 0.030948 | 1659.4332 | 0.00148 | 1657.8145 | 0.03739 | 1657.8055 | 0.98094
|  |  |  | -- | -- |  |  | 1109.9106 | 0.030924 | 1659.5681 | 0.0021 | 1657.9491 | 0.0371 | 1657.9402 | 0.98032
|  |  |  | -- | -- |  |  | 1109.9258 | 0.0309 | 1659.703 | 0.00207 | 1658.0837 | 0.03681 | 1658.0748 | 0.97959
|  |  |  | -- | -- |  |  | 1109.9408 | 0.030877 | 1659.838 | 0.00252 | 1658.2185 | 0.03651 | 1658.2096 | 0.97879
|  |  |  | -- | -- |  |  | 1109.9559 | 0.030856 | 1659.973 | 0.00229 | 1658.3531 | 0.03622 | 1658.3442 | 0.97796
|  |  |  | -- | -- |  |  | 1109.9711 | 0.030835 | 1660.1079 | 0.00232 | 1658.4879 | 0.03593 | 1658.479 | 0.97714
|  |  |  | -- | -- |  |  | 1109.9861 | 0.030816 | 1660.243 | 0.00214 | 1658.6227 | 0.03565 | 1658.6138 | 0.97639
|  |  |  | -- | -- |  |  | 1110.0012 | 0.030798 | 1660.3781 | 0.00238 | 1658.7575 | 0.03536 | 1658.7485 | 0.97575
|  |  |  | -- | -- |  |  | 1110.0162 | 0.030781 | 1660.5131 | 0.00276 | 1658.8922 | 0.03508 | 1658.8833 | 0.97523
|  |  |  | -- | -- |  |  | 1110.0314 | 0.030765 | 1660.6482 | 0.00251 | 1659.0271 | 0.03479 | 1659.0182 | 0.97483
|  |  |  | -- | -- |  |  | 1110.0465 | 0.030751 | 1660.7833 | 0.00239 | 1659.1619 | 0.03451 | 1659.1531 | 0.97452
|  |  |  | -- | -- |  |  | 1110.0615 | 0.030738 | 1660.9185 | 0.00297 | 1659.2967 | 0.03424 | 1659.2878 | 0.97426
|  |  |  | -- | -- |  |  | 1110.0767 | 0.030726 | 1661.0536 | 0.00289 | 1659.4316 | 0.03396 | 1659.4227 | 0.974
|  |  |  | -- | -- |  |  | 1110.0918 | 0.030716 | 1661.1887 | 0.00241 | 1659.5666 | 0.03369 | 1659.5577 | 0.97369
|  |  |  | -- | -- |  |  | 1110.1068 | 0.030707 | 1661.324 | 0.00292 | 1659.7015 | 0.03342 | 1659.6926 | 0.97331
|  |  |  | -- | -- |  |  | 1110.1219 | 0.0307 | 1661.4592 | 0.00343 | 1659.8365 | 0.03315 | 1659.8276 | 0.97283
|  |  |  | -- | -- |  |  | 1110.137 | 0.030694 | 1661.5945 | 0.00325 | 1659.9714 | 0.03288 | 1659.9625 | 0.97224
|  |  |  | -- | -- |  |  | 1110.1521 | 0.030689 | 1661.7297 | 0.00341 | 1660.1064 | 0.03262 | 1660.0975 | 0.97157
|  |  |  | -- | -- |  |  | 1110.1672 | 0.030686 | 1661.865 | 0.00303 | 1660.2415 | 0.03236 | 1660.2325 | 0.97083
|  |  |  | -- | -- |  |  | 1110.1823 | 0.030685 | 1662.0002 | 0.00321 | 1660.3766 | 0.0321 | 1660.3677 | 0.97005
|  |  |  | -- | -- |  |  | 1110.1974 | 0.030685 | 1662.1356 | 0.00312 | 1660.5116 | 0.03185 | 1660.5027 | 0.96927
|  |  |  | -- | -- |  |  | 1110.2125 | 0.030687 | 1662.271 | 0.00265 | 1660.6467 | 0.0316 | 1660.6378 | 0.9685
|  |  |  | -- | -- |  |  | 1110.2275 | 0.030691 | 1662.4064 | 0.00236 | 1660.7819 | 0.03135 | 1660.773 | 0.96773
|  |  |  | -- | -- |  |  | 1110.2427 | 0.030696 | 1662.5418 | 0.00203 | 1660.917 | 0.03111 | 1660.9081 | 0.96694
|  |  |  | -- | -- |  |  | 1110.2578 | 0.030702 | 1662.6771 | 0.0019 | 1661.0521 | 0.03087 | 1661.0432 | 0.9661
|  |  |  | -- | -- |  |  | 1110.2728 | 0.030711 | 1662.8126 | 0.0021 | 1661.1873 | 0.03063 | 1661.1783 | 0.96517
|  |  |  | -- | -- |  |  | 1110.288 | 0.030721 | 1662.9481 | 0.002 | 1661.3225 | 0.0304 | 1661.3136 | 0.96413
|  |  |  | -- | -- |  |  | 1110.3031 | 0.030732 | 1663.0835 | 0.00206 | 1661.4576 | 0.03017 | 1661.4487 | 0.96297
|  |  |  | -- | -- |  |  | 1110.3181 | 0.030746 | 1663.2191 | 0.0021 | 1661.5929 | 0.02994 | 1661.584 | 0.9617
|  |  |  | -- | -- |  |  | 1110.3333 | 0.03076 | 1663.3546 | 0.00224 | 1661.7281 | 0.02972 | 1661.7192 | 0.96039
|  |  |  | -- | -- |  |  | 1110.3484 | 0.030777 | 1663.4901 | 0.00206 | 1661.8635 | 0.0295 | 1661.8546 | 0.95909
|  |  |  | -- | -- |  |  | 1110.3635 | 0.030795 | 1663.6257 | 0.00166 | 1661.9988 | 0.02929 | 1661.9899 | 0.95787
|  |  |  | -- | -- |  |  | 1110.3785 | 0.030815 | 1663.7613 | 0.00147 | 1662.1342 | 0.02908 | 1662.1252 | 0.9568
|  |  |  | -- | -- |  |  | 1110.3937 | 0.030836 | 1663.897 | 0.00125 | 1662.2695 | 0.02887 | 1662.2606 | 0.95591
|  |  |  | -- | -- |  |  | 1110.4088 | 0.030859 | 1664.0326 | 0.00161 | 1662.4049 | 0.02867 | 1662.396 | 0.95521
|  |  |  | -- | -- |  |  | 1110.4238 | 0.030883 | 1664.1682 | 0.00148 | 1662.5403 | 0.02847 | 1662.5314 | 0.95468
|  |  |  | -- | -- |  |  | 1110.439 | 0.030909 | 1664.304 | 0.00171 | 1662.6757 | 0.02827 | 1662.6668 | 0.9543
|  |  |  | -- | -- |  |  | 1110.4541 | 0.030936 | 1664.4396 | 0.00196 | 1662.8112 | 0.02807 | 1662.8022 | 0.95402
|  |  |  | -- | -- |  |  | 1110.4692 | 0.030965 | 1664.5753 | 0.00263 | 1662.9465 | 0.02788 | 1662.9376 | 0.95381
|  |  |  | -- | -- |  |  | 1110.4843 | 0.030995 | 1664.7111 | 0.0021 | 1663.082 | 0.02769 | 1663.0731 | 0.95364
|  |  |  | -- | -- |  |  | 1110.4994 | 0.031027 | 1664.8469 | 0.00234 | 1663.2175 | 0.0275 | 1663.2086 | 0.95348
|  |  |  | -- | -- |  |  | 1110.5145 | 0.031059 | 1664.9827 | 0.00256 | 1663.3531 | 0.02732 | 1663.3441 | 0.95332
|  |  |  | -- | -- |  |  | 1110.5295 | 0.031094 | 1665.1185 | 0.00304 | 1663.4887 | 0.02714 | 1663.4797 | 0.95316
|  |  |  | -- | -- |  |  | 1110.5447 | 0.031129 | 1665.2543 | 0.00268 | 1663.6243 | 0.02696 | 1663.6154 | 0.95299
|  |  |  | -- | -- |  |  | 1110.5598 | 0.031165 | 1665.3901 | 0.00261 | 1663.7598 | 0.02678 | 1663.7508 | 0.95282
|  |  |  | -- | -- |  |  | 1110.575 | 0.031203 | 1665.5261 | 0.00204 | 1663.8954 | 0.0266 | 1663.8865 | 0.95266
|  |  |  | -- | -- |  |  | 1110.59 | 0.031242 | 1665.662 | 0.00222 | 1664.0311 | 0.02642 | 1664.0221 | 0.9525
|  |  |  | -- | -- |  |  | 1110.6051 | 0.031281 | 1665.7978 | 0.00196 | 1664.1668 | 0.02625 | 1664.1578 | 0.95235
|  |  |  | -- | -- |  |  | 1110.6202 | 0.031322 | 1665.9338 | 0.00177 | 1664.3024 | 0.02608 | 1664.2935 | 0.95219
|  |  |  | -- | -- |  |  | 1110.6354 | 0.031363 | 1666.0698 | 0.00181 | 1664.4381 | 0.0259 | 1664.4292 | 0.952
|  |  |  | -- | -- |  |  | 1110.6504 | 0.031405 | 1666.2058 | 0.00161 | 1664.5738 | 0.02573 | 1664.5649 | 0.95175
|  |  |  | -- | -- |  |  | 1110.6655 | 0.031448 | 1666.3418 | 0.00183 | 1664.7096 | 0.02556 | 1664.7007 | 0.95142
|  |  |  | -- | -- |  |  | 1110.6807 | 0.031492 | 1666.4779 | 0.00169 | 1664.8453 | 0.02539 | 1664.8364 | 0.95096
|  |  |  | -- | -- |  |  | 1110.6958 | 0.031536 | 1666.6139 | 0.00197 | 1664.9812 | 0.02522 | 1664.9723 | 0.95035
|  |  |  | -- | -- |  |  | 1110.7109 | 0.031581 | 1666.75 | 0.00143 | 1665.1169 | 0.02505 | 1665.108 | 0.94957
|  |  |  | -- | -- |  |  | 1110.726 | 0.031626 | 1666.8861 | 0.00154 | 1665.2528 | 0.02488 | 1665.2439 | 0.94864
|  |  |  | -- | -- |  |  | 1110.7411 | 0.031671 | 1667.0222 | 0.00166 | 1665.3887 | 0.02471 | 1665.3798 | 0.9476
|  |  |  | -- | -- |  |  | 1110.7562 | 0.031717 | 1667.1584 | 0.00149 | 1665.5245 | 0.02454 | 1665.5156 | 0.94649
|  |  |  | -- | -- |  |  | 1110.7714 | 0.031763 | 1667.2946 | 0.00177 | 1665.6605 | 0.02436 | 1665.6515 | 0.94538
|  |  |  | -- | -- |  |  | 1110.7864 | 0.031809 | 1667.4308 | 0.00168 | 1665.7964 | 0.02419 | 1665.7875 | 0.94433
|  |  |  | -- | -- |  |  | 1110.8015 | 0.031856 | 1667.567 | 0.00108 | 1665.9324 | 0.02402 | 1665.9235 | 0.94341
|  |  |  | -- | -- |  |  | 1110.8166 | 0.031902 | 1667.7033 | 0.00102 | 1666.0684 | 0.02385 | 1666.0594 | 0.94263
|  |  |  | -- | -- |  |  | 1110.8318 | 0.031948 | 1667.8395 | 0.0005995 | 1666.2043 | 0.02368 | 1666.1954 | 0.942
|  |  |  | -- | -- |  |  | 1110.8469 | 0.031994 | 1667.9758 | 0.0006656 | 1666.3403 | 0.0235 | 1666.3314 | 0.94152
|  |  |  | -- | -- |  |  | 1110.8619 | 0.03204 | 1668.1121 | 0.0007703 | 1666.4764 | 0.02333 | 1666.4674 | 0.94113
|  |  |  | -- | -- |  |  | 1110.8771 | 0.032086 | 1668.2484 | 0.00085758 | 1666.6124 | 0.02316 | 1666.6035 | 0.94079
|  |  |  | -- | -- |  |  | 1110.8922 | 0.032131 | 1668.3848 | 0.000668 | 1666.7485 | 0.02298 | 1666.7396 | 0.94048
|  |  |  | -- | -- |  |  | 1110.9073 | 0.032176 | 1668.5211 | 0.00078573 | 1666.8846 | 0.02281 | 1666.8757 | 0.94015
|  |  |  | -- | -- |  |  | 1110.9225 | 0.032221 | 1668.6575 | 0.00093847 | 1667.0207 | 0.02264 | 1667.0118 | 0.93978
|  |  |  | -- | -- |  |  | 1110.9376 | 0.032265 | 1668.7939 | 0.00074536 | 1667.1569 | 0.02246 | 1667.148 | 0.93937
|  |  |  | -- | -- |  |  | 1110.9526 | 0.032308 | 1668.9304 | 0.00105 | 1667.2931 | 0.02229 | 1667.2842 | 0.93893
|  |  |  | -- | -- |  |  | 1110.9678 | 0.032351 | 1669.0669 | 0.0005681 | 1667.4293 | 0.02211 | 1667.4203 | 0.93844
|  |  |  | -- | -- |  |  | 1110.9829 | 0.032393 | 1669.2034 | 0.00079385 | 1667.5656 | 0.02193 | 1667.5565 | 0.93793
|  |  |  | -- | -- |  |  | 1110.998 | 0.032434 | 1669.3398 | 0.00059051 | 1667.7018 | 0.02176 | 1667.6927 | 0.93741
|  |  |  | -- | -- |  |  | 1111.0132 | 0.032475 | 1669.4763 | 0.00074484 | 1667.838 | 0.02158 | 1667.8291 | 0.93688
|  |  |  | -- | -- |  |  | 1111.0283 | 0.032515 | 1669.6129 | 0.00041786 | 1667.9742 | 0.02141 | 1667.9653 | 0.93637
|  |  |  | -- | -- |  |  | 1111.0433 | 0.032554 | 1669.7495 | 0.00063955 | 1668.1106 | 0.02123 | 1668.1017 | 0.93588
|  |  |  | -- | -- |  |  | 1111.0585 | 0.032592 | 1669.8861 | 0.00030667 | 1668.2469 | 0.02106 | 1668.2379 | 0.93541
|  |  |  | -- | -- |  |  | 1111.0736 | 0.032629 | 1670.0227 | 9.8985e-05 | 1668.3833 | 0.02088 | 1668.3743 | 0.93498
|  |  |  | -- | -- |  |  | 1111.0887 | 0.032665 | 1670.1593 | 0.00035073 | 1668.5196 | 0.02071 | 1668.5107 | 0.93457
|  |  |  | -- | -- |  |  | 1111.1039 | 0.032701 | 1670.296 | 0.00073832 | 1668.656 | 0.02054 | 1668.6471 | 0.93419
|  |  |  | -- | -- |  |  | 1111.119 | 0.032735 | 1670.4327 | 0.00048111 | 1668.7925 | 0.02036 | 1668.7834 | 0.93382
|  |  |  | -- | -- |  |  | 1111.1342 | 0.032769 | 1670.5695 | 0.00086775 | 1668.9288 | 0.02019 | 1668.9199 | 0.93344
|  |  |  | -- | -- |  |  | 1111.1492 | 0.032801 | 1670.7062 | 0.00104 | 1669.0653 | 0.02002 | 1669.0564 | 0.93303
|  |  |  | -- | -- |  |  | 1111.1643 | 0.032833 | 1670.8429 | 0.00082639 | 1669.2018 | 0.01984 | 1669.1929 | 0.93256
|  |  |  | -- | -- |  |  | 1111.1794 | 0.032863 | 1670.9796 | 0.00109 | 1669.3384 | 0.01967 | 1669.3293 | 0.93202
|  |  |  | -- | -- |  |  | 1111.1946 | 0.032893 | 1671.1165 | 0.0011 | 1669.4749 | 0.0195 | 1669.4659 | 0.93139
|  |  |  | -- | -- |  |  | 1111.2097 | 0.032921 | 1671.2533 | 0.00084713 | 1669.6115 | 0.01933 | 1669.6024 | 0.93065
|  |  |  | -- | -- |  |  | 1111.2249 | 0.032949 | 1671.3901 | 0.00034727 | 1669.748 | 0.01917 | 1669.739 | 0.92982
|  |  |  | -- | -- |  |  | 1111.24 | 0.032976 | 1671.527 | 8.0768e-05 | 1669.8846 | 0.019 | 1669.8756 | 0.92891
|  |  |  | -- | -- |  |  | 1111.2551 | 0.033002 | 1671.6638 | -8.5235e-05 | 1670.0212 | 0.01883 | 1670.0122 | 0.92793
|  |  |  | -- | -- |  |  | 1111.2701 | 0.033026 | 1671.8008 | 0.00044231 | 1670.1578 | 0.01867 | 1670.1489 | 0.9269
|  |  |  | -- | -- |  |  | 1111.2853 | 0.03305 | 1671.9377 | 0.00064739 | 1670.2946 | 0.0185 | 1670.2855 | 0.92585
|  |  |  | -- | -- |  |  | 1111.3004 | 0.033074 | 1672.0747 | 0.00101 | 1670.4311 | 0.01834 | 1670.4222 | 0.92479
|  |  |  | -- | -- |  |  | 1111.3156 | 0.033096 | 1672.2117 | 0.0013 | 1670.5679 | 0.01818 | 1670.559 | 0.92375
|  |  |  | -- | -- |  |  | 1111.3307 | 0.033117 | 1672.3486 | 0.00126 | 1670.7046 | 0.01802 | 1670.6957 | 0.92273
|  |  |  | -- | -- |  |  | 1111.3458 | 0.033138 | 1672.4857 | 0.00067495 | 1670.8414 | 0.01786 | 1670.8324 | 0.92174
|  |  |  | -- | -- |  |  | 1111.361 | 0.033158 | 1672.6227 | 0.00075947 | 1670.9781 | 0.0177 | 1670.9692 | 0.92079
|  |  |  | -- | -- |  |  | 1111.3761 | 0.033178 | 1672.7598 | 0.00014146 | 1671.115 | 0.01754 | 1671.106 | 0.91987
|  |  |  | -- | -- |  |  | 1111.3912 | 0.033197 | 1672.8969 | -1.0687e-05 | 1671.2518 | 0.01738 | 1671.2428 | 0.91897
|  |  |  | -- | -- |  |  | 1111.4064 | 0.033215 | 1673.0339 | -0.00051009 | 1671.3887 | 0.01723 | 1671.3796 | 0.91806
|  |  |  | -- | -- |  |  | 1111.4215 | 0.033233 | 1673.1711 | -0.00051707 | 1671.5255 | 0.01708 | 1671.5165 | 0.91713
|  |  |  | -- | -- |  |  | 1111.4366 | 0.03325 | 1673.3082 | -0.00097793 | 1671.6624 | 0.01693 | 1671.6534 | 0.91614
|  |  |  | -- | -- |  |  | 1111.4518 | 0.033267 | 1673.4454 | -0.00134 | 1671.7993 | 0.01678 | 1671.7903 | 0.91511
|  |  |  | -- | -- |  |  | 1111.4668 | 0.033284 | 1673.5826 | -0.00109 | 1671.9362 | 0.01663 | 1671.9272 | 0.91404
|  |  |  | -- | -- |  |  | 1111.4819 | 0.0333 | 1673.7198 | -0.0012 | 1672.0731 | 0.01648 | 1672.0642 | 0.91299
|  |  |  | -- | -- |  |  | 1111.4971 | 0.033316 | 1673.8572 | -0.00081341 | 1672.2101 | 0.01633 | 1672.2012 | 0.91201
|  |  |  | -- | -- |  |  | 1111.5122 | 0.033332 | 1673.9944 | -0.00026161 | 1672.3472 | 0.01619 | 1672.3381 | 0.91117
|  |  |  | -- | -- |  |  | 1111.5273 | 0.033348 | 1674.1317 | 0.00021511 | 1672.4841 | 0.01605 | 1672.4752 | 0.91052
|  |  |  | -- | -- |  |  | 1111.5425 | 0.033363 | 1674.269 | 0.00075319 | 1672.6212 | 0.01591 | 1672.6123 | 0.91008
|  |  |  | -- | -- |  |  | 1111.5576 | 0.033379 | 1674.4064 | 0.00058939 | 1672.7583 | 0.01576 | 1672.7493 | 0.90983
|  |  |  | -- | -- |  |  | 1111.5728 | 0.033394 | 1674.5437 | 0.00078755 | 1672.8954 | 0.01563 | 1672.8863 | 0.90971
|  |  |  | -- | -- |  |  | 1111.5879 | 0.03341 | 1674.681 | 0.00039032 | 1673.0325 | 0.01549 | 1673.0236 | 0.90964
|  |  |  | -- | -- |  |  | 1111.603 | 0.033426 | 1674.8185 | 0.00020332 | 1673.1696 | 0.01535 | 1673.1606 | 0.90953
|  |  |  | -- | -- |  |  | 1111.6182 | 0.033442 | 1674.9559 | -0.0002062 | 1673.3068 | 0.01522 | 1673.2978 | 0.9093
|  |  |  | -- | -- |  |  | 1111.6333 | 0.033458 | 1675.0934 | -3.513e-05 | 1673.444 | 0.01508 | 1673.4349 | 0.9089
|  |  |  | -- | -- |  |  | 1111.6484 | 0.033475 | 1675.2308 | 0.0004293 | 1673.5812 | 0.01495 | 1673.5721 | 0.90833
|  |  |  | -- | -- |  |  | 1111.6636 | 0.033492 | 1675.3683 | 0.00054085 | 1673.7184 | 0.01482 | 1673.7094 | 0.9076
|  |  |  | -- | -- |  |  | 1111.6787 | 0.033509 | 1675.5059 | 0.00076957 | 1673.8556 | 0.01468 | 1673.8467 | 0.90676
|  |  |  | -- | -- |  |  | 1111.6938 | 0.033527 | 1675.6433 | 0.00082093 | 1673.9929 | 0.01455 | 1673.9839 | 0.90587
|  |  |  | -- | -- |  |  | 1111.709 | 0.033545 | 1675.7809 | 0.00127 | 1674.1301 | 0.01442 | 1674.1212 | 0.90496
|  |  |  | -- | -- |  |  | 1111.7241 | 0.033563 | 1675.9186 | 0.00125 | 1674.2675 | 0.01429 | 1674.2585 | 0.90407
|  |  |  | -- | -- |  |  | 1111.7393 | 0.033582 | 1676.0561 | 0.0014 | 1674.4048 | 0.01416 | 1674.3959 | 0.90321
|  |  |  | -- | -- |  |  | 1111.7544 | 0.033602 | 1676.1937 | 0.00154 | 1674.5422 | 0.01403 | 1674.5332 | 0.90238
|  |  |  | -- | -- |  |  | 1111.7695 | 0.033621 | 1676.3314 | 0.00195 | 1674.6796 | 0.01391 | 1674.6705 | 0.90155
|  |  |  | -- | -- |  |  | 1111.7847 | 0.033642 | 1676.4691 | 0.00149 | 1674.817 | 0.01378 | 1674.808 | 0.9007
|  |  |  | -- | -- |  |  | 1111.7998 | 0.033663 | 1676.6068 | 0.00117 | 1674.9543 | 0.01365 | 1674.9454 | 0.89978
|  |  |  | -- | -- |  |  | 1111.8149 | 0.033685 | 1676.7445 | 0.00059333 | 1675.0918 | 0.01352 | 1675.0829 | 0.89877
|  |  |  | -- | -- |  |  | 1111.8301 | 0.033707 | 1676.8822 | 0.00067391 | 1675.2294 | 0.01339 | 1675.2203 | 0.89764
|  |  |  | -- | -- |  |  | 1111.8452 | 0.033729 | 1677.02 | 0.00074403 | 1675.3668 | 0.01326 | 1675.3578 | 0.89639
|  |  |  | -- | -- |  |  | 1111.8604 | 0.033752 | 1677.1578 | 0.00065268 | 1675.5043 | 0.01312 | 1675.4954 | 0.89502
|  |  |  | -- | -- |  |  | 1111.8755 | 0.033776 | 1677.2957 | -0.00019378 | 1675.6418 | 0.01299 | 1675.6329 | 0.89355
|  |  |  | -- | -- |  |  | 1111.8906 | 0.0338 | 1677.4335 | 0.00062358 | 1675.7794 | 0.01286 | 1675.7705 | 0.89201
|  |  |  | -- | -- |  |  | 1111.9058 | 0.033825 | 1677.5713 | 0.00121 | 1675.917 | 0.01272 | 1675.9081 | 0.8904
|  |  |  | -- | -- |  |  | 1111.9209 | 0.03385 | 1677.7092 | 0.00108 | 1676.0546 | 0.01259 | 1676.0457 | 0.88874
|  |  |  | -- | -- |  |  | 1111.936 | 0.033875 | 1677.8471 | 0.00133 | 1676.1923 | 0.01245 | 1676.1832 | 0.88705
|  |  |  | -- | -- |  |  | 1111.9512 | 0.033901 | 1677.985 | 0.00067474 | 1676.33 | 0.01231 | 1676.3209 | 0.88533
|  |  |  | -- | -- |  |  | 1111.9663 | 0.033927 | 1678.1229 | 0.00089005 | 1676.4675 | 0.01217 | 1676.4586 | 0.88358
|  |  |  | -- | -- |  |  | 1111.9816 | 0.033954 | 1678.2609 | 0.00060606 | 1676.6052 | 0.01203 | 1676.5963 | 0.88182
|  |  |  | -- | -- |  |  | 1111.9967 | 0.033981 | 1678.3989 | 0.00050065 | 1676.743 | 0.01189 | 1676.734 | 0.88007
|  |  |  | -- | -- |  |  | 1112.0118 | 0.034008 | 1678.5369 | 0.00037812 | 1676.8807 | 0.01174 | 1676.8717 | 0.87837
|  |  |  | -- | -- |  |  | 1112.027 | 0.034035 | 1678.6749 | 0.00058721 | 1677.0186 | 0.0116 | 1677.0095 | 0.87673
|  |  |  | -- | -- |  |  | 1112.0421 | 0.034062 | 1678.813 | 0.00066101 | 1677.1562 | 0.01145 | 1677.1473 | 0.87518
|  |  |  | -- | -- |  |  | 1112.0573 | 0.034089 | 1678.951 | 0.00088709 | 1677.2941 | 0.0113 | 1677.2852 | 0.87372
|  |  |  | -- | -- |  |  | 1112.0724 | 0.034116 | 1679.0892 | 5.4173e-05 | 1677.4319 | 0.01115 | 1677.423 | 0.87232
|  |  |  | -- | -- |  |  | 1112.0875 | 0.034143 | 1679.2273 | 0.0003829 | 1677.5698 | 0.011 | 1677.5608 | 0.87098
|  |  |  | -- | -- |  |  | 1112.1027 | 0.034169 | 1679.3655 | 0.00019865 | 1677.7076 | 0.01084 | 1677.6987 | 0.86966
|  |  |  | -- | -- |  |  | 1112.1178 | 0.034196 | 1679.5037 | 0.00059659 | 1677.8456 | 0.01069 | 1677.8365 | 0.86836
|  |  |  | -- | -- |  |  | 1112.1329 | 0.034222 | 1679.6418 | 0.0003374 | 1677.9835 | 0.01053 | 1677.9745 | 0.86707
|  |  |  | -- | -- |  |  | 1112.1481 | 0.034248 | 1679.78 | 0.00047084 | 1678.1215 | 0.01037 | 1678.1124 | 0.86578
|  |  |  | -- | -- |  |  | 1112.1632 | 0.034273 | 1679.9183 | 0.00060187 | 1678.2594 | 0.01021 | 1678.2504 | 0.8645
|  |  |  | -- | -- |  |  | 1112.1785 | 0.034297 | 1680.0566 | 0.00118 | 1678.3973 | 0.01005 | 1678.3884 | 0.86323
|  |  |  | -- | -- |  |  | 1112.1936 | 0.034321 | 1680.1948 | 0.00039748 | 1678.5354 | 0.00989 | 1678.5265 | 0.86198
|  |  |  | -- | -- |  |  | 1112.2087 | 0.034344 | 1680.3331 | 0.00012152 | 1678.6735 | 0.00973 | 1678.6644 | 0.86072
|  |  |  | -- | -- |  |  | 1112.2239 | 0.034366 | 1680.4716 | 0.00070085 | 1678.8115 | 0.00957 | 1678.8025 | 0.85943
|  |  |  | -- | -- |  |  | 1112.239 | 0.034388 | 1680.6099 | 0.00081798 | 1678.9496 | 0.00941 | 1678.9406 | 0.85807
|  |  |  | -- | -- |  |  | 1112.2541 | 0.034408 | 1680.7483 | 0.00131 | 1679.0876 | 0.00924 | 1679.0787 | 0.85661
|  |  |  | -- | -- |  |  | 1112.2693 | 0.034427 | 1680.8866 | 0.00145 | 1679.2258 | 0.00908 | 1679.2168 | 0.855
|  |  |  | -- | -- |  |  | 1112.2844 | 0.034445 | 1681.025 | 0.00178 | 1679.364 | 0.00892 | 1679.355 | 0.85324
|  |  |  | -- | -- |  |  | 1112.2996 | 0.034462 | 1681.1636 | 0.00212 | 1679.5022 | 0.00875 | 1679.4932 | 0.8513
|  |  |  | -- | -- |  |  | 1112.3148 | 0.034478 | 1681.302 | 0.00212 | 1679.6404 | 0.00859 | 1679.6314 | 0.84919
|  |  |  | -- | -- |  |  | 1112.33 | 0.034492 | 1681.4404 | 0.00234 | 1679.7786 | 0.00842 | 1679.7695 | 0.84694
|  |  |  | -- | -- |  |  | 1112.3451 | 0.034504 | 1681.579 | 0.00219 | 1679.9169 | 0.00826 | 1679.9078 | 0.84457
|  |  |  | -- | -- |  |  | 1112.3602 | 0.034516 | 1681.7175 | 0.00171 | 1680.055 | 0.0081 | 1680.0461 | 0.84211
|  |  |  | -- | -- |  |  | 1112.3754 | 0.034525 | 1681.8561 | 0.00239 | 1680.1934 | 0.00794 | 1680.1843 | 0.83959
|  |  |  | -- | -- |  |  | 1112.3905 | 0.034533 | 1681.9946 | 0.00231 | 1680.3317 | 0.00778 | 1680.3226 | 0.83703
|  |  |  | -- | -- |  |  | 1112.4056 | 0.034539 | 1682.1333 | 0.00276 | 1680.47 | 0.00762 | 1680.4611 | 0.83445
|  |  |  | -- | -- |  |  | 1112.4209 | 0.034544 | 1682.272 | 0.00223 | 1680.6084 | 0.00746 | 1680.5994 | 0.83188
|  |  |  | -- | -- |  |  | 1112.436 | 0.034546 | 1682.4105 | 0.00234 | 1680.7467 | 0.0073 | 1680.7378 | 0.8293
|  |  |  | -- | -- |  |  | 1112.4512 | 0.034547 | 1682.5492 | 0.0016 | 1680.8851 | 0.00714 | 1680.8761 | 0.82671
|  |  |  | -- | -- |  |  | 1112.4663 | 0.034546 | 1682.688 | 0.00209 | 1681.0236 | 0.00699 | 1681.0145 | 0.8241
|  |  |  | -- | -- |  |  | 1112.4814 | 0.034544 | 1682.8267 | 0.00224 | 1681.162 | 0.00683 | 1681.1531 | 0.82144
|  |  |  | -- | -- |  |  | 1112.4966 | 0.034539 | 1682.9654 | 0.0023 | 1681.3005 | 0.00668 | 1681.2915 | 0.8187
|  |  |  | -- | -- |  |  | 1112.5118 | 0.034532 | 1683.1041 | 0.00236 | 1681.439 | 0.00653 | 1681.4299 | 0.81584
|  |  |  | -- | -- |  |  | 1112.527 | 0.034524 | 1683.2429 | 0.00169 | 1681.5775 | 0.00638 | 1681.5685 | 0.81287
|  |  |  | -- | -- |  |  | 1112.5421 | 0.034514 | 1683.3818 | 0.00139 | 1681.7161 | 0.00623 | 1681.707 | 0.80976
|  |  |  | -- | -- |  |  | 1112.5573 | 0.034501 | 1683.5206 | 0.00128 | 1681.8546 | 0.00608 | 1681.8456 | 0.80654
|  |  |  | -- | -- |  |  | 1112.5724 | 0.034487 | 1683.6594 | 0.00105 | 1681.9932 | 0.00593 | 1681.9841 | 0.80323
|  |  |  | -- | -- |  |  | 1112.5876 | 0.034471 | 1683.7983 | 0.00084642 | 1682.1318 | 0.00579 | 1682.1228 | 0.79984
|  |  |  | -- | -- |  |  | 1112.6028 | 0.034453 | 1683.9373 | 0.0009236 | 1682.2704 | 0.00564 | 1682.2613 | 0.79642
|  |  |  | -- | -- |  |  | 1112.6179 | 0.034434 | 1684.0762 | 0.00101 | 1682.4091 | 0.0055 | 1682.4 | 0.793
|  |  |  | -- | -- |  |  | 1112.6331 | 0.034413 | 1684.2151 | 0.00055777 | 1682.5477 | 0.00536 | 1682.5387 | 0.7896
|  |  |  | -- | -- |  |  | 1112.6482 | 0.03439 | 1684.3541 | 0.00082721 | 1682.6864 | 0.00522 | 1682.6775 | 0.78622
|  |  |  | -- | -- |  |  | 1112.6635 | 0.034365 | 1684.4932 | 0.0011 | 1682.8252 | 0.00508 | 1682.8162 | 0.78286
|  |  |  | -- | -- |  |  | 1112.6786 | 0.034339 | 1684.6321 | 0.00104 | 1682.9639 | 0.00494 | 1682.955 | 0.77948
|  |  |  | -- | -- |  |  | 1112.6937 | 0.034312 | 1684.7711 | 0.00078132 | 1683.1027 | 0.0048 | 1683.0936 | 0.77603
|  |  |  | -- | -- |  |  | 1112.7089 | 0.034283 | 1684.9103 | 0.00086095 | 1683.2415 | 0.00466 | 1683.2324 | 0.77246
|  |  |  | -- | -- |  |  | 1112.724 | 0.034253 | 1685.0493 | 0.00086831 | 1683.3802 | 0.00452 | 1683.3712 | 0.76873
|  |  |  | -- | -- |  |  | 1112.7393 | 0.034221 | 1685.1885 | 0.00074029 | 1683.5192 | 0.00439 | 1683.5101 | 0.76482
|  |  |  | -- | -- |  |  | 1112.7544 | 0.034189 | 1685.3275 | 0.00137 | 1683.658 | 0.00426 | 1683.6489 | 0.76074
|  |  |  | -- | -- |  |  | 1112.7695 | 0.034156 | 1685.4667 | 0.00101 | 1683.7969 | 0.00412 | 1683.7878 | 0.75654
|  |  |  | -- | -- |  |  | 1112.7847 | 0.034122 | 1685.606 | 0.00053438 | 1683.9358 | 0.00399 | 1683.9268 | 0.75226
|  |  |  | -- | -- |  |  | 1112.7999 | 0.034087 | 1685.7451 | 0.00060949 | 1684.0747 | 0.00386 | 1684.0657 | 0.74795
|  |  |  | -- | -- |  |  | 1112.8151 | 0.034051 | 1685.8843 | 0.00024914 | 1684.2136 | 0.00373 | 1684.2046 | 0.74365
|  |  |  | -- | -- |  |  | 1112.8302 | 0.034015 | 1686.0236 | 0.00034124 | 1684.3527 | 0.0036 | 1684.3436 | 0.73937
|  |  |  | -- | -- |  |  | 1112.8453 | 0.033979 | 1686.1628 | 0.00042666 | 1684.4916 | 0.00347 | 1684.4825 | 0.7351
|  |  |  | -- | -- |  |  | 1112.8606 | 0.033943 | 1686.3021 | 0.00037624 | 1684.6306 | 0.00334 | 1684.6216 | 0.73079
|  |  |  | -- | -- |  |  | 1112.8757 | 0.033906 | 1686.4415 | 0.00023185 | 1684.7696 | 0.00321 | 1684.7606 | 0.72641
|  |  |  | -- | -- |  |  | 1112.8909 | 0.03387 | 1686.5808 | 0.00034711 | 1684.9087 | 0.00308 | 1684.8997 | 0.72192
|  |  |  | -- | -- |  |  | 1112.906 | 0.033834 | 1686.7202 | 0.00013281 | 1685.0478 | 0.00296 | 1685.0388 | 0.71729
|  |  |  | -- | -- |  |  | 1112.9213 | 0.033799 | 1686.8596 | 0.00028064 | 1685.1869 | 0.00283 | 1685.1779 | 0.71251
|  |  |  | -- | -- |  |  | 1112.9364 | 0.033764 | 1686.999 | 0.00053802 | 1685.326 | 0.00271 | 1685.317 | 0.70759
|  |  |  | -- | -- |  |  | 1112.9515 | 0.03373 | 1687.1384 | 0.00017008 | 1685.4652 | 0.00258 | 1685.4562 | 0.70254
|  |  |  | -- | -- |  |  | 1112.9667 | 0.033697 | 1687.2778 | 0.00030658 | 1685.6044 | 0.00246 | 1685.5953 | 0.6974
|  |  |  | -- | -- |  |  | 1112.9819 | 0.033665 | 1687.4174 | 0.00023434 | 1685.7436 | 0.00234 | 1685.7346 | 0.69219
|  |  |  | -- | -- |  |  | 1112.9971 | 0.033634 | 1687.5569 | 0.00035126 | 1685.8828 | 0.00222 | 1685.8738 | 0.68695
|  |  |  | -- | -- |  |  | 1113.0122 | 0.033605 | 1687.6964 | 0.00025491 | 1686.0221 | 0.0021 | 1686.0131 | 0.6817
|  |  |  | -- | -- |  |  | 1113.0275 | 0.033578 | 1687.8359 | 0.00050185 | 1686.1614 | 0.00198 | 1686.1523 | 0.67646
|  |  |  | -- | -- |  |  | 1113.0426 | 0.033552 | 1687.9755 | 0.00072504 | 1686.3007 | 0.00186 | 1686.2916 | 0.67124
|  |  |  | -- | -- |  |  | 1113.0577 | 0.033528 | 1688.1151 | 0.00023472 | 1686.4399 | 0.00175 | 1686.4309 | 0.66603
|  |  |  | -- | -- |  |  | 1113.073 | 0.033506 | 1688.2546 | 0.00067745 | 1686.5793 | 0.00163 | 1686.5703 | 0.66082
|  |  |  | -- | -- |  |  | 1113.0881 | 0.033487 | 1688.3943 | 0.00075911 | 1686.7186 | 0.00152 | 1686.7096 | 0.6556
|  |  |  | -- | -- |  |  | 1113.1033 | 0.03347 | 1688.5341 | 0.00112 | 1686.858 | 0.00141 | 1686.849 | 0.65035
|  |  |  | -- | -- |  |  | 1113.1184 | 0.033455 | 1688.6737 | 0.00142 | 1686.9974 | 0.0013 | 1686.9884 | 0.64507
|  |  |  | -- | -- |  |  | 1113.1337 | 0.033443 | 1688.8133 | 0.0016 | 1687.1368 | 0.00119 | 1687.1278 | 0.63973
|  |  |  | -- | -- |  |  | 1113.1488 | 0.033434 | 1688.9531 | 0.00158 | 1687.2764 | 0.00108 | 1687.2673 | 0.63435
|  |  |  | -- | -- |  |  | 1113.1639 | 0.033428 | 1689.0929 | 0.00145 | 1687.4158 | 0.00097576 | 1687.4067 | 0.62893
|  |  |  | -- | -- |  |  | 1113.1792 | 0.033425 | 1689.2327 | 0.00182 | 1687.5553 | 0.00087148 | 1687.5463 | 0.6235
|  |  |  | -- | -- |  |  | 1113.1943 | 0.033425 | 1689.3724 | 0.00176 | 1687.6948 | 0.00076892 | 1687.6858 | 0.61809
|  |  |  | -- | -- |  |  | 1113.2095 | 0.033429 | 1689.5123 | 0.00184 | 1687.8344 | 0.00066813 | 1687.8253 | 0.61272
|  |  |  | -- | -- |  |  | 1113.2247 | 0.033436 | 1689.6521 | 0.00147 | 1687.974 | 0.00056918 | 1687.965 | 0.60743
|  |  |  | -- | -- |  |  | 1113.2399 | 0.033446 | 1689.792 | 0.00152 | 1688.1135 | 0.00047214 | 1688.1045 | 0.60224
|  |  |  | -- | -- |  |  | 1113.255 | 0.033461 | 1689.9319 | 0.00177 | 1688.2532 | 0.00037708 | 1688.2441 | 0.59718
|  |  |  | -- | -- |  |  | 1113.2703 | 0.033478 | 1690.0718 | 0.00177 | 1688.3928 | 0.00028406 | 1688.3838 | 0.59226
|  |  |  | -- | -- |  |  | 1113.2854 | 0.0335 | 1690.2118 | 0.00181 | 1688.5325 | 0.00019315 | 1688.5234 | 0.58748
|  |  |  | -- | -- |  |  | 1113.3005 | 0.033525 | 1690.3517 | 0.00203 | 1688.6721 | 0.00010442 | 1688.6631 | 0.58283
|  |  |  | -- | -- |  |  | 1113.3158 | 0.033554 | 1690.4917 | 0.00155 | 1688.8119 | 1.7939e-05 | 1688.8029 | 0.57832
|  |  |  | -- | -- |  |  | 1113.3309 | 0.033588 | 1690.6317 | 0.0017 | 1688.9517 | -6.6218e-05 | 1688.9426 | 0.57393
|  |  |  | -- | -- |  |  | 1113.3461 | 0.033625 | 1690.7717 | 0.00133 | 1689.0913 | -0.00014798 | 1689.0823 | 0.56967
|  |  |  | -- | -- |  |  | 1113.3613 | 0.033666 | 1690.9119 | 0.00195 | 1689.2312 | -0.00022728 | 1689.2222 | 0.56555
|  |  |  | -- | -- |  |  | 1113.3765 | 0.03371 | 1691.0519 | 0.0017 | 1689.371 | -0.00030406 | 1689.3619 | 0.5616
|  |  |  | -- | -- |  |  | 1113.3917 | 0.033759 | 1691.192 | 0.00165 | 1689.5107 | -0.00037823 | 1689.5017 | 0.55786
|  |  |  | -- | -- |  |  | 1113.4069 | 0.033812 | 1691.3321 | 0.00186 | 1689.6506 | -0.00044975 | 1689.6416 | 0.55436
|  |  |  | -- | -- |  |  | 1113.422 | 0.033869 | 1691.4723 | 0.00139 | 1689.7905 | -0.00051855 | 1689.7815 | 0.55115
|  |  |  | -- | -- |  |  | 1113.4373 | 0.03393 | 1691.6124 | 0.00146 | 1689.9304 | -0.00058457 | 1689.9214 | 0.54823
|  |  |  | -- | -- |  |  | 1113.4524 | 0.033994 | 1691.7527 | 0.00136 | 1690.0703 | -0.00064777 | 1690.0613 | 0.54561
|  |  |  | -- | -- |  |  | 1113.4677 | 0.034062 | 1691.8928 | 0.00151 | 1690.2102 | -0.0007081 | 1690.2012 | 0.5433
|  |  |  | -- | -- |  |  | 1113.4828 | 0.034134 | 1692.0331 | 0.00107 | 1690.3502 | -0.00076553 | 1690.3412 | 0.54127
|  |  |  | -- | -- |  |  | 1113.4979 | 0.03421 | 1692.1733 | 0.0012 | 1690.4902 | -0.00082002 | 1690.4812 | 0.53951
|  |  |  | -- | -- |  |  | 1113.5132 | 0.034289 | 1692.3137 | 0.00122 | 1690.6302 | -0.00087156 | 1690.6212 | 0.538
|  |  |  | -- | -- |  |  | 1113.5283 | 0.034372 | 1692.454 | 0.00089862 | 1690.7703 | -0.00092013 | 1690.7612 | 0.53674
|  |  |  | -- | -- |  |  | 1113.5436 | 0.034458 | 1692.5944 | 0.00065691 | 1690.9103 | -0.00096574 | 1690.9012 | 0.53573
|  |  |  | -- | -- |  |  | 1113.5587 | 0.034547 | 1692.7347 | 0.0003663 | 1691.0504 | -0.00101 | 1691.0414 | 0.53497
|  |  |  | -- | -- |  |  | 1113.5739 | 0.034639 | 1692.8751 | 0.00050275 | 1691.1904 | -0.00105 | 1691.1814 | 0.53444
|  |  |  | -- | -- |  |  | 1113.5891 | 0.034735 | 1693.0155 | 0.00019181 | 1691.3306 | -0.00108 | 1691.3215 | 0.53414
|  |  |  | -- | -- |  |  | 1113.6042 | 0.034833 | 1693.1559 | 0.00046489 | 1691.4707 | -0.00112 | 1691.4617 | 0.53406
|  |  |  | -- | -- |  |  | 1113.6195 | 0.034934 | 1693.2964 | 0.00092258 | 1691.611 | -0.00115 | 1691.6019 | 0.5342
|  |  |  | -- | -- |  |  | 1113.6346 | 0.035038 | 1693.4369 | 0.00064833 | 1691.7511 | -0.00118 | 1691.7421 | 0.53453
|  |  |  | -- | -- |  |  | 1113.6498 | 0.035144 | 1693.5773 | 0.00066078 | 1691.8914 | -0.0012 | 1691.8823 | 0.53506
|  |  |  | -- | -- |  |  | 1113.665 | 0.035252 | 1693.7179 | 0.00041205 | 1692.0316 | -0.00123 | 1692.0226 | 0.53577
|  |  |  | -- | -- |  |  | 1113.6802 | 0.035362 | 1693.8584 | 0.0002914 | 1692.1719 | -0.00125 | 1692.1628 | 0.53664
|  |  |  | -- | -- |  |  | 1113.6954 | 0.035475 | 1693.999 | 0.00042674 | 1692.3121 | -0.00127 | 1692.3031 | 0.53763
|  |  |  | -- | -- |  |  | 1113.7106 | 0.035589 | 1694.1395 | -0.00032368 | 1692.4525 | -0.00128 | 1692.4434 | 0.53874
|  |  |  | -- | -- |  |  | 1113.7258 | 0.035704 | 1694.2802 | -6.6209e-05 | 1692.5928 | -0.0013 | 1692.5837 | 0.53991
|  |  |  | -- | -- |  |  | 1113.741 | 0.035821 | 1694.4208 | -0.00040143 | 1692.7332 | -0.00131 | 1692.7241 | 0.54113
|  |  |  | -- | -- |  |  | 1113.7562 | 0.035939 | 1694.5615 | -0.00028604 | 1692.8735 | -0.00132 | 1692.8645 | 0.54235
|  |  |  | -- | -- |  |  | 1113.7714 | 0.036058 | 1694.7022 | -0.00010743 | 1693.0139 | -0.00133 | 1693.0049 | 0.54357
|  |  |  | -- | -- |  |  | 1113.7865 | 0.036178 | 1694.8429 | 0.00040713 | 1693.1544 | -0.00134 | 1693.1454 | 0.54476
|  |  |  | -- | -- |  |  | 1113.8018 | 0.036299 | 1694.9836 | 0.00064091 | 1693.2948 | -0.00135 | 1693.2858 | 0.54592
|  |  |  | -- | -- |  |  | 1113.8169 | 0.03642 | 1695.1244 | 0.00028061 | 1693.4353 | -0.00135 | 1693.4263 | 0.54705
|  |  |  | -- | -- |  |  | 1113.8322 | 0.036541 | 1695.2651 | 0.00065874 | 1693.5758 | -0.00136 | 1693.5668 | 0.54814
|  |  |  | -- | -- |  |  | 1113.8473 | 0.036662 | 1695.4059 | 0.00080205 | 1693.7163 | -0.00136 | 1693.7073 | 0.54919
|  |  |  | -- | -- |  |  | 1113.8625 | 0.036783 | 1695.5467 | 0.00082387 | 1693.8569 | -0.00136 | 1693.8478 | 0.55018
|  |  |  | -- | -- |  |  | 1113.8777 | 0.036904 | 1695.6876 | 0.00118 | 1693.9974 | -0.00137 | 1693.9884 | 0.5511
|  |  |  | -- | -- |  |  | 1113.8929 | 0.037024 | 1695.8285 | 0.00163 | 1694.1381 | -0.00137 | 1694.129 | 0.55194
|  |  |  | -- | -- |  |  | 1113.9081 | 0.037143 | 1695.9694 | 0.00101 | 1694.2787 | -0.00137 | 1694.2696 | 0.55269
|  |  |  | -- | -- |  |  | 1113.9233 | 0.037262 | 1696.1103 | 0.00128 | 1694.4193 | -0.00138 | 1694.4103 | 0.55336
|  |  |  | -- | -- |  |  | 1113.9385 | 0.037379 | 1696.2512 | 0.00149 | 1694.5599 | -0.00138 | 1694.5509 | 0.55394
|  |  |  | -- | -- |  |  | 1113.9537 | 0.037496 | 1696.3922 | 0.0019 | 1694.7007 | -0.00139 | 1694.6915 | 0.55443
|  |  |  | -- | -- |  |  | 1113.9689 | 0.037611 | 1696.5332 | 0.00206 | 1694.8413 | -0.00139 | 1694.8323 | 0.55481
|  |  |  | -- | -- |  |  | 1113.9841 | 0.037724 | 1696.6742 | 0.0021 | 1694.9821 | -0.0014 | 1694.973 | 0.55505
|  |  |  | -- | -- |  |  | 1113.9993 | 0.037835 | 1696.8153 | 0.00212 | 1695.1228 | -0.00141 | 1695.1138 | 0.55513
|  |  |  | -- | -- |  |  | 1114.0145 | 0.037945 | 1696.9563 | 0.00254 | 1695.2637 | -0.00141 | 1695.2545 | 0.555
|  |  |  | -- | -- |  |  | 1114.0297 | 0.038053 | 1697.0974 | 0.00239 | 1695.4044 | -0.00142 | 1695.3954 | 0.55464
|  |  |  | -- | -- |  |  | 1114.0449 | 0.038158 | 1697.2385 | 0.00282 | 1695.5453 | -0.00143 | 1695.5361 | 0.55407
|  |  |  | -- | -- |  |  | 1114.0601 | 0.038262 | 1697.3796 | 0.00303 | 1695.686 | -0.00145 | 1695.677 | 0.55329
|  |  |  | -- | -- |  |  | 1114.0753 | 0.038363 | 1697.5207 | 0.00273 | 1695.8269 | -0.00146 | 1695.8179 | 0.55235
|  |  |  | -- | -- |  |  | 1114.0905 | 0.038461 | 1697.662 | 0.0026 | 1695.9679 | -0.00148 | 1695.9587 | 0.55126
|  |  |  | -- | -- |  |  | 1114.1057 | 0.038557 | 1697.8032 | 0.00209 | 1696.1088 | -0.00149 | 1696.0997 | 0.55008
|  |  |  | -- | -- |  |  | 1114.1209 | 0.03865 | 1697.9445 | 0.00262 | 1696.2498 | -0.00151 | 1696.2406 | 0.54881
|  |  |  | -- | -- |  |  | 1114.1361 | 0.03874 | 1698.0857 | 0.00272 | 1696.3908 | -0.00153 | 1696.3816 | 0.54746
|  |  |  | -- | -- |  |  | 1114.1514 | 0.038828 | 1698.2269 | 0.0029 | 1696.5317 | -0.00155 | 1696.5226 | 0.54602
|  |  |  | -- | -- |  |  | 1114.1665 | 0.038913 | 1698.3682 | 0.0033 | 1696.6727 | -0.00158 | 1696.6636 | 0.54448
|  |  |  | -- | -- |  |  | 1114.1818 | 0.038994 | 1698.5095 | 0.00275 | 1696.8137 | -0.0016 | 1696.8047 | 0.54283
|  |  |  | -- | -- |  |  | 1114.1969 | 0.039073 | 1698.6509 | 0.0025 | 1696.9548 | -0.00163 | 1696.9457 | 0.54105
|  |  |  | -- | -- |  |  | 1114.2122 | 0.039148 | 1698.7922 | 0.0026 | 1697.0958 | -0.00166 | 1697.0868 | 0.53914
|  |  |  | -- | -- |  |  | 1114.2273 | 0.03922 | 1698.9336 | 0.00214 | 1697.2369 | -0.00169 | 1697.2279 | 0.53709
|  |  |  | -- | -- |  |  | 1114.2426 | 0.039289 | 1699.0751 | 0.00197 | 1697.3781 | -0.00172 | 1697.369 | 0.53493
|  |  |  | -- | -- |  |  | 1114.2577 | 0.039355 | 1699.2164 | 0.00209 | 1697.5193 | -0.00175 | 1697.5103 | 0.53264
|  |  |  | -- | -- |  |  | 1114.2729 | 0.039418 | 1699.3579 | 0.00188 | 1697.6604 | -0.00178 | 1697.6514 | 0.53024
|  |  |  | -- | -- |  |  | 1114.2882 | 0.039478 | 1699.4994 | 0.00188 | 1697.8016 | -0.00182 | 1697.7926 | 0.52773
|  |  |  | -- | -- |  |  | 1114.3033 | 0.039534 | 1699.6409 | 0.00213 | 1697.9429 | -0.00186 | 1697.9338 | 0.52512
|  |  |  | -- | -- |  |  | 1114.3186 | 0.039587 | 1699.7825 | 0.00145 | 1698.0841 | -0.00189 | 1698.0751 | 0.52241
|  |  |  | -- | -- |  |  | 1114.3337 | 0.039637 | 1699.9241 | 0.00152 | 1698.2253 | -0.00193 | 1698.2163 | 0.51962
|  |  |  | -- | -- |  |  | 1114.349 | 0.039683 | 1700.0656 | 0.00139 | 1698.3667 | -0.00197 | 1698.3577 | 0.51678
|  |  |  | -- | -- |  |  | 1114.3641 | 0.039727 | 1700.2071 | 0.00086727 | 1698.5081 | -0.00201 | 1698.4989 | 0.51388
|  |  |  | -- | -- |  |  | 1114.3794 | 0.039767 | 1700.3489 | 0.00101 | 1698.6493 | -0.00206 | 1698.6403 | 0.51096
|  |  |  | -- | -- |  |  | 1114.3947 | 0.039804 | 1700.4905 | 0.00098289 | 1698.7906 | -0.0021 | 1698.7816 | 0.508
|  |  |  | -- | -- |  |  | 1114.4098 | 0.039838 | 1700.6321 | 0.00119 | 1698.9321 | -0.00214 | 1698.923 | 0.50501
|  |  |  | -- | -- |  |  | 1114.425 | 0.039869 | 1700.7738 | 0.00122 | 1699.0735 | -0.00218 | 1699.0645 | 0.50196
|  |  |  | -- | -- |  |  | 1114.4402 | 0.039897 | 1700.9155 | 0.00083807 | 1699.215 | -0.00223 | 1699.2059 | 0.49882
|  |  |  | -- | -- |  |  | 1114.4554 | 0.039922 | 1701.0573 | 0.00058259 | 1699.3564 | -0.00227 | 1699.3473 | 0.49557
|  |  |  | -- | -- |  |  | 1114.4707 | 0.039945 | 1701.1991 | 0.00047209 | 1699.4979 | -0.00231 | 1699.4888 | 0.49218
|  |  |  | -- | -- |  |  | 1114.4858 | 0.039964 | 1701.3408 | 0.00062759 | 1699.6394 | -0.00235 | 1699.6304 | 0.48864
|  |  |  | -- | -- |  |  | 1114.5011 | 0.03998 | 1701.4827 | 0.00056862 | 1699.7809 | -0.0024 | 1699.7719 | 0.48496
|  |  |  | -- | -- |  |  | 1114.5164 | 0.039994 | 1701.6245 | 0.0009397 | 1699.9225 | -0.00244 | 1699.9135 | 0.48118
|  |  |  | -- | -- |  |  | 1114.5315 | 0.040005 | 1701.7664 | 0.00115 | 1700.0641 | -0.00248 | 1700.0549 | 0.47733
|  |  |  | -- | -- |  |  | 1114.5468 | 0.040014 | 1701.9082 | 0 | 1700.2057 | -0.00252 | 1700.1965 | 0.47348
|  |  |  | -- | -- |  |  | 1114.5619 | 0.04002 | 1702.0502 | 0 | 1700.3473 | -0.00256 | 1700.3383 | 0.46965
|  |  |  | -- | -- |  |  | 1114.5771 | 0.040023 | 1702.1921 | 0 | 1700.4889 | -0.0026 | 1700.4799 | 0.4659
|  |  |  | -- | -- |  |  | 1114.5924 | 0.040024 | 1702.3341 | 0 | 1700.6306 | -0.00264 | 1700.6216 | 0.46224
|  |  |  | -- | -- |  |  | 1114.6075 | 0.040022 | 1702.4761 | 0 | 1700.7723 | -0.00268 | 1700.7632 | 0.45866
|  |  |  | -- | -- |  |  | 1114.6228 | 0.040018 | 1702.618 | 0 | 1700.9141 | -0.00271 | 1700.9049 | 0.45514
|  |  |  | -- | -- |  |  | 1114.6381 | 0.040012 | 1702.76 | 0 | 1701.0558 | -0.00275 | 1701.0466 | 0.45169
|  |  |  | -- | -- |  |  | 1114.6532 | 0.040004 | 1702.9021 | 0 | 1701.1975 | -0.00278 | 1701.1885 | 0.44827
|  |  |  | -- | -- |  |  | 1114.6685 | 0.039993 | 1703.0442 | 0 | 1701.3394 | -0.00281 | 1701.3302 | 0.44489
|  |  |  | -- | -- |  |  | 1114.6837 | 0.039981 | 1703.1863 | 0 | 1701.4811 | -0.00284 | 1701.4721 | 0.44156
|  |  |  | -- | -- |  |  | 1114.6989 | 0.039966 | 1703.3284 | 0 | 1701.6229 | -0.00287 | 1701.6139 | 0.43831
|  |  |  | -- | -- |  |  | 1114.7141 | 0.039949 | 1703.4706 | 0 | 1701.7649 | -0.0029 | 1701.7557 | 0.43515
|  |  |  | -- | -- |  |  | 1114.7294 | 0.039931 | 1703.6127 | 0 | 1701.9067 | -0.00293 | 1701.8976 | 0.43214
|  |  |  | -- | -- |  |  | 1114.7445 | 0.03991 | 1703.7549 | 0 | 1702.0486 | -0.00295 | 1702.0395 | 0.42929
|  |  |  | -- | -- |  |  | 1114.7598 | 0.039887 | 1703.8971 | 0 | 1702.1906 | -0.00297 | 1702.1815 | 0.42665
|  |  |  | -- | -- |  |  | 1114.775 | 0.039863 | 1704.0393 | 0 | 1702.3325 | -0.00299 | 1702.3234 | 0.42425
|  |  |  | -- | -- |  |  | 1114.7902 | 0.039837 | 1704.1816 | 0 | 1702.4745 | -0.00301 | 1702.4654 | 0.42211
|  |  |  | -- | -- |  |  | 1114.8054 | 0.039809 | 1704.324 | 0 | 1702.6165 | -0.00303 | 1702.6074 | 0.42025
|  |  |  | -- | -- |  |  | 1114.8207 | 0.039779 | 1704.4662 | 0 | 1702.7585 | -0.00305 | 1702.7494 | 0.41867
|  |  |  | -- | -- |  |  | 1114.8358 | 0.039747 | 1704.6085 | 0 | 1702.9005 | -0.00306 | 1702.8915 | 0.41736
|  |  |  | -- | -- |  |  | 1114.8511 | 0.039714 | 1704.751 | 0 | 1703.0426 | -0.00308 | 1703.0336 | 0.41631
|  |  |  | -- | -- |  |  | 1114.8663 | 0.039679 | 1704.8933 | 0 | 1703.1847 | -0.00309 | 1703.1757 | 0.41548
|  |  |  | -- | -- |  |  | 1114.8816 | 0.039642 | 1705.0358 | 0 | 1703.3269 | -0.0031 | 1703.3177 | 0.41484
|  |  |  | -- | -- |  |  | 1114.8967 | 0.039604 | 1705.1781 | 0 | 1703.469 | -0.00311 | 1703.46 | 0.41435
|  |  |  | -- | -- |  |  | 1114.912 | 0.039564 | 1705.3206 | 0 | 1703.6112 | -0.00312 | 1703.602 | 0.41397
|  |  |  | -- | -- |  |  | 1114.9272 | 0.039522 | 1705.4631 | 0 | 1703.7534 | -0.00312 | 1703.7443 | 0.41368
|  |  |  | -- | -- |  |  | 1114.9424 | 0.039478 | 1705.6056 | 0 | 1703.8956 | -0.00313 | 1703.8865 | 0.41344
|  |  |  | -- | -- |  |  | 1114.9576 | 0.039433 | 1705.748 | 0 | 1704.0378 | -0.00313 | 1704.0287 | 0.41326
|  |  |  | -- | -- |  |  | 1114.9729 | 0.039387 | 1705.8906 | 0 | 1704.18 | -0.00314 | 1704.171 | 0.41314
|  |  |  | -- | -- |  |  | 1114.9882 | 0.039338 | 1706.0332 | 0 | 1704.3224 | -0.00314 | 1704.3132 | 0.41311
|  |  |  | -- | -- |  |  | 1115.0033 | 0.039288 | 1706.1758 | 0 | 1704.4647 | -0.00314 | 1704.4556 | 0.4132
|  |  |  | -- | -- |  |  | 1115.0186 | 0.039237 | 1706.3185 | 0 | 1704.6071 | -0.00314 | 1704.5979 | 0.41344
|  |  |  | -- | -- |  |  | 1115.0338 | 0.039184 | 1706.4611 | 0 | 1704.7494 | -0.00314 | 1704.7402 | 0.41386
|  |  |  | -- | -- |  |  | 1115.049 | 0.039129 | 1706.6038 | 0 | 1704.8917 | -0.00314 | 1704.8827 | 0.41447
|  |  |  | -- | -- |  |  | 1115.0642 | 0.039072 | 1706.7465 | 0 | 1705.0342 | -0.00314 | 1705.025 | 0.41527
|  |  |  | -- | -- |  |  | 1115.0795 | 0.039014 | 1706.8892 | 0 | 1705.1766 | -0.00314 | 1705.1675 | 0.41623
|  |  |  | -- | -- |  |  | 1115.0947 | 0.038954 | 1707.0319 | 0 | 1705.3191 | -0.00313 | 1705.3099 | 0.41732
|  |  |  | -- | -- |  |  | 1115.1099 | 0.038893 | 1707.1747 | 0 | 1705.4615 | -0.00313 | 1705.4524 | 0.41847
|  |  |  | -- | -- |  |  | 1115.1251 | 0.03883 | 1707.3175 | 0 | 1705.604 | -0.00313 | 1705.595 | 0.41963
|  |  |  | -- | -- |  |  | 1115.1404 | 0.038765 | 1707.4603 | 0 | 1705.7466 | -0.00312 | 1705.7374 | 0.42071
|  |  |  | -- | -- |  |  | 1115.1556 | 0.038698 | 1707.6031 | 0 | 1705.8892 | -0.00312 | 1705.88 | 0.42166
|  |  |  | -- | -- |  |  | 1115.1709 | 0.03863 | 1707.746 | 0 | 1706.0317 | -0.00311 | 1706.0226 | 0.42244
|  |  |  | -- | -- |  |  | 1115.186 | 0.038561 | 1707.8888 | 0 | 1706.1743 | -0.00311 | 1706.1652 | 0.42301
|  |  |  | -- | -- |  |  | 1115.2013 | 0.03849 | 1708.0317 | 0 | 1706.3169 | -0.0031 | 1706.3079 | 0.42339
|  |  |  | -- | -- |  |  | 1115.2166 | 0.038417 | 1708.1747 | 0 | 1706.4596 | -0.00309 | 1706.4504 | 0.42362
|  |  |  | -- | -- |  |  | 1115.2318 | 0.038342 | 1708.3176 | 0 | 1706.6022 | -0.00309 | 1706.5931 | 0.42374
|  |  |  | -- | -- |  |  | 1115.2469 | 0.038266 | 1708.4606 | 0 | 1706.7449 | -0.00308 | 1706.7358 | 0.42381
|  |  |  | -- | -- |  |  | 1115.2622 | 0.038189 | 1708.6036 | 0 | 1706.8876 | -0.00308 | 1706.8785 | 0.4239
|  |  |  | -- | -- |  |  | 1115.2775 | 0.03811 | 1708.7467 | 0 | 1707.0304 | -0.00307 | 1707.0212 | 0.42405
|  |  |  | -- | -- |  |  | 1115.2927 | 0.038029 | 1708.8897 | 0 | 1707.1731 | -0.00307 | 1707.1641 | 0.42428
|  |  |  | -- | -- |  |  | 1115.308 | 0.037947 | 1709.0328 | 0 | 1707.3159 | -0.00306 | 1707.3068 | 0.42461
|  |  |  | -- | -- |  |  | 1115.3231 | 0.037864 | 1709.1759 | 0 | 1707.4587 | -0.00306 | 1707.4496 | 0.42502
|  |  |  | -- | -- |  |  | 1115.3384 | 0.037779 | 1709.319 | 0 | 1707.6016 | -0.00305 | 1707.5924 | 0.4255
|  |  |  | -- | -- |  |  | 1115.3536 | 0.037693 | 1709.4622 | 0 | 1707.7444 | -0.00305 | 1707.7353 | 0.42601
|  |  |  | -- | -- |  |  | 1115.3689 | 0.037605 | 1709.6054 | 0 | 1707.8873 | -0.00304 | 1707.8782 | 0.42651
|  |  |  | -- | -- |  |  | 1115.3842 | 0.037517 | 1709.7485 | 0 | 1708.0303 | -0.00304 | 1708.0211 | 0.42697
|  |  |  | -- | -- |  |  | 1115.3993 | 0.037427 | 1709.8917 | 0 | 1708.1731 | -0.00304 | 1708.1641 | 0.42735
|  |  |  | -- | -- |  |  | 1115.4146 | 0.037336 | 1710.035 | 0 | 1708.3162 | -0.00304 | 1708.307 | 0.42764
|  |  |  | -- | -- |  |  | 1115.4298 | 0.037244 | 1710.1782 | 0 | 1708.4591 | -0.00303 | 1708.4499 | 0.42784
|  |  |  | -- | -- |  |  | 1115.4451 | 0.03715 | 1710.3215 | 0 | 1708.602 | -0.00303 | 1708.593 | 0.42796
|  |  |  | -- | -- |  |  | 1115.4603 | 0.037056 | 1710.4648 | 0 | 1708.7451 | -0.00303 | 1708.736 | 0.42801
|  |  |  | -- | -- |  |  | 1115.4756 | 0.036961 | 1710.6082 | 0 | 1708.8882 | -0.00303 | 1708.879 | 0.42801
|  |  |  | -- | -- |  |  | 1115.4907 | 0.036866 | 1710.7516 | 0 | 1709.0312 | -0.00303 | 1709.0221 | 0.42799
|  |  |  | -- | -- |  |  | 1115.506 | 0.036769 | 1710.8949 | 0 | 1709.1743 | -0.00304 | 1709.1653 | 0.42795
|  |  |  | -- | -- |  |  | 1115.5212 | 0.036672 | 1711.0383 | 0 | 1709.3175 | -0.00304 | 1709.3084 | 0.42789
|  |  |  | -- | -- |  |  | 1115.5365 | 0.036575 | 1711.1818 | 0 | 1709.4606 | -0.00304 | 1709.4515 | 0.42781
|  |  |  | -- | -- |  |  | 1115.5518 | 0.036476 | 1711.3252 | 0 | 1709.6038 | -0.00305 | 1709.5946 | 0.4277
|  |  |  | -- | -- |  |  | 1115.567 | 0.036378 | 1711.4688 | 0 | 1709.7469 | -0.00305 | 1709.7379 | 0.42756
|  |  |  | -- | -- |  |  | 1115.5823 | 0.036279 | 1711.6122 | 0 | 1709.8901 | -0.00306 | 1709.8811 | 0.42738
|  |  |  | -- | -- |  |  | 1115.5974 | 0.03618 | 1711.7557 | 0 | 1710.0334 | -0.00306 | 1710.0243 | 0.42717
|  |  |  | -- | -- |  |  | 1115.6127 | 0.036081 | 1711.8993 | 0 | 1710.1768 | -0.00307 | 1710.1676 | 0.4269
|  |  |  | -- | -- |  |  | 1115.6279 | 0.035982 | 1712.0429 | 0 | 1710.32 | -0.00308 | 1710.3109 | 0.42657
|  |  |  | -- | -- |  |  | 1115.6432 | 0.035883 | 1712.1865 | 0 | 1710.4633 | -0.00309 | 1710.4542 | 0.42615
|  |  |  | -- | -- |  |  | 1115.6584 | 0.035785 | 1712.3301 | 0 | 1710.6067 | -0.00309 | 1710.5975 | 0.42561
|  |  |  | -- | -- |  |  | 1115.6737 | 0.035686 | 1712.4738 | 0 | 1710.75 | -0.0031 | 1710.7408 | 0.42491
|  |  |  | -- | -- |  |  | 1115.689 | 0.035588 | 1712.6174 | 0 | 1710.8934 | -0.00311 | 1710.8843 | 0.42403
|  |  |  | -- | -- |  |  | 1115.7042 | 0.035491 | 1712.7611 | 0 | 1711.0369 | -0.00312 | 1711.0277 | 0.42296
|  |  |  | -- | -- |  |  | 1115.7195 | 0.035394 | 1712.9049 | 0 | 1711.1803 | -0.00314 | 1711.1711 | 0.42172
|  |  |  | -- | -- |  |  | 1115.7346 | 0.035297 | 1713.0486 | 0 | 1711.3237 | -0.00315 | 1711.3146 | 0.42034
|  |  |  | -- | -- |  |  | 1115.7499 | 0.035202 | 1713.1924 | 0 | 1711.4672 | -0.00316 | 1711.458 | 0.41886
|  |  |  | -- | -- |  |  | 1115.7651 | 0.035107 | 1713.3362 | 0 | 1711.6107 | -0.00317 | 1711.6016 | 0.41733
|  |  |  | -- | -- |  |  | 1115.7804 | 0.035013 | 1713.48 | 0 | 1711.7543 | 0 | 1711.7451 | 0.41581
|  |  |  | -- | -- |  |  | 1115.7957 | 0.034921 | 1713.6239 | 0 | 1711.8978 | 0 | 1711.8887 | 0.41433
|  |  |  | -- | -- |  |  | 1115.8109 | 0.034829 | 1713.7677 | 0 | 1712.0414 | 0 | 1712.0322 | 0.41294
|  |  |  | -- | -- |  |  | 1115.8262 | 0.034739 | 1713.9116 | 0 | 1712.1849 | 0 | 1712.1758 | 0.41164
|  |  |  | -- | -- |  |  | 1115.8414 | 0.03465 | 1714.0555 | 0 | 1712.3286 | 0 | 1712.3195 | 0.41044
|  |  |  | -- | -- |  |  | 1115.8567 | 0.034562 | 1714.1995 | 0 | 1712.4723 | 0 | 1712.4631 | 0.40935
|  |  |  | -- | -- |  |  | 1115.8719 | 0.034476 | 1714.3435 | 0 | 1712.616 | 0 | 1712.6068 | 0.40835
|  |  |  | -- | -- |  |  | 1115.8872 | 0.034391 | 1714.4874 | 0 | 1712.7596 | 0 | 1712.7505 | 0.40741
|  |  |  | -- | -- |  |  | 1115.9023 | 0.034308 | 1714.6315 | 0 | 1712.9033 | 0 | 1712.8942 | 0.40653
|  |  |  | -- | -- |  |  | 1115.9176 | 0.034227 | 1714.7755 | 0 | 1713.0471 | 0 | 1713.038 | 0.40567
|  |  |  | -- | -- |  |  | 1115.9329 | 0.034147 | 1714.9196 | 0 | 1713.1909 | 0 | 1713.1818 | 0.40481
|  |  |  | -- | -- |  |  | 1115.9481 | 0.034069 | 1715.0636 | 0 | 1713.3347 | 0 | 1713.3256 | 0.40393
|  |  |  | -- | -- |  |  | 1115.9634 | 0.033993 | 1715.2078 | 0 | 1713.4785 | 0 | 1713.4694 | 0.40301
|  |  |  | -- | -- |  |  | 1115.9786 | 0.033919 | 1715.3519 | 0 | 1713.6223 | 0 | 1713.6132 | 0.40206
|  |  |  | -- | -- |  |  | 1115.9939 | 0.033846 | 1715.4961 | 0 | 1713.7662 | 0 | 1713.7571 | 0.40107
|  |  |  | -- | -- |  |  | 1116.0092 | 0.033776 | 1715.6403 | 0 | 1713.91 | 0 | 1713.901 | 0.40003
|  |  |  | -- | -- |  |  | 1116.0244 | 0.033708 | 1715.7844 | 0 | 1714.054 | 0 | 1714.0449 | 0.39895
|  |  |  | -- | -- |  |  | 1116.0397 | 0.033641 | 1715.9287 | 0 | 1714.198 | 0 | 1714.1888 | 0.39781
|  |  |  | -- | -- |  |  | 1116.0549 | 0.033577 | 1716.0729 | 0 | 1714.3419 | 0 | 1714.3328 | 0.39662
|  |  |  | -- | -- |  |  | 1116.0702 | 0.033515 | 1716.2172 | 0 | 1714.486 | 0 | 1714.4768 | 0.39537
|  |  |  | -- | -- |  |  | 1116.0854 | 0.033455 | 1716.3616 | 0 | 1714.6299 | 0 | 1714.6207 | 0.39408
|  |  |  | -- | -- |  |  | 1116.1007 | 0.033397 | 1716.5059 | 0 | 1714.7739 | 0 | 1714.7648 | 0.39277
|  |  |  | -- | -- |  |  | 1116.116 | 0.033341 | 1716.6501 | 0 | 1714.918 | 0 | 1714.9088 | 0.39147
|  |  |  | -- | -- |  |  | 1116.1312 | 0.033288 | 1716.7946 | 0 | 1715.0621 | 0 | 1715.053 | 0.3902
|  |  |  | -- | -- |  |  | 1116.1465 | 0.033236 | 1716.939 | 0 | 1715.2062 | 0 | 1715.197 | 0.38901
|  |  |  | -- | -- |  |  | 1116.1617 | 0.033187 | 1717.0834 | 0 | 1715.3503 | 0 | 1715.3412 | 0.38789
|  |  |  | -- | -- |  |  | 1116.177 | 0.033139 | 1717.2279 | 0 | 1715.4945 | 0 | 1715.4853 | 0.38686
|  |  |  | -- | -- |  |  | 1116.1923 | 0.033094 | 1717.3723 | 0 | 1715.6387 | 0 | 1715.6295 | 0.38589
|  |  |  | -- | -- |  |  | 1116.2075 | 0.033051 | 1717.5168 | 0 | 1715.783 | 0 | 1715.7738 | 0.38497
|  |  |  | -- | -- |  |  | 1116.2228 | 0.03301 | 1717.6614 | 0 | 1715.9271 | 0 | 1715.918 | 0.38406
|  |  |  | -- | -- |  |  | 1116.238 | 0.032971 | 1717.8059 | 0 | 1716.0714 | 0 | 1716.0623 | 0.38313
|  |  |  | -- | -- |  |  | 1116.2533 | 0.032934 | 1717.9504 | 0 | 1716.2157 | 0 | 1716.2065 | 0.38217
|  |  |  | -- | -- |  |  | 1116.2686 | 0.0329 | 1718.0951 | 0 | 1716.36 | 0 | 1716.3508 | 0.38115
|  |  |  | -- | -- |  |  | 1116.2838 | 0.032867 | 1718.2397 | 0 | 1716.5043 | 0 | 1716.4951 | 0.38009
|  |  |  | -- | -- |  |  | 1116.2991 | 0.032836 | 1718.3843 | 0 | 1716.6487 | 0 | 1716.6395 | 0.37899
|  |  |  | -- | -- |  |  | 1116.3143 | 0.032807 | 1718.5291 | 0 | 1716.7931 | 0 | 1716.7839 | 0.37784
|  |  |  | -- | -- |  |  | 1116.3296 | 0.03278 | 1718.6737 | 0 | 1716.9374 | 0 | 1716.9282 | 0.37667
|  |  |  | -- | -- |  |  | 1116.3448 | 0.032755 | 1718.8184 | 0 | 1717.0819 | 0 | 1717.0728 | 0.37548
|  |  |  | -- | -- |  |  | 1116.3601 | 0.032732 | 1718.9631 | 0 | 1717.2263 | 0 | 1717.2172 | 0.37425
|  |  |  | -- | -- |  |  | 1116.3754 | 0.03271 | 1719.1079 | 0 | 1717.3707 | 0 | 1717.3616 | 0.37299
|  |  |  | -- | -- |  |  | 1116.3906 | 0.032691 | 1719.2527 | 0 | 1717.5153 | 0 | 1717.5061 | 0.3717
|  |  |  | -- | -- |  |  | 1116.4059 | 0.032673 | 1719.3976 | 0 | 1717.6598 | 0 | 1717.6506 | 0.37036
|  |  |  | -- | -- |  |  | 1116.4211 | 0.032657 | 1719.5424 | 0 | 1717.8043 | 0 | 1717.7952 | 0.36897
|  |  |  | -- | -- |  |  | 1116.4364 | 0.032642 | 1719.6873 | 0 | 1717.949 | 0 | 1717.9398 | 0.36754
|  |  |  | -- | -- |  |  | 1116.4517 | 0.032629 | 1719.8321 | 0 | 1718.0935 | 0 | 1718.0844 | 0.36607
|  |  |  | -- | -- |  |  | 1116.4669 | 0.032618 | 1719.977 | 0 | 1718.2382 | 0 | 1718.229 | 0.36456
|  |  |  | -- | -- |  |  | 1116.4822 | 0.032608 | 1720.1219 | 0 | 1718.3828 | 0 | 1718.3737 | 0.36301
|  |  |  | -- | -- |  |  | 1116.4976 | 0.0326 | 1720.267 | 0 | 1718.5275 | 0 | 1718.5183 | 0.36141
|  |  |  | -- | -- |  |  | 1116.5128 | 0.032593 | 1720.412 | 0 | 1718.6721 | 0 | 1718.663 | 0.35977
|  |  |  | -- | -- |  |  | 1116.5281 | 0.032587 | 1720.5569 | 0 | 1718.8169 | 0 | 1718.8077 | 0.35811
|  |  |  | -- | -- |  |  | 1116.5433 | 0.032583 | 1720.702 | 0 | 1718.9617 | 0 | 1718.9524 | 0.35642
|  |  |  | -- | -- |  |  | 1116.5586 | 0.032581 | 1720.8471 | 0 | 1719.1063 | 0 | 1719.0972 | 0.35472
|  |  |  | -- | -- |  |  | 1116.5739 | 0.032579 | 1720.9921 | 0 | 1719.2512 | 0 | 1719.2421 | 0.35304
|  |  |  | -- | -- |  |  | 1116.5891 | 0.032579 | 1721.1372 | 0 | 1719.396 | 0 | 1719.3868 | 0.35139
|  |  |  | -- | -- |  |  | 1116.6044 | 0.03258 | 1721.2823 | 0 | 1719.5408 | 0 | 1719.5316 | 0.34979
|  |  |  | -- | -- |  |  | 1116.6196 | 0.032582 | 1721.4275 | 0 | 1719.6857 | 0 | 1719.6765 | 0.34824
|  |  |  | -- | -- |  |  | 1116.6349 | 0.032586 | 1721.5728 | 0 | 1719.8306 | 0 | 1719.8214 | 0.34675
|  |  |  | -- | -- |  |  | 1116.6501 | 0.03259 | 1721.7179 | 0 | 1719.9755 | 0 | 1719.9663 | 0.34534
|  |  |  | -- | -- |  |  | 1116.6655 | 0.032596 | 1721.8632 | 0 | 1720.1205 | 0 | 1720.1112 | 0.34398
|  |  |  | -- | -- |  |  | 1116.6808 | 0.032603 | 1722.0084 | 0 | 1720.2654 | 0 | 1720.2562 | 0.34269
|  |  |  | -- | -- |  |  | 1116.696 | 0.032611 | 1722.1537 | 0 | 1720.4104 | 0 | 1720.4012 | 0.34143
|  |  |  | -- | -- |  |  | 1116.7113 | 0.032619 | 1722.299 | 0 | 1720.5554 | 0 | 1720.5463 | 0.34019
|  |  |  | -- | -- |  |  | 1116.7266 | 0.032629 | 1722.4443 | 0 | 1720.7004 | 0 | 1720.6913 | 0.33895
|  |  |  | -- | -- |  |  | 1116.7418 | 0.03264 | 1722.5897 | 0 | 1720.8455 | 0 | 1720.8363 | 0.33766
|  |  |  | -- | -- |  |  | 1116.7571 | 0.032651 | 1722.735 | 0 | 1720.9906 | 0 | 1720.9814 | 0.3363
|  |  |  | -- | -- |  |  | 1116.7723 | 0.032664 | 1722.8805 | 0 | 1721.1356 | 0 | 1721.1265 | 0.33487
|  |  |  | -- | -- |  |  | 1116.7876 | 0.032677 | 1723.0259 | 0 | 1721.2808 | 0 | 1721.2716 | 0.33333
|  |  |  | -- | -- |  |  | 1116.803 | 0.032691 | 1723.1714 | 0 | 1721.426 | 0 | 1721.4168 | 0.33171
|  |  |  | -- | -- |  |  | 1116.8182 | 0.032706 | 1723.3168 | 0 | 1721.5712 | 0 | 1721.562 | 0.33002
|  |  |  | -- | -- |  |  | 1116.8335 | 0.032722 | 1723.4623 | 0 | 1721.7163 | 0 | 1721.7071 | 0.3283
|  |  |  | -- | -- |  |  | 1116.8488 | 0.032738 | 1723.6078 | 0 | 1721.8616 | 0 | 1721.8524 | 0.32659
|  |  |  | -- | -- |  |  | 1116.864 | 0.032755 | 1723.7534 | 0 | 1722.0068 | 0 | 1721.9977 | 0.32492
|  |  |  | -- | -- |  |  | 1116.8793 | 0.032773 | 1723.8989 | 0 | 1722.1521 | 0 | 1722.1429 | 0.32334
|  |  |  | -- | -- |  |  | 1116.8945 | 0.032791 | 1724.0446 | 0 | 1722.2975 | 0 | 1722.2882 | 0.32183
|  |  |  | -- | -- |  |  | 1116.9099 | 0.03281 | 1724.1902 | 0 | 1722.4427 | 0 | 1722.4336 | 0.3204
|  |  |  | -- | -- |  |  | 1116.9252 | 0.03283 | 1724.3358 | 0 | 1722.5881 | 0 | 1722.579 | 0.319
|  |  |  | -- | -- |  |  | 1116.9404 | 0.03285 | 1724.4814 | 0 | 1722.7335 | 0 | 1722.7244 | 0.31759
|  |  |  | -- | -- |  |  | 1116.9557 | 0.03287 | 1724.6272 | 0 | 1722.8789 | 0 | 1722.8698 | 0.31612
|  |  |  | -- | -- |  |  | 1116.9709 | 0.032891 | 1724.773 | 0 | 1723.0243 | 0 | 1723.0151 | 0.31454
|  |  |  | -- | -- |  |  | 1116.9862 | 0.032913 | 1724.9187 | 0 | 1723.1698 | 0 | 1723.1606 | 0.31283
|  |  |  | -- | -- |  |  | 1117.0016 | 0.032935 | 1725.0645 | 0 | 1723.3153 | 0 | 1723.306 | 0.31098
|  |  |  | -- | -- |  |  | 1117.0168 | 0.032957 | 1725.2102 | 0 | 1723.4607 | 0 | 1723.4515 | 0.30899
|  |  |  | -- | -- |  |  | 1117.0321 | 0.03298 | 1725.3561 | 0 | 1723.6063 | 0 | 1723.5971 | 0.3069
|  |  |  | -- | -- |  |  | 1117.0474 | 0.033003 | 1725.502 | 0 | 1723.7518 | 0 | 1723.7427 | 0.30475
|  |  |  | -- | -- |  |  | 1117.0626 | 0.033027 | 1725.6478 | 0 | 1723.8975 | 0 | 1723.8882 | 0.30259
|  |  |  | -- | -- |  |  | 1117.078 | 0.03305 | 1725.7937 | 0 | 1724.043 | 0 | 1724.0338 | 0.30045
|  |  |  | -- | -- |  |  | 1117.0933 | 0.033074 | 1725.9396 | 0 | 1724.1886 | 0 | 1724.1794 | 0.29838
|  |  |  | -- | -- |  |  | 1117.1085 | 0.033098 | 1726.0856 | 0 | 1724.3342 | 0 | 1724.3251 | 0.29641
|  |  |  | -- | -- |  |  | 1117.1238 | 0.033122 | 1726.2314 | 0 | 1724.48 | 0 | 1724.4707 | 0.29453
|  |  |  | -- | -- |  |  | 1117.139 | 0.033146 | 1726.3774 | 0 | 1724.6256 | 0 | 1724.6165 | 0.29276
|  |  |  | -- | -- |  |  | 1117.1544 | 0.033171 | 1726.5236 | 0 | 1724.7714 | 0 | 1724.7622 | 0.29107
|  |  |  | -- | -- |  |  | 1117.1697 | 0.033195 | 1726.6696 | 0 | 1724.9171 | 0 | 1724.908 | 0.28947
|  |  |  | -- | -- |  |  | 1117.1849 | 0.033219 | 1726.8157 | 0 | 1725.0629 | 0 | 1725.0537 | 0.28793
|  |  |  | -- | -- |  |  | 1117.2002 | 0.033244 | 1726.9617 | 0 | 1725.2087 | 0 | 1725.1995 | 0.28645
|  |  |  | -- | -- |  |  | 1117.2156 | 0.033268 | 1727.1078 | 0 | 1725.3545 | 0 | 1725.3453 | 0.28503
|  |  |  | -- | -- |  |  | 1117.2308 | 0.033292 | 1727.254 | 0 | 1725.5004 | 0 | 1725.4912 | 0.28366
|  |  |  | -- | -- |  |  | 1117.2461 | 0.033316 | 1727.4001 | 0 | 1725.6462 | 0 | 1725.6371 | 0.28232
|  |  |  | -- | -- |  |  | 1117.2614 | 0.03334 | 1727.5464 | 0 | 1725.7921 | 0 | 1725.783 | 0.28099
|  |  |  | -- | -- |  |  | 1117.2766 | 0.033364 | 1727.6925 | 0 | 1725.938 | 0 | 1725.9288 | 0.27963
|  |  |  | -- | -- |  |  | 1117.292 | 0.033387 | 1727.8387 | 0 | 1726.084 | 0 | 1726.0748 | 0.2782
|  |  |  | -- | -- |  |  | 1117.3073 | 0.03341 | 1727.9851 | 0 | 1726.23 | 0 | 1726.2207 | 0.27666
|  |  |  | -- | -- |  |  | 1117.3225 | 0.033433 | 1728.1314 | 0 | 1726.376 | 0 | 1726.3667 | 0.27499
|  |  |  | -- | -- |  |  | 1117.3378 | 0.033455 | 1728.2777 | 0 | 1726.522 | 0 | 1726.5128 | 0.27321
|  |  |  | -- | -- |  |  | 1117.3531 | 0.033477 | 1728.424 | 0 | 1726.668 | 0 | 1726.6588 | 0.27133
|  |  |  | -- | -- |  |  | 1117.3684 | 0.033499 | 1728.5704 | 0 | 1726.8141 | 0 | 1726.8049 | 0.26941
|  |  |  | -- | -- |  |  | 1117.3837 | 0.03352 | 1728.7168 | 0 | 1726.9602 | 0 | 1726.9509 | 0.26748
|  |  |  | -- | -- |  |  | 1117.399 | 0.033541 | 1728.8632 | 0 | 1727.1063 | 0 | 1727.0971 | 0.2656
|  |  |  | -- | -- |  |  | 1117.4143 | 0.033561 | 1729.0096 | 0 | 1727.2524 | 0 | 1727.2433 | 0.2638
|  |  |  | -- | -- |  |  | 1117.4296 | 0.033581 | 1729.1561 | 0 | 1727.3986 | 0 | 1727.3894 | 0.26208
|  |  |  | -- | -- |  |  | 1117.4448 | 0.0336 | 1729.3026 | 0 | 1727.5448 | 0 | 1727.5356 | 0.26044
|  |  |  | -- | -- |  |  | 1117.4602 | 0.033619 | 1729.4491 | 0 | 1727.691 | 0 | 1727.6818 | 0.25884
|  |  |  | -- | -- |  |  | 1117.4755 | 0.033637 | 1729.5956 | 0 | 1727.8373 | 0 | 1727.828 | 0.25726
|  |  |  | -- | -- |  |  | 1117.4907 | 0.033655 | 1729.7422 | 0 | 1727.9835 | 0 | 1727.9744 | 0.25565
|  |  |  | -- | -- |  |  | 1117.5061 | 0.033672 | 1729.8888 | 0 | 1728.1298 | 0 | 1728.1206 | 0.254
|  |  |  | -- | -- |  |  | 1117.5214 | 0.033689 | 1730.0354 | 0 | 1728.2761 | 0 | 1728.267 | 0.25229
|  |  |  | -- | -- |  |  | 1117.5366 | 0.033705 | 1730.182 | 0 | 1728.4225 | 0 | 1728.4132 | 0.25053
|  |  |  | -- | -- |  |  | 1117.5519 | 0.033721 | 1730.3287 | 0 | 1728.5689 | 0 | 1728.5596 | 0.24875
|  |  |  | -- | -- |  |  | 1117.5673 | 0.033736 | 1730.4753 | 0 | 1728.7152 | 0 | 1728.7061 | 0.24696
|  |  |  | -- | -- |  |  | 1117.5825 | 0.033751 | 1730.6221 | 0 | 1728.8616 | 0 | 1728.8524 | 0.24521
|  |  |  | -- | -- |  |  | 1117.5978 | 0.033765 | 1730.7688 | 0 | 1729.0081 | 0 | 1728.9989 | 0.24352
|  |  |  | -- | -- |  |  | 1117.6132 | 0.033778 | 1730.9156 | 0 | 1729.1545 | 0 | 1729.1453 | 0.24188
|  |  |  | -- | -- |  |  | 1117.6284 | 0.033791 | 1731.0624 | 0 | 1729.301 | 0 | 1729.2918 | 0.2403
|  |  |  | -- | -- |  |  | 1117.6437 | 0.033804 | 1731.2092 | 0 | 1729.4475 | 0 | 1729.4383 | 0.23876
|  |  |  | -- | -- |  |  | 1117.6591 | 0.033816 | 1731.3561 | 0 | 1729.5941 | 0 | 1729.5848 | 0.23722
|  |  |  | -- | -- |  |  | 1117.6743 | 0.033828 | 1731.5029 | 0 | 1729.7406 | 0 | 1729.7314 | 0.23567
|  |  |  | -- | -- |  |  | 1117.6896 | 0.03384 | 1731.6498 | 0 | 1729.8872 | 0 | 1729.8781 | 0.23408
|  |  |  | -- | -- |  |  | 1117.705 | 0.033851 | 1731.7966 | 0 | 1730.0338 | 0 | 1730.0247 | 0.23245
|  |  |  | -- | -- |  |  | 1117.7202 | 0.033862 | 1731.9436 | 0 | 1730.1804 | 0 | 1730.1713 | 0.23076
|  |  |  | -- | -- |  |  | 1117.7355 | 0.033873 | 1732.0906 | 0 | 1730.3272 | 0 | 1730.3179 | 0.22904
|  |  |  | -- | -- |  |  | 1117.7509 | 0.033884 | 1732.2376 | 0 | 1730.4739 | 0 | 1730.4646 | 0.22728
|  |  |  | -- | -- |  |  | 1117.7661 | 0.033894 | 1732.3846 | 0 | 1730.6205 | 0 | 1730.6113 | 0.22549
|  |  |  | -- | -- |  |  | 1117.7814 | 0.033905 | 1732.5316 | 0 | 1730.7672 | 0 | 1730.7581 | 0.22367
|  |  |  | -- | -- |  |  | 1117.7968 | 0.033915 | 1732.6787 | 0 | 1730.9141 | 0 | 1730.9048 | 0.22182
|  |  |  | -- | -- |  |  | 1117.812 | 0.033925 | 1732.8258 | 0 | 1731.0608 | 0 | 1731.0516 | 0.21994
|  |  |  | -- | -- |  |  | 1117.8273 | 0.033936 | 1732.9729 | 0 | 1731.2076 | 0 | 1731.1984 | 0.21805
|  |  |  | -- | -- |  |  | 1117.8427 | 0.033946 | 1733.12 | 0 | 1731.3545 | 0 | 1731.3452 | 0.21615
|  |  |  | -- | -- |  |  | 1117.8579 | 0.033957 | 1733.2672 | 0 | 1731.5013 | 0 | 1731.4921 | 0.21426
|  |  |  | -- | -- |  |  | 1117.8733 | 0.033968 | 1733.4143 | 0 | 1731.6482 | 0 | 1731.639 | 0.21241
|  |  |  | -- | -- |  |  | 1117.8886 | 0.033979 | 1733.5615 | 0 | 1731.7952 | 0 | 1731.7859 | 0.21062
|  |  |  | -- | -- |  |  | 1117.9038 | 0.033991 | 1733.7089 | 0 | 1731.942 | 0 | 1731.9329 | 0.20891
|  |  |  | -- | -- |  |  | 1117.9192 | 0.034003 | 1733.8561 | 0 | 1732.089 | 0 | 1732.0798 | 0.20729
|  |  |  | -- | -- |  |  | 1117.9344 | 0.034016 | 1734.0034 | 0 | 1732.236 | 0 | 1732.2268 | 0.20576
|  |  |  | -- | -- |  |  | 1117.9497 | 0.034029 | 1734.1506 | 0 | 1732.3831 | 0 | 1732.3738 | 0.20431
|  |  |  | -- | -- |  |  | 1117.9651 | 0.034043 | 1734.298 | 0 | 1732.53 | 0 | 1732.5209 | 0.20293
|  |  |  | -- | -- |  |  | 1117.9803 | 0.034057 | 1734.4453 | 0 | 1732.6771 | 0 | 1732.6679 | 0.20161
|  |  |  | -- | -- |  |  | 1117.9957 | 0.034072 | 1734.5928 | 0 | 1732.8242 | 0 | 1732.8149 | 0.20035
|  |  |  | -- | -- |  |  | 1118.011 | 0.034087 | 1734.7401 | 0 | 1732.9713 | 0 | 1732.962 | 0.19915
|  |  |  | -- | -- |  |  | 1118.0264 | 0.034104 | 1734.8876 | 0 | 1733.1184 | 0 | 1733.1092 | 0.19801
|  |  |  | -- | -- |  |  | 1118.0416 | 0.034121 | 1735.035 | 0 | 1733.2656 | 0 | 1733.2564 | 0.19692
|  |  |  | -- | -- |  |  | 1118.0569 | 0.034139 | 1735.1825 | 0 | 1733.4128 | 0 | 1733.4036 | 0.19587
|  |  |  | -- | -- |  |  | 1118.0723 | 0.034158 | 1735.3301 | 0 | 1733.5601 | 0 | 1733.5508 | 0.19485
|  |  |  | -- | -- |  |  | 1118.0875 | 0.034179 | 1735.4777 | 0 | 1733.7073 | 0 | 1733.698 | 0.19381
|  |  |  | -- | -- |  |  | 1118.1029 | 0.0342 | 1735.6251 | 0 | 1733.8545 | 0 | 1733.8453 | 0.19273
|  |  |  | -- | -- |  |  | 1118.1182 | 0.034222 | 1735.7727 | 0 | 1734.0018 | 0 | 1733.9925 | 0.19157
|  |  |  | -- | -- |  |  | 1118.1334 | 0.034245 | 1735.9204 | 0 | 1734.1492 | 0 | 1734.1399 | 0.1903
|  |  |  | -- | -- |  |  | 1118.1488 | 0.034269 | 1736.068 | 0 | 1734.2964 | 0 | 1734.2872 | 0.18892
|  |  |  | -- | -- |  |  | 1118.1641 | 0.034294 | 1736.2157 | 0 | 1734.4439 | 0 | 1734.4346 | 0.18745
|  |  |  | -- | -- |  |  | 1118.1794 | 0.03432 | 1736.3634 | 0 | 1734.5912 | 0 | 1734.5819 | 0.18592
|  |  |  | -- | -- |  |  | 1118.1947 | 0.034347 | 1736.5111 | 0 | 1734.7387 | 0 | 1734.7294 | 0.18436
|  |  |  | -- | -- |  |  | 1118.2101 | 0.034376 | 1736.6588 | 0 | 1734.886 | 0 | 1734.8768 | 0.18281
|  |  |  | -- | -- |  |  | 1118.2253 | 0.034405 | 1736.8065 | 0 | 1735.0334 | 0 | 1735.0243 | 0.18131
|  |  |  | -- | -- |  |  | 1118.2407 | 0.034436 | 1736.9543 | 0 | 1735.181 | 0 | 1735.1717 | 0.17987
|  |  |  | -- | -- |  |  | 1118.256 | 0.034468 | 1737.1022 | 0 | 1735.3285 | 0 | 1735.3192 | 0.17849
|  |  |  | -- | -- |  |  | 1118.2714 | 0.0345 | 1737.25 | 0 | 1735.4761 | 0 | 1735.4668 | 0.17719
|  |  |  | -- | -- |  |  | 1118.2866 | 0.034534 | 1737.3978 | 0 | 1735.6237 | 0 | 1735.6144 | 0.17594
|  |  |  | -- | -- |  |  | 1118.3019 | 0.034569 | 1737.5458 | 0 | 1735.7712 | 0 | 1735.762 | 0.17474
|  |  |  | -- | -- |  |  | 1118.3173 | 0.034605 | 1737.6937 | 0 | 1735.9188 | 0 | 1735.9096 | 0.1736
|  |  |  | -- | -- |  |  | 1118.3325 | 0.034641 | 1737.8416 | 0 | 1736.0664 | 0 | 1736.0573 | 0.17252
|  |  |  | -- | -- |  |  | 1118.3479 | 0.034679 | 1737.9896 | 0 | 1736.2141 | 0 | 1736.2048 | 0.1715
|  |  |  | -- | -- |  |  | 1118.3632 | 0.034717 | 1738.1376 | 0 | 1736.3618 | 0 | 1736.3525 | 0.17053
|  |  |  | -- | -- |  |  | 1118.3785 | 0.034757 | 1738.2855 | 0 | 1736.5095 | 0 | 1736.5002 | 0.16959
|  |  |  | -- | -- |  |  | 1118.3938 | 0.034797 | 1738.4336 | 0 | 1736.6572 | 0 | 1736.648 | 0.16866
|  |  |  | -- | -- |  |  | 1118.4092 | 0.034837 | 1738.5817 | 0 | 1736.805 | 0 | 1736.7958 | 0.1677
|  |  |  | -- | -- |  |  | 1118.4244 | 0.034879 | 1738.7297 | 0 | 1736.9528 | 0 | 1736.9436 | 0.16669
|  |  |  | -- | -- |  |  | 1118.4398 | 0.03492 | 1738.8779 | 0 | 1737.1006 | 0 | 1737.0913 | 0.16563
|  |  |  | -- | -- |  |  | 1118.4551 | 0.034963 | 1739.026 | 0 | 1737.2484 | 0 | 1737.2393 | 0.1645
|  |  |  | -- | -- |  |  | 1118.4705 | 0.035006 | 1739.1742 | 0 | 1737.3964 | 0 | 1737.3871 | 0.16335
|  |  |  | -- | -- |  |  | 1118.4857 | 0.035049 | 1739.3224 | 0 | 1737.5442 | 0 | 1737.5349 | 0.16218
|  |  |  | -- | -- |  |  | 1118.5011 | 0.035092 | 1739.4706 | 0 | 1737.6921 | 0 | 1737.6829 | 0.16104
|  |  |  | -- | -- |  |  | 1118.5164 | 0.035136 | 1739.6189 | 0 | 1737.8401 | 0 | 1737.8308 | 0.15995
|  |  |  | -- | -- |  |  | 1118.5317 | 0.035179 | 1739.7671 | 0 | 1737.988 | 0 | 1737.9788 | 0.15892
|  |  |  | -- | -- |  |  | 1118.547 | 0.035223 | 1739.9154 | 0 | 1738.136 | 0 | 1738.1267 | 0.15796
|  |  |  | -- | -- |  |  | 1118.5624 | 0.035267 | 1740.0637 | 0 | 1738.2841 | 0 | 1738.2748 | 0.15704
|  |  |  | -- | -- |  |  | 1118.5778 | 0.03531 | 1740.212 | 0 | 1738.432 | 0 | 1738.4228 | 0.15616
|  |  |  | -- | -- |  |  | 1118.593 | 0.035353 | 1740.3605 | 0 | 1738.5801 | 0 | 1738.5709 | 0.15528
|  |  |  | -- | -- |  |  | 1118.6084 | 0.035396 | 1740.5088 | 0 | 1738.7281 | 0 | 1738.719 | 0.15441
|  |  |  | -- | -- |  |  | 1118.6237 | 0.035439 | 1740.6572 | 0 | 1738.8763 | 0 | 1738.8671 | 0.15351
|  |  |  | -- | -- |  |  | 1118.639 | 0.035481 | 1740.8057 | 0 | 1739.0244 | 0 | 1739.0153 | 0.1526
|  |  |  | -- | -- |  |  | 1118.6543 | 0.035522 | 1740.9541 | 0 | 1739.1726 | 0 | 1739.1633 | 0.15168
|  |  |  | -- | -- |  |  | 1118.6697 | 0.035562 | 1741.1027 | 0 | 1739.3208 | 0 | 1739.3115 | 0.15075
|  |  |  | -- | -- |  |  | 1118.6849 | 0.035602 | 1741.2512 | 0 | 1739.469 | 0 | 1739.4598 | 0.14981
|  |  |  | -- | -- |  |  | 1118.7003 | 0.035641 | 1741.3998 | 0 | 1739.6173 | 0 | 1739.608 | 0.14887
|  |  |  | -- | -- |  |  | 1118.7156 | 0.035679 | 1741.5483 | 0 | 1739.7655 | 0 | 1739.7564 | 0.14792
|  |  |  | -- | -- |  |  | 1118.731 | 0.035716 | 1741.6969 | 0 | 1739.9138 | 0 | 1739.9045 | 0.14695
|  |  |  | -- | -- |  |  | 1118.7463 | 0.035751 | 1741.8455 | 0 | 1740.0621 | 0 | 1740.0529 | 0.14597
|  |  |  | -- | -- |  |  | 1118.7616 | 0.035786 | 1741.9941 | 0 | 1740.2105 | 0 | 1740.2013 | 0.14496
|  |  |  | -- | -- |  |  | 1118.777 | 0.035819 | 1742.1428 | 0 | 1740.3589 | 0 | 1740.3496 | 0.14395
|  |  |  | -- | -- |  |  | 1118.7922 | 0.035851 | 1742.2915 | 0 | 1740.5072 | 0 | 1740.498 | 0.14296
|  |  |  | -- | -- |  |  | 1118.8076 | 0.035881 | 1742.4403 | 0 | 1740.6556 | 0 | 1740.6465 | 0.142
|  |  |  | -- | -- |  |  | 1118.823 | 0.03591 | 1742.589 | 0 | 1740.8041 | 0 | 1740.7949 | 0.1411
|  |  |  | -- | -- |  |  | 1118.8383 | 0.035937 | 1742.7378 | 0 | 1740.9526 | 0 | 1740.9434 | 0.14029
|  |  |  | -- | -- |  |  | 1118.8536 | 0.035962 | 1742.8866 | 0 | 1741.1011 | 0 | 1741.0918 | 0.13957
|  |  |  | -- | -- |  |  | 1118.8689 | 0.035986 | 1743.0354 | 0 | 1741.2496 | 0 | 1741.2404 | 0.13896
|  |  |  | -- | -- |  |  | 1118.8843 | 0.036008 | 1743.1842 | 0 | 1741.3982 | 0 | 1741.3889 | 0.13843
|  |  |  | -- | -- |  |  | 1118.8997 | 0.036028 | 1743.3331 | 0 | 1741.5467 | 0 | 1741.5375 | 0.13797
|  |  |  | -- | -- |  |  | 1118.9149 | 0.036047 | 1743.4821 | 0 | 1741.6953 | 0 | 1741.686 | 0.13755
|  |  |  | -- | -- |  |  | 1118.9303 | 0.036063 | 1743.631 | 0 | 1741.844 | 0 | 1741.8347 | 0.13714
|  |  |  | -- | -- |  |  | 1118.9456 | 0.036078 | 1743.7799 | 0 | 1741.9925 | 0 | 1741.9833 | 0.13672
|  |  |  | -- | -- |  |  | 1118.9609 | 0.03609 | 1743.9288 | 0 | 1742.1412 | 0 | 1742.132 | 0.13625
|  |  |  | -- | -- |  |  | 1118.9763 | 0.036101 | 1744.0779 | 0 | 1742.2899 | 0 | 1742.2806 | 0.13572
|  |  |  | -- | -- |  |  | 1118.9916 | 0.036109 | 1744.2269 | 0 | 1742.4387 | 0 | 1742.4294 | 0.1351
|  |  |  | -- | -- |  |  | 1119.007 | 0.036115 | 1744.376 | 0 | 1742.5874 | 0 | 1742.5781 | 0.13439
|  |  |  | -- | -- |  |  | 1119.0222 | 0.03612 | 1744.525 | 0 | 1742.7362 | 0 | 1742.7269 | 0.13359
|  |  |  | -- | -- |  |  | 1119.0376 | 0.036122 | 1744.6742 | 0 | 1742.885 | 0 | 1742.8757 | 0.13274
|  |  |  | -- | -- |  |  | 1119.053 | 0.036122 | 1744.8232 | 0 | 1743.0338 | 0 | 1743.0245 | 0.13187
|  |  |  | -- | -- |  |  | 1119.0682 | 0.036121 | 1744.9724 | 0 | 1743.1827 | 0 | 1743.1735 | 0.13103
|  |  |  | -- | -- |  |  | 1119.0836 | 0.036117 | 1745.1216 | 0 | 1743.3315 | 0 | 1743.3223 | 0.13026
|  |  |  | -- | -- |  |  | 1119.099 | 0.036111 | 1745.2709 | 0 | 1743.4805 | 0 | 1743.4712 | 0.1296
|  |  |  | -- | -- |  |  | 1119.1143 | 0.036103 | 1745.42 | 0 | 1743.6294 | 0 | 1743.6201 | 0.12906
|  |  |  | -- | -- |  |  | 1119.1296 | 0.036092 | 1745.5693 | 0 | 1743.7783 | 0 | 1743.769 | 0.12865
|  |  |  | -- | -- |  |  | 1119.145 | 0.03608 | 1745.7186 | 0 | 1743.9274 | 0 | 1743.9181 | 0.12833
|  |  |  | -- | -- |  |  | 1119.1603 | 0.036066 | 1745.8679 | 0 | 1744.0763 | 0 | 1744.067 | 0.12808
|  |  |  | -- | -- |  |  | 1119.1757 | 0.03605 | 1746.0172 | 0 | 1744.2253 | 0 | 1744.2161 | 0.12785
|  |  |  | -- | -- |  |  | 1119.191 | 0.036032 | 1746.1666 | 0 | 1744.3744 | 0 | 1744.3651 | 0.12759
|  |  |  | -- | -- |  |  | 1119.2063 | 0.036012 | 1746.316 | 0 | 1744.5234 | 0 | 1744.5142 | 0.12728
|  |  |  | -- | -- |  |  | 1119.2217 | 0.03599 | 1746.4654 | 0 | 1744.6726 | 0 | 1744.6633 | 0.12691
|  |  |  | -- | -- |  |  | 1119.2371 | 0.035966 | 1746.6149 | 0 | 1744.8217 | 0 | 1744.8124 | 0.12648
|  |  |  | -- | -- |  |  | 1119.2523 | 0.035941 | 1746.7643 | 0 | 1744.9708 | 0 | 1744.9615 | 0.12598
|  |  |  | -- | -- |  |  | 1119.2677 | 0.035914 | 1746.9138 | 0 | 1745.12 | 0 | 1745.1107 | 0.12545
|  |  |  | -- | -- |  |  | 1119.2831 | 0.035884 | 1747.0633 | 0 | 1745.2693 | 0 | 1745.26 | 0.12489
|  |  |  | -- | -- |  |  | 1119.2983 | 0.035854 | 1747.2129 | 0 | 1745.4185 | 0 | 1745.4092 | 0.12431
|  |  |  | -- | -- |  |  | 1119.3137 | 0.035821 | 1747.3624 | 0 | 1745.5677 | 0 | 1745.5585 | 0.12373
|  |  |  | -- | -- |  |  | 1119.3291 | 0.035787 | 1747.512 | 0 | 1745.717 | 0 | 1745.7078 | 0.12314
|  |  |  | -- | -- |  |  | 1119.3445 | 0.035752 | 1747.6616 | 0 | 1745.8663 | 0 | 1745.8571 | 0.12254
|  |  |  | -- | -- |  |  | 1119.3597 | 0.035715 | 1747.8113 | 0 | 1746.0156 | 0 | 1746.0064 | 0.12195
|  |  |  | -- | -- |  |  | 1119.3751 | 0.035676 | 1747.9609 | 0 | 1746.165 | 0 | 1746.1558 | 0.12137
|  |  |  | -- | -- |  |  | 1119.3905 | 0.035637 | 1748.1106 | 0 | 1746.3145 | 0 | 1746.3052 | 0.12081
|  |  |  | -- | -- |  |  | 1119.4058 | 0.035596 | 1748.2604 | 0 | 1746.4639 | 0 | 1746.4546 | 0.12026
|  |  |  | -- | -- |  |  | 1119.4211 | 0.035553 | 1748.41 | 0 | 1746.6133 | 0 | 1746.604 | 0.11974
|  |  |  | -- | -- |  |  | 1119.4365 | 0.035509 | 1748.5598 | 0 | 1746.7627 | 0 | 1746.7534 | 0.11925
|  |  |  | -- | -- |  |  | 1119.4519 | 0.035465 | 1748.7096 | 0 | 1746.9122 | 0 | 1746.9029 | 0.11879
|  |  |  | -- | -- |  |  | 1119.4672 | 0.035419 | 1748.8595 | 0 | 1747.0618 | 0 | 1747.0525 | 0.11837
|  |  |  | -- | -- |  |  | 1119.4825 | 0.035372 | 1749.0093 | 0 | 1747.2113 | 0 | 1747.202 | 0.11798
|  |  |  | -- | -- |  |  | 1119.4979 | 0.035324 | 1749.1592 | 0 | 1747.3608 | 0 | 1747.3516 | 0.11761
|  |  |  | -- | -- |  |  | 1119.5133 | 0.035274 | 1749.3091 | 0 | 1747.5104 | 0 | 1747.5011 | 0.11727
|  |  |  | -- | -- |  |  | 1119.5286 | 0.035225 | 1749.459 | 0 | 1747.66 | 0 | 1747.6508 | 0.11694
|  |  |  | -- | -- |  |  | 1119.5439 | 0.035174 | 1749.6089 | 0 | 1747.8097 | 0 | 1747.8004 | 0.11663
|  |  |  | -- | -- |  |  | 1119.5593 | 0.035122 | 1749.7589 | 0 | 1747.9594 | 0 | 1747.9501 | 0.11632
|  |  |  | -- | -- |  |  | 1119.5747 | 0.03507 | 1749.9089 | 0 | 1748.109 | 0 | 1748.0997 | 0.11601
|  |  |  | -- | -- |  |  | 1119.59 | 0.035016 | 1750.059 | 0 | 1748.2588 | 0 | 1748.2495 | 0.11569
|  |  |  | -- | -- |  |  | 1119.6053 | 0.034963 | 1750.209 | 0 | 1748.4084 | 0 | 1748.3992 | 0.11536
|  |  |  | -- | -- |  |  | 1119.6207 | 0.034908 | 1750.3591 | 0 | 1748.5582 | 0 | 1748.549 | 0.11501
|  |  |  | -- | -- |  |  | 1119.6361 | 0.034853 | 1750.5092 | 0 | 1748.708 | 0 | 1748.6987 | 0.11464
|  |  |  | -- | -- |  |  | 1119.6514 | 0.034797 | 1750.6593 | 0 | 1748.8579 | 0 | 1748.8486 | 0.11426
|  |  |  | -- | -- |  |  | 1119.6667 | 0.034741 | 1750.8094 | 0 | 1749.0077 | 0 | 1748.9984 | 0.11387
|  |  |  | -- | -- |  |  | 1119.6821 | 0.034685 | 1750.9596 | 0 | 1749.1576 | 0 | 1749.1483 | 0.11349
|  |  |  | -- | -- |  |  | 1119.6975 | 0.034628 | 1751.1099 | 0 | 1749.3075 | 0 | 1749.2982 | 0.11314
|  |  |  | -- | -- |  |  | 1119.7129 | 0.03457 | 1751.2601 | 0 | 1749.4574 | 0 | 1749.4481 | 0.11282
|  |  |  | -- | -- |  |  | 1119.7281 | 0.034512 | 1751.4104 | 0 | 1749.6074 | 0 | 1749.598 | 0.11255
|  |  |  | -- | -- |  |  | 1119.7435 | 0.034454 | 1751.5607 | 0 | 1749.7573 | 0 | 1749.748 | 0.11231
|  |  |  | -- | -- |  |  | 1119.7589 | 0.034396 | 1751.7109 | 0 | 1749.9073 | 0 | 1749.8981 | 0.11211
|  |  |  | -- | -- |  |  | 1119.7743 | 0.034337 | 1751.8613 | 0 | 1750.0574 | 0 | 1750.0481 | 0.11194
|  |  |  | -- | -- |  |  | 1119.7897 | 0.034278 | 1752.0116 | 0 | 1750.2074 | 0 | 1750.1981 | 0.1118
|  |  |  | -- | -- |  |  | 1119.8049 | 0.034219 | 1752.162 | 0 | 1750.3575 | 0 | 1750.3481 | 0.11169
|  |  |  | -- | -- |  |  | 1119.8203 | 0.034159 | 1752.3124 | 0 | 1750.5076 | 0 | 1750.4983 | 0.1116
|  |  |  | -- | -- |  |  | 1119.8357 | 0.0341 | 1752.4629 | 0 | 1750.6577 | 0 | 1750.6484 | 0.11155
|  |  |  | -- | -- |  |  | 1119.8511 | 0.03404 | 1752.6133 | 0 | 1750.8079 | 0 | 1750.7986 | 0.11153
|  |  |  | -- | -- |  |  | 1119.8665 | 0.033981 | 1752.7638 | 0 | 1750.958 | 0 | 1750.9487 | 0.11155
|  |  |  | -- | -- |  |  | 1119.8817 | 0.033921 | 1752.9143 | 0 | 1751.1083 | 0 | 1751.099 | 0.11161
|  |  |  | -- | -- |  |  | 1119.8971 | 0.033861 | 1753.0649 | 0 | 1751.2585 | 0 | 1751.2492 | 0.1117
|  |  |  | -- | -- |  |  | 1119.9125 | 0.033801 | 1753.2154 | 0 | 1751.4088 | 0 | 1751.3994 | 0.11181
|  |  |  | -- | -- |  |  | 1119.9279 | 0.033741 | 1753.3661 | 0 | 1751.5591 | 0 | 1751.5498 | 0.11194
|  |  |  | -- | -- |  |  | 1119.9432 | 0.033681 | 1753.5167 | 0 | 1751.7094 | 0 | 1751.7001 | 0.11206
|  |  |  | -- | -- |  |  | 1119.9586 | 0.033621 | 1753.6674 | 0 | 1751.8597 | 0 | 1751.8503 | 0.11218
|  |  |  | -- | -- |  |  | 1119.9739 | 0.033562 | 1753.818 | 0 | 1752.01 | 0 | 1752.0007 | 0.11227
|  |  |  | -- | -- |  |  | 1119.9893 | 0.033502 | 1753.9686 | 0 | 1752.1604 | 0 | 1752.1511 | 0.11234
|  |  |  | -- | -- |  |  | 1120.0046 | 0.033442 | 1754.1194 | 0 | 1752.3109 | 0 | 1752.3015 | 0.11238
|  |  |  | -- | -- |  |  | 1120.02 | 0.033383 | 1754.2701 | 0 | 1752.4613 | 0 | 1752.452 | 0.11241
|  |  |  | -- | -- |  |  | 1120.0354 | 0.033323 | 1754.4209 | 0 | 1752.6118 | 0 | 1752.6024 | 0.11241
|  |  |  | -- | -- |  |  | 1120.0508 | 0.033264 | 1754.5718 | 0 | 1752.7622 | 0 | 1752.7529 | 0.11239
|  |  |  | -- | -- |  |  | 1120.0662 | 0.033205 | 1754.7225 | 0 | 1752.9127 | 0 | 1752.9034 | 0.11234
|  |  |  | -- | -- |  |  | 1120.0814 | 0.033146 | 1754.8734 | 0 | 1753.0633 | 0 | 1753.054 | 0.11225
|  |  |  | -- | -- |  |  | 1120.0968 | 0.033087 | 1755.0243 | 0 | 1753.2139 | 0 | 1753.2046 | 0.11211
|  |  |  | -- | -- |  |  | 1120.1122 | 0.033029 | 1755.1752 | 0 | 1753.3645 | 0 | 1753.3551 | 0.11191
|  |  |  | -- | -- |  |  | 1120.1276 | 0.032971 | 1755.3262 | 0 | 1753.5151 | 0 | 1753.5057 | 0.11166
|  |  |  | -- | -- |  |  | 1120.1429 | 0.032913 | 1755.477 | 0 | 1753.6658 | 0 | 1753.6564 | 0.11138
|  |  |  | -- | -- |  |  | 1120.1583 | 0.032855 | 1755.6281 | 0 | 1753.8164 | 0 | 1753.8071 | 0.11106
|  |  |  | -- | -- |  |  | 1120.1737 | 0.032797 | 1755.7791 | 0 | 1753.9672 | 0 | 1753.9578 | 0.11074
|  |  |  | -- | -- |  |  | 1120.1891 | 0.03274 | 1755.93 | 0 | 1754.1178 | 0 | 1754.1085 | 0.11042
|  |  |  | -- | -- |  |  | 1120.2045 | 0.032683 | 1756.0812 | 0 | 1754.2686 | 0 | 1754.2593 | 0.1101
|  |  |  | -- | -- |  |  | 1120.2197 | 0.032627 | 1756.2323 | 0 | 1754.4193 | 0 | 1754.41 | 0.1098
|  |  |  | -- | -- |  |  | 1120.2351 | 0.032571 | 1756.3834 | 0 | 1754.5702 | 0 | 1754.5608 | 0.10953
|  |  |  | -- | -- |  |  | 1120.2505 | 0.032515 | 1756.5346 | 0 | 1754.7209 | 0 | 1754.7117 | 0.10929
|  |  |  | -- | -- |  |  | 1120.2659 | 0.032459 | 1756.6857 | 0 | 1754.8718 | 0 | 1754.8626 | 0.1091
|  |  |  | -- | -- |  |  | 1120.2812 | 0.032404 | 1756.8369 | 0 | 1755.0227 | 0 | 1755.0134 | 0.10897
|  |  |  | -- | -- |  |  | 1120.2966 | 0.032349 | 1756.988 | 0 | 1755.1736 | 0 | 1755.1643 | 0.10892
|  |  |  | -- | -- |  |  | 1120.312 | 0.032295 | 1757.1393 | 0 | 1755.3246 | 0 | 1755.3152 | 0.10895
|  |  |  | -- | -- |  |  | 1120.3274 | 0.032241 | 1757.2906 | 0 | 1755.4755 | 0 | 1755.4662 | 0.10905
|  |  |  | -- | -- |  |  | 1120.3428 | 0.032187 | 1757.4419 | 0 | 1755.6265 | 0 | 1755.6172 | 0.10919
|  |  |  | -- | -- |  |  | 1120.3582 | 0.032134 | 1757.5933 | 0 | 1755.7775 | 0 | 1755.7682 | 0.10933
|  |  |  | -- | -- |  |  | 1120.3735 | 0.032082 | 1757.7445 | 0 | 1755.9286 | 0 | 1755.9192 | 0.10943
|  |  |  | -- | -- |  |  | 1120.3889 | 0.03203 | 1757.8959 | 0 | 1756.0796 | 0 | 1756.0703 | 0.10946
|  |  |  | -- | -- |  |  | 1120.4043 | 0.031978 | 1758.0474 | 0 | 1756.2307 | 0 | 1756.2213 | 0.10936
|  |  |  | -- | -- |  |  | 1120.4197 | 0.031927 | 1758.1987 | 0 | 1756.3818 | 0 | 1756.3724 | 0.10913
|  |  |  | -- | -- |  |  | 1120.4349 | 0.031876 | 1758.3502 | 0 | 1756.533 | 0 | 1756.5236 | 0.10878
|  |  |  | -- | -- |  |  | 1120.4503 | 0.031826 | 1758.5017 | 0 | 1756.6841 | 0 | 1756.6748 | 0.10831
|  |  |  | -- | -- |  |  | 1120.4657 | 0.031777 | 1758.6532 | 0 | 1756.8353 | 0 | 1756.8259 | 0.10777
|  |  |  | -- | -- |  |  | 1120.4811 | 0.031728 | 1758.8047 | 0 | 1756.9865 | 0 | 1756.9772 | 0.1072
|  |  |  | -- | -- |  |  | 1120.4965 | 0.031679 | 1758.9563 | 0 | 1757.1377 | 0 | 1757.1284 | 0.10665
|  |  |  | -- | -- |  |  | 1120.5118 | 0.031632 | 1759.1079 | 0 | 1757.2891 | 0 | 1757.2797 | 0.10617
|  |  |  | -- | -- |  |  | 1120.5272 | 0.031584 | 1759.2595 | 0 | 1757.4403 | 0 | 1757.431 | 0.10577
|  |  |  | -- | -- |  |  | 1120.5426 | 0.031538 | 1759.4111 | 0 | 1757.5917 | 0 | 1757.5823 | 0.10549
|  |  |  | -- | -- |  |  | 1120.558 | 0.031492 | 1759.5627 | 0 | 1757.7429 | 0 | 1757.7336 | 0.1053
|  |  |  | -- | -- |  |  | 1120.5734 | 0.031446 | 1759.7145 | 0 | 1757.8943 | 0 | 1757.885 | 0.10519
|  |  |  | -- | -- |  |  | 1120.5887 | 0.031402 | 1759.8662 | 0 | 1758.0458 | 0 | 1758.0364 | 0.10513
|  |  |  | -- | -- |  |  | 1120.6041 | 0.031358 | 1760.0179 | 0 | 1758.1971 | 0 | 1758.1879 | 0.1051
|  |  |  | -- | -- |  |  | 1120.6195 | 0.031315 | 1760.1697 | 0 | 1758.3486 | 0 | 1758.3392 | 0.10504
|  |  |  | -- | -- |  |  | 1120.6349 | 0.031272 | 1760.3214 | 0 | 1758.5001 | 0 | 1758.4907 | 0.10492
|  |  |  | -- | -- |  |  | 1120.6503 | 0.03123 | 1760.4733 | 0 | 1758.6516 | 0 | 1758.6422 | 0.10474
|  |  |  | -- | -- |  |  | 1120.6656 | 0.031189 | 1760.6251 | 0 | 1758.8031 | 0 | 1758.7938 | 0.10447
|  |  |  | -- | -- |  |  | 1120.681 | 0.031149 | 1760.777 | 0 | 1758.9547 | 0 | 1758.9453 | 0.10412
|  |  |  | -- | -- |  |  | 1120.6964 | 0.031109 | 1760.9288 | 0 | 1759.1063 | 0 | 1759.0969 | 0.10371
|  |  |  | -- | -- |  |  | 1120.7118 | 0.031071 | 1761.0808 | 0 | 1759.2579 | 0 | 1759.2485 | 0.10328
|  |  |  | -- | -- |  |  | 1120.7272 | 0.031033 | 1761.2328 | 0 | 1759.4096 | 0 | 1759.4001 | 0.10286
|  |  |  | -- | -- |  |  | 1120.7426 | 0.030996 | 1761.3848 | 0 | 1759.5612 | 0 | 1759.5519 | 0.10248
|  |  |  | -- | -- |  |  | 1120.7579 | 0.03096 | 1761.5367 | 0 | 1759.7129 | 0 | 1759.7035 | 0.10215
|  |  |  | -- | -- |  |  | 1120.7733 | 0.030924 | 1761.6887 | 0 | 1759.8646 | 0 | 1759.8552 | 0.1019
|  |  |  | -- | -- |  |  | 1120.7887 | 0.03089 | 1761.8408 | 0 | 1760.0164 | 0 | 1760.007 | 0.1017
|  |  |  | -- | -- |  |  | 1120.8041 | 0.030857 | 1761.9929 | 0 | 1760.1681 | 0 | 1760.1587 | 0.10154
|  |  |  | -- | -- |  |  | 1120.8195 | 0.030824 | 1762.145 | 0 | 1760.3198 | 0 | 1760.3105 | 0.1014
|  |  |  | -- | -- |  |  | 1120.8348 | 0.030793 | 1762.2971 | 0 | 1760.4717 | 0 | 1760.4623 | 0.10126
|  |  |  | -- | -- |  |  | 1120.8502 | 0.030763 | 1762.4492 | 0 | 1760.6235 | 0 | 1760.6141 | 0.10113
|  |  |  | -- | -- |  |  | 1120.8656 | 0.030734 | 1762.6014 | 0 | 1760.7754 | 0 | 1760.766 | 0.101
|  |  |  | -- | -- |  |  | 1120.8811 | 0.030706 | 1762.7537 | 0 | 1760.9272 | 0 | 1760.918 | 0.10089
|  |  |  | -- | -- |  |  | 1120.8965 | 0.030679 | 1762.9059 | 0 | 1761.0792 | 0 | 1761.0698 | 0.10082
|  |  |  | -- | -- |  |  | 1120.9119 | 0.030653 | 1763.0582 | 0 | 1761.2312 | 0 | 1761.2218 | 0.10079
|  |  |  | -- | -- |  |  | 1120.9272 | 0.030628 | 1763.2105 | 0 | 1761.3832 | 0 | 1761.3738 | 0.1008
|  |  |  | -- | -- |  |  | 1120.9426 | 0.030605 | 1763.3628 | 0 | 1761.5352 | 0 | 1761.5258 | 0.10083
|  |  |  | -- | -- |  |  | 1120.958 | 0.030583 | 1763.5151 | 0 | 1761.6871 | 0 | 1761.6779 | 0.10086
|  |  |  | -- | -- |  |  | 1120.9734 | 0.030562 | 1763.6675 | 0 | 1761.8392 | 0 | 1761.8298 | 0.10085
|  |  |  | -- | -- |  |  | 1120.9888 | 0.030542 | 1763.82 | 0 | 1761.9913 | 0 | 1761.9819 | 0.10077
|  |  |  | -- | -- |  |  | 1121.0041 | 0.030524 | 1763.9723 | 0 | 1762.1434 | 0 | 1762.134 | 0.10059
|  |  |  | -- | -- |  |  | 1121.0195 | 0.030508 | 1764.1248 | 0 | 1762.2955 | 0 | 1762.2861 | 0.10028
|  |  |  | -- | -- |  |  | 1121.0349 | 0.030492 | 1764.2772 | 0 | 1762.4476 | 0 | 1762.4383 | 0.09983
|  |  |  | -- | -- |  |  | 1121.0503 | 0.030478 | 1764.4297 | 0 | 1762.5999 | 0 | 1762.5906 | 0.09923
|  |  |  | -- | -- |  |  | 1121.0657 | 0.030466 | 1764.5823 | 0 | 1762.7521 | 0 | 1762.7427 | 0.0985
|  |  |  | -- | -- |  |  | 1121.0811 | 0.030455 | 1764.7349 | 0 | 1762.9043 | 0 | 1762.895 | 0.09766
|  |  |  | -- | -- |  |  | 1121.0966 | 0.030446 | 1764.8873 | 0 | 1763.0566 | 0 | 1763.0472 | 0.09675
|  |  |  | -- | -- |  |  | 1121.1119 | 0.030439 | 1765.04 | 0 | 1763.2089 | 0 | 1763.1995 | 0.0958
|  |  |  | -- | -- |  |  | 1121.1273 | 0.030433 | 1765.1926 | 0 | 1763.3612 | 0 | 1763.3518 | 0.09487
|  |  |  | -- | -- |  |  | 1121.1427 | 0.030428 | 1765.3453 | 0 | 1763.5135 | 0 | 1763.5041 | 0.09402
|  |  |  | -- | -- |  |  | 1121.1581 | 0.030426 | 1765.4979 | 0 | 1763.6659 | 0 | 1763.6565 | 0.09327
|  |  |  | -- | -- |  |  | 1121.1735 | 0.030425 | 1765.6506 | 0 | 1763.8182 | 0 | 1763.809 | 0.09266
|  |  |  | -- | -- |  |  | 1121.1888 | 0.030426 | 1765.8035 | 0 | 1763.9707 | 0 | 1763.9613 | 0.0922
|  |  |  | -- | -- |  |  | 1121.2042 | 0.030429 | 1765.9562 | 0 | 1764.1232 | 0 | 1764.1138 | 0.09188
|  |  |  | -- | -- |  |  | 1121.2197 | 0.030433 | 1766.109 | 0 | 1764.2756 | 0 | 1764.2662 | 0.09166
|  |  |  | -- | -- |  |  | 1121.2351 | 0.03044 | 1766.2618 | 0 | 1764.4281 | 0 | 1764.4188 | 0.09153
|  |  |  | -- | -- |  |  | 1121.2505 | 0.030448 | 1766.4147 | 0 | 1764.5807 | 0 | 1764.5713 | 0.09146
|  |  |  | -- | -- |  |  | 1121.2659 | 0.030458 | 1766.5675 | 0 | 1764.7333 | 0 | 1764.7239 | 0.0914
|  |  |  | -- | -- |  |  | 1121.2812 | 0.030471 | 1766.7205 | 0 | 1764.8857 | 0 | 1764.8765 | 0.09136
|  |  |  | -- | -- |  |  | 1121.2966 | 0.030485 | 1766.8733 | 0 | 1765.0385 | 0 | 1765.0291 | 0.09131
|  |  |  | -- | -- |  |  | 1121.312 | 0.030501 | 1767.0262 | 0 | 1765.191 | 0 | 1765.1816 | 0.09125
|  |  |  | -- | -- |  |  | 1121.3274 | 0.030519 | 1767.1792 | 0 | 1765.3438 | 0 | 1765.3344 | 0.0912
|  |  |  | -- | -- |  |  | 1121.3429 | 0.030539 | 1767.3323 | 0 | 1765.4963 | 0 | 1765.4871 | 0.09114
|  |  |  | -- | -- |  |  | 1121.3583 | 0.030561 | 1767.4852 | 0 | 1765.649 | 0 | 1765.6398 | 0.09107
|  |  |  | -- | -- |  |  | 1121.3737 | 0.030585 | 1767.6383 | 0 | 1765.8019 | 0 | 1765.7925 | 0.09099
|  |  |  | -- | -- |  |  | 1121.389 | 0.030611 | 1767.7914 | 0 | 1765.9546 | 0 | 1765.9452 | 0.09088
|  |  |  | -- | -- |  |  | 1121.4044 | 0.03064 | 1767.9446 | 0 | 1766.1074 | 0 | 1766.098 | 0.09072
|  |  |  | -- | -- |  |  | 1121.4198 | 0.03067 | 1768.0977 | 0 | 1766.2603 | 0 | 1766.2508 | 0.09049
|  |  |  | -- | -- |  |  | 1121.4353 | 0.030702 | 1768.2508 | 0 | 1766.4131 | 0 | 1766.4037 | 0.09018
|  |  |  | -- | -- |  |  | 1121.4507 | 0.030736 | 1768.4041 | 0 | 1766.5659 | 0 | 1766.5565 | 0.08979
|  |  |  | -- | -- |  |  | 1121.4661 | 0.030773 | 1768.5573 | 0 | 1766.7189 | 0 | 1766.7095 | 0.08932
|  |  |  | -- | -- |  |  | 1121.4814 | 0.030811 | 1768.7105 | 0 | 1766.8717 | 0 | 1766.8623 | 0.08881
|  |  |  | -- | -- |  |  | 1121.4968 | 0.030851 | 1768.8638 | 0 | 1767.0247 | 0 | 1767.0153 | 0.08829
|  |  |  | -- | -- |  |  | 1121.5123 | 0.030894 | 1769.0171 | 0 | 1767.1776 | 0 | 1767.1683 | 0.08782
|  |  |  | -- | -- |  |  | 1121.5277 | 0.030938 | 1769.1704 | 0 | 1767.3307 | 0 | 1767.3213 | 0.08742
|  |  |  | -- | -- |  |  | 1121.5431 | 0.030984 | 1769.3237 | 0 | 1767.4836 | 0 | 1767.4744 | 0.08711
|  |  |  | -- | -- |  |  | 1121.5585 | 0.031032 | 1769.477 | 0 | 1767.6367 | 0 | 1767.6273 | 0.08692
|  |  |  | -- | -- |  |  | 1121.5739 | 0.031083 | 1769.6305 | 0 | 1767.7898 | 0 | 1767.7804 | 0.08681
|  |  |  | -- | -- |  |  | 1121.5894 | 0.031135 | 1769.7839 | 0 | 1767.943 | 0 | 1767.9336 | 0.08676
|  |  |  | -- | -- |  |  | 1121.6047 | 0.031188 | 1769.9374 | 0 | 1768.0961 | 0 | 1768.0867 | 0.08674
|  |  |  | -- | -- |  |  | 1121.6201 | 0.031244 | 1770.0908 | 0 | 1768.2493 | 0 | 1768.2399 | 0.08672
|  |  |  | -- | -- |  |  | 1121.6355 | 0.031301 | 1770.2444 | 0 | 1768.4025 | 0 | 1768.3931 | 0.08666
|  |  |  | -- | -- |  |  | 1121.6509 | 0.03136 | 1770.3978 | 0 | 1768.5557 | 0 | 1768.5463 | 0.08655
|  |  |  | -- | -- |  |  | 1121.6664 | 0.031421 | 1770.5514 | 0 | 1768.7089 | 0 | 1768.6995 | 0.08637
|  |  |  | -- | -- |  |  | 1121.6818 | 0.031484 | 1770.7051 | 0 | 1768.8622 | 0 | 1768.8528 | 0.08613
|  |  |  | -- | -- |  |  | 1121.6971 | 0.031548 | 1770.8586 | 0 | 1769.0154 | 0 | 1769.0061 | 0.08582
|  |  |  | -- | -- |  |  | 1121.7125 | 0.031613 | 1771.0123 | 0 | 1769.1687 | 0 | 1769.1594 | 0.08544
|  |  |  | -- | -- |  |  | 1121.728 | 0.03168 | 1771.1659 | 0 | 1769.3221 | 0 | 1769.3127 | 0.085
|  |  |  | -- | -- |  |  | 1121.7434 | 0.031749 | 1771.3196 | 0 | 1769.4755 | 0 | 1769.4661 | 0.0845
|  |  |  | -- | -- |  |  | 1121.7588 | 0.031818 | 1771.4734 | 0 | 1769.6289 | 0 | 1769.6195 | 0.08396
|  |  |  | -- | -- |  |  | 1121.7742 | 0.03189 | 1771.6271 | 0 | 1769.7823 | 0 | 1769.773 | 0.08339
|  |  |  | -- | -- |  |  | 1121.7897 | 0.031962 | 1771.7809 | 0 | 1769.9358 | 0 | 1769.9264 | 0.0828
|  |  |  | -- | -- |  |  | 1121.8051 | 0.032036 | 1771.9347 | 0 | 1770.0892 | 0 | 1770.0798 | 0.08219
|  |  |  | -- | -- |  |  | 1121.8204 | 0.03211 | 1772.0885 | 0 | 1770.2428 | 0 | 1770.2334 | 0.0816
|  |  |  | -- | -- |  |  | 1121.8358 | 0.032186 | 1772.2423 | 0 | 1770.3962 | 0 | 1770.3868 | 0.08104
|  |  |  | -- | -- |  |  | 1121.8513 | 0.032263 | 1772.3962 | 0 | 1770.5498 | 0 | 1770.5404 | 0.08051
|  |  |  | -- | -- |  |  | 1121.8667 | 0.03234 | 1772.5502 | 0 | 1770.7035 | 0 | 1770.6941 | 0.08003
|  |  |  | -- | -- |  |  | 1121.8821 | 0.032419 | 1772.7041 | 0 | 1770.8571 | 0 | 1770.8477 | 0.07961
|  |  |  | -- | -- |  |  | 1121.8976 | 0.032498 | 1772.858 | 0 | 1771.0107 | 0 | 1771.0013 | 0.07925
|  |  |  | -- | -- |  |  | 1121.913 | 0.032578 | 1773.0121 | 0 | 1771.1643 | 0 | 1771.1549 | 0.07898
|  |  |  | -- | -- |  |  | 1121.9283 | 0.032659 | 1773.166 | 0 | 1771.318 | 0 | 1771.3086 | 0.07879
|  |  |  | -- | -- |  |  | 1121.9437 | 0.03274 | 1773.3201 | 0 | 1771.4718 | 0 | 1771.4624 | 0.0787
|  |  |  | -- | -- |  |  | 1121.9592 | 0.032822 | 1773.4741 | 0 | 1771.6255 | 0 | 1771.6161 | 0.07869
|  |  |  | -- | -- |  |  | 1121.9746 | 0.032904 | 1773.6283 | 0 | 1771.7793 | 0 | 1771.7699 | 0.07875
|  |  |  | -- | -- |  |  | 1121.99 | 0.032986 | 1773.7823 | 0 | 1771.9331 | 0 | 1771.9237 | 0.07883
|  |  |  | -- | -- |  |  | 1122.0055 | 0.033069 | 1773.9365 | 0 | 1772.0869 | 0 | 1772.0775 | 0.07891
|  |  |  | -- | -- |  |  | 1122.0209 | 0.033152 | 1774.0907 | 0 | 1772.2407 | 0 | 1772.2313 | 0.07892
|  |  |  | -- | -- |  |  | 1122.0363 | 0.033234 | 1774.2449 | 0 | 1772.3946 | 0 | 1772.3853 | 0.07884
|  |  |  | -- | -- |  |  | 1122.0518 | 0.033317 | 1774.3992 | 0 | 1772.5486 | 0 | 1772.5392 | 0.07864
|  |  |  | -- | -- |  |  | 1122.0671 | 0.0334 | 1774.5533 | 0 | 1772.7025 | 0 | 1772.6931 | 0.07832
|  |  |  | -- | -- |  |  | 1122.0825 | 0.033483 | 1774.7076 | 0 | 1772.8564 | 0 | 1772.8471 | 0.07789
|  |  |  | -- | -- |  |  | 1122.0979 | 0.033566 | 1774.8619 | 0 | 1773.0104 | 0 | 1773.0011 | 0.0774
|  |  |  | -- | -- |  |  | 1122.1134 | 0.033648 | 1775.0164 | 0 | 1773.1644 | 0 | 1773.155 | 0.07687
|  |  |  | -- | -- |  |  | 1122.1288 | 0.03373 | 1775.1707 | 0 | 1773.3185 | 0 | 1773.3091 | 0.07634
|  |  |  | -- | -- |  |  | 1122.1442 | 0.033811 | 1775.3251 | 0 | 1773.4725 | 0 | 1773.4631 | 0.07583
|  |  |  | -- | -- |  |  | 1122.1597 | 0.033892 | 1775.4795 | 0 | 1773.6267 | 0 | 1773.6173 | 0.07536
|  |  |  | -- | -- |  |  | 1122.175 | 0.033973 | 1775.6339 | 0 | 1773.7808 | 0 | 1773.7714 | 0.07493
|  |  |  | -- | -- |  |  | 1122.1904 | 0.034052 | 1775.7883 | 0 | 1773.9349 | 0 | 1773.9255 | 0.07452
|  |  |  | -- | -- |  |  | 1122.2059 | 0.034131 | 1775.9429 | 0 | 1774.0891 | 0 | 1774.0797 | 0.07411
|  |  |  | -- | -- |  |  | 1122.2213 | 0.03421 | 1776.0974 | 0 | 1774.2433 | 0 | 1774.2339 | 0.07368
|  |  |  | -- | -- |  |  | 1122.2368 | 0.034287 | 1776.252 | 0 | 1774.3976 | 0 | 1774.3882 | 0.07322
|  |  |  | -- | -- |  |  | 1122.2522 | 0.034363 | 1776.4065 | 0 | 1774.5518 | 0 | 1774.5424 | 0.07272
|  |  |  | -- | -- |  |  | 1122.2676 | 0.034439 | 1776.5612 | 0 | 1774.7061 | 0 | 1774.6967 | 0.0722
|  |  |  | -- | -- |  |  | 1122.2831 | 0.034513 | 1776.7158 | 0 | 1774.8603 | 0 | 1774.851 | 0.07166
|  |  |  | -- | -- |  |  | 1122.2985 | 0.034586 | 1776.8705 | 0 | 1775.0147 | 0 | 1775.0052 | 0.07112
|  |  |  | -- | -- |  |  | 1122.3138 | 0.034658 | 1777.0251 | 0 | 1775.1691 | 0 | 1775.1597 | 0.07059
|  |  |  | -- | -- |  |  | 1122.3293 | 0.034728 | 1777.1798 | 0 | 1775.3235 | 0 | 1775.3141 | 0.07005
|  |  |  | -- | -- |  |  | 1122.3447 | 0.034797 | 1777.3346 | 0 | 1775.4779 | 0 | 1775.4685 | 0.0695
|  |  |  | -- | -- |  |  | 1122.3602 | 0.034865 | 1777.4894 | 0 | 1775.6323 | 0 | 1775.6229 | 0.06894
|  |  |  | -- | -- |  |  | 1122.3756 | 0.034932 | 1777.6442 | 0 | 1775.7867 | 0 | 1775.7773 | 0.06837
|  |  |  | -- | -- |  |  | 1122.391 | 0.034996 | 1777.799 | 0 | 1775.9413 | 0 | 1775.9319 | 0.06778
|  |  |  | -- | -- |  |  | 1122.4065 | 0.035059 | 1777.9537 | 0 | 1776.0958 | 0 | 1776.0864 | 0.0672
|  |  |  | -- | -- |  |  | 1122.4219 | 0.035121 | 1778.1086 | 0 | 1776.2504 | 0 | 1776.241 | 0.06666
|  |  |  | -- | -- |  |  | 1122.4373 | 0.035181 | 1778.2635 | 0 | 1776.4049 | 0 | 1776.3955 | 0.06617
|  |  |  | -- | -- |  |  | 1122.4528 | 0.035239 | 1778.4185 | 0 | 1776.5596 | 0 | 1776.5502 | 0.06577
|  |  |  | -- | -- |  |  | 1122.4681 | 0.035295 | 1778.5735 | 0 | 1776.7142 | 0 | 1776.7047 | 0.06548
|  |  |  | -- | -- |  |  | 1122.4836 | 0.035349 | 1778.7284 | 0 | 1776.8688 | 0 | 1776.8594 | 0.0653
|  |  |  | -- | -- |  |  | 1122.499 | 0.035401 | 1778.8834 | 0 | 1777.0236 | 0 | 1777.0142 | 0.06524
|  |  |  | -- | -- |  |  | 1122.5145 | 0.035451 | 1779.0385 | 0 | 1777.1782 | 0 | 1777.1688 | 0.06526
|  |  |  | -- | -- |  |  | 1122.5299 | 0.0355 | 1779.1936 | 0 | 1777.333 | 0 | 1777.3236 | 0.06533
|  |  |  | -- | -- |  |  | 1122.5453 | 0.035546 | 1779.3486 | 0 | 1777.4878 | 0 | 1777.4783 | 0.0654
|  |  |  | -- | -- |  |  | 1122.5608 | 0.03559 | 1779.5038 | 0 | 1777.6426 | 0 | 1777.6331 | 0.06544
|  |  |  | -- | -- |  |  | 1122.5762 | 0.035631 | 1779.6589 | 0 | 1777.7974 | 0 | 1777.788 | 0.06539
|  |  |  | -- | -- |  |  | 1122.5917 | 0.035671 | 1779.8141 | 0 | 1777.9522 | 0 | 1777.9427 | 0.06524
|  |  |  | -- | -- |  |  | 1122.6071 | 0.035708 | 1779.9692 | 0 | 1778.1071 | 0 | 1778.0977 | 0.06498
|  |  |  | -- | -- |  |  | 1122.6226 | 0.035743 | 1780.1245 | 0 | 1778.262 | 0 | 1778.2526 | 0.06463
|  |  |  | -- | -- |  |  | 1122.6379 | 0.035776 | 1780.2798 | 0 | 1778.4169 | 0 | 1778.4075 | 0.0642
|  |  |  | -- | -- |  |  | 1122.6533 | 0.035806 | 1780.4351 | 0 | 1778.5719 | 0 | 1778.5624 | 0.06375
|  |  |  | -- | -- |  |  | 1122.6688 | 0.035834 | 1780.5903 | 0 | 1778.7268 | 0 | 1778.7174 | 0.06331
|  |  |  | -- | -- |  |  | 1122.6842 | 0.03586 | 1780.7456 | 0 | 1778.8818 | 0 | 1778.8724 | 0.06293
|  |  |  | -- | -- |  |  | 1122.6997 | 0.035882 | 1780.901 | 0 | 1779.0369 | 0 | 1779.0275 | 0.06261
|  |  |  | -- | -- |  |  | 1122.7151 | 0.035903 | 1781.0564 | 0 | 1779.1919 | 0 | 1779.1825 | 0.06237
|  |  |  | -- | -- |  |  | 1122.7306 | 0.035921 | 1781.2118 | 0 | 1779.3471 | 0 | 1779.3376 | 0.0622
|  |  |  | -- | -- |  |  | 1122.746 | 0.035936 | 1781.3673 | 0 | 1779.5022 | 0 | 1779.4927 | 0.06207
|  |  |  | -- | -- |  |  | 1122.7615 | 0.035949 | 1781.5227 | 0 | 1779.6573 | 0 | 1779.6478 | 0.06194
|  |  |  | -- | -- |  |  | 1122.7769 | 0.035959 | 1781.6782 | 0 | 1779.8125 | 0 | 1779.803 | 0.06179
|  |  |  | -- | -- |  |  | 1122.7924 | 0.035967 | 1781.8337 | 0 | 1779.9677 | 0 | 1779.9582 | 0.06158
|  |  |  | -- | -- |  |  | 1122.8077 | 0.035972 | 1781.9893 | 0 | 1780.1229 | 0 | 1780.1134 | 0.06129
|  |  |  | -- | -- |  |  | 1122.8232 | 0.035975 | 1782.1449 | 0 | 1780.2782 | 0 | 1780.2687 | 0.06092
|  |  |  | -- | -- |  |  | 1122.8386 | 0.035975 | 1782.3005 | 0 | 1780.4335 | 0 | 1780.424 | 0.06047
|  |  |  | -- | -- |  |  | 1122.8541 | 0.035972 | 1782.4562 | 0 | 1780.5887 | 0 | 1780.5793 | 0.05996
|  |  |  | -- | -- |  |  | 1122.8695 | 0.035967 | 1782.6118 | 0 | 1780.744 | 0 | 1780.7346 | 0.05942
|  |  |  | -- | -- |  |  | 1122.885 | 0.03596 | 1782.7675 | 0 | 1780.8994 | 0 | 1780.89 | 0.05886
|  |  |  | -- | -- |  |  | 1122.9004 | 0.035949 | 1782.9232 | 0 | 1781.0548 | 0 | 1781.0454 | 0.05832
|  |  |  | -- | -- |  |  | 1122.9159 | 0.035936 | 1783.079 | 0 | 1781.2102 | 0 | 1781.2008 | 0.05782
|  |  |  | -- | -- |  |  | 1122.9313 | 0.035921 | 1783.2347 | 0 | 1781.3657 | 0 | 1781.3562 | 0.05737
|  |  |  | -- | -- |  |  | 1122.9468 | 0.035903 | 1783.3905 | 0 | 1781.5211 | 0 | 1781.5117 | 0.057
|  |  |  | -- | -- |  |  | 1122.9622 | 0.035883 | 1783.5463 | 0 | 1781.6766 | 0 | 1781.6672 | 0.05671
|  |  |  | -- | -- |  |  | 1122.9777 | 0.03586 | 1783.7022 | 0 | 1781.8321 | 0 | 1781.8228 | 0.05648
|  |  |  | -- | -- |  |  | 1122.993 | 0.035835 | 1783.858 | 0 | 1781.9877 | 0 | 1781.9783 | 0.05631
|  |  |  | -- | -- |  |  | 1123.0085 | 0.035808 | 1784.0139 | 0 | 1782.1433 | 0 | 1782.1338 | 0.05618
|  |  |  | -- | -- |  |  | 1123.0239 | 0.035778 | 1784.1699 | 0 | 1782.2988 | 0 | 1782.2894 | 0.05604
|  |  |  | -- | -- |  |  | 1123.0394 | 0.035746 | 1784.3258 | 0 | 1782.4545 | 0 | 1782.4451 | 0.05588
|  |  |  | -- | -- |  |  | 1123.0548 | 0.035712 | 1784.4818 | 0 | 1782.6102 | 0 | 1782.6007 | 0.05568
|  |  |  | -- | -- |  |  | 1123.0703 | 0.035675 | 1784.6378 | 0 | 1782.7659 | 0 | 1782.7565 | 0.05543
|  |  |  | -- | -- |  |  | 1123.0857 | 0.035637 | 1784.7938 | 0 | 1782.9216 | 0 | 1782.9121 | 0.05512
|  |  |  | -- | -- |  |  | 1123.1012 | 0.035596 | 1784.9499 | 0 | 1783.0773 | 0 | 1783.0679 | 0.05479
|  |  |  | -- | -- |  |  | 1123.1167 | 0.035554 | 1785.1061 | 0 | 1783.233 | 0 | 1783.2236 | 0.05445
|  |  |  | -- | -- |  |  | 1123.1321 | 0.03551 | 1785.2622 | 0 | 1783.3889 | 0 | 1783.3794 | 0.05412
|  |  |  | -- | -- |  |  | 1123.1476 | 0.035463 | 1785.4183 | 0 | 1783.5447 | 0 | 1783.5353 | 0.05382
|  |  |  | -- | -- |  |  | 1123.163 | 0.035415 | 1785.5745 | 0 | 1783.7006 | 0 | 1783.6912 | 0.05357
|  |  |  | -- | -- |  |  | 1123.1785 | 0.035366 | 1785.7307 | 0 | 1783.8564 | 0 | 1783.8471 | 0.05336
|  |  |  | -- | -- |  |  | 1123.1938 | 0.035315 | 1785.887 | 0 | 1784.0123 | 0 | 1784.0029 | 0.05319
|  |  |  | -- | -- |  |  | 1123.2094 | 0.035262 | 1786.0432 | 0 | 1784.1682 | 0 | 1784.1588 | 0.05306
|  |  |  | -- | -- |  |  | 1123.2249 | 0.035208 | 1786.1995 | 0 | 1784.3242 | 0 | 1784.3148 | 0.05293
|  |  |  | -- | -- |  |  | 1123.2402 | 0.035153 | 1786.3558 | 0 | 1784.4802 | 0 | 1784.4707 | 0.0528
|  |  |  | -- | -- |  |  | 1123.2557 | 0.035097 | 1786.5121 | 0 | 1784.6362 | 0 | 1784.6268 | 0.05263
|  |  |  | -- | -- |  |  | 1123.2711 | 0.035039 | 1786.6685 | 0 | 1784.7922 | 0 | 1784.7828 | 0.05242
|  |  |  | -- | -- |  |  | 1123.2866 | 0.03498 | 1786.8248 | 0 | 1784.9484 | 0 | 1784.9388 | 0.05215
|  |  |  | -- | -- |  |  | 1123.302 | 0.034921 | 1786.9813 | 0 | 1785.1044 | 0 | 1785.095 | 0.05183
|  |  |  | -- | -- |  |  | 1123.3175 | 0.034861 | 1787.1378 | 0 | 1785.2605 | 0 | 1785.2511 | 0.05145
|  |  |  | -- | -- |  |  | 1123.333 | 0.0348 | 1787.2942 | 0 | 1785.4168 | 0 | 1785.4072 | 0.05105
|  |  |  | -- | -- |  |  | 1123.3484 | 0.034739 | 1787.4508 | 0 | 1785.5729 | 0 | 1785.5635 | 0.05063
|  |  |  | -- | -- |  |  | 1123.3639 | 0.034677 | 1787.6073 | 0 | 1785.7291 | 0 | 1785.7196 | 0.05023
|  |  |  | -- | -- |  |  | 1123.3794 | 0.034615 | 1787.7638 | 0 | 1785.8854 | 0 | 1785.8758 | 0.04986
|  |  |  | -- | -- |  |  | 1123.3948 | 0.034553 | 1787.9204 | 0 | 1786.0416 | 0 | 1786.0321 | 0.04954
|  |  |  | -- | -- |  |  | 1123.4103 | 0.034491 | 1788.077 | 0 | 1786.1979 | 0 | 1786.1883 | 0.04925
|  |  |  | -- | -- |  |  | 1123.4257 | 0.034429 | 1788.2336 | 0 | 1786.3541 | 0 | 1786.3447 | 0.049
|  |  |  | -- | -- |  |  | 1123.4412 | 0.034367 | 1788.3904 | 0 | 1786.5105 | 0 | 1786.5011 | 0.04878
|  |  |  | -- | -- |  |  | 1123.4567 | 0.034306 | 1788.547 | 0 | 1786.6669 | 0 | 1786.6575 | 0.04857
|  |  |  | -- | -- |  |  | 1123.472 | 0.034244 | 1788.7037 | 0 | 1786.8232 | 0 | 1786.8138 | 0.04839
|  |  |  | -- | -- |  |  | 1123.4875 | 0.034184 | 1788.8605 | 0 | 1786.9797 | 0 | 1786.9702 | 0.04824
|  |  |  | -- | -- |  |  | 1123.5031 | 0.034124 | 1789.0173 | 0 | 1787.1361 | 0 | 1787.1267 | 0.04813
|  |  |  | -- | -- |  |  | 1123.5184 | 0.034065 | 1789.1741 | 0 | 1787.2926 | 0 | 1787.2832 | 0.04809
|  |  |  | -- | -- |  |  | 1123.5339 | 0.034007 | 1789.3309 | 0 | 1787.4491 | 0 | 1787.4397 | 0.04811
|  |  |  | -- | -- |  |  | 1123.5493 | 0.03395 | 1789.4878 | 0 | 1787.6057 | 0 | 1787.5962 | 0.04819
|  |  |  | -- | -- |  |  | 1123.5648 | 0.033894 | 1789.6446 | 0 | 1787.7622 | 0 | 1787.7528 | 0.0483
|  |  |  | -- | -- |  |  | 1123.5803 | 0.03384 | 1789.8016 | 0 | 1787.9188 | 0 | 1787.9093 | 0.04843
|  |  |  | -- | -- |  |  | 1123.5957 | 0.033787 | 1789.9586 | 0 | 1788.0754 | 0 | 1788.0659 | 0.04853
|  |  |  | -- | -- |  |  | 1123.6112 | 0.033735 | 1790.1156 | 0 | 1788.2321 | 0 | 1788.2227 | 0.04858
|  |  |  | -- | -- |  |  | 1123.6267 | 0.033685 | 1790.2726 | 0 | 1788.3888 | 0 | 1788.3793 | 0.04855
|  |  |  | -- | -- |  |  | 1123.6421 | 0.033637 | 1790.4296 | 0 | 1788.5454 | 0 | 1788.536 | 0.04844
|  |  |  | -- | -- |  |  | 1123.6576 | 0.033591 | 1790.5867 | 0 | 1788.7022 | 0 | 1788.6927 | 0.04824
|  |  |  | -- | -- |  |  | 1123.6731 | 0.033546 | 1790.7436 | 0 | 1788.8589 | 0 | 1788.8495 | 0.04798
|  |  |  | -- | -- |  |  | 1123.6885 | 0.033504 | 1790.9009 | 0 | 1789.0158 | 0 | 1789.0062 | 0.04767
|  |  |  | -- | -- |  |  | 1123.704 | 0.033464 | 1791.058 | 0 | 1789.1725 | 0 | 1789.1631 | 0.04735
|  |  |  | -- | -- |  |  | 1123.7195 | 0.033426 | 1791.2151 | 0 | 1789.3293 | 0 | 1789.3198 | 0.04704
|  |  |  | -- | -- |  |  | 1123.735 | 0.033391 | 1791.3723 | 0 | 1789.4862 | 0 | 1789.4767 | 0.04677
|  |  |  | -- | -- |  |  | 1123.7504 | 0.033357 | 1791.5295 | 0 | 1789.6431 | 0 | 1789.6337 | 0.04653
|  |  |  | -- | -- |  |  | 1123.7659 | 0.033327 | 1791.6868 | 0 | 1789.8001 | 0 | 1789.7905 | 0.04633
|  |  |  | -- | -- |  |  | 1123.7814 | 0.033299 | 1791.8441 | 0 | 1789.9569 | 0 | 1789.9475 | 0.04615
|  |  |  | -- | -- |  |  | 1123.7968 | 0.033273 | 1792.0013 | 0 | 1790.1139 | 0 | 1790.1045 | 0.04599
|  |  |  | -- | -- |  |  | 1123.8123 | 0.03325 | 1792.1587 | 0 | 1790.2709 | 0 | 1790.2615 | 0.04585
|  |  |  | -- | -- |  |  | 1123.8278 | 0.03323 | 1792.316 | 0 | 1790.428 | 0 | 1790.4185 | 0.04571
|  |  |  | -- | -- |  |  | 1123.8433 | 0.033213 | 1792.4734 | 0 | 1790.585 | 0 | 1790.5756 | 0.04558
|  |  |  | -- | -- |  |  | 1123.8586 | 0.033198 | 1792.6309 | 0 | 1790.7421 | 0 | 1790.7327 | 0.04547
|  |  |  | -- | -- |  |  | 1123.8741 | 0.033187 | 1792.7883 | 0 | 1790.8992 | 0 | 1790.8898 | 0.04537
|  |  |  | -- | -- |  |  | 1123.8896 | 0.033178 | 1792.9458 | 0 | 1791.0564 | 0 | 1791.0469 | 0.04528
|  |  |  | -- | -- |  |  | 1123.905 | 0.033172 | 1793.1033 | 0 | 1791.2135 | 0 | 1791.204 | 0.0452
|  |  |  | -- | -- |  |  | 1123.9205 | 0.033169 | 1793.2607 | 0 | 1791.3707 | 0 | 1791.3612 | 0.04512
|  |  |  | -- | -- |  |  | 1123.936 | 0.033169 | 1793.4183 | 0 | 1791.5279 | 0 | 1791.5184 | 0.04502
|  |  |  | -- | -- |  |  | 1123.9515 | 0.033172 | 1793.5759 | 0 | 1791.6852 | 0 | 1791.6757 | 0.04492
|  |  |  | -- | -- |  |  | 1123.9669 | 0.033178 | 1793.7335 | 0 | 1791.8424 | 0 | 1791.833 | 0.04482
|  |  |  | -- | -- |  |  | 1123.9824 | 0.033187 | 1793.8911 | 0 | 1791.9998 | 0 | 1791.9902 | 0.04472
|  |  |  | -- | -- |  |  | 1123.9979 | 0.033199 | 1794.0488 | 0 | 1792.1571 | 0 | 1792.1476 | 0.04462
|  |  |  | -- | -- |  |  | 1124.0134 | 0.033214 | 1794.2065 | 0 | 1792.3145 | 0 | 1792.3049 | 0.04452
|  |  |  | -- | -- |  |  | 1124.0288 | 0.033232 | 1794.3643 | 0 | 1792.4718 | 0 | 1792.4624 | 0.04442
|  |  |  | -- | -- |  |  | 1124.0443 | 0.033252 | 1794.522 | 0 | 1792.6293 | 0 | 1792.6198 | 0.04429
|  |  |  | -- | -- |  |  | 1124.0598 | 0.033276 | 1794.6798 | 0 | 1792.7866 | 0 | 1792.7772 | 0.04414
|  |  |  | -- | -- |  |  | 1124.0753 | 0.033302 | 1794.8375 | 0 | 1792.9441 | 0 | 1792.9347 | 0.04395
|  |  |  | -- | -- |  |  | 1124.0907 | 0.033332 | 1794.9954 | 0 | 1793.1017 | 0 | 1793.0922 | 0.04372
|  |  |  | -- | -- |  |  | 1124.1062 | 0.033364 | 1795.1532 | 0 | 1793.2592 | 0 | 1793.2496 | 0.04346
|  |  |  | -- | -- |  |  | 1124.1217 | 0.033398 | 1795.3112 | 0 | 1793.4168 | 0 | 1793.4072 | 0.04317
|  |  |  | -- | -- |  |  | 1124.1372 | 0.033436 | 1795.469 | 0 | 1793.5743 | 0 | 1793.5648 | 0.04287
|  |  |  | -- | -- |  |  | 1124.1527 | 0.033476 | 1795.627 | 0 | 1793.7319 | 0 | 1793.7224 | 0.04256
|  |  |  | -- | -- |  |  | 1124.1681 | 0.033518 | 1795.7849 | 0 | 1793.8895 | 0 | 1793.88 | 0.04224
|  |  |  | -- | -- |  |  | 1124.1836 | 0.033563 | 1795.943 | 0 | 1794.0472 | 0 | 1794.0377 | 0.04192
|  |  |  | -- | -- |  |  | 1124.1991 | 0.03361 | 1796.101 | 0 | 1794.205 | 0 | 1794.1954 | 0.0416
|  |  |  | -- | -- |  |  | 1124.2146 | 0.03366 | 1796.259 | 0 | 1794.3627 | 0 | 1794.3531 | 0.04128
|  |  |  | -- | -- |  |  | 1124.2301 | 0.033711 | 1796.4171 | 0 | 1794.5204 | 0 | 1794.5109 | 0.04098
|  |  |  | -- | -- |  |  | 1124.2455 | 0.033765 | 1796.5752 | 0 | 1794.6781 | 0 | 1794.6687 | 0.04068
|  |  |  | -- | -- |  |  | 1124.261 | 0.033821 | 1796.7334 | 0 | 1794.8359 | 0 | 1794.8264 | 0.04041
|  |  |  | -- | -- |  |  | 1124.2765 | 0.033879 | 1796.8915 | 0 | 1794.9938 | 0 | 1794.9842 | 0.04017
|  |  |  | -- | -- |  |  | 1124.292 | 0.033939 | 1797.0497 | 0 | 1795.1516 | 0 | 1795.1421 | 0.03996
|  |  |  | -- | -- |  |  | 1124.3075 | 0.034 | 1797.2079 | 0 | 1795.3096 | 0 | 1795.3001 | 0.03976
|  |  |  | -- | -- |  |  | 1124.3229 | 0.034064 | 1797.3662 | 0 | 1795.4674 | 0 | 1795.4579 | 0.03959
|  |  |  | -- | -- |  |  | 1124.3384 | 0.034129 | 1797.5244 | 0 | 1795.6254 | 0 | 1795.6158 | 0.03942
|  |  |  | -- | -- |  |  | 1124.3539 | 0.034195 | 1797.6827 | 0 | 1795.7833 | 0 | 1795.7738 | 0.03928
|  |  |  | -- | -- |  |  | 1124.3694 | 0.034263 | 1797.8411 | 0 | 1795.9413 | 0 | 1795.9319 | 0.03915
|  |  |  | -- | -- |  |  | 1124.3849 | 0.034332 | 1797.9994 | 0 | 1796.0994 | 0 | 1796.0898 | 0.03904
|  |  |  | -- | -- |  |  | 1124.4004 | 0.034402 | 1798.1578 | 0 | 1796.2575 | 0 | 1796.2479 | 0.03897
|  |  |  | -- | -- |  |  | 1124.4159 | 0.034474 | 1798.3163 | 0 | 1796.4155 | 0 | 1796.406 | 0.03893
|  |  |  | -- | -- |  |  | 1124.4313 | 0.034546 | 1798.4747 | 0 | 1796.5736 | 0 | 1796.5641 | 0.03892
|  |  |  | -- | -- |  |  | 1124.4468 | 0.03462 | 1798.6332 | 0 | 1796.7317 | 0 | 1796.7222 | 0.03892
|  |  |  | -- | -- |  |  | 1124.4623 | 0.034694 | 1798.7916 | 0 | 1796.8899 | 0 | 1796.8804 | 0.03892
|  |  |  | -- | -- |  |  | 1124.4778 | 0.034769 | 1798.9502 | 0 | 1797.0481 | 0 | 1797.0386 | 0.03889
|  |  |  | -- | -- |  |  | 1124.4933 | 0.034845 | 1799.1088 | 0 | 1797.2063 | 0 | 1797.1968 | 0.03883
|  |  |  | -- | -- |  |  | 1124.5088 | 0.034921 | 1799.2673 | 0 | 1797.3645 | 0 | 1797.355 | 0.03872
|  |  |  | -- | -- |  |  | 1124.5243 | 0.034997 | 1799.4259 | 0 | 1797.5228 | 0 | 1797.5133 | 0.03858
|  |  |  | -- | -- |  |  | 1124.5397 | 0.035074 | 1799.5846 | 0 | 1797.6811 | 0 | 1797.6716 | 0.03841
|  |  |  | -- | -- |  |  | 1124.5552 | 0.035151 | 1799.7432 | 0 | 1797.8395 | 0 | 1797.83 | 0.03823
|  |  |  | -- | -- |  |  | 1124.5707 | 0.035229 | 1799.9019 | 0 | 1797.9978 | 0 | 1797.9883 | 0.03807
|  |  |  | -- | -- |  |  | 1124.5862 | 0.035306 | 1800.0607 | 0 | 1798.1562 | 0 | 1798.1467 | 0.03795
|  |  |  | -- | -- |  |  | 1124.6017 | 0.035383 | 1800.2194 | 0 | 1798.3146 | 0 | 1798.305 | 0.03788
|  |  |  | -- | -- |  |  | 1124.6172 | 0.035461 | 1800.3782 | 0 | 1798.473 | 0 | 1798.4635 | 0.03787
|  |  |  | -- | -- |  |  | 1124.6327 | 0.035538 | 1800.537 | 0 | 1798.6315 | 0 | 1798.6221 | 0.03792
|  |  |  | -- | -- |  |  | 1124.6482 | 0.035615 | 1800.6958 | 0 | 1798.79 | 0 | 1798.7805 | 0.03802
|  |  |  | -- | -- |  |  | 1124.6637 | 0.035691 | 1800.8546 | 0 | 1798.9485 | 0 | 1798.9391 | 0.03814
|  |  |  | -- | -- |  |  | 1124.6791 | 0.035767 | 1801.0135 | 0 | 1799.1071 | 0 | 1799.0975 | 0.03826
|  |  |  | -- | -- |  |  | 1124.6946 | 0.035843 | 1801.1725 | 0 | 1799.2656 | 0 | 1799.2562 | 0.03835
|  |  |  | -- | -- |  |  | 1124.7101 | 0.035918 | 1801.3314 | 0 | 1799.4243 | 0 | 1799.4148 | 0.03836
|  |  |  | -- | -- |  |  | 1124.7256 | 0.035993 | 1801.4904 | 0 | 1799.5829 | 0 | 1799.5734 | 0.03829
|  |  |  | -- | -- |  |  | 1124.7411 | 0.036067 | 1801.6494 | 0 | 1799.7416 | 0 | 1799.7321 | 0.03812
|  |  |  | -- | -- |  |  | 1124.7566 | 0.03614 | 1801.8085 | 0 | 1799.9003 | 0 | 1799.8908 | 0.03787
|  |  |  | -- | -- |  |  | 1124.7721 | 0.036212 | 1801.9675 | 0 | 1800.059 | 0 | 1800.0494 | 0.03756
|  |  |  | -- | -- |  |  | 1124.7876 | 0.036284 | 1802.1266 | 0 | 1800.2178 | 0 | 1800.2082 | 0.03722
|  |  |  | -- | -- |  |  | 1124.8031 | 0.036355 | 1802.2856 | 0 | 1800.3766 | 0 | 1800.3671 | 0.03689
|  |  |  | -- | -- |  |  | 1124.8186 | 0.036424 | 1802.4448 | 0 | 1800.5354 | 0 | 1800.5259 | 0.0366
|  |  |  | -- | -- |  |  | 1124.8341 | 0.036493 | 1802.604 | 0 | 1800.6942 | 0 | 1800.6847 | 0.03635
|  |  |  | -- | -- |  |  | 1124.8496 | 0.036561 | 1802.7632 | 0 | 1800.853 | 0 | 1800.8435 | 0.03615
|  |  |  | -- | -- |  |  | 1124.8651 | 0.036628 | 1802.9224 | 0 | 1801.012 | 0 | 1801.0024 | 0.03598
|  |  |  | -- | -- |  |  | 1124.8806 | 0.036694 | 1803.0817 | 0 | 1801.1709 | 0 | 1801.1614 | 0.03582
|  |  |  | -- | -- |  |  | 1124.8961 | 0.036758 | 1803.241 | 0 | 1801.3298 | 0 | 1801.3203 | 0.03563
|  |  |  | -- | -- |  |  | 1124.9115 | 0.036822 | 1803.4003 | 0 | 1801.4888 | 0 | 1801.4793 | 0.03541
|  |  |  | -- | -- |  |  | 1124.927 | 0.036884 | 1803.5596 | 0 | 1801.6477 | 0 | 1801.6382 | 0.03513
|  |  |  | -- | -- |  |  | 1124.9425 | 0.036945 | 1803.719 | 0 | 1801.8068 | 0 | 1801.7972 | 0.0348
|  |  |  | -- | -- |  |  | 1124.958 | 0.037005 | 1803.8784 | 0 | 1801.9658 | 0 | 1801.9563 | 0.03444
|  |  |  | -- | -- |  |  | 1124.9735 | 0.037064 | 1804.0378 | 0 | 1802.1249 | 0 | 1802.1154 | 0.03406
|  |  |  | -- | -- |  |  | 1124.989 | 0.037122 | 1804.1973 | 0 | 1802.2841 | 0 | 1802.2745 | 0.03372
|  |  |  | -- | -- |  |  | 1125.0045 | 0.037178 | 1804.3567 | 0 | 1802.4432 | 0 | 1802.4337 | 0.03345
|  |  |  | -- | -- |  |  | 1125.02 | 0.037233 | 1804.5162 | 0 | 1802.6024 | 0 | 1802.5928 | 0.0333
|  |  |  | -- | -- |  |  | 1125.0355 | 0.037287 | 1804.6758 | 0 | 1802.7616 | 0 | 1802.7521 | 0.03329
|  |  |  | -- | -- |  |  | 1125.051 | 0.03734 | 1804.8353 | 0 | 1802.9208 | 0 | 1802.9113 | 0.03342
|  |  |  | -- | -- |  |  | 1125.0665 | 0.037391 | 1804.9949 | 0 | 1803.0801 | 0 | 1803.0706 | 0.03367
|  |  |  | -- | -- |  |  | 1125.082 | 0.037442 | 1805.1545 | 0 | 1803.2394 | 0 | 1803.2297 | 0.03398
|  |  |  | -- | -- |  |  | 1125.0975 | 0.037491 | 1805.3142 | 0 | 1803.3987 | 0 | 1803.3892 | 0.03432
|  |  |  | -- | -- |  |  | 1125.113 | 0.037538 | 1805.4739 | 0 | 1803.558 | 0 | 1803.5485 | 0.0346
|  |  |  | -- | -- |  |  | 1125.1285 | 0.037585 | 1805.6335 | 0 | 1803.7173 | 0 | 1803.7078 | 0.0348
|  |  |  | -- | -- |  |  | 1125.144 | 0.037631 | 1805.7933 | 0 | 1803.8767 | 0 | 1803.8672 | 0.03487
|  |  |  | -- | -- |  |  | 1125.1595 | 0.037675 | 1805.9531 | 0 | 1804.0361 | 0 | 1804.0266 | 0.03482
|  |  |  | -- | -- |  |  | 1125.175 | 0.037718 | 1806.1129 | 0 | 1804.1956 | 0 | 1804.186 | 0.03466
|  |  |  | -- | -- |  |  | 1125.1906 | 0.03776 | 1806.2727 | 0 | 1804.3551 | 0 | 1804.3456 | 0.03443
|  |  |  | -- | -- |  |  | 1125.2061 | 0.037801 | 1806.4325 | 0 | 1804.5147 | 0 | 1804.505 | 0.03417
|  |  |  | -- | -- |  |  | 1125.2216 | 0.037841 | 1806.5924 | 0 | 1804.6742 | 0 | 1804.6645 | 0.03391
|  |  |  | -- | -- |  |  | 1125.2371 | 0.03788 | 1806.7523 | 0 | 1804.8337 | 0 | 1804.8242 | 0.03369
|  |  |  | -- | -- |  |  | 1125.2526 | 0.037918 | 1806.9122 | 0 | 1804.9933 | 0 | 1804.9838 | 0.03351
|  |  |  | -- | -- |  |  | 1125.2681 | 0.037954 | 1807.0721 | 0 | 1805.1529 | 0 | 1805.1434 | 0.03339
|  |  |  | -- | -- |  |  | 1125.2837 | 0.03799 | 1807.2322 | 0 | 1805.3126 | 0 | 1805.303 | 0.03332
|  |  |  | -- | -- |  |  | 1125.2992 | 0.038025 | 1807.3922 | 0 | 1805.4723 | 0 | 1805.4626 | 0.03329
|  |  |  | -- | -- |  |  | 1125.3147 | 0.03806 | 1807.5522 | 0 | 1805.632 | 0 | 1805.6224 | 0.0333
|  |  |  | -- | -- |  |  | 1125.3302 | 0.038093 | 1807.7123 | 0 | 1805.7916 | 0 | 1805.7821 | 0.03332
|  |  |  | -- | -- |  |  | 1125.3457 | 0.038125 | 1807.8724 | 0 | 1805.9514 | 0 | 1805.9419 | 0.03333
|  |  |  | -- | -- |  |  | 1125.3612 | 0.038157 | 1808.0326 | 0 | 1806.1112 | 0 | 1806.1017 | 0.0333
|  |  |  | -- | -- |  |  | 1125.3767 | 0.038188 | 1808.1927 | 0 | 1806.271 | 0 | 1806.2615 | 0.03323
|  |  |  | -- | -- |  |  | 1125.3922 | 0.038218 | 1808.3529 | 0 | 1806.4309 | 0 | 1806.4214 | 0.0331
|  |  |  | -- | -- |  |  | 1125.4077 | 0.038248 | 1808.5131 | 0 | 1806.5908 | 0 | 1806.5812 | 0.03289
|  |  |  | -- | -- |  |  | 1125.4232 | 0.038277 | 1808.6733 | 0 | 1806.7507 | 0 | 1806.7411 | 0.03261
|  |  |  | -- | -- |  |  | 1125.4387 | 0.038305 | 1808.8336 | 0 | 1806.9106 | 0 | 1806.901 | 0.03227
|  |  |  | -- | -- |  |  | 1125.4542 | 0.038333 | 1808.9939 | 0 | 1807.0706 | 0 | 1807.061 | 0.03188
|  |  |  | -- | -- |  |  | 1125.4697 | 0.03836 | 1809.1543 | 0 | 1807.2306 | 0 | 1807.2211 | 0.03145
|  |  |  | -- | -- |  |  | 1125.4852 | 0.038387 | 1809.3146 | 0 | 1807.3906 | 0 | 1807.381 | 0.03101
|  |  |  | -- | -- |  |  | 1125.5007 | 0.038413 | 1809.475 | 0 | 1807.5507 | 0 | 1807.541 | 0.03058
|  |  |  | -- | -- |  |  | 1125.5164 | 0.038439 | 1809.6354 | 0 | 1807.7107 | 0 | 1807.7012 | 0.03017
|  |  |  | -- | -- |  |  | 1125.5319 | 0.038465 | 1809.7959 | 0 | 1807.8709 | 0 | 1807.8612 | 0.02981
|  |  |  | -- | -- |  |  | 1125.5474 | 0.03849 | 1809.9563 | 0 | 1808.0309 | 0 | 1808.0214 | 0.02954
|  |  |  | -- | -- |  |  | 1125.5629 | 0.038515 | 1810.1168 | 0 | 1808.191 | 0 | 1808.1815 | 0.02935
|  |  |  | -- | -- |  |  | 1125.5784 | 0.03854 | 1810.2773 | 0 | 1808.3513 | 0 | 1808.3417 | 0.02926
|  |  |  | -- | -- |  |  | 1125.5939 | 0.038565 | 1810.4379 | 0 | 1808.5115 | 0 | 1808.502 | 0.02926
|  |  |  | -- | -- |  |  | 1125.6094 | 0.038589 | 1810.5985 | 0 | 1808.6717 | 0 | 1808.6622 | 0.02934
|  |  |  | -- | -- |  |  | 1125.6249 | 0.038613 | 1810.7592 | 0 | 1808.832 | 0 | 1808.8224 | 0.02945
|  |  |  | -- | -- |  |  | 1125.6404 | 0.038637 | 1810.9198 | 0 | 1808.9923 | 0 | 1808.9828 | 0.02957
|  |  |  | -- | -- |  |  | 1125.656 | 0.03866 | 1811.0804 | 0 | 1809.1526 | 0 | 1809.1431 | 0.02966
|  |  |  | -- | -- |  |  | 1125.6715 | 0.038684 | 1811.2411 | 0 | 1809.313 | 0 | 1809.3035 | 0.02969
|  |  |  | -- | -- |  |  | 1125.687 | 0.038707 | 1811.4019 | 0 | 1809.4734 | 0 | 1809.4639 | 0.02966
|  |  |  | -- | -- |  |  | 1125.7025 | 0.038731 | 1811.5626 | 0 | 1809.6338 | 0 | 1809.6243 | 0.02956
|  |  |  | -- | -- |  |  | 1125.718 | 0.038754 | 1811.7234 | 0 | 1809.7942 | 0 | 1809.7847 | 0.02941
|  |  |  | -- | -- |  |  | 1125.7335 | 0.038777 | 1811.8842 | 0 | 1809.9547 | 0 | 1809.9452 | 0.02922
|  |  |  | -- | -- |  |  | 1125.749 | 0.0388 | 1812.045 | 0 | 1810.1152 | 0 | 1810.1056 | 0.029
|  |  |  | -- | -- |  |  | 1125.7646 | 0.038823 | 1812.2059 | 0 | 1810.2758 | 0 | 1810.2661 | 0.02877
|  |  |  | -- | -- |  |  | 1125.7802 | 0.038845 | 1812.3668 | 0 | 1810.4363 | 0 | 1810.4268 | 0.02855
|  |  |  | -- | -- |  |  | 1125.7957 | 0.038868 | 1812.5277 | 0 | 1810.5969 | 0 | 1810.5873 | 0.02832
|  |  |  | -- | -- |  |  | 1125.8112 | 0.03889 | 1812.6887 | 0 | 1810.7575 | 0 | 1810.7479 | 0.02811
|  |  |  | -- | -- |  |  | 1125.8267 | 0.038912 | 1812.8497 | 0 | 1810.9181 | 0 | 1810.9086 | 0.02789
|  |  |  | -- | -- |  |  | 1125.8422 | 0.038934 | 1813.0107 | 0 | 1811.0789 | 0 | 1811.0692 | 0.02768
|  |  |  | -- | -- |  |  | 1125.8578 | 0.038955 | 1813.1717 | 0 | 1811.2395 | 0 | 1811.23 | 0.02747
|  |  |  | -- | -- |  |  | 1125.8733 | 0.038977 | 1813.3328 | 0 | 1811.4003 | 0 | 1811.3906 | 0.02725
|  |  |  | -- | -- |  |  | 1125.8888 | 0.038998 | 1813.4939 | 0 | 1811.561 | 0 | 1811.5514 | 0.02703
|  |  |  | -- | -- |  |  | 1125.9043 | 0.039018 | 1813.655 | 0 | 1811.7218 | 0 | 1811.7122 | 0.02682
|  |  |  | -- | -- |  |  | 1125.9198 | 0.039039 | 1813.8162 | 0 | 1811.8826 | 0 | 1811.873 | 0.02663
|  |  |  | -- | -- |  |  | 1125.9353 | 0.039058 | 1813.9774 | 0 | 1812.0435 | 0 | 1812.0338 | 0.02646
|  |  |  | -- | -- |  |  | 1125.9509 | 0.039078 | 1814.1385 | 0 | 1812.2043 | 0 | 1812.1947 | 0.02631
|  |  |  | -- | -- |  |  | 1125.9664 | 0.039096 | 1814.2998 | 0 | 1812.3652 | 0 | 1812.3556 | 0.02619
|  |  |  | -- | -- |  |  | 1125.9819 | 0.039114 | 1814.4611 | 0 | 1812.5261 | 0 | 1812.5166 | 0.02607
|  |  |  | -- | -- |  |  | 1125.9974 | 0.039131 | 1814.6224 | 0 | 1812.6871 | 0 | 1812.6775 | 0.02595
|  |  |  | -- | -- |  |  | 1126.0129 | 0.039148 | 1814.7837 | 0 | 1812.848 | 0 | 1812.8385 | 0.02582
|  |  |  | -- | -- |  |  | 1126.0286 | 0.039164 | 1814.9451 | 0 | 1813.009 | 0 | 1812.9995 | 0.02566
|  |  |  | -- | -- |  |  | 1126.0441 | 0.039178 | 1815.1064 | 0 | 1813.1702 | 0 | 1813.1605 | 0.02548
|  |  |  | -- | -- |  |  | 1126.0596 | 0.039192 | 1815.2679 | 0 | 1813.3312 | 0 | 1813.3217 | 0.02528
|  |  |  | -- | -- |  |  | 1126.0751 | 0.039205 | 1815.4293 | 0 | 1813.4923 | 0 | 1813.4827 | 0.02507
|  |  |  | -- | -- |  |  | 1126.0907 | 0.039216 | 1815.5908 | 0 | 1813.6534 | 0 | 1813.6438 | 0.02488
|  |  |  | -- | -- |  |  | 1126.1062 | 0.039226 | 1815.7523 | 0 | 1813.8146 | 0 | 1813.8049 | 0.02471
|  |  |  | -- | -- |  |  | 1126.1217 | 0.039235 | 1815.9138 | 0 | 1813.9757 | 0 | 1813.9662 | 0.02459
|  |  |  | -- | -- |  |  | 1126.1372 | 0.039242 | 1816.0754 | 0 | 1814.137 | 0 | 1814.1274 | 0.02452
|  |  |  | -- | -- |  |  | 1126.1528 | 0.039248 | 1816.2369 | 0 | 1814.2982 | 0 | 1814.2886 | 0.02449
|  |  |  | -- | -- |  |  | 1126.1683 | 0.039252 | 1816.3986 | 0 | 1814.4595 | 0 | 1814.4499 | 0.02448
|  |  |  | -- | -- |  |  | 1126.1838 | 0.039255 | 1816.5603 | 0 | 1814.6207 | 0 | 1814.6112 | 0.02448
|  |  |  | -- | -- |  |  | 1126.1993 | 0.039256 | 1816.7219 | 0 | 1814.7821 | 0 | 1814.7726 | 0.02446
|  |  |  | -- | -- |  |  | 1126.215 | 0.039255 | 1816.8837 | 0 | 1814.9435 | 0 | 1814.9338 | 0.02442
|  |  |  | -- | -- |  |  | 1126.2305 | 0.039251 | 1817.0454 | 0 | 1815.1049 | 0 | 1815.0952 | 0.02434
|  |  |  | -- | -- |  |  | 1126.246 | 0.039246 | 1817.2071 | 0 | 1815.2662 | 0 | 1815.2567 | 0.02425
|  |  |  | -- | -- |  |  | 1126.2615 | 0.039239 | 1817.3689 | 0 | 1815.4277 | 0 | 1815.4181 | 0.02417
|  |  |  | -- | -- |  |  | 1126.2771 | 0.039229 | 1817.5308 | 0 | 1815.5892 | 0 | 1815.5796 | 0.02412
|  |  |  | -- | -- |  |  | 1126.2926 | 0.039217 | 1817.6926 | 0 | 1815.7507 | 0 | 1815.7411 | 0.02414
|  |  |  | -- | -- |  |  | 1126.3081 | 0.039203 | 1817.8545 | 0 | 1815.9122 | 0 | 1815.9026 | 0.02421
|  |  |  | -- | -- |  |  | 1126.3236 | 0.039186 | 1818.0164 | 0 | 1816.0737 | 0 | 1816.0642 | 0.02436
|  |  |  | -- | -- |  |  | 1126.3392 | 0.039167 | 1818.1782 | 0 | 1816.2353 | 0 | 1816.2257 | 0.02455
|  |  |  | -- | -- |  |  | 1126.3547 | 0.039145 | 1818.3402 | 0 | 1816.397 | 0 | 1816.3873 | 0.02476
|  |  |  | -- | -- |  |  | 1126.3702 | 0.039121 | 1818.5022 | 0 | 1816.5586 | 0 | 1816.5491 | 0.02496
|  |  |  | -- | -- |  |  | 1126.3859 | 0.039094 | 1818.6643 | 0 | 1816.7203 | 0 | 1816.7107 | 0.0251
|  |  |  | -- | -- |  |  | 1126.4014 | 0.039064 | 1818.8263 | 0 | 1816.882 | 0 | 1816.8724 | 0.02518
|  |  |  | -- | -- |  |  | 1126.4169 | 0.039031 | 1818.9884 | 0 | 1817.0437 | 0 | 1817.0342 | 0.02516
|  |  |  | -- | -- |  |  | 1126.4324 | 0.038995 | 1819.1505 | 0 | 1817.2054 | 0 | 1817.1959 | 0.02505
|  |  |  | -- | -- |  |  | 1126.448 | 0.038956 | 1819.3126 | 0 | 1817.3673 | 0 | 1817.3577 | 0.02486
|  |  |  | -- | -- |  |  | 1126.4635 | 0.038915 | 1819.4747 | 0 | 1817.5291 | 0 | 1817.5195 | 0.02461
|  |  |  | -- | -- |  |  | 1126.479 | 0.03887 | 1819.637 | 0 | 1817.6909 | 0 | 1817.6813 | 0.02434
|  |  |  | -- | -- |  |  | 1126.4946 | 0.038823 | 1819.7992 | 0 | 1817.8528 | 0 | 1817.8433 | 0.02407
|  |  |  | -- | -- |  |  | 1126.5101 | 0.038772 | 1819.9614 | 0 | 1818.0147 | 0 | 1818.0051 | 0.02382
|  |  |  | -- | -- |  |  | 1126.5256 | 0.038719 | 1820.1238 | 0 | 1818.1766 | 0 | 1818.167 | 0.02359
|  |  |  | -- | -- |  |  | 1126.5413 | 0.038663 | 1820.286 | 0 | 1818.3386 | 0 | 1818.329 | 0.02337
|  |  |  | -- | -- |  |  | 1126.5568 | 0.038603 | 1820.4484 | 0 | 1818.5006 | 0 | 1818.491 | 0.02315
|  |  |  | -- | -- |  |  | 1126.5723 | 0.038541 | 1820.6107 | 0 | 1818.6626 | 0 | 1818.6529 | 0.02291
|  |  |  | -- | -- |  |  | 1126.5879 | 0.038476 | 1820.7731 | 0 | 1818.8247 | 0 | 1818.8151 | 0.02265
|  |  |  | -- | -- |  |  | 1126.6034 | 0.038408 | 1820.9355 | 0 | 1818.9867 | 0 | 1818.9772 | 0.02236
|  |  |  | -- | -- |  |  | 1126.6189 | 0.038337 | 1821.098 | 0 | 1819.1488 | 0 | 1819.1393 | 0.02205
|  |  |  | -- | -- |  |  | 1126.6345 | 0.038263 | 1821.2605 | 0 | 1819.311 | 0 | 1819.3014 | 0.02174
|  |  |  | -- | -- |  |  | 1126.65 | 0.038187 | 1821.423 | 0 | 1819.4731 | 0 | 1819.4635 | 0.02146
|  |  |  | -- | -- |  |  | 1126.6655 | 0.038108 | 1821.5856 | 0 | 1819.6354 | 0 | 1819.6257 | 0.02121
|  |  |  | -- | -- |  |  | 1126.6812 | 0.038026 | 1821.748 | 0 | 1819.7976 | 0 | 1819.788 | 0.02101
|  |  |  | -- | -- |  |  | 1126.6967 | 0.037942 | 1821.9106 | 0 | 1819.9598 | 0 | 1819.9502 | 0.02086
|  |  |  | -- | -- |  |  | 1126.7122 | 0.037856 | 1822.0734 | 0 | 1820.1221 | 0 | 1820.1124 | 0.02077
|  |  |  | -- | -- |  |  | 1126.7278 | 0.037767 | 1822.236 | 0 | 1820.2844 | 0 | 1820.2748 | 0.02073
|  |  |  | -- | -- |  |  | 1126.7433 | 0.037676 | 1822.3987 | 0 | 1820.4468 | 0 | 1820.4371 | 0.02076
|  |  |  | -- | -- |  |  | 1126.7589 | 0.037583 | 1822.5614 | 0 | 1820.6091 | 0 | 1820.5995 | 0.02085
|  |  |  | -- | -- |  |  | 1126.7744 | 0.037488 | 1822.7241 | 0 | 1820.7715 | 0 | 1820.7618 | 0.02102
|  |  |  | -- | -- |  |  | 1126.7899 | 0.037391 | 1822.8868 | 0 | 1820.934 | 0 | 1820.9243 | 0.02124
|  |  |  | -- | -- |  |  | 1126.8055 | 0.037293 | 1823.0497 | 0 | 1821.0963 | 0 | 1821.0868 | 0.02151
|  |  |  | -- | -- |  |  | 1126.821 | 0.037193 | 1823.2125 | 0 | 1821.2588 | 0 | 1821.2493 | 0.0218
|  |  |  | -- | -- |  |  | 1126.8367 | 0.037091 | 1823.3754 | 0 | 1821.4214 | 0 | 1821.4117 | 0.02207
|  |  |  | -- | -- |  |  | 1126.8522 | 0.036988 | 1823.5383 | 0 | 1821.5839 | 0 | 1821.5743 | 0.02229
|  |  |  | -- | -- |  |  | 1126.8677 | 0.036884 | 1823.7012 | 0 | 1821.7465 | 0 | 1821.7368 | 0.02244
|  |  |  | -- | -- |  |  | 1126.8833 | 0.036779 | 1823.8641 | 0 | 1821.9091 | 0 | 1821.8994 | 0.02249
|  |  |  | -- | -- |  |  | 1126.8988 | 0.036673 | 1824.0271 | 0 | 1822.0717 | 0 | 1822.0621 | 0.02247
|  |  |  | -- | -- |  |  | 1126.9144 | 0.036566 | 1824.1902 | 0 | 1822.2344 | 0 | 1822.2247 | 0.02238
|  |  |  | -- | -- |  |  | 1126.9299 | 0.036459 | 1824.3531 | 0 | 1822.397 | 0 | 1822.3874 | 0.02226
|  |  |  | -- | -- |  |  | 1126.9454 | 0.036351 | 1824.5162 | 0 | 1822.5597 | 0 | 1822.5502 | 0.02216
|  |  |  | -- | -- |  |  | 1126.9611 | 0.036243 | 1824.6793 | 0 | 1822.7225 | 0 | 1822.7129 | 0.02208
|  |  |  | -- | -- |  |  | 1126.9766 | 0.036134 | 1824.8424 | 0 | 1822.8853 | 0 | 1822.8756 | 0.02205
|  |  |  | -- | -- |  |  | 1126.9922 | 0.036026 | 1825.0056 | 0 | 1823.0481 | 0 | 1823.0385 | 0.02206
|  |  |  | -- | -- |  |  | 1127.0077 | 0.035918 | 1825.1688 | 0 | 1823.2109 | 0 | 1823.2013 | 0.02208
|  |  |  | -- | -- |  |  | 1127.0233 | 0.035811 | 1825.332 | 0 | 1823.3738 | 0 | 1823.3641 | 0.02208
|  |  |  | -- | -- |  |  | 1127.0388 | 0.035703 | 1825.4952 | 0 | 1823.5366 | 0 | 1823.527 | 0.02203
|  |  |  | -- | -- |  |  | 1127.0543 | 0.035597 | 1825.6584 | 0 | 1823.6996 | 0 | 1823.6899 | 0.02189
|  |  |  | -- | -- |  |  | 1127.0699 | 0.035491 | 1825.8218 | 0 | 1823.8626 | 0 | 1823.8529 | 0.02167
|  |  |  | -- | -- |  |  | 1127.0854 | 0.035386 | 1825.9851 | 0 | 1824.0255 | 0 | 1824.0159 | 0.02138
|  |  |  | -- | -- |  |  | 1127.1011 | 0.035282 | 1826.1484 | 0 | 1824.1885 | 0 | 1824.1788 | 0.02104
|  |  |  | -- | -- |  |  | 1127.1166 | 0.03518 | 1826.3119 | 0 | 1824.3516 | 0 | 1824.3419 | 0.02068
|  |  |  | -- | -- |  |  | 1127.1322 | 0.035078 | 1826.4752 | 0 | 1824.5145 | 0 | 1824.505 | 0.02033
|  |  |  | -- | -- |  |  | 1127.1477 | 0.034978 | 1826.6387 | 0 | 1824.6777 | 0 | 1824.6681 | 0.02003
|  |  |  | -- | -- |  |  | 1127.1633 | 0.03488 | 1826.8021 | 0 | 1824.8408 | 0 | 1824.8312 | 0.0198
|  |  |  | -- | -- |  |  | 1127.1788 | 0.034783 | 1826.9657 | 0 | 1825.0039 | 0 | 1824.9943 | 0.01964
|  |  |  | -- | -- |  |  | 1127.1945 | 0.034689 | 1827.1291 | 0 | 1825.1671 | 0 | 1825.1575 | 0.01956
|  |  |  | -- | -- |  |  | 1127.21 | 0.034596 | 1827.2927 | 0 | 1825.3303 | 0 | 1825.3207 | 0.01954
|  |  |  | -- | -- |  |  | 1127.2255 | 0.034505 | 1827.4563 | 0 | 1825.4935 | 0 | 1825.4839 | 0.01959
|  |  |  | -- | -- |  |  | 1127.2411 | 0.034416 | 1827.62 | 0 | 1825.6569 | 0 | 1825.6472 | 0.01969
|  |  |  | -- | -- |  |  | 1127.2566 | 0.034329 | 1827.7836 | 0 | 1825.8202 | 0 | 1825.8105 | 0.01981
|  |  |  | -- | -- |  |  | 1127.2722 | 0.034244 | 1827.9473 | 0 | 1825.9835 | 0 | 1825.9739 | 0.01995
|  |  |  | -- | -- |  |  | 1127.2877 | 0.034162 | 1828.111 | 0 | 1826.1469 | 0 | 1826.1372 | 0.02006
|  |  |  | -- | -- |  |  | 1127.3033 | 0.034082 | 1828.2748 | 0 | 1826.3102 | 0 | 1826.3005 | 0.02015
|  |  |  | -- | -- |  |  | 1127.3188 | 0.034005 | 1828.4385 | 0 | 1826.4736 | 0 | 1826.464 | 0.0202
|  |  |  | -- | -- |  |  | 1127.3345 | 0.03393 | 1828.6023 | 0 | 1826.6371 | 0 | 1826.6274 | 0.0202
|  |  |  | -- | -- |  |  | 1127.35 | 0.033858 | 1828.7661 | 0 | 1826.8005 | 0 | 1826.7909 | 0.02016
|  |  |  | -- | -- |  |  | 1127.3656 | 0.033788 | 1828.9299 | 0 | 1826.964 | 0 | 1826.9543 | 0.02008
|  |  |  | -- | -- |  |  | 1127.3811 | 0.033721 | 1829.0939 | 0 | 1827.1276 | 0 | 1827.1179 | 0.01999
|  |  |  | -- | -- |  |  | 1127.3967 | 0.033656 | 1829.2578 | 0 | 1827.2911 | 0 | 1827.2815 | 0.01989
|  |  |  | -- | -- |  |  | 1127.4124 | 0.033594 | 1829.4217 | 0 | 1827.4547 | 0 | 1827.4451 | 0.01982
|  |  |  | -- | -- |  |  | 1127.4279 | 0.033535 | 1829.5857 | 0 | 1827.6183 | 0 | 1827.6086 | 0.01979
|  |  |  | -- | -- |  |  | 1127.4435 | 0.033478 | 1829.7496 | 0 | 1827.782 | 0 | 1827.7723 | 0.0198
|  |  |  | -- | -- |  |  | 1127.459 | 0.033424 | 1829.9137 | 0 | 1827.9457 | 0 | 1827.936 | 0.01986
|  |  |  | -- | -- |  |  | 1127.4746 | 0.033372 | 1830.0778 | 0 | 1828.1094 | 0 | 1828.0997 | 0.01997
|  |  |  | -- | -- |  |  | 1127.4901 | 0.033323 | 1830.2418 | 0 | 1828.2731 | 0 | 1828.2634 | 0.02011
|  |  |  | -- | -- |  |  | 1127.5057 | 0.033277 | 1830.406 | 0 | 1828.4369 | 0 | 1828.4272 | 0.02026
|  |  |  | -- | -- |  |  | 1127.5212 | 0.033233 | 1830.5702 | 0 | 1828.6007 | 0 | 1828.5911 | 0.0204
|  |  |  | -- | -- |  |  | 1127.5369 | 0.033192 | 1830.7342 | 0 | 1828.7645 | 0 | 1828.7549 | 0.02051
|  |  |  | -- | -- |  |  | 1127.5524 | 0.033153 | 1830.8986 | 0 | 1828.9283 | 0 | 1828.9187 | 0.02056
|  |  |  | -- | -- |  |  | 1127.568 | 0.033117 | 1831.0627 | 0 | 1829.0922 | 0 | 1829.0825 | 0.02056
|  |  |  | -- | -- |  |  | 1127.5836 | 0.033083 | 1831.227 | 0 | 1829.2561 | 0 | 1829.2465 | 0.02049
|  |  |  | -- | -- |  |  | 1127.5991 | 0.033051 | 1831.3914 | 0 | 1829.42 | 0 | 1829.4104 | 0.02035
|  |  |  | -- | -- |  |  | 1127.6147 | 0.033021 | 1831.5557 | 0 | 1829.584 | 0 | 1829.5743 | 0.02016
|  |  |  | -- | -- |  |  | 1127.6302 | 0.032994 | 1831.72 | 0 | 1829.748 | 0 | 1829.7384 | 0.01994
|  |  |  | -- | -- |  |  | 1127.6459 | 0.032969 | 1831.8844 | 0 | 1829.9121 | 0 | 1829.9025 | 0.01969
|  |  |  | -- | -- |  |  | 1127.6614 | 0.032946 | 1832.0488 | 0 | 1830.0762 | 0 | 1830.0665 | 0.01945
|  |  |  | -- | -- |  |  | 1127.677 | 0.032925 | 1832.2133 | 0 | 1830.2402 | 0 | 1830.2306 | 0.01926
|  |  |  | -- | -- |  |  | 1127.6926 | 0.032906 | 1832.3777 | 0 | 1830.4043 | 0 | 1830.3946 | 0.01912
|  |  |  | -- | -- |  |  | 1127.7081 | 0.032889 | 1832.5422 | 0 | 1830.5685 | 0 | 1830.5588 | 0.01905
|  |  |  | -- | -- |  |  | 1127.7238 | 0.032873 | 1832.7068 | 0 | 1830.7327 | 0 | 1830.723 | 0.01905
|  |  |  | -- | -- |  |  | 1127.7393 | 0.032859 | 1832.8713 | 0 | 1830.8969 | 0 | 1830.8872 | 0.01909
|  |  |  | -- | -- |  |  | 1127.7549 | 0.032847 | 1833.0359 | 0 | 1831.0612 | 0 | 1831.0514 | 0.01914
|  |  |  | -- | -- |  |  | 1127.7705 | 0.032837 | 1833.2004 | 0 | 1831.2253 | 0 | 1831.2157 | 0.01916
|  |  |  | -- | -- |  |  | 1127.786 | 0.032828 | 1833.3651 | 0 | 1831.3897 | 0 | 1831.38 | 0.01913
|  |  |  | -- | -- |  |  | 1127.8016 | 0.03282 | 1833.5298 | 0 | 1831.554 | 0 | 1831.5443 | 0.01901
|  |  |  | -- | -- |  |  | 1127.8171 | 0.032814 | 1833.6946 | 0 | 1831.7184 | 0 | 1831.7087 | 0.01881
|  |  |  | -- | -- |  |  | 1127.8328 | 0.032809 | 1833.8592 | 0 | 1831.8827 | 0 | 1831.873 | 0.01854
|  |  |  | -- | -- |  |  | 1127.8484 | 0.032805 | 1834.024 | 0 | 1832.0471 | 0 | 1832.0375 | 0.01823
|  |  |  | -- | -- |  |  | 1127.8639 | 0.032803 | 1834.1888 | 0 | 1832.2115 | 0 | 1832.2019 | 0.01791
|  |  |  | -- | -- |  |  | 1127.8795 | 0.032801 | 1834.3536 | 0 | 1832.3761 | 0 | 1832.3663 | 0.01762
|  |  |  | -- | -- |  |  | 1127.8951 | 0.0328 | 1834.5186 | 0 | 1832.5405 | 0 | 1832.5309 | 0.01738
|  |  |  | -- | -- |  |  | 1127.9106 | 0.032801 | 1834.6834 | 0 | 1832.7051 | 0 | 1832.6954 | 0.01721
|  |  |  | -- | -- |  |  | 1127.9263 | 0.032802 | 1834.8483 | 0 | 1832.8696 | 0 | 1832.86 | 0.01708
|  |  |  | -- | -- |  |  | 1127.9418 | 0.032804 | 1835.0133 | 0 | 1833.0342 | 0 | 1833.0245 | 0.017
|  |  |  | -- | -- |  |  | 1127.9574 | 0.032806 | 1835.1782 | 0 | 1833.1988 | 0 | 1833.1892 | 0.01694
|  |  |  | -- | -- |  |  | 1127.973 | 0.03281 | 1835.3433 | 0 | 1833.3635 | 0 | 1833.3539 | 0.01689
|  |  |  | -- | -- |  |  | 1127.9885 | 0.032814 | 1835.5083 | 0 | 1833.5282 | 0 | 1833.5186 | 0.01683
|  |  |  | -- | -- |  |  | 1128.0041 | 0.032818 | 1835.6733 | 0 | 1833.6929 | 0 | 1833.6832 | 0.01677
|  |  |  | -- | -- |  |  | 1128.0198 | 0.032823 | 1835.8384 | 0 | 1833.8577 | 0 | 1833.8479 | 0.01672
|  |  |  | -- | -- |  |  | 1128.0353 | 0.032829 | 1836.0035 | 0 | 1834.0223 | 0 | 1834.0127 | 0.01669
|  |  |  | -- | -- |  |  | 1128.0509 | 0.032835 | 1836.1687 | 0 | 1834.1871 | 0 | 1834.1775 | 0.01669
|  |  |  | -- | -- |  |  | 1128.0665 | 0.032841 | 1836.3339 | 0 | 1834.352 | 0 | 1834.3423 | 0.01672
|  |  |  | -- | -- |  |  | 1128.082 | 0.032848 | 1836.4992 | 0 | 1834.5168 | 0 | 1834.5072 | 0.01677
|  |  |  | -- | -- |  |  | 1128.0977 | 0.032855 | 1836.6643 | 0 | 1834.6818 | 0 | 1834.6721 | 0.01682
|  |  |  | -- | -- |  |  | 1128.1133 | 0.032863 | 1836.8296 | 0 | 1834.8467 | 0 | 1834.837 | 0.01687
|  |  |  | -- | -- |  |  | 1128.1288 | 0.03287 | 1836.9949 | 0 | 1835.0116 | 0 | 1835.002 | 0.01689
|  |  |  | -- | -- |  |  | 1128.1444 | 0.032878 | 1837.1603 | 0 | 1835.1766 | 0 | 1835.1669 | 0.01688
|  |  |  | -- | -- |  |  | 1128.16 | 0.032886 | 1837.3256 | 0 | 1835.3416 | 0 | 1835.3319 | 0.01686
|  |  |  | -- | -- |  |  | 1128.1757 | 0.032894 | 1837.491 | 0 | 1835.5066 | 0 | 1835.4969 | 0.01684
|  |  |  | -- | -- |  |  | 1128.1912 | 0.032903 | 1837.6564 | 0 | 1835.6716 | 0 | 1835.662 | 0.01683
|  |  |  | -- | -- |  |  | 1128.2068 | 0.032911 | 1837.8219 | 0 | 1835.8368 | 0 | 1835.8272 | 0.01685
|  |  |  | -- | -- |  |  | 1128.2224 | 0.03292 | 1837.9873 | 0 | 1836.002 | 0 | 1835.9922 | 0.0169
|  |  |  | -- | -- |  |  | 1128.2379 | 0.032929 | 1838.1528 | 0 | 1836.1671 | 0 | 1836.1573 | 0.01696
|  |  |  | -- | -- |  |  | 1128.2535 | 0.032938 | 1838.3184 | 0 | 1836.3323 | 0 | 1836.3225 | 0.01705
|  |  |  | -- | -- |  |  | 1128.2692 | 0.032947 | 1838.484 | 0 | 1836.4974 | 0 | 1836.4878 | 0.01713
|  |  |  | -- | -- |  |  | 1128.2847 | 0.032956 | 1838.6495 | 0 | 1836.6627 | 0 | 1836.6529 | 0.0172
|  |  |  | -- | -- |  |  | 1128.3003 | 0.032965 | 1838.8152 | 0 | 1836.828 | 0 | 1836.8182 | 0.01725
|  |  |  | -- | -- |  |  | 1128.3159 | 0.032975 | 1838.9808 | 0 | 1836.9933 | 0 | 1836.9836 | 0.01727
|  |  |  | -- | -- |  |  | 1128.3315 | 0.032984 | 1839.1466 | 0 | 1837.1586 | 0 | 1837.1489 | 0.01726
|  |  |  | -- | -- |  |  | 1128.347 | 0.032993 | 1839.3123 | 0 | 1837.324 | 0 | 1837.3143 | 0.01722
|  |  |  | -- | -- |  |  | 1128.3627 | 0.033003 | 1839.478 | 0 | 1837.4894 | 0 | 1837.4796 | 0.01713
|  |  |  | -- | -- |  |  | 1128.3783 | 0.033013 | 1839.6438 | 0 | 1837.6548 | 0 | 1837.6451 | 0.01701
|  |  |  | -- | -- |  |  | 1128.3939 | 0.033022 | 1839.8096 | 0 | 1837.8202 | 0 | 1837.8105 | 0.01686
|  |  |  | -- | -- |  |  | 1128.4094 | 0.033032 | 1839.9755 | 0 | 1837.9857 | 0 | 1837.976 | 0.01668
|  |  |  | -- | -- |  |  | 1128.425 | 0.033042 | 1840.1414 | 0 | 1838.1512 | 0 | 1838.1415 | 0.01648
|  |  |  | -- | -- |  |  | 1128.4407 | 0.033052 | 1840.3073 | 0 | 1838.3168 | 0 | 1838.307 | 0.01627
|  |  |  | -- | -- |  |  | 1128.4563 | 0.033062 | 1840.4731 | 0 | 1838.4823 | 0 | 1838.4727 | 0.01607
|  |  |  | -- | -- |  |  | 1128.4718 | 0.033072 | 1840.639 | 0 | 1838.648 | 0 | 1838.6382 | 0.01587
|  |  |  | -- | -- |  |  | 1128.4874 | 0.033082 | 1840.805 | 0 | 1838.8136 | 0 | 1838.8038 | 0.01568
|  |  |  | -- | -- |  |  | 1128.5031 | 0.033092 | 1840.9711 | 0 | 1838.9793 | 0 | 1838.9695 | 0.01552
|  |  |  | -- | -- |  |  | 1128.5187 | 0.033103 | 1841.1371 | 0 | 1839.1449 | 0 | 1839.1353 | 0.01538
|  |  |  | -- | -- |  |  | 1128.5343 | 0.033113 | 1841.3032 | 0 | 1839.3107 | 0 | 1839.3009 | 0.01527
|  |  |  | -- | -- |  |  | 1128.5498 | 0.033123 | 1841.4694 | 0 | 1839.4763 | 0 | 1839.4667 | 0.01517
|  |  |  | -- | -- |  |  | 1128.5654 | 0.033133 | 1841.6355 | 0 | 1839.6421 | 0 | 1839.6325 | 0.01509
|  |  |  | -- | -- |  |  | 1128.5811 | 0.033143 | 1841.8016 | 0 | 1839.808 | 0 | 1839.7982 | 0.01502
|  |  |  | -- | -- |  |  | 1128.5967 | 0.033154 | 1841.9678 | 0 | 1839.9738 | 0 | 1839.9641 | 0.01494
|  |  |  | -- | -- |  |  | 1128.6122 | 0.033164 | 1842.134 | 0 | 1840.1397 | 0 | 1840.13 | 0.01486
|  |  |  | -- | -- |  |  | 1128.6278 | 0.033174 | 1842.3003 | 0 | 1840.3055 | 0 | 1840.2959 | 0.01474
|  |  |  | -- | -- |  |  | 1128.6434 | 0.033184 | 1842.4666 | 0 | 1840.4714 | 0 | 1840.4618 | 0.0146
|  |  |  | -- | -- |  |  | 1128.6591 | 0.033194 | 1842.6329 | 0 | 1840.6374 | 0 | 1840.6277 | 0.01441
|  |  |  | -- | -- |  |  | 1128.6747 | 0.033204 | 1842.7993 | 0 | 1840.8035 | 0 | 1840.7937 | 0.01418
|  |  |  | -- | -- |  |  | 1128.6902 | 0.033213 | 1842.9657 | 0 | 1840.9695 | 0 | 1840.9597 | 0.01394
|  |  |  | -- | -- |  |  | 1128.7058 | 0.033223 | 1843.1321 | 0 | 1841.1355 | 0 | 1841.1257 | 0.01369
|  |  |  | -- | -- |  |  | 1128.7214 | 0.033232 | 1843.2985 | 0 | 1841.3015 | 0 | 1841.2919 | 0.01346
|  |  |  | -- | -- |  |  | 1128.7371 | 0.033241 | 1843.465 | 0 | 1841.4677 | 0 | 1841.458 | 0.01328
|  |  |  | -- | -- |  |  | 1128.7527 | 0.03325 | 1843.6315 | 0 | 1841.6338 | 0 | 1841.6242 | 0.01317
|  |  |  | -- | -- |  |  | 1128.7683 | 0.033258 | 1843.798 | 0 | 1841.7999 | 0 | 1841.7903 | 0.01314
|  |  |  | -- | -- |  |  | 1128.7838 | 0.033266 | 1843.9646 | 0 | 1841.9662 | 0 | 1841.9564 | 0.01318
|  |  |  | -- | -- |  |  | 1128.7994 | 0.033274 | 1844.1311 | 0 | 1842.1325 | 0 | 1842.1227 | 0.0133
|  |  |  | -- | -- |  |  | 1128.8151 | 0.033281 | 1844.2977 | 0 | 1842.2987 | 0 | 1842.2889 | 0.01347
|  |  |  | -- | -- |  |  | 1128.8307 | 0.033288 | 1844.4644 | 0 | 1842.465 | 0 | 1842.4552 | 0.0137
|  |  |  | -- | -- |  |  | 1128.8463 | 0.033294 | 1844.6311 | 0 | 1842.6312 | 0 | 1842.6216 | 0.01394
|  |  |  | -- | -- |  |  | 1128.8619 | 0.033299 | 1844.7977 | 0 | 1842.7976 | 0 | 1842.788 | 0.01419
|  |  |  | -- | -- |  |  | 1128.8776 | 0.033304 | 1844.9645 | 0 | 1842.964 | 0 | 1842.9542 | 0.01443
|  |  |  | -- | -- |  |  | 1128.8931 | 0.033309 | 1845.1314 | 0 | 1843.1304 | 0 | 1843.1207 | 0.01464
|  |  |  | -- | -- |  |  | 1128.9087 | 0.033312 | 1845.2981 | 0 | 1843.2969 | 0 | 1843.2871 | 0.0148
|  |  |  | -- | -- |  |  | 1128.9243 | 0.033315 | 1845.465 | 0 | 1843.4633 | 0 | 1843.4536 | 0.01489
|  |  |  | -- | -- |  |  | 1128.9399 | 0.033317 | 1845.6318 | 0 | 1843.6298 | 0 | 1843.6201 | 0.01492
|  |  |  | -- | -- |  |  | 1128.9556 | 0.033317 | 1845.7987 | 0 | 1843.7964 | 0 | 1843.7866 | 0.0149
|  |  |  | -- | -- |  |  | 1128.9712 | 0.033317 | 1845.9656 | 0 | 1843.9629 | 0 | 1843.9531 | 0.01483
|  |  |  | -- | -- |  |  | 1128.9868 | 0.033316 | 1846.1326 | 0 | 1844.1295 | 0 | 1844.1198 | 0.01475
|  |  |  | -- | -- |  |  | 1129.0023 | 0.033314 | 1846.2996 | 0 | 1844.2961 | 0 | 1844.2864 | 0.01467
|  |  |  | -- | -- |  |  | 1129.0179 | 0.033311 | 1846.4666 | 0 | 1844.4628 | 0 | 1844.453 | 0.01462
|  |  |  | -- | -- |  |  | 1129.0336 | 0.033307 | 1846.6335 | 0 | 1844.6294 | 0 | 1844.6198 | 0.0146
|  |  |  | -- | -- |  |  | 1129.0492 | 0.033301 | 1846.8007 | 0 | 1844.7961 | 0 | 1844.7864 | 0.01463
|  |  |  | -- | -- |  |  | 1129.0648 | 0.033294 | 1846.9678 | 0 | 1844.9629 | 0 | 1844.9531 | 0.0147
|  |  |  | -- | -- |  |  | 1129.0804 | 0.033286 | 1847.1349 | 0 | 1845.1296 | 0 | 1845.1199 | 0.01479
|  |  |  | -- | -- |  |  | 1129.0961 | 0.033276 | 1847.302 | 0 | 1845.2964 | 0 | 1845.2867 | 0.01488
|  |  |  | -- | -- |  |  | 1129.1117 | 0.033265 | 1847.4692 | 0 | 1845.4633 | 0 | 1845.4535 | 0.01493
|  |  |  | -- | -- |  |  | 1129.1273 | 0.033252 | 1847.6365 | 0 | 1845.6301 | 0 | 1845.6204 | 0.01493
|  |  |  | -- | -- |  |  | 1129.1429 | 0.033238 | 1847.8037 | 0 | 1845.797 | 0 | 1845.7872 | 0.01485
|  |  |  | -- | -- |  |  | 1129.1586 | 0.033222 | 1847.9709 | 0 | 1845.964 | 0 | 1845.9542 | 0.0147
|  |  |  | -- | -- |  |  | 1129.1741 | 0.033205 | 1848.1383 | 0 | 1846.1309 | 0 | 1846.1212 | 0.01449
|  |  |  | -- | -- |  |  | 1129.1897 | 0.033186 | 1848.3057 | 0 | 1846.2978 | 0 | 1846.2881 | 0.01424
|  |  |  | -- | -- |  |  | 1129.2053 | 0.033165 | 1848.473 | 0 | 1846.4648 | 0 | 1846.4552 | 0.01399
|  |  |  | -- | -- |  |  | 1129.2209 | 0.033143 | 1848.6404 | 0 | 1846.632 | 0 | 1846.6222 | 0.01377
|  |  |  | -- | -- |  |  | 1129.2366 | 0.033119 | 1848.8079 | 0 | 1846.799 | 0 | 1846.7893 | 0.01358
|  |  |  | -- | -- |  |  | 1129.2522 | 0.033093 | 1848.9753 | 0 | 1846.9661 | 0 | 1846.9563 | 0.01345
|  |  |  | -- | -- |  |  | 1129.2678 | 0.033065 | 1849.1428 | 0 | 1847.1332 | 0 | 1847.1235 | 0.01336
|  |  |  | -- | -- |  |  | 1129.2834 | 0.033036 | 1849.3103 | 0 | 1847.3004 | 0 | 1847.2906 | 0.01331
|  |  |  | -- | -- |  |  | 1129.2991 | 0.033004 | 1849.4779 | 0 | 1847.4675 | 0 | 1847.4579 | 0.01327
|  |  |  | -- | -- |  |  | 1129.3147 | 0.032971 | 1849.6455 | 0 | 1847.6348 | 0 | 1847.625 | 0.01324
|  |  |  | -- | -- |  |  | 1129.3303 | 0.032936 | 1849.8131 | 0 | 1847.802 | 0 | 1847.7924 | 0.01321
|  |  |  | -- | -- |  |  | 1129.3459 | 0.032899 | 1849.9807 | 0 | 1847.9694 | 0 | 1847.9596 | 0.01316
|  |  |  | -- | -- |  |  | 1129.3616 | 0.03286 | 1850.1484 | 0 | 1848.1366 | 0 | 1848.127 | 0.0131
|  |  |  | -- | -- |  |  | 1129.3772 | 0.032819 | 1850.3162 | 0 | 1848.304 | 0 | 1848.2942 | 0.01301
|  |  |  | -- | -- |  |  | 1129.3928 | 0.032777 | 1850.4839 | 0 | 1848.4713 | 0 | 1848.4617 | 0.0129
|  |  |  | -- | -- |  |  | 1129.4084 | 0.032732 | 1850.6516 | 0 | 1848.6388 | 0 | 1848.629 | 0.01278
|  |  |  | -- | -- |  |  | 1129.4241 | 0.032686 | 1850.8195 | 0 | 1848.8061 | 0 | 1848.7965 | 0.01265
|  |  |  | -- | -- |  |  | 1129.4397 | 0.032638 | 1850.9873 | 0 | 1848.9736 | 0 | 1848.9639 | 0.01253
|  |  |  | -- | -- |  |  | 1129.4553 | 0.032588 | 1851.1552 | 0 | 1849.1411 | 0 | 1849.1315 | 0.01243
|  |  |  | -- | -- |  |  | 1129.4709 | 0.032536 | 1851.323 | 0 | 1849.3087 | 0 | 1849.299 | 0.01236
|  |  |  | -- | -- |  |  | 1129.4866 | 0.032482 | 1851.491 | 0 | 1849.4762 | 0 | 1849.4666 | 0.01234
|  |  |  | -- | -- |  |  | 1129.5022 | 0.032427 | 1851.6589 | 0 | 1849.6438 | 0 | 1849.634 | 0.01237
|  |  |  | -- | -- |  |  | 1129.5178 | 0.03237 | 1851.8269 | 0 | 1849.8114 | 0 | 1849.8016 | 0.01247
|  |  |  | -- | -- |  |  | 1129.5334 | 0.032312 | 1851.9949 | 0 | 1849.9791 | 0 | 1849.9694 | 0.01262
|  |  |  | -- | -- |  |  | 1129.5491 | 0.032252 | 1852.163 | 0 | 1850.1467 | 0 | 1850.137 | 0.01284
|  |  |  | -- | -- |  |  | 1129.5647 | 0.03219 | 1852.3309 | 0 | 1850.3145 | 0 | 1850.3047 | 0.01311
|  |  |  | -- | -- |  |  | 1129.5803 | 0.032127 | 1852.4992 | 0 | 1850.4822 | 0 | 1850.4724 | 0.01343
|  |  |  | -- | -- |  |  | 1129.5959 | 0.032063 | 1852.6672 | 0 | 1850.65 | 0 | 1850.6403 | 0.01378
|  |  |  | -- | -- |  |  | 1129.6116 | 0.031997 | 1852.8355 | 0 | 1850.8177 | 0 | 1850.808 | 0.01415
|  |  |  | -- | -- |  |  | 1129.6272 | 0.03193 | 1853.0035 | 0 | 1850.9856 | 0 | 1850.9758 | 0.01452
|  |  |  | -- | -- |  |  | 1129.6428 | 0.031861 | 1853.1717 | 0 | 1851.1534 | 0 | 1851.1437 | 0.01486
|  |  |  | -- | -- |  |  | 1129.6584 | 0.031792 | 1853.3401 | 0 | 1851.3213 | 0 | 1851.3117 | 0.01515
|  |  |  | -- | -- |  |  | 1129.6741 | 0.031721 | 1853.5083 | 0 | 1851.4893 | 0 | 1851.4795 | 0.01536
|  |  |  | -- | -- |  |  | 1129.6897 | 0.03165 | 1853.6766 | 0 | 1851.6572 | 0 | 1851.6475 | 0.01548
|  |  |  | -- | -- |  |  | 1129.7053 | 0.031577 | 1853.845 | 0 | 1851.8252 | 0 | 1851.8154 | 0.01549
|  |  |  | -- | -- |  |  | 1129.7209 | 0.031504 | 1854.0134 | 0 | 1851.9932 | 0 | 1851.9835 | 0.0154
|  |  |  | -- | -- |  |  | 1129.7366 | 0.03143 | 1854.1818 | 0 | 1852.1613 | 0 | 1852.1515 | 0.01522
|  |  |  | -- | -- |  |  | 1129.7522 | 0.031355 | 1854.3502 | 0 | 1852.3293 | 0 | 1852.3196 | 0.01498
|  |  |  | -- | -- |  |  | 1129.7678 | 0.03128 | 1854.5187 | 0 | 1852.4974 | 0 | 1852.4877 | 0.01472
|  |  |  | -- | -- |  |  | 1129.7834 | 0.031205 | 1854.6873 | 0 | 1852.6655 | 0 | 1852.6558 | 0.01447
|  |  |  | -- | -- |  |  | 1129.7991 | 0.031129 | 1854.8557 | 0 | 1852.8337 | 0 | 1852.824 | 0.01427
|  |  |  | -- | -- |  |  | 1129.8147 | 0.031053 | 1855.0243 | 0 | 1853.002 | 0 | 1852.9922 | 0.01416
|  |  |  | -- | -- |  |  | 1129.8303 | 0.030977 | 1855.1929 | 0 | 1853.1702 | 0 | 1853.1604 | 0.01414
|  |  |  | -- | -- |  |  | 1129.8459 | 0.0309 | 1855.3616 | 0 | 1853.3384 | 0 | 1853.3286 | 0.01421
|  |  |  | -- | -- |  |  | 1129.8617 | 0.030824 | 1855.5302 | 0 | 1853.5067 | 0 | 1853.4969 | 0.01438
|  |  |  | -- | -- |  |  | 1129.8773 | 0.030748 | 1855.6988 | 0 | 1853.6751 | 0 | 1853.6653 | 0.01461
|  |  |  | -- | -- |  |  | 1129.8929 | 0.030672 | 1855.8675 | 0 | 1853.8434 | 0 | 1853.8336 | 0.01488
|  |  |  | -- | -- |  |  | 1129.9086 | 0.030597 | 1856.0364 | 0 | 1854.0117 | 0 | 1854.002 | 0.01519
|  |  |  | -- | -- |  |  | 1129.9242 | 0.030522 | 1856.2051 | 0 | 1854.1802 | 0 | 1854.1704 | 0.0155
|  |  |  | -- | -- |  |  | 1129.9398 | 0.030448 | 1856.3739 | 0 | 1854.3486 | 0 | 1854.3389 | 0.01579
|  |  |  | -- | -- |  |  | 1129.9554 | 0.030374 | 1856.5427 | 0 | 1854.5171 | 0 | 1854.5073 | 0.01603
|  |  |  | -- | -- |  |  | 1129.9711 | 0.030302 | 1856.7117 | 0 | 1854.6855 | 0 | 1854.6758 | 0.0162
|  |  |  | -- | -- |  |  | 1129.9867 | 0.03023 | 1856.8805 | 0 | 1854.8541 | 0 | 1854.8444 | 0.01627
|  |  |  | -- | -- |  |  | 1130.0023 | 0.030159 | 1857.0494 | 0 | 1855.0226 | 0 | 1855.0129 | 0.01625
|  |  |  | -- | -- |  |  | 1130.0181 | 0.030089 | 1857.2184 | 0 | 1855.1913 | 0 | 1855.1815 | 0.01612
|  |  |  | -- | -- |  |  | 1130.0337 | 0.030021 | 1857.3874 | 0 | 1855.3599 | 0 | 1855.3501 | 0.01589
|  |  |  | -- | -- |  |  | 1130.0493 | 0.029954 | 1857.5564 | 0 | 1855.5286 | 0 | 1855.5188 | 0.01558
|  |  |  | -- | -- |  |  | 1130.0649 | 0.029888 | 1857.7255 | 0 | 1855.6971 | 0 | 1855.6874 | 0.01523
|  |  |  | -- | -- |  |  | 1130.0806 | 0.029824 | 1857.8945 | 0 | 1855.866 | 0 | 1855.8562 | 0.01486
|  |  |  | -- | -- |  |  | 1130.0962 | 0.029761 | 1858.0637 | 0 | 1856.0347 | 0 | 1856.0249 | 0.01451
|  |  |  | -- | -- |  |  | 1130.1118 | 0.0297 | 1858.2328 | 0 | 1856.2035 | 0 | 1856.1937 | 0.0142
|  |  |  | -- | -- |  |  | 1130.1274 | 0.029641 | 1858.402 | 0 | 1856.3722 | 0 | 1856.3624 | 0.01396
|  |  |  | -- | -- |  |  | 1130.1432 | 0.029584 | 1858.5712 | 0 | 1856.5411 | 0 | 1856.5312 | 0.01378
|  |  |  | -- | -- |  |  | 1130.1588 | 0.029528 | 1858.7405 | 0 | 1856.71 | 0 | 1856.7002 | 0.01369
|  |  |  | -- | -- |  |  | 1130.1744 | 0.029475 | 1858.9097 | 0 | 1856.8788 | 0 | 1856.869 | 0.01365
|  |  |  | -- | -- |  |  | 1130.1901 | 0.029424 | 1859.079 | 0 | 1857.0477 | 0 | 1857.038 | 0.01367
|  |  |  | -- | -- |  |  | 1130.2057 | 0.029375 | 1859.2483 | 0 | 1857.2167 | 0 | 1857.2069 | 0.01372
|  |  |  | -- | -- |  |  | 1130.2213 | 0.029328 | 1859.4177 | 0 | 1857.3857 | 0 | 1857.376 | 0.01379
|  |  |  | -- | -- |  |  | 1130.2369 | 0.029284 | 1859.587 | 0 | 1857.5548 | 0 | 1857.5449 | 0.01388
|  |  |  | -- | -- |  |  | 1130.2527 | 0.029242 | 1859.7565 | 0 | 1857.7238 | 0 | 1857.714 | 0.01399
|  |  |  | -- | -- |  |  | 1130.2683 | 0.029202 | 1859.926 | 0 | 1857.8929 | 0 | 1857.8831 | 0.01412
|  |  |  | -- | -- |  |  | 1130.2839 | 0.029165 | 1860.0955 | 0 | 1858.062 | 0 | 1858.0522 | 0.01427
|  |  |  | -- | -- |  |  | 1130.2996 | 0.029131 | 1860.265 | 0 | 1858.2312 | 0 | 1858.2213 | 0.01445
|  |  |  | -- | -- |  |  | 1130.3152 | 0.029099 | 1860.4346 | 0 | 1858.4003 | 0 | 1858.3905 | 0.01463
|  |  |  | -- | -- |  |  | 1130.3309 | 0.02907 | 1860.6041 | 0 | 1858.5696 | 0 | 1858.5597 | 0.0148
|  |  |  | -- | -- |  |  | 1130.3466 | 0.029043 | 1860.7737 | 0 | 1858.7388 | 0 | 1858.729 | 0.01495
|  |  |  | -- | -- |  |  | 1130.3622 | 0.029019 | 1860.9434 | 0 | 1858.9081 | 0 | 1858.8983 | 0.01504
|  |  |  | -- | -- |  |  | 1130.3778 | 0.028998 | 1861.113 | 0 | 1859.0774 | 0 | 1859.0675 | 0.01507
|  |  |  | -- | -- |  |  | 1130.3934 | 0.02898 | 1861.2827 | 0 | 1859.2467 | 0 | 1859.2369 | 0.01501
|  |  |  | -- | -- |  |  | 1130.4092 | 0.028964 | 1861.4524 | 0 | 1859.416 | 0 | 1859.4062 | 0.01489
|  |  |  | -- | -- |  |  | 1130.4248 | 0.028951 | 1861.6222 | 0 | 1859.5855 | 0 | 1859.5757 | 0.0147
|  |  |  | -- | -- |  |  | 1130.4404 | 0.028941 | 1861.792 | 0 | 1859.7549 | 0 | 1859.7451 | 0.01448
|  |  |  | -- | -- |  |  | 1130.4561 | 0.028934 | 1861.9618 | 0 | 1859.9243 | 0 | 1859.9145 | 0.01424
|  |  |  | -- | -- |  |  | 1130.4717 | 0.02893 | 1862.1317 | 0 | 1860.0938 | 0 | 1860.084 | 0.01401
|  |  |  | -- | -- |  |  | 1130.4874 | 0.028929 | 1862.3015 | 0 | 1860.2633 | 0 | 1860.2535 | 0.01381
|  |  |  | -- | -- |  |  | 1130.5031 | 0.02893 | 1862.4714 | 0 | 1860.4329 | 0 | 1860.4231 | 0.01367
|  |  |  | -- | -- |  |  | 1130.5187 | 0.028934 | 1862.6415 | 0 | 1860.6024 | 0 | 1860.5927 | 0.01359
|  |  |  | -- | -- |  |  | 1130.5343 | 0.028941 | 1862.8114 | 0 | 1860.772 | 0 | 1860.7622 | 0.01356
|  |  |  | -- | -- |  |  | 1130.55 | 0.028951 | 1862.9814 | 0 | 1860.9416 | 0 | 1860.9319 | 0.01359
|  |  |  | -- | -- |  |  | 1130.5657 | 0.028964 | 1863.1515 | 0 | 1861.1113 | 0 | 1861.1016 | 0.01364
|  |  |  | -- | -- |  |  | 1130.5813 | 0.028979 | 1863.3215 | 0 | 1861.281 | 0 | 1861.2712 | 0.01372
|  |  |  | -- | -- |  |  | 1130.5969 | 0.028997 | 1863.4917 | 0 | 1861.4508 | 0 | 1861.441 | 0.0138
|  |  |  | -- | -- |  |  | 1130.6125 | 0.029018 | 1863.6617 | 0 | 1861.6205 | 0 | 1861.6107 | 0.01387
|  |  |  | -- | -- |  |  | 1130.6283 | 0.029042 | 1863.8319 | 0 | 1861.7903 | 0 | 1861.7805 | 0.01393
|  |  |  | -- | -- |  |  | 1130.6439 | 0.029068 | 1864.0022 | 0 | 1861.9602 | 0 | 1861.9503 | 0.01397
|  |  |  | -- | -- |  |  | 1130.6595 | 0.029097 | 1864.1724 | 0 | 1862.13 | 0 | 1862.1202 | 0.01399
|  |  |  | -- | -- |  |  | 1130.6753 | 0.029128 | 1864.3427 | 0 | 1862.2999 | 0 | 1862.2902 | 0.01399
|  |  |  | -- | -- |  |  | 1130.6909 | 0.029162 | 1864.5129 | 0 | 1862.4698 | 0 | 1862.46 | 0.01398
|  |  |  | -- | -- |  |  | 1130.7065 | 0.029198 | 1864.6832 | 0 | 1862.6398 | 0 | 1862.63 | 0.01396
|  |  |  | -- | -- |  |  | 1130.7222 | 0.029237 | 1864.8536 | 0 | 1862.8097 | 0 | 1862.7999 | 0.01392
|  |  |  | -- | -- |  |  | 1130.7379 | 0.029278 | 1865.0239 | 0 | 1862.9797 | 0 | 1862.97 | 0.01387
|  |  |  | -- | -- |  |  | 1130.7535 | 0.029322 | 1865.1945 | 0 | 1863.1498 | 0 | 1863.14 | 0.01381
|  |  |  | -- | -- |  |  | 1130.7692 | 0.029367 | 1865.3649 | 0 | 1863.3198 | 0 | 1863.3101 | 0.01373
|  |  |  | -- | -- |  |  | 1130.7848 | 0.029415 | 1865.5353 | 0 | 1863.49 | 0 | 1863.4802 | 0.01364
|  |  |  | -- | -- |  |  | 1130.8005 | 0.029465 | 1865.7058 | 0 | 1863.6602 | 0 | 1863.6503 | 0.01354
|  |  |  | -- | -- |  |  | 1130.8162 | 0.029517 | 1865.8763 | 0 | 1863.8303 | 0 | 1863.8204 | 0.01347
|  |  |  | -- | -- |  |  | 1130.8318 | 0.029571 | 1866.047 | 0 | 1864.0005 | 0 | 1863.9907 | 0.01341
|  |  |  | -- | -- |  |  | 1130.8475 | 0.029627 | 1866.2175 | 0 | 1864.1707 | 0 | 1864.1609 | 0.01339
|  |  |  | -- | -- |  |  | 1130.8632 | 0.029685 | 1866.3882 | 0 | 1864.3409 | 0 | 1864.3312 | 0.01342
|  |  |  | -- | -- |  |  | 1130.8788 | 0.029745 | 1866.5588 | 0 | 1864.5112 | 0 | 1864.5015 | 0.01347
|  |  |  | -- | -- |  |  | 1130.8945 | 0.029806 | 1866.7295 | 0 | 1864.6815 | 0 | 1864.6717 | 0.01355
|  |  |  | -- | -- |  |  | 1130.9102 | 0.029869 | 1866.9003 | 0 | 1864.8519 | 0 | 1864.8422 | 0.01364
|  |  |  | -- | -- |  |  | 1130.9258 | 0.029934 | 1867.071 | 0 | 1865.0223 | 0 | 1865.0124 | 0.0137
|  |  |  | -- | -- |  |  | 1130.9415 | 0.03 | 1867.2418 | 0 | 1865.1927 | 0 | 1865.1829 | 0.01375
|  |  |  | -- | -- |  |  | 1130.9572 | 0.030068 | 1867.4126 | 0 | 1865.3632 | 0 | 1865.3534 | 0.01376
|  |  |  | -- | -- |  |  | 1130.9728 | 0.030137 | 1867.5835 | 0 | 1865.5337 | 0 | 1865.5238 | 0.01374
|  |  |  | -- | -- |  |  | 1130.9885 | 0.030207 | 1867.7544 | 0 | 1865.7041 | 0 | 1865.6943 | 0.01369
|  |  |  | -- | -- |  |  | 1131.0041 | 0.030278 | 1867.9253 | 0 | 1865.8746 | 0 | 1865.8649 | 0.01363
|  |  |  | -- | -- |  |  | 1131.0198 | 0.030351 | 1868.0962 | 0 | 1866.0453 | 0 | 1866.0354 | 0.01356
|  |  |  | -- | -- |  |  | 1131.0355 | 0.030424 | 1868.2672 | 0 | 1866.2158 | 0 | 1866.2061 | 0.01347
|  |  |  | -- | -- |  |  | 1131.0511 | 0.030499 | 1868.4382 | 0 | 1866.3865 | 0 | 1866.3767 | 0.01338
|  |  |  | -- | -- |  |  | 1131.0668 | 0.030575 | 1868.6092 | 0 | 1866.5571 | 0 | 1866.5474 | 0.01328
|  |  |  | -- | -- |  |  | 1131.0825 | 0.030651 | 1868.7803 | 0 | 1866.7279 | 0 | 1866.718 | 0.01318
|  |  |  | -- | -- |  |  | 1131.0981 | 0.030728 | 1868.9514 | 0 | 1866.8986 | 0 | 1866.8888 | 0.0131
|  |  |  | -- | -- |  |  | 1131.1138 | 0.030806 | 1869.1226 | 0 | 1867.0693 | 0 | 1867.0596 | 0.01303
|  |  |  | -- | -- |  |  | 1131.1295 | 0.030884 | 1869.2937 | 0 | 1867.2401 | 0 | 1867.2304 | 0.01301
|  |  |  | -- | -- |  |  | 1131.1451 | 0.030963 | 1869.465 | 0 | 1867.411 | 0 | 1867.4011 | 0.01302
|  |  |  | -- | -- |  |  | 1131.1608 | 0.031042 | 1869.6361 | 0 | 1867.5818 | 0 | 1867.572 | 0.01308
|  |  |  | -- | -- |  |  | 1131.1765 | 0.031121 | 1869.8074 | 0 | 1867.7527 | 0 | 1867.7429 | 0.01316
|  |  |  | -- | -- |  |  | 1131.1921 | 0.031201 | 1869.9788 | 0 | 1867.9236 | 0 | 1867.9138 | 0.01325
|  |  |  | -- | -- |  |  | 1131.2079 | 0.031281 | 1870.15 | 0 | 1868.0946 | 0 | 1868.0847 | 0.01333
|  |  |  | -- | -- |  |  | 1131.2235 | 0.031362 | 1870.3214 | 0 | 1868.2655 | 0 | 1868.2557 | 0.01339
|  |  |  | -- | -- |  |  | 1131.2391 | 0.031442 | 1870.4928 | 0 | 1868.4365 | 0 | 1868.4268 | 0.01341
|  |  |  | -- | -- |  |  | 1131.2549 | 0.031522 | 1870.6642 | 0 | 1868.6075 | 0 | 1868.5978 | 0.01339
|  |  |  | -- | -- |  |  | 1131.2705 | 0.031602 | 1870.8356 | 0 | 1868.7787 | 0 | 1868.7688 | 0.01334
|  |  |  | -- | -- |  |  | 1131.2863 | 0.031682 | 1871.0071 | 0 | 1868.9497 | 0 | 1868.9399 | 0.01326
|  |  |  | -- | -- |  |  | 1131.3019 | 0.031762 | 1871.1786 | 0 | 1869.1209 | 0 | 1869.1111 | 0.01316
|  |  |  | -- | -- |  |  | 1131.3175 | 0.031841 | 1871.3501 | 0 | 1869.292 | 0 | 1869.2822 | 0.01305
|  |  |  | -- | -- |  |  | 1131.3333 | 0.03192 | 1871.5217 | 0 | 1869.4633 | 0 | 1869.4534 | 0.01293
|  |  |  | -- | -- |  |  | 1131.3489 | 0.031998 | 1871.6934 | 0 | 1869.6345 | 0 | 1869.6246 | 0.01282
|  |  |  | -- | -- |  |  | 1131.3646 | 0.032076 | 1871.865 | 0 | 1869.8058 | 0 | 1869.7959 | 0.01271
|  |  |  | -- | -- |  |  | 1131.3802 | 0.032153 | 1872.0366 | 0 | 1869.977 | 0 | 1869.9672 | 0.01261
|  |  |  | -- | -- |  |  | 1131.3959 | 0.03223 | 1872.2084 | 0 | 1870.1483 | 0 | 1870.1385 | 0.01251
|  |  |  | -- | -- |  |  | 1131.4116 | 0.032306 | 1872.3801 | 0 | 1870.3197 | 0 | 1870.3098 | 0.01243
|  |  |  | -- | -- |  |  | 1131.4272 | 0.032381 | 1872.5519 | 0 | 1870.4911 | 0 | 1870.4812 | 0.01237
|  |  |  | -- | -- |  |  | 1131.443 | 0.032455 | 1872.7236 | 0 | 1870.6625 | 0 | 1870.6527 | 0.01233
|  |  |  | -- | -- |  |  | 1131.4586 | 0.032528 | 1872.8955 | 0 | 1870.834 | 0 | 1870.8241 | 0.01232
|  |  |  | -- | -- |  |  | 1131.4744 | 0.0326 | 1873.0673 | 0 | 1871.0054 | 0 | 1870.9956 | 0.01234
|  |  |  | -- | -- |  |  | 1131.49 | 0.032671 | 1873.2391 | 0 | 1871.1769 | 0 | 1871.1671 | 0.01239
|  |  |  | -- | -- |  |  | 1131.5057 | 0.032741 | 1873.4111 | 0 | 1871.3485 | 0 | 1871.3386 | 0.01247
|  |  |  | -- | -- |  |  | 1131.5214 | 0.03281 | 1873.583 | 0 | 1871.52 | 0 | 1871.5103 | 0.01257
|  |  |  | -- | -- |  |  | 1131.537 | 0.032877 | 1873.755 | 0 | 1871.6916 | 0 | 1871.6818 | 0.01268
|  |  |  | -- | -- |  |  | 1131.5527 | 0.032943 | 1873.9271 | 0 | 1871.8633 | 0 | 1871.8534 | 0.01278
|  |  |  | -- | -- |  |  | 1131.5684 | 0.033008 | 1874.0991 | 0 | 1872.0349 | 0 | 1872.0251 | 0.01287
|  |  |  | -- | -- |  |  | 1131.5841 | 0.033071 | 1874.2712 | 0 | 1872.2067 | 0 | 1872.1968 | 0.01292
|  |  |  | -- | -- |  |  | 1131.5997 | 0.033133 | 1874.4432 | 0 | 1872.3784 | 0 | 1872.3685 | 0.01292
|  |  |  | -- | -- |  |  | 1131.6155 | 0.033193 | 1874.6155 | 0 | 1872.5502 | 0 | 1872.5403 | 0.01288
|  |  |  | -- | -- |  |  | 1131.6311 | 0.033251 | 1874.7876 | 0 | 1872.7219 | 0 | 1872.7122 | 0.01277
|  |  |  | -- | -- |  |  | 1131.6469 | 0.033308 | 1874.9598 | 0 | 1872.8938 | 0 | 1872.8839 | 0.01263
|  |  |  | -- | -- |  |  | 1131.6625 | 0.033363 | 1875.1321 | 0 | 1873.0657 | 0 | 1873.0558 | 0.01246
|  |  |  | -- | -- |  |  | 1131.6782 | 0.033416 | 1875.3043 | 0 | 1873.2376 | 0 | 1873.2277 | 0.01228
|  |  |  | -- | -- |  |  | 1131.6938 | 0.033468 | 1875.4766 | 0 | 1873.4094 | 0 | 1873.3995 | 0.01211
|  |  |  | -- | -- |  |  | 1131.7096 | 0.033518 | 1875.6489 | 0 | 1873.5814 | 0 | 1873.5715 | 0.01198
|  |  |  | -- | -- |  |  | 1131.7252 | 0.033565 | 1875.8213 | 0 | 1873.7534 | 0 | 1873.7435 | 0.01188
|  |  |  | -- | -- |  |  | 1131.741 | 0.033611 | 1875.9936 | 0 | 1873.9254 | 0 | 1873.9155 | 0.01182
|  |  |  | -- | -- |  |  | 1131.7566 | 0.033655 | 1876.1661 | 0 | 1874.0974 | 0 | 1874.0875 | 0.01181
|  |  |  | -- | -- |  |  | 1131.7723 | 0.033697 | 1876.3386 | 0 | 1874.2695 | 0 | 1874.2596 | 0.01183
|  |  |  | -- | -- |  |  | 1131.788 | 0.033737 | 1876.5111 | 0 | 1874.4416 | 0 | 1874.4318 | 0.01187
|  |  |  | -- | -- |  |  | 1131.8037 | 0.033775 | 1876.6836 | 0 | 1874.6138 | 0 | 1874.6039 | 0.01194
|  |  |  | -- | -- |  |  | 1131.8193 | 0.03381 | 1876.8562 | 0 | 1874.7859 | 0 | 1874.7761 | 0.012
|  |  |  | -- | -- |  |  | 1131.8351 | 0.033844 | 1877.0287 | 0 | 1874.9581 | 0 | 1874.9482 | 0.01207
|  |  |  | -- | -- |  |  | 1131.8507 | 0.033875 | 1877.2013 | 0 | 1875.1304 | 0 | 1875.1205 | 0.01212
|  |  |  | -- | -- |  |  | 1131.8665 | 0.033905 | 1877.374 | 0 | 1875.3026 | 0 | 1875.2927 | 0.01215
|  |  |  | -- | -- |  |  | 1131.8821 | 0.033932 | 1877.5466 | 0 | 1875.475 | 0 | 1875.4651 | 0.01215
|  |  |  | -- | -- |  |  | 1131.8978 | 0.033957 | 1877.7194 | 0 | 1875.6472 | 0 | 1875.6374 | 0.01213
|  |  |  | -- | -- |  |  | 1131.9136 | 0.03398 | 1877.8921 | 0 | 1875.8196 | 0 | 1875.8098 | 0.01208
|  |  |  | -- | -- |  |  | 1131.9292 | 0.034 | 1878.0649 | 0 | 1875.9921 | 0 | 1875.9822 | 0.01202
|  |  |  | -- | -- |  |  | 1131.9449 | 0.034019 | 1878.2377 | 0 | 1876.1644 | 0 | 1876.1545 | 0.01195
|  |  |  | -- | -- |  |  | 1131.9606 | 0.034035 | 1878.4105 | 0 | 1876.3369 | 0 | 1876.327 | 0.01191
|  |  |  | -- | -- |  |  | 1131.9763 | 0.034049 | 1878.5834 | 0 | 1876.5094 | 0 | 1876.4995 | 0.01189
|  |  |  | -- | -- |  |  | 1131.9919 | 0.034061 | 1878.7564 | 0 | 1876.6819 | 0 | 1876.672 | 0.01191
|  |  |  | -- | -- |  |  | 1132.0077 | 0.034071 | 1878.9293 | 0 | 1876.8545 | 0 | 1876.8446 | 0.01195
|  |  |  | -- | -- |  |  | 1132.0233 | 0.034078 | 1879.1022 | 0 | 1877.0271 | 0 | 1877.0172 | 0.01201
|  |  |  | -- | -- |  |  | 1132.0391 | 0.034084 | 1879.2753 | 0 | 1877.1997 | 0 | 1877.1898 | 0.01207
|  |  |  | -- | -- |  |  | 1132.0548 | 0.034087 | 1879.4482 | 0 | 1877.3723 | 0 | 1877.3624 | 0.0121
|  |  |  | -- | -- |  |  | 1132.0704 | 0.034088 | 1879.6213 | 0 | 1877.545 | 0 | 1877.5352 | 0.0121
|  |  |  | -- | -- |  |  | 1132.0862 | 0.034087 | 1879.7944 | 0 | 1877.7177 | 0 | 1877.7079 | 0.01204
|  |  |  | -- | -- |  |  | 1132.1018 | 0.034084 | 1879.9675 | 0 | 1877.8905 | 0 | 1877.8806 | 0.01194
|  |  |  | -- | -- |  |  | 1132.1176 | 0.034079 | 1880.1408 | 0 | 1878.0632 | 0 | 1878.0533 | 0.01182
|  |  |  | -- | -- |  |  | 1132.1333 | 0.034072 | 1880.3138 | 0 | 1878.2361 | 0 | 1878.2262 | 0.01168
|  |  |  | -- | -- |  |  | 1132.1489 | 0.034063 | 1880.4871 | 0 | 1878.4088 | 0 | 1878.399 | 0.01155
|  |  |  | -- | -- |  |  | 1132.1647 | 0.034052 | 1880.6604 | 0 | 1878.5818 | 0 | 1878.5719 | 0.01144
|  |  |  | -- | -- |  |  | 1132.1803 | 0.034039 | 1880.8336 | 0 | 1878.7546 | 0 | 1878.7448 | 0.01136
|  |  |  | -- | -- |  |  | 1132.196 | 0.034024 | 1881.007 | 0 | 1878.9276 | 0 | 1878.9177 | 0.0113
|  |  |  | -- | -- |  |  | 1132.2118 | 0.034008 | 1881.1803 | 0 | 1879.1006 | 0 | 1879.0907 | 0.01127
|  |  |  | -- | -- |  |  | 1132.2274 | 0.033989 | 1881.3536 | 0 | 1879.2736 | 0 | 1879.2637 | 0.01126
|  |  |  | -- | -- |  |  | 1132.2432 | 0.033969 | 1881.5271 | 0 | 1879.4465 | 0 | 1879.4367 | 0.01128
|  |  |  | -- | -- |  |  | 1132.2588 | 0.033948 | 1881.7006 | 0 | 1879.6196 | 0 | 1879.6097 | 0.01133
|  |  |  | -- | -- |  |  | 1132.2745 | 0.033924 | 1881.874 | 0 | 1879.7927 | 0 | 1879.7828 | 0.01142
|  |  |  | -- | -- |  |  | 1132.2903 | 0.033899 | 1882.0475 | 0 | 1879.9658 | 0 | 1879.9559 | 0.01155
|  |  |  | -- | -- |  |  | 1132.3059 | 0.033873 | 1882.2211 | 0 | 1880.139 | 0 | 1880.1291 | 0.01174
|  |  |  | -- | -- |  |  | 1132.3217 | 0.033845 | 1882.3946 | 0 | 1880.3121 | 0 | 1880.3024 | 0.01195
|  |  |  | -- | -- |  |  | 1132.3374 | 0.033816 | 1882.5682 | 0 | 1880.4853 | 0 | 1880.4756 | 0.01219
|  |  |  | -- | -- |  |  | 1132.353 | 0.033785 | 1882.7419 | 0 | 1880.6587 | 0 | 1880.6488 | 0.01241
|  |  |  | -- | -- |  |  | 1132.3688 | 0.033753 | 1882.9155 | 0 | 1880.8319 | 0 | 1880.822 | 0.01261
|  |  |  | -- | -- |  |  | 1132.3845 | 0.03372 | 1883.0892 | 0 | 1881.0052 | 0 | 1880.9954 | 0.01277
|  |  |  | -- | -- |  |  | 1132.4001 | 0.033686 | 1883.2629 | 0 | 1881.1786 | 0 | 1881.1687 | 0.01287
|  |  |  | -- | -- |  |  | 1132.4159 | 0.033651 | 1883.4368 | 0 | 1881.352 | 0 | 1881.3422 | 0.01292
|  |  |  | -- | -- |  |  | 1132.4315 | 0.033614 | 1883.6106 | 0 | 1881.5254 | 0 | 1881.5155 | 0.01292
|  |  |  | -- | -- |  |  | 1132.4473 | 0.033577 | 1883.7844 | 0 | 1881.6988 | 0 | 1881.689 | 0.0129
|  |  |  | -- | -- |  |  | 1132.463 | 0.033539 | 1883.9582 | 0 | 1881.8723 | 0 | 1881.8624 | 0.01286
|  |  |  | -- | -- |  |  | 1132.4786 | 0.0335 | 1884.1321 | 0 | 1882.0458 | 0 | 1882.036 | 0.0128
|  |  |  | -- | -- |  |  | 1132.4944 | 0.033461 | 1884.306 | 0 | 1882.2194 | 0 | 1882.2095 | 0.01275
|  |  |  | -- | -- |  |  | 1132.5101 | 0.03342 | 1884.48 | 0 | 1882.3929 | 0 | 1882.3831 | 0.01269
|  |  |  | -- | -- |  |  | 1132.5259 | 0.033379 | 1884.6541 | 0 | 1882.5665 | 0 | 1882.5566 | 0.01263
|  |  |  | -- | -- |  |  | 1132.5415 | 0.033338 | 1884.828 | 0 | 1882.7402 | 0 | 1882.7304 | 0.01258
|  |  |  | -- | -- |  |  | 1132.5573 | 0.033296 | 1885.0021 | 0 | 1882.9138 | 0 | 1882.9039 | 0.01252
|  |  |  | -- | -- |  |  | 1132.573 | 0.033254 | 1885.1762 | 0 | 1883.0875 | 0 | 1883.0776 | 0.01247
|  |  |  | -- | -- |  |  | 1132.5886 | 0.033212 | 1885.3503 | 0 | 1883.2612 | 0 | 1883.2515 | 0.01244
|  |  |  | -- | -- |  |  | 1132.6044 | 0.033169 | 1885.5244 | 0 | 1883.4351 | 0 | 1883.4252 | 0.01244
|  |  |  | -- | -- |  |  | 1132.6201 | 0.033126 | 1885.6986 | 0 | 1883.6089 | 0 | 1883.599 | 0.01247
|  |  |  | -- | -- |  |  | 1132.6357 | 0.033083 | 1885.8728 | 0 | 1883.7827 | 0 | 1883.7728 | 0.01254
|  |  |  | -- | -- |  |  | 1132.6515 | 0.03304 | 1886.0471 | 0 | 1883.9565 | 0 | 1883.9467 | 0.01264
|  |  |  | -- | -- |  |  | 1132.6672 | 0.032997 | 1886.2213 | 0 | 1884.1305 | 0 | 1884.1206 | 0.01275
|  |  |  | -- | -- |  |  | 1132.683 | 0.032955 | 1886.3956 | 0 | 1884.3043 | 0 | 1884.2944 | 0.01286
|  |  |  | -- | -- |  |  | 1132.6986 | 0.032913 | 1886.5701 | 0 | 1884.4783 | 0 | 1884.4684 | 0.01296
|  |  |  | -- | -- |  |  | 1132.7144 | 0.03287 | 1886.7444 | 0 | 1884.6523 | 0 | 1884.6425 | 0.01303
|  |  |  | -- | -- |  |  | 1132.7301 | 0.032829 | 1886.9188 | 0 | 1884.8263 | 0 | 1884.8164 | 0.01305
|  |  |  | -- | -- |  |  | 1132.7457 | 0.032788 | 1887.0933 | 0 | 1885.0004 | 0 | 1884.9905 | 0.01302
|  |  |  | -- | -- |  |  | 1132.7615 | 0.032747 | 1887.2677 | 0 | 1885.1744 | 0 | 1885.1645 | 0.01294
|  |  |  | -- | -- |  |  | 1132.7772 | 0.032707 | 1887.4423 | 0 | 1885.3486 | 0 | 1885.3387 | 0.01279
|  |  |  | -- | -- |  |  | 1132.793 | 0.032667 | 1887.6167 | 0 | 1885.5227 | 0 | 1885.5128 | 0.01259
|  |  |  | -- | -- |  |  | 1132.8086 | 0.032629 | 1887.7913 | 0 | 1885.6969 | 0 | 1885.687 | 0.01233
|  |  |  | -- | -- |  |  | 1132.8243 | 0.032591 | 1887.9659 | 0 | 1885.8711 | 0 | 1885.8612 | 0.01205
|  |  |  | -- | -- |  |  | 1132.8401 | 0.032554 | 1888.1405 | 0 | 1886.0454 | 0 | 1886.0355 | 0.01176
|  |  |  | -- | -- |  |  | 1132.8558 | 0.032518 | 1888.3152 | 0 | 1886.2196 | 0 | 1886.2097 | 0.01147
|  |  |  | -- | -- |  |  | 1132.8715 | 0.032483 | 1888.4899 | 0 | 1886.3939 | 0 | 1886.384 | 0.01121
|  |  |  | -- | -- |  |  | 1132.8872 | 0.032449 | 1888.6647 | 0 | 1886.5684 | 0 | 1886.5585 | 0.01101
|  |  |  | -- | -- |  |  | 1132.903 | 0.032416 | 1888.8394 | 0 | 1886.7427 | 0 | 1886.7328 | 0.01086
|  |  |  | -- | -- |  |  | 1132.9187 | 0.032384 | 1889.0142 | 0 | 1886.9171 | 0 | 1886.9072 | 0.0108
|  |  |  | -- | -- |  |  | 1132.9344 | 0.032354 | 1889.1891 | 0 | 1887.0916 | 0 | 1887.0817 | 0.0108
|  |  |  | -- | -- |  |  | 1132.9501 | 0.032325 | 1889.3639 | 0 | 1887.266 | 0 | 1887.2561 | 0.01086
|  |  |  | -- | -- |  |  | 1132.9658 | 0.032297 | 1889.5388 | 0 | 1887.4406 | 0 | 1887.4307 | 0.01097
|  |  |  | -- | -- |  |  | 1132.9816 | 0.03227 | 1889.7137 | 0 | 1887.615 | 0 | 1887.6051 | 0.0111
|  |  |  | -- | -- |  |  | 1132.9973 | 0.032245 | 1889.8887 | 0 | 1887.7897 | 0 | 1887.7797 | 0.01124
|  |  |  | -- | -- |  |  | 1133.0129 | 0.032222 | 1890.0636 | 0 | 1887.9642 | 0 | 1887.9543 | 0.01136
|  |  |  | -- | -- |  |  | 1133.0287 | 0.0322 | 1890.2387 | 0 | 1888.1388 | 0 | 1888.1289 | 0.01145
|  |  |  | -- | -- |  |  | 1133.0444 | 0.032179 | 1890.4137 | 0 | 1888.3135 | 0 | 1888.3036 | 0.01152
|  |  |  | -- | -- |  |  | 1133.0602 | 0.03216 | 1890.5889 | 0 | 1888.4882 | 0 | 1888.4783 | 0.01157
|  |  |  | -- | -- |  |  | 1133.0759 | 0.032143 | 1890.7639 | 0 | 1888.663 | 0 | 1888.6531 | 0.01161
|  |  |  | -- | -- |  |  | 1133.0917 | 0.032127 | 1890.9391 | 0 | 1888.8378 | 0 | 1888.8278 | 0.01164
|  |  |  | -- | -- |  |  | 1133.1073 | 0.032113 | 1891.1143 | 0 | 1889.0124 | 0 | 1889.0026 | 0.01169
|  |  |  | -- | -- |  |  | 1133.123 | 0.032101 | 1891.2895 | 0 | 1889.1874 | 0 | 1889.1774 | 0.01176
|  |  |  | -- | -- |  |  | 1133.1388 | 0.03209 | 1891.4647 | 0 | 1889.3622 | 0 | 1889.3523 | 0.01184
|  |  |  | -- | -- |  |  | 1133.1545 | 0.032081 | 1891.64 | 0 | 1889.5371 | 0 | 1889.5272 | 0.01195
|  |  |  | -- | -- |  |  | 1133.1703 | 0.032073 | 1891.8153 | 0 | 1889.712 | 0 | 1889.7022 | 0.01207
|  |  |  | -- | -- |  |  | 1133.1859 | 0.032068 | 1891.9907 | 0 | 1889.887 | 0 | 1889.8771 | 0.0122
|  |  |  | -- | -- |  |  | 1133.2017 | 0.032064 | 1892.166 | 0 | 1890.062 | 0 | 1890.052 | 0.01233
|  |  |  | -- | -- |  |  | 1133.2174 | 0.032061 | 1892.3414 | 0 | 1890.2369 | 0 | 1890.227 | 0.01247
|  |  |  | -- | -- |  |  | 1133.2332 | 0.03206 | 1892.517 | 0 | 1890.412 | 0 | 1890.4021 | 0.01259
|  |  |  | -- | -- |  |  | 1133.2489 | 0.032061 | 1892.6924 | 0 | 1890.5872 | 0 | 1890.5772 | 0.0127
|  |  |  | -- | -- |  |  | 1133.2646 | 0.032063 | 1892.8679 | 0 | 1890.7622 | 0 | 1890.7523 | 0.01278
|  |  |  | -- | -- |  |  | 1133.2804 | 0.032067 | 1893.0435 | 0 | 1890.9374 | 0 | 1890.9275 | 0.01283
|  |  |  | -- | -- |  |  | 1133.296 | 0.032073 | 1893.219 | 0 | 1891.1126 | 0 | 1891.1027 | 0.01282
|  |  |  | -- | -- |  |  | 1133.3118 | 0.03208 | 1893.3946 | 0 | 1891.2878 | 0 | 1891.2778 | 0.01276
|  |  |  | -- | -- |  |  | 1133.3275 | 0.032088 | 1893.5703 | 0 | 1891.463 | 0 | 1891.4531 | 0.01265
|  |  |  | -- | -- |  |  | 1133.3433 | 0.032098 | 1893.746 | 0 | 1891.6383 | 0 | 1891.6284 | 0.01248
|  |  |  | -- | -- |  |  | 1133.359 | 0.032109 | 1893.9216 | 0 | 1891.8136 | 0 | 1891.8037 | 0.01227
|  |  |  | -- | -- |  |  | 1133.3748 | 0.032122 | 1894.0974 | 0 | 1891.989 | 0 | 1891.979 | 0.01203
|  |  |  | -- | -- |  |  | 1133.3905 | 0.032135 | 1894.2732 | 0 | 1892.1643 | 0 | 1892.1544 | 0.01178
|  |  |  | -- | -- |  |  | 1133.4061 | 0.03215 | 1894.449 | 0 | 1892.3397 | 0 | 1892.3298 | 0.01154
|  |  |  | -- | -- |  |  | 1133.4219 | 0.032166 | 1894.6248 | 0 | 1892.5153 | 0 | 1892.5052 | 0.01131
|  |  |  | -- | -- |  |  | 1133.4376 | 0.032183 | 1894.8007 | 0 | 1892.6907 | 0 | 1892.6808 | 0.01113
|  |  |  | -- | -- |  |  | 1133.4534 | 0.0322 | 1894.9766 | 0 | 1892.8662 | 0 | 1892.8563 | 0.01098
|  |  |  | -- | -- |  |  | 1133.4691 | 0.032219 | 1895.1525 | 0 | 1893.0418 | 0 | 1893.0319 | 0.0109
|  |  |  | -- | -- |  |  | 1133.4849 | 0.032239 | 1895.3285 | 0 | 1893.2173 | 0 | 1893.2074 | 0.01086
|  |  |  | -- | -- |  |  | 1133.5006 | 0.032259 | 1895.5045 | 0 | 1893.3929 | 0 | 1893.3829 | 0.01088
|  |  |  | -- | -- |  |  | 1133.5164 | 0.032279 | 1895.6805 | 0 | 1893.5686 | 0 | 1893.5586 | 0.01095
|  |  |  | -- | -- |  |  | 1133.5321 | 0.0323 | 1895.8566 | 0 | 1893.7443 | 0 | 1893.7342 | 0.01106
|  |  |  | -- | -- |  |  | 1133.5479 | 0.032322 | 1896.0326 | 0 | 1893.9199 | 0 | 1893.91 | 0.0112
|  |  |  | -- | -- |  |  | 1133.5636 | 0.032344 | 1896.2087 | 0 | 1894.0957 | 0 | 1894.0857 | 0.01136
|  |  |  | -- | -- |  |  | 1133.5792 | 0.032366 | 1896.3849 | 0 | 1894.2715 | 0 | 1894.2615 | 0.01153
|  |  |  | -- | -- |  |  | 1133.595 | 0.032388 | 1896.5612 | 0 | 1894.4473 | 0 | 1894.4373 | 0.01169
|  |  |  | -- | -- |  |  | 1133.6107 | 0.03241 | 1896.7373 | 0 | 1894.623 | 0 | 1894.6132 | 0.01183
|  |  |  | -- | -- |  |  | 1133.6265 | 0.032432 | 1896.9136 | 0 | 1894.799 | 0 | 1894.7891 | 0.01195
|  |  |  | -- | -- |  |  | 1133.6422 | 0.032453 | 1897.09 | 0 | 1894.9749 | 0 | 1894.965 | 0.01205
|  |  |  | -- | -- |  |  | 1133.658 | 0.032475 | 1897.2662 | 0 | 1895.1508 | 0 | 1895.1409 | 0.01212
|  |  |  | -- | -- |  |  | 1133.6737 | 0.032496 | 1897.4426 | 0 | 1895.3268 | 0 | 1895.3168 | 0.01218
|  |  |  | -- | -- |  |  | 1133.6895 | 0.032516 | 1897.619 | 0 | 1895.5028 | 0 | 1895.4928 | 0.01223
|  |  |  | -- | -- |  |  | 1133.7052 | 0.032536 | 1897.7954 | 0 | 1895.6788 | 0 | 1895.6688 | 0.01227
|  |  |  | -- | -- |  |  | 1133.7209 | 0.032555 | 1897.9719 | 0 | 1895.8549 | 0 | 1895.8448 | 0.0123
|  |  |  | -- | -- |  |  | 1133.7367 | 0.032573 | 1898.1483 | 0 | 1896.0309 | 0 | 1896.021 | 0.01232
|  |  |  | -- | -- |  |  | 1133.7524 | 0.03259 | 1898.3248 | 0 | 1896.207 | 0 | 1896.1971 | 0.01231
|  |  |  | -- | -- |  |  | 1133.7682 | 0.032606 | 1898.5015 | 0 | 1896.3832 | 0 | 1896.3733 | 0.01227
|  |  |  | -- | -- |  |  | 1133.7839 | 0.032621 | 1898.678 | 0 | 1896.5594 | 0 | 1896.5494 | 0.01217
|  |  |  | -- | -- |  |  | 1133.7997 | 0.032635 | 1898.8546 | 0 | 1896.7356 | 0 | 1896.7257 | 0.01203
|  |  |  | -- | -- |  |  | 1133.8154 | 0.032648 | 1899.0312 | 0 | 1896.9119 | 0 | 1896.902 | 0.01185
|  |  |  | -- | -- |  |  | 1133.8312 | 0.032659 | 1899.208 | 0 | 1897.0883 | 0 | 1897.0783 | 0.01164
|  |  |  | -- | -- |  |  | 1133.8469 | 0.032668 | 1899.3848 | 0 | 1897.2645 | 0 | 1897.2546 | 0.01142
|  |  |  | -- | -- |  |  | 1133.8627 | 0.032676 | 1899.5615 | 0 | 1897.4409 | 0 | 1897.4309 | 0.01121
|  |  |  | -- | -- |  |  | 1133.8784 | 0.032683 | 1899.7383 | 0 | 1897.6173 | 0 | 1897.6073 | 0.01103
|  |  |  | -- | -- |  |  | 1133.8942 | 0.032687 | 1899.915 | 0 | 1897.7937 | 0 | 1897.7838 | 0.01089
|  |  |  | -- | -- |  |  | 1133.9099 | 0.03269 | 1900.0919 | 0 | 1897.9702 | 0 | 1897.9602 | 0.0108
|  |  |  | -- | -- |  |  | 1133.9257 | 0.032691 | 1900.2688 | 0 | 1898.1466 | 0 | 1898.1367 | 0.01074
|  |  |  | -- | -- |  |  | 1133.9414 | 0.03269 | 1900.4457 | 0 | 1898.3231 | 0 | 1898.3132 | 0.01072
|  |  |  | -- | -- |  |  | 1133.9572 | 0.032688 | 1900.6227 | 0 | 1898.4998 | 0 | 1898.4897 | 0.01072
|  |  |  | -- | -- |  |  | 1133.9729 | 0.032683 | 1900.7997 | 0 | 1898.6763 | 0 | 1898.6664 | 0.01073
|  |  |  | -- | -- |  |  | 1133.9886 | 0.032676 | 1900.9767 | 0 | 1898.8529 | 0 | 1898.843 | 0.01076
|  |  |  | -- | -- |  |  | 1134.0044 | 0.032667 | 1901.1537 | 0 | 1899.0295 | 0 | 1899.0196 | 0.01079
|  |  |  | -- | -- |  |  | 1134.0201 | 0.032656 | 1901.3308 | 0 | 1899.2063 | 0 | 1899.1963 | 0.01083
|  |  |  | -- | -- |  |  | 1134.0359 | 0.032643 | 1901.5079 | 0 | 1899.3831 | 0 | 1899.373 | 0.01087
|  |  |  | -- | -- |  |  | 1134.0516 | 0.032628 | 1901.6851 | 0 | 1899.5598 | 0 | 1899.5498 | 0.01091
|  |  |  | -- | -- |  |  | 1134.0674 | 0.032611 | 1901.8623 | 0 | 1899.7366 | 0 | 1899.7266 | 0.01095
|  |  |  | -- | -- |  |  | 1134.0831 | 0.032591 | 1902.0394 | 0 | 1899.9133 | 0 | 1899.9034 | 0.011
|  |  |  | -- | -- |  |  | 1134.0989 | 0.03257 | 1902.2167 | 0 | 1900.0902 | 0 | 1900.0802 | 0.01106
|  |  |  | -- | -- |  |  | 1134.1146 | 0.032546 | 1902.394 | 0 | 1900.2671 | 0 | 1900.2571 | 0.01112
|  |  |  | -- | -- |  |  | 1134.1304 | 0.03252 | 1902.5713 | 0 | 1900.444 | 0 | 1900.4341 | 0.01118
|  |  |  | -- | -- |  |  | 1134.1461 | 0.032492 | 1902.7487 | 0 | 1900.621 | 0 | 1900.611 | 0.01126
|  |  |  | -- | -- |  |  | 1134.1619 | 0.032462 | 1902.926 | 0 | 1900.798 | 0 | 1900.788 | 0.01135
|  |  |  | -- | -- |  |  | 1134.1776 | 0.03243 | 1903.1034 | 0 | 1900.975 | 0 | 1900.965 | 0.01144
|  |  |  | -- | -- |  |  | 1134.1934 | 0.032396 | 1903.2809 | 0 | 1901.152 | 0 | 1901.1421 | 0.01155
|  |  |  | -- | -- |  |  | 1134.2091 | 0.03236 | 1903.4584 | 0 | 1901.3291 | 0 | 1901.3191 | 0.01166
|  |  |  | -- | -- |  |  | 1134.2249 | 0.032321 | 1903.6359 | 0 | 1901.5062 | 0 | 1901.4962 | 0.01177
|  |  |  | -- | -- |  |  | 1134.2406 | 0.032281 | 1903.8135 | 0 | 1901.6834 | 0 | 1901.6733 | 0.01187
|  |  |  | -- | -- |  |  | 1134.2565 | 0.032239 | 1903.991 | 0 | 1901.8606 | 0 | 1901.8506 | 0.01195
|  |  |  | -- | -- |  |  | 1134.2722 | 0.032196 | 1904.1686 | 0 | 1902.0377 | 0 | 1902.0278 | 0.012
|  |  |  | -- | -- |  |  | 1134.288 | 0.03215 | 1904.3463 | 0 | 1902.215 | 0 | 1902.2051 | 0.01203
|  |  |  | -- | -- |  |  | 1134.3037 | 0.032103 | 1904.5239 | 0 | 1902.3923 | 0 | 1902.3823 | 0.01202
|  |  |  | -- | -- |  |  | 1134.3195 | 0.032054 | 1904.7017 | 0 | 1902.5696 | 0 | 1902.5596 | 0.01199
|  |  |  | -- | -- |  |  | 1134.3352 | 0.032004 | 1904.8794 | 0 | 1902.7469 | 0 | 1902.7369 | 0.01193
|  |  |  | -- | -- |  |  | 1134.351 | 0.031952 | 1905.0571 | 0 | 1902.9243 | 0 | 1902.9143 | 0.01186
|  |  |  | -- | -- |  |  | 1134.3667 | 0.031899 | 1905.235 | 0 | 1903.1017 | 0 | 1903.0918 | 0.01177
|  |  |  | -- | -- |  |  | 1134.3824 | 0.031844 | 1905.4128 | 0 | 1903.2792 | 0 | 1903.2692 | 0.01166
|  |  |  | -- | -- |  |  | 1134.3982 | 0.031788 | 1905.5907 | 0 | 1903.4567 | 0 | 1903.4467 | 0.01154
|  |  |  | -- | -- |  |  | 1134.4139 | 0.031731 | 1905.7686 | 0 | 1903.6342 | 0 | 1903.6242 | 0.0114
|  |  |  | -- | -- |  |  | 1134.4298 | 0.031673 | 1905.9465 | 0 | 1903.8118 | 0 | 1903.8018 | 0.01126
|  |  |  | -- | -- |  |  | 1134.4456 | 0.031614 | 1906.1245 | 0 | 1903.9893 | 0 | 1903.9793 | 0.01113
|  |  |  | -- | -- |  |  | 1134.4613 | 0.031554 | 1906.3025 | 0 | 1904.1669 | 0 | 1904.1569 | 0.01102
|  |  |  | -- | -- |  |  | 1134.4771 | 0.031493 | 1906.4806 | 0 | 1904.3445 | 0 | 1904.3346 | 0.01094
|  |  |  | -- | -- |  |  | 1134.4928 | 0.031431 | 1906.6587 | 0 | 1904.5222 | 0 | 1904.5122 | 0.01091
|  |  |  | -- | -- |  |  | 1134.5085 | 0.031369 | 1906.8368 | 0 | 1904.6999 | 0 | 1904.6899 | 0.01093
|  |  |  | -- | -- |  |  | 1134.5243 | 0.031306 | 1907.0149 | 0 | 1904.8777 | 0 | 1904.8677 | 0.01101
|  |  |  | -- | -- |  |  | 1134.5402 | 0.031243 | 1907.1931 | 0 | 1905.0554 | 0 | 1905.0454 | 0.01113
|  |  |  | -- | -- |  |  | 1134.5559 | 0.031179 | 1907.3713 | 0 | 1905.2333 | 0 | 1905.2233 | 0.0113
|  |  |  | -- | -- |  |  | 1134.5717 | 0.031114 | 1907.5496 | 0 | 1905.4111 | 0 | 1905.4011 | 0.0115
|  |  |  | -- | -- |  |  | 1134.5874 | 0.03105 | 1907.7278 | 0 | 1905.589 | 0 | 1905.579 | 0.01172
|  |  |  | -- | -- |  |  | 1134.6031 | 0.030985 | 1907.9061 | 0 | 1905.7668 | 0 | 1905.757 | 0.01194
|  |  |  | -- | -- |  |  | 1134.6189 | 0.030921 | 1908.0845 | 0 | 1905.9448 | 0 | 1905.9348 | 0.01214
|  |  |  | -- | -- |  |  | 1134.6346 | 0.030856 | 1908.2628 | 0 | 1906.1228 | 0 | 1906.1128 | 0.01231
|  |  |  | -- | -- |  |  | 1134.6505 | 0.030791 | 1908.4413 | 0 | 1906.3008 | 0 | 1906.2908 | 0.01244
|  |  |  | -- | -- |  |  | 1134.6663 | 0.030727 | 1908.6196 | 0 | 1906.4789 | 0 | 1906.4689 | 0.01252
|  |  |  | -- | -- |  |  | 1134.682 | 0.030663 | 1908.7982 | 0 | 1906.657 | 0 | 1906.647 | 0.01255
|  |  |  | -- | -- |  |  | 1134.6978 | 0.030599 | 1908.9767 | 0 | 1906.8351 | 0 | 1906.8251 | 0.01254
|  |  |  | -- | -- |  |  | 1134.7135 | 0.030535 | 1909.1552 | 0 | 1907.0132 | 0 | 1907.0032 | 0.01249
|  |  |  | -- | -- |  |  | 1134.7292 | 0.030472 | 1909.3337 | 0 | 1907.1914 | 0 | 1907.1814 | 0.01242
|  |  |  | -- | -- |  |  | 1134.7451 | 0.030409 | 1909.5124 | 0 | 1907.3696 | 0 | 1907.3596 | 0.01233
|  |  |  | -- | -- |  |  | 1134.7609 | 0.030347 | 1909.691 | 0 | 1907.5478 | 0 | 1907.5378 | 0.01225
|  |  |  | -- | -- |  |  | 1134.7766 | 0.030286 | 1909.8698 | 0 | 1907.7261 | 0 | 1907.7161 | 0.01216
|  |  |  | -- | -- |  |  | 1134.7924 | 0.030225 | 1910.0485 | 0 | 1907.9044 | 0 | 1907.8944 | 0.01208
|  |  |  | -- | -- |  |  | 1134.8081 | 0.030165 | 1910.2272 | 0 | 1908.0828 | 0 | 1908.0728 | 0.01201
|  |  |  | -- | -- |  |  | 1134.824 | 0.030106 | 1910.4059 | 0 | 1908.2611 | 0 | 1908.2511 | 0.01196
|  |  |  | -- | -- |  |  | 1134.8397 | 0.030048 | 1910.5847 | 0 | 1908.4396 | 0 | 1908.4296 | 0.01191
|  |  |  | -- | -- |  |  | 1134.8555 | 0.02999 | 1910.7635 | 0 | 1908.6179 | 0 | 1908.6079 | 0.01186
|  |  |  | -- | -- |  |  | 1134.8712 | 0.029934 | 1910.9425 | 0 | 1908.7964 | 0 | 1908.7865 | 0.01181
|  |  |  | -- | -- |  |  | 1134.8871 | 0.029878 | 1911.1213 | 0 | 1908.975 | 0 | 1908.965 | 0.01175
|  |  |  | -- | -- |  |  | 1134.9028 | 0.029824 | 1911.3003 | 0 | 1909.1534 | 0 | 1909.1434 | 0.01168
|  |  |  | -- | -- |  |  | 1134.9186 | 0.02977 | 1911.4793 | 0 | 1909.332 | 0 | 1909.322 | 0.01161
|  |  |  | -- | -- |  |  | 1134.9343 | 0.029718 | 1911.6583 | 0 | 1909.5106 | 0 | 1909.5007 | 0.01152
|  |  |  | -- | -- |  |  | 1134.9501 | 0.029667 | 1911.8374 | 0 | 1909.6893 | 0 | 1909.6793 | 0.01144
|  |  |  | -- | -- |  |  | 1134.9659 | 0.029617 | 1912.0165 | 0 | 1909.868 | 0 | 1909.858 | 0.01138
|  |  |  | -- | -- |  |  | 1134.9817 | 0.029568 | 1912.1956 | 0 | 1910.0467 | 0 | 1910.0367 | 0.01135
|  |  |  | -- | -- |  |  | 1134.9974 | 0.02952 | 1912.3748 | 0 | 1910.2255 | 0 | 1910.2154 | 0.01134
|  |  |  | -- | -- |  |  | 1135.0132 | 0.029474 | 1912.5538 | 0 | 1910.4042 | 0 | 1910.3942 | 0.01136
|  |  |  | -- | -- |  |  | 1135.0291 | 0.029429 | 1912.733 | 0 | 1910.583 | 0 | 1910.573 | 0.01139
|  |  |  | -- | -- |  |  | 1135.0448 | 0.029385 | 1912.9124 | 0 | 1910.7618 | 0 | 1910.7518 | 0.01142
|  |  |  | -- | -- |  |  | 1135.0605 | 0.029343 | 1913.0916 | 0 | 1910.9408 | 0 | 1910.9308 | 0.01143
|  |  |  | -- | -- |  |  | 1135.0763 | 0.029302 | 1913.2709 | 0 | 1911.1196 | 0 | 1911.1096 | 0.01141
|  |  |  | -- | -- |  |  | 1135.0922 | 0.029263 | 1913.4503 | 0 | 1911.2986 | 0 | 1911.2886 | 0.01136
|  |  |  | -- | -- |  |  | 1135.1079 | 0.029224 | 1913.6296 | 0 | 1911.4775 | 0 | 1911.4675 | 0.01127
|  |  |  | -- | -- |  |  | 1135.1237 | 0.029188 | 1913.8091 | 0 | 1911.6566 | 0 | 1911.6466 | 0.01116
|  |  |  | -- | -- |  |  | 1135.1395 | 0.029152 | 1913.9885 | 0 | 1911.8357 | 0 | 1911.8257 | 0.01106
|  |  |  | -- | -- |  |  | 1135.1553 | 0.029119 | 1914.168 | 0 | 1912.0148 | 0 | 1912.0048 | 0.01096
|  |  |  | -- | -- |  |  | 1135.171 | 0.029086 | 1914.3475 | 0 | 1912.1939 | 0 | 1912.1838 | 0.0109
|  |  |  | -- | -- |  |  | 1135.1868 | 0.029056 | 1914.5271 | 0 | 1912.3729 | 0 | 1912.3629 | 0.01088
|  |  |  | -- | -- |  |  | 1135.2026 | 0.029026 | 1914.7067 | 0 | 1912.5521 | 0 | 1912.5421 | 0.0109
|  |  |  | -- | -- |  |  | 1135.2184 | 0.028999 | 1914.8862 | 0 | 1912.7313 | 0 | 1912.7213 | 0.01096
|  |  |  | -- | -- |  |  | 1135.2341 | 0.028973 | 1915.0659 | 0 | 1912.9106 | 0 | 1912.9006 | 0.01104
|  |  |  | -- | -- |  |  | 1135.25 | 0.028948 | 1915.2456 | 0 | 1913.0898 | 0 | 1913.0798 | 0.01113
|  |  |  | -- | -- |  |  | 1135.2657 | 0.028925 | 1915.4253 | 0 | 1913.2692 | 0 | 1913.2592 | 0.01122
|  |  |  | -- | -- |  |  | 1135.2815 | 0.028904 | 1915.6051 | 0 | 1913.4486 | 0 | 1913.4385 | 0.01132
|  |  |  | -- | -- |  |  | 1135.2974 | 0.028885 | 1915.7848 | 0 | 1913.6279 | 0 | 1913.6179 | 0.0114
|  |  |  | -- | -- |  |  | 1135.3131 | 0.028867 | 1915.9647 | 0 | 1913.8074 | 0 | 1913.7974 | 0.01149
|  |  |  | -- | -- |  |  | 1135.3289 | 0.028851 | 1916.1445 | 0 | 1913.9868 | 0 | 1913.9768 | 0.01157
|  |  |  | -- | -- |  |  | 1135.3446 | 0.028837 | 1916.3243 | 0 | 1914.1663 | 0 | 1914.1562 | 0.01166
|  |  |  | -- | -- |  |  | 1135.3605 | 0.028825 | 1916.5043 | 0 | 1914.3458 | 0 | 1914.3358 | 0.01176
|  |  |  | -- | -- |  |  | 1135.3762 | 0.028814 | 1916.6843 | 0 | 1914.5254 | 0 | 1914.5153 | 0.01185
|  |  |  | -- | -- |  |  | 1135.392 | 0.028805 | 1916.8643 | 0 | 1914.705 | 0 | 1914.695 | 0.01196
|  |  |  | -- | -- |  |  | 1135.4078 | 0.028798 | 1917.0443 | 0 | 1914.8845 | 0 | 1914.8745 | 0.01206
|  |  |  | -- | -- |  |  | 1135.4236 | 0.028794 | 1917.2244 | 0 | 1915.0642 | 0 | 1915.0542 | 0.01216
|  |  |  | -- | -- |  |  | 1135.4393 | 0.028791 | 1917.4044 | 0 | 1915.2439 | 0 | 1915.2339 | 0.01226
|  |  |  | -- | -- |  |  | 1135.4552 | 0.02879 | 1917.5846 | 0 | 1915.4236 | 0 | 1915.4136 | 0.01234
|  |  |  | -- | -- |  |  | 1135.4709 | 0.028791 | 1917.7647 | 0 | 1915.6034 | 0 | 1915.5933 | 0.0124
|  |  |  | -- | -- |  |  | 1135.4868 | 0.028794 | 1917.945 | 0 | 1915.7831 | 0 | 1915.7731 | 0.01242
|  |  |  | -- | -- |  |  | 1135.5026 | 0.0288 | 1918.1251 | 0 | 1915.9629 | 0 | 1915.9529 | 0.0124
|  |  |  | -- | -- |  |  | 1135.5183 | 0.028807 | 1918.3054 | 0 | 1916.1428 | 0 | 1916.1328 | 0.01234
|  |  |  | -- | -- |  |  | 1135.5342 | 0.028817 | 1918.4857 | 0 | 1916.3226 | 0 | 1916.3126 | 0.01223
|  |  |  | -- | -- |  |  | 1135.5499 | 0.028829 | 1918.666 | 0 | 1916.5026 | 0 | 1916.4925 | 0.01208
|  |  |  | -- | -- |  |  | 1135.5657 | 0.028844 | 1918.8463 | 0 | 1916.6825 | 0 | 1916.6725 | 0.01191
|  |  |  | -- | -- |  |  | 1135.5815 | 0.028861 | 1919.0267 | 0 | 1916.8626 | 0 | 1916.8525 | 0.01172
|  |  |  | -- | -- |  |  | 1135.5973 | 0.02888 | 1919.2071 | 0 | 1917.0426 | 0 | 1917.0325 | 0.01153
|  |  |  | -- | -- |  |  | 1135.6132 | 0.028902 | 1919.3877 | 0 | 1917.2227 | 0 | 1917.2125 | 0.01136
|  |  |  | -- | -- |  |  | 1135.6289 | 0.028926 | 1919.5681 | 0 | 1917.4027 | 0 | 1917.3927 | 0.01122
|  |  |  | -- | -- |  |  | 1135.6447 | 0.028953 | 1919.7487 | 0 | 1917.5828 | 0 | 1917.5728 | 0.0111
|  |  |  | -- | -- |  |  | 1135.6605 | 0.028982 | 1919.9292 | 0 | 1917.7629 | 0 | 1917.7529 | 0.01102
|  |  |  | -- | -- |  |  | 1135.6763 | 0.029014 | 1920.1099 | 0 | 1917.9431 | 0 | 1917.9331 | 0.01096
|  |  |  | -- | -- |  |  | 1135.6921 | 0.029049 | 1920.2904 | 0 | 1918.1234 | 0 | 1918.1134 | 0.01094
|  |  |  | -- | -- |  |  | 1135.7079 | 0.029086 | 1920.4711 | 0 | 1918.3036 | 0 | 1918.2936 | 0.01093
|  |  |  | -- | -- |  |  | 1135.7236 | 0.029127 | 1920.6519 | 0 | 1918.4839 | 0 | 1918.4739 | 0.01096
|  |  |  | -- | -- |  |  | 1135.7395 | 0.02917 | 1920.8325 | 0 | 1918.6643 | 0 | 1918.6542 | 0.011
|  |  |  | -- | -- |  |  | 1135.7552 | 0.029216 | 1921.0133 | 0 | 1918.8446 | 0 | 1918.8346 | 0.01106
|  |  |  | -- | -- |  |  | 1135.7711 | 0.029264 | 1921.1941 | 0 | 1919.025 | 0 | 1919.015 | 0.01114
|  |  |  | -- | -- |  |  | 1135.7869 | 0.029316 | 1921.375 | 0 | 1919.2054 | 0 | 1919.1954 | 0.01122
|  |  |  | -- | -- |  |  | 1135.8026 | 0.029371 | 1921.5558 | 0 | 1919.3859 | 0 | 1919.3758 | 0.0113
|  |  |  | -- | -- |  |  | 1135.8185 | 0.029428 | 1921.7367 | 0 | 1919.5664 | 0 | 1919.5564 | 0.01139
|  |  |  | -- | -- |  |  | 1135.8342 | 0.029489 | 1921.9177 | 0 | 1919.7469 | 0 | 1919.7369 | 0.01146
|  |  |  | -- | -- |  |  | 1135.8501 | 0.029553 | 1922.0986 | 0 | 1919.9275 | 0 | 1919.9175 | 0.01154
|  |  |  | -- | -- |  |  | 1135.8658 | 0.029619 | 1922.2797 | 0 | 1920.108 | 0 | 1920.098 | 0.01161
|  |  |  | -- | -- |  |  | 1135.8817 | 0.029689 | 1922.4607 | 0 | 1920.2887 | 0 | 1920.2787 | 0.01168
|  |  |  | -- | -- |  |  | 1135.8975 | 0.029762 | 1922.6417 | 0 | 1920.4694 | 0 | 1920.4594 | 0.01174
|  |  |  | -- | -- |  |  | 1135.9133 | 0.029838 | 1922.8229 | 0 | 1920.6501 | 0 | 1920.64 | 0.0118
|  |  |  | -- | -- |  |  | 1135.9291 | 0.029917 | 1923.004 | 0 | 1920.8308 | 0 | 1920.8208 | 0.01184
|  |  |  | -- | -- |  |  | 1135.9448 | 0.029999 | 1923.1852 | 0 | 1921.0116 | 0 | 1921.0016 | 0.01188
|  |  |  | -- | -- |  |  | 1135.9607 | 0.030084 | 1923.3663 | 0 | 1921.1924 | 0 | 1921.1824 | 0.01191
|  |  |  | -- | -- |  |  | 1135.9764 | 0.030171 | 1923.5476 | 0 | 1921.3732 | 0 | 1921.3632 | 0.01193
|  |  |  | -- | -- |  |  | 1135.9923 | 0.030262 | 1923.7289 | 0 | 1921.5541 | 0 | 1921.5441 | 0.01195
|  |  |  | -- | -- |  |  | 1136.0081 | 0.030356 | 1923.9103 | 0 | 1921.735 | 0 | 1921.725 | 0.01195
|  |  |  | -- | -- |  |  | 1136.0239 | 0.030453 | 1924.0916 | 0 | 1921.9159 | 0 | 1921.9059 | 0.01195
|  |  |  | -- | -- |  |  | 1136.0397 | 0.030552 | 1924.273 | 0 | 1922.0969 | 0 | 1922.0868 | 0.01195
|  |  |  | -- | -- |  |  | 1136.0555 | 0.030655 | 1924.4543 | 0 | 1922.2779 | 0 | 1922.2678 | 0.01195
|  |  |  | -- | -- |  |  | 1136.0713 | 0.03076 | 1924.6359 | 0 | 1922.459 | 0 | 1922.4488 | 0.01194
|  |  |  | -- | -- |  |  | 1136.0872 | 0.030868 | 1924.8173 | 0 | 1922.64 | 0 | 1922.63 | 0.01194
|  |  |  | -- | -- |  |  | 1136.1029 | 0.030978 | 1924.9988 | 0 | 1922.8212 | 0 | 1922.811 | 0.01194
|  |  |  | -- | -- |  |  | 1136.1188 | 0.031091 | 1925.1804 | 0 | 1923.0023 | 0 | 1922.9922 | 0.01195
|  |  |  | -- | -- |  |  | 1136.1345 | 0.031206 | 1925.3619 | 0 | 1923.1835 | 0 | 1923.1733 | 0.01196
|  |  |  | -- | -- |  |  | 1136.1504 | 0.031324 | 1925.5436 | 0 | 1923.3646 | 0 | 1923.3546 | 0.01198
|  |  |  | -- | -- |  |  | 1136.1661 | 0.031443 | 1925.7252 | 0 | 1923.5459 | 0 | 1923.5359 | 0.012
|  |  |  | -- | -- |  |  | 1136.182 | 0.031565 | 1925.907 | 0 | 1923.7272 | 0 | 1923.7172 | 0.01201
|  |  |  | -- | -- |  |  | 1136.1978 | 0.031689 | 1926.0886 | 0 | 1923.9084 | 0 | 1923.8984 | 0.01202
|  |  |  | -- | -- |  |  | 1136.2136 | 0.031815 | 1926.2704 | 0 | 1924.0898 | 0 | 1924.0798 | 0.01203
|  |  |  | -- | -- |  |  | 1136.2294 | 0.031943 | 1926.4522 | 0 | 1924.2712 | 0 | 1924.2611 | 0.01204
|  |  |  | -- | -- |  |  | 1136.2452 | 0.032072 | 1926.634 | 0 | 1924.4526 | 0 | 1924.4426 | 0.01204
|  |  |  | -- | -- |  |  | 1136.261 | 0.032202 | 1926.8159 | 0 | 1924.634 | 0 | 1924.624 | 0.01203
|  |  |  | -- | -- |  |  | 1136.2769 | 0.032334 | 1926.9978 | 0 | 1924.8156 | 0 | 1924.8055 | 0.01201
|  |  |  | -- | -- |  |  | 1136.2927 | 0.032467 | 1927.1797 | 0 | 1924.9971 | 0 | 1924.9871 | 0.01197
|  |  |  | -- | -- |  |  | 1136.3085 | 0.032601 | 1927.3617 | 0 | 1925.1786 | 0 | 1925.1686 | 0.01191
|  |  |  | -- | -- |  |  | 1136.3243 | 0.032736 | 1927.5437 | 0 | 1925.3602 | 0 | 1925.3501 | 0.01184
|  |  |  | -- | -- |  |  | 1136.3401 | 0.032872 | 1927.7257 | 0 | 1925.5419 | 0 | 1925.5317 | 0.01173
|  |  |  | -- | -- |  |  | 1136.356 | 0.033008 | 1927.9077 | 0 | 1925.7235 | 0 | 1925.7134 | 0.01161
|  |  |  | -- | -- |  |  | 1136.3717 | 0.033144 | 1928.0898 | 0 | 1925.9052 | 0 | 1925.8951 | 0.01147
|  |  |  | -- | -- |  |  | 1136.3876 | 0.033281 | 1928.272 | 0 | 1926.0869 | 0 | 1926.0768 | 0.01132
|  |  |  | -- | -- |  |  | 1136.4033 | 0.033417 | 1928.4542 | 0 | 1926.2687 | 0 | 1926.2585 | 0.01116
|  |  |  | -- | -- |  |  | 1136.4192 | 0.033554 | 1928.6363 | 0 | 1926.4504 | 0 | 1926.4404 | 0.011
|  |  |  | -- | -- |  |  | 1136.4351 | 0.03369 | 1928.8186 | 0 | 1926.6323 | 0 | 1926.6222 | 0.01086
|  |  |  | -- | -- |  |  | 1136.4508 | 0.033825 | 1929.0008 | 0 | 1926.8142 | 0 | 1926.8041 | 0.01075
|  |  |  | -- | -- |  |  | 1136.4667 | 0.03396 | 1929.1832 | 0 | 1926.9961 | 0 | 1926.986 | 0.01067
|  |  |  | -- | -- |  |  | 1136.4824 | 0.034093 | 1929.3656 | 0 | 1927.178 | 0 | 1927.1679 | 0.01063
|  |  |  | -- | -- |  |  | 1136.4983 | 0.034226 | 1929.548 | 0 | 1927.36 | 0 | 1927.3499 | 0.01063
|  |  |  | -- | -- |  |  | 1136.514 | 0.034357 | 1929.7304 | 0 | 1927.542 | 0 | 1927.5319 | 0.01066
|  |  |  | -- | -- |  |  | 1136.5299 | 0.034487 | 1929.9128 | 0 | 1927.724 | 0 | 1927.7139 | 0.01073
|  |  |  | -- | -- |  |  | 1136.5458 | 0.034615 | 1930.0952 | 0 | 1927.906 | 0 | 1927.896 | 0.01082
|  |  |  | -- | -- |  |  | 1136.5615 | 0.034741 | 1930.2778 | 0 | 1928.0881 | 0 | 1928.078 | 0.01092
|  |  |  | -- | -- |  |  | 1136.5774 | 0.034865 | 1930.4603 | 0 | 1928.2703 | 0 | 1928.2601 | 0.01103
|  |  |  | -- | -- |  |  | 1136.5931 | 0.034987 | 1930.6429 | 0 | 1928.4524 | 0 | 1928.4424 | 0.01112
|  |  |  | -- | -- |  |  | 1136.609 | 0.035107 | 1930.8256 | 0 | 1928.6346 | 0 | 1928.6245 | 0.0112
|  |  |  | -- | -- |  |  | 1136.6249 | 0.035224 | 1931.0082 | 0 | 1928.8169 | 0 | 1928.8068 | 0.01127
|  |  |  | -- | -- |  |  | 1136.6406 | 0.035338 | 1931.1909 | 0 | 1928.9992 | 0 | 1928.989 | 0.01131
|  |  |  | -- | -- |  |  | 1136.6565 | 0.03545 | 1931.3735 | 0 | 1929.1815 | 0 | 1929.1714 | 0.01132
|  |  |  | -- | -- |  |  | 1136.6724 | 0.035558 | 1931.5564 | 0 | 1929.3638 | 0 | 1929.3538 | 0.0113
|  |  |  | -- | -- |  |  | 1136.6881 | 0.035664 | 1931.7391 | 0 | 1929.5461 | 0 | 1929.5361 | 0.01125
|  |  |  | -- | -- |  |  | 1136.704 | 0.035766 | 1931.922 | 0 | 1929.7286 | 0 | 1929.7185 | 0.01118
|  |  |  | -- | -- |  |  | 1136.7197 | 0.035864 | 1932.1049 | 0 | 1929.911 | 0 | 1929.901 | 0.01108
|  |  |  | -- | -- |  |  | 1136.7356 | 0.03596 | 1932.2877 | 0 | 1930.0935 | 0 | 1930.0834 | 0.01097
|  |  |  | -- | -- |  |  | 1136.7515 | 0.036051 | 1932.4707 | 0 | 1930.276 | 0 | 1930.266 | 0.01087
|  |  |  | -- | -- |  |  | 1136.7672 | 0.036139 | 1932.6536 | 0 | 1930.4586 | 0 | 1930.4485 | 0.01081
|  |  |  | -- | -- |  |  | 1136.7831 | 0.036223 | 1932.8367 | 0 | 1930.6411 | 0 | 1930.6311 | 0.01078
|  |  |  | -- | -- |  |  | 1136.799 | 0.036304 | 1933.0196 | 0 | 1930.8238 | 0 | 1930.8137 | 0.01081
|  |  |  | -- | -- |  |  | 1136.8147 | 0.03638 | 1933.2028 | 0 | 1931.0065 | 0 | 1930.9963 | 0.01089
|  |  |  | -- | -- |  |  | 1136.8306 | 0.036452 | 1933.3859 | 0 | 1931.1891 | 0 | 1931.1791 | 0.01102
|  |  |  | -- | -- |  |  | 1136.8464 | 0.036521 | 1933.569 | 0 | 1931.3718 | 0 | 1931.3617 | 0.01116
|  |  |  | -- | -- |  |  | 1136.8622 | 0.036585 | 1933.7521 | 0 | 1931.5546 | 0 | 1931.5446 | 0.01132
|  |  |  | -- | -- |  |  | 1136.8781 | 0.036645 | 1933.9353 | 0 | 1931.7374 | 0 | 1931.7273 | 0.01147
|  |  |  | -- | -- |  |  | 1136.8939 | 0.036701 | 1934.1185 | 0 | 1931.9203 | 0 | 1931.9102 | 0.01159
|  |  |  | -- | -- |  |  | 1136.9097 | 0.036752 | 1934.3019 | 0 | 1932.103 | 0 | 1932.093 | 0.01169
|  |  |  | -- | -- |  |  | 1136.9255 | 0.0368 | 1934.4852 | 0 | 1932.286 | 0 | 1932.2759 | 0.01175
|  |  |  | -- | -- |  |  | 1136.9414 | 0.036843 | 1934.6685 | 0 | 1932.4689 | 0 | 1932.4589 | 0.01178
|  |  |  | -- | -- |  |  | 1136.9572 | 0.036883 | 1934.8519 | 0 | 1932.6519 | 0 | 1932.6417 | 0.01179
|  |  |  | -- | -- |  |  | 1136.973 | 0.036918 | 1935.0353 | 0 | 1932.8348 | 0 | 1932.8248 | 0.01178
|  |  |  | -- | -- |  |  | 1136.9889 | 0.036949 | 1935.2188 | 0 | 1933.0179 | 0 | 1933.0078 | 0.01177
|  |  |  | -- | -- |  |  | 1137.0048 | 0.036976 | 1935.4022 | 0 | 1933.2009 | 0 | 1933.1909 | 0.01176
|  |  |  | -- | -- |  |  | 1137.0205 | 0.036999 | 1935.5858 | 0 | 1933.384 | 0 | 1933.374 | 0.01176
|  |  |  | -- | -- |  |  | 1137.0364 | 0.037019 | 1935.7693 | 0 | 1933.5673 | 0 | 1933.5571 | 0.01178
|  |  |  | -- | -- |  |  | 1137.0522 | 0.037034 | 1935.9529 | 0 | 1933.7504 | 0 | 1933.7402 | 0.01181
|  |  |  | -- | -- |  |  | 1137.068 | 0.037046 | 1936.1366 | 0 | 1933.9336 | 0 | 1933.9235 | 0.01184
|  |  |  | -- | -- |  |  | 1137.0839 | 0.037054 | 1936.3202 | 0 | 1934.1168 | 0 | 1934.1067 | 0.01186
|  |  |  | -- | -- |  |  | 1137.0997 | 0.037059 | 1936.5039 | 0 | 1934.3002 | 0 | 1934.29 | 0.01186
|  |  |  | -- | -- |  |  | 1137.1156 | 0.037061 | 1936.6876 | 0 | 1934.4834 | 0 | 1934.4733 | 0.01184
|  |  |  | -- | -- |  |  | 1137.1313 | 0.037059 | 1936.8713 | 0 | 1934.6668 | 0 | 1934.6566 | 0.01179
|  |  |  | -- | -- |  |  | 1137.1472 | 0.037054 | 1937.0552 | 0 | 1934.8501 | 0 | 1934.8401 | 0.01172
|  |  |  | -- | -- |  |  | 1137.1631 | 0.037046 | 1937.239 | 0 | 1935.0336 | 0 | 1935.0234 | 0.01165
|  |  |  | -- | -- |  |  | 1137.179 | 0.037035 | 1937.4228 | 0 | 1935.217 | 0 | 1935.2069 | 0.01159
|  |  |  | -- | -- |  |  | 1137.1947 | 0.037021 | 1937.6068 | 0 | 1935.4005 | 0 | 1935.3904 | 0.01155
|  |  |  | -- | -- |  |  | 1137.2106 | 0.037005 | 1937.7908 | 0 | 1935.584 | 0 | 1935.5738 | 0.01155
|  |  |  | -- | -- |  |  | 1137.2264 | 0.036986 | 1937.9747 | 0 | 1935.7676 | 0 | 1935.7575 | 0.01158
|  |  |  | -- | -- |  |  | 1137.2423 | 0.036965 | 1938.1587 | 0 | 1935.9512 | 0 | 1935.941 | 0.01165
|  |  |  | -- | -- |  |  | 1137.2581 | 0.036942 | 1938.3428 | 0 | 1936.1348 | 0 | 1936.1246 | 0.01173
|  |  |  | -- | -- |  |  | 1137.2739 | 0.036917 | 1938.5269 | 0 | 1936.3185 | 0 | 1936.3084 | 0.01181
|  |  |  | -- | -- |  |  | 1137.2898 | 0.03689 | 1938.7109 | 0 | 1936.5022 | 0 | 1936.4921 | 0.01189
|  |  |  | -- | -- |  |  | 1137.3057 | 0.036861 | 1938.8951 | 0 | 1936.6859 | 0 | 1936.6758 | 0.01194
|  |  |  | -- | -- |  |  | 1137.3214 | 0.036831 | 1939.0792 | 0 | 1936.8696 | 0 | 1936.8595 | 0.01195
|  |  |  | -- | -- |  |  | 1137.3373 | 0.0368 | 1939.2635 | 0 | 1937.0535 | 0 | 1937.0433 | 0.01194
|  |  |  | -- | -- |  |  | 1137.3531 | 0.036767 | 1939.4478 | 0 | 1937.2373 | 0 | 1937.2272 | 0.01188
|  |  |  | -- | -- |  |  | 1137.369 | 0.036733 | 1939.6321 | 0 | 1937.4211 | 0 | 1937.411 | 0.01179
|  |  |  | -- | -- |  |  | 1137.3849 | 0.036699 | 1939.8164 | 0 | 1937.6051 | 0 | 1937.595 | 0.01168
|  |  |  | -- | -- |  |  | 1137.4006 | 0.036664 | 1940.0007 | 0 | 1937.7889 | 0 | 1937.7788 | 0.01153
|  |  |  | -- | -- |  |  | 1137.4165 | 0.036628 | 1940.1851 | 0 | 1937.9729 | 0 | 1937.9628 | 0.01138
|  |  |  | -- | -- |  |  | 1137.4324 | 0.036592 | 1940.3695 | 0 | 1938.157 | 0 | 1938.1469 | 0.01122
|  |  |  | -- | -- |  |  | 1137.4482 | 0.036556 | 1940.554 | 0 | 1938.3411 | 0 | 1938.3309 | 0.01108
|  |  |  | -- | -- |  |  | 1137.4641 | 0.036519 | 1940.7385 | 0 | 1938.525 | 0 | 1938.5149 | 0.01096
|  |  |  | -- | -- |  |  | 1137.4799 | 0.036483 | 1940.923 | 0 | 1938.7092 | 0 | 1938.6991 | 0.01088
|  |  |  | -- | -- |  |  | 1137.4957 | 0.036446 | 1941.1075 | 0 | 1938.8933 | 0 | 1938.8832 | 0.01083
|  |  |  | -- | -- |  |  | 1137.5116 | 0.03641 | 1941.2922 | 0 | 1939.0775 | 0 | 1939.0674 | 0.01081
|  |  |  | -- | -- |  |  | 1137.5275 | 0.036374 | 1941.4768 | 0 | 1939.2617 | 0 | 1939.2516 | 0.01082
|  |  |  | -- | -- |  |  | 1137.5433 | 0.036339 | 1941.6615 | 0 | 1939.446 | 0 | 1939.4359 | 0.01085
|  |  |  | -- | -- |  |  | 1137.5591 | 0.036305 | 1941.8462 | 0 | 1939.6302 | 0 | 1939.6201 | 0.01089
|  |  |  | -- | -- |  |  | 1137.575 | 0.036271 | 1942.031 | 0 | 1939.8146 | 0 | 1939.8044 | 0.01092
|  |  |  | -- | -- |  |  | 1137.5908 | 0.036238 | 1942.2157 | 0 | 1939.999 | 0 | 1939.9888 | 0.01094
|  |  |  | -- | -- |  |  | 1137.6067 | 0.036206 | 1942.4005 | 0 | 1940.1834 | 0 | 1940.1732 | 0.01094
|  |  |  | -- | -- |  |  | 1137.6226 | 0.036174 | 1942.5855 | 0 | 1940.3678 | 0 | 1940.3577 | 0.01091
|  |  |  | -- | -- |  |  | 1137.6384 | 0.036144 | 1942.7703 | 0 | 1940.5522 | 0 | 1940.5421 | 0.01085
|  |  |  | -- | -- |  |  | 1137.6543 | 0.036115 | 1942.9552 | 0 | 1940.7367 | 0 | 1940.7266 | 0.01076
|  |  |  | -- | -- |  |  | 1137.67 | 0.036087 | 1943.1401 | 0 | 1940.9213 | 0 | 1940.9111 | 0.01065
|  |  |  | -- | -- |  |  | 1137.6859 | 0.03606 | 1943.3252 | 0 | 1941.1058 | 0 | 1941.0957 | 0.01053
|  |  |  | -- | -- |  |  | 1137.7018 | 0.036035 | 1943.5101 | 0 | 1941.2904 | 0 | 1941.2803 | 0.01042
|  |  |  | -- | -- |  |  | 1137.7177 | 0.036011 | 1943.6952 | 0 | 1941.4751 | 0 | 1941.465 | 0.01035
|  |  |  | -- | -- |  |  | 1137.7335 | 0.035988 | 1943.8804 | 0 | 1941.6598 | 0 | 1941.6497 | 0.01033
|  |  |  | -- | -- |  |  | 1137.7494 | 0.035966 | 1944.0654 | 0 | 1941.8445 | 0 | 1941.8344 | 0.01036
|  |  |  | -- | -- |  |  | 1137.7653 | 0.035946 | 1944.2506 | 0 | 1942.0292 | 0 | 1942.019 | 0.01043
|  |  |  | -- | -- |  |  | 1137.781 | 0.035927 | 1944.4358 | 0 | 1942.214 | 0 | 1942.2039 | 0.01054
|  |  |  | -- | -- |  |  | 1137.7969 | 0.03591 | 1944.6211 | 0 | 1942.3988 | 0 | 1942.3887 | 0.01067
|  |  |  | -- | -- |  |  | 1137.8127 | 0.035894 | 1944.8064 | 0 | 1942.5836 | 0 | 1942.5735 | 0.01081
|  |  |  | -- | -- |  |  | 1137.8286 | 0.035879 | 1944.9917 | 0 | 1942.7686 | 0 | 1942.7584 | 0.01097
|  |  |  | -- | -- |  |  | 1137.8445 | 0.035865 | 1945.177 | 0 | 1942.9535 | 0 | 1942.9434 | 0.01114
|  |  |  | -- | -- |  |  | 1137.8604 | 0.035853 | 1945.3624 | 0 | 1943.1384 | 0 | 1943.1283 | 0.01131
|  |  |  | -- | -- |  |  | 1137.8762 | 0.035842 | 1945.5478 | 0 | 1943.3234 | 0 | 1943.3132 | 0.01149
|  |  |  | -- | -- |  |  | 1137.8921 | 0.035832 | 1945.7333 | 0 | 1943.5084 | 0 | 1943.4983 | 0.01167
|  |  |  | -- | -- |  |  | 1137.908 | 0.035824 | 1945.9187 | 0 | 1943.6935 | 0 | 1943.6834 | 0.01184
|  |  |  | -- | -- |  |  | 1137.9238 | 0.035816 | 1946.1043 | 0 | 1943.8785 | 0 | 1943.8684 | 0.012
|  |  |  | -- | -- |  |  | 1137.9396 | 0.03581 | 1946.2898 | 0 | 1944.0637 | 0 | 1944.0536 | 0.01213
|  |  |  | -- | -- |  |  | 1137.9554 | 0.035804 | 1946.4753 | 0 | 1944.2489 | 0 | 1944.2388 | 0.01225
|  |  |  | -- | -- |  |  | 1137.9713 | 0.0358 | 1946.661 | 0 | 1944.4341 | 0 | 1944.424 | 0.01234
|  |  |  | -- | -- |  |  | 1137.9872 | 0.035797 | 1946.8467 | 0 | 1944.6194 | 0 | 1944.6091 | 0.01241
|  |  |  | -- | -- |  |  | 1138.0031 | 0.035794 | 1947.0323 | 0 | 1944.8046 | 0 | 1944.7944 | 0.01246
|  |  |  | -- | -- |  |  | 1138.0189 | 0.035792 | 1947.2181 | 0 | 1944.9899 | 0 | 1944.9797 | 0.01249
|  |  |  | -- | -- |  |  | 1138.0348 | 0.035791 | 1947.4039 | 0 | 1945.1753 | 0 | 1945.165 | 0.0125
|  |  |  | -- | -- |  |  | 1138.0507 | 0.035791 | 1947.5897 | 0 | 1945.3606 | 0 | 1945.3505 | 0.01248
|  |  |  | -- | -- |  |  | 1138.0665 | 0.035791 | 1947.7755 | 0 | 1945.546 | 0 | 1945.5359 | 0.01242
|  |  |  | -- | -- |  |  | 1138.0824 | 0.035791 | 1947.9614 | 0 | 1945.7314 | 0 | 1945.7213 | 0.01234
|  |  |  | -- | -- |  |  | 1138.0983 | 0.035792 | 1948.1473 | 0 | 1945.917 | 0 | 1945.9069 | 0.01225
|  |  |  | -- | -- |  |  | 1138.1141 | 0.035794 | 1948.3332 | 0 | 1946.1025 | 0 | 1946.0923 | 0.01215
|  |  |  | -- | -- |  |  | 1138.13 | 0.035795 | 1948.5193 | 0 | 1946.2881 | 0 | 1946.2778 | 0.01206
|  |  |  | -- | -- |  |  | 1138.1459 | 0.035797 | 1948.7052 | 0 | 1946.4736 | 0 | 1946.4635 | 0.01199
|  |  |  | -- | -- |  |  | 1138.1617 | 0.035799 | 1948.8914 | 0 | 1946.6593 | 0 | 1946.649 | 0.01196
|  |  |  | -- | -- |  |  | 1138.1776 | 0.035801 | 1949.0774 | 0 | 1946.845 | 0 | 1946.8347 | 0.01197
|  |  |  | -- | -- |  |  | 1138.1935 | 0.035803 | 1949.2635 | 0 | 1947.0306 | 0 | 1947.0205 | 0.01201
|  |  |  | -- | -- |  |  | 1138.2094 | 0.035805 | 1949.4497 | 0 | 1947.2163 | 0 | 1947.2062 | 0.01207
|  |  |  | -- | -- |  |  | 1138.2252 | 0.035807 | 1949.6359 | 0 | 1947.4021 | 0 | 1947.392 | 0.01214
|  |  |  | -- | -- |  |  | 1138.2411 | 0.035808 | 1949.8221 | 0 | 1947.5879 | 0 | 1947.5778 | 0.01221
|  |  |  | -- | -- |  |  | 1138.257 | 0.035809 | 1950.0083 | 0 | 1947.7738 | 0 | 1947.7635 | 0.01227
|  |  |  | -- | -- |  |  | 1138.2728 | 0.03581 | 1950.1947 | 0 | 1947.9596 | 0 | 1947.9495 | 0.01232
|  |  |  | -- | -- |  |  | 1138.2887 | 0.03581 | 1950.381 | 0 | 1948.1455 | 0 | 1948.1354 | 0.01236
|  |  |  | -- | -- |  |  | 1138.3046 | 0.03581 | 1950.5674 | 0 | 1948.3315 | 0 | 1948.3213 | 0.01238
|  |  |  | -- | -- |  |  | 1138.3204 | 0.035809 | 1950.7538 | 0 | 1948.5175 | 0 | 1948.5073 | 0.01238
|  |  |  | -- | -- |  |  | 1138.3363 | 0.035808 | 1950.9402 | 0 | 1948.7035 | 0 | 1948.6934 | 0.01235
|  |  |  | -- | -- |  |  | 1138.3522 | 0.035806 | 1951.1267 | 0 | 1948.8895 | 0 | 1948.8794 | 0.01228
|  |  |  | -- | -- |  |  | 1138.368 | 0.035803 | 1951.3132 | 0 | 1949.0757 | 0 | 1949.0654 | 0.01219
|  |  |  | -- | -- |  |  | 1138.3839 | 0.035799 | 1951.4998 | 0 | 1949.2617 | 0 | 1949.2516 | 0.01207
|  |  |  | -- | -- |  |  | 1138.3998 | 0.035795 | 1951.6864 | 0 | 1949.4479 | 0 | 1949.4377 | 0.01193
|  |  |  | -- | -- |  |  | 1138.4156 | 0.03579 | 1951.8729 | 0 | 1949.6342 | 0 | 1949.6239 | 0.01177
|  |  |  | -- | -- |  |  | 1138.4315 | 0.035783 | 1952.0596 | 0 | 1949.8203 | 0 | 1949.8102 | 0.0116
|  |  |  | -- | -- |  |  | 1138.4474 | 0.035776 | 1952.2463 | 0 | 1950.0066 | 0 | 1949.9965 | 0.01143
|  |  |  | -- | -- |  |  | 1138.4633 | 0.035768 | 1952.4331 | 0 | 1950.1929 | 0 | 1950.1827 | 0.01127
|  |  |  | -- | -- |  |  | 1138.4791 | 0.035759 | 1952.6198 | 0 | 1950.3793 | 0 | 1950.369 | 0.01111
|  |  |  | -- | -- |  |  | 1138.495 | 0.035748 | 1952.8066 | 0 | 1950.5656 | 0 | 1950.5554 | 0.01096
|  |  |  | -- | -- |  |  | 1138.5109 | 0.035737 | 1952.9934 | 0 | 1950.7521 | 0 | 1950.7418 | 0.01084
|  |  |  | -- | -- |  |  | 1138.5267 | 0.035724 | 1953.1803 | 0 | 1950.9385 | 0 | 1950.9282 | 0.01074
|  |  |  | -- | -- |  |  | 1138.5426 | 0.03571 | 1953.3672 | 0 | 1951.125 | 0 | 1951.1147 | 0.01068
|  |  |  | -- | -- |  |  | 1138.5585 | 0.035695 | 1953.5542 | 0 | 1951.3114 | 0 | 1951.3013 | 0.01065
|  |  |  | -- | -- |  |  | 1138.5743 | 0.035678 | 1953.7411 | 0 | 1951.498 | 0 | 1951.4878 | 0.01067
|  |  |  | -- | -- |  |  | 1138.5902 | 0.035661 | 1953.9281 | 0 | 1951.6846 | 0 | 1951.6744 | 0.01071
|  |  |  | -- | -- |  |  | 1138.6061 | 0.035642 | 1954.1152 | 0 | 1951.8712 | 0 | 1951.861 | 0.01079
|  |  |  | -- | -- |  |  | 1138.6219 | 0.035622 | 1954.3022 | 0 | 1952.0579 | 0 | 1952.0477 | 0.01088
|  |  |  | -- | -- |  |  | 1138.6378 | 0.0356 | 1954.4894 | 0 | 1952.2445 | 0 | 1952.2344 | 0.01098
|  |  |  | -- | -- |  |  | 1138.6537 | 0.035577 | 1954.6766 | 0 | 1952.4313 | 0 | 1952.4211 | 0.01107
|  |  |  | -- | -- |  |  | 1138.6697 | 0.035553 | 1954.8638 | 0 | 1952.618 | 0 | 1952.6079 | 0.01115
|  |  |  | -- | -- |  |  | 1138.6855 | 0.035527 | 1955.051 | 0 | 1952.8048 | 0 | 1952.7947 | 0.0112
|  |  |  | -- | -- |  |  | 1138.7014 | 0.0355 | 1955.2383 | 0 | 1952.9917 | 0 | 1952.9814 | 0.01122
|  |  |  | -- | -- |  |  | 1138.7173 | 0.035472 | 1955.4255 | 0 | 1953.1786 | 0 | 1953.1683 | 0.01122
|  |  |  | -- | -- |  |  | 1138.7332 | 0.035442 | 1955.6129 | 0 | 1953.3655 | 0 | 1953.3552 | 0.01118
|  |  |  | -- | -- |  |  | 1138.749 | 0.035411 | 1955.8003 | 0 | 1953.5524 | 0 | 1953.5422 | 0.01112
|  |  |  | -- | -- |  |  | 1138.7649 | 0.035379 | 1955.9877 | 0 | 1953.7394 | 0 | 1953.7293 | 0.01106
|  |  |  | -- | -- |  |  | 1138.7808 | 0.035345 | 1956.1752 | 0 | 1953.9264 | 0 | 1953.9163 | 0.011
|  |  |  | -- | -- |  |  | 1138.7966 | 0.035309 | 1956.3627 | 0 | 1954.1134 | 0 | 1954.1033 | 0.01095
|  |  |  | -- | -- |  |  | 1138.8125 | 0.035273 | 1956.5502 | 0 | 1954.3005 | 0 | 1954.2903 | 0.01093
|  |  |  | -- | -- |  |  | 1138.8285 | 0.035234 | 1956.7377 | 0 | 1954.4877 | 0 | 1954.4774 | 0.01093
|  |  |  | -- | -- |  |  | 1138.8444 | 0.035195 | 1956.9253 | 0 | 1954.6748 | 0 | 1954.6647 | 0.01096
|  |  |  | -- | -- |  |  | 1138.8602 | 0.035154 | 1957.1129 | 0 | 1954.8621 | 0 | 1954.8518 | 0.011
|  |  |  | -- | -- |  |  | 1138.8761 | 0.035112 | 1957.3005 | 0 | 1955.0492 | 0 | 1955.0391 | 0.01106
|  |  |  | -- | -- |  |  | 1138.892 | 0.035068 | 1957.4883 | 0 | 1955.2365 | 0 | 1955.2263 | 0.01111
|  |  |  | -- | -- |  |  | 1138.9078 | 0.035023 | 1957.676 | 0 | 1955.4238 | 0 | 1955.4136 | 0.01114
|  |  |  | -- | -- |  |  | 1138.9237 | 0.034976 | 1957.8638 | 0 | 1955.6111 | 0 | 1955.601 | 0.01116
|  |  |  | -- | -- |  |  | 1138.9397 | 0.034929 | 1958.0515 | 0 | 1955.7985 | 0 | 1955.7883 | 0.01116
|  |  |  | -- | -- |  |  | 1138.9556 | 0.034879 | 1958.2394 | 0 | 1955.986 | 0 | 1955.9757 | 0.01113
|  |  |  | -- | -- |  |  | 1138.9714 | 0.034829 | 1958.4272 | 0 | 1956.1733 | 0 | 1956.1632 | 0.01107
|  |  |  | -- | -- |  |  | 1138.9873 | 0.034777 | 1958.6152 | 0 | 1956.3608 | 0 | 1956.3506 | 0.01098
|  |  |  | -- | -- |  |  | 1139.0032 | 0.034724 | 1958.8031 | 0 | 1956.5483 | 0 | 1956.5382 | 0.01086
|  |  |  | -- | -- |  |  | 1139.019 | 0.03467 | 1958.9911 | 0 | 1956.736 | 0 | 1956.7257 | 0.01071
|  |  |  | -- | -- |  |  | 1139.0349 | 0.034614 | 1959.1792 | 0 | 1956.9235 | 0 | 1956.9133 | 0.01055
|  |  |  | -- | -- |  |  | 1139.0509 | 0.034558 | 1959.3672 | 0 | 1957.1111 | 0 | 1957.101 | 0.01037
|  |  |  | -- | -- |  |  | 1139.0668 | 0.0345 | 1959.5553 | 0 | 1957.2988 | 0 | 1957.2886 | 0.01021
|  |  |  | -- | -- |  |  | 1139.0826 | 0.03444 | 1959.7434 | 0 | 1957.4865 | 0 | 1957.4763 | 0.01007
|  |  |  | -- | -- |  |  | 1139.0985 | 0.03438 | 1959.9316 | 0 | 1957.6742 | 0 | 1957.6641 | 0.00997
|  |  |  | -- | -- |  |  | 1139.1144 | 0.034319 | 1960.1198 | 0 | 1957.8619 | 0 | 1957.8518 | 0.00991
|  |  |  | -- | -- |  |  | 1139.1304 | 0.034256 | 1960.308 | 0 | 1958.0498 | 0 | 1958.0395 | 0.0099
|  |  |  | -- | -- |  |  | 1139.1462 | 0.034193 | 1960.4963 | 0 | 1958.2377 | 0 | 1958.2274 | 0.00994
|  |  |  | -- | -- |  |  | 1139.1621 | 0.034128 | 1960.6846 | 0 | 1958.4255 | 0 | 1958.4153 | 0.01002
|  |  |  | -- | -- |  |  | 1139.178 | 0.034063 | 1960.8729 | 0 | 1958.6134 | 0 | 1958.6031 | 0.01015
|  |  |  | -- | -- |  |  | 1139.1938 | 0.033996 | 1961.0614 | 0 | 1958.8014 | 0 | 1958.7911 | 0.0103
|  |  |  | -- | -- |  |  | 1139.2098 | 0.033929 | 1961.2498 | 0 | 1958.9894 | 0 | 1958.9791 | 0.01046
|  |  |  | -- | -- |  |  | 1139.2257 | 0.033861 | 1961.4382 | 0 | 1959.1774 | 0 | 1959.1671 | 0.01061
|  |  |  | -- | -- |  |  | 1139.2416 | 0.033792 | 1961.6267 | 0 | 1959.3655 | 0 | 1959.3552 | 0.01073
|  |  |  | -- | -- |  |  | 1139.2574 | 0.033722 | 1961.8152 | 0 | 1959.5536 | 0 | 1959.5433 | 0.01082
|  |  |  | -- | -- |  |  | 1139.2733 | 0.033652 | 1962.0038 | 0 | 1959.7417 | 0 | 1959.7314 | 0.01086
|  |  |  | -- | -- |  |  | 1139.2893 | 0.033581 | 1962.1924 | 0 | 1959.9298 | 0 | 1959.9196 | 0.01086
|  |  |  | -- | -- |  |  | 1139.3052 | 0.033509 | 1962.381 | 0 | 1960.118 | 0 | 1960.1078 | 0.01081
|  |  |  | -- | -- |  |  | 1139.321 | 0.033437 | 1962.5697 | 0 | 1960.3063 | 0 | 1960.296 | 0.01072
|  |  |  | -- | -- |  |  | 1139.3369 | 0.033365 | 1962.7584 | 0 | 1960.4945 | 0 | 1960.4842 | 0.0106
|  |  |  | -- | -- |  |  | 1139.3529 | 0.033292 | 1962.9471 | 0 | 1960.6829 | 0 | 1960.6726 | 0.01048
|  |  |  | -- | -- |  |  | 1139.3688 | 0.033219 | 1963.136 | 0 | 1960.8712 | 0 | 1960.861 | 0.01038
|  |  |  | -- | -- |  |  | 1139.3846 | 0.033146 | 1963.3247 | 0 | 1961.0596 | 0 | 1961.0493 | 0.0103
|  |  |  | -- | -- |  |  | 1139.4005 | 0.033072 | 1963.5137 | 0 | 1961.248 | 0 | 1961.2378 | 0.01027
|  |  |  | -- | -- |  |  | 1139.4165 | 0.032999 | 1963.7025 | 0 | 1961.4364 | 0 | 1961.4263 | 0.0103
|  |  |  | -- | -- |  |  | 1139.4324 | 0.032926 | 1963.8915 | 0 | 1961.625 | 0 | 1961.6147 | 0.01037
|  |  |  | -- | -- |  |  | 1139.4482 | 0.032852 | 1964.0804 | 0 | 1961.8135 | 0 | 1961.8032 | 0.01049
|  |  |  | -- | -- |  |  | 1139.4641 | 0.032779 | 1964.2694 | 0 | 1962.0021 | 0 | 1961.9918 | 0.01064
|  |  |  | -- | -- |  |  | 1139.4801 | 0.032706 | 1964.4584 | 0 | 1962.1907 | 0 | 1962.1804 | 0.01081
|  |  |  | -- | -- |  |  | 1139.496 | 0.032634 | 1964.6475 | 0 | 1962.3793 | 0 | 1962.369 | 0.01097
|  |  |  | -- | -- |  |  | 1139.5118 | 0.032562 | 1964.8365 | 0 | 1962.568 | 0 | 1962.5577 | 0.01111
|  |  |  | -- | -- |  |  | 1139.5277 | 0.03249 | 1965.0258 | 0 | 1962.7566 | 0 | 1962.7465 | 0.01124
|  |  |  | -- | -- |  |  | 1139.5437 | 0.032419 | 1965.215 | 0 | 1962.9454 | 0 | 1962.9352 | 0.01134
|  |  |  | -- | -- |  |  | 1139.5596 | 0.032349 | 1965.4042 | 0 | 1963.1342 | 0 | 1963.1239 | 0.01142
|  |  |  | -- | -- |  |  | 1139.5754 | 0.03228 | 1965.5934 | 0 | 1963.323 | 0 | 1963.3127 | 0.01147
|  |  |  | -- | -- |  |  | 1139.5914 | 0.032211 | 1965.7827 | 0 | 1963.5118 | 0 | 1963.5016 | 0.01151
|  |  |  | -- | -- |  |  | 1139.6073 | 0.032144 | 1965.9721 | 0 | 1963.7007 | 0 | 1963.6904 | 0.01153
|  |  |  | -- | -- |  |  | 1139.6232 | 0.032077 | 1966.1614 | 0 | 1963.8897 | 0 | 1963.8794 | 0.01154
|  |  |  | -- | -- |  |  | 1139.639 | 0.032012 | 1966.3508 | 0 | 1964.0786 | 0 | 1964.0684 | 0.01154
|  |  |  | -- | -- |  |  | 1139.655 | 0.031948 | 1966.5402 | 0 | 1964.2676 | 0 | 1964.2573 | 0.01154
|  |  |  | -- | -- |  |  | 1139.6709 | 0.031886 | 1966.7297 | 0 | 1964.4567 | 0 | 1964.4464 | 0.01154
|  |  |  | -- | -- |  |  | 1139.6868 | 0.031825 | 1966.9192 | 0 | 1964.6457 | 0 | 1964.6355 | 0.01156
|  |  |  | -- | -- |  |  | 1139.7028 | 0.031765 | 1967.1088 | 0 | 1964.8348 | 0 | 1964.8246 | 0.01159
|  |  |  | -- | -- |  |  | 1139.7186 | 0.031708 | 1967.2983 | 0 | 1965.0239 | 0 | 1965.0137 | 0.01163
|  |  |  | -- | -- |  |  | 1139.7345 | 0.031652 | 1967.4879 | 0 | 1965.2131 | 0 | 1965.2029 | 0.01167
|  |  |  | -- | -- |  |  | 1139.7505 | 0.031597 | 1967.6776 | 0 | 1965.4023 | 0 | 1965.3921 | 0.0117
|  |  |  | -- | -- |  |  | 1139.7664 | 0.031545 | 1967.8673 | 0 | 1965.5917 | 0 | 1965.5814 | 0.01171
|  |  |  | -- | -- |  |  | 1139.7822 | 0.031495 | 1968.057 | 0 | 1965.7809 | 0 | 1965.7706 | 0.01167
|  |  |  | -- | -- |  |  | 1139.7982 | 0.031447 | 1968.2468 | 0 | 1965.9702 | 0 | 1965.96 | 0.01159
|  |  |  | -- | -- |  |  | 1139.8141 | 0.031401 | 1968.4367 | 0 | 1966.1597 | 0 | 1966.1494 | 0.01146
|  |  |  | -- | -- |  |  | 1139.83 | 0.031357 | 1968.6265 | 0 | 1966.349 | 0 | 1966.3387 | 0.01129
|  |  |  | -- | -- |  |  | 1139.8459 | 0.031316 | 1968.8163 | 0 | 1966.5385 | 0 | 1966.5282 | 0.01108
|  |  |  | -- | -- |  |  | 1139.8618 | 0.031277 | 1969.0062 | 0 | 1966.7279 | 0 | 1966.7177 | 0.01085
|  |  |  | -- | -- |  |  | 1139.8777 | 0.03124 | 1969.1962 | 0 | 1966.9175 | 0 | 1966.9072 | 0.01063
|  |  |  | -- | -- |  |  | 1139.8937 | 0.031207 | 1969.3861 | 0 | 1967.1069 | 0 | 1967.0967 | 0.01044
|  |  |  | -- | -- |  |  | 1139.9095 | 0.031175 | 1969.5762 | 0 | 1967.2965 | 0 | 1967.2863 | 0.0103
|  |  |  | -- | -- |  |  | 1139.9255 | 0.031147 | 1969.7662 | 0 | 1967.4862 | 0 | 1967.476 | 0.01023
|  |  |  | -- | -- |  |  | 1139.9414 | 0.031121 | 1969.9563 | 0 | 1967.6758 | 0 | 1967.6655 | 0.01023
|  |  |  | -- | -- |  |  | 1139.9573 | 0.031098 | 1970.1465 | 0 | 1967.8655 | 0 | 1967.8552 | 0.0103
|  |  |  | -- | -- |  |  | 1139.9733 | 0.031077 | 1970.3367 | 0 | 1968.0553 | 0 | 1968.045 | 0.01043
|  |  |  | -- | -- |  |  | 1139.9891 | 0.03106 | 1970.5269 | 0 | 1968.245 | 0 | 1968.2347 | 0.0106
|  |  |  | -- | -- |  |  | 1140.005 | 0.031045 | 1970.717 | 0 | 1968.4348 | 0 | 1968.4246 | 0.01078
|  |  |  | -- | -- |  |  | 1140.021 | 0.031034 | 1970.9073 | 0 | 1968.6246 | 0 | 1968.6144 | 0.01096
|  |  |  | -- | -- |  |  | 1140.0369 | 0.031025 | 1971.0977 | 0 | 1968.8146 | 0 | 1968.8043 | 0.01112
|  |  |  | -- | -- |  |  | 1140.0529 | 0.031019 | 1971.288 | 0 | 1969.0044 | 0 | 1968.9941 | 0.01124
|  |  |  | -- | -- |  |  | 1140.0687 | 0.031016 | 1971.4784 | 0 | 1969.1945 | 0 | 1969.1841 | 0.01133
|  |  |  | -- | -- |  |  | 1140.0846 | 0.031016 | 1971.6688 | 0 | 1969.3844 | 0 | 1969.3742 | 0.01138
|  |  |  | -- | -- |  |  | 1140.1006 | 0.03102 | 1971.8592 | 0 | 1969.5745 | 0 | 1969.5641 | 0.0114
|  |  |  | -- | -- |  |  | 1140.1165 | 0.031026 | 1972.0498 | 0 | 1969.7644 | 0 | 1969.7541 | 0.01138
|  |  |  | -- | -- |  |  | 1140.1324 | 0.031035 | 1972.2404 | 0 | 1969.9546 | 0 | 1969.9443 | 0.01134
|  |  |  | -- | -- |  |  | 1140.1483 | 0.031047 | 1972.4309 | 0 | 1970.1446 | 0 | 1970.1344 | 0.01127
|  |  |  | -- | -- |  |  | 1140.1643 | 0.031061 | 1972.6215 | 0 | 1970.3348 | 0 | 1970.3246 | 0.01119
|  |  |  | -- | -- |  |  | 1140.1802 | 0.031079 | 1972.8121 | 0 | 1970.525 | 0 | 1970.5148 | 0.01111
|  |  |  | -- | -- |  |  | 1140.196 | 0.0311 | 1973.0028 | 0 | 1970.7153 | 0 | 1970.7051 | 0.01102
|  |  |  | -- | -- |  |  | 1140.212 | 0.031123 | 1973.1936 | 0 | 1970.9056 | 0 | 1970.8953 | 0.01094
|  |  |  | -- | -- |  |  | 1140.2279 | 0.031149 | 1973.3843 | 0 | 1971.0959 | 0 | 1971.0856 | 0.01086
|  |  |  | -- | -- |  |  | 1140.2439 | 0.031178 | 1973.5751 | 0 | 1971.2863 | 0 | 1971.276 | 0.01079
|  |  |  | -- | -- |  |  | 1140.2598 | 0.031209 | 1973.766 | 0 | 1971.4767 | 0 | 1971.4663 | 0.01071
|  |  |  | -- | -- |  |  | 1140.2758 | 0.031243 | 1973.9568 | 0 | 1971.6671 | 0 | 1971.6567 | 0.01063
|  |  |  | -- | -- |  |  | 1140.2916 | 0.03128 | 1974.1477 | 0 | 1971.8575 | 0 | 1971.8473 | 0.01056
|  |  |  | -- | -- |  |  | 1140.3076 | 0.031319 | 1974.3386 | 0 | 1972.048 | 0 | 1972.0377 | 0.01049
|  |  |  | -- | -- |  |  | 1140.3235 | 0.03136 | 1974.5297 | 0 | 1972.2385 | 0 | 1972.2283 | 0.01045
|  |  |  | -- | -- |  |  | 1140.3394 | 0.031403 | 1974.7207 | 0 | 1972.4291 | 0 | 1972.4188 | 0.01043
|  |  |  | -- | -- |  |  | 1140.3553 | 0.031449 | 1974.9117 | 0 | 1972.6198 | 0 | 1972.6095 | 0.01045
|  |  |  | -- | -- |  |  | 1140.3712 | 0.031496 | 1975.1028 | 0 | 1972.8104 | 0 | 1972.8001 | 0.01052
|  |  |  | -- | -- |  |  | 1140.3872 | 0.031546 | 1975.2939 | 0 | 1973.0011 | 0 | 1972.9908 | 0.01063
|  |  |  | -- | -- |  |  | 1140.4031 | 0.031597 | 1975.4851 | 0 | 1973.1918 | 0 | 1973.1815 | 0.01076
|  |  |  | -- | -- |  |  | 1140.4191 | 0.03165 | 1975.6763 | 0 | 1973.3826 | 0 | 1973.3723 | 0.0109
|  |  |  | -- | -- |  |  | 1140.4349 | 0.031704 | 1975.8675 | 0 | 1973.5734 | 0 | 1973.5631 | 0.01103
|  |  |  | -- | -- |  |  | 1140.4509 | 0.03176 | 1976.0588 | 0 | 1973.7642 | 0 | 1973.7539 | 0.01113
|  |  |  | -- | -- |  |  | 1140.4668 | 0.031817 | 1976.2501 | 0 | 1973.9551 | 0 | 1973.9447 | 0.01119
|  |  |  | -- | -- |  |  | 1140.4828 | 0.031876 | 1976.4415 | 0 | 1974.146 | 0 | 1974.1356 | 0.01121
|  |  |  | -- | -- |  |  | 1140.4987 | 0.031935 | 1976.6328 | 0 | 1974.3369 | 0 | 1974.3265 | 0.01119
|  |  |  | -- | -- |  |  | 1140.5146 | 0.031996 | 1976.8242 | 0 | 1974.5278 | 0 | 1974.5176 | 0.01115
|  |  |  | -- | -- |  |  | 1140.5305 | 0.032057 | 1977.0158 | 0 | 1974.7189 | 0 | 1974.7086 | 0.01111
|  |  |  | -- | -- |  |  | 1140.5465 | 0.032119 | 1977.2073 | 0 | 1974.9099 | 0 | 1974.8997 | 0.01106
|  |  |  | -- | -- |  |  | 1140.5624 | 0.032181 | 1977.3988 | 0 | 1975.1011 | 0 | 1975.0907 | 0.01103
|  |  |  | -- | -- |  |  | 1140.5784 | 0.032243 | 1977.5903 | 0 | 1975.2921 | 0 | 1975.2819 | 0.01102
|  |  |  | -- | -- |  |  | 1140.5942 | 0.032306 | 1977.782 | 0 | 1975.4833 | 0 | 1975.473 | 0.01103
|  |  |  | -- | -- |  |  | 1140.6102 | 0.032369 | 1977.9736 | 0 | 1975.6746 | 0 | 1975.6642 | 0.01106
|  |  |  | -- | -- |  |  | 1140.6261 | 0.032432 | 1978.1653 | 0 | 1975.8657 | 0 | 1975.8555 | 0.01111
|  |  |  | -- | -- |  |  | 1140.6421 | 0.032494 | 1978.3571 | 0 | 1976.057 | 0 | 1976.0467 | 0.01118
|  |  |  | -- | -- |  |  | 1140.6581 | 0.032556 | 1978.5487 | 0 | 1976.2483 | 0 | 1976.238 | 0.01125
|  |  |  | -- | -- |  |  | 1140.674 | 0.032617 | 1978.7406 | 0 | 1976.4397 | 0 | 1976.4294 | 0.01132
|  |  |  | -- | -- |  |  | 1140.6899 | 0.032678 | 1978.9324 | 0 | 1976.6311 | 0 | 1976.6207 | 0.01139
|  |  |  | -- | -- |  |  | 1140.7058 | 0.032738 | 1979.1243 | 0 | 1976.8225 | 0 | 1976.8123 | 0.01145
|  |  |  | -- | -- |  |  | 1140.7218 | 0.032797 | 1979.3162 | 0 | 1977.0139 | 0 | 1977.0037 | 0.0115
|  |  |  | -- | -- |  |  | 1140.7377 | 0.032854 | 1979.5081 | 0 | 1977.2054 | 0 | 1977.1952 | 0.01154
|  |  |  | -- | -- |  |  | 1140.7537 | 0.032911 | 1979.7001 | 0 | 1977.397 | 0 | 1977.3867 | 0.01157
|  |  |  | -- | -- |  |  | 1140.7695 | 0.032966 | 1979.8921 | 0 | 1977.5885 | 0 | 1977.5783 | 0.01159
|  |  |  | -- | -- |  |  | 1140.7855 | 0.033019 | 1980.0841 | 0 | 1977.7802 | 0 | 1977.7699 | 0.01161
|  |  |  | -- | -- |  |  | 1140.8015 | 0.033071 | 1980.2762 | 0 | 1977.9718 | 0 | 1977.9615 | 0.01161
|  |  |  | -- | -- |  |  | 1140.8174 | 0.033121 | 1980.4684 | 0 | 1978.1635 | 0 | 1978.1532 | 0.0116
|  |  |  | -- | -- |  |  | 1140.8334 | 0.033168 | 1980.6605 | 0 | 1978.3552 | 0 | 1978.3448 | 0.01156
|  |  |  | -- | -- |  |  | 1140.8492 | 0.033214 | 1980.8528 | 0 | 1978.547 | 0 | 1978.5366 | 0.01149
|  |  |  | -- | -- |  |  | 1140.8652 | 0.033258 | 1981.0449 | 0 | 1978.7388 | 0 | 1978.7285 | 0.01139
|  |  |  | -- | -- |  |  | 1140.8811 | 0.033299 | 1981.2373 | 0 | 1978.9305 | 0 | 1978.9203 | 0.01127
|  |  |  | -- | -- |  |  | 1140.8971 | 0.033338 | 1981.4296 | 0 | 1979.1224 | 0 | 1979.1122 | 0.01113
|  |  |  | -- | -- |  |  | 1140.9131 | 0.033374 | 1981.6219 | 0 | 1979.3143 | 0 | 1979.3041 | 0.01098
|  |  |  | -- | -- |  |  | 1140.929 | 0.033408 | 1981.8143 | 0 | 1979.5064 | 0 | 1979.496 | 0.01084
|  |  |  | -- | -- |  |  | 1140.9449 | 0.033439 | 1982.0067 | 0 | 1979.6982 | 0 | 1979.688 | 0.01073
|  |  |  | -- | -- |  |  | 1140.9608 | 0.033467 | 1982.1992 | 0 | 1979.8903 | 0 | 1979.88 | 0.01066
|  |  |  | -- | -- |  |  | 1140.9768 | 0.033492 | 1982.3917 | 0 | 1980.0824 | 0 | 1980.072 | 0.01065
|  |  |  | -- | -- |  |  | 1140.9928 | 0.033514 | 1982.5842 | 0 | 1980.2744 | 0 | 1980.2642 | 0.01072
|  |  |  | -- | -- |  |  | 1141.0087 | 0.033534 | 1982.7769 | 0 | 1980.4666 | 0 | 1980.4563 | 0.01087
|  |  |  | -- | -- |  |  | 1141.0247 | 0.03355 | 1982.9695 | 0 | 1980.6588 | 0 | 1980.6484 | 0.0111
|  |  |  | -- | -- |  |  | 1141.0406 | 0.033563 | 1983.1621 | 0 | 1980.851 | 0 | 1980.8406 | 0.01141
|  |  |  | -- | -- |  |  | 1141.0565 | 0.033573 | 1983.3547 | 0 | 1981.0432 | 0 | 1981.0328 | 0.01177
|  |  |  | -- | -- |  |  | 1141.0725 | 0.03358 | 1983.5475 | 0 | 1981.2355 | 0 | 1981.2251 | 0.01216
|  |  |  | -- | -- |  |  | 1141.0884 | 0.033583 | 1983.7402 | 0 | 1981.4277 | 0 | 1981.4175 | 0.01254
|  |  |  | -- | -- |  |  | 1141.1044 | 0.033583 | 1983.9331 | 0 | 1981.6201 | 0 | 1981.6099 | 0.01289
|  |  |  | -- | -- |  |  | 1141.1204 | 0.03358 | 1984.126 | 0 | 1981.8125 | 0 | 1981.8022 | 0.01316
|  |  |  | -- | -- |  |  | 1141.1362 | 0.033573 | 1984.3189 | 0 | 1982.005 | 0 | 1981.9946 | 0.01334
|  |  |  | -- | -- |  |  | 1141.1522 | 0.033564 | 1984.5117 | 0 | 1982.1974 | 0 | 1982.1871 | 0.01342
|  |  |  | -- | -- |  |  | 1141.1682 | 0.03355 | 1984.7047 | 0 | 1982.3899 | 0 | 1982.3796 | 0.01338
|  |  |  | -- | -- |  |  | 1141.1841 | 0.033534 | 1984.8977 | 0 | 1982.5825 | 0 | 1982.5721 | 0.01325
|  |  |  | -- | -- |  |  | 1141.2001 | 0.033514 | 1985.0907 | 0 | 1982.775 | 0 | 1982.7648 | 0.01304
|  |  |  | -- | -- |  |  | 1141.2161 | 0.033491 | 1985.2837 | 0 | 1982.9677 | 0 | 1982.9573 | 0.01275
|  |  |  | -- | -- |  |  | 1141.2319 | 0.033464 | 1985.4768 | 0 | 1983.1603 | 0 | 1983.15 | 0.01242
|  |  |  | -- | -- |  |  | 1141.2479 | 0.033435 | 1985.67 | 0 | 1983.353 | 0 | 1983.3427 | 0.01207
|  |  |  | -- | -- |  |  | 1141.2639 | 0.033402 | 1985.8632 | 0 | 1983.5458 | 0 | 1983.5354 | 0.01172
|  |  |  | -- | -- |  |  | 1141.2798 | 0.033366 | 1986.0564 | 0 | 1983.7385 | 0 | 1983.7281 | 0.0114
|  |  |  | -- | -- |  |  | 1141.2958 | 0.033327 | 1986.2496 | 0 | 1983.9313 | 0 | 1983.921 | 0.01113
|  |  |  | -- | -- |  |  | 1141.3118 | 0.033285 | 1986.4429 | 0 | 1984.1242 | 0 | 1984.1138 | 0.01091
|  |  |  | -- | -- |  |  | 1141.3276 | 0.03324 | 1986.6362 | 0 | 1984.317 | 0 | 1984.3066 | 0.01075
|  |  |  | -- | -- |  |  | 1141.3436 | 0.033192 | 1986.8296 | 0 | 1984.5099 | 0 | 1984.4996 | 0.01066
|  |  |  | -- | -- |  |  | 1141.3596 | 0.033141 | 1987.0231 | 0 | 1984.7029 | 0 | 1984.6925 | 0.01061
|  |  |  | -- | -- |  |  | 1141.3756 | 0.033087 | 1987.2164 | 0 | 1984.8959 | 0 | 1984.8855 | 0.01062
|  |  |  | -- | -- |  |  | 1141.3915 | 0.033031 | 1987.4099 | 0 | 1985.0889 | 0 | 1985.0786 | 0.01066
|  |  |  | -- | -- |  |  | 1141.4075 | 0.032972 | 1987.6035 | 0 | 1985.282 | 0 | 1985.2716 | 0.01074
|  |  |  | -- | -- |  |  | 1141.4235 | 0.03291 | 1987.797 | 0 | 1985.4751 | 0 | 1985.4647 | 0.01085
|  |  |  | -- | -- |  |  | 1141.4393 | 0.032847 | 1987.9906 | 0 | 1985.6682 | 0 | 1985.6578 | 0.01098
|  |  |  | -- | -- |  |  | 1141.4553 | 0.03278 | 1988.1842 | 0 | 1985.8613 | 0 | 1985.8511 | 0.01112
|  |  |  | -- | -- |  |  | 1141.4713 | 0.032712 | 1988.3779 | 0 | 1986.0546 | 0 | 1986.0442 | 0.01125
|  |  |  | -- | -- |  |  | 1141.4873 | 0.032642 | 1988.5717 | 0 | 1986.2478 | 0 | 1986.2376 | 0.01136
|  |  |  | -- | -- |  |  | 1141.5032 | 0.032569 | 1988.7654 | 0 | 1986.4412 | 0 | 1986.4308 | 0.01143
|  |  |  | -- | -- |  |  | 1141.5192 | 0.032495 | 1988.9591 | 0 | 1986.6345 | 0 | 1986.6242 | 0.01145
|  |  |  | -- | -- |  |  | 1141.5352 | 0.032418 | 1989.1529 | 0 | 1986.8279 | 0 | 1986.8175 | 0.01143
|  |  |  | -- | -- |  |  | 1141.5511 | 0.032341 | 1989.3468 | 0 | 1987.0212 | 0 | 1987.0109 | 0.01136
|  |  |  | -- | -- |  |  | 1141.567 | 0.032261 | 1989.5406 | 0 | 1987.2147 | 0 | 1987.2043 | 0.01125
|  |  |  | -- | -- |  |  | 1141.583 | 0.03218 | 1989.7346 | 0 | 1987.4082 | 0 | 1987.3978 | 0.01111
|  |  |  | -- | -- |  |  | 1141.599 | 0.032098 | 1989.9286 | 0 | 1987.6017 | 0 | 1987.5913 | 0.01096
|  |  |  | -- | -- |  |  | 1141.615 | 0.032015 | 1990.1226 | 0 | 1987.7952 | 0 | 1987.7849 | 0.01081
|  |  |  | -- | -- |  |  | 1141.6309 | 0.031931 | 1990.3166 | 0 | 1987.9888 | 0 | 1987.9785 | 0.01068
|  |  |  | -- | -- |  |  | 1141.6469 | 0.031845 | 1990.5107 | 0 | 1988.1825 | 0 | 1988.1721 | 0.0106
|  |  |  | -- | -- |  |  | 1141.6628 | 0.031759 | 1990.7048 | 0 | 1988.3761 | 0 | 1988.3657 | 0.01056
|  |  |  | -- | -- |  |  | 1141.6788 | 0.031672 | 1990.899 | 0 | 1988.5698 | 0 | 1988.5594 | 0.01059
|  |  |  | -- | -- |  |  | 1141.6947 | 0.031585 | 1991.0933 | 0 | 1988.7635 | 0 | 1988.7532 | 0.01067
|  |  |  | -- | -- |  |  | 1141.7107 | 0.031497 | 1991.2875 | 0 | 1988.9573 | 0 | 1988.947 | 0.01081
|  |  |  | -- | -- |  |  | 1141.7267 | 0.031409 | 1991.4817 | 0 | 1989.1511 | 0 | 1989.1408 | 0.01098
|  |  |  | -- | -- |  |  | 1141.7427 | 0.03132 | 1991.676 | 0 | 1989.345 | 0 | 1989.3346 | 0.01117
|  |  |  | -- | -- |  |  | 1141.7585 | 0.031231 | 1991.8704 | 0 | 1989.5389 | 0 | 1989.5286 | 0.01136
|  |  |  | -- | -- |  |  | 1141.7745 | 0.031143 | 1992.0647 | 0 | 1989.7328 | 0 | 1989.7224 | 0.01154
|  |  |  | -- | -- |  |  | 1141.7905 | 0.031054 | 1992.2592 | 0 | 1989.9268 | 0 | 1989.9164 | 0.01169
|  |  |  | -- | -- |  |  | 1141.8065 | 0.030966 | 1992.4536 | 0 | 1990.1209 | 0 | 1990.1105 | 0.01181
|  |  |  | -- | -- |  |  | 1141.8225 | 0.030878 | 1992.6482 | 0 | 1990.3148 | 0 | 1990.3044 | 0.01191
|  |  |  | -- | -- |  |  | 1141.8384 | 0.03079 | 1992.8427 | 0 | 1990.5089 | 0 | 1990.4985 | 0.01197
|  |  |  | -- | -- |  |  | 1141.8544 | 0.030703 | 1993.0372 | 0 | 1990.703 | 0 | 1990.6927 | 0.012
|  |  |  | -- | -- |  |  | 1141.8704 | 0.030617 | 1993.2318 | 0 | 1990.8972 | 0 | 1990.8868 | 0.012
|  |  |  | -- | -- |  |  | 1141.8864 | 0.030531 | 1993.4265 | 0 | 1991.0914 | 0 | 1991.0811 | 0.01195
|  |  |  | -- | -- |  |  | 1141.9023 | 0.030447 | 1993.6212 | 0 | 1991.2856 | 0 | 1991.2753 | 0.01185
|  |  |  | -- | -- |  |  | 1141.9183 | 0.030363 | 1993.8159 | 0 | 1991.4799 | 0 | 1991.4696 | 0.0117
|  |  |  | -- | -- |  |  | 1141.9342 | 0.03028 | 1994.0107 | 0 | 1991.6742 | 0 | 1991.6638 | 0.01151
|  |  |  | -- | -- |  |  | 1141.9502 | 0.030198 | 1994.2054 | 0 | 1991.8685 | 0 | 1991.8582 | 0.0113
|  |  |  | -- | -- |  |  | 1141.9662 | 0.030118 | 1994.4004 | 0 | 1992.063 | 0 | 1992.0526 | 0.01108
|  |  |  | -- | -- |  |  | 1141.9822 | 0.030038 | 1994.5952 | 0 | 1992.2573 | 0 | 1992.2469 | 0.01089
|  |  |  | -- | -- |  |  | 1141.9982 | 0.029961 | 1994.7902 | 0 | 1992.4518 | 0 | 1992.4415 | 0.01075
|  |  |  | -- | -- |  |  | 1142.0142 | 0.029884 | 1994.9851 | 0 | 1992.6464 | 0 | 1992.636 | 0.01068
|  |  |  | -- | -- |  |  | 1142.03 | 0.029809 | 1995.18 | 0 | 1992.8408 | 0 | 1992.8304 | 0.01071
|  |  |  | -- | -- |  |  | 1142.046 | 0.029736 | 1995.3751 | 0 | 1993.0354 | 0 | 1993.025 | 0.01083
|  |  |  | -- | -- |  |  | 1142.062 | 0.029664 | 1995.5702 | 0 | 1993.2301 | 0 | 1993.2197 | 0.01101
|  |  |  | -- | -- |  |  | 1142.078 | 0.029594 | 1995.7653 | 0 | 1993.4247 | 0 | 1993.4143 | 0.01123
|  |  |  | -- | -- |  |  | 1142.094 | 0.029525 | 1995.9605 | 0 | 1993.6194 | 0 | 1993.609 | 0.01146
|  |  |  | -- | -- |  |  | 1142.11 | 0.029459 | 1996.1556 | 0 | 1993.8141 | 0 | 1993.8037 | 0.01165
|  |  |  | -- | -- |  |  | 1142.126 | 0.029394 | 1996.3508 | 0 | 1994.0089 | 0 | 1993.9985 | 0.0118
|  |  |  | -- | -- |  |  | 1142.142 | 0.029331 | 1996.5461 | 0 | 1994.2037 | 0 | 1994.1934 | 0.0119
|  |  |  | -- | -- |  |  | 1142.1578 | 0.02927 | 1996.7415 | 0 | 1994.3986 | 0 | 1994.3882 | 0.01194
|  |  |  | -- | -- |  |  | 1142.1738 | 0.029211 | 1996.9368 | 0 | 1994.5934 | 0 | 1994.583 | 0.01196
|  |  |  | -- | -- |  |  | 1142.1898 | 0.029154 | 1997.1321 | 0 | 1994.7883 | 0 | 1994.7779 | 0.01197
|  |  |  | -- | -- |  |  | 1142.2058 | 0.029099 | 1997.3275 | 0 | 1994.9833 | 0 | 1994.9729 | 0.01197
|  |  |  | -- | -- |  |  | 1142.2218 | 0.029047 | 1997.523 | 0 | 1995.1783 | 0 | 1995.1679 | 0.012
|  |  |  | -- | -- |  |  | 1142.2378 | 0.028996 | 1997.7185 | 0 | 1995.3733 | 0 | 1995.3629 | 0.01205
|  |  |  | -- | -- |  |  | 1142.2538 | 0.028947 | 1997.9141 | 0 | 1995.5684 | 0 | 1995.558 | 0.0121
|  |  |  | -- | -- |  |  | 1142.2698 | 0.0289 | 1998.1096 | 0 | 1995.7635 | 0 | 1995.7532 | 0.01217
|  |  |  | -- | -- |  |  | 1142.2858 | 0.028856 | 1998.3052 | 0 | 1995.9586 | 0 | 1995.9482 | 0.01221
|  |  |  | -- | -- |  |  | 1142.3018 | 0.028814 | 1998.5008 | 0 | 1996.1538 | 0 | 1996.1434 | 0.01224
|  |  |  | -- | -- |  |  | 1142.3176 | 0.028773 | 1998.6965 | 0 | 1996.349 | 0 | 1996.3386 | 0.01222
|  |  |  | -- | -- |  |  | 1142.3336 | 0.028735 | 1998.8922 | 0 | 1996.5443 | 0 | 1996.5339 | 0.01217
|  |  |  | -- | -- |  |  | 1142.3496 | 0.028699 | 1999.088 | 0 | 1996.7396 | 0 | 1996.7293 | 0.01209
|  |  |  | -- | -- |  |  | 1142.3656 | 0.028665 | 1999.2838 | 0 | 1996.9349 | 0 | 1996.9246 | 0.01198
|  |  |  | -- | -- |  |  | 1142.3816 | 0.028634 | 1999.4796 | 0 | 1997.1304 | 0 | 1997.12 | 0.01187
|  |  |  | -- | -- |  |  | 1142.3976 | 0.028604 | 1999.6755 | 0 | 1997.3258 | 0 | 1997.3153 | 0.01178
|  |  |  | -- | -- |  |  | 1142.4136 | 0.028576 | 1999.8715 | 0 | 1997.5212 | 0 | 1997.5107 | 0.01173
|  |  |  | -- | -- |  |  | 1142.4296 | 0.028551 | 2000.0674 | 0 | 1997.7167 | 0 | 1997.7063 | 0.01172
|  |  |  | -- | -- |  |  | 1142.4456 | 0.028528 | 2000.2633 | 0 | 1997.9122 | 0 | 1997.9019 | 0.01176
|  |  |  | -- | -- |  |  | 1142.4615 | 0.028506 | 2000.4594 | 0 | 1998.1078 | 0 | 1998.0974 | 0.01183
|  |  |  | -- | -- |  |  | 1142.4775 | 0.028487 | 2000.6554 | 0 | 1998.3033 | 0 | 1998.293 | 0.01192
|  |  |  | -- | -- |  |  | 1142.4935 | 0.028469 | 2000.8516 | 0 | 1998.499 | 0 | 1998.4887 | 0.01199
|  |  |  | -- | -- |  |  | 1142.5095 | 0.028454 | 2001.0477 | 0 | 1998.6947 | 0 | 1998.6843 | 0.01202
|  |  |  | -- | -- |  |  | 1142.5255 | 0.02844 | 2001.2439 | 0 | 1998.8904 | 0 | 1998.88 | 0.012
|  |  |  | -- | -- |  |  | 1142.5415 | 0.028429 | 2001.4401 | 0 | 1999.0862 | 0 | 1999.0758 | 0.01194
|  |  |  | -- | -- |  |  | 1142.5575 | 0.028419 | 2001.6363 | 0 | 1999.282 | 0 | 1999.2716 | 0.01183
|  |  |  | -- | -- |  |  | 1142.5735 | 0.028411 | 2001.8326 | 0 | 1999.4778 | 0 | 1999.4674 | 0.01171
|  |  |  | -- | -- |  |  | 1142.5895 | 0.028405 | 2002.0289 | 0 | 1999.6737 | 0 | 1999.6633 | 0.01159
|  |  |  | -- | -- |  |  | 1142.6055 | 0.0284 | 2002.2253 | 0 | 1999.8696 | 0 | 1999.8592 | 0.0115
|  |  |  | -- | -- |  |  | 1142.6215 | 0.028398 | 2002.4217 | 0 | 2000.0656 | 0 | 2000.0552 | 0.01145
|  |  |  | -- | -- |  |  | 1142.6375 | 0.028396 | 2002.6182 | 0 | 2000.2616 | 0 | 2000.2511 | 0.01142
|  |  |  | -- | -- |  |  | 1142.6534 | 0.028397 | 2002.8147 | 0 | 2000.4575 | 0 | 2000.4471 | 0.01142
|  |  |  | -- | -- |  |  | 1142.6694 | 0.028399 | 2003.0112 | 0 | 2000.6537 | 0 | 2000.6432 | 0.01143
|  |  |  | -- | -- |  |  | 1142.6854 | 0.028402 | 2003.2078 | 0 | 2000.8497 | 0 | 2000.8394 | 0.01142
|  |  |  | -- | -- |  |  | 1142.7014 | 0.028407 | 2003.4044 | 0 | 2001.0459 | 0 | 2001.0355 | 0.0114
|  |  |  | -- | -- |  |  | 1142.7174 | 0.028413 | 2003.6011 | 0 | 2001.2421 | 0 | 2001.2317 | 0.01134
|  |  |  | -- | -- |  |  | 1142.7334 | 0.028421 | 2003.7977 | 0 | 2001.4382 | 0 | 2001.4279 | 0.01127
|  |  |  | -- | -- |  |  | 1142.7494 | 0.02843 | 2003.9945 | 0 | 2001.6345 | 0 | 2001.6242 | 0.01117
|  |  |  | -- | -- |  |  | 1142.7654 | 0.02844 | 2004.1912 | 0 | 2001.8308 | 0 | 2001.8204 | 0.01106
|  |  |  | -- | -- |  |  | 1142.7814 | 0.028452 | 2004.3881 | 0 | 2002.0272 | 0 | 2002.0167 | 0.01095
|  |  |  | -- | -- |  |  | 1142.7974 | 0.028464 | 2004.5848 | 0 | 2002.2235 | 0 | 2002.2131 | 0.01086
|  |  |  | -- | -- |  |  | 1142.8134 | 0.028478 | 2004.7817 | 0 | 2002.4199 | 0 | 2002.4096 | 0.0108
|  |  |  | -- | -- |  |  | 1142.8293 | 0.028492 | 2004.9786 | 0 | 2002.6165 | 0 | 2002.606 | 0.01077
|  |  |  | -- | -- |  |  | 1142.8453 | 0.028508 | 2005.1755 | 0 | 2002.8129 | 0 | 2002.8025 | 0.01078
|  |  |  | -- | -- |  |  | 1142.8613 | 0.028525 | 2005.3726 | 0 | 2003.0094 | 0 | 2002.999 | 0.01084
|  |  |  | -- | -- |  |  | 1142.8773 | 0.028542 | 2005.5696 | 0 | 2003.2061 | 0 | 2003.1956 | 0.01094
|  |  |  | -- | -- |  |  | 1142.8933 | 0.02856 | 2005.7667 | 0 | 2003.4026 | 0 | 2003.3922 | 0.01107
|  |  |  | -- | -- |  |  | 1142.9093 | 0.02858 | 2005.9637 | 0 | 2003.5992 | 0 | 2003.5889 | 0.01124
|  |  |  | -- | -- |  |  | 1142.9253 | 0.028599 | 2006.1609 | 0 | 2003.7959 | 0 | 2003.7855 | 0.01143
|  |  |  | -- | -- |  |  | 1142.9413 | 0.02862 | 2006.3582 | 0 | 2003.9927 | 0 | 2003.9822 | 0.01163
|  |  |  | -- | -- |  |  | 1142.9573 | 0.028641 | 2006.5553 | 0 | 2004.1895 | 0 | 2004.179 | 0.01182
|  |  |  | -- | -- |  |  | 1142.9733 | 0.028663 | 2006.7526 | 0 | 2004.3862 | 0 | 2004.3757 | 0.012
|  |  |  | -- | -- |  |  | 1142.9893 | 0.028686 | 2006.9499 | 0 | 2004.583 | 0 | 2004.5726 | 0.01214
|  |  |  | -- | -- |  |  | 1143.0052 | 0.028709 | 2007.1472 | 0 | 2004.7799 | 0 | 2004.7695 | 0.01224
|  |  |  | -- | -- |  |  | 1143.0212 | 0.028733 | 2007.3446 | 0 | 2004.9768 | 0 | 2004.9664 | 0.0123
|  |  |  | -- | -- |  |  | 1143.0374 | 0.028757 | 2007.542 | 0 | 2005.1738 | 0 | 2005.1633 | 0.01232
|  |  |  | -- | -- |  |  | 1143.0533 | 0.028782 | 2007.7395 | 0 | 2005.3707 | 0 | 2005.3603 | 0.0123
|  |  |  | -- | -- |  |  | 1143.0693 | 0.028807 | 2007.937 | 0 | 2005.5677 | 0 | 2005.5574 | 0.01225
|  |  |  | -- | -- |  |  | 1143.0853 | 0.028833 | 2008.1345 | 0 | 2005.7649 | 0 | 2005.7544 | 0.01218
|  |  |  | -- | -- |  |  | 1143.1013 | 0.028859 | 2008.3321 | 0 | 2005.962 | 0 | 2005.9515 | 0.01209
|  |  |  | -- | -- |  |  | 1143.1173 | 0.028885 | 2008.5297 | 0 | 2006.1592 | 0 | 2006.1487 | 0.01199
|  |  |  | -- | -- |  |  | 1143.1333 | 0.028912 | 2008.7274 | 0 | 2006.3563 | 0 | 2006.3458 | 0.01189
|  |  |  | -- | -- |  |  | 1143.1493 | 0.02894 | 2008.9251 | 0 | 2006.5536 | 0 | 2006.5431 | 0.01182
|  |  |  | -- | -- |  |  | 1143.1653 | 0.028968 | 2009.1228 | 0 | 2006.7508 | 0 | 2006.7404 | 0.01179
|  |  |  | -- | -- |  |  | 1143.1813 | 0.028996 | 2009.3206 | 0 | 2006.9481 | 0 | 2006.9376 | 0.0118
|  |  |  | -- | -- |  |  | 1143.1974 | 0.029024 | 2009.5183 | 0 | 2007.1454 | 0 | 2007.135 | 0.01187
|  |  |  | -- | -- |  |  | 1143.2134 | 0.029053 | 2009.7162 | 0 | 2007.3428 | 0 | 2007.3324 | 0.01199
|  |  |  | -- | -- |  |  | 1143.2294 | 0.029083 | 2009.9141 | 0 | 2007.5403 | 0 | 2007.5298 | 0.01215
|  |  |  | -- | -- |  |  | 1143.2454 | 0.029112 | 2010.1121 | 0 | 2007.7377 | 0 | 2007.7273 | 0.01232
|  |  |  | -- | -- |  |  | 1143.2614 | 0.029143 | 2010.3099 | 0 | 2007.9352 | 0 | 2007.9248 | 0.01249
|  |  |  | -- | -- |  |  | 1143.2773 | 0.029173 | 2010.5079 | 0 | 2008.1327 | 0 | 2008.1223 | 0.01263
|  |  |  | -- | -- |  |  | 1143.2933 | 0.029204 | 2010.7061 | 0 | 2008.3303 | 0 | 2008.3198 | 0.01272
|  |  |  | -- | -- |  |  | 1143.3094 | 0.029236 | 2010.9041 | 0 | 2008.5279 | 0 | 2008.5175 | 0.01275
|  |  |  | -- | -- |  |  | 1143.3254 | 0.029268 | 2011.1022 | 0 | 2008.7256 | 0 | 2008.7151 | 0.01272
|  |  |  | -- | -- |  |  | 1143.3414 | 0.0293 | 2011.3004 | 0 | 2008.9232 | 0 | 2008.9128 | 0.01266
|  |  |  | -- | -- |  |  | 1143.3574 | 0.029334 | 2011.4985 | 0 | 2009.121 | 0 | 2009.1105 | 0.01258
|  |  |  | -- | -- |  |  | 1143.3734 | 0.029367 | 2011.6968 | 0 | 2009.3187 | 0 | 2009.3084 | 0.01249
|  |  |  | -- | -- |  |  | 1143.3894 | 0.029401 | 2011.8951 | 0 | 2009.5166 | 0 | 2009.5061 | 0.01243
|  |  |  | -- | -- |  |  | 1143.4054 | 0.029436 | 2012.0934 | 0 | 2009.7144 | 0 | 2009.704 | 0.0124
|  |  |  | -- | -- |  |  | 1143.4215 | 0.029472 | 2012.2918 | 0 | 2009.9122 | 0 | 2009.9019 | 0.01239
|  |  |  | -- | -- |  |  | 1143.4375 | 0.029508 | 2012.4901 | 0 | 2010.1102 | 0 | 2010.0997 | 0.01241
|  |  |  | -- | -- |  |  | 1143.4535 | 0.029545 | 2012.6886 | 0 | 2010.3081 | 0 | 2010.2977 | 0.01241
|  |  |  | -- | -- |  |  | 1143.4695 | 0.029582 | 2012.8871 | 0 | 2010.5062 | 0 | 2010.4957 | 0.0124
|  |  |  | -- | -- |  |  | 1143.4855 | 0.02962 | 2013.0856 | 0 | 2010.7042 | 0 | 2010.6937 | 0.01235
|  |  |  | -- | -- |  |  | 1143.5016 | 0.029659 | 2013.2841 | 0 | 2010.9023 | 0 | 2010.8918 | 0.01224
|  |  |  | -- | -- |  |  | 1143.5176 | 0.029699 | 2013.4827 | 0 | 2011.1005 | 0 | 2011.09 | 0.01207
|  |  |  | -- | -- |  |  | 1143.5336 | 0.02974 | 2013.6813 | 0 | 2011.2986 | 0 | 2011.2881 | 0.01186
|  |  |  | -- | -- |  |  | 1143.5496 | 0.029781 | 2013.88 | 0 | 2011.4967 | 0 | 2011.4863 | 0.01161
|  |  |  | -- | -- |  |  | 1143.5656 | 0.029823 | 2014.0787 | 0 | 2011.695 | 0 | 2011.6846 | 0.01133
|  |  |  | -- | -- |  |  | 1143.5817 | 0.029866 | 2014.2775 | 0 | 2011.8933 | 0 | 2011.8828 | 0.01106
|  |  |  | -- | -- |  |  | 1143.5977 | 0.02991 | 2014.4762 | 0 | 2012.0916 | 0 | 2012.0812 | 0.0108
|  |  |  | -- | -- |  |  | 1143.6136 | 0.029955 | 2014.6751 | 0 | 2012.2899 | 0 | 2012.2794 | 0.01057
|  |  |  | -- | -- |  |  | 1143.6296 | 0.030001 | 2014.8739 | 0 | 2012.4883 | 0 | 2012.4779 | 0.0104
|  |  |  | -- | -- |  |  | 1143.6456 | 0.030047 | 2015.0728 | 0 | 2012.6868 | 0 | 2012.6763 | 0.01029
|  |  |  | -- | -- |  |  | 1143.6617 | 0.030094 | 2015.2717 | 0 | 2012.8853 | 0 | 2012.8748 | 0.01025
|  |  |  | -- | -- |  |  | 1143.6777 | 0.030143 | 2015.4707 | 0 | 2013.0837 | 0 | 2013.0732 | 0.01026
|  |  |  | -- | -- |  |  | 1143.6937 | 0.030192 | 2015.6698 | 0 | 2013.2822 | 0 | 2013.2719 | 0.01032
|  |  |  | -- | -- |  |  | 1143.7097 | 0.030242 | 2015.8688 | 0 | 2013.4808 | 0 | 2013.4705 | 0.01042
|  |  |  | -- | -- |  |  | 1143.7258 | 0.030293 | 2016.0679 | 0 | 2013.6794 | 0 | 2013.6691 | 0.01053
|  |  |  | -- | -- |  |  | 1143.7418 | 0.030345 | 2016.2671 | 0 | 2013.8782 | 0 | 2013.8677 | 0.01066
|  |  |  | -- | -- |  |  | 1143.7578 | 0.030397 | 2016.4662 | 0 | 2014.0769 | 0 | 2014.0664 | 0.01078
|  |  |  | -- | -- |  |  | 1143.7738 | 0.03045 | 2016.6654 | 0 | 2014.2756 | 0 | 2014.2651 | 0.01091
|  |  |  | -- | -- |  |  | 1143.7899 | 0.030504 | 2016.8647 | 0 | 2014.4744 | 0 | 2014.464 | 0.01103
|  |  |  | -- | -- |  |  | 1143.8059 | 0.030559 | 2017.064 | 0 | 2014.6732 | 0 | 2014.6627 | 0.01115
|  |  |  | -- | -- |  |  | 1143.8219 | 0.030614 | 2017.2633 | 0 | 2014.8721 | 0 | 2014.8616 | 0.01127
|  |  |  | -- | -- |  |  | 1143.8379 | 0.03067 | 2017.4626 | 0 | 2015.071 | 0 | 2015.0605 | 0.01139
|  |  |  | -- | -- |  |  | 1143.854 | 0.030727 | 2017.6621 | 0 | 2015.2699 | 0 | 2015.2594 | 0.01152
|  |  |  | -- | -- |  |  | 1143.87 | 0.030783 | 2017.8616 | 0 | 2015.4689 | 0 | 2015.4584 | 0.01167
|  |  |  | -- | -- |  |  | 1143.886 | 0.030841 | 2018.061 | 0 | 2015.668 | 0 | 2015.6575 | 0.01183
|  |  |  | -- | -- |  |  | 1143.902 | 0.030898 | 2018.2606 | 0 | 2015.8669 | 0 | 2015.8566 | 0.012
|  |  |  | -- | -- |  |  | 1143.9181 | 0.030956 | 2018.4602 | 0 | 2016.066 | 0 | 2016.0557 | 0.01216
|  |  |  | -- | -- |  |  | 1143.9341 | 0.031014 | 2018.6598 | 0 | 2016.2653 | 0 | 2016.2548 | 0.0123
|  |  |  | -- | -- |  |  | 1143.9501 | 0.031073 | 2018.8594 | 0 | 2016.4644 | 0 | 2016.4539 | 0.0124
|  |  |  | -- | -- |  |  | 1143.9662 | 0.031131 | 2019.0591 | 0 | 2016.6636 | 0 | 2016.6531 | 0.01246
|  |  |  | -- | -- |  |  | 1143.9822 | 0.031189 | 2019.2588 | 0 | 2016.8629 | 0 | 2016.8524 | 0.01248
|  |  |  | -- | -- |  |  | 1143.9982 | 0.031247 | 2019.4586 | 0 | 2017.0621 | 0 | 2017.0516 | 0.01245
|  |  |  | -- | -- |  |  | 1144.0143 | 0.031305 | 2019.6584 | 0 | 2017.2615 | 0 | 2017.251 | 0.01238
|  |  |  | -- | -- |  |  | 1144.0303 | 0.031362 | 2019.8583 | 0 | 2017.4608 | 0 | 2017.4504 | 0.01228
|  |  |  | -- | -- |  |  | 1144.0463 | 0.031419 | 2020.0581 | 0 | 2017.6603 | 0 | 2017.6498 | 0.01218
|  |  |  | -- | -- |  |  | 1144.0623 | 0.031475 | 2020.2581 | 0 | 2017.8597 | 0 | 2017.8492 | 0.01206
|  |  |  | -- | -- |  |  | 1144.0784 | 0.03153 | 2020.458 | 0 | 2018.0592 | 0 | 2018.0487 | 0.01195
|  |  |  | -- | -- |  |  | 1144.0944 | 0.031585 | 2020.6581 | 0 | 2018.2588 | 0 | 2018.2483 | 0.01185
|  |  |  | -- | -- |  |  | 1144.1104 | 0.031639 | 2020.858 | 0 | 2018.4584 | 0 | 2018.4479 | 0.01176
|  |  |  | -- | -- |  |  | 1144.1265 | 0.031692 | 2021.0582 | 0 | 2018.658 | 0 | 2018.6475 | 0.01168
|  |  |  | -- | -- |  |  | 1144.1425 | 0.031743 | 2021.2583 | 0 | 2018.8575 | 0 | 2018.8471 | 0.01161
|  |  |  | -- | -- |  |  | 1144.1584 | 0.031794 | 2021.4585 | 0 | 2019.0573 | 0 | 2019.0467 | 0.01157
|  |  |  | -- | -- |  |  | 1144.1746 | 0.031843 | 2021.6587 | 0 | 2019.257 | 0 | 2019.2465 | 0.01153
|  |  |  | -- | -- |  |  | 1144.1906 | 0.031891 | 2021.8589 | 0 | 2019.4568 | 0 | 2019.4463 | 0.01152
|  |  |  | -- | -- |  |  | 1144.2067 | 0.031937 | 2022.0592 | 0 | 2019.6566 | 0 | 2019.6461 | 0.01153
|  |  |  | -- | -- |  |  | 1144.2227 | 0.031981 | 2022.2595 | 0 | 2019.8564 | 0 | 2019.8459 | 0.01156
|  |  |  | -- | -- |  |  | 1144.2386 | 0.032023 | 2022.4598 | 0 | 2020.0563 | 0 | 2020.0458 | 0.0116
|  |  |  | -- | -- |  |  | 1144.2548 | 0.032064 | 2022.6603 | 0 | 2020.2562 | 0 | 2020.2457 | 0.01166
|  |  |  | -- | -- |  |  | 1144.2708 | 0.032103 | 2022.8607 | 0 | 2020.4562 | 0 | 2020.4457 | 0.01172
|  |  |  | -- | -- |  |  | 1144.2867 | 0.032139 | 2023.0612 | 0 | 2020.6562 | 0 | 2020.6457 | 0.01178
|  |  |  | -- | -- |  |  | 1144.3029 | 0.032174 | 2023.2617 | 0 | 2020.8563 | 0 | 2020.8457 | 0.01181
|  |  |  | -- | -- |  |  | 1144.3188 | 0.032206 | 2023.4623 | 0 | 2021.0564 | 0 | 2021.0459 | 0.01181
|  |  |  | -- | -- |  |  | 1144.3348 | 0.032235 | 2023.6628 | 0 | 2021.2565 | 0 | 2021.246 | 0.01179
|  |  |  | -- | -- |  |  | 1144.351 | 0.032263 | 2023.8635 | 0 | 2021.4567 | 0 | 2021.4462 | 0.01173
|  |  |  | -- | -- |  |  | 1144.3669 | 0.032288 | 2024.0642 | 0 | 2021.6569 | 0 | 2021.6464 | 0.01164
|  |  |  | -- | -- |  |  | 1144.3831 | 0.03231 | 2024.2649 | 0 | 2021.8571 | 0 | 2021.8466 | 0.01154
|  |  |  | -- | -- |  |  | 1144.399 | 0.032329 | 2024.4657 | 0 | 2022.0574 | 0 | 2022.0469 | 0.01143
|  |  |  | -- | -- |  |  | 1144.415 | 0.032346 | 2024.6665 | 0 | 2022.2577 | 0 | 2022.2472 | 0.01133
|  |  |  | -- | -- |  |  | 1144.4312 | 0.032361 | 2024.8673 | 0 | 2022.458 | 0 | 2022.4475 | 0.01124
|  |  |  | -- | -- |  |  | 1144.4471 | 0.032372 | 2025.0682 | 0 | 2022.6584 | 0 | 2022.648 | 0.01117
|  |  |  | -- | -- |  |  | 1144.4633 | 0.032381 | 2025.2692 | 0 | 2022.8589 | 0 | 2022.8484 | 0.01112
|  |  |  | -- | -- |  |  | 1144.4792 | 0.032387 | 2025.4701 | 0 | 2023.0593 | 0 | 2023.0488 | 0.01107
|  |  |  | -- | -- |  |  | 1144.4952 | 0.03239 | 2025.671 | 0 | 2023.2599 | 0 | 2023.2494 | 0.01103
|  |  |  | -- | -- |  |  | 1144.5114 | 0.03239 | 2025.8721 | 0 | 2023.4605 | 0 | 2023.4499 | 0.01098
|  |  |  | -- | -- |  |  | 1144.5273 | 0.032387 | 2026.0732 | 0 | 2023.661 | 0 | 2023.6505 | 0.01092
|  |  |  | -- | -- |  |  | 1144.5435 | 0.032382 | 2026.2743 | 0 | 2023.8617 | 0 | 2023.8512 | 0.01085
|  |  |  | -- | -- |  |  | 1144.5594 | 0.032374 | 2026.4755 | 0 | 2024.0624 | 0 | 2024.0519 | 0.01077
|  |  |  | -- | -- |  |  | 1144.5756 | 0.032363 | 2026.6766 | 0 | 2024.2631 | 0 | 2024.2526 | 0.01069
|  |  |  | -- | -- |  |  | 1144.5916 | 0.032349 | 2026.8779 | 0 | 2024.4639 | 0 | 2024.4534 | 0.01062
|  |  |  | -- | -- |  |  | 1144.6077 | 0.032332 | 2027.0792 | 0 | 2024.6647 | 0 | 2024.6542 | 0.01057
|  |  |  | -- | -- |  |  | 1144.6237 | 0.032313 | 2027.2805 | 0 | 2024.8655 | 0 | 2024.855 | 0.01054
|  |  |  | -- | -- |  |  | 1144.6396 | 0.032291 | 2027.4818 | 0 | 2025.0664 | 0 | 2025.0559 | 0.01052
|  |  |  | -- | -- |  |  | 1144.6558 | 0.032267 | 2027.6832 | 0 | 2025.2673 | 0 | 2025.2568 | 0.01051
|  |  |  | -- | -- |  |  | 1144.6718 | 0.03224 | 2027.8848 | 0 | 2025.4683 | 0 | 2025.4578 | 0.01051
|  |  |  | -- | -- |  |  | 1144.6879 | 0.032211 | 2028.0862 | 0 | 2025.6693 | 0 | 2025.6587 | 0.01051
|  |  |  | -- | -- |  |  | 1144.7039 | 0.03218 | 2028.2877 | 0 | 2025.8702 | 0 | 2025.8597 | 0.01052
|  |  |  | -- | -- |  |  | 1144.72 | 0.032146 | 2028.4893 | 0 | 2026.0714 | 0 | 2026.0608 | 0.01053
|  |  |  | -- | -- |  |  | 1144.736 | 0.03211 | 2028.6909 | 0 | 2026.2725 | 0 | 2026.262 | 0.01056
|  |  |  | -- | -- |  |  | 1144.7521 | 0.032073 | 2028.8925 | 0 | 2026.4736 | 0 | 2026.4631 | 0.01061
|  |  |  | -- | -- |  |  | 1144.7681 | 0.032033 | 2029.0942 | 0 | 2026.6748 | 0 | 2026.6643 | 0.01067
|  |  |  | -- | -- |  |  | 1144.7842 | 0.031991 | 2029.2959 | 0 | 2026.8761 | 0 | 2026.8656 | 0.01076
|  |  |  | -- | -- |  |  | 1144.8002 | 0.031948 | 2029.4977 | 0 | 2027.0774 | 0 | 2027.0669 | 0.01085
|  |  |  | -- | -- |  |  | 1144.8163 | 0.031904 | 2029.6995 | 0 | 2027.2787 | 0 | 2027.2682 | 0.01095
|  |  |  | -- | -- |  |  | 1144.8323 | 0.031858 | 2029.9012 | 0 | 2027.4801 | 0 | 2027.4695 | 0.01103
|  |  |  | -- | -- |  |  | 1144.8484 | 0.031811 | 2030.1031 | 0 | 2027.6814 | 0 | 2027.6709 | 0.01108
|  |  |  | -- | -- |  |  | 1144.8644 | 0.031763 | 2030.305 | 0 | 2027.8829 | 0 | 2027.8723 | 0.01111
|  |  |  | -- | -- |  |  | 1144.8805 | 0.031713 | 2030.5071 | 0 | 2028.0844 | 0 | 2028.0738 | 0.01111
|  |  |  | -- | -- |  |  | 1144.8965 | 0.031663 | 2030.7091 | 0 | 2028.2859 | 0 | 2028.2754 | 0.01109
|  |  |  | -- | -- |  |  | 1144.9126 | 0.031613 | 2030.9111 | 0 | 2028.4874 | 0 | 2028.4769 | 0.01107
|  |  |  | -- | -- |  |  | 1144.9286 | 0.031561 | 2031.1132 | 0 | 2028.6891 | 0 | 2028.6785 | 0.01105
|  |  |  | -- | -- |  |  | 1144.9447 | 0.03151 | 2031.3153 | 0 | 2028.8906 | 0 | 2028.8801 | 0.01103
|  |  |  | -- | -- |  |  | 1144.9607 | 0.031458 | 2031.5175 | 0 | 2029.0924 | 0 | 2029.0818 | 0.01102
|  |  |  | -- | -- |  |  | 1144.9768 | 0.031406 | 2031.7197 | 0 | 2029.2941 | 0 | 2029.2836 | 0.01101
|  |  |  | -- | -- |  |  | 1144.9928 | 0.031355 | 2031.9219 | 0 | 2029.4959 | 0 | 2029.4853 | 0.01099
|  |  |  | -- | -- |  |  | 1145.0089 | 0.031303 | 2032.1242 | 0 | 2029.6976 | 0 | 2029.6871 | 0.01096
|  |  |  | -- | -- |  |  | 1145.0249 | 0.031252 | 2032.3265 | 0 | 2029.8994 | 0 | 2029.8889 | 0.01093
|  |  |  | -- | -- |  |  | 1145.041 | 0.031202 | 2032.5289 | 0 | 2030.1013 | 0 | 2030.0908 | 0.0109
|  |  |  | -- | -- |  |  | 1145.057 | 0.031152 | 2032.7313 | 0 | 2030.3032 | 0 | 2030.2927 | 0.01087
|  |  |  | -- | -- |  |  | 1145.0731 | 0.031103 | 2032.9337 | 0 | 2030.5052 | 0 | 2030.4946 | 0.01087
|  |  |  | -- | -- |  |  | 1145.0892 | 0.031055 | 2033.1362 | 0 | 2030.7073 | 0 | 2030.6967 | 0.01089
|  |  |  | -- | -- |  |  | 1145.1052 | 0.031009 | 2033.3387 | 0 | 2030.9093 | 0 | 2030.8987 | 0.01094
|  |  |  | -- | -- |  |  | 1145.1213 | 0.030963 | 2033.5413 | 0 | 2031.1113 | 0 | 2031.1008 | 0.01101
|  |  |  | -- | -- |  |  | 1145.1373 | 0.030919 | 2033.7439 | 0 | 2031.3135 | 0 | 2031.303 | 0.01111
|  |  |  | -- | -- |  |  | 1145.1534 | 0.030876 | 2033.9465 | 0 | 2031.5156 | 0 | 2031.5051 | 0.01122
|  |  |  | -- | -- |  |  | 1145.1694 | 0.030836 | 2034.1492 | 0 | 2031.7179 | 0 | 2031.7073 | 0.01134
|  |  |  | -- | -- |  |  | 1145.1855 | 0.030796 | 2034.3519 | 0 | 2031.92 | 0 | 2031.9096 | 0.01145
|  |  |  | -- | -- |  |  | 1145.2017 | 0.030759 | 2034.5547 | 0 | 2032.1223 | 0 | 2032.1118 | 0.01154
|  |  |  | -- | -- |  |  | 1145.2177 | 0.030724 | 2034.7576 | 0 | 2032.3247 | 0 | 2032.3141 | 0.01161
|  |  |  | -- | -- |  |  | 1145.2338 | 0.030691 | 2034.9603 | 0 | 2032.5271 | 0 | 2032.5165 | 0.01164
|  |  |  | -- | -- |  |  | 1145.2498 | 0.030659 | 2035.1632 | 0 | 2032.7295 | 0 | 2032.7189 | 0.01164
|  |  |  | -- | -- |  |  | 1145.2659 | 0.030631 | 2035.3662 | 0 | 2032.9319 | 0 | 2032.9214 | 0.01159
|  |  |  | -- | -- |  |  | 1145.2819 | 0.030604 | 2035.5692 | 0 | 2033.1344 | 0 | 2033.1238 | 0.01152
|  |  |  | -- | -- |  |  | 1145.298 | 0.03058 | 2035.7722 | 0 | 2033.3369 | 0 | 2033.3263 | 0.01142
|  |  |  | -- | -- |  |  | 1145.3141 | 0.030558 | 2035.9752 | 0 | 2033.5394 | 0 | 2033.5289 | 0.0113
|  |  |  | -- | -- |  |  | 1145.3301 | 0.030539 | 2036.1783 | 0 | 2033.7421 | 0 | 2033.7314 | 0.0112
|  |  |  | -- | -- |  |  | 1145.3462 | 0.030523 | 2036.3815 | 0 | 2033.9447 | 0 | 2033.9342 | 0.01111
|  |  |  | -- | -- |  |  | 1145.3623 | 0.030509 | 2036.5846 | 0 | 2034.1473 | 0 | 2034.1368 | 0.01105
|  |  |  | -- | -- |  |  | 1145.3783 | 0.030497 | 2036.7878 | 0 | 2034.3501 | 0 | 2034.3396 | 0.01104
|  |  |  | -- | -- |  |  | 1145.3944 | 0.030489 | 2036.9911 | 0 | 2034.5529 | 0 | 2034.5424 | 0.01108
|  |  |  | -- | -- |  |  | 1145.4104 | 0.030483 | 2037.1943 | 0 | 2034.7557 | 0 | 2034.7451 | 0.01118
|  |  |  | -- | -- |  |  | 1145.4265 | 0.03048 | 2037.3977 | 0 | 2034.9585 | 0 | 2034.948 | 0.01132
|  |  |  | -- | -- |  |  | 1145.4426 | 0.030479 | 2037.6011 | 0 | 2035.1614 | 0 | 2035.1509 | 0.0115
|  |  |  | -- | -- |  |  | 1145.4586 | 0.030482 | 2037.8044 | 0 | 2035.3644 | 0 | 2035.3538 | 0.01169
|  |  |  | -- | -- |  |  | 1145.4747 | 0.030487 | 2038.0079 | 0 | 2035.5674 | 0 | 2035.5568 | 0.01187
|  |  |  | -- | -- |  |  | 1145.4908 | 0.030494 | 2038.2114 | 0 | 2035.7704 | 0 | 2035.7598 | 0.01201
|  |  |  | -- | -- |  |  | 1145.5068 | 0.030505 | 2038.4149 | 0 | 2035.9734 | 0 | 2035.9628 | 0.0121
|  |  |  | -- | -- |  |  | 1145.5229 | 0.030518 | 2038.6185 | 0 | 2036.1765 | 0 | 2036.1659 | 0.01213
|  |  |  | -- | -- |  |  | 1145.5391 | 0.030533 | 2038.8221 | 0 | 2036.3796 | 0 | 2036.369 | 0.0121
|  |  |  | -- | -- |  |  | 1145.5551 | 0.030551 | 2039.0259 | 0 | 2036.5828 | 0 | 2036.5721 | 0.01203
|  |  |  | -- | -- |  |  | 1145.5712 | 0.030572 | 2039.2295 | 0 | 2036.786 | 0 | 2036.7754 | 0.01195
|  |  |  | -- | -- |  |  | 1145.5873 | 0.030595 | 2039.4332 | 0 | 2036.9893 | 0 | 2036.9786 | 0.01188
|  |  |  | -- | -- |  |  | 1145.6033 | 0.030621 | 2039.6371 | 0 | 2037.1925 | 0 | 2037.182 | 0.01184
|  |  |  | -- | -- |  |  | 1145.6194 | 0.030649 | 2039.8408 | 0 | 2037.3959 | 0 | 2037.3853 | 0.01185
|  |  |  | -- | -- |  |  | 1145.6355 | 0.030679 | 2040.0447 | 0 | 2037.5992 | 0 | 2037.5886 | 0.0119
|  |  |  | -- | -- |  |  | 1145.6515 | 0.030712 | 2040.2487 | 0 | 2037.8026 | 0 | 2037.7921 | 0.01197
|  |  |  | -- | -- |  |  | 1145.6676 | 0.030746 | 2040.4525 | 0 | 2038.0061 | 0 | 2037.9955 | 0.01204
|  |  |  | -- | -- |  |  | 1145.6837 | 0.030783 | 2040.6565 | 0 | 2038.2096 | 0 | 2038.199 | 0.0121
|  |  |  | -- | -- |  |  | 1145.6997 | 0.030822 | 2040.8606 | 0 | 2038.4131 | 0 | 2038.4026 | 0.01212
|  |  |  | -- | -- |  |  | 1145.7158 | 0.030863 | 2041.0647 | 0 | 2038.6167 | 0 | 2038.6061 | 0.01208
|  |  |  | -- | -- |  |  | 1145.7319 | 0.030905 | 2041.2688 | 0 | 2038.8203 | 0 | 2038.8097 | 0.01199
|  |  |  | -- | -- |  |  | 1145.7479 | 0.030949 | 2041.4729 | 0 | 2039.0239 | 0 | 2039.0134 | 0.01186
|  |  |  | -- | -- |  |  | 1145.764 | 0.030995 | 2041.6771 | 0 | 2039.2277 | 0 | 2039.217 | 0.01168
|  |  |  | -- | -- |  |  | 1145.7802 | 0.031043 | 2041.8814 | 0 | 2039.4314 | 0 | 2039.4209 | 0.01149
|  |  |  | -- | -- |  |  | 1145.7963 | 0.031092 | 2042.0856 | 0 | 2039.6353 | 0 | 2039.6246 | 0.01129
|  |  |  | -- | -- |  |  | 1145.8123 | 0.031142 | 2042.2899 | 0 | 2039.839 | 0 | 2039.8285 | 0.0111
|  |  |  | -- | -- |  |  | 1145.8284 | 0.031193 | 2042.4943 | 0 | 2040.0429 | 0 | 2040.0323 | 0.01093
|  |  |  | -- | -- |  |  | 1145.8445 | 0.031246 | 2042.6986 | 0 | 2040.2468 | 0 | 2040.2362 | 0.01081
|  |  |  | -- | -- |  |  | 1145.8605 | 0.0313 | 2042.9031 | 0 | 2040.4507 | 0 | 2040.4402 | 0.01073
|  |  |  | -- | -- |  |  | 1145.8766 | 0.031355 | 2043.1075 | 0 | 2040.6547 | 0 | 2040.6442 | 0.01072
|  |  |  | -- | -- |  |  | 1145.8927 | 0.03141 | 2043.312 | 0 | 2040.8588 | 0 | 2040.8481 | 0.01077
|  |  |  | -- | -- |  |  | 1145.9088 | 0.031467 | 2043.5166 | 0 | 2041.0627 | 0 | 2041.0522 | 0.01087
|  |  |  | -- | -- |  |  | 1145.9248 | 0.031524 | 2043.7212 | 0 | 2041.267 | 0 | 2041.2564 | 0.01104
|  |  |  | -- | -- |  |  | 1145.9409 | 0.031581 | 2043.9259 | 0 | 2041.4711 | 0 | 2041.4605 | 0.01124
|  |  |  | -- | -- |  |  | 1145.957 | 0.031639 | 2044.1305 | 0 | 2041.6753 | 0 | 2041.6647 | 0.01148
|  |  |  | -- | -- |  |  | 1145.9731 | 0.031698 | 2044.3352 | 0 | 2041.8795 | 0 | 2041.8689 | 0.01172
|  |  |  | -- | -- |  |  | 1145.9891 | 0.031756 | 2044.54 | 0 | 2042.0837 | 0 | 2042.0731 | 0.01196
|  |  |  | -- | -- |  |  | 1146.0052 | 0.031815 | 2044.7449 | 0 | 2042.2881 | 0 | 2042.2775 | 0.01219
|  |  |  | -- | -- |  |  | 1146.0214 | 0.031874 | 2044.9497 | 0 | 2042.4924 | 0 | 2042.4818 | 0.01241
|  |  |  | -- | -- |  |  | 1146.0375 | 0.031933 | 2045.1545 | 0 | 2042.6968 | 0 | 2042.6862 | 0.0126
|  |  |  | -- | -- |  |  | 1146.0536 | 0.031992 | 2045.3595 | 0 | 2042.9012 | 0 | 2042.8906 | 0.01276
|  |  |  | -- | -- |  |  | 1146.0696 | 0.03205 | 2045.5645 | 0 | 2043.1057 | 0 | 2043.0951 | 0.01288
|  |  |  | -- | -- |  |  | 1146.0857 | 0.032109 | 2045.7694 | 0 | 2043.3102 | 0 | 2043.2996 | 0.01296
|  |  |  | -- | -- |  |  | 1146.1018 | 0.032167 | 2045.9745 | 0 | 2043.5148 | 0 | 2043.5041 | 0.01299
|  |  |  | -- | -- |  |  | 1146.1179 | 0.032225 | 2046.1796 | 0 | 2043.7194 | 0 | 2043.7087 | 0.01299
|  |  |  | -- | -- |  |  | 1146.1339 | 0.032282 | 2046.3848 | 0 | 2043.9241 | 0 | 2043.9135 | 0.01294
|  |  |  | -- | -- |  |  | 1146.15 | 0.032338 | 2046.5898 | 0 | 2044.1287 | 0 | 2044.118 | 0.01287
|  |  |  | -- | -- |  |  | 1146.1661 | 0.032394 | 2046.795 | 0 | 2044.3334 | 0 | 2044.3228 | 0.01278
|  |  |  | -- | -- |  |  | 1146.1823 | 0.032449 | 2047.0004 | 0 | 2044.5382 | 0 | 2044.5276 | 0.0127
|  |  |  | -- | -- |  |  | 1146.1984 | 0.032503 | 2047.2057 | 0 | 2044.7429 | 0 | 2044.7324 | 0.01263
|  |  |  | -- | -- |  |  | 1146.2144 | 0.032557 | 2047.411 | 0 | 2044.9479 | 0 | 2044.9373 | 0.01257
|  |  |  | -- | -- |  |  | 1146.2305 | 0.032609 | 2047.6163 | 0 | 2045.1527 | 0 | 2045.1421 | 0.01254
|  |  |  | -- | -- |  |  | 1146.2466 | 0.032661 | 2047.8218 | 0 | 2045.3577 | 0 | 2045.3471 | 0.01253
|  |  |  | -- | -- |  |  | 1146.2627 | 0.032711 | 2048.0273 | 0 | 2045.5626 | 0 | 2045.552 | 0.01253
|  |  |  | -- | -- |  |  | 1146.2788 | 0.03276 | 2048.2327 | 0 | 2045.7676 | 0 | 2045.757 | 0.01254
|  |  |  | -- | -- |  |  | 1146.2949 | 0.032809 | 2048.4382 | 0 | 2045.9727 | 0 | 2045.962 | 0.01256
|  |  |  | -- | -- |  |  | 1146.3109 | 0.032855 | 2048.6438 | 0 | 2046.1777 | 0 | 2046.1671 | 0.01257
|  |  |  | -- | -- |  |  | 1146.327 | 0.032901 | 2048.8496 | 0 | 2046.3828 | 0 | 2046.3722 | 0.01257
|  |  |  | -- | -- |  |  | 1146.3431 | 0.032945 | 2049.0552 | 0 | 2046.588 | 0 | 2046.5774 | 0.01254
|  |  |  | -- | -- |  |  | 1146.3593 | 0.032988 | 2049.261 | 0 | 2046.7932 | 0 | 2046.7826 | 0.01248
|  |  |  | -- | -- |  |  | 1146.3754 | 0.033029 | 2049.4666 | 0 | 2046.9985 | 0 | 2046.9879 | 0.01238
|  |  |  | -- | -- |  |  | 1146.3915 | 0.033069 | 2049.6724 | 0 | 2047.2039 | 0 | 2047.1932 | 0.01223
|  |  |  | -- | -- |  |  | 1146.4076 | 0.033108 | 2049.8782 | 0 | 2047.4092 | 0 | 2047.3986 | 0.01205
|  |  |  | -- | -- |  |  | 1146.4236 | 0.033144 | 2050.0842 | 0 | 2047.6145 | 0 | 2047.6039 | 0.01184
|  |  |  | -- | -- |  |  | 1146.4397 | 0.03318 | 2050.29 | 0 | 2047.82 | 0 | 2047.8093 | 0.01162
|  |  |  | -- | -- |  |  | 1146.4558 | 0.033213 | 2050.4961 | 0 | 2048.0254 | 0 | 2048.0149 | 0.01139
|  |  |  | -- | -- |  |  | 1146.4719 | 0.033245 | 2050.7019 | 0 | 2048.231 | 0 | 2048.2202 | 0.01118
|  |  |  | -- | -- |  |  | 1146.488 | 0.033275 | 2050.908 | 0 | 2048.4365 | 0 | 2048.4258 | 0.01099
|  |  |  | -- | -- |  |  | 1146.5041 | 0.033303 | 2051.114 | 0 | 2048.6421 | 0 | 2048.6314 | 0.01084
|  |  |  | -- | -- |  |  | 1146.5203 | 0.03333 | 2051.3203 | 0 | 2048.8477 | 0 | 2048.8369 | 0.01073
|  |  |  | -- | -- |  |  | 1146.5364 | 0.033354 | 2051.5264 | 0 | 2049.0532 | 0 | 2049.0427 | 0.01068
|  |  |  | -- | -- |  |  | 1146.5524 | 0.033377 | 2051.7327 | 0 | 2049.259 | 0 | 2049.2483 | 0.01069
|  |  |  | -- | -- |  |  | 1146.5685 | 0.033398 | 2051.9387 | 0 | 2049.4648 | 0 | 2049.4541 | 0.01075
|  |  |  | -- | -- |  |  | 1146.5846 | 0.033417 | 2052.145 | 0 | 2049.6707 | 0 | 2049.6599 | 0.01086
|  |  |  | -- | -- |  |  | 1146.6007 | 0.033434 | 2052.3516 | 0 | 2049.8765 | 0 | 2049.8657 | 0.011
|  |  |  | -- | -- |  |  | 1146.6168 | 0.03345 | 2052.5579 | 0 | 2050.0823 | 0 | 2050.0715 | 0.01116
|  |  |  | -- | -- |  |  | 1146.6329 | 0.033463 | 2052.7642 | 0 | 2050.2881 | 0 | 2050.2776 | 0.01133
|  |  |  | -- | -- |  |  | 1146.649 | 0.033474 | 2052.9707 | 0 | 2050.4941 | 0 | 2050.4834 | 0.01148
|  |  |  | -- | -- |  |  | 1146.6652 | 0.033483 | 2053.1773 | 0 | 2050.7002 | 0 | 2050.6894 | 0.0116
|  |  |  | -- | -- |  |  | 1146.6813 | 0.03349 | 2053.3838 | 0 | 2050.9062 | 0 | 2050.8955 | 0.01169
|  |  |  | -- | -- |  |  | 1146.6974 | 0.033495 | 2053.5903 | 0 | 2051.1123 | 0 | 2051.1016 | 0.01175
|  |  |  | -- | -- |  |  | 1146.7135 | 0.033498 | 2053.7969 | 0 | 2051.3184 | 0 | 2051.3076 | 0.01177
|  |  |  | -- | -- |  |  | 1146.7295 | 0.033499 | 2054.0037 | 0 | 2051.5244 | 0 | 2051.5139 | 0.01177
|  |  |  | -- | -- |  |  | 1146.7456 | 0.033498 | 2054.2102 | 0 | 2051.7307 | 0 | 2051.7202 | 0.01175
|  |  |  | -- | -- |  |  | 1146.7617 | 0.033495 | 2054.417 | 0 | 2051.937 | 0 | 2051.9263 | 0.01172
|  |  |  | -- | -- |  |  | 1146.7778 | 0.03349 | 2054.6238 | 0 | 2052.1433 | 0 | 2052.1326 | 0.01169
|  |  |  | -- | -- |  |  | 1146.7939 | 0.033482 | 2054.8306 | 0 | 2052.3496 | 0 | 2052.3389 | 0.01166
|  |  |  | -- | -- |  |  | 1146.8101 | 0.033473 | 2055.0376 | 0 | 2052.5559 | 0 | 2052.5454 | 0.01165
|  |  |  | -- | -- |  |  | 1146.8262 | 0.033461 | 2055.2444 | 0 | 2052.7625 | 0 | 2052.7517 | 0.01165
|  |  |  | -- | -- |  |  | 1146.8423 | 0.033447 | 2055.4514 | 0 | 2052.9688 | 0 | 2052.9583 | 0.01167
|  |  |  | -- | -- |  |  | 1146.8584 | 0.033432 | 2055.6584 | 0 | 2053.1753 | 0 | 2053.1648 | 0.01172
|  |  |  | -- | -- |  |  | 1146.8745 | 0.033414 | 2055.8655 | 0 | 2053.3818 | 0 | 2053.3713 | 0.01178
|  |  |  | -- | -- |  |  | 1146.8906 | 0.033394 | 2056.0725 | 0 | 2053.5884 | 0 | 2053.5779 | 0.01186
|  |  |  | -- | -- |  |  | 1146.9067 | 0.033372 | 2056.2795 | 0 | 2053.7952 | 0 | 2053.7844 | 0.01194
|  |  |  | -- | -- |  |  | 1146.9229 | 0.033347 | 2056.4868 | 0 | 2054.0017 | 0 | 2053.991 | 0.012
|  |  |  | -- | -- |  |  | 1146.939 | 0.033321 | 2056.6939 | 0 | 2054.2085 | 0 | 2054.1977 | 0.01203
|  |  |  | -- | -- |  |  | 1146.9551 | 0.033293 | 2056.9011 | 0 | 2054.4153 | 0 | 2054.4045 | 0.01203
|  |  |  | -- | -- |  |  | 1146.9712 | 0.033263 | 2057.1084 | 0 | 2054.6221 | 0 | 2054.6113 | 0.01198
|  |  |  | -- | -- |  |  | 1146.9873 | 0.033231 | 2057.3159 | 0 | 2054.8289 | 0 | 2054.8181 | 0.01189
|  |  |  | -- | -- |  |  | 1147.0034 | 0.033197 | 2057.5232 | 0 | 2055.0356 | 0 | 2055.0249 | 0.01176
|  |  |  | -- | -- |  |  | 1147.0195 | 0.03316 | 2057.7307 | 0 | 2055.2427 | 0 | 2055.2319 | 0.01162
|  |  |  | -- | -- |  |  | 1147.0356 | 0.033123 | 2057.938 | 0 | 2055.4495 | 0 | 2055.439 | 0.01148
|  |  |  | -- | -- |  |  | 1147.0518 | 0.033083 | 2058.1455 | 0 | 2055.6565 | 0 | 2055.6458 | 0.01137
|  |  |  | -- | -- |  |  | 1147.0679 | 0.033041 | 2058.353 | 0 | 2055.8635 | 0 | 2055.8528 | 0.0113
|  |  |  | -- | -- |  |  | 1147.084 | 0.032998 | 2058.5606 | 0 | 2056.0706 | 0 | 2056.0601 | 0.0113
|  |  |  | -- | -- |  |  | 1147.1001 | 0.032953 | 2058.7683 | 0 | 2056.2778 | 0 | 2056.2671 | 0.01137
|  |  |  | -- | -- |  |  | 1147.1162 | 0.032906 | 2058.9758 | 0 | 2056.4849 | 0 | 2056.4741 | 0.0115
|  |  |  | -- | -- |  |  | 1147.1323 | 0.032858 | 2059.1836 | 0 | 2056.6921 | 0 | 2056.6814 | 0.01167
|  |  |  | -- | -- |  |  | 1147.1484 | 0.032808 | 2059.3914 | 0 | 2056.8994 | 0 | 2056.8887 | 0.01186
|  |  |  | -- | -- |  |  | 1147.1646 | 0.032756 | 2059.5991 | 0 | 2057.1067 | 0 | 2057.0959 | 0.01206
|  |  |  | -- | -- |  |  | 1147.1807 | 0.032703 | 2059.8071 | 0 | 2057.314 | 0 | 2057.3032 | 0.01223
|  |  |  | -- | -- |  |  | 1147.1968 | 0.032649 | 2060.0149 | 0 | 2057.5212 | 0 | 2057.5107 | 0.01235
|  |  |  | -- | -- |  |  | 1147.2129 | 0.032593 | 2060.2229 | 0 | 2057.7288 | 0 | 2057.718 | 0.01241
|  |  |  | -- | -- |  |  | 1147.229 | 0.032537 | 2060.4307 | 0 | 2057.9363 | 0 | 2057.9255 | 0.0124
|  |  |  | -- | -- |  |  | 1147.2451 | 0.032478 | 2060.6387 | 0 | 2058.1438 | 0 | 2058.1331 | 0.01234
|  |  |  | -- | -- |  |  | 1147.2612 | 0.032419 | 2060.8467 | 0 | 2058.3513 | 0 | 2058.3406 | 0.01223
|  |  |  | -- | -- |  |  | 1147.2773 | 0.032359 | 2061.0549 | 0 | 2058.5588 | 0 | 2058.5481 | 0.01209
|  |  |  | -- | -- |  |  | 1147.2935 | 0.032298 | 2061.2629 | 0 | 2058.7664 | 0 | 2058.7559 | 0.01196
|  |  |  | -- | -- |  |  | 1147.3096 | 0.032235 | 2061.4712 | 0 | 2058.9741 | 0 | 2058.9634 | 0.01185
|  |  |  | -- | -- |  |  | 1147.3258 | 0.032172 | 2061.6794 | 0 | 2059.1819 | 0 | 2059.1711 | 0.01177
|  |  |  | -- | -- |  |  | 1147.3419 | 0.032108 | 2061.8877 | 0 | 2059.3897 | 0 | 2059.3789 | 0.01174
|  |  |  | -- | -- |  |  | 1147.358 | 0.032044 | 2062.0959 | 0 | 2059.5974 | 0 | 2059.5867 | 0.01174
|  |  |  | -- | -- |  |  | 1147.3741 | 0.031979 | 2062.3042 | 0 | 2059.8052 | 0 | 2059.7944 | 0.01179
|  |  |  | -- | -- |  |  | 1147.3903 | 0.031913 | 2062.5127 | 0 | 2060.0129 | 0 | 2060.0024 | 0.01187
|  |  |  | -- | -- |  |  | 1147.4064 | 0.031847 | 2062.7209 | 0 | 2060.2209 | 0 | 2060.2102 | 0.01197
|  |  |  | -- | -- |  |  | 1147.4225 | 0.031781 | 2062.9294 | 0 | 2060.4289 | 0 | 2060.4182 | 0.01209
|  |  |  | -- | -- |  |  | 1147.4386 | 0.031714 | 2063.1379 | 0 | 2060.637 | 0 | 2060.6262 | 0.01223
|  |  |  | -- | -- |  |  | 1147.4547 | 0.031647 | 2063.3464 | 0 | 2060.845 | 0 | 2060.8342 | 0.01239
|  |  |  | -- | -- |  |  | 1147.4708 | 0.03158 | 2063.5552 | 0 | 2061.053 | 0 | 2061.0422 | 0.01256
|  |  |  | -- | -- |  |  | 1147.4869 | 0.031512 | 2063.7637 | 0 | 2061.2612 | 0 | 2061.2505 | 0.01274
|  |  |  | -- | -- |  |  | 1147.5032 | 0.031445 | 2063.9724 | 0 | 2061.4692 | 0 | 2061.4587 | 0.01292
|  |  |  | -- | -- |  |  | 1147.5193 | 0.031378 | 2064.1811 | 0 | 2061.6775 | 0 | 2061.6667 | 0.0131
|  |  |  | -- | -- |  |  | 1147.5354 | 0.031311 | 2064.3899 | 0 | 2061.8857 | 0 | 2061.875 | 0.01328
|  |  |  | -- | -- |  |  | 1147.5515 | 0.031245 | 2064.5986 | 0 | 2062.094 | 0 | 2062.0833 | 0.01344
|  |  |  | -- | -- |  |  | 1147.5676 | 0.031178 | 2064.8076 | 0 | 2062.3025 | 0 | 2062.2917 | 0.0136
|  |  |  | -- | -- |  |  | 1147.5837 | 0.031112 | 2065.0164 | 0 | 2062.5107 | 0 | 2062.5 | 0.01374
|  |  |  | -- | -- |  |  | 1147.5999 | 0.031047 | 2065.2253 | 0 | 2062.7192 | 0 | 2062.7085 | 0.01388
|  |  |  | -- | -- |  |  | 1147.616 | 0.030982 | 2065.4343 | 0 | 2062.9277 | 0 | 2062.917 | 0.01399
|  |  |  | -- | -- |  |  | 1147.6322 | 0.030917 | 2065.6433 | 0 | 2063.1362 | 0 | 2063.1255 | 0.01406
|  |  |  | -- | -- |  |  | 1147.6483 | 0.030853 | 2065.8523 | 0 | 2063.3447 | 0 | 2063.334 | 0.0141
|  |  |  | -- | -- |  |  | 1147.6644 | 0.03079 | 2066.0615 | 0 | 2063.5532 | 0 | 2063.5425 | 0.01409
|  |  |  | -- | -- |  |  | 1147.6805 | 0.030728 | 2066.2705 | 0 | 2063.762 | 0 | 2063.7512 | 0.01402
|  |  |  | -- | -- |  |  | 1147.6967 | 0.030666 | 2066.4797 | 0 | 2063.9707 | 0 | 2063.96 | 0.01391
|  |  |  | -- | -- |  |  | 1147.7128 | 0.030606 | 2066.689 | 0 | 2064.1792 | 0 | 2064.1687 | 0.01375
|  |  |  | -- | -- |  |  | 1147.7289 | 0.030546 | 2066.8982 | 0 | 2064.3879 | 0 | 2064.3774 | 0.01357
|  |  |  | -- | -- |  |  | 1147.7451 | 0.030487 | 2067.1077 | 0 | 2064.5969 | 0 | 2064.5862 | 0.01337
|  |  |  | -- | -- |  |  | 1147.7612 | 0.030429 | 2067.3169 | 0 | 2064.8057 | 0 | 2064.7949 | 0.01317
|  |  |  | -- | -- |  |  | 1147.7773 | 0.030372 | 2067.5264 | 0 | 2065.0147 | 0 | 2065.0039 | 0.01299
|  |  |  | -- | -- |  |  | 1147.7935 | 0.030316 | 2067.7358 | 0 | 2065.2234 | 0 | 2065.2129 | 0.01284
|  |  |  | -- | -- |  |  | 1147.8096 | 0.030261 | 2067.9453 | 0 | 2065.4324 | 0 | 2065.4219 | 0.01271
|  |  |  | -- | -- |  |  | 1147.8257 | 0.030208 | 2068.1548 | 0 | 2065.6416 | 0 | 2065.6309 | 0.01261
|  |  |  | -- | -- |  |  | 1147.8419 | 0.030155 | 2068.3643 | 0 | 2065.8506 | 0 | 2065.8398 | 0.01254
|  |  |  | -- | -- |  |  | 1147.858 | 0.030104 | 2068.574 | 0 | 2066.0596 | 0 | 2066.0488 | 0.01248
|  |  |  | -- | -- |  |  | 1147.8741 | 0.030053 | 2068.7837 | 0 | 2066.2688 | 0 | 2066.2581 | 0.01243
|  |  |  | -- | -- |  |  | 1147.8903 | 0.030004 | 2068.9932 | 0 | 2066.478 | 0 | 2066.4673 | 0.0124
|  |  |  | -- | -- |  |  | 1147.9064 | 0.029956 | 2069.2029 | 0 | 2066.6873 | 0 | 2066.6765 | 0.01239
|  |  |  | -- | -- |  |  | 1147.9226 | 0.029909 | 2069.4128 | 0 | 2066.8965 | 0 | 2066.8857 | 0.01241
|  |  |  | -- | -- |  |  | 1147.9387 | 0.029863 | 2069.6226 | 0 | 2067.1057 | 0 | 2067.095 | 0.01243
|  |  |  | -- | -- |  |  | 1147.9548 | 0.029818 | 2069.8325 | 0 | 2067.3152 | 0 | 2067.3044 | 0.01247
|  |  |  | -- | -- |  |  | 1147.9709 | 0.029775 | 2070.0422 | 0 | 2067.5244 | 0 | 2067.5137 | 0.0125
|  |  |  | -- | -- |  |  | 1147.9872 | 0.029732 | 2070.2522 | 0 | 2067.7339 | 0 | 2067.7231 | 0.01251
|  |  |  | -- | -- |  |  | 1148.0033 | 0.029691 | 2070.4622 | 0 | 2067.9434 | 0 | 2067.9326 | 0.01247
|  |  |  | -- | -- |  |  | 1148.0194 | 0.02965 | 2070.6724 | 0 | 2068.1528 | 0 | 2068.1421 | 0.01237
|  |  |  | -- | -- |  |  | 1148.0355 | 0.029611 | 2070.8823 | 0 | 2068.3625 | 0 | 2068.3518 | 0.01222
|  |  |  | -- | -- |  |  | 1148.0516 | 0.029573 | 2071.0925 | 0 | 2068.572 | 0 | 2068.5613 | 0.01201
|  |  |  | -- | -- |  |  | 1148.0679 | 0.029535 | 2071.3027 | 0 | 2068.7817 | 0 | 2068.771 | 0.01176
|  |  |  | -- | -- |  |  | 1148.084 | 0.029499 | 2071.5129 | 0 | 2068.9914 | 0 | 2068.9807 | 0.0115
|  |  |  | -- | -- |  |  | 1148.1001 | 0.029464 | 2071.7231 | 0 | 2069.2012 | 0 | 2069.1904 | 0.01125
|  |  |  | -- | -- |  |  | 1148.1162 | 0.029429 | 2071.9333 | 0 | 2069.4109 | 0 | 2069.4001 | 0.01105
|  |  |  | -- | -- |  |  | 1148.1324 | 0.029396 | 2072.1438 | 0 | 2069.6206 | 0 | 2069.6101 | 0.01092
|  |  |  | -- | -- |  |  | 1148.1486 | 0.029363 | 2072.354 | 0 | 2069.8306 | 0 | 2069.8198 | 0.01086
|  |  |  | -- | -- |  |  | 1148.1647 | 0.029331 | 2072.5644 | 0 | 2070.0405 | 0 | 2070.0298 | 0.01088
|  |  |  | -- | -- |  |  | 1148.1808 | 0.029299 | 2072.7749 | 0 | 2070.2505 | 0 | 2070.2398 | 0.01098
|  |  |  | -- | -- |  |  | 1148.197 | 0.029269 | 2072.9853 | 0 | 2070.4605 | 0 | 2070.4497 | 0.01113
|  |  |  | -- | -- |  |  | 1148.2131 | 0.029239 | 2073.1961 | 0 | 2070.6704 | 0 | 2070.6597 | 0.01132
|  |  |  | -- | -- |  |  | 1148.2292 | 0.02921 | 2073.4065 | 0 | 2070.8806 | 0 | 2070.8699 | 0.01152
|  |  |  | -- | -- |  |  | 1148.2455 | 0.029181 | 2073.6172 | 0 | 2071.0906 | 0 | 2071.0798 | 0.01171
|  |  |  | -- | -- |  |  | 1148.2616 | 0.029153 | 2073.8279 | 0 | 2071.3008 | 0 | 2071.29 | 0.01189
|  |  |  | -- | -- |  |  | 1148.2777 | 0.029125 | 2074.0386 | 0 | 2071.511 | 0 | 2071.5002 | 0.01204
|  |  |  | -- | -- |  |  | 1148.2938 | 0.029098 | 2074.2493 | 0 | 2071.7212 | 0 | 2071.7105 | 0.01215
|  |  |  | -- | -- |  |  | 1148.3101 | 0.029071 | 2074.4602 | 0 | 2071.9314 | 0 | 2071.9207 | 0.01222
|  |  |  | -- | -- |  |  | 1148.3262 | 0.029044 | 2074.6709 | 0 | 2072.1418 | 0 | 2072.1311 | 0.01226
|  |  |  | -- | -- |  |  | 1148.3423 | 0.029018 | 2074.8818 | 0 | 2072.3523 | 0 | 2072.3416 | 0.01226
|  |  |  | -- | -- |  |  | 1148.3585 | 0.028992 | 2075.0928 | 0 | 2072.5625 | 0 | 2072.5518 | 0.01224
|  |  |  | -- | -- |  |  | 1148.3746 | 0.028966 | 2075.3037 | 0 | 2072.773 | 0 | 2072.7622 | 0.01219
|  |  |  | -- | -- |  |  | 1148.3907 | 0.028941 | 2075.5147 | 0 | 2072.9836 | 0 | 2072.9729 | 0.01212
|  |  |  | -- | -- |  |  | 1148.407 | 0.028915 | 2075.7258 | 0 | 2073.1941 | 0 | 2073.1833 | 0.01203
|  |  |  | -- | -- |  |  | 1148.4231 | 0.02889 | 2075.937 | 0 | 2073.4048 | 0 | 2073.394 | 0.01193
|  |  |  | -- | -- |  |  | 1148.4392 | 0.028865 | 2076.148 | 0 | 2073.6152 | 0 | 2073.6045 | 0.01182
|  |  |  | -- | -- |  |  | 1148.4554 | 0.02884 | 2076.3591 | 0 | 2073.8259 | 0 | 2073.8152 | 0.01172
|  |  |  | -- | -- |  |  | 1148.4716 | 0.028815 | 2076.5706 | 0 | 2074.0366 | 0 | 2074.0259 | 0.01165
|  |  |  | -- | -- |  |  | 1148.4877 | 0.02879 | 2076.7817 | 0 | 2074.2476 | 0 | 2074.2368 | 0.01162
|  |  |  | -- | -- |  |  | 1148.5039 | 0.028765 | 2076.9929 | 0 | 2074.4583 | 0 | 2074.4475 | 0.01163
|  |  |  | -- | -- |  |  | 1148.52 | 0.02874 | 2077.2043 | 0 | 2074.6692 | 0 | 2074.6584 | 0.01167
|  |  |  | -- | -- |  |  | 1148.5361 | 0.028715 | 2077.4158 | 0 | 2074.8799 | 0 | 2074.8691 | 0.01175
|  |  |  | -- | -- |  |  | 1148.5524 | 0.02869 | 2077.6272 | 0 | 2075.0908 | 0 | 2075.0801 | 0.01184
|  |  |  | -- | -- |  |  | 1148.5685 | 0.028665 | 2077.8386 | 0 | 2075.3018 | 0 | 2075.291 | 0.01193
|  |  |  | -- | -- |  |  | 1148.5846 | 0.028639 | 2078.0503 | 0 | 2075.5129 | 0 | 2075.5022 | 0.012
|  |  |  | -- | -- |  |  | 1148.6008 | 0.028614 | 2078.2617 | 0 | 2075.7239 | 0 | 2075.7131 | 0.01205
|  |  |  | -- | -- |  |  | 1148.6169 | 0.028588 | 2078.4734 | 0 | 2075.9351 | 0 | 2075.9243 | 0.01208
|  |  |  | -- | -- |  |  | 1148.6331 | 0.028563 | 2078.6851 | 0 | 2076.1462 | 0 | 2076.1355 | 0.01209
|  |  |  | -- | -- |  |  | 1148.6493 | 0.028537 | 2078.8967 | 0 | 2076.3574 | 0 | 2076.3467 | 0.01211
|  |  |  | -- | -- |  |  | 1148.6654 | 0.028512 | 2079.1086 | 0 | 2076.5686 | 0 | 2076.5579 | 0.01215
|  |  |  | -- | -- |  |  | 1148.6816 | 0.028486 | 2079.3203 | 0 | 2076.7798 | 0 | 2076.769 | 0.0122
|  |  |  | -- | -- |  |  | 1148.6978 | 0.02846 | 2079.5322 | 0 | 2076.9912 | 0 | 2076.9805 | 0.01227
|  |  |  | -- | -- |  |  | 1148.7139 | 0.028434 | 2079.7439 | 0 | 2077.2024 | 0 | 2077.1917 | 0.01237
|  |  |  | -- | -- |  |  | 1148.7301 | 0.028408 | 2079.9558 | 0 | 2077.4138 | 0 | 2077.4031 | 0.01249
|  |  |  | -- | -- |  |  | 1148.7462 | 0.028382 | 2080.168 | 0 | 2077.6252 | 0 | 2077.6145 | 0.01261
|  |  |  | -- | -- |  |  | 1148.7623 | 0.028356 | 2080.3799 | 0 | 2077.8369 | 0 | 2077.8262 | 0.01273
|  |  |  | -- | -- |  |  | 1148.7786 | 0.02833 | 2080.592 | 0 | 2078.0483 | 0 | 2078.0376 | 0.01283
|  |  |  | -- | -- |  |  | 1148.7947 | 0.028304 | 2080.8039 | 0 | 2078.26 | 0 | 2078.2493 | 0.0129
|  |  |  | -- | -- |  |  | 1148.8109 | 0.028278 | 2081.0161 | 0 | 2078.4714 | 0 | 2078.4607 | 0.01294
|  |  |  | -- | -- |  |  | 1148.827 | 0.028253 | 2081.2283 | 0 | 2078.6831 | 0 | 2078.6724 | 0.01293
|  |  |  | -- | -- |  |  | 1148.8433 | 0.028227 | 2081.4404 | 0 | 2078.895 | 0 | 2078.884 | 0.01289
|  |  |  | -- | -- |  |  | 1148.8594 | 0.028202 | 2081.6528 | 0 | 2079.1067 | 0 | 2079.0959 | 0.01282
|  |  |  | -- | -- |  |  | 1148.8755 | 0.028177 | 2081.8652 | 0 | 2079.3184 | 0 | 2079.3076 | 0.01272
|  |  |  | -- | -- |  |  | 1148.8917 | 0.028152 | 2082.0774 | 0 | 2079.5303 | 0 | 2079.5195 | 0.01261
|  |  |  | -- | -- |  |  | 1148.9078 | 0.028128 | 2082.2898 | 0 | 2079.7422 | 0 | 2079.7314 | 0.0125
|  |  |  | -- | -- |  |  | 1148.9241 | 0.028104 | 2082.5022 | 0 | 2079.9541 | 0 | 2079.9434 | 0.0124
|  |  |  | -- | -- |  |  | 1148.9402 | 0.02808 | 2082.7148 | 0 | 2080.166 | 0 | 2080.1553 | 0.01232
|  |  |  | -- | -- |  |  | 1148.9564 | 0.028057 | 2082.9273 | 0 | 2080.3779 | 0 | 2080.3672 | 0.01226
|  |  |  | -- | -- |  |  | 1148.9725 | 0.028034 | 2083.1399 | 0 | 2080.5901 | 0 | 2080.5793 | 0.01221
|  |  |  | -- | -- |  |  | 1148.9886 | 0.028012 | 2083.3525 | 0 | 2080.8023 | 0 | 2080.7913 | 0.01216
|  |  |  | -- | -- |  |  | 1149.0049 | 0.02799 | 2083.5652 | 0 | 2081.0144 | 0 | 2081.0034 | 0.01211
|  |  |  | -- | -- |  |  | 1149.021 | 0.027969 | 2083.7778 | 0 | 2081.2266 | 0 | 2081.2156 | 0.01204
|  |  |  | -- | -- |  |  | 1149.0372 | 0.027949 | 2083.9905 | 0 | 2081.4387 | 0 | 2081.428 | 0.01197
|  |  |  | -- | -- |  |  | 1149.0533 | 0.02793 | 2084.2034 | 0 | 2081.6509 | 0 | 2081.6401 | 0.01187
|  |  |  | -- | -- |  |  | 1149.0696 | 0.027911 | 2084.4163 | 0 | 2081.8633 | 0 | 2081.8525 | 0.01175
|  |  |  | -- | -- |  |  | 1149.0857 | 0.027894 | 2084.6292 | 0 | 2082.0757 | 0 | 2082.0647 | 0.01162
|  |  |  | -- | -- |  |  | 1149.1019 | 0.027877 | 2084.842 | 0 | 2082.2881 | 0 | 2082.2771 | 0.01147
|  |  |  | -- | -- |  |  | 1149.118 | 0.027861 | 2085.0549 | 0 | 2082.5005 | 0 | 2082.4898 | 0.01133
|  |  |  | -- | -- |  |  | 1149.1343 | 0.027846 | 2085.2678 | 0 | 2082.7129 | 0 | 2082.7022 | 0.01119
|  |  |  | -- | -- |  |  | 1149.1504 | 0.027833 | 2085.481 | 0 | 2082.9255 | 0 | 2082.9145 | 0.01109
|  |  |  | -- | -- |  |  | 1149.1666 | 0.02782 | 2085.6941 | 0 | 2083.1379 | 0 | 2083.1272 | 0.01103
|  |  |  | -- | -- |  |  | 1149.1827 | 0.027809 | 2085.9072 | 0 | 2083.3506 | 0 | 2083.3398 | 0.01103
|  |  |  | -- | -- |  |  | 1149.199 | 0.027799 | 2086.1204 | 0 | 2083.5632 | 0 | 2083.5525 | 0.01108
|  |  |  | -- | -- |  |  | 1149.2151 | 0.02779 | 2086.3335 | 0 | 2083.7759 | 0 | 2083.7651 | 0.0112
|  |  |  | -- | -- |  |  | 1149.2313 | 0.027782 | 2086.5469 | 0 | 2083.9888 | 0 | 2083.9778 | 0.01135
|  |  |  | -- | -- |  |  | 1149.2474 | 0.027776 | 2086.76 | 0 | 2084.2014 | 0 | 2084.1907 | 0.01154
|  |  |  | -- | -- |  |  | 1149.2637 | 0.027772 | 2086.9734 | 0 | 2084.4143 | 0 | 2084.4036 | 0.01174
|  |  |  | -- | -- |  |  | 1149.2798 | 0.027768 | 2087.1868 | 0 | 2084.6272 | 0 | 2084.6164 | 0.01194
|  |  |  | -- | -- |  |  | 1149.296 | 0.027767 | 2087.4004 | 0 | 2084.8401 | 0 | 2084.8293 | 0.01213
|  |  |  | -- | -- |  |  | 1149.3121 | 0.027767 | 2087.6138 | 0 | 2085.053 | 0 | 2085.0422 | 0.01231
|  |  |  | -- | -- |  |  | 1149.3284 | 0.027768 | 2087.8274 | 0 | 2085.2661 | 0 | 2085.2551 | 0.01247
|  |  |  | -- | -- |  |  | 1149.3445 | 0.027771 | 2088.0408 | 0 | 2085.479 | 0 | 2085.4683 | 0.01259
|  |  |  | -- | -- |  |  | 1149.3607 | 0.027775 | 2088.2544 | 0 | 2085.6921 | 0 | 2085.6814 | 0.01267
|  |  |  | -- | -- |  |  | 1149.3768 | 0.027782 | 2088.468 | 0 | 2085.9053 | 0 | 2085.8945 | 0.01268
|  |  |  | -- | -- |  |  | 1149.3931 | 0.02779 | 2088.6819 | 0 | 2086.1184 | 0 | 2086.1077 | 0.01261
|  |  |  | -- | -- |  |  | 1149.4093 | 0.027799 | 2088.8955 | 0 | 2086.3318 | 0 | 2086.3208 | 0.01247
|  |  |  | -- | -- |  |  | 1149.4254 | 0.027811 | 2089.1094 | 0 | 2086.5449 | 0 | 2086.5342 | 0.01225
|  |  |  | -- | -- |  |  | 1149.4416 | 0.027824 | 2089.3232 | 0 | 2086.7583 | 0 | 2086.7476 | 0.01197
|  |  |  | -- | -- |  |  | 1149.4578 | 0.027839 | 2089.5371 | 0 | 2086.9717 | 0 | 2086.9607 | 0.01168
|  |  |  | -- | -- |  |  | 1149.474 | 0.027855 | 2089.751 | 0 | 2087.1851 | 0 | 2087.1741 | 0.01139
|  |  |  | -- | -- |  |  | 1149.4901 | 0.027873 | 2089.9648 | 0 | 2087.3984 | 0 | 2087.3877 | 0.01113
|  |  |  | -- | -- |  |  | 1149.5063 | 0.027893 | 2090.1789 | 0 | 2087.6118 | 0 | 2087.6011 | 0.01094
|  |  |  | -- | -- |  |  | 1149.5225 | 0.027915 | 2090.3931 | 0 | 2087.8254 | 0 | 2087.8147 | 0.01081
|  |  |  | -- | -- |  |  | 1149.5387 | 0.027939 | 2090.6072 | 0 | 2088.0391 | 0 | 2088.0281 | 0.01075
|  |  |  | -- | -- |  |  | 1149.5549 | 0.027964 | 2090.8213 | 0 | 2088.2527 | 0 | 2088.2417 | 0.01075
|  |  |  | -- | -- |  |  | 1149.571 | 0.027991 | 2091.0354 | 0 | 2088.4663 | 0 | 2088.4553 | 0.01078
|  |  |  | -- | -- |  |  | 1149.5873 | 0.02802 | 2091.2495 | 0 | 2088.6799 | 0 | 2088.6692 | 0.01084
|  |  |  | -- | -- |  |  | 1149.6034 | 0.02805 | 2091.4639 | 0 | 2088.8938 | 0 | 2088.8828 | 0.01092
|  |  |  | -- | -- |  |  | 1149.6196 | 0.028083 | 2091.6782 | 0 | 2089.1074 | 0 | 2089.0967 | 0.011
|  |  |  | -- | -- |  |  | 1149.6359 | 0.028116 | 2091.8926 | 0 | 2089.3213 | 0 | 2089.3106 | 0.01108
|  |  |  | -- | -- |  |  | 1149.652 | 0.028152 | 2092.1069 | 0 | 2089.5352 | 0 | 2089.5244 | 0.01117
|  |  |  | -- | -- |  |  | 1149.6682 | 0.028189 | 2092.3213 | 0 | 2089.749 | 0 | 2089.7383 | 0.01126
|  |  |  | -- | -- |  |  | 1149.6843 | 0.028227 | 2092.5359 | 0 | 2089.9631 | 0 | 2089.9522 | 0.01134
|  |  |  | -- | -- |  |  | 1149.7006 | 0.028267 | 2092.7505 | 0 | 2090.177 | 0 | 2090.1663 | 0.01142
|  |  |  | -- | -- |  |  | 1149.7168 | 0.028308 | 2092.9651 | 0 | 2090.3911 | 0 | 2090.3804 | 0.01149
|  |  |  | -- | -- |  |  | 1149.7329 | 0.028351 | 2093.1797 | 0 | 2090.6052 | 0 | 2090.5945 | 0.01153
|  |  |  | -- | -- |  |  | 1149.7491 | 0.028395 | 2093.3943 | 0 | 2090.8193 | 0 | 2090.8086 | 0.01155
|  |  |  | -- | -- |  |  | 1149.7654 | 0.028441 | 2093.6089 | 0 | 2091.0334 | 0 | 2091.0227 | 0.01156
|  |  |  | -- | -- |  |  | 1149.7815 | 0.028487 | 2093.8237 | 0 | 2091.2478 | 0 | 2091.2368 | 0.01154
|  |  |  | -- | -- |  |  | 1149.7977 | 0.028535 | 2094.0386 | 0 | 2091.4619 | 0 | 2091.4512 | 0.0115
|  |  |  | -- | -- |  |  | 1149.8138 | 0.028584 | 2094.2534 | 0 | 2091.6763 | 0 | 2091.6655 | 0.01145
|  |  |  | -- | -- |  |  | 1149.8301 | 0.028634 | 2094.4683 | 0 | 2091.8906 | 0 | 2091.8799 | 0.01139
|  |  |  | -- | -- |  |  | 1149.8463 | 0.028685 | 2094.6831 | 0 | 2092.105 | 0 | 2092.0942 | 0.01132
|  |  |  | -- | -- |  |  | 1149.8624 | 0.028737 | 2094.8982 | 0 | 2092.3196 | 0 | 2092.3086 | 0.01127
|  |  |  | -- | -- |  |  | 1149.8787 | 0.028789 | 2095.113 | 0 | 2092.5339 | 0 | 2092.5232 | 0.01122
|  |  |  | -- | -- |  |  | 1149.8949 | 0.028843 | 2095.3281 | 0 | 2092.7485 | 0 | 2092.7378 | 0.01118
|  |  |  | -- | -- |  |  | 1149.911 | 0.028897 | 2095.5432 | 0 | 2092.9631 | 0 | 2092.9524 | 0.01117
|  |  |  | -- | -- |  |  | 1149.9272 | 0.028952 | 2095.7586 | 0 | 2093.1777 | 0 | 2093.167 | 0.01119
|  |  |  | -- | -- |  |  | 1149.9435 | 0.029007 | 2095.9736 | 0 | 2093.3923 | 0 | 2093.3816 | 0.01125
|  |  |  | -- | -- |  |  | 1149.9596 | 0.029062 | 2096.189 | 0 | 2093.6072 | 0 | 2093.5962 | 0.01134
|  |  |  | -- | -- |  |  | 1149.9758 | 0.029118 | 2096.4043 | 0 | 2093.8218 | 0 | 2093.811 | 0.01146
|  |  |  | -- | -- |  |  | 1149.9921 | 0.029175 | 2096.6194 | 0 | 2094.0366 | 0 | 2094.0259 | 0.01163
|  |  |  | -- | -- |  |  | 1150.0082 | 0.029231 | 2096.835 | 0 | 2094.2515 | 0 | 2094.2407 | 0.01182
|  |  |  | -- | -- |  |  | 1150.0244 | 0.029288 | 2097.0503 | 0 | 2094.4663 | 0 | 2094.4556 | 0.01204
|  |  |  | -- | -- |  |  | 1150.0406 | 0.029344 | 2097.2656 | 0 | 2094.6814 | 0 | 2094.6704 | 0.01228
|  |  |  | -- | -- |  |  | 1150.0569 | 0.029401 | 2097.4812 | 0 | 2094.8962 | 0 | 2094.8855 | 0.01251
|  |  |  | -- | -- |  |  | 1150.073 | 0.029457 | 2097.6968 | 0 | 2095.1113 | 0 | 2095.1003 | 0.01274
|  |  |  | -- | -- |  |  | 1150.0892 | 0.029513 | 2097.9124 | 0 | 2095.3264 | 0 | 2095.3154 | 0.01295
|  |  |  | -- | -- |  |  | 1150.1055 | 0.029568 | 2098.1279 | 0 | 2095.5415 | 0 | 2095.5305 | 0.01311
|  |  |  | -- | -- |  |  | 1150.1216 | 0.029624 | 2098.3438 | 0 | 2095.7566 | 0 | 2095.7458 | 0.01323
|  |  |  | -- | -- |  |  | 1150.1378 | 0.029678 | 2098.5593 | 0 | 2095.9717 | 0 | 2095.9609 | 0.01331
|  |  |  | -- | -- |  |  | 1150.1541 | 0.029732 | 2098.7751 | 0 | 2096.187 | 0 | 2096.1763 | 0.01333
|  |  |  | -- | -- |  |  | 1150.1702 | 0.029786 | 2098.991 | 0 | 2096.4023 | 0 | 2096.3914 | 0.01333
|  |  |  | -- | -- |  |  | 1150.1864 | 0.029838 | 2099.2068 | 0 | 2096.6177 | 0 | 2096.6067 | 0.0133
|  |  |  | -- | -- |  |  | 1150.2026 | 0.02989 | 2099.4228 | 0 | 2096.833 | 0 | 2096.822 | 0.01326
|  |  |  | -- | -- |  |  | 1150.2189 | 0.029941 | 2099.6387 | 0 | 2097.0483 | 0 | 2097.0376 | 0.01321
|  |  |  | -- | -- |  |  | 1150.235 | 0.029991 | 2099.8547 | 0 | 2097.2639 | 0 | 2097.2529 | 0.01317
|  |  |  | -- | -- |  |  | 1150.2512 | 0.03004 | 2100.0708 | 0 | 2097.4792 | 0 | 2097.4685 | 0.01311
|  |  |  | -- | -- |  |  | 1150.2675 | 0.030087 | 2100.2869 | 0 | 2097.6948 | 0 | 2097.6841 | 0.01305
|  |  |  | -- | -- |  |  | 1150.2837 | 0.030134 | 2100.5029 | 0 | 2097.9104 | 0 | 2097.8997 | 0.01298
|  |  |  | -- | -- |  |  | 1150.2998 | 0.030179 | 2100.719 | 0 | 2098.1262 | 0 | 2098.1152 | 0.01288
|  |  |  | -- | -- |  |  | 1150.316 | 0.030222 | 2100.9353 | 0 | 2098.3418 | 0 | 2098.3311 | 0.01278
|  |  |  | -- | -- |  |  | 1150.3323 | 0.030265 | 2101.1516 | 0 | 2098.5576 | 0 | 2098.5466 | 0.01266
|  |  |  | -- | -- |  |  | 1150.3485 | 0.030306 | 2101.3679 | 0 | 2098.7732 | 0 | 2098.7625 | 0.01255
|  |  |  | -- | -- |  |  | 1150.3646 | 0.030345 | 2101.5842 | 0 | 2098.989 | 0 | 2098.9783 | 0.01244
|  |  |  | -- | -- |  |  | 1150.3809 | 0.030382 | 2101.8005 | 0 | 2099.2051 | 0 | 2099.1941 | 0.01236
|  |  |  | -- | -- |  |  | 1150.3971 | 0.030419 | 2102.0171 | 0 | 2099.4209 | 0 | 2099.4099 | 0.0123
|  |  |  | -- | -- |  |  | 1150.4133 | 0.030453 | 2102.2334 | 0 | 2099.6367 | 0 | 2099.626 | 0.01228
|  |  |  | -- | -- |  |  | 1150.4296 | 0.030486 | 2102.45 | 0 | 2099.8528 | 0 | 2099.842 | 0.01229
|  |  |  | -- | -- |  |  | 1150.4457 | 0.030516 | 2102.6665 | 0 | 2100.0689 | 0 | 2100.0579 | 0.01233
|  |  |  | -- | -- |  |  | 1150.4619 | 0.030545 | 2102.8833 | 0 | 2100.2849 | 0 | 2100.2742 | 0.01238
|  |  |  | -- | -- |  |  | 1150.4781 | 0.030573 | 2103.0999 | 0 | 2100.501 | 0 | 2100.4902 | 0.01243
|  |  |  | -- | -- |  |  | 1150.4944 | 0.030598 | 2103.3167 | 0 | 2100.7173 | 0 | 2100.7063 | 0.01248
|  |  |  | -- | -- |  |  | 1150.5106 | 0.030621 | 2103.5334 | 0 | 2100.9333 | 0 | 2100.9226 | 0.0125
|  |  |  | -- | -- |  |  | 1150.5267 | 0.030643 | 2103.7502 | 0 | 2101.1497 | 0 | 2101.1389 | 0.01249
|  |  |  | -- | -- |  |  | 1150.543 | 0.030662 | 2103.967 | 0 | 2101.366 | 0 | 2101.3552 | 0.01247
|  |  |  | -- | -- |  |  | 1150.5592 | 0.03068 | 2104.1838 | 0 | 2101.5823 | 0 | 2101.5715 | 0.01243
|  |  |  | -- | -- |  |  | 1150.5754 | 0.030695 | 2104.4009 | 0 | 2101.7988 | 0 | 2101.7878 | 0.0124
|  |  |  | -- | -- |  |  | 1150.5917 | 0.030709 | 2104.6177 | 0 | 2102.0151 | 0 | 2102.0044 | 0.01238
|  |  |  | -- | -- |  |  | 1150.6078 | 0.030721 | 2104.8347 | 0 | 2102.2317 | 0 | 2102.2207 | 0.01238
|  |  |  | -- | -- |  |  | 1150.624 | 0.03073 | 2105.0518 | 0 | 2102.4482 | 0 | 2102.4373 | 0.0124
|  |  |  | -- | -- |  |  | 1150.6403 | 0.030738 | 2105.269 | 0 | 2102.6648 | 0 | 2102.6538 | 0.01243
|  |  |  | -- | -- |  |  | 1150.6565 | 0.030743 | 2105.4861 | 0 | 2102.8814 | 0 | 2102.8704 | 0.01248
|  |  |  | -- | -- |  |  | 1150.6727 | 0.030747 | 2105.7034 | 0 | 2103.0979 | 0 | 2103.0872 | 0.01252
|  |  |  | -- | -- |  |  | 1150.689 | 0.030749 | 2105.9204 | 0 | 2103.3147 | 0 | 2103.3037 | 0.01255
|  |  |  | -- | -- |  |  | 1150.7051 | 0.030748 | 2106.1377 | 0 | 2103.5315 | 0 | 2103.5205 | 0.01258
|  |  |  | -- | -- |  |  | 1150.7213 | 0.030746 | 2106.3552 | 0 | 2103.7483 | 0 | 2103.7373 | 0.01259
|  |  |  | -- | -- |  |  | 1150.7375 | 0.030742 | 2106.5725 | 0 | 2103.9651 | 0 | 2103.9541 | 0.01261
|  |  |  | -- | -- |  |  | 1150.7538 | 0.030736 | 2106.7898 | 0 | 2104.1819 | 0 | 2104.1711 | 0.01264
|  |  |  | -- | -- |  |  | 1150.77 | 0.030728 | 2107.0073 | 0 | 2104.3989 | 0 | 2104.3879 | 0.0127
|  |  |  | -- | -- |  |  | 1150.7863 | 0.030718 | 2107.2249 | 0 | 2104.616 | 0 | 2104.605 | 0.01279
|  |  |  | -- | -- |  |  | 1150.8025 | 0.030706 | 2107.4424 | 0 | 2104.8328 | 0 | 2104.822 | 0.0129
|  |  |  | -- | -- |  |  | 1150.8187 | 0.030693 | 2107.6602 | 0 | 2105.0498 | 0 | 2105.0391 | 0.01304
|  |  |  | -- | -- |  |  | 1150.8348 | 0.030678 | 2107.8777 | 0 | 2105.2671 | 0 | 2105.2561 | 0.0132
|  |  |  | -- | -- |  |  | 1150.8511 | 0.030661 | 2108.0955 | 0 | 2105.4841 | 0 | 2105.4734 | 0.01336
|  |  |  | -- | -- |  |  | 1150.8673 | 0.030642 | 2108.313 | 0 | 2105.7014 | 0 | 2105.6904 | 0.0135
|  |  |  | -- | -- |  |  | 1150.8835 | 0.030622 | 2108.5308 | 0 | 2105.9187 | 0 | 2105.9077 | 0.01362
|  |  |  | -- | -- |  |  | 1150.8998 | 0.0306 | 2108.7488 | 0 | 2106.136 | 0 | 2106.125 | 0.01372
|  |  |  | -- | -- |  |  | 1150.916 | 0.030576 | 2108.9666 | 0 | 2106.3533 | 0 | 2106.3423 | 0.01377
|  |  |  | -- | -- |  |  | 1150.9323 | 0.030551 | 2109.1846 | 0 | 2106.5706 | 0 | 2106.5598 | 0.01379
|  |  |  | -- | -- |  |  | 1150.9485 | 0.030524 | 2109.4023 | 0 | 2106.7881 | 0 | 2106.7771 | 0.01376
|  |  |  | -- | -- |  |  | 1150.9647 | 0.030496 | 2109.6204 | 0 | 2107.0054 | 0 | 2106.9946 | 0.0137
|  |  |  | -- | -- |  |  | 1150.9808 | 0.030467 | 2109.8384 | 0 | 2107.2229 | 0 | 2107.2122 | 0.0136
|  |  |  | -- | -- |  |  | 1150.9971 | 0.030436 | 2110.0566 | 0 | 2107.4404 | 0 | 2107.4297 | 0.01346
|  |  |  | -- | -- |  |  | 1151.0133 | 0.030404 | 2110.2747 | 0 | 2107.6582 | 0 | 2107.6472 | 0.0133
|  |  |  | -- | -- |  |  | 1151.0295 | 0.03037 | 2110.4929 | 0 | 2107.8757 | 0 | 2107.865 | 0.01311
|  |  |  | -- | -- |  |  | 1151.0458 | 0.030336 | 2110.7112 | 0 | 2108.0935 | 0 | 2108.0825 | 0.01291
|  |  |  | -- | -- |  |  | 1151.062 | 0.0303 | 2110.9294 | 0 | 2108.3113 | 0 | 2108.3003 | 0.01272
|  |  |  | -- | -- |  |  | 1151.0782 | 0.030263 | 2111.1477 | 0 | 2108.5291 | 0 | 2108.5181 | 0.01256
|  |  |  | -- | -- |  |  | 1151.0945 | 0.030225 | 2111.3662 | 0 | 2108.7468 | 0 | 2108.7358 | 0.01244
|  |  |  | -- | -- |  |  | 1151.1107 | 0.030185 | 2111.5845 | 0 | 2108.9646 | 0 | 2108.9539 | 0.01237
|  |  |  | -- | -- |  |  | 1151.127 | 0.030145 | 2111.803 | 0 | 2109.1826 | 0 | 2109.1716 | 0.01234
|  |  |  | -- | -- |  |  | 1151.1432 | 0.030104 | 2112.0215 | 0 | 2109.4006 | 0 | 2109.3897 | 0.01235
|  |  |  | -- | -- |  |  | 1151.1594 | 0.030063 | 2112.24 | 0 | 2109.6186 | 0 | 2109.6077 | 0.01239
|  |  |  | -- | -- |  |  | 1151.1757 | 0.03002 | 2112.4585 | 0 | 2109.8367 | 0 | 2109.8257 | 0.01243
|  |  |  | -- | -- |  |  | 1151.1919 | 0.029976 | 2112.6773 | 0 | 2110.0547 | 0 | 2110.0437 | 0.01247
|  |  |  | -- | -- |  |  | 1151.2081 | 0.029932 | 2112.896 | 0 | 2110.273 | 0 | 2110.262 | 0.01249
|  |  |  | -- | -- |  |  | 1151.2244 | 0.029887 | 2113.1148 | 0 | 2110.491 | 0 | 2110.4802 | 0.0125
|  |  |  | -- | -- |  |  | 1151.2406 | 0.029842 | 2113.3335 | 0 | 2110.7092 | 0 | 2110.6982 | 0.01248
|  |  |  | -- | -- |  |  | 1151.2568 | 0.029796 | 2113.5523 | 0 | 2110.9275 | 0 | 2110.9165 | 0.01245
|  |  |  | -- | -- |  |  | 1151.2731 | 0.029749 | 2113.771 | 0 | 2111.1458 | 0 | 2111.135 | 0.01241
|  |  |  | -- | -- |  |  | 1151.2892 | 0.029702 | 2113.99 | 0 | 2111.3643 | 0 | 2111.3533 | 0.01237
|  |  |  | -- | -- |  |  | 1151.3054 | 0.029655 | 2114.209 | 0 | 2111.5825 | 0 | 2111.5718 | 0.01233
|  |  |  | -- | -- |  |  | 1151.3217 | 0.029607 | 2114.428 | 0 | 2111.801 | 0 | 2111.79 | 0.01232
|  |  |  | -- | -- |  |  | 1151.3379 | 0.029559 | 2114.647 | 0 | 2112.0195 | 0 | 2112.0086 | 0.01232
|  |  |  | -- | -- |  |  | 1151.3541 | 0.029511 | 2114.866 | 0 | 2112.238 | 0 | 2112.2273 | 0.01236
|  |  |  | -- | -- |  |  | 1151.3704 | 0.029462 | 2115.0852 | 0 | 2112.4568 | 0 | 2112.4458 | 0.01242
|  |  |  | -- | -- |  |  | 1151.3866 | 0.029414 | 2115.3044 | 0 | 2112.6753 | 0 | 2112.6643 | 0.01249
|  |  |  | -- | -- |  |  | 1151.4028 | 0.029365 | 2115.5237 | 0 | 2112.894 | 0 | 2112.8831 | 0.01257
|  |  |  | -- | -- |  |  | 1151.4191 | 0.029316 | 2115.7429 | 0 | 2113.1128 | 0 | 2113.1018 | 0.01264
|  |  |  | -- | -- |  |  | 1151.4354 | 0.029268 | 2115.9622 | 0 | 2113.3315 | 0 | 2113.3206 | 0.01268
|  |  |  | -- | -- |  |  | 1151.4517 | 0.029219 | 2116.1816 | 0 | 2113.5503 | 0 | 2113.5393 | 0.01269
|  |  |  | -- | -- |  |  | 1151.4679 | 0.029171 | 2116.4009 | 0 | 2113.7693 | 0 | 2113.7583 | 0.01267
|  |  |  | -- | -- |  |  | 1151.4841 | 0.029123 | 2116.6204 | 0 | 2113.988 | 0 | 2113.9773 | 0.01263
|  |  |  | -- | -- |  |  | 1151.5004 | 0.029075 | 2116.8398 | 0 | 2114.207 | 0 | 2114.1961 | 0.01258
|  |  |  | -- | -- |  |  | 1151.5166 | 0.029028 | 2117.0596 | 0 | 2114.426 | 0 | 2114.415 | 0.01256
|  |  |  | -- | -- |  |  | 1151.5328 | 0.02898 | 2117.2791 | 0 | 2114.645 | 0 | 2114.6343 | 0.01258
|  |  |  | -- | -- |  |  | 1151.5491 | 0.028934 | 2117.4988 | 0 | 2114.8643 | 0 | 2114.8533 | 0.01265
|  |  |  | -- | -- |  |  | 1151.5653 | 0.028888 | 2117.7183 | 0 | 2115.0833 | 0 | 2115.0725 | 0.01276
|  |  |  | -- | -- |  |  | 1151.5815 | 0.028842 | 2117.938 | 0 | 2115.3025 | 0 | 2115.2915 | 0.01292
|  |  |  | -- | -- |  |  | 1151.5978 | 0.028798 | 2118.158 | 0 | 2115.5217 | 0 | 2115.5107 | 0.01311
|  |  |  | -- | -- |  |  | 1151.614 | 0.028754 | 2118.3777 | 0 | 2115.741 | 0 | 2115.73 | 0.0133
|  |  |  | -- | -- |  |  | 1151.6302 | 0.02871 | 2118.5977 | 0 | 2115.9602 | 0 | 2115.9495 | 0.01347
|  |  |  | -- | -- |  |  | 1151.6465 | 0.028668 | 2118.8174 | 0 | 2116.1797 | 0 | 2116.1687 | 0.01362
|  |  |  | -- | -- |  |  | 1151.6627 | 0.028627 | 2119.0374 | 0 | 2116.3992 | 0 | 2116.3882 | 0.01371
|  |  |  | -- | -- |  |  | 1151.679 | 0.028586 | 2119.2573 | 0 | 2116.6184 | 0 | 2116.6077 | 0.01376
|  |  |  | -- | -- |  |  | 1151.6952 | 0.028547 | 2119.4775 | 0 | 2116.8381 | 0 | 2116.8272 | 0.01374
|  |  |  | -- | -- |  |  | 1151.7114 | 0.028509 | 2119.6975 | 0 | 2117.0576 | 0 | 2117.0466 | 0.01365
|  |  |  | -- | -- |  |  | 1151.7277 | 0.028472 | 2119.9177 | 0 | 2117.2771 | 0 | 2117.2661 | 0.0135
|  |  |  | -- | -- |  |  | 1151.744 | 0.028436 | 2120.1379 | 0 | 2117.4968 | 0 | 2117.4858 | 0.01329
|  |  |  | -- | -- |  |  | 1151.7603 | 0.028402 | 2120.3582 | 0 | 2117.7166 | 0 | 2117.7056 | 0.01304
|  |  |  | -- | -- |  |  | 1151.7765 | 0.028369 | 2120.5784 | 0 | 2117.9363 | 0 | 2117.9253 | 0.01275
|  |  |  | -- | -- |  |  | 1151.7927 | 0.028337 | 2120.7986 | 0 | 2118.156 | 0 | 2118.145 | 0.01245
|  |  |  | -- | -- |  |  | 1151.809 | 0.028308 | 2121.019 | 0 | 2118.3757 | 0 | 2118.3648 | 0.01216
|  |  |  | -- | -- |  |  | 1151.8252 | 0.028279 | 2121.2395 | 0 | 2118.5957 | 0 | 2118.5847 | 0.01191
|  |  |  | -- | -- |  |  | 1151.8414 | 0.028253 | 2121.46 | 0 | 2118.8157 | 0 | 2118.8047 | 0.01171
|  |  |  | -- | -- |  |  | 1151.8577 | 0.028228 | 2121.6804 | 0 | 2119.0354 | 0 | 2119.0247 | 0.01159
|  |  |  | -- | -- |  |  | 1151.8739 | 0.028205 | 2121.9009 | 0 | 2119.2556 | 0 | 2119.2446 | 0.01156
|  |  |  | -- | -- |  |  | 1151.8901 | 0.028184 | 2122.1216 | 0 | 2119.4756 | 0 | 2119.4646 | 0.01158
|  |  |  | -- | -- |  |  | 1151.9065 | 0.028164 | 2122.3423 | 0 | 2119.6956 | 0 | 2119.6848 | 0.01166
|  |  |  | -- | -- |  |  | 1151.9227 | 0.028147 | 2122.563 | 0 | 2119.9158 | 0 | 2119.9048 | 0.01176
|  |  |  | -- | -- |  |  | 1151.939 | 0.028132 | 2122.7837 | 0 | 2120.136 | 0 | 2120.125 | 0.01185
|  |  |  | -- | -- |  |  | 1151.9552 | 0.028119 | 2123.0044 | 0 | 2120.3562 | 0 | 2120.3452 | 0.01191
|  |  |  | -- | -- |  |  | 1151.9714 | 0.028108 | 2123.2253 | 0 | 2120.5764 | 0 | 2120.5654 | 0.01193
|  |  |  | -- | -- |  |  | 1151.9877 | 0.028099 | 2123.4461 | 0 | 2120.7969 | 0 | 2120.7859 | 0.01192
|  |  |  | -- | -- |  |  | 1152.0039 | 0.028093 | 2123.667 | 0 | 2121.0171 | 0 | 2121.0061 | 0.01189
|  |  |  | -- | -- |  |  | 1152.0203 | 0.028089 | 2123.8879 | 0 | 2121.2375 | 0 | 2121.2266 | 0.01185
|  |  |  | -- | -- |  |  | 1152.0365 | 0.028087 | 2124.1089 | 0 | 2121.458 | 0 | 2121.447 | 0.01181
|  |  |  | -- | -- |  |  | 1152.0527 | 0.028088 | 2124.3301 | 0 | 2121.6785 | 0 | 2121.6675 | 0.01179
|  |  |  | -- | -- |  |  | 1152.069 | 0.028091 | 2124.5513 | 0 | 2121.8992 | 0 | 2121.8882 | 0.01179
|  |  |  | -- | -- |  |  | 1152.0852 | 0.028096 | 2124.7722 | 0 | 2122.1196 | 0 | 2122.1086 | 0.01179
|  |  |  | -- | -- |  |  | 1152.1014 | 0.028104 | 2124.9934 | 0 | 2122.3403 | 0 | 2122.3293 | 0.0118
|  |  |  | -- | -- |  |  | 1152.1178 | 0.028115 | 2125.2148 | 0 | 2122.561 | 0 | 2122.55 | 0.0118
|  |  |  | -- | -- |  |  | 1152.134 | 0.028128 | 2125.436 | 0 | 2122.7817 | 0 | 2122.7708 | 0.0118
|  |  |  | -- | -- |  |  | 1152.1503 | 0.028143 | 2125.6572 | 0 | 2123.0024 | 0 | 2122.9914 | 0.01178
|  |  |  | -- | -- |  |  | 1152.1665 | 0.028162 | 2125.8787 | 0 | 2123.2234 | 0 | 2123.2124 | 0.01176
|  |  |  | -- | -- |  |  | 1152.1827 | 0.028183 | 2126.1001 | 0 | 2123.4441 | 0 | 2123.4333 | 0.01173
|  |  |  | -- | -- |  |  | 1152.1991 | 0.028206 | 2126.3215 | 0 | 2123.665 | 0 | 2123.6541 | 0.01168
|  |  |  | -- | -- |  |  | 1152.2153 | 0.028232 | 2126.5432 | 0 | 2123.886 | 0 | 2123.875 | 0.01161
|  |  |  | -- | -- |  |  | 1152.2316 | 0.028261 | 2126.7647 | 0 | 2124.1072 | 0 | 2124.0962 | 0.01153
|  |  |  | -- | -- |  |  | 1152.2478 | 0.028292 | 2126.9863 | 0 | 2124.3281 | 0 | 2124.3171 | 0.01144
|  |  |  | -- | -- |  |  | 1152.264 | 0.028326 | 2127.208 | 0 | 2124.5493 | 0 | 2124.5383 | 0.01135
|  |  |  | -- | -- |  |  | 1152.2804 | 0.028362 | 2127.4297 | 0 | 2124.7703 | 0 | 2124.7595 | 0.01126
|  |  |  | -- | -- |  |  | 1152.2966 | 0.028401 | 2127.6514 | 0 | 2124.9917 | 0 | 2124.9807 | 0.01121
|  |  |  | -- | -- |  |  | 1152.3129 | 0.028443 | 2127.8733 | 0 | 2125.2129 | 0 | 2125.2019 | 0.01121
|  |  |  | -- | -- |  |  | 1152.3291 | 0.028487 | 2128.095 | 0 | 2125.4341 | 0 | 2125.4231 | 0.01127
|  |  |  | -- | -- |  |  | 1152.3453 | 0.028533 | 2128.3169 | 0 | 2125.6555 | 0 | 2125.6445 | 0.01141
|  |  |  | -- | -- |  |  | 1152.3617 | 0.028582 | 2128.5388 | 0 | 2125.8767 | 0 | 2125.8657 | 0.01162
|  |  |  | -- | -- |  |  | 1152.3779 | 0.028633 | 2128.7607 | 0 | 2126.0981 | 0 | 2126.0872 | 0.01189
|  |  |  | -- | -- |  |  | 1152.3942 | 0.028687 | 2128.9829 | 0 | 2126.3196 | 0 | 2126.3088 | 0.01219
|  |  |  | -- | -- |  |  | 1152.4104 | 0.028743 | 2129.2048 | 0 | 2126.5413 | 0 | 2126.5303 | 0.01251
|  |  |  | -- | -- |  |  | 1152.4268 | 0.028801 | 2129.427 | 0 | 2126.7627 | 0 | 2126.7517 | 0.01281
|  |  |  | -- | -- |  |  | 1152.443 | 0.028861 | 2129.6492 | 0 | 2126.9844 | 0 | 2126.9734 | 0.01307
|  |  |  | -- | -- |  |  | 1152.4592 | 0.028924 | 2129.8713 | 0 | 2127.2061 | 0 | 2127.1951 | 0.01328
|  |  |  | -- | -- |  |  | 1152.4755 | 0.028988 | 2130.0938 | 0 | 2127.4277 | 0 | 2127.4167 | 0.01342
|  |  |  | -- | -- |  |  | 1152.4918 | 0.029055 | 2130.3159 | 0 | 2127.6494 | 0 | 2127.6384 | 0.01351
|  |  |  | -- | -- |  |  | 1152.5081 | 0.029123 | 2130.5383 | 0 | 2127.8713 | 0 | 2127.8603 | 0.01355
|  |  |  | -- | -- |  |  | 1152.5243 | 0.029193 | 2130.7607 | 0 | 2128.093 | 0 | 2128.082 | 0.01354
|  |  |  | -- | -- |  |  | 1152.5405 | 0.029265 | 2130.9832 | 0 | 2128.3149 | 0 | 2128.3039 | 0.01349
|  |  |  | -- | -- |  |  | 1152.5569 | 0.029338 | 2131.2056 | 0 | 2128.5369 | 0 | 2128.5259 | 0.01337
|  |  |  | -- | -- |  |  | 1152.5731 | 0.029413 | 2131.4282 | 0 | 2128.7588 | 0 | 2128.7478 | 0.0132
|  |  |  | -- | -- |  |  | 1152.5894 | 0.029489 | 2131.6506 | 0 | 2128.981 | 0 | 2128.97 | 0.01298
|  |  |  | -- | -- |  |  | 1152.6057 | 0.029567 | 2131.8733 | 0 | 2129.2029 | 0 | 2129.1919 | 0.0127
|  |  |  | -- | -- |  |  | 1152.6219 | 0.029646 | 2132.0959 | 0 | 2129.425 | 0 | 2129.4141 | 0.01238
|  |  |  | -- | -- |  |  | 1152.6382 | 0.029726 | 2132.3189 | 0 | 2129.6472 | 0 | 2129.6362 | 0.01204
|  |  |  | -- | -- |  |  | 1152.6544 | 0.029807 | 2132.5415 | 0 | 2129.8694 | 0 | 2129.8584 | 0.01172
|  |  |  | -- | -- |  |  | 1152.6708 | 0.02989 | 2132.7644 | 0 | 2130.0918 | 0 | 2130.0808 | 0.01144
|  |  |  | -- | -- |  |  | 1152.687 | 0.029972 | 2132.9873 | 0 | 2130.314 | 0 | 2130.303 | 0.01121
|  |  |  | -- | -- |  |  | 1152.7032 | 0.030056 | 2133.2102 | 0 | 2130.5364 | 0 | 2130.5254 | 0.01107
|  |  |  | -- | -- |  |  | 1152.7196 | 0.03014 | 2133.4331 | 0 | 2130.7588 | 0 | 2130.7478 | 0.01101
|  |  |  | -- | -- |  |  | 1152.7358 | 0.030225 | 2133.656 | 0 | 2130.9812 | 0 | 2130.9702 | 0.01102
|  |  |  | -- | -- |  |  | 1152.7521 | 0.03031 | 2133.8792 | 0 | 2131.2036 | 0 | 2131.1926 | 0.01112
|  |  |  | -- | -- |  |  | 1152.7684 | 0.030396 | 2134.1023 | 0 | 2131.4263 | 0 | 2131.4153 | 0.01127
|  |  |  | -- | -- |  |  | 1152.7847 | 0.030481 | 2134.3254 | 0 | 2131.6489 | 0 | 2131.6379 | 0.01147
|  |  |  | -- | -- |  |  | 1152.8009 | 0.030567 | 2134.5486 | 0 | 2131.8713 | 0 | 2131.8603 | 0.01171
|  |  |  | -- | -- |  |  | 1152.8173 | 0.030652 | 2134.7717 | 0 | 2132.0942 | 0 | 2132.083 | 0.01197
|  |  |  | -- | -- |  |  | 1152.8335 | 0.030738 | 2134.9951 | 0 | 2132.3169 | 0 | 2132.3059 | 0.01223
|  |  |  | -- | -- |  |  | 1152.8497 | 0.030823 | 2135.2183 | 0 | 2132.5395 | 0 | 2132.5286 | 0.01249
|  |  |  | -- | -- |  |  | 1152.8661 | 0.030907 | 2135.4417 | 0 | 2132.7625 | 0 | 2132.7515 | 0.01273
|  |  |  | -- | -- |  |  | 1152.8823 | 0.030991 | 2135.665 | 0 | 2132.9853 | 0 | 2132.9744 | 0.01293
|  |  |  | -- | -- |  |  | 1152.8986 | 0.031074 | 2135.8887 | 0 | 2133.2083 | 0 | 2133.1973 | 0.01309
|  |  |  | -- | -- |  |  | 1152.9149 | 0.031157 | 2136.1121 | 0 | 2133.4311 | 0 | 2133.4202 | 0.01321
|  |  |  | -- | -- |  |  | 1152.9312 | 0.031239 | 2136.3357 | 0 | 2133.6541 | 0 | 2133.6431 | 0.01327
|  |  |  | -- | -- |  |  | 1152.9474 | 0.031319 | 2136.5593 | 0 | 2133.8772 | 0 | 2133.8662 | 0.0133
|  |  |  | -- | -- |  |  | 1152.9637 | 0.031399 | 2136.783 | 0 | 2134.1003 | 0 | 2134.0894 | 0.01329
|  |  |  | -- | -- |  |  | 1152.98 | 0.031477 | 2137.0066 | 0 | 2134.3235 | 0 | 2134.3125 | 0.01325
|  |  |  | -- | -- |  |  | 1152.9963 | 0.031554 | 2137.2305 | 0 | 2134.5466 | 0 | 2134.5356 | 0.01319
|  |  |  | -- | -- |  |  | 1153.0126 | 0.03163 | 2137.4541 | 0 | 2134.7698 | 0 | 2134.7588 | 0.01312
|  |  |  | -- | -- |  |  | 1153.0288 | 0.031704 | 2137.678 | 0 | 2134.9932 | 0 | 2134.9822 | 0.01302
|  |  |  | -- | -- |  |  | 1153.0452 | 0.031777 | 2137.9019 | 0 | 2135.2166 | 0 | 2135.2053 | 0.01292
|  |  |  | -- | -- |  |  | 1153.0614 | 0.031847 | 2138.1257 | 0 | 2135.4397 | 0 | 2135.4287 | 0.01281
|  |  |  | -- | -- |  |  | 1153.0776 | 0.031916 | 2138.3499 | 0 | 2135.6633 | 0 | 2135.6521 | 0.01269
|  |  |  | -- | -- |  |  | 1153.094 | 0.031983 | 2138.574 | 0 | 2135.8867 | 0 | 2135.8757 | 0.01257
|  |  |  | -- | -- |  |  | 1153.1102 | 0.032048 | 2138.7978 | 0 | 2136.1101 | 0 | 2136.0991 | 0.01246
|  |  |  | -- | -- |  |  | 1153.1266 | 0.032111 | 2139.022 | 0 | 2136.3337 | 0 | 2136.3227 | 0.01238
|  |  |  | -- | -- |  |  | 1153.1428 | 0.032172 | 2139.2463 | 0 | 2136.5574 | 0 | 2136.5464 | 0.01235
|  |  |  | -- | -- |  |  | 1153.1592 | 0.032231 | 2139.4705 | 0 | 2136.781 | 0 | 2136.77 | 0.01238
|  |  |  | -- | -- |  |  | 1153.1754 | 0.032287 | 2139.6948 | 0 | 2137.0046 | 0 | 2136.9936 | 0.01247
|  |  |  | -- | -- |  |  | 1153.1916 | 0.032341 | 2139.9189 | 0 | 2137.2285 | 0 | 2137.2175 | 0.01261
|  |  |  | -- | -- |  |  | 1153.208 | 0.032392 | 2140.1433 | 0 | 2137.4522 | 0 | 2137.4412 | 0.01278
|  |  |  | -- | -- |  |  | 1153.2242 | 0.032441 | 2140.3677 | 0 | 2137.676 | 0 | 2137.665 | 0.01293
|  |  |  | -- | -- |  |  | 1153.2406 | 0.032488 | 2140.5923 | 0 | 2137.8999 | 0 | 2137.8889 | 0.01305
|  |  |  | -- | -- |  |  | 1153.2568 | 0.032531 | 2140.8167 | 0 | 2138.124 | 0 | 2138.1128 | 0.01309
|  |  |  | -- | -- |  |  | 1153.2732 | 0.032573 | 2141.0413 | 0 | 2138.3479 | 0 | 2138.3369 | 0.01306
|  |  |  | -- | -- |  |  | 1153.2894 | 0.032611 | 2141.2659 | 0 | 2138.572 | 0 | 2138.5608 | 0.01296
|  |  |  | -- | -- |  |  | 1153.3057 | 0.032647 | 2141.4905 | 0 | 2138.7959 | 0 | 2138.7849 | 0.01279
|  |  |  | -- | -- |  |  | 1153.322 | 0.032679 | 2141.7151 | 0 | 2139.02 | 0 | 2139.009 | 0.01259
|  |  |  | -- | -- |  |  | 1153.3383 | 0.032709 | 2141.9399 | 0 | 2139.2444 | 0 | 2139.2332 | 0.01239
|  |  |  | -- | -- |  |  | 1153.3546 | 0.032736 | 2142.1648 | 0 | 2139.4685 | 0 | 2139.4575 | 0.01221
|  |  |  | -- | -- |  |  | 1153.3709 | 0.032761 | 2142.3897 | 0 | 2139.6929 | 0 | 2139.6816 | 0.01207
|  |  |  | -- | -- |  |  | 1153.3872 | 0.032782 | 2142.6145 | 0 | 2139.917 | 0 | 2139.906 | 0.01199
|  |  |  | -- | -- |  |  | 1153.4034 | 0.0328 | 2142.8394 | 0 | 2140.1414 | 0 | 2140.1304 | 0.01196
|  |  |  | -- | -- |  |  | 1153.4198 | 0.032816 | 2143.0642 | 0 | 2140.366 | 0 | 2140.3547 | 0.012
|  |  |  | -- | -- |  |  | 1153.436 | 0.032828 | 2143.2893 | 0 | 2140.5903 | 0 | 2140.5793 | 0.01208
|  |  |  | -- | -- |  |  | 1153.4524 | 0.032838 | 2143.5144 | 0 | 2140.8147 | 0 | 2140.8037 | 0.0122
|  |  |  | -- | -- |  |  | 1153.4686 | 0.032845 | 2143.7395 | 0 | 2141.0393 | 0 | 2141.0283 | 0.01234
|  |  |  | -- | -- |  |  | 1153.485 | 0.032848 | 2143.9646 | 0 | 2141.2639 | 0 | 2141.2529 | 0.01248
|  |  |  | -- | -- |  |  | 1153.5012 | 0.032849 | 2144.1899 | 0 | 2141.4885 | 0 | 2141.4775 | 0.0126
|  |  |  | -- | -- |  |  | 1153.5176 | 0.032847 | 2144.415 | 0 | 2141.7134 | 0 | 2141.7022 | 0.01267
|  |  |  | -- | -- |  |  | 1153.5338 | 0.032842 | 2144.6404 | 0 | 2141.938 | 0 | 2141.927 | 0.01268
|  |  |  | -- | -- |  |  | 1153.5502 | 0.032834 | 2144.8657 | 0 | 2142.1628 | 0 | 2142.1516 | 0.01262
|  |  |  | -- | -- |  |  | 1153.5664 | 0.032823 | 2145.0911 | 0 | 2142.3877 | 0 | 2142.3765 | 0.0125
|  |  |  | -- | -- |  |  | 1153.5828 | 0.03281 | 2145.3167 | 0 | 2142.6125 | 0 | 2142.6013 | 0.01233
|  |  |  | -- | -- |  |  | 1153.599 | 0.032794 | 2145.542 | 0 | 2142.8374 | 0 | 2142.8264 | 0.01212
|  |  |  | -- | -- |  |  | 1153.6154 | 0.032775 | 2145.7676 | 0 | 2143.0623 | 0 | 2143.0513 | 0.0119
|  |  |  | -- | -- |  |  | 1153.6316 | 0.032753 | 2145.9932 | 0 | 2143.2874 | 0 | 2143.2764 | 0.01168
|  |  |  | -- | -- |  |  | 1153.6479 | 0.032729 | 2146.2188 | 0 | 2143.5125 | 0 | 2143.5015 | 0.0115
|  |  |  | -- | -- |  |  | 1153.6642 | 0.032702 | 2146.4446 | 0 | 2143.7375 | 0 | 2143.7266 | 0.01137
|  |  |  | -- | -- |  |  | 1153.6805 | 0.032673 | 2146.6702 | 0 | 2143.9626 | 0 | 2143.9517 | 0.01131
|  |  |  | -- | -- |  |  | 1153.6968 | 0.032641 | 2146.896 | 0 | 2144.188 | 0 | 2144.1768 | 0.01133
|  |  |  | -- | -- |  |  | 1153.7131 | 0.032607 | 2147.1218 | 0 | 2144.4131 | 0 | 2144.4021 | 0.01141
|  |  |  | -- | -- |  |  | 1153.7294 | 0.032571 | 2147.3477 | 0 | 2144.6384 | 0 | 2144.6274 | 0.01155
|  |  |  | -- | -- |  |  | 1153.7457 | 0.032532 | 2147.5737 | 0 | 2144.8638 | 0 | 2144.8528 | 0.01171
|  |  |  | -- | -- |  |  | 1153.7621 | 0.032491 | 2147.7996 | 0 | 2145.0891 | 0 | 2145.0781 | 0.01187
|  |  |  | -- | -- |  |  | 1153.7783 | 0.032449 | 2148.0256 | 0 | 2145.3147 | 0 | 2145.3037 | 0.012
|  |  |  | -- | -- |  |  | 1153.7947 | 0.032404 | 2148.2517 | 0 | 2145.54 | 0 | 2145.5291 | 0.01209
|  |  |  | -- | -- |  |  | 1153.8109 | 0.032357 | 2148.4778 | 0 | 2145.7656 | 0 | 2145.7546 | 0.01212
|  |  |  | -- | -- |  |  | 1153.8273 | 0.032309 | 2148.7039 | 0 | 2145.9912 | 0 | 2145.9802 | 0.0121
|  |  |  | -- | -- |  |  | 1153.8435 | 0.032259 | 2148.9302 | 0 | 2146.2168 | 0 | 2146.2058 | 0.01204
|  |  |  | -- | -- |  |  | 1153.8599 | 0.032207 | 2149.1565 | 0 | 2146.4426 | 0 | 2146.4316 | 0.01195
|  |  |  | -- | -- |  |  | 1153.8762 | 0.032154 | 2149.3828 | 0 | 2146.6682 | 0 | 2146.6572 | 0.01186
|  |  |  | -- | -- |  |  | 1153.8925 | 0.032099 | 2149.6091 | 0 | 2146.894 | 0 | 2146.8831 | 0.01178
|  |  |  | -- | -- |  |  | 1153.9088 | 0.032043 | 2149.8355 | 0 | 2147.1199 | 0 | 2147.1089 | 0.01172
|  |  |  | -- | -- |  |  | 1153.925 | 0.031986 | 2150.0618 | 0 | 2147.3457 | 0 | 2147.3347 | 0.01168
|  |  |  | -- | -- |  |  | 1153.9414 | 0.031927 | 2150.2883 | 0 | 2147.5718 | 0 | 2147.5606 | 0.01166
|  |  |  | -- | -- |  |  | 1153.9576 | 0.031868 | 2150.5149 | 0 | 2147.7976 | 0 | 2147.7866 | 0.01166
|  |  |  | -- | -- |  |  | 1153.974 | 0.031807 | 2150.7414 | 0 | 2148.0237 | 0 | 2148.0127 | 0.01166
|  |  |  | -- | -- |  |  | 1153.9904 | 0.031746 | 2150.968 | 0 | 2148.2498 | 0 | 2148.2388 | 0.01169
|  |  |  | -- | -- |  |  | 1154.0066 | 0.031684 | 2151.1948 | 0 | 2148.4758 | 0 | 2148.4648 | 0.01173
|  |  |  | -- | -- |  |  | 1154.0229 | 0.031622 | 2151.4216 | 0 | 2148.7019 | 0 | 2148.6909 | 0.01181
|  |  |  | -- | -- |  |  | 1154.0393 | 0.031559 | 2151.6482 | 0 | 2148.9282 | 0 | 2148.9172 | 0.01193
|  |  |  | -- | -- |  |  | 1154.0555 | 0.031495 | 2151.8752 | 0 | 2149.1545 | 0 | 2149.1433 | 0.01208
|  |  |  | -- | -- |  |  | 1154.0719 | 0.031432 | 2152.102 | 0 | 2149.3809 | 0 | 2149.3696 | 0.01226
|  |  |  | -- | -- |  |  | 1154.0881 | 0.031368 | 2152.3289 | 0 | 2149.6072 | 0 | 2149.5959 | 0.01245
|  |  |  | -- | -- |  |  | 1154.1045 | 0.031303 | 2152.5559 | 0 | 2149.8335 | 0 | 2149.8225 | 0.01262
|  |  |  | -- | -- |  |  | 1154.1209 | 0.031239 | 2152.783 | 0 | 2150.0601 | 0 | 2150.0488 | 0.01276
|  |  |  | -- | -- |  |  | 1154.1371 | 0.031175 | 2153.01 | 0 | 2150.2864 | 0 | 2150.2754 | 0.01285
|  |  |  | -- | -- |  |  | 1154.1534 | 0.031111 | 2153.2371 | 0 | 2150.5129 | 0 | 2150.5019 | 0.01289
|  |  |  | -- | -- |  |  | 1154.1698 | 0.031048 | 2153.4641 | 0 | 2150.7395 | 0 | 2150.7285 | 0.01289
|  |  |  | -- | -- |  |  | 1154.186 | 0.030984 | 2153.6914 | 0 | 2150.9661 | 0 | 2150.9551 | 0.01284
|  |  |  | -- | -- |  |  | 1154.2024 | 0.030921 | 2153.9187 | 0 | 2151.1929 | 0 | 2151.1819 | 0.01277
|  |  |  | -- | -- |  |  | 1154.2188 | 0.030859 | 2154.146 | 0 | 2151.4197 | 0 | 2151.4084 | 0.01269
|  |  |  | -- | -- |  |  | 1154.235 | 0.030797 | 2154.3733 | 0 | 2151.6465 | 0 | 2151.6352 | 0.01261
|  |  |  | -- | -- |  |  | 1154.2513 | 0.030736 | 2154.6008 | 0 | 2151.8733 | 0 | 2151.8621 | 0.01253
|  |  |  | -- | -- |  |  | 1154.2677 | 0.030676 | 2154.8281 | 0 | 2152.1001 | 0 | 2152.0889 | 0.01246
|  |  |  | -- | -- |  |  | 1154.2839 | 0.030616 | 2155.0557 | 0 | 2152.3269 | 0 | 2152.3159 | 0.01239
|  |  |  | -- | -- |  |  | 1154.3003 | 0.030557 | 2155.2832 | 0 | 2152.5539 | 0 | 2152.543 | 0.01232
|  |  |  | -- | -- |  |  | 1154.3166 | 0.030499 | 2155.5107 | 0 | 2152.781 | 0 | 2152.7698 | 0.01223
|  |  |  | -- | -- |  |  | 1154.3329 | 0.030443 | 2155.7385 | 0 | 2153.0081 | 0 | 2152.9968 | 0.01214
|  |  |  | -- | -- |  |  | 1154.3492 | 0.030387 | 2155.9661 | 0 | 2153.2351 | 0 | 2153.2241 | 0.01204
|  |  |  | -- | -- |  |  | 1154.3656 | 0.030332 | 2156.1939 | 0 | 2153.4624 | 0 | 2153.4512 | 0.01193
|  |  |  | -- | -- |  |  | 1154.3818 | 0.030279 | 2156.4216 | 0 | 2153.6894 | 0 | 2153.6785 | 0.01184
|  |  |  | -- | -- |  |  | 1154.3982 | 0.030227 | 2156.6494 | 0 | 2153.9167 | 0 | 2153.9058 | 0.01176
|  |  |  | -- | -- |  |  | 1154.4146 | 0.030176 | 2156.8774 | 0 | 2154.144 | 0 | 2154.1331 | 0.01172
|  |  |  | -- | -- |  |  | 1154.4309 | 0.030126 | 2157.1052 | 0 | 2154.3713 | 0 | 2154.3603 | 0.01172
|  |  |  | -- | -- |  |  | 1154.4471 | 0.030078 | 2157.3333 | 0 | 2154.5989 | 0 | 2154.5876 | 0.01176
|  |  |  | -- | -- |  |  | 1154.4635 | 0.030031 | 2157.5613 | 0 | 2154.8262 | 0 | 2154.8152 | 0.01185
|  |  |  | -- | -- |  |  | 1154.4799 | 0.029986 | 2157.7893 | 0 | 2155.0537 | 0 | 2155.0427 | 0.01199
|  |  |  | -- | -- |  |  | 1154.4961 | 0.029942 | 2158.0176 | 0 | 2155.2812 | 0 | 2155.2703 | 0.01217
|  |  |  | -- | -- |  |  | 1154.5125 | 0.0299 | 2158.2456 | 0 | 2155.5088 | 0 | 2155.4978 | 0.01238
|  |  |  | -- | -- |  |  | 1154.5288 | 0.029859 | 2158.4739 | 0 | 2155.7366 | 0 | 2155.7253 | 0.0126
|  |  |  | -- | -- |  |  | 1154.5452 | 0.029819 | 2158.7022 | 0 | 2155.9641 | 0 | 2155.9531 | 0.01283
|  |  |  | -- | -- |  |  | 1154.5614 | 0.029782 | 2158.9304 | 0 | 2156.1919 | 0 | 2156.1809 | 0.01303
|  |  |  | -- | -- |  |  | 1154.5778 | 0.029745 | 2159.1589 | 0 | 2156.4197 | 0 | 2156.4087 | 0.01321
|  |  |  | -- | -- |  |  | 1154.5941 | 0.029711 | 2159.3872 | 0 | 2156.6475 | 0 | 2156.6365 | 0.01335
|  |  |  | -- | -- |  |  | 1154.6105 | 0.029678 | 2159.6157 | 0 | 2156.8755 | 0 | 2156.8643 | 0.01344
|  |  |  | -- | -- |  |  | 1154.6267 | 0.029647 | 2159.8442 | 0 | 2157.1033 | 0 | 2157.0923 | 0.01347
|  |  |  | -- | -- |  |  | 1154.6431 | 0.029617 | 2160.0727 | 0 | 2157.3313 | 0 | 2157.3203 | 0.01345
|  |  |  | -- | -- |  |  | 1154.6594 | 0.029589 | 2160.3013 | 0 | 2157.5593 | 0 | 2157.5483 | 0.0134
|  |  |  | -- | -- |  |  | 1154.6758 | 0.029563 | 2160.53 | 0 | 2157.7874 | 0 | 2157.7764 | 0.01332
|  |  |  | -- | -- |  |  | 1154.692 | 0.029539 | 2160.7588 | 0 | 2158.0156 | 0 | 2158.0044 | 0.01325
|  |  |  | -- | -- |  |  | 1154.7084 | 0.029516 | 2160.9875 | 0 | 2158.2436 | 0 | 2158.2327 | 0.0132
|  |  |  | -- | -- |  |  | 1154.7247 | 0.029495 | 2161.2163 | 0 | 2158.4719 | 0 | 2158.4607 | 0.0132
|  |  |  | -- | -- |  |  | 1154.7411 | 0.029476 | 2161.4451 | 0 | 2158.7002 | 0 | 2158.689 | 0.01324
|  |  |  | -- | -- |  |  | 1154.7573 | 0.029458 | 2161.6741 | 0 | 2158.9285 | 0 | 2158.9175 | 0.01334
|  |  |  | -- | -- |  |  | 1154.7737 | 0.029442 | 2161.9028 | 0 | 2159.157 | 0 | 2159.1458 | 0.01346
|  |  |  | -- | -- |  |  | 1154.79 | 0.029429 | 2162.1318 | 0 | 2159.3852 | 0 | 2159.3743 | 0.01361
|  |  |  | -- | -- |  |  | 1154.8064 | 0.029416 | 2162.3608 | 0 | 2159.6138 | 0 | 2159.6025 | 0.01375
|  |  |  | -- | -- |  |  | 1154.8228 | 0.029406 | 2162.5901 | 0 | 2159.8423 | 0 | 2159.8311 | 0.01389
|  |  |  | -- | -- |  |  | 1154.839 | 0.029397 | 2162.8191 | 0 | 2160.0708 | 0 | 2160.0596 | 0.01401
|  |  |  | -- | -- |  |  | 1154.8553 | 0.029391 | 2163.0483 | 0 | 2160.2993 | 0 | 2160.2883 | 0.01411
|  |  |  | -- | -- |  |  | 1154.8717 | 0.029386 | 2163.2776 | 0 | 2160.5281 | 0 | 2160.5168 | 0.0142
|  |  |  | -- | -- |  |  | 1154.8881 | 0.029383 | 2163.5068 | 0 | 2160.7568 | 0 | 2160.7456 | 0.01425
|  |  |  | -- | -- |  |  | 1154.9044 | 0.029382 | 2163.7363 | 0 | 2160.9856 | 0 | 2160.9744 | 0.01428
|  |  |  | -- | -- |  |  | 1154.9208 | 0.029383 | 2163.9656 | 0 | 2161.2144 | 0 | 2161.2031 | 0.01426
|  |  |  | -- | -- |  |  | 1154.937 | 0.029385 | 2164.1951 | 0 | 2161.4431 | 0 | 2161.4321 | 0.01421
|  |  |  | -- | -- |  |  | 1154.9534 | 0.02939 | 2164.4246 | 0 | 2161.6721 | 0 | 2161.6609 | 0.01413
|  |  |  | -- | -- |  |  | 1154.9697 | 0.029397 | 2164.6541 | 0 | 2161.9009 | 0 | 2161.8899 | 0.01402
|  |  |  | -- | -- |  |  | 1154.9861 | 0.029405 | 2164.8836 | 0 | 2162.1299 | 0 | 2162.1189 | 0.01391
|  |  |  | -- | -- |  |  | 1155.0024 | 0.029416 | 2165.1133 | 0 | 2162.3591 | 0 | 2162.3479 | 0.0138
|  |  |  | -- | -- |  |  | 1155.0188 | 0.029428 | 2165.3428 | 0 | 2162.5881 | 0 | 2162.5769 | 0.0137
|  |  |  | -- | -- |  |  | 1155.035 | 0.029443 | 2165.5725 | 0 | 2162.8171 | 0 | 2162.8061 | 0.0136
|  |  |  | -- | -- |  |  | 1155.0514 | 0.02946 | 2165.8025 | 0 | 2163.0464 | 0 | 2163.0352 | 0.01348
|  |  |  | -- | -- |  |  | 1155.0677 | 0.029478 | 2166.0322 | 0 | 2163.2756 | 0 | 2163.2644 | 0.01334
|  |  |  | -- | -- |  |  | 1155.0841 | 0.029499 | 2166.262 | 0 | 2163.5049 | 0 | 2163.4939 | 0.01316
|  |  |  | -- | -- |  |  | 1155.1005 | 0.029522 | 2166.4919 | 0 | 2163.7344 | 0 | 2163.7231 | 0.01293
|  |  |  | -- | -- |  |  | 1155.1168 | 0.029548 | 2166.7219 | 0 | 2163.9636 | 0 | 2163.9524 | 0.01266
|  |  |  | -- | -- |  |  | 1155.1332 | 0.029575 | 2166.9519 | 0 | 2164.1931 | 0 | 2164.1819 | 0.01237
|  |  |  | -- | -- |  |  | 1155.1494 | 0.029605 | 2167.1821 | 0 | 2164.4226 | 0 | 2164.4114 | 0.01207
|  |  |  | -- | -- |  |  | 1155.1658 | 0.029637 | 2167.4121 | 0 | 2164.6521 | 0 | 2164.6409 | 0.01179
|  |  |  | -- | -- |  |  | 1155.1821 | 0.029671 | 2167.6423 | 0 | 2164.8816 | 0 | 2164.8706 | 0.01156
|  |  |  | -- | -- |  |  | 1155.1985 | 0.029708 | 2167.8726 | 0 | 2165.1113 | 0 | 2165.1001 | 0.0114
|  |  |  | -- | -- |  |  | 1155.2148 | 0.029747 | 2168.1028 | 0 | 2165.3411 | 0 | 2165.3298 | 0.01133
|  |  |  | -- | -- |  |  | 1155.2312 | 0.029788 | 2168.333 | 0 | 2165.5706 | 0 | 2165.5596 | 0.01133
|  |  |  | -- | -- |  |  | 1155.2476 | 0.029832 | 2168.5635 | 0 | 2165.8005 | 0 | 2165.7893 | 0.01142
|  |  |  | -- | -- |  |  | 1155.2639 | 0.029878 | 2168.7937 | 0 | 2166.0303 | 0 | 2166.019 | 0.01157
|  |  |  | -- | -- |  |  | 1155.2803 | 0.029926 | 2169.0242 | 0 | 2166.26 | 0 | 2166.249 | 0.01176
|  |  |  | -- | -- |  |  | 1155.2966 | 0.029977 | 2169.2549 | 0 | 2166.49 | 0 | 2166.4788 | 0.01197
|  |  |  | -- | -- |  |  | 1155.3129 | 0.030031 | 2169.4853 | 0 | 2166.72 | 0 | 2166.7087 | 0.01219
|  |  |  | -- | -- |  |  | 1155.3292 | 0.030087 | 2169.7158 | 0 | 2166.95 | 0 | 2166.939 | 0.01238
|  |  |  | -- | -- |  |  | 1155.3456 | 0.030145 | 2169.9465 | 0 | 2167.1802 | 0 | 2167.1689 | 0.01254
|  |  |  | -- | -- |  |  | 1155.3619 | 0.030206 | 2170.1773 | 0 | 2167.4102 | 0 | 2167.3989 | 0.01264
|  |  |  | -- | -- |  |  | 1155.3783 | 0.03027 | 2170.408 | 0 | 2167.6404 | 0 | 2167.6292 | 0.0127
|  |  |  | -- | -- |  |  | 1155.3947 | 0.030336 | 2170.6389 | 0 | 2167.8706 | 0 | 2167.8594 | 0.0127
|  |  |  | -- | -- |  |  | 1155.411 | 0.030405 | 2170.8696 | 0 | 2168.1008 | 0 | 2168.0896 | 0.01268
|  |  |  | -- | -- |  |  | 1155.4274 | 0.030476 | 2171.1006 | 0 | 2168.3311 | 0 | 2168.3198 | 0.01263
|  |  |  | -- | -- |  |  | 1155.4437 | 0.03055 | 2171.3315 | 0 | 2168.5615 | 0 | 2168.5503 | 0.01258
|  |  |  | -- | -- |  |  | 1155.4601 | 0.030627 | 2171.5625 | 0 | 2168.792 | 0 | 2168.7808 | 0.01255
|  |  |  | -- | -- |  |  | 1155.4764 | 0.030706 | 2171.7935 | 0 | 2169.0222 | 0 | 2169.0112 | 0.01255
|  |  |  | -- | -- |  |  | 1155.4928 | 0.030787 | 2172.0247 | 0 | 2169.2529 | 0 | 2169.2417 | 0.01259
|  |  |  | -- | -- |  |  | 1155.5092 | 0.030871 | 2172.2559 | 0 | 2169.4834 | 0 | 2169.4722 | 0.01266
|  |  |  | -- | -- |  |  | 1155.5255 | 0.030958 | 2172.4871 | 0 | 2169.7139 | 0 | 2169.7029 | 0.01276
|  |  |  | -- | -- |  |  | 1155.5419 | 0.031047 | 2172.7183 | 0 | 2169.9446 | 0 | 2169.9333 | 0.01287
|  |  |  | -- | -- |  |  | 1155.5582 | 0.031138 | 2172.9495 | 0 | 2170.1753 | 0 | 2170.1641 | 0.01297
|  |  |  | -- | -- |  |  | 1155.5746 | 0.031232 | 2173.1809 | 0 | 2170.406 | 0 | 2170.3948 | 0.01307
|  |  |  | -- | -- |  |  | 1155.5909 | 0.031329 | 2173.4121 | 0 | 2170.637 | 0 | 2170.6257 | 0.01314
|  |  |  | -- | -- |  |  | 1155.6073 | 0.031427 | 2173.6436 | 0 | 2170.8677 | 0 | 2170.8564 | 0.01318
|  |  |  | -- | -- |  |  | 1155.6237 | 0.031529 | 2173.8752 | 0 | 2171.0986 | 0 | 2171.0874 | 0.01319
|  |  |  | -- | -- |  |  | 1155.6399 | 0.031632 | 2174.1067 | 0 | 2171.3296 | 0 | 2171.3184 | 0.01318
|  |  |  | -- | -- |  |  | 1155.6562 | 0.031737 | 2174.3381 | 0 | 2171.5606 | 0 | 2171.5493 | 0.01313
|  |  |  | -- | -- |  |  | 1155.6726 | 0.031845 | 2174.5698 | 0 | 2171.7915 | 0 | 2171.7805 | 0.01306
|  |  |  | -- | -- |  |  | 1155.689 | 0.031955 | 2174.8015 | 0 | 2172.0227 | 0 | 2172.0115 | 0.01298
|  |  |  | -- | -- |  |  | 1155.7053 | 0.032067 | 2175.0332 | 0 | 2172.2539 | 0 | 2172.2427 | 0.0129
|  |  |  | -- | -- |  |  | 1155.7217 | 0.032181 | 2175.2651 | 0 | 2172.4851 | 0 | 2172.4739 | 0.01284
|  |  |  | -- | -- |  |  | 1155.7382 | 0.032297 | 2175.4968 | 0 | 2172.7163 | 0 | 2172.7051 | 0.01282
|  |  |  | -- | -- |  |  | 1155.7545 | 0.032414 | 2175.7288 | 0 | 2172.9475 | 0 | 2172.9363 | 0.01285
|  |  |  | -- | -- |  |  | 1155.7709 | 0.032534 | 2175.9607 | 0 | 2173.1789 | 0 | 2173.1677 | 0.01294
|  |  |  | -- | -- |  |  | 1155.7872 | 0.032655 | 2176.1926 | 0 | 2173.4102 | 0 | 2173.3992 | 0.01307
|  |  |  | -- | -- |  |  | 1155.8036 | 0.032777 | 2176.4248 | 0 | 2173.6416 | 0 | 2173.6306 | 0.01325
|  |  |  | -- | -- |  |  | 1155.8199 | 0.032902 | 2176.6567 | 0 | 2173.8733 | 0 | 2173.8621 | 0.01344
|  |  |  | -- | -- |  |  | 1155.8363 | 0.033027 | 2176.8889 | 0 | 2174.1047 | 0 | 2174.0935 | 0.01362
|  |  |  | -- | -- |  |  | 1155.8527 | 0.033154 | 2177.1211 | 0 | 2174.3362 | 0 | 2174.3252 | 0.01378
|  |  |  | -- | -- |  |  | 1155.869 | 0.033283 | 2177.3533 | 0 | 2174.5679 | 0 | 2174.5566 | 0.01388
|  |  |  | -- | -- |  |  | 1155.8854 | 0.033412 | 2177.5857 | 0 | 2174.7996 | 0 | 2174.7883 | 0.01393
|  |  |  | -- | -- |  |  | 1155.9017 | 0.033542 | 2177.8179 | 0 | 2175.0312 | 0 | 2175.02 | 0.01391
|  |  |  | -- | -- |  |  | 1155.9181 | 0.033674 | 2178.0503 | 0 | 2175.2632 | 0 | 2175.2519 | 0.01384
|  |  |  | -- | -- |  |  | 1155.9344 | 0.033806 | 2178.2827 | 0 | 2175.4949 | 0 | 2175.4836 | 0.01371
|  |  |  | -- | -- |  |  | 1155.9508 | 0.033939 | 2178.5151 | 0 | 2175.7268 | 0 | 2175.7156 | 0.01355
|  |  |  | -- | -- |  |  | 1155.9672 | 0.034073 | 2178.7478 | 0 | 2175.9587 | 0 | 2175.9475 | 0.01336
|  |  |  | -- | -- |  |  | 1155.9835 | 0.034207 | 2178.9802 | 0 | 2176.1907 | 0 | 2176.1794 | 0.01316
|  |  |  | -- | -- |  |  | 1155.9999 | 0.034341 | 2179.2129 | 0 | 2176.4228 | 0 | 2176.4116 | 0.01299
|  |  |  | -- | -- |  |  | 1156.0162 | 0.034476 | 2179.4456 | 0 | 2176.6548 | 0 | 2176.6436 | 0.01286
|  |  |  | -- | -- |  |  | 1156.0326 | 0.034611 | 2179.6782 | 0 | 2176.887 | 0 | 2176.8757 | 0.0128
|  |  |  | -- | -- |  |  | 1156.049 | 0.034746 | 2179.9111 | 0 | 2177.1191 | 0 | 2177.1079 | 0.01281
|  |  |  | -- | -- |  |  | 1156.0654 | 0.034881 | 2180.1438 | 0 | 2177.3513 | 0 | 2177.3401 | 0.01289
|  |  |  | -- | -- |  |  | 1156.0818 | 0.035016 | 2180.3767 | 0 | 2177.5837 | 0 | 2177.5725 | 0.01303
|  |  |  | -- | -- |  |  | 1156.0981 | 0.035151 | 2180.6096 | 0 | 2177.8159 | 0 | 2177.8047 | 0.0132
|  |  |  | -- | -- |  |  | 1156.1145 | 0.035285 | 2180.8428 | 0 | 2178.0483 | 0 | 2178.0371 | 0.01337
|  |  |  | -- | -- |  |  | 1156.1309 | 0.035419 | 2181.0757 | 0 | 2178.2808 | 0 | 2178.2695 | 0.0135
|  |  |  | -- | -- |  |  | 1156.1472 | 0.035552 | 2181.3088 | 0 | 2178.5132 | 0 | 2178.5019 | 0.01357
|  |  |  | -- | -- |  |  | 1156.1636 | 0.035684 | 2181.542 | 0 | 2178.7458 | 0 | 2178.7346 | 0.01355
|  |  |  | -- | -- |  |  | 1156.1799 | 0.035816 | 2181.7751 | 0 | 2178.9783 | 0 | 2178.967 | 0.01344
|  |  |  | -- | -- |  |  | 1156.1963 | 0.035947 | 2182.0083 | 0 | 2179.2109 | 0 | 2179.1997 | 0.01327
|  |  |  | -- | -- |  |  | 1156.2128 | 0.036076 | 2182.2414 | 0 | 2179.4436 | 0 | 2179.4324 | 0.01304
|  |  |  | -- | -- |  |  | 1156.2291 | 0.036204 | 2182.4749 | 0 | 2179.6763 | 0 | 2179.665 | 0.01281
|  |  |  | -- | -- |  |  | 1156.2455 | 0.036331 | 2182.7083 | 0 | 2179.9092 | 0 | 2179.898 | 0.0126
|  |  |  | -- | -- |  |  | 1156.2618 | 0.036457 | 2182.9417 | 0 | 2180.1418 | 0 | 2180.1306 | 0.01243
|  |  |  | -- | -- |  |  | 1156.2782 | 0.036581 | 2183.175 | 0 | 2180.3748 | 0 | 2180.3635 | 0.01232
|  |  |  | -- | -- |  |  | 1156.2946 | 0.036704 | 2183.4087 | 0 | 2180.6077 | 0 | 2180.5964 | 0.01228
|  |  |  | -- | -- |  |  | 1156.3109 | 0.036824 | 2183.6423 | 0 | 2180.8408 | 0 | 2180.8296 | 0.01228
|  |  |  | -- | -- |  |  | 1156.3273 | 0.036943 | 2183.8757 | 0 | 2181.0737 | 0 | 2181.0625 | 0.01233
|  |  |  | -- | -- |  |  | 1156.3438 | 0.03706 | 2184.1096 | 0 | 2181.3069 | 0 | 2181.2957 | 0.0124
|  |  |  | -- | -- |  |  | 1156.3601 | 0.037175 | 2184.3433 | 0 | 2181.54 | 0 | 2181.5288 | 0.01248
|  |  |  | -- | -- |  |  | 1156.3765 | 0.037287 | 2184.5769 | 0 | 2181.7732 | 0 | 2181.762 | 0.01256
|  |  |  | -- | -- |  |  | 1156.3928 | 0.037398 | 2184.8108 | 0 | 2182.0064 | 0 | 2181.9951 | 0.01265
|  |  |  | -- | -- |  |  | 1156.4092 | 0.037505 | 2185.0447 | 0 | 2182.2395 | 0 | 2182.2283 | 0.01274
|  |  |  | -- | -- |  |  | 1156.4255 | 0.037611 | 2185.2786 | 0 | 2182.4729 | 0 | 2182.4617 | 0.01284
|  |  |  | -- | -- |  |  | 1156.442 | 0.037714 | 2185.5127 | 0 | 2182.7063 | 0 | 2182.6951 | 0.01294
|  |  |  | -- | -- |  |  | 1156.4584 | 0.037814 | 2185.7466 | 0 | 2182.9397 | 0 | 2182.9285 | 0.01303
|  |  |  | -- | -- |  |  | 1156.4747 | 0.037911 | 2185.9807 | 0 | 2183.1731 | 0 | 2183.1619 | 0.01311
|  |  |  | -- | -- |  |  | 1156.4911 | 0.038005 | 2186.2148 | 0 | 2183.4067 | 0 | 2183.3955 | 0.01317
|  |  |  | -- | -- |  |  | 1156.5074 | 0.038096 | 2186.449 | 0 | 2183.6401 | 0 | 2183.6289 | 0.0132
|  |  |  | -- | -- |  |  | 1156.5239 | 0.038185 | 2186.6831 | 0 | 2183.8738 | 0 | 2183.8625 | 0.0132
|  |  |  | -- | -- |  |  | 1156.5403 | 0.03827 | 2186.9175 | 0 | 2184.1074 | 0 | 2184.0962 | 0.01319
|  |  |  | -- | -- |  |  | 1156.5566 | 0.038351 | 2187.1519 | 0 | 2184.3413 | 0 | 2184.3301 | 0.01318
|  |  |  | -- | -- |  |  | 1156.573 | 0.038429 | 2187.3862 | 0 | 2184.575 | 0 | 2184.5637 | 0.01318
|  |  |  | -- | -- |  |  | 1156.5894 | 0.038504 | 2187.6206 | 0 | 2184.8088 | 0 | 2184.7976 | 0.0132
|  |  |  | -- | -- |  |  | 1156.6058 | 0.038575 | 2187.855 | 0 | 2185.0427 | 0 | 2185.0315 | 0.01324
|  |  |  | -- | -- |  |  | 1156.6222 | 0.038643 | 2188.0896 | 0 | 2185.2766 | 0 | 2185.2654 | 0.01331
|  |  |  | -- | -- |  |  | 1156.6386 | 0.038706 | 2188.3242 | 0 | 2185.5105 | 0 | 2185.4993 | 0.01339
|  |  |  | -- | -- |  |  | 1156.6549 | 0.038766 | 2188.5588 | 0 | 2185.7446 | 0 | 2185.7334 | 0.01347
|  |  |  | -- | -- |  |  | 1156.6713 | 0.038822 | 2188.7935 | 0 | 2185.9788 | 0 | 2185.9675 | 0.01357
|  |  |  | -- | -- |  |  | 1156.6877 | 0.038874 | 2189.0281 | 0 | 2186.2129 | 0 | 2186.2017 | 0.01366
|  |  |  | -- | -- |  |  | 1156.7041 | 0.038922 | 2189.2629 | 0 | 2186.447 | 0 | 2186.4358 | 0.01375
|  |  |  | -- | -- |  |  | 1156.7205 | 0.038965 | 2189.4978 | 0 | 2186.6811 | 0 | 2186.6699 | 0.01384
|  |  |  | -- | -- |  |  | 1156.7368 | 0.039004 | 2189.7327 | 0 | 2186.9155 | 0 | 2186.9043 | 0.01392
|  |  |  | -- | -- |  |  | 1156.7533 | 0.039039 | 2189.9675 | 0 | 2187.1499 | 0 | 2187.1384 | 0.01399
|  |  |  | -- | -- |  |  | 1156.7697 | 0.03907 | 2190.2026 | 0 | 2187.3843 | 0 | 2187.3728 | 0.01405
|  |  |  | -- | -- |  |  | 1156.786 | 0.039096 | 2190.4375 | 0 | 2187.6186 | 0 | 2187.6074 | 0.01408
|  |  |  | -- | -- |  |  | 1156.8024 | 0.039117 | 2190.6726 | 0 | 2187.853 | 0 | 2187.8418 | 0.01407
|  |  |  | -- | -- |  |  | 1156.8188 | 0.039134 | 2190.9077 | 0 | 2188.0876 | 0 | 2188.0764 | 0.01402
|  |  |  | -- | -- |  |  | 1156.8352 | 0.039146 | 2191.1428 | 0 | 2188.3223 | 0 | 2188.3108 | 0.01392
|  |  |  | -- | -- |  |  | 1156.8516 | 0.039154 | 2191.3782 | 0 | 2188.5569 | 0 | 2188.5454 | 0.01379
|  |  |  | -- | -- |  |  | 1156.868 | 0.039157 | 2191.6135 | 0 | 2188.7915 | 0 | 2188.7803 | 0.01361
|  |  |  | -- | -- |  |  | 1156.8844 | 0.039155 | 2191.8489 | 0 | 2189.0261 | 0 | 2189.0149 | 0.01341
|  |  |  | -- | -- |  |  | 1156.9008 | 0.039148 | 2192.0842 | 0 | 2189.261 | 0 | 2189.2498 | 0.01318
|  |  |  | -- | -- |  |  | 1156.9171 | 0.039136 | 2192.3196 | 0 | 2189.4958 | 0 | 2189.4846 | 0.01294
|  |  |  | -- | -- |  |  | 1156.9336 | 0.039119 | 2192.5549 | 0 | 2189.7307 | 0 | 2189.7195 | 0.01271
|  |  |  | -- | -- |  |  | 1156.95 | 0.039098 | 2192.7905 | 0 | 2189.9656 | 0 | 2189.9543 | 0.0125
|  |  |  | -- | -- |  |  | 1156.9663 | 0.039071 | 2193.0261 | 0 | 2190.2004 | 0 | 2190.1892 | 0.01234
|  |  |  | -- | -- |  |  | 1156.9828 | 0.03904 | 2193.2617 | 0 | 2190.4356 | 0 | 2190.4243 | 0.01223
|  |  |  | -- | -- |  |  | 1156.9991 | 0.039003 | 2193.4976 | 0 | 2190.6707 | 0 | 2190.6594 | 0.01218
|  |  |  | -- | -- |  |  | 1157.0155 | 0.038961 | 2193.7332 | 0 | 2190.9058 | 0 | 2190.8945 | 0.01219
|  |  |  | -- | -- |  |  | 1157.0319 | 0.038915 | 2193.969 | 0 | 2191.1409 | 0 | 2191.1296 | 0.01227
|  |  |  | -- | -- |  |  | 1157.0483 | 0.038863 | 2194.2048 | 0 | 2191.3762 | 0 | 2191.365 | 0.0124
|  |  |  | -- | -- |  |  | 1157.0647 | 0.038807 | 2194.4407 | 0 | 2191.6116 | 0 | 2191.6001 | 0.01257
|  |  |  | -- | -- |  |  | 1157.0811 | 0.038745 | 2194.6768 | 0 | 2191.8467 | 0 | 2191.8355 | 0.01276
|  |  |  | -- | -- |  |  | 1157.0975 | 0.038679 | 2194.9126 | 0 | 2192.0823 | 0 | 2192.0708 | 0.01296
|  |  |  | -- | -- |  |  | 1157.1139 | 0.038608 | 2195.1487 | 0 | 2192.3176 | 0 | 2192.3064 | 0.01314
|  |  |  | -- | -- |  |  | 1157.1302 | 0.038531 | 2195.3848 | 0 | 2192.553 | 0 | 2192.5417 | 0.0133
|  |  |  | -- | -- |  |  | 1157.1467 | 0.03845 | 2195.6208 | 0 | 2192.7886 | 0 | 2192.7773 | 0.01343
|  |  |  | -- | -- |  |  | 1157.1631 | 0.038365 | 2195.8572 | 0 | 2193.0242 | 0 | 2193.0129 | 0.01352
|  |  |  | -- | -- |  |  | 1157.1794 | 0.038274 | 2196.0933 | 0 | 2193.2598 | 0 | 2193.2485 | 0.01358
|  |  |  | -- | -- |  |  | 1157.1959 | 0.038179 | 2196.3296 | 0 | 2193.4956 | 0 | 2193.4841 | 0.01361
|  |  |  | -- | -- |  |  | 1157.2123 | 0.038079 | 2196.5659 | 0 | 2193.7312 | 0 | 2193.72 | 0.01362
|  |  |  | -- | -- |  |  | 1157.2288 | 0.037975 | 2196.8023 | 0 | 2193.967 | 0 | 2193.9558 | 0.01361
|  |  |  | -- | -- |  |  | 1157.2451 | 0.037867 | 2197.0388 | 0 | 2194.2029 | 0 | 2194.1917 | 0.0136
|  |  |  | -- | -- |  |  | 1157.2615 | 0.037754 | 2197.2754 | 0 | 2194.4387 | 0 | 2194.4275 | 0.01359
|  |  |  | -- | -- |  |  | 1157.278 | 0.037637 | 2197.5117 | 0 | 2194.6746 | 0 | 2194.6633 | 0.01358
|  |  |  | -- | -- |  |  | 1157.2943 | 0.037516 | 2197.7485 | 0 | 2194.9106 | 0 | 2194.8994 | 0.01357
|  |  |  | -- | -- |  |  | 1157.3107 | 0.037391 | 2197.9851 | 0 | 2195.1467 | 0 | 2195.1355 | 0.01357
|  |  |  | -- | -- |  |  | 1157.3271 | 0.037262 | 2198.2217 | 0 | 2195.3828 | 0 | 2195.3716 | 0.01358
|  |  |  | -- | -- |  |  | 1157.3435 | 0.037129 | 2198.4585 | 0 | 2195.6189 | 0 | 2195.6077 | 0.01359
|  |  |  | -- | -- |  |  | 1157.36 | 0.036993 | 2198.6953 | 0 | 2195.8552 | 0 | 2195.8438 | 0.01359
|  |  |  | -- | -- |  |  | 1157.3763 | 0.036853 | 2198.9321 | 0 | 2196.0913 | 0 | 2196.0801 | 0.01359
|  |  |  | -- | -- |  |  | 1157.3927 | 0.03671 | 2199.1692 | 0 | 2196.3276 | 0 | 2196.3164 | 0.01356
|  |  |  | -- | -- |  |  | 1157.4092 | 0.036563 | 2199.406 | 0 | 2196.564 | 0 | 2196.5527 | 0.0135
|  |  |  | -- | -- |  |  | 1157.4255 | 0.036414 | 2199.6431 | 0 | 2196.8003 | 0 | 2196.7891 | 0.0134
|  |  |  | -- | -- |  |  | 1157.442 | 0.036262 | 2199.8801 | 0 | 2197.0369 | 0 | 2197.0256 | 0.01325
|  |  |  | -- | -- |  |  | 1157.4584 | 0.036107 | 2200.1172 | 0 | 2197.2732 | 0 | 2197.262 | 0.01305
|  |  |  | -- | -- |  |  | 1157.4747 | 0.035949 | 2200.3542 | 0 | 2197.5098 | 0 | 2197.4985 | 0.01281
|  |  |  | -- | -- |  |  | 1157.4912 | 0.03579 | 2200.5916 | 0 | 2197.7463 | 0 | 2197.7351 | 0.01255
|  |  |  | -- | -- |  |  | 1157.5076 | 0.035628 | 2200.8289 | 0 | 2197.9832 | 0 | 2197.9717 | 0.01227
|  |  |  | -- | -- |  |  | 1157.524 | 0.035464 | 2201.0662 | 0 | 2198.2197 | 0 | 2198.2085 | 0.012
|  |  |  | -- | -- |  |  | 1157.5404 | 0.035298 | 2201.3035 | 0 | 2198.4565 | 0 | 2198.4453 | 0.01175
|  |  |  | -- | -- |  |  | 1157.5568 | 0.035131 | 2201.541 | 0 | 2198.6934 | 0 | 2198.6821 | 0.01154
|  |  |  | -- | -- |  |  | 1157.5732 | 0.034962 | 2201.7783 | 0 | 2198.9302 | 0 | 2198.9189 | 0.01139
|  |  |  | -- | -- |  |  | 1157.5896 | 0.034791 | 2202.0159 | 0 | 2199.167 | 0 | 2199.1558 | 0.01131
|  |  |  | -- | -- |  |  | 1157.6061 | 0.03462 | 2202.2534 | 0 | 2199.4041 | 0 | 2199.3928 | 0.01131
|  |  |  | -- | -- |  |  | 1157.6224 | 0.034448 | 2202.4912 | 0 | 2199.6411 | 0 | 2199.6296 | 0.0114
|  |  |  | -- | -- |  |  | 1157.6389 | 0.034275 | 2202.7288 | 0 | 2199.8782 | 0 | 2199.8667 | 0.01159
|  |  |  | -- | -- |  |  | 1157.6553 | 0.034102 | 2202.9666 | 0 | 2200.1152 | 0 | 2200.104 | 0.01184
|  |  |  | -- | -- |  |  | 1157.6718 | 0.033929 | 2203.2043 | 0 | 2200.3523 | 0 | 2200.3411 | 0.01215
|  |  |  | -- | -- |  |  | 1157.6881 | 0.033755 | 2203.4421 | 0 | 2200.5896 | 0 | 2200.5784 | 0.01248
|  |  |  | -- | -- |  |  | 1157.7046 | 0.033581 | 2203.6799 | 0 | 2200.8269 | 0 | 2200.8154 | 0.01278
|  |  |  | -- | -- |  |  | 1157.7209 | 0.033408 | 2203.918 | 0 | 2201.0642 | 0 | 2201.0527 | 0.01304
|  |  |  | -- | -- |  |  | 1157.7374 | 0.033235 | 2204.1558 | 0 | 2201.3015 | 0 | 2201.2903 | 0.01323
|  |  |  | -- | -- |  |  | 1157.7538 | 0.033063 | 2204.3938 | 0 | 2201.5391 | 0 | 2201.5276 | 0.01333
|  |  |  | -- | -- |  |  | 1157.7701 | 0.032891 | 2204.6321 | 0 | 2201.7764 | 0 | 2201.7651 | 0.01337
|  |  |  | -- | -- |  |  | 1157.7866 | 0.032721 | 2204.8701 | 0 | 2202.0139 | 0 | 2202.0027 | 0.01336
|  |  |  | -- | -- |  |  | 1157.803 | 0.032552 | 2205.1084 | 0 | 2202.2515 | 0 | 2202.2402 | 0.01331
|  |  |  | -- | -- |  |  | 1157.8195 | 0.032384 | 2205.3464 | 0 | 2202.489 | 0 | 2202.4778 | 0.01326
|  |  |  | -- | -- |  |  | 1157.8358 | 0.032217 | 2205.5847 | 0 | 2202.7268 | 0 | 2202.7156 | 0.01322
|  |  |  | -- | -- |  |  | 1157.8523 | 0.032053 | 2205.8232 | 0 | 2202.9646 | 0 | 2202.9531 | 0.0132
|  |  |  | -- | -- |  |  | 1157.8687 | 0.03189 | 2206.0615 | 0 | 2203.2024 | 0 | 2203.1909 | 0.01319
|  |  |  | -- | -- |  |  | 1157.8851 | 0.031729 | 2206.3 | 0 | 2203.4402 | 0 | 2203.4287 | 0.0132
|  |  |  | -- | -- |  |  | 1157.9015 | 0.03157 | 2206.5386 | 0 | 2203.678 | 0 | 2203.6667 | 0.0132
|  |  |  | -- | -- |  |  | 1157.918 | 0.031414 | 2206.7771 | 0 | 2203.916 | 0 | 2203.9045 | 0.0132
|  |  |  | -- | -- |  |  | 1157.9344 | 0.03126 | 2207.0156 | 0 | 2204.1538 | 0 | 2204.1426 | 0.01316
|  |  |  | -- | -- |  |  | 1157.9508 | 0.031108 | 2207.2542 | 0 | 2204.3918 | 0 | 2204.3806 | 0.0131
|  |  |  | -- | -- |  |  | 1157.9673 | 0.030959 | 2207.4929 | 0 | 2204.6299 | 0 | 2204.6186 | 0.013
|  |  |  | -- | -- |  |  | 1157.9836 | 0.030813 | 2207.7317 | 0 | 2204.8682 | 0 | 2204.8567 | 0.01289
|  |  |  | -- | -- |  |  | 1158.0001 | 0.03067 | 2207.9705 | 0 | 2205.1062 | 0 | 2205.095 | 0.01276
|  |  |  | -- | -- |  |  | 1158.0165 | 0.03053 | 2208.2095 | 0 | 2205.3445 | 0 | 2205.3333 | 0.01264
|  |  |  | -- | -- |  |  | 1158.033 | 0.030393 | 2208.4482 | 0 | 2205.5828 | 0 | 2205.5715 | 0.01255
|  |  |  | -- | -- |  |  | 1158.0493 | 0.030259 | 2208.6873 | 0 | 2205.8211 | 0 | 2205.8098 | 0.0125
|  |  |  | -- | -- |  |  | 1158.0658 | 0.030129 | 2208.9263 | 0 | 2206.0596 | 0 | 2206.0481 | 0.0125
|  |  |  | -- | -- |  |  | 1158.0822 | 0.030002 | 2209.1653 | 0 | 2206.2981 | 0 | 2206.2866 | 0.01256
|  |  |  | -- | -- |  |  | 1158.0986 | 0.029878 | 2209.4045 | 0 | 2206.5364 | 0 | 2206.5251 | 0.01268
|  |  |  | -- | -- |  |  | 1158.1151 | 0.029758 | 2209.6436 | 0 | 2206.7751 | 0 | 2206.7637 | 0.01285
|  |  |  | -- | -- |  |  | 1158.1315 | 0.029641 | 2209.8828 | 0 | 2207.0137 | 0 | 2207.0022 | 0.01304
|  |  |  | -- | -- |  |  | 1158.1479 | 0.029528 | 2210.1221 | 0 | 2207.2522 | 0 | 2207.241 | 0.01322
|  |  |  | -- | -- |  |  | 1158.1643 | 0.029418 | 2210.3613 | 0 | 2207.491 | 0 | 2207.4797 | 0.01337
|  |  |  | -- | -- |  |  | 1158.1808 | 0.029312 | 2210.6008 | 0 | 2207.7297 | 0 | 2207.7183 | 0.01345
|  |  |  | -- | -- |  |  | 1158.1971 | 0.02921 | 2210.8401 | 0 | 2207.9685 | 0 | 2207.9573 | 0.01344
|  |  |  | -- | -- |  |  | 1158.2136 | 0.029112 | 2211.0796 | 0 | 2208.2073 | 0 | 2208.1961 | 0.01336
|  |  |  | -- | -- |  |  | 1158.2301 | 0.029017 | 2211.3191 | 0 | 2208.4463 | 0 | 2208.4351 | 0.01322
|  |  |  | -- | -- |  |  | 1158.2465 | 0.028926 | 2211.5588 | 0 | 2208.6853 | 0 | 2208.6738 | 0.01304
|  |  |  | -- | -- |  |  | 1158.2629 | 0.028838 | 2211.7983 | 0 | 2208.9243 | 0 | 2208.9128 | 0.01288
|  |  |  | -- | -- |  |  | 1158.2793 | 0.028754 | 2212.0381 | 0 | 2209.1633 | 0 | 2209.1519 | 0.01277
|  |  |  | -- | -- |  |  | 1158.2958 | 0.028674 | 2212.2778 | 0 | 2209.4023 | 0 | 2209.3911 | 0.01272
|  |  |  | -- | -- |  |  | 1158.3123 | 0.028597 | 2212.5176 | 0 | 2209.6416 | 0 | 2209.6301 | 0.01274
|  |  |  | -- | -- |  |  | 1158.3286 | 0.028525 | 2212.7576 | 0 | 2209.8809 | 0 | 2209.8694 | 0.01281
|  |  |  | -- | -- |  |  | 1158.3451 | 0.028455 | 2212.9973 | 0 | 2210.1201 | 0 | 2210.1086 | 0.01291
|  |  |  | -- | -- |  |  | 1158.3615 | 0.028389 | 2213.2373 | 0 | 2210.3594 | 0 | 2210.3481 | 0.01301
|  |  |  | -- | -- |  |  | 1158.3779 | 0.028327 | 2213.4773 | 0 | 2210.5989 | 0 | 2210.5874 | 0.01309
|  |  |  | -- | -- |  |  | 1158.3944 | 0.028268 | 2213.7173 | 0 | 2210.8381 | 0 | 2210.8269 | 0.01313
|  |  |  | -- | -- |  |  | 1158.4108 | 0.028212 | 2213.9575 | 0 | 2211.0776 | 0 | 2211.0664 | 0.01313
|  |  |  | -- | -- |  |  | 1158.4272 | 0.028159 | 2214.1975 | 0 | 2211.3171 | 0 | 2211.3059 | 0.01307
|  |  |  | -- | -- |  |  | 1158.4437 | 0.02811 | 2214.4377 | 0 | 2211.5569 | 0 | 2211.5454 | 0.01298
|  |  |  | -- | -- |  |  | 1158.4601 | 0.028064 | 2214.678 | 0 | 2211.7964 | 0 | 2211.7852 | 0.01287
|  |  |  | -- | -- |  |  | 1158.4766 | 0.028021 | 2214.9185 | 0 | 2212.0361 | 0 | 2212.0247 | 0.01274
|  |  |  | -- | -- |  |  | 1158.493 | 0.027981 | 2215.1587 | 0 | 2212.2759 | 0 | 2212.2644 | 0.01262
|  |  |  | -- | -- |  |  | 1158.5094 | 0.027944 | 2215.3992 | 0 | 2212.5156 | 0 | 2212.5042 | 0.01251
|  |  |  | -- | -- |  |  | 1158.5259 | 0.027909 | 2215.6397 | 0 | 2212.7554 | 0 | 2212.7441 | 0.01243
|  |  |  | -- | -- |  |  | 1158.5424 | 0.027878 | 2215.8801 | 0 | 2212.9954 | 0 | 2212.9839 | 0.0124
|  |  |  | -- | -- |  |  | 1158.5587 | 0.027849 | 2216.1206 | 0 | 2213.2353 | 0 | 2213.2239 | 0.01242
|  |  |  | -- | -- |  |  | 1158.5752 | 0.027822 | 2216.3613 | 0 | 2213.4753 | 0 | 2213.4639 | 0.01249
|  |  |  | -- | -- |  |  | 1158.5917 | 0.027798 | 2216.602 | 0 | 2213.7153 | 0 | 2213.7039 | 0.01261
|  |  |  | -- | -- |  |  | 1158.608 | 0.027777 | 2216.8428 | 0 | 2213.9553 | 0 | 2213.9441 | 0.01276
|  |  |  | -- | -- |  |  | 1158.6245 | 0.027757 | 2217.0835 | 0 | 2214.1956 | 0 | 2214.1843 | 0.01292
|  |  |  | -- | -- |  |  | 1158.641 | 0.02774 | 2217.3242 | 0 | 2214.4358 | 0 | 2214.4243 | 0.01308
|  |  |  | -- | -- |  |  | 1158.6573 | 0.027725 | 2217.5652 | 0 | 2214.676 | 0 | 2214.6645 | 0.01321
|  |  |  | -- | -- |  |  | 1158.6738 | 0.027712 | 2217.8061 | 0 | 2214.9163 | 0 | 2214.905 | 0.0133
|  |  |  | -- | -- |  |  | 1158.6903 | 0.027701 | 2218.0471 | 0 | 2215.1567 | 0 | 2215.1453 | 0.01335
|  |  |  | -- | -- |  |  | 1158.7067 | 0.027692 | 2218.2881 | 0 | 2215.3972 | 0 | 2215.3857 | 0.01336
|  |  |  | -- | -- |  |  | 1158.7231 | 0.027684 | 2218.5293 | 0 | 2215.6377 | 0 | 2215.6262 | 0.01334
|  |  |  | -- | -- |  |  | 1158.7396 | 0.027678 | 2218.7703 | 0 | 2215.8782 | 0 | 2215.8667 | 0.01331
|  |  |  | -- | -- |  |  | 1158.756 | 0.027673 | 2219.0115 | 0 | 2216.1186 | 0 | 2216.1072 | 0.01328
|  |  |  | -- | -- |  |  | 1158.7725 | 0.02767 | 2219.2529 | 0 | 2216.3594 | 0 | 2216.3479 | 0.01326
|  |  |  | -- | -- |  |  | 1158.7889 | 0.027669 | 2219.4941 | 0 | 2216.5999 | 0 | 2216.5886 | 0.01325
|  |  |  | -- | -- |  |  | 1158.8054 | 0.027668 | 2219.7356 | 0 | 2216.8406 | 0 | 2216.8293 | 0.01326
|  |  |  | -- | -- |  |  | 1158.8218 | 0.027669 | 2219.9768 | 0 | 2217.0815 | 0 | 2217.0701 | 0.01329
|  |  |  | -- | -- |  |  | 1158.8383 | 0.027671 | 2220.2183 | 0 | 2217.3223 | 0 | 2217.3108 | 0.01332
|  |  |  | -- | -- |  |  | 1158.8547 | 0.027674 | 2220.46 | 0 | 2217.5632 | 0 | 2217.5518 | 0.01336
|  |  |  | -- | -- |  |  | 1158.8712 | 0.027679 | 2220.7014 | 0 | 2217.8042 | 0 | 2217.7927 | 0.01339
|  |  |  | -- | -- |  |  | 1158.8876 | 0.027684 | 2220.9431 | 0 | 2218.0452 | 0 | 2218.0337 | 0.01343
|  |  |  | -- | -- |  |  | 1158.9041 | 0.02769 | 2221.1848 | 0 | 2218.2861 | 0 | 2218.2747 | 0.01346
|  |  |  | -- | -- |  |  | 1158.9205 | 0.027697 | 2221.4265 | 0 | 2218.5273 | 0 | 2218.5159 | 0.01349
|  |  |  | -- | -- |  |  | 1158.937 | 0.027704 | 2221.6682 | 0 | 2218.7683 | 0 | 2218.7571 | 0.01352
|  |  |  | -- | -- |  |  | 1158.9534 | 0.027713 | 2221.9099 | 0 | 2219.0095 | 0 | 2218.9983 | 0.01355
|  |  |  | -- | -- |  |  | 1158.9698 | 0.027722 | 2222.1519 | 0 | 2219.2507 | 0 | 2219.2395 | 0.01359
|  |  |  | -- | -- |  |  | 1158.9863 | 0.027732 | 2222.3938 | 0 | 2219.4922 | 0 | 2219.4807 | 0.01365
|  |  |  | -- | -- |  |  | 1159.0028 | 0.027743 | 2222.6357 | 0 | 2219.7334 | 0 | 2219.7222 | 0.01375
|  |  |  | -- | -- |  |  | 1159.0192 | 0.027754 | 2222.8779 | 0 | 2219.9749 | 0 | 2219.9634 | 0.01387
|  |  |  | -- | -- |  |  | 1159.0356 | 0.027765 | 2223.1199 | 0 | 2220.2163 | 0 | 2220.2048 | 0.01402
|  |  |  | -- | -- |  |  | 1159.0521 | 0.027778 | 2223.3621 | 0 | 2220.4578 | 0 | 2220.4465 | 0.01419
|  |  |  | -- | -- |  |  | 1159.0686 | 0.027791 | 2223.6042 | 0 | 2220.6995 | 0 | 2220.688 | 0.01436
|  |  |  | -- | -- |  |  | 1159.0851 | 0.027804 | 2223.8464 | 0 | 2220.9409 | 0 | 2220.9297 | 0.01452
|  |  |  | -- | -- |  |  | 1159.1014 | 0.027818 | 2224.0889 | 0 | 2221.1826 | 0 | 2221.1714 | 0.01464
|  |  |  | -- | -- |  |  | 1159.1179 | 0.027833 | 2224.3313 | 0 | 2221.4243 | 0 | 2221.4131 | 0.01469
|  |  |  | -- | -- |  |  | 1159.1344 | 0.027848 | 2224.5737 | 0 | 2221.6663 | 0 | 2221.6548 | 0.01468
|  |  |  | -- | -- |  |  | 1159.1509 | 0.027864 | 2224.8162 | 0 | 2221.908 | 0 | 2221.8967 | 0.0146
|  |  |  | -- | -- |  |  | 1159.1674 | 0.02788 | 2225.0586 | 0 | 2222.1499 | 0 | 2222.1384 | 0.01445
|  |  |  | -- | -- |  |  | 1159.1837 | 0.027897 | 2225.3013 | 0 | 2222.3918 | 0 | 2222.3804 | 0.01427
|  |  |  | -- | -- |  |  | 1159.2002 | 0.027914 | 2225.5437 | 0 | 2222.6338 | 0 | 2222.6223 | 0.01408
|  |  |  | -- | -- |  |  | 1159.2167 | 0.027932 | 2225.7864 | 0 | 2222.876 | 0 | 2222.8645 | 0.01392
|  |  |  | -- | -- |  |  | 1159.2332 | 0.027951 | 2226.0291 | 0 | 2223.1179 | 0 | 2223.1064 | 0.0138
|  |  |  | -- | -- |  |  | 1159.2496 | 0.02797 | 2226.272 | 0 | 2223.3601 | 0 | 2223.3486 | 0.01376
|  |  |  | -- | -- |  |  | 1159.266 | 0.02799 | 2226.5149 | 0 | 2223.6023 | 0 | 2223.5908 | 0.0138
|  |  |  | -- | -- |  |  | 1159.2825 | 0.028011 | 2226.7576 | 0 | 2223.8445 | 0 | 2223.833 | 0.01389
|  |  |  | -- | -- |  |  | 1159.299 | 0.028033 | 2227.0005 | 0 | 2224.0869 | 0 | 2224.0754 | 0.01403
|  |  |  | -- | -- |  |  | 1159.3154 | 0.028055 | 2227.2436 | 0 | 2224.3291 | 0 | 2224.3179 | 0.01419
|  |  |  | -- | -- |  |  | 1159.3319 | 0.028078 | 2227.4866 | 0 | 2224.5715 | 0 | 2224.5603 | 0.01434
|  |  |  | -- | -- |  |  | 1159.3484 | 0.028102 | 2227.7297 | 0 | 2224.814 | 0 | 2224.8027 | 0.01447
|  |  |  | -- | -- |  |  | 1159.3649 | 0.028127 | 2227.9729 | 0 | 2225.0566 | 0 | 2225.0452 | 0.01457
|  |  |  | -- | -- |  |  | 1159.3812 | 0.028153 | 2228.2161 | 0 | 2225.2991 | 0 | 2225.2876 | 0.01465
|  |  |  | -- | -- |  |  | 1159.3977 | 0.02818 | 2228.4592 | 0 | 2225.5417 | 0 | 2225.5303 | 0.01472
|  |  |  | -- | -- |  |  | 1159.4142 | 0.028208 | 2228.7026 | 0 | 2225.7844 | 0 | 2225.773 | 0.01479
|  |  |  | -- | -- |  |  | 1159.4307 | 0.028237 | 2228.9461 | 0 | 2226.0271 | 0 | 2226.0156 | 0.01487
|  |  |  | -- | -- |  |  | 1159.4471 | 0.028267 | 2229.1894 | 0 | 2226.27 | 0 | 2226.2586 | 0.01497
|  |  |  | -- | -- |  |  | 1159.4636 | 0.028298 | 2229.4329 | 0 | 2226.5127 | 0 | 2226.5012 | 0.01508
|  |  |  | -- | -- |  |  | 1159.4801 | 0.028331 | 2229.6765 | 0 | 2226.7556 | 0 | 2226.7441 | 0.01518
|  |  |  | -- | -- |  |  | 1159.4966 | 0.028364 | 2229.9199 | 0 | 2226.9985 | 0 | 2226.9871 | 0.01524
|  |  |  | -- | -- |  |  | 1159.5129 | 0.028399 | 2230.1636 | 0 | 2227.2417 | 0 | 2227.2302 | 0.01526
|  |  |  | -- | -- |  |  | 1159.5294 | 0.028435 | 2230.4072 | 0 | 2227.4846 | 0 | 2227.4731 | 0.01521
|  |  |  | -- | -- |  |  | 1159.5459 | 0.028472 | 2230.6511 | 0 | 2227.7278 | 0 | 2227.7163 | 0.0151
|  |  |  | -- | -- |  |  | 1159.5624 | 0.028511 | 2230.8948 | 0 | 2227.9709 | 0 | 2227.9595 | 0.01493
|  |  |  | -- | -- |  |  | 1159.5789 | 0.028551 | 2231.1387 | 0 | 2228.2141 | 0 | 2228.2026 | 0.01471
|  |  |  | -- | -- |  |  | 1159.5953 | 0.028592 | 2231.3826 | 0 | 2228.4573 | 0 | 2228.4458 | 0.01447
|  |  |  | -- | -- |  |  | 1159.6118 | 0.028634 | 2231.6265 | 0 | 2228.7007 | 0 | 2228.6892 | 0.01423
|  |  |  | -- | -- |  |  | 1159.6283 | 0.028678 | 2231.8706 | 0 | 2228.9441 | 0 | 2228.9326 | 0.01401
|  |  |  | -- | -- |  |  | 1159.6448 | 0.028724 | 2232.1145 | 0 | 2229.1875 | 0 | 2229.176 | 0.01385
|  |  |  | -- | -- |  |  | 1159.6613 | 0.02877 | 2232.3586 | 0 | 2229.4309 | 0 | 2229.4194 | 0.01373
|  |  |  | -- | -- |  |  | 1159.6777 | 0.028818 | 2232.6028 | 0 | 2229.6743 | 0 | 2229.6628 | 0.01366
|  |  |  | -- | -- |  |  | 1159.6941 | 0.028868 | 2232.8469 | 0 | 2229.918 | 0 | 2229.9065 | 0.01362
|  |  |  | -- | -- |  |  | 1159.7106 | 0.028919 | 2233.0913 | 0 | 2230.1616 | 0 | 2230.1501 | 0.0136
|  |  |  | -- | -- |  |  | 1159.7271 | 0.028971 | 2233.3357 | 0 | 2230.4053 | 0 | 2230.3938 | 0.01358
|  |  |  | -- | -- |  |  | 1159.7435 | 0.029024 | 2233.5801 | 0 | 2230.6489 | 0 | 2230.6375 | 0.01353
|  |  |  | -- | -- |  |  | 1159.76 | 0.029079 | 2233.8245 | 0 | 2230.8928 | 0 | 2230.8814 | 0.01345
|  |  |  | -- | -- |  |  | 1159.7765 | 0.029135 | 2234.0689 | 0 | 2231.1367 | 0 | 2231.1252 | 0.01332
|  |  |  | -- | -- |  |  | 1159.793 | 0.029192 | 2234.3135 | 0 | 2231.3806 | 0 | 2231.3691 | 0.01317
|  |  |  | -- | -- |  |  | 1159.8094 | 0.02925 | 2234.5581 | 0 | 2231.6245 | 0 | 2231.613 | 0.013
|  |  |  | -- | -- |  |  | 1159.8259 | 0.02931 | 2234.8027 | 0 | 2231.8684 | 0 | 2231.8569 | 0.01283
|  |  |  | -- | -- |  |  | 1159.8424 | 0.02937 | 2235.0474 | 0 | 2232.1125 | 0 | 2232.1011 | 0.0127
|  |  |  | -- | -- |  |  | 1159.8589 | 0.029432 | 2235.292 | 0 | 2232.3567 | 0 | 2232.3452 | 0.01261
|  |  |  | -- | -- |  |  | 1159.8754 | 0.029495 | 2235.5369 | 0 | 2232.6008 | 0 | 2232.5894 | 0.01258
|  |  |  | -- | -- |  |  | 1159.8918 | 0.029558 | 2235.7817 | 0 | 2232.845 | 0 | 2232.8335 | 0.0126
|  |  |  | -- | -- |  |  | 1159.9083 | 0.029622 | 2236.0266 | 0 | 2233.0894 | 0 | 2233.0779 | 0.01268
|  |  |  | -- | -- |  |  | 1159.9248 | 0.029687 | 2236.2717 | 0 | 2233.3335 | 0 | 2233.322 | 0.0128
|  |  |  | -- | -- |  |  | 1159.9413 | 0.029753 | 2236.5166 | 0 | 2233.5779 | 0 | 2233.5664 | 0.01292
|  |  |  | -- | -- |  |  | 1159.9578 | 0.029819 | 2236.7617 | 0 | 2233.8225 | 0 | 2233.811 | 0.01304
|  |  |  | -- | -- |  |  | 1159.9742 | 0.029886 | 2237.0068 | 0 | 2234.0669 | 0 | 2234.0554 | 0.01314
|  |  |  | -- | -- |  |  | 1159.9907 | 0.029953 | 2237.2519 | 0 | 2234.3115 | 0 | 2234.3 | 0.01319
|  |  |  | -- | -- |  |  | 1160.0072 | 0.03002 | 2237.4973 | 0 | 2234.5559 | 0 | 2234.5444 | 0.01321
|  |  |  | -- | -- |  |  | 1160.0237 | 0.030088 | 2237.7424 | 0 | 2234.8005 | 0 | 2234.7891 | 0.01319
|  |  |  | -- | -- |  |  | 1160.0402 | 0.030155 | 2237.9878 | 0 | 2235.0454 | 0 | 2235.0339 | 0.01315
|  |  |  | -- | -- |  |  | 1160.0566 | 0.030223 | 2238.2332 | 0 | 2235.29 | 0 | 2235.2786 | 0.01311
|  |  |  | -- | -- |  |  | 1160.0731 | 0.03029 | 2238.4788 | 0 | 2235.5349 | 0 | 2235.5234 | 0.01308
|  |  |  | -- | -- |  |  | 1160.0896 | 0.030357 | 2238.7241 | 0 | 2235.7798 | 0 | 2235.7683 | 0.01307
|  |  |  | -- | -- |  |  | 1160.1061 | 0.030424 | 2238.9697 | 0 | 2236.0247 | 0 | 2236.0132 | 0.01309
|  |  |  | -- | -- |  |  | 1160.1226 | 0.03049 | 2239.2153 | 0 | 2236.2695 | 0 | 2236.2581 | 0.01315
|  |  |  | -- | -- |  |  | 1160.139 | 0.030556 | 2239.4609 | 0 | 2236.5147 | 0 | 2236.5032 | 0.01323
|  |  |  | -- | -- |  |  | 1160.1555 | 0.030621 | 2239.7068 | 0 | 2236.7598 | 0 | 2236.7483 | 0.01333
|  |  |  | -- | -- |  |  | 1160.172 | 0.030685 | 2239.9526 | 0 | 2237.0049 | 0 | 2236.9934 | 0.01345
|  |  |  | -- | -- |  |  | 1160.1885 | 0.030748 | 2240.1982 | 0 | 2237.25 | 0 | 2237.2385 | 0.01357
|  |  |  | -- | -- |  |  | 1160.205 | 0.03081 | 2240.4443 | 0 | 2237.4954 | 0 | 2237.4836 | 0.01371
|  |  |  | -- | -- |  |  | 1160.2214 | 0.030871 | 2240.6902 | 0 | 2237.7405 | 0 | 2237.729 | 0.01385
|  |  |  | -- | -- |  |  | 1160.2379 | 0.030931 | 2240.936 | 0 | 2237.9858 | 0 | 2237.9744 | 0.01399
|  |  |  | -- | -- |  |  | 1160.2544 | 0.030989 | 2241.1821 | 0 | 2238.2312 | 0 | 2238.2197 | 0.01412
|  |  |  | -- | -- |  |  | 1160.2709 | 0.031045 | 2241.4282 | 0 | 2238.4768 | 0 | 2238.4653 | 0.01423
|  |  |  | -- | -- |  |  | 1160.2875 | 0.0311 | 2241.6746 | 0 | 2238.7222 | 0 | 2238.7107 | 0.01433
|  |  |  | -- | -- |  |  | 1160.304 | 0.031153 | 2241.9207 | 0 | 2238.9678 | 0 | 2238.9563 | 0.0144
|  |  |  | -- | -- |  |  | 1160.3204 | 0.031204 | 2242.167 | 0 | 2239.2134 | 0 | 2239.2019 | 0.01446
|  |  |  | -- | -- |  |  | 1160.3369 | 0.031253 | 2242.4133 | 0 | 2239.459 | 0 | 2239.4475 | 0.01452
|  |  |  | -- | -- |  |  | 1160.3534 | 0.0313 | 2242.6597 | 0 | 2239.7048 | 0 | 2239.6934 | 0.01458
|  |  |  | -- | -- |  |  | 1160.3699 | 0.031345 | 2242.906 | 0 | 2239.9504 | 0 | 2239.939 | 0.01467
|  |  |  | -- | -- |  |  | 1160.3864 | 0.031387 | 2243.1526 | 0 | 2240.1963 | 0 | 2240.1848 | 0.01478
|  |  |  | -- | -- |  |  | 1160.4028 | 0.031427 | 2243.3989 | 0 | 2240.4421 | 0 | 2240.4307 | 0.01489
|  |  |  | -- | -- |  |  | 1160.4193 | 0.031465 | 2243.6455 | 0 | 2240.6882 | 0 | 2240.6768 | 0.01501
|  |  |  | -- | -- |  |  | 1160.4358 | 0.0315 | 2243.8921 | 0 | 2240.9341 | 0 | 2240.9226 | 0.0151
|  |  |  | -- | -- |  |  | 1160.4523 | 0.031533 | 2244.1389 | 0 | 2241.1802 | 0 | 2241.1687 | 0.01515
|  |  |  | -- | -- |  |  | 1160.4689 | 0.031562 | 2244.3857 | 0 | 2241.4263 | 0 | 2241.4148 | 0.01513
|  |  |  | -- | -- |  |  | 1160.4854 | 0.03159 | 2244.6323 | 0 | 2241.6724 | 0 | 2241.6609 | 0.01505
|  |  |  | -- | -- |  |  | 1160.5018 | 0.031614 | 2244.8794 | 0 | 2241.9187 | 0 | 2241.9072 | 0.0149
|  |  |  | -- | -- |  |  | 1160.5183 | 0.031635 | 2245.1262 | 0 | 2242.1648 | 0 | 2242.1533 | 0.01467
|  |  |  | -- | -- |  |  | 1160.5348 | 0.031654 | 2245.3731 | 0 | 2242.4111 | 0 | 2242.3997 | 0.0144
|  |  |  | -- | -- |  |  | 1160.5513 | 0.03167 | 2245.6201 | 0 | 2242.6575 | 0 | 2242.646 | 0.01409
|  |  |  | -- | -- |  |  | 1160.5677 | 0.031683 | 2245.8672 | 0 | 2242.9041 | 0 | 2242.8926 | 0.01376
|  |  |  | -- | -- |  |  | 1160.5842 | 0.031693 | 2246.1143 | 0 | 2243.1504 | 0 | 2243.1389 | 0.01344
|  |  |  | -- | -- |  |  | 1160.6008 | 0.0317 | 2246.3616 | 0 | 2243.397 | 0 | 2243.3855 | 0.01314
|  |  |  | -- | -- |  |  | 1160.6173 | 0.031704 | 2246.6089 | 0 | 2243.6436 | 0 | 2243.6321 | 0.0129
|  |  |  | -- | -- |  |  | 1160.6338 | 0.031706 | 2246.856 | 0 | 2243.8901 | 0 | 2243.8787 | 0.01272
|  |  |  | -- | -- |  |  | 1160.6503 | 0.031704 | 2247.1035 | 0 | 2244.137 | 0 | 2244.1255 | 0.01261
|  |  |  | -- | -- |  |  | 1160.6667 | 0.0317 | 2247.3508 | 0 | 2244.3836 | 0 | 2244.3721 | 0.01259
|  |  |  | -- | -- |  |  | 1160.6832 | 0.031693 | 2247.5981 | 0 | 2244.6304 | 0 | 2244.6189 | 0.01265
|  |  |  | -- | -- |  |  | 1160.6998 | 0.031683 | 2247.8457 | 0 | 2244.8772 | 0 | 2244.8657 | 0.01278
|  |  |  | -- | -- |  |  | 1160.7163 | 0.03167 | 2248.0933 | 0 | 2245.1243 | 0 | 2245.1125 | 0.01295
|  |  |  | -- | -- |  |  | 1160.7328 | 0.031655 | 2248.3411 | 0 | 2245.3711 | 0 | 2245.3596 | 0.01315
|  |  |  | -- | -- |  |  | 1160.7493 | 0.031637 | 2248.5886 | 0 | 2245.6182 | 0 | 2245.6067 | 0.01336
|  |  |  | -- | -- |  |  | 1160.7657 | 0.031617 | 2248.8364 | 0 | 2245.8652 | 0 | 2245.8538 | 0.01356
|  |  |  | -- | -- |  |  | 1160.7822 | 0.031594 | 2249.0842 | 0 | 2246.1123 | 0 | 2246.1008 | 0.01374
|  |  |  | -- | -- |  |  | 1160.7988 | 0.031569 | 2249.332 | 0 | 2246.3596 | 0 | 2246.3479 | 0.0139
|  |  |  | -- | -- |  |  | 1160.8153 | 0.031541 | 2249.5798 | 0 | 2246.6067 | 0 | 2246.5952 | 0.01404
|  |  |  | -- | -- |  |  | 1160.8318 | 0.031512 | 2249.8279 | 0 | 2246.854 | 0 | 2246.8425 | 0.01417
|  |  |  | -- | -- |  |  | 1160.8483 | 0.03148 | 2250.0757 | 0 | 2247.1013 | 0 | 2247.0898 | 0.01428
|  |  |  | -- | -- |  |  | 1160.8647 | 0.031447 | 2250.3237 | 0 | 2247.3489 | 0 | 2247.3372 | 0.0144
|  |  |  | -- | -- |  |  | 1160.8813 | 0.031412 | 2250.572 | 0 | 2247.5962 | 0 | 2247.5847 | 0.01452
|  |  |  | -- | -- |  |  | 1160.8978 | 0.031375 | 2250.8201 | 0 | 2247.8438 | 0 | 2247.8323 | 0.01465
|  |  |  | -- | -- |  |  | 1160.9143 | 0.031337 | 2251.0684 | 0 | 2248.0913 | 0 | 2248.0798 | 0.01479
|  |  |  | -- | -- |  |  | 1160.9308 | 0.031297 | 2251.3167 | 0 | 2248.3389 | 0 | 2248.3274 | 0.01494
|  |  |  | -- | -- |  |  | 1160.9473 | 0.031256 | 2251.5649 | 0 | 2248.5867 | 0 | 2248.575 | 0.01507
|  |  |  | -- | -- |  |  | 1160.9639 | 0.031214 | 2251.8132 | 0 | 2248.8342 | 0 | 2248.8227 | 0.01518
|  |  |  | -- | -- |  |  | 1160.9803 | 0.031171 | 2252.0618 | 0 | 2249.082 | 0 | 2249.0706 | 0.01525
|  |  |  | -- | -- |  |  | 1160.9968 | 0.031127 | 2252.3103 | 0 | 2249.3298 | 0 | 2249.3184 | 0.01527
|  |  |  | -- | -- |  |  | 1161.0133 | 0.031082 | 2252.5588 | 0 | 2249.5779 | 0 | 2249.5662 | 0.01524
|  |  |  | -- | -- |  |  | 1161.0299 | 0.031037 | 2252.8074 | 0 | 2249.8257 | 0 | 2249.8142 | 0.01517
|  |  |  | -- | -- |  |  | 1161.0464 | 0.030992 | 2253.0559 | 0 | 2250.0737 | 0 | 2250.0623 | 0.01504
|  |  |  | -- | -- |  |  | 1161.0629 | 0.030946 | 2253.3047 | 0 | 2250.3218 | 0 | 2250.3103 | 0.01489
|  |  |  | -- | -- |  |  | 1161.0793 | 0.0309 | 2253.5535 | 0 | 2250.5698 | 0 | 2250.5583 | 0.01472
|  |  |  | -- | -- |  |  | 1161.0959 | 0.030855 | 2253.8023 | 0 | 2250.8181 | 0 | 2250.8066 | 0.01452
|  |  |  | -- | -- |  |  | 1161.1124 | 0.03081 | 2254.0513 | 0 | 2251.0664 | 0 | 2251.0547 | 0.01431
|  |  |  | -- | -- |  |  | 1161.1289 | 0.030765 | 2254.3 | 0 | 2251.3144 | 0 | 2251.303 | 0.01409
|  |  |  | -- | -- |  |  | 1161.1454 | 0.03072 | 2254.5491 | 0 | 2251.563 | 0 | 2251.5513 | 0.01387
|  |  |  | -- | -- |  |  | 1161.162 | 0.030677 | 2254.7981 | 0 | 2251.8113 | 0 | 2251.7998 | 0.01365
|  |  |  | -- | -- |  |  | 1161.1785 | 0.030634 | 2255.0471 | 0 | 2252.0598 | 0 | 2252.0481 | 0.01344
|  |  |  | -- | -- |  |  | 1161.1949 | 0.030592 | 2255.2964 | 0 | 2252.3081 | 0 | 2252.2966 | 0.01328
|  |  |  | -- | -- |  |  | 1161.2115 | 0.030551 | 2255.5457 | 0 | 2252.5566 | 0 | 2252.5452 | 0.01318
|  |  |  | -- | -- |  |  | 1161.228 | 0.030512 | 2255.7949 | 0 | 2252.8054 | 0 | 2252.7937 | 0.01314
|  |  |  | -- | -- |  |  | 1161.2445 | 0.030474 | 2256.0442 | 0 | 2253.0539 | 0 | 2253.0425 | 0.01318
|  |  |  | -- | -- |  |  | 1161.261 | 0.030437 | 2256.2935 | 0 | 2253.3027 | 0 | 2253.291 | 0.01328
|  |  |  | -- | -- |  |  | 1161.2776 | 0.030402 | 2256.543 | 0 | 2253.5515 | 0 | 2253.5398 | 0.01344
|  |  |  | -- | -- |  |  | 1161.2941 | 0.030369 | 2256.7925 | 0 | 2253.8003 | 0 | 2253.7888 | 0.01363
|  |  |  | -- | -- |  |  | 1161.3105 | 0.030338 | 2257.042 | 0 | 2254.0491 | 0 | 2254.0376 | 0.01383
|  |  |  | -- | -- |  |  | 1161.3271 | 0.030308 | 2257.2915 | 0 | 2254.2981 | 0 | 2254.2866 | 0.01405
|  |  |  | -- | -- |  |  | 1161.3436 | 0.030281 | 2257.5413 | 0 | 2254.5471 | 0 | 2254.5354 | 0.01428
|  |  |  | -- | -- |  |  | 1161.3601 | 0.030256 | 2257.7908 | 0 | 2254.7961 | 0 | 2254.7844 | 0.01451
|  |  |  | -- | -- |  |  | 1161.3767 | 0.030233 | 2258.0405 | 0 | 2255.0452 | 0 | 2255.0337 | 0.01475
|  |  |  | -- | -- |  |  | 1161.3932 | 0.030212 | 2258.2905 | 0 | 2255.2944 | 0 | 2255.2827 | 0.01499
|  |  |  | -- | -- |  |  | 1161.4097 | 0.030193 | 2258.5403 | 0 | 2255.5435 | 0 | 2255.532 | 0.01522
|  |  |  | -- | -- |  |  | 1161.4263 | 0.030177 | 2258.7903 | 0 | 2255.7927 | 0 | 2255.7812 | 0.01541
|  |  |  | -- | -- |  |  | 1161.4427 | 0.030164 | 2259.0403 | 0 | 2256.0422 | 0 | 2256.0305 | 0.01555
|  |  |  | -- | -- |  |  | 1161.4592 | 0.030153 | 2259.2903 | 0 | 2256.2915 | 0 | 2256.28 | 0.01561
|  |  |  | -- | -- |  |  | 1161.4758 | 0.030144 | 2259.5403 | 0 | 2256.541 | 0 | 2256.5293 | 0.01556
|  |  |  | -- | -- |  |  | 1161.4923 | 0.030138 | 2259.7905 | 0 | 2256.7903 | 0 | 2256.7788 | 0.01542
|  |  |  | -- | -- |  |  | 1161.5088 | 0.030134 | 2260.0408 | 0 | 2257.04 | 0 | 2257.0283 | 0.0152
|  |  |  | -- | -- |  |  | 1161.5254 | 0.030134 | 2260.291 | 0 | 2257.2895 | 0 | 2257.2778 | 0.01495
|  |  |  | -- | -- |  |  | 1161.5419 | 0.030135 | 2260.5413 | 0 | 2257.5391 | 0 | 2257.5276 | 0.01469
|  |  |  | -- | -- |  |  | 1161.5584 | 0.030139 | 2260.7915 | 0 | 2257.7888 | 0 | 2257.7773 | 0.01447
|  |  |  | -- | -- |  |  | 1161.575 | 0.030146 | 2261.042 | 0 | 2258.0386 | 0 | 2258.0271 | 0.01431
|  |  |  | -- | -- |  |  | 1161.5914 | 0.030155 | 2261.2925 | 0 | 2258.2883 | 0 | 2258.2769 | 0.01421
|  |  |  | -- | -- |  |  | 1161.608 | 0.030167 | 2261.543 | 0 | 2258.5383 | 0 | 2258.5266 | 0.01417
|  |  |  | -- | -- |  |  | 1161.6245 | 0.030181 | 2261.7937 | 0 | 2258.7883 | 0 | 2258.7766 | 0.01416
|  |  |  | -- | -- |  |  | 1161.641 | 0.030198 | 2262.0442 | 0 | 2259.0381 | 0 | 2259.0266 | 0.01414
|  |  |  | -- | -- |  |  | 1161.6576 | 0.030217 | 2262.2949 | 0 | 2259.2883 | 0 | 2259.2766 | 0.01411
|  |  |  | -- | -- |  |  | 1161.6741 | 0.030238 | 2262.5457 | 0 | 2259.5383 | 0 | 2259.5266 | 0.01405
|  |  |  | -- | -- |  |  | 1161.6906 | 0.030261 | 2262.7966 | 0 | 2259.7883 | 0 | 2259.7769 | 0.01397
|  |  |  | -- | -- |  |  | 1161.7072 | 0.030287 | 2263.0474 | 0 | 2260.0386 | 0 | 2260.0271 | 0.01389
|  |  |  | -- | -- |  |  | 1161.7236 | 0.030315 | 2263.2983 | 0 | 2260.2888 | 0 | 2260.2773 | 0.0138
|  |  |  | -- | -- |  |  | 1161.7402 | 0.030344 | 2263.5493 | 0 | 2260.5393 | 0 | 2260.5276 | 0.01375
|  |  |  | -- | -- |  |  | 1161.7567 | 0.030376 | 2263.8003 | 0 | 2260.7895 | 0 | 2260.7781 | 0.01372
|  |  |  | -- | -- |  |  | 1161.7733 | 0.03041 | 2264.0515 | 0 | 2261.04 | 0 | 2261.0283 | 0.01373
|  |  |  | -- | -- |  |  | 1161.7898 | 0.030445 | 2264.3025 | 0 | 2261.2905 | 0 | 2261.2788 | 0.01377
|  |  |  | -- | -- |  |  | 1161.8063 | 0.030482 | 2264.5537 | 0 | 2261.541 | 0 | 2261.5293 | 0.01384
|  |  |  | -- | -- |  |  | 1161.8229 | 0.03052 | 2264.8049 | 0 | 2261.7915 | 0 | 2261.78 | 0.01393
|  |  |  | -- | -- |  |  | 1161.8394 | 0.03056 | 2265.0564 | 0 | 2262.0422 | 0 | 2262.0305 | 0.01403
|  |  |  | -- | -- |  |  | 1161.856 | 0.030601 | 2265.3076 | 0 | 2262.293 | 0 | 2262.2812 | 0.01412
|  |  |  | -- | -- |  |  | 1161.8724 | 0.030643 | 2265.5591 | 0 | 2262.5437 | 0 | 2262.532 | 0.0142
|  |  |  | -- | -- |  |  | 1161.889 | 0.030687 | 2265.8106 | 0 | 2262.7944 | 0 | 2262.783 | 0.01424
|  |  |  | -- | -- |  |  | 1161.9055 | 0.030731 | 2266.062 | 0 | 2263.0454 | 0 | 2263.0337 | 0.01425
|  |  |  | -- | -- |  |  | 1161.922 | 0.030776 | 2266.3137 | 0 | 2263.2964 | 0 | 2263.2847 | 0.01422
|  |  |  | -- | -- |  |  | 1161.9386 | 0.030822 | 2266.5654 | 0 | 2263.5474 | 0 | 2263.5356 | 0.01414
|  |  |  | -- | -- |  |  | 1161.9551 | 0.030869 | 2266.8171 | 0 | 2263.7983 | 0 | 2263.7866 | 0.01401
|  |  |  | -- | -- |  |  | 1161.9717 | 0.030916 | 2267.0689 | 0 | 2264.0493 | 0 | 2264.0378 | 0.01386
|  |  |  | -- | -- |  |  | 1161.9882 | 0.030964 | 2267.3206 | 0 | 2264.3005 | 0 | 2264.2888 | 0.01369
|  |  |  | -- | -- |  |  | 1162.0048 | 0.031011 | 2267.5725 | 0 | 2264.5518 | 0 | 2264.54 | 0.01352
|  |  |  | -- | -- |  |  | 1162.0212 | 0.031059 | 2267.8245 | 0 | 2264.803 | 0 | 2264.7913 | 0.01335
|  |  |  | -- | -- |  |  | 1162.0378 | 0.031107 | 2268.0764 | 0 | 2265.0542 | 0 | 2265.0427 | 0.01322
|  |  |  | -- | -- |  |  | 1162.0543 | 0.031156 | 2268.3284 | 0 | 2265.3057 | 0 | 2265.2939 | 0.01311
|  |  |  | -- | -- |  |  | 1162.0709 | 0.031203 | 2268.5806 | 0 | 2265.5571 | 0 | 2265.5454 | 0.01306
|  |  |  | -- | -- |  |  | 1162.0874 | 0.031251 | 2268.8328 | 0 | 2265.8086 | 0 | 2265.7969 | 0.01306
|  |  |  | -- | -- |  |  | 1162.104 | 0.031298 | 2269.085 | 0 | 2266.0601 | 0 | 2266.0483 | 0.01312
|  |  |  | -- | -- |  |  | 1162.1205 | 0.031345 | 2269.3372 | 0 | 2266.3118 | 0 | 2266.3 | 0.01323
|  |  |  | -- | -- |  |  | 1162.1371 | 0.031392 | 2269.5894 | 0 | 2266.5632 | 0 | 2266.5518 | 0.01338
|  |  |  | -- | -- |  |  | 1162.1536 | 0.031437 | 2269.8418 | 0 | 2266.8149 | 0 | 2266.8035 | 0.01357
|  |  |  | -- | -- |  |  | 1162.1702 | 0.031482 | 2270.0942 | 0 | 2267.0667 | 0 | 2267.0552 | 0.01377
|  |  |  | -- | -- |  |  | 1162.1866 | 0.031527 | 2270.3467 | 0 | 2267.3186 | 0 | 2267.3069 | 0.01397
|  |  |  | -- | -- |  |  | 1162.2032 | 0.03157 | 2270.5994 | 0 | 2267.5706 | 0 | 2267.5588 | 0.01417
|  |  |  | -- | -- |  |  | 1162.2197 | 0.031612 | 2270.8518 | 0 | 2267.8223 | 0 | 2267.8108 | 0.01435
|  |  |  | -- | -- |  |  | 1162.2363 | 0.031654 | 2271.1045 | 0 | 2268.0742 | 0 | 2268.0627 | 0.01451
|  |  |  | -- | -- |  |  | 1162.2528 | 0.031694 | 2271.3572 | 0 | 2268.3264 | 0 | 2268.3147 | 0.01467
|  |  |  | -- | -- |  |  | 1162.2694 | 0.031733 | 2271.6101 | 0 | 2268.5784 | 0 | 2268.5669 | 0.01483
|  |  |  | -- | -- |  |  | 1162.2859 | 0.031771 | 2271.8628 | 0 | 2268.8306 | 0 | 2268.8191 | 0.01498
|  |  |  | -- | -- |  |  | 1162.3025 | 0.031808 | 2272.1157 | 0 | 2269.0828 | 0 | 2269.0713 | 0.01511
|  |  |  | -- | -- |  |  | 1162.319 | 0.031844 | 2272.3686 | 0 | 2269.335 | 0 | 2269.3235 | 0.01523
|  |  |  | -- | -- |  |  | 1162.3356 | 0.031878 | 2272.6216 | 0 | 2269.5874 | 0 | 2269.5757 | 0.01529
|  |  |  | -- | -- |  |  | 1162.3521 | 0.031911 | 2272.8748 | 0 | 2269.8398 | 0 | 2269.8281 | 0.0153
|  |  |  | -- | -- |  |  | 1162.3687 | 0.031943 | 2273.1277 | 0 | 2270.0923 | 0 | 2270.0806 | 0.01524
|  |  |  | -- | -- |  |  | 1162.3853 | 0.031973 | 2273.3809 | 0 | 2270.3447 | 0 | 2270.333 | 0.01511
|  |  |  | -- | -- |  |  | 1162.4017 | 0.032002 | 2273.634 | 0 | 2270.5972 | 0 | 2270.5857 | 0.01494
|  |  |  | -- | -- |  |  | 1162.4183 | 0.03203 | 2273.8875 | 0 | 2270.8499 | 0 | 2270.8381 | 0.01474
|  |  |  | -- | -- |  |  | 1162.4348 | 0.032056 | 2274.1409 | 0 | 2271.1025 | 0 | 2271.0908 | 0.01456
|  |  |  | -- | -- |  |  | 1162.4514 | 0.032081 | 2274.394 | 0 | 2271.3552 | 0 | 2271.3435 | 0.01443
|  |  |  | -- | -- |  |  | 1162.4679 | 0.032105 | 2274.6477 | 0 | 2271.6079 | 0 | 2271.5964 | 0.01437
|  |  |  | -- | -- |  |  | 1162.4845 | 0.032127 | 2274.9011 | 0 | 2271.8608 | 0 | 2271.8491 | 0.01439
|  |  |  | -- | -- |  |  | 1162.5011 | 0.032148 | 2275.1545 | 0 | 2272.1138 | 0 | 2272.102 | 0.01449
|  |  |  | -- | -- |  |  | 1162.5176 | 0.032167 | 2275.4082 | 0 | 2272.3667 | 0 | 2272.355 | 0.01465
|  |  |  | -- | -- |  |  | 1162.5342 | 0.032185 | 2275.6619 | 0 | 2272.6196 | 0 | 2272.6079 | 0.01485
|  |  |  | -- | -- |  |  | 1162.5507 | 0.032202 | 2275.9155 | 0 | 2272.8726 | 0 | 2272.8611 | 0.01504
|  |  |  | -- | -- |  |  | 1162.5673 | 0.032218 | 2276.1694 | 0 | 2273.1257 | 0 | 2273.114 | 0.0152
|  |  |  | -- | -- |  |  | 1162.5839 | 0.032232 | 2276.4233 | 0 | 2273.3789 | 0 | 2273.3672 | 0.01532
|  |  |  | -- | -- |  |  | 1162.6003 | 0.032245 | 2276.6773 | 0 | 2273.6321 | 0 | 2273.6204 | 0.01538
|  |  |  | -- | -- |  |  | 1162.6169 | 0.032258 | 2276.9311 | 0 | 2273.8855 | 0 | 2273.8738 | 0.01539
|  |  |  | -- | -- |  |  | 1162.6334 | 0.032269 | 2277.1851 | 0 | 2274.1387 | 0 | 2274.1269 | 0.01537
|  |  |  | -- | -- |  |  | 1162.65 | 0.032278 | 2277.4392 | 0 | 2274.3921 | 0 | 2274.3804 | 0.01534
|  |  |  | -- | -- |  |  | 1162.6666 | 0.032287 | 2277.6934 | 0 | 2274.6455 | 0 | 2274.6338 | 0.01531
|  |  |  | -- | -- |  |  | 1162.6831 | 0.032295 | 2277.9475 | 0 | 2274.8989 | 0 | 2274.8875 | 0.01531
|  |  |  | -- | -- |  |  | 1162.6997 | 0.032303 | 2278.2017 | 0 | 2275.1526 | 0 | 2275.1409 | 0.01533
|  |  |  | -- | -- |  |  | 1162.7163 | 0.032309 | 2278.4561 | 0 | 2275.4062 | 0 | 2275.3945 | 0.01538
|  |  |  | -- | -- |  |  | 1162.7328 | 0.032314 | 2278.7105 | 0 | 2275.6599 | 0 | 2275.6482 | 0.01545
|  |  |  | -- | -- |  |  | 1162.7494 | 0.032319 | 2278.9648 | 0 | 2275.9136 | 0 | 2275.9019 | 0.01552
|  |  |  | -- | -- |  |  | 1162.7659 | 0.032323 | 2279.2192 | 0 | 2276.1675 | 0 | 2276.1558 | 0.0156
|  |  |  | -- | -- |  |  | 1162.7825 | 0.032326 | 2279.4736 | 0 | 2276.4211 | 0 | 2276.4097 | 0.01566
|  |  |  | -- | -- |  |  | 1162.7991 | 0.032329 | 2279.7283 | 0 | 2276.675 | 0 | 2276.6633 | 0.0157
|  |  |  | -- | -- |  |  | 1162.8156 | 0.032331 | 2279.9829 | 0 | 2276.9289 | 0 | 2276.9175 | 0.01572
|  |  |  | -- | -- |  |  | 1162.8322 | 0.032333 | 2280.2375 | 0 | 2277.1831 | 0 | 2277.1714 | 0.01572
|  |  |  | -- | -- |  |  | 1162.8488 | 0.032334 | 2280.4924 | 0 | 2277.4373 | 0 | 2277.4255 | 0.0157
|  |  |  | -- | -- |  |  | 1162.8652 | 0.032335 | 2280.7473 | 0 | 2277.6912 | 0 | 2277.6797 | 0.01566
|  |  |  | -- | -- |  |  | 1162.8818 | 0.032336 | 2281.0019 | 0 | 2277.9456 | 0 | 2277.9338 | 0.01559
|  |  |  | -- | -- |  |  | 1162.8984 | 0.032336 | 2281.2571 | 0 | 2278.1997 | 0 | 2278.188 | 0.01551
|  |  |  | -- | -- |  |  | 1162.9149 | 0.032336 | 2281.512 | 0 | 2278.4539 | 0 | 2278.4424 | 0.01541
|  |  |  | -- | -- |  |  | 1162.9315 | 0.032336 | 2281.7671 | 0 | 2278.7083 | 0 | 2278.6965 | 0.0153
|  |  |  | -- | -- |  |  | 1162.9481 | 0.032336 | 2282.022 | 0 | 2278.9626 | 0 | 2278.9509 | 0.0152
|  |  |  | -- | -- |  |  | 1162.9647 | 0.032336 | 2282.2771 | 0 | 2279.2173 | 0 | 2279.2056 | 0.01512
|  |  |  | -- | -- |  |  | 1162.9812 | 0.032335 | 2282.5325 | 0 | 2279.4717 | 0 | 2279.46 | 0.01507
|  |  |  | -- | -- |  |  | 1162.9978 | 0.032335 | 2282.7876 | 0 | 2279.7263 | 0 | 2279.7146 | 0.01506
|  |  |  | -- | -- |  |  | 1163.0144 | 0.032335 | 2283.043 | 0 | 2279.981 | 0 | 2279.9692 | 0.01508
|  |  |  | -- | -- |  |  | 1163.0309 | 0.032335 | 2283.2983 | 0 | 2280.2356 | 0 | 2280.2239 | 0.01513
|  |  |  | -- | -- |  |  | 1163.0475 | 0.032335 | 2283.5537 | 0 | 2280.4902 | 0 | 2280.4788 | 0.01519
|  |  |  | -- | -- |  |  | 1163.0641 | 0.032335 | 2283.8093 | 0 | 2280.7451 | 0 | 2280.7334 | 0.01525
|  |  |  | -- | -- |  |  | 1163.0807 | 0.032336 | 2284.0649 | 0 | 2281 | 0 | 2280.9883 | 0.0153
|  |  |  | -- | -- |  |  | 1163.0972 | 0.032336 | 2284.3206 | 0 | 2281.2549 | 0 | 2281.2432 | 0.01532
|  |  |  | -- | -- |  |  | 1163.1138 | 0.032337 | 2284.5762 | 0 | 2281.51 | 0 | 2281.4983 | 0.01533
|  |  |  | -- | -- |  |  | 1163.1304 | 0.032339 | 2284.8318 | 0 | 2281.7649 | 0 | 2281.7532 | 0.01534
|  |  |  | -- | -- |  |  | 1163.1469 | 0.03234 | 2285.0876 | 0 | 2282.02 | 0 | 2282.0083 | 0.01535
|  |  |  | -- | -- |  |  | 1163.1635 | 0.032342 | 2285.3435 | 0 | 2282.2751 | 0 | 2282.2634 | 0.01538
|  |  |  | -- | -- |  |  | 1163.1801 | 0.032345 | 2285.5994 | 0 | 2282.5303 | 0 | 2282.5188 | 0.01544
|  |  |  | -- | -- |  |  | 1163.1967 | 0.032348 | 2285.8552 | 0 | 2282.7856 | 0 | 2282.7739 | 0.01551
|  |  |  | -- | -- |  |  | 1163.2131 | 0.032351 | 2286.1113 | 0 | 2283.041 | 0 | 2283.0293 | 0.0156
|  |  |  | -- | -- |  |  | 1163.2297 | 0.032355 | 2286.3674 | 0 | 2283.2964 | 0 | 2283.2847 | 0.01568
|  |  |  | -- | -- |  |  | 1163.2463 | 0.032359 | 2286.6235 | 0 | 2283.5518 | 0 | 2283.54 | 0.01575
|  |  |  | -- | -- |  |  | 1163.2629 | 0.032363 | 2286.8796 | 0 | 2283.8071 | 0 | 2283.7957 | 0.01577
|  |  |  | -- | -- |  |  | 1163.2794 | 0.032368 | 2287.1357 | 0 | 2284.0627 | 0 | 2284.051 | 0.01574
|  |  |  | -- | -- |  |  | 1163.296 | 0.032374 | 2287.3921 | 0 | 2284.3184 | 0 | 2284.3066 | 0.01564
|  |  |  | -- | -- |  |  | 1163.3126 | 0.03238 | 2287.6484 | 0 | 2284.574 | 0 | 2284.5623 | 0.01549
|  |  |  | -- | -- |  |  | 1163.3292 | 0.032387 | 2287.9048 | 0 | 2284.8298 | 0 | 2284.8181 | 0.01529
|  |  |  | -- | -- |  |  | 1163.3458 | 0.032394 | 2288.1614 | 0 | 2285.0855 | 0 | 2285.0737 | 0.01506
|  |  |  | -- | -- |  |  | 1163.3623 | 0.032401 | 2288.418 | 0 | 2285.3413 | 0 | 2285.3296 | 0.01483
|  |  |  | -- | -- |  |  | 1163.3789 | 0.032409 | 2288.6746 | 0 | 2285.5972 | 0 | 2285.5855 | 0.01464
|  |  |  | -- | -- |  |  | 1163.3955 | 0.032418 | 2288.9311 | 0 | 2285.8533 | 0 | 2285.8416 | 0.0145
|  |  |  | -- | -- |  |  | 1163.4121 | 0.032427 | 2289.1877 | 0 | 2286.1091 | 0 | 2286.0974 | 0.01445
|  |  |  | -- | -- |  |  | 1163.4287 | 0.032437 | 2289.4446 | 0 | 2286.3652 | 0 | 2286.3535 | 0.01449
|  |  |  | -- | -- |  |  | 1163.4452 | 0.032447 | 2289.7014 | 0 | 2286.6213 | 0 | 2286.6096 | 0.01464
|  |  |  | -- | -- |  |  | 1163.4618 | 0.032458 | 2289.9583 | 0 | 2286.8774 | 0 | 2286.866 | 0.01488
|  |  |  | -- | -- |  |  | 1163.4784 | 0.032469 | 2290.2151 | 0 | 2287.1338 | 0 | 2287.1221 | 0.01516
|  |  |  | -- | -- |  |  | 1163.495 | 0.032481 | 2290.4722 | 0 | 2287.3901 | 0 | 2287.3784 | 0.01547
|  |  |  | -- | -- |  |  | 1163.5116 | 0.032493 | 2290.7292 | 0 | 2287.6465 | 0 | 2287.6348 | 0.01573
|  |  |  | -- | -- |  |  | 1163.5281 | 0.032505 | 2290.9863 | 0 | 2287.9028 | 0 | 2287.8911 | 0.01592
|  |  |  | -- | -- |  |  | 1163.5447 | 0.032518 | 2291.2434 | 0 | 2288.1592 | 0 | 2288.1475 | 0.016
|  |  |  | -- | -- |  |  | 1163.5613 | 0.032532 | 2291.5007 | 0 | 2288.4158 | 0 | 2288.4041 | 0.01598
|  |  |  | -- | -- |  |  | 1163.5779 | 0.032546 | 2291.7578 | 0 | 2288.6724 | 0 | 2288.6606 | 0.01587
|  |  |  | -- | -- |  |  | 1163.5945 | 0.03256 | 2292.0151 | 0 | 2288.9289 | 0 | 2288.9172 | 0.01571
|  |  |  | -- | -- |  |  | 1163.6111 | 0.032575 | 2292.2727 | 0 | 2289.1858 | 0 | 2289.1741 | 0.01556
|  |  |  | -- | -- |  |  | 1163.6276 | 0.03259 | 2292.53 | 0 | 2289.4424 | 0 | 2289.4307 | 0.01546
|  |  |  | -- | -- |  |  | 1163.6442 | 0.032605 | 2292.7876 | 0 | 2289.6992 | 0 | 2289.6875 | 0.01543
|  |  |  | -- | -- |  |  | 1163.6608 | 0.032621 | 2293.0452 | 0 | 2289.9561 | 0 | 2289.9443 | 0.01549
|  |  |  | -- | -- |  |  | 1163.6774 | 0.032637 | 2293.3027 | 0 | 2290.2131 | 0 | 2290.2014 | 0.01563
|  |  |  | -- | -- |  |  | 1163.694 | 0.032654 | 2293.5603 | 0 | 2290.47 | 0 | 2290.4583 | 0.01581
|  |  |  | -- | -- |  |  | 1163.7106 | 0.032671 | 2293.8181 | 0 | 2290.727 | 0 | 2290.7153 | 0.01602
|  |  |  | -- | -- |  |  | 1163.7272 | 0.032688 | 2294.0759 | 0 | 2290.9841 | 0 | 2290.9724 | 0.01619
|  |  |  | -- | -- |  |  | 1163.7438 | 0.032705 | 2294.3337 | 0 | 2291.2414 | 0 | 2291.2295 | 0.01632
|  |  |  | -- | -- |  |  | 1163.7603 | 0.032722 | 2294.5916 | 0 | 2291.4985 | 0 | 2291.4868 | 0.01638
|  |  |  | -- | -- |  |  | 1163.7769 | 0.03274 | 2294.8496 | 0 | 2291.7559 | 0 | 2291.7441 | 0.01638
|  |  |  | -- | -- |  |  | 1163.7935 | 0.032758 | 2295.1077 | 0 | 2292.0132 | 0 | 2292.0015 | 0.01633
|  |  |  | -- | -- |  |  | 1163.8101 | 0.032776 | 2295.3657 | 0 | 2292.2705 | 0 | 2292.2588 | 0.01625
|  |  |  | -- | -- |  |  | 1163.8267 | 0.032794 | 2295.6238 | 0 | 2292.5281 | 0 | 2292.5164 | 0.01616
|  |  |  | -- | -- |  |  | 1163.8433 | 0.032812 | 2295.8821 | 0 | 2292.7854 | 0 | 2292.7737 | 0.01608
|  |  |  | -- | -- |  |  | 1163.8599 | 0.032831 | 2296.1404 | 0 | 2293.043 | 0 | 2293.0312 | 0.016
|  |  |  | -- | -- |  |  | 1163.8765 | 0.032849 | 2296.3987 | 0 | 2293.3005 | 0 | 2293.2888 | 0.01591
|  |  |  | -- | -- |  |  | 1163.8931 | 0.032867 | 2296.657 | 0 | 2293.5583 | 0 | 2293.5466 | 0.01582
|  |  |  | -- | -- |  |  | 1163.9095 | 0.032886 | 2296.9155 | 0 | 2293.8162 | 0 | 2293.8042 | 0.01569
|  |  |  | -- | -- |  |  | 1163.9261 | 0.032904 | 2297.1738 | 0 | 2294.0737 | 0 | 2294.062 | 0.01552
|  |  |  | -- | -- |  |  | 1163.9427 | 0.032923 | 2297.4324 | 0 | 2294.3318 | 0 | 2294.3201 | 0.01532
|  |  |  | -- | -- |  |  | 1163.9594 | 0.032941 | 2297.6912 | 0 | 2294.5896 | 0 | 2294.5779 | 0.0151
|  |  |  | -- | -- |  |  | 1163.976 | 0.032959 | 2297.9497 | 0 | 2294.8477 | 0 | 2294.8359 | 0.01488
|  |  |  | -- | -- |  |  | 1163.9926 | 0.032977 | 2298.2085 | 0 | 2295.1055 | 0 | 2295.0938 | 0.0147
|  |  |  | -- | -- |  |  | 1164.0092 | 0.032995 | 2298.4673 | 0 | 2295.3638 | 0 | 2295.3518 | 0.01457
|  |  |  | -- | -- |  |  | 1164.0258 | 0.033013 | 2298.7261 | 0 | 2295.6218 | 0 | 2295.6101 | 0.01452
|  |  |  | -- | -- |  |  | 1164.0424 | 0.033031 | 2298.9849 | 0 | 2295.8799 | 0 | 2295.8682 | 0.01456
|  |  |  | -- | -- |  |  | 1164.059 | 0.033048 | 2299.2439 | 0 | 2296.1382 | 0 | 2296.1265 | 0.01469
|  |  |  | -- | -- |  |  | 1164.0756 | 0.033066 | 2299.5029 | 0 | 2296.3965 | 0 | 2296.3848 | 0.01488
|  |  |  | -- | -- |  |  | 1164.0922 | 0.033083 | 2299.762 | 0 | 2296.655 | 0 | 2296.6431 | 0.0151
|  |  |  | -- | -- |  |  | 1164.1088 | 0.0331 | 2300.0212 | 0 | 2296.9133 | 0 | 2296.9016 | 0.01531
|  |  |  | -- | -- |  |  | 1164.1254 | 0.033116 | 2300.2803 | 0 | 2297.1719 | 0 | 2297.1602 | 0.01549
|  |  |  | -- | -- |  |  | 1164.142 | 0.033132 | 2300.5395 | 0 | 2297.4304 | 0 | 2297.4187 | 0.01559
|  |  |  | -- | -- |  |  | 1164.1586 | 0.033148 | 2300.7988 | 0 | 2297.689 | 0 | 2297.6773 | 0.01561
|  |  |  | -- | -- |  |  | 1164.1752 | 0.033164 | 2301.0581 | 0 | 2297.9477 | 0 | 2297.9358 | 0.01555
|  |  |  | -- | -- |  |  | 1164.1918 | 0.033179 | 2301.3176 | 0 | 2298.2063 | 0 | 2298.1946 | 0.01541
|  |  |  | -- | -- |  |  | 1164.2084 | 0.033194 | 2301.5772 | 0 | 2298.4651 | 0 | 2298.4534 | 0.01522
|  |  |  | -- | -- |  |  | 1164.225 | 0.033208 | 2301.8367 | 0 | 2298.7239 | 0 | 2298.7122 | 0.01498
|  |  |  | -- | -- |  |  | 1164.2416 | 0.033222 | 2302.0962 | 0 | 2298.9829 | 0 | 2298.9712 | 0.01472
|  |  |  | -- | -- |  |  | 1164.2582 | 0.033236 | 2302.356 | 0 | 2299.2419 | 0 | 2299.23 | 0.01445
|  |  |  | -- | -- |  |  | 1164.2748 | 0.033249 | 2302.6157 | 0 | 2299.5007 | 0 | 2299.489 | 0.0142
|  |  |  | -- | -- |  |  | 1164.2914 | 0.033262 | 2302.8755 | 0 | 2299.76 | 0 | 2299.7481 | 0.01396
|  |  |  | -- | -- |  |  | 1164.308 | 0.033275 | 2303.1352 | 0 | 2300.019 | 0 | 2300.0073 | 0.01374
|  |  |  | -- | -- |  |  | 1164.3246 | 0.033287 | 2303.395 | 0 | 2300.2783 | 0 | 2300.2664 | 0.01357
|  |  |  | -- | -- |  |  | 1164.3412 | 0.033298 | 2303.655 | 0 | 2300.5376 | 0 | 2300.5256 | 0.01344
|  |  |  | -- | -- |  |  | 1164.3578 | 0.03331 | 2303.915 | 0 | 2300.7969 | 0 | 2300.7849 | 0.01336
|  |  |  | -- | -- |  |  | 1164.3744 | 0.03332 | 2304.175 | 0 | 2301.0561 | 0 | 2301.0444 | 0.01335
|  |  |  | -- | -- |  |  | 1164.391 | 0.033331 | 2304.4353 | 0 | 2301.3157 | 0 | 2301.3037 | 0.01341
|  |  |  | -- | -- |  |  | 1164.4076 | 0.03334 | 2304.6953 | 0 | 2301.575 | 0 | 2301.5632 | 0.01355
|  |  |  | -- | -- |  |  | 1164.4242 | 0.03335 | 2304.9556 | 0 | 2301.8345 | 0 | 2301.8227 | 0.01377
|  |  |  | -- | -- |  |  | 1164.4408 | 0.033358 | 2305.2161 | 0 | 2302.0942 | 0 | 2302.0825 | 0.01406
|  |  |  | -- | -- |  |  | 1164.4574 | 0.033367 | 2305.4763 | 0 | 2302.3538 | 0 | 2302.342 | 0.01441
|  |  |  | -- | -- |  |  | 1164.474 | 0.033375 | 2305.7368 | 0 | 2302.6135 | 0 | 2302.6018 | 0.0148
|  |  |  | -- | -- |  |  | 1164.4906 | 0.033382 | 2305.9973 | 0 | 2302.8733 | 0 | 2302.8616 | 0.0152
|  |  |  | -- | -- |  |  | 1164.5072 | 0.033389 | 2306.2578 | 0 | 2303.1331 | 0 | 2303.1213 | 0.01558
|  |  |  | -- | -- |  |  | 1164.5238 | 0.033395 | 2306.5183 | 0 | 2303.3931 | 0 | 2303.3814 | 0.01589
|  |  |  | -- | -- |  |  | 1164.5404 | 0.033401 | 2306.7791 | 0 | 2303.6531 | 0 | 2303.6411 | 0.01612
|  |  |  | -- | -- |  |  | 1164.557 | 0.033407 | 2307.0398 | 0 | 2303.9131 | 0 | 2303.9011 | 0.01624
|  |  |  | -- | -- |  |  | 1164.5736 | 0.033412 | 2307.3005 | 0 | 2304.1731 | 0 | 2304.1614 | 0.01626
|  |  |  | -- | -- |  |  | 1164.5902 | 0.033416 | 2307.5613 | 0 | 2304.4331 | 0 | 2304.4214 | 0.01617
|  |  |  | -- | -- |  |  | 1164.6068 | 0.03342 | 2307.8223 | 0 | 2304.6934 | 0 | 2304.6816 | 0.01601
|  |  |  | -- | -- |  |  | 1164.6234 | 0.033424 | 2308.0833 | 0 | 2304.9536 | 0 | 2304.9419 | 0.01579
|  |  |  | -- | -- |  |  | 1164.6401 | 0.033427 | 2308.3442 | 0 | 2305.2139 | 0 | 2305.2022 | 0.01555
|  |  |  | -- | -- |  |  | 1164.6567 | 0.033429 | 2308.6052 | 0 | 2305.4744 | 0 | 2305.4624 | 0.01531
|  |  |  | -- | -- |  |  | 1164.6733 | 0.033431 | 2308.8664 | 0 | 2305.7346 | 0 | 2305.7229 | 0.0151
|  |  |  | -- | -- |  |  | 1164.6899 | 0.033433 | 2309.1274 | 0 | 2305.9951 | 0 | 2305.9834 | 0.01495
|  |  |  | -- | -- |  |  | 1164.7065 | 0.033434 | 2309.3887 | 0 | 2306.2556 | 0 | 2306.2439 | 0.01485
|  |  |  | -- | -- |  |  | 1164.7231 | 0.033434 | 2309.6501 | 0 | 2306.5164 | 0 | 2306.5044 | 0.01483
|  |  |  | -- | -- |  |  | 1164.7397 | 0.033434 | 2309.9114 | 0 | 2306.7769 | 0 | 2306.7651 | 0.01487
|  |  |  | -- | -- |  |  | 1164.7563 | 0.033434 | 2310.1728 | 0 | 2307.0376 | 0 | 2307.0259 | 0.01497
|  |  |  | -- | -- |  |  | 1164.7729 | 0.033433 | 2310.4343 | 0 | 2307.2983 | 0 | 2307.2866 | 0.01512
|  |  |  | -- | -- |  |  | 1164.7896 | 0.033431 | 2310.6958 | 0 | 2307.5593 | 0 | 2307.5474 | 0.01531
|  |  |  | -- | -- |  |  | 1164.8063 | 0.033429 | 2310.9575 | 0 | 2307.8201 | 0 | 2307.8083 | 0.01552
|  |  |  | -- | -- |  |  | 1164.8229 | 0.033426 | 2311.2192 | 0 | 2308.0811 | 0 | 2308.0693 | 0.01574
|  |  |  | -- | -- |  |  | 1164.8395 | 0.033422 | 2311.481 | 0 | 2308.342 | 0 | 2308.3303 | 0.01595
|  |  |  | -- | -- |  |  | 1164.8561 | 0.033418 | 2311.7427 | 0 | 2308.6033 | 0 | 2308.5913 | 0.01615
|  |  |  | -- | -- |  |  | 1164.8727 | 0.033413 | 2312.0044 | 0 | 2308.8643 | 0 | 2308.8525 | 0.01633
|  |  |  | -- | -- |  |  | 1164.8893 | 0.033408 | 2312.2664 | 0 | 2309.1255 | 0 | 2309.1138 | 0.0165
|  |  |  | -- | -- |  |  | 1164.9059 | 0.033402 | 2312.5283 | 0 | 2309.3867 | 0 | 2309.375 | 0.01666
|  |  |  | -- | -- |  |  | 1164.9226 | 0.033395 | 2312.7903 | 0 | 2309.648 | 0 | 2309.6362 | 0.01682
|  |  |  | -- | -- |  |  | 1164.9392 | 0.033388 | 2313.0525 | 0 | 2309.9094 | 0 | 2309.8975 | 0.01699
|  |  |  | -- | -- |  |  | 1164.9558 | 0.033379 | 2313.3144 | 0 | 2310.1709 | 0 | 2310.1589 | 0.01716
|  |  |  | -- | -- |  |  | 1164.9724 | 0.03337 | 2313.5767 | 0 | 2310.4324 | 0 | 2310.4204 | 0.01733
|  |  |  | -- | -- |  |  | 1164.989 | 0.03336 | 2313.8389 | 0 | 2310.6939 | 0 | 2310.6819 | 0.01749
|  |  |  | -- | -- |  |  | 1165.0056 | 0.03335 | 2314.1013 | 0 | 2310.9553 | 0 | 2310.9436 | 0.01762
|  |  |  | -- | -- |  |  | 1165.0223 | 0.033338 | 2314.3638 | 0 | 2311.217 | 0 | 2311.2053 | 0.01771
|  |  |  | -- | -- |  |  | 1165.0389 | 0.033325 | 2314.626 | 0 | 2311.4788 | 0 | 2311.467 | 0.01773
|  |  |  | -- | -- |  |  | 1165.0555 | 0.033312 | 2314.8887 | 0 | 2311.7405 | 0 | 2311.7288 | 0.01767
|  |  |  | -- | -- |  |  | 1165.0721 | 0.033297 | 2315.1511 | 0 | 2312.0024 | 0 | 2311.9905 | 0.01753
|  |  |  | -- | -- |  |  | 1165.0887 | 0.033282 | 2315.4138 | 0 | 2312.2642 | 0 | 2312.2524 | 0.01728
|  |  |  | -- | -- |  |  | 1165.1053 | 0.033265 | 2315.6765 | 0 | 2312.5261 | 0 | 2312.5144 | 0.01696
|  |  |  | -- | -- |  |  | 1165.1221 | 0.033248 | 2315.9392 | 0 | 2312.7883 | 0 | 2312.7764 | 0.01656
|  |  |  | -- | -- |  |  | 1165.1387 | 0.033229 | 2316.2019 | 0 | 2313.0503 | 0 | 2313.0386 | 0.01614
|  |  |  | -- | -- |  |  | 1165.1553 | 0.033209 | 2316.4648 | 0 | 2313.3125 | 0 | 2313.3005 | 0.01572
|  |  |  | -- | -- |  |  | 1165.1719 | 0.033188 | 2316.7278 | 0 | 2313.5747 | 0 | 2313.5627 | 0.01536
|  |  |  | -- | -- |  |  | 1165.1885 | 0.033165 | 2316.9907 | 0 | 2313.8369 | 0 | 2313.825 | 0.01508
|  |  |  | -- | -- |  |  | 1165.2052 | 0.033142 | 2317.2537 | 0 | 2314.0991 | 0 | 2314.0874 | 0.01493
|  |  |  | -- | -- |  |  | 1165.2218 | 0.033117 | 2317.5168 | 0 | 2314.3616 | 0 | 2314.3499 | 0.01491
|  |  |  | -- | -- |  |  | 1165.2384 | 0.03309 | 2317.7798 | 0 | 2314.624 | 0 | 2314.6121 | 0.01502
|  |  |  | -- | -- |  |  | 1165.255 | 0.033063 | 2318.043 | 0 | 2314.8865 | 0 | 2314.8748 | 0.01523
|  |  |  | -- | -- |  |  | 1165.2717 | 0.033034 | 2318.3064 | 0 | 2315.1489 | 0 | 2315.1372 | 0.01549
|  |  |  | -- | -- |  |  | 1165.2883 | 0.033003 | 2318.5696 | 0 | 2315.4116 | 0 | 2315.3999 | 0.01576
|  |  |  | -- | -- |  |  | 1165.3049 | 0.032971 | 2318.833 | 0 | 2315.6743 | 0 | 2315.6624 | 0.016
|  |  |  | -- | -- |  |  | 1165.3215 | 0.032938 | 2319.0964 | 0 | 2315.937 | 0 | 2315.9253 | 0.01617
|  |  |  | -- | -- |  |  | 1165.3383 | 0.032903 | 2319.3601 | 0 | 2316.1997 | 0 | 2316.188 | 0.01626
|  |  |  | -- | -- |  |  | 1165.3549 | 0.032866 | 2319.6235 | 0 | 2316.4626 | 0 | 2316.4509 | 0.01627
|  |  |  | -- | -- |  |  | 1165.3715 | 0.032828 | 2319.8872 | 0 | 2316.7256 | 0 | 2316.7136 | 0.01619
|  |  |  | -- | -- |  |  | 1165.3881 | 0.032789 | 2320.1509 | 0 | 2316.9885 | 0 | 2316.9768 | 0.01608
|  |  |  | -- | -- |  |  | 1165.4048 | 0.032747 | 2320.4145 | 0 | 2317.2515 | 0 | 2317.2398 | 0.01594
|  |  |  | -- | -- |  |  | 1165.4214 | 0.032705 | 2320.6785 | 0 | 2317.5147 | 0 | 2317.5027 | 0.01583
|  |  |  | -- | -- |  |  | 1165.438 | 0.03266 | 2320.9424 | 0 | 2317.7778 | 0 | 2317.7659 | 0.01576
|  |  |  | -- | -- |  |  | 1165.4546 | 0.032614 | 2321.2063 | 0 | 2318.041 | 0 | 2318.0291 | 0.01578
|  |  |  | -- | -- |  |  | 1165.4713 | 0.032567 | 2321.4702 | 0 | 2318.3042 | 0 | 2318.2925 | 0.01589
|  |  |  | -- | -- |  |  | 1165.4879 | 0.032518 | 2321.7341 | 0 | 2318.5676 | 0 | 2318.5557 | 0.01609
|  |  |  | -- | -- |  |  | 1165.5045 | 0.032467 | 2321.9983 | 0 | 2318.8311 | 0 | 2318.8191 | 0.01635
|  |  |  | -- | -- |  |  | 1165.5212 | 0.032415 | 2322.2625 | 0 | 2319.0945 | 0 | 2319.0825 | 0.01666
|  |  |  | -- | -- |  |  | 1165.5378 | 0.032361 | 2322.5266 | 0 | 2319.3579 | 0 | 2319.3459 | 0.01698
|  |  |  | -- | -- |  |  | 1165.5544 | 0.032305 | 2322.791 | 0 | 2319.6216 | 0 | 2319.6096 | 0.01727
|  |  |  | -- | -- |  |  | 1165.571 | 0.032248 | 2323.0554 | 0 | 2319.885 | 0 | 2319.8733 | 0.01751
|  |  |  | -- | -- |  |  | 1165.5878 | 0.03219 | 2323.3198 | 0 | 2320.1487 | 0 | 2320.137 | 0.01767
|  |  |  | -- | -- |  |  | 1165.6044 | 0.03213 | 2323.5842 | 0 | 2320.4126 | 0 | 2320.4006 | 0.01776
|  |  |  | -- | -- |  |  | 1165.621 | 0.032069 | 2323.8486 | 0 | 2320.6763 | 0 | 2320.6645 | 0.01778
|  |  |  | -- | -- |  |  | 1165.6377 | 0.032006 | 2324.1133 | 0 | 2320.9402 | 0 | 2320.9282 | 0.01775
|  |  |  | -- | -- |  |  | 1165.6543 | 0.031942 | 2324.3779 | 0 | 2321.2041 | 0 | 2321.1921 | 0.01768
|  |  |  | -- | -- |  |  | 1165.6709 | 0.031877 | 2324.6426 | 0 | 2321.468 | 0 | 2321.4563 | 0.01759
|  |  |  | -- | -- |  |  | 1165.6876 | 0.03181 | 2324.9075 | 0 | 2321.7322 | 0 | 2321.7202 | 0.01749
|  |  |  | -- | -- |  |  | 1165.7042 | 0.031742 | 2325.1724 | 0 | 2321.9963 | 0 | 2321.9844 | 0.01737
|  |  |  | -- | -- |  |  | 1165.7208 | 0.031673 | 2325.4373 | 0 | 2322.2605 | 0 | 2322.2485 | 0.01723
|  |  |  | -- | -- |  |  | 1165.7375 | 0.031604 | 2325.7022 | 0 | 2322.5247 | 0 | 2322.5127 | 0.01705
|  |  |  | -- | -- |  |  | 1165.7541 | 0.031533 | 2325.967 | 0 | 2322.7888 | 0 | 2322.7771 | 0.01681
|  |  |  | -- | -- |  |  | 1165.7708 | 0.031461 | 2326.2322 | 0 | 2323.0532 | 0 | 2323.0415 | 0.01652
|  |  |  | -- | -- |  |  | 1165.7875 | 0.031388 | 2326.4973 | 0 | 2323.3176 | 0 | 2323.3059 | 0.01619
|  |  |  | -- | -- |  |  | 1165.8041 | 0.031315 | 2326.7625 | 0 | 2323.582 | 0 | 2323.5703 | 0.01583
|  |  |  | -- | -- |  |  | 1165.8207 | 0.03124 | 2327.0278 | 0 | 2323.8467 | 0 | 2323.8347 | 0.01549
|  |  |  | -- | -- |  |  | 1165.8374 | 0.031166 | 2327.293 | 0 | 2324.1113 | 0 | 2324.0994 | 0.01517
|  |  |  | -- | -- |  |  | 1165.854 | 0.03109 | 2327.5583 | 0 | 2324.376 | 0 | 2324.364 | 0.01492
|  |  |  | -- | -- |  |  | 1165.8707 | 0.031015 | 2327.824 | 0 | 2324.6406 | 0 | 2324.6287 | 0.01474
|  |  |  | -- | -- |  |  | 1165.8873 | 0.030938 | 2328.0894 | 0 | 2324.9053 | 0 | 2324.8936 | 0.01465
|  |  |  | -- | -- |  |  | 1165.9039 | 0.030862 | 2328.355 | 0 | 2325.1702 | 0 | 2325.1582 | 0.01464
|  |  |  | -- | -- |  |  | 1165.9207 | 0.030786 | 2328.6206 | 0 | 2325.4351 | 0 | 2325.4231 | 0.01471
|  |  |  | -- | -- |  |  | 1165.9373 | 0.030709 | 2328.8862 | 0 | 2325.7 | 0 | 2325.6882 | 0.01485
|  |  |  | -- | -- |  |  | 1165.9539 | 0.030633 | 2329.1519 | 0 | 2325.9651 | 0 | 2325.9531 | 0.01504
|  |  |  | -- | -- |  |  | 1165.9706 | 0.030557 | 2329.4177 | 0 | 2326.23 | 0 | 2326.2183 | 0.01527
|  |  |  | -- | -- |  |  | 1165.9872 | 0.030481 | 2329.6836 | 0 | 2326.4951 | 0 | 2326.4834 | 0.01554
|  |  |  | -- | -- |  |  | 1166.0039 | 0.030405 | 2329.9495 | 0 | 2326.7605 | 0 | 2326.7485 | 0.01581
|  |  |  | -- | -- |  |  | 1166.0205 | 0.03033 | 2330.2156 | 0 | 2327.0256 | 0 | 2327.0137 | 0.01608
|  |  |  | -- | -- |  |  | 1166.0371 | 0.030255 | 2330.4814 | 0 | 2327.291 | 0 | 2327.2791 | 0.01633
|  |  |  | -- | -- |  |  | 1166.0538 | 0.030181 | 2330.7476 | 0 | 2327.5564 | 0 | 2327.5444 | 0.01656
|  |  |  | -- | -- |  |  | 1166.0704 | 0.030108 | 2331.0137 | 0 | 2327.8218 | 0 | 2327.8098 | 0.01676
|  |  |  | -- | -- |  |  | 1166.0872 | 0.030036 | 2331.28 | 0 | 2328.0872 | 0 | 2328.0754 | 0.01693
|  |  |  | -- | -- |  |  | 1166.1038 | 0.029965 | 2331.5461 | 0 | 2328.3528 | 0 | 2328.3408 | 0.01706
|  |  |  | -- | -- |  |  | 1166.1205 | 0.029895 | 2331.8125 | 0 | 2328.6184 | 0 | 2328.6064 | 0.01714
|  |  |  | -- | -- |  |  | 1166.1371 | 0.029826 | 2332.0791 | 0 | 2328.884 | 0 | 2328.8721 | 0.01717
|  |  |  | -- | -- |  |  | 1166.1537 | 0.029758 | 2332.3455 | 0 | 2329.1499 | 0 | 2329.1379 | 0.01713
|  |  |  | -- | -- |  |  | 1166.1704 | 0.029692 | 2332.6121 | 0 | 2329.4155 | 0 | 2329.4038 | 0.01703
|  |  |  | -- | -- |  |  | 1166.187 | 0.029627 | 2332.8787 | 0 | 2329.6814 | 0 | 2329.6697 | 0.01686
|  |  |  | -- | -- |  |  | 1166.2037 | 0.029564 | 2333.1453 | 0 | 2329.9473 | 0 | 2329.9356 | 0.01663
|  |  |  | -- | -- |  |  | 1166.2203 | 0.029503 | 2333.4119 | 0 | 2330.2134 | 0 | 2330.2014 | 0.01638
|  |  |  | -- | -- |  |  | 1166.2371 | 0.029444 | 2333.6787 | 0 | 2330.4795 | 0 | 2330.4675 | 0.01611
|  |  |  | -- | -- |  |  | 1166.2537 | 0.029386 | 2333.9456 | 0 | 2330.7456 | 0 | 2330.7336 | 0.01586
|  |  |  | -- | -- |  |  | 1166.2704 | 0.02933 | 2334.2124 | 0 | 2331.0117 | 0 | 2330.9998 | 0.01566
|  |  |  | -- | -- |  |  | 1166.287 | 0.029277 | 2334.4792 | 0 | 2331.2778 | 0 | 2331.2659 | 0.0155
|  |  |  | -- | -- |  |  | 1166.3037 | 0.029225 | 2334.7463 | 0 | 2331.5442 | 0 | 2331.5322 | 0.01539
|  |  |  | -- | -- |  |  | 1166.3203 | 0.029176 | 2335.0134 | 0 | 2331.8106 | 0 | 2331.7986 | 0.01532
|  |  |  | -- | -- |  |  | 1166.337 | 0.029129 | 2335.2805 | 0 | 2332.0769 | 0 | 2332.0649 | 0.01528
|  |  |  | -- | -- |  |  | 1166.3536 | 0.029085 | 2335.5478 | 0 | 2332.3433 | 0 | 2332.3315 | 0.01527
|  |  |  | -- | -- |  |  | 1166.3704 | 0.029043 | 2335.8149 | 0 | 2332.6099 | 0 | 2332.5979 | 0.01527
|  |  |  | -- | -- |  |  | 1166.387 | 0.029004 | 2336.0823 | 0 | 2332.8765 | 0 | 2332.8645 | 0.01529
|  |  |  | -- | -- |  |  | 1166.4037 | 0.028967 | 2336.3496 | 0 | 2333.1431 | 0 | 2333.1311 | 0.01534
|  |  |  | -- | -- |  |  | 1166.4203 | 0.028932 | 2336.6172 | 0 | 2333.4099 | 0 | 2333.398 | 0.01542
|  |  |  | -- | -- |  |  | 1166.437 | 0.028901 | 2336.8848 | 0 | 2333.6765 | 0 | 2333.6645 | 0.01554
|  |  |  | -- | -- |  |  | 1166.4536 | 0.028872 | 2337.1521 | 0 | 2333.9434 | 0 | 2333.9314 | 0.01568
|  |  |  | -- | -- |  |  | 1166.4703 | 0.028846 | 2337.4199 | 0 | 2334.2102 | 0 | 2334.1985 | 0.01585
|  |  |  | -- | -- |  |  | 1166.4869 | 0.028823 | 2337.6875 | 0 | 2334.4773 | 0 | 2334.4653 | 0.01601
|  |  |  | -- | -- |  |  | 1166.5037 | 0.028803 | 2337.9553 | 0 | 2334.7441 | 0 | 2334.7324 | 0.01616
|  |  |  | -- | -- |  |  | 1166.5203 | 0.028786 | 2338.2231 | 0 | 2335.0112 | 0 | 2334.9995 | 0.01628
|  |  |  | -- | -- |  |  | 1166.537 | 0.028771 | 2338.491 | 0 | 2335.2786 | 0 | 2335.2666 | 0.01638
|  |  |  | -- | -- |  |  | 1166.5536 | 0.02876 | 2338.7588 | 0 | 2335.5457 | 0 | 2335.5337 | 0.01645
|  |  |  | -- | -- |  |  | 1166.5703 | 0.028752 | 2339.0269 | 0 | 2335.813 | 0 | 2335.801 | 0.01649
|  |  |  | -- | -- |  |  | 1166.5869 | 0.028746 | 2339.2949 | 0 | 2336.0803 | 0 | 2336.0684 | 0.01652
|  |  |  | -- | -- |  |  | 1166.6036 | 0.028744 | 2339.563 | 0 | 2336.3477 | 0 | 2336.3357 | 0.01653
|  |  |  | -- | -- |  |  | 1166.6202 | 0.028745 | 2339.8313 | 0 | 2336.615 | 0 | 2336.603 | 0.01652
|  |  |  | -- | -- |  |  | 1166.637 | 0.028749 | 2340.0994 | 0 | 2336.8826 | 0 | 2336.8706 | 0.01651
|  |  |  | -- | -- |  |  | 1166.6536 | 0.028756 | 2340.3677 | 0 | 2337.1501 | 0 | 2337.1382 | 0.0165
|  |  |  | -- | -- |  |  | 1166.6703 | 0.028766 | 2340.636 | 0 | 2337.4177 | 0 | 2337.4058 | 0.01648
|  |  |  | -- | -- |  |  | 1166.687 | 0.028779 | 2340.9045 | 0 | 2337.6853 | 0 | 2337.6736 | 0.01647
|  |  |  | -- | -- |  |  | 1166.7036 | 0.028795 | 2341.1731 | 0 | 2337.9531 | 0 | 2337.9412 | 0.01645
|  |  |  | -- | -- |  |  | 1166.7203 | 0.028814 | 2341.4417 | 0 | 2338.2209 | 0 | 2338.209 | 0.01643
|  |  |  | -- | -- |  |  | 1166.7369 | 0.028836 | 2341.7102 | 0 | 2338.4888 | 0 | 2338.4768 | 0.01641
|  |  |  | -- | -- |  |  | 1166.7537 | 0.028861 | 2341.9788 | 0 | 2338.7568 | 0 | 2338.7449 | 0.01639
|  |  |  | -- | -- |  |  | 1166.7703 | 0.028889 | 2342.2476 | 0 | 2339.0247 | 0 | 2339.0127 | 0.01637
|  |  |  | -- | -- |  |  | 1166.787 | 0.02892 | 2342.5164 | 0 | 2339.2927 | 0 | 2339.2808 | 0.01635
|  |  |  | -- | -- |  |  | 1166.8037 | 0.028953 | 2342.7852 | 0 | 2339.561 | 0 | 2339.5491 | 0.01635
|  |  |  | -- | -- |  |  | 1166.8203 | 0.02899 | 2343.0542 | 0 | 2339.8291 | 0 | 2339.8171 | 0.01636
|  |  |  | -- | -- |  |  | 1166.837 | 0.029029 | 2343.323 | 0 | 2340.0974 | 0 | 2340.0855 | 0.01638
|  |  |  | -- | -- |  |  | 1166.8536 | 0.029071 | 2343.592 | 0 | 2340.3657 | 0 | 2340.3538 | 0.01641
|  |  |  | -- | -- |  |  | 1166.8704 | 0.029116 | 2343.8613 | 0 | 2340.634 | 0 | 2340.6221 | 0.01645
|  |  |  | -- | -- |  |  | 1166.8871 | 0.029164 | 2344.1304 | 0 | 2340.9023 | 0 | 2340.8904 | 0.01648
|  |  |  | -- | -- |  |  | 1166.9037 | 0.029214 | 2344.3997 | 0 | 2341.1709 | 0 | 2341.1589 | 0.01652
|  |  |  | -- | -- |  |  | 1166.9204 | 0.029267 | 2344.6689 | 0 | 2341.4394 | 0 | 2341.4275 | 0.01656
|  |  |  | -- | -- |  |  | 1166.937 | 0.029322 | 2344.9382 | 0 | 2341.708 | 0 | 2341.6961 | 0.0166
|  |  |  | -- | -- |  |  | 1166.9537 | 0.029379 | 2345.2078 | 0 | 2341.9768 | 0 | 2341.9648 | 0.01663
|  |  |  | -- | -- |  |  | 1166.9705 | 0.029439 | 2345.477 | 0 | 2342.2454 | 0 | 2342.2334 | 0.01667
|  |  |  | -- | -- |  |  | 1166.9871 | 0.029502 | 2345.7466 | 0 | 2342.5142 | 0 | 2342.5022 | 0.0167
|  |  |  | -- | -- |  |  | 1167.0038 | 0.029566 | 2346.0164 | 0 | 2342.7832 | 0 | 2342.7712 | 0.01671
|  |  |  | -- | -- |  |  | 1167.0205 | 0.029633 | 2346.2859 | 0 | 2343.052 | 0 | 2343.04 | 0.0167
|  |  |  | -- | -- |  |  | 1167.0371 | 0.029701 | 2346.5557 | 0 | 2343.3211 | 0 | 2343.3091 | 0.01667
|  |  |  | -- | -- |  |  | 1167.0538 | 0.029772 | 2346.8254 | 0 | 2343.5901 | 0 | 2343.5781 | 0.01662
|  |  |  | -- | -- |  |  | 1167.0706 | 0.029844 | 2347.0952 | 0 | 2343.8591 | 0 | 2343.8472 | 0.01654
|  |  |  | -- | -- |  |  | 1167.0872 | 0.029918 | 2347.3652 | 0 | 2344.1282 | 0 | 2344.1162 | 0.01646
|  |  |  | -- | -- |  |  | 1167.1039 | 0.029994 | 2347.635 | 0 | 2344.3975 | 0 | 2344.3855 | 0.01638
|  |  |  | -- | -- |  |  | 1167.1206 | 0.030072 | 2347.9053 | 0 | 2344.6667 | 0 | 2344.6548 | 0.01631
|  |  |  | -- | -- |  |  | 1167.1372 | 0.030151 | 2348.1753 | 0 | 2344.936 | 0 | 2344.9241 | 0.01628
|  |  |  | -- | -- |  |  | 1167.1539 | 0.030232 | 2348.4453 | 0 | 2345.2056 | 0 | 2345.1936 | 0.01628
|  |  |  | -- | -- |  |  | 1167.1707 | 0.030314 | 2348.7156 | 0 | 2345.4751 | 0 | 2345.4631 | 0.01632
|  |  |  | -- | -- |  |  | 1167.1873 | 0.030397 | 2348.9858 | 0 | 2345.7446 | 0 | 2345.7327 | 0.01639
|  |  |  | -- | -- |  |  | 1167.204 | 0.030481 | 2349.2564 | 0 | 2346.0142 | 0 | 2346.0022 | 0.01649
|  |  |  | -- | -- |  |  | 1167.2207 | 0.030566 | 2349.5266 | 0 | 2346.2837 | 0 | 2346.2717 | 0.01658
|  |  |  | -- | -- |  |  | 1167.2373 | 0.030653 | 2349.7971 | 0 | 2346.5535 | 0 | 2346.5415 | 0.01665
|  |  |  | -- | -- |  |  | 1167.254 | 0.03074 | 2350.0676 | 0 | 2346.8232 | 0 | 2346.8113 | 0.01666
|  |  |  | -- | -- |  |  | 1167.2708 | 0.030828 | 2350.3381 | 0 | 2347.0933 | 0 | 2347.0811 | 0.0166
|  |  |  | -- | -- |  |  | 1167.2874 | 0.030916 | 2350.6089 | 0 | 2347.363 | 0 | 2347.3511 | 0.01644
|  |  |  | -- | -- |  |  | 1167.3041 | 0.031005 | 2350.8796 | 0 | 2347.6331 | 0 | 2347.6211 | 0.0162
|  |  |  | -- | -- |  |  | 1167.3208 | 0.031095 | 2351.1504 | 0 | 2347.9031 | 0 | 2347.8911 | 0.01588
|  |  |  | -- | -- |  |  | 1167.3375 | 0.031184 | 2351.4211 | 0 | 2348.1731 | 0 | 2348.1611 | 0.01552
|  |  |  | -- | -- |  |  | 1167.3541 | 0.031274 | 2351.6921 | 0 | 2348.4434 | 0 | 2348.4314 | 0.01516
|  |  |  | -- | -- |  |  | 1167.3709 | 0.031364 | 2351.9631 | 0 | 2348.7136 | 0 | 2348.7014 | 0.01483
|  |  |  | -- | -- |  |  | 1167.3876 | 0.031455 | 2352.2341 | 0 | 2348.9839 | 0 | 2348.9717 | 0.01457
|  |  |  | -- | -- |  |  | 1167.4042 | 0.031545 | 2352.5051 | 0 | 2349.2542 | 0 | 2349.2422 | 0.01443
|  |  |  | -- | -- |  |  | 1167.4209 | 0.031634 | 2352.7764 | 0 | 2349.5244 | 0 | 2349.5125 | 0.01441
|  |  |  | -- | -- |  |  | 1167.4376 | 0.031724 | 2353.0476 | 0 | 2349.7949 | 0 | 2349.783 | 0.01453
|  |  |  | -- | -- |  |  | 1167.4543 | 0.031813 | 2353.3189 | 0 | 2350.0654 | 0 | 2350.0535 | 0.01478
|  |  |  | -- | -- |  |  | 1167.4709 | 0.031901 | 2353.5901 | 0 | 2350.3362 | 0 | 2350.3242 | 0.01514
|  |  |  | -- | -- |  |  | 1167.4877 | 0.031989 | 2353.8616 | 0 | 2350.6067 | 0 | 2350.5947 | 0.01557
|  |  |  | -- | -- |  |  | 1167.5044 | 0.032076 | 2354.1331 | 0 | 2350.8774 | 0 | 2350.8655 | 0.01603
|  |  |  | -- | -- |  |  | 1167.5211 | 0.032162 | 2354.4045 | 0 | 2351.1482 | 0 | 2351.1362 | 0.01649
|  |  |  | -- | -- |  |  | 1167.5377 | 0.032247 | 2354.676 | 0 | 2351.4192 | 0 | 2351.407 | 0.01691
|  |  |  | -- | -- |  |  | 1167.5544 | 0.032332 | 2354.9477 | 0 | 2351.6899 | 0 | 2351.678 | 0.01726
|  |  |  | -- | -- |  |  | 1167.5712 | 0.032415 | 2355.2195 | 0 | 2351.9609 | 0 | 2351.949 | 0.01753
|  |  |  | -- | -- |  |  | 1167.5879 | 0.032496 | 2355.4912 | 0 | 2352.2319 | 0 | 2352.22 | 0.0177
|  |  |  | -- | -- |  |  | 1167.6046 | 0.032577 | 2355.7632 | 0 | 2352.5032 | 0 | 2352.491 | 0.01778
|  |  |  | -- | -- |  |  | 1167.6212 | 0.032655 | 2356.0349 | 0 | 2352.7742 | 0 | 2352.7622 | 0.01778
|  |  |  | -- | -- |  |  | 1167.6379 | 0.032733 | 2356.3069 | 0 | 2353.0454 | 0 | 2353.0334 | 0.01771
|  |  |  | -- | -- |  |  | 1167.6547 | 0.032808 | 2356.5791 | 0 | 2353.3167 | 0 | 2353.3047 | 0.0176
|  |  |  | -- | -- |  |  | 1167.6714 | 0.032882 | 2356.8511 | 0 | 2353.5881 | 0 | 2353.5759 | 0.01747
|  |  |  | -- | -- |  |  | 1167.6881 | 0.032954 | 2357.1233 | 0 | 2353.8594 | 0 | 2353.8474 | 0.01732
|  |  |  | -- | -- |  |  | 1167.7047 | 0.033024 | 2357.3955 | 0 | 2354.1309 | 0 | 2354.1189 | 0.01717
|  |  |  | -- | -- |  |  | 1167.7214 | 0.033092 | 2357.6677 | 0 | 2354.4023 | 0 | 2354.3904 | 0.01703
|  |  |  | -- | -- |  |  | 1167.7382 | 0.033158 | 2357.9402 | 0 | 2354.6741 | 0 | 2354.6621 | 0.01688
|  |  |  | -- | -- |  |  | 1167.7549 | 0.033222 | 2358.2124 | 0 | 2354.9456 | 0 | 2354.9336 | 0.01673
|  |  |  | -- | -- |  |  | 1167.7716 | 0.033283 | 2358.4849 | 0 | 2355.2173 | 0 | 2355.2053 | 0.01656
|  |  |  | -- | -- |  |  | 1167.7882 | 0.033342 | 2358.7576 | 0 | 2355.4893 | 0 | 2355.477 | 0.01638
|  |  |  | -- | -- |  |  | 1167.8049 | 0.033399 | 2359.03 | 0 | 2355.761 | 0 | 2355.749 | 0.01618
|  |  |  | -- | -- |  |  | 1167.8217 | 0.033453 | 2359.3027 | 0 | 2356.033 | 0 | 2356.021 | 0.01599
|  |  |  | -- | -- |  |  | 1167.8384 | 0.033505 | 2359.5754 | 0 | 2356.3049 | 0 | 2356.2927 | 0.01581
|  |  |  | -- | -- |  |  | 1167.8551 | 0.033554 | 2359.8481 | 0 | 2356.5769 | 0 | 2356.5649 | 0.01566
|  |  |  | -- | -- |  |  | 1167.8718 | 0.033601 | 2360.1211 | 0 | 2356.8489 | 0 | 2356.8369 | 0.01555
|  |  |  | -- | -- |  |  | 1167.8884 | 0.033645 | 2360.394 | 0 | 2357.1211 | 0 | 2357.1091 | 0.01547
|  |  |  | -- | -- |  |  | 1167.9052 | 0.033686 | 2360.667 | 0 | 2357.3933 | 0 | 2357.3814 | 0.01543
|  |  |  | -- | -- |  |  | 1167.9219 | 0.033724 | 2360.9399 | 0 | 2357.6655 | 0 | 2357.6536 | 0.01542
|  |  |  | -- | -- |  |  | 1167.9386 | 0.033759 | 2361.2131 | 0 | 2357.938 | 0 | 2357.926 | 0.01543
|  |  |  | -- | -- |  |  | 1167.9553 | 0.033792 | 2361.4863 | 0 | 2358.2105 | 0 | 2358.1982 | 0.01548
|  |  |  | -- | -- |  |  | 1167.972 | 0.033822 | 2361.7595 | 0 | 2358.4829 | 0 | 2358.4707 | 0.01556
|  |  |  | -- | -- |  |  | 1167.9888 | 0.033848 | 2362.0327 | 0 | 2358.7554 | 0 | 2358.7434 | 0.01569
|  |  |  | -- | -- |  |  | 1168.0054 | 0.033872 | 2362.3061 | 0 | 2359.0281 | 0 | 2359.0159 | 0.01587
|  |  |  | -- | -- |  |  | 1168.0221 | 0.033893 | 2362.5796 | 0 | 2359.3005 | 0 | 2359.2886 | 0.0161
|  |  |  | -- | -- |  |  | 1168.0388 | 0.033911 | 2362.853 | 0 | 2359.5732 | 0 | 2359.5613 | 0.01639
|  |  |  | -- | -- |  |  | 1168.0555 | 0.033926 | 2363.1265 | 0 | 2359.8462 | 0 | 2359.834 | 0.0167
|  |  |  | -- | -- |  |  | 1168.0723 | 0.033938 | 2363.4001 | 0 | 2360.1189 | 0 | 2360.1069 | 0.01701
|  |  |  | -- | -- |  |  | 1168.089 | 0.033947 | 2363.6738 | 0 | 2360.3918 | 0 | 2360.3799 | 0.0173
|  |  |  | -- | -- |  |  | 1168.1057 | 0.033954 | 2363.9475 | 0 | 2360.6648 | 0 | 2360.6528 | 0.01752
|  |  |  | -- | -- |  |  | 1168.1224 | 0.033957 | 2364.2214 | 0 | 2360.938 | 0 | 2360.9258 | 0.01765
|  |  |  | -- | -- |  |  | 1168.1392 | 0.033958 | 2364.4954 | 0 | 2361.2109 | 0 | 2361.199 | 0.01768
|  |  |  | -- | -- |  |  | 1168.1558 | 0.033955 | 2364.769 | 0 | 2361.4841 | 0 | 2361.4722 | 0.01762
|  |  |  | -- | -- |  |  | 1168.1725 | 0.03395 | 2365.0432 | 0 | 2361.7573 | 0 | 2361.7454 | 0.01748
|  |  |  | -- | -- |  |  | 1168.1892 | 0.033942 | 2365.3171 | 0 | 2362.0308 | 0 | 2362.0186 | 0.01731
|  |  |  | -- | -- |  |  | 1168.2059 | 0.033932 | 2365.5913 | 0 | 2362.3039 | 0 | 2362.292 | 0.01715
|  |  |  | -- | -- |  |  | 1168.2227 | 0.033918 | 2365.8655 | 0 | 2362.5774 | 0 | 2362.5654 | 0.01703
|  |  |  | -- | -- |  |  | 1168.2394 | 0.033902 | 2366.1397 | 0 | 2362.8508 | 0 | 2362.8389 | 0.01699
|  |  |  | -- | -- |  |  | 1168.2561 | 0.033884 | 2366.4141 | 0 | 2363.1245 | 0 | 2363.1123 | 0.01702
|  |  |  | -- | -- |  |  | 1168.2728 | 0.033863 | 2366.6885 | 0 | 2363.398 | 0 | 2363.386 | 0.01711
|  |  |  | -- | -- |  |  | 1168.2896 | 0.03384 | 2366.9629 | 0 | 2363.6716 | 0 | 2363.6597 | 0.01725
|  |  |  | -- | -- |  |  | 1168.3063 | 0.033815 | 2367.2373 | 0 | 2363.9456 | 0 | 2363.9333 | 0.01739
|  |  |  | -- | -- |  |  | 1168.323 | 0.033787 | 2367.512 | 0 | 2364.2192 | 0 | 2364.2073 | 0.01751
|  |  |  | -- | -- |  |  | 1168.3397 | 0.033757 | 2367.7866 | 0 | 2364.4932 | 0 | 2364.481 | 0.01757
|  |  |  | -- | -- |  |  | 1168.3564 | 0.033725 | 2368.0613 | 0 | 2364.7671 | 0 | 2364.7549 | 0.01756
|  |  |  | -- | -- |  |  | 1168.3732 | 0.033691 | 2368.3359 | 0 | 2365.041 | 0 | 2365.0291 | 0.0175
|  |  |  | -- | -- |  |  | 1168.3899 | 0.033656 | 2368.6108 | 0 | 2365.3152 | 0 | 2365.303 | 0.01741
|  |  |  | -- | -- |  |  | 1168.4066 | 0.033618 | 2368.8857 | 0 | 2365.5891 | 0 | 2365.5772 | 0.01732
|  |  |  | -- | -- |  |  | 1168.4232 | 0.033579 | 2369.1606 | 0 | 2365.8633 | 0 | 2365.8513 | 0.01727
|  |  |  | -- | -- |  |  | 1168.4399 | 0.033539 | 2369.4356 | 0 | 2366.1377 | 0 | 2366.1255 | 0.01729
|  |  |  | -- | -- |  |  | 1168.4567 | 0.033497 | 2369.7107 | 0 | 2366.4119 | 0 | 2366.3999 | 0.01739
|  |  |  | -- | -- |  |  | 1168.4734 | 0.033454 | 2369.9858 | 0 | 2366.6863 | 0 | 2366.6741 | 0.01758
|  |  |  | -- | -- |  |  | 1168.4901 | 0.033409 | 2370.261 | 0 | 2366.9607 | 0 | 2366.9487 | 0.0178
|  |  |  | -- | -- |  |  | 1168.5068 | 0.033364 | 2370.5361 | 0 | 2367.2351 | 0 | 2367.2231 | 0.01804
|  |  |  | -- | -- |  |  | 1168.5236 | 0.033318 | 2370.8115 | 0 | 2367.5098 | 0 | 2367.4976 | 0.01824
|  |  |  | -- | -- |  |  | 1168.5403 | 0.03327 | 2371.0869 | 0 | 2367.7844 | 0 | 2367.7722 | 0.01837
|  |  |  | -- | -- |  |  | 1168.557 | 0.033223 | 2371.3623 | 0 | 2368.0591 | 0 | 2368.0469 | 0.01843
|  |  |  | -- | -- |  |  | 1168.5737 | 0.033174 | 2371.6379 | 0 | 2368.3337 | 0 | 2368.3218 | 0.01842
|  |  |  | -- | -- |  |  | 1168.5905 | 0.033126 | 2371.9136 | 0 | 2368.6086 | 0 | 2368.5964 | 0.01836
|  |  |  | -- | -- |  |  | 1168.6072 | 0.033077 | 2372.1892 | 0 | 2368.8836 | 0 | 2368.8713 | 0.01829
|  |  |  | -- | -- |  |  | 1168.6239 | 0.033027 | 2372.4648 | 0 | 2369.1584 | 0 | 2369.1462 | 0.01823
|  |  |  | -- | -- |  |  | 1168.6406 | 0.032978 | 2372.7407 | 0 | 2369.4333 | 0 | 2369.4214 | 0.01819
|  |  |  | -- | -- |  |  | 1168.6573 | 0.032929 | 2373.0164 | 0 | 2369.7085 | 0 | 2369.6965 | 0.01818
|  |  |  | -- | -- |  |  | 1168.6742 | 0.03288 | 2373.2922 | 0 | 2369.9836 | 0 | 2369.9714 | 0.01819
|  |  |  | -- | -- |  |  | 1168.6909 | 0.032832 | 2373.5684 | 0 | 2370.2588 | 0 | 2370.2468 | 0.01822
|  |  |  | -- | -- |  |  | 1168.7076 | 0.032784 | 2373.8442 | 0 | 2370.5342 | 0 | 2370.522 | 0.01827
|  |  |  | -- | -- |  |  | 1168.7244 | 0.032736 | 2374.1204 | 0 | 2370.8093 | 0 | 2370.7974 | 0.01833
|  |  |  | -- | -- |  |  | 1168.7411 | 0.032689 | 2374.3965 | 0 | 2371.0847 | 0 | 2371.0727 | 0.01842
|  |  |  | -- | -- |  |  | 1168.7578 | 0.032643 | 2374.6728 | 0 | 2371.3603 | 0 | 2371.3481 | 0.01855
|  |  |  | -- | -- |  |  | 1168.7745 | 0.032598 | 2374.949 | 0 | 2371.6357 | 0 | 2371.6238 | 0.01872
|  |  |  | -- | -- |  |  | 1168.7913 | 0.032554 | 2375.2253 | 0 | 2371.9114 | 0 | 2371.8992 | 0.01891
|  |  |  | -- | -- |  |  | 1168.808 | 0.032512 | 2375.5019 | 0 | 2372.187 | 0 | 2372.1748 | 0.01914
|  |  |  | -- | -- |  |  | 1168.8247 | 0.03247 | 2375.7783 | 0 | 2372.4626 | 0 | 2372.4507 | 0.01937
|  |  |  | -- | -- |  |  | 1168.8414 | 0.032429 | 2376.0549 | 0 | 2372.7385 | 0 | 2372.7263 | 0.01958
|  |  |  | -- | -- |  |  | 1168.8582 | 0.032391 | 2376.3315 | 0 | 2373.0144 | 0 | 2373.0022 | 0.01975
|  |  |  | -- | -- |  |  | 1168.8749 | 0.032353 | 2376.6082 | 0 | 2373.2903 | 0 | 2373.2781 | 0.01987
|  |  |  | -- | -- |  |  | 1168.8916 | 0.032317 | 2376.885 | 0 | 2373.5662 | 0 | 2373.5539 | 0.01991
|  |  |  | -- | -- |  |  | 1168.9083 | 0.032283 | 2377.1616 | 0 | 2373.8423 | 0 | 2373.8301 | 0.01988
|  |  |  | -- | -- |  |  | 1168.925 | 0.032251 | 2377.4385 | 0 | 2374.1184 | 0 | 2374.1062 | 0.01977
|  |  |  | -- | -- |  |  | 1168.9419 | 0.03222 | 2377.7156 | 0 | 2374.3945 | 0 | 2374.3823 | 0.01958
|  |  |  | -- | -- |  |  | 1168.9586 | 0.032191 | 2377.9924 | 0 | 2374.6707 | 0 | 2374.6584 | 0.01933
|  |  |  | -- | -- |  |  | 1168.9753 | 0.032164 | 2378.2695 | 0 | 2374.947 | 0 | 2374.9348 | 0.01903
|  |  |  | -- | -- |  |  | 1168.9921 | 0.032139 | 2378.5466 | 0 | 2375.2234 | 0 | 2375.2112 | 0.0187
|  |  |  | -- | -- |  |  | 1169.0088 | 0.032116 | 2378.8237 | 0 | 2375.4998 | 0 | 2375.4875 | 0.01836
|  |  |  | -- | -- |  |  | 1169.0255 | 0.032096 | 2379.1011 | 0 | 2375.7761 | 0 | 2375.7642 | 0.01804
|  |  |  | -- | -- |  |  | 1169.0422 | 0.032077 | 2379.3784 | 0 | 2376.0527 | 0 | 2376.0405 | 0.01774
|  |  |  | -- | -- |  |  | 1169.059 | 0.03206 | 2379.6558 | 0 | 2376.3293 | 0 | 2376.3171 | 0.01749
|  |  |  | -- | -- |  |  | 1169.0757 | 0.032045 | 2379.9333 | 0 | 2376.606 | 0 | 2376.594 | 0.01728
|  |  |  | -- | -- |  |  | 1169.0925 | 0.032033 | 2380.2107 | 0 | 2376.8828 | 0 | 2376.8706 | 0.01711
|  |  |  | -- | -- |  |  | 1169.1093 | 0.032023 | 2380.4883 | 0 | 2377.1597 | 0 | 2377.1475 | 0.01699
|  |  |  | -- | -- |  |  | 1169.126 | 0.032015 | 2380.7659 | 0 | 2377.4365 | 0 | 2377.4243 | 0.01692
|  |  |  | -- | -- |  |  | 1169.1427 | 0.032009 | 2381.0437 | 0 | 2377.7134 | 0 | 2377.7012 | 0.01691
|  |  |  | -- | -- |  |  | 1169.1594 | 0.032005 | 2381.3215 | 0 | 2377.9902 | 0 | 2377.9783 | 0.01696
|  |  |  | -- | -- |  |  | 1169.1761 | 0.032003 | 2381.5994 | 0 | 2378.2673 | 0 | 2378.2554 | 0.01707
|  |  |  | -- | -- |  |  | 1169.1929 | 0.032003 | 2381.8772 | 0 | 2378.5444 | 0 | 2378.5325 | 0.01724
|  |  |  | -- | -- |  |  | 1169.2097 | 0.032006 | 2382.155 | 0 | 2378.8218 | 0 | 2378.8096 | 0.01744
|  |  |  | -- | -- |  |  | 1169.2264 | 0.032011 | 2382.4331 | 0 | 2379.0989 | 0 | 2379.0869 | 0.01767
|  |  |  | -- | -- |  |  | 1169.2432 | 0.032017 | 2382.7112 | 0 | 2379.3762 | 0 | 2379.3643 | 0.01788
|  |  |  | -- | -- |  |  | 1169.2599 | 0.032026 | 2382.9895 | 0 | 2379.6536 | 0 | 2379.6416 | 0.01805
|  |  |  | -- | -- |  |  | 1169.2766 | 0.032037 | 2383.2676 | 0 | 2379.9311 | 0 | 2379.9189 | 0.01816
|  |  |  | -- | -- |  |  | 1169.2933 | 0.032049 | 2383.5459 | 0 | 2380.2085 | 0 | 2380.1965 | 0.0182
|  |  |  | -- | -- |  |  | 1169.3102 | 0.032064 | 2383.8242 | 0 | 2380.4861 | 0 | 2380.4741 | 0.01816
|  |  |  | -- | -- |  |  | 1169.3269 | 0.03208 | 2384.1028 | 0 | 2380.7639 | 0 | 2380.7517 | 0.01805
|  |  |  | -- | -- |  |  | 1169.3436 | 0.032098 | 2384.3811 | 0 | 2381.0415 | 0 | 2381.0293 | 0.0179
|  |  |  | -- | -- |  |  | 1169.3604 | 0.032118 | 2384.6597 | 0 | 2381.3193 | 0 | 2381.3071 | 0.01773
|  |  |  | -- | -- |  |  | 1169.3771 | 0.03214 | 2384.9385 | 0 | 2381.5972 | 0 | 2381.585 | 0.01758
|  |  |  | -- | -- |  |  | 1169.3938 | 0.032163 | 2385.217 | 0 | 2381.875 | 0 | 2381.8628 | 0.01746
|  |  |  | -- | -- |  |  | 1169.4106 | 0.032187 | 2385.4958 | 0 | 2382.1531 | 0 | 2382.1409 | 0.01741
|  |  |  | -- | -- |  |  | 1169.4274 | 0.032214 | 2385.7747 | 0 | 2382.4309 | 0 | 2382.4189 | 0.01744
|  |  |  | -- | -- |  |  | 1169.4441 | 0.032241 | 2386.0535 | 0 | 2382.7092 | 0 | 2382.697 | 0.01754
|  |  |  | -- | -- |  |  | 1169.4608 | 0.03227 | 2386.3325 | 0 | 2382.9873 | 0 | 2382.9751 | 0.0177
|  |  |  | -- | -- |  |  | 1169.4777 | 0.032301 | 2386.6113 | 0 | 2383.2656 | 0 | 2383.2534 | 0.01791
|  |  |  | -- | -- |  |  | 1169.4944 | 0.032332 | 2386.8904 | 0 | 2383.5437 | 0 | 2383.5317 | 0.01813
|  |  |  | -- | -- |  |  | 1169.5111 | 0.032365 | 2387.1697 | 0 | 2383.8223 | 0 | 2383.8101 | 0.01835
|  |  |  | -- | -- |  |  | 1169.5278 | 0.032399 | 2387.4487 | 0 | 2384.1006 | 0 | 2384.0884 | 0.01856
|  |  |  | -- | -- |  |  | 1169.5446 | 0.032434 | 2387.728 | 0 | 2384.3792 | 0 | 2384.3669 | 0.01875
|  |  |  | -- | -- |  |  | 1169.5614 | 0.03247 | 2388.0073 | 0 | 2384.6577 | 0 | 2384.6455 | 0.01893
|  |  |  | -- | -- |  |  | 1169.5781 | 0.032506 | 2388.2869 | 0 | 2384.9363 | 0 | 2384.9241 | 0.01913
|  |  |  | -- | -- |  |  | 1169.5948 | 0.032544 | 2388.5662 | 0 | 2385.2148 | 0 | 2385.2026 | 0.01937
|  |  |  | -- | -- |  |  | 1169.6116 | 0.032582 | 2388.8457 | 0 | 2385.4936 | 0 | 2385.4814 | 0.01963
|  |  |  | -- | -- |  |  | 1169.6284 | 0.032621 | 2389.1255 | 0 | 2385.7725 | 0 | 2385.7602 | 0.01991
|  |  |  | -- | -- |  |  | 1169.6451 | 0.032661 | 2389.405 | 0 | 2386.0513 | 0 | 2386.0391 | 0.02018
|  |  |  | -- | -- |  |  | 1169.6619 | 0.032701 | 2389.6848 | 0 | 2386.3303 | 0 | 2386.3181 | 0.02039
|  |  |  | -- | -- |  |  | 1169.6786 | 0.032742 | 2389.9646 | 0 | 2386.6094 | 0 | 2386.5972 | 0.02052
|  |  |  | -- | -- |  |  | 1169.6954 | 0.032783 | 2390.2444 | 0 | 2386.8884 | 0 | 2386.8762 | 0.02055
|  |  |  | -- | -- |  |  | 1169.7122 | 0.032825 | 2390.5244 | 0 | 2387.1675 | 0 | 2387.1553 | 0.02047
|  |  |  | -- | -- |  |  | 1169.7289 | 0.032867 | 2390.8044 | 0 | 2387.4468 | 0 | 2387.4346 | 0.0203
|  |  |  | -- | -- |  |  | 1169.7457 | 0.032909 | 2391.0845 | 0 | 2387.7258 | 0 | 2387.7139 | 0.02007
|  |  |  | -- | -- |  |  | 1169.7625 | 0.032951 | 2391.3645 | 0 | 2388.0054 | 0 | 2387.9932 | 0.01981
|  |  |  | -- | -- |  |  | 1169.7792 | 0.032994 | 2391.6448 | 0 | 2388.2847 | 0 | 2388.2725 | 0.01956
|  |  |  | -- | -- |  |  | 1169.7959 | 0.033036 | 2391.925 | 0 | 2388.5642 | 0 | 2388.552 | 0.01934
|  |  |  | -- | -- |  |  | 1169.8127 | 0.033079 | 2392.2053 | 0 | 2388.8438 | 0 | 2388.8315 | 0.01916
|  |  |  | -- | -- |  |  | 1169.8295 | 0.033122 | 2392.4856 | 0 | 2389.1233 | 0 | 2389.1111 | 0.01903
|  |  |  | -- | -- |  |  | 1169.8462 | 0.033165 | 2392.7661 | 0 | 2389.4028 | 0 | 2389.3906 | 0.01894
|  |  |  | -- | -- |  |  | 1169.863 | 0.033208 | 2393.0466 | 0 | 2389.6826 | 0 | 2389.6704 | 0.01888
|  |  |  | -- | -- |  |  | 1169.8798 | 0.03325 | 2393.3272 | 0 | 2389.9624 | 0 | 2389.9502 | 0.01884
|  |  |  | -- | -- |  |  | 1169.8965 | 0.033293 | 2393.6079 | 0 | 2390.2422 | 0 | 2390.23 | 0.01882
|  |  |  | -- | -- |  |  | 1169.9133 | 0.033335 | 2393.8884 | 0 | 2390.5222 | 0 | 2390.51 | 0.0188
|  |  |  | -- | -- |  |  | 1169.9301 | 0.033377 | 2394.1692 | 0 | 2390.8023 | 0 | 2390.79 | 0.01879
|  |  |  | -- | -- |  |  | 1169.9468 | 0.033419 | 2394.4502 | 0 | 2391.0823 | 0 | 2391.0701 | 0.01878
|  |  |  | -- | -- |  |  | 1169.9636 | 0.03346 | 2394.731 | 0 | 2391.3623 | 0 | 2391.3501 | 0.01877
|  |  |  | -- | -- |  |  | 1169.9803 | 0.033502 | 2395.012 | 0 | 2391.6426 | 0 | 2391.6304 | 0.01877
|  |  |  | -- | -- |  |  | 1169.9971 | 0.033543 | 2395.293 | 0 | 2391.9228 | 0 | 2391.9106 | 0.01876
|  |  |  | -- | -- |  |  | 1170.0139 | 0.033583 | 2395.5742 | 0 | 2392.2031 | 0 | 2392.1909 | 0.01875
|  |  |  | -- | -- |  |  | 1170.0306 | 0.033624 | 2395.8552 | 0 | 2392.4834 | 0 | 2392.4712 | 0.01875
|  |  |  | -- | -- |  |  | 1170.0474 | 0.033664 | 2396.1365 | 0 | 2392.7639 | 0 | 2392.7517 | 0.01875
|  |  |  | -- | -- |  |  | 1170.0642 | 0.033703 | 2396.418 | 0 | 2393.0444 | 0 | 2393.0322 | 0.01877
|  |  |  | -- | -- |  |  | 1170.0809 | 0.033743 | 2396.6992 | 0 | 2393.325 | 0 | 2393.3127 | 0.01883
|  |  |  | -- | -- |  |  | 1170.0977 | 0.033781 | 2396.9807 | 0 | 2393.6057 | 0 | 2393.5935 | 0.01892
|  |  |  | -- | -- |  |  | 1170.1145 | 0.03382 | 2397.2622 | 0 | 2393.8865 | 0 | 2393.8743 | 0.01904
|  |  |  | -- | -- |  |  | 1170.1312 | 0.033858 | 2397.5437 | 0 | 2394.1672 | 0 | 2394.155 | 0.01916
|  |  |  | -- | -- |  |  | 1170.1479 | 0.033895 | 2397.8254 | 0 | 2394.448 | 0 | 2394.4358 | 0.01926
|  |  |  | -- | -- |  |  | 1170.1648 | 0.033933 | 2398.1072 | 0 | 2394.729 | 0 | 2394.7168 | 0.0193
|  |  |  | -- | -- |  |  | 1170.1815 | 0.033969 | 2398.3889 | 0 | 2395.0098 | 0 | 2394.9976 | 0.01928
|  |  |  | -- | -- |  |  | 1170.1984 | 0.034006 | 2398.6707 | 0 | 2395.291 | 0 | 2395.2788 | 0.01917
|  |  |  | -- | -- |  |  | 1170.2151 | 0.034042 | 2398.9526 | 0 | 2395.572 | 0 | 2395.5598 | 0.019
|  |  |  | -- | -- |  |  | 1170.2318 | 0.034077 | 2399.2346 | 0 | 2395.8533 | 0 | 2395.8411 | 0.01879
|  |  |  | -- | -- |  |  | 1170.2487 | 0.034112 | 2399.5166 | 0 | 2396.1345 | 0 | 2396.1223 | 0.01858
|  |  |  | -- | -- |  |  | 1170.2654 | 0.034147 | 2399.7986 | 0 | 2396.4158 | 0 | 2396.4036 | 0.0184
|  |  |  | -- | -- |  |  | 1170.2822 | 0.034181 | 2400.0808 | 0 | 2396.697 | 0 | 2396.6848 | 0.0183
|  |  |  | -- | -- |  |  | 1170.299 | 0.034216 | 2400.363 | 0 | 2396.9785 | 0 | 2396.9663 | 0.01829
|  |  |  | -- | -- |  |  | 1170.3157 | 0.034249 | 2400.6453 | 0 | 2397.26 | 0 | 2397.2478 | 0.01837
|  |  |  | -- | -- |  |  | 1170.3325 | 0.034283 | 2400.9277 | 0 | 2397.5415 | 0 | 2397.5293 | 0.01855
|  |  |  | -- | -- |  |  | 1170.3492 | 0.034316 | 2401.2102 | 0 | 2397.8232 | 0 | 2397.811 | 0.0188
|  |  |  | -- | -- |  |  | 1170.3661 | 0.034349 | 2401.4927 | 0 | 2398.105 | 0 | 2398.0928 | 0.01909
|  |  |  | -- | -- |  |  | 1170.3828 | 0.034381 | 2401.7751 | 0 | 2398.3867 | 0 | 2398.3745 | 0.01939
|  |  |  | -- | -- |  |  | 1170.3997 | 0.034414 | 2402.0579 | 0 | 2398.6685 | 0 | 2398.6562 | 0.01968
|  |  |  | -- | -- |  |  | 1170.4164 | 0.034446 | 2402.3406 | 0 | 2398.9504 | 0 | 2398.9382 | 0.01993
|  |  |  | -- | -- |  |  | 1170.4331 | 0.034478 | 2402.6233 | 0 | 2399.2324 | 0 | 2399.2202 | 0.02013
|  |  |  | -- | -- |  |  | 1170.45 | 0.034509 | 2402.906 | 0 | 2399.5144 | 0 | 2399.5022 | 0.02027
|  |  |  | -- | -- |  |  | 1170.4667 | 0.034541 | 2403.189 | 0 | 2399.7964 | 0 | 2399.7842 | 0.02035
|  |  |  | -- | -- |  |  | 1170.4835 | 0.034573 | 2403.4719 | 0 | 2400.0786 | 0 | 2400.0664 | 0.02039
|  |  |  | -- | -- |  |  | 1170.5002 | 0.034604 | 2403.7549 | 0 | 2400.3608 | 0 | 2400.3486 | 0.02037
|  |  |  | -- | -- |  |  | 1170.5171 | 0.034636 | 2404.0381 | 0 | 2400.6433 | 0 | 2400.6309 | 0.02029
|  |  |  | -- | -- |  |  | 1170.5338 | 0.034667 | 2404.3213 | 0 | 2400.9255 | 0 | 2400.9133 | 0.02015
|  |  |  | -- | -- |  |  | 1170.5507 | 0.034699 | 2404.6045 | 0 | 2401.208 | 0 | 2401.1958 | 0.01993
|  |  |  | -- | -- |  |  | 1170.5674 | 0.034731 | 2404.8877 | 0 | 2401.4905 | 0 | 2401.4783 | 0.01963
|  |  |  | -- | -- |  |  | 1170.5842 | 0.034762 | 2405.1711 | 0 | 2401.773 | 0 | 2401.7607 | 0.01926
|  |  |  | -- | -- |  |  | 1170.601 | 0.034794 | 2405.4546 | 0 | 2402.0557 | 0 | 2402.0435 | 0.01884
|  |  |  | -- | -- |  |  | 1170.6178 | 0.034827 | 2405.738 | 0 | 2402.3384 | 0 | 2402.3262 | 0.01842
|  |  |  | -- | -- |  |  | 1170.6345 | 0.034859 | 2406.0217 | 0 | 2402.6211 | 0 | 2402.6089 | 0.01803
|  |  |  | -- | -- |  |  | 1170.6514 | 0.034891 | 2406.3052 | 0 | 2402.9041 | 0 | 2402.8916 | 0.01772
|  |  |  | -- | -- |  |  | 1170.6681 | 0.034924 | 2406.5889 | 0 | 2403.1868 | 0 | 2403.1746 | 0.01753
|  |  |  | -- | -- |  |  | 1170.6849 | 0.034958 | 2406.8728 | 0 | 2403.4697 | 0 | 2403.4575 | 0.01748
|  |  |  | -- | -- |  |  | 1170.7017 | 0.034991 | 2407.1565 | 0 | 2403.7529 | 0 | 2403.7405 | 0.01757
|  |  |  | -- | -- |  |  | 1170.7185 | 0.035025 | 2407.4404 | 0 | 2404.0359 | 0 | 2404.0237 | 0.0178
|  |  |  | -- | -- |  |  | 1170.7352 | 0.03506 | 2407.7244 | 0 | 2404.3191 | 0 | 2404.3069 | 0.01815
|  |  |  | -- | -- |  |  | 1170.7521 | 0.035095 | 2408.0086 | 0 | 2404.6023 | 0 | 2404.5901 | 0.01856
|  |  |  | -- | -- |  |  | 1170.7688 | 0.03513 | 2408.2925 | 0 | 2404.8855 | 0 | 2404.8733 | 0.01902
|  |  |  | -- | -- |  |  | 1170.7856 | 0.035166 | 2408.5767 | 0 | 2405.1689 | 0 | 2405.1567 | 0.01947
|  |  |  | -- | -- |  |  | 1170.8024 | 0.035202 | 2408.8608 | 0 | 2405.4524 | 0 | 2405.4402 | 0.01987
|  |  |  | -- | -- |  |  | 1170.8192 | 0.035239 | 2409.1453 | 0 | 2405.7358 | 0 | 2405.7236 | 0.02019
|  |  |  | -- | -- |  |  | 1170.8359 | 0.035277 | 2409.4297 | 0 | 2406.0195 | 0 | 2406.0071 | 0.02042
|  |  |  | -- | -- |  |  | 1170.8528 | 0.035315 | 2409.7141 | 0 | 2406.303 | 0 | 2406.2908 | 0.02054
|  |  |  | -- | -- |  |  | 1170.8695 | 0.035354 | 2409.9985 | 0 | 2406.5867 | 0 | 2406.5745 | 0.02054
|  |  |  | -- | -- |  |  | 1170.8864 | 0.035394 | 2410.2832 | 0 | 2406.8706 | 0 | 2406.8584 | 0.02046
|  |  |  | -- | -- |  |  | 1170.9031 | 0.035434 | 2410.5676 | 0 | 2407.1543 | 0 | 2407.1421 | 0.0203
|  |  |  | -- | -- |  |  | 1170.9199 | 0.035475 | 2410.8525 | 0 | 2407.4382 | 0 | 2407.426 | 0.0201
|  |  |  | -- | -- |  |  | 1170.9368 | 0.035517 | 2411.1372 | 0 | 2407.7222 | 0 | 2407.71 | 0.01988
|  |  |  | -- | -- |  |  | 1170.9535 | 0.035559 | 2411.4221 | 0 | 2408.0064 | 0 | 2407.9939 | 0.01967
|  |  |  | -- | -- |  |  | 1170.9703 | 0.035602 | 2411.707 | 0 | 2408.2903 | 0 | 2408.2781 | 0.01948
|  |  |  | -- | -- |  |  | 1170.9871 | 0.035646 | 2411.9919 | 0 | 2408.5745 | 0 | 2408.5623 | 0.01933
|  |  |  | -- | -- |  |  | 1171.0039 | 0.03569 | 2412.2769 | 0 | 2408.8586 | 0 | 2408.8464 | 0.01921
|  |  |  | -- | -- |  |  | 1171.0206 | 0.035735 | 2412.562 | 0 | 2409.1431 | 0 | 2409.1309 | 0.01913
|  |  |  | -- | -- |  |  | 1171.0375 | 0.035781 | 2412.8472 | 0 | 2409.4275 | 0 | 2409.415 | 0.0191
|  |  |  | -- | -- |  |  | 1171.0543 | 0.035828 | 2413.1326 | 0 | 2409.7119 | 0 | 2409.6995 | 0.01911
|  |  |  | -- | -- |  |  | 1171.071 | 0.035875 | 2413.4177 | 0 | 2409.9963 | 0 | 2409.9841 | 0.01915
|  |  |  | -- | -- |  |  | 1171.0879 | 0.035922 | 2413.7031 | 0 | 2410.281 | 0 | 2410.2686 | 0.01922
|  |  |  | -- | -- |  |  | 1171.1046 | 0.035971 | 2413.9885 | 0 | 2410.5654 | 0 | 2410.5532 | 0.01931
|  |  |  | -- | -- |  |  | 1171.1215 | 0.036019 | 2414.2742 | 0 | 2410.8503 | 0 | 2410.8379 | 0.01938
|  |  |  | -- | -- |  |  | 1171.1383 | 0.036069 | 2414.5596 | 0 | 2411.135 | 0 | 2411.1228 | 0.01942
|  |  |  | -- | -- |  |  | 1171.155 | 0.036118 | 2414.8452 | 0 | 2411.4199 | 0 | 2411.4075 | 0.01941
|  |  |  | -- | -- |  |  | 1171.1719 | 0.036168 | 2415.1311 | 0 | 2411.7048 | 0 | 2411.6924 | 0.01935
|  |  |  | -- | -- |  |  | 1171.1886 | 0.036219 | 2415.4167 | 0 | 2411.9898 | 0 | 2411.9775 | 0.01922
|  |  |  | -- | -- |  |  | 1171.2054 | 0.03627 | 2415.7026 | 0 | 2412.2747 | 0 | 2412.2625 | 0.01903
|  |  |  | -- | -- |  |  | 1171.2223 | 0.036321 | 2415.9885 | 0 | 2412.5598 | 0 | 2412.5476 | 0.01881
|  |  |  | -- | -- |  |  | 1171.239 | 0.036372 | 2416.2747 | 0 | 2412.845 | 0 | 2412.8328 | 0.01857
|  |  |  | -- | -- |  |  | 1171.2559 | 0.036423 | 2416.5606 | 0 | 2413.1304 | 0 | 2413.1179 | 0.01835
|  |  |  | -- | -- |  |  | 1171.2727 | 0.036474 | 2416.8467 | 0 | 2413.4155 | 0 | 2413.4033 | 0.01815
|  |  |  | -- | -- |  |  | 1171.2894 | 0.036525 | 2417.1328 | 0 | 2413.7009 | 0 | 2413.6887 | 0.01801
|  |  |  | -- | -- |  |  | 1171.3063 | 0.036577 | 2417.4192 | 0 | 2413.9863 | 0 | 2413.9741 | 0.01792
|  |  |  | -- | -- |  |  | 1171.323 | 0.036627 | 2417.7056 | 0 | 2414.272 | 0 | 2414.2595 | 0.01789
|  |  |  | -- | -- |  |  | 1171.3398 | 0.036678 | 2417.9919 | 0 | 2414.5574 | 0 | 2414.5452 | 0.01793
|  |  |  | -- | -- |  |  | 1171.3567 | 0.036728 | 2418.2783 | 0 | 2414.843 | 0 | 2414.8308 | 0.01802
|  |  |  | -- | -- |  |  | 1171.3734 | 0.036778 | 2418.5649 | 0 | 2415.1289 | 0 | 2415.1164 | 0.01816
|  |  |  | -- | -- |  |  | 1171.3903 | 0.036827 | 2418.8516 | 0 | 2415.4145 | 0 | 2415.4023 | 0.01835
|  |  |  | -- | -- |  |  | 1171.4071 | 0.036876 | 2419.1382 | 0 | 2415.7004 | 0 | 2415.6882 | 0.01858
|  |  |  | -- | -- |  |  | 1171.4238 | 0.036924 | 2419.4248 | 0 | 2415.9863 | 0 | 2415.9741 | 0.01883
|  |  |  | -- | -- |  |  | 1171.4407 | 0.036971 | 2419.7117 | 0 | 2416.2725 | 0 | 2416.26 | 0.01912
|  |  |  | -- | -- |  |  | 1171.4575 | 0.037017 | 2419.9985 | 0 | 2416.5583 | 0 | 2416.5461 | 0.01943
|  |  |  | -- | -- |  |  | 1171.4744 | 0.037062 | 2420.2854 | 0 | 2416.8445 | 0 | 2416.8323 | 0.01974
|  |  |  | -- | -- |  |  | 1171.4911 | 0.037105 | 2420.5725 | 0 | 2417.1306 | 0 | 2417.1184 | 0.02003
|  |  |  | -- | -- |  |  | 1171.5079 | 0.037148 | 2420.8596 | 0 | 2417.417 | 0 | 2417.4048 | 0.02027
|  |  |  | -- | -- |  |  | 1171.5248 | 0.037189 | 2421.1467 | 0 | 2417.7034 | 0 | 2417.6909 | 0.02043
|  |  |  | -- | -- |  |  | 1171.5415 | 0.037229 | 2421.4338 | 0 | 2417.9898 | 0 | 2417.9773 | 0.0205
|  |  |  | -- | -- |  |  | 1171.5584 | 0.037267 | 2421.7212 | 0 | 2418.2761 | 0 | 2418.2639 | 0.02047
|  |  |  | -- | -- |  |  | 1171.5752 | 0.037304 | 2422.0086 | 0 | 2418.5627 | 0 | 2418.5503 | 0.02035
|  |  |  | -- | -- |  |  | 1171.5919 | 0.037339 | 2422.2959 | 0 | 2418.8494 | 0 | 2418.8369 | 0.02018
|  |  |  | -- | -- |  |  | 1171.6088 | 0.037372 | 2422.5833 | 0 | 2419.136 | 0 | 2419.1235 | 0.01998
|  |  |  | -- | -- |  |  | 1171.6256 | 0.037403 | 2422.8708 | 0 | 2419.4226 | 0 | 2419.4104 | 0.01981
|  |  |  | -- | -- |  |  | 1171.6425 | 0.037432 | 2423.1584 | 0 | 2419.7095 | 0 | 2419.6973 | 0.01967
|  |  |  | -- | -- |  |  | 1171.6592 | 0.037459 | 2423.4463 | 0 | 2419.9963 | 0 | 2419.9841 | 0.01958
|  |  |  | -- | -- |  |  | 1171.676 | 0.037484 | 2423.7339 | 0 | 2420.2832 | 0 | 2420.271 | 0.01953
|  |  |  | -- | -- |  |  | 1171.6929 | 0.037507 | 2424.0217 | 0 | 2420.5703 | 0 | 2420.5579 | 0.01952
|  |  |  | -- | -- |  |  | 1171.7097 | 0.037527 | 2424.3096 | 0 | 2420.8574 | 0 | 2420.845 | 0.01952
|  |  |  | -- | -- |  |  | 1171.7264 | 0.037545 | 2424.5977 | 0 | 2421.1445 | 0 | 2421.1321 | 0.01952
|  |  |  | -- | -- |  |  | 1171.7433 | 0.037561 | 2424.8857 | 0 | 2421.4316 | 0 | 2421.4194 | 0.01953
|  |  |  | -- | -- |  |  | 1171.7601 | 0.037573 | 2425.1738 | 0 | 2421.719 | 0 | 2421.7065 | 0.01954
|  |  |  | -- | -- |  |  | 1171.777 | 0.037584 | 2425.4619 | 0 | 2422.0064 | 0 | 2421.9939 | 0.01956
|  |  |  | -- | -- |  |  | 1171.7937 | 0.037591 | 2425.7502 | 0 | 2422.2937 | 0 | 2422.2815 | 0.01958
|  |  |  | -- | -- |  |  | 1171.8105 | 0.037596 | 2426.0383 | 0 | 2422.5813 | 0 | 2422.5689 | 0.01961
|  |  |  | -- | -- |  |  | 1171.8274 | 0.037598 | 2426.3269 | 0 | 2422.8686 | 0 | 2422.8564 | 0.01964
|  |  |  | -- | -- |  |  | 1171.8442 | 0.037598 | 2426.6152 | 0 | 2423.1562 | 0 | 2423.144 | 0.01967
|  |  |  | -- | -- |  |  | 1171.861 | 0.037594 | 2426.9038 | 0 | 2423.4441 | 0 | 2423.4316 | 0.01971
|  |  |  | -- | -- |  |  | 1171.8778 | 0.037588 | 2427.1924 | 0 | 2423.7317 | 0 | 2423.7195 | 0.01978
|  |  |  | -- | -- |  |  | 1171.8947 | 0.037579 | 2427.481 | 0 | 2424.0195 | 0 | 2424.0073 | 0.01987
|  |  |  | -- | -- |  |  | 1171.9115 | 0.037567 | 2427.7698 | 0 | 2424.3074 | 0 | 2424.2952 | 0.02
|  |  |  | -- | -- |  |  | 1171.9283 | 0.037551 | 2428.0583 | 0 | 2424.5955 | 0 | 2424.583 | 0.02017
|  |  |  | -- | -- |  |  | 1171.9451 | 0.037533 | 2428.3474 | 0 | 2424.8836 | 0 | 2424.8711 | 0.02037
|  |  |  | -- | -- |  |  | 1171.9619 | 0.037512 | 2428.6362 | 0 | 2425.1716 | 0 | 2425.1592 | 0.02058
|  |  |  | -- | -- |  |  | 1171.9788 | 0.037488 | 2428.9253 | 0 | 2425.4597 | 0 | 2425.4473 | 0.02078
|  |  |  | -- | -- |  |  | 1171.9956 | 0.037461 | 2429.2144 | 0 | 2425.7481 | 0 | 2425.7356 | 0.02095
|  |  |  | -- | -- |  |  | 1172.0125 | 0.037431 | 2429.5034 | 0 | 2426.0361 | 0 | 2426.0239 | 0.02107
|  |  |  | -- | -- |  |  | 1172.0292 | 0.037399 | 2429.7925 | 0 | 2426.3247 | 0 | 2426.3123 | 0.02113
|  |  |  | -- | -- |  |  | 1172.046 | 0.037363 | 2430.0818 | 0 | 2426.613 | 0 | 2426.6006 | 0.02114
|  |  |  | -- | -- |  |  | 1172.0629 | 0.037324 | 2430.3711 | 0 | 2426.9016 | 0 | 2426.8892 | 0.02109
|  |  |  | -- | -- |  |  | 1172.0797 | 0.037283 | 2430.6606 | 0 | 2427.1902 | 0 | 2427.1777 | 0.02101
|  |  |  | -- | -- |  |  | 1172.0966 | 0.037238 | 2430.95 | 0 | 2427.4788 | 0 | 2427.4663 | 0.02092
|  |  |  | -- | -- |  |  | 1172.1134 | 0.037191 | 2431.2395 | 0 | 2427.7676 | 0 | 2427.7551 | 0.02083
|  |  |  | -- | -- |  |  | 1172.1301 | 0.037142 | 2431.5291 | 0 | 2428.0561 | 0 | 2428.0439 | 0.02077
|  |  |  | -- | -- |  |  | 1172.147 | 0.037089 | 2431.8189 | 0 | 2428.3452 | 0 | 2428.3328 | 0.02076
|  |  |  | -- | -- |  |  | 1172.1638 | 0.037034 | 2432.1086 | 0 | 2428.634 | 0 | 2428.6216 | 0.02081
|  |  |  | -- | -- |  |  | 1172.1807 | 0.036976 | 2432.3984 | 0 | 2428.9231 | 0 | 2428.9106 | 0.02091
|  |  |  | -- | -- |  |  | 1172.1975 | 0.036916 | 2432.6882 | 0 | 2429.2122 | 0 | 2429.1997 | 0.02107
|  |  |  | -- | -- |  |  | 1172.2144 | 0.036853 | 2432.9783 | 0 | 2429.5012 | 0 | 2429.4888 | 0.02125
|  |  |  | -- | -- |  |  | 1172.2311 | 0.036788 | 2433.2683 | 0 | 2429.7903 | 0 | 2429.7781 | 0.02143
|  |  |  | -- | -- |  |  | 1172.2479 | 0.036721 | 2433.5583 | 0 | 2430.0796 | 0 | 2430.0674 | 0.02159
|  |  |  | -- | -- |  |  | 1172.2648 | 0.036652 | 2433.8484 | 0 | 2430.3689 | 0 | 2430.3567 | 0.0217
|  |  |  | -- | -- |  |  | 1172.2816 | 0.03658 | 2434.1387 | 0 | 2430.6584 | 0 | 2430.646 | 0.02175
|  |  |  | -- | -- |  |  | 1172.2985 | 0.036506 | 2434.4289 | 0 | 2430.9477 | 0 | 2430.9356 | 0.02173
|  |  |  | -- | -- |  |  | 1172.3153 | 0.036431 | 2434.7195 | 0 | 2431.2373 | 0 | 2431.2251 | 0.02165
|  |  |  | -- | -- |  |  | 1172.3322 | 0.036353 | 2435.0098 | 0 | 2431.5271 | 0 | 2431.5147 | 0.02151
|  |  |  | -- | -- |  |  | 1172.349 | 0.036274 | 2435.3003 | 0 | 2431.8167 | 0 | 2431.8042 | 0.02134
|  |  |  | -- | -- |  |  | 1172.3658 | 0.036193 | 2435.5908 | 0 | 2432.1064 | 0 | 2432.094 | 0.02113
|  |  |  | -- | -- |  |  | 1172.3826 | 0.036111 | 2435.8816 | 0 | 2432.3962 | 0 | 2432.3838 | 0.02091
|  |  |  | -- | -- |  |  | 1172.3994 | 0.036027 | 2436.1724 | 0 | 2432.686 | 0 | 2432.6738 | 0.02069
|  |  |  | -- | -- |  |  | 1172.4163 | 0.035941 | 2436.4631 | 0 | 2432.9761 | 0 | 2432.9636 | 0.02047
|  |  |  | -- | -- |  |  | 1172.4331 | 0.035855 | 2436.7539 | 0 | 2433.2661 | 0 | 2433.2537 | 0.02027
|  |  |  | -- | -- |  |  | 1172.45 | 0.035767 | 2437.0449 | 0 | 2433.5561 | 0 | 2433.5437 | 0.02013
|  |  |  | -- | -- |  |  | 1172.4668 | 0.035679 | 2437.3357 | 0 | 2433.8464 | 0 | 2433.834 | 0.02007
|  |  |  | -- | -- |  |  | 1172.4836 | 0.035589 | 2437.6269 | 0 | 2434.1365 | 0 | 2434.1243 | 0.0201
|  |  |  | -- | -- |  |  | 1172.5005 | 0.035499 | 2437.918 | 0 | 2434.4268 | 0 | 2434.4145 | 0.02023
|  |  |  | -- | -- |  |  | 1172.5173 | 0.035408 | 2438.2092 | 0 | 2434.7173 | 0 | 2434.7048 | 0.02047
|  |  |  | -- | -- |  |  | 1172.5342 | 0.035316 | 2438.5005 | 0 | 2435.0076 | 0 | 2434.9954 | 0.0208
|  |  |  | -- | -- |  |  | 1172.551 | 0.035224 | 2438.7917 | 0 | 2435.2981 | 0 | 2435.2856 | 0.02118
|  |  |  | -- | -- |  |  | 1172.5679 | 0.035132 | 2439.0833 | 0 | 2435.5886 | 0 | 2435.5764 | 0.02157
|  |  |  | -- | -- |  |  | 1172.5847 | 0.035039 | 2439.3748 | 0 | 2435.8794 | 0 | 2435.8669 | 0.02194
|  |  |  | -- | -- |  |  | 1172.6014 | 0.034947 | 2439.6663 | 0 | 2436.1702 | 0 | 2436.1577 | 0.02225
|  |  |  | -- | -- |  |  | 1172.6183 | 0.034855 | 2439.9578 | 0 | 2436.4609 | 0 | 2436.4485 | 0.02249
|  |  |  | -- | -- |  |  | 1172.6351 | 0.034763 | 2440.2495 | 0 | 2436.7517 | 0 | 2436.7393 | 0.02265
|  |  |  | -- | -- |  |  | 1172.652 | 0.034671 | 2440.5413 | 0 | 2437.0427 | 0 | 2437.0303 | 0.0227
|  |  |  | -- | -- |  |  | 1172.6688 | 0.034579 | 2440.833 | 0 | 2437.3335 | 0 | 2437.3213 | 0.02267
|  |  |  | -- | -- |  |  | 1172.6857 | 0.034489 | 2441.125 | 0 | 2437.6248 | 0 | 2437.6123 | 0.02257
|  |  |  | -- | -- |  |  | 1172.7025 | 0.034399 | 2441.417 | 0 | 2437.9158 | 0 | 2437.9033 | 0.0224
|  |  |  | -- | -- |  |  | 1172.7194 | 0.034309 | 2441.709 | 0 | 2438.207 | 0 | 2438.1946 | 0.0222
|  |  |  | -- | -- |  |  | 1172.7362 | 0.034221 | 2442.0012 | 0 | 2438.4983 | 0 | 2438.4858 | 0.02201
|  |  |  | -- | -- |  |  | 1172.7531 | 0.034134 | 2442.2932 | 0 | 2438.7895 | 0 | 2438.7771 | 0.02185
|  |  |  | -- | -- |  |  | 1172.7699 | 0.034048 | 2442.5855 | 0 | 2439.0811 | 0 | 2439.0686 | 0.02175
|  |  |  | -- | -- |  |  | 1172.7867 | 0.033964 | 2442.8779 | 0 | 2439.3726 | 0 | 2439.3601 | 0.02172
|  |  |  | -- | -- |  |  | 1172.8036 | 0.033881 | 2443.1702 | 0 | 2439.6641 | 0 | 2439.6516 | 0.02174
|  |  |  | -- | -- |  |  | 1172.8204 | 0.0338 | 2443.4626 | 0 | 2439.9556 | 0 | 2439.9434 | 0.02179
|  |  |  | -- | -- |  |  | 1172.8373 | 0.03372 | 2443.7551 | 0 | 2440.2473 | 0 | 2440.2349 | 0.02185
|  |  |  | -- | -- |  |  | 1172.8541 | 0.033642 | 2444.0478 | 0 | 2440.5391 | 0 | 2440.5266 | 0.02188
|  |  |  | -- | -- |  |  | 1172.871 | 0.033566 | 2444.3406 | 0 | 2440.8308 | 0 | 2440.8186 | 0.02184
|  |  |  | -- | -- |  |  | 1172.8878 | 0.033493 | 2444.6333 | 0 | 2441.1228 | 0 | 2441.1103 | 0.02173
|  |  |  | -- | -- |  |  | 1172.9047 | 0.033421 | 2444.926 | 0 | 2441.4148 | 0 | 2441.4023 | 0.02155
|  |  |  | -- | -- |  |  | 1172.9215 | 0.033352 | 2445.219 | 0 | 2441.7068 | 0 | 2441.6943 | 0.02134
|  |  |  | -- | -- |  |  | 1172.9384 | 0.033285 | 2445.512 | 0 | 2441.999 | 0 | 2441.9866 | 0.02112
|  |  |  | -- | -- |  |  | 1172.9552 | 0.033221 | 2445.8049 | 0 | 2442.291 | 0 | 2442.2786 | 0.02095
|  |  |  | -- | -- |  |  | 1172.972 | 0.033159 | 2446.0979 | 0 | 2442.5833 | 0 | 2442.5711 | 0.02084
|  |  |  | -- | -- |  |  | 1172.9889 | 0.0331 | 2446.3911 | 0 | 2442.8757 | 0 | 2442.8633 | 0.02084
|  |  |  | -- | -- |  |  | 1173.0059 | 0.033044 | 2446.6843 | 0 | 2443.168 | 0 | 2443.1555 | 0.02094
|  |  |  | -- | -- |  |  | 1173.0227 | 0.032991 | 2446.9775 | 0 | 2443.4605 | 0 | 2443.448 | 0.02113
|  |  |  | -- | -- |  |  | 1173.0396 | 0.03294 | 2447.271 | 0 | 2443.7529 | 0 | 2443.7405 | 0.02139
|  |  |  | -- | -- |  |  | 1173.0564 | 0.032893 | 2447.5644 | 0 | 2444.0457 | 0 | 2444.0332 | 0.02169
|  |  |  | -- | -- |  |  | 1173.0732 | 0.032849 | 2447.8579 | 0 | 2444.3384 | 0 | 2444.3259 | 0.02201
|  |  |  | -- | -- |  |  | 1173.0901 | 0.032808 | 2448.1516 | 0 | 2444.6311 | 0 | 2444.6186 | 0.02233
|  |  |  | -- | -- |  |  | 1173.1069 | 0.03277 | 2448.4451 | 0 | 2444.9238 | 0 | 2444.9114 | 0.02265
|  |  |  | -- | -- |  |  | 1173.1238 | 0.032736 | 2448.739 | 0 | 2445.2168 | 0 | 2445.2043 | 0.02297
|  |  |  | -- | -- |  |  | 1173.1406 | 0.032704 | 2449.0327 | 0 | 2445.5098 | 0 | 2445.4973 | 0.02329
|  |  |  | -- | -- |  |  | 1173.1575 | 0.032677 | 2449.3267 | 0 | 2445.8027 | 0 | 2445.7903 | 0.02365
|  |  |  | -- | -- |  |  | 1173.1743 | 0.032652 | 2449.6204 | 0 | 2446.0957 | 0 | 2446.0833 | 0.02404
|  |  |  | -- | -- |  |  | 1173.1912 | 0.032631 | 2449.9145 | 0 | 2446.3889 | 0 | 2446.3765 | 0.02446
|  |  |  | -- | -- |  |  | 1173.208 | 0.032614 | 2450.2085 | 0 | 2446.6821 | 0 | 2446.6697 | 0.02491
|  |  |  | -- | -- |  |  | 1173.2249 | 0.0326 | 2450.5027 | 0 | 2446.9753 | 0 | 2446.9629 | 0.02537
|  |  |  | -- | -- |  |  | 1173.2418 | 0.03259 | 2450.7969 | 0 | 2447.2688 | 0 | 2447.2564 | 0.02582
|  |  |  | -- | -- |  |  | 1173.2587 | 0.032583 | 2451.0913 | 0 | 2447.5623 | 0 | 2447.5498 | 0.02623
|  |  |  | -- | -- |  |  | 1173.2755 | 0.032579 | 2451.3855 | 0 | 2447.8557 | 0 | 2447.8433 | 0.02656
|  |  |  | -- | -- |  |  | 1173.2924 | 0.032579 | 2451.6799 | 0 | 2448.1494 | 0 | 2448.137 | 0.0268
|  |  |  | -- | -- |  |  | 1173.3092 | 0.032583 | 2451.9744 | 0 | 2448.4429 | 0 | 2448.4304 | 0.02692
|  |  |  | -- | -- |  |  | 1173.3261 | 0.03259 | 2452.269 | 0 | 2448.7366 | 0 | 2448.7241 | 0.02692
|  |  |  | -- | -- |  |  | 1173.3429 | 0.0326 | 2452.5637 | 0 | 2449.0305 | 0 | 2449.0181 | 0.02679
|  |  |  | -- | -- |  |  | 1173.3597 | 0.032614 | 2452.8584 | 0 | 2449.3242 | 0 | 2449.3118 | 0.02654
|  |  |  | -- | -- |  |  | 1173.3767 | 0.03263 | 2453.1531 | 0 | 2449.6182 | 0 | 2449.6057 | 0.02618
|  |  |  | -- | -- |  |  | 1173.3936 | 0.032651 | 2453.448 | 0 | 2449.9124 | 0 | 2449.8999 | 0.02573
|  |  |  | -- | -- |  |  | 1173.4104 | 0.032674 | 2453.7429 | 0 | 2450.2063 | 0 | 2450.1939 | 0.02521
|  |  |  | -- | -- |  |  | 1173.4272 | 0.0327 | 2454.0378 | 0 | 2450.5005 | 0 | 2450.488 | 0.02465
|  |  |  | -- | -- |  |  | 1173.4441 | 0.03273 | 2454.333 | 0 | 2450.7947 | 0 | 2450.7822 | 0.02407
|  |  |  | -- | -- |  |  | 1173.4609 | 0.032762 | 2454.6282 | 0 | 2451.0889 | 0 | 2451.0764 | 0.0235
|  |  |  | -- | -- |  |  | 1173.4778 | 0.032797 | 2454.9233 | 0 | 2451.3833 | 0 | 2451.3708 | 0.02297
|  |  |  | -- | -- |  |  | 1173.4948 | 0.032835 | 2455.2185 | 0 | 2451.6777 | 0 | 2451.6653 | 0.0225
|  |  |  | -- | -- |  |  | 1173.5116 | 0.032876 | 2455.5139 | 0 | 2451.9722 | 0 | 2451.9597 | 0.02211
|  |  |  | -- | -- |  |  | 1173.5284 | 0.032919 | 2455.8093 | 0 | 2452.2668 | 0 | 2452.2544 | 0.02182
|  |  |  | -- | -- |  |  | 1173.5453 | 0.032965 | 2456.1047 | 0 | 2452.5615 | 0 | 2452.5491 | 0.02164
|  |  |  | -- | -- |  |  | 1173.5621 | 0.033012 | 2456.4004 | 0 | 2452.8562 | 0 | 2452.8438 | 0.02157
|  |  |  | -- | -- |  |  | 1173.579 | 0.033062 | 2456.6961 | 0 | 2453.1509 | 0 | 2453.1384 | 0.02161
|  |  |  | -- | -- |  |  | 1173.5959 | 0.033114 | 2456.9917 | 0 | 2453.4458 | 0 | 2453.4333 | 0.02176
|  |  |  | -- | -- |  |  | 1173.6128 | 0.033168 | 2457.2876 | 0 | 2453.7407 | 0 | 2453.7283 | 0.02199
|  |  |  | -- | -- |  |  | 1173.6296 | 0.033224 | 2457.5833 | 0 | 2454.0356 | 0 | 2454.0232 | 0.02229
|  |  |  | -- | -- |  |  | 1173.6465 | 0.033281 | 2457.8794 | 0 | 2454.3308 | 0 | 2454.3184 | 0.02261
|  |  |  | -- | -- |  |  | 1173.6633 | 0.03334 | 2458.1753 | 0 | 2454.626 | 0 | 2454.6135 | 0.02292
|  |  |  | -- | -- |  |  | 1173.6803 | 0.0334 | 2458.4714 | 0 | 2454.9211 | 0 | 2454.9087 | 0.02321
|  |  |  | -- | -- |  |  | 1173.6971 | 0.033462 | 2458.7673 | 0 | 2455.2163 | 0 | 2455.2039 | 0.02346
|  |  |  | -- | -- |  |  | 1173.714 | 0.033524 | 2459.0637 | 0 | 2455.5117 | 0 | 2455.4993 | 0.02366
|  |  |  | -- | -- |  |  | 1173.7308 | 0.033587 | 2459.3599 | 0 | 2455.8071 | 0 | 2455.7947 | 0.02381
|  |  |  | -- | -- |  |  | 1173.7477 | 0.033651 | 2459.6562 | 0 | 2456.1025 | 0 | 2456.0901 | 0.02393
|  |  |  | -- | -- |  |  | 1173.7646 | 0.033716 | 2459.9526 | 0 | 2456.3982 | 0 | 2456.3857 | 0.024
|  |  |  | -- | -- |  |  | 1173.7815 | 0.033781 | 2460.2493 | 0 | 2456.6939 | 0 | 2456.6814 | 0.02403
|  |  |  | -- | -- |  |  | 1173.7983 | 0.033846 | 2460.5457 | 0 | 2456.9895 | 0 | 2456.977 | 0.02403
|  |  |  | -- | -- |  |  | 1173.8152 | 0.033912 | 2460.8423 | 0 | 2457.2854 | 0 | 2457.2727 | 0.024
|  |  |  | -- | -- |  |  | 1173.8322 | 0.033977 | 2461.1392 | 0 | 2457.5811 | 0 | 2457.5686 | 0.02396
|  |  |  | -- | -- |  |  | 1173.849 | 0.034043 | 2461.4358 | 0 | 2457.8769 | 0 | 2457.8645 | 0.02389
|  |  |  | -- | -- |  |  | 1173.8658 | 0.034108 | 2461.7327 | 0 | 2458.1731 | 0 | 2458.1606 | 0.02382
|  |  |  | -- | -- |  |  | 1173.8827 | 0.034172 | 2462.0295 | 0 | 2458.469 | 0 | 2458.4565 | 0.02373
|  |  |  | -- | -- |  |  | 1173.8997 | 0.034237 | 2462.3267 | 0 | 2458.7651 | 0 | 2458.7527 | 0.02363
|  |  |  | -- | -- |  |  | 1173.9165 | 0.0343 | 2462.6235 | 0 | 2459.0615 | 0 | 2459.0488 | 0.02353
|  |  |  | -- | -- |  |  | 1173.9334 | 0.034363 | 2462.9209 | 0 | 2459.3577 | 0 | 2459.3452 | 0.02346
|  |  |  | -- | -- |  |  | 1173.9502 | 0.034424 | 2463.218 | 0 | 2459.6541 | 0 | 2459.6416 | 0.02343
|  |  |  | -- | -- |  |  | 1173.9672 | 0.034485 | 2463.5151 | 0 | 2459.9504 | 0 | 2459.938 | 0.02349
|  |  |  | -- | -- |  |  | 1173.984 | 0.034545 | 2463.8125 | 0 | 2460.2471 | 0 | 2460.2344 | 0.02364
|  |  |  | -- | -- |  |  | 1174.0009 | 0.034603 | 2464.1101 | 0 | 2460.5435 | 0 | 2460.531 | 0.02389
|  |  |  | -- | -- |  |  | 1174.0178 | 0.03466 | 2464.4075 | 0 | 2460.8401 | 0 | 2460.8276 | 0.02422
|  |  |  | -- | -- |  |  | 1174.0347 | 0.034715 | 2464.7051 | 0 | 2461.137 | 0 | 2461.1243 | 0.02457
|  |  |  | -- | -- |  |  | 1174.0515 | 0.034769 | 2465.0027 | 0 | 2461.4336 | 0 | 2461.4211 | 0.02491
|  |  |  | -- | -- |  |  | 1174.0684 | 0.034821 | 2465.3003 | 0 | 2461.7305 | 0 | 2461.718 | 0.02518
|  |  |  | -- | -- |  |  | 1174.0853 | 0.034872 | 2465.5981 | 0 | 2462.0273 | 0 | 2462.0149 | 0.02535
|  |  |  | -- | -- |  |  | 1174.1022 | 0.034921 | 2465.896 | 0 | 2462.3245 | 0 | 2462.3118 | 0.02538
|  |  |  | -- | -- |  |  | 1174.119 | 0.034968 | 2466.1939 | 0 | 2462.6213 | 0 | 2462.6089 | 0.02529
|  |  |  | -- | -- |  |  | 1174.136 | 0.035013 | 2466.4919 | 0 | 2462.9185 | 0 | 2462.906 | 0.02509
|  |  |  | -- | -- |  |  | 1174.1528 | 0.035056 | 2466.79 | 0 | 2463.2158 | 0 | 2463.2031 | 0.0248
|  |  |  | -- | -- |  |  | 1174.1697 | 0.035097 | 2467.0881 | 0 | 2463.5129 | 0 | 2463.5005 | 0.02445
|  |  |  | -- | -- |  |  | 1174.1866 | 0.035136 | 2467.3865 | 0 | 2463.8103 | 0 | 2463.7978 | 0.02408
|  |  |  | -- | -- |  |  | 1174.2035 | 0.035173 | 2467.6846 | 0 | 2464.1079 | 0 | 2464.0952 | 0.02371
|  |  |  | -- | -- |  |  | 1174.2203 | 0.035208 | 2467.9829 | 0 | 2464.4053 | 0 | 2464.3928 | 0.02338
|  |  |  | -- | -- |  |  | 1174.2373 | 0.035241 | 2468.2815 | 0 | 2464.7029 | 0 | 2464.6904 | 0.0231
|  |  |  | -- | -- |  |  | 1174.2541 | 0.035272 | 2468.5798 | 0 | 2465.0005 | 0 | 2464.988 | 0.02288
|  |  |  | -- | -- |  |  | 1174.271 | 0.035301 | 2468.8784 | 0 | 2465.2981 | 0 | 2465.2856 | 0.02273
|  |  |  | -- | -- |  |  | 1174.288 | 0.035327 | 2469.1773 | 0 | 2465.5959 | 0 | 2465.5835 | 0.02265
|  |  |  | -- | -- |  |  | 1174.3048 | 0.035352 | 2469.4758 | 0 | 2465.8938 | 0 | 2465.8814 | 0.02265
|  |  |  | -- | -- |  |  | 1174.3217 | 0.035374 | 2469.7747 | 0 | 2466.1917 | 0 | 2466.1792 | 0.02272
|  |  |  | -- | -- |  |  | 1174.3386 | 0.035395 | 2470.0735 | 0 | 2466.4898 | 0 | 2466.4773 | 0.02286
|  |  |  | -- | -- |  |  | 1174.3555 | 0.035413 | 2470.3723 | 0 | 2466.7878 | 0 | 2466.7751 | 0.02305
|  |  |  | -- | -- |  |  | 1174.3723 | 0.035429 | 2470.6714 | 0 | 2467.0859 | 0 | 2467.0735 | 0.02327
|  |  |  | -- | -- |  |  | 1174.3893 | 0.035444 | 2470.9705 | 0 | 2467.384 | 0 | 2467.3716 | 0.0235
|  |  |  | -- | -- |  |  | 1174.4061 | 0.035456 | 2471.2698 | 0 | 2467.6824 | 0 | 2467.6699 | 0.02372
|  |  |  | -- | -- |  |  | 1174.4231 | 0.035466 | 2471.5689 | 0 | 2467.9807 | 0 | 2467.9683 | 0.02391
|  |  |  | -- | -- |  |  | 1174.4399 | 0.035475 | 2471.8682 | 0 | 2468.2793 | 0 | 2468.2666 | 0.02407
|  |  |  | -- | -- |  |  | 1174.4568 | 0.035482 | 2472.1675 | 0 | 2468.5776 | 0 | 2468.5652 | 0.02419
|  |  |  | -- | -- |  |  | 1174.4738 | 0.035487 | 2472.467 | 0 | 2468.8762 | 0 | 2468.8638 | 0.02428
|  |  |  | -- | -- |  |  | 1174.4906 | 0.03549 | 2472.7666 | 0 | 2469.1748 | 0 | 2469.1624 | 0.02435
|  |  |  | -- | -- |  |  | 1174.5076 | 0.035492 | 2473.0662 | 0 | 2469.4736 | 0 | 2469.4612 | 0.02442
|  |  |  | -- | -- |  |  | 1174.5244 | 0.035492 | 2473.3657 | 0 | 2469.7725 | 0 | 2469.7598 | 0.02448
|  |  |  | -- | -- |  |  | 1174.5413 | 0.03549 | 2473.6655 | 0 | 2470.0713 | 0 | 2470.0588 | 0.02456
|  |  |  | -- | -- |  |  | 1174.5582 | 0.035487 | 2473.9653 | 0 | 2470.3701 | 0 | 2470.3577 | 0.02465
|  |  |  | -- | -- |  |  | 1174.5751 | 0.035483 | 2474.2651 | 0 | 2470.6692 | 0 | 2470.6567 | 0.02474
|  |  |  | -- | -- |  |  | 1174.592 | 0.035477 | 2474.5652 | 0 | 2470.9683 | 0 | 2470.9558 | 0.02485
|  |  |  | -- | -- |  |  | 1174.6089 | 0.03547 | 2474.865 | 0 | 2471.2673 | 0 | 2471.2549 | 0.02495
|  |  |  | -- | -- |  |  | 1174.6257 | 0.035462 | 2475.1653 | 0 | 2471.5667 | 0 | 2471.5542 | 0.02502
|  |  |  | -- | -- |  |  | 1174.6427 | 0.035452 | 2475.4653 | 0 | 2471.866 | 0 | 2471.8533 | 0.02506
|  |  |  | -- | -- |  |  | 1174.6595 | 0.035442 | 2475.7656 | 0 | 2472.1653 | 0 | 2472.1528 | 0.02503
|  |  |  | -- | -- |  |  | 1174.6765 | 0.03543 | 2476.0659 | 0 | 2472.4648 | 0 | 2472.4522 | 0.02492
|  |  |  | -- | -- |  |  | 1174.6934 | 0.035418 | 2476.3662 | 0 | 2472.7642 | 0 | 2472.7517 | 0.02474
|  |  |  | -- | -- |  |  | 1174.7103 | 0.035404 | 2476.6667 | 0 | 2473.064 | 0 | 2473.0513 | 0.02448
|  |  |  | -- | -- |  |  | 1174.7272 | 0.03539 | 2476.9673 | 0 | 2473.3635 | 0 | 2473.3508 | 0.02418
|  |  |  | -- | -- |  |  | 1174.7441 | 0.035375 | 2477.2678 | 0 | 2473.6633 | 0 | 2473.6506 | 0.02386
|  |  |  | -- | -- |  |  | 1174.761 | 0.035359 | 2477.5686 | 0 | 2473.9631 | 0 | 2473.9504 | 0.02354
|  |  |  | -- | -- |  |  | 1174.778 | 0.035342 | 2477.8694 | 0 | 2474.2629 | 0 | 2474.2502 | 0.02326
|  |  |  | -- | -- |  |  | 1174.7948 | 0.035325 | 2478.1702 | 0 | 2474.5627 | 0 | 2474.5503 | 0.02303
|  |  |  | -- | -- |  |  | 1174.8116 | 0.035308 | 2478.4709 | 0 | 2474.8628 | 0 | 2474.8503 | 0.02285
|  |  |  | -- | -- |  |  | 1174.8286 | 0.035289 | 2478.772 | 0 | 2475.1631 | 0 | 2475.1504 | 0.02272
|  |  |  | -- | -- |  |  | 1174.8455 | 0.035271 | 2479.073 | 0 | 2475.4631 | 0 | 2475.4507 | 0.02264
|  |  |  | -- | -- |  |  | 1174.8624 | 0.035252 | 2479.3743 | 0 | 2475.7634 | 0 | 2475.7507 | 0.02261
|  |  |  | -- | -- |  |  | 1174.8793 | 0.035233 | 2479.6753 | 0 | 2476.0637 | 0 | 2476.051 | 0.02263
|  |  |  | -- | -- |  |  | 1174.8962 | 0.035213 | 2479.9766 | 0 | 2476.364 | 0 | 2476.3516 | 0.0227
|  |  |  | -- | -- |  |  | 1174.9131 | 0.035193 | 2480.2778 | 0 | 2476.6645 | 0 | 2476.6519 | 0.02283
|  |  |  | -- | -- |  |  | 1174.9301 | 0.035174 | 2480.5793 | 0 | 2476.9651 | 0 | 2476.9524 | 0.02302
|  |  |  | -- | -- |  |  | 1174.9469 | 0.035154 | 2480.8809 | 0 | 2477.2656 | 0 | 2477.2532 | 0.02326
|  |  |  | -- | -- |  |  | 1174.9639 | 0.035133 | 2481.1824 | 0 | 2477.5664 | 0 | 2477.5537 | 0.02354
|  |  |  | -- | -- |  |  | 1174.9807 | 0.035113 | 2481.4839 | 0 | 2477.8672 | 0 | 2477.8545 | 0.02386
|  |  |  | -- | -- |  |  | 1174.9977 | 0.035093 | 2481.7856 | 0 | 2478.168 | 0 | 2478.1553 | 0.02421
|  |  |  | -- | -- |  |  | 1175.0145 | 0.035073 | 2482.0874 | 0 | 2478.4688 | 0 | 2478.4563 | 0.02458
|  |  |  | -- | -- |  |  | 1175.0315 | 0.035053 | 2482.3894 | 0 | 2478.7698 | 0 | 2478.7571 | 0.02497
|  |  |  | -- | -- |  |  | 1175.0483 | 0.035034 | 2482.6912 | 0 | 2479.0708 | 0 | 2479.0581 | 0.02536
|  |  |  | -- | -- |  |  | 1175.0653 | 0.035014 | 2482.9932 | 0 | 2479.3718 | 0 | 2479.3594 | 0.02573
|  |  |  | -- | -- |  |  | 1175.0823 | 0.034995 | 2483.2954 | 0 | 2479.6731 | 0 | 2479.6604 | 0.02607
|  |  |  | -- | -- |  |  | 1175.0991 | 0.034976 | 2483.5974 | 0 | 2479.9744 | 0 | 2479.9617 | 0.02634
|  |  |  | -- | -- |  |  | 1175.1161 | 0.034957 | 2483.8997 | 0 | 2480.2756 | 0 | 2480.2632 | 0.02654
|  |  |  | -- | -- |  |  | 1175.1329 | 0.034939 | 2484.2019 | 0 | 2480.5772 | 0 | 2480.5644 | 0.02667
|  |  |  | -- | -- |  |  | 1175.1499 | 0.034921 | 2484.5044 | 0 | 2480.8787 | 0 | 2480.866 | 0.02675
|  |  |  | -- | -- |  |  | 1175.1667 | 0.034903 | 2484.8066 | 0 | 2481.1802 | 0 | 2481.1675 | 0.02682
|  |  |  | -- | -- |  |  | 1175.1837 | 0.034886 | 2485.1091 | 0 | 2481.4817 | 0 | 2481.4692 | 0.02691
|  |  |  | -- | -- |  |  | 1175.2006 | 0.03487 | 2485.4119 | 0 | 2481.7834 | 0 | 2481.7708 | 0.02703
|  |  |  | -- | -- |  |  | 1175.2175 | 0.034854 | 2485.7146 | 0 | 2482.0852 | 0 | 2482.0727 | 0.02719
|  |  |  | -- | -- |  |  | 1175.2345 | 0.034839 | 2486.0173 | 0 | 2482.3872 | 0 | 2482.3745 | 0.02737
|  |  |  | -- | -- |  |  | 1175.2513 | 0.034824 | 2486.3201 | 0 | 2482.689 | 0 | 2482.6765 | 0.02754
|  |  |  | -- | -- |  |  | 1175.2683 | 0.03481 | 2486.6228 | 0 | 2482.991 | 0 | 2482.9783 | 0.02767
|  |  |  | -- | -- |  |  | 1175.2852 | 0.034797 | 2486.9258 | 0 | 2483.293 | 0 | 2483.2805 | 0.02772
|  |  |  | -- | -- |  |  | 1175.3021 | 0.034785 | 2487.2288 | 0 | 2483.5952 | 0 | 2483.5825 | 0.02769
|  |  |  | -- | -- |  |  | 1175.319 | 0.034773 | 2487.532 | 0 | 2483.8975 | 0 | 2483.8848 | 0.02758
|  |  |  | -- | -- |  |  | 1175.3359 | 0.034762 | 2487.8352 | 0 | 2484.1997 | 0 | 2484.187 | 0.02741
|  |  |  | -- | -- |  |  | 1175.3529 | 0.034752 | 2488.1384 | 0 | 2484.5019 | 0 | 2484.4895 | 0.02721
|  |  |  | -- | -- |  |  | 1175.3698 | 0.034743 | 2488.4417 | 0 | 2484.8044 | 0 | 2484.792 | 0.02701
|  |  |  | -- | -- |  |  | 1175.3867 | 0.034735 | 2488.7451 | 0 | 2485.1069 | 0 | 2485.0945 | 0.02686
|  |  |  | -- | -- |  |  | 1175.4036 | 0.034728 | 2489.0486 | 0 | 2485.4097 | 0 | 2485.397 | 0.02676
|  |  |  | -- | -- |  |  | 1175.4205 | 0.034722 | 2489.352 | 0 | 2485.7122 | 0 | 2485.6997 | 0.02674
|  |  |  | -- | -- |  |  | 1175.4375 | 0.034717 | 2489.6558 | 0 | 2486.0149 | 0 | 2486.0024 | 0.02677
|  |  |  | -- | -- |  |  | 1175.4543 | 0.034713 | 2489.9595 | 0 | 2486.3179 | 0 | 2486.3052 | 0.02683
|  |  |  | -- | -- |  |  | 1175.4713 | 0.03471 | 2490.2632 | 0 | 2486.6206 | 0 | 2486.6082 | 0.02689
|  |  |  | -- | -- |  |  | 1175.4883 | 0.034708 | 2490.5671 | 0 | 2486.9236 | 0 | 2486.9109 | 0.0269
|  |  |  | -- | -- |  |  | 1175.5051 | 0.034708 | 2490.8708 | 0 | 2487.2266 | 0 | 2487.2141 | 0.02685
|  |  |  | -- | -- |  |  | 1175.5221 | 0.034708 | 2491.175 | 0 | 2487.5298 | 0 | 2487.5171 | 0.02672
|  |  |  | -- | -- |  |  | 1175.5391 | 0.03471 | 2491.479 | 0 | 2487.833 | 0 | 2487.8203 | 0.02655
|  |  |  | -- | -- |  |  | 1175.5559 | 0.034713 | 2491.7832 | 0 | 2488.1362 | 0 | 2488.1235 | 0.02638
|  |  |  | -- | -- |  |  | 1175.5729 | 0.034718 | 2492.0874 | 0 | 2488.4394 | 0 | 2488.4268 | 0.02625
|  |  |  | -- | -- |  |  | 1175.5897 | 0.034723 | 2492.3916 | 0 | 2488.7429 | 0 | 2488.7302 | 0.02623
|  |  |  | -- | -- |  |  | 1175.6067 | 0.03473 | 2492.6961 | 0 | 2489.0464 | 0 | 2489.0337 | 0.02634
|  |  |  | -- | -- |  |  | 1175.6237 | 0.034738 | 2493.0005 | 0 | 2489.3499 | 0 | 2489.3372 | 0.02659
|  |  |  | -- | -- |  |  | 1175.6405 | 0.034748 | 2493.3049 | 0 | 2489.6536 | 0 | 2489.6409 | 0.02696
|  |  |  | -- | -- |  |  | 1175.6575 | 0.034758 | 2493.6096 | 0 | 2489.9573 | 0 | 2489.9446 | 0.0274
|  |  |  | -- | -- |  |  | 1175.6744 | 0.03477 | 2493.9141 | 0 | 2490.261 | 0 | 2490.2483 | 0.02785
|  |  |  | -- | -- |  |  | 1175.6913 | 0.034783 | 2494.219 | 0 | 2490.5647 | 0 | 2490.5523 | 0.02826
|  |  |  | -- | -- |  |  | 1175.7083 | 0.034798 | 2494.5237 | 0 | 2490.8686 | 0 | 2490.856 | 0.02859
|  |  |  | -- | -- |  |  | 1175.7252 | 0.034813 | 2494.8286 | 0 | 2491.1726 | 0 | 2491.1602 | 0.0288
|  |  |  | -- | -- |  |  | 1175.7422 | 0.03483 | 2495.1336 | 0 | 2491.4768 | 0 | 2491.4641 | 0.02892
|  |  |  | -- | -- |  |  | 1175.759 | 0.034848 | 2495.4385 | 0 | 2491.781 | 0 | 2491.7683 | 0.02895
|  |  |  | -- | -- |  |  | 1175.776 | 0.034868 | 2495.7436 | 0 | 2492.0852 | 0 | 2492.0725 | 0.02893
|  |  |  | -- | -- |  |  | 1175.793 | 0.034888 | 2496.0488 | 0 | 2492.3894 | 0 | 2492.3767 | 0.0289
|  |  |  | -- | -- |  |  | 1175.8098 | 0.034909 | 2496.354 | 0 | 2492.6939 | 0 | 2492.6811 | 0.02889
|  |  |  | -- | -- |  |  | 1175.8268 | 0.034932 |  |  | 2492.9983 | 0 | 2492.9856 | 0.02891
|  |  |  | -- | -- |  |  | 1175.8438 | 0.034955 |  |  | 2493.3027 | 0 | 2493.29 | 0.02897
|  |  |  | -- | -- |  |  | 1175.8607 | 0.034979 |  |  | 2493.6072 | 0 | 2493.5945 | 0.02903
|  |  |  | -- | -- |  |  | 1175.8776 | 0.035004 |  |  | 2493.9119 | 0 | 2493.8992 | 0.02908
|  |  |  | -- | -- |  |  | 1175.8945 | 0.03503 |  |  | 2494.2166 | 0 | 2494.2041 | 0.02908
|  |  |  | -- | -- |  |  | 1175.9115 | 0.035056 |  |  | 2494.5215 | 0 | 2494.5088 | 0.029
|  |  |  | -- | -- |  |  | 1175.9283 | 0.035084 |  |  | 2494.8264 | 0 | 2494.8137 | 0.02885
|  |  |  | -- | -- |  |  | 1175.9453 | 0.035111 |  |  | 2495.1314 | 0 | 2495.1186 | 0.02865
|  |  |  | -- | -- |  |  | 1175.9623 | 0.035139 |  |  | 2495.4363 | 0 | 2495.4236 | 0.02843
|  |  |  | -- | -- |  |  | 1175.9792 | 0.035168 |  |  | 2495.7414 | 0 | 2495.7288 | 0.02827
|  |  |  | -- | -- |  |  | 1175.9961 | 0.035196 |  |  | 2496.0466 | 0 | 2496.0339 | 0.02823
|  |  |  | -- | -- |  |  | 1176.0131 | 0.035225 |  |  | 2496.3518 | 0 | 2496.3391 | 0.02834
|  |  |  | -- | -- |  |  | 1176.03 | 0.035254 |  |  | 2496.6572 | 0 | 2496.6445 | 0.02863
|  |  |  | -- | -- |  |  | 1176.047 | 0.035283 |  |  | 2496.9626 | 0 | 2496.95 | 0.02908
|  |  |  | -- | -- |  |  | 1176.0638 | 0.035311 |  |  | 2497.2681 | 0 | 2497.2554 | 0.02968
|  |  |  | -- | -- |  |  | 1176.0808 | 0.03534 |  |  | 2497.5735 | 0 | 2497.561 | 0.03038
|  |  |  | -- | -- |  |  | 1176.0978 | 0.035368 |  |  | 2497.8792 | 0 | 2497.8664 | 0.03113
|  |  |  | -- | -- |  |  | 1176.1147 | 0.035395 |  |  | 2498.1848 | 0 | 2498.1724 | 0.03189
|  |  |  | -- | -- |  |  | 1176.1317 | 0.035422 |  |  | 2498.4907 | 0 | 2498.478 | 0.03261
|  |  |  | -- | -- |  |  | 1176.1486 | 0.035447 |  |  | 2498.7966 | 0 | 2498.7839 | 0.03323
|  |  |  | -- | -- |  |  | 1176.1655 | 0.035472 |  |  | 2499.1025 | 0 | 2499.0898 | 0.03371
|  |  |  | -- | -- |  |  | 1176.1825 | 0.035496 |  |  | 2499.4084 | 0 | 2499.3958 | 0.03402
|  |  |  | -- | -- |  |  | 1176.1995 | 0.035519
|  |  |  | -- | -- |  |  | 1176.2164 | 0.03554
|  |  |  | -- | -- |  |  | 1176.2333 | 0.03556
|  |  |  | -- | -- |  |  | 1176.2502 | 0.035578
|  |  |  | -- | -- |  |  | 1176.2672 | 0.035595
|  |  |  | -- | -- |  |  | 1176.2842 | 0.035609
|  |  |  | -- | -- |  |  | 1176.3011 | 0.035622
|  |  |  | -- | -- |  |  | 1176.318 | 0.035632
|  |  |  | -- | -- |  |  | 1176.335 | 0.035641
|  |  |  | -- | -- |  |  | 1176.3519 | 0.035647
|  |  |  | -- | -- |  |  | 1176.3689 | 0.03565
|  |  |  | -- | -- |  |  | 1176.3859 | 0.035651
|  |  |  | -- | -- |  |  | 1176.4028 | 0.03565
|  |  |  | -- | -- |  |  | 1176.4197 | 0.035645
|  |  |  | -- | -- |  |  | 1176.4366 | 0.035638
|  |  |  | -- | -- |  |  | 1176.4536 | 0.035628
|  |  |  | -- | -- |  |  | 1176.4706 | 0.035614
|  |  |  | -- | -- |  |  | 1176.4875 | 0.035598
|  |  |  | -- | -- |  |  | 1176.5045 | 0.035578
|  |  |  | -- | -- |  |  | 1176.5215 | 0.035556
|  |  |  | -- | -- |  |  | 1176.5385 | 0.03553
|  |  |  | -- | -- |  |  | 1176.5553 | 0.0355
|  |  |  | -- | -- |  |  | 1176.5723 | 0.035467
|  |  |  | -- | -- |  |  | 1176.5892 | 0.035431
|  |  |  | -- | -- |  |  | 1176.6062 | 0.035391
|  |  |  | -- | -- |  |  | 1176.6232 | 0.035348
|  |  |  | -- | -- |  |  | 1176.6401 | 0.035301
|  |  |  | -- | -- |  |  | 1176.6571 | 0.035251
|  |  |  | -- | -- |  |  | 1176.6741 | 0.035198
|  |  |  | -- | -- |  |  | 1176.691 | 0.035141
|  |  |  | -- | -- |  |  | 1176.708 | 0.03508
|  |  |  | -- | -- |  |  | 1176.7249 | 0.035017
|  |  |  | -- | -- |  |  | 1176.7418 | 0.03495
|  |  |  | -- | -- |  |  | 1176.7588 | 0.034879
|  |  |  | -- | -- |  |  | 1176.7758 | 0.034806
|  |  |  | -- | -- |  |  | 1176.7927 | 0.034729
|  |  |  | -- | -- |  |  | 1176.8097 | 0.034649
|  |  |  | -- | -- |  |  | 1176.8267 | 0.034567
|  |  |  | -- | -- |  |  | 1176.8436 | 0.034481
|  |  |  | -- | -- |  |  | 1176.8606 | 0.034393
|  |  |  | -- | -- |  |  | 1176.8776 | 0.034302
|  |  |  | -- | -- |  |  | 1176.8945 | 0.034209
|  |  |  | -- | -- |  |  | 1176.9115 | 0.034113
|  |  |  | -- | -- |  |  | 1176.9285 | 0.034015
|  |  |  | -- | -- |  |  | 1176.9454 | 0.033914
|  |  |  | -- | -- |  |  | 1176.9624 | 0.033812
|  |  |  | -- | -- |  |  | 1176.9794 | 0.033708
|  |  |  | -- | -- |  |  | 1176.9963 | 0.033602
|  |  |  | -- | -- |  |  | 1177.0133 | 0.033494
|  |  |  | -- | -- |  |  | 1177.0303 | 0.033385
|  |  |  | -- | -- |  |  | 1177.0472 | 0.033275
|  |  |  | -- | -- |  |  | 1177.0642 | 0.033164
|  |  |  | -- | -- |  |  | 1177.0812 | 0.033052
|  |  |  | -- | -- |  |  | 1177.0981 | 0.032939
|  |  |  | -- | -- |  |  | 1177.1151 | 0.032825
|  |  |  | -- | -- |  |  | 1177.1321 | 0.032711
|  |  |  | -- | -- |  |  | 1177.149 | 0.032597
|  |  |  | -- | -- |  |  | 1177.166 | 0.032482
|  |  |  | -- | -- |  |  | 1177.183 | 0.032368
|  |  |  | -- | -- |  |  | 1177.2 | 0.032254
|  |  |  | -- | -- |  |  | 1177.2169 | 0.03214
|  |  |  | -- | -- |  |  | 1177.2339 | 0.032027
|  |  |  | -- | -- |  |  | 1177.2509 | 0.031914
|  |  |  | -- | -- |  |  | 1177.2678 | 0.031803
|  |  |  | -- | -- |  |  | 1177.2848 | 0.031692
|  |  |  | -- | -- |  |  | 1177.3018 | 0.031582
|  |  |  | -- | -- |  |  | 1177.3187 | 0.031474
|  |  |  | -- | -- |  |  | 1177.3357 | 0.031368
|  |  |  | -- | -- |  |  | 1177.3527 | 0.031263
|  |  |  | -- | -- |  |  | 1177.3698 | 0.031159
|  |  |  | -- | -- |  |  | 1177.3867 | 0.031058
|  |  |  | -- | -- |  |  | 1177.4037 | 0.030958
|  |  |  | -- | -- |  |  | 1177.4207 | 0.030861
|  |  |  | -- | -- |  |  | 1177.4376 | 0.030765
|  |  |  | -- | -- |  |  | 1177.4546 | 0.030672
|  |  |  | -- | -- |  |  | 1177.4716 | 0.030582
|  |  |  | -- | -- |  |  | 1177.4885 | 0.030493
|  |  |  | -- | -- |  |  | 1177.5055 | 0.030408
|  |  |  | -- | -- |  |  | 1177.5225 | 0.030325
|  |  |  | -- | -- |  |  | 1177.5396 | 0.030245
|  |  |  | -- | -- |  |  | 1177.5565 | 0.030167
|  |  |  | -- | -- |  |  | 1177.5735 | 0.030093
|  |  |  | -- | -- |  |  | 1177.5905 | 0.030021
|  |  |  | -- | -- |  |  | 1177.6074 | 0.029952
|  |  |  | -- | -- |  |  | 1177.6244 | 0.029887
|  |  |  | -- | -- |  |  | 1177.6414 | 0.029824
|  |  |  | -- | -- |  |  | 1177.6583 | 0.029764
|  |  |  | -- | -- |  |  | 1177.6754 | 0.029708
|  |  |  | -- | -- |  |  | 1177.6924 | 0.029654
|  |  |  | -- | -- |  |  | 1177.7094 | 0.029604
|  |  |  | -- | -- |  |  | 1177.7263 | 0.029556
|  |  |  | -- | -- |  |  | 1177.7433 | 0.029512
|  |  |  | -- | -- |  |  | 1177.7603 | 0.029471
|  |  |  | -- | -- |  |  | 1177.7773 | 0.029433
|  |  |  | -- | -- |  |  | 1177.7943 | 0.029398
|  |  |  | -- | -- |  |  | 1177.8113 | 0.029366
|  |  |  | -- | -- |  |  | 1177.8282 | 0.029338
|  |  |  | -- | -- |  |  | 1177.8452 | 0.029312
|  |  |  | -- | -- |  |  | 1177.8622 | 0.029289
|  |  |  | -- | -- |  |  | 1177.8793 | 0.029269
|  |  |  | -- | -- |  |  | 1177.8962 | 0.029252
|  |  |  | -- | -- |  |  | 1177.9132 | 0.029238
|  |  |  | -- | -- |  |  | 1177.9302 | 0.029227
|  |  |  | -- | -- |  |  | 1177.9473 | 0.029218
|  |  |  | -- | -- |  |  | 1177.9642 | 0.029213
|  |  |  | -- | -- |  |  | 1177.9812 | 0.02921
|  |  |  | -- | -- |  |  | 1177.9982 | 0.02921
|  |  |  | -- | -- |  |  | 1178.0151 | 0.029212
|  |  |  | -- | -- |  |  | 1178.0322 | 0.029217
|  |  |  | -- | -- |  |  | 1178.0492 | 0.029224
|  |  |  | -- | -- |  |  | 1178.0662 | 0.029234
|  |  |  | -- | -- |  |  | 1178.0831 | 0.029247
|  |  |  | -- | -- |  |  | 1178.1002 | 0.029261
|  |  |  | -- | -- |  |  | 1178.1172 | 0.029279
|  |  |  | -- | -- |  |  | 1178.1342 | 0.029298
|  |  |  | -- | -- |  |  | 1178.1511 | 0.02932
|  |  |  | -- | -- |  |  | 1178.1682 | 0.029343
|  |  |  | -- | -- |  |  | 1178.1852 | 0.029369
|  |  |  | -- | -- |  |  | 1178.2021 | 0.029398
|  |  |  | -- | -- |  |  | 1178.2191 | 0.029428
|  |  |  | -- | -- |  |  | 1178.2362 | 0.02946
|  |  |  | -- | -- |  |  | 1178.2532 | 0.029494
|  |  |  | -- | -- |  |  | 1178.2701 | 0.02953
|  |  |  | -- | -- |  |  | 1178.2872 | 0.029568
|  |  |  | -- | -- |  |  | 1178.3042 | 0.029608
|  |  |  | -- | -- |  |  | 1178.3212 | 0.02965
|  |  |  | -- | -- |  |  | 1178.3381 | 0.029694
|  |  |  | -- | -- |  |  | 1178.3552 | 0.029739
|  |  |  | -- | -- |  |  | 1178.3722 | 0.029786
|  |  |  | -- | -- |  |  | 1178.3892 | 0.029835
|  |  |  | -- | -- |  |  | 1178.4062 | 0.029886
|  |  |  | -- | -- |  |  | 1178.4232 | 0.029938
|  |  |  | -- | -- |  |  | 1178.4402 | 0.029992
|  |  |  | -- | -- |  |  | 1178.4573 | 0.030048
|  |  |  | -- | -- |  |  | 1178.4742 | 0.030105
|  |  |  | -- | -- |  |  | 1178.4912 | 0.030164
|  |  |  | -- | -- |  |  | 1178.5083 | 0.030225
|  |  |  | -- | -- |  |  | 1178.5253 | 0.030287
|  |  |  | -- | -- |  |  | 1178.5422 | 0.030351
|  |  |  | -- | -- |  |  | 1178.5593 | 0.030416
|  |  |  | -- | -- |  |  | 1178.5763 | 0.030483
|  |  |  | -- | -- |  |  | 1178.5934 | 0.030551
|  |  |  | -- | -- |  |  | 1178.6104 | 0.030621
|  |  |  | -- | -- |  |  | 1178.6273 | 0.030692
|  |  |  | -- | -- |  |  | 1178.6444 | 0.030765
|  |  |  | -- | -- |  |  | 1178.6614 | 0.03084
|  |  |  | -- | -- |  |  | 1178.6783 | 0.030916
|  |  |  | -- | -- |  |  | 1178.6954 | 0.030993
|  |  |  | -- | -- |  |  | 1178.7124 | 0.031072
|  |  |  | -- | -- |  |  | 1178.7295 | 0.031152
|  |  |  | -- | -- |  |  | 1178.7465 | 0.031234
|  |  |  | -- | -- |  |  | 1178.7634 | 0.031317
|  |  |  | -- | -- |  |  | 1178.7805 | 0.031402
|  |  |  | -- | -- |  |  | 1178.7975 | 0.031488
|  |  |  | -- | -- |  |  | 1178.8146 | 0.031575
|  |  |  | -- | -- |  |  | 1178.8315 | 0.031664
|  |  |  | -- | -- |  |  | 1178.8486 | 0.031754
|  |  |  | -- | -- |  |  | 1178.8656 | 0.031846
|  |  |  | -- | -- |  |  | 1178.8826 | 0.031939
|  |  |  | -- | -- |  |  | 1178.8997 | 0.032033
|  |  |  | -- | -- |  |  | 1178.9166 | 0.032128
|  |  |  | -- | -- |  |  | 1178.9337 | 0.032225
|  |  |  | -- | -- |  |  | 1178.9507 | 0.032323
|  |  |  | -- | -- |  |  | 1178.9678 | 0.032422
|  |  |  | -- | -- |  |  | 1178.9847 | 0.032523
|  |  |  | -- | -- |  |  | 1179.0018 | 0.032624
|  |  |  | -- | -- |  |  | 1179.0188 | 0.032727
|  |  |  | -- | -- |  |  | 1179.0358 | 0.032831
|  |  |  | -- | -- |  |  | 1179.0529 | 0.032935
|  |  |  | -- | -- |  |  | 1179.0698 | 0.033041
|  |  |  | -- | -- |  |  | 1179.0869 | 0.033148
|  |  |  | -- | -- |  |  | 1179.1039 | 0.033255
|  |  |  | -- | -- |  |  | 1179.121 | 0.033364
|  |  |  | -- | -- |  |  | 1179.1379 | 0.033473
|  |  |  | -- | -- |  |  | 1179.155 | 0.033584
|  |  |  | -- | -- |  |  | 1179.172 | 0.033695
|  |  |  | -- | -- |  |  | 1179.1891 | 0.033806
|  |  |  | -- | -- |  |  | 1179.2061 | 0.033918
|  |  |  | -- | -- |  |  | 1179.2231 | 0.034031
|  |  |  | -- | -- |  |  | 1179.2401 | 0.034145
|  |  |  | -- | -- |  |  | 1179.2572 | 0.034258
|  |  |  | -- | -- |  |  | 1179.2742 | 0.034373
|  |  |  | -- | -- |  |  | 1179.2913 | 0.034487
|  |  |  | -- | -- |  |  | 1179.3084 | 0.034602
|  |  |  | -- | -- |  |  | 1179.3253 | 0.034717
|  |  |  | -- | -- |  |  | 1179.3424 | 0.034832
|  |  |  | -- | -- |  |  | 1179.3594 | 0.034948
|  |  |  | -- | -- |  |  | 1179.3765 | 0.035063
|  |  |  | -- | -- |  |  | 1179.3934 | 0.035178
|  |  |  | -- | -- |  |  | 1179.4105 | 0.035293
|  |  |  | -- | -- |  |  | 1179.4275 | 0.035408
|  |  |  | -- | -- |  |  | 1179.4446 | 0.035522
|  |  |  | -- | -- |  |  | 1179.4615 | 0.035637
|  |  |  | -- | -- |  |  | 1179.4786 | 0.03575
|  |  |  | -- | -- |  |  | 1179.4957 | 0.035863
|  |  |  | -- | -- |  |  | 1179.5127 | 0.035976
|  |  |  | -- | -- |  |  | 1179.5298 | 0.036088
|  |  |  | -- | -- |  |  | 1179.5468 | 0.036199
|  |  |  | -- | -- |  |  | 1179.5638 | 0.036309
|  |  |  | -- | -- |  |  | 1179.5809 | 0.036418
|  |  |  | -- | -- |  |  | 1179.5979 | 0.036527
|  |  |  | -- | -- |  |  | 1179.615 | 0.036634
|  |  |  | -- | -- |  |  | 1179.632 | 0.03674
|  |  |  | -- | -- |  |  | 1179.649 | 0.036844
|  |  |  | -- | -- |  |  | 1179.6661 | 0.036948
|  |  |  | -- | -- |  |  | 1179.6831 | 0.037049
|  |  |  | -- | -- |  |  | 1179.7002 | 0.03715
|  |  |  | -- | -- |  |  | 1179.7173 | 0.037249
|  |  |  | -- | -- |  |  | 1179.7343 | 0.037346
|  |  |  | -- | -- |  |  | 1179.7513 | 0.037441
|  |  |  | -- | -- |  |  | 1179.7683 | 0.037534
|  |  |  | -- | -- |  |  | 1179.7854 | 0.037626
|  |  |  | -- | -- |  |  | 1179.8025 | 0.037716
|  |  |  | -- | -- |  |  | 1179.8195 | 0.037803
|  |  |  | -- | -- |  |  | 1179.8365 | 0.037888
|  |  |  | -- | -- |  |  | 1179.8536 | 0.037971
|  |  |  | -- | -- |  |  | 1179.8706 | 0.038052
|  |  |  | -- | -- |  |  | 1179.8877 | 0.03813
|  |  |  | -- | -- |  |  | 1179.9048 | 0.038206
|  |  |  | -- | -- |  |  | 1179.9218 | 0.03828
|  |  |  | -- | -- |  |  | 1179.9388 | 0.038351
|  |  |  | -- | -- |  |  | 1179.9559 | 0.038419
|  |  |  | -- | -- |  |  | 1179.9729 | 0.038484
|  |  |  | -- | -- |  |  | 1179.99 | 0.038547
|  |  |  | -- | -- |  |  | 1180.0071 | 0.038607
|  |  |  | -- | -- |  |  | 1180.0242 | 0.038664
|  |  |  | -- | -- |  |  | 1180.0411 | 0.038718
|  |  |  | -- | -- |  |  | 1180.0582 | 0.038769
|  |  |  | -- | -- |  |  | 1180.0753 | 0.038817
|  |  |  | -- | -- |  |  | 1180.0923 | 0.038862
|  |  |  | -- | -- |  |  | 1180.1094 | 0.038904
|  |  |  | -- | -- |  |  | 1180.1265 | 0.038943
|  |  |  | -- | -- |  |  | 1180.1436 | 0.038978
|  |  |  | -- | -- |  |  | 1180.1605 | 0.03901
|  |  |  | -- | -- |  |  | 1180.1776 | 0.039039
|  |  |  | -- | -- |  |  | 1180.1947 | 0.039065
|  |  |  | -- | -- |  |  | 1180.2118 | 0.039087
|  |  |  | -- | -- |  |  | 1180.2288 | 0.039106
|  |  |  | -- | -- |  |  | 1180.2459 | 0.039122
|  |  |  | -- | -- |  |  | 1180.2629 | 0.039134
|  |  |  | -- | -- |  |  | 1180.28 | 0.039142
|  |  |  | -- | -- |  |  | 1180.297 | 0.039148
|  |  |  | -- | -- |  |  | 1180.3141 | 0.039149
|  |  |  | -- | -- |  |  | 1180.3312 | 0.039148
|  |  |  | -- | -- |  |  | 1180.3483 | 0.039142
|  |  |  | -- | -- |  |  | 1180.3652 | 0.039134
|  |  |  | -- | -- |  |  | 1180.3823 | 0.039122
|  |  |  | -- | -- |  |  | 1180.3994 | 0.039106
|  |  |  | -- | -- |  |  | 1180.4165 | 0.039087
|  |  |  | -- | -- |  |  | 1180.4336 | 0.039064
|  |  |  | -- | -- |  |  | 1180.4506 | 0.039038
|  |  |  | -- | -- |  |  | 1180.4677 | 0.039009
|  |  |  | -- | -- |  |  | 1180.4847 | 0.038976
|  |  |  | -- | -- |  |  | 1180.5018 | 0.03894
|  |  |  | -- | -- |  |  | 1180.5189 | 0.0389
|  |  |  | -- | -- |  |  | 1180.536 | 0.038857
|  |  |  | -- | -- |  |  | 1180.553 | 0.038811
|  |  |  | -- | -- |  |  | 1180.5701 | 0.038761
|  |  |  | -- | -- |  |  | 1180.5872 | 0.038708
|  |  |  | -- | -- |  |  | 1180.6042 | 0.038652
|  |  |  | -- | -- |  |  | 1180.6213 | 0.038592
|  |  |  | -- | -- |  |  | 1180.6384 | 0.03853
|  |  |  | -- | -- |  |  | 1180.6554 | 0.038464
|  |  |  | -- | -- |  |  | 1180.6725 | 0.038395
|  |  |  | -- | -- |  |  | 1180.6896 | 0.038323
|  |  |  | -- | -- |  |  | 1180.7067 | 0.038248
|  |  |  | -- | -- |  |  | 1180.7238 | 0.03817
|  |  |  | -- | -- |  |  | 1180.7408 | 0.038089
|  |  |  | -- | -- |  |  | 1180.7579 | 0.038005
|  |  |  | -- | -- |  |  | 1180.775 | 0.037919
|  |  |  | -- | -- |  |  | 1180.792 | 0.03783
|  |  |  | -- | -- |  |  | 1180.8091 | 0.037738
|  |  |  | -- | -- |  |  | 1180.8262 | 0.037643
|  |  |  | -- | -- |  |  | 1180.8433 | 0.037546
|  |  |  | -- | -- |  |  | 1180.8604 | 0.037446
|  |  |  | -- | -- |  |  | 1180.8774 | 0.037344
|  |  |  | -- | -- |  |  | 1180.8945 | 0.03724
|  |  |  | -- | -- |  |  | 1180.9116 | 0.037133
|  |  |  | -- | -- |  |  | 1180.9287 | 0.037024
|  |  |  | -- | -- |  |  | 1180.9458 | 0.036913
|  |  |  | -- | -- |  |  | 1180.9628 | 0.0368
|  |  |  | -- | -- |  |  | 1180.9799 | 0.036685
|  |  |  | -- | -- |  |  | 1180.9969 | 0.036568
|  |  |  | -- | -- |  |  | 1181.014 | 0.03645
|  |  |  | -- | -- |  |  | 1181.0311 | 0.036329
|  |  |  | -- | -- |  |  | 1181.0482 | 0.036207
|  |  |  | -- | -- |  |  | 1181.0653 | 0.036084
|  |  |  | -- | -- |  |  | 1181.0824 | 0.035959
|  |  |  | -- | -- |  |  | 1181.0995 | 0.035833
|  |  |  | -- | -- |  |  | 1181.1166 | 0.035706
|  |  |  | -- | -- |  |  | 1181.1337 | 0.035577
|  |  |  | -- | -- |  |  | 1181.1508 | 0.035448
|  |  |  | -- | -- |  |  | 1181.1678 | 0.035317
|  |  |  | -- | -- |  |  | 1181.1849 | 0.035186
|  |  |  | -- | -- |  |  | 1181.202 | 0.035054
|  |  |  | -- | -- |  |  | 1181.2191 | 0.034922
|  |  |  | -- | -- |  |  | 1181.2362 | 0.034789
|  |  |  | -- | -- |  |  | 1181.2533 | 0.034656
|  |  |  | -- | -- |  |  | 1181.2704 | 0.034523
|  |  |  | -- | -- |  |  | 1181.2875 | 0.034389
|  |  |  | -- | -- |  |  | 1181.3046 | 0.034256
|  |  |  | -- | -- |  |  | 1181.3217 | 0.034123
|  |  |  | -- | -- |  |  | 1181.3387 | 0.03399
|  |  |  | -- | -- |  |  | 1181.3558 | 0.033857
|  |  |  | -- | -- |  |  | 1181.3729 | 0.033725
|  |  |  | -- | -- |  |  | 1181.39 | 0.033594
|  |  |  | -- | -- |  |  | 1181.4071 | 0.033464
|  |  |  | -- | -- |  |  | 1181.4242 | 0.033334
|  |  |  | -- | -- |  |  | 1181.4413 | 0.033205
|  |  |  | -- | -- |  |  | 1181.4584 | 0.033078
|  |  |  | -- | -- |  |  | 1181.4755 | 0.032952
|  |  |  | -- | -- |  |  | 1181.4926 | 0.032827
|  |  |  | -- | -- |  |  | 1181.5096 | 0.032704
|  |  |  | -- | -- |  |  | 1181.5267 | 0.032582
|  |  |  | -- | -- |  |  | 1181.5438 | 0.032462
|  |  |  | -- | -- |  |  | 1181.5609 | 0.032344
|  |  |  | -- | -- |  |  | 1181.5781 | 0.032228
|  |  |  | -- | -- |  |  | 1181.5952 | 0.032114
|  |  |  | -- | -- |  |  | 1181.6123 | 0.032002
|  |  |  | -- | -- |  |  | 1181.6294 | 0.031893
|  |  |  | -- | -- |  |  | 1181.6465 | 0.031786
|  |  |  | -- | -- |  |  | 1181.6636 | 0.031681
|  |  |  | -- | -- |  |  | 1181.6807 | 0.031579
|  |  |  | -- | -- |  |  | 1181.6978 | 0.03148
|  |  |  | -- | -- |  |  | 1181.7148 | 0.031383
|  |  |  | -- | -- |  |  | 1181.7319 | 0.031289
|  |  |  | -- | -- |  |  | 1181.749 | 0.031198
|  |  |  | -- | -- |  |  | 1181.7662 | 0.03111
|  |  |  | -- | -- |  |  | 1181.7833 | 0.031025
|  |  |  | -- | -- |  |  | 1181.8004 | 0.030944
|  |  |  | -- | -- |  |  | 1181.8175 | 0.030865
|  |  |  | -- | -- |  |  | 1181.8346 | 0.030789
|  |  |  | -- | -- |  |  | 1181.8517 | 0.030717
|  |  |  | -- | -- |  |  | 1181.8688 | 0.030648
|  |  |  | -- | -- |  |  | 1181.8859 | 0.030582
|  |  |  | -- | -- |  |  | 1181.9031 | 0.030519
|  |  |  | -- | -- |  |  | 1181.9202 | 0.03046
|  |  |  | -- | -- |  |  | 1181.9373 | 0.030404
|  |  |  | -- | -- |  |  | 1181.9543 | 0.030351
|  |  |  | -- | -- |  |  | 1181.9714 | 0.030302
|  |  |  | -- | -- |  |  | 1181.9885 | 0.030256
|  |  |  | -- | -- |  |  | 1182.0057 | 0.030213
|  |  |  | -- | -- |  |  | 1182.0228 | 0.030173
|  |  |  | -- | -- |  |  | 1182.0399 | 0.030137
|  |  |  | -- | -- |  |  | 1182.057 | 0.030104
|  |  |  | -- | -- |  |  | 1182.0741 | 0.030074
|  |  |  | -- | -- |  |  | 1182.0913 | 0.030047
|  |  |  | -- | -- |  |  | 1182.1084 | 0.030023
|  |  |  | -- | -- |  |  | 1182.1255 | 0.030002
|  |  |  | -- | -- |  |  | 1182.1426 | 0.029984
|  |  |  | -- | -- |  |  | 1182.1597 | 0.029969
|  |  |  | -- | -- |  |  | 1182.1769 | 0.029956
|  |  |  | -- | -- |  |  | 1182.194 | 0.029946
|  |  |  | -- | -- |  |  | 1182.2111 | 0.029939
|  |  |  | -- | -- |  |  | 1182.2281 | 0.029935
|  |  |  | -- | -- |  |  | 1182.2452 | 0.029933
|  |  |  | -- | -- |  |  | 1182.2625 | 0.029933
|  |  |  | -- | -- |  |  | 1182.2795 | 0.029935
|  |  |  | -- | -- |  |  | 1182.2966 | 0.02994
|  |  |  | -- | -- |  |  | 1182.3137 | 0.029947
|  |  |  | -- | -- |  |  | 1182.3309 | 0.029955
|  |  |  | -- | -- |  |  | 1182.348 | 0.029966
|  |  |  | -- | -- |  |  | 1182.3651 | 0.029978
|  |  |  | -- | -- |  |  | 1182.3822 | 0.029992
|  |  |  | -- | -- |  |  | 1182.3994 | 0.030008
|  |  |  | -- | -- |  |  | 1182.4165 | 0.030025
|  |  |  | -- | -- |  |  | 1182.4336 | 0.030043
|  |  |  | -- | -- |  |  | 1182.4508 | 0.030063
|  |  |  | -- | -- |  |  | 1182.4679 | 0.030084
|  |  |  | -- | -- |  |  | 1182.485 | 0.030106
|  |  |  | -- | -- |  |  | 1182.5021 | 0.030129
|  |  |  | -- | -- |  |  | 1182.5193 | 0.030153
|  |  |  | -- | -- |  |  | 1182.5364 | 0.030177
|  |  |  | -- | -- |  |  | 1182.5535 | 0.030203
|  |  |  | -- | -- |  |  | 1182.5707 | 0.030229
|  |  |  | -- | -- |  |  | 1182.5878 | 0.030255
|  |  |  | -- | -- |  |  | 1182.6049 | 0.030283
|  |  |  | -- | -- |  |  | 1182.6221 | 0.03031
|  |  |  | -- | -- |  |  | 1182.6392 | 0.030338
|  |  |  | -- | -- |  |  | 1182.6562 | 0.030366
|  |  |  | -- | -- |  |  | 1182.6735 | 0.030394
|  |  |  | -- | -- |  |  | 1182.6906 | 0.030423
|  |  |  | -- | -- |  |  | 1182.7076 | 0.030451
|  |  |  | -- | -- |  |  | 1182.7249 | 0.03048
|  |  |  | -- | -- |  |  | 1182.7419 | 0.030509
|  |  |  | -- | -- |  |  | 1182.759 | 0.030537
|  |  |  | -- | -- |  |  | 1182.7762 | 0.030566
|  |  |  | -- | -- |  |  | 1182.7933 | 0.030594
|  |  |  | -- | -- |  |  | 1182.8104 | 0.030622
|  |  |  | -- | -- |  |  | 1182.8276 | 0.03065
|  |  |  | -- | -- |  |  | 1182.8447 | 0.030678
|  |  |  | -- | -- |  |  | 1182.8618 | 0.030705
|  |  |  | -- | -- |  |  | 1182.879 | 0.030732
|  |  |  | -- | -- |  |  | 1182.8961 | 0.030759
|  |  |  | -- | -- |  |  | 1182.9133 | 0.030786
|  |  |  | -- | -- |  |  | 1182.9304 | 0.030812
|  |  |  | -- | -- |  |  | 1182.9475 | 0.030838
|  |  |  | -- | -- |  |  | 1182.9647 | 0.030864
|  |  |  | -- | -- |  |  | 1182.9818 | 0.03089
|  |  |  | -- | -- |  |  | 1182.999 | 0.030915
|  |  |  | -- | -- |  |  | 1183.0161 | 0.030939
|  |  |  | -- | -- |  |  | 1183.0332 | 0.030964
|  |  |  | -- | -- |  |  | 1183.0504 | 0.030988
|  |  |  | -- | -- |  |  | 1183.0675 | 0.031012
|  |  |  | -- | -- |  |  | 1183.0847 | 0.031035
|  |  |  | -- | -- |  |  | 1183.1018 | 0.031058
|  |  |  | -- | -- |  |  | 1183.119 | 0.031081
|  |  |  | -- | -- |  |  | 1183.1361 | 0.031104
|  |  |  | -- | -- |  |  | 1183.1532 | 0.031126
|  |  |  | -- | -- |  |  | 1183.1704 | 0.031148
|  |  |  | -- | -- |  |  | 1183.1875 | 0.03117
|  |  |  | -- | -- |  |  | 1183.2047 | 0.031192
|  |  |  | -- | -- |  |  | 1183.2218 | 0.031213
|  |  |  | -- | -- |  |  | 1183.239 | 0.031234
|  |  |  | -- | -- |  |  | 1183.2561 | 0.031255
|  |  |  | -- | -- |  |  | 1183.2733 | 0.031276
|  |  |  | -- | -- |  |  | 1183.2904 | 0.031296
|  |  |  | -- | -- |  |  | 1183.3076 | 0.031317
|  |  |  | -- | -- |  |  | 1183.3247 | 0.031337
|  |  |  | -- | -- |  |  | 1183.3419 | 0.031357
|  |  |  | -- | -- |  |  | 1183.359 | 0.031377
|  |  |  | -- | -- |  |  | 1183.3762 | 0.031396
|  |  |  | -- | -- |  |  | 1183.3933 | 0.031416
|  |  |  | -- | -- |  |  | 1183.4105 | 0.031435
|  |  |  | -- | -- |  |  | 1183.4276 | 0.031454
|  |  |  | -- | -- |  |  | 1183.4448 | 0.031473
|  |  |  | -- | -- |  |  | 1183.4619 | 0.031491
|  |  |  | -- | -- |  |  | 1183.4791 | 0.03151
|  |  |  | -- | -- |  |  | 1183.4962 | 0.031528
|  |  |  | -- | -- |  |  | 1183.5134 | 0.031546
|  |  |  | -- | -- |  |  | 1183.5305 | 0.031564
|  |  |  | -- | -- |  |  | 1183.5477 | 0.031582
|  |  |  | -- | -- |  |  | 1183.5648 | 0.0316
|  |  |  | -- | -- |  |  | 1183.582 | 0.031617
|  |  |  | -- | -- |  |  | 1183.5991 | 0.031634
|  |  |  | -- | -- |  |  | 1183.6163 | 0.031651
|  |  |  | -- | -- |  |  | 1183.6335 | 0.031668
|  |  |  | -- | -- |  |  | 1183.6506 | 0.031685
|  |  |  | -- | -- |  |  | 1183.6678 | 0.031701
|  |  |  | -- | -- |  |  | 1183.6849 | 0.031718
|  |  |  | -- | -- |  |  | 1183.7021 | 0.031734
|  |  |  | -- | -- |  |  | 1183.7192 | 0.031749
|  |  |  | -- | -- |  |  | 1183.7365 | 0.031765
|  |  |  | -- | -- |  |  | 1183.7537 | 0.03178
|  |  |  | -- | -- |  |  | 1183.7708 | 0.031795
|  |  |  | -- | -- |  |  | 1183.788 | 0.03181
|  |  |  | -- | -- |  |  | 1183.8051 | 0.031825
|  |  |  | -- | -- |  |  | 1183.8223 | 0.03184
|  |  |  | -- | -- |  |  | 1183.8395 | 0.031854
|  |  |  | -- | -- |  |  | 1183.8566 | 0.031868
|  |  |  | -- | -- |  |  | 1183.8738 | 0.031882
|  |  |  | -- | -- |  |  | 1183.8909 | 0.031896
|  |  |  | -- | -- |  |  | 1183.9081 | 0.03191
|  |  |  | -- | -- |  |  | 1183.9253 | 0.031923
|  |  |  | -- | -- |  |  | 1183.9424 | 0.031936
|  |  |  | -- | -- |  |  | 1183.9596 | 0.03195
|  |  |  | -- | -- |  |  | 1183.9768 | 0.031963
|  |  |  | -- | -- |  |  | 1183.9939 | 0.031976
|  |  |  | -- | -- |  |  | 1184.0111 | 0.031989
|  |  |  | -- | -- |  |  | 1184.0283 | 0.032002
|  |  |  | -- | -- |  |  | 1184.0454 | 0.032015
|  |  |  | -- | -- |  |  | 1184.0626 | 0.032028
|  |  |  | -- | -- |  |  | 1184.0798 | 0.032041
|  |  |  | -- | -- |  |  | 1184.0969 | 0.032054
|  |  |  | -- | -- |  |  | 1184.1141 | 0.032068
|  |  |  | -- | -- |  |  | 1184.1313 | 0.032081
|  |  |  | -- | -- |  |  | 1184.1484 | 0.032094
|  |  |  | -- | -- |  |  | 1184.1656 | 0.032108
|  |  |  | -- | -- |  |  | 1184.1829 | 0.032122
|  |  |  | -- | -- |  |  | 1184.2 | 0.032136
|  |  |  | -- | -- |  |  | 1184.2172 | 0.032151
|  |  |  | -- | -- |  |  | 1184.2344 | 0.032165
|  |  |  | -- | -- |  |  | 1184.2515 | 0.03218
|  |  |  | -- | -- |  |  | 1184.2687 | 0.032196
|  |  |  | -- | -- |  |  | 1184.2859 | 0.032212
|  |  |  | -- | -- |  |  | 1184.3031 | 0.032228
|  |  |  | -- | -- |  |  | 1184.3202 | 0.032245
|  |  |  | -- | -- |  |  | 1184.3374 | 0.032262
|  |  |  | -- | -- |  |  | 1184.3546 | 0.03228
|  |  |  | -- | -- |  |  | 1184.3717 | 0.032298
|  |  |  | -- | -- |  |  | 1184.3889 | 0.032317
|  |  |  | -- | -- |  |  | 1184.4061 | 0.032336
|  |  |  | -- | -- |  |  | 1184.4233 | 0.032357
|  |  |  | -- | -- |  |  | 1184.4404 | 0.032377
|  |  |  | -- | -- |  |  | 1184.4576 | 0.032399
|  |  |  | -- | -- |  |  | 1184.4749 | 0.032421
|  |  |  | -- | -- |  |  | 1184.4921 | 0.032444
|  |  |  | -- | -- |  |  | 1184.5093 | 0.032468
|  |  |  | -- | -- |  |  | 1184.5264 | 0.032492
|  |  |  | -- | -- |  |  | 1184.5436 | 0.032517
|  |  |  | -- | -- |  |  | 1184.5608 | 0.032543
|  |  |  | -- | -- |  |  | 1184.578 | 0.03257
|  |  |  | -- | -- |  |  | 1184.5951 | 0.032597
|  |  |  | -- | -- |  |  | 1184.6123 | 0.032626
|  |  |  | -- | -- |  |  | 1184.6295 | 0.032655
|  |  |  | -- | -- |  |  | 1184.6467 | 0.032685
|  |  |  | -- | -- |  |  | 1184.6639 | 0.032716
|  |  |  | -- | -- |  |  | 1184.681 | 0.032748
|  |  |  | -- | -- |  |  | 1184.6982 | 0.03278
|  |  |  | -- | -- |  |  | 1184.7155 | 0.032814
|  |  |  | -- | -- |  |  | 1184.7327 | 0.032848
|  |  |  | -- | -- |  |  | 1184.7499 | 0.032883
|  |  |  | -- | -- |  |  | 1184.7671 | 0.032918
|  |  |  | -- | -- |  |  | 1184.7842 | 0.032955
|  |  |  | -- | -- |  |  | 1184.8014 | 0.032992
|  |  |  | -- | -- |  |  | 1184.8186 | 0.03303
|  |  |  | -- | -- |  |  | 1184.8358 | 0.033069
|  |  |  | -- | -- |  |  | 1184.853 | 0.033108
|  |  |  | -- | -- |  |  | 1184.8702 | 0.033149
|  |  |  | -- | -- |  |  | 1184.8873 | 0.033189
|  |  |  | -- | -- |  |  | 1184.9045 | 0.033231
|  |  |  | -- | -- |  |  | 1184.9218 | 0.033273
|  |  |  | -- | -- |  |  | 1184.939 | 0.033316
|  |  |  | -- | -- |  |  | 1184.9562 | 0.033359
|  |  |  | -- | -- |  |  | 1184.9734 | 0.033403
|  |  |  | -- | -- |  |  | 1184.9906 | 0.033447
|  |  |  | -- | -- |  |  | 1185.0078 | 0.033492
|  |  |  | -- | -- |  |  | 1185.0249 | 0.033538
|  |  |  | -- | -- |  |  | 1185.0421 | 0.033583
|  |  |  | -- | -- |  |  | 1185.0593 | 0.03363
|  |  |  | -- | -- |  |  | 1185.0765 | 0.033676
|  |  |  | -- | -- |  |  | 1185.0938 | 0.033723
|  |  |  | -- | -- |  |  | 1185.111 | 0.033771
|  |  |  | -- | -- |  |  | 1185.1282 | 0.033819
|  |  |  | -- | -- |  |  | 1185.1454 | 0.033867
|  |  |  | -- | -- |  |  | 1185.1626 | 0.033915
|  |  |  | -- | -- |  |  | 1185.1798 | 0.033964
|  |  |  | -- | -- |  |  | 1185.197 | 0.034013
|  |  |  | -- | -- |  |  | 1185.2141 | 0.034062
|  |  |  | -- | -- |  |  | 1185.2313 | 0.034111
|  |  |  | -- | -- |  |  | 1185.2485 | 0.034161
|  |  |  | -- | -- |  |  | 1185.2657 | 0.034211
|  |  |  | -- | -- |  |  | 1185.283 | 0.034261
|  |  |  | -- | -- |  |  | 1185.3002 | 0.034311
|  |  |  | -- | -- |  |  | 1185.3174 | 0.034362
|  |  |  | -- | -- |  |  | 1185.3346 | 0.034412
|  |  |  | -- | -- |  |  | 1185.3518 | 0.034463
|  |  |  | -- | -- |  |  | 1185.369 | 0.034514
|  |  |  | -- | -- |  |  | 1185.3862 | 0.034566
|  |  |  | -- | -- |  |  | 1185.4034 | 0.034617
|  |  |  | -- | -- |  |  | 1185.4207 | 0.034669
|  |  |  | -- | -- |  |  | 1185.4379 | 0.034721
|  |  |  | -- | -- |  |  | 1185.4551 | 0.034773
|  |  |  | -- | -- |  |  | 1185.4723 | 0.034826
|  |  |  | -- | -- |  |  | 1185.4895 | 0.034879
|  |  |  | -- | -- |  |  | 1185.5067 | 0.034932
|  |  |  | -- | -- |  |  | 1185.5239 | 0.034986
|  |  |  | -- | -- |  |  | 1185.5411 | 0.03504
|  |  |  | -- | -- |  |  | 1185.5584 | 0.035095
|  |  |  | -- | -- |  |  | 1185.5756 | 0.03515
|  |  |  | -- | -- |  |  | 1185.5928 | 0.035205
|  |  |  | -- | -- |  |  | 1185.61 | 0.035261
|  |  |  | -- | -- |  |  | 1185.6272 | 0.035318
|  |  |  | -- | -- |  |  | 1185.6444 | 0.035375
|  |  |  | -- | -- |  |  | 1185.6616 | 0.035433
|  |  |  | -- | -- |  |  | 1185.6788 | 0.035492
|  |  |  | -- | -- |  |  | 1185.696 | 0.035552
|  |  |  | -- | -- |  |  | 1185.7133 | 0.035612
|  |  |  | -- | -- |  |  | 1185.7305 | 0.035673
|  |  |  | -- | -- |  |  | 1185.7478 | 0.035735
|  |  |  | -- | -- |  |  | 1185.765 | 0.035798
|  |  |  | -- | -- |  |  | 1185.7822 | 0.035862
|  |  |  | -- | -- |  |  | 1185.7994 | 0.035927
|  |  |  | -- | -- |  |  | 1185.8166 | 0.035993
|  |  |  | -- | -- |  |  | 1185.8339 | 0.036061
|  |  |  | -- | -- |  |  | 1185.8511 | 0.036129
|  |  |  | -- | -- |  |  | 1185.8683 | 0.036199
|  |  |  | -- | -- |  |  | 1185.8855 | 0.03627
|  |  |  | -- | -- |  |  | 1185.9027 | 0.036342
|  |  |  | -- | -- |  |  | 1185.9199 | 0.036416
|  |  |  | -- | -- |  |  | 1185.9371 | 0.036491
|  |  |  | -- | -- |  |  | 1185.9545 | 0.036567
|  |  |  | -- | -- |  |  | 1185.9717 | 0.036644
|  |  |  | -- | -- |  |  | 1185.9889 | 0.036724
|  |  |  | -- | -- |  |  | 1186.0061 | 0.036804
|  |  |  | -- | -- |  |  | 1186.0233 | 0.036886
|  |  |  | -- | -- |  |  | 1186.0405 | 0.036969
|  |  |  | -- | -- |  |  | 1186.0577 | 0.037054
|  |  |  | -- | -- |  |  | 1186.075 | 0.037141
|  |  |  | -- | -- |  |  | 1186.0923 | 0.037228
|  |  |  | -- | -- |  |  | 1186.1095 | 0.037318
|  |  |  | -- | -- |  |  | 1186.1267 | 0.037408
|  |  |  | -- | -- |  |  | 1186.1439 | 0.0375
|  |  |  | -- | -- |  |  | 1186.1611 | 0.037594
|  |  |  | -- | -- |  |  | 1186.1783 | 0.037688
|  |  |  | -- | -- |  |  | 1186.1957 | 0.037784
|  |  |  | -- | -- |  |  | 1186.2129 | 0.037881
|  |  |  | -- | -- |  |  | 1186.2301 | 0.03798
|  |  |  | -- | -- |  |  | 1186.2473 | 0.038079
|  |  |  | -- | -- |  |  | 1186.2645 | 0.03818
|  |  |  | -- | -- |  |  | 1186.2817 | 0.038281
|  |  |  | -- | -- |  |  | 1186.2991 | 0.038384
|  |  |  | -- | -- |  |  | 1186.3163 | 0.038487
|  |  |  | -- | -- |  |  | 1186.3335 | 0.038591
|  |  |  | -- | -- |  |  | 1186.3507 | 0.038695
|  |  |  | -- | -- |  |  | 1186.3679 | 0.0388
|  |  |  | -- | -- |  |  | 1186.3853 | 0.038906
|  |  |  | -- | -- |  |  | 1186.4025 | 0.039012
|  |  |  | -- | -- |  |  | 1186.4197 | 0.039118
|  |  |  | -- | -- |  |  | 1186.4369 | 0.039224
|  |  |  | -- | -- |  |  | 1186.4542 | 0.039331
|  |  |  | -- | -- |  |  | 1186.4714 | 0.039437
|  |  |  | -- | -- |  |  | 1186.4886 | 0.039543
|  |  |  | -- | -- |  |  | 1186.5059 | 0.039648
|  |  |  | -- | -- |  |  | 1186.5232 | 0.039753
|  |  |  | -- | -- |  |  | 1186.5404 | 0.039857
|  |  |  | -- | -- |  |  | 1186.5576 | 0.03996
|  |  |  | -- | -- |  |  | 1186.5748 | 0.040063
|  |  |  | -- | -- |  |  | 1186.5922 | 0.040164
|  |  |  | -- | -- |  |  | 1186.6094 | 0.040264
|  |  |  | -- | -- |  |  | 1186.6266 | 0.040363
|  |  |  | -- | -- |  |  | 1186.6438 | 0.04046
|  |  |  | -- | -- |  |  | 1186.6611 | 0.040555
|  |  |  | -- | -- |  |  | 1186.6783 | 0.040649
|  |  |  | -- | -- |  |  | 1186.6956 | 0.04074
|  |  |  | -- | -- |  |  | 1186.7129 | 0.040829
|  |  |  | -- | -- |  |  | 1186.7301 | 0.040917
|  |  |  | -- | -- |  |  | 1186.7473 | 0.041001
|  |  |  | -- | -- |  |  | 1186.7645 | 0.041083
|  |  |  | -- | -- |  |  | 1186.7819 | 0.041163
|  |  |  | -- | -- |  |  | 1186.7991 | 0.041239
|  |  |  | -- | -- |  |  | 1186.8163 | 0.041313
|  |  |  | -- | -- |  |  | 1186.8336 | 0.041383
|  |  |  | -- | -- |  |  | 1186.8508 | 0.041451
|  |  |  | -- | -- |  |  | 1186.868 | 0.041515
|  |  |  | -- | -- |  |  | 1186.8854 | 0.041575
|  |  |  | -- | -- |  |  | 1186.9026 | 0.041632
|  |  |  | -- | -- |  |  | 1186.9198 | 0.041685
|  |  |  | -- | -- |  |  | 1186.9371 | 0.041735
|  |  |  | -- | -- |  |  | 1186.9543 | 0.041781
|  |  |  | -- | -- |  |  | 1186.9716 | 0.041823
|  |  |  | -- | -- |  |  | 1186.9889 | 0.04186
|  |  |  | -- | -- |  |  | 1187.0061 | 0.041894
|  |  |  | -- | -- |  |  | 1187.0233 | 0.041924
|  |  |  | -- | -- |  |  | 1187.0406 | 0.041949
|  |  |  | -- | -- |  |  | 1187.0579 | 0.04197
|  |  |  | -- | -- |  |  | 1187.0752 | 0.041987
|  |  |  | -- | -- |  |  | 1187.0924 | 0.042
|  |  |  | -- | -- |  |  | 1187.1096 | 0.042008
|  |  |  | -- | -- |  |  | 1187.127 | 0.042012
|  |  |  | -- | -- |  |  | 1187.1442 | 0.042012
|  |  |  | -- | -- |  |  | 1187.1615 | 0.042007
|  |  |  | -- | -- |  |  | 1187.1787 | 0.041997
|  |  |  | -- | -- |  |  | 1187.1959 | 0.041984
|  |  |  | -- | -- |  |  | 1187.2133 | 0.041966
|  |  |  | -- | -- |  |  | 1187.2305 | 0.041943
|  |  |  | -- | -- |  |  | 1187.2478 | 0.041917
|  |  |  | -- | -- |  |  | 1187.265 | 0.041886
|  |  |  | -- | -- |  |  | 1187.2822 | 0.041851
|  |  |  | -- | -- |  |  | 1187.2996 | 0.041812
|  |  |  | -- | -- |  |  | 1187.3168 | 0.041768
|  |  |  | -- | -- |  |  | 1187.3341 | 0.041721
|  |  |  | -- | -- |  |  | 1187.3513 | 0.04167
|  |  |  | -- | -- |  |  | 1187.3687 | 0.041614
|  |  |  | -- | -- |  |  | 1187.3859 | 0.041555
|  |  |  | -- | -- |  |  | 1187.4032 | 0.041492
|  |  |  | -- | -- |  |  | 1187.4204 | 0.041426
|  |  |  | -- | -- |  |  | 1187.4376 | 0.041356
|  |  |  | -- | -- |  |  | 1187.455 | 0.041283
|  |  |  | -- | -- |  |  | 1187.4722 | 0.041206
|  |  |  | -- | -- |  |  | 1187.4895 | 0.041126
|  |  |  | -- | -- |  |  | 1187.5067 | 0.041043
|  |  |  | -- | -- |  |  | 1187.524 | 0.040957
|  |  |  | -- | -- |  |  | 1187.5413 | 0.040868
|  |  |  | -- | -- |  |  | 1187.5586 | 0.040776
|  |  |  | -- | -- |  |  | 1187.5758 | 0.040682
|  |  |  | -- | -- |  |  | 1187.5931 | 0.040585
|  |  |  | -- | -- |  |  | 1187.6104 | 0.040486
|  |  |  | -- | -- |  |  | 1187.6277 | 0.040384
|  |  |  | -- | -- |  |  | 1187.6449 | 0.040281
|  |  |  | -- | -- |  |  | 1187.6622 | 0.040175
|  |  |  | -- | -- |  |  | 1187.6794 | 0.040068
|  |  |  | -- | -- |  |  | 1187.6968 | 0.039958
|  |  |  | -- | -- |  |  | 1187.714 | 0.039848
|  |  |  | -- | -- |  |  | 1187.7313 | 0.039735
|  |  |  | -- | -- |  |  | 1187.7487 | 0.039622
|  |  |  | -- | -- |  |  | 1187.7659 | 0.039507
|  |  |  | -- | -- |  |  | 1187.7832 | 0.039391
|  |  |  | -- | -- |  |  | 1187.8004 | 0.039274
|  |  |  | -- | -- |  |  | 1187.8177 | 0.039156
|  |  |  | -- | -- |  |  | 1187.835 | 0.039038
|  |  |  | -- | -- |  |  | 1187.8523 | 0.038919
|  |  |  | -- | -- |  |  | 1187.8695 | 0.0388
|  |  |  | -- | -- |  |  | 1187.8868 | 0.03868
|  |  |  | -- | -- |  |  | 1187.9042 | 0.03856
|  |  |  | -- | -- |  |  | 1187.9214 | 0.03844
|  |  |  | -- | -- |  |  | 1187.9387 | 0.038319
|  |  |  | -- | -- |  |  | 1187.9559 | 0.038199
|  |  |  | -- | -- |  |  | 1187.9733 | 0.038079
|  |  |  | -- | -- |  |  | 1187.9906 | 0.03796
|  |  |  | -- | -- |  |  | 1188.0078 | 0.037841
|  |  |  | -- | -- |  |  | 1188.0251 | 0.037722
|  |  |  | -- | -- |  |  | 1188.0424 | 0.037604
|  |  |  | -- | -- |  |  | 1188.0597 | 0.037487
|  |  |  | -- | -- |  |  | 1188.077 | 0.03737
|  |  |  | -- | -- |  |  | 1188.0942 | 0.037254
|  |  |  | -- | -- |  |  | 1188.1116 | 0.037139
|  |  |  | -- | -- |  |  | 1188.1288 | 0.037026
|  |  |  | -- | -- |  |  | 1188.1461 | 0.036913
|  |  |  | -- | -- |  |  | 1188.1635 | 0.036801
|  |  |  | -- | -- |  |  | 1188.1807 | 0.036691
|  |  |  | -- | -- |  |  | 1188.198 | 0.036582
|  |  |  | -- | -- |  |  | 1188.2153 | 0.036475
|  |  |  | -- | -- |  |  | 1188.2325 | 0.036369
|  |  |  | -- | -- |  |  | 1188.2499 | 0.036264
|  |  |  | -- | -- |  |  | 1188.2672 | 0.036161
|  |  |  | -- | -- |  |  | 1188.2844 | 0.03606
|  |  |  | -- | -- |  |  | 1188.3018 | 0.035961
|  |  |  | -- | -- |  |  | 1188.3191 | 0.035863
|  |  |  | -- | -- |  |  | 1188.3363 | 0.035767
|  |  |  | -- | -- |  |  | 1188.3536 | 0.035673
|  |  |  | -- | -- |  |  | 1188.371 | 0.035581
|  |  |  | -- | -- |  |  | 1188.3882 | 0.035491
|  |  |  | -- | -- |  |  | 1188.4055 | 0.035403
|  |  |  | -- | -- |  |  | 1188.4229 | 0.035317
|  |  |  | -- | -- |  |  | 1188.4401 | 0.035233
|  |  |  | -- | -- |  |  | 1188.4574 | 0.035151
|  |  |  | -- | -- |  |  | 1188.4747 | 0.035071
|  |  |  | -- | -- |  |  | 1188.4921 | 0.034994
|  |  |  | -- | -- |  |  | 1188.5093 | 0.034919
|  |  |  | -- | -- |  |  | 1188.5266 | 0.034847
|  |  |  | -- | -- |  |  | 1188.5439 | 0.034777
|  |  |  | -- | -- |  |  | 1188.5612 | 0.034709
|  |  |  | -- | -- |  |  | 1188.5785 | 0.034644
|  |  |  | -- | -- |  |  | 1188.5958 | 0.034581
|  |  |  | -- | -- |  |  | 1188.6132 | 0.034521
|  |  |  | -- | -- |  |  | 1188.6304 | 0.034463
|  |  |  | -- | -- |  |  | 1188.6477 | 0.034408
|  |  |  | -- | -- |  |  | 1188.665 | 0.034356
|  |  |  | -- | -- |  |  | 1188.6824 | 0.034307
|  |  |  | -- | -- |  |  | 1188.6997 | 0.03426
|  |  |  | -- | -- |  |  | 1188.7169 | 0.034216
|  |  |  | -- | -- |  |  | 1188.7343 | 0.034175
|  |  |  | -- | -- |  |  | 1188.7516 | 0.034137
|  |  |  | -- | -- |  |  | 1188.7689 | 0.034102
|  |  |  | -- | -- |  |  | 1188.7861 | 0.034069
|  |  |  | -- | -- |  |  | 1188.8035 | 0.03404
|  |  |  | -- | -- |  |  | 1188.8208 | 0.034014
|  |  |  | -- | -- |  |  | 1188.8381 | 0.03399
|  |  |  | -- | -- |  |  | 1188.8555 | 0.03397
|  |  |  | -- | -- |  |  | 1188.8727 | 0.033953
|  |  |  | -- | -- |  |  | 1188.89 | 0.033939
|  |  |  | -- | -- |  |  | 1188.9073 | 0.033928
|  |  |  | -- | -- |  |  | 1188.9247 | 0.033921
|  |  |  | -- | -- |  |  | 1188.942 | 0.033916
|  |  |  | -- | -- |  |  | 1188.9592 | 0.033915
|  |  |  | -- | -- |  |  | 1188.9766 | 0.033917
|  |  |  | -- | -- |  |  | 1188.9939 | 0.033923
|  |  |  | -- | -- |  |  | 1189.0112 | 0.033931
|  |  |  | -- | -- |  |  | 1189.0286 | 0.033943
|  |  |  | -- | -- |  |  | 1189.0459 | 0.033958
|  |  |  | -- | -- |  |  | 1189.0632 | 0.033977
|  |  |  | -- | -- |  |  | 1189.0804 | 0.033999
|  |  |  | -- | -- |  |  | 1189.0978 | 0.034024
|  |  |  | -- | -- |  |  | 1189.1151 | 0.034053
|  |  |  | -- | -- |  |  | 1189.1324 | 0.034084
|  |  |  | -- | -- |  |  | 1189.1498 | 0.03412
|  |  |  | -- | -- |  |  | 1189.1671 | 0.034158
|  |  |  | -- | -- |  |  | 1189.1844 | 0.0342
|  |  |  | -- | -- |  |  | 1189.2017 | 0.034245
|  |  |  | -- | -- |  |  | 1189.219 | 0.034293
|  |  |  | -- | -- |  |  | 1189.2363 | 0.034345
|  |  |  | -- | -- |  |  | 1189.2537 | 0.0344
|  |  |  | -- | -- |  |  | 1189.271 | 0.034457
|  |  |  | -- | -- |  |  | 1189.2883 | 0.034519
|  |  |  | -- | -- |  |  | 1189.3057 | 0.034583
|  |  |  | -- | -- |  |  | 1189.323 | 0.03465
|  |  |  | -- | -- |  |  | 1189.3403 | 0.03472
|  |  |  | -- | -- |  |  | 1189.3577 | 0.034793
|  |  |  | -- | -- |  |  | 1189.375 | 0.034869
|  |  |  | -- | -- |  |  | 1189.3922 | 0.034948
|  |  |  | -- | -- |  |  | 1189.4095 | 0.03503
|  |  |  | -- | -- |  |  | 1189.4269 | 0.035114
|  |  |  | -- | -- |  |  | 1189.4442 | 0.035201
|  |  |  | -- | -- |  |  | 1189.4615 | 0.035291
|  |  |  | -- | -- |  |  | 1189.4789 | 0.035383
|  |  |  | -- | -- |  |  | 1189.4962 | 0.035477
|  |  |  | -- | -- |  |  | 1189.5136 | 0.035574
|  |  |  | -- | -- |  |  | 1189.5309 | 0.035673
|  |  |  | -- | -- |  |  | 1189.5482 | 0.035774
|  |  |  | -- | -- |  |  | 1189.5656 | 0.035877
|  |  |  | -- | -- |  |  | 1189.5829 | 0.035982
|  |  |  | -- | -- |  |  | 1189.6002 | 0.036089
|  |  |  | -- | -- |  |  | 1189.6176 | 0.036197
|  |  |  | -- | -- |  |  | 1189.6349 | 0.036307
|  |  |  | -- | -- |  |  | 1189.6522 | 0.036419
|  |  |  | -- | -- |  |  | 1189.6696 | 0.036531
|  |  |  | -- | -- |  |  | 1189.6869 | 0.036645
|  |  |  | -- | -- |  |  | 1189.7042 | 0.03676
|  |  |  | -- | -- |  |  | 1189.7216 | 0.036876
|  |  |  | -- | -- |  |  | 1189.7389 | 0.036993
|  |  |  | -- | -- |  |  | 1189.7562 | 0.037111
|  |  |  | -- | -- |  |  | 1189.7736 | 0.037229
|  |  |  | -- | -- |  |  | 1189.7909 | 0.037347
|  |  |  | -- | -- |  |  | 1189.8082 | 0.037466
|  |  |  | -- | -- |  |  | 1189.8256 | 0.037585
|  |  |  | -- | -- |  |  | 1189.8429 | 0.037704
|  |  |  | -- | -- |  |  | 1189.8602 | 0.037822
|  |  |  | -- | -- |  |  | 1189.8776 | 0.037941
|  |  |  | -- | -- |  |  | 1189.8949 | 0.038059
|  |  |  | -- | -- |  |  | 1189.9122 | 0.038176
|  |  |  | -- | -- |  |  | 1189.9296 | 0.038293
|  |  |  | -- | -- |  |  | 1189.9469 | 0.038408
|  |  |  | -- | -- |  |  | 1189.9644 | 0.038523
|  |  |  | -- | -- |  |  | 1189.9817 | 0.038637
|  |  |  | -- | -- |  |  | 1189.999 | 0.038749
|  |  |  | -- | -- |  |  | 1190.0164 | 0.03886
|  |  |  | -- | -- |  |  | 1190.0337 | 0.03897
|  |  |  | -- | -- |  |  | 1190.051 | 0.039078
|  |  |  | -- | -- |  |  | 1190.0684 | 0.039184
|  |  |  | -- | -- |  |  | 1190.0857 | 0.039288
|  |  |  | -- | -- |  |  | 1190.103 | 0.03939
|  |  |  | -- | -- |  |  | 1190.1204 | 0.03949
|  |  |  | -- | -- |  |  | 1190.1377 | 0.039587
|  |  |  | -- | -- |  |  | 1190.1552 | 0.039683
|  |  |  | -- | -- |  |  | 1190.1725 | 0.039775
|  |  |  | -- | -- |  |  | 1190.1898 | 0.039865
|  |  |  | -- | -- |  |  | 1190.2072 | 0.039953
|  |  |  | -- | -- |  |  | 1190.2245 | 0.040037
|  |  |  | -- | -- |  |  | 1190.2418 | 0.040119
|  |  |  | -- | -- |  |  | 1190.2592 | 0.040197
|  |  |  | -- | -- |  |  | 1190.2765 | 0.040273
|  |  |  | -- | -- |  |  | 1190.2939 | 0.040345
|  |  |  | -- | -- |  |  | 1190.3113 | 0.040414
|  |  |  | -- | -- |  |  | 1190.3286 | 0.040479
|  |  |  | -- | -- |  |  | 1190.3459 | 0.040542
|  |  |  | -- | -- |  |  | 1190.3633 | 0.0406
|  |  |  | -- | -- |  |  | 1190.3806 | 0.040656
|  |  |  | -- | -- |  |  | 1190.3981 | 0.040707
|  |  |  | -- | -- |  |  | 1190.4154 | 0.040756
|  |  |  | -- | -- |  |  | 1190.4327 | 0.0408
|  |  |  | -- | -- |  |  | 1190.4501 | 0.040841
|  |  |  | -- | -- |  |  | 1190.4674 | 0.040878
|  |  |  | -- | -- |  |  | 1190.4847 | 0.040911
|  |  |  | -- | -- |  |  | 1190.5022 | 0.040941
|  |  |  | -- | -- |  |  | 1190.5195 | 0.040967
|  |  |  | -- | -- |  |  | 1190.5369 | 0.040989
|  |  |  | -- | -- |  |  | 1190.5542 | 0.041007
|  |  |  | -- | -- |  |  | 1190.5715 | 0.041022
|  |  |  | -- | -- |  |  | 1190.589 | 0.041032
|  |  |  | -- | -- |  |  | 1190.6063 | 0.041039
|  |  |  | -- | -- |  |  | 1190.6237 | 0.041043
|  |  |  | -- | -- |  |  | 1190.641 | 0.041042
|  |  |  | -- | -- |  |  | 1190.6584 | 0.041038
|  |  |  | -- | -- |  |  | 1190.6758 | 0.04103
|  |  |  | -- | -- |  |  | 1190.6931 | 0.041019
|  |  |  | -- | -- |  |  | 1190.7104 | 0.041004
|  |  |  | -- | -- |  |  | 1190.7279 | 0.040986
|  |  |  | -- | -- |  |  | 1190.7452 | 0.040964
|  |  |  | -- | -- |  |  | 1190.7626 | 0.040939
|  |  |  | -- | -- |  |  | 1190.7799 | 0.040911
|  |  |  | -- | -- |  |  | 1190.7974 | 0.040879
|  |  |  | -- | -- |  |  | 1190.8147 | 0.040844
|  |  |  | -- | -- |  |  | 1190.832 | 0.040806
|  |  |  | -- | -- |  |  | 1190.8494 | 0.040765
|  |  |  | -- | -- |  |  | 1190.8668 | 0.040721
|  |  |  | -- | -- |  |  | 1190.8842 | 0.040674
|  |  |  | -- | -- |  |  | 1190.9015 | 0.040624
|  |  |  | -- | -- |  |  | 1190.9189 | 0.040572
|  |  |  | -- | -- |  |  | 1190.9363 | 0.040517
|  |  |  | -- | -- |  |  | 1190.9536 | 0.040459
|  |  |  | -- | -- |  |  | 1190.9709 | 0.040399
|  |  |  | -- | -- |  |  | 1190.9884 | 0.040337
|  |  |  | -- | -- |  |  | 1191.0057 | 0.040272
|  |  |  | -- | -- |  |  | 1191.0231 | 0.040206
|  |  |  | -- | -- |  |  | 1191.0405 | 0.040137
|  |  |  | -- | -- |  |  | 1191.0579 | 0.040066
|  |  |  | -- | -- |  |  | 1191.0752 | 0.039994
|  |  |  | -- | -- |  |  | 1191.0927 | 0.039919
|  |  |  | -- | -- |  |  | 1191.11 | 0.039844
|  |  |  | -- | -- |  |  | 1191.1273 | 0.039766
|  |  |  | -- | -- |  |  | 1191.1448 | 0.039687
|  |  |  | -- | -- |  |  | 1191.1621 | 0.039607
|  |  |  | -- | -- |  |  | 1191.1796 | 0.039526
|  |  |  | -- | -- |  |  | 1191.1969 | 0.039443
|  |  |  | -- | -- |  |  | 1191.2142 | 0.03936
|  |  |  | -- | -- |  |  | 1191.2317 | 0.039275
|  |  |  | -- | -- |  |  | 1191.249 | 0.03919
|  |  |  | -- | -- |  |  | 1191.2664 | 0.039104
|  |  |  | -- | -- |  |  | 1191.2838 | 0.039017
|  |  |  | -- | -- |  |  | 1191.3011 | 0.03893
|  |  |  | -- | -- |  |  | 1191.3186 | 0.038843
|  |  |  | -- | -- |  |  | 1191.3359 | 0.038755
|  |  |  | -- | -- |  |  | 1191.3533 | 0.038667
|  |  |  | -- | -- |  |  | 1191.3707 | 0.038579
|  |  |  | -- | -- |  |  | 1191.3881 | 0.03849
|  |  |  | -- | -- |  |  | 1191.4055 | 0.038402
|  |  |  | -- | -- |  |  | 1191.4229 | 0.038314
|  |  |  | -- | -- |  |  | 1191.4402 | 0.038226
|  |  |  | -- | -- |  |  | 1191.4576 | 0.038139
|  |  |  | -- | -- |  |  | 1191.475 | 0.038052
|  |  |  | -- | -- |  |  | 1191.4924 | 0.037965
|  |  |  | -- | -- |  |  | 1191.5098 | 0.037879
|  |  |  | -- | -- |  |  | 1191.5272 | 0.037794
|  |  |  | -- | -- |  |  | 1191.5446 | 0.037709
|  |  |  | -- | -- |  |  | 1191.5619 | 0.037625
|  |  |  | -- | -- |  |  | 1191.5793 | 0.037542
|  |  |  | -- | -- |  |  | 1191.5967 | 0.03746
|  |  |  | -- | -- |  |  | 1191.6141 | 0.037379
|  |  |  | -- | -- |  |  | 1191.6315 | 0.037298
|  |  |  | -- | -- |  |  | 1191.6489 | 0.037219
|  |  |  | -- | -- |  |  | 1191.6663 | 0.037142
|  |  |  | -- | -- |  |  | 1191.6837 | 0.037065
|  |  |  | -- | -- |  |  | 1191.7011 | 0.03699
|  |  |  | -- | -- |  |  | 1191.7185 | 0.036916
|  |  |  | -- | -- |  |  | 1191.7358 | 0.036844
|  |  |  | -- | -- |  |  | 1191.7533 | 0.036773
|  |  |  | -- | -- |  |  | 1191.7706 | 0.036704
|  |  |  | -- | -- |  |  | 1191.7881 | 0.036636
|  |  |  | -- | -- |  |  | 1191.8054 | 0.03657
|  |  |  | -- | -- |  |  | 1191.8229 | 0.036505
|  |  |  | -- | -- |  |  | 1191.8402 | 0.036442
|  |  |  | -- | -- |  |  | 1191.8577 | 0.036381
|  |  |  | -- | -- |  |  | 1191.875 | 0.036322
|  |  |  | -- | -- |  |  | 1191.8925 | 0.036265
|  |  |  | -- | -- |  |  | 1191.9098 | 0.03621
|  |  |  | -- | -- |  |  | 1191.9272 | 0.036156
|  |  |  | -- | -- |  |  | 1191.9446 | 0.036105
|  |  |  | -- | -- |  |  | 1191.962 | 0.036055
|  |  |  | -- | -- |  |  | 1191.9794 | 0.036008
|  |  |  | -- | -- |  |  | 1191.9968 | 0.035962
|  |  |  | -- | -- |  |  | 1192.0143 | 0.035919
|  |  |  | -- | -- |  |  | 1192.0316 | 0.035878
|  |  |  | -- | -- |  |  | 1192.0491 | 0.035839
|  |  |  | -- | -- |  |  | 1192.0664 | 0.035802
|  |  |  | -- | -- |  |  | 1192.0839 | 0.035768
|  |  |  | -- | -- |  |  | 1192.1012 | 0.035735
|  |  |  | -- | -- |  |  | 1192.1187 | 0.035705
|  |  |  | -- | -- |  |  | 1192.1361 | 0.035677
|  |  |  | -- | -- |  |  | 1192.1534 | 0.035652
|  |  |  | -- | -- |  |  | 1192.1709 | 0.035629
|  |  |  | -- | -- |  |  | 1192.1882 | 0.035608
|  |  |  | -- | -- |  |  | 1192.2057 | 0.035589
|  |  |  | -- | -- |  |  | 1192.2231 | 0.035573
|  |  |  | -- | -- |  |  | 1192.2405 | 0.035559
|  |  |  | -- | -- |  |  | 1192.2579 | 0.035548
|  |  |  | -- | -- |  |  | 1192.2753 | 0.035539
|  |  |  | -- | -- |  |  | 1192.2927 | 0.035533
|  |  |  | -- | -- |  |  | 1192.3102 | 0.035529
|  |  |  | -- | -- |  |  | 1192.3275 | 0.035527
|  |  |  | -- | -- |  |  | 1192.345 | 0.035528
|  |  |  | -- | -- |  |  | 1192.3624 | 0.035531
|  |  |  | -- | -- |  |  | 1192.3798 | 0.035537
|  |  |  | -- | -- |  |  | 1192.3972 | 0.035545
|  |  |  | -- | -- |  |  | 1192.4146 | 0.035556
|  |  |  | -- | -- |  |  | 1192.432 | 0.03557
|  |  |  | -- | -- |  |  | 1192.4495 | 0.035585
|  |  |  | -- | -- |  |  | 1192.4668 | 0.035604
|  |  |  | -- | -- |  |  | 1192.4843 | 0.035625
|  |  |  | -- | -- |  |  | 1192.5017 | 0.035648
|  |  |  | -- | -- |  |  | 1192.5192 | 0.035674
|  |  |  | -- | -- |  |  | 1192.5365 | 0.035702
|  |  |  | -- | -- |  |  | 1192.554 | 0.035734
|  |  |  | -- | -- |  |  | 1192.5714 | 0.035767
|  |  |  | -- | -- |  |  | 1192.5887 | 0.035803
|  |  |  | -- | -- |  |  | 1192.6062 | 0.035842
|  |  |  | -- | -- |  |  | 1192.6237 | 0.035883
|  |  |  | -- | -- |  |  | 1192.641 | 0.035927
|  |  |  | -- | -- |  |  | 1192.6584 | 0.035973
|  |  |  | -- | -- |  |  | 1192.6759 | 0.036022
|  |  |  | -- | -- |  |  | 1192.6934 | 0.036074
|  |  |  | -- | -- |  |  | 1192.7107 | 0.036128
|  |  |  | -- | -- |  |  | 1192.7281 | 0.036185
|  |  |  | -- | -- |  |  | 1192.7456 | 0.036244
|  |  |  | -- | -- |  |  | 1192.7629 | 0.036306
|  |  |  | -- | -- |  |  | 1192.7804 | 0.03637
|  |  |  | -- | -- |  |  | 1192.7979 | 0.036437
|  |  |  | -- | -- |  |  | 1192.8153 | 0.036507
|  |  |  | -- | -- |  |  | 1192.8326 | 0.036579
|  |  |  | -- | -- |  |  | 1192.8501 | 0.036654
|  |  |  | -- | -- |  |  | 1192.8676 | 0.036731
|  |  |  | -- | -- |  |  | 1192.885 | 0.036811
|  |  |  | -- | -- |  |  | 1192.9023 | 0.036893
|  |  |  | -- | -- |  |  | 1192.9198 | 0.036978
|  |  |  | -- | -- |  |  | 1192.9373 | 0.037066
|  |  |  | -- | -- |  |  | 1192.9547 | 0.037156
|  |  |  | -- | -- |  |  | 1192.9722 | 0.037249
|  |  |  | -- | -- |  |  | 1192.9895 | 0.037345
|  |  |  | -- | -- |  |  | 1193.007 | 0.037443
|  |  |  | -- | -- |  |  | 1193.0244 | 0.037543
|  |  |  | -- | -- |  |  | 1193.0419 | 0.037646
|  |  |  | -- | -- |  |  | 1193.0593 | 0.037752
|  |  |  | -- | -- |  |  | 1193.0767 | 0.03786
|  |  |  | -- | -- |  |  | 1193.0941 | 0.037971
|  |  |  | -- | -- |  |  | 1193.1116 | 0.038084
|  |  |  | -- | -- |  |  | 1193.129 | 0.0382
|  |  |  | -- | -- |  |  | 1193.1465 | 0.038318
|  |  |  | -- | -- |  |  | 1193.1639 | 0.038439
|  |  |  | -- | -- |  |  | 1193.1813 | 0.038562
|  |  |  | -- | -- |  |  | 1193.1987 | 0.038687
|  |  |  | -- | -- |  |  | 1193.2162 | 0.038815
|  |  |  | -- | -- |  |  | 1193.2336 | 0.038946
|  |  |  | -- | -- |  |  | 1193.2511 | 0.039079
|  |  |  | -- | -- |  |  | 1193.2686 | 0.039214
|  |  |  | -- | -- |  |  | 1193.2859 | 0.039351
|  |  |  | -- | -- |  |  | 1193.3033 | 0.039491
|  |  |  | -- | -- |  |  | 1193.3208 | 0.039633
|  |  |  | -- | -- |  |  | 1193.3383 | 0.039777
|  |  |  | -- | -- |  |  | 1193.3557 | 0.039923
|  |  |  | -- | -- |  |  | 1193.3732 | 0.040071
|  |  |  | -- | -- |  |  | 1193.3906 | 0.040221
|  |  |  | -- | -- |  |  | 1193.4081 | 0.040374
|  |  |  | -- | -- |  |  | 1193.4254 | 0.040528
|  |  |  | -- | -- |  |  | 1193.4429 | 0.040684
|  |  |  | -- | -- |  |  | 1193.4603 | 0.040842
|  |  |  | -- | -- |  |  | 1193.4778 | 0.041002
|  |  |  | -- | -- |  |  | 1193.4952 | 0.041163
|  |  |  | -- | -- |  |  | 1193.5127 | 0.041326
|  |  |  | -- | -- |  |  | 1193.5302 | 0.041491
|  |  |  | -- | -- |  |  | 1193.5476 | 0.041657
|  |  |  | -- | -- |  |  | 1193.5651 | 0.041824
|  |  |  | -- | -- |  |  | 1193.5825 | 0.041993
|  |  |  | -- | -- |  |  | 1193.6 | 0.042163
|  |  |  | -- | -- |  |  | 1193.6174 | 0.042334
|  |  |  | -- | -- |  |  | 1193.6349 | 0.042506
|  |  |  | -- | -- |  |  | 1193.6522 | 0.04268
|  |  |  | -- | -- |  |  | 1193.6697 | 0.042854
|  |  |  | -- | -- |  |  | 1193.6871 | 0.043029
|  |  |  | -- | -- |  |  | 1193.7046 | 0.043204
|  |  |  | -- | -- |  |  | 1193.722 | 0.04338
|  |  |  | -- | -- |  |  | 1193.7395 | 0.043557
|  |  |  | -- | -- |  |  | 1193.757 | 0.043734
|  |  |  | -- | -- |  |  | 1193.7744 | 0.043911
|  |  |  | -- | -- |  |  | 1193.7919 | 0.044088
|  |  |  | -- | -- |  |  | 1193.8093 | 0.044266
|  |  |  | -- | -- |  |  | 1193.8268 | 0.044443
|  |  |  | -- | -- |  |  | 1193.8442 | 0.04462
|  |  |  | -- | -- |  |  | 1193.8617 | 0.044797
|  |  |  | -- | -- |  |  | 1193.8791 | 0.044974
|  |  |  | -- | -- |  |  | 1193.8966 | 0.04515
|  |  |  | -- | -- |  |  | 1193.9141 | 0.045325
|  |  |  | -- | -- |  |  | 1193.9315 | 0.0455
|  |  |  | -- | -- |  |  | 1193.949 | 0.045674
|  |  |  | -- | -- |  |  | 1193.9664 | 0.045847
|  |  |  | -- | -- |  |  | 1193.9839 | 0.046019
|  |  |  | -- | -- |  |  | 1194.0013 | 0.046189
|  |  |  | -- | -- |  |  | 1194.0188 | 0.046359
|  |  |  | -- | -- |  |  | 1194.0363 | 0.046527
|  |  |  | -- | -- |  |  | 1194.0537 | 0.046694
|  |  |  | -- | -- |  |  | 1194.0713 | 0.046859
|  |  |  | -- | -- |  |  | 1194.0887 | 0.047023
|  |  |  | -- | -- |  |  | 1194.1062 | 0.047185
|  |  |  | -- | -- |  |  | 1194.1237 | 0.047345
|  |  |  | -- | -- |  |  | 1194.1411 | 0.047503
|  |  |  | -- | -- |  |  | 1194.1586 | 0.047659
|  |  |  | -- | -- |  |  | 1194.176 | 0.047813
|  |  |  | -- | -- |  |  | 1194.1935 | 0.047964
|  |  |  | -- | -- |  |  | 1194.2109 | 0.048114
|  |  |  | -- | -- |  |  | 1194.2284 | 0.048261
|  |  |  | -- | -- |  |  | 1194.2459 | 0.048406
|  |  |  | -- | -- |  |  | 1194.2633 | 0.048548
|  |  |  | -- | -- |  |  | 1194.2808 | 0.048688
|  |  |  | -- | -- |  |  | 1194.2983 | 0.048825
|  |  |  | -- | -- |  |  | 1194.3158 | 0.04896
|  |  |  | -- | -- |  |  | 1194.3333 | 0.049091
|  |  |  | -- | -- |  |  | 1194.3507 | 0.04922
|  |  |  | -- | -- |  |  | 1194.3682 | 0.049346
|  |  |  | -- | -- |  |  | 1194.3856 | 0.04947
|  |  |  | -- | -- |  |  | 1194.4031 | 0.04959
|  |  |  | -- | -- |  |  | 1194.4205 | 0.049707
|  |  |  | -- | -- |  |  | 1194.4381 | 0.049822
|  |  |  | -- | -- |  |  | 1194.4556 | 0.049933
|  |  |  | -- | -- |  |  | 1194.473 | 0.050041
|  |  |  | -- | -- |  |  | 1194.4905 | 0.050147
|  |  |  | -- | -- |  |  | 1194.5079 | 0.050249
|  |  |  | -- | -- |  |  | 1194.5254 | 0.050348
|  |  |  | -- | -- |  |  | 1194.5428 | 0.050443
|  |  |  | -- | -- |  |  | 1194.5604 | 0.050536
|  |  |  | -- | -- |  |  | 1194.5779 | 0.050625
|  |  |  | -- | -- |  |  | 1194.5953 | 0.050711
|  |  |  | -- | -- |  |  | 1194.6128 | 0.050794
|  |  |  | -- | -- |  |  | 1194.6302 | 0.050874
|  |  |  | -- | -- |  |  | 1194.6477 | 0.050951
|  |  |  | -- | -- |  |  | 1194.6653 | 0.051024
|  |  |  | -- | -- |  |  | 1194.6827 | 0.051094
|  |  |  | -- | -- |  |  | 1194.7002 | 0.051161
|  |  |  | -- | -- |  |  | 1194.7177 | 0.051224
|  |  |  | -- | -- |  |  | 1194.7351 | 0.051284
|  |  |  | -- | -- |  |  | 1194.7527 | 0.051341
|  |  |  | -- | -- |  |  | 1194.7701 | 0.051395
|  |  |  | -- | -- |  |  | 1194.7876 | 0.051446
|  |  |  | -- | -- |  |  | 1194.8051 | 0.051493
|  |  |  | -- | -- |  |  | 1194.8226 | 0.051538
|  |  |  | -- | -- |  |  | 1194.8401 | 0.051579
|  |  |  | -- | -- |  |  | 1194.8575 | 0.051617
|  |  |  | -- | -- |  |  | 1194.875 | 0.051651
|  |  |  | -- | -- |  |  | 1194.8926 | 0.051683
|  |  |  | -- | -- |  |  | 1194.91 | 0.051712
|  |  |  | -- | -- |  |  | 1194.9275 | 0.051737
|  |  |  | -- | -- |  |  | 1194.9449 | 0.051759
|  |  |  | -- | -- |  |  | 1194.9625 | 0.051779
|  |  |  | -- | -- |  |  | 1194.98 | 0.051795
|  |  |  | -- | -- |  |  | 1194.9974 | 0.051808
|  |  |  | -- | -- |  |  | 1195.0149 | 0.051819
|  |  |  | -- | -- |  |  | 1195.0325 | 0.051826
|  |  |  | -- | -- |  |  | 1195.0499 | 0.05183
|  |  |  | -- | -- |  |  | 1195.0674 | 0.051832
|  |  |  | -- | -- |  |  | 1195.085 | 0.051831
|  |  |  | -- | -- |  |  | 1195.1024 | 0.051827
|  |  |  | -- | -- |  |  | 1195.1199 | 0.05182
|  |  |  | -- | -- |  |  | 1195.1373 | 0.05181
|  |  |  | -- | -- |  |  | 1195.1549 | 0.051798
|  |  |  | -- | -- |  |  | 1195.1724 | 0.051783
|  |  |  | -- | -- |  |  | 1195.1898 | 0.051766
|  |  |  | -- | -- |  |  | 1195.2074 | 0.051746
|  |  |  | -- | -- |  |  | 1195.2249 | 0.051723
|  |  |  | -- | -- |  |  | 1195.2423 | 0.051699
|  |  |  | -- | -- |  |  | 1195.2599 | 0.051671
|  |  |  | -- | -- |  |  | 1195.2773 | 0.051642
|  |  |  | -- | -- |  |  | 1195.2948 | 0.05161
|  |  |  | -- | -- |  |  | 1195.3124 | 0.051576
|  |  |  | -- | -- |  |  | 1195.3298 | 0.05154
|  |  |  | -- | -- |  |  | 1195.3473 | 0.051502
|  |  |  | -- | -- |  |  | 1195.3649 | 0.051462
|  |  |  | -- | -- |  |  | 1195.3823 | 0.05142
|  |  |  | -- | -- |  |  | 1195.3999 | 0.051376
|  |  |  | -- | -- |  |  | 1195.4174 | 0.051331
|  |  |  | -- | -- |  |  | 1195.4348 | 0.051284
|  |  |  | -- | -- |  |  | 1195.4524 | 0.051235
|  |  |  | -- | -- |  |  | 1195.4698 | 0.051185
|  |  |  | -- | -- |  |  | 1195.4873 | 0.051134
|  |  |  | -- | -- |  |  | 1195.5049 | 0.051082
|  |  |  | -- | -- |  |  | 1195.5223 | 0.051028
|  |  |  | -- | -- |  |  | 1195.5399 | 0.050974
|  |  |  | -- | -- |  |  | 1195.5574 | 0.050918
|  |  |  | -- | -- |  |  | 1195.5748 | 0.050862
|  |  |  | -- | -- |  |  | 1195.5924 | 0.050805
|  |  |  | -- | -- |  |  | 1195.6099 | 0.050748
|  |  |  | -- | -- |  |  | 1195.6274 | 0.05069
|  |  |  | -- | -- |  |  | 1195.6449 | 0.050632
|  |  |  | -- | -- |  |  | 1195.6625 | 0.050574
|  |  |  | -- | -- |  |  | 1195.6799 | 0.050515
|  |  |  | -- | -- |  |  | 1195.6974 | 0.050457
|  |  |  | -- | -- |  |  | 1195.715 | 0.050399
|  |  |  | -- | -- |  |  | 1195.7324 | 0.050342
|  |  |  | -- | -- |  |  | 1195.75 | 0.050284
|  |  |  | -- | -- |  |  | 1195.7675 | 0.050228
|  |  |  | -- | -- |  |  | 1195.785 | 0.050172
|  |  |  | -- | -- |  |  | 1195.8025 | 0.050118
|  |  |  | -- | -- |  |  | 1195.8201 | 0.050064
|  |  |  | -- | -- |  |  | 1195.8375 | 0.050011
|  |  |  | -- | -- |  |  | 1195.8551 | 0.04996
|  |  |  | -- | -- |  |  | 1195.8726 | 0.04991
|  |  |  | -- | -- |  |  | 1195.8901 | 0.049862
|  |  |  | -- | -- |  |  | 1195.9076 | 0.049815
|  |  |  | -- | -- |  |  | 1195.9252 | 0.049771
|  |  |  | -- | -- |  |  | 1195.9426 | 0.049728
|  |  |  | -- | -- |  |  | 1195.9602 | 0.049687
|  |  |  | -- | -- |  |  | 1195.9777 | 0.049649
|  |  |  | -- | -- |  |  | 1195.9952 | 0.049613
|  |  |  | -- | -- |  |  | 1196.0127 | 0.049579
|  |  |  | -- | -- |  |  | 1196.0303 | 0.049548
|  |  |  | -- | -- |  |  | 1196.0477 | 0.049519
|  |  |  | -- | -- |  |  | 1196.0653 | 0.049493
|  |  |  | -- | -- |  |  | 1196.0828 | 0.049471
|  |  |  | -- | -- |  |  | 1196.1003 | 0.049451
|  |  |  | -- | -- |  |  | 1196.1178 | 0.049434
|  |  |  | -- | -- |  |  | 1196.1354 | 0.04942
|  |  |  | -- | -- |  |  | 1196.1528 | 0.049409
|  |  |  | -- | -- |  |  | 1196.1704 | 0.049402
|  |  |  | -- | -- |  |  | 1196.1879 | 0.049398
|  |  |  | -- | -- |  |  | 1196.2054 | 0.049397
|  |  |  | -- | -- |  |  | 1196.223 | 0.0494
|  |  |  | -- | -- |  |  | 1196.2405 | 0.049407
|  |  |  | -- | -- |  |  | 1196.2581 | 0.049416
|  |  |  | -- | -- |  |  | 1196.2755 | 0.04943
|  |  |  | -- | -- |  |  | 1196.2931 | 0.049447
|  |  |  | -- | -- |  |  | 1196.3105 | 0.049468
|  |  |  | -- | -- |  |  | 1196.3281 | 0.049493
|  |  |  | -- | -- |  |  | 1196.3457 | 0.049521
|  |  |  | -- | -- |  |  | 1196.3632 | 0.049553
|  |  |  | -- | -- |  |  | 1196.3807 | 0.049589
|  |  |  | -- | -- |  |  | 1196.3982 | 0.049629
|  |  |  | -- | -- |  |  | 1196.4158 | 0.049672
|  |  |  | -- | -- |  |  | 1196.4334 | 0.049719
|  |  |  | -- | -- |  |  | 1196.4508 | 0.04977
|  |  |  | -- | -- |  |  | 1196.4684 | 0.049824
|  |  |  | -- | -- |  |  | 1196.486 | 0.049882
|  |  |  | -- | -- |  |  | 1196.5034 | 0.049944
|  |  |  | -- | -- |  |  | 1196.521 | 0.050009
|  |  |  | -- | -- |  |  | 1196.5385 | 0.050077
|  |  |  | -- | -- |  |  | 1196.556 | 0.05015
|  |  |  | -- | -- |  |  | 1196.5736 | 0.050225
|  |  |  | -- | -- |  |  | 1196.5911 | 0.050304
|  |  |  | -- | -- |  |  | 1196.6086 | 0.050387
|  |  |  | -- | -- |  |  | 1196.6262 | 0.050472
|  |  |  | -- | -- |  |  | 1196.6437 | 0.050561
|  |  |  | -- | -- |  |  | 1196.6613 | 0.050653
|  |  |  | -- | -- |  |  | 1196.6788 | 0.050747
|  |  |  | -- | -- |  |  | 1196.6963 | 0.050845
|  |  |  | -- | -- |  |  | 1196.7139 | 0.050946
|  |  |  | -- | -- |  |  | 1196.7314 | 0.051049
|  |  |  | -- | -- |  |  | 1196.7489 | 0.051155
|  |  |  | -- | -- |  |  | 1196.7665 | 0.051263
|  |  |  | -- | -- |  |  | 1196.7841 | 0.051374
|  |  |  | -- | -- |  |  | 1196.8016 | 0.051488
|  |  |  | -- | -- |  |  | 1196.8191 | 0.051603
|  |  |  | -- | -- |  |  | 1196.8367 | 0.051721
|  |  |  | -- | -- |  |  | 1196.8542 | 0.051841
|  |  |  | -- | -- |  |  | 1196.8717 | 0.051963
|  |  |  | -- | -- |  |  | 1196.8893 | 0.052087
|  |  |  | -- | -- |  |  | 1196.9069 | 0.052212
|  |  |  | -- | -- |  |  | 1196.9244 | 0.052339
|  |  |  | -- | -- |  |  | 1196.9419 | 0.052468
|  |  |  | -- | -- |  |  | 1196.9595 | 0.052598
|  |  |  | -- | -- |  |  | 1196.9771 | 0.052729
|  |  |  | -- | -- |  |  | 1196.9946 | 0.052862
|  |  |  | -- | -- |  |  | 1197.0121 | 0.052995
|  |  |  | -- | -- |  |  | 1197.0297 | 0.05313
|  |  |  | -- | -- |  |  | 1197.0472 | 0.053265
|  |  |  | -- | -- |  |  | 1197.0648 | 0.053401
|  |  |  | -- | -- |  |  | 1197.0823 | 0.053538
|  |  |  | -- | -- |  |  | 1197.0999 | 0.053675
|  |  |  | -- | -- |  |  | 1197.1174 | 0.053813
|  |  |  | -- | -- |  |  | 1197.135 | 0.053951
|  |  |  | -- | -- |  |  | 1197.1526 | 0.054089
|  |  |  | -- | -- |  |  | 1197.17 | 0.054227
|  |  |  | -- | -- |  |  | 1197.1876 | 0.054365
|  |  |  | -- | -- |  |  | 1197.2052 | 0.054503
|  |  |  | -- | -- |  |  | 1197.2228 | 0.05464
|  |  |  | -- | -- |  |  | 1197.2404 | 0.054777
|  |  |  | -- | -- |  |  | 1197.2578 | 0.054914
|  |  |  | -- | -- |  |  | 1197.2754 | 0.05505
|  |  |  | -- | -- |  |  | 1197.293 | 0.055185
|  |  |  | -- | -- |  |  | 1197.3105 | 0.055319
|  |  |  | -- | -- |  |  | 1197.3281 | 0.055452
|  |  |  | -- | -- |  |  | 1197.3456 | 0.055585
|  |  |  | -- | -- |  |  | 1197.3632 | 0.055716
|  |  |  | -- | -- |  |  | 1197.3807 | 0.055845
|  |  |  | -- | -- |  |  | 1197.3983 | 0.055973
|  |  |  | -- | -- |  |  | 1197.4159 | 0.0561
|  |  |  | -- | -- |  |  | 1197.4335 | 0.056225
|  |  |  | -- | -- |  |  | 1197.4511 | 0.056348
|  |  |  | -- | -- |  |  | 1197.4685 | 0.05647
|  |  |  | -- | -- |  |  | 1197.4861 | 0.056589
|  |  |  | -- | -- |  |  | 1197.5037 | 0.056706
|  |  |  | -- | -- |  |  | 1197.5212 | 0.056821
|  |  |  | -- | -- |  |  | 1197.5388 | 0.056934
|  |  |  | -- | -- |  |  | 1197.5564 | 0.057044
|  |  |  | -- | -- |  |  | 1197.574 | 0.057151
|  |  |  | -- | -- |  |  | 1197.5916 | 0.057256
|  |  |  | -- | -- |  |  | 1197.6091 | 0.057358
|  |  |  | -- | -- |  |  | 1197.6266 | 0.057458
|  |  |  | -- | -- |  |  | 1197.6442 | 0.057554
|  |  |  | -- | -- |  |  | 1197.6617 | 0.057647
|  |  |  | -- | -- |  |  | 1197.6793 | 0.057737
|  |  |  | -- | -- |  |  | 1197.6969 | 0.057823
|  |  |  | -- | -- |  |  | 1197.7145 | 0.057907
|  |  |  | -- | -- |  |  | 1197.7321 | 0.057986
|  |  |  | -- | -- |  |  | 1197.7496 | 0.058063
|  |  |  | -- | -- |  |  | 1197.7672 | 0.058135
|  |  |  | -- | -- |  |  | 1197.7848 | 0.058204
|  |  |  | -- | -- |  |  | 1197.8024 | 0.058268
|  |  |  | -- | -- |  |  | 1197.8199 | 0.058329
|  |  |  | -- | -- |  |  | 1197.8375 | 0.058386
|  |  |  | -- | -- |  |  | 1197.8551 | 0.058439
|  |  |  | -- | -- |  |  | 1197.8726 | 0.058487
|  |  |  | -- | -- |  |  | 1197.8901 | 0.058531
|  |  |  | -- | -- |  |  | 1197.9077 | 0.058571
|  |  |  | -- | -- |  |  | 1197.9253 | 0.058607
|  |  |  | -- | -- |  |  | 1197.9429 | 0.058638
|  |  |  | -- | -- |  |  | 1197.9604 | 0.058665
|  |  |  | -- | -- |  |  | 1197.978 | 0.058687
|  |  |  | -- | -- |  |  | 1197.9956 | 0.058704
|  |  |  | -- | -- |  |  | 1198.0132 | 0.058717
|  |  |  | -- | -- |  |  | 1198.0308 | 0.058726
|  |  |  | -- | -- |  |  | 1198.0483 | 0.05873
|  |  |  | -- | -- |  |  | 1198.0659 | 0.058729
|  |  |  | -- | -- |  |  | 1198.0835 | 0.058724
|  |  |  | -- | -- |  |  | 1198.1011 | 0.058714
|  |  |  | -- | -- |  |  | 1198.1187 | 0.058699
|  |  |  | -- | -- |  |  | 1198.1362 | 0.05868
|  |  |  | -- | -- |  |  | 1198.1538 | 0.058657
|  |  |  | -- | -- |  |  | 1198.1714 | 0.058628
|  |  |  | -- | -- |  |  | 1198.1891 | 0.058596
|  |  |  | -- | -- |  |  | 1198.2067 | 0.058559
|  |  |  | -- | -- |  |  | 1198.2242 | 0.058518
|  |  |  | -- | -- |  |  | 1198.2418 | 0.058472
|  |  |  | -- | -- |  |  | 1198.2594 | 0.058423
|  |  |  | -- | -- |  |  | 1198.277 | 0.058369
|  |  |  | -- | -- |  |  | 1198.2946 | 0.058312
|  |  |  | -- | -- |  |  | 1198.3121 | 0.05825
|  |  |  | -- | -- |  |  | 1198.3297 | 0.058185
|  |  |  | -- | -- |  |  | 1198.3473 | 0.058116
|  |  |  | -- | -- |  |  | 1198.3649 | 0.058044
|  |  |  | -- | -- |  |  | 1198.3824 | 0.057968
|  |  |  | -- | -- |  |  | 1198.4 | 0.05789
|  |  |  | -- | -- |  |  | 1198.4176 | 0.057808
|  |  |  | -- | -- |  |  | 1198.4352 | 0.057723
|  |  |  | -- | -- |  |  | 1198.4529 | 0.057636
|  |  |  | -- | -- |  |  | 1198.4705 | 0.057546
|  |  |  | -- | -- |  |  | 1198.488 | 0.057454
|  |  |  | -- | -- |  |  | 1198.5056 | 0.05736
|  |  |  | -- | -- |  |  | 1198.5232 | 0.057263
|  |  |  | -- | -- |  |  | 1198.5408 | 0.057165
|  |  |  | -- | -- |  |  | 1198.5584 | 0.057066
|  |  |  | -- | -- |  |  | 1198.5759 | 0.056965
|  |  |  | -- | -- |  |  | 1198.5936 | 0.056863
|  |  |  | -- | -- |  |  | 1198.6112 | 0.05676
|  |  |  | -- | -- |  |  | 1198.6288 | 0.056656
|  |  |  | -- | -- |  |  | 1198.6464 | 0.056552
|  |  |  | -- | -- |  |  | 1198.6639 | 0.056447
|  |  |  | -- | -- |  |  | 1198.6815 | 0.056343
|  |  |  | -- | -- |  |  | 1198.6991 | 0.056238
|  |  |  | -- | -- |  |  | 1198.7168 | 0.056134
|  |  |  | -- | -- |  |  | 1198.7344 | 0.05603
|  |  |  | -- | -- |  |  | 1198.752 | 0.055927
|  |  |  | -- | -- |  |  | 1198.7695 | 0.055826
|  |  |  | -- | -- |  |  | 1198.7871 | 0.055725
|  |  |  | -- | -- |  |  | 1198.8047 | 0.055625
|  |  |  | -- | -- |  |  | 1198.8224 | 0.055528
|  |  |  | -- | -- |  |  | 1198.84 | 0.055431
|  |  |  | -- | -- |  |  | 1198.8575 | 0.055337
|  |  |  | -- | -- |  |  | 1198.8751 | 0.055245
|  |  |  | -- | -- |  |  | 1198.8927 | 0.055155
|  |  |  | -- | -- |  |  | 1198.9104 | 0.055068
|  |  |  | -- | -- |  |  | 1198.928 | 0.054983
|  |  |  | -- | -- |  |  | 1198.9456 | 0.054901
|  |  |  | -- | -- |  |  | 1198.9631 | 0.054822
|  |  |  | -- | -- |  |  | 1198.9808 | 0.054746
|  |  |  | -- | -- |  |  | 1198.9984 | 0.054674
|  |  |  | -- | -- |  |  | 1199.016 | 0.054604
|  |  |  | -- | -- |  |  | 1199.0336 | 0.054538
|  |  |  | -- | -- |  |  | 1199.0513 | 0.054475
|  |  |  | -- | -- |  |  | 1199.0688 | 0.054416
|  |  |  | -- | -- |  |  | 1199.0864 | 0.054361
|  |  |  | -- | -- |  |  | 1199.104 | 0.05431
|  |  |  | -- | -- |  |  | 1199.1217 | 0.054262
|  |  |  | -- | -- |  |  | 1199.1393 | 0.054218
|  |  |  | -- | -- |  |  | 1199.1569 | 0.054178
|  |  |  | -- | -- |  |  | 1199.1744 | 0.054142
|  |  |  | -- | -- |  |  | 1199.1921 | 0.054111
|  |  |  | -- | -- |  |  | 1199.2097 | 0.054083
|  |  |  | -- | -- |  |  | 1199.2273 | 0.054059
|  |  |  | -- | -- |  |  | 1199.245 | 0.05404
|  |  |  | -- | -- |  |  | 1199.2626 | 0.054024
|  |  |  | -- | -- |  |  | 1199.2802 | 0.054013
|  |  |  | -- | -- |  |  | 1199.2977 | 0.054005
|  |  |  | -- | -- |  |  | 1199.3154 | 0.054002
|  |  |  | -- | -- |  |  | 1199.333 | 0.054002
|  |  |  | -- | -- |  |  | 1199.3506 | 0.054007
|  |  |  | -- | -- |  |  | 1199.3683 | 0.054015
|  |  |  | -- | -- |  |  | 1199.3859 | 0.054028
|  |  |  | -- | -- |  |  | 1199.4034 | 0.054044
|  |  |  | -- | -- |  |  | 1199.4211 | 0.054064
|  |  |  | -- | -- |  |  | 1199.4387 | 0.054088
|  |  |  | -- | -- |  |  | 1199.4563 | 0.054115
|  |  |  | -- | -- |  |  | 1199.474 | 0.054146
|  |  |  | -- | -- |  |  | 1199.4916 | 0.054181
|  |  |  | -- | -- |  |  | 1199.5092 | 0.054219
|  |  |  | -- | -- |  |  | 1199.5269 | 0.05426
|  |  |  | -- | -- |  |  | 1199.5444 | 0.054305
|  |  |  | -- | -- |  |  | 1199.562 | 0.054353
|  |  |  | -- | -- |  |  | 1199.5797 | 0.054404
|  |  |  | -- | -- |  |  | 1199.5973 | 0.054458
|  |  |  | -- | -- |  |  | 1199.615 | 0.054515
|  |  |  | -- | -- |  |  | 1199.6326 | 0.054575
|  |  |  | -- | -- |  |  | 1199.6501 | 0.054638
|  |  |  | -- | -- |  |  | 1199.6678 | 0.054703
|  |  |  | -- | -- |  |  | 1199.6854 | 0.054771
|  |  |  | -- | -- |  |  | 1199.7031 | 0.054842
|  |  |  | -- | -- |  |  | 1199.7207 | 0.054915
|  |  |  | -- | -- |  |  | 1199.7383 | 0.05499
|  |  |  | -- | -- |  |  | 1199.756 | 0.055068
|  |  |  | -- | -- |  |  | 1199.7736 | 0.055148
|  |  |  | -- | -- |  |  | 1199.7913 | 0.05523
|  |  |  | -- | -- |  |  | 1199.8088 | 0.055315
|  |  |  | -- | -- |  |  | 1199.8265 | 0.055401
|  |  |  | -- | -- |  |  | 1199.8441 | 0.055489
|  |  |  | -- | -- |  |  | 1199.8617 | 0.055579
|  |  |  | -- | -- |  |  | 1199.8794 | 0.055671
|  |  |  | -- | -- |  |  | 1199.897 | 0.055764
|  |  |  | -- | -- |  |  | 1199.9147 | 0.055859
|  |  |  | -- | -- |  |  | 1199.9323 | 0.055956
|  |  |  | -- | -- |  |  | 1199.95 | 0.056054
|  |  |  | -- | -- |  |  | 1199.9675 | 0.056153
|  |  |  | -- | -- |  |  | 1199.9852 | 0.056254
|  |  |  | -- | -- |  |  | 1200.0028 | 0.056356
|  |  |  | -- | -- |  |  | 1200.0205 | 0.056459
|  |  |  | -- | -- |  |  | 1200.0381 | 0.056564
|  |  |  | -- | -- |  |  | 1200.0558 | 0.056669
|  |  |  | -- | -- |  |  | 1200.0734 | 0.056775
|  |  |  | -- | -- |  |  | 1200.0909 | 0.056883
|  |  |  | -- | -- |  |  | 1200.1086 | 0.056991
|  |  |  | -- | -- |  |  | 1200.1263 | 0.057099
|  |  |  | -- | -- |  |  | 1200.1439 | 0.057209
|  |  |  | -- | -- |  |  | 1200.1616 | 0.057319
|  |  |  | -- | -- |  |  | 1200.1792 | 0.05743
|  |  |  | -- | -- |  |  | 1200.1969 | 0.057541
|  |  |  | -- | -- |  |  | 1200.2145 | 0.057652
|  |  |  | -- | -- |  |  | 1200.2322 | 0.057764
|  |  |  | -- | -- |  |  | 1200.2498 | 0.057876
|  |  |  | -- | -- |  |  | 1200.2675 | 0.057988
|  |  |  | -- | -- |  |  | 1200.285 | 0.0581
|  |  |  | -- | -- |  |  | 1200.3027 | 0.058212
|  |  |  | -- | -- |  |  | 1200.3203 | 0.058323
|  |  |  | -- | -- |  |  | 1200.338 | 0.058435
|  |  |  | -- | -- |  |  | 1200.3556 | 0.058546
|  |  |  | -- | -- |  |  | 1200.3733 | 0.058656
|  |  |  | -- | -- |  |  | 1200.391 | 0.058766
|  |  |  | -- | -- |  |  | 1200.4086 | 0.058875
|  |  |  | -- | -- |  |  | 1200.4263 | 0.058983
|  |  |  | -- | -- |  |  | 1200.4438 | 0.059091
|  |  |  | -- | -- |  |  | 1200.4615 | 0.059197
|  |  |  | -- | -- |  |  | 1200.4791 | 0.059302
|  |  |  | -- | -- |  |  | 1200.4968 | 0.059406
|  |  |  | -- | -- |  |  | 1200.5145 | 0.059508
|  |  |  | -- | -- |  |  | 1200.5321 | 0.059609
|  |  |  | -- | -- |  |  | 1200.5498 | 0.059708
|  |  |  | -- | -- |  |  | 1200.5674 | 0.059805
|  |  |  | -- | -- |  |  | 1200.5851 | 0.0599
|  |  |  | -- | -- |  |  | 1200.6028 | 0.059994
|  |  |  | -- | -- |  |  | 1200.6204 | 0.060085
|  |  |  | -- | -- |  |  | 1200.6381 | 0.060173
|  |  |  | -- | -- |  |  | 1200.6558 | 0.060259
|  |  |  | -- | -- |  |  | 1200.6733 | 0.060343
|  |  |  | -- | -- |  |  | 1200.691 | 0.060424
|  |  |  | -- | -- |  |  | 1200.7087 | 0.060502
|  |  |  | -- | -- |  |  | 1200.7263 | 0.060577
|  |  |  | -- | -- |  |  | 1200.744 | 0.060649
|  |  |  | -- | -- |  |  | 1200.7616 | 0.060717
|  |  |  | -- | -- |  |  | 1200.7793 | 0.060783
|  |  |  | -- | -- |  |  | 1200.797 | 0.060845
|  |  |  | -- | -- |  |  | 1200.8146 | 0.060903
|  |  |  | -- | -- |  |  | 1200.8323 | 0.060958
|  |  |  | -- | -- |  |  | 1200.85 | 0.061008
|  |  |  | -- | -- |  |  | 1200.8676 | 0.061055
|  |  |  | -- | -- |  |  | 1200.8853 | 0.061098
|  |  |  | -- | -- |  |  | 1200.903 | 0.061137
|  |  |  | -- | -- |  |  | 1200.9207 | 0.061172
|  |  |  | -- | -- |  |  | 1200.9382 | 0.061202
|  |  |  | -- | -- |  |  | 1200.9559 | 0.061229
|  |  |  | -- | -- |  |  | 1200.9736 | 0.06125
|  |  |  | -- | -- |  |  | 1200.9912 | 0.061268
|  |  |  | -- | -- |  |  | 1201.0089 | 0.061281
|  |  |  | -- | -- |  |  | 1201.0266 | 0.061289
|  |  |  | -- | -- |  |  | 1201.0443 | 0.061293
|  |  |  | -- | -- |  |  | 1201.0619 | 0.061292
|  |  |  | -- | -- |  |  | 1201.0796 | 0.061287
|  |  |  | -- | -- |  |  | 1201.0973 | 0.061277
|  |  |  | -- | -- |  |  | 1201.1149 | 0.061262
|  |  |  | -- | -- |  |  | 1201.1326 | 0.061243
|  |  |  | -- | -- |  |  | 1201.1503 | 0.061219
|  |  |  | -- | -- |  |  | 1201.168 | 0.061191
|  |  |  | -- | -- |  |  | 1201.1857 | 0.061158
|  |  |  | -- | -- |  |  | 1201.2032 | 0.06112
|  |  |  | -- | -- |  |  | 1201.2209 | 0.061078
|  |  |  | -- | -- |  |  | 1201.2386 | 0.061031
|  |  |  | -- | -- |  |  | 1201.2563 | 0.06098
|  |  |  | -- | -- |  |  | 1201.2739 | 0.060925
|  |  |  | -- | -- |  |  | 1201.2916 | 0.060866
|  |  |  | -- | -- |  |  | 1201.3093 | 0.060802
|  |  |  | -- | -- |  |  | 1201.327 | 0.060735
|  |  |  | -- | -- |  |  | 1201.3447 | 0.060663
|  |  |  | -- | -- |  |  | 1201.3623 | 0.060588
|  |  |  | -- | -- |  |  | 1201.38 | 0.060509
|  |  |  | -- | -- |  |  | 1201.3977 | 0.060426
|  |  |  | -- | -- |  |  | 1201.4154 | 0.06034
|  |  |  | -- | -- |  |  | 1201.4331 | 0.06025
|  |  |  | -- | -- |  |  | 1201.4507 | 0.060158
|  |  |  | -- | -- |  |  | 1201.4684 | 0.060062
|  |  |  | -- | -- |  |  | 1201.4861 | 0.059964
|  |  |  | -- | -- |  |  | 1201.5038 | 0.059862
|  |  |  | -- | -- |  |  | 1201.5215 | 0.059759
|  |  |  | -- | -- |  |  | 1201.5392 | 0.059653
|  |  |  | -- | -- |  |  | 1201.5568 | 0.059545
|  |  |  | -- | -- |  |  | 1201.5745 | 0.059435
|  |  |  | -- | -- |  |  | 1201.5922 | 0.059323
|  |  |  | -- | -- |  |  | 1201.6099 | 0.059209
|  |  |  | -- | -- |  |  | 1201.6276 | 0.059095
|  |  |  | -- | -- |  |  | 1201.6453 | 0.058979
|  |  |  | -- | -- |  |  | 1201.663 | 0.058862
|  |  |  | -- | -- |  |  | 1201.6805 | 0.058744
|  |  |  | -- | -- |  |  | 1201.6982 | 0.058626
|  |  |  | -- | -- |  |  | 1201.7159 | 0.058508
|  |  |  | -- | -- |  |  | 1201.7336 | 0.058389
|  |  |  | -- | -- |  |  | 1201.7513 | 0.058271
|  |  |  | -- | -- |  |  | 1201.769 | 0.058153
|  |  |  | -- | -- |  |  | 1201.7867 | 0.058036
|  |  |  | -- | -- |  |  | 1201.8044 | 0.057919
|  |  |  | -- | -- |  |  | 1201.8221 | 0.057803
|  |  |  | -- | -- |  |  | 1201.8398 | 0.057689
|  |  |  | -- | -- |  |  | 1201.8574 | 0.057576
|  |  |  | -- | -- |  |  | 1201.8751 | 0.057464
|  |  |  | -- | -- |  |  | 1201.8928 | 0.057355
|  |  |  | -- | -- |  |  | 1201.9105 | 0.057247
|  |  |  | -- | -- |  |  | 1201.9282 | 0.057142
|  |  |  | -- | -- |  |  | 1201.9459 | 0.057039
|  |  |  | -- | -- |  |  | 1201.9636 | 0.056939
|  |  |  | -- | -- |  |  | 1201.9813 | 0.056841
|  |  |  | -- | -- |  |  | 1201.999 | 0.056747
|  |  |  | -- | -- |  |  | 1202.0167 | 0.056655
|  |  |  | -- | -- |  |  | 1202.0344 | 0.056568
|  |  |  | -- | -- |  |  | 1202.0521 | 0.056483
|  |  |  | -- | -- |  |  | 1202.0698 | 0.056403
|  |  |  | -- | -- |  |  | 1202.0875 | 0.056326
|  |  |  | -- | -- |  |  | 1202.1052 | 0.056253
|  |  |  | -- | -- |  |  | 1202.1229 | 0.056184
|  |  |  | -- | -- |  |  | 1202.1406 | 0.05612
|  |  |  | -- | -- |  |  | 1202.1583 | 0.056059
|  |  |  | -- | -- |  |  | 1202.176 | 0.056004
|  |  |  | -- | -- |  |  | 1202.1937 | 0.055953
|  |  |  | -- | -- |  |  | 1202.2114 | 0.055906
|  |  |  | -- | -- |  |  | 1202.2291 | 0.055864
|  |  |  | -- | -- |  |  | 1202.2468 | 0.055827
|  |  |  | -- | -- |  |  | 1202.2645 | 0.055795
|  |  |  | -- | -- |  |  | 1202.2822 | 0.055768
|  |  |  | -- | -- |  |  | 1202.2999 | 0.055746
|  |  |  | -- | -- |  |  | 1202.3176 | 0.055729
|  |  |  | -- | -- |  |  | 1202.3353 | 0.055716
|  |  |  | -- | -- |  |  | 1202.353 | 0.055709
|  |  |  | -- | -- |  |  | 1202.3707 | 0.055707
|  |  |  | -- | -- |  |  | 1202.3884 | 0.05571
|  |  |  | -- | -- |  |  | 1202.4061 | 0.055718
|  |  |  | -- | -- |  |  | 1202.4238 | 0.05573
|  |  |  | -- | -- |  |  | 1202.4415 | 0.055748
|  |  |  | -- | -- |  |  | 1202.4592 | 0.055771
|  |  |  | -- | -- |  |  | 1202.4769 | 0.055798
|  |  |  | -- | -- |  |  | 1202.4946 | 0.05583
|  |  |  | -- | -- |  |  | 1202.5125 | 0.055867
|  |  |  | -- | -- |  |  | 1202.5302 | 0.055908
|  |  |  | -- | -- |  |  | 1202.5479 | 0.055953
|  |  |  | -- | -- |  |  | 1202.5656 | 0.056003
|  |  |  | -- | -- |  |  | 1202.5833 | 0.056057
|  |  |  | -- | -- |  |  | 1202.601 | 0.056115
|  |  |  | -- | -- |  |  | 1202.6187 | 0.056177
|  |  |  | -- | -- |  |  | 1202.6364 | 0.056243
|  |  |  | -- | -- |  |  | 1202.6541 | 0.056312
|  |  |  | -- | -- |  |  | 1202.6718 | 0.056385
|  |  |  | -- | -- |  |  | 1202.6896 | 0.056461
|  |  |  | -- | -- |  |  | 1202.7073 | 0.05654
|  |  |  | -- | -- |  |  | 1202.725 | 0.056622
|  |  |  | -- | -- |  |  | 1202.7427 | 0.056706
|  |  |  | -- | -- |  |  | 1202.7604 | 0.056794
|  |  |  | -- | -- |  |  | 1202.7781 | 0.056883
|  |  |  | -- | -- |  |  | 1202.7958 | 0.056975
|  |  |  | -- | -- |  |  | 1202.8136 | 0.057068
|  |  |  | -- | -- |  |  | 1202.8313 | 0.057163
|  |  |  | -- | -- |  |  | 1202.849 | 0.05726
|  |  |  | -- | -- |  |  | 1202.8667 | 0.057358
|  |  |  | -- | -- |  |  | 1202.8844 | 0.057457
|  |  |  | -- | -- |  |  | 1202.9021 | 0.057556
|  |  |  | -- | -- |  |  | 1202.9199 | 0.057657
|  |  |  | -- | -- |  |  | 1202.9376 | 0.057758
|  |  |  | -- | -- |  |  | 1202.9553 | 0.057859
|  |  |  | -- | -- |  |  | 1202.973 | 0.05796
|  |  |  | -- | -- |  |  | 1202.9907 | 0.05806
|  |  |  | -- | -- |  |  | 1203.0085 | 0.058161
|  |  |  | -- | -- |  |  | 1203.0262 | 0.05826
|  |  |  | -- | -- |  |  | 1203.0439 | 0.058359
|  |  |  | -- | -- |  |  | 1203.0616 | 0.058457
|  |  |  | -- | -- |  |  | 1203.0793 | 0.058554
|  |  |  | -- | -- |  |  | 1203.0972 | 0.05865
|  |  |  | -- | -- |  |  | 1203.1149 | 0.058743
|  |  |  | -- | -- |  |  | 1203.1326 | 0.058836
|  |  |  | -- | -- |  |  | 1203.1503 | 0.058926
|  |  |  | -- | -- |  |  | 1203.168 | 0.059015
|  |  |  | -- | -- |  |  | 1203.1858 | 0.059101
|  |  |  | -- | -- |  |  | 1203.2035 | 0.059185
|  |  |  | -- | -- |  |  | 1203.2212 | 0.059266
|  |  |  | -- | -- |  |  | 1203.2389 | 0.059346
|  |  |  | -- | -- |  |  | 1203.2567 | 0.059422
|  |  |  | -- | -- |  |  | 1203.2744 | 0.059496
|  |  |  | -- | -- |  |  | 1203.2921 | 0.059567
|  |  |  | -- | -- |  |  | 1203.3099 | 0.059636
|  |  |  | -- | -- |  |  | 1203.3276 | 0.059701
|  |  |  | -- | -- |  |  | 1203.3453 | 0.059764
|  |  |  | -- | -- |  |  | 1203.363 | 0.059824
|  |  |  | -- | -- |  |  | 1203.3809 | 0.05988
|  |  |  | -- | -- |  |  | 1203.3986 | 0.059934
|  |  |  | -- | -- |  |  | 1203.4163 | 0.059985
|  |  |  | -- | -- |  |  | 1203.4341 | 0.060032
|  |  |  | -- | -- |  |  | 1203.4518 | 0.060077
|  |  |  | -- | -- |  |  | 1203.4695 | 0.060119
|  |  |  | -- | -- |  |  | 1203.4872 | 0.060158
|  |  |  | -- | -- |  |  | 1203.505 | 0.060194
|  |  |  | -- | -- |  |  | 1203.5227 | 0.060227
|  |  |  | -- | -- |  |  | 1203.5404 | 0.060257
|  |  |  | -- | -- |  |  | 1203.5582 | 0.060285
|  |  |  | -- | -- |  |  | 1203.5759 | 0.060311
|  |  |  | -- | -- |  |  | 1203.5936 | 0.060333
|  |  |  | -- | -- |  |  | 1203.6115 | 0.060354
|  |  |  | -- | -- |  |  | 1203.6291 | 0.060372
|  |  |  | -- | -- |  |  | 1203.647 | 0.060388
|  |  |  | -- | -- |  |  | 1203.6647 | 0.060402
|  |  |  | -- | -- |  |  | 1203.6824 | 0.060415
|  |  |  | -- | -- |  |  | 1203.7002 | 0.060425
|  |  |  | -- | -- |  |  | 1203.7179 | 0.060434
|  |  |  | -- | -- |  |  | 1203.7356 | 0.060441
|  |  |  | -- | -- |  |  | 1203.7534 | 0.060448
|  |  |  | -- | -- |  |  | 1203.7711 | 0.060452
|  |  |  | -- | -- |  |  | 1203.7888 | 0.060456
|  |  |  | -- | -- |  |  | 1203.8066 | 0.060459
|  |  |  | -- | -- |  |  | 1203.8243 | 0.060462
|  |  |  | -- | -- |  |  | 1203.8422 | 0.060464
|  |  |  | -- | -- |  |  | 1203.8599 | 0.060465
|  |  |  | -- | -- |  |  | 1203.8776 | 0.060466
|  |  |  | -- | -- |  |  | 1203.8954 | 0.060467
|  |  |  | -- | -- |  |  | 1203.9131 | 0.060468
|  |  |  | -- | -- |  |  | 1203.9309 | 0.060469
|  |  |  | -- | -- |  |  | 1203.9486 | 0.060471
|  |  |  | -- | -- |  |  | 1203.9664 | 0.060473
|  |  |  | -- | -- |  |  | 1203.9841 | 0.060476
|  |  |  | -- | -- |  |  | 1204.0018 | 0.060479
|  |  |  | -- | -- |  |  | 1204.0197 | 0.060483
|  |  |  | -- | -- |  |  | 1204.0374 | 0.060488
|  |  |  | -- | -- |  |  | 1204.0552 | 0.060495
|  |  |  | -- | -- |  |  | 1204.0729 | 0.060502
|  |  |  | -- | -- |  |  | 1204.0907 | 0.060511
|  |  |  | -- | -- |  |  | 1204.1084 | 0.060521
|  |  |  | -- | -- |  |  | 1204.1262 | 0.060532
|  |  |  | -- | -- |  |  | 1204.1439 | 0.060545
|  |  |  | -- | -- |  |  | 1204.1617 | 0.06056
|  |  |  | -- | -- |  |  | 1204.1794 | 0.060576
|  |  |  | -- | -- |  |  | 1204.1973 | 0.060593
|  |  |  | -- | -- |  |  | 1204.215 | 0.060613
|  |  |  | -- | -- |  |  | 1204.2328 | 0.060634
|  |  |  | -- | -- |  |  | 1204.2505 | 0.060656
|  |  |  | -- | -- |  |  | 1204.2683 | 0.060681
|  |  |  | -- | -- |  |  | 1204.286 | 0.060707
|  |  |  | -- | -- |  |  | 1204.3038 | 0.060734
|  |  |  | -- | -- |  |  | 1204.3215 | 0.060764
|  |  |  | -- | -- |  |  | 1204.3394 | 0.060795
|  |  |  | -- | -- |  |  | 1204.3571 | 0.060827
|  |  |  | -- | -- |  |  | 1204.3749 | 0.060861
|  |  |  | -- | -- |  |  | 1204.3926 | 0.060897
|  |  |  | -- | -- |  |  | 1204.4104 | 0.060933
|  |  |  | -- | -- |  |  | 1204.4281 | 0.060971
|  |  |  | -- | -- |  |  | 1204.4459 | 0.061011
|  |  |  | -- | -- |  |  | 1204.4636 | 0.061051
|  |  |  | -- | -- |  |  | 1204.4814 | 0.061092
|  |  |  | -- | -- |  |  | 1204.4991 | 0.061134
|  |  |  | -- | -- |  |  | 1204.517 | 0.061177
|  |  |  | -- | -- |  |  | 1204.5348 | 0.061221
|  |  |  | -- | -- |  |  | 1204.5525 | 0.061265
|  |  |  | -- | -- |  |  | 1204.5703 | 0.061309
|  |  |  | -- | -- |  |  | 1204.588 | 0.061354
|  |  |  | -- | -- |  |  | 1204.6058 | 0.061399
|  |  |  | -- | -- |  |  | 1204.6237 | 0.061443
|  |  |  | -- | -- |  |  | 1204.6414 | 0.061488
|  |  |  | -- | -- |  |  | 1204.6592 | 0.061532
|  |  |  | -- | -- |  |  | 1204.6769 | 0.061576
|  |  |  | -- | -- |  |  | 1204.6947 | 0.061619
|  |  |  | -- | -- |  |  | 1204.7125 | 0.061662
|  |  |  | -- | -- |  |  | 1204.7302 | 0.061703
|  |  |  | -- | -- |  |  | 1204.748 | 0.061744
|  |  |  | -- | -- |  |  | 1204.7657 | 0.061783
|  |  |  | -- | -- |  |  | 1204.7836 | 0.061821
|  |  |  | -- | -- |  |  | 1204.8014 | 0.061858
|  |  |  | -- | -- |  |  | 1204.8191 | 0.061893
|  |  |  | -- | -- |  |  | 1204.8369 | 0.061926
|  |  |  | -- | -- |  |  | 1204.8547 | 0.061957
|  |  |  | -- | -- |  |  | 1204.8724 | 0.061987
|  |  |  | -- | -- |  |  | 1204.8903 | 0.062014
|  |  |  | -- | -- |  |  | 1204.9081 | 0.062039
|  |  |  | -- | -- |  |  | 1204.9258 | 0.062062
|  |  |  | -- | -- |  |  | 1204.9436 | 0.062083
|  |  |  | -- | -- |  |  | 1204.9614 | 0.062101
|  |  |  | -- | -- |  |  | 1204.9791 | 0.062116
|  |  |  | -- | -- |  |  | 1204.9969 | 0.062129
|  |  |  | -- | -- |  |  | 1205.0148 | 0.06214
|  |  |  | -- | -- |  |  | 1205.0325 | 0.062147
|  |  |  | -- | -- |  |  | 1205.0503 | 0.062152
|  |  |  | -- | -- |  |  | 1205.0681 | 0.062153
|  |  |  | -- | -- |  |  | 1205.0858 | 0.062152
|  |  |  | -- | -- |  |  | 1205.1036 | 0.062148
|  |  |  | -- | -- |  |  | 1205.1215 | 0.062141
|  |  |  | -- | -- |  |  | 1205.1392 | 0.062131
|  |  |  | -- | -- |  |  | 1205.157 | 0.062118
|  |  |  | -- | -- |  |  | 1205.1748 | 0.062102
|  |  |  | -- | -- |  |  | 1205.1926 | 0.062084
|  |  |  | -- | -- |  |  | 1205.2103 | 0.062062
|  |  |  | -- | -- |  |  | 1205.2281 | 0.062037
|  |  |  | -- | -- |  |  | 1205.246 | 0.06201
|  |  |  | -- | -- |  |  | 1205.2638 | 0.06198
|  |  |  | -- | -- |  |  | 1205.2815 | 0.061947
|  |  |  | -- | -- |  |  | 1205.2993 | 0.061911
|  |  |  | -- | -- |  |  | 1205.3171 | 0.061873
|  |  |  | -- | -- |  |  | 1205.335 | 0.061832
|  |  |  | -- | -- |  |  | 1205.3527 | 0.061789
|  |  |  | -- | -- |  |  | 1205.3705 | 0.061743
|  |  |  | -- | -- |  |  | 1205.3883 | 0.061695
|  |  |  | -- | -- |  |  | 1205.4061 | 0.061645
|  |  |  | -- | -- |  |  | 1205.4238 | 0.061593
|  |  |  | -- | -- |  |  | 1205.4416 | 0.061539
|  |  |  | -- | -- |  |  | 1205.4595 | 0.061482
|  |  |  | -- | -- |  |  | 1205.4773 | 0.061425
|  |  |  | -- | -- |  |  | 1205.4951 | 0.061365
|  |  |  | -- | -- |  |  | 1205.5128 | 0.061304
|  |  |  | -- | -- |  |  | 1205.5306 | 0.061242
|  |  |  | -- | -- |  |  | 1205.5485 | 0.061178
|  |  |  | -- | -- |  |  | 1205.5663 | 0.061114
|  |  |  | -- | -- |  |  | 1205.5841 | 0.061048
|  |  |  | -- | -- |  |  | 1205.6019 | 0.060982
|  |  |  | -- | -- |  |  | 1205.6196 | 0.060914
|  |  |  | -- | -- |  |  | 1205.6375 | 0.060847
|  |  |  | -- | -- |  |  | 1205.6553 | 0.060779
|  |  |  | -- | -- |  |  | 1205.6731 | 0.06071
|  |  |  | -- | -- |  |  | 1205.6909 | 0.060642
|  |  |  | -- | -- |  |  | 1205.7087 | 0.060573
|  |  |  | -- | -- |  |  | 1205.7264 | 0.060505
|  |  |  | -- | -- |  |  | 1205.7443 | 0.060437
|  |  |  | -- | -- |  |  | 1205.7621 | 0.060369
|  |  |  | -- | -- |  |  | 1205.7799 | 0.060302
|  |  |  | -- | -- |  |  | 1205.7977 | 0.060236
|  |  |  | -- | -- |  |  | 1205.8156 | 0.06017
|  |  |  | -- | -- |  |  | 1205.8334 | 0.060106
|  |  |  | -- | -- |  |  | 1205.8512 | 0.060042
|  |  |  | -- | -- |  |  | 1205.8689 | 0.05998
|  |  |  | -- | -- |  |  | 1205.8867 | 0.059919
|  |  |  | -- | -- |  |  | 1205.9045 | 0.05986
|  |  |  | -- | -- |  |  | 1205.9224 | 0.059802
|  |  |  | -- | -- |  |  | 1205.9402 | 0.059746
|  |  |  | -- | -- |  |  | 1205.958 | 0.059692
|  |  |  | -- | -- |  |  | 1205.9758 | 0.05964
|  |  |  | -- | -- |  |  | 1205.9937 | 0.059589
|  |  |  | -- | -- |  |  | 1206.0115 | 0.059541
|  |  |  | -- | -- |  |  | 1206.0293 | 0.059495
|  |  |  | -- | -- |  |  | 1206.0471 | 0.059452
|  |  |  | -- | -- |  |  | 1206.0648 | 0.05941
|  |  |  | -- | -- |  |  | 1206.0826 | 0.059372
|  |  |  | -- | -- |  |  | 1206.1005 | 0.059335
|  |  |  | -- | -- |  |  | 1206.1183 | 0.059302
|  |  |  | -- | -- |  |  | 1206.1361 | 0.059271
|  |  |  | -- | -- |  |  | 1206.1539 | 0.059242
|  |  |  | -- | -- |  |  | 1206.1718 | 0.059217
|  |  |  | -- | -- |  |  | 1206.1896 | 0.059194
|  |  |  | -- | -- |  |  | 1206.2074 | 0.059175
|  |  |  | -- | -- |  |  | 1206.2252 | 0.059158
|  |  |  | -- | -- |  |  | 1206.243 | 0.059144
|  |  |  | -- | -- |  |  | 1206.2609 | 0.059133
|  |  |  | -- | -- |  |  | 1206.2787 | 0.059126
|  |  |  | -- | -- |  |  | 1206.2965 | 0.059121
|  |  |  | -- | -- |  |  | 1206.3143 | 0.059119
|  |  |  | -- | -- |  |  | 1206.3322 | 0.059121
|  |  |  | -- | -- |  |  | 1206.35 | 0.059125
|  |  |  | -- | -- |  |  | 1206.3678 | 0.059133
|  |  |  | -- | -- |  |  | 1206.3856 | 0.059144
|  |  |  | -- | -- |  |  | 1206.4034 | 0.059158
|  |  |  | -- | -- |  |  | 1206.4213 | 0.059175
|  |  |  | -- | -- |  |  | 1206.4391 | 0.059195
|  |  |  | -- | -- |  |  | 1206.4569 | 0.059219
|  |  |  | -- | -- |  |  | 1206.4747 | 0.059245
|  |  |  | -- | -- |  |  | 1206.4926 | 0.059275
|  |  |  | -- | -- |  |  | 1206.5104 | 0.059307
|  |  |  | -- | -- |  |  | 1206.5282 | 0.059343
|  |  |  | -- | -- |  |  | 1206.546 | 0.059382
|  |  |  | -- | -- |  |  | 1206.5638 | 0.059423
|  |  |  | -- | -- |  |  | 1206.5818 | 0.059468
|  |  |  | -- | -- |  |  | 1206.5996 | 0.059516
|  |  |  | -- | -- |  |  | 1206.6174 | 0.059566
|  |  |  | -- | -- |  |  | 1206.6353 | 0.059619
|  |  |  | -- | -- |  |  | 1206.6531 | 0.059676
|  |  |  | -- | -- |  |  | 1206.6709 | 0.059735
|  |  |  | -- | -- |  |  | 1206.6887 | 0.059797
|  |  |  | -- | -- |  |  | 1206.7065 | 0.059862
|  |  |  | -- | -- |  |  | 1206.7244 | 0.059929
|  |  |  | -- | -- |  |  | 1206.7422 | 0.059999
|  |  |  | -- | -- |  |  | 1206.76 | 0.060072
|  |  |  | -- | -- |  |  | 1206.778 | 0.060147
|  |  |  | -- | -- |  |  | 1206.7958 | 0.060225
|  |  |  | -- | -- |  |  | 1206.8136 | 0.060306
|  |  |  | -- | -- |  |  | 1206.8314 | 0.060389
|  |  |  | -- | -- |  |  | 1206.8492 | 0.060475
|  |  |  | -- | -- |  |  | 1206.8671 | 0.060563
|  |  |  | -- | -- |  |  | 1206.8849 | 0.060653
|  |  |  | -- | -- |  |  | 1206.9027 | 0.060746
|  |  |  | -- | -- |  |  | 1206.9207 | 0.060841
|  |  |  | -- | -- |  |  | 1206.9385 | 0.060939
|  |  |  | -- | -- |  |  | 1206.9563 | 0.061038
|  |  |  | -- | -- |  |  | 1206.9741 | 0.06114
|  |  |  | -- | -- |  |  | 1206.9919 | 0.061245
|  |  |  | -- | -- |  |  | 1207.0098 | 0.061351
|  |  |  | -- | -- |  |  | 1207.0277 | 0.06146
|  |  |  | -- | -- |  |  | 1207.0455 | 0.06157
|  |  |  | -- | -- |  |  | 1207.0634 | 0.061683
|  |  |  | -- | -- |  |  | 1207.0812 | 0.061798
|  |  |  | -- | -- |  |  | 1207.099 | 0.061915
|  |  |  | -- | -- |  |  | 1207.1168 | 0.062034
|  |  |  | -- | -- |  |  | 1207.1348 | 0.062155
|  |  |  | -- | -- |  |  | 1207.1526 | 0.062278
|  |  |  | -- | -- |  |  | 1207.1704 | 0.062403
|  |  |  | -- | -- |  |  | 1207.1882 | 0.06253
|  |  |  | -- | -- |  |  | 1207.2061 | 0.062659
|  |  |  | -- | -- |  |  | 1207.224 | 0.062789
|  |  |  | -- | -- |  |  | 1207.2418 | 0.062922
|  |  |  | -- | -- |  |  | 1207.2596 | 0.063056
|  |  |  | -- | -- |  |  | 1207.2775 | 0.063192
|  |  |  | -- | -- |  |  | 1207.2954 | 0.06333
|  |  |  | -- | -- |  |  | 1207.3132 | 0.063469
|  |  |  | -- | -- |  |  | 1207.3311 | 0.06361
|  |  |  | -- | -- |  |  | 1207.3489 | 0.063753
|  |  |  | -- | -- |  |  | 1207.3668 | 0.063898
|  |  |  | -- | -- |  |  | 1207.3846 | 0.064044
|  |  |  | -- | -- |  |  | 1207.4025 | 0.064192
|  |  |  | -- | -- |  |  | 1207.4203 | 0.064342
|  |  |  | -- | -- |  |  | 1207.4382 | 0.064493
|  |  |  | -- | -- |  |  | 1207.4561 | 0.064645
|  |  |  | -- | -- |  |  | 1207.4739 | 0.064799
|  |  |  | -- | -- |  |  | 1207.4917 | 0.064954
|  |  |  | -- | -- |  |  | 1207.5096 | 0.065111
|  |  |  | -- | -- |  |  | 1207.5275 | 0.065269
|  |  |  | -- | -- |  |  | 1207.5453 | 0.065429
|  |  |  | -- | -- |  |  | 1207.5632 | 0.06559
|  |  |  | -- | -- |  |  | 1207.5811 | 0.065752
|  |  |  | -- | -- |  |  | 1207.5989 | 0.065915
|  |  |  | -- | -- |  |  | 1207.6168 | 0.066079
|  |  |  | -- | -- |  |  | 1207.6346 | 0.066245
|  |  |  | -- | -- |  |  | 1207.6525 | 0.066411
|  |  |  | -- | -- |  |  | 1207.6704 | 0.066579
|  |  |  | -- | -- |  |  | 1207.6882 | 0.066747
|  |  |  | -- | -- |  |  | 1207.7061 | 0.066916
|  |  |  | -- | -- |  |  | 1207.724 | 0.067086
|  |  |  | -- | -- |  |  | 1207.7418 | 0.067257
|  |  |  | -- | -- |  |  | 1207.7596 | 0.067429
|  |  |  | -- | -- |  |  | 1207.7776 | 0.067601
|  |  |  | -- | -- |  |  | 1207.7954 | 0.067773
|  |  |  | -- | -- |  |  | 1207.8132 | 0.067946
|  |  |  | -- | -- |  |  | 1207.8312 | 0.06812
|  |  |  | -- | -- |  |  | 1207.849 | 0.068294
|  |  |  | -- | -- |  |  | 1207.8668 | 0.068468
|  |  |  | -- | -- |  |  | 1207.8848 | 0.068642
|  |  |  | -- | -- |  |  | 1207.9026 | 0.068816
|  |  |  | -- | -- |  |  | 1207.9205 | 0.068991
|  |  |  | -- | -- |  |  | 1207.9384 | 0.069165
|  |  |  | -- | -- |  |  | 1207.9562 | 0.069339
|  |  |  | -- | -- |  |  | 1207.9741 | 0.069513
|  |  |  | -- | -- |  |  | 1207.9919 | 0.069686
|  |  |  | -- | -- |  |  | 1208.0099 | 0.069859
|  |  |  | -- | -- |  |  | 1208.0277 | 0.070032
|  |  |  | -- | -- |  |  | 1208.0455 | 0.070203
|  |  |  | -- | -- |  |  | 1208.0635 | 0.070374
|  |  |  | -- | -- |  |  | 1208.0813 | 0.070544
|  |  |  | -- | -- |  |  | 1208.0992 | 0.070713
|  |  |  | -- | -- |  |  | 1208.1171 | 0.070882
|  |  |  | -- | -- |  |  | 1208.135 | 0.071048
|  |  |  | -- | -- |  |  | 1208.1528 | 0.071214
|  |  |  | -- | -- |  |  | 1208.1707 | 0.071378
|  |  |  | -- | -- |  |  | 1208.1886 | 0.071541
|  |  |  | -- | -- |  |  | 1208.2064 | 0.071702
|  |  |  | -- | -- |  |  | 1208.2244 | 0.071862
|  |  |  | -- | -- |  |  | 1208.2422 | 0.07202
|  |  |  | -- | -- |  |  | 1208.2601 | 0.072175
|  |  |  | -- | -- |  |  | 1208.278 | 0.072329
|  |  |  | -- | -- |  |  | 1208.2959 | 0.072481
|  |  |  | -- | -- |  |  | 1208.3137 | 0.07263
|  |  |  | -- | -- |  |  | 1208.3317 | 0.072778
|  |  |  | -- | -- |  |  | 1208.3495 | 0.072922
|  |  |  | -- | -- |  |  | 1208.3674 | 0.073065
|  |  |  | -- | -- |  |  | 1208.3853 | 0.073204
|  |  |  | -- | -- |  |  | 1208.4032 | 0.073341
|  |  |  | -- | -- |  |  | 1208.421 | 0.073475
|  |  |  | -- | -- |  |  | 1208.439 | 0.073607
|  |  |  | -- | -- |  |  | 1208.4568 | 0.073735
|  |  |  | -- | -- |  |  | 1208.4747 | 0.07386
|  |  |  | -- | -- |  |  | 1208.4926 | 0.073982
|  |  |  | -- | -- |  |  | 1208.5105 | 0.074101
|  |  |  | -- | -- |  |  | 1208.5283 | 0.074217
|  |  |  | -- | -- |  |  | 1208.5463 | 0.074329
|  |  |  | -- | -- |  |  | 1208.5641 | 0.074438
|  |  |  | -- | -- |  |  | 1208.582 | 0.074543
|  |  |  | -- | -- |  |  | 1208.5999 | 0.074645
|  |  |  | -- | -- |  |  | 1208.6178 | 0.074744
|  |  |  | -- | -- |  |  | 1208.6357 | 0.074838
|  |  |  | -- | -- |  |  | 1208.6536 | 0.074929
|  |  |  | -- | -- |  |  | 1208.6715 | 0.075017
|  |  |  | -- | -- |  |  | 1208.6893 | 0.075101
|  |  |  | -- | -- |  |  | 1208.7073 | 0.07518
|  |  |  | -- | -- |  |  | 1208.7251 | 0.075257
|  |  |  | -- | -- |  |  | 1208.743 | 0.075329
|  |  |  | -- | -- |  |  | 1208.761 | 0.075398
|  |  |  | -- | -- |  |  | 1208.7788 | 0.075463
|  |  |  | -- | -- |  |  | 1208.7968 | 0.075524
|  |  |  | -- | -- |  |  | 1208.8146 | 0.075581
|  |  |  | -- | -- |  |  | 1208.8325 | 0.075635
|  |  |  | -- | -- |  |  | 1208.8505 | 0.075685
|  |  |  | -- | -- |  |  | 1208.8683 | 0.075732
|  |  |  | -- | -- |  |  | 1208.8862 | 0.075775
|  |  |  | -- | -- |  |  | 1208.9042 | 0.075814
|  |  |  | -- | -- |  |  | 1208.922 | 0.07585
|  |  |  | -- | -- |  |  | 1208.9399 | 0.075883
|  |  |  | -- | -- |  |  | 1208.9578 | 0.075912
|  |  |  | -- | -- |  |  | 1208.9757 | 0.075938
|  |  |  | -- | -- |  |  | 1208.9937 | 0.07596
|  |  |  | -- | -- |  |  | 1209.0115 | 0.07598
|  |  |  | -- | -- |  |  | 1209.0294 | 0.075997
|  |  |  | -- | -- |  |  | 1209.0474 | 0.07601
|  |  |  | -- | -- |  |  | 1209.0652 | 0.076021
|  |  |  | -- | -- |  |  | 1209.0831 | 0.07603
|  |  |  | -- | -- |  |  | 1209.1011 | 0.076035
|  |  |  | -- | -- |  |  | 1209.1189 | 0.076039
|  |  |  | -- | -- |  |  | 1209.1368 | 0.076039
|  |  |  | -- | -- |  |  | 1209.1548 | 0.076038
|  |  |  | -- | -- |  |  | 1209.1726 | 0.076035
|  |  |  | -- | -- |  |  | 1209.1906 | 0.07603
|  |  |  | -- | -- |  |  | 1209.2085 | 0.076023
|  |  |  | -- | -- |  |  | 1209.2263 | 0.076014
|  |  |  | -- | -- |  |  | 1209.2443 | 0.076004
|  |  |  | -- | -- |  |  | 1209.2622 | 0.075993
|  |  |  | -- | -- |  |  | 1209.2802 | 0.07598
|  |  |  | -- | -- |  |  | 1209.298 | 0.075967
|  |  |  | -- | -- |  |  | 1209.3159 | 0.075952
|  |  |  | -- | -- |  |  | 1209.3339 | 0.075937
|  |  |  | -- | -- |  |  | 1209.3518 | 0.075921
|  |  |  | -- | -- |  |  | 1209.3696 | 0.075905
|  |  |  | -- | -- |  |  | 1209.3876 | 0.075888
|  |  |  | -- | -- |  |  | 1209.4055 | 0.075871
|  |  |  | -- | -- |  |  | 1209.4235 | 0.075854
|  |  |  | -- | -- |  |  | 1209.4413 | 0.075838
|  |  |  | -- | -- |  |  | 1209.4592 | 0.075821
|  |  |  | -- | -- |  |  | 1209.4772 | 0.075805
|  |  |  | -- | -- |  |  | 1209.4951 | 0.075789
|  |  |  | -- | -- |  |  | 1209.5129 | 0.075774
|  |  |  | -- | -- |  |  | 1209.5309 | 0.07576
|  |  |  | -- | -- |  |  | 1209.5488 | 0.075746
|  |  |  | -- | -- |  |  | 1209.5668 | 0.075734
|  |  |  | -- | -- |  |  | 1209.5846 | 0.075723
|  |  |  | -- | -- |  |  | 1209.6025 | 0.075712
|  |  |  | -- | -- |  |  | 1209.6205 | 0.075703
|  |  |  | -- | -- |  |  | 1209.6384 | 0.075695
|  |  |  | -- | -- |  |  | 1209.6564 | 0.075689
|  |  |  | -- | -- |  |  | 1209.6742 | 0.075684
|  |  |  | -- | -- |  |  | 1209.6921 | 0.075681
|  |  |  | -- | -- |  |  | 1209.7101 | 0.075679
|  |  |  | -- | -- |  |  | 1209.728 | 0.075678
|  |  |  | -- | -- |  |  | 1209.746 | 0.07568
|  |  |  | -- | -- |  |  | 1209.7639 | 0.075683
|  |  |  | -- | -- |  |  | 1209.7817 | 0.075687
|  |  |  | -- | -- |  |  | 1209.7997 | 0.075694
|  |  |  | -- | -- |  |  | 1209.8176 | 0.075702
|  |  |  | -- | -- |  |  | 1209.8356 | 0.075711
|  |  |  | -- | -- |  |  | 1209.8535 | 0.075722
|  |  |  | -- | -- |  |  | 1209.8715 | 0.075735
|  |  |  | -- | -- |  |  | 1209.8894 | 0.075749
|  |  |  | -- | -- |  |  | 1209.9072 | 0.075765
|  |  |  | -- | -- |  |  | 1209.9252 | 0.075783
|  |  |  | -- | -- |  |  | 1209.9431 | 0.075801
|  |  |  | -- | -- |  |  | 1209.9611 | 0.075821
|  |  |  | -- | -- |  |  | 1209.979 | 0.075843
|  |  |  | -- | -- |  |  | 1209.9969 | 0.075865
|  |  |  | -- | -- |  |  | 1210.0149 | 0.075889
|  |  |  | -- | -- |  |  | 1210.0328 | 0.075913
|  |  |  | -- | -- |  |  | 1210.0508 | 0.075938
|  |  |  | -- | -- |  |  | 1210.0686 | 0.075964
|  |  |  | -- | -- |  |  | 1210.0865 | 0.075991
|  |  |  | -- | -- |  |  | 1210.1045 | 0.076019
|  |  |  | -- | -- |  |  | 1210.1224 | 0.076046
|  |  |  | -- | -- |  |  | 1210.1404 | 0.076074
|  |  |  | -- | -- |  |  | 1210.1583 | 0.076102
|  |  |  | -- | -- |  |  | 1210.1763 | 0.076131
|  |  |  | -- | -- |  |  | 1210.1942 | 0.076159
|  |  |  | -- | -- |  |  | 1210.2122 | 0.076187
|  |  |  | -- | -- |  |  | 1210.2301 | 0.076214
|  |  |  | -- | -- |  |  | 1210.248 | 0.076241
|  |  |  | -- | -- |  |  | 1210.266 | 0.076268
|  |  |  | -- | -- |  |  | 1210.2839 | 0.076293
|  |  |  | -- | -- |  |  | 1210.3019 | 0.076318
|  |  |  | -- | -- |  |  | 1210.3198 | 0.076342
|  |  |  | -- | -- |  |  | 1210.3378 | 0.076364
|  |  |  | -- | -- |  |  | 1210.3557 | 0.076385
|  |  |  | -- | -- |  |  | 1210.3737 | 0.076405
|  |  |  | -- | -- |  |  | 1210.3916 | 0.076423
|  |  |  | -- | -- |  |  | 1210.4095 | 0.07644
|  |  |  | -- | -- |  |  | 1210.4275 | 0.076455
|  |  |  | -- | -- |  |  | 1210.4454 | 0.076468
|  |  |  | -- | -- |  |  | 1210.4634 | 0.07648
|  |  |  | -- | -- |  |  | 1210.4813 | 0.076489
|  |  |  | -- | -- |  |  | 1210.4993 | 0.076496
|  |  |  | -- | -- |  |  | 1210.5172 | 0.076501
|  |  |  | -- | -- |  |  | 1210.5352 | 0.076504
|  |  |  | -- | -- |  |  | 1210.5531 | 0.076505
|  |  |  | -- | -- |  |  | 1210.571 | 0.076504
|  |  |  | -- | -- |  |  | 1210.589 | 0.0765
|  |  |  | -- | -- |  |  | 1210.6069 | 0.076494
|  |  |  | -- | -- |  |  | 1210.6249 | 0.076485
|  |  |  | -- | -- |  |  | 1210.6428 | 0.076474
|  |  |  | -- | -- |  |  | 1210.6608 | 0.076461
|  |  |  | -- | -- |  |  | 1210.6787 | 0.076446
|  |  |  | -- | -- |  |  | 1210.6967 | 0.076428
|  |  |  | -- | -- |  |  | 1210.7146 | 0.076409
|  |  |  | -- | -- |  |  | 1210.7325 | 0.076387
|  |  |  | -- | -- |  |  | 1210.7505 | 0.076363
|  |  |  | -- | -- |  |  | 1210.7684 | 0.076337
|  |  |  | -- | -- |  |  | 1210.7864 | 0.076309
|  |  |  | -- | -- |  |  | 1210.8043 | 0.076279
|  |  |  | -- | -- |  |  | 1210.8224 | 0.076247
|  |  |  | -- | -- |  |  | 1210.8403 | 0.076214
|  |  |  | -- | -- |  |  | 1210.8583 | 0.07618
|  |  |  | -- | -- |  |  | 1210.8762 | 0.076144
|  |  |  | -- | -- |  |  | 1210.8942 | 0.076106
|  |  |  | -- | -- |  |  | 1210.9121 | 0.076068
|  |  |  | -- | -- |  |  | 1210.9301 | 0.076029
|  |  |  | -- | -- |  |  | 1210.948 | 0.075989
|  |  |  | -- | -- |  |  | 1210.9659 | 0.075948
|  |  |  | -- | -- |  |  | 1210.984 | 0.075907
|  |  |  | -- | -- |  |  | 1211.002 | 0.075866
|  |  |  | -- | -- |  |  | 1211.0199 | 0.075825
|  |  |  | -- | -- |  |  | 1211.0378 | 0.075784
|  |  |  | -- | -- |  |  | 1211.0558 | 0.075743
|  |  |  | -- | -- |  |  | 1211.0737 | 0.075703
|  |  |  | -- | -- |  |  | 1211.0917 | 0.075663
|  |  |  | -- | -- |  |  | 1211.1097 | 0.075625
|  |  |  | -- | -- |  |  | 1211.1277 | 0.075587
|  |  |  | -- | -- |  |  | 1211.1456 | 0.075551
|  |  |  | -- | -- |  |  | 1211.1636 | 0.075516
|  |  |  | -- | -- |  |  | 1211.1815 | 0.075483
|  |  |  | -- | -- |  |  | 1211.1995 | 0.075452
|  |  |  | -- | -- |  |  | 1211.2175 | 0.075422
|  |  |  | -- | -- |  |  | 1211.2355 | 0.075395
|  |  |  | -- | -- |  |  | 1211.2534 | 0.075371
|  |  |  | -- | -- |  |  | 1211.2714 | 0.075348
|  |  |  | -- | -- |  |  | 1211.2893 | 0.075329
|  |  |  | -- | -- |  |  | 1211.3074 | 0.075313
|  |  |  | -- | -- |  |  | 1211.3253 | 0.075299
|  |  |  | -- | -- |  |  | 1211.3433 | 0.075289
|  |  |  | -- | -- |  |  | 1211.3612 | 0.075282
|  |  |  | -- | -- |  |  | 1211.3793 | 0.075278
|  |  |  | -- | -- |  |  | 1211.3972 | 0.075278
|  |  |  | -- | -- |  |  | 1211.4152 | 0.075281
|  |  |  | -- | -- |  |  | 1211.4331 | 0.075288
|  |  |  | -- | -- |  |  | 1211.4511 | 0.075299
|  |  |  | -- | -- |  |  | 1211.4691 | 0.075314
|  |  |  | -- | -- |  |  | 1211.4871 | 0.075332
|  |  |  | -- | -- |  |  | 1211.505 | 0.075355
|  |  |  | -- | -- |  |  | 1211.5229 | 0.075381
|  |  |  | -- | -- |  |  | 1211.541 | 0.075411
|  |  |  | -- | -- |  |  | 1211.559 | 0.075446
|  |  |  | -- | -- |  |  | 1211.5769 | 0.075484
|  |  |  | -- | -- |  |  | 1211.595 | 0.075527
|  |  |  | -- | -- |  |  | 1211.6129 | 0.075573
|  |  |  | -- | -- |  |  | 1211.6309 | 0.075623
|  |  |  | -- | -- |  |  | 1211.6488 | 0.075677
|  |  |  | -- | -- |  |  | 1211.6669 | 0.075734
|  |  |  | -- | -- |  |  | 1211.6848 | 0.075796
|  |  |  | -- | -- |  |  | 1211.7028 | 0.075861
|  |  |  | -- | -- |  |  | 1211.7208 | 0.075929
|  |  |  | -- | -- |  |  | 1211.7388 | 0.076001
|  |  |  | -- | -- |  |  | 1211.7567 | 0.076076
|  |  |  | -- | -- |  |  | 1211.7748 | 0.076154
|  |  |  | -- | -- |  |  | 1211.7927 | 0.076235
|  |  |  | -- | -- |  |  | 1211.8107 | 0.076319
|  |  |  | -- | -- |  |  | 1211.8287 | 0.076405
|  |  |  | -- | -- |  |  | 1211.8467 | 0.076494
|  |  |  | -- | -- |  |  | 1211.8646 | 0.076585
|  |  |  | -- | -- |  |  | 1211.8827 | 0.076678
|  |  |  | -- | -- |  |  | 1211.9006 | 0.076773
|  |  |  | -- | -- |  |  | 1211.9186 | 0.07687
|  |  |  | -- | -- |  |  | 1211.9366 | 0.076969
|  |  |  | -- | -- |  |  | 1211.9546 | 0.077068
|  |  |  | -- | -- |  |  | 1211.9725 | 0.077169
|  |  |  | -- | -- |  |  | 1211.9906 | 0.077271
|  |  |  | -- | -- |  |  | 1212.0085 | 0.077373
|  |  |  | -- | -- |  |  | 1212.0266 | 0.077476
|  |  |  | -- | -- |  |  | 1212.0446 | 0.077579
|  |  |  | -- | -- |  |  | 1212.0625 | 0.077682
|  |  |  | -- | -- |  |  | 1212.0806 | 0.077784
|  |  |  | -- | -- |  |  | 1212.0985 | 0.077887
|  |  |  | -- | -- |  |  | 1212.1166 | 0.077988
|  |  |  | -- | -- |  |  | 1212.1345 | 0.078089
|  |  |  | -- | -- |  |  | 1212.1525 | 0.078189
|  |  |  | -- | -- |  |  | 1212.1705 | 0.078288
|  |  |  | -- | -- |  |  | 1212.1885 | 0.078385
|  |  |  | -- | -- |  |  | 1212.2065 | 0.07848
|  |  |  | -- | -- |  |  | 1212.2245 | 0.078574
|  |  |  | -- | -- |  |  | 1212.2426 | 0.078666
|  |  |  | -- | -- |  |  | 1212.2605 | 0.078755
|  |  |  | -- | -- |  |  | 1212.2784 | 0.078842
|  |  |  | -- | -- |  |  | 1212.2965 | 0.078926
|  |  |  | -- | -- |  |  | 1212.3145 | 0.079008
|  |  |  | -- | -- |  |  | 1212.3325 | 0.079087
|  |  |  | -- | -- |  |  | 1212.3505 | 0.079163
|  |  |  | -- | -- |  |  | 1212.3685 | 0.079236
|  |  |  | -- | -- |  |  | 1212.3865 | 0.079306
|  |  |  | -- | -- |  |  | 1212.4045 | 0.079372
|  |  |  | -- | -- |  |  | 1212.4225 | 0.079435
|  |  |  | -- | -- |  |  | 1212.4406 | 0.079495
|  |  |  | -- | -- |  |  | 1212.4585 | 0.079551
|  |  |  | -- | -- |  |  | 1212.4766 | 0.079603
|  |  |  | -- | -- |  |  | 1212.4945 | 0.079652
|  |  |  | -- | -- |  |  | 1212.5126 | 0.079697
|  |  |  | -- | -- |  |  | 1212.5305 | 0.079738
|  |  |  | -- | -- |  |  | 1212.5486 | 0.079775
|  |  |  | -- | -- |  |  | 1212.5665 | 0.079808
|  |  |  | -- | -- |  |  | 1212.5846 | 0.079838
|  |  |  | -- | -- |  |  | 1212.6025 | 0.079863
|  |  |  | -- | -- |  |  | 1212.6206 | 0.079885
|  |  |  | -- | -- |  |  | 1212.6386 | 0.079903
|  |  |  | -- | -- |  |  | 1212.6566 | 0.079918
|  |  |  | -- | -- |  |  | 1212.6746 | 0.079928
|  |  |  | -- | -- |  |  | 1212.6926 | 0.079935
|  |  |  | -- | -- |  |  | 1212.7106 | 0.079938
|  |  |  | -- | -- |  |  | 1212.7286 | 0.079938
|  |  |  | -- | -- |  |  | 1212.7467 | 0.079934
|  |  |  | -- | -- |  |  | 1212.7646 | 0.079927
|  |  |  | -- | -- |  |  | 1212.7827 | 0.079917
|  |  |  | -- | -- |  |  | 1212.8007 | 0.079903
|  |  |  | -- | -- |  |  | 1212.8187 | 0.079886
|  |  |  | -- | -- |  |  | 1212.8367 | 0.079867
|  |  |  | -- | -- |  |  | 1212.8547 | 0.079844
|  |  |  | -- | -- |  |  | 1212.8728 | 0.079818
|  |  |  | -- | -- |  |  | 1212.8907 | 0.07979
|  |  |  | -- | -- |  |  | 1212.9088 | 0.07976
|  |  |  | -- | -- |  |  | 1212.9268 | 0.079727
|  |  |  | -- | -- |  |  | 1212.9448 | 0.079691
|  |  |  | -- | -- |  |  | 1212.9629 | 0.079654
|  |  |  | -- | -- |  |  | 1212.9808 | 0.079615
|  |  |  | -- | -- |  |  | 1212.9989 | 0.079574
|  |  |  | -- | -- |  |  | 1213.0168 | 0.079531
|  |  |  | -- | -- |  |  | 1213.0349 | 0.079486
|  |  |  | -- | -- |  |  | 1213.053 | 0.07944
|  |  |  | -- | -- |  |  | 1213.0709 | 0.079393
|  |  |  | -- | -- |  |  | 1213.089 | 0.079345
|  |  |  | -- | -- |  |  | 1213.1071 | 0.079296
|  |  |  | -- | -- |  |  | 1213.125 | 0.079246
|  |  |  | -- | -- |  |  | 1213.1431 | 0.079195
|  |  |  | -- | -- |  |  | 1213.1611 | 0.079144
|  |  |  | -- | -- |  |  | 1213.1791 | 0.079092
|  |  |  | -- | -- |  |  | 1213.1971 | 0.07904
|  |  |  | -- | -- |  |  | 1213.2152 | 0.078988
|  |  |  | -- | -- |  |  | 1213.2332 | 0.078936
|  |  |  | -- | -- |  |  | 1213.2512 | 0.078884
|  |  |  | -- | -- |  |  | 1213.2693 | 0.078833
|  |  |  | -- | -- |  |  | 1213.2872 | 0.078781
|  |  |  | -- | -- |  |  | 1213.3053 | 0.07873
|  |  |  | -- | -- |  |  | 1213.3234 | 0.07868
|  |  |  | -- | -- |  |  | 1213.3413 | 0.07863
|  |  |  | -- | -- |  |  | 1213.3594 | 0.078582
|  |  |  | -- | -- |  |  | 1213.3774 | 0.078534
|  |  |  | -- | -- |  |  | 1213.3955 | 0.078487
|  |  |  | -- | -- |  |  | 1213.4135 | 0.078441
|  |  |  | -- | -- |  |  | 1213.4315 | 0.078397
|  |  |  | -- | -- |  |  | 1213.4496 | 0.078353
|  |  |  | -- | -- |  |  | 1213.4675 | 0.078312
|  |  |  | -- | -- |  |  | 1213.4856 | 0.078271
|  |  |  | -- | -- |  |  | 1213.5037 | 0.078232
|  |  |  | -- | -- |  |  | 1213.5217 | 0.078195
|  |  |  | -- | -- |  |  | 1213.5397 | 0.078159
|  |  |  | -- | -- |  |  | 1213.5577 | 0.078125
|  |  |  | -- | -- |  |  | 1213.5758 | 0.078093
|  |  |  | -- | -- |  |  | 1213.5939 | 0.078063
|  |  |  | -- | -- |  |  | 1213.6118 | 0.078034
|  |  |  | -- | -- |  |  | 1213.6299 | 0.078008
|  |  |  | -- | -- |  |  | 1213.6479 | 0.077983
|  |  |  | -- | -- |  |  | 1213.666 | 0.077961
|  |  |  | -- | -- |  |  | 1213.6841 | 0.07794
|  |  |  | -- | -- |  |  | 1213.702 | 0.077922
|  |  |  | -- | -- |  |  | 1213.7201 | 0.077905
|  |  |  | -- | -- |  |  | 1213.7382 | 0.077891
|  |  |  | -- | -- |  |  | 1213.7562 | 0.077879
|  |  |  | -- | -- |  |  | 1213.7743 | 0.07787
|  |  |  | -- | -- |  |  | 1213.7922 | 0.077862
|  |  |  | -- | -- |  |  | 1213.8103 | 0.077857
|  |  |  | -- | -- |  |  | 1213.8284 | 0.077854
|  |  |  | -- | -- |  |  | 1213.8464 | 0.077853
|  |  |  | -- | -- |  |  | 1213.8645 | 0.077855
|  |  |  | -- | -- |  |  | 1213.8826 | 0.077859
|  |  |  | -- | -- |  |  | 1213.9005 | 0.077866
|  |  |  | -- | -- |  |  | 1213.9186 | 0.077874
|  |  |  | -- | -- |  |  | 1213.9366 | 0.077885
|  |  |  | -- | -- |  |  | 1213.9547 | 0.077899
|  |  |  | -- | -- |  |  | 1213.9728 | 0.077915
|  |  |  | -- | -- |  |  | 1213.9908 | 0.077933
|  |  |  | -- | -- |  |  | 1214.0089 | 0.077954
|  |  |  | -- | -- |  |  | 1214.0269 | 0.077977
|  |  |  | -- | -- |  |  | 1214.0449 | 0.078003
|  |  |  | -- | -- |  |  | 1214.063 | 0.078031
|  |  |  | -- | -- |  |  | 1214.0811 | 0.078061
|  |  |  | -- | -- |  |  | 1214.0991 | 0.078094
|  |  |  | -- | -- |  |  | 1214.1172 | 0.078129
|  |  |  | -- | -- |  |  | 1214.1353 | 0.078167
|  |  |  | -- | -- |  |  | 1214.1533 | 0.078207
|  |  |  | -- | -- |  |  | 1214.1714 | 0.07825
|  |  |  | -- | -- |  |  | 1214.1893 | 0.078295
|  |  |  | -- | -- |  |  | 1214.2074 | 0.078343
|  |  |  | -- | -- |  |  | 1214.2255 | 0.078393
|  |  |  | -- | -- |  |  | 1214.2435 | 0.078445
|  |  |  | -- | -- |  |  | 1214.2616 | 0.0785
|  |  |  | -- | -- |  |  | 1214.2797 | 0.078557
|  |  |  | -- | -- |  |  | 1214.2977 | 0.078617
|  |  |  | -- | -- |  |  | 1214.3158 | 0.078678
|  |  |  | -- | -- |  |  | 1214.3339 | 0.078743
|  |  |  | -- | -- |  |  | 1214.3519 | 0.078809
|  |  |  | -- | -- |  |  | 1214.37 | 0.078878
|  |  |  | -- | -- |  |  | 1214.3881 | 0.07895
|  |  |  | -- | -- |  |  | 1214.4061 | 0.079023
|  |  |  | -- | -- |  |  | 1214.4242 | 0.079099
|  |  |  | -- | -- |  |  | 1214.4423 | 0.079177
|  |  |  | -- | -- |  |  | 1214.4603 | 0.079257
|  |  |  | -- | -- |  |  | 1214.4784 | 0.07934
|  |  |  | -- | -- |  |  | 1214.4965 | 0.079424
|  |  |  | -- | -- |  |  | 1214.5145 | 0.079511
|  |  |  | -- | -- |  |  | 1214.5326 | 0.0796
|  |  |  | -- | -- |  |  | 1214.5507 | 0.07969
|  |  |  | -- | -- |  |  | 1214.5687 | 0.079783
|  |  |  | -- | -- |  |  | 1214.5868 | 0.079878
|  |  |  | -- | -- |  |  | 1214.6049 | 0.079974
|  |  |  | -- | -- |  |  | 1214.6229 | 0.080073
|  |  |  | -- | -- |  |  | 1214.641 | 0.080173
|  |  |  | -- | -- |  |  | 1214.6591 | 0.080275
|  |  |  | -- | -- |  |  | 1214.6771 | 0.080379
|  |  |  | -- | -- |  |  | 1214.6952 | 0.080484
|  |  |  | -- | -- |  |  | 1214.7133 | 0.080591
|  |  |  | -- | -- |  |  | 1214.7313 | 0.080699
|  |  |  | -- | -- |  |  | 1214.7494 | 0.080809
|  |  |  | -- | -- |  |  | 1214.7675 | 0.080921
|  |  |  | -- | -- |  |  | 1214.7855 | 0.081033
|  |  |  | -- | -- |  |  | 1214.8036 | 0.081147
|  |  |  | -- | -- |  |  | 1214.8217 | 0.081263
|  |  |  | -- | -- |  |  | 1214.8397 | 0.081379
|  |  |  | -- | -- |  |  | 1214.8578 | 0.081497
|  |  |  | -- | -- |  |  | 1214.8759 | 0.081615
|  |  |  | -- | -- |  |  | 1214.8939 | 0.081735
|  |  |  | -- | -- |  |  | 1214.912 | 0.081855
|  |  |  | -- | -- |  |  | 1214.9302 | 0.081976
|  |  |  | -- | -- |  |  | 1214.9482 | 0.082099
|  |  |  | -- | -- |  |  | 1214.9663 | 0.082221
|  |  |  | -- | -- |  |  | 1214.9844 | 0.082345
|  |  |  | -- | -- |  |  | 1215.0024 | 0.082469
|  |  |  | -- | -- |  |  | 1215.0205 | 0.082593
|  |  |  | -- | -- |  |  | 1215.0386 | 0.082718
|  |  |  | -- | -- |  |  | 1215.0566 | 0.082844
|  |  |  | -- | -- |  |  | 1215.0747 | 0.08297
|  |  |  | -- | -- |  |  | 1215.0929 | 0.083096
|  |  |  | -- | -- |  |  | 1215.111 | 0.083222
|  |  |  | -- | -- |  |  | 1215.129 | 0.083349
|  |  |  | -- | -- |  |  | 1215.1471 | 0.083475
|  |  |  | -- | -- |  |  | 1215.1652 | 0.083602
|  |  |  | -- | -- |  |  | 1215.1832 | 0.083728
|  |  |  | -- | -- |  |  | 1215.2013 | 0.083855
|  |  |  | -- | -- |  |  | 1215.2195 | 0.083981
|  |  |  | -- | -- |  |  | 1215.2375 | 0.084108
|  |  |  | -- | -- |  |  | 1215.2556 | 0.084234
|  |  |  | -- | -- |  |  | 1215.2737 | 0.084359
|  |  |  | -- | -- |  |  | 1215.2917 | 0.084485
|  |  |  | -- | -- |  |  | 1215.3098 | 0.08461
|  |  |  | -- | -- |  |  | 1215.328 | 0.084734
|  |  |  | -- | -- |  |  | 1215.3461 | 0.084858
|  |  |  | -- | -- |  |  | 1215.3641 | 0.084982
|  |  |  | -- | -- |  |  | 1215.3822 | 0.085105
|  |  |  | -- | -- |  |  | 1215.4003 | 0.085227
|  |  |  | -- | -- |  |  | 1215.4185 | 0.085349
|  |  |  | -- | -- |  |  | 1215.4365 | 0.08547
|  |  |  | -- | -- |  |  | 1215.4546 | 0.08559
|  |  |  | -- | -- |  |  | 1215.4727 | 0.08571
|  |  |  | -- | -- |  |  | 1215.4908 | 0.085828
|  |  |  | -- | -- |  |  | 1215.5089 | 0.085946
|  |  |  | -- | -- |  |  | 1215.527 | 0.086062
|  |  |  | -- | -- |  |  | 1215.545 | 0.086178
|  |  |  | -- | -- |  |  | 1215.5631 | 0.086293
|  |  |  | -- | -- |  |  | 1215.5813 | 0.086406
|  |  |  | -- | -- |  |  | 1215.5994 | 0.086518
|  |  |  | -- | -- |  |  | 1215.6174 | 0.08663
|  |  |  | -- | -- |  |  | 1215.6356 | 0.08674
|  |  |  | -- | -- |  |  | 1215.6537 | 0.086848
|  |  |  | -- | -- |  |  | 1215.6718 | 0.086956
|  |  |  | -- | -- |  |  | 1215.6898 | 0.087061
|  |  |  | -- | -- |  |  | 1215.708 | 0.087166
|  |  |  | -- | -- |  |  | 1215.7261 | 0.087269
|  |  |  | -- | -- |  |  | 1215.7441 | 0.087371
|  |  |  | -- | -- |  |  | 1215.7622 | 0.087471
|  |  |  | -- | -- |  |  | 1215.7804 | 0.087569
|  |  |  | -- | -- |  |  | 1215.7985 | 0.087666
|  |  |  | -- | -- |  |  | 1215.8165 | 0.087761
|  |  |  | -- | -- |  |  | 1215.8347 | 0.087854
|  |  |  | -- | -- |  |  | 1215.8528 | 0.087945
|  |  |  | -- | -- |  |  | 1215.8709 | 0.088035
|  |  |  | -- | -- |  |  | 1215.889 | 0.088123
|  |  |  | -- | -- |  |  | 1215.9071 | 0.088208
|  |  |  | -- | -- |  |  | 1215.9252 | 0.088292
|  |  |  | -- | -- |  |  | 1215.9434 | 0.088374
|  |  |  | -- | -- |  |  | 1215.9614 | 0.088454
|  |  |  | -- | -- |  |  | 1215.9795 | 0.088531
|  |  |  | -- | -- |  |  | 1215.9977 | 0.088607
|  |  |  | -- | -- |  |  | 1216.0157 | 0.08868
|  |  |  | -- | -- |  |  | 1216.0338 | 0.088751
|  |  |  | -- | -- |  |  | 1216.052 | 0.08882
|  |  |  | -- | -- |  |  | 1216.0701 | 0.088887
|  |  |  | -- | -- |  |  | 1216.0883 | 0.088951
|  |  |  | -- | -- |  |  | 1216.1063 | 0.089013
|  |  |  | -- | -- |  |  | 1216.1244 | 0.089073
|  |  |  | -- | -- |  |  | 1216.1426 | 0.08913
|  |  |  | -- | -- |  |  | 1216.1606 | 0.089185
|  |  |  | -- | -- |  |  | 1216.1787 | 0.089238
|  |  |  | -- | -- |  |  | 1216.1969 | 0.089288
|  |  |  | -- | -- |  |  | 1216.215 | 0.089336
|  |  |  | -- | -- |  |  | 1216.2332 | 0.089382
|  |  |  | -- | -- |  |  | 1216.2512 | 0.089425
|  |  |  | -- | -- |  |  | 1216.2693 | 0.089465
|  |  |  | -- | -- |  |  | 1216.2875 | 0.089504
|  |  |  | -- | -- |  |  | 1216.3055 | 0.08954
|  |  |  | -- | -- |  |  | 1216.3237 | 0.089573
|  |  |  | -- | -- |  |  | 1216.3418 | 0.089605
|  |  |  | -- | -- |  |  | 1216.36 | 0.089634
|  |  |  | -- | -- |  |  | 1216.3781 | 0.089661
|  |  |  | -- | -- |  |  | 1216.3962 | 0.089685
|  |  |  | -- | -- |  |  | 1216.4143 | 0.089708
|  |  |  | -- | -- |  |  | 1216.4324 | 0.089728
|  |  |  | -- | -- |  |  | 1216.4506 | 0.089746
|  |  |  | -- | -- |  |  | 1216.4686 | 0.089762
|  |  |  | -- | -- |  |  | 1216.4868 | 0.089776
|  |  |  | -- | -- |  |  | 1216.5049 | 0.089788
|  |  |  | -- | -- |  |  | 1216.5231 | 0.089799
|  |  |  | -- | -- |  |  | 1216.5411 | 0.089807
|  |  |  | -- | -- |  |  | 1216.5593 | 0.089814
|  |  |  | -- | -- |  |  | 1216.5774 | 0.089818
|  |  |  | -- | -- |  |  | 1216.5956 | 0.089822
|  |  |  | -- | -- |  |  | 1216.6136 | 0.089823
|  |  |  | -- | -- |  |  | 1216.6318 | 0.089823
|  |  |  | -- | -- |  |  | 1216.6499 | 0.089822
|  |  |  | -- | -- |  |  | 1216.6681 | 0.089819
|  |  |  | -- | -- |  |  | 1216.6862 | 0.089815
|  |  |  | -- | -- |  |  | 1216.7043 | 0.08981
|  |  |  | -- | -- |  |  | 1216.7224 | 0.089803
|  |  |  | -- | -- |  |  | 1216.7406 | 0.089795
|  |  |  | -- | -- |  |  | 1216.7587 | 0.089787
|  |  |  | -- | -- |  |  | 1216.7769 | 0.089777
|  |  |  | -- | -- |  |  | 1216.795 | 0.089766
|  |  |  | -- | -- |  |  | 1216.8131 | 0.089755
|  |  |  | -- | -- |  |  | 1216.8313 | 0.089743
|  |  |  | -- | -- |  |  | 1216.8494 | 0.08973
|  |  |  | -- | -- |  |  | 1216.8676 | 0.089716
|  |  |  | -- | -- |  |  | 1216.8856 | 0.089702
|  |  |  | -- | -- |  |  | 1216.9038 | 0.089687
|  |  |  | -- | -- |  |  | 1216.9219 | 0.089672
|  |  |  | -- | -- |  |  | 1216.9401 | 0.089657
|  |  |  | -- | -- |  |  | 1216.9583 | 0.089641
|  |  |  | -- | -- |  |  | 1216.9763 | 0.089625
|  |  |  | -- | -- |  |  | 1216.9945 | 0.089608
|  |  |  | -- | -- |  |  | 1217.0126 | 0.089591
|  |  |  | -- | -- |  |  | 1217.0308 | 0.089574
|  |  |  | -- | -- |  |  | 1217.049 | 0.089557
|  |  |  | -- | -- |  |  | 1217.067 | 0.08954
|  |  |  | -- | -- |  |  | 1217.0852 | 0.089522
|  |  |  | -- | -- |  |  | 1217.1033 | 0.089505
|  |  |  | -- | -- |  |  | 1217.1215 | 0.089488
|  |  |  | -- | -- |  |  | 1217.1396 | 0.08947
|  |  |  | -- | -- |  |  | 1217.1577 | 0.089453
|  |  |  | -- | -- |  |  | 1217.1759 | 0.089435
|  |  |  | -- | -- |  |  | 1217.1941 | 0.089418
|  |  |  | -- | -- |  |  | 1217.2122 | 0.0894
|  |  |  | -- | -- |  |  | 1217.2303 | 0.089383
|  |  |  | -- | -- |  |  | 1217.2485 | 0.089366
|  |  |  | -- | -- |  |  | 1217.2666 | 0.089349
|  |  |  | -- | -- |  |  | 1217.2848 | 0.089332
|  |  |  | -- | -- |  |  | 1217.303 | 0.089315
|  |  |  | -- | -- |  |  | 1217.321 | 0.089298
|  |  |  | -- | -- |  |  | 1217.3392 | 0.089281
|  |  |  | -- | -- |  |  | 1217.3574 | 0.089264
|  |  |  | -- | -- |  |  | 1217.3755 | 0.089248
|  |  |  | -- | -- |  |  | 1217.3937 | 0.089232
|  |  |  | -- | -- |  |  | 1217.4119 | 0.089216
|  |  |  | -- | -- |  |  | 1217.4299 | 0.0892
|  |  |  | -- | -- |  |  | 1217.4481 | 0.089184
|  |  |  | -- | -- |  |  | 1217.4663 | 0.089168
|  |  |  | -- | -- |  |  | 1217.4845 | 0.089153
|  |  |  | -- | -- |  |  | 1217.5026 | 0.089138
|  |  |  | -- | -- |  |  | 1217.5208 | 0.089123
|  |  |  | -- | -- |  |  | 1217.5389 | 0.089108
|  |  |  | -- | -- |  |  | 1217.557 | 0.089094
|  |  |  | -- | -- |  |  | 1217.5752 | 0.08908
|  |  |  | -- | -- |  |  | 1217.5934 | 0.089066
|  |  |  | -- | -- |  |  | 1217.6116 | 0.089053
|  |  |  | -- | -- |  |  | 1217.6296 | 0.089041
|  |  |  | -- | -- |  |  | 1217.6478 | 0.089029
|  |  |  | -- | -- |  |  | 1217.666 | 0.089017
|  |  |  | -- | -- |  |  | 1217.6842 | 0.089006
|  |  |  | -- | -- |  |  | 1217.7023 | 0.088996
|  |  |  | -- | -- |  |  | 1217.7205 | 0.088987
|  |  |  | -- | -- |  |  | 1217.7386 | 0.088979
|  |  |  | -- | -- |  |  | 1217.7568 | 0.088971
|  |  |  | -- | -- |  |  | 1217.775 | 0.088965
|  |  |  | -- | -- |  |  | 1217.7931 | 0.088959
|  |  |  | -- | -- |  |  | 1217.8113 | 0.088955
|  |  |  | -- | -- |  |  | 1217.8295 | 0.088952
|  |  |  | -- | -- |  |  | 1217.8477 | 0.08895
|  |  |  | -- | -- |  |  | 1217.8658 | 0.08895
|  |  |  | -- | -- |  |  | 1217.8839 | 0.088952
|  |  |  | -- | -- |  |  | 1217.9021 | 0.088955
|  |  |  | -- | -- |  |  | 1217.9203 | 0.08896
|  |  |  | -- | -- |  |  | 1217.9385 | 0.088967
|  |  |  | -- | -- |  |  | 1217.9567 | 0.088976
|  |  |  | -- | -- |  |  | 1217.9747 | 0.088987
|  |  |  | -- | -- |  |  | 1217.9929 | 0.089001
|  |  |  | -- | -- |  |  | 1218.0111 | 0.089016
|  |  |  | -- | -- |  |  | 1218.0293 | 0.089035
|  |  |  | -- | -- |  |  | 1218.0475 | 0.089056
|  |  |  | -- | -- |  |  | 1218.0657 | 0.089079
|  |  |  | -- | -- |  |  | 1218.0839 | 0.089106
|  |  |  | -- | -- |  |  | 1218.1019 | 0.089135
|  |  |  | -- | -- |  |  | 1218.1201 | 0.089167
|  |  |  | -- | -- |  |  | 1218.1383 | 0.089203
|  |  |  | -- | -- |  |  | 1218.1565 | 0.089242
|  |  |  | -- | -- |  |  | 1218.1747 | 0.089284
|  |  |  | -- | -- |  |  | 1218.1929 | 0.08933
|  |  |  | -- | -- |  |  | 1218.2111 | 0.089379
|  |  |  | -- | -- |  |  | 1218.2292 | 0.089432
|  |  |  | -- | -- |  |  | 1218.2474 | 0.089488
|  |  |  | -- | -- |  |  | 1218.2655 | 0.089548
|  |  |  | -- | -- |  |  | 1218.2837 | 0.089612
|  |  |  | -- | -- |  |  | 1218.3019 | 0.08968
|  |  |  | -- | -- |  |  | 1218.3201 | 0.089752
|  |  |  | -- | -- |  |  | 1218.3383 | 0.089828
|  |  |  | -- | -- |  |  | 1218.3564 | 0.089907
|  |  |  | -- | -- |  |  | 1218.3746 | 0.089991
|  |  |  | -- | -- |  |  | 1218.3928 | 0.090079
|  |  |  | -- | -- |  |  | 1218.411 | 0.090171
|  |  |  | -- | -- |  |  | 1218.4292 | 0.090266
|  |  |  | -- | -- |  |  | 1218.4474 | 0.090366
|  |  |  | -- | -- |  |  | 1218.4656 | 0.09047
|  |  |  | -- | -- |  |  | 1218.4838 | 0.090577
|  |  |  | -- | -- |  |  | 1218.502 | 0.090688
|  |  |  | -- | -- |  |  | 1218.5201 | 0.090804
|  |  |  | -- | -- |  |  | 1218.5383 | 0.090922
|  |  |  | -- | -- |  |  | 1218.5565 | 0.091045
|  |  |  | -- | -- |  |  | 1218.5746 | 0.091171
|  |  |  | -- | -- |  |  | 1218.5928 | 0.0913
|  |  |  | -- | -- |  |  | 1218.611 | 0.091433
|  |  |  | -- | -- |  |  | 1218.6291 | 0.091569
|  |  |  | -- | -- |  |  | 1218.6473 | 0.091708
|  |  |  | -- | -- |  |  | 1218.6655 | 0.09185
|  |  |  | -- | -- |  |  | 1218.6837 | 0.091995
|  |  |  | -- | -- |  |  | 1218.7019 | 0.092142
|  |  |  | -- | -- |  |  | 1218.7201 | 0.092292
|  |  |  | -- | -- |  |  | 1218.7384 | 0.092444
|  |  |  | -- | -- |  |  | 1218.7566 | 0.092598
|  |  |  | -- | -- |  |  | 1218.7748 | 0.092755
|  |  |  | -- | -- |  |  | 1218.793 | 0.092912
|  |  |  | -- | -- |  |  | 1218.8112 | 0.093072
|  |  |  | -- | -- |  |  | 1218.8293 | 0.093233
|  |  |  | -- | -- |  |  | 1218.8475 | 0.093394
|  |  |  | -- | -- |  |  | 1218.8657 | 0.093557
|  |  |  | -- | -- |  |  | 1218.8839 | 0.093721
|  |  |  | -- | -- |  |  | 1218.9021 | 0.093884
|  |  |  | -- | -- |  |  | 1218.9203 | 0.094049
|  |  |  | -- | -- |  |  | 1218.9385 | 0.094213
|  |  |  | -- | -- |  |  | 1218.9567 | 0.094377
|  |  |  | -- | -- |  |  | 1218.9749 | 0.094541
|  |  |  | -- | -- |  |  | 1218.993 | 0.094704
|  |  |  | -- | -- |  |  | 1219.0112 | 0.094866
|  |  |  | -- | -- |  |  | 1219.0294 | 0.095027
|  |  |  | -- | -- |  |  | 1219.0477 | 0.095187
|  |  |  | -- | -- |  |  | 1219.0659 | 0.095345
|  |  |  | -- | -- |  |  | 1219.0841 | 0.095502
|  |  |  | -- | -- |  |  | 1219.1023 | 0.095657
|  |  |  | -- | -- |  |  | 1219.1205 | 0.09581
|  |  |  | -- | -- |  |  | 1219.1387 | 0.09596
|  |  |  | -- | -- |  |  | 1219.1569 | 0.096109
|  |  |  | -- | -- |  |  | 1219.175 | 0.096254
|  |  |  | -- | -- |  |  | 1219.1932 | 0.096397
|  |  |  | -- | -- |  |  | 1219.2115 | 0.096537
|  |  |  | -- | -- |  |  | 1219.2297 | 0.096673
|  |  |  | -- | -- |  |  | 1219.2479 | 0.096807
|  |  |  | -- | -- |  |  | 1219.2661 | 0.096937
|  |  |  | -- | -- |  |  | 1219.2843 | 0.097063
|  |  |  | -- | -- |  |  | 1219.3025 | 0.097186
|  |  |  | -- | -- |  |  | 1219.3208 | 0.097305
|  |  |  | -- | -- |  |  | 1219.339 | 0.09742
|  |  |  | -- | -- |  |  | 1219.3572 | 0.097531
|  |  |  | -- | -- |  |  | 1219.3754 | 0.097639
|  |  |  | -- | -- |  |  | 1219.3936 | 0.097742
|  |  |  | -- | -- |  |  | 1219.4117 | 0.097841
|  |  |  | -- | -- |  |  | 1219.4301 | 0.097935
|  |  |  | -- | -- |  |  | 1219.4482 | 0.098026
|  |  |  | -- | -- |  |  | 1219.4664 | 0.098112
|  |  |  | -- | -- |  |  | 1219.4846 | 0.098194
|  |  |  | -- | -- |  |  | 1219.5028 | 0.098271
|  |  |  | -- | -- |  |  | 1219.5211 | 0.098344
|  |  |  | -- | -- |  |  | 1219.5393 | 0.098413
|  |  |  | -- | -- |  |  | 1219.5575 | 0.098477
|  |  |  | -- | -- |  |  | 1219.5757 | 0.098538
|  |  |  | -- | -- |  |  | 1219.5939 | 0.098593
|  |  |  | -- | -- |  |  | 1219.6122 | 0.098645
|  |  |  | -- | -- |  |  | 1219.6304 | 0.098693
|  |  |  | -- | -- |  |  | 1219.6486 | 0.098736
|  |  |  | -- | -- |  |  | 1219.6667 | 0.098776
|  |  |  | -- | -- |  |  | 1219.6851 | 0.098811
|  |  |  | -- | -- |  |  | 1219.7032 | 0.098843
|  |  |  | -- | -- |  |  | 1219.7214 | 0.098871
|  |  |  | -- | -- |  |  | 1219.7396 | 0.098895
|  |  |  | -- | -- |  |  | 1219.7579 | 0.098916
|  |  |  | -- | -- |  |  | 1219.7761 | 0.098933
|  |  |  | -- | -- |  |  | 1219.7943 | 0.098947
|  |  |  | -- | -- |  |  | 1219.8126 | 0.098958
|  |  |  | -- | -- |  |  | 1219.8308 | 0.098966
|  |  |  | -- | -- |  |  | 1219.849 | 0.098971
|  |  |  | -- | -- |  |  | 1219.8672 | 0.098973
|  |  |  | -- | -- |  |  | 1219.8855 | 0.098973
|  |  |  | -- | -- |  |  | 1219.9037 | 0.09897
|  |  |  | -- | -- |  |  | 1219.9219 | 0.098965
|  |  |  | -- | -- |  |  | 1219.9402 | 0.098958
|  |  |  | -- | -- |  |  | 1219.9584 | 0.098949
|  |  |  | -- | -- |  |  | 1219.9766 | 0.098938
|  |  |  | -- | -- |  |  | 1219.9949 | 0.098925
|  |  |  | -- | -- |  |  | 1220.0131 | 0.098911
|  |  |  | -- | -- |  |  | 1220.0312 | 0.098896
|  |  |  | -- | -- |  |  | 1220.0496 | 0.09888
|  |  |  | -- | -- |  |  | 1220.0677 | 0.098862
|  |  |  | -- | -- |  |  | 1220.0859 | 0.098844
|  |  |  | -- | -- |  |  | 1220.1042 | 0.098825
|  |  |  | -- | -- |  |  | 1220.1224 | 0.098806
|  |  |  | -- | -- |  |  | 1220.1406 | 0.098787
|  |  |  | -- | -- |  |  | 1220.1589 | 0.098767
|  |  |  | -- | -- |  |  | 1220.1771 | 0.098747
|  |  |  | -- | -- |  |  | 1220.1954 | 0.098728
|  |  |  | -- | -- |  |  | 1220.2136 | 0.098709
|  |  |  | -- | -- |  |  | 1220.2318 | 0.098691
|  |  |  | -- | -- |  |  | 1220.2501 | 0.098674
|  |  |  | -- | -- |  |  | 1220.2683 | 0.098657
|  |  |  | -- | -- |  |  | 1220.2866 | 0.098642
|  |  |  | -- | -- |  |  | 1220.3048 | 0.098627
|  |  |  | -- | -- |  |  | 1220.323 | 0.098614
|  |  |  | -- | -- |  |  | 1220.3413 | 0.098603
|  |  |  | -- | -- |  |  | 1220.3595 | 0.098593
|  |  |  | -- | -- |  |  | 1220.3778 | 0.098585
|  |  |  | -- | -- |  |  | 1220.396 | 0.098578
|  |  |  | -- | -- |  |  | 1220.4142 | 0.098574
|  |  |  | -- | -- |  |  | 1220.4325 | 0.098572
|  |  |  | -- | -- |  |  | 1220.4507 | 0.098572
|  |  |  | -- | -- |  |  | 1220.469 | 0.098574
|  |  |  | -- | -- |  |  | 1220.4872 | 0.098579
|  |  |  | -- | -- |  |  | 1220.5055 | 0.098587
|  |  |  | -- | -- |  |  | 1220.5237 | 0.098597
|  |  |  | -- | -- |  |  | 1220.542 | 0.09861
|  |  |  | -- | -- |  |  | 1220.5602 | 0.098625
|  |  |  | -- | -- |  |  | 1220.5785 | 0.098644
|  |  |  | -- | -- |  |  | 1220.5967 | 0.098665
|  |  |  | -- | -- |  |  | 1220.6149 | 0.098689
|  |  |  | -- | -- |  |  | 1220.6332 | 0.098717
|  |  |  | -- | -- |  |  | 1220.6514 | 0.098748
|  |  |  | -- | -- |  |  | 1220.6697 | 0.098781
|  |  |  | -- | -- |  |  | 1220.6879 | 0.098818
|  |  |  | -- | -- |  |  | 1220.7062 | 0.098858
|  |  |  | -- | -- |  |  | 1220.7244 | 0.098902
|  |  |  | -- | -- |  |  | 1220.7427 | 0.098948
|  |  |  | -- | -- |  |  | 1220.7609 | 0.098998
|  |  |  | -- | -- |  |  | 1220.7792 | 0.099051
|  |  |  | -- | -- |  |  | 1220.7975 | 0.099108
|  |  |  | -- | -- |  |  | 1220.8157 | 0.099167
|  |  |  | -- | -- |  |  | 1220.834 | 0.09923
|  |  |  | -- | -- |  |  | 1220.8522 | 0.099297
|  |  |  | -- | -- |  |  | 1220.8705 | 0.099366
|  |  |  | -- | -- |  |  | 1220.8887 | 0.099439
|  |  |  | -- | -- |  |  | 1220.907 | 0.099514
|  |  |  | -- | -- |  |  | 1220.9252 | 0.099593
|  |  |  | -- | -- |  |  | 1220.9435 | 0.099675
|  |  |  | -- | -- |  |  | 1220.9617 | 0.09976
|  |  |  | -- | -- |  |  | 1220.98 | 0.099849
|  |  |  | -- | -- |  |  | 1220.9983 | 0.09994
|  |  |  | -- | -- |  |  | 1221.0165 | 0.10003
|  |  |  | -- | -- |  |  | 1221.0348 | 0.10013
|  |  |  | -- | -- |  |  | 1221.053 | 0.10023
|  |  |  | -- | -- |  |  | 1221.0713 | 0.10033
|  |  |  | -- | -- |  |  | 1221.0896 | 0.10044
|  |  |  | -- | -- |  |  | 1221.1078 | 0.10054
|  |  |  | -- | -- |  |  | 1221.1261 | 0.10065
|  |  |  | -- | -- |  |  | 1221.1443 | 0.10077
|  |  |  | -- | -- |  |  | 1221.1626 | 0.10088
|  |  |  | -- | -- |  |  | 1221.1809 | 0.101
|  |  |  | -- | -- |  |  | 1221.1991 | 0.10112
|  |  |  | -- | -- |  |  | 1221.2174 | 0.10124
|  |  |  | -- | -- |  |  | 1221.2356 | 0.10136
|  |  |  | -- | -- |  |  | 1221.2539 | 0.10149
|  |  |  | -- | -- |  |  | 1221.2722 | 0.10162
|  |  |  | -- | -- |  |  | 1221.2904 | 0.10175
|  |  |  | -- | -- |  |  | 1221.3087 | 0.10188
|  |  |  | -- | -- |  |  | 1221.327 | 0.10201
|  |  |  | -- | -- |  |  | 1221.3452 | 0.10215
|  |  |  | -- | -- |  |  | 1221.3635 | 0.10228
|  |  |  | -- | -- |  |  | 1221.3818 | 0.10242
|  |  |  | -- | -- |  |  | 1221.4 | 0.10256
|  |  |  | -- | -- |  |  | 1221.4183 | 0.1027
|  |  |  | -- | -- |  |  | 1221.4366 | 0.10285
|  |  |  | -- | -- |  |  | 1221.4548 | 0.10299
|  |  |  | -- | -- |  |  | 1221.4731 | 0.10313
|  |  |  | -- | -- |  |  | 1221.4915 | 0.10328
|  |  |  | -- | -- |  |  | 1221.5096 | 0.10343
|  |  |  | -- | -- |  |  | 1221.528 | 0.10358
|  |  |  | -- | -- |  |  | 1221.5463 | 0.10373
|  |  |  | -- | -- |  |  | 1221.5646 | 0.10388
|  |  |  | -- | -- |  |  | 1221.5828 | 0.10403
|  |  |  | -- | -- |  |  | 1221.6011 | 0.10418
|  |  |  | -- | -- |  |  | 1221.6194 | 0.10433
|  |  |  | -- | -- |  |  | 1221.6376 | 0.10449
|  |  |  | -- | -- |  |  | 1221.6559 | 0.10464
|  |  |  | -- | -- |  |  | 1221.6742 | 0.1048
|  |  |  | -- | -- |  |  | 1221.6925 | 0.10495
|  |  |  | -- | -- |  |  | 1221.7107 | 0.10511
|  |  |  | -- | -- |  |  | 1221.729 | 0.10526
|  |  |  | -- | -- |  |  | 1221.7473 | 0.10542
|  |  |  | -- | -- |  |  | 1221.7656 | 0.10558
|  |  |  | -- | -- |  |  | 1221.7838 | 0.10574
|  |  |  | -- | -- |  |  | 1221.8021 | 0.1059
|  |  |  | -- | -- |  |  | 1221.8204 | 0.10605
|  |  |  | -- | -- |  |  | 1221.8387 | 0.10621
|  |  |  | -- | -- |  |  | 1221.8571 | 0.10637
|  |  |  | -- | -- |  |  | 1221.8752 | 0.10653
|  |  |  | -- | -- |  |  | 1221.8936 | 0.10669
|  |  |  | -- | -- |  |  | 1221.9119 | 0.10685
|  |  |  | -- | -- |  |  | 1221.9302 | 0.10701
|  |  |  | -- | -- |  |  | 1221.9485 | 0.10717
|  |  |  | -- | -- |  |  | 1221.9667 | 0.10733
|  |  |  | -- | -- |  |  | 1221.985 | 0.10749
|  |  |  | -- | -- |  |  | 1222.0033 | 0.10764
|  |  |  | -- | -- |  |  | 1222.0216 | 0.1078
|  |  |  | -- | -- |  |  | 1222.0399 | 0.10796
|  |  |  | -- | -- |  |  | 1222.0582 | 0.10812
|  |  |  | -- | -- |  |  | 1222.0764 | 0.10827
|  |  |  | -- | -- |  |  | 1222.0947 | 0.10843
|  |  |  | -- | -- |  |  | 1222.113 | 0.10858
|  |  |  | -- | -- |  |  | 1222.1313 | 0.10874
|  |  |  | -- | -- |  |  | 1222.1497 | 0.10889
|  |  |  | -- | -- |  |  | 1222.168 | 0.10904
|  |  |  | -- | -- |  |  | 1222.1862 | 0.10919
|  |  |  | -- | -- |  |  | 1222.2045 | 0.10934
|  |  |  | -- | -- |  |  | 1222.2228 | 0.10949
|  |  |  | -- | -- |  |  | 1222.2411 | 0.10963
|  |  |  | -- | -- |  |  | 1222.2594 | 0.10978
|  |  |  | -- | -- |  |  | 1222.2777 | 0.10992
|  |  |  | -- | -- |  |  | 1222.296 | 0.11006
|  |  |  | -- | -- |  |  | 1222.3143 | 0.1102
|  |  |  | -- | -- |  |  | 1222.3326 | 0.11034
|  |  |  | -- | -- |  |  | 1222.3508 | 0.11048
|  |  |  | -- | -- |  |  | 1222.3691 | 0.11061
|  |  |  | -- | -- |  |  | 1222.3875 | 0.11074
|  |  |  | -- | -- |  |  | 1222.4058 | 0.11087
|  |  |  | -- | -- |  |  | 1222.4241 | 0.111
|  |  |  | -- | -- |  |  | 1222.4424 | 0.11112
|  |  |  | -- | -- |  |  | 1222.4607 | 0.11124
|  |  |  | -- | -- |  |  | 1222.479 | 0.11136
|  |  |  | -- | -- |  |  | 1222.4973 | 0.11148
|  |  |  | -- | -- |  |  | 1222.5156 | 0.11159
|  |  |  | -- | -- |  |  | 1222.5339 | 0.1117
|  |  |  | -- | -- |  |  | 1222.5522 | 0.11181
|  |  |  | -- | -- |  |  | 1222.5706 | 0.11191
|  |  |  | -- | -- |  |  | 1222.5889 | 0.11201
|  |  |  | -- | -- |  |  | 1222.6072 | 0.11211
|  |  |  | -- | -- |  |  | 1222.6255 | 0.1122
|  |  |  | -- | -- |  |  | 1222.6438 | 0.11229
|  |  |  | -- | -- |  |  | 1222.6621 | 0.11238
|  |  |  | -- | -- |  |  | 1222.6804 | 0.11246
|  |  |  | -- | -- |  |  | 1222.6987 | 0.11254
|  |  |  | -- | -- |  |  | 1222.717 | 0.11262
|  |  |  | -- | -- |  |  | 1222.7354 | 0.11269
|  |  |  | -- | -- |  |  | 1222.7537 | 0.11276
|  |  |  | -- | -- |  |  | 1222.772 | 0.11283
|  |  |  | -- | -- |  |  | 1222.7903 | 0.11289
|  |  |  | -- | -- |  |  | 1222.8086 | 0.11295
|  |  |  | -- | -- |  |  | 1222.8269 | 0.113
|  |  |  | -- | -- |  |  | 1222.8452 | 0.11306
|  |  |  | -- | -- |  |  | 1222.8635 | 0.1131
|  |  |  | -- | -- |  |  | 1222.8818 | 0.11315
|  |  |  | -- | -- |  |  | 1222.9001 | 0.11319
|  |  |  | -- | -- |  |  | 1222.9185 | 0.11322
|  |  |  | -- | -- |  |  | 1222.9368 | 0.11326
|  |  |  | -- | -- |  |  | 1222.9551 | 0.11329
|  |  |  | -- | -- |  |  | 1222.9734 | 0.11332
|  |  |  | -- | -- |  |  | 1222.9917 | 0.11334
|  |  |  | -- | -- |  |  | 1223.01 | 0.11336
|  |  |  | -- | -- |  |  | 1223.0283 | 0.11338
|  |  |  | -- | -- |  |  | 1223.0466 | 0.11339
|  |  |  | -- | -- |  |  | 1223.0649 | 0.1134
|  |  |  | -- | -- |  |  | 1223.0833 | 0.11341
|  |  |  | -- | -- |  |  | 1223.1016 | 0.11342
|  |  |  | -- | -- |  |  | 1223.12 | 0.11342
|  |  |  | -- | -- |  |  | 1223.1383 | 0.11342
|  |  |  | -- | -- |  |  | 1223.1566 | 0.11342
|  |  |  | -- | -- |  |  | 1223.1749 | 0.11342
|  |  |  | -- | -- |  |  | 1223.1932 | 0.11341
|  |  |  | -- | -- |  |  | 1223.2115 | 0.11341
|  |  |  | -- | -- |  |  | 1223.2299 | 0.1134
|  |  |  | -- | -- |  |  | 1223.2482 | 0.11339
|  |  |  | -- | -- |  |  | 1223.2665 | 0.11338
|  |  |  | -- | -- |  |  | 1223.2849 | 0.11336
|  |  |  | -- | -- |  |  | 1223.3032 | 0.11335
|  |  |  | -- | -- |  |  | 1223.3215 | 0.11333
|  |  |  | -- | -- |  |  | 1223.3398 | 0.11332
|  |  |  | -- | -- |  |  | 1223.3582 | 0.1133
|  |  |  | -- | -- |  |  | 1223.3765 | 0.11329
|  |  |  | -- | -- |  |  | 1223.3948 | 0.11327
|  |  |  | -- | -- |  |  | 1223.4132 | 0.11325
|  |  |  | -- | -- |  |  | 1223.4315 | 0.11323
|  |  |  | -- | -- |  |  | 1223.4498 | 0.11322
|  |  |  | -- | -- |  |  | 1223.4681 | 0.1132
|  |  |  | -- | -- |  |  | 1223.4865 | 0.11318
|  |  |  | -- | -- |  |  | 1223.5049 | 0.11317
|  |  |  | -- | -- |  |  | 1223.5232 | 0.11315
|  |  |  | -- | -- |  |  | 1223.5415 | 0.11314
|  |  |  | -- | -- |  |  | 1223.5598 | 0.11312
|  |  |  | -- | -- |  |  | 1223.5781 | 0.11311
|  |  |  | -- | -- |  |  | 1223.5966 | 0.1131
|  |  |  | -- | -- |  |  | 1223.6149 | 0.11309
|  |  |  | -- | -- |  |  | 1223.6332 | 0.11308
|  |  |  | -- | -- |  |  | 1223.6515 | 0.11307
|  |  |  | -- | -- |  |  | 1223.6698 | 0.11307
|  |  |  | -- | -- |  |  | 1223.6882 | 0.11306
|  |  |  | -- | -- |  |  | 1223.7065 | 0.11306
|  |  |  | -- | -- |  |  | 1223.7249 | 0.11306
|  |  |  | -- | -- |  |  | 1223.7432 | 0.11306
|  |  |  | -- | -- |  |  | 1223.7616 | 0.11307
|  |  |  | -- | -- |  |  | 1223.7799 | 0.11307
|  |  |  | -- | -- |  |  | 1223.7982 | 0.11308
|  |  |  | -- | -- |  |  | 1223.8165 | 0.11309
|  |  |  | -- | -- |  |  | 1223.835 | 0.1131
|  |  |  | -- | -- |  |  | 1223.8533 | 0.11311
|  |  |  | -- | -- |  |  | 1223.8716 | 0.11312
|  |  |  | -- | -- |  |  | 1223.89 | 0.11314
|  |  |  | -- | -- |  |  | 1223.9083 | 0.11316
|  |  |  | -- | -- |  |  | 1223.9266 | 0.11318
|  |  |  | -- | -- |  |  | 1223.9449 | 0.1132
|  |  |  | -- | -- |  |  | 1223.9634 | 0.11323
|  |  |  | -- | -- |  |  | 1223.9817 | 0.11325
|  |  |  | -- | -- |  |  | 1224 | 0.11328
|  |  |  | -- | -- |  |  | 1224.0184 | 0.11331
|  |  |  | -- | -- |  |  | 1224.0367 | 0.11334
|  |  |  | -- | -- |  |  | 1224.0551 | 0.11337
|  |  |  | -- | -- |  |  | 1224.0735 | 0.11341
|  |  |  | -- | -- |  |  | 1224.0918 | 0.11344
|  |  |  | -- | -- |  |  | 1224.1101 | 0.11348
|  |  |  | -- | -- |  |  | 1224.1285 | 0.11352
|  |  |  | -- | -- |  |  | 1224.1469 | 0.11356
|  |  |  | -- | -- |  |  | 1224.1652 | 0.1136
|  |  |  | -- | -- |  |  | 1224.1836 | 0.11364
|  |  |  | -- | -- |  |  | 1224.2019 | 0.11368
|  |  |  | -- | -- |  |  | 1224.2202 | 0.11372
|  |  |  | -- | -- |  |  | 1224.2386 | 0.11377
|  |  |  | -- | -- |  |  | 1224.257 | 0.11381
|  |  |  | -- | -- |  |  | 1224.2754 | 0.11386
|  |  |  | -- | -- |  |  | 1224.2937 | 0.1139
|  |  |  | -- | -- |  |  | 1224.312 | 0.11395
|  |  |  | -- | -- |  |  | 1224.3304 | 0.11399
|  |  |  | -- | -- |  |  | 1224.3488 | 0.11404
|  |  |  | -- | -- |  |  | 1224.3671 | 0.11408
|  |  |  | -- | -- |  |  | 1224.3855 | 0.11413
|  |  |  | -- | -- |  |  | 1224.4038 | 0.11417
|  |  |  | -- | -- |  |  | 1224.4222 | 0.11422
|  |  |  | -- | -- |  |  | 1224.4406 | 0.11426
|  |  |  | -- | -- |  |  | 1224.459 | 0.11431
|  |  |  | -- | -- |  |  | 1224.4773 | 0.11435
|  |  |  | -- | -- |  |  | 1224.4956 | 0.1144
|  |  |  | -- | -- |  |  | 1224.514 | 0.11444
|  |  |  | -- | -- |  |  | 1224.5323 | 0.11448
|  |  |  | -- | -- |  |  | 1224.5508 | 0.11453
|  |  |  | -- | -- |  |  | 1224.5691 | 0.11457
|  |  |  | -- | -- |  |  | 1224.5875 | 0.11461
|  |  |  | -- | -- |  |  | 1224.6058 | 0.11465
|  |  |  | -- | -- |  |  | 1224.6243 | 0.11469
|  |  |  | -- | -- |  |  | 1224.6426 | 0.11473
|  |  |  | -- | -- |  |  | 1224.6609 | 0.11477
|  |  |  | -- | -- |  |  | 1224.6793 | 0.1148
|  |  |  | -- | -- |  |  | 1224.6976 | 0.11484
|  |  |  | -- | -- |  |  | 1224.7161 | 0.11488
|  |  |  | -- | -- |  |  | 1224.7344 | 0.11492
|  |  |  | -- | -- |  |  | 1224.7528 | 0.11495
|  |  |  | -- | -- |  |  | 1224.7711 | 0.11499
|  |  |  | -- | -- |  |  | 1224.7896 | 0.11502
|  |  |  | -- | -- |  |  | 1224.8079 | 0.11506
|  |  |  | -- | -- |  |  | 1224.8263 | 0.11509
|  |  |  | -- | -- |  |  | 1224.8446 | 0.11513
|  |  |  | -- | -- |  |  | 1224.863 | 0.11516
|  |  |  | -- | -- |  |  | 1224.8815 | 0.1152
|  |  |  | -- | -- |  |  | 1224.8998 | 0.11524
|  |  |  | -- | -- |  |  | 1224.9182 | 0.11527
|  |  |  | -- | -- |  |  | 1224.9365 | 0.11531
|  |  |  | -- | -- |  |  | 1224.955 | 0.11534
|  |  |  | -- | -- |  |  | 1224.9733 | 0.11538
|  |  |  | -- | -- |  |  | 1224.9917 | 0.11542
|  |  |  | -- | -- |  |  | 1225.01 | 0.11546
|  |  |  | -- | -- |  |  | 1225.0284 | 0.1155
|  |  |  | -- | -- |  |  | 1225.0468 | 0.11554
|  |  |  | -- | -- |  |  | 1225.0652 | 0.11558
|  |  |  | -- | -- |  |  | 1225.0836 | 0.11563
|  |  |  | -- | -- |  |  | 1225.1019 | 0.11567
|  |  |  | -- | -- |  |  | 1225.1204 | 0.11572
|  |  |  | -- | -- |  |  | 1225.1387 | 0.11577
|  |  |  | -- | -- |  |  | 1225.1571 | 0.11582
|  |  |  | -- | -- |  |  | 1225.1755 | 0.11587
|  |  |  | -- | -- |  |  | 1225.1938 | 0.11592
|  |  |  | -- | -- |  |  | 1225.2123 | 0.11598
|  |  |  | -- | -- |  |  | 1225.2306 | 0.11604
|  |  |  | -- | -- |  |  | 1225.249 | 0.1161
|  |  |  | -- | -- |  |  | 1225.2675 | 0.11616
|  |  |  | -- | -- |  |  | 1225.2858 | 0.11623
|  |  |  | -- | -- |  |  | 1225.3042 | 0.1163
|  |  |  | -- | -- |  |  | 1225.3226 | 0.11637
|  |  |  | -- | -- |  |  | 1225.3409 | 0.11645
|  |  |  | -- | -- |  |  | 1225.3594 | 0.11652
|  |  |  | -- | -- |  |  | 1225.3777 | 0.1166
|  |  |  | -- | -- |  |  | 1225.3961 | 0.11669
|  |  |  | -- | -- |  |  | 1225.4146 | 0.11677
|  |  |  | -- | -- |  |  | 1225.4329 | 0.11686
|  |  |  | -- | -- |  |  | 1225.4513 | 0.11695
|  |  |  | -- | -- |  |  | 1225.4697 | 0.11705
|  |  |  | -- | -- |  |  | 1225.488 | 0.11715
|  |  |  | -- | -- |  |  | 1225.5065 | 0.11725
|  |  |  | -- | -- |  |  | 1225.5249 | 0.11736
|  |  |  | -- | -- |  |  | 1225.5432 | 0.11746
|  |  |  | -- | -- |  |  | 1225.5616 | 0.11758
|  |  |  | -- | -- |  |  | 1225.5801 | 0.11769
|  |  |  | -- | -- |  |  | 1225.5985 | 0.11781
|  |  |  | -- | -- |  |  | 1225.6168 | 0.11793
|  |  |  | -- | -- |  |  | 1225.6353 | 0.11806
|  |  |  | -- | -- |  |  | 1225.6537 | 0.11818
|  |  |  | -- | -- |  |  | 1225.672 | 0.11831
|  |  |  | -- | -- |  |  | 1225.6904 | 0.11845
|  |  |  | -- | -- |  |  | 1225.7089 | 0.11858
|  |  |  | -- | -- |  |  | 1225.7273 | 0.11872
|  |  |  | -- | -- |  |  | 1225.7456 | 0.11887
|  |  |  | -- | -- |  |  | 1225.764 | 0.11901
|  |  |  | -- | -- |  |  | 1225.7825 | 0.11916
|  |  |  | -- | -- |  |  | 1225.8009 | 0.11931
|  |  |  | -- | -- |  |  | 1225.8192 | 0.11946
|  |  |  | -- | -- |  |  | 1225.8376 | 0.11962
|  |  |  | -- | -- |  |  | 1225.8561 | 0.11978
|  |  |  | -- | -- |  |  | 1225.8745 | 0.11994
|  |  |  | -- | -- |  |  | 1225.8928 | 0.1201
|  |  |  | -- | -- |  |  | 1225.9113 | 0.12027
|  |  |  | -- | -- |  |  | 1225.9297 | 0.12043
|  |  |  | -- | -- |  |  | 1225.9481 | 0.1206
|  |  |  | -- | -- |  |  | 1225.9666 | 0.12077
|  |  |  | -- | -- |  |  | 1225.9849 | 0.12095
|  |  |  | -- | -- |  |  | 1226.0033 | 0.12112
|  |  |  | -- | -- |  |  | 1226.0217 | 0.1213
|  |  |  | -- | -- |  |  | 1226.0402 | 0.12147
|  |  |  | -- | -- |  |  | 1226.0586 | 0.12165
|  |  |  | -- | -- |  |  | 1226.0769 | 0.12183
|  |  |  | -- | -- |  |  | 1226.0953 | 0.12201
|  |  |  | -- | -- |  |  | 1226.1138 | 0.1222
|  |  |  | -- | -- |  |  | 1226.1322 | 0.12238
|  |  |  | -- | -- |  |  | 1226.1506 | 0.12256
|  |  |  | -- | -- |  |  | 1226.1691 | 0.12275
|  |  |  | -- | -- |  |  | 1226.1874 | 0.12293
|  |  |  | -- | -- |  |  | 1226.2058 | 0.12312
|  |  |  | -- | -- |  |  | 1226.2242 | 0.1233
|  |  |  | -- | -- |  |  | 1226.2427 | 0.12349
|  |  |  | -- | -- |  |  | 1226.2611 | 0.12368
|  |  |  | -- | -- |  |  | 1226.2795 | 0.12386
|  |  |  | -- | -- |  |  | 1226.298 | 0.12405
|  |  |  | -- | -- |  |  | 1226.3164 | 0.12424
|  |  |  | -- | -- |  |  | 1226.3347 | 0.12442
|  |  |  | -- | -- |  |  | 1226.3531 | 0.12461
|  |  |  | -- | -- |  |  | 1226.3716 | 0.1248
|  |  |  | -- | -- |  |  | 1226.39 | 0.12498
|  |  |  | -- | -- |  |  | 1226.4084 | 0.12517
|  |  |  | -- | -- |  |  | 1226.4269 | 0.12536
|  |  |  | -- | -- |  |  | 1226.4453 | 0.12554
|  |  |  | -- | -- |  |  | 1226.4637 | 0.12572
|  |  |  | -- | -- |  |  | 1226.4822 | 0.12591
|  |  |  | -- | -- |  |  | 1226.5006 | 0.12609
|  |  |  | -- | -- |  |  | 1226.5189 | 0.12627
|  |  |  | -- | -- |  |  | 1226.5374 | 0.12646
|  |  |  | -- | -- |  |  | 1226.5558 | 0.12664
|  |  |  | -- | -- |  |  | 1226.5742 | 0.12682
|  |  |  | -- | -- |  |  | 1226.5927 | 0.127
|  |  |  | -- | -- |  |  | 1226.6111 | 0.12717
|  |  |  | -- | -- |  |  | 1226.6295 | 0.12735
|  |  |  | -- | -- |  |  | 1226.6479 | 0.12753
|  |  |  | -- | -- |  |  | 1226.6664 | 0.1277
|  |  |  | -- | -- |  |  | 1226.6848 | 0.12788
|  |  |  | -- | -- |  |  | 1226.7032 | 0.12805
|  |  |  | -- | -- |  |  | 1226.7217 | 0.12822
|  |  |  | -- | -- |  |  | 1226.7401 | 0.12839
|  |  |  | -- | -- |  |  | 1226.7585 | 0.12856
|  |  |  | -- | -- |  |  | 1226.777 | 0.12873
|  |  |  | -- | -- |  |  | 1226.7954 | 0.1289
|  |  |  | -- | -- |  |  | 1226.8138 | 0.12907
|  |  |  | -- | -- |  |  | 1226.8323 | 0.12923
|  |  |  | -- | -- |  |  | 1226.8507 | 0.1294
|  |  |  | -- | -- |  |  | 1226.8691 | 0.12956
|  |  |  | -- | -- |  |  | 1226.8876 | 0.12972
|  |  |  | -- | -- |  |  | 1226.906 | 0.12988
|  |  |  | -- | -- |  |  | 1226.9244 | 0.13004
|  |  |  | -- | -- |  |  | 1226.9429 | 0.1302
|  |  |  | -- | -- |  |  | 1226.9613 | 0.13036
|  |  |  | -- | -- |  |  | 1226.9797 | 0.13052
|  |  |  | -- | -- |  |  | 1226.9982 | 0.13067
|  |  |  | -- | -- |  |  | 1227.0166 | 0.13083
|  |  |  | -- | -- |  |  | 1227.035 | 0.13098
|  |  |  | -- | -- |  |  | 1227.0535 | 0.13113
|  |  |  | -- | -- |  |  | 1227.0719 | 0.13129
|  |  |  | -- | -- |  |  | 1227.0905 | 0.13144
|  |  |  | -- | -- |  |  | 1227.1089 | 0.13159
|  |  |  | -- | -- |  |  | 1227.1273 | 0.13174
|  |  |  | -- | -- |  |  | 1227.1458 | 0.13189
|  |  |  | -- | -- |  |  | 1227.1642 | 0.13204
|  |  |  | -- | -- |  |  | 1227.1826 | 0.13218
|  |  |  | -- | -- |  |  | 1227.2011 | 0.13233
|  |  |  | -- | -- |  |  | 1227.2195 | 0.13248
|  |  |  | -- | -- |  |  | 1227.2379 | 0.13262
|  |  |  | -- | -- |  |  | 1227.2563 | 0.13277
|  |  |  | -- | -- |  |  | 1227.2748 | 0.13291
|  |  |  | -- | -- |  |  | 1227.2933 | 0.13306
|  |  |  | -- | -- |  |  | 1227.3118 | 0.1332
|  |  |  | -- | -- |  |  | 1227.3302 | 0.13335
|  |  |  | -- | -- |  |  | 1227.3486 | 0.13349
|  |  |  | -- | -- |  |  | 1227.3671 | 0.13364
|  |  |  | -- | -- |  |  | 1227.3855 | 0.13378
|  |  |  | -- | -- |  |  | 1227.4039 | 0.13392
|  |  |  | -- | -- |  |  | 1227.4225 | 0.13406
|  |  |  | -- | -- |  |  | 1227.4409 | 0.13421
|  |  |  | -- | -- |  |  | 1227.4594 | 0.13435
|  |  |  | -- | -- |  |  | 1227.4778 | 0.13449
|  |  |  | -- | -- |  |  | 1227.4962 | 0.13464
|  |  |  | -- | -- |  |  | 1227.5146 | 0.13478
|  |  |  | -- | -- |  |  | 1227.5332 | 0.13492
|  |  |  | -- | -- |  |  | 1227.5516 | 0.13506
|  |  |  | -- | -- |  |  | 1227.5701 | 0.1352
|  |  |  | -- | -- |  |  | 1227.5885 | 0.13535
|  |  |  | -- | -- |  |  | 1227.6069 | 0.13549
|  |  |  | -- | -- |  |  | 1227.6255 | 0.13563
|  |  |  | -- | -- |  |  | 1227.6439 | 0.13577
|  |  |  | -- | -- |  |  | 1227.6624 | 0.13592
|  |  |  | -- | -- |  |  | 1227.6808 | 0.13606
|  |  |  | -- | -- |  |  | 1227.6992 | 0.1362
|  |  |  | -- | -- |  |  | 1227.7178 | 0.13634
|  |  |  | -- | -- |  |  | 1227.7362 | 0.13648
|  |  |  | -- | -- |  |  | 1227.7546 | 0.13662
|  |  |  | -- | -- |  |  | 1227.7731 | 0.13676
|  |  |  | -- | -- |  |  | 1227.7916 | 0.1369
|  |  |  | -- | -- |  |  | 1227.8101 | 0.13704
|  |  |  | -- | -- |  |  | 1227.8285 | 0.13718
|  |  |  | -- | -- |  |  | 1227.8469 | 0.13732
|  |  |  | -- | -- |  |  | 1227.8655 | 0.13746
|  |  |  | -- | -- |  |  | 1227.8839 | 0.1376
|  |  |  | -- | -- |  |  | 1227.9023 | 0.13774
|  |  |  | -- | -- |  |  | 1227.9208 | 0.13787
|  |  |  | -- | -- |  |  | 1227.9393 | 0.13801
|  |  |  | -- | -- |  |  | 1227.9578 | 0.13814
|  |  |  | -- | -- |  |  | 1227.9762 | 0.13827
|  |  |  | -- | -- |  |  | 1227.9948 | 0.13841
|  |  |  | -- | -- |  |  | 1228.0132 | 0.13854
|  |  |  | -- | -- |  |  | 1228.0316 | 0.13867
|  |  |  | -- | -- |  |  | 1228.05 | 0.13879
|  |  |  | -- | -- |  |  | 1228.0686 | 0.13892
|  |  |  | -- | -- |  |  | 1228.087 | 0.13904
|  |  |  | -- | -- |  |  | 1228.1055 | 0.13916
|  |  |  | -- | -- |  |  | 1228.124 | 0.13928
|  |  |  | -- | -- |  |  | 1228.1425 | 0.1394
|  |  |  | -- | -- |  |  | 1228.1609 | 0.13952
|  |  |  | -- | -- |  |  | 1228.1794 | 0.13963
|  |  |  | -- | -- |  |  | 1228.1979 | 0.13974
|  |  |  | -- | -- |  |  | 1228.2163 | 0.13985
|  |  |  | -- | -- |  |  | 1228.2349 | 0.13996
|  |  |  | -- | -- |  |  | 1228.2533 | 0.14006
|  |  |  | -- | -- |  |  | 1228.2717 | 0.14016
|  |  |  | -- | -- |  |  | 1228.2903 | 0.14025
|  |  |  | -- | -- |  |  | 1228.3087 | 0.14035
|  |  |  | -- | -- |  |  | 1228.3273 | 0.14044
|  |  |  | -- | -- |  |  | 1228.3457 | 0.14053
|  |  |  | -- | -- |  |  | 1228.3641 | 0.14061
|  |  |  | -- | -- |  |  | 1228.3827 | 0.14069
|  |  |  | -- | -- |  |  | 1228.4011 | 0.14077
|  |  |  | -- | -- |  |  | 1228.4197 | 0.14084
|  |  |  | -- | -- |  |  | 1228.4381 | 0.14091
|  |  |  | -- | -- |  |  | 1228.4565 | 0.14097
|  |  |  | -- | -- |  |  | 1228.4751 | 0.14104
|  |  |  | -- | -- |  |  | 1228.4935 | 0.14109
|  |  |  | -- | -- |  |  | 1228.5121 | 0.14115
|  |  |  | -- | -- |  |  | 1228.5305 | 0.1412
|  |  |  | -- | -- |  |  | 1228.549 | 0.14124
|  |  |  | -- | -- |  |  | 1228.5675 | 0.14128
|  |  |  | -- | -- |  |  | 1228.5859 | 0.14132
|  |  |  | -- | -- |  |  | 1228.6045 | 0.14136
|  |  |  | -- | -- |  |  | 1228.6229 | 0.14139
|  |  |  | -- | -- |  |  | 1228.6415 | 0.14141
|  |  |  | -- | -- |  |  | 1228.6599 | 0.14143
|  |  |  | -- | -- |  |  | 1228.6785 | 0.14145
|  |  |  | -- | -- |  |  | 1228.6969 | 0.14146
|  |  |  | -- | -- |  |  | 1228.7153 | 0.14147
|  |  |  | -- | -- |  |  | 1228.7339 | 0.14148
|  |  |  | -- | -- |  |  | 1228.7523 | 0.14148
|  |  |  | -- | -- |  |  | 1228.7709 | 0.14148
|  |  |  | -- | -- |  |  | 1228.7893 | 0.14147
|  |  |  | -- | -- |  |  | 1228.8079 | 0.14147
|  |  |  | -- | -- |  |  | 1228.8263 | 0.14145
|  |  |  | -- | -- |  |  | 1228.8448 | 0.14144
|  |  |  | -- | -- |  |  | 1228.8633 | 0.14142
|  |  |  | -- | -- |  |  | 1228.8818 | 0.14139
|  |  |  | -- | -- |  |  | 1228.9003 | 0.14137
|  |  |  | -- | -- |  |  | 1228.9188 | 0.14134
|  |  |  | -- | -- |  |  | 1228.9373 | 0.14131
|  |  |  | -- | -- |  |  | 1228.9558 | 0.14127
|  |  |  | -- | -- |  |  | 1228.9744 | 0.14123
|  |  |  | -- | -- |  |  | 1228.9928 | 0.14119
|  |  |  | -- | -- |  |  | 1229.0114 | 0.14115
|  |  |  | -- | -- |  |  | 1229.0298 | 0.1411
|  |  |  | -- | -- |  |  | 1229.0483 | 0.14106
|  |  |  | -- | -- |  |  | 1229.0668 | 0.14101
|  |  |  | -- | -- |  |  | 1229.0853 | 0.14095
|  |  |  | -- | -- |  |  | 1229.1038 | 0.1409
|  |  |  | -- | -- |  |  | 1229.1223 | 0.14084
|  |  |  | -- | -- |  |  | 1229.1409 | 0.14079
|  |  |  | -- | -- |  |  | 1229.1593 | 0.14073
|  |  |  | -- | -- |  |  | 1229.1779 | 0.14067
|  |  |  | -- | -- |  |  | 1229.1963 | 0.1406
|  |  |  | -- | -- |  |  | 1229.2148 | 0.14054
|  |  |  | -- | -- |  |  | 1229.2334 | 0.14048
|  |  |  | -- | -- |  |  | 1229.2518 | 0.14041
|  |  |  | -- | -- |  |  | 1229.2704 | 0.14035
|  |  |  | -- | -- |  |  | 1229.2888 | 0.14028
|  |  |  | -- | -- |  |  | 1229.3074 | 0.14021
|  |  |  | -- | -- |  |  | 1229.3259 | 0.14015
|  |  |  | -- | -- |  |  | 1229.3444 | 0.14008
|  |  |  | -- | -- |  |  | 1229.3629 | 0.14001
|  |  |  | -- | -- |  |  | 1229.3813 | 0.13994
|  |  |  | -- | -- |  |  | 1229.3999 | 0.13988
|  |  |  | -- | -- |  |  | 1229.4185 | 0.13981
|  |  |  | -- | -- |  |  | 1229.4369 | 0.13974
|  |  |  | -- | -- |  |  | 1229.4554 | 0.13968
|  |  |  | -- | -- |  |  | 1229.474 | 0.13961
|  |  |  | -- | -- |  |  | 1229.4924 | 0.13954
|  |  |  | -- | -- |  |  | 1229.511 | 0.13948
|  |  |  | -- | -- |  |  | 1229.5295 | 0.13941
|  |  |  | -- | -- |  |  | 1229.548 | 0.13935
|  |  |  | -- | -- |  |  | 1229.5665 | 0.13929
|  |  |  | -- | -- |  |  | 1229.5851 | 0.13923
|  |  |  | -- | -- |  |  | 1229.6035 | 0.13917
|  |  |  | -- | -- |  |  | 1229.6221 | 0.13911
|  |  |  | -- | -- |  |  | 1229.6406 | 0.13905
|  |  |  | -- | -- |  |  | 1229.6592 | 0.13899
|  |  |  | -- | -- |  |  | 1229.6776 | 0.13894
|  |  |  | -- | -- |  |  | 1229.6962 | 0.13888
|  |  |  | -- | -- |  |  | 1229.7147 | 0.13883
|  |  |  | -- | -- |  |  | 1229.7332 | 0.13878
|  |  |  | -- | -- |  |  | 1229.7517 | 0.13873
|  |  |  | -- | -- |  |  | 1229.7703 | 0.13868
|  |  |  | -- | -- |  |  | 1229.7888 | 0.13864
|  |  |  | -- | -- |  |  | 1229.8073 | 0.13859
|  |  |  | -- | -- |  |  | 1229.8258 | 0.13855
|  |  |  | -- | -- |  |  | 1229.8444 | 0.13851
|  |  |  | -- | -- |  |  | 1229.8629 | 0.13847
|  |  |  | -- | -- |  |  | 1229.8813 | 0.13843
|  |  |  | -- | -- |  |  | 1229.8999 | 0.1384
|  |  |  | -- | -- |  |  | 1229.9185 | 0.13836
|  |  |  | -- | -- |  |  | 1229.937 | 0.13833
|  |  |  | -- | -- |  |  | 1229.9554 | 0.1383
|  |  |  | -- | -- |  |  | 1229.974 | 0.13827
|  |  |  | -- | -- |  |  | 1229.9926 | 0.13825
|  |  |  | -- | -- |  |  | 1230.0111 | 0.13823
|  |  |  | -- | -- |  |  | 1230.0297 | 0.1382
|  |  |  | -- | -- |  |  | 1230.0481 | 0.13819
|  |  |  | -- | -- |  |  | 1230.0666 | 0.13817
|  |  |  | -- | -- |  |  | 1230.0852 | 0.13815
|  |  |  | -- | -- |  |  | 1230.1038 | 0.13814
|  |  |  | -- | -- |  |  | 1230.1223 | 0.13813
|  |  |  | -- | -- |  |  | 1230.1407 | 0.13812
|  |  |  | -- | -- |  |  | 1230.1593 | 0.13812
|  |  |  | -- | -- |  |  | 1230.1779 | 0.13812
|  |  |  | -- | -- |  |  | 1230.1964 | 0.13811
|  |  |  | -- | -- |  |  | 1230.215 | 0.13812
|  |  |  | -- | -- |  |  | 1230.2335 | 0.13812
|  |  |  | -- | -- |  |  | 1230.252 | 0.13812
|  |  |  | -- | -- |  |  | 1230.2705 | 0.13813
|  |  |  | -- | -- |  |  | 1230.2891 | 0.13814
|  |  |  | -- | -- |  |  | 1230.3076 | 0.13816
|  |  |  | -- | -- |  |  | 1230.3262 | 0.13817
|  |  |  | -- | -- |  |  | 1230.3447 | 0.13819
|  |  |  | -- | -- |  |  | 1230.3633 | 0.13821
|  |  |  | -- | -- |  |  | 1230.3818 | 0.13823
|  |  |  | -- | -- |  |  | 1230.4003 | 0.13826
|  |  |  | -- | -- |  |  | 1230.4188 | 0.13828
|  |  |  | -- | -- |  |  | 1230.4374 | 0.13831
|  |  |  | -- | -- |  |  | 1230.4559 | 0.13834
|  |  |  | -- | -- |  |  | 1230.4745 | 0.13838
|  |  |  | -- | -- |  |  | 1230.493 | 0.13842
|  |  |  | -- | -- |  |  | 1230.5116 | 0.13845
|  |  |  | -- | -- |  |  | 1230.5302 | 0.1385
|  |  |  | -- | -- |  |  | 1230.5487 | 0.13854
|  |  |  | -- | -- |  |  | 1230.5673 | 0.13859
|  |  |  | -- | -- |  |  | 1230.5858 | 0.13863
|  |  |  | -- | -- |  |  | 1230.6042 | 0.13869
|  |  |  | -- | -- |  |  | 1230.6228 | 0.13874
|  |  |  | -- | -- |  |  | 1230.6414 | 0.13879
|  |  |  | -- | -- |  |  | 1230.6599 | 0.13885
|  |  |  | -- | -- |  |  | 1230.6785 | 0.13891
|  |  |  | -- | -- |  |  | 1230.697 | 0.13897
|  |  |  | -- | -- |  |  | 1230.7156 | 0.13904
|  |  |  | -- | -- |  |  | 1230.7341 | 0.13911
|  |  |  | -- | -- |  |  | 1230.7527 | 0.13917
|  |  |  | -- | -- |  |  | 1230.7712 | 0.13925
|  |  |  | -- | -- |  |  | 1230.7898 | 0.13932
|  |  |  | -- | -- |  |  | 1230.8084 | 0.1394
|  |  |  | -- | -- |  |  | 1230.8269 | 0.13947
|  |  |  | -- | -- |  |  | 1230.8455 | 0.13955
|  |  |  | -- | -- |  |  | 1230.864 | 0.13964
|  |  |  | -- | -- |  |  | 1230.8826 | 0.13972
|  |  |  | -- | -- |  |  | 1230.9011 | 0.13981
|  |  |  | -- | -- |  |  | 1230.9197 | 0.1399
|  |  |  | -- | -- |  |  | 1230.9382 | 0.13999
|  |  |  | -- | -- |  |  | 1230.9568 | 0.14008
|  |  |  | -- | -- |  |  | 1230.9753 | 0.14017
|  |  |  | -- | -- |  |  | 1230.9939 | 0.14027
|  |  |  | -- | -- |  |  | 1231.0125 | 0.14037
|  |  |  | -- | -- |  |  | 1231.031 | 0.14047
|  |  |  | -- | -- |  |  | 1231.0496 | 0.14057
|  |  |  | -- | -- |  |  | 1231.0681 | 0.14068
|  |  |  | -- | -- |  |  | 1231.0867 | 0.14078
|  |  |  | -- | -- |  |  | 1231.1052 | 0.14089
|  |  |  | -- | -- |  |  | 1231.1239 | 0.141
|  |  |  | -- | -- |  |  | 1231.1425 | 0.14111
|  |  |  | -- | -- |  |  | 1231.161 | 0.14123
|  |  |  | -- | -- |  |  | 1231.1796 | 0.14134
|  |  |  | -- | -- |  |  | 1231.1981 | 0.14146
|  |  |  | -- | -- |  |  | 1231.2167 | 0.14158
|  |  |  | -- | -- |  |  | 1231.2352 | 0.1417
|  |  |  | -- | -- |  |  | 1231.2538 | 0.14183
|  |  |  | -- | -- |  |  | 1231.2723 | 0.14195
|  |  |  | -- | -- |  |  | 1231.2909 | 0.14208
|  |  |  | -- | -- |  |  | 1231.3094 | 0.14221
|  |  |  | -- | -- |  |  | 1231.3281 | 0.14234
|  |  |  | -- | -- |  |  | 1231.3467 | 0.14247
|  |  |  | -- | -- |  |  | 1231.3652 | 0.1426
|  |  |  | -- | -- |  |  | 1231.3838 | 0.14274
|  |  |  | -- | -- |  |  | 1231.4023 | 0.14288
|  |  |  | -- | -- |  |  | 1231.4209 | 0.14302
|  |  |  | -- | -- |  |  | 1231.4395 | 0.14316
|  |  |  | -- | -- |  |  | 1231.458 | 0.1433
|  |  |  | -- | -- |  |  | 1231.4767 | 0.14344
|  |  |  | -- | -- |  |  | 1231.4952 | 0.14359
|  |  |  | -- | -- |  |  | 1231.5138 | 0.14374
|  |  |  | -- | -- |  |  | 1231.5323 | 0.14389
|  |  |  | -- | -- |  |  | 1231.5509 | 0.14404
|  |  |  | -- | -- |  |  | 1231.5695 | 0.14419
|  |  |  | -- | -- |  |  | 1231.5881 | 0.14434
|  |  |  | -- | -- |  |  | 1231.6067 | 0.1445
|  |  |  | -- | -- |  |  | 1231.6252 | 0.14466
|  |  |  | -- | -- |  |  | 1231.6438 | 0.14481
|  |  |  | -- | -- |  |  | 1231.6624 | 0.14497
|  |  |  | -- | -- |  |  | 1231.681 | 0.14513
|  |  |  | -- | -- |  |  | 1231.6996 | 0.1453
|  |  |  | -- | -- |  |  | 1231.7181 | 0.14546
|  |  |  | -- | -- |  |  | 1231.7367 | 0.14562
|  |  |  | -- | -- |  |  | 1231.7552 | 0.14579
|  |  |  | -- | -- |  |  | 1231.7739 | 0.14596
|  |  |  | -- | -- |  |  | 1231.7925 | 0.14612
|  |  |  | -- | -- |  |  | 1231.811 | 0.14629
|  |  |  | -- | -- |  |  | 1231.8296 | 0.14646
|  |  |  | -- | -- |  |  | 1231.8483 | 0.14663
|  |  |  | -- | -- |  |  | 1231.8668 | 0.1468
|  |  |  | -- | -- |  |  | 1231.8854 | 0.14697
|  |  |  | -- | -- |  |  | 1231.9039 | 0.14714
|  |  |  | -- | -- |  |  | 1231.9226 | 0.14731
|  |  |  | -- | -- |  |  | 1231.9412 | 0.14748
|  |  |  | -- | -- |  |  | 1231.9597 | 0.14765
|  |  |  | -- | -- |  |  | 1231.9783 | 0.14782
|  |  |  | -- | -- |  |  | 1231.9969 | 0.14799
|  |  |  | -- | -- |  |  | 1232.0155 | 0.14816
|  |  |  | -- | -- |  |  | 1232.0341 | 0.14833
|  |  |  | -- | -- |  |  | 1232.0527 | 0.1485
|  |  |  | -- | -- |  |  | 1232.0713 | 0.14867
|  |  |  | -- | -- |  |  | 1232.0898 | 0.14884
|  |  |  | -- | -- |  |  | 1232.1085 | 0.149
|  |  |  | -- | -- |  |  | 1232.1271 | 0.14916
|  |  |  | -- | -- |  |  | 1232.1456 | 0.14933
|  |  |  | -- | -- |  |  | 1232.1642 | 0.14949
|  |  |  | -- | -- |  |  | 1232.1829 | 0.14965
|  |  |  | -- | -- |  |  | 1232.2014 | 0.1498
|  |  |  | -- | -- |  |  | 1232.22 | 0.14996
|  |  |  | -- | -- |  |  | 1232.2386 | 0.15011
|  |  |  | -- | -- |  |  | 1232.2572 | 0.15026
|  |  |  | -- | -- |  |  | 1232.2759 | 0.15041
|  |  |  | -- | -- |  |  | 1232.2944 | 0.15055
|  |  |  | -- | -- |  |  | 1232.313 | 0.15069
|  |  |  | -- | -- |  |  | 1232.3317 | 0.15083
|  |  |  | -- | -- |  |  | 1232.3502 | 0.15096
|  |  |  | -- | -- |  |  | 1232.3688 | 0.15109
|  |  |  | -- | -- |  |  | 1232.3875 | 0.15122
|  |  |  | -- | -- |  |  | 1232.406 | 0.15134
|  |  |  | -- | -- |  |  | 1232.4246 | 0.15146
|  |  |  | -- | -- |  |  | 1232.4432 | 0.15158
|  |  |  | -- | -- |  |  | 1232.4618 | 0.15169
|  |  |  | -- | -- |  |  | 1232.4805 | 0.1518
|  |  |  | -- | -- |  |  | 1232.499 | 0.1519
|  |  |  | -- | -- |  |  | 1232.5176 | 0.152
|  |  |  | -- | -- |  |  | 1232.5363 | 0.15209
|  |  |  | -- | -- |  |  | 1232.5548 | 0.15218
|  |  |  | -- | -- |  |  | 1232.5735 | 0.15226
|  |  |  | -- | -- |  |  | 1232.592 | 0.15234
|  |  |  | -- | -- |  |  | 1232.6107 | 0.15242
|  |  |  | -- | -- |  |  | 1232.6293 | 0.15249
|  |  |  | -- | -- |  |  | 1232.6478 | 0.15255
|  |  |  | -- | -- |  |  | 1232.6665 | 0.15261
|  |  |  | -- | -- |  |  | 1232.6851 | 0.15267
|  |  |  | -- | -- |  |  | 1232.7037 | 0.15272
|  |  |  | -- | -- |  |  | 1232.7223 | 0.15277
|  |  |  | -- | -- |  |  | 1232.741 | 0.15281
|  |  |  | -- | -- |  |  | 1232.7595 | 0.15285
|  |  |  | -- | -- |  |  | 1232.7782 | 0.15288
|  |  |  | -- | -- |  |  | 1232.7968 | 0.15291
|  |  |  | -- | -- |  |  | 1232.8154 | 0.15293
|  |  |  | -- | -- |  |  | 1232.834 | 0.15295
|  |  |  | -- | -- |  |  | 1232.8527 | 0.15296
|  |  |  | -- | -- |  |  | 1232.8712 | 0.15297
|  |  |  | -- | -- |  |  | 1232.8899 | 0.15298
|  |  |  | -- | -- |  |  | 1232.9084 | 0.15299
|  |  |  | -- | -- |  |  | 1232.9271 | 0.15298
|  |  |  | -- | -- |  |  | 1232.9457 | 0.15298
|  |  |  | -- | -- |  |  | 1232.9644 | 0.15297
|  |  |  | -- | -- |  |  | 1232.9829 | 0.15296
|  |  |  | -- | -- |  |  | 1233.0016 | 0.15295
|  |  |  | -- | -- |  |  | 1233.0201 | 0.15294
|  |  |  | -- | -- |  |  | 1233.0388 | 0.15292
|  |  |  | -- | -- |  |  | 1233.0574 | 0.1529
|  |  |  | -- | -- |  |  | 1233.0761 | 0.15288
|  |  |  | -- | -- |  |  | 1233.0946 | 0.15285
|  |  |  | -- | -- |  |  | 1233.1133 | 0.15283
|  |  |  | -- | -- |  |  | 1233.132 | 0.1528
|  |  |  | -- | -- |  |  | 1233.1505 | 0.15277
|  |  |  | -- | -- |  |  | 1233.1692 | 0.15274
|  |  |  | -- | -- |  |  | 1233.1877 | 0.15271
|  |  |  | -- | -- |  |  | 1233.2064 | 0.15268
|  |  |  | -- | -- |  |  | 1233.225 | 0.15265
|  |  |  | -- | -- |  |  | 1233.2437 | 0.15262
|  |  |  | -- | -- |  |  | 1233.2623 | 0.15259
|  |  |  | -- | -- |  |  | 1233.2809 | 0.15256
|  |  |  | -- | -- |  |  | 1233.2996 | 0.15253
|  |  |  | -- | -- |  |  | 1233.3181 | 0.1525
|  |  |  | -- | -- |  |  | 1233.3368 | 0.15248
|  |  |  | -- | -- |  |  | 1233.3555 | 0.15245
|  |  |  | -- | -- |  |  | 1233.374 | 0.15243
|  |  |  | -- | -- |  |  | 1233.3927 | 0.1524
|  |  |  | -- | -- |  |  | 1233.4114 | 0.15238
|  |  |  | -- | -- |  |  | 1233.4299 | 0.15236
|  |  |  | -- | -- |  |  | 1233.4486 | 0.15235
|  |  |  | -- | -- |  |  | 1233.4672 | 0.15233
|  |  |  | -- | -- |  |  | 1233.4858 | 0.15232
|  |  |  | -- | -- |  |  | 1233.5045 | 0.15231
|  |  |  | -- | -- |  |  | 1233.5231 | 0.15231
|  |  |  | -- | -- |  |  | 1233.5417 | 0.15231
|  |  |  | -- | -- |  |  | 1233.5604 | 0.15231
|  |  |  | -- | -- |  |  | 1233.579 | 0.15231
|  |  |  | -- | -- |  |  | 1233.5977 | 0.15231
|  |  |  | -- | -- |  |  | 1233.6163 | 0.15232
|  |  |  | -- | -- |  |  | 1233.6349 | 0.15234
|  |  |  | -- | -- |  |  | 1233.6536 | 0.15235
|  |  |  | -- | -- |  |  | 1233.6722 | 0.15237
|  |  |  | -- | -- |  |  | 1233.6909 | 0.1524
|  |  |  | -- | -- |  |  | 1233.7095 | 0.15242
|  |  |  | -- | -- |  |  | 1233.7281 | 0.15245
|  |  |  | -- | -- |  |  | 1233.7468 | 0.15249
|  |  |  | -- | -- |  |  | 1233.7654 | 0.15252
|  |  |  | -- | -- |  |  | 1233.7841 | 0.15256
|  |  |  | -- | -- |  |  | 1233.8027 | 0.15261
|  |  |  | -- | -- |  |  | 1233.8214 | 0.15265
|  |  |  | -- | -- |  |  | 1233.84 | 0.1527
|  |  |  | -- | -- |  |  | 1233.8586 | 0.15276
|  |  |  | -- | -- |  |  | 1233.8773 | 0.15281
|  |  |  | -- | -- |  |  | 1233.896 | 0.15287
|  |  |  | -- | -- |  |  | 1233.9146 | 0.15294
|  |  |  | -- | -- |  |  | 1233.9332 | 0.153
|  |  |  | -- | -- |  |  | 1233.9519 | 0.15307
|  |  |  | -- | -- |  |  | 1233.9706 | 0.15314
|  |  |  | -- | -- |  |  | 1233.9891 | 0.15322
|  |  |  | -- | -- |  |  | 1234.0078 | 0.15329
|  |  |  | -- | -- |  |  | 1234.0265 | 0.15337
|  |  |  | -- | -- |  |  | 1234.0452 | 0.15345
|  |  |  | -- | -- |  |  | 1234.0637 | 0.15354
|  |  |  | -- | -- |  |  | 1234.0824 | 0.15362
|  |  |  | -- | -- |  |  | 1234.1011 | 0.15371
|  |  |  | -- | -- |  |  | 1234.1198 | 0.1538
|  |  |  | -- | -- |  |  | 1234.1384 | 0.15389
|  |  |  | -- | -- |  |  | 1234.1571 | 0.15399
|  |  |  | -- | -- |  |  | 1234.1757 | 0.15408
|  |  |  | -- | -- |  |  | 1234.1943 | 0.15418
|  |  |  | -- | -- |  |  | 1234.213 | 0.15428
|  |  |  | -- | -- |  |  | 1234.2317 | 0.15438
|  |  |  | -- | -- |  |  | 1234.2504 | 0.15448
|  |  |  | -- | -- |  |  | 1234.269 | 0.15459
|  |  |  | -- | -- |  |  | 1234.2876 | 0.15469
|  |  |  | -- | -- |  |  | 1234.3063 | 0.15479
|  |  |  | -- | -- |  |  | 1234.325 | 0.1549
|  |  |  | -- | -- |  |  | 1234.3436 | 0.15501
|  |  |  | -- | -- |  |  | 1234.3623 | 0.15512
|  |  |  | -- | -- |  |  | 1234.381 | 0.15523
|  |  |  | -- | -- |  |  | 1234.3997 | 0.15534
|  |  |  | -- | -- |  |  | 1234.4182 | 0.15545
|  |  |  | -- | -- |  |  | 1234.4369 | 0.15556
|  |  |  | -- | -- |  |  | 1234.4556 | 0.15567
|  |  |  | -- | -- |  |  | 1234.4742 | 0.15578
|  |  |  | -- | -- |  |  | 1234.4929 | 0.1559
|  |  |  | -- | -- |  |  | 1234.5116 | 0.15601
|  |  |  | -- | -- |  |  | 1234.5303 | 0.15612
|  |  |  | -- | -- |  |  | 1234.549 | 0.15624
|  |  |  | -- | -- |  |  | 1234.5676 | 0.15635
|  |  |  | -- | -- |  |  | 1234.5863 | 0.15647
|  |  |  | -- | -- |  |  | 1234.6049 | 0.15659
|  |  |  | -- | -- |  |  | 1234.6235 | 0.1567
|  |  |  | -- | -- |  |  | 1234.6422 | 0.15682
|  |  |  | -- | -- |  |  | 1234.6609 | 0.15694
|  |  |  | -- | -- |  |  | 1234.6796 | 0.15706
|  |  |  | -- | -- |  |  | 1234.6982 | 0.15717
|  |  |  | -- | -- |  |  | 1234.7169 | 0.15729
|  |  |  | -- | -- |  |  | 1234.7356 | 0.15741
|  |  |  | -- | -- |  |  | 1234.7543 | 0.15753
|  |  |  | -- | -- |  |  | 1234.7729 | 0.15765
|  |  |  | -- | -- |  |  | 1234.7916 | 0.15777
|  |  |  | -- | -- |  |  | 1234.8103 | 0.15789
|  |  |  | -- | -- |  |  | 1234.829 | 0.15801
|  |  |  | -- | -- |  |  | 1234.8477 | 0.15813
|  |  |  | -- | -- |  |  | 1234.8663 | 0.15826
|  |  |  | -- | -- |  |  | 1234.885 | 0.15838
|  |  |  | -- | -- |  |  | 1234.9037 | 0.1585
|  |  |  | -- | -- |  |  | 1234.9224 | 0.15862
|  |  |  | -- | -- |  |  | 1234.941 | 0.15874
|  |  |  | -- | -- |  |  | 1234.9597 | 0.15887
|  |  |  | -- | -- |  |  | 1234.9784 | 0.15899
|  |  |  | -- | -- |  |  | 1234.9971 | 0.15911
|  |  |  | -- | -- |  |  | 1235.0157 | 0.15923
|  |  |  | -- | -- |  |  | 1235.0344 | 0.15936
|  |  |  | -- | -- |  |  | 1235.0531 | 0.15948
|  |  |  | -- | -- |  |  | 1235.0718 | 0.1596
|  |  |  | -- | -- |  |  | 1235.0905 | 0.15972
|  |  |  | -- | -- |  |  | 1235.1091 | 0.15985
|  |  |  | -- | -- |  |  | 1235.1278 | 0.15997
|  |  |  | -- | -- |  |  | 1235.1465 | 0.16009
|  |  |  | -- | -- |  |  | 1235.1652 | 0.16021
|  |  |  | -- | -- |  |  | 1235.1838 | 0.16033
|  |  |  | -- | -- |  |  | 1235.2026 | 0.16045
|  |  |  | -- | -- |  |  | 1235.2213 | 0.16057
|  |  |  | -- | -- |  |  | 1235.24 | 0.16069
|  |  |  | -- | -- |  |  | 1235.2587 | 0.16081
|  |  |  | -- | -- |  |  | 1235.2773 | 0.16093
|  |  |  | -- | -- |  |  | 1235.296 | 0.16104
|  |  |  | -- | -- |  |  | 1235.3147 | 0.16116
|  |  |  | -- | -- |  |  | 1235.3334 | 0.16127
|  |  |  | -- | -- |  |  | 1235.3521 | 0.16139
|  |  |  | -- | -- |  |  | 1235.3707 | 0.1615
|  |  |  | -- | -- |  |  | 1235.3895 | 0.16161
|  |  |  | -- | -- |  |  | 1235.4082 | 0.16172
|  |  |  | -- | -- |  |  | 1235.4269 | 0.16183
|  |  |  | -- | -- |  |  | 1235.4456 | 0.16194
|  |  |  | -- | -- |  |  | 1235.4642 | 0.16204
|  |  |  | -- | -- |  |  | 1235.4829 | 0.16215
|  |  |  | -- | -- |  |  | 1235.5016 | 0.16225
|  |  |  | -- | -- |  |  | 1235.5203 | 0.16235
|  |  |  | -- | -- |  |  | 1235.5391 | 0.16245
|  |  |  | -- | -- |  |  | 1235.5577 | 0.16255
|  |  |  | -- | -- |  |  | 1235.5764 | 0.16265
|  |  |  | -- | -- |  |  | 1235.5951 | 0.16275
|  |  |  | -- | -- |  |  | 1235.6138 | 0.16284
|  |  |  | -- | -- |  |  | 1235.6326 | 0.16293
|  |  |  | -- | -- |  |  | 1235.6512 | 0.16303
|  |  |  | -- | -- |  |  | 1235.6699 | 0.16312
|  |  |  | -- | -- |  |  | 1235.6886 | 0.1632
|  |  |  | -- | -- |  |  | 1235.7073 | 0.16329
|  |  |  | -- | -- |  |  | 1235.726 | 0.16338
|  |  |  | -- | -- |  |  | 1235.7448 | 0.16346
|  |  |  | -- | -- |  |  | 1235.7634 | 0.16355
|  |  |  | -- | -- |  |  | 1235.7821 | 0.16363
|  |  |  | -- | -- |  |  | 1235.8008 | 0.16371
|  |  |  | -- | -- |  |  | 1235.8196 | 0.16379
|  |  |  | -- | -- |  |  | 1235.8383 | 0.16387
|  |  |  | -- | -- |  |  | 1235.8569 | 0.16394
|  |  |  | -- | -- |  |  | 1235.8756 | 0.16402
|  |  |  | -- | -- |  |  | 1235.8944 | 0.1641
|  |  |  | -- | -- |  |  | 1235.9131 | 0.16417
|  |  |  | -- | -- |  |  | 1235.9318 | 0.16425
|  |  |  | -- | -- |  |  | 1235.9504 | 0.16432
|  |  |  | -- | -- |  |  | 1235.9692 | 0.16439
|  |  |  | -- | -- |  |  | 1235.9879 | 0.16447
|  |  |  | -- | -- |  |  | 1236.0066 | 0.16454
|  |  |  | -- | -- |  |  | 1236.0253 | 0.16461
|  |  |  | -- | -- |  |  | 1236.0441 | 0.16468
|  |  |  | -- | -- |  |  | 1236.0627 | 0.16476
|  |  |  | -- | -- |  |  | 1236.0814 | 0.16483
|  |  |  | -- | -- |  |  | 1236.1002 | 0.1649
|  |  |  | -- | -- |  |  | 1236.1189 | 0.16498
|  |  |  | -- | -- |  |  | 1236.1376 | 0.16505
|  |  |  | -- | -- |  |  | 1236.1562 | 0.16513
|  |  |  | -- | -- |  |  | 1236.175 | 0.1652
|  |  |  | -- | -- |  |  | 1236.1937 | 0.16528
|  |  |  | -- | -- |  |  | 1236.2124 | 0.16536
|  |  |  | -- | -- |  |  | 1236.2312 | 0.16544
|  |  |  | -- | -- |  |  | 1236.2499 | 0.16552
|  |  |  | -- | -- |  |  | 1236.2686 | 0.1656
|  |  |  | -- | -- |  |  | 1236.2874 | 0.16568
|  |  |  | -- | -- |  |  | 1236.306 | 0.16576
|  |  |  | -- | -- |  |  | 1236.3247 | 0.16585
|  |  |  | -- | -- |  |  | 1236.3435 | 0.16593
|  |  |  | -- | -- |  |  | 1236.3622 | 0.16602
|  |  |  | -- | -- |  |  | 1236.381 | 0.16611
|  |  |  | -- | -- |  |  | 1236.3997 | 0.1662
|  |  |  | -- | -- |  |  | 1236.4183 | 0.1663
|  |  |  | -- | -- |  |  | 1236.4371 | 0.16639
|  |  |  | -- | -- |  |  | 1236.4558 | 0.16649
|  |  |  | -- | -- |  |  | 1236.4745 | 0.16659
|  |  |  | -- | -- |  |  | 1236.4933 | 0.16669
|  |  |  | -- | -- |  |  | 1236.512 | 0.16679
|  |  |  | -- | -- |  |  | 1236.5308 | 0.16689
|  |  |  | -- | -- |  |  | 1236.5494 | 0.167
|  |  |  | -- | -- |  |  | 1236.5681 | 0.1671
|  |  |  | -- | -- |  |  | 1236.5869 | 0.16721
|  |  |  | -- | -- |  |  | 1236.6056 | 0.16732
|  |  |  | -- | -- |  |  | 1236.6244 | 0.16743
|  |  |  | -- | -- |  |  | 1236.6431 | 0.16755
|  |  |  | -- | -- |  |  | 1236.6619 | 0.16766
|  |  |  | -- | -- |  |  | 1236.6805 | 0.16778
|  |  |  | -- | -- |  |  | 1236.6992 | 0.1679
|  |  |  | -- | -- |  |  | 1236.718 | 0.16802
|  |  |  | -- | -- |  |  | 1236.7367 | 0.16814
|  |  |  | -- | -- |  |  | 1236.7555 | 0.16826
|  |  |  | -- | -- |  |  | 1236.7742 | 0.16838
|  |  |  | -- | -- |  |  | 1236.793 | 0.1685
|  |  |  | -- | -- |  |  | 1236.8116 | 0.16862
|  |  |  | -- | -- |  |  | 1236.8304 | 0.16875
|  |  |  | -- | -- |  |  | 1236.8491 | 0.16887
|  |  |  | -- | -- |  |  | 1236.8679 | 0.169
|  |  |  | -- | -- |  |  | 1236.8866 | 0.16912
|  |  |  | -- | -- |  |  | 1236.9054 | 0.16925
|  |  |  | -- | -- |  |  | 1236.9241 | 0.16938
|  |  |  | -- | -- |  |  | 1236.9429 | 0.1695
|  |  |  | -- | -- |  |  | 1236.9615 | 0.16963
|  |  |  | -- | -- |  |  | 1236.9803 | 0.16975
|  |  |  | -- | -- |  |  | 1236.999 | 0.16988
|  |  |  | -- | -- |  |  | 1237.0178 | 0.17
|  |  |  | -- | -- |  |  | 1237.0365 | 0.17013
|  |  |  | -- | -- |  |  | 1237.0553 | 0.17025
|  |  |  | -- | -- |  |  | 1237.074 | 0.17037
|  |  |  | -- | -- |  |  | 1237.0928 | 0.1705
|  |  |  | -- | -- |  |  | 1237.1115 | 0.17062
|  |  |  | -- | -- |  |  | 1237.1302 | 0.17074
|  |  |  | -- | -- |  |  | 1237.149 | 0.17086
|  |  |  | -- | -- |  |  | 1237.1677 | 0.17098
|  |  |  | -- | -- |  |  | 1237.1865 | 0.1711
|  |  |  | -- | -- |  |  | 1237.2052 | 0.17121
|  |  |  | -- | -- |  |  | 1237.224 | 0.17133
|  |  |  | -- | -- |  |  | 1237.2427 | 0.17144
|  |  |  | -- | -- |  |  | 1237.2615 | 0.17156
|  |  |  | -- | -- |  |  | 1237.2803 | 0.17167
|  |  |  | -- | -- |  |  | 1237.299 | 0.17178
|  |  |  | -- | -- |  |  | 1237.3177 | 0.17189
|  |  |  | -- | -- |  |  | 1237.3364 | 0.172
|  |  |  | -- | -- |  |  | 1237.3552 | 0.1721
|  |  |  | -- | -- |  |  | 1237.374 | 0.17221
|  |  |  | -- | -- |  |  | 1237.3927 | 0.17231
|  |  |  | -- | -- |  |  | 1237.4115 | 0.17242
|  |  |  | -- | -- |  |  | 1237.4302 | 0.17252
|  |  |  | -- | -- |  |  | 1237.449 | 0.17262
|  |  |  | -- | -- |  |  | 1237.4678 | 0.17272
|  |  |  | -- | -- |  |  | 1237.4865 | 0.17282
|  |  |  | -- | -- |  |  | 1237.5052 | 0.17292
|  |  |  | -- | -- |  |  | 1237.524 | 0.17302
|  |  |  | -- | -- |  |  | 1237.5427 | 0.17312
|  |  |  | -- | -- |  |  | 1237.5615 | 0.17322
|  |  |  | -- | -- |  |  | 1237.5803 | 0.17331
|  |  |  | -- | -- |  |  | 1237.599 | 0.17341
|  |  |  | -- | -- |  |  | 1237.6178 | 0.17351
|  |  |  | -- | -- |  |  | 1237.6366 | 0.17361
|  |  |  | -- | -- |  |  | 1237.6553 | 0.1737
|  |  |  | -- | -- |  |  | 1237.6741 | 0.1738
|  |  |  | -- | -- |  |  | 1237.6929 | 0.1739
|  |  |  | -- | -- |  |  | 1237.7115 | 0.174
|  |  |  | -- | -- |  |  | 1237.7303 | 0.1741
|  |  |  | -- | -- |  |  | 1237.7491 | 0.1742
|  |  |  | -- | -- |  |  | 1237.7679 | 0.1743
|  |  |  | -- | -- |  |  | 1237.7866 | 0.1744
|  |  |  | -- | -- |  |  | 1237.8054 | 0.17451
|  |  |  | -- | -- |  |  | 1237.8242 | 0.17461
|  |  |  | -- | -- |  |  | 1237.8429 | 0.17472
|  |  |  | -- | -- |  |  | 1237.8617 | 0.17483
|  |  |  | -- | -- |  |  | 1237.8805 | 0.17494
|  |  |  | -- | -- |  |  | 1237.8993 | 0.17505
|  |  |  | -- | -- |  |  | 1237.918 | 0.17517
|  |  |  | -- | -- |  |  | 1237.9368 | 0.17528
|  |  |  | -- | -- |  |  | 1237.9556 | 0.1754
|  |  |  | -- | -- |  |  | 1237.9744 | 0.17553
|  |  |  | -- | -- |  |  | 1237.993 | 0.17565
|  |  |  | -- | -- |  |  | 1238.0118 | 0.17578
|  |  |  | -- | -- |  |  | 1238.0306 | 0.17591
|  |  |  | -- | -- |  |  | 1238.0494 | 0.17605
|  |  |  | -- | -- |  |  | 1238.0682 | 0.17618
|  |  |  | -- | -- |  |  | 1238.0869 | 0.17633
|  |  |  | -- | -- |  |  | 1238.1057 | 0.17647
|  |  |  | -- | -- |  |  | 1238.1245 | 0.17662
|  |  |  | -- | -- |  |  | 1238.1433 | 0.17677
|  |  |  | -- | -- |  |  | 1238.1621 | 0.17692
|  |  |  | -- | -- |  |  | 1238.1808 | 0.17708
|  |  |  | -- | -- |  |  | 1238.1996 | 0.17724
|  |  |  | -- | -- |  |  | 1238.2184 | 0.17741
|  |  |  | -- | -- |  |  | 1238.2372 | 0.17758
|  |  |  | -- | -- |  |  | 1238.256 | 0.17775
|  |  |  | -- | -- |  |  | 1238.2747 | 0.17793
|  |  |  | -- | -- |  |  | 1238.2935 | 0.17811
|  |  |  | -- | -- |  |  | 1238.3123 | 0.17829
|  |  |  | -- | -- |  |  | 1238.3311 | 0.17848
|  |  |  | -- | -- |  |  | 1238.3499 | 0.17867
|  |  |  | -- | -- |  |  | 1238.3687 | 0.17886
|  |  |  | -- | -- |  |  | 1238.3875 | 0.17906
|  |  |  | -- | -- |  |  | 1238.4061 | 0.17926
|  |  |  | -- | -- |  |  | 1238.4249 | 0.17947
|  |  |  | -- | -- |  |  | 1238.4437 | 0.17968
|  |  |  | -- | -- |  |  | 1238.4625 | 0.17989
|  |  |  | -- | -- |  |  | 1238.4813 | 0.1801
|  |  |  | -- | -- |  |  | 1238.5001 | 0.18032
|  |  |  | -- | -- |  |  | 1238.5189 | 0.18054
|  |  |  | -- | -- |  |  | 1238.5377 | 0.18076
|  |  |  | -- | -- |  |  | 1238.5565 | 0.18099
|  |  |  | -- | -- |  |  | 1238.5752 | 0.18122
|  |  |  | -- | -- |  |  | 1238.594 | 0.18145
|  |  |  | -- | -- |  |  | 1238.6128 | 0.18168
|  |  |  | -- | -- |  |  | 1238.6316 | 0.18191
|  |  |  | -- | -- |  |  | 1238.6504 | 0.18215
|  |  |  | -- | -- |  |  | 1238.6692 | 0.18239
|  |  |  | -- | -- |  |  | 1238.688 | 0.18263
|  |  |  | -- | -- |  |  | 1238.7068 | 0.18287
|  |  |  | -- | -- |  |  | 1238.7256 | 0.18311
|  |  |  | -- | -- |  |  | 1238.7444 | 0.18336
|  |  |  | -- | -- |  |  | 1238.7632 | 0.1836
|  |  |  | -- | -- |  |  | 1238.782 | 0.18385
|  |  |  | -- | -- |  |  | 1238.8008 | 0.18409
|  |  |  | -- | -- |  |  | 1238.8196 | 0.18434
|  |  |  | -- | -- |  |  | 1238.8384 | 0.18458
|  |  |  | -- | -- |  |  | 1238.8572 | 0.18483
|  |  |  | -- | -- |  |  | 1238.876 | 0.18508
|  |  |  | -- | -- |  |  | 1238.8948 | 0.18532
|  |  |  | -- | -- |  |  | 1238.9136 | 0.18557
|  |  |  | -- | -- |  |  | 1238.9324 | 0.18581
|  |  |  | -- | -- |  |  | 1238.9512 | 0.18606
|  |  |  | -- | -- |  |  | 1238.97 | 0.1863
|  |  |  | -- | -- |  |  | 1238.9888 | 0.18654
|  |  |  | -- | -- |  |  | 1239.0076 | 0.18678
|  |  |  | -- | -- |  |  | 1239.0264 | 0.18702
|  |  |  | -- | -- |  |  | 1239.0452 | 0.18726
|  |  |  | -- | -- |  |  | 1239.064 | 0.1875
|  |  |  | -- | -- |  |  | 1239.0828 | 0.18773
|  |  |  | -- | -- |  |  | 1239.1016 | 0.18796
|  |  |  | -- | -- |  |  | 1239.1204 | 0.18819
|  |  |  | -- | -- |  |  | 1239.1392 | 0.18842
|  |  |  | -- | -- |  |  | 1239.158 | 0.18865
|  |  |  | -- | -- |  |  | 1239.1768 | 0.18887
|  |  |  | -- | -- |  |  | 1239.1956 | 0.18909
|  |  |  | -- | -- |  |  | 1239.2144 | 0.18931
|  |  |  | -- | -- |  |  | 1239.2332 | 0.18953
|  |  |  | -- | -- |  |  | 1239.252 | 0.18974
|  |  |  | -- | -- |  |  | 1239.2708 | 0.18995
|  |  |  | -- | -- |  |  | 1239.2897 | 0.19016
|  |  |  | -- | -- |  |  | 1239.3085 | 0.19036
|  |  |  | -- | -- |  |  | 1239.3273 | 0.19056
|  |  |  | -- | -- |  |  | 1239.3461 | 0.19076
|  |  |  | -- | -- |  |  | 1239.3649 | 0.19096
|  |  |  | -- | -- |  |  | 1239.3837 | 0.19115
|  |  |  | -- | -- |  |  | 1239.4025 | 0.19134
|  |  |  | -- | -- |  |  | 1239.4213 | 0.19152
|  |  |  | -- | -- |  |  | 1239.4401 | 0.19171
|  |  |  | -- | -- |  |  | 1239.459 | 0.19189
|  |  |  | -- | -- |  |  | 1239.4778 | 0.19206
|  |  |  | -- | -- |  |  | 1239.4966 | 0.19223
|  |  |  | -- | -- |  |  | 1239.5154 | 0.1924
|  |  |  | -- | -- |  |  | 1239.5342 | 0.19257
|  |  |  | -- | -- |  |  | 1239.553 | 0.19273
|  |  |  | -- | -- |  |  | 1239.5718 | 0.19289
|  |  |  | -- | -- |  |  | 1239.5907 | 0.19305
|  |  |  | -- | -- |  |  | 1239.6095 | 0.1932
|  |  |  | -- | -- |  |  | 1239.6283 | 0.19335
|  |  |  | -- | -- |  |  | 1239.6471 | 0.1935
|  |  |  | -- | -- |  |  | 1239.6659 | 0.19364
|  |  |  | -- | -- |  |  | 1239.6848 | 0.19378
|  |  |  | -- | -- |  |  | 1239.7036 | 0.19392
|  |  |  | -- | -- |  |  | 1239.7224 | 0.19406
|  |  |  | -- | -- |  |  | 1239.7412 | 0.19419
|  |  |  | -- | -- |  |  | 1239.76 | 0.19432
|  |  |  | -- | -- |  |  | 1239.7789 | 0.19444
|  |  |  | -- | -- |  |  | 1239.7977 | 0.19457
|  |  |  | -- | -- |  |  | 1239.8165 | 0.19469
|  |  |  | -- | -- |  |  | 1239.8353 | 0.1948
|  |  |  | -- | -- |  |  | 1239.8541 | 0.19492
|  |  |  | -- | -- |  |  | 1239.873 | 0.19503
|  |  |  | -- | -- |  |  | 1239.8918 | 0.19514
|  |  |  | -- | -- |  |  | 1239.9106 | 0.19524
|  |  |  | -- | -- |  |  | 1239.9294 | 0.19535
|  |  |  | -- | -- |  |  | 1239.9484 | 0.19545
|  |  |  | -- | -- |  |  | 1239.9672 | 0.19554
|  |  |  | -- | -- |  |  | 1239.986 | 0.19564
|  |  |  | -- | -- |  |  | 1240.0048 | 0.19573
|  |  |  | -- | -- |  |  | 1240.0237 | 0.19582
|  |  |  | -- | -- |  |  | 1240.0425 | 0.19591
|  |  |  | -- | -- |  |  | 1240.0613 | 0.19599
|  |  |  | -- | -- |  |  | 1240.0802 | 0.19608
|  |  |  | -- | -- |  |  | 1240.099 | 0.19616
|  |  |  | -- | -- |  |  | 1240.1178 | 0.19623
|  |  |  | -- | -- |  |  | 1240.1366 | 0.19631
|  |  |  | -- | -- |  |  | 1240.1555 | 0.19638
|  |  |  | -- | -- |  |  | 1240.1743 | 0.19645
|  |  |  | -- | -- |  |  | 1240.1931 | 0.19652
|  |  |  | -- | -- |  |  | 1240.212 | 0.19658
|  |  |  | -- | -- |  |  | 1240.2308 | 0.19664
|  |  |  | -- | -- |  |  | 1240.2496 | 0.1967
|  |  |  | -- | -- |  |  | 1240.2686 | 0.19676
|  |  |  | -- | -- |  |  | 1240.2874 | 0.19681
|  |  |  | -- | -- |  |  | 1240.3062 | 0.19687
|  |  |  | -- | -- |  |  | 1240.3251 | 0.19692
|  |  |  | -- | -- |  |  | 1240.3439 | 0.19696
|  |  |  | -- | -- |  |  | 1240.3627 | 0.19701
|  |  |  | -- | -- |  |  | 1240.3816 | 0.19705
|  |  |  | -- | -- |  |  | 1240.4004 | 0.19709
|  |  |  | -- | -- |  |  | 1240.4192 | 0.19712
|  |  |  | -- | -- |  |  | 1240.4381 | 0.19716
|  |  |  | -- | -- |  |  | 1240.4569 | 0.19719
|  |  |  | -- | -- |  |  | 1240.4758 | 0.19722
|  |  |  | -- | -- |  |  | 1240.4946 | 0.19724
|  |  |  | -- | -- |  |  | 1240.5134 | 0.19727
|  |  |  | -- | -- |  |  | 1240.5323 | 0.19729
|  |  |  | -- | -- |  |  | 1240.5511 | 0.19731
|  |  |  | -- | -- |  |  | 1240.5701 | 0.19732
|  |  |  | -- | -- |  |  | 1240.5889 | 0.19733
|  |  |  | -- | -- |  |  | 1240.6077 | 0.19734
|  |  |  | -- | -- |  |  | 1240.6266 | 0.19735
|  |  |  | -- | -- |  |  | 1240.6454 | 0.19736
|  |  |  | -- | -- |  |  | 1240.6643 | 0.19736
|  |  |  | -- | -- |  |  | 1240.6831 | 0.19736
|  |  |  | -- | -- |  |  | 1240.702 | 0.19736
|  |  |  | -- | -- |  |  | 1240.7208 | 0.19735
|  |  |  | -- | -- |  |  | 1240.7396 | 0.19735
|  |  |  | -- | -- |  |  | 1240.7585 | 0.19734
|  |  |  | -- | -- |  |  | 1240.7773 | 0.19732
|  |  |  | -- | -- |  |  | 1240.7963 | 0.19731
|  |  |  | -- | -- |  |  | 1240.8151 | 0.19729
|  |  |  | -- | -- |  |  | 1240.834 | 0.19728
|  |  |  | -- | -- |  |  | 1240.8528 | 0.19726
|  |  |  | -- | -- |  |  | 1240.8717 | 0.19723
|  |  |  | -- | -- |  |  | 1240.8905 | 0.19721
|  |  |  | -- | -- |  |  | 1240.9094 | 0.19718
|  |  |  | -- | -- |  |  | 1240.9282 | 0.19716
|  |  |  | -- | -- |  |  | 1240.9471 | 0.19713
|  |  |  | -- | -- |  |  | 1240.9659 | 0.1971
|  |  |  | -- | -- |  |  | 1240.9849 | 0.19707
|  |  |  | -- | -- |  |  | 1241.0037 | 0.19703
|  |  |  | -- | -- |  |  | 1241.0226 | 0.197
|  |  |  | -- | -- |  |  | 1241.0414 | 0.19696
|  |  |  | -- | -- |  |  | 1241.0603 | 0.19693
|  |  |  | -- | -- |  |  | 1241.0791 | 0.19689
|  |  |  | -- | -- |  |  | 1241.098 | 0.19686
|  |  |  | -- | -- |  |  | 1241.1168 | 0.19682
|  |  |  | -- | -- |  |  | 1241.1357 | 0.19678
|  |  |  | -- | -- |  |  | 1241.1547 | 0.19674
|  |  |  | -- | -- |  |  | 1241.1735 | 0.19671
|  |  |  | -- | -- |  |  | 1241.1924 | 0.19667
|  |  |  | -- | -- |  |  | 1241.2112 | 0.19663
|  |  |  | -- | -- |  |  | 1241.2301 | 0.1966
|  |  |  | -- | -- |  |  | 1241.2489 | 0.19656
|  |  |  | -- | -- |  |  | 1241.2678 | 0.19653
|  |  |  | -- | -- |  |  | 1241.2867 | 0.1965
|  |  |  | -- | -- |  |  | 1241.3055 | 0.19646
|  |  |  | -- | -- |  |  | 1241.3245 | 0.19643
|  |  |  | -- | -- |  |  | 1241.3433 | 0.1964
|  |  |  | -- | -- |  |  | 1241.3622 | 0.19638
|  |  |  | -- | -- |  |  | 1241.3811 | 0.19635
|  |  |  | -- | -- |  |  | 1241.3999 | 0.19633
|  |  |  | -- | -- |  |  | 1241.4188 | 0.19631
|  |  |  | -- | -- |  |  | 1241.4376 | 0.19629
|  |  |  | -- | -- |  |  | 1241.4565 | 0.19627
|  |  |  | -- | -- |  |  | 1241.4755 | 0.19626
|  |  |  | -- | -- |  |  | 1241.4943 | 0.19625
|  |  |  | -- | -- |  |  | 1241.5132 | 0.19624
|  |  |  | -- | -- |  |  | 1241.5321 | 0.19623
|  |  |  | -- | -- |  |  | 1241.5509 | 0.19623
|  |  |  | -- | -- |  |  | 1241.5698 | 0.19623
|  |  |  | -- | -- |  |  | 1241.5887 | 0.19624
|  |  |  | -- | -- |  |  | 1241.6075 | 0.19625
|  |  |  | -- | -- |  |  | 1241.6265 | 0.19626
|  |  |  | -- | -- |  |  | 1241.6454 | 0.19627
|  |  |  | -- | -- |  |  | 1241.6642 | 0.19629
|  |  |  | -- | -- |  |  | 1241.6831 | 0.19632
|  |  |  | -- | -- |  |  | 1241.702 | 0.19635
|  |  |  | -- | -- |  |  | 1241.7208 | 0.19638
|  |  |  | -- | -- |  |  | 1241.7397 | 0.19641
|  |  |  | -- | -- |  |  | 1241.7587 | 0.19645
|  |  |  | -- | -- |  |  | 1241.7775 | 0.1965
|  |  |  | -- | -- |  |  | 1241.7964 | 0.19655
|  |  |  | -- | -- |  |  | 1241.8153 | 0.1966
|  |  |  | -- | -- |  |  | 1241.8342 | 0.19666
|  |  |  | -- | -- |  |  | 1241.853 | 0.19673
|  |  |  | -- | -- |  |  | 1241.8719 | 0.1968
|  |  |  | -- | -- |  |  | 1241.8909 | 0.19687
|  |  |  | -- | -- |  |  | 1241.9097 | 0.19695
|  |  |  | -- | -- |  |  | 1241.9286 | 0.19703
|  |  |  | -- | -- |  |  | 1241.9475 | 0.19712
|  |  |  | -- | -- |  |  | 1241.9664 | 0.19721
|  |  |  | -- | -- |  |  | 1241.9852 | 0.19731
|  |  |  | -- | -- |  |  | 1242.0041 | 0.19741
|  |  |  | -- | -- |  |  | 1242.0231 | 0.19752
|  |  |  | -- | -- |  |  | 1242.042 | 0.19763
|  |  |  | -- | -- |  |  | 1242.0609 | 0.19774
|  |  |  | -- | -- |  |  | 1242.0797 | 0.19787
|  |  |  | -- | -- |  |  | 1242.0986 | 0.19799
|  |  |  | -- | -- |  |  | 1242.1176 | 0.19812
|  |  |  | -- | -- |  |  | 1242.1365 | 0.19826
|  |  |  | -- | -- |  |  | 1242.1554 | 0.1984
|  |  |  | -- | -- |  |  | 1242.1742 | 0.19855
|  |  |  | -- | -- |  |  | 1242.1931 | 0.1987
|  |  |  | -- | -- |  |  | 1242.212 | 0.19885
|  |  |  | -- | -- |  |  | 1242.231 | 0.19901
|  |  |  | -- | -- |  |  | 1242.2499 | 0.19918
|  |  |  | -- | -- |  |  | 1242.2687 | 0.19935
|  |  |  | -- | -- |  |  | 1242.2876 | 0.19952
|  |  |  | -- | -- |  |  | 1242.3065 | 0.1997
|  |  |  | -- | -- |  |  | 1242.3254 | 0.19988
|  |  |  | -- | -- |  |  | 1242.3444 | 0.20007
|  |  |  | -- | -- |  |  | 1242.3633 | 0.20026
|  |  |  | -- | -- |  |  | 1242.3822 | 0.20046
|  |  |  | -- | -- |  |  | 1242.401 | 0.20066
|  |  |  | -- | -- |  |  | 1242.4199 | 0.20086
|  |  |  | -- | -- |  |  | 1242.4388 | 0.20107
|  |  |  | -- | -- |  |  | 1242.4578 | 0.20128
|  |  |  | -- | -- |  |  | 1242.4767 | 0.20149
|  |  |  | -- | -- |  |  | 1242.4956 | 0.20171
|  |  |  | -- | -- |  |  | 1242.5145 | 0.20193
|  |  |  | -- | -- |  |  | 1242.5334 | 0.20216
|  |  |  | -- | -- |  |  | 1242.5522 | 0.20239
|  |  |  | -- | -- |  |  | 1242.5712 | 0.20262
|  |  |  | -- | -- |  |  | 1242.5901 | 0.20286
|  |  |  | -- | -- |  |  | 1242.609 | 0.2031
|  |  |  | -- | -- |  |  | 1242.6279 | 0.20334
|  |  |  | -- | -- |  |  | 1242.6469 | 0.20358
|  |  |  | -- | -- |  |  | 1242.6658 | 0.20383
|  |  |  | -- | -- |  |  | 1242.6847 | 0.20408
|  |  |  | -- | -- |  |  | 1242.7036 | 0.20433
|  |  |  | -- | -- |  |  | 1242.7225 | 0.20458
|  |  |  | -- | -- |  |  | 1242.7415 | 0.20484
|  |  |  | -- | -- |  |  | 1242.7604 | 0.20509
|  |  |  | -- | -- |  |  | 1242.7793 | 0.20535
|  |  |  | -- | -- |  |  | 1242.7982 | 0.20561
|  |  |  | -- | -- |  |  | 1242.8171 | 0.20588
|  |  |  | -- | -- |  |  | 1242.8361 | 0.20614
|  |  |  | -- | -- |  |  | 1242.855 | 0.20641
|  |  |  | -- | -- |  |  | 1242.8739 | 0.20667
|  |  |  | -- | -- |  |  | 1242.8927 | 0.20694
|  |  |  | -- | -- |  |  | 1242.9116 | 0.20721
|  |  |  | -- | -- |  |  | 1242.9305 | 0.20748
|  |  |  | -- | -- |  |  | 1242.9495 | 0.20774
|  |  |  | -- | -- |  |  | 1242.9684 | 0.20801
|  |  |  | -- | -- |  |  | 1242.9873 | 0.20828
|  |  |  | -- | -- |  |  | 1243.0063 | 0.20855
|  |  |  | -- | -- |  |  | 1243.0253 | 0.20882
|  |  |  | -- | -- |  |  | 1243.0442 | 0.20909
|  |  |  | -- | -- |  |  | 1243.0631 | 0.20936
|  |  |  | -- | -- |  |  | 1243.082 | 0.20963
|  |  |  | -- | -- |  |  | 1243.101 | 0.20989
|  |  |  | -- | -- |  |  | 1243.1199 | 0.21016
|  |  |  | -- | -- |  |  | 1243.1388 | 0.21042
|  |  |  | -- | -- |  |  | 1243.1577 | 0.21069
|  |  |  | -- | -- |  |  | 1243.1766 | 0.21095
|  |  |  | -- | -- |  |  | 1243.1956 | 0.21121
|  |  |  | -- | -- |  |  | 1243.2145 | 0.21147
|  |  |  | -- | -- |  |  | 1243.2334 | 0.21173
|  |  |  | -- | -- |  |  | 1243.2523 | 0.21198
|  |  |  | -- | -- |  |  | 1243.2712 | 0.21224
|  |  |  | -- | -- |  |  | 1243.2902 | 0.21249
|  |  |  | -- | -- |  |  | 1243.3091 | 0.21274
|  |  |  | -- | -- |  |  | 1243.328 | 0.21298
|  |  |  | -- | -- |  |  | 1243.347 | 0.21323
|  |  |  | -- | -- |  |  | 1243.366 | 0.21347
|  |  |  | -- | -- |  |  | 1243.3849 | 0.21371
|  |  |  | -- | -- |  |  | 1243.4038 | 0.21395
|  |  |  | -- | -- |  |  | 1243.4227 | 0.21418
|  |  |  | -- | -- |  |  | 1243.4416 | 0.21441
|  |  |  | -- | -- |  |  | 1243.4606 | 0.21464
|  |  |  | -- | -- |  |  | 1243.4795 | 0.21487
|  |  |  | -- | -- |  |  | 1243.4985 | 0.21509
|  |  |  | -- | -- |  |  | 1243.5175 | 0.21531
|  |  |  | -- | -- |  |  | 1243.5364 | 0.21553
|  |  |  | -- | -- |  |  | 1243.5553 | 0.21574
|  |  |  | -- | -- |  |  | 1243.5742 | 0.21595
|  |  |  | -- | -- |  |  | 1243.5931 | 0.21616
|  |  |  | -- | -- |  |  | 1243.6121 | 0.21636
|  |  |  | -- | -- |  |  | 1243.6311 | 0.21656
|  |  |  | -- | -- |  |  | 1243.65 | 0.21676
|  |  |  | -- | -- |  |  | 1243.6689 | 0.21695
|  |  |  | -- | -- |  |  | 1243.6879 | 0.21714
|  |  |  | -- | -- |  |  | 1243.7068 | 0.21733
|  |  |  | -- | -- |  |  | 1243.7258 | 0.21751
|  |  |  | -- | -- |  |  | 1243.7448 | 0.21769
|  |  |  | -- | -- |  |  | 1243.7637 | 0.21787
|  |  |  | -- | -- |  |  | 1243.7826 | 0.21804
|  |  |  | -- | -- |  |  | 1243.8015 | 0.21821
|  |  |  | -- | -- |  |  | 1243.8206 | 0.21837
|  |  |  | -- | -- |  |  | 1243.8395 | 0.21853
|  |  |  | -- | -- |  |  | 1243.8584 | 0.21869
|  |  |  | -- | -- |  |  | 1243.8773 | 0.21885
|  |  |  | -- | -- |  |  | 1243.8964 | 0.219
|  |  |  | -- | -- |  |  | 1243.9153 | 0.21915
|  |  |  | -- | -- |  |  | 1243.9342 | 0.21929
|  |  |  | -- | -- |  |  | 1243.9531 | 0.21943
|  |  |  | -- | -- |  |  | 1243.972 | 0.21957
|  |  |  | -- | -- |  |  | 1243.9911 | 0.21971
|  |  |  | -- | -- |  |  | 1244.01 | 0.21984
|  |  |  | -- | -- |  |  | 1244.0289 | 0.21996
|  |  |  | -- | -- |  |  | 1244.048 | 0.22009
|  |  |  | -- | -- |  |  | 1244.0669 | 0.22021
|  |  |  | -- | -- |  |  | 1244.0858 | 0.22033
|  |  |  | -- | -- |  |  | 1244.1047 | 0.22044
|  |  |  | -- | -- |  |  | 1244.1238 | 0.22056
|  |  |  | -- | -- |  |  | 1244.1427 | 0.22066
|  |  |  | -- | -- |  |  | 1244.1616 | 0.22077
|  |  |  | -- | -- |  |  | 1244.1807 | 0.22087
|  |  |  | -- | -- |  |  | 1244.1996 | 0.22097
|  |  |  | -- | -- |  |  | 1244.2185 | 0.22107
|  |  |  | -- | -- |  |  | 1244.2375 | 0.22116
|  |  |  | -- | -- |  |  | 1244.2565 | 0.22126
|  |  |  | -- | -- |  |  | 1244.2754 | 0.22134
|  |  |  | -- | -- |  |  | 1244.2944 | 0.22143
|  |  |  | -- | -- |  |  | 1244.3134 | 0.22151
|  |  |  | -- | -- |  |  | 1244.3323 | 0.22159
|  |  |  | -- | -- |  |  | 1244.3513 | 0.22167
|  |  |  | -- | -- |  |  | 1244.3702 | 0.22175
|  |  |  | -- | -- |  |  | 1244.3892 | 0.22182
|  |  |  | -- | -- |  |  | 1244.4082 | 0.2219
|  |  |  | -- | -- |  |  | 1244.4271 | 0.22197
|  |  |  | -- | -- |  |  | 1244.446 | 0.22203
|  |  |  | -- | -- |  |  | 1244.4651 | 0.2221
|  |  |  | -- | -- |  |  | 1244.484 | 0.22216
|  |  |  | -- | -- |  |  | 1244.5031 | 0.22223
|  |  |  | -- | -- |  |  | 1244.522 | 0.22229
|  |  |  | -- | -- |  |  | 1244.5409 | 0.22235
|  |  |  | -- | -- |  |  | 1244.5599 | 0.2224
|  |  |  | -- | -- |  |  | 1244.5789 | 0.22246
|  |  |  | -- | -- |  |  | 1244.5979 | 0.22252
|  |  |  | -- | -- |  |  | 1244.6168 | 0.22257
|  |  |  | -- | -- |  |  | 1244.6357 | 0.22262
|  |  |  | -- | -- |  |  | 1244.6548 | 0.22268
|  |  |  | -- | -- |  |  | 1244.6737 | 0.22273
|  |  |  | -- | -- |  |  | 1244.6927 | 0.22278
|  |  |  | -- | -- |  |  | 1244.7117 | 0.22283
|  |  |  | -- | -- |  |  | 1244.7307 | 0.22288
|  |  |  | -- | -- |  |  | 1244.7496 | 0.22293
|  |  |  | -- | -- |  |  | 1244.7686 | 0.22299
|  |  |  | -- | -- |  |  | 1244.7876 | 0.22304
|  |  |  | -- | -- |  |  | 1244.8065 | 0.22309
|  |  |  | -- | -- |  |  | 1244.8256 | 0.22314
|  |  |  | -- | -- |  |  | 1244.8445 | 0.22319
|  |  |  | -- | -- |  |  | 1244.8635 | 0.22325
|  |  |  | -- | -- |  |  | 1244.8824 | 0.2233
|  |  |  | -- | -- |  |  | 1244.9015 | 0.22336
|  |  |  | -- | -- |  |  | 1244.9204 | 0.22341
|  |  |  | -- | -- |  |  | 1244.9395 | 0.22347
|  |  |  | -- | -- |  |  | 1244.9584 | 0.22353
|  |  |  | -- | -- |  |  | 1244.9774 | 0.22359
|  |  |  | -- | -- |  |  | 1244.9963 | 0.22365
|  |  |  | -- | -- |  |  | 1245.0154 | 0.22372
|  |  |  | -- | -- |  |  | 1245.0343 | 0.22378
|  |  |  | -- | -- |  |  | 1245.0533 | 0.22385
|  |  |  | -- | -- |  |  | 1245.0723 | 0.22392
|  |  |  | -- | -- |  |  | 1245.0913 | 0.224
|  |  |  | -- | -- |  |  | 1245.1102 | 0.22407
|  |  |  | -- | -- |  |  | 1245.1293 | 0.22415
|  |  |  | -- | -- |  |  | 1245.1483 | 0.22423
|  |  |  | -- | -- |  |  | 1245.1672 | 0.22431
|  |  |  | -- | -- |  |  | 1245.1863 | 0.2244
|  |  |  | -- | -- |  |  | 1245.2052 | 0.22449
|  |  |  | -- | -- |  |  | 1245.2242 | 0.22458
|  |  |  | -- | -- |  |  | 1245.2432 | 0.22467
|  |  |  | -- | -- |  |  | 1245.2622 | 0.22477
|  |  |  | -- | -- |  |  | 1245.2812 | 0.22487
|  |  |  | -- | -- |  |  | 1245.3002 | 0.22498
|  |  |  | -- | -- |  |  | 1245.3192 | 0.22508
|  |  |  | -- | -- |  |  | 1245.3381 | 0.22519
|  |  |  | -- | -- |  |  | 1245.3572 | 0.22531
|  |  |  | -- | -- |  |  | 1245.3762 | 0.22542
|  |  |  | -- | -- |  |  | 1245.3951 | 0.22554
|  |  |  | -- | -- |  |  | 1245.4142 | 0.22567
|  |  |  | -- | -- |  |  | 1245.4331 | 0.22579
|  |  |  | -- | -- |  |  | 1245.4521 | 0.22592
|  |  |  | -- | -- |  |  | 1245.4712 | 0.22605
|  |  |  | -- | -- |  |  | 1245.4901 | 0.22619
|  |  |  | -- | -- |  |  | 1245.5092 | 0.22633
|  |  |  | -- | -- |  |  | 1245.5282 | 0.22647
|  |  |  | -- | -- |  |  | 1245.5471 | 0.22661
|  |  |  | -- | -- |  |  | 1245.5662 | 0.22676
|  |  |  | -- | -- |  |  | 1245.5852 | 0.2269
|  |  |  | -- | -- |  |  | 1245.6041 | 0.22706
|  |  |  | -- | -- |  |  | 1245.6232 | 0.22721
|  |  |  | -- | -- |  |  | 1245.6422 | 0.22737
|  |  |  | -- | -- |  |  | 1245.6611 | 0.22752
|  |  |  | -- | -- |  |  | 1245.6802 | 0.22768
|  |  |  | -- | -- |  |  | 1245.6992 | 0.22785
|  |  |  | -- | -- |  |  | 1245.7181 | 0.22801
|  |  |  | -- | -- |  |  | 1245.7372 | 0.22817
|  |  |  | -- | -- |  |  | 1245.7562 | 0.22834
|  |  |  | -- | -- |  |  | 1245.7751 | 0.22851
|  |  |  | -- | -- |  |  | 1245.7942 | 0.22868
|  |  |  | -- | -- |  |  | 1245.8132 | 0.22884
|  |  |  | -- | -- |  |  | 1245.8322 | 0.22901
|  |  |  | -- | -- |  |  | 1245.8512 | 0.22919
|  |  |  | -- | -- |  |  | 1245.8702 | 0.22936
|  |  |  | -- | -- |  |  | 1245.8893 | 0.22953
|  |  |  | -- | -- |  |  | 1245.9082 | 0.2297
|  |  |  | -- | -- |  |  | 1245.9272 | 0.22987
|  |  |  | -- | -- |  |  | 1245.9463 | 0.23004
|  |  |  | -- | -- |  |  | 1245.9653 | 0.2302
|  |  |  | -- | -- |  |  | 1245.9843 | 0.23037
|  |  |  | -- | -- |  |  | 1246.0033 | 0.23054
|  |  |  | -- | -- |  |  | 1246.0223 | 0.2307
|  |  |  | -- | -- |  |  | 1246.0414 | 0.23087
|  |  |  | -- | -- |  |  | 1246.0603 | 0.23103
|  |  |  | -- | -- |  |  | 1246.0793 | 0.23119
|  |  |  | -- | -- |  |  | 1246.0984 | 0.23134
|  |  |  | -- | -- |  |  | 1246.1174 | 0.2315
|  |  |  | -- | -- |  |  | 1246.1365 | 0.23165
|  |  |  | -- | -- |  |  | 1246.1554 | 0.2318
|  |  |  | -- | -- |  |  | 1246.1744 | 0.23194
|  |  |  | -- | -- |  |  | 1246.1935 | 0.23208
|  |  |  | -- | -- |  |  | 1246.2125 | 0.23222
|  |  |  | -- | -- |  |  | 1246.2316 | 0.23236
|  |  |  | -- | -- |  |  | 1246.2506 | 0.23249
|  |  |  | -- | -- |  |  | 1246.2695 | 0.23262
|  |  |  | -- | -- |  |  | 1246.2886 | 0.23274
|  |  |  | -- | -- |  |  | 1246.3076 | 0.23286
|  |  |  | -- | -- |  |  | 1246.3267 | 0.23297
|  |  |  | -- | -- |  |  | 1246.3457 | 0.23308
|  |  |  | -- | -- |  |  | 1246.3647 | 0.23319
|  |  |  | -- | -- |  |  | 1246.3837 | 0.23328
|  |  |  | -- | -- |  |  | 1246.4027 | 0.23338
|  |  |  | -- | -- |  |  | 1246.4218 | 0.23347
|  |  |  | -- | -- |  |  | 1246.4408 | 0.23355
|  |  |  | -- | -- |  |  | 1246.4598 | 0.23363
|  |  |  | -- | -- |  |  | 1246.4789 | 0.2337
|  |  |  | -- | -- |  |  | 1246.4979 | 0.23377
|  |  |  | -- | -- |  |  | 1246.517 | 0.23383
|  |  |  | -- | -- |  |  | 1246.5359 | 0.23389
|  |  |  | -- | -- |  |  | 1246.5549 | 0.23394
|  |  |  | -- | -- |  |  | 1246.574 | 0.23398
|  |  |  | -- | -- |  |  | 1246.593 | 0.23402
|  |  |  | -- | -- |  |  | 1246.6121 | 0.23405
|  |  |  | -- | -- |  |  | 1246.6311 | 0.23408
|  |  |  | -- | -- |  |  | 1246.6501 | 0.2341
|  |  |  | -- | -- |  |  | 1246.6692 | 0.23411
|  |  |  | -- | -- |  |  | 1246.6882 | 0.23412
|  |  |  | -- | -- |  |  | 1246.7073 | 0.23413
|  |  |  | -- | -- |  |  | 1246.7263 | 0.23412
|  |  |  | -- | -- |  |  | 1246.7454 | 0.23411
|  |  |  | -- | -- |  |  | 1246.7644 | 0.2341
|  |  |  | -- | -- |  |  | 1246.7834 | 0.23408
|  |  |  | -- | -- |  |  | 1246.8025 | 0.23406
|  |  |  | -- | -- |  |  | 1246.8214 | 0.23402
|  |  |  | -- | -- |  |  | 1246.8405 | 0.23399
|  |  |  | -- | -- |  |  | 1246.8595 | 0.23395
|  |  |  | -- | -- |  |  | 1246.8785 | 0.2339
|  |  |  | -- | -- |  |  | 1246.8976 | 0.23385
|  |  |  | -- | -- |  |  | 1246.9166 | 0.23379
|  |  |  | -- | -- |  |  | 1246.9357 | 0.23373
|  |  |  | -- | -- |  |  | 1246.9547 | 0.23367
|  |  |  | -- | -- |  |  | 1246.9738 | 0.2336
|  |  |  | -- | -- |  |  | 1246.9928 | 0.23353
|  |  |  | -- | -- |  |  | 1247.0118 | 0.23345
|  |  |  | -- | -- |  |  | 1247.0309 | 0.23337
|  |  |  | -- | -- |  |  | 1247.0499 | 0.23328
|  |  |  | -- | -- |  |  | 1247.069 | 0.23319
|  |  |  | -- | -- |  |  | 1247.0881 | 0.2331
|  |  |  | -- | -- |  |  | 1247.1072 | 0.23301
|  |  |  | -- | -- |  |  | 1247.1262 | 0.23291
|  |  |  | -- | -- |  |  | 1247.1453 | 0.23282
|  |  |  | -- | -- |  |  | 1247.1643 | 0.23272
|  |  |  | -- | -- |  |  | 1247.1834 | 0.23261
|  |  |  | -- | -- |  |  | 1247.2024 | 0.23251
|  |  |  | -- | -- |  |  | 1247.2214 | 0.23241
|  |  |  | -- | -- |  |  | 1247.2405 | 0.2323
|  |  |  | -- | -- |  |  | 1247.2595 | 0.23219
|  |  |  | -- | -- |  |  | 1247.2786 | 0.23209
|  |  |  | -- | -- |  |  | 1247.2976 | 0.23198
|  |  |  | -- | -- |  |  | 1247.3166 | 0.23187
|  |  |  | -- | -- |  |  | 1247.3357 | 0.23177
|  |  |  | -- | -- |  |  | 1247.3547 | 0.23166
|  |  |  | -- | -- |  |  | 1247.3739 | 0.23156
|  |  |  | -- | -- |  |  | 1247.3929 | 0.23146
|  |  |  | -- | -- |  |  | 1247.412 | 0.23136
|  |  |  | -- | -- |  |  | 1247.431 | 0.23126
|  |  |  | -- | -- |  |  | 1247.4501 | 0.23116
|  |  |  | -- | -- |  |  | 1247.4691 | 0.23107
|  |  |  | -- | -- |  |  | 1247.4882 | 0.23098
|  |  |  | -- | -- |  |  | 1247.5072 | 0.23089
|  |  |  | -- | -- |  |  | 1247.5264 | 0.2308
|  |  |  | -- | -- |  |  | 1247.5454 | 0.23072
|  |  |  | -- | -- |  |  | 1247.5645 | 0.23065
|  |  |  | -- | -- |  |  | 1247.5835 | 0.23057
|  |  |  | -- | -- |  |  | 1247.6025 | 0.23051
|  |  |  | -- | -- |  |  | 1247.6216 | 0.23044
|  |  |  | -- | -- |  |  | 1247.6407 | 0.23039
|  |  |  | -- | -- |  |  | 1247.6598 | 0.23033
|  |  |  | -- | -- |  |  | 1247.6788 | 0.23029
|  |  |  | -- | -- |  |  | 1247.6979 | 0.23024
|  |  |  | -- | -- |  |  | 1247.7169 | 0.23021
|  |  |  | -- | -- |  |  | 1247.7361 | 0.23018
|  |  |  | -- | -- |  |  | 1247.7551 | 0.23016
|  |  |  | -- | -- |  |  | 1247.7742 | 0.23014
|  |  |  | -- | -- |  |  | 1247.7932 | 0.23013
|  |  |  | -- | -- |  |  | 1247.8123 | 0.23013
|  |  |  | -- | -- |  |  | 1247.8314 | 0.23014
|  |  |  | -- | -- |  |  | 1247.8505 | 0.23015
|  |  |  | -- | -- |  |  | 1247.8695 | 0.23017
|  |  |  | -- | -- |  |  | 1247.8886 | 0.23019
|  |  |  | -- | -- |  |  | 1247.9076 | 0.23023
|  |  |  | -- | -- |  |  | 1247.9268 | 0.23027
|  |  |  | -- | -- |  |  | 1247.9458 | 0.23032
|  |  |  | -- | -- |  |  | 1247.9648 | 0.23038
|  |  |  | -- | -- |  |  | 1247.9839 | 0.23045
|  |  |  | -- | -- |  |  | 1248.0031 | 0.23052
|  |  |  | -- | -- |  |  | 1248.0221 | 0.2306
|  |  |  | -- | -- |  |  | 1248.0411 | 0.23069
|  |  |  | -- | -- |  |  | 1248.0603 | 0.23079
|  |  |  | -- | -- |  |  | 1248.0793 | 0.2309
|  |  |  | -- | -- |  |  | 1248.0984 | 0.23101
|  |  |  | -- | -- |  |  | 1248.1174 | 0.23114
|  |  |  | -- | -- |  |  | 1248.1366 | 0.23127
|  |  |  | -- | -- |  |  | 1248.1556 | 0.23141
|  |  |  | -- | -- |  |  | 1248.1747 | 0.23155
|  |  |  | -- | -- |  |  | 1248.1938 | 0.23171
|  |  |  | -- | -- |  |  | 1248.2129 | 0.23187
|  |  |  | -- | -- |  |  | 1248.2319 | 0.23204
|  |  |  | -- | -- |  |  | 1248.2511 | 0.23222
|  |  |  | -- | -- |  |  | 1248.2701 | 0.2324
|  |  |  | -- | -- |  |  | 1248.2892 | 0.23259
|  |  |  | -- | -- |  |  | 1248.3084 | 0.23279
|  |  |  | -- | -- |  |  | 1248.3274 | 0.233
|  |  |  | -- | -- |  |  | 1248.3464 | 0.23321
|  |  |  | -- | -- |  |  | 1248.3656 | 0.23343
|  |  |  | -- | -- |  |  | 1248.3846 | 0.23366
|  |  |  | -- | -- |  |  | 1248.4037 | 0.23389
|  |  |  | -- | -- |  |  | 1248.4229 | 0.23413
|  |  |  | -- | -- |  |  | 1248.4419 | 0.23437
|  |  |  | -- | -- |  |  | 1248.4609 | 0.23462
|  |  |  | -- | -- |  |  | 1248.4801 | 0.23487
|  |  |  | -- | -- |  |  | 1248.4991 | 0.23513
|  |  |  | -- | -- |  |  | 1248.5183 | 0.2354
|  |  |  | -- | -- |  |  | 1248.5374 | 0.23567
|  |  |  | -- | -- |  |  | 1248.5564 | 0.23594
|  |  |  | -- | -- |  |  | 1248.5756 | 0.23622
|  |  |  | -- | -- |  |  | 1248.5946 | 0.2365
|  |  |  | -- | -- |  |  | 1248.6138 | 0.23679
|  |  |  | -- | -- |  |  | 1248.6328 | 0.23708
|  |  |  | -- | -- |  |  | 1248.652 | 0.23737
|  |  |  | -- | -- |  |  | 1248.671 | 0.23767
|  |  |  | -- | -- |  |  | 1248.6901 | 0.23796
|  |  |  | -- | -- |  |  | 1248.7092 | 0.23826
|  |  |  | -- | -- |  |  | 1248.7283 | 0.23857
|  |  |  | -- | -- |  |  | 1248.7474 | 0.23887
|  |  |  | -- | -- |  |  | 1248.7665 | 0.23918
|  |  |  | -- | -- |  |  | 1248.7856 | 0.23948
|  |  |  | -- | -- |  |  | 1248.8047 | 0.23979
|  |  |  | -- | -- |  |  | 1248.8239 | 0.2401
|  |  |  | -- | -- |  |  | 1248.8429 | 0.24041
|  |  |  | -- | -- |  |  | 1248.8621 | 0.24072
|  |  |  | -- | -- |  |  | 1248.8811 | 0.24103
|  |  |  | -- | -- |  |  | 1248.9003 | 0.24134
|  |  |  | -- | -- |  |  | 1248.9193 | 0.24165
|  |  |  | -- | -- |  |  | 1248.9384 | 0.24196
|  |  |  | -- | -- |  |  | 1248.9575 | 0.24227
|  |  |  | -- | -- |  |  | 1248.9766 | 0.24258
|  |  |  | -- | -- |  |  | 1248.9957 | 0.24289
|  |  |  | -- | -- |  |  | 1249.0149 | 0.24319
|  |  |  | -- | -- |  |  | 1249.0339 | 0.24349
|  |  |  | -- | -- |  |  | 1249.0531 | 0.2438
|  |  |  | -- | -- |  |  | 1249.0721 | 0.2441
|  |  |  | -- | -- |  |  | 1249.0913 | 0.24439
|  |  |  | -- | -- |  |  | 1249.1104 | 0.24469
|  |  |  | -- | -- |  |  | 1249.1295 | 0.24498
|  |  |  | -- | -- |  |  | 1249.1486 | 0.24527
|  |  |  | -- | -- |  |  | 1249.1677 | 0.24556
|  |  |  | -- | -- |  |  | 1249.1868 | 0.24584
|  |  |  | -- | -- |  |  | 1249.2059 | 0.24612
|  |  |  | -- | -- |  |  | 1249.2251 | 0.2464
|  |  |  | -- | -- |  |  | 1249.2441 | 0.24668
|  |  |  | -- | -- |  |  | 1249.2633 | 0.24695
|  |  |  | -- | -- |  |  | 1249.2823 | 0.24722
|  |  |  | -- | -- |  |  | 1249.3015 | 0.24748
|  |  |  | -- | -- |  |  | 1249.3206 | 0.24774
|  |  |  | -- | -- |  |  | 1249.3397 | 0.248
|  |  |  | -- | -- |  |  | 1249.3589 | 0.24825
|  |  |  | -- | -- |  |  | 1249.3779 | 0.2485
|  |  |  | -- | -- |  |  | 1249.3971 | 0.24875
|  |  |  | -- | -- |  |  | 1249.4161 | 0.24899
|  |  |  | -- | -- |  |  | 1249.4353 | 0.24923
|  |  |  | -- | -- |  |  | 1249.4545 | 0.24946
|  |  |  | -- | -- |  |  | 1249.4735 | 0.24969
|  |  |  | -- | -- |  |  | 1249.4927 | 0.24992
|  |  |  | -- | -- |  |  | 1249.5118 | 0.25014
|  |  |  | -- | -- |  |  | 1249.5309 | 0.25036
|  |  |  | -- | -- |  |  | 1249.55 | 0.25057
|  |  |  | -- | -- |  |  | 1249.5692 | 0.25078
|  |  |  | -- | -- |  |  | 1249.5883 | 0.25099
|  |  |  | -- | -- |  |  | 1249.6074 | 0.25119
|  |  |  | -- | -- |  |  | 1249.6266 | 0.25139
|  |  |  | -- | -- |  |  | 1249.6456 | 0.25159
|  |  |  | -- | -- |  |  | 1249.6648 | 0.25178
|  |  |  | -- | -- |  |  | 1249.684 | 0.25197
|  |  |  | -- | -- |  |  | 1249.703 | 0.25216
|  |  |  | -- | -- |  |  | 1249.7222 | 0.25234
|  |  |  | -- | -- |  |  | 1249.7413 | 0.25252
|  |  |  | -- | -- |  |  | 1249.7604 | 0.25269
|  |  |  | -- | -- |  |  | 1249.7795 | 0.25287
|  |  |  | -- | -- |  |  | 1249.7987 | 0.25304
|  |  |  | -- | -- |  |  | 1249.8179 | 0.2532
|  |  |  | -- | -- |  |  | 1249.8369 | 0.25337
|  |  |  | -- | -- |  |  | 1249.8561 | 0.25353
|  |  |  | -- | -- |  |  | 1249.8752 | 0.25369
|  |  |  | -- | -- |  |  | 1249.8943 | 0.25385
|  |  |  | -- | -- |  |  | 1249.9135 | 0.254
|  |  |  | -- | -- |  |  | 1249.9326 | 0.25415
|  |  |  | -- | -- |  |  | 1249.9518 | 0.25431
|  |  |  | -- | -- |  |  | 1249.9708 | 0.25445
|  |  |  | -- | -- |  |  | 1249.99 | 0.2546
|  |  |  | -- | -- |  |  | 1250.0092 | 0.25475
|  |  |  | -- | -- |  |  | 1250.0283 | 0.25489
|  |  |  | -- | -- |  |  | 1250.0475 | 0.25503
|  |  |  | -- | -- |  |  | 1250.0665 | 0.25517
|  |  |  | -- | -- |  |  | 1250.0857 | 0.25531
|  |  |  | -- | -- |  |  | 1250.1049 | 0.25545
|  |  |  | -- | -- |  |  | 1250.124 | 0.25559
|  |  |  | -- | -- |  |  | 1250.1431 | 0.25573
|  |  |  | -- | -- |  |  | 1250.1622 | 0.25586
|  |  |  | -- | -- |  |  | 1250.1814 | 0.256
|  |  |  | -- | -- |  |  | 1250.2006 | 0.25613
|  |  |  | -- | -- |  |  | 1250.2197 | 0.25627
|  |  |  | -- | -- |  |  | 1250.2389 | 0.2564
|  |  |  | -- | -- |  |  | 1250.2579 | 0.25653
|  |  |  | -- | -- |  |  | 1250.2771 | 0.25667
|  |  |  | -- | -- |  |  | 1250.2963 | 0.2568
|  |  |  | -- | -- |  |  | 1250.3154 | 0.25693
|  |  |  | -- | -- |  |  | 1250.3346 | 0.25707
|  |  |  | -- | -- |  |  | 1250.3538 | 0.2572
|  |  |  | -- | -- |  |  | 1250.3728 | 0.25733
|  |  |  | -- | -- |  |  | 1250.392 | 0.25747
|  |  |  | -- | -- |  |  | 1250.4111 | 0.2576
|  |  |  | -- | -- |  |  | 1250.4303 | 0.25773
|  |  |  | -- | -- |  |  | 1250.4495 | 0.25787
|  |  |  | -- | -- |  |  | 1250.4686 | 0.258
|  |  |  | -- | -- |  |  | 1250.4878 | 0.25814
|  |  |  | -- | -- |  |  | 1250.507 | 0.25828
|  |  |  | -- | -- |  |  | 1250.526 | 0.25841
|  |  |  | -- | -- |  |  | 1250.5452 | 0.25855
|  |  |  | -- | -- |  |  | 1250.5643 | 0.25869
|  |  |  | -- | -- |  |  | 1250.5835 | 0.25882
|  |  |  | -- | -- |  |  | 1250.6027 | 0.25896
|  |  |  | -- | -- |  |  | 1250.6218 | 0.2591
|  |  |  | -- | -- |  |  | 1250.641 | 0.25924
|  |  |  | -- | -- |  |  | 1250.6602 | 0.25938
|  |  |  | -- | -- |  |  | 1250.6793 | 0.25952
|  |  |  | -- | -- |  |  | 1250.6985 | 0.25967
|  |  |  | -- | -- |  |  | 1250.7177 | 0.25981
|  |  |  | -- | -- |  |  | 1250.7368 | 0.25995
|  |  |  | -- | -- |  |  | 1250.756 | 0.26009
|  |  |  | -- | -- |  |  | 1250.7751 | 0.26024
|  |  |  | -- | -- |  |  | 1250.7943 | 0.26038
|  |  |  | -- | -- |  |  | 1250.8134 | 0.26053
|  |  |  | -- | -- |  |  | 1250.8325 | 0.26067
|  |  |  | -- | -- |  |  | 1250.8517 | 0.26082
|  |  |  | -- | -- |  |  | 1250.8709 | 0.26096
|  |  |  | -- | -- |  |  | 1250.89 | 0.26111
|  |  |  | -- | -- |  |  | 1250.9092 | 0.26125
|  |  |  | -- | -- |  |  | 1250.9283 | 0.2614
|  |  |  | -- | -- |  |  | 1250.9475 | 0.26155
|  |  |  | -- | -- |  |  | 1250.9667 | 0.2617
|  |  |  | -- | -- |  |  | 1250.9858 | 0.26184
|  |  |  | -- | -- |  |  | 1251.005 | 0.26199
|  |  |  | -- | -- |  |  | 1251.0242 | 0.26214
|  |  |  | -- | -- |  |  | 1251.0433 | 0.26229
|  |  |  | -- | -- |  |  | 1251.0625 | 0.26244
|  |  |  | -- | -- |  |  | 1251.0818 | 0.26258
|  |  |  | -- | -- |  |  | 1251.101 | 0.26273
|  |  |  | -- | -- |  |  | 1251.1201 | 0.26288
|  |  |  | -- | -- |  |  | 1251.1393 | 0.26303
|  |  |  | -- | -- |  |  | 1251.1584 | 0.26318
|  |  |  | -- | -- |  |  | 1251.1776 | 0.26333
|  |  |  | -- | -- |  |  | 1251.1968 | 0.26348
|  |  |  | -- | -- |  |  | 1251.2159 | 0.26363
|  |  |  | -- | -- |  |  | 1251.2351 | 0.26377
|  |  |  | -- | -- |  |  | 1251.2543 | 0.26392
|  |  |  | -- | -- |  |  | 1251.2734 | 0.26407
|  |  |  | -- | -- |  |  | 1251.2926 | 0.26422
|  |  |  | -- | -- |  |  | 1251.3118 | 0.26437
|  |  |  | -- | -- |  |  | 1251.3309 | 0.26452
|  |  |  | -- | -- |  |  | 1251.3502 | 0.26467
|  |  |  | -- | -- |  |  | 1251.3694 | 0.26482
|  |  |  | -- | -- |  |  | 1251.3886 | 0.26497
|  |  |  | -- | -- |  |  | 1251.4077 | 0.26512
|  |  |  | -- | -- |  |  | 1251.4269 | 0.26527
|  |  |  | -- | -- |  |  | 1251.446 | 0.26542
|  |  |  | -- | -- |  |  | 1251.4652 | 0.26557
|  |  |  | -- | -- |  |  | 1251.4844 | 0.26572
|  |  |  | -- | -- |  |  | 1251.5037 | 0.26587
|  |  |  | -- | -- |  |  | 1251.5228 | 0.26602
|  |  |  | -- | -- |  |  | 1251.542 | 0.26617
|  |  |  | -- | -- |  |  | 1251.5612 | 0.26633
|  |  |  | -- | -- |  |  | 1251.5803 | 0.26648
|  |  |  | -- | -- |  |  | 1251.5995 | 0.26663
|  |  |  | -- | -- |  |  | 1251.6187 | 0.26679
|  |  |  | -- | -- |  |  | 1251.6379 | 0.26694
|  |  |  | -- | -- |  |  | 1251.6571 | 0.2671
|  |  |  | -- | -- |  |  | 1251.6763 | 0.26725
|  |  |  | -- | -- |  |  | 1251.6954 | 0.26741
|  |  |  | -- | -- |  |  | 1251.7146 | 0.26757
|  |  |  | -- | -- |  |  | 1251.7339 | 0.26773
|  |  |  | -- | -- |  |  | 1251.7531 | 0.26788
|  |  |  | -- | -- |  |  | 1251.7722 | 0.26805
|  |  |  | -- | -- |  |  | 1251.7914 | 0.26821
|  |  |  | -- | -- |  |  | 1251.8105 | 0.26837
|  |  |  | -- | -- |  |  | 1251.8298 | 0.26853
|  |  |  | -- | -- |  |  | 1251.849 | 0.2687
|  |  |  | -- | -- |  |  | 1251.8682 | 0.26887
|  |  |  | -- | -- |  |  | 1251.8873 | 0.26904
|  |  |  | -- | -- |  |  | 1251.9066 | 0.26921
|  |  |  | -- | -- |  |  | 1251.9258 | 0.26938
|  |  |  | -- | -- |  |  | 1251.9449 | 0.26955
|  |  |  | -- | -- |  |  | 1251.9641 | 0.26972
|  |  |  | -- | -- |  |  | 1251.9834 | 0.2699
|  |  |  | -- | -- |  |  | 1252.0026 | 0.27008
|  |  |  | -- | -- |  |  | 1252.0217 | 0.27026
|  |  |  | -- | -- |  |  | 1252.0409 | 0.27044
|  |  |  | -- | -- |  |  | 1252.0602 | 0.27062
|  |  |  | -- | -- |  |  | 1252.0793 | 0.27081
|  |  |  | -- | -- |  |  | 1252.0985 | 0.271
|  |  |  | -- | -- |  |  | 1252.1178 | 0.27119
|  |  |  | -- | -- |  |  | 1252.137 | 0.27138
|  |  |  | -- | -- |  |  | 1252.1561 | 0.27157
|  |  |  | -- | -- |  |  | 1252.1753 | 0.27176
|  |  |  | -- | -- |  |  | 1252.1946 | 0.27196
|  |  |  | -- | -- |  |  | 1252.2137 | 0.27216
|  |  |  | -- | -- |  |  | 1252.2329 | 0.27236
|  |  |  | -- | -- |  |  | 1252.2522 | 0.27257
|  |  |  | -- | -- |  |  | 1252.2714 | 0.27277
|  |  |  | -- | -- |  |  | 1252.2905 | 0.27298
|  |  |  | -- | -- |  |  | 1252.3098 | 0.27319
|  |  |  | -- | -- |  |  | 1252.329 | 0.2734
|  |  |  | -- | -- |  |  | 1252.3481 | 0.27361
|  |  |  | -- | -- |  |  | 1252.3674 | 0.27383
|  |  |  | -- | -- |  |  | 1252.3866 | 0.27405
|  |  |  | -- | -- |  |  | 1252.4059 | 0.27427
|  |  |  | -- | -- |  |  | 1252.425 | 0.27449
|  |  |  | -- | -- |  |  | 1252.4442 | 0.27471
|  |  |  | -- | -- |  |  | 1252.4635 | 0.27494
|  |  |  | -- | -- |  |  | 1252.4827 | 0.27516
|  |  |  | -- | -- |  |  | 1252.5018 | 0.27539
|  |  |  | -- | -- |  |  | 1252.5211 | 0.27562
|  |  |  | -- | -- |  |  | 1252.5403 | 0.27586
|  |  |  | -- | -- |  |  | 1252.5596 | 0.27609
|  |  |  | -- | -- |  |  | 1252.5787 | 0.27633
|  |  |  | -- | -- |  |  | 1252.598 | 0.27656
|  |  |  | -- | -- |  |  | 1252.6172 | 0.2768
|  |  |  | -- | -- |  |  | 1252.6364 | 0.27704
|  |  |  | -- | -- |  |  | 1252.6556 | 0.27728
|  |  |  | -- | -- |  |  | 1252.6748 | 0.27753
|  |  |  | -- | -- |  |  | 1252.6941 | 0.27777
|  |  |  | -- | -- |  |  | 1252.7133 | 0.27801
|  |  |  | -- | -- |  |  | 1252.7325 | 0.27826
|  |  |  | -- | -- |  |  | 1252.7517 | 0.27851
|  |  |  | -- | -- |  |  | 1252.7709 | 0.27875
|  |  |  | -- | -- |  |  | 1252.7902 | 0.279
|  |  |  | -- | -- |  |  | 1252.8093 | 0.27925
|  |  |  | -- | -- |  |  | 1252.8286 | 0.2795
|  |  |  | -- | -- |  |  | 1252.8478 | 0.27975
|  |  |  | -- | -- |  |  | 1252.8671 | 0.28
|  |  |  | -- | -- |  |  | 1252.8862 | 0.28025
|  |  |  | -- | -- |  |  | 1252.9055 | 0.2805
|  |  |  | -- | -- |  |  | 1252.9247 | 0.28076
|  |  |  | -- | -- |  |  | 1252.944 | 0.28101
|  |  |  | -- | -- |  |  | 1252.9631 | 0.28126
|  |  |  | -- | -- |  |  | 1252.9824 | 0.28151
|  |  |  | -- | -- |  |  | 1253.0016 | 0.28176
|  |  |  | -- | -- |  |  | 1253.0209 | 0.28201
|  |  |  | -- | -- |  |  | 1253.04 | 0.28226
|  |  |  | -- | -- |  |  | 1253.0593 | 0.28251
|  |  |  | -- | -- |  |  | 1253.0785 | 0.28277
|  |  |  | -- | -- |  |  | 1253.0978 | 0.28302
|  |  |  | -- | -- |  |  | 1253.1171 | 0.28326
|  |  |  | -- | -- |  |  | 1253.1362 | 0.28351
|  |  |  | -- | -- |  |  | 1253.1555 | 0.28376
|  |  |  | -- | -- |  |  | 1253.1747 | 0.28401
|  |  |  | -- | -- |  |  | 1253.194 | 0.28426
|  |  |  | -- | -- |  |  | 1253.2131 | 0.2845
|  |  |  | -- | -- |  |  | 1253.2324 | 0.28475
|  |  |  | -- | -- |  |  | 1253.2517 | 0.28499
|  |  |  | -- | -- |  |  | 1253.2709 | 0.28524
|  |  |  | -- | -- |  |  | 1253.2902 | 0.28548
|  |  |  | -- | -- |  |  | 1253.3093 | 0.28572
|  |  |  | -- | -- |  |  | 1253.3286 | 0.28596
|  |  |  | -- | -- |  |  | 1253.3478 | 0.2862
|  |  |  | -- | -- |  |  | 1253.3671 | 0.28644
|  |  |  | -- | -- |  |  | 1253.3864 | 0.28668
|  |  |  | -- | -- |  |  | 1253.4055 | 0.28692
|  |  |  | -- | -- |  |  | 1253.4248 | 0.28715
|  |  |  | -- | -- |  |  | 1253.4441 | 0.28739
|  |  |  | -- | -- |  |  | 1253.4633 | 0.28762
|  |  |  | -- | -- |  |  | 1253.4825 | 0.28786
|  |  |  | -- | -- |  |  | 1253.5018 | 0.28809
|  |  |  | -- | -- |  |  | 1253.521 | 0.28832
|  |  |  | -- | -- |  |  | 1253.5403 | 0.28855
|  |  |  | -- | -- |  |  | 1253.5594 | 0.28878
|  |  |  | -- | -- |  |  | 1253.5787 | 0.28901
|  |  |  | -- | -- |  |  | 1253.598 | 0.28924
|  |  |  | -- | -- |  |  | 1253.6172 | 0.28946
|  |  |  | -- | -- |  |  | 1253.6365 | 0.28969
|  |  |  | -- | -- |  |  | 1253.6558 | 0.28992
|  |  |  | -- | -- |  |  | 1253.675 | 0.29014
|  |  |  | -- | -- |  |  | 1253.6942 | 0.29036
|  |  |  | -- | -- |  |  | 1253.7135 | 0.29059
|  |  |  | -- | -- |  |  | 1253.7328 | 0.29081
|  |  |  | -- | -- |  |  | 1253.752 | 0.29103
|  |  |  | -- | -- |  |  | 1253.7712 | 0.29125
|  |  |  | -- | -- |  |  | 1253.7905 | 0.29148
|  |  |  | -- | -- |  |  | 1253.8097 | 0.2917
|  |  |  | -- | -- |  |  | 1253.829 | 0.29192
|  |  |  | -- | -- |  |  | 1253.8483 | 0.29213
|  |  |  | -- | -- |  |  | 1253.8676 | 0.29235
|  |  |  | -- | -- |  |  | 1253.8867 | 0.29257
|  |  |  | -- | -- |  |  | 1253.906 | 0.29279
|  |  |  | -- | -- |  |  | 1253.9253 | 0.29301
|  |  |  | -- | -- |  |  | 1253.9446 | 0.29322
|  |  |  | -- | -- |  |  | 1253.9637 | 0.29344
|  |  |  | -- | -- |  |  | 1253.983 | 0.29366
|  |  |  | -- | -- |  |  | 1254.0023 | 0.29387
|  |  |  | -- | -- |  |  | 1254.0216 | 0.29409
|  |  |  | -- | -- |  |  | 1254.0408 | 0.2943
|  |  |  | -- | -- |  |  | 1254.0601 | 0.29452
|  |  |  | -- | -- |  |  | 1254.0793 | 0.29473
|  |  |  | -- | -- |  |  | 1254.0986 | 0.29495
|  |  |  | -- | -- |  |  | 1254.1179 | 0.29516
|  |  |  | -- | -- |  |  | 1254.1371 | 0.29537
|  |  |  | -- | -- |  |  | 1254.1564 | 0.29559
|  |  |  | -- | -- |  |  | 1254.1757 | 0.2958
|  |  |  | -- | -- |  |  | 1254.1949 | 0.29601
|  |  |  | -- | -- |  |  | 1254.2142 | 0.29622
|  |  |  | -- | -- |  |  | 1254.2335 | 0.29643
|  |  |  | -- | -- |  |  | 1254.2527 | 0.29664
|  |  |  | -- | -- |  |  | 1254.272 | 0.29685
|  |  |  | -- | -- |  |  | 1254.2913 | 0.29706
|  |  |  | -- | -- |  |  | 1254.3105 | 0.29727
|  |  |  | -- | -- |  |  | 1254.3298 | 0.29747
|  |  |  | -- | -- |  |  | 1254.3491 | 0.29768
|  |  |  | -- | -- |  |  | 1254.3683 | 0.29788
|  |  |  | -- | -- |  |  | 1254.3876 | 0.29808
|  |  |  | -- | -- |  |  | 1254.4069 | 0.29829
|  |  |  | -- | -- |  |  | 1254.4261 | 0.29849
|  |  |  | -- | -- |  |  | 1254.4454 | 0.29869
|  |  |  | -- | -- |  |  | 1254.4647 | 0.29888
|  |  |  | -- | -- |  |  | 1254.484 | 0.29908
|  |  |  | -- | -- |  |  | 1254.5033 | 0.29927
|  |  |  | -- | -- |  |  | 1254.5226 | 0.29946
|  |  |  | -- | -- |  |  | 1254.5417 | 0.29966
|  |  |  | -- | -- |  |  | 1254.561 | 0.29984
|  |  |  | -- | -- |  |  | 1254.5803 | 0.30003
|  |  |  | -- | -- |  |  | 1254.5996 | 0.30021
|  |  |  | -- | -- |  |  | 1254.6189 | 0.3004
|  |  |  | -- | -- |  |  | 1254.6382 | 0.30058
|  |  |  | -- | -- |  |  | 1254.6575 | 0.30075
|  |  |  | -- | -- |  |  | 1254.6768 | 0.30093
|  |  |  | -- | -- |  |  | 1254.696 | 0.3011
|  |  |  | -- | -- |  |  | 1254.7153 | 0.30127
|  |  |  | -- | -- |  |  | 1254.7346 | 0.30143
|  |  |  | -- | -- |  |  | 1254.7539 | 0.3016
|  |  |  | -- | -- |  |  | 1254.7732 | 0.30176
|  |  |  | -- | -- |  |  | 1254.7925 | 0.30191
|  |  |  | -- | -- |  |  | 1254.8118 | 0.30207
|  |  |  | -- | -- |  |  | 1254.8311 | 0.30222
|  |  |  | -- | -- |  |  | 1254.8503 | 0.30236
|  |  |  | -- | -- |  |  | 1254.8696 | 0.30251
|  |  |  | -- | -- |  |  | 1254.8889 | 0.30265
|  |  |  | -- | -- |  |  | 1254.9082 | 0.30279
|  |  |  | -- | -- |  |  | 1254.9275 | 0.30292
|  |  |  | -- | -- |  |  | 1254.9468 | 0.30305
|  |  |  | -- | -- |  |  | 1254.9661 | 0.30318
|  |  |  | -- | -- |  |  | 1254.9854 | 0.3033
|  |  |  | -- | -- |  |  | 1255.0046 | 0.30342
|  |  |  | -- | -- |  |  | 1255.0239 | 0.30353
|  |  |  | -- | -- |  |  | 1255.0432 | 0.30364
|  |  |  | -- | -- |  |  | 1255.0625 | 0.30375
|  |  |  | -- | -- |  |  | 1255.0818 | 0.30386
|  |  |  | -- | -- |  |  | 1255.1011 | 0.30396
|  |  |  | -- | -- |  |  | 1255.1204 | 0.30405
|  |  |  | -- | -- |  |  | 1255.1396 | 0.30415
|  |  |  | -- | -- |  |  | 1255.1589 | 0.30424
|  |  |  | -- | -- |  |  | 1255.1782 | 0.30433
|  |  |  | -- | -- |  |  | 1255.1975 | 0.30441
|  |  |  | -- | -- |  |  | 1255.2168 | 0.30449
|  |  |  | -- | -- |  |  | 1255.2361 | 0.30457
|  |  |  | -- | -- |  |  | 1255.2554 | 0.30464
|  |  |  | -- | -- |  |  | 1255.2747 | 0.30471
|  |  |  | -- | -- |  |  | 1255.2939 | 0.30478
|  |  |  | -- | -- |  |  | 1255.3134 | 0.30485
|  |  |  | -- | -- |  |  | 1255.3326 | 0.30491
|  |  |  | -- | -- |  |  | 1255.3519 | 0.30497
|  |  |  | -- | -- |  |  | 1255.3712 | 0.30503
|  |  |  | -- | -- |  |  | 1255.3905 | 0.30509
|  |  |  | -- | -- |  |  | 1255.4098 | 0.30514
|  |  |  | -- | -- |  |  | 1255.4291 | 0.30519
|  |  |  | -- | -- |  |  | 1255.4484 | 0.30524
|  |  |  | -- | -- |  |  | 1255.4678 | 0.30529
|  |  |  | -- | -- |  |  | 1255.4871 | 0.30534
|  |  |  | -- | -- |  |  | 1255.5063 | 0.30539
|  |  |  | -- | -- |  |  | 1255.5256 | 0.30543
|  |  |  | -- | -- |  |  | 1255.5449 | 0.30547
|  |  |  | -- | -- |  |  | 1255.5642 | 0.30552
|  |  |  | -- | -- |  |  | 1255.5835 | 0.30556
|  |  |  | -- | -- |  |  | 1255.6029 | 0.3056
|  |  |  | -- | -- |  |  | 1255.6222 | 0.30565
|  |  |  | -- | -- |  |  | 1255.6415 | 0.30569
|  |  |  | -- | -- |  |  | 1255.6608 | 0.30573
|  |  |  | -- | -- |  |  | 1255.6801 | 0.30577
|  |  |  | -- | -- |  |  | 1255.6995 | 0.30582
|  |  |  | -- | -- |  |  | 1255.7188 | 0.30586
|  |  |  | -- | -- |  |  | 1255.738 | 0.3059
|  |  |  | -- | -- |  |  | 1255.7573 | 0.30595
|  |  |  | -- | -- |  |  | 1255.7766 | 0.306
|  |  |  | -- | -- |  |  | 1255.796 | 0.30604
|  |  |  | -- | -- |  |  | 1255.8153 | 0.30609
|  |  |  | -- | -- |  |  | 1255.8346 | 0.30614
|  |  |  | -- | -- |  |  | 1255.8539 | 0.3062
|  |  |  | -- | -- |  |  | 1255.8733 | 0.30625
|  |  |  | -- | -- |  |  | 1255.8926 | 0.30631
|  |  |  | -- | -- |  |  | 1255.9119 | 0.30637
|  |  |  | -- | -- |  |  | 1255.9312 | 0.30643
|  |  |  | -- | -- |  |  | 1255.9506 | 0.30649
|  |  |  | -- | -- |  |  | 1255.9698 | 0.30656
|  |  |  | -- | -- |  |  | 1255.9891 | 0.30662
|  |  |  | -- | -- |  |  | 1256.0084 | 0.30669
|  |  |  | -- | -- |  |  | 1256.0278 | 0.30677
|  |  |  | -- | -- |  |  | 1256.0471 | 0.30684
|  |  |  | -- | -- |  |  | 1256.0664 | 0.30692
|  |  |  | -- | -- |  |  | 1256.0858 | 0.30701
|  |  |  | -- | -- |  |  | 1256.1051 | 0.30709
|  |  |  | -- | -- |  |  | 1256.1244 | 0.30718
|  |  |  | -- | -- |  |  | 1256.1437 | 0.30727
|  |  |  | -- | -- |  |  | 1256.1631 | 0.30737
|  |  |  | -- | -- |  |  | 1256.1824 | 0.30747
|  |  |  | -- | -- |  |  | 1256.2017 | 0.30757
|  |  |  | -- | -- |  |  | 1256.2211 | 0.30767
|  |  |  | -- | -- |  |  | 1256.2404 | 0.30778
|  |  |  | -- | -- |  |  | 1256.2596 | 0.3079
|  |  |  | -- | -- |  |  | 1256.2791 | 0.30801
|  |  |  | -- | -- |  |  | 1256.2983 | 0.30813
|  |  |  | -- | -- |  |  | 1256.3176 | 0.30825
|  |  |  | -- | -- |  |  | 1256.337 | 0.30838
|  |  |  | -- | -- |  |  | 1256.3563 | 0.30851
|  |  |  | -- | -- |  |  | 1256.3757 | 0.30864
|  |  |  | -- | -- |  |  | 1256.395 | 0.30878
|  |  |  | -- | -- |  |  | 1256.4143 | 0.30892
|  |  |  | -- | -- |  |  | 1256.4337 | 0.30907
|  |  |  | -- | -- |  |  | 1256.453 | 0.30922
|  |  |  | -- | -- |  |  | 1256.4723 | 0.30937
|  |  |  | -- | -- |  |  | 1256.4917 | 0.30952
|  |  |  | -- | -- |  |  | 1256.511 | 0.30968
|  |  |  | -- | -- |  |  | 1256.5304 | 0.30985
|  |  |  | -- | -- |  |  | 1256.5497 | 0.31001
|  |  |  | -- | -- |  |  | 1256.569 | 0.31018
|  |  |  | -- | -- |  |  | 1256.5884 | 0.31036
|  |  |  | -- | -- |  |  | 1256.6077 | 0.31054
|  |  |  | -- | -- |  |  | 1256.6271 | 0.31072
|  |  |  | -- | -- |  |  | 1256.6464 | 0.31091
|  |  |  | -- | -- |  |  | 1256.6658 | 0.3111
|  |  |  | -- | -- |  |  | 1256.6851 | 0.31129
|  |  |  | -- | -- |  |  | 1256.7043 | 0.31149
|  |  |  | -- | -- |  |  | 1256.7238 | 0.31169
|  |  |  | -- | -- |  |  | 1256.743 | 0.3119
|  |  |  | -- | -- |  |  | 1256.7625 | 0.31211
|  |  |  | -- | -- |  |  | 1256.7817 | 0.31232
|  |  |  | -- | -- |  |  | 1256.8011 | 0.31254
|  |  |  | -- | -- |  |  | 1256.8204 | 0.31276
|  |  |  | -- | -- |  |  | 1256.8398 | 0.31299
|  |  |  | -- | -- |  |  | 1256.8591 | 0.31322
|  |  |  | -- | -- |  |  | 1256.8785 | 0.31345
|  |  |  | -- | -- |  |  | 1256.8978 | 0.31369
|  |  |  | -- | -- |  |  | 1256.9172 | 0.31393
|  |  |  | -- | -- |  |  | 1256.9365 | 0.31418
|  |  |  | -- | -- |  |  | 1256.9559 | 0.31443
|  |  |  | -- | -- |  |  | 1256.9752 | 0.31469
|  |  |  | -- | -- |  |  | 1256.9946 | 0.31495
|  |  |  | -- | -- |  |  | 1257.0139 | 0.31521
|  |  |  | -- | -- |  |  | 1257.0333 | 0.31548
|  |  |  | -- | -- |  |  | 1257.0526 | 0.31575
|  |  |  | -- | -- |  |  | 1257.072 | 0.31603
|  |  |  | -- | -- |  |  | 1257.0914 | 0.31631
|  |  |  | -- | -- |  |  | 1257.1107 | 0.31659
|  |  |  | -- | -- |  |  | 1257.1301 | 0.31688
|  |  |  | -- | -- |  |  | 1257.1494 | 0.31717
|  |  |  | -- | -- |  |  | 1257.1688 | 0.31747
|  |  |  | -- | -- |  |  | 1257.1881 | 0.31777
|  |  |  | -- | -- |  |  | 1257.2075 | 0.31808
|  |  |  | -- | -- |  |  | 1257.2268 | 0.31839
|  |  |  | -- | -- |  |  | 1257.2462 | 0.3187
|  |  |  | -- | -- |  |  | 1257.2656 | 0.31902
|  |  |  | -- | -- |  |  | 1257.2849 | 0.31934
|  |  |  | -- | -- |  |  | 1257.3043 | 0.31966
|  |  |  | -- | -- |  |  | 1257.3236 | 0.31999
|  |  |  | -- | -- |  |  | 1257.343 | 0.32032
|  |  |  | -- | -- |  |  | 1257.3624 | 0.32066
|  |  |  | -- | -- |  |  | 1257.3817 | 0.32099
|  |  |  | -- | -- |  |  | 1257.4011 | 0.32133
|  |  |  | -- | -- |  |  | 1257.4205 | 0.32168
|  |  |  | -- | -- |  |  | 1257.4398 | 0.32202
|  |  |  | -- | -- |  |  | 1257.4592 | 0.32237
|  |  |  | -- | -- |  |  | 1257.4785 | 0.32272
|  |  |  | -- | -- |  |  | 1257.4979 | 0.32308
|  |  |  | -- | -- |  |  | 1257.5173 | 0.32343
|  |  |  | -- | -- |  |  | 1257.5366 | 0.32379
|  |  |  | -- | -- |  |  | 1257.556 | 0.32415
|  |  |  | -- | -- |  |  | 1257.5754 | 0.32451
|  |  |  | -- | -- |  |  | 1257.5947 | 0.32487
|  |  |  | -- | -- |  |  | 1257.6141 | 0.32523
|  |  |  | -- | -- |  |  | 1257.6335 | 0.32559
|  |  |  | -- | -- |  |  | 1257.653 | 0.32596
|  |  |  | -- | -- |  |  | 1257.6722 | 0.32632
|  |  |  | -- | -- |  |  | 1257.6916 | 0.32669
|  |  |  | -- | -- |  |  | 1257.7111 | 0.32705
|  |  |  | -- | -- |  |  | 1257.7303 | 0.32741
|  |  |  | -- | -- |  |  | 1257.7498 | 0.32777
|  |  |  | -- | -- |  |  | 1257.7692 | 0.32814
|  |  |  | -- | -- |  |  | 1257.7885 | 0.32849
|  |  |  | -- | -- |  |  | 1257.8079 | 0.32885
|  |  |  | -- | -- |  |  | 1257.8273 | 0.32921
|  |  |  | -- | -- |  |  | 1257.8467 | 0.32956
|  |  |  | -- | -- |  |  | 1257.866 | 0.32992
|  |  |  | -- | -- |  |  | 1257.8854 | 0.33026
|  |  |  | -- | -- |  |  | 1257.9048 | 0.33061
|  |  |  | -- | -- |  |  | 1257.9242 | 0.33095
|  |  |  | -- | -- |  |  | 1257.9435 | 0.3313
|  |  |  | -- | -- |  |  | 1257.9629 | 0.33163
|  |  |  | -- | -- |  |  | 1257.9823 | 0.33196
|  |  |  | -- | -- |  |  | 1258.0017 | 0.33229
|  |  |  | -- | -- |  |  | 1258.0211 | 0.33262
|  |  |  | -- | -- |  |  | 1258.0404 | 0.33294
|  |  |  | -- | -- |  |  | 1258.0598 | 0.33325
|  |  |  | -- | -- |  |  | 1258.0792 | 0.33356
|  |  |  | -- | -- |  |  | 1258.0986 | 0.33387
|  |  |  | -- | -- |  |  | 1258.118 | 0.33417
|  |  |  | -- | -- |  |  | 1258.1373 | 0.33447
|  |  |  | -- | -- |  |  | 1258.1567 | 0.33476
|  |  |  | -- | -- |  |  | 1258.1761 | 0.33504
|  |  |  | -- | -- |  |  | 1258.1956 | 0.33532
|  |  |  | -- | -- |  |  | 1258.215 | 0.33559
|  |  |  | -- | -- |  |  | 1258.2343 | 0.33586
|  |  |  | -- | -- |  |  | 1258.2537 | 0.33612
|  |  |  | -- | -- |  |  | 1258.2731 | 0.33638
|  |  |  | -- | -- |  |  | 1258.2925 | 0.33662
|  |  |  | -- | -- |  |  | 1258.3119 | 0.33687
|  |  |  | -- | -- |  |  | 1258.3313 | 0.3371
|  |  |  | -- | -- |  |  | 1258.3507 | 0.33734
|  |  |  | -- | -- |  |  | 1258.37 | 0.33756
|  |  |  | -- | -- |  |  | 1258.3894 | 0.33778
|  |  |  | -- | -- |  |  | 1258.4088 | 0.33799
|  |  |  | -- | -- |  |  | 1258.4282 | 0.3382
|  |  |  | -- | -- |  |  | 1258.4476 | 0.3384
|  |  |  | -- | -- |  |  | 1258.467 | 0.33859
|  |  |  | -- | -- |  |  | 1258.4865 | 0.33878
|  |  |  | -- | -- |  |  | 1258.5059 | 0.33897
|  |  |  | -- | -- |  |  | 1258.5253 | 0.33915
|  |  |  | -- | -- |  |  | 1258.5446 | 0.33932
|  |  |  | -- | -- |  |  | 1258.564 | 0.33949
|  |  |  | -- | -- |  |  | 1258.5834 | 0.33965
|  |  |  | -- | -- |  |  | 1258.6028 | 0.33981
|  |  |  | -- | -- |  |  | 1258.6222 | 0.33996
|  |  |  | -- | -- |  |  | 1258.6416 | 0.34011
|  |  |  | -- | -- |  |  | 1258.661 | 0.34025
|  |  |  | -- | -- |  |  | 1258.6804 | 0.34039
|  |  |  | -- | -- |  |  | 1258.6998 | 0.34052
|  |  |  | -- | -- |  |  | 1258.7192 | 0.34066
|  |  |  | -- | -- |  |  | 1258.7386 | 0.34078
|  |  |  | -- | -- |  |  | 1258.7581 | 0.34091
|  |  |  | -- | -- |  |  | 1258.7775 | 0.34103
|  |  |  | -- | -- |  |  | 1258.7969 | 0.34115
|  |  |  | -- | -- |  |  | 1258.8163 | 0.34126
|  |  |  | -- | -- |  |  | 1258.8357 | 0.34138
|  |  |  | -- | -- |  |  | 1258.8551 | 0.34149
|  |  |  | -- | -- |  |  | 1258.8745 | 0.34159
|  |  |  | -- | -- |  |  | 1258.8939 | 0.3417
|  |  |  | -- | -- |  |  | 1258.9133 | 0.34181
|  |  |  | -- | -- |  |  | 1258.9327 | 0.34191
|  |  |  | -- | -- |  |  | 1258.9521 | 0.34201
|  |  |  | -- | -- |  |  | 1258.9716 | 0.34211
|  |  |  | -- | -- |  |  | 1258.991 | 0.34221
|  |  |  | -- | -- |  |  | 1259.0104 | 0.34231
|  |  |  | -- | -- |  |  | 1259.0298 | 0.34241
|  |  |  | -- | -- |  |  | 1259.0492 | 0.34251
|  |  |  | -- | -- |  |  | 1259.0686 | 0.3426
|  |  |  | -- | -- |  |  | 1259.088 | 0.3427
|  |  |  | -- | -- |  |  | 1259.1074 | 0.3428
|  |  |  | -- | -- |  |  | 1259.1268 | 0.3429
|  |  |  | -- | -- |  |  | 1259.1462 | 0.34299
|  |  |  | -- | -- |  |  | 1259.1656 | 0.34309
|  |  |  | -- | -- |  |  | 1259.1851 | 0.34319
|  |  |  | -- | -- |  |  | 1259.2045 | 0.34329
|  |  |  | -- | -- |  |  | 1259.224 | 0.34339
|  |  |  | -- | -- |  |  | 1259.2434 | 0.34349
|  |  |  | -- | -- |  |  | 1259.2628 | 0.34359
|  |  |  | -- | -- |  |  | 1259.2822 | 0.3437
|  |  |  | -- | -- |  |  | 1259.3016 | 0.3438
|  |  |  | -- | -- |  |  | 1259.321 | 0.34391
|  |  |  | -- | -- |  |  | 1259.3405 | 0.34401
|  |  |  | -- | -- |  |  | 1259.3599 | 0.34412
|  |  |  | -- | -- |  |  | 1259.3793 | 0.34423
|  |  |  | -- | -- |  |  | 1259.3988 | 0.34434
|  |  |  | -- | -- |  |  | 1259.4182 | 0.34445
|  |  |  | -- | -- |  |  | 1259.4376 | 0.34456
|  |  |  | -- | -- |  |  | 1259.457 | 0.34467
|  |  |  | -- | -- |  |  | 1259.4764 | 0.34478
|  |  |  | -- | -- |  |  | 1259.4959 | 0.3449
|  |  |  | -- | -- |  |  | 1259.5153 | 0.34501
|  |  |  | -- | -- |  |  | 1259.5348 | 0.34513
|  |  |  | -- | -- |  |  | 1259.5542 | 0.34525
|  |  |  | -- | -- |  |  | 1259.5736 | 0.34536
|  |  |  | -- | -- |  |  | 1259.593 | 0.34548
|  |  |  | -- | -- |  |  | 1259.6124 | 0.3456
|  |  |  | -- | -- |  |  | 1259.6318 | 0.34572
|  |  |  | -- | -- |  |  | 1259.6514 | 0.34584
|  |  |  | -- | -- |  |  | 1259.6708 | 0.34596
|  |  |  | -- | -- |  |  | 1259.6902 | 0.34608
|  |  |  | -- | -- |  |  | 1259.7096 | 0.3462
|  |  |  | -- | -- |  |  | 1259.729 | 0.34633
|  |  |  | -- | -- |  |  | 1259.7485 | 0.34645
|  |  |  | -- | -- |  |  | 1259.7679 | 0.34657
|  |  |  | -- | -- |  |  | 1259.7874 | 0.34669
|  |  |  | -- | -- |  |  | 1259.8068 | 0.34681
|  |  |  | -- | -- |  |  | 1259.8263 | 0.34693
|  |  |  | -- | -- |  |  | 1259.8457 | 0.34706
|  |  |  | -- | -- |  |  | 1259.8651 | 0.34718
|  |  |  | -- | -- |  |  | 1259.8845 | 0.3473
|  |  |  | -- | -- |  |  | 1259.9041 | 0.34742
|  |  |  | -- | -- |  |  | 1259.9235 | 0.34754
|  |  |  | -- | -- |  |  | 1259.9429 | 0.34766
|  |  |  | -- | -- |  |  | 1259.9623 | 0.34778
|  |  |  | -- | -- |  |  | 1259.9818 | 0.3479
|  |  |  | -- | -- |  |  | 1260.0012 | 0.34802
|  |  |  | -- | -- |  |  | 1260.0206 | 0.34813
|  |  |  | -- | -- |  |  | 1260.0402 | 0.34825
|  |  |  | -- | -- |  |  | 1260.0596 | 0.34837
|  |  |  | -- | -- |  |  | 1260.079 | 0.34849
|  |  |  | -- | -- |  |  | 1260.0984 | 0.3486
|  |  |  | -- | -- |  |  | 1260.1179 | 0.34872
|  |  |  | -- | -- |  |  | 1260.1373 | 0.34884
|  |  |  | -- | -- |  |  | 1260.1567 | 0.34895
|  |  |  | -- | -- |  |  | 1260.1763 | 0.34907
|  |  |  | -- | -- |  |  | 1260.1957 | 0.34918
|  |  |  | -- | -- |  |  | 1260.2151 | 0.3493
|  |  |  | -- | -- |  |  | 1260.2346 | 0.34941
|  |  |  | -- | -- |  |  | 1260.254 | 0.34953
|  |  |  | -- | -- |  |  | 1260.2734 | 0.34965
|  |  |  | -- | -- |  |  | 1260.293 | 0.34976
|  |  |  | -- | -- |  |  | 1260.3124 | 0.34988
|  |  |  | -- | -- |  |  | 1260.3319 | 0.35
|  |  |  | -- | -- |  |  | 1260.3513 | 0.35011
|  |  |  | -- | -- |  |  | 1260.3707 | 0.35023
|  |  |  | -- | -- |  |  | 1260.3903 | 0.35035
|  |  |  | -- | -- |  |  | 1260.4097 | 0.35047
|  |  |  | -- | -- |  |  | 1260.4291 | 0.35059
|  |  |  | -- | -- |  |  | 1260.4486 | 0.35072
|  |  |  | -- | -- |  |  | 1260.468 | 0.35084
|  |  |  | -- | -- |  |  | 1260.4875 | 0.35097
|  |  |  | -- | -- |  |  | 1260.507 | 0.3511
|  |  |  | -- | -- |  |  | 1260.5264 | 0.35122
|  |  |  | -- | -- |  |  | 1260.5459 | 0.35136
|  |  |  | -- | -- |  |  | 1260.5653 | 0.35149
|  |  |  | -- | -- |  |  | 1260.5848 | 0.35162
|  |  |  | -- | -- |  |  | 1260.6042 | 0.35176
|  |  |  | -- | -- |  |  | 1260.6238 | 0.3519
|  |  |  | -- | -- |  |  | 1260.6432 | 0.35204
|  |  |  | -- | -- |  |  | 1260.6627 | 0.35219
|  |  |  | -- | -- |  |  | 1260.6821 | 0.35234
|  |  |  | -- | -- |  |  | 1260.7015 | 0.35249
|  |  |  | -- | -- |  |  | 1260.7211 | 0.35264
|  |  |  | -- | -- |  |  | 1260.7405 | 0.3528
|  |  |  | -- | -- |  |  | 1260.76 | 0.35296
|  |  |  | -- | -- |  |  | 1260.7794 | 0.35312
|  |  |  | -- | -- |  |  | 1260.799 | 0.35329
|  |  |  | -- | -- |  |  | 1260.8184 | 0.35346
|  |  |  | -- | -- |  |  | 1260.8379 | 0.35363
|  |  |  | -- | -- |  |  | 1260.8573 | 0.35381
|  |  |  | -- | -- |  |  | 1260.8768 | 0.35399
|  |  |  | -- | -- |  |  | 1260.8962 | 0.35418
|  |  |  | -- | -- |  |  | 1260.9158 | 0.35436
|  |  |  | -- | -- |  |  | 1260.9352 | 0.35456
|  |  |  | -- | -- |  |  | 1260.9547 | 0.35475
|  |  |  | -- | -- |  |  | 1260.9741 | 0.35495
|  |  |  | -- | -- |  |  | 1260.9937 | 0.35516
|  |  |  | -- | -- |  |  | 1261.0131 | 0.35537
|  |  |  | -- | -- |  |  | 1261.0326 | 0.35558
|  |  |  | -- | -- |  |  | 1261.0521 | 0.35579
|  |  |  | -- | -- |  |  | 1261.0715 | 0.35601
|  |  |  | -- | -- |  |  | 1261.0911 | 0.35624
|  |  |  | -- | -- |  |  | 1261.1105 | 0.35647
|  |  |  | -- | -- |  |  | 1261.13 | 0.3567
|  |  |  | -- | -- |  |  | 1261.1494 | 0.35693
|  |  |  | -- | -- |  |  | 1261.1689 | 0.35717
|  |  |  | -- | -- |  |  | 1261.1885 | 0.35741
|  |  |  | -- | -- |  |  | 1261.2079 | 0.35766
|  |  |  | -- | -- |  |  | 1261.2274 | 0.35791
|  |  |  | -- | -- |  |  | 1261.2468 | 0.35816
|  |  |  | -- | -- |  |  | 1261.2664 | 0.35842
|  |  |  | -- | -- |  |  | 1261.2858 | 0.35868
|  |  |  | -- | -- |  |  | 1261.3053 | 0.35894
|  |  |  | -- | -- |  |  | 1261.3248 | 0.35921
|  |  |  | -- | -- |  |  | 1261.3442 | 0.35948
|  |  |  | -- | -- |  |  | 1261.3638 | 0.35975
|  |  |  | -- | -- |  |  | 1261.3833 | 0.36002
|  |  |  | -- | -- |  |  | 1261.4027 | 0.3603
|  |  |  | -- | -- |  |  | 1261.4222 | 0.36058
|  |  |  | -- | -- |  |  | 1261.4418 | 0.36086
|  |  |  | -- | -- |  |  | 1261.4612 | 0.36114
|  |  |  | -- | -- |  |  | 1261.4807 | 0.36143
|  |  |  | -- | -- |  |  | 1261.5001 | 0.36172
|  |  |  | -- | -- |  |  | 1261.5197 | 0.36201
|  |  |  | -- | -- |  |  | 1261.5392 | 0.3623
|  |  |  | -- | -- |  |  | 1261.5587 | 0.36259
|  |  |  | -- | -- |  |  | 1261.5781 | 0.36288
|  |  |  | -- | -- |  |  | 1261.5977 | 0.36317
|  |  |  | -- | -- |  |  | 1261.6172 | 0.36347
|  |  |  | -- | -- |  |  | 1261.6366 | 0.36376
|  |  |  | -- | -- |  |  | 1261.6561 | 0.36406
|  |  |  | -- | -- |  |  | 1261.6757 | 0.36435
|  |  |  | -- | -- |  |  | 1261.6951 | 0.36465
|  |  |  | -- | -- |  |  | 1261.7146 | 0.36494
|  |  |  | -- | -- |  |  | 1261.7341 | 0.36523
|  |  |  | -- | -- |  |  | 1261.7537 | 0.36553
|  |  |  | -- | -- |  |  | 1261.7731 | 0.36582
|  |  |  | -- | -- |  |  | 1261.7926 | 0.36611
|  |  |  | -- | -- |  |  | 1261.8121 | 0.3664
|  |  |  | -- | -- |  |  | 1261.8315 | 0.36669
|  |  |  | -- | -- |  |  | 1261.8511 | 0.36698
|  |  |  | -- | -- |  |  | 1261.8706 | 0.36727
|  |  |  | -- | -- |  |  | 1261.8901 | 0.36755
|  |  |  | -- | -- |  |  | 1261.9097 | 0.36784
|  |  |  | -- | -- |  |  | 1261.9291 | 0.36812
|  |  |  | -- | -- |  |  | 1261.9486 | 0.3684
|  |  |  | -- | -- |  |  | 1261.9681 | 0.36867
|  |  |  | -- | -- |  |  | 1261.9877 | 0.36895
|  |  |  | -- | -- |  |  | 1262.0071 | 0.36922
|  |  |  | -- | -- |  |  | 1262.0266 | 0.36949
|  |  |  | -- | -- |  |  | 1262.0461 | 0.36975
|  |  |  | -- | -- |  |  | 1262.0657 | 0.37001
|  |  |  | -- | -- |  |  | 1262.0852 | 0.37027
|  |  |  | -- | -- |  |  | 1262.1046 | 0.37053
|  |  |  | -- | -- |  |  | 1262.1241 | 0.37078
|  |  |  | -- | -- |  |  | 1262.1437 | 0.37103
|  |  |  | -- | -- |  |  | 1262.1632 | 0.37127
|  |  |  | -- | -- |  |  | 1262.1827 | 0.37152
|  |  |  | -- | -- |  |  | 1262.2023 | 0.37176
|  |  |  | -- | -- |  |  | 1262.2217 | 0.37199
|  |  |  | -- | -- |  |  | 1262.2412 | 0.37222
|  |  |  | -- | -- |  |  | 1262.2607 | 0.37245
|  |  |  | -- | -- |  |  | 1262.2803 | 0.37267
|  |  |  | -- | -- |  |  | 1262.2998 | 0.37289
|  |  |  | -- | -- |  |  | 1262.3193 | 0.37311
|  |  |  | -- | -- |  |  | 1262.3389 | 0.37332
|  |  |  | -- | -- |  |  | 1262.3583 | 0.37353
|  |  |  | -- | -- |  |  | 1262.3778 | 0.37373
|  |  |  | -- | -- |  |  | 1262.3973 | 0.37394
|  |  |  | -- | -- |  |  | 1262.4169 | 0.37413
|  |  |  | -- | -- |  |  | 1262.4364 | 0.37433
|  |  |  | -- | -- |  |  | 1262.4559 | 0.37452
|  |  |  | -- | -- |  |  | 1262.4755 | 0.3747
|  |  |  | -- | -- |  |  | 1262.495 | 0.37489
|  |  |  | -- | -- |  |  | 1262.5145 | 0.37507
|  |  |  | -- | -- |  |  | 1262.5341 | 0.37524
|  |  |  | -- | -- |  |  | 1262.5536 | 0.37542
|  |  |  | -- | -- |  |  | 1262.573 | 0.37559
|  |  |  | -- | -- |  |  | 1262.5925 | 0.37576
|  |  |  | -- | -- |  |  | 1262.6121 | 0.37592
|  |  |  | -- | -- |  |  | 1262.6316 | 0.37608
|  |  |  | -- | -- |  |  | 1262.6511 | 0.37624
|  |  |  | -- | -- |  |  | 1262.6707 | 0.3764
|  |  |  | -- | -- |  |  | 1262.6902 | 0.37655
|  |  |  | -- | -- |  |  | 1262.7097 | 0.3767
|  |  |  | -- | -- |  |  | 1262.7292 | 0.37685
|  |  |  | -- | -- |  |  | 1262.7488 | 0.377
|  |  |  | -- | -- |  |  | 1262.7683 | 0.37715
|  |  |  | -- | -- |  |  | 1262.7878 | 0.37729
|  |  |  | -- | -- |  |  | 1262.8074 | 0.37743
|  |  |  | -- | -- |  |  | 1262.8269 | 0.37757
|  |  |  | -- | -- |  |  | 1262.8464 | 0.37771
|  |  |  | -- | -- |  |  | 1262.866 | 0.37785
|  |  |  | -- | -- |  |  | 1262.8855 | 0.37799
|  |  |  | -- | -- |  |  | 1262.905 | 0.37812
|  |  |  | -- | -- |  |  | 1262.9246 | 0.37826
|  |  |  | -- | -- |  |  | 1262.9441 | 0.37839
|  |  |  | -- | -- |  |  | 1262.9636 | 0.37852
|  |  |  | -- | -- |  |  | 1262.9832 | 0.37866
|  |  |  | -- | -- |  |  | 1263.0027 | 0.37879
|  |  |  | -- | -- |  |  | 1263.0222 | 0.37892
|  |  |  | -- | -- |  |  | 1263.0417 | 0.37906
|  |  |  | -- | -- |  |  | 1263.0613 | 0.37919
|  |  |  | -- | -- |  |  | 1263.0808 | 0.37932
|  |  |  | -- | -- |  |  | 1263.1005 | 0.37946
|  |  |  | -- | -- |  |  | 1263.12 | 0.37959
|  |  |  | -- | -- |  |  | 1263.1395 | 0.37972
|  |  |  | -- | -- |  |  | 1263.1591 | 0.37986
|  |  |  | -- | -- |  |  | 1263.1786 | 0.37999
|  |  |  | -- | -- |  |  | 1263.1981 | 0.38013
|  |  |  | -- | -- |  |  | 1263.2177 | 0.38027
|  |  |  | -- | -- |  |  | 1263.2372 | 0.3804
|  |  |  | -- | -- |  |  | 1263.2567 | 0.38054
|  |  |  | -- | -- |  |  | 1263.2762 | 0.38068
|  |  |  | -- | -- |  |  | 1263.2958 | 0.38082
|  |  |  | -- | -- |  |  | 1263.3154 | 0.38096
|  |  |  | -- | -- |  |  | 1263.335 | 0.38111
|  |  |  | -- | -- |  |  | 1263.3545 | 0.38125
|  |  |  | -- | -- |  |  | 1263.374 | 0.38139
|  |  |  | -- | -- |  |  | 1263.3936 | 0.38154
|  |  |  | -- | -- |  |  | 1263.4131 | 0.38169
|  |  |  | -- | -- |  |  | 1263.4326 | 0.38184
|  |  |  | -- | -- |  |  | 1263.4523 | 0.38199
|  |  |  | -- | -- |  |  | 1263.4718 | 0.38214
|  |  |  | -- | -- |  |  | 1263.4913 | 0.38229
|  |  |  | -- | -- |  |  | 1263.5109 | 0.38245
|  |  |  | -- | -- |  |  | 1263.5304 | 0.3826
|  |  |  | -- | -- |  |  | 1263.5499 | 0.38276
|  |  |  | -- | -- |  |  | 1263.5696 | 0.38292
|  |  |  | -- | -- |  |  | 1263.5891 | 0.38308
|  |  |  | -- | -- |  |  | 1263.6086 | 0.38324
|  |  |  | -- | -- |  |  | 1263.6282 | 0.3834
|  |  |  | -- | -- |  |  | 1263.6477 | 0.38357
|  |  |  | -- | -- |  |  | 1263.6674 | 0.38373
|  |  |  | -- | -- |  |  | 1263.6869 | 0.3839
|  |  |  | -- | -- |  |  | 1263.7064 | 0.38407
|  |  |  | -- | -- |  |  | 1263.726 | 0.38424
|  |  |  | -- | -- |  |  | 1263.7455 | 0.38441
|  |  |  | -- | -- |  |  | 1263.7651 | 0.38458
|  |  |  | -- | -- |  |  | 1263.7847 | 0.38475
|  |  |  | -- | -- |  |  | 1263.8042 | 0.38493
|  |  |  | -- | -- |  |  | 1263.8237 | 0.3851
|  |  |  | -- | -- |  |  | 1263.8434 | 0.38528
|  |  |  | -- | -- |  |  | 1263.8629 | 0.38546
|  |  |  | -- | -- |  |  | 1263.8824 | 0.38564
|  |  |  | -- | -- |  |  | 1263.9021 | 0.38582
|  |  |  | -- | -- |  |  | 1263.9216 | 0.386
|  |  |  | -- | -- |  |  | 1263.9412 | 0.38618
|  |  |  | -- | -- |  |  | 1263.9607 | 0.38636
|  |  |  | -- | -- |  |  | 1263.9803 | 0.38655
|  |  |  | -- | -- |  |  | 1263.9999 | 0.38673
|  |  |  | -- | -- |  |  | 1264.0194 | 0.38692
|  |  |  | -- | -- |  |  | 1264.0391 | 0.38711
|  |  |  | -- | -- |  |  | 1264.0586 | 0.3873
|  |  |  | -- | -- |  |  | 1264.0781 | 0.38749
|  |  |  | -- | -- |  |  | 1264.0977 | 0.38768
|  |  |  | -- | -- |  |  | 1264.1173 | 0.38787
|  |  |  | -- | -- |  |  | 1264.1368 | 0.38806
|  |  |  | -- | -- |  |  | 1264.1564 | 0.38826
|  |  |  | -- | -- |  |  | 1264.176 | 0.38846
|  |  |  | -- | -- |  |  | 1264.1956 | 0.38865
|  |  |  | -- | -- |  |  | 1264.2151 | 0.38885
|  |  |  | -- | -- |  |  | 1264.2347 | 0.38905
|  |  |  | -- | -- |  |  | 1264.2543 | 0.38925
|  |  |  | -- | -- |  |  | 1264.2739 | 0.38946
|  |  |  | -- | -- |  |  | 1264.2935 | 0.38966
|  |  |  | -- | -- |  |  | 1264.313 | 0.38987
|  |  |  | -- | -- |  |  | 1264.3326 | 0.39008
|  |  |  | -- | -- |  |  | 1264.3522 | 0.39029
|  |  |  | -- | -- |  |  | 1264.3717 | 0.3905
|  |  |  | -- | -- |  |  | 1264.3914 | 0.39071
|  |  |  | -- | -- |  |  | 1264.4109 | 0.39093
|  |  |  | -- | -- |  |  | 1264.4305 | 0.39114
|  |  |  | -- | -- |  |  | 1264.4501 | 0.39136
|  |  |  | -- | -- |  |  | 1264.4696 | 0.39158
|  |  |  | -- | -- |  |  | 1264.4893 | 0.39181
|  |  |  | -- | -- |  |  | 1264.5088 | 0.39203
|  |  |  | -- | -- |  |  | 1264.5284 | 0.39226
|  |  |  | -- | -- |  |  | 1264.548 | 0.39249
|  |  |  | -- | -- |  |  | 1264.5676 | 0.39273
|  |  |  | -- | -- |  |  | 1264.5872 | 0.39297
|  |  |  | -- | -- |  |  | 1264.6068 | 0.3932
|  |  |  | -- | -- |  |  | 1264.6263 | 0.39345
|  |  |  | -- | -- |  |  | 1264.6459 | 0.39369
|  |  |  | -- | -- |  |  | 1264.6655 | 0.39394
|  |  |  | -- | -- |  |  | 1264.6851 | 0.39419
|  |  |  | -- | -- |  |  | 1264.7047 | 0.39445
|  |  |  | -- | -- |  |  | 1264.7242 | 0.39471
|  |  |  | -- | -- |  |  | 1264.7439 | 0.39497
|  |  |  | -- | -- |  |  | 1264.7634 | 0.39523
|  |  |  | -- | -- |  |  | 1264.7831 | 0.3955
|  |  |  | -- | -- |  |  | 1264.8026 | 0.39577
|  |  |  | -- | -- |  |  | 1264.8223 | 0.39605
|  |  |  | -- | -- |  |  | 1264.8418 | 0.39633
|  |  |  | -- | -- |  |  | 1264.8615 | 0.39662
|  |  |  | -- | -- |  |  | 1264.881 | 0.39691
|  |  |  | -- | -- |  |  | 1264.9006 | 0.3972
|  |  |  | -- | -- |  |  | 1264.9202 | 0.39749
|  |  |  | -- | -- |  |  | 1264.9398 | 0.3978
|  |  |  | -- | -- |  |  | 1264.9594 | 0.3981
|  |  |  | -- | -- |  |  | 1264.979 | 0.39841
|  |  |  | -- | -- |  |  | 1264.9987 | 0.39873
|  |  |  | -- | -- |  |  | 1265.0182 | 0.39904
|  |  |  | -- | -- |  |  | 1265.0378 | 0.39937
|  |  |  | -- | -- |  |  | 1265.0574 | 0.39969
|  |  |  | -- | -- |  |  | 1265.077 | 0.40003
|  |  |  | -- | -- |  |  | 1265.0966 | 0.40036
|  |  |  | -- | -- |  |  | 1265.1162 | 0.4007
|  |  |  | -- | -- |  |  | 1265.1359 | 0.40105
|  |  |  | -- | -- |  |  | 1265.1554 | 0.4014
|  |  |  | -- | -- |  |  | 1265.175 | 0.40175
|  |  |  | -- | -- |  |  | 1265.1946 | 0.40211
|  |  |  | -- | -- |  |  | 1265.2142 | 0.40248
|  |  |  | -- | -- |  |  | 1265.2338 | 0.40284
|  |  |  | -- | -- |  |  | 1265.2534 | 0.40321
|  |  |  | -- | -- |  |  | 1265.2731 | 0.40359
|  |  |  | -- | -- |  |  | 1265.2926 | 0.40397
|  |  |  | -- | -- |  |  | 1265.3123 | 0.40436
|  |  |  | -- | -- |  |  | 1265.3319 | 0.40474
|  |  |  | -- | -- |  |  | 1265.3514 | 0.40514
|  |  |  | -- | -- |  |  | 1265.3711 | 0.40553
|  |  |  | -- | -- |  |  | 1265.3907 | 0.40593
|  |  |  | -- | -- |  |  | 1265.4103 | 0.40634
|  |  |  | -- | -- |  |  | 1265.4299 | 0.40674
|  |  |  | -- | -- |  |  | 1265.4496 | 0.40715
|  |  |  | -- | -- |  |  | 1265.4691 | 0.40757
|  |  |  | -- | -- |  |  | 1265.4888 | 0.40798
|  |  |  | -- | -- |  |  | 1265.5084 | 0.4084
|  |  |  | -- | -- |  |  | 1265.528 | 0.40882
|  |  |  | -- | -- |  |  | 1265.5476 | 0.40925
|  |  |  | -- | -- |  |  | 1265.5673 | 0.40968
|  |  |  | -- | -- |  |  | 1265.5868 | 0.41011
|  |  |  | -- | -- |  |  | 1265.6064 | 0.41054
|  |  |  | -- | -- |  |  | 1265.6261 | 0.41097
|  |  |  | -- | -- |  |  | 1265.6456 | 0.41141
|  |  |  | -- | -- |  |  | 1265.6653 | 0.41185
|  |  |  | -- | -- |  |  | 1265.6849 | 0.41228
|  |  |  | -- | -- |  |  | 1265.7046 | 0.41272
|  |  |  | -- | -- |  |  | 1265.7241 | 0.41317
|  |  |  | -- | -- |  |  | 1265.7438 | 0.41361
|  |  |  | -- | -- |  |  | 1265.7634 | 0.41405
|  |  |  | -- | -- |  |  | 1265.7831 | 0.41449
|  |  |  | -- | -- |  |  | 1265.8026 | 0.41494
|  |  |  | -- | -- |  |  | 1265.8223 | 0.41538
|  |  |  | -- | -- |  |  | 1265.8419 | 0.41582
|  |  |  | -- | -- |  |  | 1265.8616 | 0.41627
|  |  |  | -- | -- |  |  | 1265.8811 | 0.41671
|  |  |  | -- | -- |  |  | 1265.9008 | 0.41715
|  |  |  | -- | -- |  |  | 1265.9204 | 0.4176
|  |  |  | -- | -- |  |  | 1265.9401 | 0.41804
|  |  |  | -- | -- |  |  | 1265.9596 | 0.41848
|  |  |  | -- | -- |  |  | 1265.9792 | 0.41891
|  |  |  | -- | -- |  |  | 1265.9989 | 0.41935
|  |  |  | -- | -- |  |  | 1266.0186 | 0.41978
|  |  |  | -- | -- |  |  | 1266.0382 | 0.42022
|  |  |  | -- | -- |  |  | 1266.0579 | 0.42065
|  |  |  | -- | -- |  |  | 1266.0774 | 0.42108
|  |  |  | -- | -- |  |  | 1266.097 | 0.4215
|  |  |  | -- | -- |  |  | 1266.1167 | 0.42193
|  |  |  | -- | -- |  |  | 1266.1364 | 0.42235
|  |  |  | -- | -- |  |  | 1266.156 | 0.42277
|  |  |  | -- | -- |  |  | 1266.1757 | 0.42318
|  |  |  | -- | -- |  |  | 1266.1952 | 0.4236
|  |  |  | -- | -- |  |  | 1266.2148 | 0.42401
|  |  |  | -- | -- |  |  | 1266.2345 | 0.42441
|  |  |  | -- | -- |  |  | 1266.2541 | 0.42482
|  |  |  | -- | -- |  |  | 1266.2738 | 0.42522
|  |  |  | -- | -- |  |  | 1266.2935 | 0.42561
|  |  |  | -- | -- |  |  | 1266.3131 | 0.426
|  |  |  | -- | -- |  |  | 1266.3326 | 0.42639
|  |  |  | -- | -- |  |  | 1266.3523 | 0.42678
|  |  |  | -- | -- |  |  | 1266.3719 | 0.42716
|  |  |  | -- | -- |  |  | 1266.3916 | 0.42754
|  |  |  | -- | -- |  |  | 1266.4113 | 0.42791
|  |  |  | -- | -- |  |  | 1266.4309 | 0.42828
|  |  |  | -- | -- |  |  | 1266.4506 | 0.42865
|  |  |  | -- | -- |  |  | 1266.4702 | 0.42901
|  |  |  | -- | -- |  |  | 1266.4899 | 0.42937
|  |  |  | -- | -- |  |  | 1266.5095 | 0.42972
|  |  |  | -- | -- |  |  | 1266.5292 | 0.43007
|  |  |  | -- | -- |  |  | 1266.5488 | 0.43042
|  |  |  | -- | -- |  |  | 1266.5685 | 0.43076
|  |  |  | -- | -- |  |  | 1266.588 | 0.4311
|  |  |  | -- | -- |  |  | 1266.6077 | 0.43143
|  |  |  | -- | -- |  |  | 1266.6273 | 0.43176
|  |  |  | -- | -- |  |  | 1266.647 | 0.43209
|  |  |  | -- | -- |  |  | 1266.6666 | 0.43241
|  |  |  | -- | -- |  |  | 1266.6863 | 0.43273
|  |  |  | -- | -- |  |  | 1266.7059 | 0.43304
|  |  |  | -- | -- |  |  | 1266.7256 | 0.43335
|  |  |  | -- | -- |  |  | 1266.7452 | 0.43366
|  |  |  | -- | -- |  |  | 1266.7649 | 0.43397
|  |  |  | -- | -- |  |  | 1266.7845 | 0.43427
|  |  |  | -- | -- |  |  | 1266.8042 | 0.43456
|  |  |  | -- | -- |  |  | 1266.8239 | 0.43486
|  |  |  | -- | -- |  |  | 1266.8435 | 0.43515
|  |  |  | -- | -- |  |  | 1266.8632 | 0.43544
|  |  |  | -- | -- |  |  | 1266.8828 | 0.43572
|  |  |  | -- | -- |  |  | 1266.9025 | 0.436
|  |  |  | -- | -- |  |  | 1266.9221 | 0.43628
|  |  |  | -- | -- |  |  | 1266.9418 | 0.43656
|  |  |  | -- | -- |  |  | 1266.9614 | 0.43683
|  |  |  | -- | -- |  |  | 1266.9812 | 0.43711
|  |  |  | -- | -- |  |  | 1267.0009 | 0.43737
|  |  |  | -- | -- |  |  | 1267.0205 | 0.43764
|  |  |  | -- | -- |  |  | 1267.0402 | 0.43791
|  |  |  | -- | -- |  |  | 1267.0598 | 0.43817
|  |  |  | -- | -- |  |  | 1267.0795 | 0.43843
|  |  |  | -- | -- |  |  | 1267.0991 | 0.43869
|  |  |  | -- | -- |  |  | 1267.1188 | 0.43894
|  |  |  | -- | -- |  |  | 1267.1384 | 0.4392
|  |  |  | -- | -- |  |  | 1267.1581 | 0.43945
|  |  |  | -- | -- |  |  | 1267.1777 | 0.4397
|  |  |  | -- | -- |  |  | 1267.1974 | 0.43995
|  |  |  | -- | -- |  |  | 1267.2172 | 0.4402
|  |  |  | -- | -- |  |  | 1267.2368 | 0.44045
|  |  |  | -- | -- |  |  | 1267.2565 | 0.4407
|  |  |  | -- | -- |  |  | 1267.2761 | 0.44094
|  |  |  | -- | -- |  |  | 1267.2958 | 0.44119
|  |  |  | -- | -- |  |  | 1267.3154 | 0.44143
|  |  |  | -- | -- |  |  | 1267.3351 | 0.44167
|  |  |  | -- | -- |  |  | 1267.3547 | 0.44192
|  |  |  | -- | -- |  |  | 1267.3745 | 0.44216
|  |  |  | -- | -- |  |  | 1267.3942 | 0.4424
|  |  |  | -- | -- |  |  | 1267.4138 | 0.44264
|  |  |  | -- | -- |  |  | 1267.4335 | 0.44287
|  |  |  | -- | -- |  |  | 1267.4531 | 0.44311
|  |  |  | -- | -- |  |  | 1267.4728 | 0.44335
|  |  |  | -- | -- |  |  | 1267.4926 | 0.44359
|  |  |  | -- | -- |  |  | 1267.5122 | 0.44382
|  |  |  | -- | -- |  |  | 1267.5319 | 0.44406
|  |  |  | -- | -- |  |  | 1267.5515 | 0.44429
|  |  |  | -- | -- |  |  | 1267.5712 | 0.44453
|  |  |  | -- | -- |  |  | 1267.5909 | 0.44476
|  |  |  | -- | -- |  |  | 1267.6106 | 0.44499
|  |  |  | -- | -- |  |  | 1267.6302 | 0.44522
|  |  |  | -- | -- |  |  | 1267.6499 | 0.44546
|  |  |  | -- | -- |  |  | 1267.6696 | 0.44569
|  |  |  | -- | -- |  |  | 1267.6893 | 0.44592
|  |  |  | -- | -- |  |  | 1267.709 | 0.44615
|  |  |  | -- | -- |  |  | 1267.7286 | 0.44637
|  |  |  | -- | -- |  |  | 1267.7483 | 0.4466
|  |  |  | -- | -- |  |  | 1267.7681 | 0.44683
|  |  |  | -- | -- |  |  | 1267.7877 | 0.44705
|  |  |  | -- | -- |  |  | 1267.8074 | 0.44728
|  |  |  | -- | -- |  |  | 1267.827 | 0.4475
|  |  |  | -- | -- |  |  | 1267.8468 | 0.44772
|  |  |  | -- | -- |  |  | 1267.8665 | 0.44794
|  |  |  | -- | -- |  |  | 1267.8861 | 0.44816
|  |  |  | -- | -- |  |  | 1267.9059 | 0.44838
|  |  |  | -- | -- |  |  | 1267.9255 | 0.44859
|  |  |  | -- | -- |  |  | 1267.9452 | 0.44881
|  |  |  | -- | -- |  |  | 1267.9648 | 0.44902
|  |  |  | -- | -- |  |  | 1267.9846 | 0.44923
|  |  |  | -- | -- |  |  | 1268.0043 | 0.44944
|  |  |  | -- | -- |  |  | 1268.0239 | 0.44965
|  |  |  | -- | -- |  |  | 1268.0437 | 0.44985
|  |  |  | -- | -- |  |  | 1268.0634 | 0.45005
|  |  |  | -- | -- |  |  | 1268.083 | 0.45025
|  |  |  | -- | -- |  |  | 1268.1028 | 0.45045
|  |  |  | -- | -- |  |  | 1268.1224 | 0.45064
|  |  |  | -- | -- |  |  | 1268.1421 | 0.45084
|  |  |  | -- | -- |  |  | 1268.1619 | 0.45103
|  |  |  | -- | -- |  |  | 1268.1815 | 0.45122
|  |  |  | -- | -- |  |  | 1268.2013 | 0.4514
|  |  |  | -- | -- |  |  | 1268.2209 | 0.45158
|  |  |  | -- | -- |  |  | 1268.2406 | 0.45176
|  |  |  | -- | -- |  |  | 1268.2604 | 0.45194
|  |  |  | -- | -- |  |  | 1268.28 | 0.45211
|  |  |  | -- | -- |  |  | 1268.2997 | 0.45228
|  |  |  | -- | -- |  |  | 1268.3195 | 0.45245
|  |  |  | -- | -- |  |  | 1268.3391 | 0.45262
|  |  |  | -- | -- |  |  | 1268.3589 | 0.45278
|  |  |  | -- | -- |  |  | 1268.3785 | 0.45294
|  |  |  | -- | -- |  |  | 1268.3982 | 0.4531
|  |  |  | -- | -- |  |  | 1268.418 | 0.45325
|  |  |  | -- | -- |  |  | 1268.4376 | 0.4534
|  |  |  | -- | -- |  |  | 1268.4574 | 0.45355
|  |  |  | -- | -- |  |  | 1268.4771 | 0.45369
|  |  |  | -- | -- |  |  | 1268.4968 | 0.45383
|  |  |  | -- | -- |  |  | 1268.5165 | 0.45397
|  |  |  | -- | -- |  |  | 1268.5361 | 0.45411
|  |  |  | -- | -- |  |  | 1268.5559 | 0.45424
|  |  |  | -- | -- |  |  | 1268.5756 | 0.45437
|  |  |  | -- | -- |  |  | 1268.5953 | 0.4545
|  |  |  | -- | -- |  |  | 1268.615 | 0.45463
|  |  |  | -- | -- |  |  | 1268.6348 | 0.45475
|  |  |  | -- | -- |  |  | 1268.6544 | 0.45487
|  |  |  | -- | -- |  |  | 1268.6742 | 0.45499
|  |  |  | -- | -- |  |  | 1268.6938 | 0.45511
|  |  |  | -- | -- |  |  | 1268.7136 | 0.45522
|  |  |  | -- | -- |  |  | 1268.7333 | 0.45533
|  |  |  | -- | -- |  |  | 1268.7531 | 0.45544
|  |  |  | -- | -- |  |  | 1268.7727 | 0.45555
|  |  |  | -- | -- |  |  | 1268.7925 | 0.45566
|  |  |  | -- | -- |  |  | 1268.8121 | 0.45577
|  |  |  | -- | -- |  |  | 1268.8319 | 0.45587
|  |  |  | -- | -- |  |  | 1268.8516 | 0.45598
|  |  |  | -- | -- |  |  | 1268.8713 | 0.45608
|  |  |  | -- | -- |  |  | 1268.891 | 0.45618
|  |  |  | -- | -- |  |  | 1268.9108 | 0.45628
|  |  |  | -- | -- |  |  | 1268.9304 | 0.45639
|  |  |  | -- | -- |  |  | 1268.9502 | 0.45649
|  |  |  | -- | -- |  |  | 1268.97 | 0.45659
|  |  |  | -- | -- |  |  | 1268.9896 | 0.45669
|  |  |  | -- | -- |  |  | 1269.0094 | 0.45679
|  |  |  | -- | -- |  |  | 1269.0291 | 0.45689
|  |  |  | -- | -- |  |  | 1269.0488 | 0.457
|  |  |  | -- | -- |  |  | 1269.0685 | 0.4571
|  |  |  | -- | -- |  |  | 1269.0883 | 0.4572
|  |  |  | -- | -- |  |  | 1269.108 | 0.45731
|  |  |  | -- | -- |  |  | 1269.1277 | 0.45742
|  |  |  | -- | -- |  |  | 1269.1475 | 0.45752
|  |  |  | -- | -- |  |  | 1269.1671 | 0.45763
|  |  |  | -- | -- |  |  | 1269.1869 | 0.45775
|  |  |  | -- | -- |  |  | 1269.2067 | 0.45786
|  |  |  | -- | -- |  |  | 1269.2263 | 0.45798
|  |  |  | -- | -- |  |  | 1269.2461 | 0.45809
|  |  |  | -- | -- |  |  | 1269.2657 | 0.45821
|  |  |  | -- | -- |  |  | 1269.2855 | 0.45834
|  |  |  | -- | -- |  |  | 1269.3053 | 0.45846
|  |  |  | -- | -- |  |  | 1269.325 | 0.45859
|  |  |  | -- | -- |  |  | 1269.3447 | 0.45872
|  |  |  | -- | -- |  |  | 1269.3645 | 0.45886
|  |  |  | -- | -- |  |  | 1269.3842 | 0.45899
|  |  |  | -- | -- |  |  | 1269.4039 | 0.45913
|  |  |  | -- | -- |  |  | 1269.4237 | 0.45928
|  |  |  | -- | -- |  |  | 1269.4434 | 0.45943
|  |  |  | -- | -- |  |  | 1269.4631 | 0.45958
|  |  |  | -- | -- |  |  | 1269.4829 | 0.45973
|  |  |  | -- | -- |  |  | 1269.5026 | 0.45989
|  |  |  | -- | -- |  |  | 1269.5223 | 0.46005
|  |  |  | -- | -- |  |  | 1269.5421 | 0.46022
|  |  |  | -- | -- |  |  | 1269.5619 | 0.46038
|  |  |  | -- | -- |  |  | 1269.5815 | 0.46056
|  |  |  | -- | -- |  |  | 1269.6013 | 0.46073
|  |  |  | -- | -- |  |  | 1269.6211 | 0.46091
|  |  |  | -- | -- |  |  | 1269.6407 | 0.4611
|  |  |  | -- | -- |  |  | 1269.6605 | 0.46128
|  |  |  | -- | -- |  |  | 1269.6803 | 0.46148
|  |  |  | -- | -- |  |  | 1269.7001 | 0.46167
|  |  |  | -- | -- |  |  | 1269.7197 | 0.46187
|  |  |  | -- | -- |  |  | 1269.7395 | 0.46207
|  |  |  | -- | -- |  |  | 1269.7593 | 0.46228
|  |  |  | -- | -- |  |  | 1269.7791 | 0.46248
|  |  |  | -- | -- |  |  | 1269.7987 | 0.4627
|  |  |  | -- | -- |  |  | 1269.8185 | 0.46291
|  |  |  | -- | -- |  |  | 1269.8383 | 0.46313
|  |  |  | -- | -- |  |  | 1269.858 | 0.46335
|  |  |  | -- | -- |  |  | 1269.8778 | 0.46358
|  |  |  | -- | -- |  |  | 1269.8975 | 0.46381
|  |  |  | -- | -- |  |  | 1269.9172 | 0.46404
|  |  |  | -- | -- |  |  | 1269.937 | 0.46427
|  |  |  | -- | -- |  |  | 1269.9568 | 0.4645
|  |  |  | -- | -- |  |  | 1269.9766 | 0.46474
|  |  |  | -- | -- |  |  | 1269.9962 | 0.46498
|  |  |  | -- | -- |  |  | 1270.016 | 0.46523
|  |  |  | -- | -- |  |  | 1270.0358 | 0.46547
|  |  |  | -- | -- |  |  | 1270.0555 | 0.46572
|  |  |  | -- | -- |  |  | 1270.0753 | 0.46597
|  |  |  | -- | -- |  |  | 1270.0951 | 0.46622
|  |  |  | -- | -- |  |  | 1270.1147 | 0.46647
|  |  |  | -- | -- |  |  | 1270.1345 | 0.46673
|  |  |  | -- | -- |  |  | 1270.1543 | 0.46698
|  |  |  | -- | -- |  |  | 1270.1741 | 0.46724
|  |  |  | -- | -- |  |  | 1270.1938 | 0.4675
|  |  |  | -- | -- |  |  | 1270.2136 | 0.46776
|  |  |  | -- | -- |  |  | 1270.2334 | 0.46802
|  |  |  | -- | -- |  |  | 1270.2532 | 0.46828
|  |  |  | -- | -- |  |  | 1270.2728 | 0.46854
|  |  |  | -- | -- |  |  | 1270.2926 | 0.46881
|  |  |  | -- | -- |  |  | 1270.3124 | 0.46907
|  |  |  | -- | -- |  |  | 1270.3322 | 0.46933
|  |  |  | -- | -- |  |  | 1270.3519 | 0.4696
|  |  |  | -- | -- |  |  | 1270.3717 | 0.46986
|  |  |  | -- | -- |  |  | 1270.3915 | 0.47013
|  |  |  | -- | -- |  |  | 1270.4113 | 0.4704
|  |  |  | -- | -- |  |  | 1270.431 | 0.47066
|  |  |  | -- | -- |  |  | 1270.4508 | 0.47093
|  |  |  | -- | -- |  |  | 1270.4706 | 0.4712
|  |  |  | -- | -- |  |  | 1270.4904 | 0.47147
|  |  |  | -- | -- |  |  | 1270.5101 | 0.47174
|  |  |  | -- | -- |  |  | 1270.5298 | 0.472
|  |  |  | -- | -- |  |  | 1270.5496 | 0.47227
|  |  |  | -- | -- |  |  | 1270.5693 | 0.47254
|  |  |  | -- | -- |  |  | 1270.5891 | 0.47281
|  |  |  | -- | -- |  |  | 1270.6089 | 0.47308
|  |  |  | -- | -- |  |  | 1270.6287 | 0.47335
|  |  |  | -- | -- |  |  | 1270.6484 | 0.47362
|  |  |  | -- | -- |  |  | 1270.6682 | 0.47389
|  |  |  | -- | -- |  |  | 1270.688 | 0.47417
|  |  |  | -- | -- |  |  | 1270.7078 | 0.47444
|  |  |  | -- | -- |  |  | 1270.7275 | 0.47471
|  |  |  | -- | -- |  |  | 1270.7473 | 0.47499
|  |  |  | -- | -- |  |  | 1270.7671 | 0.47526
|  |  |  | -- | -- |  |  | 1270.7869 | 0.47554
|  |  |  | -- | -- |  |  | 1270.8066 | 0.47581
|  |  |  | -- | -- |  |  | 1270.8264 | 0.47609
|  |  |  | -- | -- |  |  | 1270.8462 | 0.47637
|  |  |  | -- | -- |  |  | 1270.866 | 0.47665
|  |  |  | -- | -- |  |  | 1270.8859 | 0.47693
|  |  |  | -- | -- |  |  | 1270.9056 | 0.47721
|  |  |  | -- | -- |  |  | 1270.9254 | 0.4775
|  |  |  | -- | -- |  |  | 1270.9452 | 0.47778
|  |  |  | -- | -- |  |  | 1270.965 | 0.47807
|  |  |  | -- | -- |  |  | 1270.9847 | 0.47836
|  |  |  | -- | -- |  |  | 1271.0045 | 0.47865
|  |  |  | -- | -- |  |  | 1271.0243 | 0.47894
|  |  |  | -- | -- |  |  | 1271.0441 | 0.47924
|  |  |  | -- | -- |  |  | 1271.0638 | 0.47953
|  |  |  | -- | -- |  |  | 1271.0836 | 0.47983
|  |  |  | -- | -- |  |  | 1271.1034 | 0.48013
|  |  |  | -- | -- |  |  | 1271.1232 | 0.48043
|  |  |  | -- | -- |  |  | 1271.1431 | 0.48074
|  |  |  | -- | -- |  |  | 1271.1628 | 0.48104
|  |  |  | -- | -- |  |  | 1271.1826 | 0.48135
|  |  |  | -- | -- |  |  | 1271.2024 | 0.48166
|  |  |  | -- | -- |  |  | 1271.2222 | 0.48198
|  |  |  | -- | -- |  |  | 1271.2419 | 0.48229
|  |  |  | -- | -- |  |  | 1271.2617 | 0.48261
|  |  |  | -- | -- |  |  | 1271.2815 | 0.48293
|  |  |  | -- | -- |  |  | 1271.3014 | 0.48326
|  |  |  | -- | -- |  |  | 1271.3212 | 0.48358
|  |  |  | -- | -- |  |  | 1271.3409 | 0.48391
|  |  |  | -- | -- |  |  | 1271.3607 | 0.48424
|  |  |  | -- | -- |  |  | 1271.3805 | 0.48457
|  |  |  | -- | -- |  |  | 1271.4003 | 0.48491
|  |  |  | -- | -- |  |  | 1271.4202 | 0.48524
|  |  |  | -- | -- |  |  | 1271.4399 | 0.48558
|  |  |  | -- | -- |  |  | 1271.4597 | 0.48592
|  |  |  | -- | -- |  |  | 1271.4795 | 0.48627
|  |  |  | -- | -- |  |  | 1271.4993 | 0.48661
|  |  |  | -- | -- |  |  | 1271.5192 | 0.48696
|  |  |  | -- | -- |  |  | 1271.5389 | 0.48731
|  |  |  | -- | -- |  |  | 1271.5587 | 0.48766
|  |  |  | -- | -- |  |  | 1271.5785 | 0.48801
|  |  |  | -- | -- |  |  | 1271.5984 | 0.48836
|  |  |  | -- | -- |  |  | 1271.6182 | 0.48872
|  |  |  | -- | -- |  |  | 1271.6379 | 0.48907
|  |  |  | -- | -- |  |  | 1271.6577 | 0.48943
|  |  |  | -- | -- |  |  | 1271.6775 | 0.48979
|  |  |  | -- | -- |  |  | 1271.6974 | 0.49015
|  |  |  | -- | -- |  |  | 1271.7172 | 0.4905
|  |  |  | -- | -- |  |  | 1271.7369 | 0.49086
|  |  |  | -- | -- |  |  | 1271.7568 | 0.49123
|  |  |  | -- | -- |  |  | 1271.7766 | 0.49159
|  |  |  | -- | -- |  |  | 1271.7964 | 0.49195
|  |  |  | -- | -- |  |  | 1271.8162 | 0.49231
|  |  |  | -- | -- |  |  | 1271.8361 | 0.49267
|  |  |  | -- | -- |  |  | 1271.8558 | 0.49303
|  |  |  | -- | -- |  |  | 1271.8756 | 0.49339
|  |  |  | -- | -- |  |  | 1271.8955 | 0.49375
|  |  |  | -- | -- |  |  | 1271.9153 | 0.49411
|  |  |  | -- | -- |  |  | 1271.9351 | 0.49447
|  |  |  | -- | -- |  |  | 1271.9548 | 0.49483
|  |  |  | -- | -- |  |  | 1271.9747 | 0.49519
|  |  |  | -- | -- |  |  | 1271.9945 | 0.49555
|  |  |  | -- | -- |  |  | 1272.0143 | 0.4959
|  |  |  | -- | -- |  |  | 1272.0342 | 0.49626
|  |  |  | -- | -- |  |  | 1272.054 | 0.49661
|  |  |  | -- | -- |  |  | 1272.0739 | 0.49696
|  |  |  | -- | -- |  |  | 1272.0936 | 0.49731
|  |  |  | -- | -- |  |  | 1272.1134 | 0.49766
|  |  |  | -- | -- |  |  | 1272.1333 | 0.498
|  |  |  | -- | -- |  |  | 1272.1531 | 0.49835
|  |  |  | -- | -- |  |  | 1272.1729 | 0.49869
|  |  |  | -- | -- |  |  | 1272.1927 | 0.49903
|  |  |  | -- | -- |  |  | 1272.2125 | 0.49937
|  |  |  | -- | -- |  |  | 1272.2323 | 0.4997
|  |  |  | -- | -- |  |  | 1272.2522 | 0.50004
|  |  |  | -- | -- |  |  | 1272.272 | 0.50037
|  |  |  | -- | -- |  |  | 1272.2919 | 0.50069
|  |  |  | -- | -- |  |  | 1272.3116 | 0.50102
|  |  |  | -- | -- |  |  | 1272.3314 | 0.50134
|  |  |  | -- | -- |  |  | 1272.3513 | 0.50166
|  |  |  | -- | -- |  |  | 1272.3711 | 0.50198
|  |  |  | -- | -- |  |  | 1272.391 | 0.5023
|  |  |  | -- | -- |  |  | 1272.4108 | 0.50261
|  |  |  | -- | -- |  |  | 1272.4307 | 0.50292
|  |  |  | -- | -- |  |  | 1272.4504 | 0.50323
|  |  |  | -- | -- |  |  | 1272.4703 | 0.50354
|  |  |  | -- | -- |  |  | 1272.4901 | 0.50384
|  |  |  | -- | -- |  |  | 1272.5099 | 0.50414
|  |  |  | -- | -- |  |  | 1272.5298 | 0.50444
|  |  |  | -- | -- |  |  | 1272.5496 | 0.50473
|  |  |  | -- | -- |  |  | 1272.5695 | 0.50503
|  |  |  | -- | -- |  |  | 1272.5892 | 0.50532
|  |  |  | -- | -- |  |  | 1272.6091 | 0.5056
|  |  |  | -- | -- |  |  | 1272.6289 | 0.50589
|  |  |  | -- | -- |  |  | 1272.6488 | 0.50617
|  |  |  | -- | -- |  |  | 1272.6686 | 0.50645
|  |  |  | -- | -- |  |  | 1272.6885 | 0.50673
|  |  |  | -- | -- |  |  | 1272.7083 | 0.50701
|  |  |  | -- | -- |  |  | 1272.7281 | 0.50729
|  |  |  | -- | -- |  |  | 1272.7479 | 0.50756
|  |  |  | -- | -- |  |  | 1272.7678 | 0.50783
|  |  |  | -- | -- |  |  | 1272.7876 | 0.5081
|  |  |  | -- | -- |  |  | 1272.8075 | 0.50837
|  |  |  | -- | -- |  |  | 1272.8274 | 0.50863
|  |  |  | -- | -- |  |  | 1272.8472 | 0.5089
|  |  |  | -- | -- |  |  | 1272.8671 | 0.50916
|  |  |  | -- | -- |  |  | 1272.8868 | 0.50942
|  |  |  | -- | -- |  |  | 1272.9067 | 0.50968
|  |  |  | -- | -- |  |  | 1272.9265 | 0.50994
|  |  |  | -- | -- |  |  | 1272.9464 | 0.5102
|  |  |  | -- | -- |  |  | 1272.9662 | 0.51045
|  |  |  | -- | -- |  |  | 1272.9861 | 0.51071
|  |  |  | -- | -- |  |  | 1273.006 | 0.51097
|  |  |  | -- | -- |  |  | 1273.0258 | 0.51122
|  |  |  | -- | -- |  |  | 1273.0457 | 0.51147
|  |  |  | -- | -- |  |  | 1273.0654 | 0.51173
|  |  |  | -- | -- |  |  | 1273.0853 | 0.51198
|  |  |  | -- | -- |  |  | 1273.1052 | 0.51223
|  |  |  | -- | -- |  |  | 1273.125 | 0.51248
|  |  |  | -- | -- |  |  | 1273.1449 | 0.51273
|  |  |  | -- | -- |  |  | 1273.1647 | 0.51299
|  |  |  | -- | -- |  |  | 1273.1846 | 0.51324
|  |  |  | -- | -- |  |  | 1273.2045 | 0.51349
|  |  |  | -- | -- |  |  | 1273.2242 | 0.51374
|  |  |  | -- | -- |  |  | 1273.2441 | 0.51399
|  |  |  | -- | -- |  |  | 1273.264 | 0.51424
|  |  |  | -- | -- |  |  | 1273.2838 | 0.51449
|  |  |  | -- | -- |  |  | 1273.3037 | 0.51475
|  |  |  | -- | -- |  |  | 1273.3236 | 0.515
|  |  |  | -- | -- |  |  | 1273.3434 | 0.51525
|  |  |  | -- | -- |  |  | 1273.3633 | 0.5155
|  |  |  | -- | -- |  |  | 1273.3832 | 0.51576
|  |  |  | -- | -- |  |  | 1273.403 | 0.51601
|  |  |  | -- | -- |  |  | 1273.4229 | 0.51627
|  |  |  | -- | -- |  |  | 1273.4427 | 0.51652
|  |  |  | -- | -- |  |  | 1273.4626 | 0.51678
|  |  |  | -- | -- |  |  | 1273.4824 | 0.51704
|  |  |  | -- | -- |  |  | 1273.5023 | 0.51729
|  |  |  | -- | -- |  |  | 1273.5222 | 0.51755
|  |  |  | -- | -- |  |  | 1273.542 | 0.51781
|  |  |  | -- | -- |  |  | 1273.5619 | 0.51807
|  |  |  | -- | -- |  |  | 1273.5818 | 0.51833
|  |  |  | -- | -- |  |  | 1273.6017 | 0.5186
|  |  |  | -- | -- |  |  | 1273.6215 | 0.51886
|  |  |  | -- | -- |  |  | 1273.6414 | 0.51912
|  |  |  | -- | -- |  |  | 1273.6613 | 0.51939
|  |  |  | -- | -- |  |  | 1273.6812 | 0.51966
|  |  |  | -- | -- |  |  | 1273.7009 | 0.51992
|  |  |  | -- | -- |  |  | 1273.7208 | 0.52019
|  |  |  | -- | -- |  |  | 1273.7407 | 0.52046
|  |  |  | -- | -- |  |  | 1273.7606 | 0.52073
|  |  |  | -- | -- |  |  | 1273.7804 | 0.521
|  |  |  | -- | -- |  |  | 1273.8003 | 0.52128
|  |  |  | -- | -- |  |  | 1273.8202 | 0.52155
|  |  |  | -- | -- |  |  | 1273.8401 | 0.52183
|  |  |  | -- | -- |  |  | 1273.86 | 0.5221
|  |  |  | -- | -- |  |  | 1273.8798 | 0.52238
|  |  |  | -- | -- |  |  | 1273.8997 | 0.52266
|  |  |  | -- | -- |  |  | 1273.9196 | 0.52294
|  |  |  | -- | -- |  |  | 1273.9395 | 0.52322
|  |  |  | -- | -- |  |  | 1273.9594 | 0.52351
|  |  |  | -- | -- |  |  | 1273.9792 | 0.52379
|  |  |  | -- | -- |  |  | 1273.999 | 0.52408
|  |  |  | -- | -- |  |  | 1274.0189 | 0.52437
|  |  |  | -- | -- |  |  | 1274.0388 | 0.52466
|  |  |  | -- | -- |  |  | 1274.0587 | 0.52495
|  |  |  | -- | -- |  |  | 1274.0786 | 0.52524
|  |  |  | -- | -- |  |  | 1274.0985 | 0.52553
|  |  |  | -- | -- |  |  | 1274.1184 | 0.52583
|  |  |  | -- | -- |  |  | 1274.1382 | 0.52613
|  |  |  | -- | -- |  |  | 1274.1581 | 0.52642
|  |  |  | -- | -- |  |  | 1274.178 | 0.52673
|  |  |  | -- | -- |  |  | 1274.1979 | 0.52703
|  |  |  | -- | -- |  |  | 1274.2178 | 0.52733
|  |  |  | -- | -- |  |  | 1274.2377 | 0.52764
|  |  |  | -- | -- |  |  | 1274.2576 | 0.52795
|  |  |  | -- | -- |  |  | 1274.2775 | 0.52825
|  |  |  | -- | -- |  |  | 1274.2974 | 0.52857
|  |  |  | -- | -- |  |  | 1274.3173 | 0.52888
|  |  |  | -- | -- |  |  | 1274.337 | 0.52919
|  |  |  | -- | -- |  |  | 1274.3569 | 0.52951
|  |  |  | -- | -- |  |  | 1274.3768 | 0.52983
|  |  |  | -- | -- |  |  | 1274.3967 | 0.53015
|  |  |  | -- | -- |  |  | 1274.4166 | 0.53048
|  |  |  | -- | -- |  |  | 1274.4365 | 0.5308
|  |  |  | -- | -- |  |  | 1274.4564 | 0.53113
|  |  |  | -- | -- |  |  | 1274.4763 | 0.53146
|  |  |  | -- | -- |  |  | 1274.4962 | 0.53179
|  |  |  | -- | -- |  |  | 1274.5161 | 0.53212
|  |  |  | -- | -- |  |  | 1274.536 | 0.53246
|  |  |  | -- | -- |  |  | 1274.5559 | 0.5328
|  |  |  | -- | -- |  |  | 1274.5758 | 0.53314
|  |  |  | -- | -- |  |  | 1274.5957 | 0.53348
|  |  |  | -- | -- |  |  | 1274.6156 | 0.53383
|  |  |  | -- | -- |  |  | 1274.6355 | 0.53417
|  |  |  | -- | -- |  |  | 1274.6554 | 0.53452
|  |  |  | -- | -- |  |  | 1274.6753 | 0.53487
|  |  |  | -- | -- |  |  | 1274.6952 | 0.53523
|  |  |  | -- | -- |  |  | 1274.7151 | 0.53558
|  |  |  | -- | -- |  |  | 1274.735 | 0.53594
|  |  |  | -- | -- |  |  | 1274.7549 | 0.5363
|  |  |  | -- | -- |  |  | 1274.7748 | 0.53666
|  |  |  | -- | -- |  |  | 1274.7947 | 0.53702
|  |  |  | -- | -- |  |  | 1274.8146 | 0.53739
|  |  |  | -- | -- |  |  | 1274.8345 | 0.53775
|  |  |  | -- | -- |  |  | 1274.8544 | 0.53812
|  |  |  | -- | -- |  |  | 1274.8743 | 0.53849
|  |  |  | -- | -- |  |  | 1274.8943 | 0.53886
|  |  |  | -- | -- |  |  | 1274.9142 | 0.53924
|  |  |  | -- | -- |  |  | 1274.9341 | 0.53961
|  |  |  | -- | -- |  |  | 1274.954 | 0.53999
|  |  |  | -- | -- |  |  | 1274.9739 | 0.54037
|  |  |  | -- | -- |  |  | 1274.9938 | 0.54075
|  |  |  | -- | -- |  |  | 1275.0137 | 0.54113
|  |  |  | -- | -- |  |  | 1275.0336 | 0.54151
|  |  |  | -- | -- |  |  | 1275.0535 | 0.54189
|  |  |  | -- | -- |  |  | 1275.0734 | 0.54228
|  |  |  | -- | -- |  |  | 1275.0933 | 0.54266
|  |  |  | -- | -- |  |  | 1275.1133 | 0.54305
|  |  |  | -- | -- |  |  | 1275.1332 | 0.54343
|  |  |  | -- | -- |  |  | 1275.1531 | 0.54382
|  |  |  | -- | -- |  |  | 1275.173 | 0.5442
|  |  |  | -- | -- |  |  | 1275.1929 | 0.54459
|  |  |  | -- | -- |  |  | 1275.2128 | 0.54498
|  |  |  | -- | -- |  |  | 1275.2327 | 0.54537
|  |  |  | -- | -- |  |  | 1275.2527 | 0.54575
|  |  |  | -- | -- |  |  | 1275.2726 | 0.54614
|  |  |  | -- | -- |  |  | 1275.2925 | 0.54653
|  |  |  | -- | -- |  |  | 1275.3124 | 0.54691
|  |  |  | -- | -- |  |  | 1275.3323 | 0.5473
|  |  |  | -- | -- |  |  | 1275.3523 | 0.54768
|  |  |  | -- | -- |  |  | 1275.3722 | 0.54807
|  |  |  | -- | -- |  |  | 1275.3921 | 0.54845
|  |  |  | -- | -- |  |  | 1275.412 | 0.54883
|  |  |  | -- | -- |  |  | 1275.4319 | 0.54921
|  |  |  | -- | -- |  |  | 1275.4519 | 0.54959
|  |  |  | -- | -- |  |  | 1275.4718 | 0.54997
|  |  |  | -- | -- |  |  | 1275.4917 | 0.55035
|  |  |  | -- | -- |  |  | 1275.5116 | 0.55072
|  |  |  | -- | -- |  |  | 1275.5315 | 0.5511
|  |  |  | -- | -- |  |  | 1275.5515 | 0.55147
|  |  |  | -- | -- |  |  | 1275.5714 | 0.55184
|  |  |  | -- | -- |  |  | 1275.5913 | 0.5522
|  |  |  | -- | -- |  |  | 1275.6112 | 0.55257
|  |  |  | -- | -- |  |  | 1275.6312 | 0.55293
|  |  |  | -- | -- |  |  | 1275.6511 | 0.55329
|  |  |  | -- | -- |  |  | 1275.671 | 0.55365
|  |  |  | -- | -- |  |  | 1275.6909 | 0.554
|  |  |  | -- | -- |  |  | 1275.7109 | 0.55436
|  |  |  | -- | -- |  |  | 1275.7308 | 0.55471
|  |  |  | -- | -- |  |  | 1275.7507 | 0.55505
|  |  |  | -- | -- |  |  | 1275.7708 | 0.5554
|  |  |  | -- | -- |  |  | 1275.7906 | 0.55574
|  |  |  | -- | -- |  |  | 1275.8105 | 0.55607
|  |  |  | -- | -- |  |  | 1275.8306 | 0.55641
|  |  |  | -- | -- |  |  | 1275.8505 | 0.55674
|  |  |  | -- | -- |  |  | 1275.8704 | 0.55707
|  |  |  | -- | -- |  |  | 1275.8903 | 0.55739
|  |  |  | -- | -- |  |  | 1275.9103 | 0.55771
|  |  |  | -- | -- |  |  | 1275.9302 | 0.55803
|  |  |  | -- | -- |  |  | 1275.9501 | 0.55835
|  |  |  | -- | -- |  |  | 1275.9701 | 0.55866
|  |  |  | -- | -- |  |  | 1275.99 | 0.55897
|  |  |  | -- | -- |  |  | 1276.01 | 0.55927
|  |  |  | -- | -- |  |  | 1276.0299 | 0.55957
|  |  |  | -- | -- |  |  | 1276.0498 | 0.55987
|  |  |  | -- | -- |  |  | 1276.0698 | 0.56017
|  |  |  | -- | -- |  |  | 1276.0897 | 0.56046
|  |  |  | -- | -- |  |  | 1276.1096 | 0.56074
|  |  |  | -- | -- |  |  | 1276.1296 | 0.56103
|  |  |  | -- | -- |  |  | 1276.1495 | 0.56131
|  |  |  | -- | -- |  |  | 1276.1696 | 0.56159
|  |  |  | -- | -- |  |  | 1276.1895 | 0.56186
|  |  |  | -- | -- |  |  | 1276.2094 | 0.56213
|  |  |  | -- | -- |  |  | 1276.2294 | 0.5624
|  |  |  | -- | -- |  |  | 1276.2493 | 0.56266
|  |  |  | -- | -- |  |  | 1276.2693 | 0.56293
|  |  |  | -- | -- |  |  | 1276.2892 | 0.56318
|  |  |  | -- | -- |  |  | 1276.3091 | 0.56344
|  |  |  | -- | -- |  |  | 1276.3291 | 0.56369
|  |  |  | -- | -- |  |  | 1276.349 | 0.56394
|  |  |  | -- | -- |  |  | 1276.369 | 0.56419
|  |  |  | -- | -- |  |  | 1276.3889 | 0.56443
|  |  |  | -- | -- |  |  | 1276.4089 | 0.56467
|  |  |  | -- | -- |  |  | 1276.4288 | 0.56491
|  |  |  | -- | -- |  |  | 1276.4489 | 0.56514
|  |  |  | -- | -- |  |  | 1276.4688 | 0.56537
|  |  |  | -- | -- |  |  | 1276.4888 | 0.5656
|  |  |  | -- | -- |  |  | 1276.5087 | 0.56583
|  |  |  | -- | -- |  |  | 1276.5287 | 0.56605
|  |  |  | -- | -- |  |  | 1276.5486 | 0.56627
|  |  |  | -- | -- |  |  | 1276.5686 | 0.56649
|  |  |  | -- | -- |  |  | 1276.5885 | 0.56671
|  |  |  | -- | -- |  |  | 1276.6085 | 0.56692
|  |  |  | -- | -- |  |  | 1276.6284 | 0.56713
|  |  |  | -- | -- |  |  | 1276.6484 | 0.56734
|  |  |  | -- | -- |  |  | 1276.6683 | 0.56755
|  |  |  | -- | -- |  |  | 1276.6884 | 0.56775
|  |  |  | -- | -- |  |  | 1276.7083 | 0.56796
|  |  |  | -- | -- |  |  | 1276.7283 | 0.56816
|  |  |  | -- | -- |  |  | 1276.7482 | 0.56836
|  |  |  | -- | -- |  |  | 1276.7682 | 0.56855
|  |  |  | -- | -- |  |  | 1276.7881 | 0.56875
|  |  |  | -- | -- |  |  | 1276.8081 | 0.56894
|  |  |  | -- | -- |  |  | 1276.828 | 0.56914
|  |  |  | -- | -- |  |  | 1276.848 | 0.56933
|  |  |  | -- | -- |  |  | 1276.868 | 0.56952
|  |  |  | -- | -- |  |  | 1276.8879 | 0.5697
|  |  |  | -- | -- |  |  | 1276.908 | 0.56989
|  |  |  | -- | -- |  |  | 1276.9279 | 0.57007
|  |  |  | -- | -- |  |  | 1276.9479 | 0.57026
|  |  |  | -- | -- |  |  | 1276.9679 | 0.57044
|  |  |  | -- | -- |  |  | 1276.9878 | 0.57062
|  |  |  | -- | -- |  |  | 1277.0078 | 0.5708
|  |  |  | -- | -- |  |  | 1277.0277 | 0.57098
|  |  |  | -- | -- |  |  | 1277.0477 | 0.57116
|  |  |  | -- | -- |  |  | 1277.0677 | 0.57134
|  |  |  | -- | -- |  |  | 1277.0876 | 0.57151
|  |  |  | -- | -- |  |  | 1277.1077 | 0.57169
|  |  |  | -- | -- |  |  | 1277.1277 | 0.57187
|  |  |  | -- | -- |  |  | 1277.1476 | 0.57204
|  |  |  | -- | -- |  |  | 1277.1676 | 0.57222
|  |  |  | -- | -- |  |  | 1277.1876 | 0.57239
|  |  |  | -- | -- |  |  | 1277.2075 | 0.57257
|  |  |  | -- | -- |  |  | 1277.2275 | 0.57274
|  |  |  | -- | -- |  |  | 1277.2476 | 0.57292
|  |  |  | -- | -- |  |  | 1277.2675 | 0.57309
|  |  |  | -- | -- |  |  | 1277.2875 | 0.57327
|  |  |  | -- | -- |  |  | 1277.3075 | 0.57345
|  |  |  | -- | -- |  |  | 1277.3274 | 0.57363
|  |  |  | -- | -- |  |  | 1277.3474 | 0.5738
|  |  |  | -- | -- |  |  | 1277.3674 | 0.57398
|  |  |  | -- | -- |  |  | 1277.3873 | 0.57417
|  |  |  | -- | -- |  |  | 1277.4073 | 0.57435
|  |  |  | -- | -- |  |  | 1277.4274 | 0.57453
|  |  |  | -- | -- |  |  | 1277.4474 | 0.57472
|  |  |  | -- | -- |  |  | 1277.4673 | 0.57491
|  |  |  | -- | -- |  |  | 1277.4873 | 0.5751
|  |  |  | -- | -- |  |  | 1277.5073 | 0.57529
|  |  |  | -- | -- |  |  | 1277.5272 | 0.57549
|  |  |  | -- | -- |  |  | 1277.5472 | 0.57568
|  |  |  | -- | -- |  |  | 1277.5673 | 0.57588
|  |  |  | -- | -- |  |  | 1277.5873 | 0.57609
|  |  |  | -- | -- |  |  | 1277.6073 | 0.57629
|  |  |  | -- | -- |  |  | 1277.6272 | 0.5765
|  |  |  | -- | -- |  |  | 1277.6472 | 0.57671
|  |  |  | -- | -- |  |  | 1277.6672 | 0.57693
|  |  |  | -- | -- |  |  | 1277.6873 | 0.57715
|  |  |  | -- | -- |  |  | 1277.7072 | 0.57738
|  |  |  | -- | -- |  |  | 1277.7272 | 0.57761
|  |  |  | -- | -- |  |  | 1277.7472 | 0.57784
|  |  |  | -- | -- |  |  | 1277.7672 | 0.57808
|  |  |  | -- | -- |  |  | 1277.7872 | 0.57832
|  |  |  | -- | -- |  |  | 1277.8071 | 0.57857
|  |  |  | -- | -- |  |  | 1277.8271 | 0.57882
|  |  |  | -- | -- |  |  | 1277.8472 | 0.57907
|  |  |  | -- | -- |  |  | 1277.8672 | 0.57934
|  |  |  | -- | -- |  |  | 1277.8872 | 0.5796
|  |  |  | -- | -- |  |  | 1277.9072 | 0.57988
|  |  |  | -- | -- |  |  | 1277.9271 | 0.58016
|  |  |  | -- | -- |  |  | 1277.9471 | 0.58044
|  |  |  | -- | -- |  |  | 1277.9672 | 0.58073
|  |  |  | -- | -- |  |  | 1277.9872 | 0.58103
|  |  |  | -- | -- |  |  | 1278.0072 | 0.58133
|  |  |  | -- | -- |  |  | 1278.0272 | 0.58164
|  |  |  | -- | -- |  |  | 1278.0472 | 0.58195
|  |  |  | -- | -- |  |  | 1278.0673 | 0.58227
|  |  |  | -- | -- |  |  | 1278.0872 | 0.5826
|  |  |  | -- | -- |  |  | 1278.1072 | 0.58293
|  |  |  | -- | -- |  |  | 1278.1272 | 0.58327
|  |  |  | -- | -- |  |  | 1278.1472 | 0.58361
|  |  |  | -- | -- |  |  | 1278.1672 | 0.58396
|  |  |  | -- | -- |  |  | 1278.1873 | 0.58432
|  |  |  | -- | -- |  |  | 1278.2073 | 0.58468
|  |  |  | -- | -- |  |  | 1278.2273 | 0.58505
|  |  |  | -- | -- |  |  | 1278.2473 | 0.58543
|  |  |  | -- | -- |  |  | 1278.2673 | 0.58581
|  |  |  | -- | -- |  |  | 1278.2874 | 0.5862
|  |  |  | -- | -- |  |  | 1278.3073 | 0.58659
|  |  |  | -- | -- |  |  | 1278.3273 | 0.58699
|  |  |  | -- | -- |  |  | 1278.3473 | 0.58739
|  |  |  | -- | -- |  |  | 1278.3673 | 0.5878
|  |  |  | -- | -- |  |  | 1278.3873 | 0.58822
|  |  |  | -- | -- |  |  | 1278.4073 | 0.58864
|  |  |  | -- | -- |  |  | 1278.4274 | 0.58906
|  |  |  | -- | -- |  |  | 1278.4474 | 0.5895
|  |  |  | -- | -- |  |  | 1278.4674 | 0.58993
|  |  |  | -- | -- |  |  | 1278.4874 | 0.59037
|  |  |  | -- | -- |  |  | 1278.5074 | 0.59082
|  |  |  | -- | -- |  |  | 1278.5275 | 0.59127
|  |  |  | -- | -- |  |  | 1278.5475 | 0.59172
|  |  |  | -- | -- |  |  | 1278.5675 | 0.59218
|  |  |  | -- | -- |  |  | 1278.5875 | 0.59264
|  |  |  | -- | -- |  |  | 1278.6075 | 0.5931
|  |  |  | -- | -- |  |  | 1278.6276 | 0.59357
|  |  |  | -- | -- |  |  | 1278.6476 | 0.59404
|  |  |  | -- | -- |  |  | 1278.6676 | 0.59451
|  |  |  | -- | -- |  |  | 1278.6876 | 0.59499
|  |  |  | -- | -- |  |  | 1278.7076 | 0.59547
|  |  |  | -- | -- |  |  | 1278.7277 | 0.59595
|  |  |  | -- | -- |  |  | 1278.7478 | 0.59643
|  |  |  | -- | -- |  |  | 1278.7678 | 0.59692
|  |  |  | -- | -- |  |  | 1278.7878 | 0.5974
|  |  |  | -- | -- |  |  | 1278.8079 | 0.59789
|  |  |  | -- | -- |  |  | 1278.8279 | 0.59838
|  |  |  | -- | -- |  |  | 1278.8479 | 0.59887
|  |  |  | -- | -- |  |  | 1278.8679 | 0.59936
|  |  |  | -- | -- |  |  | 1278.8879 | 0.59985
|  |  |  | -- | -- |  |  | 1278.908 | 0.60034
|  |  |  | -- | -- |  |  | 1278.928 | 0.60083
|  |  |  | -- | -- |  |  | 1278.948 | 0.60132
|  |  |  | -- | -- |  |  | 1278.9681 | 0.60181
|  |  |  | -- | -- |  |  | 1278.9882 | 0.6023
|  |  |  | -- | -- |  |  | 1279.0082 | 0.60279
|  |  |  | -- | -- |  |  | 1279.0282 | 0.60328
|  |  |  | -- | -- |  |  | 1279.0482 | 0.60377
|  |  |  | -- | -- |  |  | 1279.0682 | 0.60425
|  |  |  | -- | -- |  |  | 1279.0883 | 0.60473
|  |  |  | -- | -- |  |  | 1279.1083 | 0.60521
|  |  |  | -- | -- |  |  | 1279.1284 | 0.60569
|  |  |  | -- | -- |  |  | 1279.1484 | 0.60617
|  |  |  | -- | -- |  |  | 1279.1685 | 0.60664
|  |  |  | -- | -- |  |  | 1279.1885 | 0.60712
|  |  |  | -- | -- |  |  | 1279.2085 | 0.60759
|  |  |  | -- | -- |  |  | 1279.2285 | 0.60805
|  |  |  | -- | -- |  |  | 1279.2487 | 0.60852
|  |  |  | -- | -- |  |  | 1279.2687 | 0.60898
|  |  |  | -- | -- |  |  | 1279.2887 | 0.60944
|  |  |  | -- | -- |  |  | 1279.3087 | 0.60989
|  |  |  | -- | -- |  |  | 1279.3287 | 0.61034
|  |  |  | -- | -- |  |  | 1279.3489 | 0.61079
|  |  |  | -- | -- |  |  | 1279.3689 | 0.61123
|  |  |  | -- | -- |  |  | 1279.3889 | 0.61167
|  |  |  | -- | -- |  |  | 1279.4089 | 0.61211
|  |  |  | -- | -- |  |  | 1279.4291 | 0.61254
|  |  |  | -- | -- |  |  | 1279.4491 | 0.61297
|  |  |  | -- | -- |  |  | 1279.4691 | 0.6134
|  |  |  | -- | -- |  |  | 1279.4891 | 0.61382
|  |  |  | -- | -- |  |  | 1279.5093 | 0.61424
|  |  |  | -- | -- |  |  | 1279.5293 | 0.61465
|  |  |  | -- | -- |  |  | 1279.5493 | 0.61506
|  |  |  | -- | -- |  |  | 1279.5693 | 0.61547
|  |  |  | -- | -- |  |  | 1279.5895 | 0.61588
|  |  |  | -- | -- |  |  | 1279.6095 | 0.61628
|  |  |  | -- | -- |  |  | 1279.6295 | 0.61667
|  |  |  | -- | -- |  |  | 1279.6495 | 0.61706
|  |  |  | -- | -- |  |  | 1279.6697 | 0.61745
|  |  |  | -- | -- |  |  | 1279.6897 | 0.61784
|  |  |  | -- | -- |  |  | 1279.7097 | 0.61822
|  |  |  | -- | -- |  |  | 1279.7299 | 0.6186
|  |  |  | -- | -- |  |  | 1279.7499 | 0.61898
|  |  |  | -- | -- |  |  | 1279.7699 | 0.61935
|  |  |  | -- | -- |  |  | 1279.79 | 0.61972
|  |  |  | -- | -- |  |  | 1279.8101 | 0.62009
|  |  |  | -- | -- |  |  | 1279.8301 | 0.62045
|  |  |  | -- | -- |  |  | 1279.8502 | 0.62082
|  |  |  | -- | -- |  |  | 1279.8702 | 0.62117
|  |  |  | -- | -- |  |  | 1279.8903 | 0.62153
|  |  |  | -- | -- |  |  | 1279.9104 | 0.62189
|  |  |  | -- | -- |  |  | 1279.9304 | 0.62224
|  |  |  | -- | -- |  |  | 1279.9504 | 0.62259
|  |  |  | -- | -- |  |  | 1279.9706 | 0.62294
|  |  |  | -- | -- |  |  | 1279.9906 | 0.62329
|  |  |  | -- | -- |  |  | 1280.0107 | 0.62364
|  |  |  | -- | -- |  |  | 1280.0308 | 0.62398
|  |  |  | -- | -- |  |  | 1280.0508 | 0.62433
|  |  |  | -- | -- |  |  | 1280.0709 | 0.62467
|  |  |  | -- | -- |  |  | 1280.0909 | 0.62502
|  |  |  | -- | -- |  |  | 1280.111 | 0.62536
|  |  |  | -- | -- |  |  | 1280.1311 | 0.6257
|  |  |  | -- | -- |  |  | 1280.1511 | 0.62605
|  |  |  | -- | -- |  |  | 1280.1713 | 0.62639
|  |  |  | -- | -- |  |  | 1280.1913 | 0.62673
|  |  |  | -- | -- |  |  | 1280.2114 | 0.62708
|  |  |  | -- | -- |  |  | 1280.2314 | 0.62742
|  |  |  | -- | -- |  |  | 1280.2515 | 0.62776
|  |  |  | -- | -- |  |  | 1280.2716 | 0.62811
|  |  |  | -- | -- |  |  | 1280.2916 | 0.62846
|  |  |  | -- | -- |  |  | 1280.3118 | 0.6288
|  |  |  | -- | -- |  |  | 1280.3318 | 0.62915
|  |  |  | -- | -- |  |  | 1280.3519 | 0.6295
|  |  |  | -- | -- |  |  | 1280.3719 | 0.62985
|  |  |  | -- | -- |  |  | 1280.3921 | 0.63021
|  |  |  | -- | -- |  |  | 1280.4121 | 0.63056
|  |  |  | -- | -- |  |  | 1280.4323 | 0.63092
|  |  |  | -- | -- |  |  | 1280.4523 | 0.63128
|  |  |  | -- | -- |  |  | 1280.4724 | 0.63164
|  |  |  | -- | -- |  |  | 1280.4924 | 0.632
|  |  |  | -- | -- |  |  | 1280.5126 | 0.63236
|  |  |  | -- | -- |  |  | 1280.5326 | 0.63273
|  |  |  | -- | -- |  |  | 1280.5527 | 0.6331
|  |  |  | -- | -- |  |  | 1280.5728 | 0.63347
|  |  |  | -- | -- |  |  | 1280.5929 | 0.63384
|  |  |  | -- | -- |  |  | 1280.6129 | 0.63421
|  |  |  | -- | -- |  |  | 1280.6331 | 0.63459
|  |  |  | -- | -- |  |  | 1280.6531 | 0.63497
|  |  |  | -- | -- |  |  | 1280.6732 | 0.63535
|  |  |  | -- | -- |  |  | 1280.6934 | 0.63573
|  |  |  | -- | -- |  |  | 1280.7134 | 0.63611
|  |  |  | -- | -- |  |  | 1280.7335 | 0.6365
|  |  |  | -- | -- |  |  | 1280.7535 | 0.63688
|  |  |  | -- | -- |  |  | 1280.7737 | 0.63727
|  |  |  | -- | -- |  |  | 1280.7937 | 0.63766
|  |  |  | -- | -- |  |  | 1280.8138 | 0.63805
|  |  |  | -- | -- |  |  | 1280.834 | 0.63845
|  |  |  | -- | -- |  |  | 1280.854 | 0.63884
|  |  |  | -- | -- |  |  | 1280.8741 | 0.63923
|  |  |  | -- | -- |  |  | 1280.8942 | 0.63963
|  |  |  | -- | -- |  |  | 1280.9143 | 0.64002
|  |  |  | -- | -- |  |  | 1280.9344 | 0.64042
|  |  |  | -- | -- |  |  | 1280.9545 | 0.64081
|  |  |  | -- | -- |  |  | 1280.9746 | 0.64121
|  |  |  | -- | -- |  |  | 1280.9946 | 0.6416
|  |  |  | -- | -- |  |  | 1281.0148 | 0.642
|  |  |  | -- | -- |  |  | 1281.0349 | 0.64239
|  |  |  | -- | -- |  |  | 1281.0549 | 0.64278
|  |  |  | -- | -- |  |  | 1281.0751 | 0.64317
|  |  |  | -- | -- |  |  | 1281.0952 | 0.64356
|  |  |  | -- | -- |  |  | 1281.1152 | 0.64395
|  |  |  | -- | -- |  |  | 1281.1354 | 0.64434
|  |  |  | -- | -- |  |  | 1281.1555 | 0.64472
|  |  |  | -- | -- |  |  | 1281.1755 | 0.6451
|  |  |  | -- | -- |  |  | 1281.1957 | 0.64547
|  |  |  | -- | -- |  |  | 1281.2158 | 0.64585
|  |  |  | -- | -- |  |  | 1281.236 | 0.64622
|  |  |  | -- | -- |  |  | 1281.256 | 0.64658
|  |  |  | -- | -- |  |  | 1281.2761 | 0.64695
|  |  |  | -- | -- |  |  | 1281.2963 | 0.64731
|  |  |  | -- | -- |  |  | 1281.3163 | 0.64766
|  |  |  | -- | -- |  |  | 1281.3364 | 0.64801
|  |  |  | -- | -- |  |  | 1281.3566 | 0.64835
|  |  |  | -- | -- |  |  | 1281.3767 | 0.64869
|  |  |  | -- | -- |  |  | 1281.3967 | 0.64902
|  |  |  | -- | -- |  |  | 1281.4169 | 0.64935
|  |  |  | -- | -- |  |  | 1281.437 | 0.64967
|  |  |  | -- | -- |  |  | 1281.457 | 0.64999
|  |  |  | -- | -- |  |  | 1281.4772 | 0.65029
|  |  |  | -- | -- |  |  | 1281.4973 | 0.6506
|  |  |  | -- | -- |  |  | 1281.5175 | 0.65089
|  |  |  | -- | -- |  |  | 1281.5376 | 0.65118
|  |  |  | -- | -- |  |  | 1281.5576 | 0.65146
|  |  |  | -- | -- |  |  | 1281.5778 | 0.65174
|  |  |  | -- | -- |  |  | 1281.5979 | 0.65201
|  |  |  | -- | -- |  |  | 1281.618 | 0.65227
|  |  |  | -- | -- |  |  | 1281.6382 | 0.65252
|  |  |  | -- | -- |  |  | 1281.6582 | 0.65276
|  |  |  | -- | -- |  |  | 1281.6783 | 0.653
|  |  |  | -- | -- |  |  | 1281.6985 | 0.65323
|  |  |  | -- | -- |  |  | 1281.7186 | 0.65345
|  |  |  | -- | -- |  |  | 1281.7388 | 0.65367
|  |  |  | -- | -- |  |  | 1281.7588 | 0.65388
|  |  |  | -- | -- |  |  | 1281.7789 | 0.65408
|  |  |  | -- | -- |  |  | 1281.7991 | 0.65427
|  |  |  | -- | -- |  |  | 1281.8192 | 0.65445
|  |  |  | -- | -- |  |  | 1281.8394 | 0.65463
|  |  |  | -- | -- |  |  | 1281.8595 | 0.6548
|  |  |  | -- | -- |  |  | 1281.8795 | 0.65497
|  |  |  | -- | -- |  |  | 1281.8997 | 0.65512
|  |  |  | -- | -- |  |  | 1281.9198 | 0.65527
|  |  |  | -- | -- |  |  | 1281.9399 | 0.65541
|  |  |  | -- | -- |  |  | 1281.9601 | 0.65555
|  |  |  | -- | -- |  |  | 1281.9802 | 0.65568
|  |  |  | -- | -- |  |  | 1282.0004 | 0.6558
|  |  |  | -- | -- |  |  | 1282.0205 | 0.65592
|  |  |  | -- | -- |  |  | 1282.0406 | 0.65603
|  |  |  | -- | -- |  |  | 1282.0607 | 0.65613
|  |  |  | -- | -- |  |  | 1282.0808 | 0.65623
|  |  |  | -- | -- |  |  | 1282.101 | 0.65633
|  |  |  | -- | -- |  |  | 1282.1211 | 0.65642
|  |  |  | -- | -- |  |  | 1282.1412 | 0.6565
|  |  |  | -- | -- |  |  | 1282.1614 | 0.65658
|  |  |  | -- | -- |  |  | 1282.1815 | 0.65666
|  |  |  | -- | -- |  |  | 1282.2017 | 0.65673
|  |  |  | -- | -- |  |  | 1282.2218 | 0.6568
|  |  |  | -- | -- |  |  | 1282.2419 | 0.65687
|  |  |  | -- | -- |  |  | 1282.2621 | 0.65693
|  |  |  | -- | -- |  |  | 1282.2822 | 0.65699
|  |  |  | -- | -- |  |  | 1282.3024 | 0.65705
|  |  |  | -- | -- |  |  | 1282.3225 | 0.65711
|  |  |  | -- | -- |  |  | 1282.3427 | 0.65716
|  |  |  | -- | -- |  |  | 1282.3628 | 0.65721
|  |  |  | -- | -- |  |  | 1282.3829 | 0.65727
|  |  |  | -- | -- |  |  | 1282.4031 | 0.65732
|  |  |  | -- | -- |  |  | 1282.4232 | 0.65737
|  |  |  | -- | -- |  |  | 1282.4434 | 0.65742
|  |  |  | -- | -- |  |  | 1282.4635 | 0.65747
|  |  |  | -- | -- |  |  | 1282.4836 | 0.65752
|  |  |  | -- | -- |  |  | 1282.5038 | 0.65757
|  |  |  | -- | -- |  |  | 1282.5239 | 0.65762
|  |  |  | -- | -- |  |  | 1282.5441 | 0.65767
|  |  |  | -- | -- |  |  | 1282.5642 | 0.65772
|  |  |  | -- | -- |  |  | 1282.5844 | 0.65778
|  |  |  | -- | -- |  |  | 1282.6045 | 0.65783
|  |  |  | -- | -- |  |  | 1282.6246 | 0.65789
|  |  |  | -- | -- |  |  | 1282.6448 | 0.65795
|  |  |  | -- | -- |  |  | 1282.6649 | 0.65802
|  |  |  | -- | -- |  |  | 1282.6851 | 0.65808
|  |  |  | -- | -- |  |  | 1282.7052 | 0.65815
|  |  |  | -- | -- |  |  | 1282.7253 | 0.65822
|  |  |  | -- | -- |  |  | 1282.7455 | 0.65829
|  |  |  | -- | -- |  |  | 1282.7657 | 0.65837
|  |  |  | -- | -- |  |  | 1282.7859 | 0.65845
|  |  |  | -- | -- |  |  | 1282.806 | 0.65853
|  |  |  | -- | -- |  |  | 1282.8262 | 0.65862
|  |  |  | -- | -- |  |  | 1282.8463 | 0.65871
|  |  |  | -- | -- |  |  | 1282.8665 | 0.6588
|  |  |  | -- | -- |  |  | 1282.8866 | 0.6589
|  |  |  | -- | -- |  |  | 1282.9067 | 0.659
|  |  |  | -- | -- |  |  | 1282.9269 | 0.65911
|  |  |  | -- | -- |  |  | 1282.9471 | 0.65922
|  |  |  | -- | -- |  |  | 1282.9673 | 0.65933
|  |  |  | -- | -- |  |  | 1282.9874 | 0.65945
|  |  |  | -- | -- |  |  | 1283.0076 | 0.65957
|  |  |  | -- | -- |  |  | 1283.0277 | 0.6597
|  |  |  | -- | -- |  |  | 1283.0479 | 0.65983
|  |  |  | -- | -- |  |  | 1283.068 | 0.65996
|  |  |  | -- | -- |  |  | 1283.0883 | 0.6601
|  |  |  | -- | -- |  |  | 1283.1084 | 0.66024
|  |  |  | -- | -- |  |  | 1283.1285 | 0.66038
|  |  |  | -- | -- |  |  | 1283.1487 | 0.66053
|  |  |  | -- | -- |  |  | 1283.1688 | 0.66069
|  |  |  | -- | -- |  |  | 1283.1891 | 0.66085
|  |  |  | -- | -- |  |  | 1283.2092 | 0.66101
|  |  |  | -- | -- |  |  | 1283.2294 | 0.66117
|  |  |  | -- | -- |  |  | 1283.2495 | 0.66134
|  |  |  | -- | -- |  |  | 1283.2697 | 0.66152
|  |  |  | -- | -- |  |  | 1283.2899 | 0.6617
|  |  |  | -- | -- |  |  | 1283.3101 | 0.66188
|  |  |  | -- | -- |  |  | 1283.3302 | 0.66206
|  |  |  | -- | -- |  |  | 1283.3503 | 0.66225
|  |  |  | -- | -- |  |  | 1283.3706 | 0.66244
|  |  |  | -- | -- |  |  | 1283.3907 | 0.66264
|  |  |  | -- | -- |  |  | 1283.4109 | 0.66284
|  |  |  | -- | -- |  |  | 1283.431 | 0.66304
|  |  |  | -- | -- |  |  | 1283.4513 | 0.66325
|  |  |  | -- | -- |  |  | 1283.4714 | 0.66346
|  |  |  | -- | -- |  |  | 1283.4916 | 0.66367
|  |  |  | -- | -- |  |  | 1283.5117 | 0.66389
|  |  |  | -- | -- |  |  | 1283.532 | 0.66411
|  |  |  | -- | -- |  |  | 1283.5521 | 0.66433
|  |  |  | -- | -- |  |  | 1283.5723 | 0.66456
|  |  |  | -- | -- |  |  | 1283.5925 | 0.66479
|  |  |  | -- | -- |  |  | 1283.6127 | 0.66502
|  |  |  | -- | -- |  |  | 1283.6328 | 0.66526
|  |  |  | -- | -- |  |  | 1283.6531 | 0.6655
|  |  |  | -- | -- |  |  | 1283.6732 | 0.66574
|  |  |  | -- | -- |  |  | 1283.6934 | 0.66599
|  |  |  | -- | -- |  |  | 1283.7136 | 0.66624
|  |  |  | -- | -- |  |  | 1283.7338 | 0.66649
|  |  |  | -- | -- |  |  | 1283.7539 | 0.66674
|  |  |  | -- | -- |  |  | 1283.7742 | 0.667
|  |  |  | -- | -- |  |  | 1283.7943 | 0.66726
|  |  |  | -- | -- |  |  | 1283.8145 | 0.66752
|  |  |  | -- | -- |  |  | 1283.8347 | 0.66779
|  |  |  | -- | -- |  |  | 1283.8549 | 0.66806
|  |  |  | -- | -- |  |  | 1283.875 | 0.66833
|  |  |  | -- | -- |  |  | 1283.8953 | 0.66861
|  |  |  | -- | -- |  |  | 1283.9154 | 0.66889
|  |  |  | -- | -- |  |  | 1283.9357 | 0.66917
|  |  |  | -- | -- |  |  | 1283.9558 | 0.66945
|  |  |  | -- | -- |  |  | 1283.976 | 0.66974
|  |  |  | -- | -- |  |  | 1283.9962 | 0.67003
|  |  |  | -- | -- |  |  | 1284.0164 | 0.67033
|  |  |  | -- | -- |  |  | 1284.0366 | 0.67062
|  |  |  | -- | -- |  |  | 1284.0568 | 0.67092
|  |  |  | -- | -- |  |  | 1284.0769 | 0.67122
|  |  |  | -- | -- |  |  | 1284.0972 | 0.67153
|  |  |  | -- | -- |  |  | 1284.1173 | 0.67184
|  |  |  | -- | -- |  |  | 1284.1376 | 0.67215
|  |  |  | -- | -- |  |  | 1284.1577 | 0.67246
|  |  |  | -- | -- |  |  | 1284.178 | 0.67278
|  |  |  | -- | -- |  |  | 1284.1981 | 0.6731
|  |  |  | -- | -- |  |  | 1284.2184 | 0.67342
|  |  |  | -- | -- |  |  | 1284.2385 | 0.67374
|  |  |  | -- | -- |  |  | 1284.2588 | 0.67407
|  |  |  | -- | -- |  |  | 1284.2789 | 0.6744
|  |  |  | -- | -- |  |  | 1284.2992 | 0.67473
|  |  |  | -- | -- |  |  | 1284.3193 | 0.67507
|  |  |  | -- | -- |  |  | 1284.3396 | 0.67541
|  |  |  | -- | -- |  |  | 1284.3597 | 0.67575
|  |  |  | -- | -- |  |  | 1284.38 | 0.6761
|  |  |  | -- | -- |  |  | 1284.4001 | 0.67644
|  |  |  | -- | -- |  |  | 1284.4204 | 0.67679
|  |  |  | -- | -- |  |  | 1284.4406 | 0.67715
|  |  |  | -- | -- |  |  | 1284.4608 | 0.6775
|  |  |  | -- | -- |  |  | 1284.481 | 0.67786
|  |  |  | -- | -- |  |  | 1284.5012 | 0.67822
|  |  |  | -- | -- |  |  | 1284.5214 | 0.67858
|  |  |  | -- | -- |  |  | 1284.5416 | 0.67895
|  |  |  | -- | -- |  |  | 1284.5618 | 0.67932
|  |  |  | -- | -- |  |  | 1284.582 | 0.67969
|  |  |  | -- | -- |  |  | 1284.6022 | 0.68007
|  |  |  | -- | -- |  |  | 1284.6224 | 0.68044
|  |  |  | -- | -- |  |  | 1284.6427 | 0.68082
|  |  |  | -- | -- |  |  | 1284.6628 | 0.6812
|  |  |  | -- | -- |  |  | 1284.6831 | 0.68159
|  |  |  | -- | -- |  |  | 1284.7032 | 0.68198
|  |  |  | -- | -- |  |  | 1284.7235 | 0.68236
|  |  |  | -- | -- |  |  | 1284.7437 | 0.68276
|  |  |  | -- | -- |  |  | 1284.7639 | 0.68315
|  |  |  | -- | -- |  |  | 1284.7842 | 0.68355
|  |  |  | -- | -- |  |  | 1284.8043 | 0.68395
|  |  |  | -- | -- |  |  | 1284.8246 | 0.68435
|  |  |  | -- | -- |  |  | 1284.8448 | 0.68475
|  |  |  | -- | -- |  |  | 1284.865 | 0.68516
|  |  |  | -- | -- |  |  | 1284.8853 | 0.68557
|  |  |  | -- | -- |  |  | 1284.9054 | 0.68598
|  |  |  | -- | -- |  |  | 1284.9257 | 0.68639
|  |  |  | -- | -- |  |  | 1284.9459 | 0.68681
|  |  |  | -- | -- |  |  | 1284.9661 | 0.68723
|  |  |  | -- | -- |  |  | 1284.9863 | 0.68765
|  |  |  | -- | -- |  |  | 1285.0066 | 0.68807
|  |  |  | -- | -- |  |  | 1285.0267 | 0.68849
|  |  |  | -- | -- |  |  | 1285.047 | 0.68892
|  |  |  | -- | -- |  |  | 1285.0673 | 0.68935
|  |  |  | -- | -- |  |  | 1285.0874 | 0.68978
|  |  |  | -- | -- |  |  | 1285.1077 | 0.69021
|  |  |  | -- | -- |  |  | 1285.1279 | 0.69065
|  |  |  | -- | -- |  |  | 1285.1482 | 0.69109
|  |  |  | -- | -- |  |  | 1285.1683 | 0.69153
|  |  |  | -- | -- |  |  | 1285.1886 | 0.69197
|  |  |  | -- | -- |  |  | 1285.2089 | 0.69241
|  |  |  | -- | -- |  |  | 1285.229 | 0.69285
|  |  |  | -- | -- |  |  | 1285.2493 | 0.6933
|  |  |  | -- | -- |  |  | 1285.2695 | 0.69375
|  |  |  | -- | -- |  |  | 1285.2898 | 0.6942
|  |  |  | -- | -- |  |  | 1285.3099 | 0.69465
|  |  |  | -- | -- |  |  | 1285.3302 | 0.6951
|  |  |  | -- | -- |  |  | 1285.3505 | 0.69556
|  |  |  | -- | -- |  |  | 1285.3707 | 0.69601
|  |  |  | -- | -- |  |  | 1285.3909 | 0.69647
|  |  |  | -- | -- |  |  | 1285.4111 | 0.69693
|  |  |  | -- | -- |  |  | 1285.4314 | 0.69739
|  |  |  | -- | -- |  |  | 1285.4517 | 0.69785
|  |  |  | -- | -- |  |  | 1285.4719 | 0.69832
|  |  |  | -- | -- |  |  | 1285.4921 | 0.69878
|  |  |  | -- | -- |  |  | 1285.5123 | 0.69924
|  |  |  | -- | -- |  |  | 1285.5326 | 0.69971
|  |  |  | -- | -- |  |  | 1285.5529 | 0.70017
|  |  |  | -- | -- |  |  | 1285.5731 | 0.70064
|  |  |  | -- | -- |  |  | 1285.5933 | 0.70111
|  |  |  | -- | -- |  |  | 1285.6135 | 0.70158
|  |  |  | -- | -- |  |  | 1285.6338 | 0.70204
|  |  |  | -- | -- |  |  | 1285.6541 | 0.70251
|  |  |  | -- | -- |  |  | 1285.6743 | 0.70298
|  |  |  | -- | -- |  |  | 1285.6946 | 0.70345
|  |  |  | -- | -- |  |  | 1285.7147 | 0.70392
|  |  |  | -- | -- |  |  | 1285.735 | 0.70439
|  |  |  | -- | -- |  |  | 1285.7552 | 0.70485
|  |  |  | -- | -- |  |  | 1285.7755 | 0.70532
|  |  |  | -- | -- |  |  | 1285.7958 | 0.70579
|  |  |  | -- | -- |  |  | 1285.816 | 0.70625
|  |  |  | -- | -- |  |  | 1285.8363 | 0.70672
|  |  |  | -- | -- |  |  | 1285.8564 | 0.70718
|  |  |  | -- | -- |  |  | 1285.8767 | 0.70765
|  |  |  | -- | -- |  |  | 1285.897 | 0.70811
|  |  |  | -- | -- |  |  | 1285.9172 | 0.70857
|  |  |  | -- | -- |  |  | 1285.9375 | 0.70902
|  |  |  | -- | -- |  |  | 1285.9578 | 0.70948
|  |  |  | -- | -- |  |  | 1285.978 | 0.70994
|  |  |  | -- | -- |  |  | 1285.9983 | 0.71039
|  |  |  | -- | -- |  |  | 1286.0186 | 0.71084
|  |  |  | -- | -- |  |  | 1286.0388 | 0.71129
|  |  |  | -- | -- |  |  | 1286.0591 | 0.71173
|  |  |  | -- | -- |  |  | 1286.0793 | 0.71217
|  |  |  | -- | -- |  |  | 1286.0996 | 0.71261
|  |  |  | -- | -- |  |  | 1286.1198 | 0.71305
|  |  |  | -- | -- |  |  | 1286.14 | 0.71348
|  |  |  | -- | -- |  |  | 1286.1603 | 0.71391
|  |  |  | -- | -- |  |  | 1286.1805 | 0.71434
|  |  |  | -- | -- |  |  | 1286.2008 | 0.71477
|  |  |  | -- | -- |  |  | 1286.2211 | 0.71519
|  |  |  | -- | -- |  |  | 1286.2413 | 0.7156
|  |  |  | -- | -- |  |  | 1286.2616 | 0.71602
|  |  |  | -- | -- |  |  | 1286.2819 | 0.71642
|  |  |  | -- | -- |  |  | 1286.3021 | 0.71683
|  |  |  | -- | -- |  |  | 1286.3224 | 0.71723
|  |  |  | -- | -- |  |  | 1286.3427 | 0.71763
|  |  |  | -- | -- |  |  | 1286.3629 | 0.71802
|  |  |  | -- | -- |  |  | 1286.3832 | 0.71841
|  |  |  | -- | -- |  |  | 1286.4034 | 0.71879
|  |  |  | -- | -- |  |  | 1286.4237 | 0.71917
|  |  |  | -- | -- |  |  | 1286.444 | 0.71955
|  |  |  | -- | -- |  |  | 1286.4642 | 0.71992
|  |  |  | -- | -- |  |  | 1286.4846 | 0.72028
|  |  |  | -- | -- |  |  | 1286.5049 | 0.72065
|  |  |  | -- | -- |  |  | 1286.5251 | 0.721
|  |  |  | -- | -- |  |  | 1286.5454 | 0.72135
|  |  |  | -- | -- |  |  | 1286.5657 | 0.7217
|  |  |  | -- | -- |  |  | 1286.5859 | 0.72205
|  |  |  | -- | -- |  |  | 1286.6062 | 0.72239
|  |  |  | -- | -- |  |  | 1286.6265 | 0.72272
|  |  |  | -- | -- |  |  | 1286.6467 | 0.72305
|  |  |  | -- | -- |  |  | 1286.667 | 0.72338
|  |  |  | -- | -- |  |  | 1286.6873 | 0.7237
|  |  |  | -- | -- |  |  | 1286.7075 | 0.72402
|  |  |  | -- | -- |  |  | 1286.7279 | 0.72433
|  |  |  | -- | -- |  |  | 1286.7482 | 0.72464
|  |  |  | -- | -- |  |  | 1286.7684 | 0.72494
|  |  |  | -- | -- |  |  | 1286.7887 | 0.72525
|  |  |  | -- | -- |  |  | 1286.809 | 0.72554
|  |  |  | -- | -- |  |  | 1286.8292 | 0.72584
|  |  |  | -- | -- |  |  | 1286.8495 | 0.72613
|  |  |  | -- | -- |  |  | 1286.8698 | 0.72642
|  |  |  | -- | -- |  |  | 1286.8901 | 0.7267
|  |  |  | -- | -- |  |  | 1286.9104 | 0.72698
|  |  |  | -- | -- |  |  | 1286.9307 | 0.72726
|  |  |  | -- | -- |  |  | 1286.9509 | 0.72754
|  |  |  | -- | -- |  |  | 1286.9712 | 0.72781
|  |  |  | -- | -- |  |  | 1286.9915 | 0.72808
|  |  |  | -- | -- |  |  | 1287.0118 | 0.72835
|  |  |  | -- | -- |  |  | 1287.0321 | 0.72862
|  |  |  | -- | -- |  |  | 1287.0524 | 0.72889
|  |  |  | -- | -- |  |  | 1287.0726 | 0.72915
|  |  |  | -- | -- |  |  | 1287.0929 | 0.72941
|  |  |  | -- | -- |  |  | 1287.1133 | 0.72967
|  |  |  | -- | -- |  |  | 1287.1335 | 0.72993
|  |  |  | -- | -- |  |  | 1287.1538 | 0.73019
|  |  |  | -- | -- |  |  | 1287.1741 | 0.73045
|  |  |  | -- | -- |  |  | 1287.1943 | 0.73071
|  |  |  | -- | -- |  |  | 1287.2147 | 0.73097
|  |  |  | -- | -- |  |  | 1287.235 | 0.73122
|  |  |  | -- | -- |  |  | 1287.2552 | 0.73148
|  |  |  | -- | -- |  |  | 1287.2755 | 0.73174
|  |  |  | -- | -- |  |  | 1287.2959 | 0.732
|  |  |  | -- | -- |  |  | 1287.3162 | 0.73226
|  |  |  | -- | -- |  |  | 1287.3364 | 0.73252
|  |  |  | -- | -- |  |  | 1287.3568 | 0.73278
|  |  |  | -- | -- |  |  | 1287.3771 | 0.73304
|  |  |  | -- | -- |  |  | 1287.3973 | 0.7333
|  |  |  | -- | -- |  |  | 1287.4176 | 0.73357
|  |  |  | -- | -- |  |  | 1287.438 | 0.73383
|  |  |  | -- | -- |  |  | 1287.4583 | 0.7341
|  |  |  | -- | -- |  |  | 1287.4785 | 0.73437
|  |  |  | -- | -- |  |  | 1287.4989 | 0.73464
|  |  |  | -- | -- |  |  | 1287.5192 | 0.73491
|  |  |  | -- | -- |  |  | 1287.5394 | 0.73518
|  |  |  | -- | -- |  |  | 1287.5598 | 0.73546
|  |  |  | -- | -- |  |  | 1287.5801 | 0.73574
|  |  |  | -- | -- |  |  | 1287.6003 | 0.73602
|  |  |  | -- | -- |  |  | 1287.6207 | 0.7363
|  |  |  | -- | -- |  |  | 1287.641 | 0.73659
|  |  |  | -- | -- |  |  | 1287.6613 | 0.73687
|  |  |  | -- | -- |  |  | 1287.6816 | 0.73716
|  |  |  | -- | -- |  |  | 1287.7019 | 0.73745
|  |  |  | -- | -- |  |  | 1287.7222 | 0.73775
|  |  |  | -- | -- |  |  | 1287.7426 | 0.73804
|  |  |  | -- | -- |  |  | 1287.7628 | 0.73834
|  |  |  | -- | -- |  |  | 1287.7831 | 0.73864
|  |  |  | -- | -- |  |  | 1287.8035 | 0.73894
|  |  |  | -- | -- |  |  | 1287.8237 | 0.73925
|  |  |  | -- | -- |  |  | 1287.8441 | 0.73955
|  |  |  | -- | -- |  |  | 1287.8644 | 0.73986
|  |  |  | -- | -- |  |  | 1287.8846 | 0.74017
|  |  |  | -- | -- |  |  | 1287.905 | 0.74048
|  |  |  | -- | -- |  |  | 1287.9253 | 0.74079
|  |  |  | -- | -- |  |  | 1287.9457 | 0.74111
|  |  |  | -- | -- |  |  | 1287.9659 | 0.74142
|  |  |  | -- | -- |  |  | 1287.9863 | 0.74174
|  |  |  | -- | -- |  |  | 1288.0066 | 0.74206
|  |  |  | -- | -- |  |  | 1288.0269 | 0.74237
|  |  |  | -- | -- |  |  | 1288.0472 | 0.74269
|  |  |  | -- | -- |  |  | 1288.0675 | 0.74301
|  |  |  | -- | -- |  |  | 1288.0879 | 0.74333
|  |  |  | -- | -- |  |  | 1288.1082 | 0.74365
|  |  |  | -- | -- |  |  | 1288.1285 | 0.74397
|  |  |  | -- | -- |  |  | 1288.1488 | 0.74429
|  |  |  | -- | -- |  |  | 1288.1692 | 0.74461
|  |  |  | -- | -- |  |  | 1288.1895 | 0.74493
|  |  |  | -- | -- |  |  | 1288.2098 | 0.74525
|  |  |  | -- | -- |  |  | 1288.2301 | 0.74557
|  |  |  | -- | -- |  |  | 1288.2505 | 0.74588
|  |  |  | -- | -- |  |  | 1288.2708 | 0.7462
|  |  |  | -- | -- |  |  | 1288.2911 | 0.74651
|  |  |  | -- | -- |  |  | 1288.3114 | 0.74683
|  |  |  | -- | -- |  |  | 1288.3318 | 0.74714
|  |  |  | -- | -- |  |  | 1288.3521 | 0.74745
|  |  |  | -- | -- |  |  | 1288.3724 | 0.74776
|  |  |  | -- | -- |  |  | 1288.3927 | 0.74807
|  |  |  | -- | -- |  |  | 1288.4131 | 0.74837
|  |  |  | -- | -- |  |  | 1288.4335 | 0.74868
|  |  |  | -- | -- |  |  | 1288.4537 | 0.74898
|  |  |  | -- | -- |  |  | 1288.4741 | 0.74928
|  |  |  | -- | -- |  |  | 1288.4944 | 0.74958
|  |  |  | -- | -- |  |  | 1288.5148 | 0.74987
|  |  |  | -- | -- |  |  | 1288.535 | 0.75017
|  |  |  | -- | -- |  |  | 1288.5554 | 0.75046
|  |  |  | -- | -- |  |  | 1288.5758 | 0.75075
|  |  |  | -- | -- |  |  | 1288.5961 | 0.75103
|  |  |  | -- | -- |  |  | 1288.6165 | 0.75132
|  |  |  | -- | -- |  |  | 1288.6367 | 0.7516
|  |  |  | -- | -- |  |  | 1288.6571 | 0.75188
|  |  |  | -- | -- |  |  | 1288.6775 | 0.75216
|  |  |  | -- | -- |  |  | 1288.6978 | 0.75244
|  |  |  | -- | -- |  |  | 1288.7181 | 0.75271
|  |  |  | -- | -- |  |  | 1288.7384 | 0.75298
|  |  |  | -- | -- |  |  | 1288.7588 | 0.75325
|  |  |  | -- | -- |  |  | 1288.7792 | 0.75352
|  |  |  | -- | -- |  |  | 1288.7994 | 0.75379
|  |  |  | -- | -- |  |  | 1288.8198 | 0.75405
|  |  |  | -- | -- |  |  | 1288.8402 | 0.75432
|  |  |  | -- | -- |  |  | 1288.8605 | 0.75458
|  |  |  | -- | -- |  |  | 1288.8809 | 0.75484
|  |  |  | -- | -- |  |  | 1288.9012 | 0.7551
|  |  |  | -- | -- |  |  | 1288.9215 | 0.75536
|  |  |  | -- | -- |  |  | 1288.9419 | 0.75562
|  |  |  | -- | -- |  |  | 1288.9623 | 0.75588
|  |  |  | -- | -- |  |  | 1288.9825 | 0.75614
|  |  |  | -- | -- |  |  | 1289.0029 | 0.7564
|  |  |  | -- | -- |  |  | 1289.0233 | 0.75666
|  |  |  | -- | -- |  |  | 1289.0437 | 0.75691
|  |  |  | -- | -- |  |  | 1289.064 | 0.75717
|  |  |  | -- | -- |  |  | 1289.0844 | 0.75743
|  |  |  | -- | -- |  |  | 1289.1047 | 0.7577
|  |  |  | -- | -- |  |  | 1289.125 | 0.75796
|  |  |  | -- | -- |  |  | 1289.1454 | 0.75822
|  |  |  | -- | -- |  |  | 1289.1658 | 0.75849
|  |  |  | -- | -- |  |  | 1289.1862 | 0.75875
|  |  |  | -- | -- |  |  | 1289.2064 | 0.75902
|  |  |  | -- | -- |  |  | 1289.2268 | 0.75929
|  |  |  | -- | -- |  |  | 1289.2472 | 0.75957
|  |  |  | -- | -- |  |  | 1289.2676 | 0.75984
|  |  |  | -- | -- |  |  | 1289.2878 | 0.76012
|  |  |  | -- | -- |  |  | 1289.3082 | 0.7604
|  |  |  | -- | -- |  |  | 1289.3286 | 0.76069
|  |  |  | -- | -- |  |  | 1289.349 | 0.76097
|  |  |  | -- | -- |  |  | 1289.3694 | 0.76126
|  |  |  | -- | -- |  |  | 1289.3896 | 0.76156
|  |  |  | -- | -- |  |  | 1289.41 | 0.76186
|  |  |  | -- | -- |  |  | 1289.4304 | 0.76216
|  |  |  | -- | -- |  |  | 1289.4508 | 0.76246
|  |  |  | -- | -- |  |  | 1289.4712 | 0.76277
|  |  |  | -- | -- |  |  | 1289.4915 | 0.76308
|  |  |  | -- | -- |  |  | 1289.5118 | 0.7634
|  |  |  | -- | -- |  |  | 1289.5322 | 0.76372
|  |  |  | -- | -- |  |  | 1289.5526 | 0.76404
|  |  |  | -- | -- |  |  | 1289.573 | 0.76437
|  |  |  | -- | -- |  |  | 1289.5934 | 0.7647
|  |  |  | -- | -- |  |  | 1289.6138 | 0.76504
|  |  |  | -- | -- |  |  | 1289.634 | 0.76538
|  |  |  | -- | -- |  |  | 1289.6544 | 0.76573
|  |  |  | -- | -- |  |  | 1289.6748 | 0.76608
|  |  |  | -- | -- |  |  | 1289.6952 | 0.76643
|  |  |  | -- | -- |  |  | 1289.7156 | 0.76678
|  |  |  | -- | -- |  |  | 1289.736 | 0.76714
|  |  |  | -- | -- |  |  | 1289.7563 | 0.76751
|  |  |  | -- | -- |  |  | 1289.7767 | 0.76788
|  |  |  | -- | -- |  |  | 1289.797 | 0.76825
|  |  |  | -- | -- |  |  | 1289.8174 | 0.76862
|  |  |  | -- | -- |  |  | 1289.8378 | 0.769
|  |  |  | -- | -- |  |  | 1289.8582 | 0.76938
|  |  |  | -- | -- |  |  | 1289.8785 | 0.76976
|  |  |  | -- | -- |  |  | 1289.8989 | 0.77015
|  |  |  | -- | -- |  |  | 1289.9193 | 0.77054
|  |  |  | -- | -- |  |  | 1289.9397 | 0.77093
|  |  |  | -- | -- |  |  | 1289.9601 | 0.77132
|  |  |  | -- | -- |  |  | 1289.9805 | 0.77172
|  |  |  | -- | -- |  |  | 1290.0009 | 0.77211
|  |  |  | -- | -- |  |  | 1290.0212 | 0.77251
|  |  |  | -- | -- |  |  | 1290.0416 | 0.77291
|  |  |  | -- | -- |  |  | 1290.062 | 0.77331
|  |  |  | -- | -- |  |  | 1290.0824 | 0.77372
|  |  |  | -- | -- |  |  | 1290.1028 | 0.77412
|  |  |  | -- | -- |  |  | 1290.1232 | 0.77452
|  |  |  | -- | -- |  |  | 1290.1436 | 0.77492
|  |  |  | -- | -- |  |  | 1290.1639 | 0.77532
|  |  |  | -- | -- |  |  | 1290.1843 | 0.77573
|  |  |  | -- | -- |  |  | 1290.2047 | 0.77613
|  |  |  | -- | -- |  |  | 1290.2251 | 0.77653
|  |  |  | -- | -- |  |  | 1290.2455 | 0.77693
|  |  |  | -- | -- |  |  | 1290.2659 | 0.77732
|  |  |  | -- | -- |  |  | 1290.2863 | 0.77772
|  |  |  | -- | -- |  |  | 1290.3066 | 0.77811
|  |  |  | -- | -- |  |  | 1290.327 | 0.77851
|  |  |  | -- | -- |  |  | 1290.3474 | 0.77889
|  |  |  | -- | -- |  |  | 1290.3678 | 0.77928
|  |  |  | -- | -- |  |  | 1290.3882 | 0.77966
|  |  |  | -- | -- |  |  | 1290.4086 | 0.78004
|  |  |  | -- | -- |  |  | 1290.429 | 0.78042
|  |  |  | -- | -- |  |  | 1290.4493 | 0.78079
|  |  |  | -- | -- |  |  | 1290.4697 | 0.78116
|  |  |  | -- | -- |  |  | 1290.4901 | 0.78153
|  |  |  | -- | -- |  |  | 1290.5105 | 0.78189
|  |  |  | -- | -- |  |  | 1290.531 | 0.78224
|  |  |  | -- | -- |  |  | 1290.5514 | 0.78259
|  |  |  | -- | -- |  |  | 1290.5718 | 0.78294
|  |  |  | -- | -- |  |  | 1290.5922 | 0.78328
|  |  |  | -- | -- |  |  | 1290.6125 | 0.78362
|  |  |  | -- | -- |  |  | 1290.6329 | 0.78395
|  |  |  | -- | -- |  |  | 1290.6533 | 0.78427
|  |  |  | -- | -- |  |  | 1290.6737 | 0.78459
|  |  |  | -- | -- |  |  | 1290.6941 | 0.78491
|  |  |  | -- | -- |  |  | 1290.7146 | 0.78521
|  |  |  | -- | -- |  |  | 1290.735 | 0.78552
|  |  |  | -- | -- |  |  | 1290.7554 | 0.78581
|  |  |  | -- | -- |  |  | 1290.7758 | 0.7861
|  |  |  | -- | -- |  |  | 1290.7961 | 0.78639
|  |  |  | -- | -- |  |  | 1290.8165 | 0.78666
|  |  |  | -- | -- |  |  | 1290.837 | 0.78693
|  |  |  | -- | -- |  |  | 1290.8574 | 0.7872
|  |  |  | -- | -- |  |  | 1290.8778 | 0.78746
|  |  |  | -- | -- |  |  | 1290.8982 | 0.78771
|  |  |  | -- | -- |  |  | 1290.9186 | 0.78795
|  |  |  | -- | -- |  |  | 1290.9391 | 0.78819
|  |  |  | -- | -- |  |  | 1290.9595 | 0.78842
|  |  |  | -- | -- |  |  | 1290.9799 | 0.78865
|  |  |  | -- | -- |  |  | 1291.0002 | 0.78887
|  |  |  | -- | -- |  |  | 1291.0206 | 0.78909
|  |  |  | -- | -- |  |  | 1291.0411 | 0.78929
|  |  |  | -- | -- |  |  | 1291.0615 | 0.7895
|  |  |  | -- | -- |  |  | 1291.0819 | 0.78969
|  |  |  | -- | -- |  |  | 1291.1023 | 0.78988
|  |  |  | -- | -- |  |  | 1291.1228 | 0.79007
|  |  |  | -- | -- |  |  | 1291.1432 | 0.79025
|  |  |  | -- | -- |  |  | 1291.1636 | 0.79042
|  |  |  | -- | -- |  |  | 1291.184 | 0.79059
|  |  |  | -- | -- |  |  | 1291.2045 | 0.79075
|  |  |  | -- | -- |  |  | 1291.2249 | 0.79091
|  |  |  | -- | -- |  |  | 1291.2452 | 0.79107
|  |  |  | -- | -- |  |  | 1291.2656 | 0.79122
|  |  |  | -- | -- |  |  | 1291.2861 | 0.79136
|  |  |  | -- | -- |  |  | 1291.3065 | 0.7915
|  |  |  | -- | -- |  |  | 1291.3269 | 0.79164
|  |  |  | -- | -- |  |  | 1291.3474 | 0.79178
|  |  |  | -- | -- |  |  | 1291.3678 | 0.79191
|  |  |  | -- | -- |  |  | 1291.3882 | 0.79203
|  |  |  | -- | -- |  |  | 1291.4087 | 0.79216
|  |  |  | -- | -- |  |  | 1291.4291 | 0.79228
|  |  |  | -- | -- |  |  | 1291.4495 | 0.7924
|  |  |  | -- | -- |  |  | 1291.47 | 0.79252
|  |  |  | -- | -- |  |  | 1291.4904 | 0.79264
|  |  |  | -- | -- |  |  | 1291.5107 | 0.79275
|  |  |  | -- | -- |  |  | 1291.5312 | 0.79286
|  |  |  | -- | -- |  |  | 1291.5516 | 0.79298
|  |  |  | -- | -- |  |  | 1291.572 | 0.79309
|  |  |  | -- | -- |  |  | 1291.5925 | 0.7932
|  |  |  | -- | -- |  |  | 1291.6129 | 0.79331
|  |  |  | -- | -- |  |  | 1291.6333 | 0.79342
|  |  |  | -- | -- |  |  | 1291.6538 | 0.79353
|  |  |  | -- | -- |  |  | 1291.6742 | 0.79364
|  |  |  | -- | -- |  |  | 1291.6947 | 0.79376
|  |  |  | -- | -- |  |  | 1291.7151 | 0.79387
|  |  |  | -- | -- |  |  | 1291.7355 | 0.79399
|  |  |  | -- | -- |  |  | 1291.756 | 0.7941
|  |  |  | -- | -- |  |  | 1291.7764 | 0.79422
|  |  |  | -- | -- |  |  | 1291.7969 | 0.79434
|  |  |  | -- | -- |  |  | 1291.8173 | 0.79447
|  |  |  | -- | -- |  |  | 1291.8378 | 0.79459
|  |  |  | -- | -- |  |  | 1291.8582 | 0.79472
|  |  |  | -- | -- |  |  | 1291.8785 | 0.79485
|  |  |  | -- | -- |  |  | 1291.899 | 0.79499
|  |  |  | -- | -- |  |  | 1291.9194 | 0.79513
|  |  |  | -- | -- |  |  | 1291.9399 | 0.79527
|  |  |  | -- | -- |  |  | 1291.9603 | 0.79542
|  |  |  | -- | -- |  |  | 1291.9808 | 0.79557
|  |  |  | -- | -- |  |  | 1292.0012 | 0.79572
|  |  |  | -- | -- |  |  | 1292.0217 | 0.79588
|  |  |  | -- | -- |  |  | 1292.0421 | 0.79604
|  |  |  | -- | -- |  |  | 1292.0626 | 0.79621
|  |  |  | -- | -- |  |  | 1292.083 | 0.79638
|  |  |  | -- | -- |  |  | 1292.1035 | 0.79656
|  |  |  | -- | -- |  |  | 1292.1239 | 0.79674
|  |  |  | -- | -- |  |  | 1292.1444 | 0.79693
|  |  |  | -- | -- |  |  | 1292.1648 | 0.79712
|  |  |  | -- | -- |  |  | 1292.1853 | 0.79731
|  |  |  | -- | -- |  |  | 1292.2057 | 0.79752
|  |  |  | -- | -- |  |  | 1292.2262 | 0.79772
|  |  |  | -- | -- |  |  | 1292.2466 | 0.79793
|  |  |  | -- | -- |  |  | 1292.2671 | 0.79815
|  |  |  | -- | -- |  |  | 1292.2875 | 0.79837
|  |  |  | -- | -- |  |  | 1292.308 | 0.7986
|  |  |  | -- | -- |  |  | 1292.3285 | 0.79883
|  |  |  | -- | -- |  |  | 1292.3489 | 0.79906
|  |  |  | -- | -- |  |  | 1292.3694 | 0.7993
|  |  |  | -- | -- |  |  | 1292.3898 | 0.79955
|  |  |  | -- | -- |  |  | 1292.4103 | 0.7998
|  |  |  | -- | -- |  |  | 1292.4307 | 0.80006
|  |  |  | -- | -- |  |  | 1292.4512 | 0.80031
|  |  |  | -- | -- |  |  | 1292.4717 | 0.80058
|  |  |  | -- | -- |  |  | 1292.4921 | 0.80084
|  |  |  | -- | -- |  |  | 1292.5126 | 0.80112
|  |  |  | -- | -- |  |  | 1292.533 | 0.80139
|  |  |  | -- | -- |  |  | 1292.5535 | 0.80167
|  |  |  | -- | -- |  |  | 1292.574 | 0.80195
|  |  |  | -- | -- |  |  | 1292.5944 | 0.80224
|  |  |  | -- | -- |  |  | 1292.6149 | 0.80253
|  |  |  | -- | -- |  |  | 1292.6354 | 0.80282
|  |  |  | -- | -- |  |  | 1292.6558 | 0.80312
|  |  |  | -- | -- |  |  | 1292.6763 | 0.80342
|  |  |  | -- | -- |  |  | 1292.6968 | 0.80372
|  |  |  | -- | -- |  |  | 1292.7172 | 0.80402
|  |  |  | -- | -- |  |  | 1292.7377 | 0.80433
|  |  |  | -- | -- |  |  | 1292.7582 | 0.80464
|  |  |  | -- | -- |  |  | 1292.7786 | 0.80495
|  |  |  | -- | -- |  |  | 1292.7991 | 0.80526
|  |  |  | -- | -- |  |  | 1292.8196 | 0.80558
|  |  |  | -- | -- |  |  | 1292.84 | 0.80589
|  |  |  | -- | -- |  |  | 1292.8605 | 0.80621
|  |  |  | -- | -- |  |  | 1292.881 | 0.80653
|  |  |  | -- | -- |  |  | 1292.9014 | 0.80685
|  |  |  | -- | -- |  |  | 1292.9219 | 0.80717
|  |  |  | -- | -- |  |  | 1292.9424 | 0.80749
|  |  |  | -- | -- |  |  | 1292.9629 | 0.80781
|  |  |  | -- | -- |  |  | 1292.9833 | 0.80813
|  |  |  | -- | -- |  |  | 1293.0038 | 0.80846
|  |  |  | -- | -- |  |  | 1293.0243 | 0.80878
|  |  |  | -- | -- |  |  | 1293.0447 | 0.80911
|  |  |  | -- | -- |  |  | 1293.0652 | 0.80943
|  |  |  | -- | -- |  |  | 1293.0857 | 0.80976
|  |  |  | -- | -- |  |  | 1293.1062 | 0.81008
|  |  |  | -- | -- |  |  | 1293.1266 | 0.81041
|  |  |  | -- | -- |  |  | 1293.1471 | 0.81073
|  |  |  | -- | -- |  |  | 1293.1676 | 0.81106
|  |  |  | -- | -- |  |  | 1293.1881 | 0.81138
|  |  |  | -- | -- |  |  | 1293.2086 | 0.81171
|  |  |  | -- | -- |  |  | 1293.229 | 0.81204
|  |  |  | -- | -- |  |  | 1293.2495 | 0.81236
|  |  |  | -- | -- |  |  | 1293.27 | 0.81269
|  |  |  | -- | -- |  |  | 1293.2905 | 0.81302
|  |  |  | -- | -- |  |  | 1293.311 | 0.81335
|  |  |  | -- | -- |  |  | 1293.3314 | 0.81367
|  |  |  | -- | -- |  |  | 1293.3519 | 0.814
|  |  |  | -- | -- |  |  | 1293.3724 | 0.81433
|  |  |  | -- | -- |  |  | 1293.3929 | 0.81466
|  |  |  | -- | -- |  |  | 1293.4135 | 0.81499
|  |  |  | -- | -- |  |  | 1293.434 | 0.81532
|  |  |  | -- | -- |  |  | 1293.4543 | 0.81565
|  |  |  | -- | -- |  |  | 1293.4749 | 0.81598
|  |  |  | -- | -- |  |  | 1293.4954 | 0.81632
|  |  |  | -- | -- |  |  | 1293.5159 | 0.81665
|  |  |  | -- | -- |  |  | 1293.5364 | 0.81699
|  |  |  | -- | -- |  |  | 1293.5569 | 0.81732
|  |  |  | -- | -- |  |  | 1293.5774 | 0.81766
|  |  |  | -- | -- |  |  | 1293.5979 | 0.818
|  |  |  | -- | -- |  |  | 1293.6184 | 0.81834
|  |  |  | -- | -- |  |  | 1293.6388 | 0.81869
|  |  |  | -- | -- |  |  | 1293.6593 | 0.81903
|  |  |  | -- | -- |  |  | 1293.6798 | 0.81938
|  |  |  | -- | -- |  |  | 1293.7003 | 0.81973
|  |  |  | -- | -- |  |  | 1293.7208 | 0.82008
|  |  |  | -- | -- |  |  | 1293.7413 | 0.82044
|  |  |  | -- | -- |  |  | 1293.7618 | 0.82079
|  |  |  | -- | -- |  |  | 1293.7823 | 0.82115
|  |  |  | -- | -- |  |  | 1293.8029 | 0.82151
|  |  |  | -- | -- |  |  | 1293.8234 | 0.82188
|  |  |  | -- | -- |  |  | 1293.8439 | 0.82225
|  |  |  | -- | -- |  |  | 1293.8644 | 0.82262
|  |  |  | -- | -- |  |  | 1293.8849 | 0.82299
|  |  |  | -- | -- |  |  | 1293.9054 | 0.82336
|  |  |  | -- | -- |  |  | 1293.9259 | 0.82374
|  |  |  | -- | -- |  |  | 1293.9464 | 0.82412
|  |  |  | -- | -- |  |  | 1293.9669 | 0.82451
|  |  |  | -- | -- |  |  | 1293.9874 | 0.8249
|  |  |  | -- | -- |  |  | 1294.0079 | 0.82529
|  |  |  | -- | -- |  |  | 1294.0284 | 0.82568
|  |  |  | -- | -- |  |  | 1294.049 | 0.82608
|  |  |  | -- | -- |  |  | 1294.0695 | 0.82648
|  |  |  | -- | -- |  |  | 1294.09 | 0.82688
|  |  |  | -- | -- |  |  | 1294.1105 | 0.82728
|  |  |  | -- | -- |  |  | 1294.131 | 0.82769
|  |  |  | -- | -- |  |  | 1294.1515 | 0.8281
|  |  |  | -- | -- |  |  | 1294.172 | 0.82852
|  |  |  | -- | -- |  |  | 1294.1925 | 0.82893
|  |  |  | -- | -- |  |  | 1294.213 | 0.82935
|  |  |  | -- | -- |  |  | 1294.2335 | 0.82977
|  |  |  | -- | -- |  |  | 1294.254 | 0.83019
|  |  |  | -- | -- |  |  | 1294.2745 | 0.83061
|  |  |  | -- | -- |  |  | 1294.295 | 0.83104
|  |  |  | -- | -- |  |  | 1294.3156 | 0.83147
|  |  |  | -- | -- |  |  | 1294.3361 | 0.83189
|  |  |  | -- | -- |  |  | 1294.3566 | 0.83232
|  |  |  | -- | -- |  |  | 1294.3771 | 0.83276
|  |  |  | -- | -- |  |  | 1294.3976 | 0.83319
|  |  |  | -- | -- |  |  | 1294.4182 | 0.83362
|  |  |  | -- | -- |  |  | 1294.4387 | 0.83405
|  |  |  | -- | -- |  |  | 1294.4592 | 0.83449
|  |  |  | -- | -- |  |  | 1294.4797 | 0.83492
|  |  |  | -- | -- |  |  | 1294.5002 | 0.83536
|  |  |  | -- | -- |  |  | 1294.5208 | 0.83579
|  |  |  | -- | -- |  |  | 1294.5413 | 0.83623
|  |  |  | -- | -- |  |  | 1294.5618 | 0.83666
|  |  |  | -- | -- |  |  | 1294.5824 | 0.83709
|  |  |  | -- | -- |  |  | 1294.6029 | 0.83752
|  |  |  | -- | -- |  |  | 1294.6234 | 0.83795
|  |  |  | -- | -- |  |  | 1294.6439 | 0.83838
|  |  |  | -- | -- |  |  | 1294.6644 | 0.83881
|  |  |  | -- | -- |  |  | 1294.6849 | 0.83924
|  |  |  | -- | -- |  |  | 1294.7056 | 0.83966
|  |  |  | -- | -- |  |  | 1294.7261 | 0.84008
|  |  |  | -- | -- |  |  | 1294.7466 | 0.8405
|  |  |  | -- | -- |  |  | 1294.7671 | 0.84092
|  |  |  | -- | -- |  |  | 1294.7876 | 0.84133
|  |  |  | -- | -- |  |  | 1294.8081 | 0.84174
|  |  |  | -- | -- |  |  | 1294.8287 | 0.84215
|  |  |  | -- | -- |  |  | 1294.8492 | 0.84256
|  |  |  | -- | -- |  |  | 1294.8698 | 0.84296
|  |  |  | -- | -- |  |  | 1294.8903 | 0.84336
|  |  |  | -- | -- |  |  | 1294.9109 | 0.84376
|  |  |  | -- | -- |  |  | 1294.9314 | 0.84415
|  |  |  | -- | -- |  |  | 1294.9519 | 0.84454
|  |  |  | -- | -- |  |  | 1294.9724 | 0.84492
|  |  |  | -- | -- |  |  | 1294.993 | 0.8453
|  |  |  | -- | -- |  |  | 1295.0136 | 0.84568
|  |  |  | -- | -- |  |  | 1295.0341 | 0.84605
|  |  |  | -- | -- |  |  | 1295.0546 | 0.84642
|  |  |  | -- | -- |  |  | 1295.0752 | 0.84679
|  |  |  | -- | -- |  |  | 1295.0957 | 0.84715
|  |  |  | -- | -- |  |  | 1295.1162 | 0.8475
|  |  |  | -- | -- |  |  | 1295.1367 | 0.84785
|  |  |  | -- | -- |  |  | 1295.1573 | 0.8482
|  |  |  | -- | -- |  |  | 1295.1779 | 0.84855
|  |  |  | -- | -- |  |  | 1295.1984 | 0.84888
|  |  |  | -- | -- |  |  | 1295.219 | 0.84922
|  |  |  | -- | -- |  |  | 1295.2395 | 0.84955
|  |  |  | -- | -- |  |  | 1295.26 | 0.84988
|  |  |  | -- | -- |  |  | 1295.2806 | 0.8502
|  |  |  | -- | -- |  |  | 1295.3011 | 0.85051
|  |  |  | -- | -- |  |  | 1295.3217 | 0.85083
|  |  |  | -- | -- |  |  | 1295.3423 | 0.85114
|  |  |  | -- | -- |  |  | 1295.3628 | 0.85144
|  |  |  | -- | -- |  |  | 1295.3833 | 0.85174
|  |  |  | -- | -- |  |  | 1295.4039 | 0.85204
|  |  |  | -- | -- |  |  | 1295.4244 | 0.85233
|  |  |  | -- | -- |  |  | 1295.4449 | 0.85262
|  |  |  | -- | -- |  |  | 1295.4656 | 0.85291
|  |  |  | -- | -- |  |  | 1295.4861 | 0.85319
|  |  |  | -- | -- |  |  | 1295.5067 | 0.85347
|  |  |  | -- | -- |  |  | 1295.5272 | 0.85375
|  |  |  | -- | -- |  |  | 1295.5477 | 0.85402
|  |  |  | -- | -- |  |  | 1295.5684 | 0.85429
|  |  |  | -- | -- |  |  | 1295.5889 | 0.85455
|  |  |  | -- | -- |  |  | 1295.6095 | 0.85481
|  |  |  | -- | -- |  |  | 1295.63 | 0.85507
|  |  |  | -- | -- |  |  | 1295.6505 | 0.85533
|  |  |  | -- | -- |  |  | 1295.6711 | 0.85558
|  |  |  | -- | -- |  |  | 1295.6916 | 0.85583
|  |  |  | -- | -- |  |  | 1295.7123 | 0.85608
|  |  |  | -- | -- |  |  | 1295.7328 | 0.85633
|  |  |  | -- | -- |  |  | 1295.7534 | 0.85657
|  |  |  | -- | -- |  |  | 1295.7739 | 0.85681
|  |  |  | -- | -- |  |  | 1295.7946 | 0.85705
|  |  |  | -- | -- |  |  | 1295.8151 | 0.85729
|  |  |  | -- | -- |  |  | 1295.8356 | 0.85752
|  |  |  | -- | -- |  |  | 1295.8562 | 0.85776
|  |  |  | -- | -- |  |  | 1295.8767 | 0.85799
|  |  |  | -- | -- |  |  | 1295.8973 | 0.85822
|  |  |  | -- | -- |  |  | 1295.9178 | 0.85845
|  |  |  | -- | -- |  |  | 1295.9385 | 0.85868
|  |  |  | -- | -- |  |  | 1295.959 | 0.8589
|  |  |  | -- | -- |  |  | 1295.9796 | 0.85913
|  |  |  | -- | -- |  |  | 1296.0001 | 0.85935
|  |  |  | -- | -- |  |  | 1296.0208 | 0.85958
|  |  |  | -- | -- |  |  | 1296.0413 | 0.8598
|  |  |  | -- | -- |  |  | 1296.0619 | 0.86002
|  |  |  | -- | -- |  |  | 1296.0825 | 0.86024
|  |  |  | -- | -- |  |  | 1296.103 | 0.86046
|  |  |  | -- | -- |  |  | 1296.1237 | 0.86068
|  |  |  | -- | -- |  |  | 1296.1442 | 0.8609
|  |  |  | -- | -- |  |  | 1296.1648 | 0.86112
|  |  |  | -- | -- |  |  | 1296.1853 | 0.86134
|  |  |  | -- | -- |  |  | 1296.2059 | 0.86156
|  |  |  | -- | -- |  |  | 1296.2264 | 0.86177
|  |  |  | -- | -- |  |  | 1296.2471 | 0.86199
|  |  |  | -- | -- |  |  | 1296.2677 | 0.86221
|  |  |  | -- | -- |  |  | 1296.2882 | 0.86242
|  |  |  | -- | -- |  |  | 1296.3088 | 0.86264
|  |  |  | -- | -- |  |  | 1296.3293 | 0.86286
|  |  |  | -- | -- |  |  | 1296.35 | 0.86308
|  |  |  | -- | -- |  |  | 1296.3706 | 0.86329
|  |  |  | -- | -- |  |  | 1296.3911 | 0.86351
|  |  |  | -- | -- |  |  | 1296.4117 | 0.86373
|  |  |  | -- | -- |  |  | 1296.4323 | 0.86394
|  |  |  | -- | -- |  |  | 1296.4529 | 0.86416
|  |  |  | -- | -- |  |  | 1296.4735 | 0.86438
|  |  |  | -- | -- |  |  | 1296.494 | 0.86459
|  |  |  | -- | -- |  |  | 1296.5146 | 0.86481
|  |  |  | -- | -- |  |  | 1296.5353 | 0.86503
|  |  |  | -- | -- |  |  | 1296.5558 | 0.86525
|  |  |  | -- | -- |  |  | 1296.5764 | 0.86546
|  |  |  | -- | -- |  |  | 1296.597 | 0.86568
|  |  |  | -- | -- |  |  | 1296.6176 | 0.8659
|  |  |  | -- | -- |  |  | 1296.6382 | 0.86612
|  |  |  | -- | -- |  |  | 1296.6588 | 0.86633
|  |  |  | -- | -- |  |  | 1296.6793 | 0.86655
|  |  |  | -- | -- |  |  | 1296.7 | 0.86677
|  |  |  | -- | -- |  |  | 1296.7206 | 0.86699
|  |  |  | -- | -- |  |  | 1296.7411 | 0.86721
|  |  |  | -- | -- |  |  | 1296.7617 | 0.86742
|  |  |  | -- | -- |  |  | 1296.7823 | 0.86764
|  |  |  | -- | -- |  |  | 1296.803 | 0.86786
|  |  |  | -- | -- |  |  | 1296.8235 | 0.86808
|  |  |  | -- | -- |  |  | 1296.8441 | 0.86829
|  |  |  | -- | -- |  |  | 1296.8647 | 0.86851
|  |  |  | -- | -- |  |  | 1296.8854 | 0.86873
|  |  |  | -- | -- |  |  | 1296.9059 | 0.86895
|  |  |  | -- | -- |  |  | 1296.9265 | 0.86916
|  |  |  | -- | -- |  |  | 1296.9471 | 0.86938
|  |  |  | -- | -- |  |  | 1296.9678 | 0.8696
|  |  |  | -- | -- |  |  | 1296.9883 | 0.86981
|  |  |  | -- | -- |  |  | 1297.0089 | 0.87003
|  |  |  | -- | -- |  |  | 1297.0295 | 0.87025
|  |  |  | -- | -- |  |  | 1297.0502 | 0.87046
|  |  |  | -- | -- |  |  | 1297.0708 | 0.87068
|  |  |  | -- | -- |  |  | 1297.0913 | 0.87089
|  |  |  | -- | -- |  |  | 1297.1119 | 0.87111
|  |  |  | -- | -- |  |  | 1297.1326 | 0.87132
|  |  |  | -- | -- |  |  | 1297.1532 | 0.87153
|  |  |  | -- | -- |  |  | 1297.1738 | 0.87175
|  |  |  | -- | -- |  |  | 1297.1943 | 0.87196
|  |  |  | -- | -- |  |  | 1297.215 | 0.87218
|  |  |  | -- | -- |  |  | 1297.2356 | 0.87239
|  |  |  | -- | -- |  |  | 1297.2562 | 0.8726
|  |  |  | -- | -- |  |  | 1297.2769 | 0.87281
|  |  |  | -- | -- |  |  | 1297.2975 | 0.87303
|  |  |  | -- | -- |  |  | 1297.318 | 0.87324
|  |  |  | -- | -- |  |  | 1297.3386 | 0.87345
|  |  |  | -- | -- |  |  | 1297.3593 | 0.87366
|  |  |  | -- | -- |  |  | 1297.3799 | 0.87387
|  |  |  | -- | -- |  |  | 1297.4005 | 0.87409
|  |  |  | -- | -- |  |  | 1297.4211 | 0.8743
|  |  |  | -- | -- |  |  | 1297.4418 | 0.87451
|  |  |  | -- | -- |  |  | 1297.4624 | 0.87472
|  |  |  | -- | -- |  |  | 1297.4829 | 0.87493
|  |  |  | -- | -- |  |  | 1297.5035 | 0.87514
|  |  |  | -- | -- |  |  | 1297.5242 | 0.87535
|  |  |  | -- | -- |  |  | 1297.5448 | 0.87556
|  |  |  | -- | -- |  |  | 1297.5654 | 0.87577
|  |  |  | -- | -- |  |  | 1297.5861 | 0.87598
|  |  |  | -- | -- |  |  | 1297.6067 | 0.87619
|  |  |  | -- | -- |  |  | 1297.6273 | 0.8764
|  |  |  | -- | -- |  |  | 1297.6479 | 0.87662
|  |  |  | -- | -- |  |  | 1297.6686 | 0.87683
|  |  |  | -- | -- |  |  | 1297.6892 | 0.87704
|  |  |  | -- | -- |  |  | 1297.7098 | 0.87725
|  |  |  | -- | -- |  |  | 1297.7305 | 0.87746
|  |  |  | -- | -- |  |  | 1297.7511 | 0.87767
|  |  |  | -- | -- |  |  | 1297.7717 | 0.87789
|  |  |  | -- | -- |  |  | 1297.7924 | 0.8781
|  |  |  | -- | -- |  |  | 1297.813 | 0.87831
|  |  |  | -- | -- |  |  | 1297.8336 | 0.87852
|  |  |  | -- | -- |  |  | 1297.8542 | 0.87874
|  |  |  | -- | -- |  |  | 1297.8749 | 0.87895
|  |  |  | -- | -- |  |  | 1297.8955 | 0.87916
|  |  |  | -- | -- |  |  | 1297.9161 | 0.87938
|  |  |  | -- | -- |  |  | 1297.9368 | 0.87959
|  |  |  | -- | -- |  |  | 1297.9574 | 0.87981
|  |  |  | -- | -- |  |  | 1297.978 | 0.88003
|  |  |  | -- | -- |  |  | 1297.9987 | 0.88024
|  |  |  | -- | -- |  |  | 1298.0193 | 0.88046
|  |  |  | -- | -- |  |  | 1298.0399 | 0.88067
|  |  |  | -- | -- |  |  | 1298.0605 | 0.88089
|  |  |  | -- | -- |  |  | 1298.0812 | 0.88111
|  |  |  | -- | -- |  |  | 1298.1018 | 0.88133
|  |  |  | -- | -- |  |  | 1298.1224 | 0.88155
|  |  |  | -- | -- |  |  | 1298.1431 | 0.88176
|  |  |  | -- | -- |  |  | 1298.1637 | 0.88198
|  |  |  | -- | -- |  |  | 1298.1843 | 0.8822
|  |  |  | -- | -- |  |  | 1298.205 | 0.88242
|  |  |  | -- | -- |  |  | 1298.2256 | 0.88264
|  |  |  | -- | -- |  |  | 1298.2463 | 0.88286
|  |  |  | -- | -- |  |  | 1298.267 | 0.88309
|  |  |  | -- | -- |  |  | 1298.2876 | 0.88331
|  |  |  | -- | -- |  |  | 1298.3082 | 0.88353
|  |  |  | -- | -- |  |  | 1298.3289 | 0.88375
|  |  |  | -- | -- |  |  | 1298.3495 | 0.88397
|  |  |  | -- | -- |  |  | 1298.3701 | 0.8842
|  |  |  | -- | -- |  |  | 1298.3907 | 0.88442
|  |  |  | -- | -- |  |  | 1298.4115 | 0.88464
|  |  |  | -- | -- |  |  | 1298.4321 | 0.88486
|  |  |  | -- | -- |  |  | 1298.4528 | 0.88509
|  |  |  | -- | -- |  |  | 1298.4734 | 0.88531
|  |  |  | -- | -- |  |  | 1298.494 | 0.88554
|  |  |  | -- | -- |  |  | 1298.5146 | 0.88576
|  |  |  | -- | -- |  |  | 1298.5353 | 0.88599
|  |  |  | -- | -- |  |  | 1298.556 | 0.88621
|  |  |  | -- | -- |  |  | 1298.5767 | 0.88644
|  |  |  | -- | -- |  |  | 1298.5973 | 0.88666
|  |  |  | -- | -- |  |  | 1298.6179 | 0.88689
|  |  |  | -- | -- |  |  | 1298.6386 | 0.88711
|  |  |  | -- | -- |  |  | 1298.6593 | 0.88734
|  |  |  | -- | -- |  |  | 1298.6799 | 0.88756
|  |  |  | -- | -- |  |  | 1298.7006 | 0.88779
|  |  |  | -- | -- |  |  | 1298.7212 | 0.88802
|  |  |  | -- | -- |  |  | 1298.7418 | 0.88825
|  |  |  | -- | -- |  |  | 1298.7626 | 0.88847
|  |  |  | -- | -- |  |  | 1298.7832 | 0.8887
|  |  |  | -- | -- |  |  | 1298.8038 | 0.88893
|  |  |  | -- | -- |  |  | 1298.8245 | 0.88916
|  |  |  | -- | -- |  |  | 1298.8452 | 0.88939
|  |  |  | -- | -- |  |  | 1298.8658 | 0.88962
|  |  |  | -- | -- |  |  | 1298.8865 | 0.88985
|  |  |  | -- | -- |  |  | 1298.9072 | 0.89009
|  |  |  | -- | -- |  |  | 1298.9279 | 0.89032
|  |  |  | -- | -- |  |  | 1298.9485 | 0.89055
|  |  |  | -- | -- |  |  | 1298.9691 | 0.89079
|  |  |  | -- | -- |  |  | 1298.9899 | 0.89102
|  |  |  | -- | -- |  |  | 1299.0105 | 0.89126
|  |  |  | -- | -- |  |  | 1299.0311 | 0.89149
|  |  |  | -- | -- |  |  | 1299.0519 | 0.89173
|  |  |  | -- | -- |  |  | 1299.0725 | 0.89197
|  |  |  | -- | -- |  |  | 1299.0931 | 0.89221
|  |  |  | -- | -- |  |  | 1299.1139 | 0.89246
|  |  |  | -- | -- |  |  | 1299.1345 | 0.8927
|  |  |  | -- | -- |  |  | 1299.1552 | 0.89294
|  |  |  | -- | -- |  |  | 1299.1759 | 0.89319
|  |  |  | -- | -- |  |  | 1299.1965 | 0.89344
|  |  |  | -- | -- |  |  | 1299.2172 | 0.89369
|  |  |  | -- | -- |  |  | 1299.2379 | 0.89394
|  |  |  | -- | -- |  |  | 1299.2585 | 0.89419
|  |  |  | -- | -- |  |  | 1299.2792 | 0.89445
|  |  |  | -- | -- |  |  | 1299.2999 | 0.89471
|  |  |  | -- | -- |  |  | 1299.3206 | 0.89497
|  |  |  | -- | -- |  |  | 1299.3412 | 0.89523
|  |  |  | -- | -- |  |  | 1299.3619 | 0.89549
|  |  |  | -- | -- |  |  | 1299.3826 | 0.89576
|  |  |  | -- | -- |  |  | 1299.4033 | 0.89603
|  |  |  | -- | -- |  |  | 1299.424 | 0.8963
|  |  |  | -- | -- |  |  | 1299.4446 | 0.89657
|  |  |  | -- | -- |  |  | 1299.4653 | 0.89684
|  |  |  | -- | -- |  |  | 1299.486 | 0.89712
|  |  |  | -- | -- |  |  | 1299.5067 | 0.8974
|  |  |  | -- | -- |  |  | 1299.5273 | 0.89768
|  |  |  | -- | -- |  |  | 1299.5481 | 0.89797
|  |  |  | -- | -- |  |  | 1299.5687 | 0.89826
|  |  |  | -- | -- |  |  | 1299.5894 | 0.89855
|  |  |  | -- | -- |  |  | 1299.6101 | 0.89884
|  |  |  | -- | -- |  |  | 1299.6307 | 0.89914
|  |  |  | -- | -- |  |  | 1299.6515 | 0.89944
|  |  |  | -- | -- |  |  | 1299.6721 | 0.89974
|  |  |  | -- | -- |  |  | 1299.6929 | 0.90004
|  |  |  | -- | -- |  |  | 1299.7135 | 0.90035
|  |  |  | -- | -- |  |  | 1299.7343 | 0.90066
|  |  |  | -- | -- |  |  | 1299.7549 | 0.90097
|  |  |  | -- | -- |  |  | 1299.7756 | 0.90129
|  |  |  | -- | -- |  |  | 1299.7963 | 0.9016
|  |  |  | -- | -- |  |  | 1299.817 | 0.90192
|  |  |  | -- | -- |  |  | 1299.8376 | 0.90225
|  |  |  | -- | -- |  |  | 1299.8584 | 0.90257
|  |  |  | -- | -- |  |  | 1299.879 | 0.9029
|  |  |  | -- | -- |  |  | 1299.8998 | 0.90323
|  |  |  | -- | -- |  |  | 1299.9204 | 0.90356
|  |  |  | -- | -- |  |  | 1299.9412 | 0.9039
|  |  |  | -- | -- |  |  | 1299.9618 | 0.90424
|  |  |  | -- | -- |  |  | 1299.9825 | 0.90458
|  |  |  | -- | -- |  |  | 1300.0033 | 0.90492
|  |  |  | -- | -- |  |  | 1300.0239 | 0.90526
|  |  |  | -- | -- |  |  | 1300.0447 | 0.90561
|  |  |  | -- | -- |  |  | 1300.0653 | 0.90596
|  |  |  | -- | -- |  |  | 1300.0861 | 0.90631
|  |  |  | -- | -- |  |  | 1300.1067 | 0.90666
|  |  |  | -- | -- |  |  | 1300.1274 | 0.90701
|  |  |  | -- | -- |  |  | 1300.1482 | 0.90737
|  |  |  | -- | -- |  |  | 1300.1688 | 0.90773
|  |  |  | -- | -- |  |  | 1300.1896 | 0.90809
|  |  |  | -- | -- |  |  | 1300.2102 | 0.90845
|  |  |  | -- | -- |  |  | 1300.231 | 0.90881
|  |  |  | -- | -- |  |  | 1300.2517 | 0.90917
|  |  |  | -- | -- |  |  | 1300.2723 | 0.90953
|  |  |  | -- | -- |  |  | 1300.2931 | 0.9099
|  |  |  | -- | -- |  |  | 1300.3138 | 0.91027
|  |  |  | -- | -- |  |  | 1300.3345 | 0.91063
|  |  |  | -- | -- |  |  | 1300.3552 | 0.911
|  |  |  | -- | -- |  |  | 1300.3759 | 0.91137
|  |  |  | -- | -- |  |  | 1300.3966 | 0.91174
|  |  |  | -- | -- |  |  | 1300.4174 | 0.91211
|  |  |  | -- | -- |  |  | 1300.438 | 0.91248
|  |  |  | -- | -- |  |  | 1300.4587 | 0.91285
|  |  |  | -- | -- |  |  | 1300.4795 | 0.91322
|  |  |  | -- | -- |  |  | 1300.5002 | 0.9136
|  |  |  | -- | -- |  |  | 1300.5209 | 0.91397
|  |  |  | -- | -- |  |  | 1300.5416 | 0.91434
|  |  |  | -- | -- |  |  | 1300.5624 | 0.91471
|  |  |  | -- | -- |  |  | 1300.583 | 0.91509
|  |  |  | -- | -- |  |  | 1300.6038 | 0.91546
|  |  |  | -- | -- |  |  | 1300.6245 | 0.91583
|  |  |  | -- | -- |  |  | 1300.6451 | 0.9162
|  |  |  | -- | -- |  |  | 1300.6659 | 0.91658
|  |  |  | -- | -- |  |  | 1300.6866 | 0.91695
|  |  |  | -- | -- |  |  | 1300.7074 | 0.91732
|  |  |  | -- | -- |  |  | 1300.728 | 0.91769
|  |  |  | -- | -- |  |  | 1300.7488 | 0.91806
|  |  |  | -- | -- |  |  | 1300.7695 | 0.91843
|  |  |  | -- | -- |  |  | 1300.7903 | 0.9188
|  |  |  | -- | -- |  |  | 1300.8109 | 0.91917
|  |  |  | -- | -- |  |  | 1300.8317 | 0.91954
|  |  |  | -- | -- |  |  | 1300.8524 | 0.91991
|  |  |  | -- | -- |  |  | 1300.8732 | 0.92027
|  |  |  | -- | -- |  |  | 1300.8939 | 0.92064
|  |  |  | -- | -- |  |  | 1300.9146 | 0.921
|  |  |  | -- | -- |  |  | 1300.9353 | 0.92137
|  |  |  | -- | -- |  |  | 1300.9561 | 0.92173
|  |  |  | -- | -- |  |  | 1300.9768 | 0.9221
|  |  |  | -- | -- |  |  | 1300.9976 | 0.92246
|  |  |  | -- | -- |  |  | 1301.0182 | 0.92282
|  |  |  | -- | -- |  |  | 1301.0389 | 0.92318
|  |  |  | -- | -- |  |  | 1301.0597 | 0.92354
|  |  |  | -- | -- |  |  | 1301.0804 | 0.92389
|  |  |  | -- | -- |  |  | 1301.1012 | 0.92425
|  |  |  | -- | -- |  |  | 1301.1219 | 0.9246
|  |  |  | -- | -- |  |  | 1301.1426 | 0.92496
|  |  |  | -- | -- |  |  | 1301.1633 | 0.92531
|  |  |  | -- | -- |  |  | 1301.1841 | 0.92566
|  |  |  | -- | -- |  |  | 1301.2048 | 0.92601
|  |  |  | -- | -- |  |  | 1301.2256 | 0.92636
|  |  |  | -- | -- |  |  | 1301.2463 | 0.9267
|  |  |  | -- | -- |  |  | 1301.2671 | 0.92705
|  |  |  | -- | -- |  |  | 1301.2878 | 0.92739
|  |  |  | -- | -- |  |  | 1301.3085 | 0.92773
|  |  |  | -- | -- |  |  | 1301.3292 | 0.92807
|  |  |  | -- | -- |  |  | 1301.35 | 0.92841
|  |  |  | -- | -- |  |  | 1301.3707 | 0.92874
|  |  |  | -- | -- |  |  | 1301.3915 | 0.92908
|  |  |  | -- | -- |  |  | 1301.4122 | 0.92941
|  |  |  | -- | -- |  |  | 1301.433 | 0.92974
|  |  |  | -- | -- |  |  | 1301.4537 | 0.93007
|  |  |  | -- | -- |  |  | 1301.4745 | 0.93039
|  |  |  | -- | -- |  |  | 1301.4952 | 0.93072
|  |  |  | -- | -- |  |  | 1301.516 | 0.93104
|  |  |  | -- | -- |  |  | 1301.5367 | 0.93136
|  |  |  | -- | -- |  |  | 1301.5575 | 0.93167
|  |  |  | -- | -- |  |  | 1301.5782 | 0.93199
|  |  |  | -- | -- |  |  | 1301.599 | 0.9323
|  |  |  | -- | -- |  |  | 1301.6198 | 0.93261
|  |  |  | -- | -- |  |  | 1301.6405 | 0.93292
|  |  |  | -- | -- |  |  | 1301.6613 | 0.93322
|  |  |  | -- | -- |  |  | 1301.682 | 0.93352
|  |  |  | -- | -- |  |  | 1301.7028 | 0.93382
|  |  |  | -- | -- |  |  | 1301.7235 | 0.93412
|  |  |  | -- | -- |  |  | 1301.7443 | 0.93441
|  |  |  | -- | -- |  |  | 1301.765 | 0.9347
|  |  |  | -- | -- |  |  | 1301.7858 | 0.93499
|  |  |  | -- | -- |  |  | 1301.8065 | 0.93528
|  |  |  | -- | -- |  |  | 1301.8273 | 0.93556
|  |  |  | -- | -- |  |  | 1301.848 | 0.93584
|  |  |  | -- | -- |  |  | 1301.8688 | 0.93611
|  |  |  | -- | -- |  |  | 1301.8895 | 0.93638
|  |  |  | -- | -- |  |  | 1301.9103 | 0.93665
|  |  |  | -- | -- |  |  | 1301.931 | 0.93692
|  |  |  | -- | -- |  |  | 1301.9518 | 0.93718
|  |  |  | -- | -- |  |  | 1301.9725 | 0.93744
|  |  |  | -- | -- |  |  | 1301.9933 | 0.9377
|  |  |  | -- | -- |  |  | 1302.014 | 0.93795
|  |  |  | -- | -- |  |  | 1302.0348 | 0.9382
|  |  |  | -- | -- |  |  | 1302.0555 | 0.93844
|  |  |  | -- | -- |  |  | 1302.0763 | 0.93868
|  |  |  | -- | -- |  |  | 1302.0972 | 0.93892
|  |  |  | -- | -- |  |  | 1302.1179 | 0.93916
|  |  |  | -- | -- |  |  | 1302.1387 | 0.93939
|  |  |  | -- | -- |  |  | 1302.1594 | 0.93961
|  |  |  | -- | -- |  |  | 1302.1802 | 0.93984
|  |  |  | -- | -- |  |  | 1302.2009 | 0.94006
|  |  |  | -- | -- |  |  | 1302.2217 | 0.94027
|  |  |  | -- | -- |  |  | 1302.2424 | 0.94048
|  |  |  | -- | -- |  |  | 1302.2633 | 0.94069
|  |  |  | -- | -- |  |  | 1302.2841 | 0.9409
|  |  |  | -- | -- |  |  | 1302.3048 | 0.9411
|  |  |  | -- | -- |  |  | 1302.3256 | 0.9413
|  |  |  | -- | -- |  |  | 1302.3463 | 0.94149
|  |  |  | -- | -- |  |  | 1302.3671 | 0.94168
|  |  |  | -- | -- |  |  | 1302.3879 | 0.94187
|  |  |  | -- | -- |  |  | 1302.4087 | 0.94205
|  |  |  | -- | -- |  |  | 1302.4294 | 0.94223
|  |  |  | -- | -- |  |  | 1302.4502 | 0.94241
|  |  |  | -- | -- |  |  | 1302.4709 | 0.94258
|  |  |  | -- | -- |  |  | 1302.4918 | 0.94275
|  |  |  | -- | -- |  |  | 1302.5126 | 0.94292
|  |  |  | -- | -- |  |  | 1302.5333 | 0.94308
|  |  |  | -- | -- |  |  | 1302.5541 | 0.94324
|  |  |  | -- | -- |  |  | 1302.5748 | 0.9434
|  |  |  | -- | -- |  |  | 1302.5957 | 0.94355
|  |  |  | -- | -- |  |  | 1302.6165 | 0.9437
|  |  |  | -- | -- |  |  | 1302.6372 | 0.94385
|  |  |  | -- | -- |  |  | 1302.658 | 0.94399
|  |  |  | -- | -- |  |  | 1302.6788 | 0.94413
|  |  |  | -- | -- |  |  | 1302.6996 | 0.94427
|  |  |  | -- | -- |  |  | 1302.7203 | 0.94441
|  |  |  | -- | -- |  |  | 1302.7411 | 0.94454
|  |  |  | -- | -- |  |  | 1302.762 | 0.94468
|  |  |  | -- | -- |  |  | 1302.7827 | 0.9448
|  |  |  | -- | -- |  |  | 1302.8035 | 0.94493
|  |  |  | -- | -- |  |  | 1302.8243 | 0.94506
|  |  |  | -- | -- |  |  | 1302.8451 | 0.94518
|  |  |  | -- | -- |  |  | 1302.8658 | 0.9453
|  |  |  | -- | -- |  |  | 1302.8866 | 0.94542
|  |  |  | -- | -- |  |  | 1302.9075 | 0.94553
|  |  |  | -- | -- |  |  | 1302.9282 | 0.94565
|  |  |  | -- | -- |  |  | 1302.949 | 0.94576
|  |  |  | -- | -- |  |  | 1302.9698 | 0.94588
|  |  |  | -- | -- |  |  | 1302.9906 | 0.94599
|  |  |  | -- | -- |  |  | 1303.0114 | 0.9461
|  |  |  | -- | -- |  |  | 1303.0322 | 0.94621
|  |  |  | -- | -- |  |  | 1303.053 | 0.94632
|  |  |  | -- | -- |  |  | 1303.0739 | 0.94643
|  |  |  | -- | -- |  |  | 1303.0946 | 0.94653
|  |  |  | -- | -- |  |  | 1303.1154 | 0.94664
|  |  |  | -- | -- |  |  | 1303.1362 | 0.94675
|  |  |  | -- | -- |  |  | 1303.157 | 0.94685
|  |  |  | -- | -- |  |  | 1303.1777 | 0.94696
|  |  |  | -- | -- |  |  | 1303.1986 | 0.94707
|  |  |  | -- | -- |  |  | 1303.2194 | 0.94717
|  |  |  | -- | -- |  |  | 1303.2402 | 0.94728
|  |  |  | -- | -- |  |  | 1303.261 | 0.94739
|  |  |  | -- | -- |  |  | 1303.2817 | 0.9475
|  |  |  | -- | -- |  |  | 1303.3026 | 0.9476
|  |  |  | -- | -- |  |  | 1303.3234 | 0.94771
|  |  |  | -- | -- |  |  | 1303.3442 | 0.94782
|  |  |  | -- | -- |  |  | 1303.365 | 0.94794
|  |  |  | -- | -- |  |  | 1303.3859 | 0.94805
|  |  |  | -- | -- |  |  | 1303.4066 | 0.94816
|  |  |  | -- | -- |  |  | 1303.4274 | 0.94828
|  |  |  | -- | -- |  |  | 1303.4482 | 0.9484
|  |  |  | -- | -- |  |  | 1303.469 | 0.94851
|  |  |  | -- | -- |  |  | 1303.4899 | 0.94863
|  |  |  | -- | -- |  |  | 1303.5106 | 0.94876
|  |  |  | -- | -- |  |  | 1303.5315 | 0.94888
|  |  |  | -- | -- |  |  | 1303.5522 | 0.94901
|  |  |  | -- | -- |  |  | 1303.5731 | 0.94913
|  |  |  | -- | -- |  |  | 1303.5939 | 0.94927
|  |  |  | -- | -- |  |  | 1303.6147 | 0.9494
|  |  |  | -- | -- |  |  | 1303.6355 | 0.94953
|  |  |  | -- | -- |  |  | 1303.6564 | 0.94967
|  |  |  | -- | -- |  |  | 1303.6771 | 0.94981
|  |  |  | -- | -- |  |  | 1303.698 | 0.94996
|  |  |  | -- | -- |  |  | 1303.7188 | 0.9501
|  |  |  | -- | -- |  |  | 1303.7396 | 0.95025
|  |  |  | -- | -- |  |  | 1303.7604 | 0.95041
|  |  |  | -- | -- |  |  | 1303.7812 | 0.95056
|  |  |  | -- | -- |  |  | 1303.802 | 0.95072
|  |  |  | -- | -- |  |  | 1303.8229 | 0.95088
|  |  |  | -- | -- |  |  | 1303.8438 | 0.95105
|  |  |  | -- | -- |  |  | 1303.8645 | 0.95122
|  |  |  | -- | -- |  |  | 1303.8854 | 0.95139
|  |  |  | -- | -- |  |  | 1303.9061 | 0.95157
|  |  |  | -- | -- |  |  | 1303.927 | 0.95175
|  |  |  | -- | -- |  |  | 1303.9478 | 0.95193
|  |  |  | -- | -- |  |  | 1303.9686 | 0.95212
|  |  |  | -- | -- |  |  | 1303.9895 | 0.95231
|  |  |  | -- | -- |  |  | 1304.0103 | 0.95251
|  |  |  | -- | -- |  |  | 1304.0311 | 0.95271
|  |  |  | -- | -- |  |  | 1304.0519 | 0.95291
|  |  |  | -- | -- |  |  | 1304.0728 | 0.95312
|  |  |  | -- | -- |  |  | 1304.0936 | 0.95333
|  |  |  | -- | -- |  |  | 1304.1144 | 0.95354
|  |  |  | -- | -- |  |  | 1304.1353 | 0.95376
|  |  |  | -- | -- |  |  | 1304.1561 | 0.95399
|  |  |  | -- | -- |  |  | 1304.1769 | 0.95422
|  |  |  | -- | -- |  |  | 1304.1978 | 0.95445
|  |  |  | -- | -- |  |  | 1304.2186 | 0.95468
|  |  |  | -- | -- |  |  | 1304.2394 | 0.95493
|  |  |  | -- | -- |  |  | 1304.2603 | 0.95517
|  |  |  | -- | -- |  |  | 1304.2811 | 0.95542
|  |  |  | -- | -- |  |  | 1304.3019 | 0.95567
|  |  |  | -- | -- |  |  | 1304.3228 | 0.95593
|  |  |  | -- | -- |  |  | 1304.3436 | 0.9562
|  |  |  | -- | -- |  |  | 1304.3644 | 0.95646
|  |  |  | -- | -- |  |  | 1304.3853 | 0.95673
|  |  |  | -- | -- |  |  | 1304.4061 | 0.95701
|  |  |  | -- | -- |  |  | 1304.4269 | 0.95729
|  |  |  | -- | -- |  |  | 1304.4478 | 0.95757
|  |  |  | -- | -- |  |  | 1304.4686 | 0.95786
|  |  |  | -- | -- |  |  | 1304.4895 | 0.95815
|  |  |  | -- | -- |  |  | 1304.5103 | 0.95844
|  |  |  | -- | -- |  |  | 1304.5311 | 0.95874
|  |  |  | -- | -- |  |  | 1304.552 | 0.95905
|  |  |  | -- | -- |  |  | 1304.5729 | 0.95935
|  |  |  | -- | -- |  |  | 1304.5936 | 0.95966
|  |  |  | -- | -- |  |  | 1304.6145 | 0.95997
|  |  |  | -- | -- |  |  | 1304.6354 | 0.96029
|  |  |  | -- | -- |  |  | 1304.6562 | 0.96061
|  |  |  | -- | -- |  |  | 1304.677 | 0.96093
|  |  |  | -- | -- |  |  | 1304.6979 | 0.96126
|  |  |  | -- | -- |  |  | 1304.7188 | 0.96159
|  |  |  | -- | -- |  |  | 1304.7396 | 0.96192
|  |  |  | -- | -- |  |  | 1304.7605 | 0.96226
|  |  |  | -- | -- |  |  | 1304.7812 | 0.96259
|  |  |  | -- | -- |  |  | 1304.8021 | 0.96293
|  |  |  | -- | -- |  |  | 1304.823 | 0.96327
|  |  |  | -- | -- |  |  | 1304.8439 | 0.96361
|  |  |  | -- | -- |  |  | 1304.8647 | 0.96396
|  |  |  | -- | -- |  |  | 1304.8855 | 0.96431
|  |  |  | -- | -- |  |  | 1304.9064 | 0.96465
|  |  |  | -- | -- |  |  | 1304.9272 | 0.965
|  |  |  | -- | -- |  |  | 1304.9481 | 0.96535
|  |  |  | -- | -- |  |  | 1304.969 | 0.9657
|  |  |  | -- | -- |  |  | 1304.9899 | 0.96605
|  |  |  | -- | -- |  |  | 1305.0107 | 0.9664
|  |  |  | -- | -- |  |  | 1305.0315 | 0.96676
|  |  |  | -- | -- |  |  | 1305.0524 | 0.96711
|  |  |  | -- | -- |  |  | 1305.0732 | 0.96746
|  |  |  | -- | -- |  |  | 1305.0941 | 0.96781
|  |  |  | -- | -- |  |  | 1305.115 | 0.96816
|  |  |  | -- | -- |  |  | 1305.1359 | 0.96851
|  |  |  | -- | -- |  |  | 1305.1567 | 0.96886
|  |  |  | -- | -- |  |  | 1305.1776 | 0.96921
|  |  |  | -- | -- |  |  | 1305.1985 | 0.96955
|  |  |  | -- | -- |  |  | 1305.2194 | 0.9699
|  |  |  | -- | -- |  |  | 1305.2401 | 0.97024
|  |  |  | -- | -- |  |  | 1305.261 | 0.97058
|  |  |  | -- | -- |  |  | 1305.2819 | 0.97091
|  |  |  | -- | -- |  |  | 1305.3027 | 0.97125
|  |  |  | -- | -- |  |  | 1305.3236 | 0.97158
|  |  |  | -- | -- |  |  | 1305.3445 | 0.97191
|  |  |  | -- | -- |  |  | 1305.3654 | 0.97223
|  |  |  | -- | -- |  |  | 1305.3862 | 0.97255
|  |  |  | -- | -- |  |  | 1305.4071 | 0.97287
|  |  |  | -- | -- |  |  | 1305.428 | 0.97319
|  |  |  | -- | -- |  |  | 1305.4489 | 0.9735
|  |  |  | -- | -- |  |  | 1305.4697 | 0.9738
|  |  |  | -- | -- |  |  | 1305.4906 | 0.9741
|  |  |  | -- | -- |  |  | 1305.5115 | 0.9744
|  |  |  | -- | -- |  |  | 1305.5323 | 0.97469
|  |  |  | -- | -- |  |  | 1305.5532 | 0.97498
|  |  |  | -- | -- |  |  | 1305.5741 | 0.97526
|  |  |  | -- | -- |  |  | 1305.595 | 0.97554
|  |  |  | -- | -- |  |  | 1305.6158 | 0.97581
|  |  |  | -- | -- |  |  | 1305.6367 | 0.97608
|  |  |  | -- | -- |  |  | 1305.6576 | 0.97634
|  |  |  | -- | -- |  |  | 1305.6785 | 0.97659
|  |  |  | -- | -- |  |  | 1305.6993 | 0.97684
|  |  |  | -- | -- |  |  | 1305.7202 | 0.97709
|  |  |  | -- | -- |  |  | 1305.7411 | 0.97732
|  |  |  | -- | -- |  |  | 1305.762 | 0.97756
|  |  |  | -- | -- |  |  | 1305.7828 | 0.97778
|  |  |  | -- | -- |  |  | 1305.8038 | 0.978
|  |  |  | -- | -- |  |  | 1305.8247 | 0.97821
|  |  |  | -- | -- |  |  | 1305.8456 | 0.97842
|  |  |  | -- | -- |  |  | 1305.8665 | 0.97862
|  |  |  | -- | -- |  |  | 1305.8873 | 0.97881
|  |  |  | -- | -- |  |  | 1305.9082 | 0.979
|  |  |  | -- | -- |  |  | 1305.9291 | 0.97918
|  |  |  | -- | -- |  |  | 1305.95 | 0.97935
|  |  |  | -- | -- |  |  | 1305.9708 | 0.97952
|  |  |  | -- | -- |  |  | 1305.9917 | 0.97968
|  |  |  | -- | -- |  |  | 1306.0127 | 0.97984
|  |  |  | -- | -- |  |  | 1306.0336 | 0.97999
|  |  |  | -- | -- |  |  | 1306.0544 | 0.98013
|  |  |  | -- | -- |  |  | 1306.0753 | 0.98026
|  |  |  | -- | -- |  |  | 1306.0962 | 0.98039
|  |  |  | -- | -- |  |  | 1306.1171 | 0.98052
|  |  |  | -- | -- |  |  | 1306.1379 | 0.98064
|  |  |  | -- | -- |  |  | 1306.1589 | 0.98075
|  |  |  | -- | -- |  |  | 1306.1798 | 0.98085
|  |  |  | -- | -- |  |  | 1306.2007 | 0.98095
|  |  |  | -- | -- |  |  | 1306.2216 | 0.98105
|  |  |  | -- | -- |  |  | 1306.2424 | 0.98113
|  |  |  | -- | -- |  |  | 1306.2633 | 0.98122
|  |  |  | -- | -- |  |  | 1306.2843 | 0.98129
|  |  |  | -- | -- |  |  | 1306.3052 | 0.98137
|  |  |  | -- | -- |  |  | 1306.3261 | 0.98143
|  |  |  | -- | -- |  |  | 1306.3469 | 0.9815
|  |  |  | -- | -- |  |  | 1306.3679 | 0.98155
|  |  |  | -- | -- |  |  | 1306.3888 | 0.9816
|  |  |  | -- | -- |  |  | 1306.4097 | 0.98165
|  |  |  | -- | -- |  |  | 1306.4305 | 0.98169
|  |  |  | -- | -- |  |  | 1306.4514 | 0.98173
|  |  |  | -- | -- |  |  | 1306.4724 | 0.98177
|  |  |  | -- | -- |  |  | 1306.4933 | 0.9818
|  |  |  | -- | -- |  |  | 1306.5142 | 0.98182
|  |  |  | -- | -- |  |  | 1306.535 | 0.98185
|  |  |  | -- | -- |  |  | 1306.556 | 0.98186
|  |  |  | -- | -- |  |  | 1306.5769 | 0.98188
|  |  |  | -- | -- |  |  | 1306.5978 | 0.98189
|  |  |  | -- | -- |  |  | 1306.6188 | 0.9819
|  |  |  | -- | -- |  |  | 1306.6396 | 0.98191
|  |  |  | -- | -- |  |  | 1306.6605 | 0.98191
|  |  |  | -- | -- |  |  | 1306.6814 | 0.98191
|  |  |  | -- | -- |  |  | 1306.7024 | 0.98191
|  |  |  | -- | -- |  |  | 1306.7233 | 0.9819
|  |  |  | -- | -- |  |  | 1306.7441 | 0.9819
|  |  |  | -- | -- |  |  | 1306.7651 | 0.98189
|  |  |  | -- | -- |  |  | 1306.786 | 0.98188
|  |  |  | -- | -- |  |  | 1306.8069 | 0.98186
|  |  |  | -- | -- |  |  | 1306.8279 | 0.98185
|  |  |  | -- | -- |  |  | 1306.8488 | 0.98183
|  |  |  | -- | -- |  |  | 1306.8696 | 0.98182
|  |  |  | -- | -- |  |  | 1306.8906 | 0.9818
|  |  |  | -- | -- |  |  | 1306.9115 | 0.98178
|  |  |  | -- | -- |  |  | 1306.9325 | 0.98176
|  |  |  | -- | -- |  |  | 1306.9534 | 0.98173
|  |  |  | -- | -- |  |  | 1306.9742 | 0.98171
|  |  |  | -- | -- |  |  | 1306.9952 | 0.98169
|  |  |  | -- | -- |  |  | 1307.0161 | 0.98167
|  |  |  | -- | -- |  |  | 1307.037 | 0.98164
|  |  |  | -- | -- |  |  | 1307.058 | 0.98162
|  |  |  | -- | -- |  |  | 1307.0789 | 0.98159
|  |  |  | -- | -- |  |  | 1307.0999 | 0.98157
|  |  |  | -- | -- |  |  | 1307.1207 | 0.98155
|  |  |  | -- | -- |  |  | 1307.1417 | 0.98152
|  |  |  | -- | -- |  |  | 1307.1626 | 0.9815
|  |  |  | -- | -- |  |  | 1307.1835 | 0.98148
|  |  |  | -- | -- |  |  | 1307.2045 | 0.98146
|  |  |  | -- | -- |  |  | 1307.2253 | 0.98143
|  |  |  | -- | -- |  |  | 1307.2463 | 0.98141
|  |  |  | -- | -- |  |  | 1307.2672 | 0.98139
|  |  |  | -- | -- |  |  | 1307.2882 | 0.98137
|  |  |  | -- | -- |  |  | 1307.3091 | 0.98136
|  |  |  | -- | -- |  |  | 1307.3301 | 0.98134
|  |  |  | -- | -- |  |  | 1307.351 | 0.98132
|  |  |  | -- | -- |  |  | 1307.3719 | 0.98131
|  |  |  | -- | -- |  |  | 1307.3928 | 0.9813
|  |  |  | -- | -- |  |  | 1307.4138 | 0.98128
|  |  |  | -- | -- |  |  | 1307.4347 | 0.98128
|  |  |  | -- | -- |  |  | 1307.4557 | 0.98127
|  |  |  | -- | -- |  |  | 1307.4766 | 0.98126
|  |  |  | -- | -- |  |  | 1307.4976 | 0.98126
|  |  |  | -- | -- |  |  | 1307.5184 | 0.98125
|  |  |  | -- | -- |  |  | 1307.5394 | 0.98125
|  |  |  | -- | -- |  |  | 1307.5603 | 0.98125
|  |  |  | -- | -- |  |  | 1307.5813 | 0.98126
|  |  |  | -- | -- |  |  | 1307.6022 | 0.98126
|  |  |  | -- | -- |  |  | 1307.6232 | 0.98127
|  |  |  | -- | -- |  |  | 1307.644 | 0.98128
|  |  |  | -- | -- |  |  | 1307.665 | 0.98129
|  |  |  | -- | -- |  |  | 1307.6859 | 0.98131
|  |  |  | -- | -- |  |  | 1307.7069 | 0.98132
|  |  |  | -- | -- |  |  | 1307.7279 | 0.98134
|  |  |  | -- | -- |  |  | 1307.7488 | 0.98137
|  |  |  | -- | -- |  |  | 1307.7698 | 0.98139
|  |  |  | -- | -- |  |  | 1307.7906 | 0.98142
|  |  |  | -- | -- |  |  | 1307.8116 | 0.98145
|  |  |  | -- | -- |  |  | 1307.8326 | 0.98148
|  |  |  | -- | -- |  |  | 1307.8535 | 0.98152
|  |  |  | -- | -- |  |  | 1307.8745 | 0.98156
|  |  |  | -- | -- |  |  | 1307.8954 | 0.9816
|  |  |  | -- | -- |  |  | 1307.9164 | 0.98165
|  |  |  | -- | -- |  |  | 1307.9374 | 0.9817
|  |  |  | -- | -- |  |  | 1307.9583 | 0.98175
|  |  |  | -- | -- |  |  | 1307.9792 | 0.9818
|  |  |  | -- | -- |  |  | 1308.0002 | 0.98186
|  |  |  | -- | -- |  |  | 1308.0211 | 0.98192
|  |  |  | -- | -- |  |  | 1308.0421 | 0.98199
|  |  |  | -- | -- |  |  | 1308.0631 | 0.98205
|  |  |  | -- | -- |  |  | 1308.084 | 0.98212
|  |  |  | -- | -- |  |  | 1308.105 | 0.9822
|  |  |  | -- | -- |  |  | 1308.126 | 0.98227
|  |  |  | -- | -- |  |  | 1308.1469 | 0.98235
|  |  |  | -- | -- |  |  | 1308.1678 | 0.98244
|  |  |  | -- | -- |  |  | 1308.1888 | 0.98252
|  |  |  | -- | -- |  |  | 1308.2097 | 0.98261
|  |  |  | -- | -- |  |  | 1308.2307 | 0.9827
|  |  |  | -- | -- |  |  | 1308.2517 | 0.9828
|  |  |  | -- | -- |  |  | 1308.2727 | 0.9829
|  |  |  | -- | -- |  |  | 1308.2936 | 0.983
|  |  |  | -- | -- |  |  | 1308.3146 | 0.9831
|  |  |  | -- | -- |  |  | 1308.3356 | 0.98321
|  |  |  | -- | -- |  |  | 1308.3564 | 0.98331
|  |  |  | -- | -- |  |  | 1308.3774 | 0.98343
|  |  |  | -- | -- |  |  | 1308.3984 | 0.98354
|  |  |  | -- | -- |  |  | 1308.4194 | 0.98366
|  |  |  | -- | -- |  |  | 1308.4404 | 0.98377
|  |  |  | -- | -- |  |  | 1308.4613 | 0.98389
|  |  |  | -- | -- |  |  | 1308.4823 | 0.98402
|  |  |  | -- | -- |  |  | 1308.5033 | 0.98414
|  |  |  | -- | -- |  |  | 1308.5243 | 0.98427
|  |  |  | -- | -- |  |  | 1308.5452 | 0.9844
|  |  |  | -- | -- |  |  | 1308.5662 | 0.98453
|  |  |  | -- | -- |  |  | 1308.5872 | 0.98466
|  |  |  | -- | -- |  |  | 1308.6082 | 0.98479
|  |  |  | -- | -- |  |  | 1308.6291 | 0.98492
|  |  |  | -- | -- |  |  | 1308.65 | 0.98506
|  |  |  | -- | -- |  |  | 1308.671 | 0.98519
|  |  |  | -- | -- |  |  | 1308.692 | 0.98533
|  |  |  | -- | -- |  |  | 1308.713 | 0.98547
|  |  |  | -- | -- |  |  | 1308.734 | 0.9856
|  |  |  | -- | -- |  |  | 1308.755 | 0.98574
|  |  |  | -- | -- |  |  | 1308.7759 | 0.98588
|  |  |  | -- | -- |  |  | 1308.7969 | 0.98602
|  |  |  | -- | -- |  |  | 1308.8179 | 0.98616
|  |  |  | -- | -- |  |  | 1308.8389 | 0.98629
|  |  |  | -- | -- |  |  | 1308.8599 | 0.98643
|  |  |  | -- | -- |  |  | 1308.8809 | 0.98657
|  |  |  | -- | -- |  |  | 1308.9019 | 0.9867
|  |  |  | -- | -- |  |  | 1308.9229 | 0.98684
|  |  |  | -- | -- |  |  | 1308.9438 | 0.98697
|  |  |  | -- | -- |  |  | 1308.9647 | 0.98711
|  |  |  | -- | -- |  |  | 1308.9857 | 0.98724
|  |  |  | -- | -- |  |  | 1309.0067 | 0.98737
|  |  |  | -- | -- |  |  | 1309.0277 | 0.9875
|  |  |  | -- | -- |  |  | 1309.0487 | 0.98762
|  |  |  | -- | -- |  |  | 1309.0697 | 0.98775
|  |  |  | -- | -- |  |  | 1309.0907 | 0.98787
|  |  |  | -- | -- |  |  | 1309.1117 | 0.98799
|  |  |  | -- | -- |  |  | 1309.1327 | 0.98811
|  |  |  | -- | -- |  |  | 1309.1537 | 0.98823
|  |  |  | -- | -- |  |  | 1309.1747 | 0.98834
|  |  |  | -- | -- |  |  | 1309.1957 | 0.98845
|  |  |  | -- | -- |  |  | 1309.2167 | 0.98856
|  |  |  | -- | -- |  |  | 1309.2377 | 0.98867
|  |  |  | -- | -- |  |  | 1309.2587 | 0.98877
|  |  |  | -- | -- |  |  | 1309.2797 | 0.98887
|  |  |  | -- | -- |  |  | 1309.3007 | 0.98897
|  |  |  | -- | -- |  |  | 1309.3217 | 0.98906
|  |  |  | -- | -- |  |  | 1309.3427 | 0.98915
|  |  |  | -- | -- |  |  | 1309.3636 | 0.98924
|  |  |  | -- | -- |  |  | 1309.3846 | 0.98932
|  |  |  | -- | -- |  |  | 1309.4056 | 0.9894
|  |  |  | -- | -- |  |  | 1309.4266 | 0.98948
|  |  |  | -- | -- |  |  | 1309.4476 | 0.98955
|  |  |  | -- | -- |  |  | 1309.4686 | 0.98962
|  |  |  | -- | -- |  |  | 1309.4896 | 0.98969
|  |  |  | -- | -- |  |  | 1309.5106 | 0.98975
|  |  |  | -- | -- |  |  | 1309.5316 | 0.98981
|  |  |  | -- | -- |  |  | 1309.5526 | 0.98987
|  |  |  | -- | -- |  |  | 1309.5736 | 0.98992
|  |  |  | -- | -- |  |  | 1309.5946 | 0.98997
|  |  |  | -- | -- |  |  | 1309.6156 | 0.99002
|  |  |  | -- | -- |  |  | 1309.6366 | 0.99006
|  |  |  | -- | -- |  |  | 1309.6576 | 0.9901
|  |  |  | -- | -- |  |  | 1309.6786 | 0.99013
|  |  |  | -- | -- |  |  | 1309.6996 | 0.99017
|  |  |  | -- | -- |  |  | 1309.7207 | 0.9902
|  |  |  | -- | -- |  |  | 1309.7417 | 0.99022
|  |  |  | -- | -- |  |  | 1309.7627 | 0.99025
|  |  |  | -- | -- |  |  | 1309.7837 | 0.99027
|  |  |  | -- | -- |  |  | 1309.8047 | 0.99029
|  |  |  | -- | -- |  |  | 1309.8257 | 0.9903
|  |  |  | -- | -- |  |  | 1309.8467 | 0.99031
|  |  |  | -- | -- |  |  | 1309.8677 | 0.99032
|  |  |  | -- | -- |  |  | 1309.8888 | 0.99033
|  |  |  | -- | -- |  |  | 1309.9098 | 0.99034
|  |  |  | -- | -- |  |  | 1309.9308 | 0.99034
|  |  |  | -- | -- |  |  | 1309.9518 | 0.99034
|  |  |  | -- | -- |  |  | 1309.9728 | 0.99034
|  |  |  | -- | -- |  |  | 1309.9938 | 0.99034
|  |  |  | -- | -- |  |  | 1310.0149 | 0.99034
|  |  |  | -- | -- |  |  | 1310.0359 | 0.99033
|  |  |  | -- | -- |  |  | 1310.0569 | 0.99033
|  |  |  | -- | -- |  |  | 1310.0779 | 0.99032
|  |  |  | -- | -- |  |  | 1310.0989 | 0.99032
|  |  |  | -- | -- |  |  | 1310.1199 | 0.99031
|  |  |  | -- | -- |  |  | 1310.141 | 0.9903
|  |  |  | -- | -- |  |  | 1310.162 | 0.99029
|  |  |  | -- | -- |  |  | 1310.183 | 0.99029
|  |  |  | -- | -- |  |  | 1310.204 | 0.99028
|  |  |  | -- | -- |  |  | 1310.2251 | 0.99027
|  |  |  | -- | -- |  |  | 1310.2461 | 0.99027
|  |  |  | -- | -- |  |  | 1310.2671 | 0.99026
|  |  |  | -- | -- |  |  | 1310.2881 | 0.99026
|  |  |  | -- | -- |  |  | 1310.3092 | 0.99026
|  |  |  | -- | -- |  |  | 1310.3302 | 0.99026
|  |  |  | -- | -- |  |  | 1310.3512 | 0.99026
|  |  |  | -- | -- |  |  | 1310.3722 | 0.99026
|  |  |  | -- | -- |  |  | 1310.3933 | 0.99026
|  |  |  | -- | -- |  |  | 1310.4143 | 0.99027
|  |  |  | -- | -- |  |  | 1310.4353 | 0.99028
|  |  |  | -- | -- |  |  | 1310.4564 | 0.99029
|  |  |  | -- | -- |  |  | 1310.4774 | 0.99031
|  |  |  | -- | -- |  |  | 1310.4984 | 0.99033
|  |  |  | -- | -- |  |  | 1310.5194 | 0.99035
|  |  |  | -- | -- |  |  | 1310.5405 | 0.99037
|  |  |  | -- | -- |  |  | 1310.5615 | 0.9904
|  |  |  | -- | -- |  |  | 1310.5825 | 0.99044
|  |  |  | -- | -- |  |  | 1310.6036 | 0.99047
|  |  |  | -- | -- |  |  | 1310.6246 | 0.99051
|  |  |  | -- | -- |  |  | 1310.6456 | 0.99056
|  |  |  | -- | -- |  |  | 1310.6667 | 0.9906
|  |  |  | -- | -- |  |  | 1310.6877 | 0.99066
|  |  |  | -- | -- |  |  | 1310.7087 | 0.99071
|  |  |  | -- | -- |  |  | 1310.7299 | 0.99077
|  |  |  | -- | -- |  |  | 1310.7509 | 0.99084
|  |  |  | -- | -- |  |  | 1310.772 | 0.99091
|  |  |  | -- | -- |  |  | 1310.793 | 0.99099
|  |  |  | -- | -- |  |  | 1310.814 | 0.99107
|  |  |  | -- | -- |  |  | 1310.8351 | 0.99115
|  |  |  | -- | -- |  |  | 1310.8561 | 0.99124
|  |  |  | -- | -- |  |  | 1310.8772 | 0.99133
|  |  |  | -- | -- |  |  | 1310.8982 | 0.99143
|  |  |  | -- | -- |  |  | 1310.9192 | 0.99153
|  |  |  | -- | -- |  |  | 1310.9403 | 0.99164
|  |  |  | -- | -- |  |  | 1310.9613 | 0.99175
|  |  |  | -- | -- |  |  | 1310.9824 | 0.99187
|  |  |  | -- | -- |  |  | 1311.0034 | 0.99199
|  |  |  | -- | -- |  |  | 1311.0245 | 0.99212
|  |  |  | -- | -- |  |  | 1311.0455 | 0.99225
|  |  |  | -- | -- |  |  | 1311.0665 | 0.99238
|  |  |  | -- | -- |  |  | 1311.0876 | 0.99252
|  |  |  | -- | -- |  |  | 1311.1086 | 0.99266
|  |  |  | -- | -- |  |  | 1311.1298 | 0.9928
|  |  |  | -- | -- |  |  | 1311.1508 | 0.99295
|  |  |  | -- | -- |  |  | 1311.1719 | 0.9931
|  |  |  | -- | -- |  |  | 1311.1929 | 0.99326
|  |  |  | -- | -- |  |  | 1311.214 | 0.99342
|  |  |  | -- | -- |  |  | 1311.235 | 0.99358
|  |  |  | -- | -- |  |  | 1311.2561 | 0.99374
|  |  |  | -- | -- |  |  | 1311.2771 | 0.99391
|  |  |  | -- | -- |  |  | 1311.2982 | 0.99408
|  |  |  | -- | -- |  |  | 1311.3192 | 0.99425
|  |  |  | -- | -- |  |  | 1311.3403 | 0.99442
|  |  |  | -- | -- |  |  | 1311.3613 | 0.99459
|  |  |  | -- | -- |  |  | 1311.3824 | 0.99477
|  |  |  | -- | -- |  |  | 1311.4034 | 0.99494
|  |  |  | -- | -- |  |  | 1311.4246 | 0.99512
|  |  |  | -- | -- |  |  | 1311.4457 | 0.99529
|  |  |  | -- | -- |  |  | 1311.4667 | 0.99547
|  |  |  | -- | -- |  |  | 1311.4878 | 0.99565
|  |  |  | -- | -- |  |  | 1311.5088 | 0.99583
|  |  |  | -- | -- |  |  | 1311.5299 | 0.996
|  |  |  | -- | -- |  |  | 1311.5509 | 0.99618
|  |  |  | -- | -- |  |  | 1311.572 | 0.99635
|  |  |  | -- | -- |  |  | 1311.5931 | 0.99653
|  |  |  | -- | -- |  |  | 1311.6141 | 0.9967
|  |  |  | -- | -- |  |  | 1311.6353 | 0.99687
|  |  |  | -- | -- |  |  | 1311.6562 | 0.99704
|  |  |  | -- | -- |  |  | 1311.6774 | 0.9972
|  |  |  | -- | -- |  |  | 1311.6985 | 0.99736
|  |  |  | -- | -- |  |  | 1311.7195 | 0.99752
|  |  |  | -- | -- |  |  | 1311.7406 | 0.99768
|  |  |  | -- | -- |  |  | 1311.7617 | 0.99783
|  |  |  | -- | -- |  |  | 1311.7827 | 0.99798
|  |  |  | -- | -- |  |  | 1311.8038 | 0.99813
|  |  |  | -- | -- |  |  | 1311.8248 | 0.99827
|  |  |  | -- | -- |  |  | 1311.8459 | 0.99841
|  |  |  | -- | -- |  |  | 1311.8671 | 0.99854
|  |  |  | -- | -- |  |  | 1311.8881 | 0.99867
|  |  |  | -- | -- |  |  | 1311.9092 | 0.99879
|  |  |  | -- | -- |  |  | 1311.9303 | 0.99891
|  |  |  | -- | -- |  |  | 1311.9514 | 0.99903
|  |  |  | -- | -- |  |  | 1311.9724 | 0.99913
|  |  |  | -- | -- |  |  | 1311.9935 | 0.99924
|  |  |  | -- | -- |  |  | 1312.0146 | 0.99933
|  |  |  | -- | -- |  |  | 1312.0356 | 0.99942
|  |  |  | -- | -- |  |  | 1312.0568 | 0.99951
|  |  |  | -- | -- |  |  | 1312.0779 | 0.99958
|  |  |  | -- | -- |  |  | 1312.0989 | 0.99965
|  |  |  | -- | -- |  |  | 1312.12 | 0.99972
|  |  |  | -- | -- |  |  | 1312.1411 | 0.99978
|  |  |  | -- | -- |  |  | 1312.1622 | 0.99983
|  |  |  | -- | -- |  |  | 1312.1832 | 0.99987
|  |  |  | -- | -- |  |  | 1312.2043 | 0.99991
|  |  |  | -- | -- |  |  | 1312.2255 | 0.99994
|  |  |  | -- | -- |  |  | 1312.2466 | 0.99997
|  |  |  | -- | -- |  |  | 1312.2677 | 0.99999
|  |  |  | -- | -- |  |  | 1312.2887 | 1
|  |  |  | -- | -- |  |  | 1312.3098 | 1
|  |  |  | -- | -- |  |  | 1312.3309 | 1
|  |  |  | -- | -- |  |  | 1312.3521 | 0.99999
|  |  |  | -- | -- |  |  | 1312.373 | 0.99997
|  |  |  | -- | -- |  |  | 1312.3942 | 0.99995
|  |  |  | -- | -- |  |  | 1312.4153 | 0.99992
|  |  |  | -- | -- |  |  | 1312.4364 | 0.99988
|  |  |  | -- | -- |  |  | 1312.4575 | 0.99984
|  |  |  | -- | -- |  |  | 1312.4786 | 0.99979
|  |  |  | -- | -- |  |  | 1312.4996 | 0.99973
|  |  |  | -- | -- |  |  | 1312.5208 | 0.99967
|  |  |  | -- | -- |  |  | 1312.5419 | 0.9996
|  |  |  | -- | -- |  |  | 1312.563 | 0.99953
|  |  |  | -- | -- |  |  | 1312.5841 | 0.99945
|  |  |  | -- | -- |  |  | 1312.6052 | 0.99937
|  |  |  | -- | -- |  |  | 1312.6262 | 0.99928
|  |  |  | -- | -- |  |  | 1312.6473 | 0.99918
|  |  |  | -- | -- |  |  | 1312.6685 | 0.99908
|  |  |  | -- | -- |  |  | 1312.6896 | 0.99898
|  |  |  | -- | -- |  |  | 1312.7107 | 0.99887
|  |  |  | -- | -- |  |  | 1312.7318 | 0.99875
|  |  |  | -- | -- |  |  | 1312.7529 | 0.99864
|  |  |  | -- | -- |  |  | 1312.774 | 0.99852
|  |  |  | -- | -- |  |  | 1312.7952 | 0.99839
|  |  |  | -- | -- |  |  | 1312.8162 | 0.99826
|  |  |  | -- | -- |  |  | 1312.8373 | 0.99813
|  |  |  | -- | -- |  |  | 1312.8584 | 0.998
|  |  |  | -- | -- |  |  | 1312.8795 | 0.99786
|  |  |  | -- | -- |  |  | 1312.9006 | 0.99773
|  |  |  | -- | -- |  |  | 1312.9218 | 0.99759
|  |  |  | -- | -- |  |  | 1312.9429 | 0.99745
|  |  |  | -- | -- |  |  | 1312.964 | 0.9973
|  |  |  | -- | -- |  |  | 1312.9851 | 0.99716
|  |  |  | -- | -- |  |  | 1313.0062 | 0.99701
|  |  |  | -- | -- |  |  | 1313.0273 | 0.99687
|  |  |  | -- | -- |  |  | 1313.0485 | 0.99672
|  |  |  | -- | -- |  |  | 1313.0696 | 0.99658
|  |  |  | -- | -- |  |  | 1313.0907 | 0.99643
|  |  |  | -- | -- |  |  | 1313.1118 | 0.99629
|  |  |  | -- | -- |  |  | 1313.1329 | 0.99615
|  |  |  | -- | -- |  |  | 1313.1541 | 0.99601
|  |  |  | -- | -- |  |  | 1313.1752 | 0.99586
|  |  |  | -- | -- |  |  | 1313.1963 | 0.99573
|  |  |  | -- | -- |  |  | 1313.2174 | 0.99559
|  |  |  | -- | -- |  |  | 1313.2385 | 0.99545
|  |  |  | -- | -- |  |  | 1313.2596 | 0.99532
|  |  |  | -- | -- |  |  | 1313.2808 | 0.99519
|  |  |  | -- | -- |  |  | 1313.3019 | 0.99507
|  |  |  | -- | -- |  |  | 1313.323 | 0.99494
|  |  |  | -- | -- |  |  | 1313.3441 | 0.99482
|  |  |  | -- | -- |  |  | 1313.3652 | 0.9947
|  |  |  | -- | -- |  |  | 1313.3864 | 0.99459
|  |  |  | -- | -- |  |  | 1313.4075 | 0.99448
|  |  |  | -- | -- |  |  | 1313.4286 | 0.99438
|  |  |  | -- | -- |  |  | 1313.4498 | 0.99428
|  |  |  | -- | -- |  |  | 1313.4709 | 0.99418
|  |  |  | -- | -- |  |  | 1313.4921 | 0.99409
|  |  |  | -- | -- |  |  | 1313.5132 | 0.994
|  |  |  | -- | -- |  |  | 1313.5343 | 0.99392
|  |  |  | -- | -- |  |  | 1313.5554 | 0.99384
|  |  |  | -- | -- |  |  | 1313.5765 | 0.99377
|  |  |  | -- | -- |  |  | 1313.5977 | 0.9937
|  |  |  | -- | -- |  |  | 1313.6188 | 0.99364
|  |  |  | -- | -- |  |  | 1313.6399 | 0.99358
|  |  |  | -- | -- |  |  | 1313.6611 | 0.99353
|  |  |  | -- | -- |  |  | 1313.6823 | 0.99348
|  |  |  | -- | -- |  |  | 1313.7034 | 0.99344
|  |  |  | -- | -- |  |  | 1313.7245 | 0.99341
|  |  |  | -- | -- |  |  | 1313.7456 | 0.99338
|  |  |  | -- | -- |  |  | 1313.7667 | 0.99335
|  |  |  | -- | -- |  |  | 1313.788 | 0.99334
|  |  |  | -- | -- |  |  | 1313.8091 | 0.99332
|  |  |  | -- | -- |  |  | 1313.8302 | 0.99332
|  |  |  | -- | -- |  |  | 1313.8513 | 0.99331
|  |  |  | -- | -- |  |  | 1313.8724 | 0.99332
|  |  |  | -- | -- |  |  | 1313.8937 | 0.99333
|  |  |  | -- | -- |  |  | 1313.9148 | 0.99334
|  |  |  | -- | -- |  |  | 1313.9359 | 0.99336
|  |  |  | -- | -- |  |  | 1313.957 | 0.99338
|  |  |  | -- | -- |  |  | 1313.9781 | 0.99341
|  |  |  | -- | -- |  |  | 1313.9994 | 0.99345
|  |  |  | -- | -- |  |  | 1314.0205 | 0.99349
|  |  |  | -- | -- |  |  | 1314.0416 | 0.99353
|  |  |  | -- | -- |  |  | 1314.0627 | 0.99358
|  |  |  | -- | -- |  |  | 1314.084 | 0.99363
|  |  |  | -- | -- |  |  | 1314.1051 | 0.99369
|  |  |  | -- | -- |  |  | 1314.1262 | 0.99375
|  |  |  | -- | -- |  |  | 1314.1473 | 0.99382
|  |  |  | -- | -- |  |  | 1314.1686 | 0.99389
|  |  |  | -- | -- |  |  | 1314.1897 | 0.99396
|  |  |  | -- | -- |  |  | 1314.2108 | 0.99404
|  |  |  | -- | -- |  |  | 1314.2319 | 0.99412
|  |  |  | -- | -- |  |  | 1314.2532 | 0.9942
|  |  |  | -- | -- |  |  | 1314.2743 | 0.99429
|  |  |  | -- | -- |  |  | 1314.2954 | 0.99437
|  |  |  | -- | -- |  |  | 1314.3166 | 0.99447
|  |  |  | -- | -- |  |  | 1314.3378 | 0.99456
|  |  |  | -- | -- |  |  | 1314.3589 | 0.99465
|  |  |  | -- | -- |  |  | 1314.3801 | 0.99475
|  |  |  | -- | -- |  |  | 1314.4012 | 0.99485
|  |  |  | -- | -- |  |  | 1314.4224 | 0.99495
|  |  |  | -- | -- |  |  | 1314.4436 | 0.99505
|  |  |  | -- | -- |  |  | 1314.4647 | 0.99515
|  |  |  | -- | -- |  |  | 1314.4858 | 0.99525
|  |  |  | -- | -- |  |  | 1314.5071 | 0.99535
|  |  |  | -- | -- |  |  | 1314.5282 | 0.99545
|  |  |  | -- | -- |  |  | 1314.5493 | 0.99555
|  |  |  | -- | -- |  |  | 1314.5706 | 0.99565
|  |  |  | -- | -- |  |  | 1314.5917 | 0.99575
|  |  |  | -- | -- |  |  | 1314.6129 | 0.99585
|  |  |  | -- | -- |  |  | 1314.634 | 0.99595
|  |  |  | -- | -- |  |  | 1314.6552 | 0.99604
|  |  |  | -- | -- |  |  | 1314.6764 | 0.99613
|  |  |  | -- | -- |  |  | 1314.6975 | 0.99622
|  |  |  | -- | -- |  |  | 1314.7188 | 0.99631
|  |  |  | -- | -- |  |  | 1314.7399 | 0.99639
|  |  |  | -- | -- |  |  | 1314.761 | 0.99648
|  |  |  | -- | -- |  |  | 1314.7822 | 0.99655
|  |  |  | -- | -- |  |  | 1314.8033 | 0.99663
|  |  |  | -- | -- |  |  | 1314.8246 | 0.9967
|  |  |  | -- | -- |  |  | 1314.8457 | 0.99676
|  |  |  | -- | -- |  |  | 1314.8669 | 0.99682
|  |  |  | -- | -- |  |  | 1314.8881 | 0.99688
|  |  |  | -- | -- |  |  | 1314.9093 | 0.99693
|  |  |  | -- | -- |  |  | 1314.9304 | 0.99697
|  |  |  | -- | -- |  |  | 1314.9517 | 0.99702
|  |  |  | -- | -- |  |  | 1314.9728 | 0.99705
|  |  |  | -- | -- |  |  | 1314.994 | 0.99708
|  |  |  | -- | -- |  |  | 1315.0151 | 0.9971
|  |  |  | -- | -- |  |  | 1315.0364 | 0.99712
|  |  |  | -- | -- |  |  | 1315.0575 | 0.99713
|  |  |  | -- | -- |  |  | 1315.0787 | 0.99713
|  |  |  | -- | -- |  |  | 1315.0999 | 0.99713
|  |  |  | -- | -- |  |  | 1315.1211 | 0.99712
|  |  |  | -- | -- |  |  | 1315.1422 | 0.9971
|  |  |  | -- | -- |  |  | 1315.1635 | 0.99708
|  |  |  | -- | -- |  |  | 1315.1846 | 0.99705
|  |  |  | -- | -- |  |  | 1315.2058 | 0.99701
|  |  |  | -- | -- |  |  | 1315.2269 | 0.99697
|  |  |  | -- | -- |  |  | 1315.2482 | 0.99691
|  |  |  | -- | -- |  |  | 1315.2693 | 0.99686
|  |  |  | -- | -- |  |  | 1315.2905 | 0.99679
|  |  |  | -- | -- |  |  | 1315.3118 | 0.99672
|  |  |  | -- | -- |  |  | 1315.3329 | 0.99663
|  |  |  | -- | -- |  |  | 1315.3541 | 0.99655
|  |  |  | -- | -- |  |  | 1315.3752 | 0.99645
|  |  |  | -- | -- |  |  | 1315.3965 | 0.99635
|  |  |  | -- | -- |  |  | 1315.4176 | 0.99624
|  |  |  | -- | -- |  |  | 1315.4388 | 0.99612
|  |  |  | -- | -- |  |  | 1315.4601 | 0.996
|  |  |  | -- | -- |  |  | 1315.4812 | 0.99587
|  |  |  | -- | -- |  |  | 1315.5024 | 0.99573
|  |  |  | -- | -- |  |  | 1315.5237 | 0.99559
|  |  |  | -- | -- |  |  | 1315.5448 | 0.99544
|  |  |  | -- | -- |  |  | 1315.566 | 0.99529
|  |  |  | -- | -- |  |  | 1315.5872 | 0.99512
|  |  |  | -- | -- |  |  | 1315.6084 | 0.99496
|  |  |  | -- | -- |  |  | 1315.6296 | 0.99478
|  |  |  | -- | -- |  |  | 1315.6508 | 0.99461
|  |  |  | -- | -- |  |  | 1315.672 | 0.99442
|  |  |  | -- | -- |  |  | 1315.6932 | 0.99424
|  |  |  | -- | -- |  |  | 1315.7144 | 0.99404
|  |  |  | -- | -- |  |  | 1315.7356 | 0.99385
|  |  |  | -- | -- |  |  | 1315.7568 | 0.99365
|  |  |  | -- | -- |  |  | 1315.7781 | 0.99344
|  |  |  | -- | -- |  |  | 1315.7992 | 0.99323
|  |  |  | -- | -- |  |  | 1315.8204 | 0.99302
|  |  |  | -- | -- |  |  | 1315.8417 | 0.9928
|  |  |  | -- | -- |  |  | 1315.8628 | 0.99259
|  |  |  | -- | -- |  |  | 1315.884 | 0.99237
|  |  |  | -- | -- |  |  | 1315.9053 | 0.99214
|  |  |  | -- | -- |  |  | 1315.9265 | 0.99192
|  |  |  | -- | -- |  |  | 1315.9476 | 0.99169
|  |  |  | -- | -- |  |  | 1315.9689 | 0.99146
|  |  |  | -- | -- |  |  | 1315.9901 | 0.99123
|  |  |  | -- | -- |  |  | 1316.0114 | 0.991
|  |  |  | -- | -- |  |  | 1316.0325 | 0.99077
|  |  |  | -- | -- |  |  | 1316.0537 | 0.99054
|  |  |  | -- | -- |  |  | 1316.075 | 0.99031
|  |  |  | -- | -- |  |  | 1316.0962 | 0.99008
|  |  |  | -- | -- |  |  | 1316.1173 | 0.98985
|  |  |  | -- | -- |  |  | 1316.1386 | 0.98962
|  |  |  | -- | -- |  |  | 1316.1598 | 0.98939
|  |  |  | -- | -- |  |  | 1316.181 | 0.98916
|  |  |  | -- | -- |  |  | 1316.2023 | 0.98894
|  |  |  | -- | -- |  |  | 1316.2234 | 0.98871
|  |  |  | -- | -- |  |  | 1316.2446 | 0.98849
|  |  |  | -- | -- |  |  | 1316.2659 | 0.98827
|  |  |  | -- | -- |  |  | 1316.2871 | 0.98805
|  |  |  | -- | -- |  |  | 1316.3084 | 0.98783
|  |  |  | -- | -- |  |  | 1316.3296 | 0.98762
|  |  |  | -- | -- |  |  | 1316.3507 | 0.98741
|  |  |  | -- | -- |  |  | 1316.3719 | 0.9872
|  |  |  | -- | -- |  |  | 1316.3932 | 0.987
|  |  |  | -- | -- |  |  | 1316.4144 | 0.9868
|  |  |  | -- | -- |  |  | 1316.4357 | 0.9866
|  |  |  | -- | -- |  |  | 1316.4569 | 0.98641
|  |  |  | -- | -- |  |  | 1316.4781 | 0.98622
|  |  |  | -- | -- |  |  | 1316.4994 | 0.98603
|  |  |  | -- | -- |  |  | 1316.5205 | 0.98585
|  |  |  | -- | -- |  |  | 1316.5417 | 0.98567
|  |  |  | -- | -- |  |  | 1316.563 | 0.9855
|  |  |  | -- | -- |  |  | 1316.5842 | 0.98533
|  |  |  | -- | -- |  |  | 1316.6055 | 0.98516
|  |  |  | -- | -- |  |  | 1316.6267 | 0.985
|  |  |  | -- | -- |  |  | 1316.6479 | 0.98485
|  |  |  | -- | -- |  |  | 1316.6692 | 0.9847
|  |  |  | -- | -- |  |  | 1316.6904 | 0.98455
|  |  |  | -- | -- |  |  | 1316.7117 | 0.9844
|  |  |  | -- | -- |  |  | 1316.7329 | 0.98427
|  |  |  | -- | -- |  |  | 1316.7541 | 0.98413
|  |  |  | -- | -- |  |  | 1316.7754 | 0.984
|  |  |  | -- | -- |  |  | 1316.7966 | 0.98388
|  |  |  | -- | -- |  |  | 1316.8179 | 0.98375
|  |  |  | -- | -- |  |  | 1316.839 | 0.98364
|  |  |  | -- | -- |  |  | 1316.8602 | 0.98352
|  |  |  | -- | -- |  |  | 1316.8815 | 0.98341
|  |  |  | -- | -- |  |  | 1316.9027 | 0.98331
|  |  |  | -- | -- |  |  | 1316.924 | 0.98321
|  |  |  | -- | -- |  |  | 1316.9452 | 0.98311
|  |  |  | -- | -- |  |  | 1316.9664 | 0.98301
|  |  |  | -- | -- |  |  | 1316.9877 | 0.98292
|  |  |  | -- | -- |  |  | 1317.009 | 0.98283
|  |  |  | -- | -- |  |  | 1317.0303 | 0.98275
|  |  |  | -- | -- |  |  | 1317.0515 | 0.98267
|  |  |  | -- | -- |  |  | 1317.0728 | 0.98259
|  |  |  | -- | -- |  |  | 1317.094 | 0.98251
|  |  |  | -- | -- |  |  | 1317.1152 | 0.98244
|  |  |  | -- | -- |  |  | 1317.1365 | 0.98236
|  |  |  | -- | -- |  |  | 1317.1577 | 0.98229
|  |  |  | -- | -- |  |  | 1317.179 | 0.98223
|  |  |  | -- | -- |  |  | 1317.2002 | 0.98216
|  |  |  | -- | -- |  |  | 1317.2214 | 0.98209
|  |  |  | -- | -- |  |  | 1317.2427 | 0.98203
|  |  |  | -- | -- |  |  | 1317.2639 | 0.98197
|  |  |  | -- | -- |  |  | 1317.2852 | 0.9819
|  |  |  | -- | -- |  |  | 1317.3064 | 0.98184
|  |  |  | -- | -- |  |  | 1317.3276 | 0.98178
|  |  |  | -- | -- |  |  | 1317.349 | 0.98172
|  |  |  | -- | -- |  |  | 1317.3702 | 0.98166
|  |  |  | -- | -- |  |  | 1317.3915 | 0.9816
|  |  |  | -- | -- |  |  | 1317.4127 | 0.98153
|  |  |  | -- | -- |  |  | 1317.434 | 0.98147
|  |  |  | -- | -- |  |  | 1317.4552 | 0.98141
|  |  |  | -- | -- |  |  | 1317.4764 | 0.98134
|  |  |  | -- | -- |  |  | 1317.4978 | 0.98127
|  |  |  | -- | -- |  |  | 1317.519 | 0.98121
|  |  |  | -- | -- |  |  | 1317.5403 | 0.98114
|  |  |  | -- | -- |  |  | 1317.5615 | 0.98106
|  |  |  | -- | -- |  |  | 1317.5828 | 0.98099
|  |  |  | -- | -- |  |  | 1317.604 | 0.98091
|  |  |  | -- | -- |  |  | 1317.6254 | 0.98083
|  |  |  | -- | -- |  |  | 1317.6466 | 0.98075
|  |  |  | -- | -- |  |  | 1317.6678 | 0.98067
|  |  |  | -- | -- |  |  | 1317.6891 | 0.98058
|  |  |  | -- | -- |  |  | 1317.7103 | 0.98049
|  |  |  | -- | -- |  |  | 1317.7317 | 0.9804
|  |  |  | -- | -- |  |  | 1317.7529 | 0.9803
|  |  |  | -- | -- |  |  | 1317.7742 | 0.9802
|  |  |  | -- | -- |  |  | 1317.7954 | 0.98009
|  |  |  | -- | -- |  |  | 1317.8166 | 0.97999
|  |  |  | -- | -- |  |  | 1317.838 | 0.97987
|  |  |  | -- | -- |  |  | 1317.8593 | 0.97976
|  |  |  | -- | -- |  |  | 1317.8805 | 0.97964
|  |  |  | -- | -- |  |  | 1317.9017 | 0.97952
|  |  |  | -- | -- |  |  | 1317.9231 | 0.97939
|  |  |  | -- | -- |  |  | 1317.9443 | 0.97926
|  |  |  | -- | -- |  |  | 1317.9656 | 0.97912
|  |  |  | -- | -- |  |  | 1317.9869 | 0.97898
|  |  |  | -- | -- |  |  | 1318.0082 | 0.97884
|  |  |  | -- | -- |  |  | 1318.0294 | 0.97869
|  |  |  | -- | -- |  |  | 1318.0507 | 0.97854
|  |  |  | -- | -- |  |  | 1318.072 | 0.97838
|  |  |  | -- | -- |  |  | 1318.0933 | 0.97822
|  |  |  | -- | -- |  |  | 1318.1145 | 0.97805
|  |  |  | -- | -- |  |  | 1318.1359 | 0.97788
|  |  |  | -- | -- |  |  | 1318.1571 | 0.97771
|  |  |  | -- | -- |  |  | 1318.1783 | 0.97753
|  |  |  | -- | -- |  |  | 1318.1997 | 0.97735
|  |  |  | -- | -- |  |  | 1318.2209 | 0.97717
|  |  |  | -- | -- |  |  | 1318.2422 | 0.97698
|  |  |  | -- | -- |  |  | 1318.2636 | 0.97679
|  |  |  | -- | -- |  |  | 1318.2848 | 0.97659
|  |  |  | -- | -- |  |  | 1318.306 | 0.9764
|  |  |  | -- | -- |  |  | 1318.3274 | 0.97619
|  |  |  | -- | -- |  |  | 1318.3486 | 0.97599
|  |  |  | -- | -- |  |  | 1318.37 | 0.97578
|  |  |  | -- | -- |  |  | 1318.3912 | 0.97557
|  |  |  | -- | -- |  |  | 1318.4125 | 0.97535
|  |  |  | -- | -- |  |  | 1318.4338 | 0.97514
|  |  |  | -- | -- |  |  | 1318.4551 | 0.97492
|  |  |  | -- | -- |  |  | 1318.4764 | 0.97469
|  |  |  | -- | -- |  |  | 1318.4977 | 0.97447
|  |  |  | -- | -- |  |  | 1318.5189 | 0.97424
|  |  |  | -- | -- |  |  | 1318.5403 | 0.97401
|  |  |  | -- | -- |  |  | 1318.5615 | 0.97378
|  |  |  | -- | -- |  |  | 1318.5829 | 0.97355
|  |  |  | -- | -- |  |  | 1318.6041 | 0.97331
|  |  |  | -- | -- |  |  | 1318.6255 | 0.97307
|  |  |  | -- | -- |  |  | 1318.6467 | 0.97283
|  |  |  | -- | -- |  |  | 1318.668 | 0.97259
|  |  |  | -- | -- |  |  | 1318.6893 | 0.97235
|  |  |  | -- | -- |  |  | 1318.7106 | 0.97211
|  |  |  | -- | -- |  |  | 1318.7319 | 0.97186
|  |  |  | -- | -- |  |  | 1318.7532 | 0.97162
|  |  |  | -- | -- |  |  | 1318.7745 | 0.97137
|  |  |  | -- | -- |  |  | 1318.7958 | 0.97113
|  |  |  | -- | -- |  |  | 1318.8171 | 0.97088
|  |  |  | -- | -- |  |  | 1318.8384 | 0.97063
|  |  |  | -- | -- |  |  | 1318.8597 | 0.97038
|  |  |  | -- | -- |  |  | 1318.881 | 0.97013
|  |  |  | -- | -- |  |  | 1318.9023 | 0.96988
|  |  |  | -- | -- |  |  | 1318.9236 | 0.96963
|  |  |  | -- | -- |  |  | 1318.9449 | 0.96938
|  |  |  | -- | -- |  |  | 1318.9662 | 0.96913
|  |  |  | -- | -- |  |  | 1318.9875 | 0.96888
|  |  |  | -- | -- |  |  | 1319.0089 | 0.96863
|  |  |  | -- | -- |  |  | 1319.0302 | 0.96838
|  |  |  | -- | -- |  |  | 1319.0515 | 0.96813
|  |  |  | -- | -- |  |  | 1319.0728 | 0.96788
|  |  |  | -- | -- |  |  | 1319.0941 | 0.96763
|  |  |  | -- | -- |  |  | 1319.1154 | 0.96738
|  |  |  | -- | -- |  |  | 1319.1367 | 0.96713
|  |  |  | -- | -- |  |  | 1319.1581 | 0.96688
|  |  |  | -- | -- |  |  | 1319.1793 | 0.96663
|  |  |  | -- | -- |  |  | 1319.2007 | 0.96638
|  |  |  | -- | -- |  |  | 1319.2219 | 0.96613
|  |  |  | -- | -- |  |  | 1319.2433 | 0.96588
|  |  |  | -- | -- |  |  | 1319.2646 | 0.96564
|  |  |  | -- | -- |  |  | 1319.2859 | 0.96539
|  |  |  | -- | -- |  |  | 1319.3073 | 0.96515
|  |  |  | -- | -- |  |  | 1319.3286 | 0.9649
|  |  |  | -- | -- |  |  | 1319.3499 | 0.96466
|  |  |  | -- | -- |  |  | 1319.3712 | 0.96441
|  |  |  | -- | -- |  |  | 1319.3925 | 0.96417
|  |  |  | -- | -- |  |  | 1319.4138 | 0.96393
|  |  |  | -- | -- |  |  | 1319.4352 | 0.96369
|  |  |  | -- | -- |  |  | 1319.4564 | 0.96345
|  |  |  | -- | -- |  |  | 1319.4778 | 0.96321
|  |  |  | -- | -- |  |  | 1319.4991 | 0.96297
|  |  |  | -- | -- |  |  | 1319.5204 | 0.96273
|  |  |  | -- | -- |  |  | 1319.5417 | 0.9625
|  |  |  | -- | -- |  |  | 1319.5631 | 0.96226
|  |  |  | -- | -- |  |  | 1319.5845 | 0.96202
|  |  |  | -- | -- |  |  | 1319.6057 | 0.96179
|  |  |  | -- | -- |  |  | 1319.6271 | 0.96156
|  |  |  | -- | -- |  |  | 1319.6484 | 0.96133
|  |  |  | -- | -- |  |  | 1319.6697 | 0.96109
|  |  |  | -- | -- |  |  | 1319.691 | 0.96086
|  |  |  | -- | -- |  |  | 1319.7124 | 0.96064
|  |  |  | -- | -- |  |  | 1319.7338 | 0.96041
|  |  |  | -- | -- |  |  | 1319.755 | 0.96018
|  |  |  | -- | -- |  |  | 1319.7764 | 0.95996
|  |  |  | -- | -- |  |  | 1319.7977 | 0.95973
|  |  |  | -- | -- |  |  | 1319.8191 | 0.95951
|  |  |  | -- | -- |  |  | 1319.8403 | 0.95929
|  |  |  | -- | -- |  |  | 1319.8617 | 0.95907
|  |  |  | -- | -- |  |  | 1319.8831 | 0.95885
|  |  |  | -- | -- |  |  | 1319.9044 | 0.95863
|  |  |  | -- | -- |  |  | 1319.9258 | 0.95841
|  |  |  | -- | -- |  |  | 1319.947 | 0.95819
|  |  |  | -- | -- |  |  | 1319.9684 | 0.95798
|  |  |  | -- | -- |  |  | 1319.9897 | 0.95776
|  |  |  | -- | -- |  |  | 1320.0111 | 0.95755
|  |  |  | -- | -- |  |  | 1320.0325 | 0.95734
|  |  |  | -- | -- |  |  | 1320.0537 | 0.95713
|  |  |  | -- | -- |  |  | 1320.0751 | 0.95692
|  |  |  | -- | -- |  |  | 1320.0964 | 0.95671
|  |  |  | -- | -- |  |  | 1320.1178 | 0.9565
|  |  |  | -- | -- |  |  | 1320.1392 | 0.9563
|  |  |  | -- | -- |  |  | 1320.1605 | 0.95609
|  |  |  | -- | -- |  |  | 1320.1819 | 0.95589
|  |  |  | -- | -- |  |  | 1320.2031 | 0.95568
|  |  |  | -- | -- |  |  | 1320.2245 | 0.95548
|  |  |  | -- | -- |  |  | 1320.2459 | 0.95528
|  |  |  | -- | -- |  |  | 1320.2672 | 0.95508
|  |  |  | -- | -- |  |  | 1320.2886 | 0.95488
|  |  |  | -- | -- |  |  | 1320.3099 | 0.95468
|  |  |  | -- | -- |  |  | 1320.3313 | 0.95448
|  |  |  | -- | -- |  |  | 1320.3527 | 0.95428
|  |  |  | -- | -- |  |  | 1320.374 | 0.95408
|  |  |  | -- | -- |  |  | 1320.3953 | 0.95388
|  |  |  | -- | -- |  |  | 1320.4166 | 0.95368
|  |  |  | -- | -- |  |  | 1320.438 | 0.95349
|  |  |  | -- | -- |  |  | 1320.4594 | 0.95329
|  |  |  | -- | -- |  |  | 1320.4807 | 0.95309
|  |  |  | -- | -- |  |  | 1320.5021 | 0.95289
|  |  |  | -- | -- |  |  | 1320.5234 | 0.95269
|  |  |  | -- | -- |  |  | 1320.5448 | 0.95249
|  |  |  | -- | -- |  |  | 1320.5662 | 0.95229
|  |  |  | -- | -- |  |  | 1320.5875 | 0.95209
|  |  |  | -- | -- |  |  | 1320.6089 | 0.95189
|  |  |  | -- | -- |  |  | 1320.6302 | 0.95169
|  |  |  | -- | -- |  |  | 1320.6516 | 0.95149
|  |  |  | -- | -- |  |  | 1320.673 | 0.95128
|  |  |  | -- | -- |  |  | 1320.6943 | 0.95108
|  |  |  | -- | -- |  |  | 1320.7157 | 0.95087
|  |  |  | -- | -- |  |  | 1320.7371 | 0.95066
|  |  |  | -- | -- |  |  | 1320.7584 | 0.95045
|  |  |  | -- | -- |  |  | 1320.7798 | 0.95024
|  |  |  | -- | -- |  |  | 1320.8011 | 0.95002
|  |  |  | -- | -- |  |  | 1320.8225 | 0.94981
|  |  |  | -- | -- |  |  | 1320.8439 | 0.94959
|  |  |  | -- | -- |  |  | 1320.8652 | 0.94937
|  |  |  | -- | -- |  |  | 1320.8866 | 0.94915
|  |  |  | -- | -- |  |  | 1320.908 | 0.94892
|  |  |  | -- | -- |  |  | 1320.9293 | 0.94869
|  |  |  | -- | -- |  |  | 1320.9507 | 0.94846
|  |  |  | -- | -- |  |  | 1320.972 | 0.94823
|  |  |  | -- | -- |  |  | 1320.9934 | 0.94799
|  |  |  | -- | -- |  |  | 1321.0148 | 0.94775
|  |  |  | -- | -- |  |  | 1321.0363 | 0.9475
|  |  |  | -- | -- |  |  | 1321.0576 | 0.94726
|  |  |  | -- | -- |  |  | 1321.079 | 0.94701
|  |  |  | -- | -- |  |  | 1321.1003 | 0.94675
|  |  |  | -- | -- |  |  | 1321.1217 | 0.9465
|  |  |  | -- | -- |  |  | 1321.1431 | 0.94624
|  |  |  | -- | -- |  |  | 1321.1644 | 0.94597
|  |  |  | -- | -- |  |  | 1321.1858 | 0.9457
|  |  |  | -- | -- |  |  | 1321.2072 | 0.94543
|  |  |  | -- | -- |  |  | 1321.2286 | 0.94516
|  |  |  | -- | -- |  |  | 1321.25 | 0.94488
|  |  |  | -- | -- |  |  | 1321.2714 | 0.9446
|  |  |  | -- | -- |  |  | 1321.2927 | 0.94431
|  |  |  | -- | -- |  |  | 1321.3141 | 0.94402
|  |  |  | -- | -- |  |  | 1321.3354 | 0.94372
|  |  |  | -- | -- |  |  | 1321.3569 | 0.94343
|  |  |  | -- | -- |  |  | 1321.3783 | 0.94312
|  |  |  | -- | -- |  |  | 1321.3997 | 0.94282
|  |  |  | -- | -- |  |  | 1321.421 | 0.94251
|  |  |  | -- | -- |  |  | 1321.4424 | 0.9422
|  |  |  | -- | -- |  |  | 1321.4639 | 0.94188
|  |  |  | -- | -- |  |  | 1321.4852 | 0.94156
|  |  |  | -- | -- |  |  | 1321.5066 | 0.94124
|  |  |  | -- | -- |  |  | 1321.528 | 0.94091
|  |  |  | -- | -- |  |  | 1321.5493 | 0.94058
|  |  |  | -- | -- |  |  | 1321.5708 | 0.94025
|  |  |  | -- | -- |  |  | 1321.5922 | 0.93991
|  |  |  | -- | -- |  |  | 1321.6135 | 0.93957
|  |  |  | -- | -- |  |  | 1321.6349 | 0.93923
|  |  |  | -- | -- |  |  | 1321.6564 | 0.93888
|  |  |  | -- | -- |  |  | 1321.6777 | 0.93853
|  |  |  | -- | -- |  |  | 1321.6991 | 0.93818
|  |  |  | -- | -- |  |  | 1321.7205 | 0.93783
|  |  |  | -- | -- |  |  | 1321.7419 | 0.93748
|  |  |  | -- | -- |  |  | 1321.7633 | 0.93712
|  |  |  | -- | -- |  |  | 1321.7847 | 0.93676
|  |  |  | -- | -- |  |  | 1321.806 | 0.9364
|  |  |  | -- | -- |  |  | 1321.8275 | 0.93604
|  |  |  | -- | -- |  |  | 1321.8489 | 0.93567
|  |  |  | -- | -- |  |  | 1321.8702 | 0.93531
|  |  |  | -- | -- |  |  | 1321.8917 | 0.93494
|  |  |  | -- | -- |  |  | 1321.9131 | 0.93457
|  |  |  | -- | -- |  |  | 1321.9344 | 0.93421
|  |  |  | -- | -- |  |  | 1321.9559 | 0.93384
|  |  |  | -- | -- |  |  | 1321.9773 | 0.93347
|  |  |  | -- | -- |  |  | 1321.9987 | 0.9331
|  |  |  | -- | -- |  |  | 1322.0201 | 0.93273
|  |  |  | -- | -- |  |  | 1322.0415 | 0.93236
|  |  |  | -- | -- |  |  | 1322.0629 | 0.93199
|  |  |  | -- | -- |  |  | 1322.0844 | 0.93162
|  |  |  | -- | -- |  |  | 1322.1057 | 0.93125
|  |  |  | -- | -- |  |  | 1322.1272 | 0.93088
|  |  |  | -- | -- |  |  | 1322.1486 | 0.93051
|  |  |  | -- | -- |  |  | 1322.1699 | 0.93015
|  |  |  | -- | -- |  |  | 1322.1914 | 0.92978
|  |  |  | -- | -- |  |  | 1322.2128 | 0.92942
|  |  |  | -- | -- |  |  | 1322.2343 | 0.92905
|  |  |  | -- | -- |  |  | 1322.2556 | 0.92869
|  |  |  | -- | -- |  |  | 1322.277 | 0.92833
|  |  |  | -- | -- |  |  | 1322.2985 | 0.92797
|  |  |  | -- | -- |  |  | 1322.3198 | 0.92762
|  |  |  | -- | -- |  |  | 1322.3413 | 0.92726
|  |  |  | -- | -- |  |  | 1322.3627 | 0.92691
|  |  |  | -- | -- |  |  | 1322.384 | 0.92656
|  |  |  | -- | -- |  |  | 1322.4055 | 0.92621
|  |  |  | -- | -- |  |  | 1322.4269 | 0.92587
|  |  |  | -- | -- |  |  | 1322.4484 | 0.92552
|  |  |  | -- | -- |  |  | 1322.4697 | 0.92518
|  |  |  | -- | -- |  |  | 1322.4912 | 0.92484
|  |  |  | -- | -- |  |  | 1322.5126 | 0.92451
|  |  |  | -- | -- |  |  | 1322.5341 | 0.92417
|  |  |  | -- | -- |  |  | 1322.5554 | 0.92384
|  |  |  | -- | -- |  |  | 1322.5769 | 0.92352
|  |  |  | -- | -- |  |  | 1322.5983 | 0.92319
|  |  |  | -- | -- |  |  | 1322.6198 | 0.92287
|  |  |  | -- | -- |  |  | 1322.6411 | 0.92255
|  |  |  | -- | -- |  |  | 1322.6626 | 0.92223
|  |  |  | -- | -- |  |  | 1322.684 | 0.92192
|  |  |  | -- | -- |  |  | 1322.7054 | 0.92161
|  |  |  | -- | -- |  |  | 1322.7268 | 0.9213
|  |  |  | -- | -- |  |  | 1322.7483 | 0.92099
|  |  |  | -- | -- |  |  | 1322.7697 | 0.92069
|  |  |  | -- | -- |  |  | 1322.7911 | 0.92039
|  |  |  | -- | -- |  |  | 1322.8126 | 0.92009
|  |  |  | -- | -- |  |  | 1322.834 | 0.91979
|  |  |  | -- | -- |  |  | 1322.8555 | 0.9195
|  |  |  | -- | -- |  |  | 1322.8768 | 0.91921
|  |  |  | -- | -- |  |  | 1322.8983 | 0.91892
|  |  |  | -- | -- |  |  | 1322.9197 | 0.91863
|  |  |  | -- | -- |  |  | 1322.9412 | 0.91835
|  |  |  | -- | -- |  |  | 1322.9626 | 0.91807
|  |  |  | -- | -- |  |  | 1322.984 | 0.91778
|  |  |  | -- | -- |  |  | 1323.0055 | 0.91751
|  |  |  | -- | -- |  |  | 1323.0269 | 0.91723
|  |  |  | -- | -- |  |  | 1323.0483 | 0.91695
|  |  |  | -- | -- |  |  | 1323.0698 | 0.91668
|  |  |  | -- | -- |  |  | 1323.0912 | 0.9164
|  |  |  | -- | -- |  |  | 1323.1127 | 0.91613
|  |  |  | -- | -- |  |  | 1323.1342 | 0.91586
|  |  |  | -- | -- |  |  | 1323.1555 | 0.91558
|  |  |  | -- | -- |  |  | 1323.177 | 0.91531
|  |  |  | -- | -- |  |  | 1323.1985 | 0.91504
|  |  |  | -- | -- |  |  | 1323.2198 | 0.91477
|  |  |  | -- | -- |  |  | 1323.2413 | 0.9145
|  |  |  | -- | -- |  |  | 1323.2628 | 0.91423
|  |  |  | -- | -- |  |  | 1323.2842 | 0.91396
|  |  |  | -- | -- |  |  | 1323.3057 | 0.91369
|  |  |  | -- | -- |  |  | 1323.3271 | 0.91342
|  |  |  | -- | -- |  |  | 1323.3485 | 0.91315
|  |  |  | -- | -- |  |  | 1323.37 | 0.91287
|  |  |  | -- | -- |  |  | 1323.3915 | 0.9126
|  |  |  | -- | -- |  |  | 1323.413 | 0.91233
|  |  |  | -- | -- |  |  | 1323.4343 | 0.91205
|  |  |  | -- | -- |  |  | 1323.4558 | 0.91177
|  |  |  | -- | -- |  |  | 1323.4773 | 0.91149
|  |  |  | -- | -- |  |  | 1323.4987 | 0.91121
|  |  |  | -- | -- |  |  | 1323.5201 | 0.91093
|  |  |  | -- | -- |  |  | 1323.5416 | 0.91064
|  |  |  | -- | -- |  |  | 1323.5631 | 0.91035
|  |  |  | -- | -- |  |  | 1323.5845 | 0.91006
|  |  |  | -- | -- |  |  | 1323.606 | 0.90977
|  |  |  | -- | -- |  |  | 1323.6274 | 0.90948
|  |  |  | -- | -- |  |  | 1323.6489 | 0.90918
|  |  |  | -- | -- |  |  | 1323.6704 | 0.90888
|  |  |  | -- | -- |  |  | 1323.6918 | 0.90858
|  |  |  | -- | -- |  |  | 1323.7133 | 0.90827
|  |  |  | -- | -- |  |  | 1323.7347 | 0.90796
|  |  |  | -- | -- |  |  | 1323.7562 | 0.90765
|  |  |  | -- | -- |  |  | 1323.7777 | 0.90734
|  |  |  | -- | -- |  |  | 1323.7991 | 0.90702
|  |  |  | -- | -- |  |  | 1323.8206 | 0.9067
|  |  |  | -- | -- |  |  | 1323.842 | 0.90637
|  |  |  | -- | -- |  |  | 1323.8635 | 0.90604
|  |  |  | -- | -- |  |  | 1323.885 | 0.90571
|  |  |  | -- | -- |  |  | 1323.9065 | 0.90538
|  |  |  | -- | -- |  |  | 1323.9279 | 0.90504
|  |  |  | -- | -- |  |  | 1323.9493 | 0.90469
|  |  |  | -- | -- |  |  | 1323.9708 | 0.90435
|  |  |  | -- | -- |  |  | 1323.9923 | 0.904
|  |  |  | -- | -- |  |  | 1324.0138 | 0.90364
|  |  |  | -- | -- |  |  | 1324.0353 | 0.90329
|  |  |  | -- | -- |  |  | 1324.0568 | 0.90293
|  |  |  | -- | -- |  |  | 1324.0782 | 0.90256
|  |  |  | -- | -- |  |  | 1324.0996 | 0.90219
|  |  |  | -- | -- |  |  | 1324.1211 | 0.90182
|  |  |  | -- | -- |  |  | 1324.1426 | 0.90145
|  |  |  | -- | -- |  |  | 1324.1641 | 0.90107
|  |  |  | -- | -- |  |  | 1324.1855 | 0.90068
|  |  |  | -- | -- |  |  | 1324.207 | 0.9003
|  |  |  | -- | -- |  |  | 1324.2285 | 0.89991
|  |  |  | -- | -- |  |  | 1324.25 | 0.89951
|  |  |  | -- | -- |  |  | 1324.2715 | 0.89911
|  |  |  | -- | -- |  |  | 1324.293 | 0.89871
|  |  |  | -- | -- |  |  | 1324.3145 | 0.89831
|  |  |  | -- | -- |  |  | 1324.3359 | 0.8979
|  |  |  | -- | -- |  |  | 1324.3574 | 0.89749
|  |  |  | -- | -- |  |  | 1324.3789 | 0.89707
|  |  |  | -- | -- |  |  | 1324.4004 | 0.89666
|  |  |  | -- | -- |  |  | 1324.4219 | 0.89624
|  |  |  | -- | -- |  |  | 1324.4434 | 0.89581
|  |  |  | -- | -- |  |  | 1324.4648 | 0.89538
|  |  |  | -- | -- |  |  | 1324.4863 | 0.89495
|  |  |  | -- | -- |  |  | 1324.5078 | 0.89452
|  |  |  | -- | -- |  |  | 1324.5293 | 0.89408
|  |  |  | -- | -- |  |  | 1324.5508 | 0.89364
|  |  |  | -- | -- |  |  | 1324.5723 | 0.89319
|  |  |  | -- | -- |  |  | 1324.5938 | 0.89274
|  |  |  | -- | -- |  |  | 1324.6152 | 0.89229
|  |  |  | -- | -- |  |  | 1324.6367 | 0.89184
|  |  |  | -- | -- |  |  | 1324.6582 | 0.89138
|  |  |  | -- | -- |  |  | 1324.6797 | 0.89092
|  |  |  | -- | -- |  |  | 1324.7012 | 0.89046
|  |  |  | -- | -- |  |  | 1324.7227 | 0.89
|  |  |  | -- | -- |  |  | 1324.7441 | 0.88953
|  |  |  | -- | -- |  |  | 1324.7656 | 0.88905
|  |  |  | -- | -- |  |  | 1324.7871 | 0.88858
|  |  |  | -- | -- |  |  | 1324.8086 | 0.8881
|  |  |  | -- | -- |  |  | 1324.8301 | 0.88762
|  |  |  | -- | -- |  |  | 1324.8517 | 0.88714
|  |  |  | -- | -- |  |  | 1324.8732 | 0.88665
|  |  |  | -- | -- |  |  | 1324.8947 | 0.88616
|  |  |  | -- | -- |  |  | 1324.9161 | 0.88567
|  |  |  | -- | -- |  |  | 1324.9376 | 0.88517
|  |  |  | -- | -- |  |  | 1324.9591 | 0.88467
|  |  |  | -- | -- |  |  | 1324.9806 | 0.88417
|  |  |  | -- | -- |  |  | 1325.0021 | 0.88367
|  |  |  | -- | -- |  |  | 1325.0237 | 0.88316
|  |  |  | -- | -- |  |  | 1325.0452 | 0.88265
|  |  |  | -- | -- |  |  | 1325.0666 | 0.88214
|  |  |  | -- | -- |  |  | 1325.0881 | 0.88162
|  |  |  | -- | -- |  |  | 1325.1096 | 0.8811
|  |  |  | -- | -- |  |  | 1325.1311 | 0.88058
|  |  |  | -- | -- |  |  | 1325.1527 | 0.88006
|  |  |  | -- | -- |  |  | 1325.1742 | 0.87953
|  |  |  | -- | -- |  |  | 1325.1957 | 0.879
|  |  |  | -- | -- |  |  | 1325.2172 | 0.87847
|  |  |  | -- | -- |  |  | 1325.2386 | 0.87793
|  |  |  | -- | -- |  |  | 1325.2603 | 0.87739
|  |  |  | -- | -- |  |  | 1325.2817 | 0.87685
|  |  |  | -- | -- |  |  | 1325.3032 | 0.87631
|  |  |  | -- | -- |  |  | 1325.3247 | 0.87576
|  |  |  | -- | -- |  |  | 1325.3462 | 0.87521
|  |  |  | -- | -- |  |  | 1325.3678 | 0.87466
|  |  |  | -- | -- |  |  | 1325.3893 | 0.87411
|  |  |  | -- | -- |  |  | 1325.4108 | 0.87355
|  |  |  | -- | -- |  |  | 1325.4323 | 0.87299
|  |  |  | -- | -- |  |  | 1325.4539 | 0.87243
|  |  |  | -- | -- |  |  | 1325.4753 | 0.87187
|  |  |  | -- | -- |  |  | 1325.4968 | 0.8713
|  |  |  | -- | -- |  |  | 1325.5183 | 0.87073
|  |  |  | -- | -- |  |  | 1325.5399 | 0.87016
|  |  |  | -- | -- |  |  | 1325.5614 | 0.86959
|  |  |  | -- | -- |  |  | 1325.5829 | 0.86902
|  |  |  | -- | -- |  |  | 1325.6045 | 0.86844
|  |  |  | -- | -- |  |  | 1325.626 | 0.86786
|  |  |  | -- | -- |  |  | 1325.6475 | 0.86728
|  |  |  | -- | -- |  |  | 1325.6691 | 0.8667
|  |  |  | -- | -- |  |  | 1325.6906 | 0.86612
|  |  |  | -- | -- |  |  | 1325.712 | 0.86554
|  |  |  | -- | -- |  |  | 1325.7336 | 0.86495
|  |  |  | -- | -- |  |  | 1325.7551 | 0.86437
|  |  |  | -- | -- |  |  | 1325.7766 | 0.86378
|  |  |  | -- | -- |  |  | 1325.7982 | 0.86319
|  |  |  | -- | -- |  |  | 1325.8197 | 0.8626
|  |  |  | -- | -- |  |  | 1325.8412 | 0.86202
|  |  |  | -- | -- |  |  | 1325.8628 | 0.86143
|  |  |  | -- | -- |  |  | 1325.8843 | 0.86084
|  |  |  | -- | -- |  |  | 1325.9058 | 0.86025
|  |  |  | -- | -- |  |  | 1325.9274 | 0.85966
|  |  |  | -- | -- |  |  | 1325.9489 | 0.85907
|  |  |  | -- | -- |  |  | 1325.9705 | 0.85849
|  |  |  | -- | -- |  |  | 1325.9919 | 0.8579
|  |  |  | -- | -- |  |  | 1326.0134 | 0.85731
|  |  |  | -- | -- |  |  | 1326.035 | 0.85673
|  |  |  | -- | -- |  |  | 1326.0565 | 0.85614
|  |  |  | -- | -- |  |  | 1326.0781 | 0.85556
|  |  |  | -- | -- |  |  | 1326.0996 | 0.85498
|  |  |  | -- | -- |  |  | 1326.1212 | 0.8544
|  |  |  | -- | -- |  |  | 1326.1427 | 0.85382
|  |  |  | -- | -- |  |  | 1326.1642 | 0.85325
|  |  |  | -- | -- |  |  | 1326.1858 | 0.85268
|  |  |  | -- | -- |  |  | 1326.2073 | 0.8521
|  |  |  | -- | -- |  |  | 1326.2289 | 0.85154
|  |  |  | -- | -- |  |  | 1326.2504 | 0.85097
|  |  |  | -- | -- |  |  | 1326.272 | 0.85041
|  |  |  | -- | -- |  |  | 1326.2935 | 0.84985
|  |  |  | -- | -- |  |  | 1326.3151 | 0.84929
|  |  |  | -- | -- |  |  | 1326.3365 | 0.84874
|  |  |  | -- | -- |  |  | 1326.3582 | 0.84819
|  |  |  | -- | -- |  |  | 1326.3796 | 0.84764
|  |  |  | -- | -- |  |  | 1326.4012 | 0.8471
|  |  |  | -- | -- |  |  | 1326.4227 | 0.84656
|  |  |  | -- | -- |  |  | 1326.4443 | 0.84602
|  |  |  | -- | -- |  |  | 1326.4658 | 0.84549
|  |  |  | -- | -- |  |  | 1326.4874 | 0.84496
|  |  |  | -- | -- |  |  | 1326.5089 | 0.84444
|  |  |  | -- | -- |  |  | 1326.5305 | 0.84392
|  |  |  | -- | -- |  |  | 1326.5521 | 0.8434
|  |  |  | -- | -- |  |  | 1326.5736 | 0.84289
|  |  |  | -- | -- |  |  | 1326.5952 | 0.84239
|  |  |  | -- | -- |  |  | 1326.6167 | 0.84188
|  |  |  | -- | -- |  |  | 1326.6383 | 0.84139
|  |  |  | -- | -- |  |  | 1326.6598 | 0.84089
|  |  |  | -- | -- |  |  | 1326.6814 | 0.84041
|  |  |  | -- | -- |  |  | 1326.703 | 0.83992
|  |  |  | -- | -- |  |  | 1326.7245 | 0.83944
|  |  |  | -- | -- |  |  | 1326.7461 | 0.83897
|  |  |  | -- | -- |  |  | 1326.7676 | 0.8385
|  |  |  | -- | -- |  |  | 1326.7892 | 0.83803
|  |  |  | -- | -- |  |  | 1326.8108 | 0.83757
|  |  |  | -- | -- |  |  | 1326.8323 | 0.83712
|  |  |  | -- | -- |  |  | 1326.8539 | 0.83667
|  |  |  | -- | -- |  |  | 1326.8755 | 0.83622
|  |  |  | -- | -- |  |  | 1326.897 | 0.83578
|  |  |  | -- | -- |  |  | 1326.9186 | 0.83534
|  |  |  | -- | -- |  |  | 1326.9401 | 0.8349
|  |  |  | -- | -- |  |  | 1326.9617 | 0.83447
|  |  |  | -- | -- |  |  | 1326.9833 | 0.83405
|  |  |  | -- | -- |  |  | 1327.0048 | 0.83362
|  |  |  | -- | -- |  |  | 1327.0264 | 0.83321
|  |  |  | -- | -- |  |  | 1327.048 | 0.83279
|  |  |  | -- | -- |  |  | 1327.0696 | 0.83238
|  |  |  | -- | -- |  |  | 1327.0911 | 0.83197
|  |  |  | -- | -- |  |  | 1327.1127 | 0.83157
|  |  |  | -- | -- |  |  | 1327.1343 | 0.83117
|  |  |  | -- | -- |  |  | 1327.1558 | 0.83077
|  |  |  | -- | -- |  |  | 1327.1774 | 0.83038
|  |  |  | -- | -- |  |  | 1327.199 | 0.82999
|  |  |  | -- | -- |  |  | 1327.2205 | 0.8296
|  |  |  | -- | -- |  |  | 1327.2421 | 0.82921
|  |  |  | -- | -- |  |  | 1327.2637 | 0.82883
|  |  |  | -- | -- |  |  | 1327.2853 | 0.82845
|  |  |  | -- | -- |  |  | 1327.3068 | 0.82807
|  |  |  | -- | -- |  |  | 1327.3284 | 0.82769
|  |  |  | -- | -- |  |  | 1327.35 | 0.82732
|  |  |  | -- | -- |  |  | 1327.3716 | 0.82694
|  |  |  | -- | -- |  |  | 1327.3932 | 0.82657
|  |  |  | -- | -- |  |  | 1327.4147 | 0.8262
|  |  |  | -- | -- |  |  | 1327.4363 | 0.82583
|  |  |  | -- | -- |  |  | 1327.4579 | 0.82546
|  |  |  | -- | -- |  |  | 1327.4795 | 0.8251
|  |  |  | -- | -- |  |  | 1327.5011 | 0.82473
|  |  |  | -- | -- |  |  | 1327.5226 | 0.82436
|  |  |  | -- | -- |  |  | 1327.5442 | 0.824
|  |  |  | -- | -- |  |  | 1327.5658 | 0.82363
|  |  |  | -- | -- |  |  | 1327.5874 | 0.82327
|  |  |  | -- | -- |  |  | 1327.609 | 0.8229
|  |  |  | -- | -- |  |  | 1327.6305 | 0.82254
|  |  |  | -- | -- |  |  | 1327.6521 | 0.82217
|  |  |  | -- | -- |  |  | 1327.6737 | 0.82181
|  |  |  | -- | -- |  |  | 1327.6953 | 0.82144
|  |  |  | -- | -- |  |  | 1327.7169 | 0.82107
|  |  |  | -- | -- |  |  | 1327.7385 | 0.8207
|  |  |  | -- | -- |  |  | 1327.7601 | 0.82033
|  |  |  | -- | -- |  |  | 1327.7816 | 0.81996
|  |  |  | -- | -- |  |  | 1327.8032 | 0.81959
|  |  |  | -- | -- |  |  | 1327.8248 | 0.81922
|  |  |  | -- | -- |  |  | 1327.8464 | 0.81884
|  |  |  | -- | -- |  |  | 1327.868 | 0.81847
|  |  |  | -- | -- |  |  | 1327.8896 | 0.81809
|  |  |  | -- | -- |  |  | 1327.9113 | 0.81771
|  |  |  | -- | -- |  |  | 1327.9329 | 0.81732
|  |  |  | -- | -- |  |  | 1327.9545 | 0.81694
|  |  |  | -- | -- |  |  | 1327.9761 | 0.81655
|  |  |  | -- | -- |  |  | 1327.9977 | 0.81616
|  |  |  | -- | -- |  |  | 1328.0193 | 0.81577
|  |  |  | -- | -- |  |  | 1328.0408 | 0.81537
|  |  |  | -- | -- |  |  | 1328.0624 | 0.81498
|  |  |  | -- | -- |  |  | 1328.084 | 0.81457
|  |  |  | -- | -- |  |  | 1328.1056 | 0.81417
|  |  |  | -- | -- |  |  | 1328.1272 | 0.81376
|  |  |  | -- | -- |  |  | 1328.1488 | 0.81335
|  |  |  | -- | -- |  |  | 1328.1704 | 0.81294
|  |  |  | -- | -- |  |  | 1328.192 | 0.81252
|  |  |  | -- | -- |  |  | 1328.2136 | 0.8121
|  |  |  | -- | -- |  |  | 1328.2352 | 0.81167
|  |  |  | -- | -- |  |  | 1328.2568 | 0.81124
|  |  |  | -- | -- |  |  | 1328.2784 | 0.81081
|  |  |  | -- | -- |  |  | 1328.3 | 0.81037
|  |  |  | -- | -- |  |  | 1328.3217 | 0.80993
|  |  |  | -- | -- |  |  | 1328.3433 | 0.80949
|  |  |  | -- | -- |  |  | 1328.3649 | 0.80904
|  |  |  | -- | -- |  |  | 1328.3865 | 0.80858
|  |  |  | -- | -- |  |  | 1328.4081 | 0.80813
|  |  |  | -- | -- |  |  | 1328.4298 | 0.80766
|  |  |  | -- | -- |  |  | 1328.4514 | 0.80719
|  |  |  | -- | -- |  |  | 1328.473 | 0.80672
|  |  |  | -- | -- |  |  | 1328.4946 | 0.80624
|  |  |  | -- | -- |  |  | 1328.5162 | 0.80576
|  |  |  | -- | -- |  |  | 1328.5378 | 0.80528
|  |  |  | -- | -- |  |  | 1328.5594 | 0.80478
|  |  |  | -- | -- |  |  | 1328.5811 | 0.80429
|  |  |  | -- | -- |  |  | 1328.6027 | 0.80378
|  |  |  | -- | -- |  |  | 1328.6243 | 0.80328
|  |  |  | -- | -- |  |  | 1328.6459 | 0.80276
|  |  |  | -- | -- |  |  | 1328.6676 | 0.80225
|  |  |  | -- | -- |  |  | 1328.6892 | 0.80172
|  |  |  | -- | -- |  |  | 1328.7108 | 0.8012
|  |  |  | -- | -- |  |  | 1328.7324 | 0.80066
|  |  |  | -- | -- |  |  | 1328.754 | 0.80012
|  |  |  | -- | -- |  |  | 1328.7756 | 0.79958
|  |  |  | -- | -- |  |  | 1328.7972 | 0.79903
|  |  |  | -- | -- |  |  | 1328.8188 | 0.79848
|  |  |  | -- | -- |  |  | 1328.8406 | 0.79792
|  |  |  | -- | -- |  |  | 1328.8622 | 0.79735
|  |  |  | -- | -- |  |  | 1328.8838 | 0.79678
|  |  |  | -- | -- |  |  | 1328.9054 | 0.79621
|  |  |  | -- | -- |  |  | 1328.927 | 0.79563
|  |  |  | -- | -- |  |  | 1328.9487 | 0.79504
|  |  |  | -- | -- |  |  | 1328.9703 | 0.79445
|  |  |  | -- | -- |  |  | 1328.9919 | 0.79386
|  |  |  | -- | -- |  |  | 1329.0136 | 0.79326
|  |  |  | -- | -- |  |  | 1329.0352 | 0.79265
|  |  |  | -- | -- |  |  | 1329.0569 | 0.79204
|  |  |  | -- | -- |  |  | 1329.0785 | 0.79143
|  |  |  | -- | -- |  |  | 1329.1001 | 0.79081
|  |  |  | -- | -- |  |  | 1329.1217 | 0.79019
|  |  |  | -- | -- |  |  | 1329.1434 | 0.78956
|  |  |  | -- | -- |  |  | 1329.165 | 0.78893
|  |  |  | -- | -- |  |  | 1329.1866 | 0.7883
|  |  |  | -- | -- |  |  | 1329.2083 | 0.78766
|  |  |  | -- | -- |  |  | 1329.23 | 0.78702
|  |  |  | -- | -- |  |  | 1329.2516 | 0.78637
|  |  |  | -- | -- |  |  | 1329.2732 | 0.78572
|  |  |  | -- | -- |  |  | 1329.2948 | 0.78507
|  |  |  | -- | -- |  |  | 1329.3165 | 0.78442
|  |  |  | -- | -- |  |  | 1329.3381 | 0.78376
|  |  |  | -- | -- |  |  | 1329.3597 | 0.7831
|  |  |  | -- | -- |  |  | 1329.3815 | 0.78244
|  |  |  | -- | -- |  |  | 1329.4031 | 0.78178
|  |  |  | -- | -- |  |  | 1329.4247 | 0.78111
|  |  |  | -- | -- |  |  | 1329.4464 | 0.78044
|  |  |  | -- | -- |  |  | 1329.468 | 0.77977
|  |  |  | -- | -- |  |  | 1329.4896 | 0.7791
|  |  |  | -- | -- |  |  | 1329.5114 | 0.77843
|  |  |  | -- | -- |  |  | 1329.533 | 0.77776
|  |  |  | -- | -- |  |  | 1329.5546 | 0.77709
|  |  |  | -- | -- |  |  | 1329.5763 | 0.77642
|  |  |  | -- | -- |  |  | 1329.5979 | 0.77575
|  |  |  | -- | -- |  |  | 1329.6195 | 0.77508
|  |  |  | -- | -- |  |  | 1329.6412 | 0.7744
|  |  |  | -- | -- |  |  | 1329.6628 | 0.77373
|  |  |  | -- | -- |  |  | 1329.6844 | 0.77307
|  |  |  | -- | -- |  |  | 1329.7062 | 0.7724
|  |  |  | -- | -- |  |  | 1329.7278 | 0.77173
|  |  |  | -- | -- |  |  | 1329.7495 | 0.77107
|  |  |  | -- | -- |  |  | 1329.7711 | 0.7704
|  |  |  | -- | -- |  |  | 1329.7927 | 0.76974
|  |  |  | -- | -- |  |  | 1329.8145 | 0.76909
|  |  |  | -- | -- |  |  | 1329.8361 | 0.76843
|  |  |  | -- | -- |  |  | 1329.8578 | 0.76778
|  |  |  | -- | -- |  |  | 1329.8794 | 0.76713
|  |  |  | -- | -- |  |  | 1329.9011 | 0.76649
|  |  |  | -- | -- |  |  | 1329.9227 | 0.76585
|  |  |  | -- | -- |  |  | 1329.9445 | 0.76521
|  |  |  | -- | -- |  |  | 1329.9661 | 0.76458
|  |  |  | -- | -- |  |  | 1329.9877 | 0.76395
|  |  |  | -- | -- |  |  | 1330.0094 | 0.76332
|  |  |  | -- | -- |  |  | 1330.031 | 0.7627
|  |  |  | -- | -- |  |  | 1330.0527 | 0.76209
|  |  |  | -- | -- |  |  | 1330.0743 | 0.76148
|  |  |  | -- | -- |  |  | 1330.0961 | 0.76087
|  |  |  | -- | -- |  |  | 1330.1177 | 0.76027
|  |  |  | -- | -- |  |  | 1330.1394 | 0.75968
|  |  |  | -- | -- |  |  | 1330.161 | 0.75909
|  |  |  | -- | -- |  |  | 1330.1827 | 0.75851
|  |  |  | -- | -- |  |  | 1330.2043 | 0.75793
|  |  |  | -- | -- |  |  | 1330.2261 | 0.75736
|  |  |  | -- | -- |  |  | 1330.2478 | 0.7568
|  |  |  | -- | -- |  |  | 1330.2694 | 0.75624
|  |  |  | -- | -- |  |  | 1330.2911 | 0.75569
|  |  |  | -- | -- |  |  | 1330.3127 | 0.75514
|  |  |  | -- | -- |  |  | 1330.3345 | 0.7546
|  |  |  | -- | -- |  |  | 1330.3561 | 0.75406
|  |  |  | -- | -- |  |  | 1330.3778 | 0.75354
|  |  |  | -- | -- |  |  | 1330.3994 | 0.75301
|  |  |  | -- | -- |  |  | 1330.4211 | 0.7525
|  |  |  | -- | -- |  |  | 1330.4429 | 0.75199
|  |  |  | -- | -- |  |  | 1330.4645 | 0.75148
|  |  |  | -- | -- |  |  | 1330.4862 | 0.75099
|  |  |  | -- | -- |  |  | 1330.5078 | 0.75049
|  |  |  | -- | -- |  |  | 1330.5295 | 0.75001
|  |  |  | -- | -- |  |  | 1330.5513 | 0.74953
|  |  |  | -- | -- |  |  | 1330.5729 | 0.74905
|  |  |  | -- | -- |  |  | 1330.5946 | 0.74858
|  |  |  | -- | -- |  |  | 1330.6163 | 0.74812
|  |  |  | -- | -- |  |  | 1330.6379 | 0.74766
|  |  |  | -- | -- |  |  | 1330.6597 | 0.7472
|  |  |  | -- | -- |  |  | 1330.6813 | 0.74675
|  |  |  | -- | -- |  |  | 1330.703 | 0.7463
|  |  |  | -- | -- |  |  | 1330.7247 | 0.74586
|  |  |  | -- | -- |  |  | 1330.7463 | 0.74543
|  |  |  | -- | -- |  |  | 1330.7681 | 0.74499
|  |  |  | -- | -- |  |  | 1330.7898 | 0.74456
|  |  |  | -- | -- |  |  | 1330.8115 | 0.74413
|  |  |  | -- | -- |  |  | 1330.8331 | 0.74371
|  |  |  | -- | -- |  |  | 1330.8549 | 0.74329
|  |  |  | -- | -- |  |  | 1330.8766 | 0.74287
|  |  |  | -- | -- |  |  | 1330.8982 | 0.74245
|  |  |  | -- | -- |  |  | 1330.9199 | 0.74204
|  |  |  | -- | -- |  |  | 1330.9416 | 0.74163
|  |  |  | -- | -- |  |  | 1330.9634 | 0.74122
|  |  |  | -- | -- |  |  | 1330.985 | 0.74081
|  |  |  | -- | -- |  |  | 1331.0067 | 0.7404
|  |  |  | -- | -- |  |  | 1331.0284 | 0.73999
|  |  |  | -- | -- |  |  | 1331.05 | 0.73958
|  |  |  | -- | -- |  |  | 1331.0718 | 0.73917
|  |  |  | -- | -- |  |  | 1331.0935 | 0.73876
|  |  |  | -- | -- |  |  | 1331.1152 | 0.73835
|  |  |  | -- | -- |  |  | 1331.137 | 0.73794
|  |  |  | -- | -- |  |  | 1331.1586 | 0.73753
|  |  |  | -- | -- |  |  | 1331.1803 | 0.73711
|  |  |  | -- | -- |  |  | 1331.202 | 0.7367
|  |  |  | -- | -- |  |  | 1331.2238 | 0.73628
|  |  |  | -- | -- |  |  | 1331.2454 | 0.73586
|  |  |  | -- | -- |  |  | 1331.2671 | 0.73544
|  |  |  | -- | -- |  |  | 1331.2888 | 0.73501
|  |  |  | -- | -- |  |  | 1331.3105 | 0.73458
|  |  |  | -- | -- |  |  | 1331.3323 | 0.73415
|  |  |  | -- | -- |  |  | 1331.354 | 0.73371
|  |  |  | -- | -- |  |  | 1331.3756 | 0.73327
|  |  |  | -- | -- |  |  | 1331.3973 | 0.73283
|  |  |  | -- | -- |  |  | 1331.4191 | 0.73238
|  |  |  | -- | -- |  |  | 1331.4408 | 0.73193
|  |  |  | -- | -- |  |  | 1331.4625 | 0.73147
|  |  |  | -- | -- |  |  | 1331.4843 | 0.73101
|  |  |  | -- | -- |  |  | 1331.506 | 0.73054
|  |  |  | -- | -- |  |  | 1331.5276 | 0.73007
|  |  |  | -- | -- |  |  | 1331.5493 | 0.72959
|  |  |  | -- | -- |  |  | 1331.571 | 0.72911
|  |  |  | -- | -- |  |  | 1331.5928 | 0.72862
|  |  |  | -- | -- |  |  | 1331.6145 | 0.72813
|  |  |  | -- | -- |  |  | 1331.6362 | 0.72763
|  |  |  | -- | -- |  |  | 1331.658 | 0.72713
|  |  |  | -- | -- |  |  | 1331.6797 | 0.72662
|  |  |  | -- | -- |  |  | 1331.7014 | 0.7261
|  |  |  | -- | -- |  |  | 1331.7231 | 0.72558
|  |  |  | -- | -- |  |  | 1331.7449 | 0.72506
|  |  |  | -- | -- |  |  | 1331.7666 | 0.72453
|  |  |  | -- | -- |  |  | 1331.7882 | 0.72399
|  |  |  | -- | -- |  |  | 1331.8099 | 0.72345
|  |  |  | -- | -- |  |  | 1331.8317 | 0.7229
|  |  |  | -- | -- |  |  | 1331.8534 | 0.72235
|  |  |  | -- | -- |  |  | 1331.8751 | 0.72179
|  |  |  | -- | -- |  |  | 1331.8969 | 0.72123
|  |  |  | -- | -- |  |  | 1331.9186 | 0.72067
|  |  |  | -- | -- |  |  | 1331.9403 | 0.7201
|  |  |  | -- | -- |  |  | 1331.962 | 0.71952
|  |  |  | -- | -- |  |  | 1331.9838 | 0.71894
|  |  |  | -- | -- |  |  | 1332.0055 | 0.71836
|  |  |  | -- | -- |  |  | 1332.0272 | 0.71777
|  |  |  | -- | -- |  |  | 1332.049 | 0.71718
|  |  |  | -- | -- |  |  | 1332.0707 | 0.71659
|  |  |  | -- | -- |  |  | 1332.0924 | 0.71599
|  |  |  | -- | -- |  |  | 1332.1141 | 0.71539
|  |  |  | -- | -- |  |  | 1332.1359 | 0.71479
|  |  |  | -- | -- |  |  | 1332.1576 | 0.71419
|  |  |  | -- | -- |  |  | 1332.1794 | 0.71358
|  |  |  | -- | -- |  |  | 1332.2012 | 0.71297
|  |  |  | -- | -- |  |  | 1332.2229 | 0.71236
|  |  |  | -- | -- |  |  | 1332.2446 | 0.71175
|  |  |  | -- | -- |  |  | 1332.2664 | 0.71114
|  |  |  | -- | -- |  |  | 1332.2881 | 0.71053
|  |  |  | -- | -- |  |  | 1332.3098 | 0.70991
|  |  |  | -- | -- |  |  | 1332.3315 | 0.7093
|  |  |  | -- | -- |  |  | 1332.3533 | 0.70869
|  |  |  | -- | -- |  |  | 1332.375 | 0.70808
|  |  |  | -- | -- |  |  | 1332.3967 | 0.70746
|  |  |  | -- | -- |  |  | 1332.4186 | 0.70685
|  |  |  | -- | -- |  |  | 1332.4403 | 0.70624
|  |  |  | -- | -- |  |  | 1332.462 | 0.70563
|  |  |  | -- | -- |  |  | 1332.4838 | 0.70503
|  |  |  | -- | -- |  |  | 1332.5055 | 0.70442
|  |  |  | -- | -- |  |  | 1332.5272 | 0.70382
|  |  |  | -- | -- |  |  | 1332.549 | 0.70322
|  |  |  | -- | -- |  |  | 1332.5707 | 0.70262
|  |  |  | -- | -- |  |  | 1332.5925 | 0.70203
|  |  |  | -- | -- |  |  | 1332.6143 | 0.70144
|  |  |  | -- | -- |  |  | 1332.636 | 0.70085
|  |  |  | -- | -- |  |  | 1332.6577 | 0.70027
|  |  |  | -- | -- |  |  | 1332.6794 | 0.69969
|  |  |  | -- | -- |  |  | 1332.7013 | 0.69911
|  |  |  | -- | -- |  |  | 1332.723 | 0.69854
|  |  |  | -- | -- |  |  | 1332.7448 | 0.69797
|  |  |  | -- | -- |  |  | 1332.7665 | 0.6974
|  |  |  | -- | -- |  |  | 1332.7882 | 0.69684
|  |  |  | -- | -- |  |  | 1332.8101 | 0.69629
|  |  |  | -- | -- |  |  | 1332.8318 | 0.69574
|  |  |  | -- | -- |  |  | 1332.8535 | 0.69519
|  |  |  | -- | -- |  |  | 1332.8752 | 0.69465
|  |  |  | -- | -- |  |  | 1332.8971 | 0.69412
|  |  |  | -- | -- |  |  | 1332.9188 | 0.69359
|  |  |  | -- | -- |  |  | 1332.9406 | 0.69306
|  |  |  | -- | -- |  |  | 1332.9623 | 0.69254
|  |  |  | -- | -- |  |  | 1332.9841 | 0.69203
|  |  |  | -- | -- |  |  | 1333.0059 | 0.69152
|  |  |  | -- | -- |  |  | 1333.0276 | 0.69101
|  |  |  | -- | -- |  |  | 1333.0493 | 0.69051
|  |  |  | -- | -- |  |  | 1333.0712 | 0.69002
|  |  |  | -- | -- |  |  | 1333.0929 | 0.68953
|  |  |  | -- | -- |  |  | 1333.1146 | 0.68904
|  |  |  | -- | -- |  |  | 1333.1365 | 0.68856
|  |  |  | -- | -- |  |  | 1333.1582 | 0.68809
|  |  |  | -- | -- |  |  | 1333.1799 | 0.68762
|  |  |  | -- | -- |  |  | 1333.2018 | 0.68715
|  |  |  | -- | -- |  |  | 1333.2235 | 0.68669
|  |  |  | -- | -- |  |  | 1333.2452 | 0.68623
|  |  |  | -- | -- |  |  | 1333.2671 | 0.68578
|  |  |  | -- | -- |  |  | 1333.2888 | 0.68533
|  |  |  | -- | -- |  |  | 1333.3105 | 0.68489
|  |  |  | -- | -- |  |  | 1333.3324 | 0.68445
|  |  |  | -- | -- |  |  | 1333.3541 | 0.68401
|  |  |  | -- | -- |  |  | 1333.3759 | 0.68358
|  |  |  | -- | -- |  |  | 1333.3977 | 0.68315
|  |  |  | -- | -- |  |  | 1333.4194 | 0.68272
|  |  |  | -- | -- |  |  | 1333.4413 | 0.6823
|  |  |  | -- | -- |  |  | 1333.463 | 0.68188
|  |  |  | -- | -- |  |  | 1333.4847 | 0.68147
|  |  |  | -- | -- |  |  | 1333.5066 | 0.68105
|  |  |  | -- | -- |  |  | 1333.5283 | 0.68064
|  |  |  | -- | -- |  |  | 1333.5502 | 0.68023
|  |  |  | -- | -- |  |  | 1333.5719 | 0.67983
|  |  |  | -- | -- |  |  | 1333.5936 | 0.67942
|  |  |  | -- | -- |  |  | 1333.6155 | 0.67902
|  |  |  | -- | -- |  |  | 1333.6372 | 0.67862
|  |  |  | -- | -- |  |  | 1333.6591 | 0.67823
|  |  |  | -- | -- |  |  | 1333.6808 | 0.67783
|  |  |  | -- | -- |  |  | 1333.7026 | 0.67744
|  |  |  | -- | -- |  |  | 1333.7244 | 0.67704
|  |  |  | -- | -- |  |  | 1333.7462 | 0.67665
|  |  |  | -- | -- |  |  | 1333.7679 | 0.67626
|  |  |  | -- | -- |  |  | 1333.7898 | 0.67587
|  |  |  | -- | -- |  |  | 1333.8115 | 0.67548
|  |  |  | -- | -- |  |  | 1333.8334 | 0.6751
|  |  |  | -- | -- |  |  | 1333.8551 | 0.67471
|  |  |  | -- | -- |  |  | 1333.877 | 0.67433
|  |  |  | -- | -- |  |  | 1333.8987 | 0.67394
|  |  |  | -- | -- |  |  | 1333.9205 | 0.67356
|  |  |  | -- | -- |  |  | 1333.9423 | 0.67317
|  |  |  | -- | -- |  |  | 1333.9641 | 0.67279
|  |  |  | -- | -- |  |  | 1333.9858 | 0.67241
|  |  |  | -- | -- |  |  | 1334.0077 | 0.67203
|  |  |  | -- | -- |  |  | 1334.0294 | 0.67165
|  |  |  | -- | -- |  |  | 1334.0513 | 0.67127
|  |  |  | -- | -- |  |  | 1334.073 | 0.67089
|  |  |  | -- | -- |  |  | 1334.0948 | 0.67051
|  |  |  | -- | -- |  |  | 1334.1167 | 0.67013
|  |  |  | -- | -- |  |  | 1334.1384 | 0.66975
|  |  |  | -- | -- |  |  | 1334.1603 | 0.66937
|  |  |  | -- | -- |  |  | 1334.182 | 0.66899
|  |  |  | -- | -- |  |  | 1334.2039 | 0.66861
|  |  |  | -- | -- |  |  | 1334.2257 | 0.66823
|  |  |  | -- | -- |  |  | 1334.2474 | 0.66786
|  |  |  | -- | -- |  |  | 1334.2693 | 0.66748
|  |  |  | -- | -- |  |  | 1334.291 | 0.6671
|  |  |  | -- | -- |  |  | 1334.3129 | 0.66673
|  |  |  | -- | -- |  |  | 1334.3347 | 0.66635
|  |  |  | -- | -- |  |  | 1334.3564 | 0.66598
|  |  |  | -- | -- |  |  | 1334.3783 | 0.6656
|  |  |  | -- | -- |  |  | 1334.4001 | 0.66523
|  |  |  | -- | -- |  |  | 1334.4219 | 0.66486
|  |  |  | -- | -- |  |  | 1334.4437 | 0.66448
|  |  |  | -- | -- |  |  | 1334.4656 | 0.66411
|  |  |  | -- | -- |  |  | 1334.4873 | 0.66374
|  |  |  | -- | -- |  |  | 1334.5092 | 0.66337
|  |  |  | -- | -- |  |  | 1334.531 | 0.663
|  |  |  | -- | -- |  |  | 1334.5527 | 0.66263
|  |  |  | -- | -- |  |  | 1334.5746 | 0.66226
|  |  |  | -- | -- |  |  | 1334.5964 | 0.66189
|  |  |  | -- | -- |  |  | 1334.6182 | 0.66153
|  |  |  | -- | -- |  |  | 1334.64 | 0.66116
|  |  |  | -- | -- |  |  | 1334.6619 | 0.66079
|  |  |  | -- | -- |  |  | 1334.6836 | 0.66043
|  |  |  | -- | -- |  |  | 1334.7054 | 0.66006
|  |  |  | -- | -- |  |  | 1334.7273 | 0.6597
|  |  |  | -- | -- |  |  | 1334.7491 | 0.65934
|  |  |  | -- | -- |  |  | 1334.7709 | 0.65897
|  |  |  | -- | -- |  |  | 1334.7927 | 0.65861
|  |  |  | -- | -- |  |  | 1334.8146 | 0.65825
|  |  |  | -- | -- |  |  | 1334.8364 | 0.65789
|  |  |  | -- | -- |  |  | 1334.8582 | 0.65753
|  |  |  | -- | -- |  |  | 1334.88 | 0.65717
|  |  |  | -- | -- |  |  | 1334.9019 | 0.65681
|  |  |  | -- | -- |  |  | 1334.9237 | 0.65645
|  |  |  | -- | -- |  |  | 1334.9456 | 0.65609
|  |  |  | -- | -- |  |  | 1334.9673 | 0.65573
|  |  |  | -- | -- |  |  | 1334.9891 | 0.65537
|  |  |  | -- | -- |  |  | 1335.011 | 0.65501
|  |  |  | -- | -- |  |  | 1335.0328 | 0.65465
|  |  |  | -- | -- |  |  | 1335.0547 | 0.65429
|  |  |  | -- | -- |  |  | 1335.0764 | 0.65392
|  |  |  | -- | -- |  |  | 1335.0983 | 0.65356
|  |  |  | -- | -- |  |  | 1335.1201 | 0.6532
|  |  |  | -- | -- |  |  | 1335.142 | 0.65283
|  |  |  | -- | -- |  |  | 1335.1638 | 0.65247
|  |  |  | -- | -- |  |  | 1335.1857 | 0.6521
|  |  |  | -- | -- |  |  | 1335.2075 | 0.65173
|  |  |  | -- | -- |  |  | 1335.2292 | 0.65137
|  |  |  | -- | -- |  |  | 1335.2511 | 0.651
|  |  |  | -- | -- |  |  | 1335.2729 | 0.65062
|  |  |  | -- | -- |  |  | 1335.2948 | 0.65025
|  |  |  | -- | -- |  |  | 1335.3166 | 0.64987
|  |  |  | -- | -- |  |  | 1335.3385 | 0.64949
|  |  |  | -- | -- |  |  | 1335.3604 | 0.64911
|  |  |  | -- | -- |  |  | 1335.3822 | 0.64873
|  |  |  | -- | -- |  |  | 1335.4041 | 0.64834
|  |  |  | -- | -- |  |  | 1335.4259 | 0.64796
|  |  |  | -- | -- |  |  | 1335.4476 | 0.64756
|  |  |  | -- | -- |  |  | 1335.4695 | 0.64717
|  |  |  | -- | -- |  |  | 1335.4913 | 0.64677
|  |  |  | -- | -- |  |  | 1335.5132 | 0.64637
|  |  |  | -- | -- |  |  | 1335.535 | 0.64597
|  |  |  | -- | -- |  |  | 1335.5569 | 0.64556
|  |  |  | -- | -- |  |  | 1335.5787 | 0.64515
|  |  |  | -- | -- |  |  | 1335.6006 | 0.64473
|  |  |  | -- | -- |  |  | 1335.6224 | 0.64431
|  |  |  | -- | -- |  |  | 1335.6443 | 0.64389
|  |  |  | -- | -- |  |  | 1335.6661 | 0.64346
|  |  |  | -- | -- |  |  | 1335.688 | 0.64303
|  |  |  | -- | -- |  |  | 1335.7098 | 0.64259
|  |  |  | -- | -- |  |  | 1335.7317 | 0.64215
|  |  |  | -- | -- |  |  | 1335.7535 | 0.64171
|  |  |  | -- | -- |  |  | 1335.7754 | 0.64126
|  |  |  | -- | -- |  |  | 1335.7972 | 0.6408
|  |  |  | -- | -- |  |  | 1335.8191 | 0.64034
|  |  |  | -- | -- |  |  | 1335.8409 | 0.63988
|  |  |  | -- | -- |  |  | 1335.8628 | 0.63941
|  |  |  | -- | -- |  |  | 1335.8846 | 0.63893
|  |  |  | -- | -- |  |  | 1335.9065 | 0.63845
|  |  |  | -- | -- |  |  | 1335.9283 | 0.63797
|  |  |  | -- | -- |  |  | 1335.9502 | 0.63748
|  |  |  | -- | -- |  |  | 1335.972 | 0.63698
|  |  |  | -- | -- |  |  | 1335.994 | 0.63648
|  |  |  | -- | -- |  |  | 1336.0159 | 0.63597
|  |  |  | -- | -- |  |  | 1336.0377 | 0.63546
|  |  |  | -- | -- |  |  | 1336.0596 | 0.63495
|  |  |  | -- | -- |  |  | 1336.0814 | 0.63443
|  |  |  | -- | -- |  |  | 1336.1033 | 0.6339
|  |  |  | -- | -- |  |  | 1336.1251 | 0.63337
|  |  |  | -- | -- |  |  | 1336.147 | 0.63283
|  |  |  | -- | -- |  |  | 1336.1688 | 0.63229
|  |  |  | -- | -- |  |  | 1336.1907 | 0.63174
|  |  |  | -- | -- |  |  | 1336.2126 | 0.63118
|  |  |  | -- | -- |  |  | 1336.2345 | 0.63063
|  |  |  | -- | -- |  |  | 1336.2563 | 0.63006
|  |  |  | -- | -- |  |  | 1336.2782 | 0.62949
|  |  |  | -- | -- |  |  | 1336.3 | 0.62892
|  |  |  | -- | -- |  |  | 1336.3219 | 0.62834
|  |  |  | -- | -- |  |  | 1336.3439 | 0.62776
|  |  |  | -- | -- |  |  | 1336.3657 | 0.62717
|  |  |  | -- | -- |  |  | 1336.3876 | 0.62658
|  |  |  | -- | -- |  |  | 1336.4094 | 0.62598
|  |  |  | -- | -- |  |  | 1336.4313 | 0.62538
|  |  |  | -- | -- |  |  | 1336.4531 | 0.62477
|  |  |  | -- | -- |  |  | 1336.4751 | 0.62416
|  |  |  | -- | -- |  |  | 1336.4969 | 0.62355
|  |  |  | -- | -- |  |  | 1336.5188 | 0.62293
|  |  |  | -- | -- |  |  | 1336.5406 | 0.62231
|  |  |  | -- | -- |  |  | 1336.5626 | 0.62168
|  |  |  | -- | -- |  |  | 1336.5845 | 0.62105
|  |  |  | -- | -- |  |  | 1336.6063 | 0.62041
|  |  |  | -- | -- |  |  | 1336.6282 | 0.61977
|  |  |  | -- | -- |  |  | 1336.6501 | 0.61913
|  |  |  | -- | -- |  |  | 1336.672 | 0.61848
|  |  |  | -- | -- |  |  | 1336.6938 | 0.61784
|  |  |  | -- | -- |  |  | 1336.7157 | 0.61718
|  |  |  | -- | -- |  |  | 1336.7377 | 0.61653
|  |  |  | -- | -- |  |  | 1336.7595 | 0.61587
|  |  |  | -- | -- |  |  | 1336.7814 | 0.61521
|  |  |  | -- | -- |  |  | 1336.8032 | 0.61454
|  |  |  | -- | -- |  |  | 1336.8252 | 0.61388
|  |  |  | -- | -- |  |  | 1336.847 | 0.61321
|  |  |  | -- | -- |  |  | 1336.8689 | 0.61254
|  |  |  | -- | -- |  |  | 1336.8909 | 0.61186
|  |  |  | -- | -- |  |  | 1336.9127 | 0.61119
|  |  |  | -- | -- |  |  | 1336.9346 | 0.61051
|  |  |  | -- | -- |  |  | 1336.9565 | 0.60983
|  |  |  | -- | -- |  |  | 1336.9784 | 0.60915
|  |  |  | -- | -- |  |  | 1337.0002 | 0.60846
|  |  |  | -- | -- |  |  | 1337.0222 | 0.60778
|  |  |  | -- | -- |  |  | 1337.0441 | 0.60709
|  |  |  | -- | -- |  |  | 1337.0659 | 0.60641
|  |  |  | -- | -- |  |  | 1337.0879 | 0.60572
|  |  |  | -- | -- |  |  | 1337.1097 | 0.60503
|  |  |  | -- | -- |  |  | 1337.1317 | 0.60434
|  |  |  | -- | -- |  |  | 1337.1536 | 0.60365
|  |  |  | -- | -- |  |  | 1337.1754 | 0.60296
|  |  |  | -- | -- |  |  | 1337.1974 | 0.60227
|  |  |  | -- | -- |  |  | 1337.2192 | 0.60157
|  |  |  | -- | -- |  |  | 1337.2411 | 0.60088
|  |  |  | -- | -- |  |  | 1337.2631 | 0.60019
|  |  |  | -- | -- |  |  | 1337.2849 | 0.5995
|  |  |  | -- | -- |  |  | 1337.3069 | 0.59881
|  |  |  | -- | -- |  |  | 1337.3287 | 0.59812
|  |  |  | -- | -- |  |  | 1337.3507 | 0.59743
|  |  |  | -- | -- |  |  | 1337.3726 | 0.59674
|  |  |  | -- | -- |  |  | 1337.3945 | 0.59605
|  |  |  | -- | -- |  |  | 1337.4164 | 0.59536
|  |  |  | -- | -- |  |  | 1337.4382 | 0.59467
|  |  |  | -- | -- |  |  | 1337.4602 | 0.59399
|  |  |  | -- | -- |  |  | 1337.4821 | 0.5933
|  |  |  | -- | -- |  |  | 1337.504 | 0.59262
|  |  |  | -- | -- |  |  | 1337.5259 | 0.59194
|  |  |  | -- | -- |  |  | 1337.5479 | 0.59126
|  |  |  | -- | -- |  |  | 1337.5697 | 0.59058
|  |  |  | -- | -- |  |  | 1337.5917 | 0.5899
|  |  |  | -- | -- |  |  | 1337.6135 | 0.58923
|  |  |  | -- | -- |  |  | 1337.6355 | 0.58856
|  |  |  | -- | -- |  |  | 1337.6573 | 0.58789
|  |  |  | -- | -- |  |  | 1337.6793 | 0.58722
|  |  |  | -- | -- |  |  | 1337.7012 | 0.58656
|  |  |  | -- | -- |  |  | 1337.7231 | 0.5859
|  |  |  | -- | -- |  |  | 1337.7451 | 0.58524
|  |  |  | -- | -- |  |  | 1337.767 | 0.58458
|  |  |  | -- | -- |  |  | 1337.7889 | 0.58393
|  |  |  | -- | -- |  |  | 1337.8108 | 0.58328
|  |  |  | -- | -- |  |  | 1337.8328 | 0.58264
|  |  |  | -- | -- |  |  | 1337.8546 | 0.58199
|  |  |  | -- | -- |  |  | 1337.8766 | 0.58135
|  |  |  | -- | -- |  |  | 1337.8984 | 0.58072
|  |  |  | -- | -- |  |  | 1337.9204 | 0.58008
|  |  |  | -- | -- |  |  | 1337.9424 | 0.57945
|  |  |  | -- | -- |  |  | 1337.9642 | 0.57883
|  |  |  | -- | -- |  |  | 1337.9862 | 0.57821
|  |  |  | -- | -- |  |  | 1338.0082 | 0.57759
|  |  |  | -- | -- |  |  | 1338.03 | 0.57698
|  |  |  | -- | -- |  |  | 1338.052 | 0.57636
|  |  |  | -- | -- |  |  | 1338.0739 | 0.57576
|  |  |  | -- | -- |  |  | 1338.0958 | 0.57516
|  |  |  | -- | -- |  |  | 1338.1178 | 0.57456
|  |  |  | -- | -- |  |  | 1338.1396 | 0.57396
|  |  |  | -- | -- |  |  | 1338.1616 | 0.57337
|  |  |  | -- | -- |  |  | 1338.1836 | 0.57278
|  |  |  | -- | -- |  |  | 1338.2054 | 0.5722
|  |  |  | -- | -- |  |  | 1338.2274 | 0.57162
|  |  |  | -- | -- |  |  | 1338.2494 | 0.57104
|  |  |  | -- | -- |  |  | 1338.2712 | 0.57047
|  |  |  | -- | -- |  |  | 1338.2932 | 0.5699
|  |  |  | -- | -- |  |  | 1338.3152 | 0.56934
|  |  |  | -- | -- |  |  | 1338.337 | 0.56878
|  |  |  | -- | -- |  |  | 1338.359 | 0.56822
|  |  |  | -- | -- |  |  | 1338.381 | 0.56767
|  |  |  | -- | -- |  |  | 1338.403 | 0.56712
|  |  |  | -- | -- |  |  | 1338.4248 | 0.56657
|  |  |  | -- | -- |  |  | 1338.4468 | 0.56603
|  |  |  | -- | -- |  |  | 1338.4688 | 0.56548
|  |  |  | -- | -- |  |  | 1338.4907 | 0.56495
|  |  |  | -- | -- |  |  | 1338.5126 | 0.56441
|  |  |  | -- | -- |  |  | 1338.5345 | 0.56388
|  |  |  | -- | -- |  |  | 1338.5565 | 0.56335
|  |  |  | -- | -- |  |  | 1338.5785 | 0.56282
|  |  |  | -- | -- |  |  | 1338.6003 | 0.5623
|  |  |  | -- | -- |  |  | 1338.6223 | 0.56177
|  |  |  | -- | -- |  |  | 1338.6443 | 0.56125
|  |  |  | -- | -- |  |  | 1338.6663 | 0.56073
|  |  |  | -- | -- |  |  | 1338.6881 | 0.56021
|  |  |  | -- | -- |  |  | 1338.7101 | 0.5597
|  |  |  | -- | -- |  |  | 1338.7321 | 0.55918
|  |  |  | -- | -- |  |  | 1338.754 | 0.55867
|  |  |  | -- | -- |  |  | 1338.776 | 0.55815
|  |  |  | -- | -- |  |  | 1338.798 | 0.55764
|  |  |  | -- | -- |  |  | 1338.8198 | 0.55713
|  |  |  | -- | -- |  |  | 1338.8418 | 0.55662
|  |  |  | -- | -- |  |  | 1338.8638 | 0.55611
|  |  |  | -- | -- |  |  | 1338.8857 | 0.5556
|  |  |  | -- | -- |  |  | 1338.9077 | 0.55509
|  |  |  | -- | -- |  |  | 1338.9297 | 0.55457
|  |  |  | -- | -- |  |  | 1338.9517 | 0.55406
|  |  |  | -- | -- |  |  | 1338.9735 | 0.55355
|  |  |  | -- | -- |  |  | 1338.9955 | 0.55304
|  |  |  | -- | -- |  |  | 1339.0175 | 0.55252
|  |  |  | -- | -- |  |  | 1339.0394 | 0.55201
|  |  |  | -- | -- |  |  | 1339.0614 | 0.55149
|  |  |  | -- | -- |  |  | 1339.0834 | 0.55097
|  |  |  | -- | -- |  |  | 1339.1053 | 0.55045
|  |  |  | -- | -- |  |  | 1339.1273 | 0.54993
|  |  |  | -- | -- |  |  | 1339.1493 | 0.54941
|  |  |  | -- | -- |  |  | 1339.1713 | 0.54889
|  |  |  | -- | -- |  |  | 1339.1931 | 0.54836
|  |  |  | -- | -- |  |  | 1339.2151 | 0.54783
|  |  |  | -- | -- |  |  | 1339.2371 | 0.5473
|  |  |  | -- | -- |  |  | 1339.259 | 0.54677
|  |  |  | -- | -- |  |  | 1339.281 | 0.54624
|  |  |  | -- | -- |  |  | 1339.303 | 0.5457
|  |  |  | -- | -- |  |  | 1339.325 | 0.54516
|  |  |  | -- | -- |  |  | 1339.3469 | 0.54462
|  |  |  | -- | -- |  |  | 1339.3689 | 0.54408
|  |  |  | -- | -- |  |  | 1339.3909 | 0.54354
|  |  |  | -- | -- |  |  | 1339.4128 | 0.54299
|  |  |  | -- | -- |  |  | 1339.4348 | 0.54244
|  |  |  | -- | -- |  |  | 1339.4568 | 0.54189
|  |  |  | -- | -- |  |  | 1339.4788 | 0.54134
|  |  |  | -- | -- |  |  | 1339.5007 | 0.54078
|  |  |  | -- | -- |  |  | 1339.5227 | 0.54023
|  |  |  | -- | -- |  |  | 1339.5447 | 0.53967
|  |  |  | -- | -- |  |  | 1339.5666 | 0.53911
|  |  |  | -- | -- |  |  | 1339.5886 | 0.53854
|  |  |  | -- | -- |  |  | 1339.6106 | 0.53798
|  |  |  | -- | -- |  |  | 1339.6326 | 0.53742
|  |  |  | -- | -- |  |  | 1339.6545 | 0.53685
|  |  |  | -- | -- |  |  | 1339.6765 | 0.53628
|  |  |  | -- | -- |  |  | 1339.6986 | 0.53571
|  |  |  | -- | -- |  |  | 1339.7206 | 0.53514
|  |  |  | -- | -- |  |  | 1339.7426 | 0.53457
|  |  |  | -- | -- |  |  | 1339.7645 | 0.534
|  |  |  | -- | -- |  |  | 1339.7865 | 0.53343
|  |  |  | -- | -- |  |  | 1339.8085 | 0.53286
|  |  |  | -- | -- |  |  | 1339.8304 | 0.53229
|  |  |  | -- | -- |  |  | 1339.8524 | 0.53172
|  |  |  | -- | -- |  |  | 1339.8744 | 0.53115
|  |  |  | -- | -- |  |  | 1339.8964 | 0.53058
|  |  |  | -- | -- |  |  | 1339.9185 | 0.53001
|  |  |  | -- | -- |  |  | 1339.9404 | 0.52944
|  |  |  | -- | -- |  |  | 1339.9624 | 0.52887
|  |  |  | -- | -- |  |  | 1339.9844 | 0.5283
|  |  |  | -- | -- |  |  | 1340.0063 | 0.52773
|  |  |  | -- | -- |  |  | 1340.0283 | 0.52717
|  |  |  | -- | -- |  |  | 1340.0503 | 0.52661
|  |  |  | -- | -- |  |  | 1340.0724 | 0.52604
|  |  |  | -- | -- |  |  | 1340.0944 | 0.52548
|  |  |  | -- | -- |  |  | 1340.1163 | 0.52493
|  |  |  | -- | -- |  |  | 1340.1383 | 0.52437
|  |  |  | -- | -- |  |  | 1340.1603 | 0.52382
|  |  |  | -- | -- |  |  | 1340.1824 | 0.52327
|  |  |  | -- | -- |  |  | 1340.2043 | 0.52272
|  |  |  | -- | -- |  |  | 1340.2263 | 0.52217
|  |  |  | -- | -- |  |  | 1340.2483 | 0.52163
|  |  |  | -- | -- |  |  | 1340.2703 | 0.52109
|  |  |  | -- | -- |  |  | 1340.2924 | 0.52055
|  |  |  | -- | -- |  |  | 1340.3143 | 0.52002
|  |  |  | -- | -- |  |  | 1340.3363 | 0.51949
|  |  |  | -- | -- |  |  | 1340.3583 | 0.51896
|  |  |  | -- | -- |  |  | 1340.3804 | 0.51844
|  |  |  | -- | -- |  |  | 1340.4023 | 0.51792
|  |  |  | -- | -- |  |  | 1340.4243 | 0.5174
|  |  |  | -- | -- |  |  | 1340.4463 | 0.51688
|  |  |  | -- | -- |  |  | 1340.4684 | 0.51637
|  |  |  | -- | -- |  |  | 1340.4904 | 0.51587
|  |  |  | -- | -- |  |  | 1340.5123 | 0.51536
|  |  |  | -- | -- |  |  | 1340.5344 | 0.51486
|  |  |  | -- | -- |  |  | 1340.5564 | 0.51437
|  |  |  | -- | -- |  |  | 1340.5784 | 0.51387
|  |  |  | -- | -- |  |  | 1340.6003 | 0.51338
|  |  |  | -- | -- |  |  | 1340.6224 | 0.5129
|  |  |  | -- | -- |  |  | 1340.6444 | 0.51241
|  |  |  | -- | -- |  |  | 1340.6664 | 0.51193
|  |  |  | -- | -- |  |  | 1340.6885 | 0.51146
|  |  |  | -- | -- |  |  | 1340.7104 | 0.51098
|  |  |  | -- | -- |  |  | 1340.7324 | 0.51051
|  |  |  | -- | -- |  |  | 1340.7545 | 0.51004
|  |  |  | -- | -- |  |  | 1340.7765 | 0.50958
|  |  |  | -- | -- |  |  | 1340.7986 | 0.50912
|  |  |  | -- | -- |  |  | 1340.8206 | 0.50866
|  |  |  | -- | -- |  |  | 1340.8425 | 0.5082
|  |  |  | -- | -- |  |  | 1340.8646 | 0.50775
|  |  |  | -- | -- |  |  | 1340.8866 | 0.50729
|  |  |  | -- | -- |  |  | 1340.9086 | 0.50684
|  |  |  | -- | -- |  |  | 1340.9307 | 0.5064
|  |  |  | -- | -- |  |  | 1340.9526 | 0.50595
|  |  |  | -- | -- |  |  | 1340.9747 | 0.50551
|  |  |  | -- | -- |  |  | 1340.9967 | 0.50506
|  |  |  | -- | -- |  |  | 1341.0187 | 0.50462
|  |  |  | -- | -- |  |  | 1341.0408 | 0.50418
|  |  |  | -- | -- |  |  | 1341.0627 | 0.50374
|  |  |  | -- | -- |  |  | 1341.0848 | 0.50331
|  |  |  | -- | -- |  |  | 1341.1068 | 0.50287
|  |  |  | -- | -- |  |  | 1341.1289 | 0.50244
|  |  |  | -- | -- |  |  | 1341.1509 | 0.502
|  |  |  | -- | -- |  |  | 1341.173 | 0.50157
|  |  |  | -- | -- |  |  | 1341.1949 | 0.50113
|  |  |  | -- | -- |  |  | 1341.217 | 0.5007
|  |  |  | -- | -- |  |  | 1341.239 | 0.50027
|  |  |  | -- | -- |  |  | 1341.2611 | 0.49983
|  |  |  | -- | -- |  |  | 1341.2831 | 0.4994
|  |  |  | -- | -- |  |  | 1341.3052 | 0.49897
|  |  |  | -- | -- |  |  | 1341.3271 | 0.49854
|  |  |  | -- | -- |  |  | 1341.3492 | 0.4981
|  |  |  | -- | -- |  |  | 1341.3712 | 0.49767
|  |  |  | -- | -- |  |  | 1341.3933 | 0.49723
|  |  |  | -- | -- |  |  | 1341.4153 | 0.4968
|  |  |  | -- | -- |  |  | 1341.4374 | 0.49636
|  |  |  | -- | -- |  |  | 1341.4594 | 0.49593
|  |  |  | -- | -- |  |  | 1341.4814 | 0.49549
|  |  |  | -- | -- |  |  | 1341.5034 | 0.49505
|  |  |  | -- | -- |  |  | 1341.5255 | 0.49462
|  |  |  | -- | -- |  |  | 1341.5475 | 0.49418
|  |  |  | -- | -- |  |  | 1341.5696 | 0.49374
|  |  |  | -- | -- |  |  | 1341.5917 | 0.4933
|  |  |  | -- | -- |  |  | 1341.6136 | 0.49285
|  |  |  | -- | -- |  |  | 1341.6357 | 0.49241
|  |  |  | -- | -- |  |  | 1341.6577 | 0.49197
|  |  |  | -- | -- |  |  | 1341.6798 | 0.49152
|  |  |  | -- | -- |  |  | 1341.7019 | 0.49107
|  |  |  | -- | -- |  |  | 1341.7239 | 0.49063
|  |  |  | -- | -- |  |  | 1341.746 | 0.49018
|  |  |  | -- | -- |  |  | 1341.7679 | 0.48973
|  |  |  | -- | -- |  |  | 1341.79 | 0.48928
|  |  |  | -- | -- |  |  | 1341.8121 | 0.48883
|  |  |  | -- | -- |  |  | 1341.8341 | 0.48837
|  |  |  | -- | -- |  |  | 1341.8562 | 0.48792
|  |  |  | -- | -- |  |  | 1341.8783 | 0.48746
|  |  |  | -- | -- |  |  | 1341.9003 | 0.48701
|  |  |  | -- | -- |  |  | 1341.9224 | 0.48655
|  |  |  | -- | -- |  |  | 1341.9445 | 0.48609
|  |  |  | -- | -- |  |  | 1341.9664 | 0.48564
|  |  |  | -- | -- |  |  | 1341.9885 | 0.48518
|  |  |  | -- | -- |  |  | 1342.0106 | 0.48472
|  |  |  | -- | -- |  |  | 1342.0326 | 0.48426
|  |  |  | -- | -- |  |  | 1342.0547 | 0.4838
|  |  |  | -- | -- |  |  | 1342.0768 | 0.48334
|  |  |  | -- | -- |  |  | 1342.0989 | 0.48287
|  |  |  | -- | -- |  |  | 1342.1209 | 0.48241
|  |  |  | -- | -- |  |  | 1342.1429 | 0.48195
|  |  |  | -- | -- |  |  | 1342.165 | 0.48149
|  |  |  | -- | -- |  |  | 1342.187 | 0.48102
|  |  |  | -- | -- |  |  | 1342.2091 | 0.48056
|  |  |  | -- | -- |  |  | 1342.2312 | 0.48009
|  |  |  | -- | -- |  |  | 1342.2533 | 0.47963
|  |  |  | -- | -- |  |  | 1342.2753 | 0.47916
|  |  |  | -- | -- |  |  | 1342.2974 | 0.4787
|  |  |  | -- | -- |  |  | 1342.3195 | 0.47823
|  |  |  | -- | -- |  |  | 1342.3416 | 0.47777
|  |  |  | -- | -- |  |  | 1342.3636 | 0.4773
|  |  |  | -- | -- |  |  | 1342.3856 | 0.47684
|  |  |  | -- | -- |  |  | 1342.4077 | 0.47637
|  |  |  | -- | -- |  |  | 1342.4298 | 0.47591
|  |  |  | -- | -- |  |  | 1342.4519 | 0.47544
|  |  |  | -- | -- |  |  | 1342.474 | 0.47498
|  |  |  | -- | -- |  |  | 1342.496 | 0.47451
|  |  |  | -- | -- |  |  | 1342.5181 | 0.47404
|  |  |  | -- | -- |  |  | 1342.5402 | 0.47358
|  |  |  | -- | -- |  |  | 1342.5623 | 0.47311
|  |  |  | -- | -- |  |  | 1342.5844 | 0.47265
|  |  |  | -- | -- |  |  | 1342.6064 | 0.47218
|  |  |  | -- | -- |  |  | 1342.6284 | 0.47171
|  |  |  | -- | -- |  |  | 1342.6505 | 0.47124
|  |  |  | -- | -- |  |  | 1342.6726 | 0.47078
|  |  |  | -- | -- |  |  | 1342.6947 | 0.47031
|  |  |  | -- | -- |  |  | 1342.7168 | 0.46984
|  |  |  | -- | -- |  |  | 1342.7389 | 0.46937
|  |  |  | -- | -- |  |  | 1342.761 | 0.4689
|  |  |  | -- | -- |  |  | 1342.7831 | 0.46843
|  |  |  | -- | -- |  |  | 1342.8052 | 0.46796
|  |  |  | -- | -- |  |  | 1342.8271 | 0.46749
|  |  |  | -- | -- |  |  | 1342.8492 | 0.46701
|  |  |  | -- | -- |  |  | 1342.8713 | 0.46654
|  |  |  | -- | -- |  |  | 1342.8934 | 0.46606
|  |  |  | -- | -- |  |  | 1342.9155 | 0.46559
|  |  |  | -- | -- |  |  | 1342.9376 | 0.46511
|  |  |  | -- | -- |  |  | 1342.9597 | 0.46463
|  |  |  | -- | -- |  |  | 1342.9818 | 0.46415
|  |  |  | -- | -- |  |  | 1343.0039 | 0.46366
|  |  |  | -- | -- |  |  | 1343.026 | 0.46318
|  |  |  | -- | -- |  |  | 1343.0481 | 0.46269
|  |  |  | -- | -- |  |  | 1343.0702 | 0.46221
|  |  |  | -- | -- |  |  | 1343.0923 | 0.46172
|  |  |  | -- | -- |  |  | 1343.1144 | 0.46122
|  |  |  | -- | -- |  |  | 1343.1365 | 0.46073
|  |  |  | -- | -- |  |  | 1343.1586 | 0.46023
|  |  |  | -- | -- |  |  | 1343.1807 | 0.45973
|  |  |  | -- | -- |  |  | 1343.2028 | 0.45923
|  |  |  | -- | -- |  |  | 1343.2249 | 0.45873
|  |  |  | -- | -- |  |  | 1343.2469 | 0.45822
|  |  |  | -- | -- |  |  | 1343.269 | 0.45771
|  |  |  | -- | -- |  |  | 1343.2911 | 0.4572
|  |  |  | -- | -- |  |  | 1343.3132 | 0.45668
|  |  |  | -- | -- |  |  | 1343.3353 | 0.45617
|  |  |  | -- | -- |  |  | 1343.3574 | 0.45564
|  |  |  | -- | -- |  |  | 1343.3795 | 0.45512
|  |  |  | -- | -- |  |  | 1343.4016 | 0.45459
|  |  |  | -- | -- |  |  | 1343.4237 | 0.45406
|  |  |  | -- | -- |  |  | 1343.4458 | 0.45353
|  |  |  | -- | -- |  |  | 1343.4679 | 0.45299
|  |  |  | -- | -- |  |  | 1343.4901 | 0.45245
|  |  |  | -- | -- |  |  | 1343.5122 | 0.45191
|  |  |  | -- | -- |  |  | 1343.5343 | 0.45136
|  |  |  | -- | -- |  |  | 1343.5564 | 0.45081
|  |  |  | -- | -- |  |  | 1343.5785 | 0.45026
|  |  |  | -- | -- |  |  | 1343.6006 | 0.4497
|  |  |  | -- | -- |  |  | 1343.6227 | 0.44914
|  |  |  | -- | -- |  |  | 1343.6448 | 0.44858
|  |  |  | -- | -- |  |  | 1343.6669 | 0.44801
|  |  |  | -- | -- |  |  | 1343.6891 | 0.44744
|  |  |  | -- | -- |  |  | 1343.7112 | 0.44687
|  |  |  | -- | -- |  |  | 1343.7333 | 0.4463
|  |  |  | -- | -- |  |  | 1343.7554 | 0.44572
|  |  |  | -- | -- |  |  | 1343.7775 | 0.44514
|  |  |  | -- | -- |  |  | 1343.7996 | 0.44455
|  |  |  | -- | -- |  |  | 1343.8218 | 0.44397
|  |  |  | -- | -- |  |  | 1343.8439 | 0.44338
|  |  |  | -- | -- |  |  | 1343.866 | 0.44279
|  |  |  | -- | -- |  |  | 1343.8881 | 0.4422
|  |  |  | -- | -- |  |  | 1343.9102 | 0.4416
|  |  |  | -- | -- |  |  | 1343.9324 | 0.44101
|  |  |  | -- | -- |  |  | 1343.9545 | 0.44041
|  |  |  | -- | -- |  |  | 1343.9766 | 0.43981
|  |  |  | -- | -- |  |  | 1343.9987 | 0.43921
|  |  |  | -- | -- |  |  | 1344.0208 | 0.43861
|  |  |  | -- | -- |  |  | 1344.043 | 0.438
|  |  |  | -- | -- |  |  | 1344.0651 | 0.4374
|  |  |  | -- | -- |  |  | 1344.0872 | 0.43679
|  |  |  | -- | -- |  |  | 1344.1093 | 0.43619
|  |  |  | -- | -- |  |  | 1344.1315 | 0.43558
|  |  |  | -- | -- |  |  | 1344.1536 | 0.43498
|  |  |  | -- | -- |  |  | 1344.1757 | 0.43437
|  |  |  | -- | -- |  |  | 1344.1979 | 0.43376
|  |  |  | -- | -- |  |  | 1344.22 | 0.43316
|  |  |  | -- | -- |  |  | 1344.2421 | 0.43255
|  |  |  | -- | -- |  |  | 1344.2642 | 0.43195
|  |  |  | -- | -- |  |  | 1344.2864 | 0.43135
|  |  |  | -- | -- |  |  | 1344.3085 | 0.43074
|  |  |  | -- | -- |  |  | 1344.3306 | 0.43014
|  |  |  | -- | -- |  |  | 1344.3528 | 0.42954
|  |  |  | -- | -- |  |  | 1344.3749 | 0.42895
|  |  |  | -- | -- |  |  | 1344.397 | 0.42835
|  |  |  | -- | -- |  |  | 1344.4192 | 0.42776
|  |  |  | -- | -- |  |  | 1344.4413 | 0.42717
|  |  |  | -- | -- |  |  | 1344.4634 | 0.42658
|  |  |  | -- | -- |  |  | 1344.4856 | 0.42599
|  |  |  | -- | -- |  |  | 1344.5077 | 0.42541
|  |  |  | -- | -- |  |  | 1344.5298 | 0.42483
|  |  |  | -- | -- |  |  | 1344.552 | 0.42425
|  |  |  | -- | -- |  |  | 1344.5741 | 0.42368
|  |  |  | -- | -- |  |  | 1344.5963 | 0.42311
|  |  |  | -- | -- |  |  | 1344.6184 | 0.42254
|  |  |  | -- | -- |  |  | 1344.6405 | 0.42197
|  |  |  | -- | -- |  |  | 1344.6627 | 0.42142
|  |  |  | -- | -- |  |  | 1344.6848 | 0.42086
|  |  |  | -- | -- |  |  | 1344.707 | 0.42031
|  |  |  | -- | -- |  |  | 1344.7291 | 0.41976
|  |  |  | -- | -- |  |  | 1344.7512 | 0.41922
|  |  |  | -- | -- |  |  | 1344.7734 | 0.41868
|  |  |  | -- | -- |  |  | 1344.7955 | 0.41814
|  |  |  | -- | -- |  |  | 1344.8177 | 0.41761
|  |  |  | -- | -- |  |  | 1344.8398 | 0.41709
|  |  |  | -- | -- |  |  | 1344.8621 | 0.41657
|  |  |  | -- | -- |  |  | 1344.8842 | 0.41605
|  |  |  | -- | -- |  |  | 1344.9064 | 0.41554
|  |  |  | -- | -- |  |  | 1344.9285 | 0.41503
|  |  |  | -- | -- |  |  | 1344.9507 | 0.41453
|  |  |  | -- | -- |  |  | 1344.9728 | 0.41403
|  |  |  | -- | -- |  |  | 1344.995 | 0.41354
|  |  |  | -- | -- |  |  | 1345.0171 | 0.41305
|  |  |  | -- | -- |  |  | 1345.0393 | 0.41256
|  |  |  | -- | -- |  |  | 1345.0614 | 0.41208
|  |  |  | -- | -- |  |  | 1345.0836 | 0.41161
|  |  |  | -- | -- |  |  | 1345.1057 | 0.41114
|  |  |  | -- | -- |  |  | 1345.1279 | 0.41068
|  |  |  | -- | -- |  |  | 1345.15 | 0.41022
|  |  |  | -- | -- |  |  | 1345.1722 | 0.40976
|  |  |  | -- | -- |  |  | 1345.1943 | 0.40931
|  |  |  | -- | -- |  |  | 1345.2166 | 0.40886
|  |  |  | -- | -- |  |  | 1345.2386 | 0.40842
|  |  |  | -- | -- |  |  | 1345.2609 | 0.40798
|  |  |  | -- | -- |  |  | 1345.2831 | 0.40755
|  |  |  | -- | -- |  |  | 1345.3052 | 0.40712
|  |  |  | -- | -- |  |  | 1345.3274 | 0.40669
|  |  |  | -- | -- |  |  | 1345.3495 | 0.40627
|  |  |  | -- | -- |  |  | 1345.3717 | 0.40585
|  |  |  | -- | -- |  |  | 1345.3939 | 0.40544
|  |  |  | -- | -- |  |  | 1345.416 | 0.40503
|  |  |  | -- | -- |  |  | 1345.4382 | 0.40462
|  |  |  | -- | -- |  |  | 1345.4603 | 0.40422
|  |  |  | -- | -- |  |  | 1345.4825 | 0.40382
|  |  |  | -- | -- |  |  | 1345.5048 | 0.40342
|  |  |  | -- | -- |  |  | 1345.5269 | 0.40303
|  |  |  | -- | -- |  |  | 1345.5491 | 0.40264
|  |  |  | -- | -- |  |  | 1345.5713 | 0.40225
|  |  |  | -- | -- |  |  | 1345.5934 | 0.40186
|  |  |  | -- | -- |  |  | 1345.6156 | 0.40148
|  |  |  | -- | -- |  |  | 1345.6378 | 0.4011
|  |  |  | -- | -- |  |  | 1345.6599 | 0.40072
|  |  |  | -- | -- |  |  | 1345.6821 | 0.40035
|  |  |  | -- | -- |  |  | 1345.7043 | 0.39998
|  |  |  | -- | -- |  |  | 1345.7264 | 0.39961
|  |  |  | -- | -- |  |  | 1345.7487 | 0.39924
|  |  |  | -- | -- |  |  | 1345.7709 | 0.39887
|  |  |  | -- | -- |  |  | 1345.793 | 0.3985
|  |  |  | -- | -- |  |  | 1345.8152 | 0.39814
|  |  |  | -- | -- |  |  | 1345.8374 | 0.39778
|  |  |  | -- | -- |  |  | 1345.8596 | 0.39741
|  |  |  | -- | -- |  |  | 1345.8817 | 0.39705
|  |  |  | -- | -- |  |  | 1345.9039 | 0.39669
|  |  |  | -- | -- |  |  | 1345.9261 | 0.39633
|  |  |  | -- | -- |  |  | 1345.9484 | 0.39598
|  |  |  | -- | -- |  |  | 1345.9705 | 0.39562
|  |  |  | -- | -- |  |  | 1345.9927 | 0.39526
|  |  |  | -- | -- |  |  | 1346.0149 | 0.3949
|  |  |  | -- | -- |  |  | 1346.0371 | 0.39455
|  |  |  | -- | -- |  |  | 1346.0592 | 0.39419
|  |  |  | -- | -- |  |  | 1346.0814 | 0.39383
|  |  |  | -- | -- |  |  | 1346.1036 | 0.39347
|  |  |  | -- | -- |  |  | 1346.1259 | 0.39311
|  |  |  | -- | -- |  |  | 1346.1481 | 0.39276
|  |  |  | -- | -- |  |  | 1346.1702 | 0.3924
|  |  |  | -- | -- |  |  | 1346.1924 | 0.39204
|  |  |  | -- | -- |  |  | 1346.2146 | 0.39167
|  |  |  | -- | -- |  |  | 1346.2368 | 0.39131
|  |  |  | -- | -- |  |  | 1346.259 | 0.39095
|  |  |  | -- | -- |  |  | 1346.2812 | 0.39058
|  |  |  | -- | -- |  |  | 1346.3033 | 0.39022
|  |  |  | -- | -- |  |  | 1346.3256 | 0.38985
|  |  |  | -- | -- |  |  | 1346.3478 | 0.38948
|  |  |  | -- | -- |  |  | 1346.37 | 0.38911
|  |  |  | -- | -- |  |  | 1346.3922 | 0.38873
|  |  |  | -- | -- |  |  | 1346.4144 | 0.38836
|  |  |  | -- | -- |  |  | 1346.4366 | 0.38798
|  |  |  | -- | -- |  |  | 1346.4589 | 0.3876
|  |  |  | -- | -- |  |  | 1346.481 | 0.38722
|  |  |  | -- | -- |  |  | 1346.5032 | 0.38683
|  |  |  | -- | -- |  |  | 1346.5254 | 0.38645
|  |  |  | -- | -- |  |  | 1346.5476 | 0.38606
|  |  |  | -- | -- |  |  | 1346.5698 | 0.38566
|  |  |  | -- | -- |  |  | 1346.592 | 0.38527
|  |  |  | -- | -- |  |  | 1346.6143 | 0.38487
|  |  |  | -- | -- |  |  | 1346.6365 | 0.38447
|  |  |  | -- | -- |  |  | 1346.6587 | 0.38406
|  |  |  | -- | -- |  |  | 1346.6809 | 0.38366
|  |  |  | -- | -- |  |  | 1346.7031 | 0.38325
|  |  |  | -- | -- |  |  | 1346.7253 | 0.38283
|  |  |  | -- | -- |  |  | 1346.7476 | 0.38241
|  |  |  | -- | -- |  |  | 1346.7698 | 0.38199
|  |  |  | -- | -- |  |  | 1346.792 | 0.38157
|  |  |  | -- | -- |  |  | 1346.8142 | 0.38115
|  |  |  | -- | -- |  |  | 1346.8364 | 0.38072
|  |  |  | -- | -- |  |  | 1346.8586 | 0.38028
|  |  |  | -- | -- |  |  | 1346.8809 | 0.37985
|  |  |  | -- | -- |  |  | 1346.9031 | 0.37941
|  |  |  | -- | -- |  |  | 1346.9253 | 0.37896
|  |  |  | -- | -- |  |  | 1346.9475 | 0.37852
|  |  |  | -- | -- |  |  | 1346.9697 | 0.37807
|  |  |  | -- | -- |  |  | 1346.9919 | 0.37762
|  |  |  | -- | -- |  |  | 1347.0142 | 0.37716
|  |  |  | -- | -- |  |  | 1347.0364 | 0.37671
|  |  |  | -- | -- |  |  | 1347.0586 | 0.37624
|  |  |  | -- | -- |  |  | 1347.0808 | 0.37578
|  |  |  | -- | -- |  |  | 1347.103 | 0.37531
|  |  |  | -- | -- |  |  | 1347.1252 | 0.37484
|  |  |  | -- | -- |  |  | 1347.1475 | 0.37437
|  |  |  | -- | -- |  |  | 1347.1697 | 0.3739
|  |  |  | -- | -- |  |  | 1347.1919 | 0.37342
|  |  |  | -- | -- |  |  | 1347.2141 | 0.37294
|  |  |  | -- | -- |  |  | 1347.2363 | 0.37246
|  |  |  | -- | -- |  |  | 1347.2587 | 0.37198
|  |  |  | -- | -- |  |  | 1347.2809 | 0.37149
|  |  |  | -- | -- |  |  | 1347.3031 | 0.37101
|  |  |  | -- | -- |  |  | 1347.3253 | 0.37052
|  |  |  | -- | -- |  |  | 1347.3475 | 0.37003
|  |  |  | -- | -- |  |  | 1347.3698 | 0.36954
|  |  |  | -- | -- |  |  | 1347.392 | 0.36904
|  |  |  | -- | -- |  |  | 1347.4142 | 0.36855
|  |  |  | -- | -- |  |  | 1347.4365 | 0.36806
|  |  |  | -- | -- |  |  | 1347.4587 | 0.36756
|  |  |  | -- | -- |  |  | 1347.481 | 0.36706
|  |  |  | -- | -- |  |  | 1347.5032 | 0.36657
|  |  |  | -- | -- |  |  | 1347.5254 | 0.36607
|  |  |  | -- | -- |  |  | 1347.5476 | 0.36557
|  |  |  | -- | -- |  |  | 1347.5699 | 0.36508
|  |  |  | -- | -- |  |  | 1347.5922 | 0.36458
|  |  |  | -- | -- |  |  | 1347.6144 | 0.36409
|  |  |  | -- | -- |  |  | 1347.6366 | 0.36359
|  |  |  | -- | -- |  |  | 1347.6589 | 0.36309
|  |  |  | -- | -- |  |  | 1347.6812 | 0.3626
|  |  |  | -- | -- |  |  | 1347.7034 | 0.36211
|  |  |  | -- | -- |  |  | 1347.7256 | 0.36161
|  |  |  | -- | -- |  |  | 1347.7478 | 0.36112
|  |  |  | -- | -- |  |  | 1347.7701 | 0.36063
|  |  |  | -- | -- |  |  | 1347.7924 | 0.36015
|  |  |  | -- | -- |  |  | 1347.8146 | 0.35966
|  |  |  | -- | -- |  |  | 1347.8368 | 0.35917
|  |  |  | -- | -- |  |  | 1347.8591 | 0.35869
|  |  |  | -- | -- |  |  | 1347.8813 | 0.35821
|  |  |  | -- | -- |  |  | 1347.9036 | 0.35773
|  |  |  | -- | -- |  |  | 1347.9259 | 0.35725
|  |  |  | -- | -- |  |  | 1347.9481 | 0.35678
|  |  |  | -- | -- |  |  | 1347.9703 | 0.35631
|  |  |  | -- | -- |  |  | 1347.9926 | 0.35584
|  |  |  | -- | -- |  |  | 1348.0149 | 0.35537
|  |  |  | -- | -- |  |  | 1348.0371 | 0.35491
|  |  |  | -- | -- |  |  | 1348.0593 | 0.35444
|  |  |  | -- | -- |  |  | 1348.0817 | 0.35398
|  |  |  | -- | -- |  |  | 1348.1039 | 0.35353
|  |  |  | -- | -- |  |  | 1348.1261 | 0.35307
|  |  |  | -- | -- |  |  | 1348.1484 | 0.35262
|  |  |  | -- | -- |  |  | 1348.1707 | 0.35217
|  |  |  | -- | -- |  |  | 1348.1929 | 0.35173
|  |  |  | -- | -- |  |  | 1348.2152 | 0.35129
|  |  |  | -- | -- |  |  | 1348.2374 | 0.35085
|  |  |  | -- | -- |  |  | 1348.2598 | 0.35041
|  |  |  | -- | -- |  |  | 1348.282 | 0.34997
|  |  |  | -- | -- |  |  | 1348.3042 | 0.34954
|  |  |  | -- | -- |  |  | 1348.3265 | 0.34911
|  |  |  | -- | -- |  |  | 1348.3488 | 0.34869
|  |  |  | -- | -- |  |  | 1348.3711 | 0.34827
|  |  |  | -- | -- |  |  | 1348.3933 | 0.34784
|  |  |  | -- | -- |  |  | 1348.4155 | 0.34743
|  |  |  | -- | -- |  |  | 1348.4379 | 0.34701
|  |  |  | -- | -- |  |  | 1348.4601 | 0.3466
|  |  |  | -- | -- |  |  | 1348.4824 | 0.34619
|  |  |  | -- | -- |  |  | 1348.5046 | 0.34578
|  |  |  | -- | -- |  |  | 1348.527 | 0.34537
|  |  |  | -- | -- |  |  | 1348.5492 | 0.34497
|  |  |  | -- | -- |  |  | 1348.5715 | 0.34457
|  |  |  | -- | -- |  |  | 1348.5938 | 0.34417
|  |  |  | -- | -- |  |  | 1348.616 | 0.34377
|  |  |  | -- | -- |  |  | 1348.6383 | 0.34338
|  |  |  | -- | -- |  |  | 1348.6605 | 0.34299
|  |  |  | -- | -- |  |  | 1348.6829 | 0.34259
|  |  |  | -- | -- |  |  | 1348.7051 | 0.34221
|  |  |  | -- | -- |  |  | 1348.7274 | 0.34182
|  |  |  | -- | -- |  |  | 1348.7496 | 0.34143
|  |  |  | -- | -- |  |  | 1348.772 | 0.34105
|  |  |  | -- | -- |  |  | 1348.7942 | 0.34066
|  |  |  | -- | -- |  |  | 1348.8165 | 0.34028
|  |  |  | -- | -- |  |  | 1348.8389 | 0.3399
|  |  |  | -- | -- |  |  | 1348.8611 | 0.33952
|  |  |  | -- | -- |  |  | 1348.8834 | 0.33914
|  |  |  | -- | -- |  |  | 1348.9056 | 0.33876
|  |  |  | -- | -- |  |  | 1348.928 | 0.33838
|  |  |  | -- | -- |  |  | 1348.9502 | 0.33801
|  |  |  | -- | -- |  |  | 1348.9725 | 0.33763
|  |  |  | -- | -- |  |  | 1348.9948 | 0.33726
|  |  |  | -- | -- |  |  | 1349.0171 | 0.33688
|  |  |  | -- | -- |  |  | 1349.0394 | 0.33651
|  |  |  | -- | -- |  |  | 1349.0616 | 0.33613
|  |  |  | -- | -- |  |  | 1349.084 | 0.33576
|  |  |  | -- | -- |  |  | 1349.1062 | 0.33539
|  |  |  | -- | -- |  |  | 1349.1285 | 0.33501
|  |  |  | -- | -- |  |  | 1349.1509 | 0.33464
|  |  |  | -- | -- |  |  | 1349.1731 | 0.33427
|  |  |  | -- | -- |  |  | 1349.1954 | 0.3339
|  |  |  | -- | -- |  |  | 1349.2178 | 0.33352
|  |  |  | -- | -- |  |  | 1349.24 | 0.33315
|  |  |  | -- | -- |  |  | 1349.2623 | 0.33278
|  |  |  | -- | -- |  |  | 1349.2845 | 0.3324
|  |  |  | -- | -- |  |  | 1349.3069 | 0.33203
|  |  |  | -- | -- |  |  | 1349.3292 | 0.33166
|  |  |  | -- | -- |  |  | 1349.3514 | 0.33128
|  |  |  | -- | -- |  |  | 1349.3738 | 0.33091
|  |  |  | -- | -- |  |  | 1349.3961 | 0.33053
|  |  |  | -- | -- |  |  | 1349.4185 | 0.33016
|  |  |  | -- | -- |  |  | 1349.4407 | 0.32978
|  |  |  | -- | -- |  |  | 1349.463 | 0.3294
|  |  |  | -- | -- |  |  | 1349.4854 | 0.32903
|  |  |  | -- | -- |  |  | 1349.5076 | 0.32865
|  |  |  | -- | -- |  |  | 1349.5299 | 0.32827
|  |  |  | -- | -- |  |  | 1349.5522 | 0.32789
|  |  |  | -- | -- |  |  | 1349.5746 | 0.32751
|  |  |  | -- | -- |  |  | 1349.5968 | 0.32713
|  |  |  | -- | -- |  |  | 1349.6191 | 0.32675
|  |  |  | -- | -- |  |  | 1349.6415 | 0.32637
|  |  |  | -- | -- |  |  | 1349.6638 | 0.32599
|  |  |  | -- | -- |  |  | 1349.686 | 0.32561
|  |  |  | -- | -- |  |  | 1349.7084 | 0.32522
|  |  |  | -- | -- |  |  | 1349.7307 | 0.32484
|  |  |  | -- | -- |  |  | 1349.7531 | 0.32445
|  |  |  | -- | -- |  |  | 1349.7753 | 0.32406
|  |  |  | -- | -- |  |  | 1349.7976 | 0.32368
|  |  |  | -- | -- |  |  | 1349.8199 | 0.32329
|  |  |  | -- | -- |  |  | 1349.8423 | 0.3229
|  |  |  | -- | -- |  |  | 1349.8646 | 0.32251
|  |  |  | -- | -- |  |  | 1349.8868 | 0.32212
|  |  |  | -- | -- |  |  | 1349.9092 | 0.32172
|  |  |  | -- | -- |  |  | 1349.9315 | 0.32133
|  |  |  | -- | -- |  |  | 1349.9539 | 0.32094
|  |  |  | -- | -- |  |  | 1349.9762 | 0.32054
|  |  |  | -- | -- |  |  | 1349.9985 | 0.32014
|  |  |  | -- | -- |  |  | 1350.0208 | 0.31974
|  |  |  | -- | -- |  |  | 1350.0431 | 0.31934
|  |  |  | -- | -- |  |  | 1350.0654 | 0.31894
|  |  |  | -- | -- |  |  | 1350.0878 | 0.31854
|  |  |  | -- | -- |  |  | 1350.1101 | 0.31814
|  |  |  | -- | -- |  |  | 1350.1324 | 0.31773
|  |  |  | -- | -- |  |  | 1350.1548 | 0.31733
|  |  |  | -- | -- |  |  | 1350.1771 | 0.31692
|  |  |  | -- | -- |  |  | 1350.1995 | 0.31651
|  |  |  | -- | -- |  |  | 1350.2217 | 0.3161
|  |  |  | -- | -- |  |  | 1350.244 | 0.31569
|  |  |  | -- | -- |  |  | 1350.2664 | 0.31528
|  |  |  | -- | -- |  |  | 1350.2887 | 0.31486
|  |  |  | -- | -- |  |  | 1350.311 | 0.31445
|  |  |  | -- | -- |  |  | 1350.3334 | 0.31403
|  |  |  | -- | -- |  |  | 1350.3557 | 0.31361
|  |  |  | -- | -- |  |  | 1350.3781 | 0.31319
|  |  |  | -- | -- |  |  | 1350.4004 | 0.31277
|  |  |  | -- | -- |  |  | 1350.4227 | 0.31235
|  |  |  | -- | -- |  |  | 1350.4451 | 0.31192
|  |  |  | -- | -- |  |  | 1350.4674 | 0.3115
|  |  |  | -- | -- |  |  | 1350.4897 | 0.31107
|  |  |  | -- | -- |  |  | 1350.5121 | 0.31064
|  |  |  | -- | -- |  |  | 1350.5344 | 0.31021
|  |  |  | -- | -- |  |  | 1350.5568 | 0.30978
|  |  |  | -- | -- |  |  | 1350.5791 | 0.30934
|  |  |  | -- | -- |  |  | 1350.6014 | 0.30891
|  |  |  | -- | -- |  |  | 1350.6238 | 0.30848
|  |  |  | -- | -- |  |  | 1350.6461 | 0.30804
|  |  |  | -- | -- |  |  | 1350.6685 | 0.3076
|  |  |  | -- | -- |  |  | 1350.6908 | 0.30716
|  |  |  | -- | -- |  |  | 1350.7131 | 0.30672
|  |  |  | -- | -- |  |  | 1350.7355 | 0.30628
|  |  |  | -- | -- |  |  | 1350.7578 | 0.30584
|  |  |  | -- | -- |  |  | 1350.7802 | 0.30539
|  |  |  | -- | -- |  |  | 1350.8025 | 0.30495
|  |  |  | -- | -- |  |  | 1350.8248 | 0.30451
|  |  |  | -- | -- |  |  | 1350.8472 | 0.30406
|  |  |  | -- | -- |  |  | 1350.8695 | 0.30361
|  |  |  | -- | -- |  |  | 1350.892 | 0.30317
|  |  |  | -- | -- |  |  | 1350.9143 | 0.30272
|  |  |  | -- | -- |  |  | 1350.9366 | 0.30227
|  |  |  | -- | -- |  |  | 1350.959 | 0.30182
|  |  |  | -- | -- |  |  | 1350.9813 | 0.30137
|  |  |  | -- | -- |  |  | 1351.0037 | 0.30093
|  |  |  | -- | -- |  |  | 1351.026 | 0.30048
|  |  |  | -- | -- |  |  | 1351.0483 | 0.30003
|  |  |  | -- | -- |  |  | 1351.0707 | 0.29958
|  |  |  | -- | -- |  |  | 1351.0931 | 0.29913
|  |  |  | -- | -- |  |  | 1351.1155 | 0.29868
|  |  |  | -- | -- |  |  | 1351.1378 | 0.29824
|  |  |  | -- | -- |  |  | 1351.1602 | 0.29779
|  |  |  | -- | -- |  |  | 1351.1825 | 0.29734
|  |  |  | -- | -- |  |  | 1351.2048 | 0.2969
|  |  |  | -- | -- |  |  | 1351.2273 | 0.29645
|  |  |  | -- | -- |  |  | 1351.2496 | 0.29601
|  |  |  | -- | -- |  |  | 1351.272 | 0.29557
|  |  |  | -- | -- |  |  | 1351.2943 | 0.29513
|  |  |  | -- | -- |  |  | 1351.3166 | 0.29469
|  |  |  | -- | -- |  |  | 1351.3391 | 0.29425
|  |  |  | -- | -- |  |  | 1351.3615 | 0.29381
|  |  |  | -- | -- |  |  | 1351.3838 | 0.29338
|  |  |  | -- | -- |  |  | 1351.4061 | 0.29295
|  |  |  | -- | -- |  |  | 1351.4285 | 0.29252
|  |  |  | -- | -- |  |  | 1351.4509 | 0.29209
|  |  |  | -- | -- |  |  | 1351.4733 | 0.29166
|  |  |  | -- | -- |  |  | 1351.4956 | 0.29124
|  |  |  | -- | -- |  |  | 1351.5179 | 0.29082
|  |  |  | -- | -- |  |  | 1351.5404 | 0.2904
|  |  |  | -- | -- |  |  | 1351.5627 | 0.28998
|  |  |  | -- | -- |  |  | 1351.5851 | 0.28957
|  |  |  | -- | -- |  |  | 1351.6075 | 0.28915
|  |  |  | -- | -- |  |  | 1351.6299 | 0.28875
|  |  |  | -- | -- |  |  | 1351.6522 | 0.28834
|  |  |  | -- | -- |  |  | 1351.6746 | 0.28794
|  |  |  | -- | -- |  |  | 1351.697 | 0.28754
|  |  |  | -- | -- |  |  | 1351.7194 | 0.28714
|  |  |  | -- | -- |  |  | 1351.7417 | 0.28675
|  |  |  | -- | -- |  |  | 1351.7642 | 0.28636
|  |  |  | -- | -- |  |  | 1351.7865 | 0.28598
|  |  |  | -- | -- |  |  | 1351.8088 | 0.28559
|  |  |  | -- | -- |  |  | 1351.8313 | 0.28522
|  |  |  | -- | -- |  |  | 1351.8536 | 0.28484
|  |  |  | -- | -- |  |  | 1351.876 | 0.28447
|  |  |  | -- | -- |  |  | 1351.8984 | 0.2841
|  |  |  | -- | -- |  |  | 1351.9208 | 0.28374
|  |  |  | -- | -- |  |  | 1351.9432 | 0.28338
|  |  |  | -- | -- |  |  | 1351.9656 | 0.28302
|  |  |  | -- | -- |  |  | 1351.9879 | 0.28267
|  |  |  | -- | -- |  |  | 1352.0104 | 0.28232
|  |  |  | -- | -- |  |  | 1352.0327 | 0.28197
|  |  |  | -- | -- |  |  | 1352.0552 | 0.28163
|  |  |  | -- | -- |  |  | 1352.0775 | 0.28129
|  |  |  | -- | -- |  |  | 1352.0999 | 0.28096
|  |  |  | -- | -- |  |  | 1352.1223 | 0.28062
|  |  |  | -- | -- |  |  | 1352.1447 | 0.2803
|  |  |  | -- | -- |  |  | 1352.1671 | 0.27997
|  |  |  | -- | -- |  |  | 1352.1895 | 0.27965
|  |  |  | -- | -- |  |  | 1352.2119 | 0.27934
|  |  |  | -- | -- |  |  | 1352.2343 | 0.27902
|  |  |  | -- | -- |  |  | 1352.2566 | 0.27871
|  |  |  | -- | -- |  |  | 1352.2791 | 0.2784
|  |  |  | -- | -- |  |  | 1352.3014 | 0.2781
|  |  |  | -- | -- |  |  | 1352.3239 | 0.2778
|  |  |  | -- | -- |  |  | 1352.3462 | 0.2775
|  |  |  | -- | -- |  |  | 1352.3687 | 0.27721
|  |  |  | -- | -- |  |  | 1352.391 | 0.27691
|  |  |  | -- | -- |  |  | 1352.4135 | 0.27662
|  |  |  | -- | -- |  |  | 1352.4358 | 0.27634
|  |  |  | -- | -- |  |  | 1352.4583 | 0.27605
|  |  |  | -- | -- |  |  | 1352.4806 | 0.27577
|  |  |  | -- | -- |  |  | 1352.5031 | 0.27549
|  |  |  | -- | -- |  |  | 1352.5254 | 0.27521
|  |  |  | -- | -- |  |  | 1352.5479 | 0.27493
|  |  |  | -- | -- |  |  | 1352.5703 | 0.27466
|  |  |  | -- | -- |  |  | 1352.5927 | 0.27438
|  |  |  | -- | -- |  |  | 1352.6151 | 0.27411
|  |  |  | -- | -- |  |  | 1352.6375 | 0.27384
|  |  |  | -- | -- |  |  | 1352.6599 | 0.27357
|  |  |  | -- | -- |  |  | 1352.6823 | 0.2733
|  |  |  | -- | -- |  |  | 1352.7047 | 0.27303
|  |  |  | -- | -- |  |  | 1352.7272 | 0.27276
|  |  |  | -- | -- |  |  | 1352.7495 | 0.27249
|  |  |  | -- | -- |  |  | 1352.772 | 0.27223
|  |  |  | -- | -- |  |  | 1352.7943 | 0.27196
|  |  |  | -- | -- |  |  | 1352.8168 | 0.27169
|  |  |  | -- | -- |  |  | 1352.8392 | 0.27142
|  |  |  | -- | -- |  |  | 1352.8616 | 0.27116
|  |  |  | -- | -- |  |  | 1352.884 | 0.27089
|  |  |  | -- | -- |  |  | 1352.9064 | 0.27062
|  |  |  | -- | -- |  |  | 1352.9288 | 0.27035
|  |  |  | -- | -- |  |  | 1352.9513 | 0.27008
|  |  |  | -- | -- |  |  | 1352.9736 | 0.2698
|  |  |  | -- | -- |  |  | 1352.9961 | 0.26953
|  |  |  | -- | -- |  |  | 1353.0186 | 0.26925
|  |  |  | -- | -- |  |  | 1353.0409 | 0.26898
|  |  |  | -- | -- |  |  | 1353.0634 | 0.2687
|  |  |  | -- | -- |  |  | 1353.0858 | 0.26842
|  |  |  | -- | -- |  |  | 1353.1082 | 0.26813
|  |  |  | -- | -- |  |  | 1353.1306 | 0.26785
|  |  |  | -- | -- |  |  | 1353.1531 | 0.26756
|  |  |  | -- | -- |  |  | 1353.1755 | 0.26727
|  |  |  | -- | -- |  |  | 1353.1979 | 0.26698
|  |  |  | -- | -- |  |  | 1353.2203 | 0.26669
|  |  |  | -- | -- |  |  | 1353.2428 | 0.26639
|  |  |  | -- | -- |  |  | 1353.2651 | 0.26609
|  |  |  | -- | -- |  |  | 1353.2876 | 0.26579
|  |  |  | -- | -- |  |  | 1353.3101 | 0.26548
|  |  |  | -- | -- |  |  | 1353.3325 | 0.26518
|  |  |  | -- | -- |  |  | 1353.3549 | 0.26487
|  |  |  | -- | -- |  |  | 1353.3773 | 0.26455
|  |  |  | -- | -- |  |  | 1353.3998 | 0.26424
|  |  |  | -- | -- |  |  | 1353.4222 | 0.26392
|  |  |  | -- | -- |  |  | 1353.4447 | 0.2636
|  |  |  | -- | -- |  |  | 1353.467 | 0.26328
|  |  |  | -- | -- |  |  | 1353.4895 | 0.26295
|  |  |  | -- | -- |  |  | 1353.512 | 0.26262
|  |  |  | -- | -- |  |  | 1353.5344 | 0.26229
|  |  |  | -- | -- |  |  | 1353.5569 | 0.26196
|  |  |  | -- | -- |  |  | 1353.5792 | 0.26163
|  |  |  | -- | -- |  |  | 1353.6017 | 0.26129
|  |  |  | -- | -- |  |  | 1353.6241 | 0.26095
|  |  |  | -- | -- |  |  | 1353.6466 | 0.26061
|  |  |  | -- | -- |  |  | 1353.6691 | 0.26026
|  |  |  | -- | -- |  |  | 1353.6915 | 0.25992
|  |  |  | -- | -- |  |  | 1353.7139 | 0.25957
|  |  |  | -- | -- |  |  | 1353.7363 | 0.25922
|  |  |  | -- | -- |  |  | 1353.7588 | 0.25887
|  |  |  | -- | -- |  |  | 1353.7812 | 0.25852
|  |  |  | -- | -- |  |  | 1353.8037 | 0.25816
|  |  |  | -- | -- |  |  | 1353.8262 | 0.25781
|  |  |  | -- | -- |  |  | 1353.8486 | 0.25746
|  |  |  | -- | -- |  |  | 1353.8711 | 0.2571
|  |  |  | -- | -- |  |  | 1353.8936 | 0.25674
|  |  |  | -- | -- |  |  | 1353.9159 | 0.25639
|  |  |  | -- | -- |  |  | 1353.9384 | 0.25603
|  |  |  | -- | -- |  |  | 1353.9608 | 0.25567
|  |  |  | -- | -- |  |  | 1353.9833 | 0.25532
|  |  |  | -- | -- |  |  | 1354.0057 | 0.25496
|  |  |  | -- | -- |  |  | 1354.0282 | 0.2546
|  |  |  | -- | -- |  |  | 1354.0507 | 0.25425
|  |  |  | -- | -- |  |  | 1354.0731 | 0.25389
|  |  |  | -- | -- |  |  | 1354.0956 | 0.25354
|  |  |  | -- | -- |  |  | 1354.118 | 0.25319
|  |  |  | -- | -- |  |  | 1354.1405 | 0.25283
|  |  |  | -- | -- |  |  | 1354.163 | 0.25248
|  |  |  | -- | -- |  |  | 1354.1854 | 0.25213
|  |  |  | -- | -- |  |  | 1354.2079 | 0.25179
|  |  |  | -- | -- |  |  | 1354.2303 | 0.25144
|  |  |  | -- | -- |  |  | 1354.2528 | 0.2511
|  |  |  | -- | -- |  |  | 1354.2753 | 0.25075
|  |  |  | -- | -- |  |  | 1354.2977 | 0.25041
|  |  |  | -- | -- |  |  | 1354.3202 | 0.25008
|  |  |  | -- | -- |  |  | 1354.3427 | 0.24974
|  |  |  | -- | -- |  |  | 1354.3651 | 0.2494
|  |  |  | -- | -- |  |  | 1354.3876 | 0.24907
|  |  |  | -- | -- |  |  | 1354.41 | 0.24874
|  |  |  | -- | -- |  |  | 1354.4325 | 0.24842
|  |  |  | -- | -- |  |  | 1354.455 | 0.24809
|  |  |  | -- | -- |  |  | 1354.4774 | 0.24777
|  |  |  | -- | -- |  |  | 1354.4999 | 0.24745
|  |  |  | -- | -- |  |  | 1354.5223 | 0.24713
|  |  |  | -- | -- |  |  | 1354.5448 | 0.24682
|  |  |  | -- | -- |  |  | 1354.5673 | 0.2465
|  |  |  | -- | -- |  |  | 1354.5898 | 0.24619
|  |  |  | -- | -- |  |  | 1354.6123 | 0.24589
|  |  |  | -- | -- |  |  | 1354.6348 | 0.24558
|  |  |  | -- | -- |  |  | 1354.6572 | 0.24528
|  |  |  | -- | -- |  |  | 1354.6797 | 0.24498
|  |  |  | -- | -- |  |  | 1354.7021 | 0.24468
|  |  |  | -- | -- |  |  | 1354.7246 | 0.24438
|  |  |  | -- | -- |  |  | 1354.7471 | 0.24408
|  |  |  | -- | -- |  |  | 1354.7697 | 0.24379
|  |  |  | -- | -- |  |  | 1354.7921 | 0.2435
|  |  |  | -- | -- |  |  | 1354.8146 | 0.24321
|  |  |  | -- | -- |  |  | 1354.837 | 0.24292
|  |  |  | -- | -- |  |  | 1354.8595 | 0.24263
|  |  |  | -- | -- |  |  | 1354.882 | 0.24234
|  |  |  | -- | -- |  |  | 1354.9045 | 0.24205
|  |  |  | -- | -- |  |  | 1354.927 | 0.24177
|  |  |  | -- | -- |  |  | 1354.9495 | 0.24148
|  |  |  | -- | -- |  |  | 1354.9719 | 0.2412
|  |  |  | -- | -- |  |  | 1354.9944 | 0.24091
|  |  |  | -- | -- |  |  | 1355.017 | 0.24063
|  |  |  | -- | -- |  |  | 1355.0394 | 0.24035
|  |  |  | -- | -- |  |  | 1355.0619 | 0.24006
|  |  |  | -- | -- |  |  | 1355.0844 | 0.23978
|  |  |  | -- | -- |  |  | 1355.1068 | 0.23949
|  |  |  | -- | -- |  |  | 1355.1294 | 0.2392
|  |  |  | -- | -- |  |  | 1355.1519 | 0.23892
|  |  |  | -- | -- |  |  | 1355.1743 | 0.23863
|  |  |  | -- | -- |  |  | 1355.1968 | 0.23834
|  |  |  | -- | -- |  |  | 1355.2194 | 0.23805
|  |  |  | -- | -- |  |  | 1355.2418 | 0.23775
|  |  |  | -- | -- |  |  | 1355.2643 | 0.23746
|  |  |  | -- | -- |  |  | 1355.2869 | 0.23716
|  |  |  | -- | -- |  |  | 1355.3093 | 0.23686
|  |  |  | -- | -- |  |  | 1355.3318 | 0.23656
|  |  |  | -- | -- |  |  | 1355.3542 | 0.23626
|  |  |  | -- | -- |  |  | 1355.3768 | 0.23595
|  |  |  | -- | -- |  |  | 1355.3993 | 0.23564
|  |  |  | -- | -- |  |  | 1355.4218 | 0.23533
|  |  |  | -- | -- |  |  | 1355.4443 | 0.23501
|  |  |  | -- | -- |  |  | 1355.4668 | 0.2347
|  |  |  | -- | -- |  |  | 1355.4893 | 0.23438
|  |  |  | -- | -- |  |  | 1355.5118 | 0.23405
|  |  |  | -- | -- |  |  | 1355.5343 | 0.23373
|  |  |  | -- | -- |  |  | 1355.5568 | 0.2334
|  |  |  | -- | -- |  |  | 1355.5793 | 0.23307
|  |  |  | -- | -- |  |  | 1355.6018 | 0.23273
|  |  |  | -- | -- |  |  | 1355.6244 | 0.23239
|  |  |  | -- | -- |  |  | 1355.6469 | 0.23205
|  |  |  | -- | -- |  |  | 1355.6693 | 0.2317
|  |  |  | -- | -- |  |  | 1355.6919 | 0.23136
|  |  |  | -- | -- |  |  | 1355.7144 | 0.23101
|  |  |  | -- | -- |  |  | 1355.7368 | 0.23065
|  |  |  | -- | -- |  |  | 1355.7594 | 0.2303
|  |  |  | -- | -- |  |  | 1355.7819 | 0.22994
|  |  |  | -- | -- |  |  | 1355.8044 | 0.22957
|  |  |  | -- | -- |  |  | 1355.8269 | 0.22921
|  |  |  | -- | -- |  |  | 1355.8495 | 0.22884
|  |  |  | -- | -- |  |  | 1355.8719 | 0.22847
|  |  |  | -- | -- |  |  | 1355.8944 | 0.2281
|  |  |  | -- | -- |  |  | 1355.917 | 0.22773
|  |  |  | -- | -- |  |  | 1355.9395 | 0.22735
|  |  |  | -- | -- |  |  | 1355.962 | 0.22698
|  |  |  | -- | -- |  |  | 1355.9845 | 0.2266
|  |  |  | -- | -- |  |  | 1356.0071 | 0.22622
|  |  |  | -- | -- |  |  | 1356.0295 | 0.22584
|  |  |  | -- | -- |  |  | 1356.0521 | 0.22546
|  |  |  | -- | -- |  |  | 1356.0746 | 0.22508
|  |  |  | -- | -- |  |  | 1356.0972 | 0.2247
|  |  |  | -- | -- |  |  | 1356.1196 | 0.22432
|  |  |  | -- | -- |  |  | 1356.1422 | 0.22394
|  |  |  | -- | -- |  |  | 1356.1647 | 0.22355
|  |  |  | -- | -- |  |  | 1356.1873 | 0.22317
|  |  |  | -- | -- |  |  | 1356.2097 | 0.2228
|  |  |  | -- | -- |  |  | 1356.2323 | 0.22242
|  |  |  | -- | -- |  |  | 1356.2549 | 0.22204
|  |  |  | -- | -- |  |  | 1356.2773 | 0.22167
|  |  |  | -- | -- |  |  | 1356.2999 | 0.22129
|  |  |  | -- | -- |  |  | 1356.3224 | 0.22092
|  |  |  | -- | -- |  |  | 1356.345 | 0.22055
|  |  |  | -- | -- |  |  | 1356.3674 | 0.22019
|  |  |  | -- | -- |  |  | 1356.39 | 0.21982
|  |  |  | -- | -- |  |  | 1356.4126 | 0.21946
|  |  |  | -- | -- |  |  | 1356.4351 | 0.21911
|  |  |  | -- | -- |  |  | 1356.4576 | 0.21875
|  |  |  | -- | -- |  |  | 1356.4801 | 0.21841
|  |  |  | -- | -- |  |  | 1356.5027 | 0.21806
|  |  |  | -- | -- |  |  | 1356.5253 | 0.21772
|  |  |  | -- | -- |  |  | 1356.5477 | 0.21738
|  |  |  | -- | -- |  |  | 1356.5703 | 0.21705
|  |  |  | -- | -- |  |  | 1356.5928 | 0.21672
|  |  |  | -- | -- |  |  | 1356.6154 | 0.2164
|  |  |  | -- | -- |  |  | 1356.6379 | 0.21608
|  |  |  | -- | -- |  |  | 1356.6604 | 0.21576
|  |  |  | -- | -- |  |  | 1356.683 | 0.21546
|  |  |  | -- | -- |  |  | 1356.7056 | 0.21515
|  |  |  | -- | -- |  |  | 1356.728 | 0.21485
|  |  |  | -- | -- |  |  | 1356.7506 | 0.21456
|  |  |  | -- | -- |  |  | 1356.7732 | 0.21427
|  |  |  | -- | -- |  |  | 1356.7957 | 0.21399
|  |  |  | -- | -- |  |  | 1356.8182 | 0.21371
|  |  |  | -- | -- |  |  | 1356.8408 | 0.21344
|  |  |  | -- | -- |  |  | 1356.8634 | 0.21318
|  |  |  | -- | -- |  |  | 1356.8859 | 0.21291
|  |  |  | -- | -- |  |  | 1356.9084 | 0.21266
|  |  |  | -- | -- |  |  | 1356.931 | 0.21241
|  |  |  | -- | -- |  |  | 1356.9536 | 0.21216
|  |  |  | -- | -- |  |  | 1356.9761 | 0.21192
|  |  |  | -- | -- |  |  | 1356.9987 | 0.21169
|  |  |  | -- | -- |  |  | 1357.0212 | 0.21146
|  |  |  | -- | -- |  |  | 1357.0438 | 0.21123
|  |  |  | -- | -- |  |  | 1357.0663 | 0.21101
|  |  |  | -- | -- |  |  | 1357.0889 | 0.2108
|  |  |  | -- | -- |  |  | 1357.1115 | 0.21059
|  |  |  | -- | -- |  |  | 1357.134 | 0.21038
|  |  |  | -- | -- |  |  | 1357.1565 | 0.21018
|  |  |  | -- | -- |  |  | 1357.1791 | 0.20998
|  |  |  | -- | -- |  |  | 1357.2017 | 0.20978
|  |  |  | -- | -- |  |  | 1357.2242 | 0.20959
|  |  |  | -- | -- |  |  | 1357.2468 | 0.2094
|  |  |  | -- | -- |  |  | 1357.2693 | 0.20922
|  |  |  | -- | -- |  |  | 1357.2919 | 0.20904
|  |  |  | -- | -- |  |  | 1357.3145 | 0.20886
|  |  |  | -- | -- |  |  | 1357.337 | 0.20868
|  |  |  | -- | -- |  |  | 1357.3596 | 0.20851
|  |  |  | -- | -- |  |  | 1357.3822 | 0.20834
|  |  |  | -- | -- |  |  | 1357.4048 | 0.20817
|  |  |  | -- | -- |  |  | 1357.4272 | 0.208
|  |  |  | -- | -- |  |  | 1357.4498 | 0.20784
|  |  |  | -- | -- |  |  | 1357.4724 | 0.20768
|  |  |  | -- | -- |  |  | 1357.495 | 0.20751
|  |  |  | -- | -- |  |  | 1357.5176 | 0.20735
|  |  |  | -- | -- |  |  | 1357.5402 | 0.20719
|  |  |  | -- | -- |  |  | 1357.5627 | 0.20703
|  |  |  | -- | -- |  |  | 1357.5853 | 0.20687
|  |  |  | -- | -- |  |  | 1357.6079 | 0.20672
|  |  |  | -- | -- |  |  | 1357.6304 | 0.20656
|  |  |  | -- | -- |  |  | 1357.653 | 0.2064
|  |  |  | -- | -- |  |  | 1357.6755 | 0.20624
|  |  |  | -- | -- |  |  | 1357.6981 | 0.20608
|  |  |  | -- | -- |  |  | 1357.7207 | 0.20592
|  |  |  | -- | -- |  |  | 1357.7433 | 0.20577
|  |  |  | -- | -- |  |  | 1357.7659 | 0.20561
|  |  |  | -- | -- |  |  | 1357.7885 | 0.20544
|  |  |  | -- | -- |  |  | 1357.811 | 0.20528
|  |  |  | -- | -- |  |  | 1357.8336 | 0.20512
|  |  |  | -- | -- |  |  | 1357.8562 | 0.20496
|  |  |  | -- | -- |  |  | 1357.8788 | 0.20479
|  |  |  | -- | -- |  |  | 1357.9014 | 0.20463
|  |  |  | -- | -- |  |  | 1357.924 | 0.20446
|  |  |  | -- | -- |  |  | 1357.9465 | 0.20429
|  |  |  | -- | -- |  |  | 1357.9691 | 0.20412
|  |  |  | -- | -- |  |  | 1357.9917 | 0.20395
|  |  |  | -- | -- |  |  | 1358.0143 | 0.20377
|  |  |  | -- | -- |  |  | 1358.0369 | 0.2036
|  |  |  | -- | -- |  |  | 1358.0594 | 0.20342
|  |  |  | -- | -- |  |  | 1358.082 | 0.20324
|  |  |  | -- | -- |  |  | 1358.1046 | 0.20306
|  |  |  | -- | -- |  |  | 1358.1272 | 0.20288
|  |  |  | -- | -- |  |  | 1358.1498 | 0.2027
|  |  |  | -- | -- |  |  | 1358.1724 | 0.20251
|  |  |  | -- | -- |  |  | 1358.1951 | 0.20232
|  |  |  | -- | -- |  |  | 1358.2177 | 0.20214
|  |  |  | -- | -- |  |  | 1358.2402 | 0.20194
|  |  |  | -- | -- |  |  | 1358.2628 | 0.20175
|  |  |  | -- | -- |  |  | 1358.2854 | 0.20156
|  |  |  | -- | -- |  |  | 1358.308 | 0.20136
|  |  |  | -- | -- |  |  | 1358.3306 | 0.20117
|  |  |  | -- | -- |  |  | 1358.3531 | 0.20097
|  |  |  | -- | -- |  |  | 1358.3757 | 0.20077
|  |  |  | -- | -- |  |  | 1358.3983 | 0.20057
|  |  |  | -- | -- |  |  | 1358.421 | 0.20037
|  |  |  | -- | -- |  |  | 1358.4436 | 0.20016
|  |  |  | -- | -- |  |  | 1358.4662 | 0.19996
|  |  |  | -- | -- |  |  | 1358.4888 | 0.19975
|  |  |  | -- | -- |  |  | 1358.5114 | 0.19954
|  |  |  | -- | -- |  |  | 1358.5339 | 0.19933
|  |  |  | -- | -- |  |  | 1358.5566 | 0.19913
|  |  |  | -- | -- |  |  | 1358.5792 | 0.19892
|  |  |  | -- | -- |  |  | 1358.6018 | 0.1987
|  |  |  | -- | -- |  |  | 1358.6244 | 0.19849
|  |  |  | -- | -- |  |  | 1358.647 | 0.19828
|  |  |  | -- | -- |  |  | 1358.6697 | 0.19807
|  |  |  | -- | -- |  |  | 1358.6923 | 0.19785
|  |  |  | -- | -- |  |  | 1358.7148 | 0.19764
|  |  |  | -- | -- |  |  | 1358.7374 | 0.19742
|  |  |  | -- | -- |  |  | 1358.76 | 0.19721
|  |  |  | -- | -- |  |  | 1358.7827 | 0.19699
|  |  |  | -- | -- |  |  | 1358.8053 | 0.19678
|  |  |  | -- | -- |  |  | 1358.8279 | 0.19656
|  |  |  | -- | -- |  |  | 1358.8505 | 0.19634
|  |  |  | -- | -- |  |  | 1358.8732 | 0.19613
|  |  |  | -- | -- |  |  | 1358.8958 | 0.19591
|  |  |  | -- | -- |  |  | 1358.9183 | 0.19569
|  |  |  | -- | -- |  |  | 1358.9409 | 0.19548
|  |  |  | -- | -- |  |  | 1358.9636 | 0.19526
|  |  |  | -- | -- |  |  | 1358.9862 | 0.19504
|  |  |  | -- | -- |  |  | 1359.0088 | 0.19483
|  |  |  | -- | -- |  |  | 1359.0315 | 0.19461
|  |  |  | -- | -- |  |  | 1359.0541 | 0.1944
|  |  |  | -- | -- |  |  | 1359.0767 | 0.19418
|  |  |  | -- | -- |  |  | 1359.0994 | 0.19396
|  |  |  | -- | -- |  |  | 1359.1219 | 0.19375
|  |  |  | -- | -- |  |  | 1359.1445 | 0.19354
|  |  |  | -- | -- |  |  | 1359.1672 | 0.19332
|  |  |  | -- | -- |  |  | 1359.1898 | 0.19311
|  |  |  | -- | -- |  |  | 1359.2124 | 0.19289
|  |  |  | -- | -- |  |  | 1359.2351 | 0.19268
|  |  |  | -- | -- |  |  | 1359.2577 | 0.19247
|  |  |  | -- | -- |  |  | 1359.2803 | 0.19226
|  |  |  | -- | -- |  |  | 1359.303 | 0.19205
|  |  |  | -- | -- |  |  | 1359.3256 | 0.19184
|  |  |  | -- | -- |  |  | 1359.3483 | 0.19163
|  |  |  | -- | -- |  |  | 1359.3709 | 0.19142
|  |  |  | -- | -- |  |  | 1359.3934 | 0.19121
|  |  |  | -- | -- |  |  | 1359.4161 | 0.191
|  |  |  | -- | -- |  |  | 1359.4387 | 0.19079
|  |  |  | -- | -- |  |  | 1359.4614 | 0.19058
|  |  |  | -- | -- |  |  | 1359.484 | 0.19038
|  |  |  | -- | -- |  |  | 1359.5066 | 0.19017
|  |  |  | -- | -- |  |  | 1359.5293 | 0.18996
|  |  |  | -- | -- |  |  | 1359.5519 | 0.18976
|  |  |  | -- | -- |  |  | 1359.5746 | 0.18955
|  |  |  | -- | -- |  |  | 1359.5972 | 0.18935
|  |  |  | -- | -- |  |  | 1359.6199 | 0.18914
|  |  |  | -- | -- |  |  | 1359.6425 | 0.18894
|  |  |  | -- | -- |  |  | 1359.6652 | 0.18873
|  |  |  | -- | -- |  |  | 1359.6877 | 0.18853
|  |  |  | -- | -- |  |  | 1359.7104 | 0.18833
|  |  |  | -- | -- |  |  | 1359.733 | 0.18812
|  |  |  | -- | -- |  |  | 1359.7557 | 0.18792
|  |  |  | -- | -- |  |  | 1359.7783 | 0.18772
|  |  |  | -- | -- |  |  | 1359.801 | 0.18751
|  |  |  | -- | -- |  |  | 1359.8236 | 0.18731
|  |  |  | -- | -- |  |  | 1359.8463 | 0.18711
|  |  |  | -- | -- |  |  | 1359.8689 | 0.1869
|  |  |  | -- | -- |  |  | 1359.8916 | 0.1867
|  |  |  | -- | -- |  |  | 1359.9142 | 0.1865
|  |  |  | -- | -- |  |  | 1359.9369 | 0.18629
|  |  |  | -- | -- |  |  | 1359.9595 | 0.18609
|  |  |  | -- | -- |  |  | 1359.9822 | 0.18588
|  |  |  | -- | -- |  |  | 1360.0048 | 0.18568
|  |  |  | -- | -- |  |  | 1360.0275 | 0.18547
|  |  |  | -- | -- |  |  | 1360.0502 | 0.18527
|  |  |  | -- | -- |  |  | 1360.0728 | 0.18506
|  |  |  | -- | -- |  |  | 1360.0955 | 0.18486
|  |  |  | -- | -- |  |  | 1360.118 | 0.18465
|  |  |  | -- | -- |  |  | 1360.1407 | 0.18444
|  |  |  | -- | -- |  |  | 1360.1635 | 0.18423
|  |  |  | -- | -- |  |  | 1360.186 | 0.18402
|  |  |  | -- | -- |  |  | 1360.2087 | 0.18381
|  |  |  | -- | -- |  |  | 1360.2314 | 0.1836
|  |  |  | -- | -- |  |  | 1360.254 | 0.18339
|  |  |  | -- | -- |  |  | 1360.2767 | 0.18318
|  |  |  | -- | -- |  |  | 1360.2993 | 0.18297
|  |  |  | -- | -- |  |  | 1360.322 | 0.18275
|  |  |  | -- | -- |  |  | 1360.3447 | 0.18254
|  |  |  | -- | -- |  |  | 1360.3673 | 0.18232
|  |  |  | -- | -- |  |  | 1360.39 | 0.1821
|  |  |  | -- | -- |  |  | 1360.4127 | 0.18189
|  |  |  | -- | -- |  |  | 1360.4353 | 0.18167
|  |  |  | -- | -- |  |  | 1360.458 | 0.18145
|  |  |  | -- | -- |  |  | 1360.4807 | 0.18123
|  |  |  | -- | -- |  |  | 1360.5034 | 0.18101
|  |  |  | -- | -- |  |  | 1360.526 | 0.18079
|  |  |  | -- | -- |  |  | 1360.5487 | 0.18056
|  |  |  | -- | -- |  |  | 1360.5714 | 0.18034
|  |  |  | -- | -- |  |  | 1360.594 | 0.18012
|  |  |  | -- | -- |  |  | 1360.6167 | 0.17989
|  |  |  | -- | -- |  |  | 1360.6394 | 0.17966
|  |  |  | -- | -- |  |  | 1360.6621 | 0.17944
|  |  |  | -- | -- |  |  | 1360.6847 | 0.17921
|  |  |  | -- | -- |  |  | 1360.7074 | 0.17898
|  |  |  | -- | -- |  |  | 1360.7301 | 0.17875
|  |  |  | -- | -- |  |  | 1360.7528 | 0.17852
|  |  |  | -- | -- |  |  | 1360.7755 | 0.17829
|  |  |  | -- | -- |  |  | 1360.7981 | 0.17806
|  |  |  | -- | -- |  |  | 1360.8208 | 0.17783
|  |  |  | -- | -- |  |  | 1360.8435 | 0.1776
|  |  |  | -- | -- |  |  | 1360.8662 | 0.17737
|  |  |  | -- | -- |  |  | 1360.8889 | 0.17713
|  |  |  | -- | -- |  |  | 1360.9115 | 0.1769
|  |  |  | -- | -- |  |  | 1360.9342 | 0.17667
|  |  |  | -- | -- |  |  | 1360.9569 | 0.17644
|  |  |  | -- | -- |  |  | 1360.9796 | 0.1762
|  |  |  | -- | -- |  |  | 1361.0023 | 0.17597
|  |  |  | -- | -- |  |  | 1361.0249 | 0.17574
|  |  |  | -- | -- |  |  | 1361.0476 | 0.17551
|  |  |  | -- | -- |  |  | 1361.0703 | 0.17527
|  |  |  | -- | -- |  |  | 1361.093 | 0.17504
|  |  |  | -- | -- |  |  | 1361.1157 | 0.17481
|  |  |  | -- | -- |  |  | 1361.1384 | 0.17458
|  |  |  | -- | -- |  |  | 1361.1611 | 0.17435
|  |  |  | -- | -- |  |  | 1361.1838 | 0.17412
|  |  |  | -- | -- |  |  | 1361.2064 | 0.17389
|  |  |  | -- | -- |  |  | 1361.2291 | 0.17367
|  |  |  | -- | -- |  |  | 1361.2518 | 0.17344
|  |  |  | -- | -- |  |  | 1361.2745 | 0.17321
|  |  |  | -- | -- |  |  | 1361.2972 | 0.17299
|  |  |  | -- | -- |  |  | 1361.3199 | 0.17277
|  |  |  | -- | -- |  |  | 1361.3427 | 0.17254
|  |  |  | -- | -- |  |  | 1361.3654 | 0.17232
|  |  |  | -- | -- |  |  | 1361.3881 | 0.1721
|  |  |  | -- | -- |  |  | 1361.4108 | 0.17189
|  |  |  | -- | -- |  |  | 1361.4335 | 0.17167
|  |  |  | -- | -- |  |  | 1361.4562 | 0.17146
|  |  |  | -- | -- |  |  | 1361.4789 | 0.17124
|  |  |  | -- | -- |  |  | 1361.5016 | 0.17103
|  |  |  | -- | -- |  |  | 1361.5243 | 0.17082
|  |  |  | -- | -- |  |  | 1361.547 | 0.17062
|  |  |  | -- | -- |  |  | 1361.5697 | 0.17041
|  |  |  | -- | -- |  |  | 1361.5924 | 0.17021
|  |  |  | -- | -- |  |  | 1361.6151 | 0.17001
|  |  |  | -- | -- |  |  | 1361.6378 | 0.16981
|  |  |  | -- | -- |  |  | 1361.6605 | 0.16961
|  |  |  | -- | -- |  |  | 1361.6832 | 0.16942
|  |  |  | -- | -- |  |  | 1361.7059 | 0.16923
|  |  |  | -- | -- |  |  | 1361.7286 | 0.16904
|  |  |  | -- | -- |  |  | 1361.7513 | 0.16885
|  |  |  | -- | -- |  |  | 1361.774 | 0.16867
|  |  |  | -- | -- |  |  | 1361.7968 | 0.16849
|  |  |  | -- | -- |  |  | 1361.8195 | 0.16831
|  |  |  | -- | -- |  |  | 1361.8422 | 0.16813
|  |  |  | -- | -- |  |  | 1361.8649 | 0.16796
|  |  |  | -- | -- |  |  | 1361.8876 | 0.16778
|  |  |  | -- | -- |  |  | 1361.9103 | 0.16761
|  |  |  | -- | -- |  |  | 1361.933 | 0.16745
|  |  |  | -- | -- |  |  | 1361.9558 | 0.16728
|  |  |  | -- | -- |  |  | 1361.9785 | 0.16712
|  |  |  | -- | -- |  |  | 1362.0012 | 0.16696
|  |  |  | -- | -- |  |  | 1362.0239 | 0.1668
|  |  |  | -- | -- |  |  | 1362.0466 | 0.16665
|  |  |  | -- | -- |  |  | 1362.0693 | 0.16649
|  |  |  | -- | -- |  |  | 1362.092 | 0.16634
|  |  |  | -- | -- |  |  | 1362.1147 | 0.1662
|  |  |  | -- | -- |  |  | 1362.1376 | 0.16605
|  |  |  | -- | -- |  |  | 1362.1603 | 0.16591
|  |  |  | -- | -- |  |  | 1362.183 | 0.16576
|  |  |  | -- | -- |  |  | 1362.2057 | 0.16562
|  |  |  | -- | -- |  |  | 1362.2284 | 0.16549
|  |  |  | -- | -- |  |  | 1362.2511 | 0.16535
|  |  |  | -- | -- |  |  | 1362.2739 | 0.16522
|  |  |  | -- | -- |  |  | 1362.2966 | 0.16508
|  |  |  | -- | -- |  |  | 1362.3193 | 0.16495
|  |  |  | -- | -- |  |  | 1362.342 | 0.16482
|  |  |  | -- | -- |  |  | 1362.3647 | 0.16469
|  |  |  | -- | -- |  |  | 1362.3876 | 0.16457
|  |  |  | -- | -- |  |  | 1362.4103 | 0.16444
|  |  |  | -- | -- |  |  | 1362.433 | 0.16432
|  |  |  | -- | -- |  |  | 1362.4557 | 0.16419
|  |  |  | -- | -- |  |  | 1362.4785 | 0.16407
|  |  |  | -- | -- |  |  | 1362.5012 | 0.16395
|  |  |  | -- | -- |  |  | 1362.5239 | 0.16382
|  |  |  | -- | -- |  |  | 1362.5466 | 0.1637
|  |  |  | -- | -- |  |  | 1362.5695 | 0.16358
|  |  |  | -- | -- |  |  | 1362.5922 | 0.16346
|  |  |  | -- | -- |  |  | 1362.6149 | 0.16334
|  |  |  | -- | -- |  |  | 1362.6377 | 0.16322
|  |  |  | -- | -- |  |  | 1362.6604 | 0.1631
|  |  |  | -- | -- |  |  | 1362.6831 | 0.16298
|  |  |  | -- | -- |  |  | 1362.7058 | 0.16286
|  |  |  | -- | -- |  |  | 1362.7286 | 0.16274
|  |  |  | -- | -- |  |  | 1362.7513 | 0.16261
|  |  |  | -- | -- |  |  | 1362.774 | 0.16249
|  |  |  | -- | -- |  |  | 1362.7969 | 0.16237
|  |  |  | -- | -- |  |  | 1362.8196 | 0.16224
|  |  |  | -- | -- |  |  | 1362.8423 | 0.16211
|  |  |  | -- | -- |  |  | 1362.8651 | 0.16199
|  |  |  | -- | -- |  |  | 1362.8878 | 0.16186
|  |  |  | -- | -- |  |  | 1362.9105 | 0.16173
|  |  |  | -- | -- |  |  | 1362.9334 | 0.16159
|  |  |  | -- | -- |  |  | 1362.9561 | 0.16146
|  |  |  | -- | -- |  |  | 1362.9789 | 0.16132
|  |  |  | -- | -- |  |  | 1363.0016 | 0.16119
|  |  |  | -- | -- |  |  | 1363.0243 | 0.16105
|  |  |  | -- | -- |  |  | 1363.0471 | 0.1609
|  |  |  | -- | -- |  |  | 1363.0698 | 0.16076
|  |  |  | -- | -- |  |  | 1363.0927 | 0.16061
|  |  |  | -- | -- |  |  | 1363.1154 | 0.16046
|  |  |  | -- | -- |  |  | 1363.1381 | 0.16031
|  |  |  | -- | -- |  |  | 1363.1609 | 0.16016
|  |  |  | -- | -- |  |  | 1363.1836 | 0.16
|  |  |  | -- | -- |  |  | 1363.2064 | 0.15984
|  |  |  | -- | -- |  |  | 1363.2291 | 0.15968
|  |  |  | -- | -- |  |  | 1363.252 | 0.15951
|  |  |  | -- | -- |  |  | 1363.2747 | 0.15935
|  |  |  | -- | -- |  |  | 1363.2975 | 0.15917
|  |  |  | -- | -- |  |  | 1363.3202 | 0.159
|  |  |  | -- | -- |  |  | 1363.343 | 0.15882
|  |  |  | -- | -- |  |  | 1363.3657 | 0.15865
|  |  |  | -- | -- |  |  | 1363.3884 | 0.15846
|  |  |  | -- | -- |  |  | 1363.4113 | 0.15828
|  |  |  | -- | -- |  |  | 1363.4341 | 0.15809
|  |  |  | -- | -- |  |  | 1363.4568 | 0.1579
|  |  |  | -- | -- |  |  | 1363.4796 | 0.15771
|  |  |  | -- | -- |  |  | 1363.5023 | 0.15751
|  |  |  | -- | -- |  |  | 1363.5251 | 0.15731
|  |  |  | -- | -- |  |  | 1363.5479 | 0.15711
|  |  |  | -- | -- |  |  | 1363.5707 | 0.15691
|  |  |  | -- | -- |  |  | 1363.5934 | 0.1567
|  |  |  | -- | -- |  |  | 1363.6162 | 0.15649
|  |  |  | -- | -- |  |  | 1363.6389 | 0.15628
|  |  |  | -- | -- |  |  | 1363.6617 | 0.15607
|  |  |  | -- | -- |  |  | 1363.6844 | 0.15585
|  |  |  | -- | -- |  |  | 1363.7073 | 0.15564
|  |  |  | -- | -- |  |  | 1363.7301 | 0.15542
|  |  |  | -- | -- |  |  | 1363.7528 | 0.1552
|  |  |  | -- | -- |  |  | 1363.7756 | 0.15497
|  |  |  | -- | -- |  |  | 1363.7983 | 0.15475
|  |  |  | -- | -- |  |  | 1363.8212 | 0.15452
|  |  |  | -- | -- |  |  | 1363.844 | 0.1543
|  |  |  | -- | -- |  |  | 1363.8667 | 0.15407
|  |  |  | -- | -- |  |  | 1363.8895 | 0.15384
|  |  |  | -- | -- |  |  | 1363.9124 | 0.15361
|  |  |  | -- | -- |  |  | 1363.9351 | 0.15338
|  |  |  | -- | -- |  |  | 1363.9579 | 0.15316
|  |  |  | -- | -- |  |  | 1363.9807 | 0.15293
|  |  |  | -- | -- |  |  | 1364.0034 | 0.1527
|  |  |  | -- | -- |  |  | 1364.0262 | 0.15247
|  |  |  | -- | -- |  |  | 1364.0491 | 0.15224
|  |  |  | -- | -- |  |  | 1364.0718 | 0.15201
|  |  |  | -- | -- |  |  | 1364.0946 | 0.15178
|  |  |  | -- | -- |  |  | 1364.1174 | 0.15155
|  |  |  | -- | -- |  |  | 1364.1401 | 0.15133
|  |  |  | -- | -- |  |  | 1364.163 | 0.1511
|  |  |  | -- | -- |  |  | 1364.1858 | 0.15088
|  |  |  | -- | -- |  |  | 1364.2085 | 0.15066
|  |  |  | -- | -- |  |  | 1364.2313 | 0.15044
|  |  |  | -- | -- |  |  | 1364.2541 | 0.15022
|  |  |  | -- | -- |  |  | 1364.277 | 0.15
|  |  |  | -- | -- |  |  | 1364.2997 | 0.14979
|  |  |  | -- | -- |  |  | 1364.3225 | 0.14958
|  |  |  | -- | -- |  |  | 1364.3453 | 0.14937
|  |  |  | -- | -- |  |  | 1364.3682 | 0.14916
|  |  |  | -- | -- |  |  | 1364.3909 | 0.14896
|  |  |  | -- | -- |  |  | 1364.4137 | 0.14875
|  |  |  | -- | -- |  |  | 1364.4365 | 0.14856
|  |  |  | -- | -- |  |  | 1364.4594 | 0.14836
|  |  |  | -- | -- |  |  | 1364.4822 | 0.14817
|  |  |  | -- | -- |  |  | 1364.5049 | 0.14798
|  |  |  | -- | -- |  |  | 1364.5277 | 0.14779
|  |  |  | -- | -- |  |  | 1364.5505 | 0.14761
|  |  |  | -- | -- |  |  | 1364.5734 | 0.14743
|  |  |  | -- | -- |  |  | 1364.5962 | 0.14726
|  |  |  | -- | -- |  |  | 1364.6189 | 0.14709
|  |  |  | -- | -- |  |  | 1364.6417 | 0.14692
|  |  |  | -- | -- |  |  | 1364.6646 | 0.14675
|  |  |  | -- | -- |  |  | 1364.6874 | 0.14659
|  |  |  | -- | -- |  |  | 1364.7102 | 0.14643
|  |  |  | -- | -- |  |  | 1364.733 | 0.14628
|  |  |  | -- | -- |  |  | 1364.7559 | 0.14613
|  |  |  | -- | -- |  |  | 1364.7786 | 0.14598
|  |  |  | -- | -- |  |  | 1364.8014 | 0.14584
|  |  |  | -- | -- |  |  | 1364.8242 | 0.1457
|  |  |  | -- | -- |  |  | 1364.847 | 0.14556
|  |  |  | -- | -- |  |  | 1364.8699 | 0.14543
|  |  |  | -- | -- |  |  | 1364.8927 | 0.1453
|  |  |  | -- | -- |  |  | 1364.9155 | 0.14517
|  |  |  | -- | -- |  |  | 1364.9384 | 0.14504
|  |  |  | -- | -- |  |  | 1364.9612 | 0.14492
|  |  |  | -- | -- |  |  | 1364.984 | 0.1448
|  |  |  | -- | -- |  |  | 1365.0067 | 0.14469
|  |  |  | -- | -- |  |  | 1365.0295 | 0.14457
|  |  |  | -- | -- |  |  | 1365.0524 | 0.14446
|  |  |  | -- | -- |  |  | 1365.0752 | 0.14435
|  |  |  | -- | -- |  |  | 1365.098 | 0.14424
|  |  |  | -- | -- |  |  | 1365.1209 | 0.14414
|  |  |  | -- | -- |  |  | 1365.1437 | 0.14403
|  |  |  | -- | -- |  |  | 1365.1665 | 0.14393
|  |  |  | -- | -- |  |  | 1365.1893 | 0.14382
|  |  |  | -- | -- |  |  | 1365.2122 | 0.14372
|  |  |  | -- | -- |  |  | 1365.235 | 0.14362
|  |  |  | -- | -- |  |  | 1365.2578 | 0.14352
|  |  |  | -- | -- |  |  | 1365.2806 | 0.14342
|  |  |  | -- | -- |  |  | 1365.3035 | 0.14333
|  |  |  | -- | -- |  |  | 1365.3263 | 0.14323
|  |  |  | -- | -- |  |  | 1365.3491 | 0.14313
|  |  |  | -- | -- |  |  | 1365.3719 | 0.14303
|  |  |  | -- | -- |  |  | 1365.3948 | 0.14293
|  |  |  | -- | -- |  |  | 1365.4176 | 0.14283
|  |  |  | -- | -- |  |  | 1365.4404 | 0.14273
|  |  |  | -- | -- |  |  | 1365.4633 | 0.14262
|  |  |  | -- | -- |  |  | 1365.4862 | 0.14252
|  |  |  | -- | -- |  |  | 1365.509 | 0.14242
|  |  |  | -- | -- |  |  | 1365.5319 | 0.14231
|  |  |  | -- | -- |  |  | 1365.5547 | 0.1422
|  |  |  | -- | -- |  |  | 1365.5775 | 0.14209
|  |  |  | -- | -- |  |  | 1365.6003 | 0.14198
|  |  |  | -- | -- |  |  | 1365.6232 | 0.14186
|  |  |  | -- | -- |  |  | 1365.646 | 0.14174
|  |  |  | -- | -- |  |  | 1365.6688 | 0.14162
|  |  |  | -- | -- |  |  | 1365.6916 | 0.1415
|  |  |  | -- | -- |  |  | 1365.7146 | 0.14137
|  |  |  | -- | -- |  |  | 1365.7374 | 0.14125
|  |  |  | -- | -- |  |  | 1365.7603 | 0.14111
|  |  |  | -- | -- |  |  | 1365.7831 | 0.14098
|  |  |  | -- | -- |  |  | 1365.8059 | 0.14084
|  |  |  | -- | -- |  |  | 1365.8287 | 0.1407
|  |  |  | -- | -- |  |  | 1365.8516 | 0.14055
|  |  |  | -- | -- |  |  | 1365.8745 | 0.1404
|  |  |  | -- | -- |  |  | 1365.8973 | 0.14025
|  |  |  | -- | -- |  |  | 1365.9202 | 0.14009
|  |  |  | -- | -- |  |  | 1365.943 | 0.13993
|  |  |  | -- | -- |  |  | 1365.9658 | 0.13977
|  |  |  | -- | -- |  |  | 1365.9888 | 0.1396
|  |  |  | -- | -- |  |  | 1366.0116 | 0.13943
|  |  |  | -- | -- |  |  | 1366.0344 | 0.13925
|  |  |  | -- | -- |  |  | 1366.0573 | 0.13907
|  |  |  | -- | -- |  |  | 1366.0802 | 0.13889
|  |  |  | -- | -- |  |  | 1366.103 | 0.1387
|  |  |  | -- | -- |  |  | 1366.1259 | 0.13851
|  |  |  | -- | -- |  |  | 1366.1487 | 0.13831
|  |  |  | -- | -- |  |  | 1366.1716 | 0.13811
|  |  |  | -- | -- |  |  | 1366.1945 | 0.13791
|  |  |  | -- | -- |  |  | 1366.2173 | 0.1377
|  |  |  | -- | -- |  |  | 1366.2401 | 0.13749
|  |  |  | -- | -- |  |  | 1366.2631 | 0.13728
|  |  |  | -- | -- |  |  | 1366.2859 | 0.13706
|  |  |  | -- | -- |  |  | 1366.3087 | 0.13684
|  |  |  | -- | -- |  |  | 1366.3315 | 0.13661
|  |  |  | -- | -- |  |  | 1366.3545 | 0.13639
|  |  |  | -- | -- |  |  | 1366.3773 | 0.13615
|  |  |  | -- | -- |  |  | 1366.4001 | 0.13592
|  |  |  | -- | -- |  |  | 1366.4231 | 0.13568
|  |  |  | -- | -- |  |  | 1366.4459 | 0.13544
|  |  |  | -- | -- |  |  | 1366.4688 | 0.1352
|  |  |  | -- | -- |  |  | 1366.4917 | 0.13495
|  |  |  | -- | -- |  |  | 1366.5145 | 0.13471
|  |  |  | -- | -- |  |  | 1366.5374 | 0.13445
|  |  |  | -- | -- |  |  | 1366.5603 | 0.1342
|  |  |  | -- | -- |  |  | 1366.5831 | 0.13395
|  |  |  | -- | -- |  |  | 1366.6061 | 0.13369
|  |  |  | -- | -- |  |  | 1366.6289 | 0.13343
|  |  |  | -- | -- |  |  | 1366.6517 | 0.13317
|  |  |  | -- | -- |  |  | 1366.6747 | 0.13291
|  |  |  | -- | -- |  |  | 1366.6975 | 0.13265
|  |  |  | -- | -- |  |  | 1366.7205 | 0.13239
|  |  |  | -- | -- |  |  | 1366.7433 | 0.13213
|  |  |  | -- | -- |  |  | 1366.7661 | 0.13186
|  |  |  | -- | -- |  |  | 1366.7891 | 0.1316
|  |  |  | -- | -- |  |  | 1366.8119 | 0.13134
|  |  |  | -- | -- |  |  | 1366.8348 | 0.13107
|  |  |  | -- | -- |  |  | 1366.8577 | 0.13081
|  |  |  | -- | -- |  |  | 1366.8806 | 0.13054
|  |  |  | -- | -- |  |  | 1366.9034 | 0.13028
|  |  |  | -- | -- |  |  | 1366.9263 | 0.13002
|  |  |  | -- | -- |  |  | 1366.9492 | 0.12976
|  |  |  | -- | -- |  |  | 1366.972 | 0.1295
|  |  |  | -- | -- |  |  | 1366.995 | 0.12924
|  |  |  | -- | -- |  |  | 1367.0178 | 0.12899
|  |  |  | -- | -- |  |  | 1367.0408 | 0.12874
|  |  |  | -- | -- |  |  | 1367.0636 | 0.12848
|  |  |  | -- | -- |  |  | 1367.0865 | 0.12823
|  |  |  | -- | -- |  |  | 1367.1094 | 0.12799
|  |  |  | -- | -- |  |  | 1367.1323 | 0.12775
|  |  |  | -- | -- |  |  | 1367.1552 | 0.1275
|  |  |  | -- | -- |  |  | 1367.1781 | 0.12727
|  |  |  | -- | -- |  |  | 1367.2009 | 0.12703
|  |  |  | -- | -- |  |  | 1367.2239 | 0.1268
|  |  |  | -- | -- |  |  | 1367.2468 | 0.12658
|  |  |  | -- | -- |  |  | 1367.2697 | 0.12636
|  |  |  | -- | -- |  |  | 1367.2926 | 0.12614
|  |  |  | -- | -- |  |  | 1367.3154 | 0.12592
|  |  |  | -- | -- |  |  | 1367.3384 | 0.12571
|  |  |  | -- | -- |  |  | 1367.3612 | 0.12551
|  |  |  | -- | -- |  |  | 1367.3842 | 0.12531
|  |  |  | -- | -- |  |  | 1367.4071 | 0.12512
|  |  |  | -- | -- |  |  | 1367.4299 | 0.12493
|  |  |  | -- | -- |  |  | 1367.4529 | 0.12474
|  |  |  | -- | -- |  |  | 1367.4757 | 0.12456
|  |  |  | -- | -- |  |  | 1367.4987 | 0.12439
|  |  |  | -- | -- |  |  | 1367.5216 | 0.12422
|  |  |  | -- | -- |  |  | 1367.5444 | 0.12406
|  |  |  | -- | -- |  |  | 1367.5674 | 0.1239
|  |  |  | -- | -- |  |  | 1367.5903 | 0.12375
|  |  |  | -- | -- |  |  | 1367.6132 | 0.12361
|  |  |  | -- | -- |  |  | 1367.6361 | 0.12347
|  |  |  | -- | -- |  |  | 1367.6591 | 0.12334
|  |  |  | -- | -- |  |  | 1367.6819 | 0.12321
|  |  |  | -- | -- |  |  | 1367.7048 | 0.1231
|  |  |  | -- | -- |  |  | 1367.7278 | 0.12298
|  |  |  | -- | -- |  |  | 1367.7506 | 0.12288
|  |  |  | -- | -- |  |  | 1367.7736 | 0.12277
|  |  |  | -- | -- |  |  | 1367.7965 | 0.12268
|  |  |  | -- | -- |  |  | 1367.8193 | 0.12259
|  |  |  | -- | -- |  |  | 1367.8423 | 0.12251
|  |  |  | -- | -- |  |  | 1367.8652 | 0.12243
|  |  |  | -- | -- |  |  | 1367.8882 | 0.12236
|  |  |  | -- | -- |  |  | 1367.911 | 0.1223
|  |  |  | -- | -- |  |  | 1367.934 | 0.12224
|  |  |  | -- | -- |  |  | 1367.9569 | 0.12219
|  |  |  | -- | -- |  |  | 1367.9799 | 0.12215
|  |  |  | -- | -- |  |  | 1368.0027 | 0.12211
|  |  |  | -- | -- |  |  | 1368.0256 | 0.12207
|  |  |  | -- | -- |  |  | 1368.0486 | 0.12204
|  |  |  | -- | -- |  |  | 1368.0715 | 0.12202
|  |  |  | -- | -- |  |  | 1368.0944 | 0.122
|  |  |  | -- | -- |  |  | 1368.1173 | 0.12199
|  |  |  | -- | -- |  |  | 1368.1403 | 0.12198
|  |  |  | -- | -- |  |  | 1368.1632 | 0.12197
|  |  |  | -- | -- |  |  | 1368.1862 | 0.12197
|  |  |  | -- | -- |  |  | 1368.209 | 0.12198
|  |  |  | -- | -- |  |  | 1368.2319 | 0.12199
|  |  |  | -- | -- |  |  | 1368.2549 | 0.122
|  |  |  | -- | -- |  |  | 1368.2778 | 0.12202
|  |  |  | -- | -- |  |  | 1368.3008 | 0.12204
|  |  |  | -- | -- |  |  | 1368.3237 | 0.12206
|  |  |  | -- | -- |  |  | 1368.3466 | 0.12209
|  |  |  | -- | -- |  |  | 1368.3695 | 0.12212
|  |  |  | -- | -- |  |  | 1368.3925 | 0.12215
|  |  |  | -- | -- |  |  | 1368.4154 | 0.12218
|  |  |  | -- | -- |  |  | 1368.4384 | 0.12222
|  |  |  | -- | -- |  |  | 1368.4613 | 0.12226
|  |  |  | -- | -- |  |  | 1368.4843 | 0.1223
|  |  |  | -- | -- |  |  | 1368.5072 | 0.12234
|  |  |  | -- | -- |  |  | 1368.53 | 0.12238
|  |  |  | -- | -- |  |  | 1368.553 | 0.12243
|  |  |  | -- | -- |  |  | 1368.5759 | 0.12247
|  |  |  | -- | -- |  |  | 1368.5989 | 0.12252
|  |  |  | -- | -- |  |  | 1368.6218 | 0.12256
|  |  |  | -- | -- |  |  | 1368.6448 | 0.1226
|  |  |  | -- | -- |  |  | 1368.6677 | 0.12265
|  |  |  | -- | -- |  |  | 1368.6907 | 0.12269
|  |  |  | -- | -- |  |  | 1368.7136 | 0.12273
|  |  |  | -- | -- |  |  | 1368.7366 | 0.12277
|  |  |  | -- | -- |  |  | 1368.7595 | 0.12281
|  |  |  | -- | -- |  |  | 1368.7825 | 0.12285
|  |  |  | -- | -- |  |  | 1368.8054 | 0.12289
|  |  |  | -- | -- |  |  | 1368.8284 | 0.12292
|  |  |  | -- | -- |  |  | 1368.8513 | 0.12295
|  |  |  | -- | -- |  |  | 1368.8743 | 0.12298
|  |  |  | -- | -- |  |  | 1368.8972 | 0.12301
|  |  |  | -- | -- |  |  | 1368.9202 | 0.12303
|  |  |  | -- | -- |  |  | 1368.9431 | 0.12305
|  |  |  | -- | -- |  |  | 1368.9661 | 0.12307
|  |  |  | -- | -- |  |  | 1368.989 | 0.12308
|  |  |  | -- | -- |  |  | 1369.012 | 0.12309
|  |  |  | -- | -- |  |  | 1369.0349 | 0.1231
|  |  |  | -- | -- |  |  | 1369.0579 | 0.1231
|  |  |  | -- | -- |  |  | 1369.0808 | 0.1231
|  |  |  | -- | -- |  |  | 1369.1038 | 0.12309
|  |  |  | -- | -- |  |  | 1369.1267 | 0.12308
|  |  |  | -- | -- |  |  | 1369.1497 | 0.12306
|  |  |  | -- | -- |  |  | 1369.1726 | 0.12305
|  |  |  | -- | -- |  |  | 1369.1956 | 0.12302
|  |  |  | -- | -- |  |  | 1369.2185 | 0.12299
|  |  |  | -- | -- |  |  | 1369.2416 | 0.12296
|  |  |  | -- | -- |  |  | 1369.2645 | 0.12292
|  |  |  | -- | -- |  |  | 1369.2875 | 0.12288
|  |  |  | -- | -- |  |  | 1369.3104 | 0.12283
|  |  |  | -- | -- |  |  | 1369.3334 | 0.12277
|  |  |  | -- | -- |  |  | 1369.3563 | 0.12272
|  |  |  | -- | -- |  |  | 1369.3793 | 0.12265
|  |  |  | -- | -- |  |  | 1369.4022 | 0.12258
|  |  |  | -- | -- |  |  | 1369.4253 | 0.12251
|  |  |  | -- | -- |  |  | 1369.4482 | 0.12243
|  |  |  | -- | -- |  |  | 1369.4712 | 0.12235
|  |  |  | -- | -- |  |  | 1369.4941 | 0.12226
|  |  |  | -- | -- |  |  | 1369.5171 | 0.12217
|  |  |  | -- | -- |  |  | 1369.54 | 0.12207
|  |  |  | -- | -- |  |  | 1369.5631 | 0.12197
|  |  |  | -- | -- |  |  | 1369.5861 | 0.12186
|  |  |  | -- | -- |  |  | 1369.609 | 0.12175
|  |  |  | -- | -- |  |  | 1369.632 | 0.12164
|  |  |  | -- | -- |  |  | 1369.6549 | 0.12152
|  |  |  | -- | -- |  |  | 1369.678 | 0.1214
|  |  |  | -- | -- |  |  | 1369.7009 | 0.12127
|  |  |  | -- | -- |  |  | 1369.7239 | 0.12114
|  |  |  | -- | -- |  |  | 1369.7468 | 0.121
|  |  |  | -- | -- |  |  | 1369.7699 | 0.12086
|  |  |  | -- | -- |  |  | 1369.7928 | 0.12072
|  |  |  | -- | -- |  |  | 1369.8158 | 0.12057
|  |  |  | -- | -- |  |  | 1369.8387 | 0.12042
|  |  |  | -- | -- |  |  | 1369.8618 | 0.12027
|  |  |  | -- | -- |  |  | 1369.8848 | 0.12012
|  |  |  | -- | -- |  |  | 1369.9077 | 0.11996
|  |  |  | -- | -- |  |  | 1369.9307 | 0.1198
|  |  |  | -- | -- |  |  | 1369.9537 | 0.11964
|  |  |  | -- | -- |  |  | 1369.9767 | 0.11947
|  |  |  | -- | -- |  |  | 1369.9996 | 0.11931
|  |  |  | -- | -- |  |  | 1370.0227 | 0.11914
|  |  |  | -- | -- |  |  | 1370.0457 | 0.11897
|  |  |  | -- | -- |  |  | 1370.0686 | 0.11879
|  |  |  | -- | -- |  |  | 1370.0917 | 0.11862
|  |  |  | -- | -- |  |  | 1370.1146 | 0.11845
|  |  |  | -- | -- |  |  | 1370.1376 | 0.11827
|  |  |  | -- | -- |  |  | 1370.1606 | 0.11809
|  |  |  | -- | -- |  |  | 1370.1836 | 0.11792
|  |  |  | -- | -- |  |  | 1370.2065 | 0.11774
|  |  |  | -- | -- |  |  | 1370.2296 | 0.11756
|  |  |  | -- | -- |  |  | 1370.2526 | 0.11738
|  |  |  | -- | -- |  |  | 1370.2755 | 0.1172
|  |  |  | -- | -- |  |  | 1370.2986 | 0.11702
|  |  |  | -- | -- |  |  | 1370.3215 | 0.11684
|  |  |  | -- | -- |  |  | 1370.3446 | 0.11667
|  |  |  | -- | -- |  |  | 1370.3676 | 0.11649
|  |  |  | -- | -- |  |  | 1370.3905 | 0.11631
|  |  |  | -- | -- |  |  | 1370.4136 | 0.11613
|  |  |  | -- | -- |  |  | 1370.4365 | 0.11596
|  |  |  | -- | -- |  |  | 1370.4596 | 0.11578
|  |  |  | -- | -- |  |  | 1370.4825 | 0.11561
|  |  |  | -- | -- |  |  | 1370.5056 | 0.11544
|  |  |  | -- | -- |  |  | 1370.5286 | 0.11527
|  |  |  | -- | -- |  |  | 1370.5516 | 0.1151
|  |  |  | -- | -- |  |  | 1370.5746 | 0.11493
|  |  |  | -- | -- |  |  | 1370.5975 | 0.11476
|  |  |  | -- | -- |  |  | 1370.6206 | 0.1146
|  |  |  | -- | -- |  |  | 1370.6436 | 0.11443
|  |  |  | -- | -- |  |  | 1370.6666 | 0.11427
|  |  |  | -- | -- |  |  | 1370.6896 | 0.11411
|  |  |  | -- | -- |  |  | 1370.7126 | 0.11396
|  |  |  | -- | -- |  |  | 1370.7356 | 0.1138
|  |  |  | -- | -- |  |  | 1370.7587 | 0.11365
|  |  |  | -- | -- |  |  | 1370.7816 | 0.1135
|  |  |  | -- | -- |  |  | 1370.8047 | 0.11335
|  |  |  | -- | -- |  |  | 1370.8278 | 0.1132
|  |  |  | -- | -- |  |  | 1370.8507 | 0.11306
|  |  |  | -- | -- |  |  | 1370.8738 | 0.11292
|  |  |  | -- | -- |  |  | 1370.8967 | 0.11278
|  |  |  | -- | -- |  |  | 1370.9198 | 0.11264
|  |  |  | -- | -- |  |  | 1370.9427 | 0.1125
|  |  |  | -- | -- |  |  | 1370.9658 | 0.11237
|  |  |  | -- | -- |  |  | 1370.9888 | 0.11224
|  |  |  | -- | -- |  |  | 1371.0118 | 0.11211
|  |  |  | -- | -- |  |  | 1371.0349 | 0.11199
|  |  |  | -- | -- |  |  | 1371.0579 | 0.11187
|  |  |  | -- | -- |  |  | 1371.0809 | 0.11175
|  |  |  | -- | -- |  |  | 1371.1039 | 0.11163
|  |  |  | -- | -- |  |  | 1371.127 | 0.11151
|  |  |  | -- | -- |  |  | 1371.15 | 0.1114
|  |  |  | -- | -- |  |  | 1371.173 | 0.11129
|  |  |  | -- | -- |  |  | 1371.196 | 0.11118
|  |  |  | -- | -- |  |  | 1371.2191 | 0.11107
|  |  |  | -- | -- |  |  | 1371.2421 | 0.11097
|  |  |  | -- | -- |  |  | 1371.2651 | 0.11086
|  |  |  | -- | -- |  |  | 1371.2882 | 0.11076
|  |  |  | -- | -- |  |  | 1371.3112 | 0.11066
|  |  |  | -- | -- |  |  | 1371.3342 | 0.11057
|  |  |  | -- | -- |  |  | 1371.3573 | 0.11047
|  |  |  | -- | -- |  |  | 1371.3802 | 0.11038
|  |  |  | -- | -- |  |  | 1371.4033 | 0.11029
|  |  |  | -- | -- |  |  | 1371.4264 | 0.1102
|  |  |  | -- | -- |  |  | 1371.4493 | 0.11011
|  |  |  | -- | -- |  |  | 1371.4724 | 0.11002
|  |  |  | -- | -- |  |  | 1371.4955 | 0.10993
|  |  |  | -- | -- |  |  | 1371.5186 | 0.10985
|  |  |  | -- | -- |  |  | 1371.5415 | 0.10977
|  |  |  | -- | -- |  |  | 1371.5646 | 0.10968
|  |  |  | -- | -- |  |  | 1371.5876 | 0.1096
|  |  |  | -- | -- |  |  | 1371.6106 | 0.10952
|  |  |  | -- | -- |  |  | 1371.6337 | 0.10944
|  |  |  | -- | -- |  |  | 1371.6567 | 0.10936
|  |  |  | -- | -- |  |  | 1371.6798 | 0.10928
|  |  |  | -- | -- |  |  | 1371.7029 | 0.10921
|  |  |  | -- | -- |  |  | 1371.7258 | 0.10913
|  |  |  | -- | -- |  |  | 1371.7489 | 0.10905
|  |  |  | -- | -- |  |  | 1371.772 | 0.10897
|  |  |  | -- | -- |  |  | 1371.795 | 0.1089
|  |  |  | -- | -- |  |  | 1371.818 | 0.10882
|  |  |  | -- | -- |  |  | 1371.8411 | 0.10874
|  |  |  | -- | -- |  |  | 1371.8641 | 0.10866
|  |  |  | -- | -- |  |  | 1371.8872 | 0.10858
|  |  |  | -- | -- |  |  | 1371.9103 | 0.1085
|  |  |  | -- | -- |  |  | 1371.9334 | 0.10842
|  |  |  | -- | -- |  |  | 1371.9563 | 0.10834
|  |  |  | -- | -- |  |  | 1371.9794 | 0.10826
|  |  |  | -- | -- |  |  | 1372.0024 | 0.10818
|  |  |  | -- | -- |  |  | 1372.0255 | 0.1081
|  |  |  | -- | -- |  |  | 1372.0486 | 0.10801
|  |  |  | -- | -- |  |  | 1372.0717 | 0.10792
|  |  |  | -- | -- |  |  | 1372.0947 | 0.10784
|  |  |  | -- | -- |  |  | 1372.1178 | 0.10775
|  |  |  | -- | -- |  |  | 1372.1407 | 0.10765
|  |  |  | -- | -- |  |  | 1372.1638 | 0.10756
|  |  |  | -- | -- |  |  | 1372.1869 | 0.10747
|  |  |  | -- | -- |  |  | 1372.21 | 0.10737
|  |  |  | -- | -- |  |  | 1372.233 | 0.10727
|  |  |  | -- | -- |  |  | 1372.2561 | 0.10717
|  |  |  | -- | -- |  |  | 1372.2792 | 0.10707
|  |  |  | -- | -- |  |  | 1372.3022 | 0.10696
|  |  |  | -- | -- |  |  | 1372.3253 | 0.10686
|  |  |  | -- | -- |  |  | 1372.3484 | 0.10675
|  |  |  | -- | -- |  |  | 1372.3715 | 0.10663
|  |  |  | -- | -- |  |  | 1372.3945 | 0.10652
|  |  |  | -- | -- |  |  | 1372.4176 | 0.1064
|  |  |  | -- | -- |  |  | 1372.4407 | 0.10628
|  |  |  | -- | -- |  |  | 1372.4637 | 0.10616
|  |  |  | -- | -- |  |  | 1372.4868 | 0.10604
|  |  |  | -- | -- |  |  | 1372.5099 | 0.10591
|  |  |  | -- | -- |  |  | 1372.533 | 0.10578
|  |  |  | -- | -- |  |  | 1372.556 | 0.10565
|  |  |  | -- | -- |  |  | 1372.5791 | 0.10552
|  |  |  | -- | -- |  |  | 1372.6022 | 0.10538
|  |  |  | -- | -- |  |  | 1372.6252 | 0.10524
|  |  |  | -- | -- |  |  | 1372.6483 | 0.1051
|  |  |  | -- | -- |  |  | 1372.6714 | 0.10495
|  |  |  | -- | -- |  |  | 1372.6945 | 0.10481
|  |  |  | -- | -- |  |  | 1372.7175 | 0.10466
|  |  |  | -- | -- |  |  | 1372.7406 | 0.10451
|  |  |  | -- | -- |  |  | 1372.7637 | 0.10435
|  |  |  | -- | -- |  |  | 1372.7867 | 0.1042
|  |  |  | -- | -- |  |  | 1372.8098 | 0.10404
|  |  |  | -- | -- |  |  | 1372.8329 | 0.10388
|  |  |  | -- | -- |  |  | 1372.856 | 0.10372
|  |  |  | -- | -- |  |  | 1372.879 | 0.10355
|  |  |  | -- | -- |  |  | 1372.9022 | 0.10339
|  |  |  | -- | -- |  |  | 1372.9253 | 0.10322
|  |  |  | -- | -- |  |  | 1372.9484 | 0.10305
|  |  |  | -- | -- |  |  | 1372.9714 | 0.10288
|  |  |  | -- | -- |  |  | 1372.9945 | 0.1027
|  |  |  | -- | -- |  |  | 1373.0176 | 0.10253
|  |  |  | -- | -- |  |  | 1373.0406 | 0.10235
|  |  |  | -- | -- |  |  | 1373.0637 | 0.10218
|  |  |  | -- | -- |  |  | 1373.0869 | 0.102
|  |  |  | -- | -- |  |  | 1373.11 | 0.10182
|  |  |  | -- | -- |  |  | 1373.1331 | 0.10164
|  |  |  | -- | -- |  |  | 1373.1561 | 0.10145
|  |  |  | -- | -- |  |  | 1373.1792 | 0.10127
|  |  |  | -- | -- |  |  | 1373.2024 | 0.10109
|  |  |  | -- | -- |  |  | 1373.2255 | 0.1009
|  |  |  | -- | -- |  |  | 1373.2485 | 0.10072
|  |  |  | -- | -- |  |  | 1373.2716 | 0.10053
|  |  |  | -- | -- |  |  | 1373.2947 | 0.10035
|  |  |  | -- | -- |  |  | 1373.3179 | 0.10016
|  |  |  | -- | -- |  |  | 1373.3409 | 0.099975
|  |  |  | -- | -- |  |  | 1373.364 | 0.099789
|  |  |  | -- | -- |  |  | 1373.3871 | 0.099602
|  |  |  | -- | -- |  |  | 1373.4102 | 0.099416
|  |  |  | -- | -- |  |  | 1373.4334 | 0.099229
|  |  |  | -- | -- |  |  | 1373.4564 | 0.099043
|  |  |  | -- | -- |  |  | 1373.4795 | 0.098857
|  |  |  | -- | -- |  |  | 1373.5027 | 0.098671
|  |  |  | -- | -- |  |  | 1373.5258 | 0.098485
|  |  |  | -- | -- |  |  | 1373.5488 | 0.0983
|  |  |  | -- | -- |  |  | 1373.5719 | 0.098116
|  |  |  | -- | -- |  |  | 1373.5951 | 0.097932
|  |  |  | -- | -- |  |  | 1373.6182 | 0.097749
|  |  |  | -- | -- |  |  | 1373.6412 | 0.097567
|  |  |  | -- | -- |  |  | 1373.6644 | 0.097385
|  |  |  | -- | -- |  |  | 1373.6875 | 0.097204
|  |  |  | -- | -- |  |  | 1373.7106 | 0.097024
|  |  |  | -- | -- |  |  | 1373.7338 | 0.096846
|  |  |  | -- | -- |  |  | 1373.7568 | 0.096668
|  |  |  | -- | -- |  |  | 1373.7799 | 0.096491
|  |  |  | -- | -- |  |  | 1373.8031 | 0.096315
|  |  |  | -- | -- |  |  | 1373.8262 | 0.09614
|  |  |  | -- | -- |  |  | 1373.8492 | 0.095966
|  |  |  | -- | -- |  |  | 1373.8724 | 0.095793
|  |  |  | -- | -- |  |  | 1373.8955 | 0.095622
|  |  |  | -- | -- |  |  | 1373.9186 | 0.095452
|  |  |  | -- | -- |  |  | 1373.9418 | 0.095283
|  |  |  | -- | -- |  |  | 1373.9648 | 0.095115
|  |  |  | -- | -- |  |  | 1373.988 | 0.094949
|  |  |  | -- | -- |  |  | 1374.0111 | 0.094784
|  |  |  | -- | -- |  |  | 1374.0343 | 0.09462
|  |  |  | -- | -- |  |  | 1374.0574 | 0.094457
|  |  |  | -- | -- |  |  | 1374.0804 | 0.094296
|  |  |  | -- | -- |  |  | 1374.1036 | 0.094136
|  |  |  | -- | -- |  |  | 1374.1267 | 0.093978
|  |  |  | -- | -- |  |  | 1374.1499 | 0.09382
|  |  |  | -- | -- |  |  | 1374.173 | 0.093664
|  |  |  | -- | -- |  |  | 1374.1962 | 0.09351
|  |  |  | -- | -- |  |  | 1374.2192 | 0.093357
|  |  |  | -- | -- |  |  | 1374.2424 | 0.093205
|  |  |  | -- | -- |  |  | 1374.2655 | 0.093054
|  |  |  | -- | -- |  |  | 1374.2887 | 0.092905
|  |  |  | -- | -- |  |  | 1374.3118 | 0.092757
|  |  |  | -- | -- |  |  | 1374.335 | 0.09261
|  |  |  | -- | -- |  |  | 1374.358 | 0.092465
|  |  |  | -- | -- |  |  | 1374.3812 | 0.092321
|  |  |  | -- | -- |  |  | 1374.4043 | 0.092178
|  |  |  | -- | -- |  |  | 1374.4275 | 0.092036
|  |  |  | -- | -- |  |  | 1374.4506 | 0.091896
|  |  |  | -- | -- |  |  | 1374.4738 | 0.091757
|  |  |  | -- | -- |  |  | 1374.4968 | 0.091619
|  |  |  | -- | -- |  |  | 1374.52 | 0.091482
|  |  |  | -- | -- |  |  | 1374.5431 | 0.091346
|  |  |  | -- | -- |  |  | 1374.5663 | 0.091212
|  |  |  | -- | -- |  |  | 1374.5894 | 0.091078
|  |  |  | -- | -- |  |  | 1374.6125 | 0.090946
|  |  |  | -- | -- |  |  | 1374.6357 | 0.090815
|  |  |  | -- | -- |  |  | 1374.6588 | 0.090685
|  |  |  | -- | -- |  |  | 1374.682 | 0.090556
|  |  |  | -- | -- |  |  | 1374.7051 | 0.090428
|  |  |  | -- | -- |  |  | 1374.7283 | 0.0903
|  |  |  | -- | -- |  |  | 1374.7515 | 0.090174
|  |  |  | -- | -- |  |  | 1374.7745 | 0.090049
|  |  |  | -- | -- |  |  | 1374.7977 | 0.089925
|  |  |  | -- | -- |  |  | 1374.8208 | 0.089801
|  |  |  | -- | -- |  |  | 1374.844 | 0.089678
|  |  |  | -- | -- |  |  | 1374.8672 | 0.089556
|  |  |  | -- | -- |  |  | 1374.8903 | 0.089435
|  |  |  | -- | -- |  |  | 1374.9135 | 0.089315
|  |  |  | -- | -- |  |  | 1374.9366 | 0.089195
|  |  |  | -- | -- |  |  | 1374.9597 | 0.089076
|  |  |  | -- | -- |  |  | 1374.9829 | 0.088958
|  |  |  | -- | -- |  |  | 1375.0061 | 0.08884
|  |  |  | -- | -- |  |  | 1375.0292 | 0.088723
|  |  |  | -- | -- |  |  | 1375.0524 | 0.088607
|  |  |  | -- | -- |  |  | 1375.0756 | 0.088491
|  |  |  | -- | -- |  |  | 1375.0988 | 0.088375
|  |  |  | -- | -- |  |  | 1375.1218 | 0.08826
|  |  |  | -- | -- |  |  | 1375.145 | 0.088145
|  |  |  | -- | -- |  |  | 1375.1682 | 0.088031
|  |  |  | -- | -- |  |  | 1375.1913 | 0.087918
|  |  |  | -- | -- |  |  | 1375.2145 | 0.087804
|  |  |  | -- | -- |  |  | 1375.2377 | 0.087691
|  |  |  | -- | -- |  |  | 1375.2609 | 0.087578
|  |  |  | -- | -- |  |  | 1375.2841 | 0.087466
|  |  |  | -- | -- |  |  | 1375.3071 | 0.087354
|  |  |  | -- | -- |  |  | 1375.3303 | 0.087242
|  |  |  | -- | -- |  |  | 1375.3535 | 0.08713
|  |  |  | -- | -- |  |  | 1375.3767 | 0.087018
|  |  |  | -- | -- |  |  | 1375.3998 | 0.086907
|  |  |  | -- | -- |  |  | 1375.423 | 0.086796
|  |  |  | -- | -- |  |  | 1375.4462 | 0.086685
|  |  |  | -- | -- |  |  | 1375.4694 | 0.086574
|  |  |  | -- | -- |  |  | 1375.4926 | 0.086463
|  |  |  | -- | -- |  |  | 1375.5156 | 0.086352
|  |  |  | -- | -- |  |  | 1375.5388 | 0.086242
|  |  |  | -- | -- |  |  | 1375.562 | 0.086131
|  |  |  | -- | -- |  |  | 1375.5852 | 0.086021
|  |  |  | -- | -- |  |  | 1375.6084 | 0.085911
|  |  |  | -- | -- |  |  | 1375.6316 | 0.0858
|  |  |  | -- | -- |  |  | 1375.6548 | 0.08569
|  |  |  | -- | -- |  |  | 1375.6779 | 0.08558
|  |  |  | -- | -- |  |  | 1375.7011 | 0.08547
|  |  |  | -- | -- |  |  | 1375.7242 | 0.08536
|  |  |  | -- | -- |  |  | 1375.7474 | 0.085251
|  |  |  | -- | -- |  |  | 1375.7706 | 0.085141
|  |  |  | -- | -- |  |  | 1375.7938 | 0.085032
|  |  |  | -- | -- |  |  | 1375.817 | 0.084923
|  |  |  | -- | -- |  |  | 1375.8402 | 0.084814
|  |  |  | -- | -- |  |  | 1375.8634 | 0.084705
|  |  |  | -- | -- |  |  | 1375.8866 | 0.084596
|  |  |  | -- | -- |  |  | 1375.9097 | 0.084488
|  |  |  | -- | -- |  |  | 1375.9329 | 0.08438
|  |  |  | -- | -- |  |  | 1375.9561 | 0.084273
|  |  |  | -- | -- |  |  | 1375.9792 | 0.084166
|  |  |  | -- | -- |  |  | 1376.0024 | 0.084059
|  |  |  | -- | -- |  |  | 1376.0256 | 0.083953
|  |  |  | -- | -- |  |  | 1376.0488 | 0.083847
|  |  |  | -- | -- |  |  | 1376.072 | 0.083742
|  |  |  | -- | -- |  |  | 1376.0952 | 0.083638
|  |  |  | -- | -- |  |  | 1376.1184 | 0.083534
|  |  |  | -- | -- |  |  | 1376.1416 | 0.083431
|  |  |  | -- | -- |  |  | 1376.1648 | 0.083329
|  |  |  | -- | -- |  |  | 1376.188 | 0.083228
|  |  |  | -- | -- |  |  | 1376.2112 | 0.083127
|  |  |  | -- | -- |  |  | 1376.2344 | 0.083028
|  |  |  | -- | -- |  |  | 1376.2576 | 0.08293
|  |  |  | -- | -- |  |  | 1376.2808 | 0.082833
|  |  |  | -- | -- |  |  | 1376.304 | 0.082736
|  |  |  | -- | -- |  |  | 1376.3271 | 0.082642
|  |  |  | -- | -- |  |  | 1376.3503 | 0.082548
|  |  |  | -- | -- |  |  | 1376.3737 | 0.082456
|  |  |  | -- | -- |  |  | 1376.3969 | 0.082365
|  |  |  | -- | -- |  |  | 1376.42 | 0.082276
|  |  |  | -- | -- |  |  | 1376.4432 | 0.082189
|  |  |  | -- | -- |  |  | 1376.4664 | 0.082103
|  |  |  | -- | -- |  |  | 1376.4896 | 0.082018
|  |  |  | -- | -- |  |  | 1376.5128 | 0.081936
|  |  |  | -- | -- |  |  | 1376.536 | 0.081855
|  |  |  | -- | -- |  |  | 1376.5592 | 0.081776
|  |  |  | -- | -- |  |  | 1376.5824 | 0.081699
|  |  |  | -- | -- |  |  | 1376.6056 | 0.081625
|  |  |  | -- | -- |  |  | 1376.6289 | 0.081552
|  |  |  | -- | -- |  |  | 1376.6521 | 0.081481
|  |  |  | -- | -- |  |  | 1376.6753 | 0.081413
|  |  |  | -- | -- |  |  | 1376.6985 | 0.081346
|  |  |  | -- | -- |  |  | 1376.7217 | 0.081282
|  |  |  | -- | -- |  |  | 1376.7449 | 0.08122
|  |  |  | -- | -- |  |  | 1376.7682 | 0.081161
|  |  |  | -- | -- |  |  | 1376.7914 | 0.081104
|  |  |  | -- | -- |  |  | 1376.8146 | 0.081049
|  |  |  | -- | -- |  |  | 1376.8378 | 0.080997
|  |  |  | -- | -- |  |  | 1376.861 | 0.080947
|  |  |  | -- | -- |  |  | 1376.8843 | 0.080899
|  |  |  | -- | -- |  |  | 1376.9075 | 0.080854
|  |  |  | -- | -- |  |  | 1376.9307 | 0.080812
|  |  |  | -- | -- |  |  | 1376.9539 | 0.080772
|  |  |  | -- | -- |  |  | 1376.9771 | 0.080734
|  |  |  | -- | -- |  |  | 1377.0004 | 0.080699
|  |  |  | -- | -- |  |  | 1377.0236 | 0.080666
|  |  |  | -- | -- |  |  | 1377.0468 | 0.080636
|  |  |  | -- | -- |  |  | 1377.0699 | 0.080607
|  |  |  | -- | -- |  |  | 1377.0933 | 0.080582
|  |  |  | -- | -- |  |  | 1377.1165 | 0.080558
|  |  |  | -- | -- |  |  | 1377.1396 | 0.080537
|  |  |  | -- | -- |  |  | 1377.1628 | 0.080518
|  |  |  | -- | -- |  |  | 1377.1862 | 0.080502
|  |  |  | -- | -- |  |  | 1377.2094 | 0.080487
|  |  |  | -- | -- |  |  | 1377.2325 | 0.080474
|  |  |  | -- | -- |  |  | 1377.2559 | 0.080464
|  |  |  | -- | -- |  |  | 1377.2791 | 0.080455
|  |  |  | -- | -- |  |  | 1377.3022 | 0.080448
|  |  |  | -- | -- |  |  | 1377.3256 | 0.080443
|  |  |  | -- | -- |  |  | 1377.3488 | 0.080439
|  |  |  | -- | -- |  |  | 1377.3719 | 0.080437
|  |  |  | -- | -- |  |  | 1377.3953 | 0.080437
|  |  |  | -- | -- |  |  | 1377.4185 | 0.080437
|  |  |  | -- | -- |  |  | 1377.4416 | 0.080439
|  |  |  | -- | -- |  |  | 1377.465 | 0.080442
|  |  |  | -- | -- |  |  | 1377.4882 | 0.080446
|  |  |  | -- | -- |  |  | 1377.5114 | 0.080451
|  |  |  | -- | -- |  |  | 1377.5347 | 0.080456
|  |  |  | -- | -- |  |  | 1377.5579 | 0.080463
|  |  |  | -- | -- |  |  | 1377.5812 | 0.080469
|  |  |  | -- | -- |  |  | 1377.6044 | 0.080476
|  |  |  | -- | -- |  |  | 1377.6276 | 0.080483
|  |  |  | -- | -- |  |  | 1377.6509 | 0.080491
|  |  |  | -- | -- |  |  | 1377.6741 | 0.080498
|  |  |  | -- | -- |  |  | 1377.6974 | 0.080505
|  |  |  | -- | -- |  |  | 1377.7206 | 0.080511
|  |  |  | -- | -- |  |  | 1377.7439 | 0.080517
|  |  |  | -- | -- |  |  | 1377.7671 | 0.080523
|  |  |  | -- | -- |  |  | 1377.7903 | 0.080527
|  |  |  | -- | -- |  |  | 1377.8136 | 0.080531
|  |  |  | -- | -- |  |  | 1377.8368 | 0.080533
|  |  |  | -- | -- |  |  | 1377.8601 | 0.080535
|  |  |  | -- | -- |  |  | 1377.8833 | 0.080535
|  |  |  | -- | -- |  |  | 1377.9066 | 0.080533
|  |  |  | -- | -- |  |  | 1377.9298 | 0.08053
|  |  |  | -- | -- |  |  | 1377.9531 | 0.080525
|  |  |  | -- | -- |  |  | 1377.9763 | 0.080518
|  |  |  | -- | -- |  |  | 1377.9996 | 0.080509
|  |  |  | -- | -- |  |  | 1378.0228 | 0.080498
|  |  |  | -- | -- |  |  | 1378.0461 | 0.080484
|  |  |  | -- | -- |  |  | 1378.0693 | 0.080468
|  |  |  | -- | -- |  |  | 1378.0927 | 0.08045
|  |  |  | -- | -- |  |  | 1378.1158 | 0.080429
|  |  |  | -- | -- |  |  | 1378.1392 | 0.080405
|  |  |  | -- | -- |  |  | 1378.1625 | 0.080378
|  |  |  | -- | -- |  |  | 1378.1857 | 0.080348
|  |  |  | -- | -- |  |  | 1378.209 | 0.080315
|  |  |  | -- | -- |  |  | 1378.2322 | 0.080279
|  |  |  | -- | -- |  |  | 1378.2555 | 0.08024
|  |  |  | -- | -- |  |  | 1378.2787 | 0.080198
|  |  |  | -- | -- |  |  | 1378.302 | 0.080152
|  |  |  | -- | -- |  |  | 1378.3253 | 0.080102
|  |  |  | -- | -- |  |  | 1378.3485 | 0.08005
|  |  |  | -- | -- |  |  | 1378.3718 | 0.079993
|  |  |  | -- | -- |  |  | 1378.3951 | 0.079933
|  |  |  | -- | -- |  |  | 1378.4183 | 0.07987
|  |  |  | -- | -- |  |  | 1378.4416 | 0.079802
|  |  |  | -- | -- |  |  | 1378.4648 | 0.079731
|  |  |  | -- | -- |  |  | 1378.4882 | 0.079657
|  |  |  | -- | -- |  |  | 1378.5115 | 0.079578
|  |  |  | -- | -- |  |  | 1378.5347 | 0.079496
|  |  |  | -- | -- |  |  | 1378.558 | 0.079411
|  |  |  | -- | -- |  |  | 1378.5813 | 0.079321
|  |  |  | -- | -- |  |  | 1378.6045 | 0.079228
|  |  |  | -- | -- |  |  | 1378.6278 | 0.079132
|  |  |  | -- | -- |  |  | 1378.6511 | 0.079032
|  |  |  | -- | -- |  |  | 1378.6743 | 0.078928
|  |  |  | -- | -- |  |  | 1378.6976 | 0.078821
|  |  |  | -- | -- |  |  | 1378.7209 | 0.07871
|  |  |  | -- | -- |  |  | 1378.7443 | 0.078596
|  |  |  | -- | -- |  |  | 1378.7675 | 0.078479
|  |  |  | -- | -- |  |  | 1378.7908 | 0.078358
|  |  |  | -- | -- |  |  | 1378.8141 | 0.078235
|  |  |  | -- | -- |  |  | 1378.8374 | 0.078108
|  |  |  | -- | -- |  |  | 1378.8606 | 0.077979
|  |  |  | -- | -- |  |  | 1378.8839 | 0.077847
|  |  |  | -- | -- |  |  | 1378.9072 | 0.077712
|  |  |  | -- | -- |  |  | 1378.9305 | 0.077574
|  |  |  | -- | -- |  |  | 1378.9537 | 0.077434
|  |  |  | -- | -- |  |  | 1378.9771 | 0.077292
|  |  |  | -- | -- |  |  | 1379.0004 | 0.077147
|  |  |  | -- | -- |  |  | 1379.0237 | 0.077001
|  |  |  | -- | -- |  |  | 1379.047 | 0.076852
|  |  |  | -- | -- |  |  | 1379.0702 | 0.076702
|  |  |  | -- | -- |  |  | 1379.0935 | 0.07655
|  |  |  | -- | -- |  |  | 1379.1168 | 0.076397
|  |  |  | -- | -- |  |  | 1379.1401 | 0.076242
|  |  |  | -- | -- |  |  | 1379.1635 | 0.076086
|  |  |  | -- | -- |  |  | 1379.1866 | 0.075929
|  |  |  | -- | -- |  |  | 1379.21 | 0.075771
|  |  |  | -- | -- |  |  | 1379.2333 | 0.075613
|  |  |  | -- | -- |  |  | 1379.2566 | 0.075454
|  |  |  | -- | -- |  |  | 1379.2799 | 0.075295
|  |  |  | -- | -- |  |  | 1379.3032 | 0.075136
|  |  |  | -- | -- |  |  | 1379.3265 | 0.074976
|  |  |  | -- | -- |  |  | 1379.3499 | 0.074817
|  |  |  | -- | -- |  |  | 1379.373 | 0.074658
|  |  |  | -- | -- |  |  | 1379.3964 | 0.074499
|  |  |  | -- | -- |  |  | 1379.4197 | 0.074342
|  |  |  | -- | -- |  |  | 1379.443 | 0.074185
|  |  |  | -- | -- |  |  | 1379.4663 | 0.074028
|  |  |  | -- | -- |  |  | 1379.4896 | 0.073873
|  |  |  | -- | -- |  |  | 1379.5129 | 0.07372
|  |  |  | -- | -- |  |  | 1379.5363 | 0.073567
|  |  |  | -- | -- |  |  | 1379.5596 | 0.073416
|  |  |  | -- | -- |  |  | 1379.5829 | 0.073267
|  |  |  | -- | -- |  |  | 1379.6062 | 0.07312
|  |  |  | -- | -- |  |  | 1379.6295 | 0.072975
|  |  |  | -- | -- |  |  | 1379.6528 | 0.072831
|  |  |  | -- | -- |  |  | 1379.6761 | 0.07269
|  |  |  | -- | -- |  |  | 1379.6995 | 0.072552
|  |  |  | -- | -- |  |  | 1379.7228 | 0.072415
|  |  |  | -- | -- |  |  | 1379.7461 | 0.072282
|  |  |  | -- | -- |  |  | 1379.7694 | 0.07215
|  |  |  | -- | -- |  |  | 1379.7927 | 0.072022
|  |  |  | -- | -- |  |  | 1379.816 | 0.071896
|  |  |  | -- | -- |  |  | 1379.8394 | 0.071774
|  |  |  | -- | -- |  |  | 1379.8627 | 0.071654
|  |  |  | -- | -- |  |  | 1379.886 | 0.071537
|  |  |  | -- | -- |  |  | 1379.9093 | 0.071423
|  |  |  | -- | -- |  |  | 1379.9326 | 0.071313
|  |  |  | -- | -- |  |  | 1379.9559 | 0.071205
|  |  |  | -- | -- |  |  | 1379.9792 | 0.071101
|  |  |  | -- | -- |  |  | 1380.0026 | 0.071
|  |  |  | -- | -- |  |  | 1380.0259 | 0.070902
|  |  |  | -- | -- |  |  | 1380.0492 | 0.070807
|  |  |  | -- | -- |  |  | 1380.0725 | 0.070716
|  |  |  | -- | -- |  |  | 1380.0958 | 0.070628
|  |  |  | -- | -- |  |  | 1380.1191 | 0.070543
|  |  |  | -- | -- |  |  | 1380.1425 | 0.070461
|  |  |  | -- | -- |  |  | 1380.1659 | 0.070383
|  |  |  | -- | -- |  |  | 1380.1892 | 0.070307
|  |  |  | -- | -- |  |  | 1380.2125 | 0.070235
|  |  |  | -- | -- |  |  | 1380.2358 | 0.070166
|  |  |  | -- | -- |  |  | 1380.2592 | 0.0701
|  |  |  | -- | -- |  |  | 1380.2825 | 0.070036
|  |  |  | -- | -- |  |  | 1380.3058 | 0.069976
|  |  |  | -- | -- |  |  | 1380.3292 | 0.069918
|  |  |  | -- | -- |  |  | 1380.3525 | 0.069863
|  |  |  | -- | -- |  |  | 1380.3759 | 0.069811
|  |  |  | -- | -- |  |  | 1380.3992 | 0.069761
|  |  |  | -- | -- |  |  | 1380.4225 | 0.069713
|  |  |  | -- | -- |  |  | 1380.4458 | 0.069668
|  |  |  | -- | -- |  |  | 1380.4692 | 0.069625
|  |  |  | -- | -- |  |  | 1380.4926 | 0.069584
|  |  |  | -- | -- |  |  | 1380.5159 | 0.069546
|  |  |  | -- | -- |  |  | 1380.5392 | 0.069509
|  |  |  | -- | -- |  |  | 1380.5625 | 0.069473
|  |  |  | -- | -- |  |  | 1380.5859 | 0.06944
|  |  |  | -- | -- |  |  | 1380.6093 | 0.069407
|  |  |  | -- | -- |  |  | 1380.6326 | 0.069377
|  |  |  | -- | -- |  |  | 1380.6559 | 0.069347
|  |  |  | -- | -- |  |  | 1380.6793 | 0.069318
|  |  |  | -- | -- |  |  | 1380.7026 | 0.069291
|  |  |  | -- | -- |  |  | 1380.726 | 0.069264
|  |  |  | -- | -- |  |  | 1380.7493 | 0.069238
|  |  |  | -- | -- |  |  | 1380.7727 | 0.069213
|  |  |  | -- | -- |  |  | 1380.796 | 0.069188
|  |  |  | -- | -- |  |  | 1380.8193 | 0.069163
|  |  |  | -- | -- |  |  | 1380.8428 | 0.069139
|  |  |  | -- | -- |  |  | 1380.8661 | 0.069114
|  |  |  | -- | -- |  |  | 1380.8894 | 0.06909
|  |  |  | -- | -- |  |  | 1380.9128 | 0.069065
|  |  |  | -- | -- |  |  | 1380.9362 | 0.06904
|  |  |  | -- | -- |  |  | 1380.9595 | 0.069014
|  |  |  | -- | -- |  |  | 1380.9829 | 0.068988
|  |  |  | -- | -- |  |  | 1381.0062 | 0.068962
|  |  |  | -- | -- |  |  | 1381.0295 | 0.068934
|  |  |  | -- | -- |  |  | 1381.053 | 0.068906
|  |  |  | -- | -- |  |  | 1381.0763 | 0.068877
|  |  |  | -- | -- |  |  | 1381.0996 | 0.068847
|  |  |  | -- | -- |  |  | 1381.123 | 0.068816
|  |  |  | -- | -- |  |  | 1381.1464 | 0.068784
|  |  |  | -- | -- |  |  | 1381.1697 | 0.06875
|  |  |  | -- | -- |  |  | 1381.1931 | 0.068715
|  |  |  | -- | -- |  |  | 1381.2164 | 0.068679
|  |  |  | -- | -- |  |  | 1381.2399 | 0.068641
|  |  |  | -- | -- |  |  | 1381.2632 | 0.068602
|  |  |  | -- | -- |  |  | 1381.2866 | 0.068561
|  |  |  | -- | -- |  |  | 1381.3099 | 0.068519
|  |  |  | -- | -- |  |  | 1381.3333 | 0.068475
|  |  |  | -- | -- |  |  | 1381.3567 | 0.06843
|  |  |  | -- | -- |  |  | 1381.38 | 0.068383
|  |  |  | -- | -- |  |  | 1381.4034 | 0.068335
|  |  |  | -- | -- |  |  | 1381.4268 | 0.068284
|  |  |  | -- | -- |  |  | 1381.4502 | 0.068233
|  |  |  | -- | -- |  |  | 1381.4735 | 0.068179
|  |  |  | -- | -- |  |  | 1381.4969 | 0.068124
|  |  |  | -- | -- |  |  | 1381.5203 | 0.068067
|  |  |  | -- | -- |  |  | 1381.5437 | 0.068009
|  |  |  | -- | -- |  |  | 1381.567 | 0.067949
|  |  |  | -- | -- |  |  | 1381.5905 | 0.067888
|  |  |  | -- | -- |  |  | 1381.6138 | 0.067825
|  |  |  | -- | -- |  |  | 1381.6372 | 0.067761
|  |  |  | -- | -- |  |  | 1381.6605 | 0.067695
|  |  |  | -- | -- |  |  | 1381.684 | 0.067629
|  |  |  | -- | -- |  |  | 1381.7073 | 0.06756
|  |  |  | -- | -- |  |  | 1381.7307 | 0.067491
|  |  |  | -- | -- |  |  | 1381.754 | 0.06742
|  |  |  | -- | -- |  |  | 1381.7775 | 0.067348
|  |  |  | -- | -- |  |  | 1381.8008 | 0.067276
|  |  |  | -- | -- |  |  | 1381.8242 | 0.067202
|  |  |  | -- | -- |  |  | 1381.8477 | 0.067127
|  |  |  | -- | -- |  |  | 1381.871 | 0.067051
|  |  |  | -- | -- |  |  | 1381.8944 | 0.066975
|  |  |  | -- | -- |  |  | 1381.9177 | 0.066898
|  |  |  | -- | -- |  |  | 1381.9412 | 0.06682
|  |  |  | -- | -- |  |  | 1381.9646 | 0.066741
|  |  |  | -- | -- |  |  | 1381.9879 | 0.066662
|  |  |  | -- | -- |  |  | 1382.0114 | 0.066583
|  |  |  | -- | -- |  |  | 1382.0347 | 0.066503
|  |  |  | -- | -- |  |  | 1382.0581 | 0.066423
|  |  |  | -- | -- |  |  | 1382.0815 | 0.066343
|  |  |  | -- | -- |  |  | 1382.1049 | 0.066262
|  |  |  | -- | -- |  |  | 1382.1283 | 0.066181
|  |  |  | -- | -- |  |  | 1382.1517 | 0.0661
|  |  |  | -- | -- |  |  | 1382.175 | 0.06602
|  |  |  | -- | -- |  |  | 1382.1985 | 0.065939
|  |  |  | -- | -- |  |  | 1382.2219 | 0.065858
|  |  |  | -- | -- |  |  | 1382.2452 | 0.065777
|  |  |  | -- | -- |  |  | 1382.2687 | 0.065697
|  |  |  | -- | -- |  |  | 1382.2921 | 0.065617
|  |  |  | -- | -- |  |  | 1382.3156 | 0.065537
|  |  |  | -- | -- |  |  | 1382.3389 | 0.065457
|  |  |  | -- | -- |  |  | 1382.3623 | 0.065378
|  |  |  | -- | -- |  |  | 1382.3857 | 0.065299
|  |  |  | -- | -- |  |  | 1382.4091 | 0.065221
|  |  |  | -- | -- |  |  | 1382.4325 | 0.065143
|  |  |  | -- | -- |  |  | 1382.4559 | 0.065066
|  |  |  | -- | -- |  |  | 1382.4794 | 0.064989
|  |  |  | -- | -- |  |  | 1382.5027 | 0.064912
|  |  |  | -- | -- |  |  | 1382.5261 | 0.064836
|  |  |  | -- | -- |  |  | 1382.5496 | 0.064761
|  |  |  | -- | -- |  |  | 1382.573 | 0.064686
|  |  |  | -- | -- |  |  | 1382.5964 | 0.064611
|  |  |  | -- | -- |  |  | 1382.6198 | 0.064538
|  |  |  | -- | -- |  |  | 1382.6432 | 0.064464
|  |  |  | -- | -- |  |  | 1382.6666 | 0.064392
|  |  |  | -- | -- |  |  | 1382.6901 | 0.064319
|  |  |  | -- | -- |  |  | 1382.7135 | 0.064248
|  |  |  | -- | -- |  |  | 1382.7368 | 0.064177
|  |  |  | -- | -- |  |  | 1382.7603 | 0.064106
|  |  |  | -- | -- |  |  | 1382.7837 | 0.064036
|  |  |  | -- | -- |  |  | 1382.8071 | 0.063967
|  |  |  | -- | -- |  |  | 1382.8306 | 0.063898
|  |  |  | -- | -- |  |  | 1382.854 | 0.063829
|  |  |  | -- | -- |  |  | 1382.8773 | 0.063761
|  |  |  | -- | -- |  |  | 1382.9008 | 0.063693
|  |  |  | -- | -- |  |  | 1382.9242 | 0.063626
|  |  |  | -- | -- |  |  | 1382.9476 | 0.063559
|  |  |  | -- | -- |  |  | 1382.9711 | 0.063493
|  |  |  | -- | -- |  |  | 1382.9945 | 0.063427
|  |  |  | -- | -- |  |  | 1383.0179 | 0.063361
|  |  |  | -- | -- |  |  | 1383.0414 | 0.063296
|  |  |  | -- | -- |  |  | 1383.0648 | 0.063231
|  |  |  | -- | -- |  |  | 1383.0881 | 0.063166
|  |  |  | -- | -- |  |  | 1383.1116 | 0.063101
|  |  |  | -- | -- |  |  | 1383.135 | 0.063037
|  |  |  | -- | -- |  |  | 1383.1584 | 0.062973
|  |  |  | -- | -- |  |  | 1383.1819 | 0.06291
|  |  |  | -- | -- |  |  | 1383.2053 | 0.062846
|  |  |  | -- | -- |  |  | 1383.2288 | 0.062783
|  |  |  | -- | -- |  |  | 1383.2522 | 0.06272
|  |  |  | -- | -- |  |  | 1383.2756 | 0.062658
|  |  |  | -- | -- |  |  | 1383.2991 | 0.062595
|  |  |  | -- | -- |  |  | 1383.3225 | 0.062533
|  |  |  | -- | -- |  |  | 1383.3459 | 0.062471
|  |  |  | -- | -- |  |  | 1383.3694 | 0.062409
|  |  |  | -- | -- |  |  | 1383.3928 | 0.062348
|  |  |  | -- | -- |  |  | 1383.4163 | 0.062287
|  |  |  | -- | -- |  |  | 1383.4397 | 0.062226
|  |  |  | -- | -- |  |  | 1383.4631 | 0.062165
|  |  |  | -- | -- |  |  | 1383.4866 | 0.062104
|  |  |  | -- | -- |  |  | 1383.51 | 0.062044
|  |  |  | -- | -- |  |  | 1383.5334 | 0.061984
|  |  |  | -- | -- |  |  | 1383.5569 | 0.061925
|  |  |  | -- | -- |  |  | 1383.5803 | 0.061866
|  |  |  | -- | -- |  |  | 1383.6038 | 0.061807
|  |  |  | -- | -- |  |  | 1383.6272 | 0.061749
|  |  |  | -- | -- |  |  | 1383.6508 | 0.061691
|  |  |  | -- | -- |  |  | 1383.6742 | 0.061633
|  |  |  | -- | -- |  |  | 1383.6976 | 0.061576
|  |  |  | -- | -- |  |  | 1383.7211 | 0.06152
|  |  |  | -- | -- |  |  | 1383.7445 | 0.061464
|  |  |  | -- | -- |  |  | 1383.7679 | 0.061409
|  |  |  | -- | -- |  |  | 1383.7914 | 0.061355
|  |  |  | -- | -- |  |  | 1383.8148 | 0.061301
|  |  |  | -- | -- |  |  | 1383.8383 | 0.061248
|  |  |  | -- | -- |  |  | 1383.8618 | 0.061196
|  |  |  | -- | -- |  |  | 1383.8853 | 0.061145
|  |  |  | -- | -- |  |  | 1383.9087 | 0.061094
|  |  |  | -- | -- |  |  | 1383.9321 | 0.061045
|  |  |  | -- | -- |  |  | 1383.9556 | 0.060997
|  |  |  | -- | -- |  |  | 1383.979 | 0.06095
|  |  |  | -- | -- |  |  | 1384.0026 | 0.060904
|  |  |  | -- | -- |  |  | 1384.026 | 0.060859
|  |  |  | -- | -- |  |  | 1384.0494 | 0.060815
|  |  |  | -- | -- |  |  | 1384.0729 | 0.060773
|  |  |  | -- | -- |  |  | 1384.0963 | 0.060732
|  |  |  | -- | -- |  |  | 1384.1198 | 0.060693
|  |  |  | -- | -- |  |  | 1384.1433 | 0.060655
|  |  |  | -- | -- |  |  | 1384.1667 | 0.060619
|  |  |  | -- | -- |  |  | 1384.1902 | 0.060584
|  |  |  | -- | -- |  |  | 1384.2136 | 0.060552
|  |  |  | -- | -- |  |  | 1384.2372 | 0.060521
|  |  |  | -- | -- |  |  | 1384.2606 | 0.060492
|  |  |  | -- | -- |  |  | 1384.2841 | 0.060464
|  |  |  | -- | -- |  |  | 1384.3075 | 0.060439
|  |  |  | -- | -- |  |  | 1384.3311 | 0.060416
|  |  |  | -- | -- |  |  | 1384.3545 | 0.060395
|  |  |  | -- | -- |  |  | 1384.3779 | 0.060377
|  |  |  | -- | -- |  |  | 1384.4014 | 0.06036
|  |  |  | -- | -- |  |  | 1384.4249 | 0.060346
|  |  |  | -- | -- |  |  | 1384.4484 | 0.060334
|  |  |  | -- | -- |  |  | 1384.4718 | 0.060325
|  |  |  | -- | -- |  |  | 1384.4954 | 0.060318
|  |  |  | -- | -- |  |  | 1384.5188 | 0.060314
|  |  |  | -- | -- |  |  | 1384.5422 | 0.060312
|  |  |  | -- | -- |  |  | 1384.5658 | 0.060314
|  |  |  | -- | -- |  |  | 1384.5892 | 0.060317
|  |  |  | -- | -- |  |  | 1384.6127 | 0.060324
|  |  |  | -- | -- |  |  | 1384.6362 | 0.060333
|  |  |  | -- | -- |  |  | 1384.6597 | 0.060345
|  |  |  | -- | -- |  |  | 1384.6831 | 0.06036
|  |  |  | -- | -- |  |  | 1384.7067 | 0.060378
|  |  |  | -- | -- |  |  | 1384.7301 | 0.060399
|  |  |  | -- | -- |  |  | 1384.7537 | 0.060423
|  |  |  | -- | -- |  |  | 1384.7771 | 0.06045
|  |  |  | -- | -- |  |  | 1384.8005 | 0.060479
|  |  |  | -- | -- |  |  | 1384.8241 | 0.060512
|  |  |  | -- | -- |  |  | 1384.8475 | 0.060548
|  |  |  | -- | -- |  |  | 1384.8711 | 0.060586
|  |  |  | -- | -- |  |  | 1384.8945 | 0.060628
|  |  |  | -- | -- |  |  | 1384.918 | 0.060672
|  |  |  | -- | -- |  |  | 1384.9415 | 0.060719
|  |  |  | -- | -- |  |  | 1384.965 | 0.06077
|  |  |  | -- | -- |  |  | 1384.9885 | 0.060823
|  |  |  | -- | -- |  |  | 1385.012 | 0.060879
|  |  |  | -- | -- |  |  | 1385.0355 | 0.060937
|  |  |  | -- | -- |  |  | 1385.059 | 0.060999
|  |  |  | -- | -- |  |  | 1385.0825 | 0.061062
|  |  |  | -- | -- |  |  | 1385.106 | 0.061129
|  |  |  | -- | -- |  |  | 1385.1295 | 0.061198
|  |  |  | -- | -- |  |  | 1385.153 | 0.061269
|  |  |  | -- | -- |  |  | 1385.1765 | 0.061342
|  |  |  | -- | -- |  |  | 1385.2 | 0.061418
|  |  |  | -- | -- |  |  | 1385.2235 | 0.061496
|  |  |  | -- | -- |  |  | 1385.2469 | 0.061575
|  |  |  | -- | -- |  |  | 1385.2705 | 0.061657
|  |  |  | -- | -- |  |  | 1385.2939 | 0.06174
|  |  |  | -- | -- |  |  | 1385.3175 | 0.061824
|  |  |  | -- | -- |  |  | 1385.3409 | 0.06191
|  |  |  | -- | -- |  |  | 1385.3645 | 0.061997
|  |  |  | -- | -- |  |  | 1385.3879 | 0.062085
|  |  |  | -- | -- |  |  | 1385.4115 | 0.062174
|  |  |  | -- | -- |  |  | 1385.4351 | 0.062264
|  |  |  | -- | -- |  |  | 1385.4585 | 0.062354
|  |  |  | -- | -- |  |  | 1385.4821 | 0.062445
|  |  |  | -- | -- |  |  | 1385.5055 | 0.062535
|  |  |  | -- | -- |  |  | 1385.5291 | 0.062626
|  |  |  | -- | -- |  |  | 1385.5525 | 0.062716
|  |  |  | -- | -- |  |  | 1385.5761 | 0.062805
|  |  |  | -- | -- |  |  | 1385.5996 | 0.062894
|  |  |  | -- | -- |  |  | 1385.623 | 0.062982
|  |  |  | -- | -- |  |  | 1385.6466 | 0.063069
|  |  |  | -- | -- |  |  | 1385.6702 | 0.063155
|  |  |  | -- | -- |  |  | 1385.6936 | 0.063238
|  |  |  | -- | -- |  |  | 1385.7172 | 0.06332
|  |  |  | -- | -- |  |  | 1385.7407 | 0.0634
|  |  |  | -- | -- |  |  | 1385.7642 | 0.063478
|  |  |  | -- | -- |  |  | 1385.7877 | 0.063553
|  |  |  | -- | -- |  |  | 1385.8113 | 0.063625
|  |  |  | -- | -- |  |  | 1385.8347 | 0.063694
|  |  |  | -- | -- |  |  | 1385.8583 | 0.063761
|  |  |  | -- | -- |  |  | 1385.8818 | 0.063823
|  |  |  | -- | -- |  |  | 1385.9053 | 0.063882
|  |  |  | -- | -- |  |  | 1385.9288 | 0.063937
|  |  |  | -- | -- |  |  | 1385.9524 | 0.063989
|  |  |  | -- | -- |  |  | 1385.976 | 0.064035
|  |  |  | -- | -- |  |  | 1385.9994 | 0.064078
|  |  |  | -- | -- |  |  | 1386.0229 | 0.064116
|  |  |  | -- | -- |  |  | 1386.0465 | 0.064148
|  |  |  | -- | -- |  |  | 1386.0699 | 0.064176
|  |  |  | -- | -- |  |  | 1386.0935 | 0.064199
|  |  |  | -- | -- |  |  | 1386.1171 | 0.064216
|  |  |  | -- | -- |  |  | 1386.1406 | 0.064228
|  |  |  | -- | -- |  |  | 1386.1642 | 0.064234
|  |  |  | -- | -- |  |  | 1386.1876 | 0.064235
|  |  |  | -- | -- |  |  | 1386.2112 | 0.064229
|  |  |  | -- | -- |  |  | 1386.2347 | 0.064218
|  |  |  | -- | -- |  |  | 1386.2583 | 0.0642
|  |  |  | -- | -- |  |  | 1386.2819 | 0.064176
|  |  |  | -- | -- |  |  | 1386.3053 | 0.064146
|  |  |  | -- | -- |  |  | 1386.3289 | 0.06411
|  |  |  | -- | -- |  |  | 1386.3524 | 0.064067
|  |  |  | -- | -- |  |  | 1386.376 | 0.064018
|  |  |  | -- | -- |  |  | 1386.3995 | 0.063962
|  |  |  | -- | -- |  |  | 1386.4231 | 0.0639
|  |  |  | -- | -- |  |  | 1386.4465 | 0.063832
|  |  |  | -- | -- |  |  | 1386.4701 | 0.063757
|  |  |  | -- | -- |  |  | 1386.4937 | 0.063676
|  |  |  | -- | -- |  |  | 1386.5172 | 0.063588
|  |  |  | -- | -- |  |  | 1386.5408 | 0.063494
|  |  |  | -- | -- |  |  | 1386.5643 | 0.063394
|  |  |  | -- | -- |  |  | 1386.5879 | 0.063287
|  |  |  | -- | -- |  |  | 1386.6115 | 0.063175
|  |  |  | -- | -- |  |  | 1386.6349 | 0.063057
|  |  |  | -- | -- |  |  | 1386.6584 | 0.062932
|  |  |  | -- | -- |  |  | 1386.682 | 0.062803
|  |  |  | -- | -- |  |  | 1386.7056 | 0.062667
|  |  |  | -- | -- |  |  | 1386.7291 | 0.062526
|  |  |  | -- | -- |  |  | 1386.7527 | 0.06238
|  |  |  | -- | -- |  |  | 1386.7762 | 0.062229
|  |  |  | -- | -- |  |  | 1386.7998 | 0.062073
|  |  |  | -- | -- |  |  | 1386.8234 | 0.061912
|  |  |  | -- | -- |  |  | 1386.8469 | 0.061747
|  |  |  | -- | -- |  |  | 1386.8705 | 0.061578
|  |  |  | -- | -- |  |  | 1386.894 | 0.061404
|  |  |  | -- | -- |  |  | 1386.9176 | 0.061227
|  |  |  | -- | -- |  |  | 1386.9412 | 0.061046
|  |  |  | -- | -- |  |  | 1386.9647 | 0.060862
|  |  |  | -- | -- |  |  | 1386.9883 | 0.060674
|  |  |  | -- | -- |  |  | 1387.0118 | 0.060484
|  |  |  | -- | -- |  |  | 1387.0354 | 0.060291
|  |  |  | -- | -- |  |  | 1387.059 | 0.060096
|  |  |  | -- | -- |  |  | 1387.0825 | 0.059899
|  |  |  | -- | -- |  |  | 1387.1061 | 0.0597
|  |  |  | -- | -- |  |  | 1387.1296 | 0.0595
|  |  |  | -- | -- |  |  | 1387.1532 | 0.059298
|  |  |  | -- | -- |  |  | 1387.1768 | 0.059095
|  |  |  | -- | -- |  |  | 1387.2003 | 0.058892
|  |  |  | -- | -- |  |  | 1387.2239 | 0.058688
|  |  |  | -- | -- |  |  | 1387.2474 | 0.058484
|  |  |  | -- | -- |  |  | 1387.271 | 0.05828
|  |  |  | -- | -- |  |  | 1387.2946 | 0.058076
|  |  |  | -- | -- |  |  | 1387.3182 | 0.057873
|  |  |  | -- | -- |  |  | 1387.3418 | 0.057671
|  |  |  | -- | -- |  |  | 1387.3654 | 0.05747
|  |  |  | -- | -- |  |  | 1387.3889 | 0.05727
|  |  |  | -- | -- |  |  | 1387.4125 | 0.057072
|  |  |  | -- | -- |  |  | 1387.436 | 0.056876
|  |  |  | -- | -- |  |  | 1387.4596 | 0.056682
|  |  |  | -- | -- |  |  | 1387.4832 | 0.05649
|  |  |  | -- | -- |  |  | 1387.5068 | 0.056301
|  |  |  | -- | -- |  |  | 1387.5304 | 0.056114
|  |  |  | -- | -- |  |  | 1387.554 | 0.05593
|  |  |  | -- | -- |  |  | 1387.5775 | 0.05575
|  |  |  | -- | -- |  |  | 1387.6011 | 0.055572
|  |  |  | -- | -- |  |  | 1387.6246 | 0.055399
|  |  |  | -- | -- |  |  | 1387.6483 | 0.055228
|  |  |  | -- | -- |  |  | 1387.6719 | 0.055062
|  |  |  | -- | -- |  |  | 1387.6954 | 0.054899
|  |  |  | -- | -- |  |  | 1387.719 | 0.054741
|  |  |  | -- | -- |  |  | 1387.7426 | 0.054587
|  |  |  | -- | -- |  |  | 1387.7662 | 0.054437
|  |  |  | -- | -- |  |  | 1387.7898 | 0.054292
|  |  |  | -- | -- |  |  | 1387.8134 | 0.054151
|  |  |  | -- | -- |  |  | 1387.8369 | 0.054015
|  |  |  | -- | -- |  |  | 1387.8606 | 0.053883
|  |  |  | -- | -- |  |  | 1387.8842 | 0.053756
|  |  |  | -- | -- |  |  | 1387.9077 | 0.053634
|  |  |  | -- | -- |  |  | 1387.9313 | 0.053517
|  |  |  | -- | -- |  |  | 1387.955 | 0.053405
|  |  |  | -- | -- |  |  | 1387.9785 | 0.053298
|  |  |  | -- | -- |  |  | 1388.0021 | 0.053196
|  |  |  | -- | -- |  |  | 1388.0258 | 0.053099
|  |  |  | -- | -- |  |  | 1388.0493 | 0.053007
|  |  |  | -- | -- |  |  | 1388.0729 | 0.05292
|  |  |  | -- | -- |  |  | 1388.0964 | 0.052838
|  |  |  | -- | -- |  |  | 1388.1201 | 0.05276
|  |  |  | -- | -- |  |  | 1388.1437 | 0.052688
|  |  |  | -- | -- |  |  | 1388.1672 | 0.052621
|  |  |  | -- | -- |  |  | 1388.1909 | 0.052558
|  |  |  | -- | -- |  |  | 1388.2145 | 0.052501
|  |  |  | -- | -- |  |  | 1388.2382 | 0.052448
|  |  |  | -- | -- |  |  | 1388.2617 | 0.052399
|  |  |  | -- | -- |  |  | 1388.2853 | 0.052355
|  |  |  | -- | -- |  |  | 1388.309 | 0.052316
|  |  |  | -- | -- |  |  | 1388.3325 | 0.052281
|  |  |  | -- | -- |  |  | 1388.3561 | 0.052251
|  |  |  | -- | -- |  |  | 1388.3798 | 0.052225
|  |  |  | -- | -- |  |  | 1388.4033 | 0.052202
|  |  |  | -- | -- |  |  | 1388.427 | 0.052184
|  |  |  | -- | -- |  |  | 1388.4506 | 0.05217
|  |  |  | -- | -- |  |  | 1388.4741 | 0.05216
|  |  |  | -- | -- |  |  | 1388.4978 | 0.052153
|  |  |  | -- | -- |  |  | 1388.5214 | 0.05215
|  |  |  | -- | -- |  |  | 1388.545 | 0.05215
|  |  |  | -- | -- |  |  | 1388.5686 | 0.052154
|  |  |  | -- | -- |  |  | 1388.5923 | 0.05216
|  |  |  | -- | -- |  |  | 1388.6158 | 0.05217
|  |  |  | -- | -- |  |  | 1388.6395 | 0.052183
|  |  |  | -- | -- |  |  | 1388.6631 | 0.052198
|  |  |  | -- | -- |  |  | 1388.6866 | 0.052216
|  |  |  | -- | -- |  |  | 1388.7103 | 0.052237
|  |  |  | -- | -- |  |  | 1388.7339 | 0.05226
|  |  |  | -- | -- |  |  | 1388.7576 | 0.052285
|  |  |  | -- | -- |  |  | 1388.7811 | 0.052313
|  |  |  | -- | -- |  |  | 1388.8048 | 0.052342
|  |  |  | -- | -- |  |  | 1388.8284 | 0.052373
|  |  |  | -- | -- |  |  | 1388.8521 | 0.052406
|  |  |  | -- | -- |  |  | 1388.8757 | 0.05244
|  |  |  | -- | -- |  |  | 1388.8993 | 0.052476
|  |  |  | -- | -- |  |  | 1388.923 | 0.052513
|  |  |  | -- | -- |  |  | 1388.9465 | 0.052551
|  |  |  | -- | -- |  |  | 1388.9702 | 0.05259
|  |  |  | -- | -- |  |  | 1388.9938 | 0.05263
|  |  |  | -- | -- |  |  | 1389.0175 | 0.052671
|  |  |  | -- | -- |  |  | 1389.041 | 0.052712
|  |  |  | -- | -- |  |  | 1389.0647 | 0.052754
|  |  |  | -- | -- |  |  | 1389.0884 | 0.052796
|  |  |  | -- | -- |  |  | 1389.1119 | 0.052839
|  |  |  | -- | -- |  |  | 1389.1356 | 0.052882
|  |  |  | -- | -- |  |  | 1389.1592 | 0.052924
|  |  |  | -- | -- |  |  | 1389.1829 | 0.052967
|  |  |  | -- | -- |  |  | 1389.2065 | 0.05301
|  |  |  | -- | -- |  |  | 1389.2301 | 0.053052
|  |  |  | -- | -- |  |  | 1389.2538 | 0.053093
|  |  |  | -- | -- |  |  | 1389.2775 | 0.053135
|  |  |  | -- | -- |  |  | 1389.301 | 0.053175
|  |  |  | -- | -- |  |  | 1389.3247 | 0.053215
|  |  |  | -- | -- |  |  | 1389.3484 | 0.053254
|  |  |  | -- | -- |  |  | 1389.3719 | 0.053293
|  |  |  | -- | -- |  |  | 1389.3956 | 0.05333
|  |  |  | -- | -- |  |  | 1389.4193 | 0.053366
|  |  |  | -- | -- |  |  | 1389.4429 | 0.053401
|  |  |  | -- | -- |  |  | 1389.4666 | 0.053435
|  |  |  | -- | -- |  |  | 1389.4902 | 0.053467
|  |  |  | -- | -- |  |  | 1389.5138 | 0.053498
|  |  |  | -- | -- |  |  | 1389.5375 | 0.053527
|  |  |  | -- | -- |  |  | 1389.5612 | 0.053555
|  |  |  | -- | -- |  |  | 1389.5848 | 0.053582
|  |  |  | -- | -- |  |  | 1389.6084 | 0.053606
|  |  |  | -- | -- |  |  | 1389.6321 | 0.053629
|  |  |  | -- | -- |  |  | 1389.6558 | 0.05365
|  |  |  | -- | -- |  |  | 1389.6794 | 0.053669
|  |  |  | -- | -- |  |  | 1389.703 | 0.053686
|  |  |  | -- | -- |  |  | 1389.7267 | 0.053701
|  |  |  | -- | -- |  |  | 1389.7504 | 0.053715
|  |  |  | -- | -- |  |  | 1389.774 | 0.053726
|  |  |  | -- | -- |  |  | 1389.7976 | 0.053734
|  |  |  | -- | -- |  |  | 1389.8213 | 0.053741
|  |  |  | -- | -- |  |  | 1389.845 | 0.053745
|  |  |  | -- | -- |  |  | 1389.8687 | 0.053748
|  |  |  | -- | -- |  |  | 1389.8923 | 0.053747
|  |  |  | -- | -- |  |  | 1389.9159 | 0.053745
|  |  |  | -- | -- |  |  | 1389.9396 | 0.05374
|  |  |  | -- | -- |  |  | 1389.9633 | 0.053732
|  |  |  | -- | -- |  |  | 1389.9869 | 0.053722
|  |  |  | -- | -- |  |  | 1390.0106 | 0.05371
|  |  |  | -- | -- |  |  | 1390.0343 | 0.053695
|  |  |  | -- | -- |  |  | 1390.0579 | 0.053677
|  |  |  | -- | -- |  |  | 1390.0815 | 0.053657
|  |  |  | -- | -- |  |  | 1390.1052 | 0.053635
|  |  |  | -- | -- |  |  | 1390.1289 | 0.05361
|  |  |  | -- | -- |  |  | 1390.1526 | 0.053582
|  |  |  | -- | -- |  |  | 1390.1763 | 0.053551
|  |  |  | -- | -- |  |  | 1390.2 | 0.053518
|  |  |  | -- | -- |  |  | 1390.2236 | 0.053482
|  |  |  | -- | -- |  |  | 1390.2473 | 0.053444
|  |  |  | -- | -- |  |  | 1390.271 | 0.053403
|  |  |  | -- | -- |  |  | 1390.2946 | 0.053359
|  |  |  | -- | -- |  |  | 1390.3182 | 0.053313
|  |  |  | -- | -- |  |  | 1390.3419 | 0.053264
|  |  |  | -- | -- |  |  | 1390.3656 | 0.053213
|  |  |  | -- | -- |  |  | 1390.3893 | 0.053159
|  |  |  | -- | -- |  |  | 1390.413 | 0.053102
|  |  |  | -- | -- |  |  | 1390.4366 | 0.053043
|  |  |  | -- | -- |  |  | 1390.4603 | 0.052981
|  |  |  | -- | -- |  |  | 1390.484 | 0.052916
|  |  |  | -- | -- |  |  | 1390.5077 | 0.052849
|  |  |  | -- | -- |  |  | 1390.5314 | 0.05278
|  |  |  | -- | -- |  |  | 1390.5551 | 0.052708
|  |  |  | -- | -- |  |  | 1390.5787 | 0.052634
|  |  |  | -- | -- |  |  | 1390.6024 | 0.052558
|  |  |  | -- | -- |  |  | 1390.6261 | 0.052479
|  |  |  | -- | -- |  |  | 1390.6498 | 0.052398
|  |  |  | -- | -- |  |  | 1390.6735 | 0.052315
|  |  |  | -- | -- |  |  | 1390.6971 | 0.052229
|  |  |  | -- | -- |  |  | 1390.7208 | 0.052142
|  |  |  | -- | -- |  |  | 1390.7445 | 0.052052
|  |  |  | -- | -- |  |  | 1390.7682 | 0.05196
|  |  |  | -- | -- |  |  | 1390.7919 | 0.051867
|  |  |  | -- | -- |  |  | 1390.8157 | 0.051771
|  |  |  | -- | -- |  |  | 1390.8394 | 0.051674
|  |  |  | -- | -- |  |  | 1390.863 | 0.051575
|  |  |  | -- | -- |  |  | 1390.8867 | 0.051475
|  |  |  | -- | -- |  |  | 1390.9104 | 0.051372
|  |  |  | -- | -- |  |  | 1390.9341 | 0.051269
|  |  |  | -- | -- |  |  | 1390.9578 | 0.051164
|  |  |  | -- | -- |  |  | 1390.9814 | 0.051057
|  |  |  | -- | -- |  |  | 1391.0051 | 0.050949
|  |  |  | -- | -- |  |  | 1391.0288 | 0.050841
|  |  |  | -- | -- |  |  | 1391.0526 | 0.050731
|  |  |  | -- | -- |  |  | 1391.0763 | 0.05062
|  |  |  | -- | -- |  |  | 1391.1 | 0.050508
|  |  |  | -- | -- |  |  | 1391.1237 | 0.050395
|  |  |  | -- | -- |  |  | 1391.1473 | 0.050282
|  |  |  | -- | -- |  |  | 1391.171 | 0.050168
|  |  |  | -- | -- |  |  | 1391.1948 | 0.050053
|  |  |  | -- | -- |  |  | 1391.2185 | 0.049938
|  |  |  | -- | -- |  |  | 1391.2422 | 0.049823
|  |  |  | -- | -- |  |  | 1391.2659 | 0.049707
|  |  |  | -- | -- |  |  | 1391.2896 | 0.049592
|  |  |  | -- | -- |  |  | 1391.3134 | 0.049476
|  |  |  | -- | -- |  |  | 1391.337 | 0.04936
|  |  |  | -- | -- |  |  | 1391.3607 | 0.049245
|  |  |  | -- | -- |  |  | 1391.3844 | 0.04913
|  |  |  | -- | -- |  |  | 1391.4081 | 0.049015
|  |  |  | -- | -- |  |  | 1391.4319 | 0.048901
|  |  |  | -- | -- |  |  | 1391.4556 | 0.048787
|  |  |  | -- | -- |  |  | 1391.4792 | 0.048674
|  |  |  | -- | -- |  |  | 1391.5029 | 0.048561
|  |  |  | -- | -- |  |  | 1391.5267 | 0.04845
|  |  |  | -- | -- |  |  | 1391.5504 | 0.048339
|  |  |  | -- | -- |  |  | 1391.5741 | 0.04823
|  |  |  | -- | -- |  |  | 1391.5979 | 0.048122
|  |  |  | -- | -- |  |  | 1391.6216 | 0.048014
|  |  |  | -- | -- |  |  | 1391.6453 | 0.047908
|  |  |  | -- | -- |  |  | 1391.6691 | 0.047804
|  |  |  | -- | -- |  |  | 1391.6927 | 0.047701
|  |  |  | -- | -- |  |  | 1391.7164 | 0.047599
|  |  |  | -- | -- |  |  | 1391.7401 | 0.047499
|  |  |  | -- | -- |  |  | 1391.7639 | 0.0474
|  |  |  | -- | -- |  |  | 1391.7876 | 0.047304
|  |  |  | -- | -- |  |  | 1391.8114 | 0.047209
|  |  |  | -- | -- |  |  | 1391.8351 | 0.047116
|  |  |  | -- | -- |  |  | 1391.8588 | 0.047024
|  |  |  | -- | -- |  |  | 1391.8826 | 0.046935
|  |  |  | -- | -- |  |  | 1391.9062 | 0.046848
|  |  |  | -- | -- |  |  | 1391.9299 | 0.046762
|  |  |  | -- | -- |  |  | 1391.9537 | 0.046679
|  |  |  | -- | -- |  |  | 1391.9774 | 0.046597
|  |  |  | -- | -- |  |  | 1392.0012 | 0.046518
|  |  |  | -- | -- |  |  | 1392.0249 | 0.046441
|  |  |  | -- | -- |  |  | 1392.0486 | 0.046366
|  |  |  | -- | -- |  |  | 1392.0724 | 0.046293
|  |  |  | -- | -- |  |  | 1392.0961 | 0.046222
|  |  |  | -- | -- |  |  | 1392.1199 | 0.046153
|  |  |  | -- | -- |  |  | 1392.1436 | 0.046087
|  |  |  | -- | -- |  |  | 1392.1674 | 0.046022
|  |  |  | -- | -- |  |  | 1392.191 | 0.045959
|  |  |  | -- | -- |  |  | 1392.2147 | 0.045899
|  |  |  | -- | -- |  |  | 1392.2385 | 0.045841
|  |  |  | -- | -- |  |  | 1392.2622 | 0.045784
|  |  |  | -- | -- |  |  | 1392.286 | 0.04573
|  |  |  | -- | -- |  |  | 1392.3097 | 0.045677
|  |  |  | -- | -- |  |  | 1392.3335 | 0.045626
|  |  |  | -- | -- |  |  | 1392.3572 | 0.045577
|  |  |  | -- | -- |  |  | 1392.381 | 0.04553
|  |  |  | -- | -- |  |  | 1392.4047 | 0.045485
|  |  |  | -- | -- |  |  | 1392.4285 | 0.045441
|  |  |  | -- | -- |  |  | 1392.4521 | 0.045399
|  |  |  | -- | -- |  |  | 1392.476 | 0.045358
|  |  |  | -- | -- |  |  | 1392.4998 | 0.045318
|  |  |  | -- | -- |  |  | 1392.5234 | 0.04528
|  |  |  | -- | -- |  |  | 1392.5472 | 0.045244
|  |  |  | -- | -- |  |  | 1392.5709 | 0.045208
|  |  |  | -- | -- |  |  | 1392.5947 | 0.045173
|  |  |  | -- | -- |  |  | 1392.6184 | 0.04514
|  |  |  | -- | -- |  |  | 1392.6422 | 0.045107
|  |  |  | -- | -- |  |  | 1392.666 | 0.045075
|  |  |  | -- | -- |  |  | 1392.6897 | 0.045044
|  |  |  | -- | -- |  |  | 1392.7135 | 0.045013
|  |  |  | -- | -- |  |  | 1392.7372 | 0.044983
|  |  |  | -- | -- |  |  | 1392.761 | 0.044954
|  |  |  | -- | -- |  |  | 1392.7848 | 0.044924
|  |  |  | -- | -- |  |  | 1392.8085 | 0.044895
|  |  |  | -- | -- |  |  | 1392.8323 | 0.044866
|  |  |  | -- | -- |  |  | 1392.856 | 0.044837
|  |  |  | -- | -- |  |  | 1392.8798 | 0.044807
|  |  |  | -- | -- |  |  | 1392.9036 | 0.044778
|  |  |  | -- | -- |  |  | 1392.9272 | 0.044748
|  |  |  | -- | -- |  |  | 1392.9511 | 0.044718
|  |  |  | -- | -- |  |  | 1392.9749 | 0.044687
|  |  |  | -- | -- |  |  | 1392.9985 | 0.044656
|  |  |  | -- | -- |  |  | 1393.0223 | 0.044624
|  |  |  | -- | -- |  |  | 1393.0461 | 0.044591
|  |  |  | -- | -- |  |  | 1393.0699 | 0.044558
|  |  |  | -- | -- |  |  | 1393.0936 | 0.044523
|  |  |  | -- | -- |  |  | 1393.1174 | 0.044488
|  |  |  | -- | -- |  |  | 1393.1412 | 0.044451
|  |  |  | -- | -- |  |  | 1393.1649 | 0.044413
|  |  |  | -- | -- |  |  | 1393.1887 | 0.044374
|  |  |  | -- | -- |  |  | 1393.2125 | 0.044333
|  |  |  | -- | -- |  |  | 1393.2363 | 0.044291
|  |  |  | -- | -- |  |  | 1393.26 | 0.044248
|  |  |  | -- | -- |  |  | 1393.2838 | 0.044203
|  |  |  | -- | -- |  |  | 1393.3076 | 0.044156
|  |  |  | -- | -- |  |  | 1393.3314 | 0.044108
|  |  |  | -- | -- |  |  | 1393.3551 | 0.044059
|  |  |  | -- | -- |  |  | 1393.3789 | 0.044007
|  |  |  | -- | -- |  |  | 1393.4027 | 0.043954
|  |  |  | -- | -- |  |  | 1393.4265 | 0.043899
|  |  |  | -- | -- |  |  | 1393.4503 | 0.043842
|  |  |  | -- | -- |  |  | 1393.474 | 0.043784
|  |  |  | -- | -- |  |  | 1393.4978 | 0.043724
|  |  |  | -- | -- |  |  | 1393.5216 | 0.043662
|  |  |  | -- | -- |  |  | 1393.5454 | 0.043598
|  |  |  | -- | -- |  |  | 1393.5692 | 0.043532
|  |  |  | -- | -- |  |  | 1393.593 | 0.043465
|  |  |  | -- | -- |  |  | 1393.6168 | 0.043396
|  |  |  | -- | -- |  |  | 1393.6405 | 0.043325
|  |  |  | -- | -- |  |  | 1393.6643 | 0.043253
|  |  |  | -- | -- |  |  | 1393.6881 | 0.043178
|  |  |  | -- | -- |  |  | 1393.7119 | 0.043102
|  |  |  | -- | -- |  |  | 1393.7357 | 0.043025
|  |  |  | -- | -- |  |  | 1393.7595 | 0.042946
|  |  |  | -- | -- |  |  | 1393.7833 | 0.042865
|  |  |  | -- | -- |  |  | 1393.8071 | 0.042783
|  |  |  | -- | -- |  |  | 1393.8309 | 0.042699
|  |  |  | -- | -- |  |  | 1393.8546 | 0.042614
|  |  |  | -- | -- |  |  | 1393.8784 | 0.042528
|  |  |  | -- | -- |  |  | 1393.9022 | 0.04244
|  |  |  | -- | -- |  |  | 1393.926 | 0.042351
|  |  |  | -- | -- |  |  | 1393.9498 | 0.042261
|  |  |  | -- | -- |  |  | 1393.9736 | 0.042171
|  |  |  | -- | -- |  |  | 1393.9974 | 0.042079
|  |  |  | -- | -- |  |  | 1394.0212 | 0.041986
|  |  |  | -- | -- |  |  | 1394.045 | 0.041892
|  |  |  | -- | -- |  |  | 1394.0688 | 0.041798
|  |  |  | -- | -- |  |  | 1394.0927 | 0.041702
|  |  |  | -- | -- |  |  | 1394.1165 | 0.041607
|  |  |  | -- | -- |  |  | 1394.1403 | 0.04151
|  |  |  | -- | -- |  |  | 1394.1641 | 0.041414
|  |  |  | -- | -- |  |  | 1394.1879 | 0.041317
|  |  |  | -- | -- |  |  | 1394.2117 | 0.041219
|  |  |  | -- | -- |  |  | 1394.2355 | 0.041122
|  |  |  | -- | -- |  |  | 1394.2593 | 0.041024
|  |  |  | -- | -- |  |  | 1394.2831 | 0.040926
|  |  |  | -- | -- |  |  | 1394.3069 | 0.040829
|  |  |  | -- | -- |  |  | 1394.3307 | 0.040731
|  |  |  | -- | -- |  |  | 1394.3545 | 0.040634
|  |  |  | -- | -- |  |  | 1394.3783 | 0.040536
|  |  |  | -- | -- |  |  | 1394.4021 | 0.04044
|  |  |  | -- | -- |  |  | 1394.426 | 0.040343
|  |  |  | -- | -- |  |  | 1394.4498 | 0.040247
|  |  |  | -- | -- |  |  | 1394.4736 | 0.040152
|  |  |  | -- | -- |  |  | 1394.4974 | 0.040057
|  |  |  | -- | -- |  |  | 1394.5212 | 0.039963
|  |  |  | -- | -- |  |  | 1394.545 | 0.039869
|  |  |  | -- | -- |  |  | 1394.5688 | 0.039777
|  |  |  | -- | -- |  |  | 1394.5927 | 0.039685
|  |  |  | -- | -- |  |  | 1394.6165 | 0.039594
|  |  |  | -- | -- |  |  | 1394.6404 | 0.039504
|  |  |  | -- | -- |  |  | 1394.6642 | 0.039415
|  |  |  | -- | -- |  |  | 1394.688 | 0.039327
|  |  |  | -- | -- |  |  | 1394.7118 | 0.03924
|  |  |  | -- | -- |  |  | 1394.7356 | 0.039155
|  |  |  | -- | -- |  |  | 1394.7594 | 0.03907
|  |  |  | -- | -- |  |  | 1394.7833 | 0.038987
|  |  |  | -- | -- |  |  | 1394.8071 | 0.038905
|  |  |  | -- | -- |  |  | 1394.8309 | 0.038824
|  |  |  | -- | -- |  |  | 1394.8547 | 0.038745
|  |  |  | -- | -- |  |  | 1394.8785 | 0.038667
|  |  |  | -- | -- |  |  | 1394.9025 | 0.038591
|  |  |  | -- | -- |  |  | 1394.9263 | 0.038516
|  |  |  | -- | -- |  |  | 1394.9501 | 0.038442
|  |  |  | -- | -- |  |  | 1394.9739 | 0.03837
|  |  |  | -- | -- |  |  | 1394.9977 | 0.0383
|  |  |  | -- | -- |  |  | 1395.0216 | 0.038231
|  |  |  | -- | -- |  |  | 1395.0454 | 0.038163
|  |  |  | -- | -- |  |  | 1395.0692 | 0.038098
|  |  |  | -- | -- |  |  | 1395.0931 | 0.038033
|  |  |  | -- | -- |  |  | 1395.1169 | 0.037971
|  |  |  | -- | -- |  |  | 1395.1407 | 0.03791
|  |  |  | -- | -- |  |  | 1395.1646 | 0.037851
|  |  |  | -- | -- |  |  | 1395.1885 | 0.037794
|  |  |  | -- | -- |  |  | 1395.2123 | 0.037738
|  |  |  | -- | -- |  |  | 1395.2361 | 0.037684
|  |  |  | -- | -- |  |  | 1395.26 | 0.037632
|  |  |  | -- | -- |  |  | 1395.2838 | 0.037582
|  |  |  | -- | -- |  |  | 1395.3076 | 0.037534
|  |  |  | -- | -- |  |  | 1395.3315 | 0.037487
|  |  |  | -- | -- |  |  | 1395.3553 | 0.037442
|  |  |  | -- | -- |  |  | 1395.3791 | 0.037399
|  |  |  | -- | -- |  |  | 1395.4031 | 0.037358
|  |  |  | -- | -- |  |  | 1395.4269 | 0.037319
|  |  |  | -- | -- |  |  | 1395.4507 | 0.037282
|  |  |  | -- | -- |  |  | 1395.4746 | 0.037247
|  |  |  | -- | -- |  |  | 1395.4984 | 0.037214
|  |  |  | -- | -- |  |  | 1395.5222 | 0.037182
|  |  |  | -- | -- |  |  | 1395.5461 | 0.037153
|  |  |  | -- | -- |  |  | 1395.5699 | 0.037125
|  |  |  | -- | -- |  |  | 1395.5939 | 0.0371
|  |  |  | -- | -- |  |  | 1395.6177 | 0.037076
|  |  |  | -- | -- |  |  | 1395.6415 | 0.037055
|  |  |  | -- | -- |  |  | 1395.6654 | 0.037036
|  |  |  | -- | -- |  |  | 1395.6892 | 0.037018
|  |  |  | -- | -- |  |  | 1395.7131 | 0.037003
|  |  |  | -- | -- |  |  | 1395.7369 | 0.036989
|  |  |  | -- | -- |  |  | 1395.7609 | 0.036978
|  |  |  | -- | -- |  |  | 1395.7847 | 0.036968
|  |  |  | -- | -- |  |  | 1395.8086 | 0.036961
|  |  |  | -- | -- |  |  | 1395.8324 | 0.036956
|  |  |  | -- | -- |  |  | 1395.8563 | 0.036952
|  |  |  | -- | -- |  |  | 1395.8801 | 0.036951
|  |  |  | -- | -- |  |  | 1395.9041 | 0.036951
|  |  |  | -- | -- |  |  | 1395.9279 | 0.036954
|  |  |  | -- | -- |  |  | 1395.9518 | 0.036959
|  |  |  | -- | -- |  |  | 1395.9756 | 0.036965
|  |  |  | -- | -- |  |  | 1395.9995 | 0.036973
|  |  |  | -- | -- |  |  | 1396.0233 | 0.036983
|  |  |  | -- | -- |  |  | 1396.0472 | 0.036995
|  |  |  | -- | -- |  |  | 1396.071 | 0.037009
|  |  |  | -- | -- |  |  | 1396.095 | 0.037025
|  |  |  | -- | -- |  |  | 1396.1188 | 0.037042
|  |  |  | -- | -- |  |  | 1396.1427 | 0.037061
|  |  |  | -- | -- |  |  | 1396.1665 | 0.037082
|  |  |  | -- | -- |  |  | 1396.1904 | 0.037104
|  |  |  | -- | -- |  |  | 1396.2144 | 0.037128
|  |  |  | -- | -- |  |  | 1396.2382 | 0.037153
|  |  |  | -- | -- |  |  | 1396.2621 | 0.03718
|  |  |  | -- | -- |  |  | 1396.2859 | 0.037208
|  |  |  | -- | -- |  |  | 1396.3098 | 0.037237
|  |  |  | -- | -- |  |  | 1396.3337 | 0.037267
|  |  |  | -- | -- |  |  | 1396.3575 | 0.037299
|  |  |  | -- | -- |  |  | 1396.3815 | 0.037332
|  |  |  | -- | -- |  |  | 1396.4054 | 0.037365
|  |  |  | -- | -- |  |  | 1396.4292 | 0.0374
|  |  |  | -- | -- |  |  | 1396.4531 | 0.037435
|  |  |  | -- | -- |  |  | 1396.4769 | 0.037471
|  |  |  | -- | -- |  |  | 1396.5009 | 0.037508
|  |  |  | -- | -- |  |  | 1396.5248 | 0.037545
|  |  |  | -- | -- |  |  | 1396.5486 | 0.037582
|  |  |  | -- | -- |  |  | 1396.5725 | 0.03762
|  |  |  | -- | -- |  |  | 1396.5964 | 0.037658
|  |  |  | -- | -- |  |  | 1396.6204 | 0.037696
|  |  |  | -- | -- |  |  | 1396.6442 | 0.037734
|  |  |  | -- | -- |  |  | 1396.6681 | 0.037772
|  |  |  | -- | -- |  |  | 1396.692 | 0.03781
|  |  |  | -- | -- |  |  | 1396.7158 | 0.037847
|  |  |  | -- | -- |  |  | 1396.7397 | 0.037884
|  |  |  | -- | -- |  |  | 1396.7637 | 0.037921
|  |  |  | -- | -- |  |  | 1396.7876 | 0.037956
|  |  |  | -- | -- |  |  | 1396.8114 | 0.037991
|  |  |  | -- | -- |  |  | 1396.8353 | 0.038025
|  |  |  | -- | -- |  |  | 1396.8593 | 0.038057
|  |  |  | -- | -- |  |  | 1396.8832 | 0.038089
|  |  |  | -- | -- |  |  | 1396.907 | 0.038119
|  |  |  | -- | -- |  |  | 1396.9309 | 0.038148
|  |  |  | -- | -- |  |  | 1396.9548 | 0.038176
|  |  |  | -- | -- |  |  | 1396.9788 | 0.038202
|  |  |  | -- | -- |  |  | 1397.0027 | 0.038226
|  |  |  | -- | -- |  |  | 1397.0265 | 0.038248
|  |  |  | -- | -- |  |  | 1397.0504 | 0.038269
|  |  |  | -- | -- |  |  | 1397.0743 | 0.038287
|  |  |  | -- | -- |  |  | 1397.0983 | 0.038303
|  |  |  | -- | -- |  |  | 1397.1222 | 0.038317
|  |  |  | -- | -- |  |  | 1397.1461 | 0.038329
|  |  |  | -- | -- |  |  | 1397.1699 | 0.038339
|  |  |  | -- | -- |  |  | 1397.1938 | 0.038346
|  |  |  | -- | -- |  |  | 1397.2178 | 0.038351
|  |  |  | -- | -- |  |  | 1397.2417 | 0.038353
|  |  |  | -- | -- |  |  | 1397.2656 | 0.038352
|  |  |  | -- | -- |  |  | 1397.2896 | 0.038349
|  |  |  | -- | -- |  |  | 1397.3135 | 0.038343
|  |  |  | -- | -- |  |  | 1397.3373 | 0.038335
|  |  |  | -- | -- |  |  | 1397.3612 | 0.038324
|  |  |  | -- | -- |  |  | 1397.3851 | 0.038309
|  |  |  | -- | -- |  |  | 1397.4091 | 0.038292
|  |  |  | -- | -- |  |  | 1397.433 | 0.038273
|  |  |  | -- | -- |  |  | 1397.4569 | 0.03825
|  |  |  | -- | -- |  |  | 1397.4808 | 0.038225
|  |  |  | -- | -- |  |  | 1397.5048 | 0.038196
|  |  |  | -- | -- |  |  | 1397.5287 | 0.038165
|  |  |  | -- | -- |  |  | 1397.5526 | 0.038131
|  |  |  | -- | -- |  |  | 1397.5765 | 0.038095
|  |  |  | -- | -- |  |  | 1397.6005 | 0.038055
|  |  |  | -- | -- |  |  | 1397.6244 | 0.038013
|  |  |  | -- | -- |  |  | 1397.6483 | 0.037968
|  |  |  | -- | -- |  |  | 1397.6722 | 0.037921
|  |  |  | -- | -- |  |  | 1397.6962 | 0.037871
|  |  |  | -- | -- |  |  | 1397.7201 | 0.037819
|  |  |  | -- | -- |  |  | 1397.744 | 0.037765
|  |  |  | -- | -- |  |  | 1397.7679 | 0.037708
|  |  |  | -- | -- |  |  | 1397.7919 | 0.037649
|  |  |  | -- | -- |  |  | 1397.8158 | 0.037588
|  |  |  | -- | -- |  |  | 1397.8397 | 0.037525
|  |  |  | -- | -- |  |  | 1397.8636 | 0.03746
|  |  |  | -- | -- |  |  | 1397.8876 | 0.037393
|  |  |  | -- | -- |  |  | 1397.9115 | 0.037324
|  |  |  | -- | -- |  |  | 1397.9354 | 0.037255
|  |  |  | -- | -- |  |  | 1397.9594 | 0.037183
|  |  |  | -- | -- |  |  | 1397.9833 | 0.037111
|  |  |  | -- | -- |  |  | 1398.0072 | 0.037037
|  |  |  | -- | -- |  |  | 1398.0311 | 0.036962
|  |  |  | -- | -- |  |  | 1398.0552 | 0.036887
|  |  |  | -- | -- |  |  | 1398.0791 | 0.036811
|  |  |  | -- | -- |  |  | 1398.103 | 0.036734
|  |  |  | -- | -- |  |  | 1398.127 | 0.036657
|  |  |  | -- | -- |  |  | 1398.1509 | 0.036579
|  |  |  | -- | -- |  |  | 1398.1748 | 0.036502
|  |  |  | -- | -- |  |  | 1398.1987 | 0.036424
|  |  |  | -- | -- |  |  | 1398.2227 | 0.036347
|  |  |  | -- | -- |  |  | 1398.2467 | 0.03627
|  |  |  | -- | -- |  |  | 1398.2706 | 0.036193
|  |  |  | -- | -- |  |  | 1398.2946 | 0.036118
|  |  |  | -- | -- |  |  | 1398.3185 | 0.036043
|  |  |  | -- | -- |  |  | 1398.3424 | 0.035969
|  |  |  | -- | -- |  |  | 1398.3663 | 0.035896
|  |  |  | -- | -- |  |  | 1398.3904 | 0.035824
|  |  |  | -- | -- |  |  | 1398.4143 | 0.035754
|  |  |  | -- | -- |  |  | 1398.4382 | 0.035685
|  |  |  | -- | -- |  |  | 1398.4622 | 0.035618
|  |  |  | -- | -- |  |  | 1398.4861 | 0.035553
|  |  |  | -- | -- |  |  | 1398.5101 | 0.03549
|  |  |  | -- | -- |  |  | 1398.5341 | 0.035428
|  |  |  | -- | -- |  |  | 1398.558 | 0.035369
|  |  |  | -- | -- |  |  | 1398.5819 | 0.035312
|  |  |  | -- | -- |  |  | 1398.606 | 0.035258
|  |  |  | -- | -- |  |  | 1398.6299 | 0.035206
|  |  |  | -- | -- |  |  | 1398.6538 | 0.035157
|  |  |  | -- | -- |  |  | 1398.6777 | 0.035111
|  |  |  | -- | -- |  |  | 1398.7018 | 0.035067
|  |  |  | -- | -- |  |  | 1398.7257 | 0.035026
|  |  |  | -- | -- |  |  | 1398.7496 | 0.034988
|  |  |  | -- | -- |  |  | 1398.7737 | 0.034954
|  |  |  | -- | -- |  |  | 1398.7976 | 0.034922
|  |  |  | -- | -- |  |  | 1398.8215 | 0.034893
|  |  |  | -- | -- |  |  | 1398.8455 | 0.034868
|  |  |  | -- | -- |  |  | 1398.8695 | 0.034846
|  |  |  | -- | -- |  |  | 1398.8934 | 0.034827
|  |  |  | -- | -- |  |  | 1398.9174 | 0.034812
|  |  |  | -- | -- |  |  | 1398.9414 | 0.0348
|  |  |  | -- | -- |  |  | 1398.9653 | 0.034791
|  |  |  | -- | -- |  |  | 1398.9894 | 0.034786
|  |  |  | -- | -- |  |  | 1399.0133 | 0.034784
|  |  |  | -- | -- |  |  | 1399.0372 | 0.034786
|  |  |  | -- | -- |  |  | 1399.0613 | 0.03479
|  |  |  | -- | -- |  |  | 1399.0852 | 0.034799
|  |  |  | -- | -- |  |  | 1399.1091 | 0.03481
|  |  |  | -- | -- |  |  | 1399.1332 | 0.034826
|  |  |  | -- | -- |  |  | 1399.1571 | 0.034844
|  |  |  | -- | -- |  |  | 1399.1812 | 0.034865
|  |  |  | -- | -- |  |  | 1399.2051 | 0.03489
|  |  |  | -- | -- |  |  | 1399.2291 | 0.034918
|  |  |  | -- | -- |  |  | 1399.2531 | 0.03495
|  |  |  | -- | -- |  |  | 1399.277 | 0.034984
|  |  |  | -- | -- |  |  | 1399.301 | 0.035021
|  |  |  | -- | -- |  |  | 1399.325 | 0.035061
|  |  |  | -- | -- |  |  | 1399.349 | 0.035104
|  |  |  | -- | -- |  |  | 1399.3729 | 0.03515
|  |  |  | -- | -- |  |  | 1399.397 | 0.035199
|  |  |  | -- | -- |  |  | 1399.4209 | 0.03525
|  |  |  | -- | -- |  |  | 1399.4449 | 0.035303
|  |  |  | -- | -- |  |  | 1399.4689 | 0.035359
|  |  |  | -- | -- |  |  | 1399.4929 | 0.035418
|  |  |  | -- | -- |  |  | 1399.5168 | 0.035478
|  |  |  | -- | -- |  |  | 1399.5409 | 0.035541
|  |  |  | -- | -- |  |  | 1399.5648 | 0.035606
|  |  |  | -- | -- |  |  | 1399.5889 | 0.035672
|  |  |  | -- | -- |  |  | 1399.6128 | 0.035741
|  |  |  | -- | -- |  |  | 1399.6368 | 0.035811
|  |  |  | -- | -- |  |  | 1399.6608 | 0.035882
|  |  |  | -- | -- |  |  | 1399.6848 | 0.035955
|  |  |  | -- | -- |  |  | 1399.7087 | 0.03603
|  |  |  | -- | -- |  |  | 1399.7328 | 0.036105
|  |  |  | -- | -- |  |  | 1399.7568 | 0.036182
|  |  |  | -- | -- |  |  | 1399.7808 | 0.036259
|  |  |  | -- | -- |  |  | 1399.8048 | 0.036337
|  |  |  | -- | -- |  |  | 1399.8287 | 0.036416
|  |  |  | -- | -- |  |  | 1399.8528 | 0.036495
|  |  |  | -- | -- |  |  | 1399.8768 | 0.036574
|  |  |  | -- | -- |  |  | 1399.9008 | 0.036654
|  |  |  | -- | -- |  |  | 1399.9248 | 0.036734
|  |  |  | -- | -- |  |  | 1399.9487 | 0.036814
|  |  |  | -- | -- |  |  | 1399.9728 | 0.036893
|  |  |  | -- | -- |  |  | 1399.9968 | 0.036972
|  |  |  | -- | -- |  |  | 1400.0208 | 0.037051
|  |  |  | -- | -- |  |  | 1400.0448 | 0.037129
|  |  |  | -- | -- |  |  | 1400.0688 | 0.037207
|  |  |  | -- | -- |  |  | 1400.0928 | 0.037283
|  |  |  | -- | -- |  |  | 1400.1168 | 0.037358
|  |  |  | -- | -- |  |  | 1400.1409 | 0.037432
|  |  |  | -- | -- |  |  | 1400.1648 | 0.037505
|  |  |  | -- | -- |  |  | 1400.1888 | 0.037577
|  |  |  | -- | -- |  |  | 1400.2129 | 0.037647
|  |  |  | -- | -- |  |  | 1400.2369 | 0.037715
|  |  |  | -- | -- |  |  | 1400.2609 | 0.037781
|  |  |  | -- | -- |  |  | 1400.2849 | 0.037845
|  |  |  | -- | -- |  |  | 1400.309 | 0.037907
|  |  |  | -- | -- |  |  | 1400.3329 | 0.037967
|  |  |  | -- | -- |  |  | 1400.3569 | 0.038025
|  |  |  | -- | -- |  |  | 1400.381 | 0.03808
|  |  |  | -- | -- |  |  | 1400.405 | 0.038132
|  |  |  | -- | -- |  |  | 1400.429 | 0.038182
|  |  |  | -- | -- |  |  | 1400.453 | 0.038229
|  |  |  | -- | -- |  |  | 1400.4771 | 0.038273
|  |  |  | -- | -- |  |  | 1400.5011 | 0.038314
|  |  |  | -- | -- |  |  | 1400.5251 | 0.038352
|  |  |  | -- | -- |  |  | 1400.5491 | 0.038386
|  |  |  | -- | -- |  |  | 1400.5731 | 0.038418
|  |  |  | -- | -- |  |  | 1400.5972 | 0.038445
|  |  |  | -- | -- |  |  | 1400.6212 | 0.03847
|  |  |  | -- | -- |  |  | 1400.6453 | 0.03849
|  |  |  | -- | -- |  |  | 1400.6692 | 0.038507
|  |  |  | -- | -- |  |  | 1400.6932 | 0.038521
|  |  |  | -- | -- |  |  | 1400.7173 | 0.03853
|  |  |  | -- | -- |  |  | 1400.7413 | 0.038536
|  |  |  | -- | -- |  |  | 1400.7654 | 0.038537
|  |  |  | -- | -- |  |  | 1400.7894 | 0.038535
|  |  |  | -- | -- |  |  | 1400.8135 | 0.038529
|  |  |  | -- | -- |  |  | 1400.8374 | 0.038518
|  |  |  | -- | -- |  |  | 1400.8615 | 0.038504
|  |  |  | -- | -- |  |  | 1400.8855 | 0.038485
|  |  |  | -- | -- |  |  | 1400.9095 | 0.038462
|  |  |  | -- | -- |  |  | 1400.9336 | 0.038435
|  |  |  | -- | -- |  |  | 1400.9576 | 0.038404
|  |  |  | -- | -- |  |  | 1400.9817 | 0.038368
|  |  |  | -- | -- |  |  | 1401.0057 | 0.038329
|  |  |  | -- | -- |  |  | 1401.0298 | 0.038285
|  |  |  | -- | -- |  |  | 1401.0538 | 0.038237
|  |  |  | -- | -- |  |  | 1401.0779 | 0.038185
|  |  |  | -- | -- |  |  | 1401.1019 | 0.038128
|  |  |  | -- | -- |  |  | 1401.126 | 0.038068
|  |  |  | -- | -- |  |  | 1401.15 | 0.038004
|  |  |  | -- | -- |  |  | 1401.174 | 0.037936
|  |  |  | -- | -- |  |  | 1401.198 | 0.037863
|  |  |  | -- | -- |  |  | 1401.222 | 0.037787
|  |  |  | -- | -- |  |  | 1401.2461 | 0.037707
|  |  |  | -- | -- |  |  | 1401.2701 | 0.037624
|  |  |  | -- | -- |  |  | 1401.2942 | 0.037536
|  |  |  | -- | -- |  |  | 1401.3182 | 0.037446
|  |  |  | -- | -- |  |  | 1401.3424 | 0.037351
|  |  |  | -- | -- |  |  | 1401.3665 | 0.037254
|  |  |  | -- | -- |  |  | 1401.3905 | 0.037153
|  |  |  | -- | -- |  |  | 1401.4146 | 0.037049
|  |  |  | -- | -- |  |  | 1401.4386 | 0.036942
|  |  |  | -- | -- |  |  | 1401.4626 | 0.036832
|  |  |  | -- | -- |  |  | 1401.4867 | 0.03672
|  |  |  | -- | -- |  |  | 1401.5107 | 0.036604
|  |  |  | -- | -- |  |  | 1401.5348 | 0.036487
|  |  |  | -- | -- |  |  | 1401.5588 | 0.036366
|  |  |  | -- | -- |  |  | 1401.5829 | 0.036244
|  |  |  | -- | -- |  |  | 1401.6069 | 0.03612
|  |  |  | -- | -- |  |  | 1401.631 | 0.035994
|  |  |  | -- | -- |  |  | 1401.655 | 0.035866
|  |  |  | -- | -- |  |  | 1401.6792 | 0.035736
|  |  |  | -- | -- |  |  | 1401.7032 | 0.035606
|  |  |  | -- | -- |  |  | 1401.7273 | 0.035473
|  |  |  | -- | -- |  |  | 1401.7513 | 0.03534
|  |  |  | -- | -- |  |  | 1401.7754 | 0.035206
|  |  |  | -- | -- |  |  | 1401.7994 | 0.035071
|  |  |  | -- | -- |  |  | 1401.8235 | 0.034936
|  |  |  | -- | -- |  |  | 1401.8477 | 0.0348
|  |  |  | -- | -- |  |  | 1401.8717 | 0.034664
|  |  |  | -- | -- |  |  | 1401.8958 | 0.034528
|  |  |  | -- | -- |  |  | 1401.9198 | 0.034392
|  |  |  | -- | -- |  |  | 1401.9438 | 0.034257
|  |  |  | -- | -- |  |  | 1401.9679 | 0.034121
|  |  |  | -- | -- |  |  | 1401.9921 | 0.033987
|  |  |  | -- | -- |  |  | 1402.0161 | 0.033853
|  |  |  | -- | -- |  |  | 1402.0402 | 0.03372
|  |  |  | -- | -- |  |  | 1402.0642 | 0.033588
|  |  |  | -- | -- |  |  | 1402.0884 | 0.033458
|  |  |  | -- | -- |  |  | 1402.1124 | 0.033329
|  |  |  | -- | -- |  |  | 1402.1365 | 0.033201
|  |  |  | -- | -- |  |  | 1402.1605 | 0.033076
|  |  |  | -- | -- |  |  | 1402.1846 | 0.032952
|  |  |  | -- | -- |  |  | 1402.2087 | 0.03283
|  |  |  | -- | -- |  |  | 1402.2328 | 0.03271
|  |  |  | -- | -- |  |  | 1402.2568 | 0.032592
|  |  |  | -- | -- |  |  | 1402.281 | 0.032476
|  |  |  | -- | -- |  |  | 1402.3051 | 0.032363
|  |  |  | -- | -- |  |  | 1402.3291 | 0.032253
|  |  |  | -- | -- |  |  | 1402.3531 | 0.032145
|  |  |  | -- | -- |  |  | 1402.3773 | 0.03204
|  |  |  | -- | -- |  |  | 1402.4014 | 0.031938
|  |  |  | -- | -- |  |  | 1402.4254 | 0.031838
|  |  |  | -- | -- |  |  | 1402.4496 | 0.031742
|  |  |  | -- | -- |  |  | 1402.4736 | 0.031648
|  |  |  | -- | -- |  |  | 1402.4977 | 0.031558
|  |  |  | -- | -- |  |  | 1402.5219 | 0.031471
|  |  |  | -- | -- |  |  | 1402.5459 | 0.031386
|  |  |  | -- | -- |  |  | 1402.5701 | 0.031305
|  |  |  | -- | -- |  |  | 1402.5941 | 0.031228
|  |  |  | -- | -- |  |  | 1402.6182 | 0.031153
|  |  |  | -- | -- |  |  | 1402.6423 | 0.031082
|  |  |  | -- | -- |  |  | 1402.6664 | 0.031014
|  |  |  | -- | -- |  |  | 1402.6904 | 0.030949
|  |  |  | -- | -- |  |  | 1402.7146 | 0.030888
|  |  |  | -- | -- |  |  | 1402.7386 | 0.03083
|  |  |  | -- | -- |  |  | 1402.7628 | 0.030775
|  |  |  | -- | -- |  |  | 1402.7869 | 0.030723
|  |  |  | -- | -- |  |  | 1402.811 | 0.030674
|  |  |  | -- | -- |  |  | 1402.8351 | 0.030629
|  |  |  | -- | -- |  |  | 1402.8591 | 0.030586
|  |  |  | -- | -- |  |  | 1402.8833 | 0.030547
|  |  |  | -- | -- |  |  | 1402.9073 | 0.03051
|  |  |  | -- | -- |  |  | 1402.9315 | 0.030477
|  |  |  | -- | -- |  |  | 1402.9556 | 0.030446
|  |  |  | -- | -- |  |  | 1402.9797 | 0.030418
|  |  |  | -- | -- |  |  | 1403.0038 | 0.030393
|  |  |  | -- | -- |  |  | 1403.028 | 0.03037
|  |  |  | -- | -- |  |  | 1403.052 | 0.03035
|  |  |  | -- | -- |  |  | 1403.0762 | 0.030332
|  |  |  | -- | -- |  |  | 1403.1002 | 0.030317
|  |  |  | -- | -- |  |  | 1403.1244 | 0.030304
|  |  |  | -- | -- |  |  | 1403.1484 | 0.030293
|  |  |  | -- | -- |  |  | 1403.1726 | 0.030284
|  |  |  | -- | -- |  |  | 1403.1967 | 0.030277
|  |  |  | -- | -- |  |  | 1403.2208 | 0.030272
|  |  |  | -- | -- |  |  | 1403.245 | 0.030268
|  |  |  | -- | -- |  |  | 1403.269 | 0.030267
|  |  |  | -- | -- |  |  | 1403.2932 | 0.030266
|  |  |  | -- | -- |  |  | 1403.3173 | 0.030268
|  |  |  | -- | -- |  |  | 1403.3414 | 0.03027
|  |  |  | -- | -- |  |  | 1403.3655 | 0.030274
|  |  |  | -- | -- |  |  | 1403.3896 | 0.030279
|  |  |  | -- | -- |  |  | 1403.4138 | 0.030284
|  |  |  | -- | -- |  |  | 1403.4379 | 0.030291
|  |  |  | -- | -- |  |  | 1403.462 | 0.030298
|  |  |  | -- | -- |  |  | 1403.4861 | 0.030306
|  |  |  | -- | -- |  |  | 1403.5103 | 0.030315
|  |  |  | -- | -- |  |  | 1403.5344 | 0.030324
|  |  |  | -- | -- |  |  | 1403.5585 | 0.030333
|  |  |  | -- | -- |  |  | 1403.5826 | 0.030343
|  |  |  | -- | -- |  |  | 1403.6068 | 0.030352
|  |  |  | -- | -- |  |  | 1403.6309 | 0.030362
|  |  |  | -- | -- |  |  | 1403.655 | 0.030371
|  |  |  | -- | -- |  |  | 1403.6792 | 0.03038
|  |  |  | -- | -- |  |  | 1403.7032 | 0.030389
|  |  |  | -- | -- |  |  | 1403.7274 | 0.030398
|  |  |  | -- | -- |  |  | 1403.7516 | 0.030406
|  |  |  | -- | -- |  |  | 1403.7758 | 0.030413
|  |  |  | -- | -- |  |  | 1403.7998 | 0.03042
|  |  |  | -- | -- |  |  | 1403.824 | 0.030426
|  |  |  | -- | -- |  |  | 1403.8481 | 0.030431
|  |  |  | -- | -- |  |  | 1403.8722 | 0.030435
|  |  |  | -- | -- |  |  | 1403.8964 | 0.030438
|  |  |  | -- | -- |  |  | 1403.9205 | 0.03044
|  |  |  | -- | -- |  |  | 1403.9447 | 0.030441
|  |  |  | -- | -- |  |  | 1403.9688 | 0.03044
|  |  |  | -- | -- |  |  | 1403.9929 | 0.030439
|  |  |  | -- | -- |  |  | 1404.0171 | 0.030436
|  |  |  | -- | -- |  |  | 1404.0413 | 0.030431
|  |  |  | -- | -- |  |  | 1404.0653 | 0.030425
|  |  |  | -- | -- |  |  | 1404.0895 | 0.030418
|  |  |  | -- | -- |  |  | 1404.1136 | 0.030409
|  |  |  | -- | -- |  |  | 1404.1378 | 0.030398
|  |  |  | -- | -- |  |  | 1404.162 | 0.030386
|  |  |  | -- | -- |  |  | 1404.1862 | 0.030372
|  |  |  | -- | -- |  |  | 1404.2102 | 0.030357
|  |  |  | -- | -- |  |  | 1404.2344 | 0.03034
|  |  |  | -- | -- |  |  | 1404.2585 | 0.030321
|  |  |  | -- | -- |  |  | 1404.2827 | 0.0303
|  |  |  | -- | -- |  |  | 1404.3069 | 0.030278
|  |  |  | -- | -- |  |  | 1404.3311 | 0.030253
|  |  |  | -- | -- |  |  | 1404.3551 | 0.030227
|  |  |  | -- | -- |  |  | 1404.3793 | 0.0302
|  |  |  | -- | -- |  |  | 1404.4034 | 0.03017
|  |  |  | -- | -- |  |  | 1404.4276 | 0.030139
|  |  |  | -- | -- |  |  | 1404.4518 | 0.030106
|  |  |  | -- | -- |  |  | 1404.476 | 0.030071
|  |  |  | -- | -- |  |  | 1404.5001 | 0.030035
|  |  |  | -- | -- |  |  | 1404.5243 | 0.029997
|  |  |  | -- | -- |  |  | 1404.5485 | 0.029957
|  |  |  | -- | -- |  |  | 1404.5726 | 0.029916
|  |  |  | -- | -- |  |  | 1404.5968 | 0.029873
|  |  |  | -- | -- |  |  | 1404.6209 | 0.029829
|  |  |  | -- | -- |  |  | 1404.645 | 0.029783
|  |  |  | -- | -- |  |  | 1404.6692 | 0.029736
|  |  |  | -- | -- |  |  | 1404.6934 | 0.029688
|  |  |  | -- | -- |  |  | 1404.7175 | 0.029638
|  |  |  | -- | -- |  |  | 1404.7417 | 0.029587
|  |  |  | -- | -- |  |  | 1404.7659 | 0.029536
|  |  |  | -- | -- |  |  | 1404.79 | 0.029483
|  |  |  | -- | -- |  |  | 1404.8142 | 0.029429
|  |  |  | -- | -- |  |  | 1404.8384 | 0.029374
|  |  |  | -- | -- |  |  | 1404.8625 | 0.029318
|  |  |  | -- | -- |  |  | 1404.8867 | 0.029262
|  |  |  | -- | -- |  |  | 1404.9109 | 0.029205
|  |  |  | -- | -- |  |  | 1404.9351 | 0.029148
|  |  |  | -- | -- |  |  | 1404.9592 | 0.02909
|  |  |  | -- | -- |  |  | 1404.9834 | 0.029032
|  |  |  | -- | -- |  |  | 1405.0077 | 0.028973
|  |  |  | -- | -- |  |  | 1405.0319 | 0.028915
|  |  |  | -- | -- |  |  | 1405.056 | 0.028856
|  |  |  | -- | -- |  |  | 1405.0802 | 0.028798
|  |  |  | -- | -- |  |  | 1405.1044 | 0.028739
|  |  |  | -- | -- |  |  | 1405.1285 | 0.028681
|  |  |  | -- | -- |  |  | 1405.1527 | 0.028624
|  |  |  | -- | -- |  |  | 1405.1769 | 0.028566
|  |  |  | -- | -- |  |  | 1405.2011 | 0.02851
|  |  |  | -- | -- |  |  | 1405.2252 | 0.028454
|  |  |  | -- | -- |  |  | 1405.2494 | 0.028399
|  |  |  | -- | -- |  |  | 1405.2737 | 0.028344
|  |  |  | -- | -- |  |  | 1405.2979 | 0.028291
|  |  |  | -- | -- |  |  | 1405.322 | 0.028239
|  |  |  | -- | -- |  |  | 1405.3462 | 0.028188
|  |  |  | -- | -- |  |  | 1405.3704 | 0.028138
|  |  |  | -- | -- |  |  | 1405.3945 | 0.02809
|  |  |  | -- | -- |  |  | 1405.4187 | 0.028043
|  |  |  | -- | -- |  |  | 1405.443 | 0.027998
|  |  |  | -- | -- |  |  | 1405.4672 | 0.027954
|  |  |  | -- | -- |  |  | 1405.4913 | 0.027912
|  |  |  | -- | -- |  |  | 1405.5155 | 0.027872
|  |  |  | -- | -- |  |  | 1405.5397 | 0.027833
|  |  |  | -- | -- |  |  | 1405.564 | 0.027797
|  |  |  | -- | -- |  |  | 1405.5881 | 0.027762
|  |  |  | -- | -- |  |  | 1405.6123 | 0.02773
|  |  |  | -- | -- |  |  | 1405.6365 | 0.0277
|  |  |  | -- | -- |  |  | 1405.6608 | 0.027671
|  |  |  | -- | -- |  |  | 1405.6849 | 0.027646
|  |  |  | -- | -- |  |  | 1405.7091 | 0.027622
|  |  |  | -- | -- |  |  | 1405.7333 | 0.0276
|  |  |  | -- | -- |  |  | 1405.7576 | 0.027581
|  |  |  | -- | -- |  |  | 1405.7817 | 0.027565
|  |  |  | -- | -- |  |  | 1405.8059 | 0.02755
|  |  |  | -- | -- |  |  | 1405.8301 | 0.027538
|  |  |  | -- | -- |  |  | 1405.8544 | 0.027528
|  |  |  | -- | -- |  |  | 1405.8785 | 0.027521
|  |  |  | -- | -- |  |  | 1405.9027 | 0.027516
|  |  |  | -- | -- |  |  | 1405.927 | 0.027514
|  |  |  | -- | -- |  |  | 1405.9512 | 0.027514
|  |  |  | -- | -- |  |  | 1405.9753 | 0.027516
|  |  |  | -- | -- |  |  | 1405.9996 | 0.02752
|  |  |  | -- | -- |  |  | 1406.0238 | 0.027527
|  |  |  | -- | -- |  |  | 1406.048 | 0.027536
|  |  |  | -- | -- |  |  | 1406.0723 | 0.027547
|  |  |  | -- | -- |  |  | 1406.0964 | 0.02756
|  |  |  | -- | -- |  |  | 1406.1206 | 0.027575
|  |  |  | -- | -- |  |  | 1406.1449 | 0.027593
|  |  |  | -- | -- |  |  | 1406.1691 | 0.027612
|  |  |  | -- | -- |  |  | 1406.1932 | 0.027633
|  |  |  | -- | -- |  |  | 1406.2175 | 0.027656
|  |  |  | -- | -- |  |  | 1406.2417 | 0.027681
|  |  |  | -- | -- |  |  | 1406.266 | 0.027707
|  |  |  | -- | -- |  |  | 1406.2902 | 0.027735
|  |  |  | -- | -- |  |  | 1406.3143 | 0.027764
|  |  |  | -- | -- |  |  | 1406.3386 | 0.027795
|  |  |  | -- | -- |  |  | 1406.3628 | 0.027827
|  |  |  | -- | -- |  |  | 1406.3871 | 0.02786
|  |  |  | -- | -- |  |  | 1406.4113 | 0.027894
|  |  |  | -- | -- |  |  | 1406.4355 | 0.027929
|  |  |  | -- | -- |  |  | 1406.4597 | 0.027965
|  |  |  | -- | -- |  |  | 1406.484 | 0.028002
|  |  |  | -- | -- |  |  | 1406.5082 | 0.028039
|  |  |  | -- | -- |  |  | 1406.5325 | 0.028077
|  |  |  | -- | -- |  |  | 1406.5566 | 0.028116
|  |  |  | -- | -- |  |  | 1406.5809 | 0.028154
|  |  |  | -- | -- |  |  | 1406.6051 | 0.028193
|  |  |  | -- | -- |  |  | 1406.6294 | 0.028231
|  |  |  | -- | -- |  |  | 1406.6536 | 0.02827
|  |  |  | -- | -- |  |  | 1406.6779 | 0.028309
|  |  |  | -- | -- |  |  | 1406.702 | 0.028347
|  |  |  | -- | -- |  |  | 1406.7263 | 0.028385
|  |  |  | -- | -- |  |  | 1406.7505 | 0.028422
|  |  |  | -- | -- |  |  | 1406.7748 | 0.028458
|  |  |  | -- | -- |  |  | 1406.799 | 0.028494
|  |  |  | -- | -- |  |  | 1406.8232 | 0.028529
|  |  |  | -- | -- |  |  | 1406.8474 | 0.028563
|  |  |  | -- | -- |  |  | 1406.8717 | 0.028596
|  |  |  | -- | -- |  |  | 1406.896 | 0.028628
|  |  |  | -- | -- |  |  | 1406.9202 | 0.028659
|  |  |  | -- | -- |  |  | 1406.9445 | 0.028688
|  |  |  | -- | -- |  |  | 1406.9686 | 0.028716
|  |  |  | -- | -- |  |  | 1406.9929 | 0.028743
|  |  |  | -- | -- |  |  | 1407.0172 | 0.028767
|  |  |  | -- | -- |  |  | 1407.0414 | 0.028791
|  |  |  | -- | -- |  |  | 1407.0657 | 0.028812
|  |  |  | -- | -- |  |  | 1407.09 | 0.028832
|  |  |  | -- | -- |  |  | 1407.1141 | 0.02885
|  |  |  | -- | -- |  |  | 1407.1384 | 0.028866
|  |  |  | -- | -- |  |  | 1407.1627 | 0.02888
|  |  |  | -- | -- |  |  | 1407.1869 | 0.028892
|  |  |  | -- | -- |  |  | 1407.2112 | 0.028902
|  |  |  | -- | -- |  |  | 1407.2355 | 0.02891
|  |  |  | -- | -- |  |  | 1407.2596 | 0.028916
|  |  |  | -- | -- |  |  | 1407.2839 | 0.028919
|  |  |  | -- | -- |  |  | 1407.3082 | 0.028921
|  |  |  | -- | -- |  |  | 1407.3324 | 0.02892
|  |  |  | -- | -- |  |  | 1407.3567 | 0.028918
|  |  |  | -- | -- |  |  | 1407.381 | 0.028913
|  |  |  | -- | -- |  |  | 1407.4053 | 0.028905
|  |  |  | -- | -- |  |  | 1407.4294 | 0.028896
|  |  |  | -- | -- |  |  | 1407.4537 | 0.028884
|  |  |  | -- | -- |  |  | 1407.478 | 0.028871
|  |  |  | -- | -- |  |  | 1407.5023 | 0.028855
|  |  |  | -- | -- |  |  | 1407.5265 | 0.028836
|  |  |  | -- | -- |  |  | 1407.5508 | 0.028816
|  |  |  | -- | -- |  |  | 1407.5751 | 0.028793
|  |  |  | -- | -- |  |  | 1407.5994 | 0.028769
|  |  |  | -- | -- |  |  | 1407.6235 | 0.028742
|  |  |  | -- | -- |  |  | 1407.6478 | 0.028713
|  |  |  | -- | -- |  |  | 1407.6721 | 0.028682
|  |  |  | -- | -- |  |  | 1407.6964 | 0.028649
|  |  |  | -- | -- |  |  | 1407.7207 | 0.028614
|  |  |  | -- | -- |  |  | 1407.7449 | 0.028577
|  |  |  | -- | -- |  |  | 1407.7692 | 0.028538
|  |  |  | -- | -- |  |  | 1407.7935 | 0.028497
|  |  |  | -- | -- |  |  | 1407.8177 | 0.028454
|  |  |  | -- | -- |  |  | 1407.842 | 0.028409
|  |  |  | -- | -- |  |  | 1407.8663 | 0.028362
|  |  |  | -- | -- |  |  | 1407.8906 | 0.028314
|  |  |  | -- | -- |  |  | 1407.9148 | 0.028264
|  |  |  | -- | -- |  |  | 1407.9391 | 0.028211
|  |  |  | -- | -- |  |  | 1407.9634 | 0.028158
|  |  |  | -- | -- |  |  | 1407.9877 | 0.028102
|  |  |  | -- | -- |  |  | 1408.012 | 0.028045
|  |  |  | -- | -- |  |  | 1408.0363 | 0.027986
|  |  |  | -- | -- |  |  | 1408.0605 | 0.027925
|  |  |  | -- | -- |  |  | 1408.0848 | 0.027863
|  |  |  | -- | -- |  |  | 1408.1091 | 0.027799
|  |  |  | -- | -- |  |  | 1408.1334 | 0.027733
|  |  |  | -- | -- |  |  | 1408.1577 | 0.027666
|  |  |  | -- | -- |  |  | 1408.1819 | 0.027598
|  |  |  | -- | -- |  |  | 1408.2062 | 0.027528
|  |  |  | -- | -- |  |  | 1408.2305 | 0.027456
|  |  |  | -- | -- |  |  | 1408.2548 | 0.027383
|  |  |  | -- | -- |  |  | 1408.2791 | 0.027308
|  |  |  | -- | -- |  |  | 1408.3033 | 0.027232
|  |  |  | -- | -- |  |  | 1408.3276 | 0.027154
|  |  |  | -- | -- |  |  | 1408.3519 | 0.027075
|  |  |  | -- | -- |  |  | 1408.3762 | 0.026995
|  |  |  | -- | -- |  |  | 1408.4005 | 0.026913
|  |  |  | -- | -- |  |  | 1408.4248 | 0.02683
|  |  |  | -- | -- |  |  | 1408.4491 | 0.026745
|  |  |  | -- | -- |  |  | 1408.4734 | 0.026659
|  |  |  | -- | -- |  |  | 1408.4977 | 0.026572
|  |  |  | -- | -- |  |  | 1408.522 | 0.026483
|  |  |  | -- | -- |  |  | 1408.5464 | 0.026393
|  |  |  | -- | -- |  |  | 1408.5707 | 0.026302
|  |  |  | -- | -- |  |  | 1408.595 | 0.026209
|  |  |  | -- | -- |  |  | 1408.6193 | 0.026115
|  |  |  | -- | -- |  |  | 1408.6436 | 0.02602
|  |  |  | -- | -- |  |  | 1408.6678 | 0.025924
|  |  |  | -- | -- |  |  | 1408.6921 | 0.025827
|  |  |  | -- | -- |  |  | 1408.7164 | 0.025729
|  |  |  | -- | -- |  |  | 1408.7407 | 0.02563
|  |  |  | -- | -- |  |  | 1408.765 | 0.025529
|  |  |  | -- | -- |  |  | 1408.7893 | 0.025428
|  |  |  | -- | -- |  |  | 1408.8137 | 0.025325
|  |  |  | -- | -- |  |  | 1408.838 | 0.025222
|  |  |  | -- | -- |  |  | 1408.8623 | 0.025118
|  |  |  | -- | -- |  |  | 1408.8866 | 0.025014
|  |  |  | -- | -- |  |  | 1408.9109 | 0.024908
|  |  |  | -- | -- |  |  | 1408.9352 | 0.024802
|  |  |  | -- | -- |  |  | 1408.9595 | 0.024695
|  |  |  | -- | -- |  |  | 1408.9839 | 0.024588
|  |  |  | -- | -- |  |  | 1409.0082 | 0.024481
|  |  |  | -- | -- |  |  | 1409.0325 | 0.024373
|  |  |  | -- | -- |  |  | 1409.0568 | 0.024264
|  |  |  | -- | -- |  |  | 1409.0811 | 0.024156
|  |  |  | -- | -- |  |  | 1409.1055 | 0.024047
|  |  |  | -- | -- |  |  | 1409.1298 | 0.023939
|  |  |  | -- | -- |  |  | 1409.1541 | 0.02383
|  |  |  | -- | -- |  |  | 1409.1783 | 0.023722
|  |  |  | -- | -- |  |  | 1409.2028 | 0.023613
|  |  |  | -- | -- |  |  | 1409.2271 | 0.023505
|  |  |  | -- | -- |  |  | 1409.2513 | 0.023398
|  |  |  | -- | -- |  |  | 1409.2756 | 0.023291
|  |  |  | -- | -- |  |  | 1409.3 | 0.023184
|  |  |  | -- | -- |  |  | 1409.3243 | 0.023079
|  |  |  | -- | -- |  |  | 1409.3486 | 0.022974
|  |  |  | -- | -- |  |  | 1409.3729 | 0.02287
|  |  |  | -- | -- |  |  | 1409.3973 | 0.022767
|  |  |  | -- | -- |  |  | 1409.4216 | 0.022665
|  |  |  | -- | -- |  |  | 1409.4459 | 0.022564
|  |  |  | -- | -- |  |  | 1409.4703 | 0.022464
|  |  |  | -- | -- |  |  | 1409.4946 | 0.022366
|  |  |  | -- | -- |  |  | 1409.5189 | 0.022269
|  |  |  | -- | -- |  |  | 1409.5433 | 0.022174
|  |  |  | -- | -- |  |  | 1409.5676 | 0.02208
|  |  |  | -- | -- |  |  | 1409.5919 | 0.021988
|  |  |  | -- | -- |  |  | 1409.6163 | 0.021898
|  |  |  | -- | -- |  |  | 1409.6406 | 0.021809
|  |  |  | -- | -- |  |  | 1409.6649 | 0.021723
|  |  |  | -- | -- |  |  | 1409.6893 | 0.021638
|  |  |  | -- | -- |  |  | 1409.7136 | 0.021556
|  |  |  | -- | -- |  |  | 1409.738 | 0.021475
|  |  |  | -- | -- |  |  | 1409.7623 | 0.021397
|  |  |  | -- | -- |  |  | 1409.7866 | 0.021321
|  |  |  | -- | -- |  |  | 1409.811 | 0.021247
|  |  |  | -- | -- |  |  | 1409.8353 | 0.021175
|  |  |  | -- | -- |  |  | 1409.8597 | 0.021106
|  |  |  | -- | -- |  |  | 1409.884 | 0.021039
|  |  |  | -- | -- |  |  | 1409.9083 | 0.020975
|  |  |  | -- | -- |  |  | 1409.9327 | 0.020913
|  |  |  | -- | -- |  |  | 1409.957 | 0.020854
|  |  |  | -- | -- |  |  | 1409.9814 | 0.020797
|  |  |  | -- | -- |  |  | 1410.0057 | 0.020742
|  |  |  | -- | -- |  |  | 1410.0302 | 0.02069
|  |  |  | -- | -- |  |  | 1410.0544 | 0.02064
|  |  |  | -- | -- |  |  | 1410.0789 | 0.020593
|  |  |  | -- | -- |  |  | 1410.1031 | 0.020549
|  |  |  | -- | -- |  |  | 1410.1276 | 0.020507
|  |  |  | -- | -- |  |  | 1410.1519 | 0.020468
|  |  |  | -- | -- |  |  | 1410.1763 | 0.020431
|  |  |  | -- | -- |  |  | 1410.2006 | 0.020396
|  |  |  | -- | -- |  |  | 1410.225 | 0.020364
|  |  |  | -- | -- |  |  | 1410.2493 | 0.020335
|  |  |  | -- | -- |  |  | 1410.2737 | 0.020308
|  |  |  | -- | -- |  |  | 1410.298 | 0.020283
|  |  |  | -- | -- |  |  | 1410.3224 | 0.02026
|  |  |  | -- | -- |  |  | 1410.3467 | 0.02024
|  |  |  | -- | -- |  |  | 1410.3711 | 0.020223
|  |  |  | -- | -- |  |  | 1410.3955 | 0.020207
|  |  |  | -- | -- |  |  | 1410.4198 | 0.020194
|  |  |  | -- | -- |  |  | 1410.4442 | 0.020183
|  |  |  | -- | -- |  |  | 1410.4685 | 0.020174
|  |  |  | -- | -- |  |  | 1410.4929 | 0.020168
|  |  |  | -- | -- |  |  | 1410.5173 | 0.020163
|  |  |  | -- | -- |  |  | 1410.5416 | 0.020161
|  |  |  | -- | -- |  |  | 1410.566 | 0.02016
|  |  |  | -- | -- |  |  | 1410.5903 | 0.020162
|  |  |  | -- | -- |  |  | 1410.6147 | 0.020166
|  |  |  | -- | -- |  |  | 1410.6392 | 0.020171
|  |  |  | -- | -- |  |  | 1410.6635 | 0.020179
|  |  |  | -- | -- |  |  | 1410.6879 | 0.020188
|  |  |  | -- | -- |  |  | 1410.7123 | 0.020199
|  |  |  | -- | -- |  |  | 1410.7366 | 0.020212
|  |  |  | -- | -- |  |  | 1410.761 | 0.020226
|  |  |  | -- | -- |  |  | 1410.7854 | 0.020243
|  |  |  | -- | -- |  |  | 1410.8097 | 0.020261
|  |  |  | -- | -- |  |  | 1410.8341 | 0.020281
|  |  |  | -- | -- |  |  | 1410.8585 | 0.020302
|  |  |  | -- | -- |  |  | 1410.8829 | 0.020325
|  |  |  | -- | -- |  |  | 1410.9072 | 0.02035
|  |  |  | -- | -- |  |  | 1410.9316 | 0.020376
|  |  |  | -- | -- |  |  | 1410.9561 | 0.020403
|  |  |  | -- | -- |  |  | 1410.9803 | 0.020433
|  |  |  | -- | -- |  |  | 1411.0048 | 0.020463
|  |  |  | -- | -- |  |  | 1411.0292 | 0.020495
|  |  |  | -- | -- |  |  | 1411.0536 | 0.020529
|  |  |  | -- | -- |  |  | 1411.0779 | 0.020564
|  |  |  | -- | -- |  |  | 1411.1023 | 0.0206
|  |  |  | -- | -- |  |  | 1411.1267 | 0.020637
|  |  |  | -- | -- |  |  | 1411.1511 | 0.020676
|  |  |  | -- | -- |  |  | 1411.1755 | 0.020717
|  |  |  | -- | -- |  |  | 1411.1998 | 0.020758
|  |  |  | -- | -- |  |  | 1411.2242 | 0.020801
|  |  |  | -- | -- |  |  | 1411.2487 | 0.020845
|  |  |  | -- | -- |  |  | 1411.2731 | 0.02089
|  |  |  | -- | -- |  |  | 1411.2975 | 0.020936
|  |  |  | -- | -- |  |  | 1411.3219 | 0.020984
|  |  |  | -- | -- |  |  | 1411.3462 | 0.021032
|  |  |  | -- | -- |  |  | 1411.3706 | 0.021082
|  |  |  | -- | -- |  |  | 1411.395 | 0.021133
|  |  |  | -- | -- |  |  | 1411.4194 | 0.021184
|  |  |  | -- | -- |  |  | 1411.4438 | 0.021237
|  |  |  | -- | -- |  |  | 1411.4683 | 0.021291
|  |  |  | -- | -- |  |  | 1411.4927 | 0.021345
|  |  |  | -- | -- |  |  | 1411.517 | 0.021401
|  |  |  | -- | -- |  |  | 1411.5414 | 0.021457
|  |  |  | -- | -- |  |  | 1411.5658 | 0.021514
|  |  |  | -- | -- |  |  | 1411.5902 | 0.021571
|  |  |  | -- | -- |  |  | 1411.6146 | 0.02163
|  |  |  | -- | -- |  |  | 1411.639 | 0.021689
|  |  |  | -- | -- |  |  | 1411.6635 | 0.021749
|  |  |  | -- | -- |  |  | 1411.6879 | 0.021809
|  |  |  | -- | -- |  |  | 1411.7123 | 0.021869
|  |  |  | -- | -- |  |  | 1411.7367 | 0.02193
|  |  |  | -- | -- |  |  | 1411.7611 | 0.021992
|  |  |  | -- | -- |  |  | 1411.7855 | 0.022054
|  |  |  | -- | -- |  |  | 1411.8099 | 0.022116
|  |  |  | -- | -- |  |  | 1411.8344 | 0.022178
|  |  |  | -- | -- |  |  | 1411.8588 | 0.02224
|  |  |  | -- | -- |  |  | 1411.8832 | 0.022303
|  |  |  | -- | -- |  |  | 1411.9076 | 0.022365
|  |  |  | -- | -- |  |  | 1411.932 | 0.022428
|  |  |  | -- | -- |  |  | 1411.9564 | 0.02249
|  |  |  | -- | -- |  |  | 1411.9808 | 0.022552
|  |  |  | -- | -- |  |  | 1412.0052 | 0.022614
|  |  |  | -- | -- |  |  | 1412.0297 | 0.022675
|  |  |  | -- | -- |  |  | 1412.0541 | 0.022736
|  |  |  | -- | -- |  |  | 1412.0785 | 0.022797
|  |  |  | -- | -- |  |  | 1412.1029 | 0.022857
|  |  |  | -- | -- |  |  | 1412.1273 | 0.022916
|  |  |  | -- | -- |  |  | 1412.1517 | 0.022975
|  |  |  | -- | -- |  |  | 1412.1761 | 0.023033
|  |  |  | -- | -- |  |  | 1412.2006 | 0.023091
|  |  |  | -- | -- |  |  | 1412.225 | 0.023147
|  |  |  | -- | -- |  |  | 1412.2494 | 0.023203
|  |  |  | -- | -- |  |  | 1412.2739 | 0.023257
|  |  |  | -- | -- |  |  | 1412.2983 | 0.023311
|  |  |  | -- | -- |  |  | 1412.3228 | 0.023364
|  |  |  | -- | -- |  |  | 1412.3472 | 0.023415
|  |  |  | -- | -- |  |  | 1412.3716 | 0.023465
|  |  |  | -- | -- |  |  | 1412.396 | 0.023514
|  |  |  | -- | -- |  |  | 1412.4204 | 0.023562
|  |  |  | -- | -- |  |  | 1412.4449 | 0.023608
|  |  |  | -- | -- |  |  | 1412.4694 | 0.023654
|  |  |  | -- | -- |  |  | 1412.4938 | 0.023697
|  |  |  | -- | -- |  |  | 1412.5182 | 0.02374
|  |  |  | -- | -- |  |  | 1412.5426 | 0.02378
|  |  |  | -- | -- |  |  | 1412.567 | 0.02382
|  |  |  | -- | -- |  |  | 1412.5916 | 0.023858
|  |  |  | -- | -- |  |  | 1412.616 | 0.023894
|  |  |  | -- | -- |  |  | 1412.6404 | 0.023929
|  |  |  | -- | -- |  |  | 1412.6648 | 0.023963
|  |  |  | -- | -- |  |  | 1412.6892 | 0.023994
|  |  |  | -- | -- |  |  | 1412.7137 | 0.024025
|  |  |  | -- | -- |  |  | 1412.7382 | 0.024054
|  |  |  | -- | -- |  |  | 1412.7626 | 0.024081
|  |  |  | -- | -- |  |  | 1412.787 | 0.024107
|  |  |  | -- | -- |  |  | 1412.8115 | 0.024131
|  |  |  | -- | -- |  |  | 1412.8359 | 0.024154
|  |  |  | -- | -- |  |  | 1412.8604 | 0.024175
|  |  |  | -- | -- |  |  | 1412.8848 | 0.024195
|  |  |  | -- | -- |  |  | 1412.9093 | 0.024214
|  |  |  | -- | -- |  |  | 1412.9337 | 0.024231
|  |  |  | -- | -- |  |  | 1412.9581 | 0.024247
|  |  |  | -- | -- |  |  | 1412.9827 | 0.024261
|  |  |  | -- | -- |  |  | 1413.0071 | 0.024274
|  |  |  | -- | -- |  |  | 1413.0315 | 0.024287
|  |  |  | -- | -- |  |  | 1413.056 | 0.024297
|  |  |  | -- | -- |  |  | 1413.0804 | 0.024307
|  |  |  | -- | -- |  |  | 1413.1049 | 0.024316
|  |  |  | -- | -- |  |  | 1413.1294 | 0.024324
|  |  |  | -- | -- |  |  | 1413.1538 | 0.024331
|  |  |  | -- | -- |  |  | 1413.1782 | 0.024337
|  |  |  | -- | -- |  |  | 1413.2028 | 0.024342
|  |  |  | -- | -- |  |  | 1413.2272 | 0.024346
|  |  |  | -- | -- |  |  | 1413.2517 | 0.02435
|  |  |  | -- | -- |  |  | 1413.2761 | 0.024353
|  |  |  | -- | -- |  |  | 1413.3005 | 0.024355
|  |  |  | -- | -- |  |  | 1413.3251 | 0.024357
|  |  |  | -- | -- |  |  | 1413.3495 | 0.024359
|  |  |  | -- | -- |  |  | 1413.374 | 0.02436
|  |  |  | -- | -- |  |  | 1413.3984 | 0.024361
|  |  |  | -- | -- |  |  | 1413.4229 | 0.024361
|  |  |  | -- | -- |  |  | 1413.4474 | 0.024362
|  |  |  | -- | -- |  |  | 1413.4718 | 0.024362
|  |  |  | -- | -- |  |  | 1413.4963 | 0.024363
|  |  |  | -- | -- |  |  | 1413.5208 | 0.024363
|  |  |  | -- | -- |  |  | 1413.5453 | 0.024364
|  |  |  | -- | -- |  |  | 1413.5697 | 0.024364
|  |  |  | -- | -- |  |  | 1413.5942 | 0.024365
|  |  |  | -- | -- |  |  | 1413.6187 | 0.024367
|  |  |  | -- | -- |  |  | 1413.6432 | 0.024368
|  |  |  | -- | -- |  |  | 1413.6676 | 0.02437
|  |  |  | -- | -- |  |  | 1413.6921 | 0.024372
|  |  |  | -- | -- |  |  | 1413.7166 | 0.024375
|  |  |  | -- | -- |  |  | 1413.7411 | 0.024379
|  |  |  | -- | -- |  |  | 1413.7655 | 0.024383
|  |  |  | -- | -- |  |  | 1413.79 | 0.024388
|  |  |  | -- | -- |  |  | 1413.8145 | 0.024393
|  |  |  | -- | -- |  |  | 1413.839 | 0.024399
|  |  |  | -- | -- |  |  | 1413.8634 | 0.024406
|  |  |  | -- | -- |  |  | 1413.8879 | 0.024414
|  |  |  | -- | -- |  |  | 1413.9125 | 0.024423
|  |  |  | -- | -- |  |  | 1413.9369 | 0.024432
|  |  |  | -- | -- |  |  | 1413.9614 | 0.024443
|  |  |  | -- | -- |  |  | 1413.9858 | 0.024454
|  |  |  | -- | -- |  |  | 1414.0104 | 0.024467
|  |  |  | -- | -- |  |  | 1414.0348 | 0.02448
|  |  |  | -- | -- |  |  | 1414.0593 | 0.024494
|  |  |  | -- | -- |  |  | 1414.0839 | 0.02451
|  |  |  | -- | -- |  |  | 1414.1083 | 0.024526
|  |  |  | -- | -- |  |  | 1414.1328 | 0.024544
|  |  |  | -- | -- |  |  | 1414.1573 | 0.024562
|  |  |  | -- | -- |  |  | 1414.1818 | 0.024582
|  |  |  | -- | -- |  |  | 1414.2063 | 0.024602
|  |  |  | -- | -- |  |  | 1414.2308 | 0.024624
|  |  |  | -- | -- |  |  | 1414.2552 | 0.024647
|  |  |  | -- | -- |  |  | 1414.2798 | 0.02467
|  |  |  | -- | -- |  |  | 1414.3043 | 0.024695
|  |  |  | -- | -- |  |  | 1414.3287 | 0.024721
|  |  |  | -- | -- |  |  | 1414.3533 | 0.024748
|  |  |  | -- | -- |  |  | 1414.3778 | 0.024776
|  |  |  | -- | -- |  |  | 1414.4022 | 0.024805
|  |  |  | -- | -- |  |  | 1414.4268 | 0.024835
|  |  |  | -- | -- |  |  | 1414.4513 | 0.024867
|  |  |  | -- | -- |  |  | 1414.4758 | 0.024899
|  |  |  | -- | -- |  |  | 1414.5002 | 0.024932
|  |  |  | -- | -- |  |  | 1414.5248 | 0.024966
|  |  |  | -- | -- |  |  | 1414.5493 | 0.025001
|  |  |  | -- | -- |  |  | 1414.5739 | 0.025037
|  |  |  | -- | -- |  |  | 1414.5983 | 0.025074
|  |  |  | -- | -- |  |  | 1414.6228 | 0.025111
|  |  |  | -- | -- |  |  | 1414.6473 | 0.02515
|  |  |  | -- | -- |  |  | 1414.6719 | 0.025189
|  |  |  | -- | -- |  |  | 1414.6963 | 0.02523
|  |  |  | -- | -- |  |  | 1414.7208 | 0.025271
|  |  |  | -- | -- |  |  | 1414.7454 | 0.025313
|  |  |  | -- | -- |  |  | 1414.7699 | 0.025355
|  |  |  | -- | -- |  |  | 1414.7944 | 0.025398
|  |  |  | -- | -- |  |  | 1414.819 | 0.025442
|  |  |  | -- | -- |  |  | 1414.8434 | 0.025487
|  |  |  | -- | -- |  |  | 1414.8679 | 0.025532
|  |  |  | -- | -- |  |  | 1414.8925 | 0.025578
|  |  |  | -- | -- |  |  | 1414.917 | 0.025624
|  |  |  | -- | -- |  |  | 1414.9415 | 0.025671
|  |  |  | -- | -- |  |  | 1414.9661 | 0.025718
|  |  |  | -- | -- |  |  | 1414.9906 | 0.025766
|  |  |  | -- | -- |  |  | 1415.015 | 0.025814
|  |  |  | -- | -- |  |  | 1415.0396 | 0.025863
|  |  |  | -- | -- |  |  | 1415.0641 | 0.025912
|  |  |  | -- | -- |  |  | 1415.0886 | 0.025961
|  |  |  | -- | -- |  |  | 1415.1132 | 0.02601
|  |  |  | -- | -- |  |  | 1415.1377 | 0.026059
|  |  |  | -- | -- |  |  | 1415.1622 | 0.026109
|  |  |  | -- | -- |  |  | 1415.1868 | 0.026159
|  |  |  | -- | -- |  |  | 1415.2113 | 0.026208
|  |  |  | -- | -- |  |  | 1415.2358 | 0.026258
|  |  |  | -- | -- |  |  | 1415.2604 | 0.026308
|  |  |  | -- | -- |  |  | 1415.2849 | 0.026357
|  |  |  | -- | -- |  |  | 1415.3094 | 0.026406
|  |  |  | -- | -- |  |  | 1415.334 | 0.026455
|  |  |  | -- | -- |  |  | 1415.3585 | 0.026504
|  |  |  | -- | -- |  |  | 1415.3831 | 0.026552
|  |  |  | -- | -- |  |  | 1415.4076 | 0.0266
|  |  |  | -- | -- |  |  | 1415.4321 | 0.026647
|  |  |  | -- | -- |  |  | 1415.4567 | 0.026694
|  |  |  | -- | -- |  |  | 1415.4812 | 0.02674
|  |  |  | -- | -- |  |  | 1415.5057 | 0.026785
|  |  |  | -- | -- |  |  | 1415.5303 | 0.02683
|  |  |  | -- | -- |  |  | 1415.5548 | 0.026873
|  |  |  | -- | -- |  |  | 1415.5793 | 0.026916
|  |  |  | -- | -- |  |  | 1415.6039 | 0.026958
|  |  |  | -- | -- |  |  | 1415.6284 | 0.026999
|  |  |  | -- | -- |  |  | 1415.653 | 0.027039
|  |  |  | -- | -- |  |  | 1415.6775 | 0.027077
|  |  |  | -- | -- |  |  | 1415.702 | 0.027114
|  |  |  | -- | -- |  |  | 1415.7266 | 0.02715
|  |  |  | -- | -- |  |  | 1415.7511 | 0.027185
|  |  |  | -- | -- |  |  | 1415.7756 | 0.027218
|  |  |  | -- | -- |  |  | 1415.8002 | 0.027249
|  |  |  | -- | -- |  |  | 1415.8247 | 0.027279
|  |  |  | -- | -- |  |  | 1415.8494 | 0.027308
|  |  |  | -- | -- |  |  | 1415.8739 | 0.027334
|  |  |  | -- | -- |  |  | 1415.8984 | 0.027359
|  |  |  | -- | -- |  |  | 1415.923 | 0.027382
|  |  |  | -- | -- |  |  | 1415.9475 | 0.027404
|  |  |  | -- | -- |  |  | 1415.972 | 0.027423
|  |  |  | -- | -- |  |  | 1415.9966 | 0.02744
|  |  |  | -- | -- |  |  | 1416.0212 | 0.027456
|  |  |  | -- | -- |  |  | 1416.0458 | 0.027469
|  |  |  | -- | -- |  |  | 1416.0703 | 0.02748
|  |  |  | -- | -- |  |  | 1416.0948 | 0.027489
|  |  |  | -- | -- |  |  | 1416.1194 | 0.027497
|  |  |  | -- | -- |  |  | 1416.144 | 0.027501
|  |  |  | -- | -- |  |  | 1416.1686 | 0.027504
|  |  |  | -- | -- |  |  | 1416.1931 | 0.027505
|  |  |  | -- | -- |  |  | 1416.2177 | 0.027503
|  |  |  | -- | -- |  |  | 1416.2423 | 0.027499
|  |  |  | -- | -- |  |  | 1416.2668 | 0.027493
|  |  |  | -- | -- |  |  | 1416.2914 | 0.027485
|  |  |  | -- | -- |  |  | 1416.3159 | 0.027474
|  |  |  | -- | -- |  |  | 1416.3406 | 0.027461
|  |  |  | -- | -- |  |  | 1416.3651 | 0.027447
|  |  |  | -- | -- |  |  | 1416.3896 | 0.02743
|  |  |  | -- | -- |  |  | 1416.4142 | 0.02741
|  |  |  | -- | -- |  |  | 1416.4388 | 0.027389
|  |  |  | -- | -- |  |  | 1416.4634 | 0.027366
|  |  |  | -- | -- |  |  | 1416.4879 | 0.027341
|  |  |  | -- | -- |  |  | 1416.5126 | 0.027313
|  |  |  | -- | -- |  |  | 1416.5371 | 0.027284
|  |  |  | -- | -- |  |  | 1416.5616 | 0.027253
|  |  |  | -- | -- |  |  | 1416.5862 | 0.02722
|  |  |  | -- | -- |  |  | 1416.6108 | 0.027185
|  |  |  | -- | -- |  |  | 1416.6354 | 0.027149
|  |  |  | -- | -- |  |  | 1416.66 | 0.027111
|  |  |  | -- | -- |  |  | 1416.6846 | 0.027072
|  |  |  | -- | -- |  |  | 1416.7091 | 0.02703
|  |  |  | -- | -- |  |  | 1416.7338 | 0.026988
|  |  |  | -- | -- |  |  | 1416.7583 | 0.026944
|  |  |  | -- | -- |  |  | 1416.7828 | 0.026899
|  |  |  | -- | -- |  |  | 1416.8075 | 0.026853
|  |  |  | -- | -- |  |  | 1416.832 | 0.026805
|  |  |  | -- | -- |  |  | 1416.8567 | 0.026757
|  |  |  | -- | -- |  |  | 1416.8812 | 0.026708
|  |  |  | -- | -- |  |  | 1416.9058 | 0.026658
|  |  |  | -- | -- |  |  | 1416.9304 | 0.026607
|  |  |  | -- | -- |  |  | 1416.955 | 0.026555
|  |  |  | -- | -- |  |  | 1416.9796 | 0.026503
|  |  |  | -- | -- |  |  | 1417.0041 | 0.02645
|  |  |  | -- | -- |  |  | 1417.0288 | 0.026397
|  |  |  | -- | -- |  |  | 1417.0533 | 0.026343
|  |  |  | -- | -- |  |  | 1417.078 | 0.02629
|  |  |  | -- | -- |  |  | 1417.1025 | 0.026236
|  |  |  | -- | -- |  |  | 1417.1272 | 0.026182
|  |  |  | -- | -- |  |  | 1417.1517 | 0.026128
|  |  |  | -- | -- |  |  | 1417.1764 | 0.026074
|  |  |  | -- | -- |  |  | 1417.2009 | 0.02602
|  |  |  | -- | -- |  |  | 1417.2256 | 0.025966
|  |  |  | -- | -- |  |  | 1417.2501 | 0.025912
|  |  |  | -- | -- |  |  | 1417.2748 | 0.025859
|  |  |  | -- | -- |  |  | 1417.2993 | 0.025806
|  |  |  | -- | -- |  |  | 1417.324 | 0.025754
|  |  |  | -- | -- |  |  | 1417.3485 | 0.025702
|  |  |  | -- | -- |  |  | 1417.3732 | 0.02565
|  |  |  | -- | -- |  |  | 1417.3977 | 0.025599
|  |  |  | -- | -- |  |  | 1417.4224 | 0.025549
|  |  |  | -- | -- |  |  | 1417.4469 | 0.025499
|  |  |  | -- | -- |  |  | 1417.4716 | 0.02545
|  |  |  | -- | -- |  |  | 1417.4962 | 0.025402
|  |  |  | -- | -- |  |  | 1417.5208 | 0.025354
|  |  |  | -- | -- |  |  | 1417.5454 | 0.025307
|  |  |  | -- | -- |  |  | 1417.5699 | 0.025261
|  |  |  | -- | -- |  |  | 1417.5946 | 0.025216
|  |  |  | -- | -- |  |  | 1417.6193 | 0.025171
|  |  |  | -- | -- |  |  | 1417.6438 | 0.025127
|  |  |  | -- | -- |  |  | 1417.6685 | 0.025084
|  |  |  | -- | -- |  |  | 1417.6931 | 0.025041
|  |  |  | -- | -- |  |  | 1417.7177 | 0.025
|  |  |  | -- | -- |  |  | 1417.7423 | 0.024959
|  |  |  | -- | -- |  |  | 1417.767 | 0.024918
|  |  |  | -- | -- |  |  | 1417.7915 | 0.024879
|  |  |  | -- | -- |  |  | 1417.8162 | 0.02484
|  |  |  | -- | -- |  |  | 1417.8408 | 0.024802
|  |  |  | -- | -- |  |  | 1417.8654 | 0.024764
|  |  |  | -- | -- |  |  | 1417.89 | 0.024727
|  |  |  | -- | -- |  |  | 1417.9147 | 0.02469
|  |  |  | -- | -- |  |  | 1417.9392 | 0.024654
|  |  |  | -- | -- |  |  | 1417.9639 | 0.024619
|  |  |  | -- | -- |  |  | 1417.9885 | 0.024584
|  |  |  | -- | -- |  |  | 1418.0132 | 0.02455
|  |  |  | -- | -- |  |  | 1418.0377 | 0.024515
|  |  |  | -- | -- |  |  | 1418.0624 | 0.024482
|  |  |  | -- | -- |  |  | 1418.087 | 0.024448
|  |  |  | -- | -- |  |  | 1418.1117 | 0.024415
|  |  |  | -- | -- |  |  | 1418.1362 | 0.024382
|  |  |  | -- | -- |  |  | 1418.1609 | 0.02435
|  |  |  | -- | -- |  |  | 1418.1855 | 0.024317
|  |  |  | -- | -- |  |  | 1418.2102 | 0.024285
|  |  |  | -- | -- |  |  | 1418.2349 | 0.024252
|  |  |  | -- | -- |  |  | 1418.2594 | 0.02422
|  |  |  | -- | -- |  |  | 1418.2841 | 0.024188
|  |  |  | -- | -- |  |  | 1418.3087 | 0.024156
|  |  |  | -- | -- |  |  | 1418.3334 | 0.024124
|  |  |  | -- | -- |  |  | 1418.358 | 0.024092
|  |  |  | -- | -- |  |  | 1418.3827 | 0.02406
|  |  |  | -- | -- |  |  | 1418.4072 | 0.024028
|  |  |  | -- | -- |  |  | 1418.4319 | 0.023995
|  |  |  | -- | -- |  |  | 1418.4565 | 0.023963
|  |  |  | -- | -- |  |  | 1418.4812 | 0.02393
|  |  |  | -- | -- |  |  | 1418.5059 | 0.023898
|  |  |  | -- | -- |  |  | 1418.5305 | 0.023865
|  |  |  | -- | -- |  |  | 1418.5552 | 0.023833
|  |  |  | -- | -- |  |  | 1418.5798 | 0.0238
|  |  |  | -- | -- |  |  | 1418.6044 | 0.023767
|  |  |  | -- | -- |  |  | 1418.629 | 0.023734
|  |  |  | -- | -- |  |  | 1418.6537 | 0.023701
|  |  |  | -- | -- |  |  | 1418.6783 | 0.023667
|  |  |  | -- | -- |  |  | 1418.703 | 0.023634
|  |  |  | -- | -- |  |  | 1418.7277 | 0.023601
|  |  |  | -- | -- |  |  | 1418.7523 | 0.023568
|  |  |  | -- | -- |  |  | 1418.777 | 0.023535
|  |  |  | -- | -- |  |  | 1418.8016 | 0.023502
|  |  |  | -- | -- |  |  | 1418.8263 | 0.023469
|  |  |  | -- | -- |  |  | 1418.851 | 0.023437
|  |  |  | -- | -- |  |  | 1418.8756 | 0.023404
|  |  |  | -- | -- |  |  | 1418.9003 | 0.023372
|  |  |  | -- | -- |  |  | 1418.9249 | 0.023341
|  |  |  | -- | -- |  |  | 1418.9496 | 0.023309
|  |  |  | -- | -- |  |  | 1418.9742 | 0.023278
|  |  |  | -- | -- |  |  | 1418.9989 | 0.023248
|  |  |  | -- | -- |  |  | 1419.0236 | 0.023218
|  |  |  | -- | -- |  |  | 1419.0482 | 0.023188
|  |  |  | -- | -- |  |  | 1419.0729 | 0.02316
|  |  |  | -- | -- |  |  | 1419.0975 | 0.023132
|  |  |  | -- | -- |  |  | 1419.1222 | 0.023105
|  |  |  | -- | -- |  |  | 1419.1469 | 0.023078
|  |  |  | -- | -- |  |  | 1419.1715 | 0.023053
|  |  |  | -- | -- |  |  | 1419.1962 | 0.023029
|  |  |  | -- | -- |  |  | 1419.2208 | 0.023005
|  |  |  | -- | -- |  |  | 1419.2455 | 0.022983
|  |  |  | -- | -- |  |  | 1419.2701 | 0.022962
|  |  |  | -- | -- |  |  | 1419.2949 | 0.022942
|  |  |  | -- | -- |  |  | 1419.3196 | 0.022923
|  |  |  | -- | -- |  |  | 1419.3442 | 0.022906
|  |  |  | -- | -- |  |  | 1419.3689 | 0.02289
|  |  |  | -- | -- |  |  | 1419.3936 | 0.022876
|  |  |  | -- | -- |  |  | 1419.4182 | 0.022863
|  |  |  | -- | -- |  |  | 1419.4429 | 0.022851
|  |  |  | -- | -- |  |  | 1419.4675 | 0.022842
|  |  |  | -- | -- |  |  | 1419.4923 | 0.022833
|  |  |  | -- | -- |  |  | 1419.517 | 0.022827
|  |  |  | -- | -- |  |  | 1419.5416 | 0.022822
|  |  |  | -- | -- |  |  | 1419.5663 | 0.022819
|  |  |  | -- | -- |  |  | 1419.5909 | 0.022818
|  |  |  | -- | -- |  |  | 1419.6157 | 0.022818
|  |  |  | -- | -- |  |  | 1419.6404 | 0.02282
|  |  |  | -- | -- |  |  | 1419.665 | 0.022825
|  |  |  | -- | -- |  |  | 1419.6897 | 0.022831
|  |  |  | -- | -- |  |  | 1419.7144 | 0.022838
|  |  |  | -- | -- |  |  | 1419.7391 | 0.022848
|  |  |  | -- | -- |  |  | 1419.7638 | 0.022859
|  |  |  | -- | -- |  |  | 1419.7885 | 0.022873
|  |  |  | -- | -- |  |  | 1419.8131 | 0.022888
|  |  |  | -- | -- |  |  | 1419.8379 | 0.022905
|  |  |  | -- | -- |  |  | 1419.8625 | 0.022924
|  |  |  | -- | -- |  |  | 1419.8872 | 0.022944
|  |  |  | -- | -- |  |  | 1419.9119 | 0.022967
|  |  |  | -- | -- |  |  | 1419.9366 | 0.022991
|  |  |  | -- | -- |  |  | 1419.9613 | 0.023017
|  |  |  | -- | -- |  |  | 1419.986 | 0.023044
|  |  |  | -- | -- |  |  | 1420.0107 | 0.023073
|  |  |  | -- | -- |  |  | 1420.0354 | 0.023104
|  |  |  | -- | -- |  |  | 1420.0601 | 0.023136
|  |  |  | -- | -- |  |  | 1420.0848 | 0.02317
|  |  |  | -- | -- |  |  | 1420.1095 | 0.023205
|  |  |  | -- | -- |  |  | 1420.1342 | 0.023241
|  |  |  | -- | -- |  |  | 1420.1589 | 0.023279
|  |  |  | -- | -- |  |  | 1420.1836 | 0.023318
|  |  |  | -- | -- |  |  | 1420.2083 | 0.023358
|  |  |  | -- | -- |  |  | 1420.233 | 0.023399
|  |  |  | -- | -- |  |  | 1420.2577 | 0.023441
|  |  |  | -- | -- |  |  | 1420.2823 | 0.023484
|  |  |  | -- | -- |  |  | 1420.3071 | 0.023528
|  |  |  | -- | -- |  |  | 1420.3318 | 0.023573
|  |  |  | -- | -- |  |  | 1420.3566 | 0.023618
|  |  |  | -- | -- |  |  | 1420.3812 | 0.023664
|  |  |  | -- | -- |  |  | 1420.4059 | 0.023711
|  |  |  | -- | -- |  |  | 1420.4307 | 0.023758
|  |  |  | -- | -- |  |  | 1420.4553 | 0.023806
|  |  |  | -- | -- |  |  | 1420.4801 | 0.023854
|  |  |  | -- | -- |  |  | 1420.5048 | 0.023902
|  |  |  | -- | -- |  |  | 1420.5295 | 0.02395
|  |  |  | -- | -- |  |  | 1420.5542 | 0.023998
|  |  |  | -- | -- |  |  | 1420.579 | 0.024047
|  |  |  | -- | -- |  |  | 1420.6036 | 0.024095
|  |  |  | -- | -- |  |  | 1420.6283 | 0.024143
|  |  |  | -- | -- |  |  | 1420.6531 | 0.02419
|  |  |  | -- | -- |  |  | 1420.6777 | 0.024238
|  |  |  | -- | -- |  |  | 1420.7025 | 0.024285
|  |  |  | -- | -- |  |  | 1420.7272 | 0.024331
|  |  |  | -- | -- |  |  | 1420.752 | 0.024377
|  |  |  | -- | -- |  |  | 1420.7767 | 0.024422
|  |  |  | -- | -- |  |  | 1420.8014 | 0.024467
|  |  |  | -- | -- |  |  | 1420.8262 | 0.024511
|  |  |  | -- | -- |  |  | 1420.8508 | 0.024554
|  |  |  | -- | -- |  |  | 1420.8756 | 0.024596
|  |  |  | -- | -- |  |  | 1420.9003 | 0.024637
|  |  |  | -- | -- |  |  | 1420.925 | 0.024677
|  |  |  | -- | -- |  |  | 1420.9497 | 0.024716
|  |  |  | -- | -- |  |  | 1420.9745 | 0.024754
|  |  |  | -- | -- |  |  | 1420.9993 | 0.02479
|  |  |  | -- | -- |  |  | 1421.0239 | 0.024826
|  |  |  | -- | -- |  |  | 1421.0487 | 0.02486
|  |  |  | -- | -- |  |  | 1421.0734 | 0.024893
|  |  |  | -- | -- |  |  | 1421.0981 | 0.024924
|  |  |  | -- | -- |  |  | 1421.1229 | 0.024954
|  |  |  | -- | -- |  |  | 1421.1476 | 0.024982
|  |  |  | -- | -- |  |  | 1421.1724 | 0.025009
|  |  |  | -- | -- |  |  | 1421.1971 | 0.025035
|  |  |  | -- | -- |  |  | 1421.2218 | 0.025059
|  |  |  | -- | -- |  |  | 1421.2466 | 0.025081
|  |  |  | -- | -- |  |  | 1421.2712 | 0.025102
|  |  |  | -- | -- |  |  | 1421.296 | 0.025121
|  |  |  | -- | -- |  |  | 1421.3208 | 0.025139
|  |  |  | -- | -- |  |  | 1421.3456 | 0.025155
|  |  |  | -- | -- |  |  | 1421.3702 | 0.025169
|  |  |  | -- | -- |  |  | 1421.395 | 0.025182
|  |  |  | -- | -- |  |  | 1421.4198 | 0.025192
|  |  |  | -- | -- |  |  | 1421.4445 | 0.025202
|  |  |  | -- | -- |  |  | 1421.4692 | 0.025209
|  |  |  | -- | -- |  |  | 1421.494 | 0.025215
|  |  |  | -- | -- |  |  | 1421.5188 | 0.02522
|  |  |  | -- | -- |  |  | 1421.5435 | 0.025222
|  |  |  | -- | -- |  |  | 1421.5682 | 0.025223
|  |  |  | -- | -- |  |  | 1421.593 | 0.025223
|  |  |  | -- | -- |  |  | 1421.6178 | 0.025221
|  |  |  | -- | -- |  |  | 1421.6425 | 0.025217
|  |  |  | -- | -- |  |  | 1421.6672 | 0.025212
|  |  |  | -- | -- |  |  | 1421.692 | 0.025205
|  |  |  | -- | -- |  |  | 1421.7168 | 0.025196
|  |  |  | -- | -- |  |  | 1421.7415 | 0.025187
|  |  |  | -- | -- |  |  | 1421.7662 | 0.025176
|  |  |  | -- | -- |  |  | 1421.791 | 0.025163
|  |  |  | -- | -- |  |  | 1421.8158 | 0.025149
|  |  |  | -- | -- |  |  | 1421.8406 | 0.025134
|  |  |  | -- | -- |  |  | 1421.8654 | 0.025118
|  |  |  | -- | -- |  |  | 1421.89 | 0.0251
|  |  |  | -- | -- |  |  | 1421.9148 | 0.025081
|  |  |  | -- | -- |  |  | 1421.9396 | 0.025061
|  |  |  | -- | -- |  |  | 1421.9644 | 0.02504
|  |  |  | -- | -- |  |  | 1421.9891 | 0.025018
|  |  |  | -- | -- |  |  | 1422.0139 | 0.024996
|  |  |  | -- | -- |  |  | 1422.0387 | 0.024972
|  |  |  | -- | -- |  |  | 1422.0634 | 0.024947
|  |  |  | -- | -- |  |  | 1422.0881 | 0.024922
|  |  |  | -- | -- |  |  | 1422.1129 | 0.024896
|  |  |  | -- | -- |  |  | 1422.1377 | 0.024869
|  |  |  | -- | -- |  |  | 1422.1625 | 0.024842
|  |  |  | -- | -- |  |  | 1422.1873 | 0.024814
|  |  |  | -- | -- |  |  | 1422.212 | 0.024786
|  |  |  | -- | -- |  |  | 1422.2368 | 0.024757
|  |  |  | -- | -- |  |  | 1422.2616 | 0.024728
|  |  |  | -- | -- |  |  | 1422.2864 | 0.024699
|  |  |  | -- | -- |  |  | 1422.3112 | 0.024669
|  |  |  | -- | -- |  |  | 1422.3359 | 0.02464
|  |  |  | -- | -- |  |  | 1422.3607 | 0.02461
|  |  |  | -- | -- |  |  | 1422.3855 | 0.024581
|  |  |  | -- | -- |  |  | 1422.4103 | 0.024551
|  |  |  | -- | -- |  |  | 1422.4351 | 0.024521
|  |  |  | -- | -- |  |  | 1422.4598 | 0.024492
|  |  |  | -- | -- |  |  | 1422.4846 | 0.024463
|  |  |  | -- | -- |  |  | 1422.5094 | 0.024434
|  |  |  | -- | -- |  |  | 1422.5342 | 0.024406
|  |  |  | -- | -- |  |  | 1422.559 | 0.024378
|  |  |  | -- | -- |  |  | 1422.5837 | 0.024351
|  |  |  | -- | -- |  |  | 1422.6085 | 0.024324
|  |  |  | -- | -- |  |  | 1422.6333 | 0.024297
|  |  |  | -- | -- |  |  | 1422.6581 | 0.024271
|  |  |  | -- | -- |  |  | 1422.6829 | 0.024246
|  |  |  | -- | -- |  |  | 1422.7076 | 0.024222
|  |  |  | -- | -- |  |  | 1422.7324 | 0.024198
|  |  |  | -- | -- |  |  | 1422.7572 | 0.024175
|  |  |  | -- | -- |  |  | 1422.782 | 0.024153
|  |  |  | -- | -- |  |  | 1422.8068 | 0.024132
|  |  |  | -- | -- |  |  | 1422.8317 | 0.024112
|  |  |  | -- | -- |  |  | 1422.8564 | 0.024092
|  |  |  | -- | -- |  |  | 1422.8812 | 0.024074
|  |  |  | -- | -- |  |  | 1422.906 | 0.024056
|  |  |  | -- | -- |  |  | 1422.9308 | 0.02404
|  |  |  | -- | -- |  |  | 1422.9556 | 0.024024
|  |  |  | -- | -- |  |  | 1422.9803 | 0.02401
|  |  |  | -- | -- |  |  | 1423.0052 | 0.023996
|  |  |  | -- | -- |  |  | 1423.03 | 0.023983
|  |  |  | -- | -- |  |  | 1423.0548 | 0.023972
|  |  |  | -- | -- |  |  | 1423.0796 | 0.023961
|  |  |  | -- | -- |  |  | 1423.1044 | 0.023952
|  |  |  | -- | -- |  |  | 1423.1291 | 0.023943
|  |  |  | -- | -- |  |  | 1423.1541 | 0.023936
|  |  |  | -- | -- |  |  | 1423.1788 | 0.023929
|  |  |  | -- | -- |  |  | 1423.2036 | 0.023923
|  |  |  | -- | -- |  |  | 1423.2284 | 0.023919
|  |  |  | -- | -- |  |  | 1423.2533 | 0.023915
|  |  |  | -- | -- |  |  | 1423.2781 | 0.023912
|  |  |  | -- | -- |  |  | 1423.3029 | 0.02391
|  |  |  | -- | -- |  |  | 1423.3276 | 0.023909
|  |  |  | -- | -- |  |  | 1423.3525 | 0.023909
|  |  |  | -- | -- |  |  | 1423.3773 | 0.023909
|  |  |  | -- | -- |  |  | 1423.4021 | 0.02391
|  |  |  | -- | -- |  |  | 1423.4269 | 0.023912
|  |  |  | -- | -- |  |  | 1423.4518 | 0.023915
|  |  |  | -- | -- |  |  | 1423.4766 | 0.023918
|  |  |  | -- | -- |  |  | 1423.5013 | 0.023921
|  |  |  | -- | -- |  |  | 1423.5262 | 0.023925
|  |  |  | -- | -- |  |  | 1423.551 | 0.02393
|  |  |  | -- | -- |  |  | 1423.5758 | 0.023935
|  |  |  | -- | -- |  |  | 1423.6006 | 0.02394
|  |  |  | -- | -- |  |  | 1423.6255 | 0.023946
|  |  |  | -- | -- |  |  | 1423.6503 | 0.023952
|  |  |  | -- | -- |  |  | 1423.6752 | 0.023958
|  |  |  | -- | -- |  |  | 1423.7 | 0.023964
|  |  |  | -- | -- |  |  | 1423.7247 | 0.023971
|  |  |  | -- | -- |  |  | 1423.7496 | 0.023977
|  |  |  | -- | -- |  |  | 1423.7744 | 0.023983
|  |  |  | -- | -- |  |  | 1423.7992 | 0.02399
|  |  |  | -- | -- |  |  | 1423.8241 | 0.023996
|  |  |  | -- | -- |  |  | 1423.8489 | 0.024001
|  |  |  | -- | -- |  |  | 1423.8738 | 0.024007
|  |  |  | -- | -- |  |  | 1423.8986 | 0.024012
|  |  |  | -- | -- |  |  | 1423.9233 | 0.024017
|  |  |  | -- | -- |  |  | 1423.9482 | 0.024021
|  |  |  | -- | -- |  |  | 1423.973 | 0.024025
|  |  |  | -- | -- |  |  | 1423.9979 | 0.024028
|  |  |  | -- | -- |  |  | 1424.0227 | 0.024031
|  |  |  | -- | -- |  |  | 1424.0476 | 0.024033
|  |  |  | -- | -- |  |  | 1424.0724 | 0.024034
|  |  |  | -- | -- |  |  | 1424.0973 | 0.024034
|  |  |  | -- | -- |  |  | 1424.1221 | 0.024034
|  |  |  | -- | -- |  |  | 1424.147 | 0.024033
|  |  |  | -- | -- |  |  | 1424.1718 | 0.024031
|  |  |  | -- | -- |  |  | 1424.1967 | 0.024027
|  |  |  | -- | -- |  |  | 1424.2214 | 0.024023
|  |  |  | -- | -- |  |  | 1424.2463 | 0.024018
|  |  |  | -- | -- |  |  | 1424.2711 | 0.024012
|  |  |  | -- | -- |  |  | 1424.296 | 0.024004
|  |  |  | -- | -- |  |  | 1424.3208 | 0.023996
|  |  |  | -- | -- |  |  | 1424.3457 | 0.023986
|  |  |  | -- | -- |  |  | 1424.3705 | 0.023975
|  |  |  | -- | -- |  |  | 1424.3954 | 0.023963
|  |  |  | -- | -- |  |  | 1424.4202 | 0.023949
|  |  |  | -- | -- |  |  | 1424.4451 | 0.023934
|  |  |  | -- | -- |  |  | 1424.4698 | 0.023918
|  |  |  | -- | -- |  |  | 1424.4948 | 0.023901
|  |  |  | -- | -- |  |  | 1424.5197 | 0.023883
|  |  |  | -- | -- |  |  | 1424.5444 | 0.023863
|  |  |  | -- | -- |  |  | 1424.5693 | 0.023841
|  |  |  | -- | -- |  |  | 1424.5941 | 0.023819
|  |  |  | -- | -- |  |  | 1424.619 | 0.023795
|  |  |  | -- | -- |  |  | 1424.6439 | 0.02377
|  |  |  | -- | -- |  |  | 1424.6687 | 0.023744
|  |  |  | -- | -- |  |  | 1424.6936 | 0.023716
|  |  |  | -- | -- |  |  | 1424.7185 | 0.023687
|  |  |  | -- | -- |  |  | 1424.7433 | 0.023657
|  |  |  | -- | -- |  |  | 1424.7682 | 0.023626
|  |  |  | -- | -- |  |  | 1424.7931 | 0.023594
|  |  |  | -- | -- |  |  | 1424.8179 | 0.02356
|  |  |  | -- | -- |  |  | 1424.8428 | 0.023526
|  |  |  | -- | -- |  |  | 1424.8677 | 0.02349
|  |  |  | -- | -- |  |  | 1424.8925 | 0.023454
|  |  |  | -- | -- |  |  | 1424.9174 | 0.023416
|  |  |  | -- | -- |  |  | 1424.9423 | 0.023378
|  |  |  | -- | -- |  |  | 1424.9672 | 0.023338
|  |  |  | -- | -- |  |  | 1424.9919 | 0.023298
|  |  |  | -- | -- |  |  | 1425.0168 | 0.023257
|  |  |  | -- | -- |  |  | 1425.0417 | 0.023216
|  |  |  | -- | -- |  |  | 1425.0665 | 0.023173
|  |  |  | -- | -- |  |  | 1425.0914 | 0.02313
|  |  |  | -- | -- |  |  | 1425.1163 | 0.023087
|  |  |  | -- | -- |  |  | 1425.1412 | 0.023043
|  |  |  | -- | -- |  |  | 1425.1661 | 0.022999
|  |  |  | -- | -- |  |  | 1425.1909 | 0.022955
|  |  |  | -- | -- |  |  | 1425.2158 | 0.02291
|  |  |  | -- | -- |  |  | 1425.2407 | 0.022865
|  |  |  | -- | -- |  |  | 1425.2656 | 0.022819
|  |  |  | -- | -- |  |  | 1425.2905 | 0.022774
|  |  |  | -- | -- |  |  | 1425.3153 | 0.022729
|  |  |  | -- | -- |  |  | 1425.3402 | 0.022684
|  |  |  | -- | -- |  |  | 1425.3651 | 0.022639
|  |  |  | -- | -- |  |  | 1425.39 | 0.022594
|  |  |  | -- | -- |  |  | 1425.4149 | 0.022549
|  |  |  | -- | -- |  |  | 1425.4398 | 0.022505
|  |  |  | -- | -- |  |  | 1425.4646 | 0.022461
|  |  |  | -- | -- |  |  | 1425.4895 | 0.022417
|  |  |  | -- | -- |  |  | 1425.5144 | 0.022374
|  |  |  | -- | -- |  |  | 1425.5393 | 0.022332
|  |  |  | -- | -- |  |  | 1425.5642 | 0.02229
|  |  |  | -- | -- |  |  | 1425.5891 | 0.022248
|  |  |  | -- | -- |  |  | 1425.614 | 0.022208
|  |  |  | -- | -- |  |  | 1425.6389 | 0.022168
|  |  |  | -- | -- |  |  | 1425.6638 | 0.022129
|  |  |  | -- | -- |  |  | 1425.6886 | 0.02209
|  |  |  | -- | -- |  |  | 1425.7135 | 0.022053
|  |  |  | -- | -- |  |  | 1425.7384 | 0.022016
|  |  |  | -- | -- |  |  | 1425.7633 | 0.021981
|  |  |  | -- | -- |  |  | 1425.7882 | 0.021946
|  |  |  | -- | -- |  |  | 1425.8131 | 0.021913
|  |  |  | -- | -- |  |  | 1425.838 | 0.02188
|  |  |  | -- | -- |  |  | 1425.8629 | 0.021848
|  |  |  | -- | -- |  |  | 1425.8878 | 0.021818
|  |  |  | -- | -- |  |  | 1425.9127 | 0.021788
|  |  |  | -- | -- |  |  | 1425.9376 | 0.02176
|  |  |  | -- | -- |  |  | 1425.9625 | 0.021733
|  |  |  | -- | -- |  |  | 1425.9874 | 0.021706
|  |  |  | -- | -- |  |  | 1426.0123 | 0.021681
|  |  |  | -- | -- |  |  | 1426.0372 | 0.021657
|  |  |  | -- | -- |  |  | 1426.0621 | 0.021634
|  |  |  | -- | -- |  |  | 1426.087 | 0.021612
|  |  |  | -- | -- |  |  | 1426.1119 | 0.021591
|  |  |  | -- | -- |  |  | 1426.1368 | 0.021571
|  |  |  | -- | -- |  |  | 1426.1617 | 0.021553
|  |  |  | -- | -- |  |  | 1426.1868 | 0.021535
|  |  |  | -- | -- |  |  | 1426.2117 | 0.021518
|  |  |  | -- | -- |  |  | 1426.2366 | 0.021502
|  |  |  | -- | -- |  |  | 1426.2615 | 0.021487
|  |  |  | -- | -- |  |  | 1426.2864 | 0.021473
|  |  |  | -- | -- |  |  | 1426.3113 | 0.02146
|  |  |  | -- | -- |  |  | 1426.3362 | 0.021447
|  |  |  | -- | -- |  |  | 1426.3611 | 0.021436
|  |  |  | -- | -- |  |  | 1426.386 | 0.021425
|  |  |  | -- | -- |  |  | 1426.4109 | 0.021415
|  |  |  | -- | -- |  |  | 1426.4359 | 0.021405
|  |  |  | -- | -- |  |  | 1426.4608 | 0.021396
|  |  |  | -- | -- |  |  | 1426.4857 | 0.021388
|  |  |  | -- | -- |  |  | 1426.5106 | 0.02138
|  |  |  | -- | -- |  |  | 1426.5355 | 0.021373
|  |  |  | -- | -- |  |  | 1426.5604 | 0.021367
|  |  |  | -- | -- |  |  | 1426.5854 | 0.02136
|  |  |  | -- | -- |  |  | 1426.6104 | 0.021354
|  |  |  | -- | -- |  |  | 1426.6353 | 0.021349
|  |  |  | -- | -- |  |  | 1426.6602 | 0.021343
|  |  |  | -- | -- |  |  | 1426.6851 | 0.021338
|  |  |  | -- | -- |  |  | 1426.7101 | 0.021333
|  |  |  | -- | -- |  |  | 1426.735 | 0.021329
|  |  |  | -- | -- |  |  | 1426.7599 | 0.021324
|  |  |  | -- | -- |  |  | 1426.7848 | 0.02132
|  |  |  | -- | -- |  |  | 1426.8098 | 0.021315
|  |  |  | -- | -- |  |  | 1426.8347 | 0.02131
|  |  |  | -- | -- |  |  | 1426.8596 | 0.021306
|  |  |  | -- | -- |  |  | 1426.8845 | 0.021301
|  |  |  | -- | -- |  |  | 1426.9095 | 0.021296
|  |  |  | -- | -- |  |  | 1426.9344 | 0.021291
|  |  |  | -- | -- |  |  | 1426.9594 | 0.021286
|  |  |  | -- | -- |  |  | 1426.9843 | 0.021281
|  |  |  | -- | -- |  |  | 1427.0093 | 0.021275
|  |  |  | -- | -- |  |  | 1427.0342 | 0.021269
|  |  |  | -- | -- |  |  | 1427.0591 | 0.021263
|  |  |  | -- | -- |  |  | 1427.0841 | 0.021257
|  |  |  | -- | -- |  |  | 1427.109 | 0.02125
|  |  |  | -- | -- |  |  | 1427.1339 | 0.021243
|  |  |  | -- | -- |  |  | 1427.1589 | 0.021235
|  |  |  | -- | -- |  |  | 1427.1838 | 0.021227
|  |  |  | -- | -- |  |  | 1427.2087 | 0.021219
|  |  |  | -- | -- |  |  | 1427.2338 | 0.02121
|  |  |  | -- | -- |  |  | 1427.2587 | 0.021201
|  |  |  | -- | -- |  |  | 1427.2837 | 0.021192
|  |  |  | -- | -- |  |  | 1427.3086 | 0.021182
|  |  |  | -- | -- |  |  | 1427.3335 | 0.021172
|  |  |  | -- | -- |  |  | 1427.3585 | 0.021161
|  |  |  | -- | -- |  |  | 1427.3834 | 0.02115
|  |  |  | -- | -- |  |  | 1427.4084 | 0.021139
|  |  |  | -- | -- |  |  | 1427.4334 | 0.021127
|  |  |  | -- | -- |  |  | 1427.4583 | 0.021115
|  |  |  | -- | -- |  |  | 1427.4833 | 0.021103
|  |  |  | -- | -- |  |  | 1427.5082 | 0.02109
|  |  |  | -- | -- |  |  | 1427.5332 | 0.021077
|  |  |  | -- | -- |  |  | 1427.5581 | 0.021064
|  |  |  | -- | -- |  |  | 1427.5831 | 0.02105
|  |  |  | -- | -- |  |  | 1427.608 | 0.021037
|  |  |  | -- | -- |  |  | 1427.6331 | 0.021023
|  |  |  | -- | -- |  |  | 1427.658 | 0.021009
|  |  |  | -- | -- |  |  | 1427.683 | 0.020995
|  |  |  | -- | -- |  |  | 1427.7079 | 0.020981
|  |  |  | -- | -- |  |  | 1427.7329 | 0.020967
|  |  |  | -- | -- |  |  | 1427.7578 | 0.020952
|  |  |  | -- | -- |  |  | 1427.7828 | 0.020938
|  |  |  | -- | -- |  |  | 1427.8077 | 0.020924
|  |  |  | -- | -- |  |  | 1427.8328 | 0.02091
|  |  |  | -- | -- |  |  | 1427.8577 | 0.020896
|  |  |  | -- | -- |  |  | 1427.8827 | 0.020883
|  |  |  | -- | -- |  |  | 1427.9076 | 0.020869
|  |  |  | -- | -- |  |  | 1427.9326 | 0.020856
|  |  |  | -- | -- |  |  | 1427.9576 | 0.020844
|  |  |  | -- | -- |  |  | 1427.9825 | 0.020831
|  |  |  | -- | -- |  |  | 1428.0076 | 0.020819
|  |  |  | -- | -- |  |  | 1428.0325 | 0.020808
|  |  |  | -- | -- |  |  | 1428.0575 | 0.020797
|  |  |  | -- | -- |  |  | 1428.0825 | 0.020786
|  |  |  | -- | -- |  |  | 1428.1074 | 0.020777
|  |  |  | -- | -- |  |  | 1428.1324 | 0.020767
|  |  |  | -- | -- |  |  | 1428.1573 | 0.020759
|  |  |  | -- | -- |  |  | 1428.1824 | 0.020751
|  |  |  | -- | -- |  |  | 1428.2074 | 0.020744
|  |  |  | -- | -- |  |  | 1428.2323 | 0.020738
|  |  |  | -- | -- |  |  | 1428.2573 | 0.020733
|  |  |  | -- | -- |  |  | 1428.2823 | 0.020728
|  |  |  | -- | -- |  |  | 1428.3073 | 0.020725
|  |  |  | -- | -- |  |  | 1428.3323 | 0.020722
|  |  |  | -- | -- |  |  | 1428.3573 | 0.020721
|  |  |  | -- | -- |  |  | 1428.3823 | 0.02072
|  |  |  | -- | -- |  |  | 1428.4072 | 0.020721
|  |  |  | -- | -- |  |  | 1428.4323 | 0.020722
|  |  |  | -- | -- |  |  | 1428.4573 | 0.020725
|  |  |  | -- | -- |  |  | 1428.4822 | 0.020729
|  |  |  | -- | -- |  |  | 1428.5072 | 0.020735
|  |  |  | -- | -- |  |  | 1428.5322 | 0.020741
|  |  |  | -- | -- |  |  | 1428.5573 | 0.020749
|  |  |  | -- | -- |  |  | 1428.5822 | 0.020758
|  |  |  | -- | -- |  |  | 1428.6072 | 0.020768
|  |  |  | -- | -- |  |  | 1428.6322 | 0.02078
|  |  |  | -- | -- |  |  | 1428.6572 | 0.020793
|  |  |  | -- | -- |  |  | 1428.6821 | 0.020807
|  |  |  | -- | -- |  |  | 1428.7072 | 0.020823
|  |  |  | -- | -- |  |  | 1428.7322 | 0.02084
|  |  |  | -- | -- |  |  | 1428.7572 | 0.020858
|  |  |  | -- | -- |  |  | 1428.7822 | 0.020878
|  |  |  | -- | -- |  |  | 1428.8071 | 0.020899
|  |  |  | -- | -- |  |  | 1428.8322 | 0.020922
|  |  |  | -- | -- |  |  | 1428.8572 | 0.020947
|  |  |  | -- | -- |  |  | 1428.8822 | 0.020972
|  |  |  | -- | -- |  |  | 1428.9072 | 0.020999
|  |  |  | -- | -- |  |  | 1428.9323 | 0.021028
|  |  |  | -- | -- |  |  | 1428.9573 | 0.021058
|  |  |  | -- | -- |  |  | 1428.9822 | 0.02109
|  |  |  | -- | -- |  |  | 1429.0072 | 0.021123
|  |  |  | -- | -- |  |  | 1429.0322 | 0.021157
|  |  |  | -- | -- |  |  | 1429.0573 | 0.021193
|  |  |  | -- | -- |  |  | 1429.0823 | 0.02123
|  |  |  | -- | -- |  |  | 1429.1073 | 0.021269
|  |  |  | -- | -- |  |  | 1429.1323 | 0.021309
|  |  |  | -- | -- |  |  | 1429.1573 | 0.02135
|  |  |  | -- | -- |  |  | 1429.1824 | 0.021393
|  |  |  | -- | -- |  |  | 1429.2074 | 0.021437
|  |  |  | -- | -- |  |  | 1429.2323 | 0.021483
|  |  |  | -- | -- |  |  | 1429.2573 | 0.02153
|  |  |  | -- | -- |  |  | 1429.2823 | 0.021578
|  |  |  | -- | -- |  |  | 1429.3074 | 0.021627
|  |  |  | -- | -- |  |  | 1429.3324 | 0.021677
|  |  |  | -- | -- |  |  | 1429.3574 | 0.021729
|  |  |  | -- | -- |  |  | 1429.3824 | 0.021782
|  |  |  | -- | -- |  |  | 1429.4075 | 0.021836
|  |  |  | -- | -- |  |  | 1429.4325 | 0.021891
|  |  |  | -- | -- |  |  | 1429.4575 | 0.021947
|  |  |  | -- | -- |  |  | 1429.4825 | 0.022004
|  |  |  | -- | -- |  |  | 1429.5076 | 0.022062
|  |  |  | -- | -- |  |  | 1429.5326 | 0.02212
|  |  |  | -- | -- |  |  | 1429.5576 | 0.02218
|  |  |  | -- | -- |  |  | 1429.5826 | 0.02224
|  |  |  | -- | -- |  |  | 1429.6077 | 0.022301
|  |  |  | -- | -- |  |  | 1429.6328 | 0.022363
|  |  |  | -- | -- |  |  | 1429.6578 | 0.022425
|  |  |  | -- | -- |  |  | 1429.6829 | 0.022488
|  |  |  | -- | -- |  |  | 1429.7079 | 0.022552
|  |  |  | -- | -- |  |  | 1429.7329 | 0.022615
|  |  |  | -- | -- |  |  | 1429.7579 | 0.022679
|  |  |  | -- | -- |  |  | 1429.783 | 0.022743
|  |  |  | -- | -- |  |  | 1429.808 | 0.022808
|  |  |  | -- | -- |  |  | 1429.833 | 0.022872
|  |  |  | -- | -- |  |  | 1429.858 | 0.022937
|  |  |  | -- | -- |  |  | 1429.8831 | 0.023001
|  |  |  | -- | -- |  |  | 1429.9082 | 0.023065
|  |  |  | -- | -- |  |  | 1429.9332 | 0.023129
|  |  |  | -- | -- |  |  | 1429.9583 | 0.023193
|  |  |  | -- | -- |  |  | 1429.9833 | 0.023256
|  |  |  | -- | -- |  |  | 1430.0083 | 0.023318
|  |  |  | -- | -- |  |  | 1430.0333 | 0.02338
|  |  |  | -- | -- |  |  | 1430.0585 | 0.023441
|  |  |  | -- | -- |  |  | 1430.0835 | 0.023502
|  |  |  | -- | -- |  |  | 1430.1085 | 0.023561
|  |  |  | -- | -- |  |  | 1430.1335 | 0.023619
|  |  |  | -- | -- |  |  | 1430.1586 | 0.023677
|  |  |  | -- | -- |  |  | 1430.1837 | 0.023733
|  |  |  | -- | -- |  |  | 1430.2087 | 0.023788
|  |  |  | -- | -- |  |  | 1430.2338 | 0.023841
|  |  |  | -- | -- |  |  | 1430.2588 | 0.023893
|  |  |  | -- | -- |  |  | 1430.2838 | 0.023943
|  |  |  | -- | -- |  |  | 1430.309 | 0.023992
|  |  |  | -- | -- |  |  | 1430.334 | 0.024039
|  |  |  | -- | -- |  |  | 1430.359 | 0.024083
|  |  |  | -- | -- |  |  | 1430.3842 | 0.024126
|  |  |  | -- | -- |  |  | 1430.4092 | 0.024167
|  |  |  | -- | -- |  |  | 1430.4342 | 0.024206
|  |  |  | -- | -- |  |  | 1430.4592 | 0.024243
|  |  |  | -- | -- |  |  | 1430.4844 | 0.024277
|  |  |  | -- | -- |  |  | 1430.5094 | 0.024309
|  |  |  | -- | -- |  |  | 1430.5344 | 0.024339
|  |  |  | -- | -- |  |  | 1430.5596 | 0.024366
|  |  |  | -- | -- |  |  | 1430.5846 | 0.024391
|  |  |  | -- | -- |  |  | 1430.6096 | 0.024413
|  |  |  | -- | -- |  |  | 1430.6348 | 0.024432
|  |  |  | -- | -- |  |  | 1430.6598 | 0.024449
|  |  |  | -- | -- |  |  | 1430.6848 | 0.024463
|  |  |  | -- | -- |  |  | 1430.71 | 0.024475
|  |  |  | -- | -- |  |  | 1430.735 | 0.024483
|  |  |  | -- | -- |  |  | 1430.76 | 0.024489
|  |  |  | -- | -- |  |  | 1430.7852 | 0.024492
|  |  |  | -- | -- |  |  | 1430.8102 | 0.024492
|  |  |  | -- | -- |  |  | 1430.8353 | 0.024489
|  |  |  | -- | -- |  |  | 1430.8604 | 0.024484
|  |  |  | -- | -- |  |  | 1430.8854 | 0.024476
|  |  |  | -- | -- |  |  | 1430.9105 | 0.024465
|  |  |  | -- | -- |  |  | 1430.9355 | 0.024451
|  |  |  | -- | -- |  |  | 1430.9607 | 0.024435
|  |  |  | -- | -- |  |  | 1430.9857 | 0.024415
|  |  |  | -- | -- |  |  | 1431.0109 | 0.024394
|  |  |  | -- | -- |  |  | 1431.0359 | 0.024369
|  |  |  | -- | -- |  |  | 1431.061 | 0.024342
|  |  |  | -- | -- |  |  | 1431.0861 | 0.024313
|  |  |  | -- | -- |  |  | 1431.1112 | 0.024281
|  |  |  | -- | -- |  |  | 1431.1362 | 0.024247
|  |  |  | -- | -- |  |  | 1431.1614 | 0.02421
|  |  |  | -- | -- |  |  | 1431.1864 | 0.024172
|  |  |  | -- | -- |  |  | 1431.2115 | 0.024131
|  |  |  | -- | -- |  |  | 1431.2366 | 0.024088
|  |  |  | -- | -- |  |  | 1431.2617 | 0.024043
|  |  |  | -- | -- |  |  | 1431.2867 | 0.023997
|  |  |  | -- | -- |  |  | 1431.3119 | 0.023949
|  |  |  | -- | -- |  |  | 1431.3369 | 0.023899
|  |  |  | -- | -- |  |  | 1431.3621 | 0.023848
|  |  |  | -- | -- |  |  | 1431.3871 | 0.023795
|  |  |  | -- | -- |  |  | 1431.4122 | 0.023741
|  |  |  | -- | -- |  |  | 1431.4373 | 0.023686
|  |  |  | -- | -- |  |  | 1431.4624 | 0.02363
|  |  |  | -- | -- |  |  | 1431.4875 | 0.023572
|  |  |  | -- | -- |  |  | 1431.5126 | 0.023515
|  |  |  | -- | -- |  |  | 1431.5377 | 0.023456
|  |  |  | -- | -- |  |  | 1431.5627 | 0.023397
|  |  |  | -- | -- |  |  | 1431.5879 | 0.023337
|  |  |  | -- | -- |  |  | 1431.613 | 0.023277
|  |  |  | -- | -- |  |  | 1431.6381 | 0.023217
|  |  |  | -- | -- |  |  | 1431.6632 | 0.023156
|  |  |  | -- | -- |  |  | 1431.6884 | 0.023096
|  |  |  | -- | -- |  |  | 1431.7134 | 0.023035
|  |  |  | -- | -- |  |  | 1431.7385 | 0.022975
|  |  |  | -- | -- |  |  | 1431.7637 | 0.022916
|  |  |  | -- | -- |  |  | 1431.7887 | 0.022856
|  |  |  | -- | -- |  |  | 1431.8138 | 0.022797
|  |  |  | -- | -- |  |  | 1431.839 | 0.022739
|  |  |  | -- | -- |  |  | 1431.864 | 0.022681
|  |  |  | -- | -- |  |  | 1431.8892 | 0.022624
|  |  |  | -- | -- |  |  | 1431.9143 | 0.022568
|  |  |  | -- | -- |  |  | 1431.9393 | 0.022513
|  |  |  | -- | -- |  |  | 1431.9645 | 0.022459
|  |  |  | -- | -- |  |  | 1431.9896 | 0.022406
|  |  |  | -- | -- |  |  | 1432.0148 | 0.022354
|  |  |  | -- | -- |  |  | 1432.0398 | 0.022303
|  |  |  | -- | -- |  |  | 1432.0649 | 0.022254
|  |  |  | -- | -- |  |  | 1432.0901 | 0.022206
|  |  |  | -- | -- |  |  | 1432.1152 | 0.022159
|  |  |  | -- | -- |  |  | 1432.1403 | 0.022113
|  |  |  | -- | -- |  |  | 1432.1654 | 0.022069
|  |  |  | -- | -- |  |  | 1432.1906 | 0.022026
|  |  |  | -- | -- |  |  | 1432.2157 | 0.021985
|  |  |  | -- | -- |  |  | 1432.2408 | 0.021945
|  |  |  | -- | -- |  |  | 1432.2659 | 0.021906
|  |  |  | -- | -- |  |  | 1432.291 | 0.021869
|  |  |  | -- | -- |  |  | 1432.3162 | 0.021834
|  |  |  | -- | -- |  |  | 1432.3413 | 0.0218
|  |  |  | -- | -- |  |  | 1432.3665 | 0.021767
|  |  |  | -- | -- |  |  | 1432.3916 | 0.021736
|  |  |  | -- | -- |  |  | 1432.4166 | 0.021707
|  |  |  | -- | -- |  |  | 1432.4418 | 0.021679
|  |  |  | -- | -- |  |  | 1432.4669 | 0.021652
|  |  |  | -- | -- |  |  | 1432.4921 | 0.021627
|  |  |  | -- | -- |  |  | 1432.5172 | 0.021603
|  |  |  | -- | -- |  |  | 1432.5424 | 0.02158
|  |  |  | -- | -- |  |  | 1432.5675 | 0.021559
|  |  |  | -- | -- |  |  | 1432.5927 | 0.021539
|  |  |  | -- | -- |  |  | 1432.6178 | 0.021521
|  |  |  | -- | -- |  |  | 1432.6428 | 0.021503
|  |  |  | -- | -- |  |  | 1432.668 | 0.021487
|  |  |  | -- | -- |  |  | 1432.6931 | 0.021473
|  |  |  | -- | -- |  |  | 1432.7183 | 0.021459
|  |  |  | -- | -- |  |  | 1432.7434 | 0.021446
|  |  |  | -- | -- |  |  | 1432.7686 | 0.021435
|  |  |  | -- | -- |  |  | 1432.7937 | 0.021425
|  |  |  | -- | -- |  |  | 1432.8188 | 0.021415
|  |  |  | -- | -- |  |  | 1432.844 | 0.021407
|  |  |  | -- | -- |  |  | 1432.8691 | 0.0214
|  |  |  | -- | -- |  |  | 1432.8943 | 0.021393
|  |  |  | -- | -- |  |  | 1432.9194 | 0.021388
|  |  |  | -- | -- |  |  | 1432.9446 | 0.021383
|  |  |  | -- | -- |  |  | 1432.9697 | 0.02138
|  |  |  | -- | -- |  |  | 1432.9949 | 0.021377
|  |  |  | -- | -- |  |  | 1433.02 | 0.021375
|  |  |  | -- | -- |  |  | 1433.0452 | 0.021373
|  |  |  | -- | -- |  |  | 1433.0703 | 0.021373
|  |  |  | -- | -- |  |  | 1433.0955 | 0.021373
|  |  |  | -- | -- |  |  | 1433.1206 | 0.021374
|  |  |  | -- | -- |  |  | 1433.1458 | 0.021375
|  |  |  | -- | -- |  |  | 1433.1709 | 0.021378
|  |  |  | -- | -- |  |  | 1433.1962 | 0.02138
|  |  |  | -- | -- |  |  | 1433.2213 | 0.021384
|  |  |  | -- | -- |  |  | 1433.2465 | 0.021388
|  |  |  | -- | -- |  |  | 1433.2716 | 0.021392
|  |  |  | -- | -- |  |  | 1433.2968 | 0.021398
|  |  |  | -- | -- |  |  | 1433.3219 | 0.021403
|  |  |  | -- | -- |  |  | 1433.347 | 0.02141
|  |  |  | -- | -- |  |  | 1433.3722 | 0.021416
|  |  |  | -- | -- |  |  | 1433.3973 | 0.021424
|  |  |  | -- | -- |  |  | 1433.4226 | 0.021432
|  |  |  | -- | -- |  |  | 1433.4478 | 0.02144
|  |  |  | -- | -- |  |  | 1433.4729 | 0.021449
|  |  |  | -- | -- |  |  | 1433.498 | 0.021458
|  |  |  | -- | -- |  |  | 1433.5232 | 0.021468
|  |  |  | -- | -- |  |  | 1433.5483 | 0.021478
|  |  |  | -- | -- |  |  | 1433.5736 | 0.021489
|  |  |  | -- | -- |  |  | 1433.5988 | 0.0215
|  |  |  | -- | -- |  |  | 1433.6239 | 0.021512
|  |  |  | -- | -- |  |  | 1433.649 | 0.021524
|  |  |  | -- | -- |  |  | 1433.6742 | 0.021536
|  |  |  | -- | -- |  |  | 1433.6995 | 0.021549
|  |  |  | -- | -- |  |  | 1433.7246 | 0.021563
|  |  |  | -- | -- |  |  | 1433.7498 | 0.021576
|  |  |  | -- | -- |  |  | 1433.7749 | 0.021591
|  |  |  | -- | -- |  |  | 1433.8002 | 0.021605
|  |  |  | -- | -- |  |  | 1433.8253 | 0.02162
|  |  |  | -- | -- |  |  | 1433.8505 | 0.021636
|  |  |  | -- | -- |  |  | 1433.8756 | 0.021651
|  |  |  | -- | -- |  |  | 1433.9009 | 0.021667
|  |  |  | -- | -- |  |  | 1433.926 | 0.021684
|  |  |  | -- | -- |  |  | 1433.9512 | 0.021701
|  |  |  | -- | -- |  |  | 1433.9764 | 0.021718
|  |  |  | -- | -- |  |  | 1434.0016 | 0.021735
|  |  |  | -- | -- |  |  | 1434.0267 | 0.021753
|  |  |  | -- | -- |  |  | 1434.052 | 0.021771
|  |  |  | -- | -- |  |  | 1434.0771 | 0.021789
|  |  |  | -- | -- |  |  | 1434.1023 | 0.021808
|  |  |  | -- | -- |  |  | 1434.1276 | 0.021827
|  |  |  | -- | -- |  |  | 1434.1527 | 0.021846
|  |  |  | -- | -- |  |  | 1434.1779 | 0.021865
|  |  |  | -- | -- |  |  | 1434.2031 | 0.021885
|  |  |  | -- | -- |  |  | 1434.2283 | 0.021905
|  |  |  | -- | -- |  |  | 1434.2534 | 0.021925
|  |  |  | -- | -- |  |  | 1434.2787 | 0.021945
|  |  |  | -- | -- |  |  | 1434.3038 | 0.021965
|  |  |  | -- | -- |  |  | 1434.3291 | 0.021985
|  |  |  | -- | -- |  |  | 1434.3542 | 0.022006
|  |  |  | -- | -- |  |  | 1434.3794 | 0.022027
|  |  |  | -- | -- |  |  | 1434.4047 | 0.022047
|  |  |  | -- | -- |  |  | 1434.4298 | 0.022068
|  |  |  | -- | -- |  |  | 1434.4551 | 0.022089
|  |  |  | -- | -- |  |  | 1434.4802 | 0.02211
|  |  |  | -- | -- |  |  | 1434.5055 | 0.022131
|  |  |  | -- | -- |  |  | 1434.5306 | 0.022152
|  |  |  | -- | -- |  |  | 1434.5559 | 0.022173
|  |  |  | -- | -- |  |  | 1434.5811 | 0.022194
|  |  |  | -- | -- |  |  | 1434.6063 | 0.022215
|  |  |  | -- | -- |  |  | 1434.6315 | 0.022236
|  |  |  | -- | -- |  |  | 1434.6567 | 0.022256
|  |  |  | -- | -- |  |  | 1434.6819 | 0.022277
|  |  |  | -- | -- |  |  | 1434.7072 | 0.022297
|  |  |  | -- | -- |  |  | 1434.7323 | 0.022318
|  |  |  | -- | -- |  |  | 1434.7576 | 0.022338
|  |  |  | -- | -- |  |  | 1434.7827 | 0.022358
|  |  |  | -- | -- |  |  | 1434.808 | 0.022378
|  |  |  | -- | -- |  |  | 1434.8331 | 0.022397
|  |  |  | -- | -- |  |  | 1434.8584 | 0.022417
|  |  |  | -- | -- |  |  | 1434.8835 | 0.022436
|  |  |  | -- | -- |  |  | 1434.9088 | 0.022454
|  |  |  | -- | -- |  |  | 1434.9341 | 0.022473
|  |  |  | -- | -- |  |  | 1434.9592 | 0.022491
|  |  |  | -- | -- |  |  | 1434.9845 | 0.022509
|  |  |  | -- | -- |  |  | 1435.0096 | 0.022526
|  |  |  | -- | -- |  |  | 1435.0349 | 0.022543
|  |  |  | -- | -- |  |  | 1435.0602 | 0.02256
|  |  |  | -- | -- |  |  | 1435.0853 | 0.022576
|  |  |  | -- | -- |  |  | 1435.1106 | 0.022591
|  |  |  | -- | -- |  |  | 1435.1357 | 0.022607
|  |  |  | -- | -- |  |  | 1435.161 | 0.022621
|  |  |  | -- | -- |  |  | 1435.1863 | 0.022635
|  |  |  | -- | -- |  |  | 1435.2114 | 0.022649
|  |  |  | -- | -- |  |  | 1435.2367 | 0.022662
|  |  |  | -- | -- |  |  | 1435.262 | 0.022674
|  |  |  | -- | -- |  |  | 1435.2871 | 0.022686
|  |  |  | -- | -- |  |  | 1435.3124 | 0.022697
|  |  |  | -- | -- |  |  | 1435.3376 | 0.022707
|  |  |  | -- | -- |  |  | 1435.3628 | 0.022717
|  |  |  | -- | -- |  |  | 1435.3881 | 0.022726
|  |  |  | -- | -- |  |  | 1435.4133 | 0.022734
|  |  |  | -- | -- |  |  | 1435.4386 | 0.022742
|  |  |  | -- | -- |  |  | 1435.4637 | 0.022749
|  |  |  | -- | -- |  |  | 1435.489 | 0.022754
|  |  |  | -- | -- |  |  | 1435.5143 | 0.022759
|  |  |  | -- | -- |  |  | 1435.5396 | 0.022764
|  |  |  | -- | -- |  |  | 1435.5647 | 0.022767
|  |  |  | -- | -- |  |  | 1435.59 | 0.022769
|  |  |  | -- | -- |  |  | 1435.6152 | 0.022771
|  |  |  | -- | -- |  |  | 1435.6405 | 0.022771
|  |  |  | -- | -- |  |  | 1435.6658 | 0.022771
|  |  |  | -- | -- |  |  | 1435.6909 | 0.02277
|  |  |  | -- | -- |  |  | 1435.7162 | 0.022767
|  |  |  | -- | -- |  |  | 1435.7415 | 0.022764
|  |  |  | -- | -- |  |  | 1435.7667 | 0.02276
|  |  |  | -- | -- |  |  | 1435.792 | 0.022754
|  |  |  | -- | -- |  |  | 1435.8171 | 0.022748
|  |  |  | -- | -- |  |  | 1435.8424 | 0.022741
|  |  |  | -- | -- |  |  | 1435.8677 | 0.022732
|  |  |  | -- | -- |  |  | 1435.8929 | 0.022723
|  |  |  | -- | -- |  |  | 1435.9182 | 0.022712
|  |  |  | -- | -- |  |  | 1435.9435 | 0.022701
|  |  |  | -- | -- |  |  | 1435.9688 | 0.022688
|  |  |  | -- | -- |  |  | 1435.9939 | 0.022675
|  |  |  | -- | -- |  |  | 1436.0192 | 0.02266
|  |  |  | -- | -- |  |  | 1436.0444 | 0.022645
|  |  |  | -- | -- |  |  | 1436.0697 | 0.022628
|  |  |  | -- | -- |  |  | 1436.095 | 0.02261
|  |  |  | -- | -- |  |  | 1436.1202 | 0.022592
|  |  |  | -- | -- |  |  | 1436.1455 | 0.022572
|  |  |  | -- | -- |  |  | 1436.1708 | 0.022552
|  |  |  | -- | -- |  |  | 1436.196 | 0.02253
|  |  |  | -- | -- |  |  | 1436.2213 | 0.022508
|  |  |  | -- | -- |  |  | 1436.2466 | 0.022485
|  |  |  | -- | -- |  |  | 1436.2719 | 0.022461
|  |  |  | -- | -- |  |  | 1436.2971 | 0.022436
|  |  |  | -- | -- |  |  | 1436.3224 | 0.022411
|  |  |  | -- | -- |  |  | 1436.3477 | 0.022385
|  |  |  | -- | -- |  |  | 1436.3729 | 0.022358
|  |  |  | -- | -- |  |  | 1436.3982 | 0.02233
|  |  |  | -- | -- |  |  | 1436.4235 | 0.022302
|  |  |  | -- | -- |  |  | 1436.4487 | 0.022273
|  |  |  | -- | -- |  |  | 1436.474 | 0.022244
|  |  |  | -- | -- |  |  | 1436.4993 | 0.022214
|  |  |  | -- | -- |  |  | 1436.5245 | 0.022183
|  |  |  | -- | -- |  |  | 1436.5498 | 0.022153
|  |  |  | -- | -- |  |  | 1436.5751 | 0.022122
|  |  |  | -- | -- |  |  | 1436.6003 | 0.022091
|  |  |  | -- | -- |  |  | 1436.6256 | 0.022059
|  |  |  | -- | -- |  |  | 1436.6509 | 0.022027
|  |  |  | -- | -- |  |  | 1436.6761 | 0.021996
|  |  |  | -- | -- |  |  | 1436.7014 | 0.021964
|  |  |  | -- | -- |  |  | 1436.7267 | 0.021932
|  |  |  | -- | -- |  |  | 1436.752 | 0.0219
|  |  |  | -- | -- |  |  | 1436.7772 | 0.021868
|  |  |  | -- | -- |  |  | 1436.8026 | 0.021837
|  |  |  | -- | -- |  |  | 1436.8279 | 0.021805
|  |  |  | -- | -- |  |  | 1436.8531 | 0.021774
|  |  |  | -- | -- |  |  | 1436.8784 | 0.021743
|  |  |  | -- | -- |  |  | 1436.9037 | 0.021713
|  |  |  | -- | -- |  |  | 1436.929 | 0.021683
|  |  |  | -- | -- |  |  | 1436.9542 | 0.021654
|  |  |  | -- | -- |  |  | 1436.9796 | 0.021625
|  |  |  | -- | -- |  |  | 1437.0049 | 0.021596
|  |  |  | -- | -- |  |  | 1437.0302 | 0.021569
|  |  |  | -- | -- |  |  | 1437.0554 | 0.021542
|  |  |  | -- | -- |  |  | 1437.0807 | 0.021515
|  |  |  | -- | -- |  |  | 1437.1061 | 0.02149
|  |  |  | -- | -- |  |  | 1437.1313 | 0.021465
|  |  |  | -- | -- |  |  | 1437.1566 | 0.021441
|  |  |  | -- | -- |  |  | 1437.1819 | 0.021418
|  |  |  | -- | -- |  |  | 1437.2072 | 0.021396
|  |  |  | -- | -- |  |  | 1437.2325 | 0.021375
|  |  |  | -- | -- |  |  | 1437.2578 | 0.021355
|  |  |  | -- | -- |  |  | 1437.2831 | 0.021336
|  |  |  | -- | -- |  |  | 1437.3084 | 0.021319
|  |  |  | -- | -- |  |  | 1437.3337 | 0.021302
|  |  |  | -- | -- |  |  | 1437.359 | 0.021286
|  |  |  | -- | -- |  |  | 1437.3843 | 0.021271
|  |  |  | -- | -- |  |  | 1437.4097 | 0.021258
|  |  |  | -- | -- |  |  | 1437.4349 | 0.021246
|  |  |  | -- | -- |  |  | 1437.4602 | 0.021234
|  |  |  | -- | -- |  |  | 1437.4856 | 0.021224
|  |  |  | -- | -- |  |  | 1437.5109 | 0.021215
|  |  |  | -- | -- |  |  | 1437.5361 | 0.021208
|  |  |  | -- | -- |  |  | 1437.5615 | 0.021201
|  |  |  | -- | -- |  |  | 1437.5868 | 0.021196
|  |  |  | -- | -- |  |  | 1437.6121 | 0.021191
|  |  |  | -- | -- |  |  | 1437.6375 | 0.021188
|  |  |  | -- | -- |  |  | 1437.6627 | 0.021186
|  |  |  | -- | -- |  |  | 1437.688 | 0.021185
|  |  |  | -- | -- |  |  | 1437.7134 | 0.021185
|  |  |  | -- | -- |  |  | 1437.7386 | 0.021186
|  |  |  | -- | -- |  |  | 1437.7639 | 0.021188
|  |  |  | -- | -- |  |  | 1437.7893 | 0.021192
|  |  |  | -- | -- |  |  | 1437.8146 | 0.021196
|  |  |  | -- | -- |  |  | 1437.84 | 0.021201
|  |  |  | -- | -- |  |  | 1437.8652 | 0.021207
|  |  |  | -- | -- |  |  | 1437.8906 | 0.021214
|  |  |  | -- | -- |  |  | 1437.9159 | 0.021221
|  |  |  | -- | -- |  |  | 1437.9412 | 0.02123
|  |  |  | -- | -- |  |  | 1437.9666 | 0.021239
|  |  |  | -- | -- |  |  | 1437.9918 | 0.021249
|  |  |  | -- | -- |  |  | 1438.0172 | 0.021259
|  |  |  | -- | -- |  |  | 1438.0425 | 0.02127
|  |  |  | -- | -- |  |  | 1438.0679 | 0.021282
|  |  |  | -- | -- |  |  | 1438.0931 | 0.021294
|  |  |  | -- | -- |  |  | 1438.1185 | 0.021307
|  |  |  | -- | -- |  |  | 1438.1438 | 0.02132
|  |  |  | -- | -- |  |  | 1438.1692 | 0.021334
|  |  |  | -- | -- |  |  | 1438.1945 | 0.021348
|  |  |  | -- | -- |  |  | 1438.2198 | 0.021362
|  |  |  | -- | -- |  |  | 1438.2451 | 0.021377
|  |  |  | -- | -- |  |  | 1438.2705 | 0.021392
|  |  |  | -- | -- |  |  | 1438.2958 | 0.021407
|  |  |  | -- | -- |  |  | 1438.3212 | 0.021422
|  |  |  | -- | -- |  |  | 1438.3466 | 0.021437
|  |  |  | -- | -- |  |  | 1438.3718 | 0.021453
|  |  |  | -- | -- |  |  | 1438.3972 | 0.021468
|  |  |  | -- | -- |  |  | 1438.4225 | 0.021483
|  |  |  | -- | -- |  |  | 1438.4479 | 0.021499
|  |  |  | -- | -- |  |  | 1438.4733 | 0.021514
|  |  |  | -- | -- |  |  | 1438.4985 | 0.021529
|  |  |  | -- | -- |  |  | 1438.5239 | 0.021544
|  |  |  | -- | -- |  |  | 1438.5492 | 0.021559
|  |  |  | -- | -- |  |  | 1438.5746 | 0.021574
|  |  |  | -- | -- |  |  | 1438.6 | 0.021588
|  |  |  | -- | -- |  |  | 1438.6252 | 0.021602
|  |  |  | -- | -- |  |  | 1438.6506 | 0.021616
|  |  |  | -- | -- |  |  | 1438.676 | 0.02163
|  |  |  | -- | -- |  |  | 1438.7013 | 0.021643
|  |  |  | -- | -- |  |  | 1438.7267 | 0.021656
|  |  |  | -- | -- |  |  | 1438.7521 | 0.021669
|  |  |  | -- | -- |  |  | 1438.7773 | 0.021681
|  |  |  | -- | -- |  |  | 1438.8027 | 0.021693
|  |  |  | -- | -- |  |  | 1438.8281 | 0.021704
|  |  |  | -- | -- |  |  | 1438.8534 | 0.021715
|  |  |  | -- | -- |  |  | 1438.8788 | 0.021726
|  |  |  | -- | -- |  |  | 1438.9042 | 0.021736
|  |  |  | -- | -- |  |  | 1438.9296 | 0.021746
|  |  |  | -- | -- |  |  | 1438.9548 | 0.021756
|  |  |  | -- | -- |  |  | 1438.9802 | 0.021765
|  |  |  | -- | -- |  |  | 1439.0056 | 0.021773
|  |  |  | -- | -- |  |  | 1439.031 | 0.021781
|  |  |  | -- | -- |  |  | 1439.0563 | 0.021789
|  |  |  | -- | -- |  |  | 1439.0817 | 0.021796
|  |  |  | -- | -- |  |  | 1439.1071 | 0.021803
|  |  |  | -- | -- |  |  | 1439.1324 | 0.021809
|  |  |  | -- | -- |  |  | 1439.1577 | 0.021815
|  |  |  | -- | -- |  |  | 1439.1831 | 0.02182
|  |  |  | -- | -- |  |  | 1439.2085 | 0.021825
|  |  |  | -- | -- |  |  | 1439.2339 | 0.021829
|  |  |  | -- | -- |  |  | 1439.2593 | 0.021833
|  |  |  | -- | -- |  |  | 1439.2847 | 0.021837
|  |  |  | -- | -- |  |  | 1439.3099 | 0.02184
|  |  |  | -- | -- |  |  | 1439.3353 | 0.021843
|  |  |  | -- | -- |  |  | 1439.3607 | 0.021845
|  |  |  | -- | -- |  |  | 1439.3861 | 0.021847
|  |  |  | -- | -- |  |  | 1439.4115 | 0.021849
|  |  |  | -- | -- |  |  | 1439.4369 | 0.02185
|  |  |  | -- | -- |  |  | 1439.4623 | 0.02185
|  |  |  | -- | -- |  |  | 1439.4877 | 0.02185
|  |  |  | -- | -- |  |  | 1439.5129 | 0.02185
|  |  |  | -- | -- |  |  | 1439.5383 | 0.02185
|  |  |  | -- | -- |  |  | 1439.5637 | 0.021849
|  |  |  | -- | -- |  |  | 1439.5891 | 0.021847
|  |  |  | -- | -- |  |  | 1439.6145 | 0.021846
|  |  |  | -- | -- |  |  | 1439.6399 | 0.021843
|  |  |  | -- | -- |  |  | 1439.6653 | 0.021841
|  |  |  | -- | -- |  |  | 1439.6907 | 0.021838
|  |  |  | -- | -- |  |  | 1439.7161 | 0.021835
|  |  |  | -- | -- |  |  | 1439.7415 | 0.021831
|  |  |  | -- | -- |  |  | 1439.7668 | 0.021827
|  |  |  | -- | -- |  |  | 1439.7922 | 0.021823
|  |  |  | -- | -- |  |  | 1439.8176 | 0.021818
|  |  |  | -- | -- |  |  | 1439.843 | 0.021813
|  |  |  | -- | -- |  |  | 1439.8684 | 0.021807
|  |  |  | -- | -- |  |  | 1439.8938 | 0.021802
|  |  |  | -- | -- |  |  | 1439.9192 | 0.021795
|  |  |  | -- | -- |  |  | 1439.9446 | 0.021789
|  |  |  | -- | -- |  |  | 1439.97 | 0.021782
|  |  |  | -- | -- |  |  | 1439.9954 | 0.021775
|  |  |  | -- | -- |  |  | 1440.0208 | 0.021768
|  |  |  | -- | -- |  |  | 1440.0461 | 0.02176
|  |  |  | -- | -- |  |  | 1440.0715 | 0.021752
|  |  |  | -- | -- |  |  | 1440.0969 | 0.021744
|  |  |  | -- | -- |  |  | 1440.1223 | 0.021735
|  |  |  | -- | -- |  |  | 1440.1477 | 0.021726
|  |  |  | -- | -- |  |  | 1440.1731 | 0.021717
|  |  |  | -- | -- |  |  | 1440.1985 | 0.021708
|  |  |  | -- | -- |  |  | 1440.224 | 0.021699
|  |  |  | -- | -- |  |  | 1440.2494 | 0.021689
|  |  |  | -- | -- |  |  | 1440.2748 | 0.021679
|  |  |  | -- | -- |  |  | 1440.3002 | 0.021669
|  |  |  | -- | -- |  |  | 1440.3256 | 0.021659
|  |  |  | -- | -- |  |  | 1440.351 | 0.021649
|  |  |  | -- | -- |  |  | 1440.3763 | 0.021638
|  |  |  | -- | -- |  |  | 1440.4019 | 0.021628
|  |  |  | -- | -- |  |  | 1440.4272 | 0.021617
|  |  |  | -- | -- |  |  | 1440.4526 | 0.021606
|  |  |  | -- | -- |  |  | 1440.478 | 0.021596
|  |  |  | -- | -- |  |  | 1440.5034 | 0.021585
|  |  |  | -- | -- |  |  | 1440.5288 | 0.021575
|  |  |  | -- | -- |  |  | 1440.5543 | 0.021564
|  |  |  | -- | -- |  |  | 1440.5797 | 0.021554
|  |  |  | -- | -- |  |  | 1440.6051 | 0.021543
|  |  |  | -- | -- |  |  | 1440.6305 | 0.021533
|  |  |  | -- | -- |  |  | 1440.656 | 0.021523
|  |  |  | -- | -- |  |  | 1440.6814 | 0.021514
|  |  |  | -- | -- |  |  | 1440.7068 | 0.021504
|  |  |  | -- | -- |  |  | 1440.7322 | 0.021495
|  |  |  | -- | -- |  |  | 1440.7576 | 0.021486
|  |  |  | -- | -- |  |  | 1440.7831 | 0.021477
|  |  |  | -- | -- |  |  | 1440.8085 | 0.021469
|  |  |  | -- | -- |  |  | 1440.8339 | 0.021461
|  |  |  | -- | -- |  |  | 1440.8594 | 0.021454
|  |  |  | -- | -- |  |  | 1440.8848 | 0.021447
|  |  |  | -- | -- |  |  | 1440.9102 | 0.02144
|  |  |  | -- | -- |  |  | 1440.9357 | 0.021435
|  |  |  | -- | -- |  |  | 1440.9611 | 0.021429
|  |  |  | -- | -- |  |  | 1440.9865 | 0.021424
|  |  |  | -- | -- |  |  | 1441.0118 | 0.02142
|  |  |  | -- | -- |  |  | 1441.0374 | 0.021417
|  |  |  | -- | -- |  |  | 1441.0627 | 0.021414
|  |  |  | -- | -- |  |  | 1441.0883 | 0.021412
|  |  |  | -- | -- |  |  | 1441.1136 | 0.02141
|  |  |  | -- | -- |  |  | 1441.139 | 0.021409
|  |  |  | -- | -- |  |  | 1441.1646 | 0.021409
|  |  |  | -- | -- |  |  | 1441.1899 | 0.02141
|  |  |  | -- | -- |  |  | 1441.2153 | 0.021412
|  |  |  | -- | -- |  |  | 1441.2408 | 0.021414
|  |  |  | -- | -- |  |  | 1441.2662 | 0.021417
|  |  |  | -- | -- |  |  | 1441.2917 | 0.021421
|  |  |  | -- | -- |  |  | 1441.3171 | 0.021426
|  |  |  | -- | -- |  |  | 1441.3427 | 0.021432
|  |  |  | -- | -- |  |  | 1441.368 | 0.021439
|  |  |  | -- | -- |  |  | 1441.3934 | 0.021446
|  |  |  | -- | -- |  |  | 1441.4189 | 0.021454
|  |  |  | -- | -- |  |  | 1441.4443 | 0.021464
|  |  |  | -- | -- |  |  | 1441.4698 | 0.021474
|  |  |  | -- | -- |  |  | 1441.4952 | 0.021484
|  |  |  | -- | -- |  |  | 1441.5208 | 0.021496
|  |  |  | -- | -- |  |  | 1441.5461 | 0.021509
|  |  |  | -- | -- |  |  | 1441.5717 | 0.021522
|  |  |  | -- | -- |  |  | 1441.597 | 0.021536
|  |  |  | -- | -- |  |  | 1441.6226 | 0.021551
|  |  |  | -- | -- |  |  | 1441.6479 | 0.021566
|  |  |  | -- | -- |  |  | 1441.6735 | 0.021582
|  |  |  | -- | -- |  |  | 1441.6989 | 0.021599
|  |  |  | -- | -- |  |  | 1441.7244 | 0.021617
|  |  |  | -- | -- |  |  | 1441.7498 | 0.021635
|  |  |  | -- | -- |  |  | 1441.7753 | 0.021654
|  |  |  | -- | -- |  |  | 1441.8007 | 0.021673
|  |  |  | -- | -- |  |  | 1441.8262 | 0.021693
|  |  |  | -- | -- |  |  | 1441.8517 | 0.021713
|  |  |  | -- | -- |  |  | 1441.8771 | 0.021733
|  |  |  | -- | -- |  |  | 1441.9026 | 0.021754
|  |  |  | -- | -- |  |  | 1441.928 | 0.021775
|  |  |  | -- | -- |  |  | 1441.9535 | 0.021797
|  |  |  | -- | -- |  |  | 1441.979 | 0.021818
|  |  |  | -- | -- |  |  | 1442.0044 | 0.02184
|  |  |  | -- | -- |  |  | 1442.0299 | 0.021861
|  |  |  | -- | -- |  |  | 1442.0553 | 0.021883
|  |  |  | -- | -- |  |  | 1442.0808 | 0.021905
|  |  |  | -- | -- |  |  | 1442.1063 | 0.021926
|  |  |  | -- | -- |  |  | 1442.1317 | 0.021948
|  |  |  | -- | -- |  |  | 1442.1572 | 0.021969
|  |  |  | -- | -- |  |  | 1442.1827 | 0.021989
|  |  |  | -- | -- |  |  | 1442.2081 | 0.02201
|  |  |  | -- | -- |  |  | 1442.2336 | 0.02203
|  |  |  | -- | -- |  |  | 1442.2592 | 0.022049
|  |  |  | -- | -- |  |  | 1442.2847 | 0.022068
|  |  |  | -- | -- |  |  | 1442.3101 | 0.022086
|  |  |  | -- | -- |  |  | 1442.3356 | 0.022103
|  |  |  | -- | -- |  |  | 1442.3611 | 0.02212
|  |  |  | -- | -- |  |  | 1442.3865 | 0.022136
|  |  |  | -- | -- |  |  | 1442.412 | 0.022151
|  |  |  | -- | -- |  |  | 1442.4375 | 0.022165
|  |  |  | -- | -- |  |  | 1442.463 | 0.022178
|  |  |  | -- | -- |  |  | 1442.4884 | 0.02219
|  |  |  | -- | -- |  |  | 1442.5139 | 0.022201
|  |  |  | -- | -- |  |  | 1442.5394 | 0.022211
|  |  |  | -- | -- |  |  | 1442.5649 | 0.02222
|  |  |  | -- | -- |  |  | 1442.5905 | 0.022227
|  |  |  | -- | -- |  |  | 1442.6158 | 0.022234
|  |  |  | -- | -- |  |  | 1442.6414 | 0.022238
|  |  |  | -- | -- |  |  | 1442.6669 | 0.022242
|  |  |  | -- | -- |  |  | 1442.6924 | 0.022244
|  |  |  | -- | -- |  |  | 1442.7179 | 0.022245
|  |  |  | -- | -- |  |  | 1442.7433 | 0.022245
|  |  |  | -- | -- |  |  | 1442.7688 | 0.022243
|  |  |  | -- | -- |  |  | 1442.7943 | 0.022239
|  |  |  | -- | -- |  |  | 1442.8198 | 0.022234
|  |  |  | -- | -- |  |  | 1442.8453 | 0.022228
|  |  |  | -- | -- |  |  | 1442.8709 | 0.02222
|  |  |  | -- | -- |  |  | 1442.8964 | 0.022211
|  |  |  | -- | -- |  |  | 1442.9218 | 0.0222
|  |  |  | -- | -- |  |  | 1442.9473 | 0.022188
|  |  |  | -- | -- |  |  | 1442.9728 | 0.022174
|  |  |  | -- | -- |  |  | 1442.9983 | 0.022159
|  |  |  | -- | -- |  |  | 1443.0238 | 0.022142
|  |  |  | -- | -- |  |  | 1443.0493 | 0.022124
|  |  |  | -- | -- |  |  | 1443.0748 | 0.022104
|  |  |  | -- | -- |  |  | 1443.1003 | 0.022084
|  |  |  | -- | -- |  |  | 1443.1259 | 0.022061
|  |  |  | -- | -- |  |  | 1443.1514 | 0.022038
|  |  |  | -- | -- |  |  | 1443.1769 | 0.022013
|  |  |  | -- | -- |  |  | 1443.2024 | 0.021987
|  |  |  | -- | -- |  |  | 1443.2279 | 0.021959
|  |  |  | -- | -- |  |  | 1443.2534 | 0.021931
|  |  |  | -- | -- |  |  | 1443.2789 | 0.021901
|  |  |  | -- | -- |  |  | 1443.3044 | 0.02187
|  |  |  | -- | -- |  |  | 1443.33 | 0.021839
|  |  |  | -- | -- |  |  | 1443.3555 | 0.021806
|  |  |  | -- | -- |  |  | 1443.381 | 0.021772
|  |  |  | -- | -- |  |  | 1443.4065 | 0.021737
|  |  |  | -- | -- |  |  | 1443.432 | 0.021701
|  |  |  | -- | -- |  |  | 1443.4575 | 0.021664
|  |  |  | -- | -- |  |  | 1443.483 | 0.021627
|  |  |  | -- | -- |  |  | 1443.5085 | 0.021589
|  |  |  | -- | -- |  |  | 1443.5341 | 0.02155
|  |  |  | -- | -- |  |  | 1443.5596 | 0.02151
|  |  |  | -- | -- |  |  | 1443.5851 | 0.02147
|  |  |  | -- | -- |  |  | 1443.6106 | 0.02143
|  |  |  | -- | -- |  |  | 1443.6361 | 0.021388
|  |  |  | -- | -- |  |  | 1443.6616 | 0.021347
|  |  |  | -- | -- |  |  | 1443.6871 | 0.021304
|  |  |  | -- | -- |  |  | 1443.7128 | 0.021262
|  |  |  | -- | -- |  |  | 1443.7383 | 0.021219
|  |  |  | -- | -- |  |  | 1443.7638 | 0.021175
|  |  |  | -- | -- |  |  | 1443.7893 | 0.021132
|  |  |  | -- | -- |  |  | 1443.8148 | 0.021088
|  |  |  | -- | -- |  |  | 1443.8403 | 0.021044
|  |  |  | -- | -- |  |  | 1443.8658 | 0.021
|  |  |  | -- | -- |  |  | 1443.8915 | 0.020955
|  |  |  | -- | -- |  |  | 1443.917 | 0.020911
|  |  |  | -- | -- |  |  | 1443.9425 | 0.020866
|  |  |  | -- | -- |  |  | 1443.968 | 0.020822
|  |  |  | -- | -- |  |  | 1443.9935 | 0.020777
|  |  |  | -- | -- |  |  | 1444.0192 | 0.020732
|  |  |  | -- | -- |  |  | 1444.0447 | 0.020688
|  |  |  | -- | -- |  |  | 1444.0702 | 0.020643
|  |  |  | -- | -- |  |  | 1444.0957 | 0.020599
|  |  |  | -- | -- |  |  | 1444.1212 | 0.020554
|  |  |  | -- | -- |  |  | 1444.1469 | 0.02051
|  |  |  | -- | -- |  |  | 1444.1724 | 0.020466
|  |  |  | -- | -- |  |  | 1444.1979 | 0.020422
|  |  |  | -- | -- |  |  | 1444.2234 | 0.020378
|  |  |  | -- | -- |  |  | 1444.249 | 0.020334
|  |  |  | -- | -- |  |  | 1444.2745 | 0.02029
|  |  |  | -- | -- |  |  | 1444.3 | 0.020247
|  |  |  | -- | -- |  |  | 1444.3257 | 0.020204
|  |  |  | -- | -- |  |  | 1444.3512 | 0.020161
|  |  |  | -- | -- |  |  | 1444.3767 | 0.020118
|  |  |  | -- | -- |  |  | 1444.4023 | 0.020075
|  |  |  | -- | -- |  |  | 1444.4279 | 0.020033
|  |  |  | -- | -- |  |  | 1444.4534 | 0.019991
|  |  |  | -- | -- |  |  | 1444.4789 | 0.019949
|  |  |  | -- | -- |  |  | 1444.5045 | 0.019908
|  |  |  | -- | -- |  |  | 1444.53 | 0.019867
|  |  |  | -- | -- |  |  | 1444.5557 | 0.019826
|  |  |  | -- | -- |  |  | 1444.5812 | 0.019786
|  |  |  | -- | -- |  |  | 1444.6067 | 0.019746
|  |  |  | -- | -- |  |  | 1444.6323 | 0.019706
|  |  |  | -- | -- |  |  | 1444.6578 | 0.019667
|  |  |  | -- | -- |  |  | 1444.6834 | 0.019628
|  |  |  | -- | -- |  |  | 1444.709 | 0.01959
|  |  |  | -- | -- |  |  | 1444.7345 | 0.019552
|  |  |  | -- | -- |  |  | 1444.7601 | 0.019514
|  |  |  | -- | -- |  |  | 1444.7856 | 0.019477
|  |  |  | -- | -- |  |  | 1444.8113 | 0.019441
|  |  |  | -- | -- |  |  | 1444.8368 | 0.019405
|  |  |  | -- | -- |  |  | 1444.8623 | 0.01937
|  |  |  | -- | -- |  |  | 1444.8879 | 0.019335
|  |  |  | -- | -- |  |  | 1444.9135 | 0.019302
|  |  |  | -- | -- |  |  | 1444.9391 | 0.019268
|  |  |  | -- | -- |  |  | 1444.9646 | 0.019236
|  |  |  | -- | -- |  |  | 1444.9902 | 0.019204
|  |  |  | -- | -- |  |  | 1445.0157 | 0.019173
|  |  |  | -- | -- |  |  | 1445.0414 | 0.019143
|  |  |  | -- | -- |  |  | 1445.0669 | 0.019114
|  |  |  | -- | -- |  |  | 1445.0925 | 0.019085
|  |  |  | -- | -- |  |  | 1445.118 | 0.019058
|  |  |  | -- | -- |  |  | 1445.1437 | 0.019031
|  |  |  | -- | -- |  |  | 1445.1692 | 0.019006
|  |  |  | -- | -- |  |  | 1445.1948 | 0.018981
|  |  |  | -- | -- |  |  | 1445.2203 | 0.018958
|  |  |  | -- | -- |  |  | 1445.246 | 0.018935
|  |  |  | -- | -- |  |  | 1445.2716 | 0.018914
|  |  |  | -- | -- |  |  | 1445.2971 | 0.018894
|  |  |  | -- | -- |  |  | 1445.3228 | 0.018875
|  |  |  | -- | -- |  |  | 1445.3483 | 0.018858
|  |  |  | -- | -- |  |  | 1445.3739 | 0.018841
|  |  |  | -- | -- |  |  | 1445.3995 | 0.018826
|  |  |  | -- | -- |  |  | 1445.425 | 0.018812
|  |  |  | -- | -- |  |  | 1445.4507 | 0.0188
|  |  |  | -- | -- |  |  | 1445.4762 | 0.018789
|  |  |  | -- | -- |  |  | 1445.5018 | 0.018779
|  |  |  | -- | -- |  |  | 1445.5275 | 0.018771
|  |  |  | -- | -- |  |  | 1445.553 | 0.018765
|  |  |  | -- | -- |  |  | 1445.5786 | 0.018759
|  |  |  | -- | -- |  |  | 1445.6042 | 0.018756
|  |  |  | -- | -- |  |  | 1445.6298 | 0.018753
|  |  |  | -- | -- |  |  | 1445.6554 | 0.018753
|  |  |  | -- | -- |  |  | 1445.681 | 0.018753
|  |  |  | -- | -- |  |  | 1445.7065 | 0.018756
|  |  |  | -- | -- |  |  | 1445.7322 | 0.018759
|  |  |  | -- | -- |  |  | 1445.7578 | 0.018765
|  |  |  | -- | -- |  |  | 1445.7834 | 0.018771
|  |  |  | -- | -- |  |  | 1445.809 | 0.01878
|  |  |  | -- | -- |  |  | 1445.8346 | 0.01879
|  |  |  | -- | -- |  |  | 1445.8602 | 0.018801
|  |  |  | -- | -- |  |  | 1445.8857 | 0.018814
|  |  |  | -- | -- |  |  | 1445.9114 | 0.018828
|  |  |  | -- | -- |  |  | 1445.937 | 0.018844
|  |  |  | -- | -- |  |  | 1445.9626 | 0.018861
|  |  |  | -- | -- |  |  | 1445.9882 | 0.01888
|  |  |  | -- | -- |  |  | 1446.0138 | 0.0189
|  |  |  | -- | -- |  |  | 1446.0394 | 0.018921
|  |  |  | -- | -- |  |  | 1446.0651 | 0.018944
|  |  |  | -- | -- |  |  | 1446.0907 | 0.018968
|  |  |  | -- | -- |  |  | 1446.1162 | 0.018993
|  |  |  | -- | -- |  |  | 1446.1418 | 0.01902
|  |  |  | -- | -- |  |  | 1446.1675 | 0.019047
|  |  |  | -- | -- |  |  | 1446.1931 | 0.019076
|  |  |  | -- | -- |  |  | 1446.2188 | 0.019106
|  |  |  | -- | -- |  |  | 1446.2444 | 0.019137
|  |  |  | -- | -- |  |  | 1446.27 | 0.019169
|  |  |  | -- | -- |  |  | 1446.2955 | 0.019202
|  |  |  | -- | -- |  |  | 1446.3212 | 0.019235
|  |  |  | -- | -- |  |  | 1446.3468 | 0.01927
|  |  |  | -- | -- |  |  | 1446.3724 | 0.019305
|  |  |  | -- | -- |  |  | 1446.3981 | 0.019341
|  |  |  | -- | -- |  |  | 1446.4237 | 0.019378
|  |  |  | -- | -- |  |  | 1446.4493 | 0.019415
|  |  |  | -- | -- |  |  | 1446.475 | 0.019453
|  |  |  | -- | -- |  |  | 1446.5006 | 0.019491
|  |  |  | -- | -- |  |  | 1446.5261 | 0.01953
|  |  |  | -- | -- |  |  | 1446.5518 | 0.019569
|  |  |  | -- | -- |  |  | 1446.5774 | 0.019608
|  |  |  | -- | -- |  |  | 1446.603 | 0.019647
|  |  |  | -- | -- |  |  | 1446.6287 | 0.019687
|  |  |  | -- | -- |  |  | 1446.6543 | 0.019726
|  |  |  | -- | -- |  |  | 1446.6799 | 0.019766
|  |  |  | -- | -- |  |  | 1446.7056 | 0.019806
|  |  |  | -- | -- |  |  | 1446.7312 | 0.019845
|  |  |  | -- | -- |  |  | 1446.7568 | 0.019885
|  |  |  | -- | -- |  |  | 1446.7825 | 0.019924
|  |  |  | -- | -- |  |  | 1446.8081 | 0.019962
|  |  |  | -- | -- |  |  | 1446.8337 | 0.020001
|  |  |  | -- | -- |  |  | 1446.8594 | 0.020039
|  |  |  | -- | -- |  |  | 1446.885 | 0.020076
|  |  |  | -- | -- |  |  | 1446.9106 | 0.020113
|  |  |  | -- | -- |  |  | 1446.9363 | 0.020149
|  |  |  | -- | -- |  |  | 1446.9619 | 0.020185
|  |  |  | -- | -- |  |  | 1446.9875 | 0.02022
|  |  |  | -- | -- |  |  | 1447.0133 | 0.020254
|  |  |  | -- | -- |  |  | 1447.0389 | 0.020287
|  |  |  | -- | -- |  |  | 1447.0646 | 0.020319
|  |  |  | -- | -- |  |  | 1447.0902 | 0.020351
|  |  |  | -- | -- |  |  | 1447.1158 | 0.020381
|  |  |  | -- | -- |  |  | 1447.1415 | 0.020411
|  |  |  | -- | -- |  |  | 1447.1671 | 0.020439
|  |  |  | -- | -- |  |  | 1447.1927 | 0.020466
|  |  |  | -- | -- |  |  | 1447.2184 | 0.020492
|  |  |  | -- | -- |  |  | 1447.2441 | 0.020517
|  |  |  | -- | -- |  |  | 1447.2698 | 0.02054
|  |  |  | -- | -- |  |  | 1447.2954 | 0.020563
|  |  |  | -- | -- |  |  | 1447.321 | 0.020584
|  |  |  | -- | -- |  |  | 1447.3467 | 0.020604
|  |  |  | -- | -- |  |  | 1447.3723 | 0.020622
|  |  |  | -- | -- |  |  | 1447.3981 | 0.020639
|  |  |  | -- | -- |  |  | 1447.4237 | 0.020655
|  |  |  | -- | -- |  |  | 1447.4493 | 0.020669
|  |  |  | -- | -- |  |  | 1447.475 | 0.020682
|  |  |  | -- | -- |  |  | 1447.5006 | 0.020693
|  |  |  | -- | -- |  |  | 1447.5264 | 0.020703
|  |  |  | -- | -- |  |  | 1447.552 | 0.020712
|  |  |  | -- | -- |  |  | 1447.5776 | 0.020719
|  |  |  | -- | -- |  |  | 1447.6033 | 0.020725
|  |  |  | -- | -- |  |  | 1447.629 | 0.020729
|  |  |  | -- | -- |  |  | 1447.6547 | 0.020732
|  |  |  | -- | -- |  |  | 1447.6803 | 0.020733
|  |  |  | -- | -- |  |  | 1447.7059 | 0.020733
|  |  |  | -- | -- |  |  | 1447.7317 | 0.020732
|  |  |  | -- | -- |  |  | 1447.7573 | 0.02073
|  |  |  | -- | -- |  |  | 1447.783 | 0.020726
|  |  |  | -- | -- |  |  | 1447.8087 | 0.020721
|  |  |  | -- | -- |  |  | 1447.8344 | 0.020714
|  |  |  | -- | -- |  |  | 1447.86 | 0.020706
|  |  |  | -- | -- |  |  | 1447.8856 | 0.020698
|  |  |  | -- | -- |  |  | 1447.9114 | 0.020688
|  |  |  | -- | -- |  |  | 1447.937 | 0.020677
|  |  |  | -- | -- |  |  | 1447.9626 | 0.020664
|  |  |  | -- | -- |  |  | 1447.9884 | 0.020651
|  |  |  | -- | -- |  |  | 1448.014 | 0.020637
|  |  |  | -- | -- |  |  | 1448.0398 | 0.020622
|  |  |  | -- | -- |  |  | 1448.0654 | 0.020606
|  |  |  | -- | -- |  |  | 1448.0911 | 0.02059
|  |  |  | -- | -- |  |  | 1448.1168 | 0.020573
|  |  |  | -- | -- |  |  | 1448.1425 | 0.020555
|  |  |  | -- | -- |  |  | 1448.1682 | 0.020536
|  |  |  | -- | -- |  |  | 1448.1938 | 0.020517
|  |  |  | -- | -- |  |  | 1448.2195 | 0.020497
|  |  |  | -- | -- |  |  | 1448.2452 | 0.020477
|  |  |  | -- | -- |  |  | 1448.2709 | 0.020457
|  |  |  | -- | -- |  |  | 1448.2966 | 0.020436
|  |  |  | -- | -- |  |  | 1448.3223 | 0.020415
|  |  |  | -- | -- |  |  | 1448.348 | 0.020394
|  |  |  | -- | -- |  |  | 1448.3737 | 0.020373
|  |  |  | -- | -- |  |  | 1448.3994 | 0.020352
|  |  |  | -- | -- |  |  | 1448.425 | 0.020331
|  |  |  | -- | -- |  |  | 1448.4508 | 0.020311
|  |  |  | -- | -- |  |  | 1448.4764 | 0.02029
|  |  |  | -- | -- |  |  | 1448.5022 | 0.02027
|  |  |  | -- | -- |  |  | 1448.5278 | 0.02025
|  |  |  | -- | -- |  |  | 1448.5536 | 0.02023
|  |  |  | -- | -- |  |  | 1448.5792 | 0.020211
|  |  |  | -- | -- |  |  | 1448.605 | 0.020193
|  |  |  | -- | -- |  |  | 1448.6306 | 0.020175
|  |  |  | -- | -- |  |  | 1448.6564 | 0.020157
|  |  |  | -- | -- |  |  | 1448.682 | 0.020141
|  |  |  | -- | -- |  |  | 1448.7078 | 0.020125
|  |  |  | -- | -- |  |  | 1448.7334 | 0.02011
|  |  |  | -- | -- |  |  | 1448.7592 | 0.020095
|  |  |  | -- | -- |  |  | 1448.7849 | 0.020082
|  |  |  | -- | -- |  |  | 1448.8105 | 0.020069
|  |  |  | -- | -- |  |  | 1448.8363 | 0.020057
|  |  |  | -- | -- |  |  | 1448.8619 | 0.020047
|  |  |  | -- | -- |  |  | 1448.8877 | 0.020037
|  |  |  | -- | -- |  |  | 1448.9135 | 0.020028
|  |  |  | -- | -- |  |  | 1448.9391 | 0.020021
|  |  |  | -- | -- |  |  | 1448.9648 | 0.020014
|  |  |  | -- | -- |  |  | 1448.9906 | 0.020008
|  |  |  | -- | -- |  |  | 1449.0162 | 0.020004
|  |  |  | -- | -- |  |  | 1449.042 | 0.02
|  |  |  | -- | -- |  |  | 1449.0676 | 0.019997
|  |  |  | -- | -- |  |  | 1449.0934 | 0.019996
|  |  |  | -- | -- |  |  | 1449.1191 | 0.019995
|  |  |  | -- | -- |  |  | 1449.1449 | 0.019996
|  |  |  | -- | -- |  |  | 1449.1705 | 0.019997
|  |  |  | -- | -- |  |  | 1449.1963 | 0.019999
|  |  |  | -- | -- |  |  | 1449.222 | 0.020002
|  |  |  | -- | -- |  |  | 1449.2477 | 0.020006
|  |  |  | -- | -- |  |  | 1449.2734 | 0.020011
|  |  |  | -- | -- |  |  | 1449.2992 | 0.020017
|  |  |  | -- | -- |  |  | 1449.325 | 0.020023
|  |  |  | -- | -- |  |  | 1449.3506 | 0.02003
|  |  |  | -- | -- |  |  | 1449.3763 | 0.020038
|  |  |  | -- | -- |  |  | 1449.4021 | 0.020046
|  |  |  | -- | -- |  |  | 1449.4279 | 0.020055
|  |  |  | -- | -- |  |  | 1449.4535 | 0.020064
|  |  |  | -- | -- |  |  | 1449.4792 | 0.020074
|  |  |  | -- | -- |  |  | 1449.505 | 0.020083
|  |  |  | -- | -- |  |  | 1449.5308 | 0.020094
|  |  |  | -- | -- |  |  | 1449.5565 | 0.020104
|  |  |  | -- | -- |  |  | 1449.5822 | 0.020115
|  |  |  | -- | -- |  |  | 1449.6079 | 0.020125
|  |  |  | -- | -- |  |  | 1449.6337 | 0.020136
|  |  |  | -- | -- |  |  | 1449.6594 | 0.020146
|  |  |  | -- | -- |  |  | 1449.6852 | 0.020156
|  |  |  | -- | -- |  |  | 1449.7109 | 0.020167
|  |  |  | -- | -- |  |  | 1449.7367 | 0.020176
|  |  |  | -- | -- |  |  | 1449.7623 | 0.020186
|  |  |  | -- | -- |  |  | 1449.7881 | 0.020195
|  |  |  | -- | -- |  |  | 1449.8138 | 0.020204
|  |  |  | -- | -- |  |  | 1449.8396 | 0.020212
|  |  |  | -- | -- |  |  | 1449.8654 | 0.020219
|  |  |  | -- | -- |  |  | 1449.8911 | 0.020226
|  |  |  | -- | -- |  |  | 1449.9169 | 0.020232
|  |  |  | -- | -- |  |  | 1449.9426 | 0.020237
|  |  |  | -- | -- |  |  | 1449.9684 | 0.020242
|  |  |  | -- | -- |  |  | 1449.9941 | 0.020245
|  |  |  | -- | -- |  |  | 1450.0199 | 0.020248
|  |  |  | -- | -- |  |  | 1450.0455 | 0.020249
|  |  |  | -- | -- |  |  | 1450.0713 | 0.02025
|  |  |  | -- | -- |  |  | 1450.097 | 0.02025
|  |  |  | -- | -- |  |  | 1450.1228 | 0.020248
|  |  |  | -- | -- |  |  | 1450.1486 | 0.020246
|  |  |  | -- | -- |  |  | 1450.1743 | 0.020242
|  |  |  | -- | -- |  |  | 1450.2001 | 0.020238
|  |  |  | -- | -- |  |  | 1450.2258 | 0.020232
|  |  |  | -- | -- |  |  | 1450.2516 | 0.020225
|  |  |  | -- | -- |  |  | 1450.2773 | 0.020217
|  |  |  | -- | -- |  |  | 1450.3031 | 0.020207
|  |  |  | -- | -- |  |  | 1450.3289 | 0.020197
|  |  |  | -- | -- |  |  | 1450.3546 | 0.020185
|  |  |  | -- | -- |  |  | 1450.3805 | 0.020172
|  |  |  | -- | -- |  |  | 1450.4062 | 0.020158
|  |  |  | -- | -- |  |  | 1450.432 | 0.020143
|  |  |  | -- | -- |  |  | 1450.4578 | 0.020126
|  |  |  | -- | -- |  |  | 1450.4835 | 0.020109
|  |  |  | -- | -- |  |  | 1450.5093 | 0.02009
|  |  |  | -- | -- |  |  | 1450.535 | 0.020071
|  |  |  | -- | -- |  |  | 1450.5608 | 0.02005
|  |  |  | -- | -- |  |  | 1450.5865 | 0.020028
|  |  |  | -- | -- |  |  | 1450.6123 | 0.020005
|  |  |  | -- | -- |  |  | 1450.6381 | 0.019982
|  |  |  | -- | -- |  |  | 1450.6639 | 0.019957
|  |  |  | -- | -- |  |  | 1450.6897 | 0.019932
|  |  |  | -- | -- |  |  | 1450.7155 | 0.019906
|  |  |  | -- | -- |  |  | 1450.7412 | 0.019878
|  |  |  | -- | -- |  |  | 1450.767 | 0.019851
|  |  |  | -- | -- |  |  | 1450.7927 | 0.019822
|  |  |  | -- | -- |  |  | 1450.8186 | 0.019793
|  |  |  | -- | -- |  |  | 1450.8444 | 0.019763
|  |  |  | -- | -- |  |  | 1450.8701 | 0.019732
|  |  |  | -- | -- |  |  | 1450.8959 | 0.019701
|  |  |  | -- | -- |  |  | 1450.9216 | 0.01967
|  |  |  | -- | -- |  |  | 1450.9475 | 0.019637
|  |  |  | -- | -- |  |  | 1450.9733 | 0.019605
|  |  |  | -- | -- |  |  | 1450.999 | 0.019572
|  |  |  | -- | -- |  |  | 1451.0248 | 0.019539
|  |  |  | -- | -- |  |  | 1451.0505 | 0.019505
|  |  |  | -- | -- |  |  | 1451.0764 | 0.019471
|  |  |  | -- | -- |  |  | 1451.1022 | 0.019437
|  |  |  | -- | -- |  |  | 1451.1279 | 0.019402
|  |  |  | -- | -- |  |  | 1451.1538 | 0.019368
|  |  |  | -- | -- |  |  | 1451.1796 | 0.019333
|  |  |  | -- | -- |  |  | 1451.2053 | 0.019298
|  |  |  | -- | -- |  |  | 1451.2311 | 0.019263
|  |  |  | -- | -- |  |  | 1451.257 | 0.019227
|  |  |  | -- | -- |  |  | 1451.2827 | 0.019192
|  |  |  | -- | -- |  |  | 1451.3085 | 0.019157
|  |  |  | -- | -- |  |  | 1451.3344 | 0.019121
|  |  |  | -- | -- |  |  | 1451.3601 | 0.019086
|  |  |  | -- | -- |  |  | 1451.3859 | 0.01905
|  |  |  | -- | -- |  |  | 1451.4117 | 0.019015
|  |  |  | -- | -- |  |  | 1451.4375 | 0.018979
|  |  |  | -- | -- |  |  | 1451.4633 | 0.018944
|  |  |  | -- | -- |  |  | 1451.4891 | 0.018908
|  |  |  | -- | -- |  |  | 1451.5149 | 0.018873
|  |  |  | -- | -- |  |  | 1451.5408 | 0.018838
|  |  |  | -- | -- |  |  | 1451.5665 | 0.018802
|  |  |  | -- | -- |  |  | 1451.5923 | 0.018767
|  |  |  | -- | -- |  |  | 1451.6182 | 0.018732
|  |  |  | -- | -- |  |  | 1451.6439 | 0.018697
|  |  |  | -- | -- |  |  | 1451.6698 | 0.018662
|  |  |  | -- | -- |  |  | 1451.6956 | 0.018627
|  |  |  | -- | -- |  |  | 1451.7214 | 0.018592
|  |  |  | -- | -- |  |  | 1451.7472 | 0.018557
|  |  |  | -- | -- |  |  | 1451.7729 | 0.018523
|  |  |  | -- | -- |  |  | 1451.7988 | 0.018488
|  |  |  | -- | -- |  |  | 1451.8246 | 0.018453
|  |  |  | -- | -- |  |  | 1451.8505 | 0.018419
|  |  |  | -- | -- |  |  | 1451.8762 | 0.018385
|  |  |  | -- | -- |  |  | 1451.9021 | 0.018351
|  |  |  | -- | -- |  |  | 1451.9279 | 0.018316
|  |  |  | -- | -- |  |  | 1451.9537 | 0.018282
|  |  |  | -- | -- |  |  | 1451.9795 | 0.018249
|  |  |  | -- | -- |  |  | 1452.0054 | 0.018215
|  |  |  | -- | -- |  |  | 1452.0311 | 0.018181
|  |  |  | -- | -- |  |  | 1452.057 | 0.018148
|  |  |  | -- | -- |  |  | 1452.0829 | 0.018115
|  |  |  | -- | -- |  |  | 1452.1086 | 0.018082
|  |  |  | -- | -- |  |  | 1452.1345 | 0.018049
|  |  |  | -- | -- |  |  | 1452.1603 | 0.018017
|  |  |  | -- | -- |  |  | 1452.1862 | 0.017985
|  |  |  | -- | -- |  |  | 1452.2119 | 0.017953
|  |  |  | -- | -- |  |  | 1452.2378 | 0.017921
|  |  |  | -- | -- |  |  | 1452.2637 | 0.01789
|  |  |  | -- | -- |  |  | 1452.2894 | 0.017859
|  |  |  | -- | -- |  |  | 1452.3153 | 0.017829
|  |  |  | -- | -- |  |  | 1452.3411 | 0.017799
|  |  |  | -- | -- |  |  | 1452.3669 | 0.017769
|  |  |  | -- | -- |  |  | 1452.3928 | 0.01774
|  |  |  | -- | -- |  |  | 1452.4186 | 0.017712
|  |  |  | -- | -- |  |  | 1452.4445 | 0.017684
|  |  |  | -- | -- |  |  | 1452.4703 | 0.017657
|  |  |  | -- | -- |  |  | 1452.4961 | 0.017631
|  |  |  | -- | -- |  |  | 1452.522 | 0.017605
|  |  |  | -- | -- |  |  | 1452.5479 | 0.01758
|  |  |  | -- | -- |  |  | 1452.5736 | 0.017556
|  |  |  | -- | -- |  |  | 1452.5995 | 0.017533
|  |  |  | -- | -- |  |  | 1452.6254 | 0.017511
|  |  |  | -- | -- |  |  | 1452.6511 | 0.01749
|  |  |  | -- | -- |  |  | 1452.677 | 0.017469
|  |  |  | -- | -- |  |  | 1452.7029 | 0.01745
|  |  |  | -- | -- |  |  | 1452.7288 | 0.017432
|  |  |  | -- | -- |  |  | 1452.7545 | 0.017416
|  |  |  | -- | -- |  |  | 1452.7804 | 0.0174
|  |  |  | -- | -- |  |  | 1452.8063 | 0.017386
|  |  |  | -- | -- |  |  | 1452.8322 | 0.017373
|  |  |  | -- | -- |  |  | 1452.8579 | 0.017361
|  |  |  | -- | -- |  |  | 1452.8838 | 0.017351
|  |  |  | -- | -- |  |  | 1452.9097 | 0.017342
|  |  |  | -- | -- |  |  | 1452.9355 | 0.017335
|  |  |  | -- | -- |  |  | 1452.9614 | 0.017329
|  |  |  | -- | -- |  |  | 1452.9872 | 0.017325
|  |  |  | -- | -- |  |  | 1453.0131 | 0.017322
|  |  |  | -- | -- |  |  | 1453.0389 | 0.017321
|  |  |  | -- | -- |  |  | 1453.0648 | 0.017322
|  |  |  | -- | -- |  |  | 1453.0907 | 0.017324
|  |  |  | -- | -- |  |  | 1453.1166 | 0.017328
|  |  |  | -- | -- |  |  | 1453.1423 | 0.017334
|  |  |  | -- | -- |  |  | 1453.1682 | 0.017342
|  |  |  | -- | -- |  |  | 1453.1941 | 0.017351
|  |  |  | -- | -- |  |  | 1453.22 | 0.017362
|  |  |  | -- | -- |  |  | 1453.2459 | 0.017375
|  |  |  | -- | -- |  |  | 1453.2717 | 0.017389
|  |  |  | -- | -- |  |  | 1453.2976 | 0.017406
|  |  |  | -- | -- |  |  | 1453.3235 | 0.017424
|  |  |  | -- | -- |  |  | 1453.3494 | 0.017444
|  |  |  | -- | -- |  |  | 1453.3751 | 0.017466
|  |  |  | -- | -- |  |  | 1453.401 | 0.017489
|  |  |  | -- | -- |  |  | 1453.4269 | 0.017515
|  |  |  | -- | -- |  |  | 1453.4528 | 0.017542
|  |  |  | -- | -- |  |  | 1453.4786 | 0.01757
|  |  |  | -- | -- |  |  | 1453.5045 | 0.017601
|  |  |  | -- | -- |  |  | 1453.5304 | 0.017633
|  |  |  | -- | -- |  |  | 1453.5563 | 0.017666
|  |  |  | -- | -- |  |  | 1453.5822 | 0.017701
|  |  |  | -- | -- |  |  | 1453.608 | 0.017738
|  |  |  | -- | -- |  |  | 1453.6339 | 0.017776
|  |  |  | -- | -- |  |  | 1453.6598 | 0.017815
|  |  |  | -- | -- |  |  | 1453.6857 | 0.017856
|  |  |  | -- | -- |  |  | 1453.7115 | 0.017898
|  |  |  | -- | -- |  |  | 1453.7374 | 0.017942
|  |  |  | -- | -- |  |  | 1453.7633 | 0.017986
|  |  |  | -- | -- |  |  | 1453.7892 | 0.018032
|  |  |  | -- | -- |  |  | 1453.8151 | 0.018078
|  |  |  | -- | -- |  |  | 1453.8409 | 0.018126
|  |  |  | -- | -- |  |  | 1453.8668 | 0.018174
|  |  |  | -- | -- |  |  | 1453.8927 | 0.018224
|  |  |  | -- | -- |  |  | 1453.9187 | 0.018274
|  |  |  | -- | -- |  |  | 1453.9446 | 0.018324
|  |  |  | -- | -- |  |  | 1453.9705 | 0.018375
|  |  |  | -- | -- |  |  | 1453.9963 | 0.018427
|  |  |  | -- | -- |  |  | 1454.0222 | 0.018479
|  |  |  | -- | -- |  |  | 1454.0481 | 0.018532
|  |  |  | -- | -- |  |  | 1454.074 | 0.018584
|  |  |  | -- | -- |  |  | 1454.0999 | 0.018637
|  |  |  | -- | -- |  |  | 1454.1257 | 0.01869
|  |  |  | -- | -- |  |  | 1454.1517 | 0.018743
|  |  |  | -- | -- |  |  | 1454.1776 | 0.018796
|  |  |  | -- | -- |  |  | 1454.2035 | 0.018848
|  |  |  | -- | -- |  |  | 1454.2294 | 0.018901
|  |  |  | -- | -- |  |  | 1454.2552 | 0.018953
|  |  |  | -- | -- |  |  | 1454.2812 | 0.019004
|  |  |  | -- | -- |  |  | 1454.3071 | 0.019055
|  |  |  | -- | -- |  |  | 1454.333 | 0.019106
|  |  |  | -- | -- |  |  | 1454.3589 | 0.019155
|  |  |  | -- | -- |  |  | 1454.3848 | 0.019204
|  |  |  | -- | -- |  |  | 1454.4108 | 0.019252
|  |  |  | -- | -- |  |  | 1454.4366 | 0.019299
|  |  |  | -- | -- |  |  | 1454.4625 | 0.019346
|  |  |  | -- | -- |  |  | 1454.4884 | 0.019391
|  |  |  | -- | -- |  |  | 1454.5144 | 0.019435
|  |  |  | -- | -- |  |  | 1454.5403 | 0.019478
|  |  |  | -- | -- |  |  | 1454.5662 | 0.019519
|  |  |  | -- | -- |  |  | 1454.592 | 0.01956
|  |  |  | -- | -- |  |  | 1454.618 | 0.019599
|  |  |  | -- | -- |  |  | 1454.6439 | 0.019636
|  |  |  | -- | -- |  |  | 1454.6698 | 0.019672
|  |  |  | -- | -- |  |  | 1454.6958 | 0.019707
|  |  |  | -- | -- |  |  | 1454.7217 | 0.01974
|  |  |  | -- | -- |  |  | 1454.7476 | 0.019771
|  |  |  | -- | -- |  |  | 1454.7736 | 0.019801
|  |  |  | -- | -- |  |  | 1454.7994 | 0.01983
|  |  |  | -- | -- |  |  | 1454.8253 | 0.019856
|  |  |  | -- | -- |  |  | 1454.8513 | 0.019881
|  |  |  | -- | -- |  |  | 1454.8772 | 0.019904
|  |  |  | -- | -- |  |  | 1454.9031 | 0.019926
|  |  |  | -- | -- |  |  | 1454.9291 | 0.019946
|  |  |  | -- | -- |  |  | 1454.955 | 0.019964
|  |  |  | -- | -- |  |  | 1454.9808 | 0.01998
|  |  |  | -- | -- |  |  | 1455.0068 | 0.019995
|  |  |  | -- | -- |  |  | 1455.0327 | 0.020008
|  |  |  | -- | -- |  |  | 1455.0587 | 0.020019
|  |  |  | -- | -- |  |  | 1455.0846 | 0.020028
|  |  |  | -- | -- |  |  | 1455.1106 | 0.020036
|  |  |  | -- | -- |  |  | 1455.1365 | 0.020042
|  |  |  | -- | -- |  |  | 1455.1624 | 0.020046
|  |  |  | -- | -- |  |  | 1455.1884 | 0.020049
|  |  |  | -- | -- |  |  | 1455.2142 | 0.02005
|  |  |  | -- | -- |  |  | 1455.2402 | 0.02005
|  |  |  | -- | -- |  |  | 1455.2661 | 0.020048
|  |  |  | -- | -- |  |  | 1455.2921 | 0.020044
|  |  |  | -- | -- |  |  | 1455.318 | 0.020039
|  |  |  | -- | -- |  |  | 1455.344 | 0.020033
|  |  |  | -- | -- |  |  | 1455.3699 | 0.020025
|  |  |  | -- | -- |  |  | 1455.3959 | 0.020016
|  |  |  | -- | -- |  |  | 1455.4218 | 0.020006
|  |  |  | -- | -- |  |  | 1455.4478 | 0.019994
|  |  |  | -- | -- |  |  | 1455.4736 | 0.019981
|  |  |  | -- | -- |  |  | 1455.4996 | 0.019967
|  |  |  | -- | -- |  |  | 1455.5255 | 0.019952
|  |  |  | -- | -- |  |  | 1455.5515 | 0.019935
|  |  |  | -- | -- |  |  | 1455.5775 | 0.019918
|  |  |  | -- | -- |  |  | 1455.6034 | 0.0199
|  |  |  | -- | -- |  |  | 1455.6294 | 0.01988
|  |  |  | -- | -- |  |  | 1455.6553 | 0.01986
|  |  |  | -- | -- |  |  | 1455.6813 | 0.01984
|  |  |  | -- | -- |  |  | 1455.7072 | 0.019818
|  |  |  | -- | -- |  |  | 1455.7332 | 0.019796
|  |  |  | -- | -- |  |  | 1455.7592 | 0.019773
|  |  |  | -- | -- |  |  | 1455.785 | 0.019749
|  |  |  | -- | -- |  |  | 1455.811 | 0.019725
|  |  |  | -- | -- |  |  | 1455.837 | 0.019701
|  |  |  | -- | -- |  |  | 1455.8629 | 0.019676
|  |  |  | -- | -- |  |  | 1455.8889 | 0.01965
|  |  |  | -- | -- |  |  | 1455.9149 | 0.019625
|  |  |  | -- | -- |  |  | 1455.9408 | 0.019599
|  |  |  | -- | -- |  |  | 1455.9668 | 0.019573
|  |  |  | -- | -- |  |  | 1455.9928 | 0.019546
|  |  |  | -- | -- |  |  | 1456.0187 | 0.019519
|  |  |  | -- | -- |  |  | 1456.0447 | 0.019493
|  |  |  | -- | -- |  |  | 1456.0707 | 0.019466
|  |  |  | -- | -- |  |  | 1456.0966 | 0.019439
|  |  |  | -- | -- |  |  | 1456.1226 | 0.019412
|  |  |  | -- | -- |  |  | 1456.1486 | 0.019385
|  |  |  | -- | -- |  |  | 1456.1746 | 0.019359
|  |  |  | -- | -- |  |  | 1456.2004 | 0.019332
|  |  |  | -- | -- |  |  | 1456.2264 | 0.019306
|  |  |  | -- | -- |  |  | 1456.2524 | 0.019279
|  |  |  | -- | -- |  |  | 1456.2784 | 0.019253
|  |  |  | -- | -- |  |  | 1456.3043 | 0.019227
|  |  |  | -- | -- |  |  | 1456.3303 | 0.019201
|  |  |  | -- | -- |  |  | 1456.3563 | 0.019175
|  |  |  | -- | -- |  |  | 1456.3823 | 0.01915
|  |  |  | -- | -- |  |  | 1456.4083 | 0.019125
|  |  |  | -- | -- |  |  | 1456.4342 | 0.0191
|  |  |  | -- | -- |  |  | 1456.4602 | 0.019076
|  |  |  | -- | -- |  |  | 1456.4862 | 0.019052
|  |  |  | -- | -- |  |  | 1456.5122 | 0.019028
|  |  |  | -- | -- |  |  | 1456.5382 | 0.019004
|  |  |  | -- | -- |  |  | 1456.5642 | 0.018981
|  |  |  | -- | -- |  |  | 1456.5902 | 0.018958
|  |  |  | -- | -- |  |  | 1456.6161 | 0.018936
|  |  |  | -- | -- |  |  | 1456.6421 | 0.018913
|  |  |  | -- | -- |  |  | 1456.6681 | 0.018892
|  |  |  | -- | -- |  |  | 1456.6941 | 0.01887
|  |  |  | -- | -- |  |  | 1456.7201 | 0.018849
|  |  |  | -- | -- |  |  | 1456.7461 | 0.018828
|  |  |  | -- | -- |  |  | 1456.7721 | 0.018807
|  |  |  | -- | -- |  |  | 1456.7981 | 0.018787
|  |  |  | -- | -- |  |  | 1456.8241 | 0.018767
|  |  |  | -- | -- |  |  | 1456.8501 | 0.018748
|  |  |  | -- | -- |  |  | 1456.8761 | 0.018728
|  |  |  | -- | -- |  |  | 1456.902 | 0.018709
|  |  |  | -- | -- |  |  | 1456.928 | 0.018691
|  |  |  | -- | -- |  |  | 1456.954 | 0.018672
|  |  |  | -- | -- |  |  | 1456.98 | 0.018654
|  |  |  | -- | -- |  |  | 1457.006 | 0.018636
|  |  |  | -- | -- |  |  | 1457.032 | 0.018619
|  |  |  | -- | -- |  |  | 1457.058 | 0.018601
|  |  |  | -- | -- |  |  | 1457.084 | 0.018584
|  |  |  | -- | -- |  |  | 1457.11 | 0.018567
|  |  |  | -- | -- |  |  | 1457.136 | 0.018551
|  |  |  | -- | -- |  |  | 1457.162 | 0.018534
|  |  |  | -- | -- |  |  | 1457.188 | 0.018518
|  |  |  | -- | -- |  |  | 1457.214 | 0.018502
|  |  |  | -- | -- |  |  | 1457.2401 | 0.018487
|  |  |  | -- | -- |  |  | 1457.2661 | 0.018471
|  |  |  | -- | -- |  |  | 1457.2921 | 0.018456
|  |  |  | -- | -- |  |  | 1457.3181 | 0.018441
|  |  |  | -- | -- |  |  | 1457.3441 | 0.018426
|  |  |  | -- | -- |  |  | 1457.3701 | 0.018411
|  |  |  | -- | -- |  |  | 1457.3961 | 0.018397
|  |  |  | -- | -- |  |  | 1457.4221 | 0.018383
|  |  |  | -- | -- |  |  | 1457.4481 | 0.018369
|  |  |  | -- | -- |  |  | 1457.4741 | 0.018355
|  |  |  | -- | -- |  |  | 1457.5001 | 0.018341
|  |  |  | -- | -- |  |  | 1457.5262 | 0.018328
|  |  |  | -- | -- |  |  | 1457.5522 | 0.018315
|  |  |  | -- | -- |  |  | 1457.5782 | 0.018302
|  |  |  | -- | -- |  |  | 1457.6042 | 0.018289
|  |  |  | -- | -- |  |  | 1457.6302 | 0.018277
|  |  |  | -- | -- |  |  | 1457.6562 | 0.018265
|  |  |  | -- | -- |  |  | 1457.6824 | 0.018253
|  |  |  | -- | -- |  |  | 1457.7084 | 0.018241
|  |  |  | -- | -- |  |  | 1457.7344 | 0.018229
|  |  |  | -- | -- |  |  | 1457.7604 | 0.018218
|  |  |  | -- | -- |  |  | 1457.7864 | 0.018207
|  |  |  | -- | -- |  |  | 1457.8125 | 0.018197
|  |  |  | -- | -- |  |  | 1457.8385 | 0.018186
|  |  |  | -- | -- |  |  | 1457.8645 | 0.018176
|  |  |  | -- | -- |  |  | 1457.8905 | 0.018166
|  |  |  | -- | -- |  |  | 1457.9166 | 0.018157
|  |  |  | -- | -- |  |  | 1457.9426 | 0.018148
|  |  |  | -- | -- |  |  | 1457.9686 | 0.018139
|  |  |  | -- | -- |  |  | 1457.9946 | 0.01813
|  |  |  | -- | -- |  |  | 1458.0208 | 0.018122
|  |  |  | -- | -- |  |  | 1458.0468 | 0.018114
|  |  |  | -- | -- |  |  | 1458.0728 | 0.018107
|  |  |  | -- | -- |  |  | 1458.0989 | 0.018099
|  |  |  | -- | -- |  |  | 1458.1249 | 0.018093
|  |  |  | -- | -- |  |  | 1458.1509 | 0.018086
|  |  |  | -- | -- |  |  | 1458.1769 | 0.01808
|  |  |  | -- | -- |  |  | 1458.203 | 0.018074
|  |  |  | -- | -- |  |  | 1458.229 | 0.018069
|  |  |  | -- | -- |  |  | 1458.2551 | 0.018064
|  |  |  | -- | -- |  |  | 1458.2811 | 0.018059
|  |  |  | -- | -- |  |  | 1458.3071 | 0.018055
|  |  |  | -- | -- |  |  | 1458.3333 | 0.018051
|  |  |  | -- | -- |  |  | 1458.3593 | 0.018047
|  |  |  | -- | -- |  |  | 1458.3853 | 0.018044
|  |  |  | -- | -- |  |  | 1458.4114 | 0.018041
|  |  |  | -- | -- |  |  | 1458.4374 | 0.018038
|  |  |  | -- | -- |  |  | 1458.4635 | 0.018036
|  |  |  | -- | -- |  |  | 1458.4895 | 0.018034
|  |  |  | -- | -- |  |  | 1458.5155 | 0.018033
|  |  |  | -- | -- |  |  | 1458.5416 | 0.018031
|  |  |  | -- | -- |  |  | 1458.5676 | 0.01803
|  |  |  | -- | -- |  |  | 1458.5938 | 0.01803
|  |  |  | -- | -- |  |  | 1458.6198 | 0.018029
|  |  |  | -- | -- |  |  | 1458.6459 | 0.018029
|  |  |  | -- | -- |  |  | 1458.6719 | 0.01803
|  |  |  | -- | -- |  |  | 1458.698 | 0.01803
|  |  |  | -- | -- |  |  | 1458.724 | 0.018031
|  |  |  | -- | -- |  |  | 1458.7501 | 0.018032
|  |  |  | -- | -- |  |  | 1458.7761 | 0.018033
|  |  |  | -- | -- |  |  | 1458.8022 | 0.018035
|  |  |  | -- | -- |  |  | 1458.8282 | 0.018036
|  |  |  | -- | -- |  |  | 1458.8544 | 0.018038
|  |  |  | -- | -- |  |  | 1458.8804 | 0.01804
|  |  |  | -- | -- |  |  | 1458.9065 | 0.018042
|  |  |  | -- | -- |  |  | 1458.9325 | 0.018045
|  |  |  | -- | -- |  |  | 1458.9586 | 0.018047
|  |  |  | -- | -- |  |  | 1458.9846 | 0.01805
|  |  |  | -- | -- |  |  | 1459.0107 | 0.018053
|  |  |  | -- | -- |  |  | 1459.0369 | 0.018056
|  |  |  | -- | -- |  |  | 1459.0629 | 0.018059
|  |  |  | -- | -- |  |  | 1459.089 | 0.018063
|  |  |  | -- | -- |  |  | 1459.115 | 0.018066
|  |  |  | -- | -- |  |  | 1459.1411 | 0.018069
|  |  |  | -- | -- |  |  | 1459.1672 | 0.018073
|  |  |  | -- | -- |  |  | 1459.1932 | 0.018077
|  |  |  | -- | -- |  |  | 1459.2194 | 0.01808
|  |  |  | -- | -- |  |  | 1459.2454 | 0.018084
|  |  |  | -- | -- |  |  | 1459.2715 | 0.018088
|  |  |  | -- | -- |  |  | 1459.2976 | 0.018092
|  |  |  | -- | -- |  |  | 1459.3236 | 0.018095
|  |  |  | -- | -- |  |  | 1459.3497 | 0.018099
|  |  |  | -- | -- |  |  | 1459.3759 | 0.018103
|  |  |  | -- | -- |  |  | 1459.4019 | 0.018107
|  |  |  | -- | -- |  |  | 1459.428 | 0.018111
|  |  |  | -- | -- |  |  | 1459.4541 | 0.018115
|  |  |  | -- | -- |  |  | 1459.4802 | 0.018119
|  |  |  | -- | -- |  |  | 1459.5062 | 0.018124
|  |  |  | -- | -- |  |  | 1459.5323 | 0.018128
|  |  |  | -- | -- |  |  | 1459.5585 | 0.018132
|  |  |  | -- | -- |  |  | 1459.5845 | 0.018136
|  |  |  | -- | -- |  |  | 1459.6106 | 0.01814
|  |  |  | -- | -- |  |  | 1459.6367 | 0.018144
|  |  |  | -- | -- |  |  | 1459.6628 | 0.018148
|  |  |  | -- | -- |  |  | 1459.6888 | 0.018152
|  |  |  | -- | -- |  |  | 1459.715 | 0.018156
|  |  |  | -- | -- |  |  | 1459.7411 | 0.018161
|  |  |  | -- | -- |  |  | 1459.7672 | 0.018165
|  |  |  | -- | -- |  |  | 1459.7933 | 0.018169
|  |  |  | -- | -- |  |  | 1459.8193 | 0.018173
|  |  |  | -- | -- |  |  | 1459.8455 | 0.018177
|  |  |  | -- | -- |  |  | 1459.8716 | 0.018182
|  |  |  | -- | -- |  |  | 1459.8977 | 0.018186
|  |  |  | -- | -- |  |  | 1459.9238 | 0.01819
|  |  |  | -- | -- |  |  | 1459.95 | 0.018194
|  |  |  | -- | -- |  |  | 1459.976 | 0.018198
|  |  |  | -- | -- |  |  | 1460.0021 | 0.018203
|  |  |  | -- | -- |  |  | 1460.0282 | 0.018207
|  |  |  | -- | -- |  |  | 1460.0543 | 0.018211
|  |  |  | -- | -- |  |  | 1460.0804 | 0.018216
|  |  |  | -- | -- |  |  | 1460.1066 | 0.01822
|  |  |  | -- | -- |  |  | 1460.1327 | 0.018225
|  |  |  | -- | -- |  |  | 1460.1588 | 0.018229
|  |  |  | -- | -- |  |  | 1460.1848 | 0.018234
|  |  |  | -- | -- |  |  | 1460.2109 | 0.018238
|  |  |  | -- | -- |  |  | 1460.2371 | 0.018243
|  |  |  | -- | -- |  |  | 1460.2632 | 0.018248
|  |  |  | -- | -- |  |  | 1460.2893 | 0.018253
|  |  |  | -- | -- |  |  | 1460.3154 | 0.018257
|  |  |  | -- | -- |  |  | 1460.3416 | 0.018262
|  |  |  | -- | -- |  |  | 1460.3677 | 0.018267
|  |  |  | -- | -- |  |  | 1460.3938 | 0.018273
|  |  |  | -- | -- |  |  | 1460.4199 | 0.018278
|  |  |  | -- | -- |  |  | 1460.446 | 0.018283
|  |  |  | -- | -- |  |  | 1460.4722 | 0.018289
|  |  |  | -- | -- |  |  | 1460.4983 | 0.018295
|  |  |  | -- | -- |  |  | 1460.5244 | 0.018301
|  |  |  | -- | -- |  |  | 1460.5505 | 0.018307
|  |  |  | -- | -- |  |  | 1460.5767 | 0.018313
|  |  |  | -- | -- |  |  | 1460.6028 | 0.01832
|  |  |  | -- | -- |  |  | 1460.6289 | 0.018326
|  |  |  | -- | -- |  |  | 1460.655 | 0.018333
|  |  |  | -- | -- |  |  | 1460.6812 | 0.01834
|  |  |  | -- | -- |  |  | 1460.7073 | 0.018348
|  |  |  | -- | -- |  |  | 1460.7334 | 0.018356
|  |  |  | -- | -- |  |  | 1460.7596 | 0.018364
|  |  |  | -- | -- |  |  | 1460.7858 | 0.018372
|  |  |  | -- | -- |  |  | 1460.8119 | 0.018381
|  |  |  | -- | -- |  |  | 1460.838 | 0.018391
|  |  |  | -- | -- |  |  | 1460.8641 | 0.0184
|  |  |  | -- | -- |  |  | 1460.8903 | 0.01841
|  |  |  | -- | -- |  |  | 1460.9164 | 0.018421
|  |  |  | -- | -- |  |  | 1460.9425 | 0.018432
|  |  |  | -- | -- |  |  | 1460.9686 | 0.018443
|  |  |  | -- | -- |  |  | 1460.9949 | 0.018455
|  |  |  | -- | -- |  |  | 1461.021 | 0.018468
|  |  |  | -- | -- |  |  | 1461.0471 | 0.018481
|  |  |  | -- | -- |  |  | 1461.0732 | 0.018495
|  |  |  | -- | -- |  |  | 1461.0994 | 0.018509
|  |  |  | -- | -- |  |  | 1461.1255 | 0.018524
|  |  |  | -- | -- |  |  | 1461.1517 | 0.018539
|  |  |  | -- | -- |  |  | 1461.1779 | 0.018556
|  |  |  | -- | -- |  |  | 1461.204 | 0.018573
|  |  |  | -- | -- |  |  | 1461.2301 | 0.01859
|  |  |  | -- | -- |  |  | 1461.2563 | 0.018609
|  |  |  | -- | -- |  |  | 1461.2825 | 0.018628
|  |  |  | -- | -- |  |  | 1461.3086 | 0.018648
|  |  |  | -- | -- |  |  | 1461.3347 | 0.018668
|  |  |  | -- | -- |  |  | 1461.361 | 0.018689
|  |  |  | -- | -- |  |  | 1461.3871 | 0.018711
|  |  |  | -- | -- |  |  | 1461.4132 | 0.018734
|  |  |  | -- | -- |  |  | 1461.4393 | 0.018758
|  |  |  | -- | -- |  |  | 1461.4656 | 0.018782
|  |  |  | -- | -- |  |  | 1461.4917 | 0.018807
|  |  |  | -- | -- |  |  | 1461.5178 | 0.018833
|  |  |  | -- | -- |  |  | 1461.5441 | 0.01886
|  |  |  | -- | -- |  |  | 1461.5702 | 0.018887
|  |  |  | -- | -- |  |  | 1461.5963 | 0.018916
|  |  |  | -- | -- |  |  | 1461.6226 | 0.018944
|  |  |  | -- | -- |  |  | 1461.6487 | 0.018974
|  |  |  | -- | -- |  |  | 1461.6748 | 0.019004
|  |  |  | -- | -- |  |  | 1461.7011 | 0.019035
|  |  |  | -- | -- |  |  | 1461.7272 | 0.019066
|  |  |  | -- | -- |  |  | 1461.7533 | 0.019098
|  |  |  | -- | -- |  |  | 1461.7795 | 0.019131
|  |  |  | -- | -- |  |  | 1461.8057 | 0.019164
|  |  |  | -- | -- |  |  | 1461.8319 | 0.019197
|  |  |  | -- | -- |  |  | 1461.858 | 0.019231
|  |  |  | -- | -- |  |  | 1461.8842 | 0.019266
|  |  |  | -- | -- |  |  | 1461.9104 | 0.0193
|  |  |  | -- | -- |  |  | 1461.9365 | 0.019335
|  |  |  | -- | -- |  |  | 1461.9628 | 0.01937
|  |  |  | -- | -- |  |  | 1461.9889 | 0.019405
|  |  |  | -- | -- |  |  | 1462.0151 | 0.019441
|  |  |  | -- | -- |  |  | 1462.0413 | 0.019476
|  |  |  | -- | -- |  |  | 1462.0674 | 0.019512
|  |  |  | -- | -- |  |  | 1462.0936 | 0.019547
|  |  |  | -- | -- |  |  | 1462.1198 | 0.019582
|  |  |  | -- | -- |  |  | 1462.146 | 0.019617
|  |  |  | -- | -- |  |  | 1462.1721 | 0.019652
|  |  |  | -- | -- |  |  | 1462.1984 | 0.019686
|  |  |  | -- | -- |  |  | 1462.2245 | 0.01972
|  |  |  | -- | -- |  |  | 1462.2507 | 0.019753
|  |  |  | -- | -- |  |  | 1462.2769 | 0.019786
|  |  |  | -- | -- |  |  | 1462.3031 | 0.019819
|  |  |  | -- | -- |  |  | 1462.3293 | 0.01985
|  |  |  | -- | -- |  |  | 1462.3555 | 0.019881
|  |  |  | -- | -- |  |  | 1462.3817 | 0.019911
|  |  |  | -- | -- |  |  | 1462.4078 | 0.019941
|  |  |  | -- | -- |  |  | 1462.4341 | 0.019969
|  |  |  | -- | -- |  |  | 1462.4602 | 0.019996
|  |  |  | -- | -- |  |  | 1462.4865 | 0.020023
|  |  |  | -- | -- |  |  | 1462.5127 | 0.020048
|  |  |  | -- | -- |  |  | 1462.5388 | 0.020072
|  |  |  | -- | -- |  |  | 1462.5651 | 0.020095
|  |  |  | -- | -- |  |  | 1462.5912 | 0.020117
|  |  |  | -- | -- |  |  | 1462.6174 | 0.020137
|  |  |  | -- | -- |  |  | 1462.6437 | 0.020157
|  |  |  | -- | -- |  |  | 1462.6698 | 0.020175
|  |  |  | -- | -- |  |  | 1462.696 | 0.020191
|  |  |  | -- | -- |  |  | 1462.7223 | 0.020206
|  |  |  | -- | -- |  |  | 1462.7484 | 0.02022
|  |  |  | -- | -- |  |  | 1462.7747 | 0.020232
|  |  |  | -- | -- |  |  | 1462.8009 | 0.020243
|  |  |  | -- | -- |  |  | 1462.827 | 0.020253
|  |  |  | -- | -- |  |  | 1462.8533 | 0.020261
|  |  |  | -- | -- |  |  | 1462.8795 | 0.020267
|  |  |  | -- | -- |  |  | 1462.9056 | 0.020273
|  |  |  | -- | -- |  |  | 1462.9319 | 0.020276
|  |  |  | -- | -- |  |  | 1462.9581 | 0.020279
|  |  |  | -- | -- |  |  | 1462.9844 | 0.02028
|  |  |  | -- | -- |  |  | 1463.0105 | 0.02028
|  |  |  | -- | -- |  |  | 1463.0367 | 0.020278
|  |  |  | -- | -- |  |  | 1463.063 | 0.020275
|  |  |  | -- | -- |  |  | 1463.0892 | 0.020271
|  |  |  | -- | -- |  |  | 1463.1154 | 0.020265
|  |  |  | -- | -- |  |  | 1463.1416 | 0.020259
|  |  |  | -- | -- |  |  | 1463.1678 | 0.020251
|  |  |  | -- | -- |  |  | 1463.1941 | 0.020242
|  |  |  | -- | -- |  |  | 1463.2203 | 0.020233
|  |  |  | -- | -- |  |  | 1463.2465 | 0.020222
|  |  |  | -- | -- |  |  | 1463.2727 | 0.020211
|  |  |  | -- | -- |  |  | 1463.299 | 0.020198
|  |  |  | -- | -- |  |  | 1463.3252 | 0.020185
|  |  |  | -- | -- |  |  | 1463.3514 | 0.020172
|  |  |  | -- | -- |  |  | 1463.3777 | 0.020157
|  |  |  | -- | -- |  |  | 1463.4038 | 0.020142
|  |  |  | -- | -- |  |  | 1463.4301 | 0.020127
|  |  |  | -- | -- |  |  | 1463.4563 | 0.020111
|  |  |  | -- | -- |  |  | 1463.4825 | 0.020095
|  |  |  | -- | -- |  |  | 1463.5088 | 0.020079
|  |  |  | -- | -- |  |  | 1463.535 | 0.020063
|  |  |  | -- | -- |  |  | 1463.5613 | 0.020047
|  |  |  | -- | -- |  |  | 1463.5875 | 0.02003
|  |  |  | -- | -- |  |  | 1463.6138 | 0.020014
|  |  |  | -- | -- |  |  | 1463.6399 | 0.019998
|  |  |  | -- | -- |  |  | 1463.6661 | 0.019982
|  |  |  | -- | -- |  |  | 1463.6924 | 0.019967
|  |  |  | -- | -- |  |  | 1463.7186 | 0.019951
|  |  |  | -- | -- |  |  | 1463.7449 | 0.019937
|  |  |  | -- | -- |  |  | 1463.7711 | 0.019923
|  |  |  | -- | -- |  |  | 1463.7974 | 0.019909
|  |  |  | -- | -- |  |  | 1463.8236 | 0.019896
|  |  |  | -- | -- |  |  | 1463.8499 | 0.019884
|  |  |  | -- | -- |  |  | 1463.8761 | 0.019873
|  |  |  | -- | -- |  |  | 1463.9023 | 0.019862
|  |  |  | -- | -- |  |  | 1463.9286 | 0.019852
|  |  |  | -- | -- |  |  | 1463.9548 | 0.019844
|  |  |  | -- | -- |  |  | 1463.9811 | 0.019836
|  |  |  | -- | -- |  |  | 1464.0073 | 0.019829
|  |  |  | -- | -- |  |  | 1464.0336 | 0.019823
|  |  |  | -- | -- |  |  | 1464.0598 | 0.019819
|  |  |  | -- | -- |  |  | 1464.0861 | 0.019815
|  |  |  | -- | -- |  |  | 1464.1123 | 0.019812
|  |  |  | -- | -- |  |  | 1464.1387 | 0.019811
|  |  |  | -- | -- |  |  | 1464.1649 | 0.019811
|  |  |  | -- | -- |  |  | 1464.1912 | 0.019812
|  |  |  | -- | -- |  |  | 1464.2174 | 0.019814
|  |  |  | -- | -- |  |  | 1464.2437 | 0.019817
|  |  |  | -- | -- |  |  | 1464.2699 | 0.019821
|  |  |  | -- | -- |  |  | 1464.2961 | 0.019826
|  |  |  | -- | -- |  |  | 1464.3224 | 0.019833
|  |  |  | -- | -- |  |  | 1464.3486 | 0.019841
|  |  |  | -- | -- |  |  | 1464.375 | 0.019849
|  |  |  | -- | -- |  |  | 1464.4012 | 0.019859
|  |  |  | -- | -- |  |  | 1464.4275 | 0.01987
|  |  |  | -- | -- |  |  | 1464.4537 | 0.019882
|  |  |  | -- | -- |  |  | 1464.48 | 0.019894
|  |  |  | -- | -- |  |  | 1464.5062 | 0.019908
|  |  |  | -- | -- |  |  | 1464.5326 | 0.019922
|  |  |  | -- | -- |  |  | 1464.5588 | 0.019938
|  |  |  | -- | -- |  |  | 1464.5851 | 0.019954
|  |  |  | -- | -- |  |  | 1464.6113 | 0.019971
|  |  |  | -- | -- |  |  | 1464.6376 | 0.019988
|  |  |  | -- | -- |  |  | 1464.6639 | 0.020006
|  |  |  | -- | -- |  |  | 1464.6902 | 0.020025
|  |  |  | -- | -- |  |  | 1464.7164 | 0.020044
|  |  |  | -- | -- |  |  | 1464.7427 | 0.020064
|  |  |  | -- | -- |  |  | 1464.769 | 0.020084
|  |  |  | -- | -- |  |  | 1464.7953 | 0.020104
|  |  |  | -- | -- |  |  | 1464.8215 | 0.020125
|  |  |  | -- | -- |  |  | 1464.8478 | 0.020146
|  |  |  | -- | -- |  |  | 1464.8741 | 0.020167
|  |  |  | -- | -- |  |  | 1464.9004 | 0.020188
|  |  |  | -- | -- |  |  | 1464.9266 | 0.020209
|  |  |  | -- | -- |  |  | 1464.953 | 0.02023
|  |  |  | -- | -- |  |  | 1464.9792 | 0.020251
|  |  |  | -- | -- |  |  | 1465.0055 | 0.020272
|  |  |  | -- | -- |  |  | 1465.0319 | 0.020292
|  |  |  | -- | -- |  |  | 1465.0581 | 0.020313
|  |  |  | -- | -- |  |  | 1465.0844 | 0.020333
|  |  |  | -- | -- |  |  | 1465.1107 | 0.020352
|  |  |  | -- | -- |  |  | 1465.137 | 0.020371
|  |  |  | -- | -- |  |  | 1465.1632 | 0.02039
|  |  |  | -- | -- |  |  | 1465.1896 | 0.020408
|  |  |  | -- | -- |  |  | 1465.2158 | 0.020426
|  |  |  | -- | -- |  |  | 1465.2422 | 0.020443
|  |  |  | -- | -- |  |  | 1465.2684 | 0.020459
|  |  |  | -- | -- |  |  | 1465.2947 | 0.020475
|  |  |  | -- | -- |  |  | 1465.321 | 0.020489
|  |  |  | -- | -- |  |  | 1465.3473 | 0.020504
|  |  |  | -- | -- |  |  | 1465.3737 | 0.020517
|  |  |  | -- | -- |  |  | 1465.3999 | 0.020529
|  |  |  | -- | -- |  |  | 1465.4263 | 0.020541
|  |  |  | -- | -- |  |  | 1465.4525 | 0.020552
|  |  |  | -- | -- |  |  | 1465.4789 | 0.020562
|  |  |  | -- | -- |  |  | 1465.5051 | 0.020571
|  |  |  | -- | -- |  |  | 1465.5314 | 0.020579
|  |  |  | -- | -- |  |  | 1465.5577 | 0.020586
|  |  |  | -- | -- |  |  | 1465.584 | 0.020593
|  |  |  | -- | -- |  |  | 1465.6104 | 0.020598
|  |  |  | -- | -- |  |  | 1465.6367 | 0.020603
|  |  |  | -- | -- |  |  | 1465.663 | 0.020606
|  |  |  | -- | -- |  |  | 1465.6893 | 0.020609
|  |  |  | -- | -- |  |  | 1465.7156 | 0.020611
|  |  |  | -- | -- |  |  | 1465.7419 | 0.020612
|  |  |  | -- | -- |  |  | 1465.7682 | 0.020612
|  |  |  | -- | -- |  |  | 1465.7946 | 0.020611
|  |  |  | -- | -- |  |  | 1465.8208 | 0.02061
|  |  |  | -- | -- |  |  | 1465.8472 | 0.020607
|  |  |  | -- | -- |  |  | 1465.8734 | 0.020604
|  |  |  | -- | -- |  |  | 1465.8998 | 0.0206
|  |  |  | -- | -- |  |  | 1465.9261 | 0.020595
|  |  |  | -- | -- |  |  | 1465.9524 | 0.02059
|  |  |  | -- | -- |  |  | 1465.9788 | 0.020584
|  |  |  | -- | -- |  |  | 1466.0051 | 0.020577
|  |  |  | -- | -- |  |  | 1466.0314 | 0.02057
|  |  |  | -- | -- |  |  | 1466.0577 | 0.020562
|  |  |  | -- | -- |  |  | 1466.084 | 0.020554
|  |  |  | -- | -- |  |  | 1466.1104 | 0.020545
|  |  |  | -- | -- |  |  | 1466.1367 | 0.020536
|  |  |  | -- | -- |  |  | 1466.163 | 0.020526
|  |  |  | -- | -- |  |  | 1466.1893 | 0.020516
|  |  |  | -- | -- |  |  | 1466.2157 | 0.020506
|  |  |  | -- | -- |  |  | 1466.2419 | 0.020495
|  |  |  | -- | -- |  |  | 1466.2683 | 0.020484
|  |  |  | -- | -- |  |  | 1466.2947 | 0.020472
|  |  |  | -- | -- |  |  | 1466.321 | 0.020461
|  |  |  | -- | -- |  |  | 1466.3473 | 0.020449
|  |  |  | -- | -- |  |  | 1466.3737 | 0.020438
|  |  |  | -- | -- |  |  | 1466.4 | 0.020426
|  |  |  | -- | -- |  |  | 1466.4264 | 0.020414
|  |  |  | -- | -- |  |  | 1466.4526 | 0.020402
|  |  |  | -- | -- |  |  | 1466.479 | 0.02039
|  |  |  | -- | -- |  |  | 1466.5054 | 0.020378
|  |  |  | -- | -- |  |  | 1466.5317 | 0.020366
|  |  |  | -- | -- |  |  | 1466.558 | 0.020354
|  |  |  | -- | -- |  |  | 1466.5844 | 0.020343
|  |  |  | -- | -- |  |  | 1466.6107 | 0.020331
|  |  |  | -- | -- |  |  | 1466.6371 | 0.02032
|  |  |  | -- | -- |  |  | 1466.6635 | 0.020309
|  |  |  | -- | -- |  |  | 1466.6897 | 0.020298
|  |  |  | -- | -- |  |  | 1466.7161 | 0.020287
|  |  |  | -- | -- |  |  | 1466.7424 | 0.020276
|  |  |  | -- | -- |  |  | 1466.7688 | 0.020266
|  |  |  | -- | -- |  |  | 1466.7952 | 0.020256
|  |  |  | -- | -- |  |  | 1466.8215 | 0.020246
|  |  |  | -- | -- |  |  | 1466.8479 | 0.020237
|  |  |  | -- | -- |  |  | 1466.8741 | 0.020228
|  |  |  | -- | -- |  |  | 1466.9005 | 0.020219
|  |  |  | -- | -- |  |  | 1466.9269 | 0.02021
|  |  |  | -- | -- |  |  | 1466.9532 | 0.020202
|  |  |  | -- | -- |  |  | 1466.9796 | 0.020194
|  |  |  | -- | -- |  |  | 1467.006 | 0.020186
|  |  |  | -- | -- |  |  | 1467.0323 | 0.020179
|  |  |  | -- | -- |  |  | 1467.0587 | 0.020172
|  |  |  | -- | -- |  |  | 1467.0851 | 0.020165
|  |  |  | -- | -- |  |  | 1467.1115 | 0.020158
|  |  |  | -- | -- |  |  | 1467.1378 | 0.020152
|  |  |  | -- | -- |  |  | 1467.1642 | 0.020146
|  |  |  | -- | -- |  |  | 1467.1906 | 0.02014
|  |  |  | -- | -- |  |  | 1467.2169 | 0.020134
|  |  |  | -- | -- |  |  | 1467.2433 | 0.020129
|  |  |  | -- | -- |  |  | 1467.2697 | 0.020123
|  |  |  | -- | -- |  |  | 1467.296 | 0.020118
|  |  |  | -- | -- |  |  | 1467.3224 | 0.020113
|  |  |  | -- | -- |  |  | 1467.3488 | 0.020108
|  |  |  | -- | -- |  |  | 1467.3751 | 0.020103
|  |  |  | -- | -- |  |  | 1467.4015 | 0.020098
|  |  |  | -- | -- |  |  | 1467.4279 | 0.020093
|  |  |  | -- | -- |  |  | 1467.4542 | 0.020089
|  |  |  | -- | -- |  |  | 1467.4806 | 0.020084
|  |  |  | -- | -- |  |  | 1467.507 | 0.020079
|  |  |  | -- | -- |  |  | 1467.5333 | 0.020074
|  |  |  | -- | -- |  |  | 1467.5597 | 0.020069
|  |  |  | -- | -- |  |  | 1467.5861 | 0.020064
|  |  |  | -- | -- |  |  | 1467.6124 | 0.020059
|  |  |  | -- | -- |  |  | 1467.6388 | 0.020053
|  |  |  | -- | -- |  |  | 1467.6652 | 0.020048
|  |  |  | -- | -- |  |  | 1467.6915 | 0.020042
|  |  |  | -- | -- |  |  | 1467.718 | 0.020036
|  |  |  | -- | -- |  |  | 1467.7444 | 0.020029
|  |  |  | -- | -- |  |  | 1467.7708 | 0.020022
|  |  |  | -- | -- |  |  | 1467.7971 | 0.020015
|  |  |  | -- | -- |  |  | 1467.8235 | 0.020008
|  |  |  | -- | -- |  |  | 1467.8499 | 0.02
|  |  |  | -- | -- |  |  | 1467.8763 | 0.019992
|  |  |  | -- | -- |  |  | 1467.9027 | 0.019983
|  |  |  | -- | -- |  |  | 1467.9291 | 0.019974
|  |  |  | -- | -- |  |  | 1467.9554 | 0.019965
|  |  |  | -- | -- |  |  | 1467.9818 | 0.019955
|  |  |  | -- | -- |  |  | 1468.0083 | 0.019945
|  |  |  | -- | -- |  |  | 1468.0347 | 0.019934
|  |  |  | -- | -- |  |  | 1468.061 | 0.019922
|  |  |  | -- | -- |  |  | 1468.0874 | 0.01991
|  |  |  | -- | -- |  |  | 1468.1138 | 0.019898
|  |  |  | -- | -- |  |  | 1468.1403 | 0.019885
|  |  |  | -- | -- |  |  | 1468.1666 | 0.019871
|  |  |  | -- | -- |  |  | 1468.193 | 0.019857
|  |  |  | -- | -- |  |  | 1468.2194 | 0.019842
|  |  |  | -- | -- |  |  | 1468.2459 | 0.019827
|  |  |  | -- | -- |  |  | 1468.2722 | 0.019811
|  |  |  | -- | -- |  |  | 1468.2986 | 0.019794
|  |  |  | -- | -- |  |  | 1468.3251 | 0.019777
|  |  |  | -- | -- |  |  | 1468.3514 | 0.01976
|  |  |  | -- | -- |  |  | 1468.3778 | 0.019742
|  |  |  | -- | -- |  |  | 1468.4043 | 0.019723
|  |  |  | -- | -- |  |  | 1468.4307 | 0.019704
|  |  |  | -- | -- |  |  | 1468.457 | 0.019685
|  |  |  | -- | -- |  |  | 1468.4835 | 0.019665
|  |  |  | -- | -- |  |  | 1468.5099 | 0.019644
|  |  |  | -- | -- |  |  | 1468.5363 | 0.019623
|  |  |  | -- | -- |  |  | 1468.5627 | 0.019602
|  |  |  | -- | -- |  |  | 1468.5891 | 0.01958
|  |  |  | -- | -- |  |  | 1468.6156 | 0.019558
|  |  |  | -- | -- |  |  | 1468.642 | 0.019536
|  |  |  | -- | -- |  |  | 1468.6683 | 0.019513
|  |  |  | -- | -- |  |  | 1468.6948 | 0.01949
|  |  |  | -- | -- |  |  | 1468.7212 | 0.019467
|  |  |  | -- | -- |  |  | 1468.7477 | 0.019444
|  |  |  | -- | -- |  |  | 1468.774 | 0.01942
|  |  |  | -- | -- |  |  | 1468.8005 | 0.019397
|  |  |  | -- | -- |  |  | 1468.8269 | 0.019373
|  |  |  | -- | -- |  |  | 1468.8533 | 0.019349
|  |  |  | -- | -- |  |  | 1468.8798 | 0.019325
|  |  |  | -- | -- |  |  | 1468.9061 | 0.019302
|  |  |  | -- | -- |  |  | 1468.9326 | 0.019278
|  |  |  | -- | -- |  |  | 1468.959 | 0.019255
|  |  |  | -- | -- |  |  | 1468.9855 | 0.019232
|  |  |  | -- | -- |  |  | 1469.0118 | 0.019209
|  |  |  | -- | -- |  |  | 1469.0383 | 0.019186
|  |  |  | -- | -- |  |  | 1469.0647 | 0.019163
|  |  |  | -- | -- |  |  | 1469.0912 | 0.019141
|  |  |  | -- | -- |  |  | 1469.1176 | 0.01912
|  |  |  | -- | -- |  |  | 1469.144 | 0.019098
|  |  |  | -- | -- |  |  | 1469.1705 | 0.019078
|  |  |  | -- | -- |  |  | 1469.1969 | 0.019057
|  |  |  | -- | -- |  |  | 1469.2234 | 0.019038
|  |  |  | -- | -- |  |  | 1469.2498 | 0.019018
|  |  |  | -- | -- |  |  | 1469.2762 | 0.019
|  |  |  | -- | -- |  |  | 1469.3026 | 0.018982
|  |  |  | -- | -- |  |  | 1469.3291 | 0.018965
|  |  |  | -- | -- |  |  | 1469.3556 | 0.018949
|  |  |  | -- | -- |  |  | 1469.382 | 0.018933
|  |  |  | -- | -- |  |  | 1469.4084 | 0.018918
|  |  |  | -- | -- |  |  | 1469.4349 | 0.018904
|  |  |  | -- | -- |  |  | 1469.4613 | 0.018891
|  |  |  | -- | -- |  |  | 1469.4878 | 0.018878
|  |  |  | -- | -- |  |  | 1469.5142 | 0.018867
|  |  |  | -- | -- |  |  | 1469.5406 | 0.018856
|  |  |  | -- | -- |  |  | 1469.5671 | 0.018846
|  |  |  | -- | -- |  |  | 1469.5935 | 0.018837
|  |  |  | -- | -- |  |  | 1469.62 | 0.018829
|  |  |  | -- | -- |  |  | 1469.6465 | 0.018822
|  |  |  | -- | -- |  |  | 1469.673 | 0.018816
|  |  |  | -- | -- |  |  | 1469.6993 | 0.018811
|  |  |  | -- | -- |  |  | 1469.7258 | 0.018806
|  |  |  | -- | -- |  |  | 1469.7523 | 0.018802
|  |  |  | -- | -- |  |  | 1469.7787 | 0.0188
|  |  |  | -- | -- |  |  | 1469.8052 | 0.018798
|  |  |  | -- | -- |  |  | 1469.8317 | 0.018797
|  |  |  | -- | -- |  |  | 1469.8582 | 0.018796
|  |  |  | -- | -- |  |  | 1469.8845 | 0.018797
|  |  |  | -- | -- |  |  | 1469.911 | 0.018798
|  |  |  | -- | -- |  |  | 1469.9375 | 0.0188
|  |  |  | -- | -- |  |  | 1469.964 | 0.018803
|  |  |  | -- | -- |  |  | 1469.9905 | 0.018806
|  |  |  | -- | -- |  |  | 1470.0168 | 0.01881
|  |  |  | -- | -- |  |  | 1470.0433 | 0.018815
|  |  |  | -- | -- |  |  | 1470.0698 | 0.01882
|  |  |  | -- | -- |  |  | 1470.0963 | 0.018825
|  |  |  | -- | -- |  |  | 1470.1228 | 0.018831
|  |  |  | -- | -- |  |  | 1470.1493 | 0.018838
|  |  |  | -- | -- |  |  | 1470.1757 | 0.018845
|  |  |  | -- | -- |  |  | 1470.2021 | 0.018852
|  |  |  | -- | -- |  |  | 1470.2286 | 0.018859
|  |  |  | -- | -- |  |  | 1470.2551 | 0.018867
|  |  |  | -- | -- |  |  | 1470.2816 | 0.018875
|  |  |  | -- | -- |  |  | 1470.3081 | 0.018883
|  |  |  | -- | -- |  |  | 1470.3346 | 0.018891
|  |  |  | -- | -- |  |  | 1470.3611 | 0.018899
|  |  |  | -- | -- |  |  | 1470.3876 | 0.018908
|  |  |  | -- | -- |  |  | 1470.4139 | 0.018916
|  |  |  | -- | -- |  |  | 1470.4404 | 0.018924
|  |  |  | -- | -- |  |  | 1470.4669 | 0.018932
|  |  |  | -- | -- |  |  | 1470.4934 | 0.018939
|  |  |  | -- | -- |  |  | 1470.5199 | 0.018947
|  |  |  | -- | -- |  |  | 1470.5464 | 0.018954
|  |  |  | -- | -- |  |  | 1470.5729 | 0.018961
|  |  |  | -- | -- |  |  | 1470.5994 | 0.018967
|  |  |  | -- | -- |  |  | 1470.6259 | 0.018973
|  |  |  | -- | -- |  |  | 1470.6523 | 0.018979
|  |  |  | -- | -- |  |  | 1470.6788 | 0.018984
|  |  |  | -- | -- |  |  | 1470.7053 | 0.018989
|  |  |  | -- | -- |  |  | 1470.7318 | 0.018993
|  |  |  | -- | -- |  |  | 1470.7583 | 0.018996
|  |  |  | -- | -- |  |  | 1470.7848 | 0.018999
|  |  |  | -- | -- |  |  | 1470.8113 | 0.019001
|  |  |  | -- | -- |  |  | 1470.8378 | 0.019003
|  |  |  | -- | -- |  |  | 1470.8643 | 0.019004
|  |  |  | -- | -- |  |  | 1470.8907 | 0.019004
|  |  |  | -- | -- |  |  | 1470.9172 | 0.019004
|  |  |  | -- | -- |  |  | 1470.9437 | 0.019003
|  |  |  | -- | -- |  |  | 1470.9703 | 0.019001
|  |  |  | -- | -- |  |  | 1470.9968 | 0.018999
|  |  |  | -- | -- |  |  | 1471.0233 | 0.018995
|  |  |  | -- | -- |  |  | 1471.0498 | 0.018991
|  |  |  | -- | -- |  |  | 1471.0763 | 0.018986
|  |  |  | -- | -- |  |  | 1471.1028 | 0.018981
|  |  |  | -- | -- |  |  | 1471.1293 | 0.018975
|  |  |  | -- | -- |  |  | 1471.1558 | 0.018968
|  |  |  | -- | -- |  |  | 1471.1824 | 0.01896
|  |  |  | -- | -- |  |  | 1471.2089 | 0.018952
|  |  |  | -- | -- |  |  | 1471.2354 | 0.018942
|  |  |  | -- | -- |  |  | 1471.2618 | 0.018933
|  |  |  | -- | -- |  |  | 1471.2883 | 0.018922
|  |  |  | -- | -- |  |  | 1471.3148 | 0.018911
|  |  |  | -- | -- |  |  | 1471.3414 | 0.018899
|  |  |  | -- | -- |  |  | 1471.3679 | 0.018887
|  |  |  | -- | -- |  |  | 1471.3944 | 0.018874
|  |  |  | -- | -- |  |  | 1471.4209 | 0.01886
|  |  |  | -- | -- |  |  | 1471.4474 | 0.018846
|  |  |  | -- | -- |  |  | 1471.474 | 0.018832
|  |  |  | -- | -- |  |  | 1471.5005 | 0.018817
|  |  |  | -- | -- |  |  | 1471.527 | 0.018801
|  |  |  | -- | -- |  |  | 1471.5535 | 0.018785
|  |  |  | -- | -- |  |  | 1471.5801 | 0.018769
|  |  |  | -- | -- |  |  | 1471.6066 | 0.018752
|  |  |  | -- | -- |  |  | 1471.6331 | 0.018736
|  |  |  | -- | -- |  |  | 1471.6597 | 0.018718
|  |  |  | -- | -- |  |  | 1471.6862 | 0.018701
|  |  |  | -- | -- |  |  | 1471.7126 | 0.018683
|  |  |  | -- | -- |  |  | 1471.7391 | 0.018665
|  |  |  | -- | -- |  |  | 1471.7657 | 0.018647
|  |  |  | -- | -- |  |  | 1471.7922 | 0.018629
|  |  |  | -- | -- |  |  | 1471.8187 | 0.018611
|  |  |  | -- | -- |  |  | 1471.8453 | 0.018592
|  |  |  | -- | -- |  |  | 1471.8718 | 0.018574
|  |  |  | -- | -- |  |  | 1471.8984 | 0.018556
|  |  |  | -- | -- |  |  | 1471.9249 | 0.018538
|  |  |  | -- | -- |  |  | 1471.9514 | 0.01852
|  |  |  | -- | -- |  |  | 1471.978 | 0.018502
|  |  |  | -- | -- |  |  | 1472.0045 | 0.018484
|  |  |  | -- | -- |  |  | 1472.031 | 0.018466
|  |  |  | -- | -- |  |  | 1472.0576 | 0.018449
|  |  |  | -- | -- |  |  | 1472.0841 | 0.018431
|  |  |  | -- | -- |  |  | 1472.1107 | 0.018415
|  |  |  | -- | -- |  |  | 1472.1372 | 0.018398
|  |  |  | -- | -- |  |  | 1472.1638 | 0.018382
|  |  |  | -- | -- |  |  | 1472.1903 | 0.018366
|  |  |  | -- | -- |  |  | 1472.2168 | 0.01835
|  |  |  | -- | -- |  |  | 1472.2434 | 0.018335
|  |  |  | -- | -- |  |  | 1472.2699 | 0.018321
|  |  |  | -- | -- |  |  | 1472.2965 | 0.018307
|  |  |  | -- | -- |  |  | 1472.323 | 0.018293
|  |  |  | -- | -- |  |  | 1472.3496 | 0.01828
|  |  |  | -- | -- |  |  | 1472.3761 | 0.018267
|  |  |  | -- | -- |  |  | 1472.4027 | 0.018255
|  |  |  | -- | -- |  |  | 1472.4292 | 0.018244
|  |  |  | -- | -- |  |  | 1472.4558 | 0.018233
|  |  |  | -- | -- |  |  | 1472.4823 | 0.018223
|  |  |  | -- | -- |  |  | 1472.5089 | 0.018213
|  |  |  | -- | -- |  |  | 1472.5354 | 0.018204
|  |  |  | -- | -- |  |  | 1472.562 | 0.018196
|  |  |  | -- | -- |  |  | 1472.5886 | 0.018188
|  |  |  | -- | -- |  |  | 1472.6151 | 0.018182
|  |  |  | -- | -- |  |  | 1472.6417 | 0.018175
|  |  |  | -- | -- |  |  | 1472.6682 | 0.01817
|  |  |  | -- | -- |  |  | 1472.6948 | 0.018165
|  |  |  | -- | -- |  |  | 1472.7214 | 0.018161
|  |  |  | -- | -- |  |  | 1472.7479 | 0.018158
|  |  |  | -- | -- |  |  | 1472.7745 | 0.018156
|  |  |  | -- | -- |  |  | 1472.801 | 0.018154
|  |  |  | -- | -- |  |  | 1472.8276 | 0.018153
|  |  |  | -- | -- |  |  | 1472.8542 | 0.018153
|  |  |  | -- | -- |  |  | 1472.8807 | 0.018154
|  |  |  | -- | -- |  |  | 1472.9073 | 0.018156
|  |  |  | -- | -- |  |  | 1472.934 | 0.018158
|  |  |  | -- | -- |  |  | 1472.9604 | 0.018161
|  |  |  | -- | -- |  |  | 1472.9871 | 0.018165
|  |  |  | -- | -- |  |  | 1473.0137 | 0.01817
|  |  |  | -- | -- |  |  | 1473.0402 | 0.018176
|  |  |  | -- | -- |  |  | 1473.0668 | 0.018183
|  |  |  | -- | -- |  |  | 1473.0934 | 0.01819
|  |  |  | -- | -- |  |  | 1473.12 | 0.018199
|  |  |  | -- | -- |  |  | 1473.1465 | 0.018208
|  |  |  | -- | -- |  |  | 1473.1731 | 0.018218
|  |  |  | -- | -- |  |  | 1473.1997 | 0.018229
|  |  |  | -- | -- |  |  | 1473.2262 | 0.018241
|  |  |  | -- | -- |  |  | 1473.2528 | 0.018254
|  |  |  | -- | -- |  |  | 1473.2794 | 0.018267
|  |  |  | -- | -- |  |  | 1473.306 | 0.018282
|  |  |  | -- | -- |  |  | 1473.3326 | 0.018297
|  |  |  | -- | -- |  |  | 1473.3591 | 0.018314
|  |  |  | -- | -- |  |  | 1473.3857 | 0.018331
|  |  |  | -- | -- |  |  | 1473.4124 | 0.018349
|  |  |  | -- | -- |  |  | 1473.439 | 0.018367
|  |  |  | -- | -- |  |  | 1473.4656 | 0.018387
|  |  |  | -- | -- |  |  | 1473.4921 | 0.018408
|  |  |  | -- | -- |  |  | 1473.5187 | 0.018429
|  |  |  | -- | -- |  |  | 1473.5453 | 0.018451
|  |  |  | -- | -- |  |  | 1473.5719 | 0.018474
|  |  |  | -- | -- |  |  | 1473.5985 | 0.018498
|  |  |  | -- | -- |  |  | 1473.6251 | 0.018522
|  |  |  | -- | -- |  |  | 1473.6517 | 0.018547
|  |  |  | -- | -- |  |  | 1473.6782 | 0.018573
|  |  |  | -- | -- |  |  | 1473.7048 | 0.0186
|  |  |  | -- | -- |  |  | 1473.7314 | 0.018627
|  |  |  | -- | -- |  |  | 1473.7581 | 0.018655
|  |  |  | -- | -- |  |  | 1473.7847 | 0.018684
|  |  |  | -- | -- |  |  | 1473.8113 | 0.018713
|  |  |  | -- | -- |  |  | 1473.8379 | 0.018743
|  |  |  | -- | -- |  |  | 1473.8645 | 0.018774
|  |  |  | -- | -- |  |  | 1473.8911 | 0.018805
|  |  |  | -- | -- |  |  | 1473.9177 | 0.018836
|  |  |  | -- | -- |  |  | 1473.9443 | 0.018868
|  |  |  | -- | -- |  |  | 1473.9709 | 0.018901
|  |  |  | -- | -- |  |  | 1473.9976 | 0.018933
|  |  |  | -- | -- |  |  | 1474.0242 | 0.018967
|  |  |  | -- | -- |  |  | 1474.0508 | 0.019
|  |  |  | -- | -- |  |  | 1474.0774 | 0.019034
|  |  |  | -- | -- |  |  | 1474.104 | 0.019068
|  |  |  | -- | -- |  |  | 1474.1306 | 0.019102
|  |  |  | -- | -- |  |  | 1474.1572 | 0.019136
|  |  |  | -- | -- |  |  | 1474.1838 | 0.019171
|  |  |  | -- | -- |  |  | 1474.2104 | 0.019206
|  |  |  | -- | -- |  |  | 1474.2371 | 0.01924
|  |  |  | -- | -- |  |  | 1474.2637 | 0.019275
|  |  |  | -- | -- |  |  | 1474.2903 | 0.019309
|  |  |  | -- | -- |  |  | 1474.3169 | 0.019344
|  |  |  | -- | -- |  |  | 1474.3435 | 0.019378
|  |  |  | -- | -- |  |  | 1474.3701 | 0.019412
|  |  |  | -- | -- |  |  | 1474.3967 | 0.019446
|  |  |  | -- | -- |  |  | 1474.4233 | 0.019479
|  |  |  | -- | -- |  |  | 1474.4501 | 0.019512
|  |  |  | -- | -- |  |  | 1474.4767 | 0.019545
|  |  |  | -- | -- |  |  | 1474.5033 | 0.019577
|  |  |  | -- | -- |  |  | 1474.5299 | 0.019609
|  |  |  | -- | -- |  |  | 1474.5565 | 0.01964
|  |  |  | -- | -- |  |  | 1474.5831 | 0.019671
|  |  |  | -- | -- |  |  | 1474.6097 | 0.019701
|  |  |  | -- | -- |  |  | 1474.6365 | 0.01973
|  |  |  | -- | -- |  |  | 1474.6631 | 0.019759
|  |  |  | -- | -- |  |  | 1474.6897 | 0.019787
|  |  |  | -- | -- |  |  | 1474.7163 | 0.019814
|  |  |  | -- | -- |  |  | 1474.7429 | 0.019841
|  |  |  | -- | -- |  |  | 1474.7697 | 0.019866
|  |  |  | -- | -- |  |  | 1474.7963 | 0.019891
|  |  |  | -- | -- |  |  | 1474.8229 | 0.019915
|  |  |  | -- | -- |  |  | 1474.8495 | 0.019938
|  |  |  | -- | -- |  |  | 1474.8761 | 0.01996
|  |  |  | -- | -- |  |  | 1474.9028 | 0.019981
|  |  |  | -- | -- |  |  | 1474.9294 | 0.020001
|  |  |  | -- | -- |  |  | 1474.9561 | 0.02002
|  |  |  | -- | -- |  |  | 1474.9828 | 0.020038
|  |  |  | -- | -- |  |  | 1475.0094 | 0.020055
|  |  |  | -- | -- |  |  | 1475.036 | 0.020071
|  |  |  | -- | -- |  |  | 1475.0626 | 0.020086
|  |  |  | -- | -- |  |  | 1475.0894 | 0.0201
|  |  |  | -- | -- |  |  | 1475.116 | 0.020113
|  |  |  | -- | -- |  |  | 1475.1426 | 0.020124
|  |  |  | -- | -- |  |  | 1475.1693 | 0.020135
|  |  |  | -- | -- |  |  | 1475.1959 | 0.020145
|  |  |  | -- | -- |  |  | 1475.2225 | 0.020154
|  |  |  | -- | -- |  |  | 1475.2493 | 0.020161
|  |  |  | -- | -- |  |  | 1475.2759 | 0.020168
|  |  |  | -- | -- |  |  | 1475.3025 | 0.020174
|  |  |  | -- | -- |  |  | 1475.3292 | 0.020178
|  |  |  | -- | -- |  |  | 1475.3558 | 0.020182
|  |  |  | -- | -- |  |  | 1475.3826 | 0.020185
|  |  |  | -- | -- |  |  | 1475.4092 | 0.020187
|  |  |  | -- | -- |  |  | 1475.4358 | 0.020188
|  |  |  | -- | -- |  |  | 1475.4625 | 0.020188
|  |  |  | -- | -- |  |  | 1475.4891 | 0.020187
|  |  |  | -- | -- |  |  | 1475.5159 | 0.020186
|  |  |  | -- | -- |  |  | 1475.5425 | 0.020183
|  |  |  | -- | -- |  |  | 1475.5691 | 0.02018
|  |  |  | -- | -- |  |  | 1475.5958 | 0.020177
|  |  |  | -- | -- |  |  | 1475.6224 | 0.020172
|  |  |  | -- | -- |  |  | 1475.6492 | 0.020167
|  |  |  | -- | -- |  |  | 1475.6758 | 0.020161
|  |  |  | -- | -- |  |  | 1475.7025 | 0.020155
|  |  |  | -- | -- |  |  | 1475.7291 | 0.020148
|  |  |  | -- | -- |  |  | 1475.7559 | 0.020141
|  |  |  | -- | -- |  |  | 1475.7825 | 0.020133
|  |  |  | -- | -- |  |  | 1475.8092 | 0.020125
|  |  |  | -- | -- |  |  | 1475.8358 | 0.020116
|  |  |  | -- | -- |  |  | 1475.8625 | 0.020107
|  |  |  | -- | -- |  |  | 1475.8892 | 0.020097
|  |  |  | -- | -- |  |  | 1475.9159 | 0.020088
|  |  |  | -- | -- |  |  | 1475.9426 | 0.020078
|  |  |  | -- | -- |  |  | 1475.9692 | 0.020067
|  |  |  | -- | -- |  |  | 1475.996 | 0.020057
|  |  |  | -- | -- |  |  | 1476.0226 | 0.020046
|  |  |  | -- | -- |  |  | 1476.0493 | 0.020036
|  |  |  | -- | -- |  |  | 1476.0759 | 0.020025
|  |  |  | -- | -- |  |  | 1476.1027 | 0.020014
|  |  |  | -- | -- |  |  | 1476.1294 | 0.020003
|  |  |  | -- | -- |  |  | 1476.156 | 0.019992
|  |  |  | -- | -- |  |  | 1476.1827 | 0.019981
|  |  |  | -- | -- |  |  | 1476.2095 | 0.01997
|  |  |  | -- | -- |  |  | 1476.2361 | 0.019959
|  |  |  | -- | -- |  |  | 1476.2628 | 0.019948
|  |  |  | -- | -- |  |  | 1476.2894 | 0.019937
|  |  |  | -- | -- |  |  | 1476.3162 | 0.019926
|  |  |  | -- | -- |  |  | 1476.3429 | 0.019916
|  |  |  | -- | -- |  |  | 1476.3696 | 0.019905
|  |  |  | -- | -- |  |  | 1476.3962 | 0.019895
|  |  |  | -- | -- |  |  | 1476.423 | 0.019885
|  |  |  | -- | -- |  |  | 1476.4497 | 0.019876
|  |  |  | -- | -- |  |  | 1476.4763 | 0.019866
|  |  |  | -- | -- |  |  | 1476.5031 | 0.019857
|  |  |  | -- | -- |  |  | 1476.5298 | 0.019848
|  |  |  | -- | -- |  |  | 1476.5565 | 0.019839
|  |  |  | -- | -- |  |  | 1476.5831 | 0.01983
|  |  |  | -- | -- |  |  | 1476.6099 | 0.019822
|  |  |  | -- | -- |  |  | 1476.6366 | 0.019815
|  |  |  | -- | -- |  |  | 1476.6633 | 0.019807
|  |  |  | -- | -- |  |  | 1476.6899 | 0.0198
|  |  |  | -- | -- |  |  | 1476.7167 | 0.019793
|  |  |  | -- | -- |  |  | 1476.7434 | 0.019787
|  |  |  | -- | -- |  |  | 1476.7701 | 0.019781
|  |  |  | -- | -- |  |  | 1476.7969 | 0.019775
|  |  |  | -- | -- |  |  | 1476.8235 | 0.01977
|  |  |  | -- | -- |  |  | 1476.8502 | 0.019766
|  |  |  | -- | -- |  |  | 1476.877 | 0.019761
|  |  |  | -- | -- |  |  | 1476.9037 | 0.019757
|  |  |  | -- | -- |  |  | 1476.9304 | 0.019754
|  |  |  | -- | -- |  |  | 1476.9572 | 0.019751
|  |  |  | -- | -- |  |  | 1476.9838 | 0.019749
|  |  |  | -- | -- |  |  | 1477.0105 | 0.019747
|  |  |  | -- | -- |  |  | 1477.0372 | 0.019746
|  |  |  | -- | -- |  |  | 1477.064 | 0.019745
|  |  |  | -- | -- |  |  | 1477.0907 | 0.019744
|  |  |  | -- | -- |  |  | 1477.1174 | 0.019744
|  |  |  | -- | -- |  |  | 1477.1442 | 0.019745
|  |  |  | -- | -- |  |  | 1477.1709 | 0.019746
|  |  |  | -- | -- |  |  | 1477.1976 | 0.019748
|  |  |  | -- | -- |  |  | 1477.2244 | 0.019751
|  |  |  | -- | -- |  |  | 1477.251 | 0.019754
|  |  |  | -- | -- |  |  | 1477.2777 | 0.019757
|  |  |  | -- | -- |  |  | 1477.3044 | 0.019762
|  |  |  | -- | -- |  |  | 1477.3312 | 0.019766
|  |  |  | -- | -- |  |  | 1477.3579 | 0.019772
|  |  |  | -- | -- |  |  | 1477.3846 | 0.019778
|  |  |  | -- | -- |  |  | 1477.4114 | 0.019785
|  |  |  | -- | -- |  |  | 1477.4381 | 0.019792
|  |  |  | -- | -- |  |  | 1477.4648 | 0.0198
|  |  |  | -- | -- |  |  | 1477.4916 | 0.019809
|  |  |  | -- | -- |  |  | 1477.5183 | 0.019818
|  |  |  | -- | -- |  |  | 1477.545 | 0.019828
|  |  |  | -- | -- |  |  | 1477.5718 | 0.019839
|  |  |  | -- | -- |  |  | 1477.5985 | 0.01985
|  |  |  | -- | -- |  |  | 1477.6254 | 0.019862
|  |  |  | -- | -- |  |  | 1477.6521 | 0.019875
|  |  |  | -- | -- |  |  | 1477.6788 | 0.019888
|  |  |  | -- | -- |  |  | 1477.7056 | 0.019902
|  |  |  | -- | -- |  |  | 1477.7323 | 0.019917
|  |  |  | -- | -- |  |  | 1477.759 | 0.019932
|  |  |  | -- | -- |  |  | 1477.7858 | 0.019948
|  |  |  | -- | -- |  |  | 1477.8125 | 0.019965
|  |  |  | -- | -- |  |  | 1477.8392 | 0.019982
|  |  |  | -- | -- |  |  | 1477.866 | 0.02
|  |  |  | -- | -- |  |  | 1477.8927 | 0.020019
|  |  |  | -- | -- |  |  | 1477.9196 | 0.020038
|  |  |  | -- | -- |  |  | 1477.9463 | 0.020058
|  |  |  | -- | -- |  |  | 1477.973 | 0.020078
|  |  |  | -- | -- |  |  | 1477.9998 | 0.020099
|  |  |  | -- | -- |  |  | 1478.0265 | 0.02012
|  |  |  | -- | -- |  |  | 1478.0532 | 0.020142
|  |  |  | -- | -- |  |  | 1478.0801 | 0.020165
|  |  |  | -- | -- |  |  | 1478.1068 | 0.020187
|  |  |  | -- | -- |  |  | 1478.1335 | 0.020211
|  |  |  | -- | -- |  |  | 1478.1603 | 0.020235
|  |  |  | -- | -- |  |  | 1478.187 | 0.020259
|  |  |  | -- | -- |  |  | 1478.2139 | 0.020284
|  |  |  | -- | -- |  |  | 1478.2406 | 0.020308
|  |  |  | -- | -- |  |  | 1478.2673 | 0.020334
|  |  |  | -- | -- |  |  | 1478.2941 | 0.020359
|  |  |  | -- | -- |  |  | 1478.3209 | 0.020385
|  |  |  | -- | -- |  |  | 1478.3477 | 0.020411
|  |  |  | -- | -- |  |  | 1478.3744 | 0.020437
|  |  |  | -- | -- |  |  | 1478.4012 | 0.020464
|  |  |  | -- | -- |  |  | 1478.428 | 0.02049
|  |  |  | -- | -- |  |  | 1478.4547 | 0.020516
|  |  |  | -- | -- |  |  | 1478.4814 | 0.020543
|  |  |  | -- | -- |  |  | 1478.5083 | 0.020569
|  |  |  | -- | -- |  |  | 1478.535 | 0.020596
|  |  |  | -- | -- |  |  | 1478.5618 | 0.020622
|  |  |  | -- | -- |  |  | 1478.5886 | 0.020648
|  |  |  | -- | -- |  |  | 1478.6154 | 0.020674
|  |  |  | -- | -- |  |  | 1478.6421 | 0.0207
|  |  |  | -- | -- |  |  | 1478.6689 | 0.020725
|  |  |  | -- | -- |  |  | 1478.6957 | 0.02075
|  |  |  | -- | -- |  |  | 1478.7225 | 0.020775
|  |  |  | -- | -- |  |  | 1478.7493 | 0.020799
|  |  |  | -- | -- |  |  | 1478.776 | 0.020823
|  |  |  | -- | -- |  |  | 1478.8029 | 0.020846
|  |  |  | -- | -- |  |  | 1478.8296 | 0.020869
|  |  |  | -- | -- |  |  | 1478.8564 | 0.020891
|  |  |  | -- | -- |  |  | 1478.8832 | 0.020912
|  |  |  | -- | -- |  |  | 1478.9099 | 0.020933
|  |  |  | -- | -- |  |  | 1478.9368 | 0.020953
|  |  |  | -- | -- |  |  | 1478.9635 | 0.020972
|  |  |  | -- | -- |  |  | 1478.9904 | 0.020991
|  |  |  | -- | -- |  |  | 1479.0171 | 0.021008
|  |  |  | -- | -- |  |  | 1479.0439 | 0.021025
|  |  |  | -- | -- |  |  | 1479.0707 | 0.021041
|  |  |  | -- | -- |  |  | 1479.0975 | 0.021055
|  |  |  | -- | -- |  |  | 1479.1243 | 0.021069
|  |  |  | -- | -- |  |  | 1479.1511 | 0.021082
|  |  |  | -- | -- |  |  | 1479.1779 | 0.021093
|  |  |  | -- | -- |  |  | 1479.2047 | 0.021104
|  |  |  | -- | -- |  |  | 1479.2314 | 0.021113
|  |  |  | -- | -- |  |  | 1479.2583 | 0.021121
|  |  |  | -- | -- |  |  | 1479.285 | 0.021129
|  |  |  | -- | -- |  |  | 1479.3119 | 0.021134
|  |  |  | -- | -- |  |  | 1479.3386 | 0.021139
|  |  |  | -- | -- |  |  | 1479.3655 | 0.021143
|  |  |  | -- | -- |  |  | 1479.3923 | 0.021145
|  |  |  | -- | -- |  |  | 1479.4191 | 0.021146
|  |  |  | -- | -- |  |  | 1479.4459 | 0.021145
|  |  |  | -- | -- |  |  | 1479.4727 | 0.021144
|  |  |  | -- | -- |  |  | 1479.4995 | 0.021141
|  |  |  | -- | -- |  |  | 1479.5264 | 0.021137
|  |  |  | -- | -- |  |  | 1479.5531 | 0.021131
|  |  |  | -- | -- |  |  | 1479.58 | 0.021125
|  |  |  | -- | -- |  |  | 1479.6068 | 0.021117
|  |  |  | -- | -- |  |  | 1479.6335 | 0.021108
|  |  |  | -- | -- |  |  | 1479.6604 | 0.021097
|  |  |  | -- | -- |  |  | 1479.6873 | 0.021086
|  |  |  | -- | -- |  |  | 1479.714 | 0.021073
|  |  |  | -- | -- |  |  | 1479.7408 | 0.021059
|  |  |  | -- | -- |  |  | 1479.7677 | 0.021044
|  |  |  | -- | -- |  |  | 1479.7944 | 0.021027
|  |  |  | -- | -- |  |  | 1479.8213 | 0.02101
|  |  |  | -- | -- |  |  | 1479.8481 | 0.020992
|  |  |  | -- | -- |  |  | 1479.8749 | 0.020972
|  |  |  | -- | -- |  |  | 1479.9017 | 0.020952
|  |  |  | -- | -- |  |  | 1479.9286 | 0.02093
|  |  |  | -- | -- |  |  | 1479.9554 | 0.020908
|  |  |  | -- | -- |  |  | 1479.9822 | 0.020885
|  |  |  | -- | -- |  |  | 1480.009 | 0.02086
|  |  |  | -- | -- |  |  | 1480.0359 | 0.020836
|  |  |  | -- | -- |  |  | 1480.0627 | 0.02081
|  |  |  | -- | -- |  |  | 1480.0895 | 0.020783
|  |  |  | -- | -- |  |  | 1480.1163 | 0.020756
|  |  |  | -- | -- |  |  | 1480.1432 | 0.020729
|  |  |  | -- | -- |  |  | 1480.17 | 0.0207
|  |  |  | -- | -- |  |  | 1480.1969 | 0.020672
|  |  |  | -- | -- |  |  | 1480.2238 | 0.020642
|  |  |  | -- | -- |  |  | 1480.2505 | 0.020613
|  |  |  | -- | -- |  |  | 1480.2773 | 0.020582
|  |  |  | -- | -- |  |  | 1480.3042 | 0.020552
|  |  |  | -- | -- |  |  | 1480.3311 | 0.020521
|  |  |  | -- | -- |  |  | 1480.3579 | 0.02049
|  |  |  | -- | -- |  |  | 1480.3848 | 0.020459
|  |  |  | -- | -- |  |  | 1480.4116 | 0.020428
|  |  |  | -- | -- |  |  | 1480.4384 | 0.020396
|  |  |  | -- | -- |  |  | 1480.4652 | 0.020365
|  |  |  | -- | -- |  |  | 1480.4921 | 0.020333
|  |  |  | -- | -- |  |  | 1480.5189 | 0.020302
|  |  |  | -- | -- |  |  | 1480.5458 | 0.020271
|  |  |  | -- | -- |  |  | 1480.5726 | 0.020239
|  |  |  | -- | -- |  |  | 1480.5995 | 0.020208
|  |  |  | -- | -- |  |  | 1480.6263 | 0.020177
|  |  |  | -- | -- |  |  | 1480.6532 | 0.020146
|  |  |  | -- | -- |  |  | 1480.6801 | 0.020116
|  |  |  | -- | -- |  |  | 1480.7069 | 0.020086
|  |  |  | -- | -- |  |  | 1480.7338 | 0.020056
|  |  |  | -- | -- |  |  | 1480.7606 | 0.020026
|  |  |  | -- | -- |  |  | 1480.7875 | 0.019996
|  |  |  | -- | -- |  |  | 1480.8143 | 0.019967
|  |  |  | -- | -- |  |  | 1480.8412 | 0.019939
|  |  |  | -- | -- |  |  | 1480.868 | 0.01991
|  |  |  | -- | -- |  |  | 1480.8949 | 0.019883
|  |  |  | -- | -- |  |  | 1480.9218 | 0.019855
|  |  |  | -- | -- |  |  | 1480.9486 | 0.019828
|  |  |  | -- | -- |  |  | 1480.9755 | 0.019801
|  |  |  | -- | -- |  |  | 1481.0023 | 0.019775
|  |  |  | -- | -- |  |  | 1481.0292 | 0.019749
|  |  |  | -- | -- |  |  | 1481.056 | 0.019724
|  |  |  | -- | -- |  |  | 1481.0829 | 0.019699
|  |  |  | -- | -- |  |  | 1481.1097 | 0.019674
|  |  |  | -- | -- |  |  | 1481.1366 | 0.01965
|  |  |  | -- | -- |  |  | 1481.1635 | 0.019626
|  |  |  | -- | -- |  |  | 1481.1904 | 0.019603
|  |  |  | -- | -- |  |  | 1481.2173 | 0.01958
|  |  |  | -- | -- |  |  | 1481.2441 | 0.019557
|  |  |  | -- | -- |  |  | 1481.271 | 0.019535
|  |  |  | -- | -- |  |  | 1481.2979 | 0.019513
|  |  |  | -- | -- |  |  | 1481.3247 | 0.019491
|  |  |  | -- | -- |  |  | 1481.3516 | 0.01947
|  |  |  | -- | -- |  |  | 1481.3785 | 0.019449
|  |  |  | -- | -- |  |  | 1481.4054 | 0.019428
|  |  |  | -- | -- |  |  | 1481.4323 | 0.019408
|  |  |  | -- | -- |  |  | 1481.4591 | 0.019388
|  |  |  | -- | -- |  |  | 1481.486 | 0.019368
|  |  |  | -- | -- |  |  | 1481.5129 | 0.019348
|  |  |  | -- | -- |  |  | 1481.5398 | 0.019328
|  |  |  | -- | -- |  |  | 1481.5666 | 0.019309
|  |  |  | -- | -- |  |  | 1481.5935 | 0.01929
|  |  |  | -- | -- |  |  | 1481.6204 | 0.019271
|  |  |  | -- | -- |  |  | 1481.6473 | 0.019252
|  |  |  | -- | -- |  |  | 1481.6742 | 0.019234
|  |  |  | -- | -- |  |  | 1481.7011 | 0.019215
|  |  |  | -- | -- |  |  | 1481.7279 | 0.019197
|  |  |  | -- | -- |  |  | 1481.7549 | 0.019179
|  |  |  | -- | -- |  |  | 1481.7817 | 0.019161
|  |  |  | -- | -- |  |  | 1481.8086 | 0.019143
|  |  |  | -- | -- |  |  | 1481.8356 | 0.019126
|  |  |  | -- | -- |  |  | 1481.8624 | 0.019108
|  |  |  | -- | -- |  |  | 1481.8893 | 0.019091
|  |  |  | -- | -- |  |  | 1481.9163 | 0.019074
|  |  |  | -- | -- |  |  | 1481.9431 | 0.019057
|  |  |  | -- | -- |  |  | 1481.97 | 0.01904
|  |  |  | -- | -- |  |  | 1481.9969 | 0.019024
|  |  |  | -- | -- |  |  | 1482.0238 | 0.019007
|  |  |  | -- | -- |  |  | 1482.0507 | 0.018991
|  |  |  | -- | -- |  |  | 1482.0776 | 0.018976
|  |  |  | -- | -- |  |  | 1482.1045 | 0.01896
|  |  |  | -- | -- |  |  | 1482.1315 | 0.018945
|  |  |  | -- | -- |  |  | 1482.1583 | 0.018931
|  |  |  | -- | -- |  |  | 1482.1852 | 0.018916
|  |  |  | -- | -- |  |  | 1482.2122 | 0.018903
|  |  |  | -- | -- |  |  | 1482.239 | 0.018889
|  |  |  | -- | -- |  |  | 1482.266 | 0.018876
|  |  |  | -- | -- |  |  | 1482.2928 | 0.018864
|  |  |  | -- | -- |  |  | 1482.3197 | 0.018852
|  |  |  | -- | -- |  |  | 1482.3467 | 0.01884
|  |  |  | -- | -- |  |  | 1482.3735 | 0.01883
|  |  |  | -- | -- |  |  | 1482.4005 | 0.01882
|  |  |  | -- | -- |  |  | 1482.4274 | 0.01881
|  |  |  | -- | -- |  |  | 1482.4543 | 0.018802
|  |  |  | -- | -- |  |  | 1482.4812 | 0.018794
|  |  |  | -- | -- |  |  | 1482.5082 | 0.018786
|  |  |  | -- | -- |  |  | 1482.535 | 0.01878
|  |  |  | -- | -- |  |  | 1482.562 | 0.018775
|  |  |  | -- | -- |  |  | 1482.5889 | 0.01877
|  |  |  | -- | -- |  |  | 1482.6158 | 0.018766
|  |  |  | -- | -- |  |  | 1482.6427 | 0.018763
|  |  |  | -- | -- |  |  | 1482.6697 | 0.018762
|  |  |  | -- | -- |  |  | 1482.6967 | 0.018761
|  |  |  | -- | -- |  |  | 1482.7235 | 0.018761
|  |  |  | -- | -- |  |  | 1482.7505 | 0.018762
|  |  |  | -- | -- |  |  | 1482.7773 | 0.018764
|  |  |  | -- | -- |  |  | 1482.8043 | 0.018768
|  |  |  | -- | -- |  |  | 1482.8313 | 0.018772
|  |  |  | -- | -- |  |  | 1482.8582 | 0.018778
|  |  |  | -- | -- |  |  | 1482.8851 | 0.018784
|  |  |  | -- | -- |  |  | 1482.912 | 0.018792
|  |  |  | -- | -- |  |  | 1482.939 | 0.018801
|  |  |  | -- | -- |  |  | 1482.9659 | 0.018811
|  |  |  | -- | -- |  |  | 1482.9928 | 0.018823
|  |  |  | -- | -- |  |  | 1483.0198 | 0.018835
|  |  |  | -- | -- |  |  | 1483.0468 | 0.018848
|  |  |  | -- | -- |  |  | 1483.0736 | 0.018863
|  |  |  | -- | -- |  |  | 1483.1006 | 0.018879
|  |  |  | -- | -- |  |  | 1483.1276 | 0.018896
|  |  |  | -- | -- |  |  | 1483.1544 | 0.018914
|  |  |  | -- | -- |  |  | 1483.1814 | 0.018933
|  |  |  | -- | -- |  |  | 1483.2084 | 0.018953
|  |  |  | -- | -- |  |  | 1483.2354 | 0.018974
|  |  |  | -- | -- |  |  | 1483.2622 | 0.018996
|  |  |  | -- | -- |  |  | 1483.2892 | 0.01902
|  |  |  | -- | -- |  |  | 1483.3162 | 0.019044
|  |  |  | -- | -- |  |  | 1483.343 | 0.019069
|  |  |  | -- | -- |  |  | 1483.37 | 0.019095
|  |  |  | -- | -- |  |  | 1483.397 | 0.019121
|  |  |  | -- | -- |  |  | 1483.424 | 0.019149
|  |  |  | -- | -- |  |  | 1483.4509 | 0.019177
|  |  |  | -- | -- |  |  | 1483.4778 | 0.019206
|  |  |  | -- | -- |  |  | 1483.5048 | 0.019236
|  |  |  | -- | -- |  |  | 1483.5317 | 0.019267
|  |  |  | -- | -- |  |  | 1483.5587 | 0.019298
|  |  |  | -- | -- |  |  | 1483.5857 | 0.019329
|  |  |  | -- | -- |  |  | 1483.6125 | 0.019361
|  |  |  | -- | -- |  |  | 1483.6395 | 0.019393
|  |  |  | -- | -- |  |  | 1483.6665 | 0.019426
|  |  |  | -- | -- |  |  | 1483.6935 | 0.01946
|  |  |  | -- | -- |  |  | 1483.7205 | 0.019493
|  |  |  | -- | -- |  |  | 1483.7474 | 0.019527
|  |  |  | -- | -- |  |  | 1483.7744 | 0.019561
|  |  |  | -- | -- |  |  | 1483.8013 | 0.019595
|  |  |  | -- | -- |  |  | 1483.8282 | 0.019629
|  |  |  | -- | -- |  |  | 1483.8552 | 0.019663
|  |  |  | -- | -- |  |  | 1483.8822 | 0.019697
|  |  |  | -- | -- |  |  | 1483.9092 | 0.019731
|  |  |  | -- | -- |  |  | 1483.9362 | 0.019765
|  |  |  | -- | -- |  |  | 1483.9631 | 0.019799
|  |  |  | -- | -- |  |  | 1483.9901 | 0.019832
|  |  |  | -- | -- |  |  | 1484.0171 | 0.019865
|  |  |  | -- | -- |  |  | 1484.0441 | 0.019898
|  |  |  | -- | -- |  |  | 1484.071 | 0.019931
|  |  |  | -- | -- |  |  | 1484.098 | 0.019963
|  |  |  | -- | -- |  |  | 1484.125 | 0.019994
|  |  |  | -- | -- |  |  | 1484.152 | 0.020026
|  |  |  | -- | -- |  |  | 1484.179 | 0.020056
|  |  |  | -- | -- |  |  | 1484.2059 | 0.020086
|  |  |  | -- | -- |  |  | 1484.2329 | 0.020116
|  |  |  | -- | -- |  |  | 1484.2599 | 0.020145
|  |  |  | -- | -- |  |  | 1484.2869 | 0.020173
|  |  |  | -- | -- |  |  | 1484.3138 | 0.0202
|  |  |  | -- | -- |  |  | 1484.3408 | 0.020227
|  |  |  | -- | -- |  |  | 1484.3678 | 0.020253
|  |  |  | -- | -- |  |  | 1484.3948 | 0.020278
|  |  |  | -- | -- |  |  | 1484.4218 | 0.020302
|  |  |  | -- | -- |  |  | 1484.4487 | 0.020325
|  |  |  | -- | -- |  |  | 1484.4757 | 0.020348
|  |  |  | -- | -- |  |  | 1484.5027 | 0.020369
|  |  |  | -- | -- |  |  | 1484.5298 | 0.02039
|  |  |  | -- | -- |  |  | 1484.5568 | 0.02041
|  |  |  | -- | -- |  |  | 1484.5837 | 0.020428
|  |  |  | -- | -- |  |  | 1484.6107 | 0.020446
|  |  |  | -- | -- |  |  | 1484.6377 | 0.020463
|  |  |  | -- | -- |  |  | 1484.6647 | 0.020479
|  |  |  | -- | -- |  |  | 1484.6916 | 0.020494
|  |  |  | -- | -- |  |  | 1484.7188 | 0.020507
|  |  |  | -- | -- |  |  | 1484.7457 | 0.02052
|  |  |  | -- | -- |  |  | 1484.7727 | 0.020532
|  |  |  | -- | -- |  |  | 1484.7997 | 0.020542
|  |  |  | -- | -- |  |  | 1484.8267 | 0.020552
|  |  |  | -- | -- |  |  | 1484.8536 | 0.020561
|  |  |  | -- | -- |  |  | 1484.8807 | 0.020568
|  |  |  | -- | -- |  |  | 1484.9077 | 0.020575
|  |  |  | -- | -- |  |  | 1484.9347 | 0.02058
|  |  |  | -- | -- |  |  | 1484.9617 | 0.020585
|  |  |  | -- | -- |  |  | 1484.9888 | 0.020588
|  |  |  | -- | -- |  |  | 1485.0157 | 0.02059
|  |  |  | -- | -- |  |  | 1485.0427 | 0.020591
|  |  |  | -- | -- |  |  | 1485.0697 | 0.020592
|  |  |  | -- | -- |  |  | 1485.0968 | 0.020591
|  |  |  | -- | -- |  |  | 1485.1238 | 0.020589
|  |  |  | -- | -- |  |  | 1485.1508 | 0.020586
|  |  |  | -- | -- |  |  | 1485.1779 | 0.020583
|  |  |  | -- | -- |  |  | 1485.2048 | 0.020578
|  |  |  | -- | -- |  |  | 1485.2318 | 0.020572
|  |  |  | -- | -- |  |  | 1485.2588 | 0.020565
|  |  |  | -- | -- |  |  | 1485.2859 | 0.020558
|  |  |  | -- | -- |  |  | 1485.3129 | 0.020549
|  |  |  | -- | -- |  |  | 1485.3398 | 0.02054
|  |  |  | -- | -- |  |  | 1485.3669 | 0.020529
|  |  |  | -- | -- |  |  | 1485.3939 | 0.020518
|  |  |  | -- | -- |  |  | 1485.421 | 0.020506
|  |  |  | -- | -- |  |  | 1485.448 | 0.020493
|  |  |  | -- | -- |  |  | 1485.475 | 0.020479
|  |  |  | -- | -- |  |  | 1485.5021 | 0.020464
|  |  |  | -- | -- |  |  | 1485.5291 | 0.020448
|  |  |  | -- | -- |  |  | 1485.5562 | 0.020432
|  |  |  | -- | -- |  |  | 1485.5831 | 0.020415
|  |  |  | -- | -- |  |  | 1485.6101 | 0.020397
|  |  |  | -- | -- |  |  | 1485.6372 | 0.020378
|  |  |  | -- | -- |  |  | 1485.6642 | 0.020359
|  |  |  | -- | -- |  |  | 1485.6913 | 0.020339
|  |  |  | -- | -- |  |  | 1485.7183 | 0.020318
|  |  |  | -- | -- |  |  | 1485.7454 | 0.020297
|  |  |  | -- | -- |  |  | 1485.7723 | 0.020274
|  |  |  | -- | -- |  |  | 1485.7994 | 0.020252
|  |  |  | -- | -- |  |  | 1485.8264 | 0.020228
|  |  |  | -- | -- |  |  | 1485.8535 | 0.020204
|  |  |  | -- | -- |  |  | 1485.8805 | 0.02018
|  |  |  | -- | -- |  |  | 1485.9076 | 0.020155
|  |  |  | -- | -- |  |  | 1485.9346 | 0.020129
|  |  |  | -- | -- |  |  | 1485.9617 | 0.020103
|  |  |  | -- | -- |  |  | 1485.9886 | 0.020076
|  |  |  | -- | -- |  |  | 1486.0157 | 0.020049
|  |  |  | -- | -- |  |  | 1486.0427 | 0.020021
|  |  |  | -- | -- |  |  | 1486.0698 | 0.019993
|  |  |  | -- | -- |  |  | 1486.0968 | 0.019965
|  |  |  | -- | -- |  |  | 1486.1239 | 0.019936
|  |  |  | -- | -- |  |  | 1486.151 | 0.019907
|  |  |  | -- | -- |  |  | 1486.178 | 0.019877
|  |  |  | -- | -- |  |  | 1486.2051 | 0.019847
|  |  |  | -- | -- |  |  | 1486.2321 | 0.019817
|  |  |  | -- | -- |  |  | 1486.2592 | 0.019787
|  |  |  | -- | -- |  |  | 1486.2863 | 0.019756
|  |  |  | -- | -- |  |  | 1486.3132 | 0.019725
|  |  |  | -- | -- |  |  | 1486.3403 | 0.019693
|  |  |  | -- | -- |  |  | 1486.3674 | 0.019662
|  |  |  | -- | -- |  |  | 1486.3944 | 0.01963
|  |  |  | -- | -- |  |  | 1486.4215 | 0.019598
|  |  |  | -- | -- |  |  | 1486.4486 | 0.019566
|  |  |  | -- | -- |  |  | 1486.4756 | 0.019534
|  |  |  | -- | -- |  |  | 1486.5027 | 0.019502
|  |  |  | -- | -- |  |  | 1486.5298 | 0.01947
|  |  |  | -- | -- |  |  | 1486.5568 | 0.019437
|  |  |  | -- | -- |  |  | 1486.5839 | 0.019405
|  |  |  | -- | -- |  |  | 1486.611 | 0.019373
|  |  |  | -- | -- |  |  | 1486.6381 | 0.01934
|  |  |  | -- | -- |  |  | 1486.665 | 0.019308
|  |  |  | -- | -- |  |  | 1486.6921 | 0.019276
|  |  |  | -- | -- |  |  | 1486.7192 | 0.019243
|  |  |  | -- | -- |  |  | 1486.7463 | 0.019211
|  |  |  | -- | -- |  |  | 1486.7733 | 0.019179
|  |  |  | -- | -- |  |  | 1486.8004 | 0.019147
|  |  |  | -- | -- |  |  | 1486.8275 | 0.019115
|  |  |  | -- | -- |  |  | 1486.8546 | 0.019084
|  |  |  | -- | -- |  |  | 1486.8817 | 0.019052
|  |  |  | -- | -- |  |  | 1486.9087 | 0.019021
|  |  |  | -- | -- |  |  | 1486.9358 | 0.018991
|  |  |  | -- | -- |  |  | 1486.9629 | 0.01896
|  |  |  | -- | -- |  |  | 1486.99 | 0.01893
|  |  |  | -- | -- |  |  | 1487.0171 | 0.0189
|  |  |  | -- | -- |  |  | 1487.0442 | 0.018871
|  |  |  | -- | -- |  |  | 1487.0712 | 0.018842
|  |  |  | -- | -- |  |  | 1487.0983 | 0.018813
|  |  |  | -- | -- |  |  | 1487.1254 | 0.018785
|  |  |  | -- | -- |  |  | 1487.1525 | 0.018757
|  |  |  | -- | -- |  |  | 1487.1796 | 0.01873
|  |  |  | -- | -- |  |  | 1487.2067 | 0.018703
|  |  |  | -- | -- |  |  | 1487.2338 | 0.018677
|  |  |  | -- | -- |  |  | 1487.2609 | 0.018652
|  |  |  | -- | -- |  |  | 1487.288 | 0.018627
|  |  |  | -- | -- |  |  | 1487.3151 | 0.018603
|  |  |  | -- | -- |  |  | 1487.3422 | 0.01858
|  |  |  | -- | -- |  |  | 1487.3693 | 0.018557
|  |  |  | -- | -- |  |  | 1487.3962 | 0.018536
|  |  |  | -- | -- |  |  | 1487.4233 | 0.018515
|  |  |  | -- | -- |  |  | 1487.4504 | 0.018495
|  |  |  | -- | -- |  |  | 1487.4775 | 0.018475
|  |  |  | -- | -- |  |  | 1487.5046 | 0.018457
|  |  |  | -- | -- |  |  | 1487.5317 | 0.01844
|  |  |  | -- | -- |  |  | 1487.5588 | 0.018423
|  |  |  | -- | -- |  |  | 1487.5859 | 0.018408
|  |  |  | -- | -- |  |  | 1487.613 | 0.018393
|  |  |  | -- | -- |  |  | 1487.6401 | 0.01838
|  |  |  | -- | -- |  |  | 1487.6674 | 0.018368
|  |  |  | -- | -- |  |  | 1487.6945 | 0.018357
|  |  |  | -- | -- |  |  | 1487.7216 | 0.018347
|  |  |  | -- | -- |  |  | 1487.7487 | 0.018338
|  |  |  | -- | -- |  |  | 1487.7758 | 0.01833
|  |  |  | -- | -- |  |  | 1487.8029 | 0.018324
|  |  |  | -- | -- |  |  | 1487.83 | 0.018319
|  |  |  | -- | -- |  |  | 1487.8571 | 0.018315
|  |  |  | -- | -- |  |  | 1487.8842 | 0.018312
|  |  |  | -- | -- |  |  | 1487.9113 | 0.018311
|  |  |  | -- | -- |  |  | 1487.9384 | 0.018311
|  |  |  | -- | -- |  |  | 1487.9656 | 0.018313
|  |  |  | -- | -- |  |  | 1487.9927 | 0.018316
|  |  |  | -- | -- |  |  | 1488.0198 | 0.01832
|  |  |  | -- | -- |  |  | 1488.0469 | 0.018326
|  |  |  | -- | -- |  |  | 1488.074 | 0.018333
|  |  |  | -- | -- |  |  | 1488.1011 | 0.018342
|  |  |  | -- | -- |  |  | 1488.1282 | 0.018352
|  |  |  | -- | -- |  |  | 1488.1554 | 0.018363
|  |  |  | -- | -- |  |  | 1488.1825 | 0.018376
|  |  |  | -- | -- |  |  | 1488.2096 | 0.01839
|  |  |  | -- | -- |  |  | 1488.2367 | 0.018406
|  |  |  | -- | -- |  |  | 1488.2639 | 0.018424
|  |  |  | -- | -- |  |  | 1488.291 | 0.018443
|  |  |  | -- | -- |  |  | 1488.3181 | 0.018463
|  |  |  | -- | -- |  |  | 1488.3452 | 0.018485
|  |  |  | -- | -- |  |  | 1488.3723 | 0.018508
|  |  |  | -- | -- |  |  | 1488.3995 | 0.018532
|  |  |  | -- | -- |  |  | 1488.4266 | 0.018558
|  |  |  | -- | -- |  |  | 1488.4537 | 0.018586
|  |  |  | -- | -- |  |  | 1488.481 | 0.018615
|  |  |  | -- | -- |  |  | 1488.5081 | 0.018645
|  |  |  | -- | -- |  |  | 1488.5352 | 0.018676
|  |  |  | -- | -- |  |  | 1488.5623 | 0.018709
|  |  |  | -- | -- |  |  | 1488.5895 | 0.018743
|  |  |  | -- | -- |  |  | 1488.6166 | 0.018779
|  |  |  | -- | -- |  |  | 1488.6437 | 0.018815
|  |  |  | -- | -- |  |  | 1488.6709 | 0.018853
|  |  |  | -- | -- |  |  | 1488.698 | 0.018892
|  |  |  | -- | -- |  |  | 1488.7251 | 0.018932
|  |  |  | -- | -- |  |  | 1488.7523 | 0.018974
|  |  |  | -- | -- |  |  | 1488.7794 | 0.019016
|  |  |  | -- | -- |  |  | 1488.8066 | 0.019059
|  |  |  | -- | -- |  |  | 1488.8337 | 0.019104
|  |  |  | -- | -- |  |  | 1488.8608 | 0.019149
|  |  |  | -- | -- |  |  | 1488.8881 | 0.019195
|  |  |  | -- | -- |  |  | 1488.9152 | 0.019242
|  |  |  | -- | -- |  |  | 1488.9424 | 0.01929
|  |  |  | -- | -- |  |  | 1488.9695 | 0.019338
|  |  |  | -- | -- |  |  | 1488.9967 | 0.019387
|  |  |  | -- | -- |  |  | 1489.0238 | 0.019437
|  |  |  | -- | -- |  |  | 1489.0509 | 0.019487
|  |  |  | -- | -- |  |  | 1489.0781 | 0.019537
|  |  |  | -- | -- |  |  | 1489.1052 | 0.019589
|  |  |  | -- | -- |  |  | 1489.1324 | 0.01964
|  |  |  | -- | -- |  |  | 1489.1595 | 0.019692
|  |  |  | -- | -- |  |  | 1489.1868 | 0.019744
|  |  |  | -- | -- |  |  | 1489.2139 | 0.019796
|  |  |  | -- | -- |  |  | 1489.2411 | 0.019848
|  |  |  | -- | -- |  |  | 1489.2682 | 0.0199
|  |  |  | -- | -- |  |  | 1489.2954 | 0.019953
|  |  |  | -- | -- |  |  | 1489.3225 | 0.020005
|  |  |  | -- | -- |  |  | 1489.3497 | 0.020057
|  |  |  | -- | -- |  |  | 1489.3768 | 0.020109
|  |  |  | -- | -- |  |  | 1489.4041 | 0.02016
|  |  |  | -- | -- |  |  | 1489.4313 | 0.020211
|  |  |  | -- | -- |  |  | 1489.4584 | 0.020262
|  |  |  | -- | -- |  |  | 1489.4856 | 0.020312
|  |  |  | -- | -- |  |  | 1489.5127 | 0.020361
|  |  |  | -- | -- |  |  | 1489.5399 | 0.02041
|  |  |  | -- | -- |  |  | 1489.5671 | 0.020458
|  |  |  | -- | -- |  |  | 1489.5942 | 0.020506
|  |  |  | -- | -- |  |  | 1489.6215 | 0.020552
|  |  |  | -- | -- |  |  | 1489.6486 | 0.020597
|  |  |  | -- | -- |  |  | 1489.6758 | 0.020642
|  |  |  | -- | -- |  |  | 1489.703 | 0.020685
|  |  |  | -- | -- |  |  | 1489.7301 | 0.020728
|  |  |  | -- | -- |  |  | 1489.7573 | 0.020769
|  |  |  | -- | -- |  |  | 1489.7845 | 0.020809
|  |  |  | -- | -- |  |  | 1489.8116 | 0.020847
|  |  |  | -- | -- |  |  | 1489.8389 | 0.020884
|  |  |  | -- | -- |  |  | 1489.8661 | 0.02092
|  |  |  | -- | -- |  |  | 1489.8933 | 0.020954
|  |  |  | -- | -- |  |  | 1489.9204 | 0.020987
|  |  |  | -- | -- |  |  | 1489.9476 | 0.021018
|  |  |  | -- | -- |  |  | 1489.9749 | 0.021048
|  |  |  | -- | -- |  |  | 1490.002 | 0.021076
|  |  |  | -- | -- |  |  | 1490.0292 | 0.021102
|  |  |  | -- | -- |  |  | 1490.0564 | 0.021126
|  |  |  | -- | -- |  |  | 1490.0836 | 0.021149
|  |  |  | -- | -- |  |  | 1490.1107 | 0.021169
|  |  |  | -- | -- |  |  | 1490.1379 | 0.021188
|  |  |  | -- | -- |  |  | 1490.1652 | 0.021205
|  |  |  | -- | -- |  |  | 1490.1924 | 0.02122
|  |  |  | -- | -- |  |  | 1490.2196 | 0.021233
|  |  |  | -- | -- |  |  | 1490.2467 | 0.021245
|  |  |  | -- | -- |  |  | 1490.2739 | 0.021254
|  |  |  | -- | -- |  |  | 1490.3011 | 0.021261
|  |  |  | -- | -- |  |  | 1490.3284 | 0.021266
|  |  |  | -- | -- |  |  | 1490.3556 | 0.02127
|  |  |  | -- | -- |  |  | 1490.3828 | 0.021271
|  |  |  | -- | -- |  |  | 1490.41 | 0.02127
|  |  |  | -- | -- |  |  | 1490.4371 | 0.021267
|  |  |  | -- | -- |  |  | 1490.4644 | 0.021263
|  |  |  | -- | -- |  |  | 1490.4916 | 0.021256
|  |  |  | -- | -- |  |  | 1490.5188 | 0.021248
|  |  |  | -- | -- |  |  | 1490.546 | 0.021237
|  |  |  | -- | -- |  |  | 1490.5732 | 0.021225
|  |  |  | -- | -- |  |  | 1490.6005 | 0.021211
|  |  |  | -- | -- |  |  | 1490.6277 | 0.021195
|  |  |  | -- | -- |  |  | 1490.6549 | 0.021177
|  |  |  | -- | -- |  |  | 1490.6821 | 0.021158
|  |  |  | -- | -- |  |  | 1490.7094 | 0.021137
|  |  |  | -- | -- |  |  | 1490.7365 | 0.021114
|  |  |  | -- | -- |  |  | 1490.7637 | 0.02109
|  |  |  | -- | -- |  |  | 1490.7909 | 0.021064
|  |  |  | -- | -- |  |  | 1490.8181 | 0.021037
|  |  |  | -- | -- |  |  | 1490.8453 | 0.021008
|  |  |  | -- | -- |  |  | 1490.8726 | 0.020978
|  |  |  | -- | -- |  |  | 1490.8998 | 0.020946
|  |  |  | -- | -- |  |  | 1490.927 | 0.020914
|  |  |  | -- | -- |  |  | 1490.9542 | 0.02088
|  |  |  | -- | -- |  |  | 1490.9814 | 0.020845
|  |  |  | -- | -- |  |  | 1491.0088 | 0.02081
|  |  |  | -- | -- |  |  | 1491.036 | 0.020773
|  |  |  | -- | -- |  |  | 1491.0632 | 0.020735
|  |  |  | -- | -- |  |  | 1491.0905 | 0.020697
|  |  |  | -- | -- |  |  | 1491.1177 | 0.020658
|  |  |  | -- | -- |  |  | 1491.1449 | 0.020618
|  |  |  | -- | -- |  |  | 1491.1721 | 0.020578
|  |  |  | -- | -- |  |  | 1491.1993 | 0.020538
|  |  |  | -- | -- |  |  | 1491.2266 | 0.020497
|  |  |  | -- | -- |  |  | 1491.2538 | 0.020456
|  |  |  | -- | -- |  |  | 1491.281 | 0.020415
|  |  |  | -- | -- |  |  | 1491.3084 | 0.020373
|  |  |  | -- | -- |  |  | 1491.3356 | 0.020332
|  |  |  | -- | -- |  |  | 1491.3628 | 0.02029
|  |  |  | -- | -- |  |  | 1491.39 | 0.020249
|  |  |  | -- | -- |  |  | 1491.4172 | 0.020208
|  |  |  | -- | -- |  |  | 1491.4445 | 0.020167
|  |  |  | -- | -- |  |  | 1491.4717 | 0.020127
|  |  |  | -- | -- |  |  | 1491.499 | 0.020087
|  |  |  | -- | -- |  |  | 1491.5262 | 0.020048
|  |  |  | -- | -- |  |  | 1491.5535 | 0.020009
|  |  |  | -- | -- |  |  | 1491.5807 | 0.019971
|  |  |  | -- | -- |  |  | 1491.6079 | 0.019934
|  |  |  | -- | -- |  |  | 1491.6353 | 0.019897
|  |  |  | -- | -- |  |  | 1491.6625 | 0.019861
|  |  |  | -- | -- |  |  | 1491.6897 | 0.019827
|  |  |  | -- | -- |  |  | 1491.7169 | 0.019793
|  |  |  | -- | -- |  |  | 1491.7443 | 0.01976
|  |  |  | -- | -- |  |  | 1491.7715 | 0.019728
|  |  |  | -- | -- |  |  | 1491.7987 | 0.019698
|  |  |  | -- | -- |  |  | 1491.8261 | 0.019668
|  |  |  | -- | -- |  |  | 1491.8533 | 0.01964
|  |  |  | -- | -- |  |  | 1491.8805 | 0.019613
|  |  |  | -- | -- |  |  | 1491.9077 | 0.019587
|  |  |  | -- | -- |  |  | 1491.9351 | 0.019563
|  |  |  | -- | -- |  |  | 1491.9623 | 0.01954
|  |  |  | -- | -- |  |  | 1491.9895 | 0.019518
|  |  |  | -- | -- |  |  | 1492.0168 | 0.019498
|  |  |  | -- | -- |  |  | 1492.0441 | 0.019479
|  |  |  | -- | -- |  |  | 1492.0713 | 0.019461
|  |  |  | -- | -- |  |  | 1492.0986 | 0.019445
|  |  |  | -- | -- |  |  | 1492.1259 | 0.019431
|  |  |  | -- | -- |  |  | 1492.1532 | 0.019417
|  |  |  | -- | -- |  |  | 1492.1804 | 0.019406
|  |  |  | -- | -- |  |  | 1492.2076 | 0.019395
|  |  |  | -- | -- |  |  | 1492.235 | 0.019386
|  |  |  | -- | -- |  |  | 1492.2622 | 0.019378
|  |  |  | -- | -- |  |  | 1492.2896 | 0.019372
|  |  |  | -- | -- |  |  | 1492.3168 | 0.019367
|  |  |  | -- | -- |  |  | 1492.344 | 0.019364
|  |  |  | -- | -- |  |  | 1492.3713 | 0.019362
|  |  |  | -- | -- |  |  | 1492.3986 | 0.019361
|  |  |  | -- | -- |  |  | 1492.4259 | 0.019362
|  |  |  | -- | -- |  |  | 1492.4531 | 0.019363
|  |  |  | -- | -- |  |  | 1492.4805 | 0.019366
|  |  |  | -- | -- |  |  | 1492.5077 | 0.019371
|  |  |  | -- | -- |  |  | 1492.535 | 0.019376
|  |  |  | -- | -- |  |  | 1492.5623 | 0.019383
|  |  |  | -- | -- |  |  | 1492.5896 | 0.019391
|  |  |  | -- | -- |  |  | 1492.6168 | 0.019399
|  |  |  | -- | -- |  |  | 1492.6442 | 0.019409
|  |  |  | -- | -- |  |  | 1492.6714 | 0.01942
|  |  |  | -- | -- |  |  | 1492.6987 | 0.019432
|  |  |  | -- | -- |  |  | 1492.7261 | 0.019445
|  |  |  | -- | -- |  |  | 1492.7533 | 0.019459
|  |  |  | -- | -- |  |  | 1492.7806 | 0.019473
|  |  |  | -- | -- |  |  | 1492.8079 | 0.019488
|  |  |  | -- | -- |  |  | 1492.8352 | 0.019505
|  |  |  | -- | -- |  |  | 1492.8624 | 0.019521
|  |  |  | -- | -- |  |  | 1492.8898 | 0.019539
|  |  |  | -- | -- |  |  | 1492.9171 | 0.019557
|  |  |  | -- | -- |  |  | 1492.9443 | 0.019576
|  |  |  | -- | -- |  |  | 1492.9717 | 0.019595
|  |  |  | -- | -- |  |  | 1492.9989 | 0.019615
|  |  |  | -- | -- |  |  | 1493.0262 | 0.019635
|  |  |  | -- | -- |  |  | 1493.0536 | 0.019656
|  |  |  | -- | -- |  |  | 1493.0808 | 0.019677
|  |  |  | -- | -- |  |  | 1493.1082 | 0.019699
|  |  |  | -- | -- |  |  | 1493.1355 | 0.01972
|  |  |  | -- | -- |  |  | 1493.1627 | 0.019742
|  |  |  | -- | -- |  |  | 1493.1901 | 0.019764
|  |  |  | -- | -- |  |  | 1493.2174 | 0.019787
|  |  |  | -- | -- |  |  | 1493.2448 | 0.019809
|  |  |  | -- | -- |  |  | 1493.272 | 0.019831
|  |  |  | -- | -- |  |  | 1493.2993 | 0.019854
|  |  |  | -- | -- |  |  | 1493.3267 | 0.019876
|  |  |  | -- | -- |  |  | 1493.354 | 0.019899
|  |  |  | -- | -- |  |  | 1493.3812 | 0.019921
|  |  |  | -- | -- |  |  | 1493.4086 | 0.019943
|  |  |  | -- | -- |  |  | 1493.4359 | 0.019965
|  |  |  | -- | -- |  |  | 1493.4633 | 0.019987
|  |  |  | -- | -- |  |  | 1493.4905 | 0.020008
|  |  |  | -- | -- |  |  | 1493.5178 | 0.02003
|  |  |  | -- | -- |  |  | 1493.5452 | 0.02005
|  |  |  | -- | -- |  |  | 1493.5725 | 0.020071
|  |  |  | -- | -- |  |  | 1493.5999 | 0.020091
|  |  |  | -- | -- |  |  | 1493.6271 | 0.02011
|  |  |  | -- | -- |  |  | 1493.6544 | 0.020129
|  |  |  | -- | -- |  |  | 1493.6818 | 0.020148
|  |  |  | -- | -- |  |  | 1493.7091 | 0.020166
|  |  |  | -- | -- |  |  | 1493.7365 | 0.020183
|  |  |  | -- | -- |  |  | 1493.7638 | 0.0202
|  |  |  | -- | -- |  |  | 1493.7911 | 0.020215
|  |  |  | -- | -- |  |  | 1493.8184 | 0.020231
|  |  |  | -- | -- |  |  | 1493.8457 | 0.020245
|  |  |  | -- | -- |  |  | 1493.873 | 0.020258
|  |  |  | -- | -- |  |  | 1493.9004 | 0.020271
|  |  |  | -- | -- |  |  | 1493.9277 | 0.020283
|  |  |  | -- | -- |  |  | 1493.9551 | 0.020294
|  |  |  | -- | -- |  |  | 1493.9824 | 0.020304
|  |  |  | -- | -- |  |  | 1494.0098 | 0.020313
|  |  |  | -- | -- |  |  | 1494.0371 | 0.020321
|  |  |  | -- | -- |  |  | 1494.0645 | 0.020327
|  |  |  | -- | -- |  |  | 1494.0918 | 0.020333
|  |  |  | -- | -- |  |  | 1494.1191 | 0.020338
|  |  |  | -- | -- |  |  | 1494.1465 | 0.020342
|  |  |  | -- | -- |  |  | 1494.1738 | 0.020344
|  |  |  | -- | -- |  |  | 1494.2012 | 0.020345
|  |  |  | -- | -- |  |  | 1494.2285 | 0.020345
|  |  |  | -- | -- |  |  | 1494.2559 | 0.020344
|  |  |  | -- | -- |  |  | 1494.2832 | 0.020342
|  |  |  | -- | -- |  |  | 1494.3105 | 0.020338
|  |  |  | -- | -- |  |  | 1494.3379 | 0.020333
|  |  |  | -- | -- |  |  | 1494.3652 | 0.020327
|  |  |  | -- | -- |  |  | 1494.3926 | 0.02032
|  |  |  | -- | -- |  |  | 1494.4199 | 0.020311
|  |  |  | -- | -- |  |  | 1494.4473 | 0.020301
|  |  |  | -- | -- |  |  | 1494.4746 | 0.02029
|  |  |  | -- | -- |  |  | 1494.502 | 0.020277
|  |  |  | -- | -- |  |  | 1494.5293 | 0.020263
|  |  |  | -- | -- |  |  | 1494.5566 | 0.020248
|  |  |  | -- | -- |  |  | 1494.584 | 0.020231
|  |  |  | -- | -- |  |  | 1494.6115 | 0.020213
|  |  |  | -- | -- |  |  | 1494.6388 | 0.020194
|  |  |  | -- | -- |  |  | 1494.6661 | 0.020174
|  |  |  | -- | -- |  |  | 1494.6935 | 0.020153
|  |  |  | -- | -- |  |  | 1494.7208 | 0.02013
|  |  |  | -- | -- |  |  | 1494.7482 | 0.020106
|  |  |  | -- | -- |  |  | 1494.7755 | 0.020081
|  |  |  | -- | -- |  |  | 1494.803 | 0.020054
|  |  |  | -- | -- |  |  | 1494.8303 | 0.020027
|  |  |  | -- | -- |  |  | 1494.8577 | 0.019998
|  |  |  | -- | -- |  |  | 1494.885 | 0.019969
|  |  |  | -- | -- |  |  | 1494.9124 | 0.019938
|  |  |  | -- | -- |  |  | 1494.9398 | 0.019907
|  |  |  | -- | -- |  |  | 1494.9672 | 0.019874
|  |  |  | -- | -- |  |  | 1494.9945 | 0.019841
|  |  |  | -- | -- |  |  | 1495.0219 | 0.019807
|  |  |  | -- | -- |  |  | 1495.0493 | 0.019772
|  |  |  | -- | -- |  |  | 1495.0767 | 0.019736
|  |  |  | -- | -- |  |  | 1495.104 | 0.019699
|  |  |  | -- | -- |  |  | 1495.1313 | 0.019662
|  |  |  | -- | -- |  |  | 1495.1588 | 0.019624
|  |  |  | -- | -- |  |  | 1495.1862 | 0.019586
|  |  |  | -- | -- |  |  | 1495.2135 | 0.019547
|  |  |  | -- | -- |  |  | 1495.241 | 0.019508
|  |  |  | -- | -- |  |  | 1495.2683 | 0.019468
|  |  |  | -- | -- |  |  | 1495.2957 | 0.019427
|  |  |  | -- | -- |  |  | 1495.3231 | 0.019387
|  |  |  | -- | -- |  |  | 1495.3505 | 0.019346
|  |  |  | -- | -- |  |  | 1495.3778 | 0.019305
|  |  |  | -- | -- |  |  | 1495.4053 | 0.019264
|  |  |  | -- | -- |  |  | 1495.4326 | 0.019222
|  |  |  | -- | -- |  |  | 1495.46 | 0.019181
|  |  |  | -- | -- |  |  | 1495.4874 | 0.019139
|  |  |  | -- | -- |  |  | 1495.5148 | 0.019098
|  |  |  | -- | -- |  |  | 1495.5421 | 0.019056
|  |  |  | -- | -- |  |  | 1495.5696 | 0.019015
|  |  |  | -- | -- |  |  | 1495.5969 | 0.018974
|  |  |  | -- | -- |  |  | 1495.6244 | 0.018932
|  |  |  | -- | -- |  |  | 1495.6517 | 0.018891
|  |  |  | -- | -- |  |  | 1495.6792 | 0.018851
|  |  |  | -- | -- |  |  | 1495.7065 | 0.01881
|  |  |  | -- | -- |  |  | 1495.7339 | 0.01877
|  |  |  | -- | -- |  |  | 1495.7614 | 0.01873
|  |  |  | -- | -- |  |  | 1495.7887 | 0.018691
|  |  |  | -- | -- |  |  | 1495.8162 | 0.018652
|  |  |  | -- | -- |  |  | 1495.8435 | 0.018613
|  |  |  | -- | -- |  |  | 1495.871 | 0.018575
|  |  |  | -- | -- |  |  | 1495.8983 | 0.018537
|  |  |  | -- | -- |  |  | 1495.9258 | 0.018499
|  |  |  | -- | -- |  |  | 1495.9531 | 0.018462
|  |  |  | -- | -- |  |  | 1495.9806 | 0.018426
|  |  |  | -- | -- |  |  | 1496.0081 | 0.01839
|  |  |  | -- | -- |  |  | 1496.0354 | 0.018354
|  |  |  | -- | -- |  |  | 1496.0629 | 0.018319
|  |  |  | -- | -- |  |  | 1496.0902 | 0.018285
|  |  |  | -- | -- |  |  | 1496.1177 | 0.01825
|  |  |  | -- | -- |  |  | 1496.145 | 0.018217
|  |  |  | -- | -- |  |  | 1496.1725 | 0.018184
|  |  |  | -- | -- |  |  | 1496.2 | 0.018151
|  |  |  | -- | -- |  |  | 1496.2273 | 0.018119
|  |  |  | -- | -- |  |  | 1496.2548 | 0.018087
|  |  |  | -- | -- |  |  | 1496.2821 | 0.018056
|  |  |  | -- | -- |  |  | 1496.3096 | 0.018025
|  |  |  | -- | -- |  |  | 1496.337 | 0.017995
|  |  |  | -- | -- |  |  | 1496.3644 | 0.017965
|  |  |  | -- | -- |  |  | 1496.3918 | 0.017935
|  |  |  | -- | -- |  |  | 1496.4193 | 0.017906
|  |  |  | -- | -- |  |  | 1496.4467 | 0.017878
|  |  |  | -- | -- |  |  | 1496.4741 | 0.017849
|  |  |  | -- | -- |  |  | 1496.5016 | 0.017821
|  |  |  | -- | -- |  |  | 1496.5289 | 0.017794
|  |  |  | -- | -- |  |  | 1496.5564 | 0.017767
|  |  |  | -- | -- |  |  | 1496.5839 | 0.01774
|  |  |  | -- | -- |  |  | 1496.6112 | 0.017713
|  |  |  | -- | -- |  |  | 1496.6387 | 0.017687
|  |  |  | -- | -- |  |  | 1496.6661 | 0.017661
|  |  |  | -- | -- |  |  | 1496.6936 | 0.017636
|  |  |  | -- | -- |  |  | 1496.7209 | 0.01761
|  |  |  | -- | -- |  |  | 1496.7484 | 0.017585
|  |  |  | -- | -- |  |  | 1496.7759 | 0.017561
|  |  |  | -- | -- |  |  | 1496.8033 | 0.017536
|  |  |  | -- | -- |  |  | 1496.8307 | 0.017512
|  |  |  | -- | -- |  |  | 1496.8582 | 0.017488
|  |  |  | -- | -- |  |  | 1496.8856 | 0.017464
|  |  |  | -- | -- |  |  | 1496.9131 | 0.017441
|  |  |  | -- | -- |  |  | 1496.9406 | 0.017417
|  |  |  | -- | -- |  |  | 1496.968 | 0.017394
|  |  |  | -- | -- |  |  | 1496.9954 | 0.017371
|  |  |  | -- | -- |  |  | 1497.0228 | 0.017349
|  |  |  | -- | -- |  |  | 1497.0503 | 0.017326
|  |  |  | -- | -- |  |  | 1497.0778 | 0.017304
|  |  |  | -- | -- |  |  | 1497.1052 | 0.017282
|  |  |  | -- | -- |  |  | 1497.1327 | 0.017261
|  |  |  | -- | -- |  |  | 1497.1602 | 0.017239
|  |  |  | -- | -- |  |  | 1497.1875 | 0.017218
|  |  |  | -- | -- |  |  | 1497.215 | 0.017197
|  |  |  | -- | -- |  |  | 1497.2424 | 0.017177
|  |  |  | -- | -- |  |  | 1497.2699 | 0.017156
|  |  |  | -- | -- |  |  | 1497.2974 | 0.017136
|  |  |  | -- | -- |  |  | 1497.3248 | 0.017116
|  |  |  | -- | -- |  |  | 1497.3523 | 0.017097
|  |  |  | -- | -- |  |  | 1497.3798 | 0.017078
|  |  |  | -- | -- |  |  | 1497.4072 | 0.017059
|  |  |  | -- | -- |  |  | 1497.4347 | 0.01704
|  |  |  | -- | -- |  |  | 1497.4622 | 0.017022
|  |  |  | -- | -- |  |  | 1497.4896 | 0.017004
|  |  |  | -- | -- |  |  | 1497.5171 | 0.016987
|  |  |  | -- | -- |  |  | 1497.5446 | 0.01697
|  |  |  | -- | -- |  |  | 1497.572 | 0.016953
|  |  |  | -- | -- |  |  | 1497.5995 | 0.016937
|  |  |  | -- | -- |  |  | 1497.627 | 0.016921
|  |  |  | -- | -- |  |  | 1497.6544 | 0.016906
|  |  |  | -- | -- |  |  | 1497.6819 | 0.016891
|  |  |  | -- | -- |  |  | 1497.7094 | 0.016877
|  |  |  | -- | -- |  |  | 1497.7368 | 0.016863
|  |  |  | -- | -- |  |  | 1497.7643 | 0.016849
|  |  |  | -- | -- |  |  | 1497.7917 | 0.016836
|  |  |  | -- | -- |  |  | 1497.8192 | 0.016824
|  |  |  | -- | -- |  |  | 1497.8467 | 0.016812
|  |  |  | -- | -- |  |  | 1497.8741 | 0.016801
|  |  |  | -- | -- |  |  | 1497.9017 | 0.01679
|  |  |  | -- | -- |  |  | 1497.9292 | 0.01678
|  |  |  | -- | -- |  |  | 1497.9567 | 0.016771
|  |  |  | -- | -- |  |  | 1497.9841 | 0.016762
|  |  |  | -- | -- |  |  | 1498.0116 | 0.016754
|  |  |  | -- | -- |  |  | 1498.0391 | 0.016746
|  |  |  | -- | -- |  |  | 1498.0665 | 0.016739
|  |  |  | -- | -- |  |  | 1498.0941 | 0.016733
|  |  |  | -- | -- |  |  | 1498.1216 | 0.016727
|  |  |  | -- | -- |  |  | 1498.149 | 0.016722
|  |  |  | -- | -- |  |  | 1498.1765 | 0.016718
|  |  |  | -- | -- |  |  | 1498.204 | 0.016715
|  |  |  | -- | -- |  |  | 1498.2314 | 0.016712
|  |  |  | -- | -- |  |  | 1498.259 | 0.01671
|  |  |  | -- | -- |  |  | 1498.2865 | 0.016709
|  |  |  | -- | -- |  |  | 1498.314 | 0.016709
|  |  |  | -- | -- |  |  | 1498.3414 | 0.016709
|  |  |  | -- | -- |  |  | 1498.369 | 0.01671
|  |  |  | -- | -- |  |  | 1498.3965 | 0.016712
|  |  |  | -- | -- |  |  | 1498.424 | 0.016715
|  |  |  | -- | -- |  |  | 1498.4514 | 0.016719
|  |  |  | -- | -- |  |  | 1498.479 | 0.016723
|  |  |  | -- | -- |  |  | 1498.5065 | 0.016729
|  |  |  | -- | -- |  |  | 1498.5339 | 0.016735
|  |  |  | -- | -- |  |  | 1498.5615 | 0.016742
|  |  |  | -- | -- |  |  | 1498.589 | 0.01675
|  |  |  | -- | -- |  |  | 1498.6165 | 0.016759
|  |  |  | -- | -- |  |  | 1498.644 | 0.016769
|  |  |  | -- | -- |  |  | 1498.6715 | 0.016779
|  |  |  | -- | -- |  |  | 1498.699 | 0.016791
|  |  |  | -- | -- |  |  | 1498.7266 | 0.016803
|  |  |  | -- | -- |  |  | 1498.754 | 0.016816
|  |  |  | -- | -- |  |  | 1498.7815 | 0.01683
|  |  |  | -- | -- |  |  | 1498.8091 | 0.016845
|  |  |  | -- | -- |  |  | 1498.8365 | 0.016861
|  |  |  | -- | -- |  |  | 1498.8641 | 0.016878
|  |  |  | -- | -- |  |  | 1498.8916 | 0.016895
|  |  |  | -- | -- |  |  | 1498.9191 | 0.016914
|  |  |  | -- | -- |  |  | 1498.9467 | 0.016933
|  |  |  | -- | -- |  |  | 1498.9741 | 0.016953
|  |  |  | -- | -- |  |  | 1499.0017 | 0.016974
|  |  |  | -- | -- |  |  | 1499.0292 | 0.016996
|  |  |  | -- | -- |  |  | 1499.0568 | 0.017019
|  |  |  | -- | -- |  |  | 1499.0842 | 0.017042
|  |  |  | -- | -- |  |  | 1499.1117 | 0.017066
|  |  |  | -- | -- |  |  | 1499.1393 | 0.017091
|  |  |  | -- | -- |  |  | 1499.1667 | 0.017116
|  |  |  | -- | -- |  |  | 1499.1943 | 0.017143
|  |  |  | -- | -- |  |  | 1499.2218 | 0.01717
|  |  |  | -- | -- |  |  | 1499.2494 | 0.017197
|  |  |  | -- | -- |  |  | 1499.2769 | 0.017225
|  |  |  | -- | -- |  |  | 1499.3044 | 0.017254
|  |  |  | -- | -- |  |  | 1499.332 | 0.017283
|  |  |  | -- | -- |  |  | 1499.3595 | 0.017313
|  |  |  | -- | -- |  |  | 1499.3871 | 0.017343
|  |  |  | -- | -- |  |  | 1499.4146 | 0.017374
|  |  |  | -- | -- |  |  | 1499.4421 | 0.017405
|  |  |  | -- | -- |  |  | 1499.4696 | 0.017436
|  |  |  | -- | -- |  |  | 1499.4972 | 0.017468
|  |  |  | -- | -- |  |  | 1499.5248 | 0.017499
|  |  |  | -- | -- |  |  | 1499.5522 | 0.017531
|  |  |  | -- | -- |  |  | 1499.5798 | 0.017563
|  |  |  | -- | -- |  |  | 1499.6073 | 0.017595
|  |  |  | -- | -- |  |  | 1499.6349 | 0.017628
|  |  |  | -- | -- |  |  | 1499.6625 | 0.01766
|  |  |  | -- | -- |  |  | 1499.6899 | 0.017692
|  |  |  | -- | -- |  |  | 1499.7175 | 0.017724
|  |  |  | -- | -- |  |  | 1499.7451 | 0.017755
|  |  |  | -- | -- |  |  | 1499.7726 | 0.017787
|  |  |  | -- | -- |  |  | 1499.8002 | 0.017818
|  |  |  | -- | -- |  |  | 1499.8278 | 0.017848
|  |  |  | -- | -- |  |  | 1499.8552 | 0.017879
|  |  |  | -- | -- |  |  | 1499.8828 | 0.017908
|  |  |  | -- | -- |  |  | 1499.9104 | 0.017937
|  |  |  | -- | -- |  |  | 1499.9379 | 0.017966
|  |  |  | -- | -- |  |  | 1499.9655 | 0.017994
|  |  |  | -- | -- |  |  | 1499.993 | 0.018021
|  |  |  | -- | -- |  |  | 1500.0206 | 0.018047
|  |  |  | -- | -- |  |  | 1500.0481 | 0.018072
|  |  |  | -- | -- |  |  | 1500.0757 | 0.018097
|  |  |  | -- | -- |  |  | 1500.1033 | 0.01812
|  |  |  | -- | -- |  |  | 1500.1309 | 0.018143
|  |  |  | -- | -- |  |  | 1500.1584 | 0.018164
|  |  |  | -- | -- |  |  | 1500.1859 | 0.018184
|  |  |  | -- | -- |  |  | 1500.2135 | 0.018203
|  |  |  | -- | -- |  |  | 1500.2411 | 0.018221
|  |  |  | -- | -- |  |  | 1500.2687 | 0.018238
|  |  |  | -- | -- |  |  | 1500.2963 | 0.018253
|  |  |  | -- | -- |  |  | 1500.3237 | 0.018267
|  |  |  | -- | -- |  |  | 1500.3513 | 0.01828
|  |  |  | -- | -- |  |  | 1500.3789 | 0.018291
|  |  |  | -- | -- |  |  | 1500.4065 | 0.018301
|  |  |  | -- | -- |  |  | 1500.4341 | 0.01831
|  |  |  | -- | -- |  |  | 1500.4617 | 0.018317
|  |  |  | -- | -- |  |  | 1500.4893 | 0.018323
|  |  |  | -- | -- |  |  | 1500.5167 | 0.018327
|  |  |  | -- | -- |  |  | 1500.5443 | 0.018329
|  |  |  | -- | -- |  |  | 1500.5719 | 0.018331
|  |  |  | -- | -- |  |  | 1500.5995 | 0.01833
|  |  |  | -- | -- |  |  | 1500.6271 | 0.018329
|  |  |  | -- | -- |  |  | 1500.6547 | 0.018325
|  |  |  | -- | -- |  |  | 1500.6823 | 0.018321
|  |  |  | -- | -- |  |  | 1500.7098 | 0.018315
|  |  |  | -- | -- |  |  | 1500.7374 | 0.018307
|  |  |  | -- | -- |  |  | 1500.765 | 0.018298
|  |  |  | -- | -- |  |  | 1500.7926 | 0.018288
|  |  |  | -- | -- |  |  | 1500.8202 | 0.018277
|  |  |  | -- | -- |  |  | 1500.8478 | 0.018264
|  |  |  | -- | -- |  |  | 1500.8754 | 0.01825
|  |  |  | -- | -- |  |  | 1500.903 | 0.018235
|  |  |  | -- | -- |  |  | 1500.9305 | 0.018219
|  |  |  | -- | -- |  |  | 1500.9581 | 0.018201
|  |  |  | -- | -- |  |  | 1500.9857 | 0.018183
|  |  |  | -- | -- |  |  | 1501.0133 | 0.018164
|  |  |  | -- | -- |  |  | 1501.0409 | 0.018144
|  |  |  | -- | -- |  |  | 1501.0685 | 0.018123
|  |  |  | -- | -- |  |  | 1501.0961 | 0.018101
|  |  |  | -- | -- |  |  | 1501.1237 | 0.018078
|  |  |  | -- | -- |  |  | 1501.1512 | 0.018055
|  |  |  | -- | -- |  |  | 1501.1788 | 0.018032
|  |  |  | -- | -- |  |  | 1501.2065 | 0.018008
|  |  |  | -- | -- |  |  | 1501.2341 | 0.017983
|  |  |  | -- | -- |  |  | 1501.2617 | 0.017959
|  |  |  | -- | -- |  |  | 1501.2893 | 0.017934
|  |  |  | -- | -- |  |  | 1501.3169 | 0.017908
|  |  |  | -- | -- |  |  | 1501.3445 | 0.017883
|  |  |  | -- | -- |  |  | 1501.3721 | 0.017858
|  |  |  | -- | -- |  |  | 1501.3997 | 0.017833
|  |  |  | -- | -- |  |  | 1501.4274 | 0.017808
|  |  |  | -- | -- |  |  | 1501.455 | 0.017784
|  |  |  | -- | -- |  |  | 1501.4825 | 0.01776
|  |  |  | -- | -- |  |  | 1501.5101 | 0.017736
|  |  |  | -- | -- |  |  | 1501.5377 | 0.017713
|  |  |  | -- | -- |  |  | 1501.5654 | 0.01769
|  |  |  | -- | -- |  |  | 1501.593 | 0.017668
|  |  |  | -- | -- |  |  | 1501.6206 | 0.017647
|  |  |  | -- | -- |  |  | 1501.6482 | 0.017627
|  |  |  | -- | -- |  |  | 1501.6759 | 0.017608
|  |  |  | -- | -- |  |  | 1501.7035 | 0.017589
|  |  |  | -- | -- |  |  | 1501.7311 | 0.017572
|  |  |  | -- | -- |  |  | 1501.7587 | 0.017556
|  |  |  | -- | -- |  |  | 1501.7864 | 0.017541
|  |  |  | -- | -- |  |  | 1501.814 | 0.017527
|  |  |  | -- | -- |  |  | 1501.8416 | 0.017515
|  |  |  | -- | -- |  |  | 1501.8691 | 0.017504
|  |  |  | -- | -- |  |  | 1501.8969 | 0.017494
|  |  |  | -- | -- |  |  | 1501.9244 | 0.017486
|  |  |  | -- | -- |  |  | 1501.952 | 0.017479
|  |  |  | -- | -- |  |  | 1501.9797 | 0.017473
|  |  |  | -- | -- |  |  | 1502.0073 | 0.01747
|  |  |  | -- | -- |  |  | 1502.0349 | 0.017467
|  |  |  | -- | -- |  |  | 1502.0626 | 0.017467
|  |  |  | -- | -- |  |  | 1502.0902 | 0.017468
|  |  |  | -- | -- |  |  | 1502.1179 | 0.01747
|  |  |  | -- | -- |  |  | 1502.1455 | 0.017474
|  |  |  | -- | -- |  |  | 1502.1731 | 0.01748
|  |  |  | -- | -- |  |  | 1502.2008 | 0.017488
|  |  |  | -- | -- |  |  | 1502.2284 | 0.017497
|  |  |  | -- | -- |  |  | 1502.2561 | 0.017507
|  |  |  | -- | -- |  |  | 1502.2837 | 0.01752
|  |  |  | -- | -- |  |  | 1502.3113 | 0.017534
|  |  |  | -- | -- |  |  | 1502.339 | 0.017549
|  |  |  | -- | -- |  |  | 1502.3666 | 0.017566
|  |  |  | -- | -- |  |  | 1502.3943 | 0.017584
|  |  |  | -- | -- |  |  | 1502.4219 | 0.017604
|  |  |  | -- | -- |  |  | 1502.4496 | 0.017626
|  |  |  | -- | -- |  |  | 1502.4772 | 0.017648
|  |  |  | -- | -- |  |  | 1502.5049 | 0.017673
|  |  |  | -- | -- |  |  | 1502.5325 | 0.017698
|  |  |  | -- | -- |  |  | 1502.5602 | 0.017725
|  |  |  | -- | -- |  |  | 1502.5878 | 0.017752
|  |  |  | -- | -- |  |  | 1502.6155 | 0.017781
|  |  |  | -- | -- |  |  | 1502.6431 | 0.017811
|  |  |  | -- | -- |  |  | 1502.6708 | 0.017842
|  |  |  | -- | -- |  |  | 1502.6984 | 0.017874
|  |  |  | -- | -- |  |  | 1502.7261 | 0.017907
|  |  |  | -- | -- |  |  | 1502.7538 | 0.017941
|  |  |  | -- | -- |  |  | 1502.7814 | 0.017975
|  |  |  | -- | -- |  |  | 1502.8091 | 0.018011
|  |  |  | -- | -- |  |  | 1502.8367 | 0.018046
|  |  |  | -- | -- |  |  | 1502.8644 | 0.018083
|  |  |  | -- | -- |  |  | 1502.892 | 0.018119
|  |  |  | -- | -- |  |  | 1502.9197 | 0.018156
|  |  |  | -- | -- |  |  | 1502.9474 | 0.018194
|  |  |  | -- | -- |  |  | 1502.975 | 0.018232
|  |  |  | -- | -- |  |  | 1503.0027 | 0.018269
|  |  |  | -- | -- |  |  | 1503.0304 | 0.018307
|  |  |  | -- | -- |  |  | 1503.058 | 0.018346
|  |  |  | -- | -- |  |  | 1503.0857 | 0.018384
|  |  |  | -- | -- |  |  | 1503.1134 | 0.018421
|  |  |  | -- | -- |  |  | 1503.141 | 0.018459
|  |  |  | -- | -- |  |  | 1503.1687 | 0.018497
|  |  |  | -- | -- |  |  | 1503.1964 | 0.018534
|  |  |  | -- | -- |  |  | 1503.224 | 0.018571
|  |  |  | -- | -- |  |  | 1503.2517 | 0.018607
|  |  |  | -- | -- |  |  | 1503.2794 | 0.018643
|  |  |  | -- | -- |  |  | 1503.3071 | 0.018679
|  |  |  | -- | -- |  |  | 1503.3347 | 0.018714
|  |  |  | -- | -- |  |  | 1503.3624 | 0.018748
|  |  |  | -- | -- |  |  | 1503.3901 | 0.018782
|  |  |  | -- | -- |  |  | 1503.4178 | 0.018815
|  |  |  | -- | -- |  |  | 1503.4454 | 0.018847
|  |  |  | -- | -- |  |  | 1503.4731 | 0.018879
|  |  |  | -- | -- |  |  | 1503.5009 | 0.01891
|  |  |  | -- | -- |  |  | 1503.5286 | 0.01894
|  |  |  | -- | -- |  |  | 1503.5563 | 0.018969
|  |  |  | -- | -- |  |  | 1503.5839 | 0.018997
|  |  |  | -- | -- |  |  | 1503.6116 | 0.019024
|  |  |  | -- | -- |  |  | 1503.6393 | 0.01905
|  |  |  | -- | -- |  |  | 1503.667 | 0.019076
|  |  |  | -- | -- |  |  | 1503.6947 | 0.0191
|  |  |  | -- | -- |  |  | 1503.7224 | 0.019123
|  |  |  | -- | -- |  |  | 1503.7501 | 0.019146
|  |  |  | -- | -- |  |  | 1503.7777 | 0.019167
|  |  |  | -- | -- |  |  | 1503.8054 | 0.019188
|  |  |  | -- | -- |  |  | 1503.8331 | 0.019207
|  |  |  | -- | -- |  |  | 1503.8608 | 0.019226
|  |  |  | -- | -- |  |  | 1503.8886 | 0.019243
|  |  |  | -- | -- |  |  | 1503.9163 | 0.01926
|  |  |  | -- | -- |  |  | 1503.944 | 0.019275
|  |  |  | -- | -- |  |  | 1503.9717 | 0.01929
|  |  |  | -- | -- |  |  | 1503.9994 | 0.019303
|  |  |  | -- | -- |  |  | 1504.0271 | 0.019316
|  |  |  | -- | -- |  |  | 1504.0548 | 0.019328
|  |  |  | -- | -- |  |  | 1504.0825 | 0.019339
|  |  |  | -- | -- |  |  | 1504.1102 | 0.019349
|  |  |  | -- | -- |  |  | 1504.1379 | 0.019358
|  |  |  | -- | -- |  |  | 1504.1656 | 0.019366
|  |  |  | -- | -- |  |  | 1504.1934 | 0.019373
|  |  |  | -- | -- |  |  | 1504.2211 | 0.01938
|  |  |  | -- | -- |  |  | 1504.2488 | 0.019386
|  |  |  | -- | -- |  |  | 1504.2765 | 0.019391
|  |  |  | -- | -- |  |  | 1504.3042 | 0.019395
|  |  |  | -- | -- |  |  | 1504.3319 | 0.019399
|  |  |  | -- | -- |  |  | 1504.3596 | 0.019402
|  |  |  | -- | -- |  |  | 1504.3873 | 0.019404
|  |  |  | -- | -- |  |  | 1504.415 | 0.019406
|  |  |  | -- | -- |  |  | 1504.4427 | 0.019407
|  |  |  | -- | -- |  |  | 1504.4705 | 0.019408
|  |  |  | -- | -- |  |  | 1504.4982 | 0.019408
|  |  |  | -- | -- |  |  | 1504.5259 | 0.019407
|  |  |  | -- | -- |  |  | 1504.5536 | 0.019406
|  |  |  | -- | -- |  |  | 1504.5813 | 0.019405
|  |  |  | -- | -- |  |  | 1504.6091 | 0.019403
|  |  |  | -- | -- |  |  | 1504.6368 | 0.019401
|  |  |  | -- | -- |  |  | 1504.6646 | 0.019398
|  |  |  | -- | -- |  |  | 1504.6923 | 0.019395
|  |  |  | -- | -- |  |  | 1504.72 | 0.019392
|  |  |  | -- | -- |  |  | 1504.7477 | 0.019388
|  |  |  | -- | -- |  |  | 1504.7755 | 0.019384
|  |  |  | -- | -- |  |  | 1504.8032 | 0.01938
|  |  |  | -- | -- |  |  | 1504.8309 | 0.019376
|  |  |  | -- | -- |  |  | 1504.8586 | 0.019371
|  |  |  | -- | -- |  |  | 1504.8864 | 0.019367
|  |  |  | -- | -- |  |  | 1504.9142 | 0.019362
|  |  |  | -- | -- |  |  | 1504.9419 | 0.019357
|  |  |  | -- | -- |  |  | 1504.9696 | 0.019352
|  |  |  | -- | -- |  |  | 1504.9973 | 0.019347
|  |  |  | -- | -- |  |  | 1505.0251 | 0.019342
|  |  |  | -- | -- |  |  | 1505.0529 | 0.019337
|  |  |  | -- | -- |  |  | 1505.0806 | 0.019332
|  |  |  | -- | -- |  |  | 1505.1083 | 0.019327
|  |  |  | -- | -- |  |  | 1505.1361 | 0.019322
|  |  |  | -- | -- |  |  | 1505.1638 | 0.019317
|  |  |  | -- | -- |  |  | 1505.1915 | 0.019313
|  |  |  | -- | -- |  |  | 1505.2194 | 0.019308
|  |  |  | -- | -- |  |  | 1505.2471 | 0.019304
|  |  |  | -- | -- |  |  | 1505.2748 | 0.019299
|  |  |  | -- | -- |  |  | 1505.3026 | 0.019295
|  |  |  | -- | -- |  |  | 1505.3303 | 0.019291
|  |  |  | -- | -- |  |  | 1505.358 | 0.019288
|  |  |  | -- | -- |  |  | 1505.3859 | 0.019284
|  |  |  | -- | -- |  |  | 1505.4136 | 0.019281
|  |  |  | -- | -- |  |  | 1505.4413 | 0.019279
|  |  |  | -- | -- |  |  | 1505.4691 | 0.019276
|  |  |  | -- | -- |  |  | 1505.4968 | 0.019274
|  |  |  | -- | -- |  |  | 1505.5247 | 0.019272
|  |  |  | -- | -- |  |  | 1505.5524 | 0.019271
|  |  |  | -- | -- |  |  | 1505.5801 | 0.01927
|  |  |  | -- | -- |  |  | 1505.6079 | 0.019269
|  |  |  | -- | -- |  |  | 1505.6356 | 0.019269
|  |  |  | -- | -- |  |  | 1505.6635 | 0.019269
|  |  |  | -- | -- |  |  | 1505.6912 | 0.01927
|  |  |  | -- | -- |  |  | 1505.719 | 0.019271
|  |  |  | -- | -- |  |  | 1505.7467 | 0.019273
|  |  |  | -- | -- |  |  | 1505.7745 | 0.019275
|  |  |  | -- | -- |  |  | 1505.8022 | 0.019277
|  |  |  | -- | -- |  |  | 1505.8301 | 0.01928
|  |  |  | -- | -- |  |  | 1505.8578 | 0.019283
|  |  |  | -- | -- |  |  | 1505.8856 | 0.019287
|  |  |  | -- | -- |  |  | 1505.9133 | 0.019292
|  |  |  | -- | -- |  |  | 1505.9412 | 0.019297
|  |  |  | -- | -- |  |  | 1505.9689 | 0.019302
|  |  |  | -- | -- |  |  | 1505.9967 | 0.019308
|  |  |  | -- | -- |  |  | 1506.0244 | 0.019314
|  |  |  | -- | -- |  |  | 1506.0522 | 0.019321
|  |  |  | -- | -- |  |  | 1506.08 | 0.019328
|  |  |  | -- | -- |  |  | 1506.1078 | 0.019336
|  |  |  | -- | -- |  |  | 1506.1356 | 0.019344
|  |  |  | -- | -- |  |  | 1506.1633 | 0.019353
|  |  |  | -- | -- |  |  | 1506.1912 | 0.019362
|  |  |  | -- | -- |  |  | 1506.2189 | 0.019372
|  |  |  | -- | -- |  |  | 1506.2467 | 0.019382
|  |  |  | -- | -- |  |  | 1506.2745 | 0.019392
|  |  |  | -- | -- |  |  | 1506.3022 | 0.019403
|  |  |  | -- | -- |  |  | 1506.3301 | 0.019414
|  |  |  | -- | -- |  |  | 1506.3579 | 0.019426
|  |  |  | -- | -- |  |  | 1506.3856 | 0.019437
|  |  |  | -- | -- |  |  | 1506.4135 | 0.01945
|  |  |  | -- | -- |  |  | 1506.4413 | 0.019462
|  |  |  | -- | -- |  |  | 1506.469 | 0.019475
|  |  |  | -- | -- |  |  | 1506.4968 | 0.019488
|  |  |  | -- | -- |  |  | 1506.5247 | 0.019502
|  |  |  | -- | -- |  |  | 1506.5524 | 0.019515
|  |  |  | -- | -- |  |  | 1506.5802 | 0.019529
|  |  |  | -- | -- |  |  | 1506.608 | 0.019543
|  |  |  | -- | -- |  |  | 1506.6359 | 0.019557
|  |  |  | -- | -- |  |  | 1506.6636 | 0.019572
|  |  |  | -- | -- |  |  | 1506.6914 | 0.019586
|  |  |  | -- | -- |  |  | 1506.7192 | 0.019601
|  |  |  | -- | -- |  |  | 1506.7471 | 0.019616
|  |  |  | -- | -- |  |  | 1506.7748 | 0.019631
|  |  |  | -- | -- |  |  | 1506.8026 | 0.019646
|  |  |  | -- | -- |  |  | 1506.8304 | 0.019661
|  |  |  | -- | -- |  |  | 1506.8583 | 0.019676
|  |  |  | -- | -- |  |  | 1506.8861 | 0.019691
|  |  |  | -- | -- |  |  | 1506.9138 | 0.019706
|  |  |  | -- | -- |  |  | 1506.9416 | 0.019721
|  |  |  | -- | -- |  |  | 1506.9695 | 0.019736
|  |  |  | -- | -- |  |  | 1506.9973 | 0.019751
|  |  |  | -- | -- |  |  | 1507.0251 | 0.019766
|  |  |  | -- | -- |  |  | 1507.053 | 0.019781
|  |  |  | -- | -- |  |  | 1507.0808 | 0.019796
|  |  |  | -- | -- |  |  | 1507.1085 | 0.019811
|  |  |  | -- | -- |  |  | 1507.1364 | 0.019825
|  |  |  | -- | -- |  |  | 1507.1642 | 0.01984
|  |  |  | -- | -- |  |  | 1507.192 | 0.019854
|  |  |  | -- | -- |  |  | 1507.2198 | 0.019869
|  |  |  | -- | -- |  |  | 1507.2477 | 0.019883
|  |  |  | -- | -- |  |  | 1507.2755 | 0.019897
|  |  |  | -- | -- |  |  | 1507.3033 | 0.019911
|  |  |  | -- | -- |  |  | 1507.3312 | 0.019924
|  |  |  | -- | -- |  |  | 1507.359 | 0.019938
|  |  |  | -- | -- |  |  | 1507.3868 | 0.019951
|  |  |  | -- | -- |  |  | 1507.4147 | 0.019964
|  |  |  | -- | -- |  |  | 1507.4425 | 0.019977
|  |  |  | -- | -- |  |  | 1507.4703 | 0.01999
|  |  |  | -- | -- |  |  | 1507.4982 | 0.020002
|  |  |  | -- | -- |  |  | 1507.526 | 0.020014
|  |  |  | -- | -- |  |  | 1507.5538 | 0.020026
|  |  |  | -- | -- |  |  | 1507.5817 | 0.020038
|  |  |  | -- | -- |  |  | 1507.6095 | 0.02005
|  |  |  | -- | -- |  |  | 1507.6373 | 0.020061
|  |  |  | -- | -- |  |  | 1507.6652 | 0.020072
|  |  |  | -- | -- |  |  | 1507.693 | 0.020083
|  |  |  | -- | -- |  |  | 1507.7208 | 0.020093
|  |  |  | -- | -- |  |  | 1507.7487 | 0.020103
|  |  |  | -- | -- |  |  | 1507.7765 | 0.020113
|  |  |  | -- | -- |  |  | 1507.8043 | 0.020122
|  |  |  | -- | -- |  |  | 1507.8322 | 0.020131
|  |  |  | -- | -- |  |  | 1507.86 | 0.02014
|  |  |  | -- | -- |  |  | 1507.8879 | 0.020148
|  |  |  | -- | -- |  |  | 1507.9158 | 0.020156
|  |  |  | -- | -- |  |  | 1507.9436 | 0.020163
|  |  |  | -- | -- |  |  | 1507.9714 | 0.02017
|  |  |  | -- | -- |  |  | 1507.9993 | 0.020176
|  |  |  | -- | -- |  |  | 1508.0271 | 0.020182
|  |  |  | -- | -- |  |  | 1508.0549 | 0.020187
|  |  |  | -- | -- |  |  | 1508.0829 | 0.020192
|  |  |  | -- | -- |  |  | 1508.1107 | 0.020196
|  |  |  | -- | -- |  |  | 1508.1386 | 0.0202
|  |  |  | -- | -- |  |  | 1508.1664 | 0.020203
|  |  |  | -- | -- |  |  | 1508.1942 | 0.020205
|  |  |  | -- | -- |  |  | 1508.2222 | 0.020206
|  |  |  | -- | -- |  |  | 1508.25 | 0.020207
|  |  |  | -- | -- |  |  | 1508.2778 | 0.020207
|  |  |  | -- | -- |  |  | 1508.3057 | 0.020206
|  |  |  | -- | -- |  |  | 1508.3336 | 0.020204
|  |  |  | -- | -- |  |  | 1508.3615 | 0.020202
|  |  |  | -- | -- |  |  | 1508.3893 | 0.020198
|  |  |  | -- | -- |  |  | 1508.4171 | 0.020194
|  |  |  | -- | -- |  |  | 1508.4451 | 0.020188
|  |  |  | -- | -- |  |  | 1508.4729 | 0.020182
|  |  |  | -- | -- |  |  | 1508.5007 | 0.020175
|  |  |  | -- | -- |  |  | 1508.5287 | 0.020166
|  |  |  | -- | -- |  |  | 1508.5565 | 0.020157
|  |  |  | -- | -- |  |  | 1508.5844 | 0.020146
|  |  |  | -- | -- |  |  | 1508.6123 | 0.020134
|  |  |  | -- | -- |  |  | 1508.6401 | 0.020121
|  |  |  | -- | -- |  |  | 1508.668 | 0.020107
|  |  |  | -- | -- |  |  | 1508.6959 | 0.020092
|  |  |  | -- | -- |  |  | 1508.7238 | 0.020075
|  |  |  | -- | -- |  |  | 1508.7516 | 0.020058
|  |  |  | -- | -- |  |  | 1508.7795 | 0.020039
|  |  |  | -- | -- |  |  | 1508.8074 | 0.020019
|  |  |  | -- | -- |  |  | 1508.8353 | 0.019997
|  |  |  | -- | -- |  |  | 1508.8632 | 0.019975
|  |  |  | -- | -- |  |  | 1508.891 | 0.019951
|  |  |  | -- | -- |  |  | 1508.9189 | 0.019925
|  |  |  | -- | -- |  |  | 1508.9468 | 0.019899
|  |  |  | -- | -- |  |  | 1508.9747 | 0.019871
|  |  |  | -- | -- |  |  | 1509.0026 | 0.019843
|  |  |  | -- | -- |  |  | 1509.0305 | 0.019812
|  |  |  | -- | -- |  |  | 1509.0584 | 0.019781
|  |  |  | -- | -- |  |  | 1509.0863 | 0.019749
|  |  |  | -- | -- |  |  | 1509.1141 | 0.019715
|  |  |  | -- | -- |  |  | 1509.1421 | 0.019681
|  |  |  | -- | -- |  |  | 1509.1699 | 0.019645
|  |  |  | -- | -- |  |  | 1509.1979 | 0.019608
|  |  |  | -- | -- |  |  | 1509.2257 | 0.01957
|  |  |  | -- | -- |  |  | 1509.2537 | 0.019531
|  |  |  | -- | -- |  |  | 1509.2815 | 0.019492
|  |  |  | -- | -- |  |  | 1509.3094 | 0.019451
|  |  |  | -- | -- |  |  | 1509.3373 | 0.019409
|  |  |  | -- | -- |  |  | 1509.3652 | 0.019367
|  |  |  | -- | -- |  |  | 1509.3932 | 0.019324
|  |  |  | -- | -- |  |  | 1509.421 | 0.019281
|  |  |  | -- | -- |  |  | 1509.449 | 0.019236
|  |  |  | -- | -- |  |  | 1509.4768 | 0.019192
|  |  |  | -- | -- |  |  | 1509.5048 | 0.019146
|  |  |  | -- | -- |  |  | 1509.5327 | 0.019101
|  |  |  | -- | -- |  |  | 1509.5605 | 0.019055
|  |  |  | -- | -- |  |  | 1509.5885 | 0.019008
|  |  |  | -- | -- |  |  | 1509.6163 | 0.018962
|  |  |  | -- | -- |  |  | 1509.6443 | 0.018915
|  |  |  | -- | -- |  |  | 1509.6722 | 0.018868
|  |  |  | -- | -- |  |  | 1509.7001 | 0.018821
|  |  |  | -- | -- |  |  | 1509.728 | 0.018775
|  |  |  | -- | -- |  |  | 1509.756 | 0.018728
|  |  |  | -- | -- |  |  | 1509.7838 | 0.018682
|  |  |  | -- | -- |  |  | 1509.8118 | 0.018636
|  |  |  | -- | -- |  |  | 1509.8397 | 0.01859
|  |  |  | -- | -- |  |  | 1509.8677 | 0.018545
|  |  |  | -- | -- |  |  | 1509.8955 | 0.0185
|  |  |  | -- | -- |  |  | 1509.9235 | 0.018456
|  |  |  | -- | -- |  |  | 1509.9514 | 0.018412
|  |  |  | -- | -- |  |  | 1509.9794 | 0.01837
|  |  |  | -- | -- |  |  | 1510.0072 | 0.018327
|  |  |  | -- | -- |  |  | 1510.0352 | 0.018286
|  |  |  | -- | -- |  |  | 1510.0631 | 0.018246
|  |  |  | -- | -- |  |  | 1510.0911 | 0.018206
|  |  |  | -- | -- |  |  | 1510.1189 | 0.018168
|  |  |  | -- | -- |  |  | 1510.1469 | 0.018131
|  |  |  | -- | -- |  |  | 1510.1748 | 0.018094
|  |  |  | -- | -- |  |  | 1510.2028 | 0.018059
|  |  |  | -- | -- |  |  | 1510.2307 | 0.018025
|  |  |  | -- | -- |  |  | 1510.2587 | 0.017993
|  |  |  | -- | -- |  |  | 1510.2865 | 0.017961
|  |  |  | -- | -- |  |  | 1510.3145 | 0.017931
|  |  |  | -- | -- |  |  | 1510.3424 | 0.017903
|  |  |  | -- | -- |  |  | 1510.3704 | 0.017875
|  |  |  | -- | -- |  |  | 1510.3983 | 0.017849
|  |  |  | -- | -- |  |  | 1510.4263 | 0.017825
|  |  |  | -- | -- |  |  | 1510.4542 | 0.017802
|  |  |  | -- | -- |  |  | 1510.4822 | 0.01778
|  |  |  | -- | -- |  |  | 1510.51 | 0.01776
|  |  |  | -- | -- |  |  | 1510.538 | 0.017741
|  |  |  | -- | -- |  |  | 1510.5659 | 0.017724
|  |  |  | -- | -- |  |  | 1510.5939 | 0.017708
|  |  |  | -- | -- |  |  | 1510.6218 | 0.017693
|  |  |  | -- | -- |  |  | 1510.6498 | 0.017681
|  |  |  | -- | -- |  |  | 1510.6777 | 0.017669
|  |  |  | -- | -- |  |  | 1510.7057 | 0.017659
|  |  |  | -- | -- |  |  | 1510.7336 | 0.01765
|  |  |  | -- | -- |  |  | 1510.7616 | 0.017643
|  |  |  | -- | -- |  |  | 1510.7896 | 0.017637
|  |  |  | -- | -- |  |  | 1510.8175 | 0.017632
|  |  |  | -- | -- |  |  | 1510.8455 | 0.017629
|  |  |  | -- | -- |  |  | 1510.8734 | 0.017626
|  |  |  | -- | -- |  |  | 1510.9014 | 0.017626
|  |  |  | -- | -- |  |  | 1510.9293 | 0.017626
|  |  |  | -- | -- |  |  | 1510.9573 | 0.017627
|  |  |  | -- | -- |  |  | 1510.9852 | 0.01763
|  |  |  | -- | -- |  |  | 1511.0132 | 0.017633
|  |  |  | -- | -- |  |  | 1511.0411 | 0.017637
|  |  |  | -- | -- |  |  | 1511.0691 | 0.017643
|  |  |  | -- | -- |  |  | 1511.0972 | 0.017649
|  |  |  | -- | -- |  |  | 1511.1251 | 0.017656
|  |  |  | -- | -- |  |  | 1511.1531 | 0.017664
|  |  |  | -- | -- |  |  | 1511.181 | 0.017673
|  |  |  | -- | -- |  |  | 1511.209 | 0.017682
|  |  |  | -- | -- |  |  | 1511.2369 | 0.017692
|  |  |  | -- | -- |  |  | 1511.2649 | 0.017702
|  |  |  | -- | -- |  |  | 1511.2928 | 0.017713
|  |  |  | -- | -- |  |  | 1511.3209 | 0.017725
|  |  |  | -- | -- |  |  | 1511.3489 | 0.017736
|  |  |  | -- | -- |  |  | 1511.3768 | 0.017748
|  |  |  | -- | -- |  |  | 1511.4048 | 0.017761
|  |  |  | -- | -- |  |  | 1511.4327 | 0.017773
|  |  |  | -- | -- |  |  | 1511.4608 | 0.017786
|  |  |  | -- | -- |  |  | 1511.4888 | 0.017799
|  |  |  | -- | -- |  |  | 1511.5167 | 0.017812
|  |  |  | -- | -- |  |  | 1511.5447 | 0.017825
|  |  |  | -- | -- |  |  | 1511.5726 | 0.017838
|  |  |  | -- | -- |  |  | 1511.6007 | 0.01785
|  |  |  | -- | -- |  |  | 1511.6287 | 0.017863
|  |  |  | -- | -- |  |  | 1511.6566 | 0.017876
|  |  |  | -- | -- |  |  | 1511.6846 | 0.017888
|  |  |  | -- | -- |  |  | 1511.7126 | 0.0179
|  |  |  | -- | -- |  |  | 1511.7406 | 0.017912
|  |  |  | -- | -- |  |  | 1511.7686 | 0.017923
|  |  |  | -- | -- |  |  | 1511.7966 | 0.017934
|  |  |  | -- | -- |  |  | 1511.8246 | 0.017945
|  |  |  | -- | -- |  |  | 1511.8525 | 0.017955
|  |  |  | -- | -- |  |  | 1511.8806 | 0.017965
|  |  |  | -- | -- |  |  | 1511.9086 | 0.017974
|  |  |  | -- | -- |  |  | 1511.9365 | 0.017983
|  |  |  | -- | -- |  |  | 1511.9646 | 0.017991
|  |  |  | -- | -- |  |  | 1511.9926 | 0.017999
|  |  |  | -- | -- |  |  | 1512.0205 | 0.018006
|  |  |  | -- | -- |  |  | 1512.0486 | 0.018013
|  |  |  | -- | -- |  |  | 1512.0765 | 0.01802
|  |  |  | -- | -- |  |  | 1512.1045 | 0.018025
|  |  |  | -- | -- |  |  | 1512.1326 | 0.018031
|  |  |  | -- | -- |  |  | 1512.1605 | 0.018036
|  |  |  | -- | -- |  |  | 1512.1886 | 0.01804
|  |  |  | -- | -- |  |  | 1512.2166 | 0.018044
|  |  |  | -- | -- |  |  | 1512.2446 | 0.018047
|  |  |  | -- | -- |  |  | 1512.2726 | 0.01805
|  |  |  | -- | -- |  |  | 1512.3005 | 0.018052
|  |  |  | -- | -- |  |  | 1512.3286 | 0.018054
|  |  |  | -- | -- |  |  | 1512.3566 | 0.018056
|  |  |  | -- | -- |  |  | 1512.3846 | 0.018057
|  |  |  | -- | -- |  |  | 1512.4126 | 0.018058
|  |  |  | -- | -- |  |  | 1512.4407 | 0.018058
|  |  |  | -- | -- |  |  | 1512.4686 | 0.018059
|  |  |  | -- | -- |  |  | 1512.4967 | 0.018059
|  |  |  | -- | -- |  |  | 1512.5247 | 0.018058
|  |  |  | -- | -- |  |  | 1512.5527 | 0.018058
|  |  |  | -- | -- |  |  | 1512.5808 | 0.018057
|  |  |  | -- | -- |  |  | 1512.6088 | 0.018056
|  |  |  | -- | -- |  |  | 1512.6368 | 0.018055
|  |  |  | -- | -- |  |  | 1512.6648 | 0.018054
|  |  |  | -- | -- |  |  | 1512.6929 | 0.018053
|  |  |  | -- | -- |  |  | 1512.7208 | 0.018051
|  |  |  | -- | -- |  |  | 1512.7489 | 0.01805
|  |  |  | -- | -- |  |  | 1512.777 | 0.018049
|  |  |  | -- | -- |  |  | 1512.8049 | 0.018048
|  |  |  | -- | -- |  |  | 1512.833 | 0.018047
|  |  |  | -- | -- |  |  | 1512.861 | 0.018046
|  |  |  | -- | -- |  |  | 1512.889 | 0.018045
|  |  |  | -- | -- |  |  | 1512.9171 | 0.018044
|  |  |  | -- | -- |  |  | 1512.9451 | 0.018044
|  |  |  | -- | -- |  |  | 1512.9731 | 0.018044
|  |  |  | -- | -- |  |  | 1513.0012 | 0.018044
|  |  |  | -- | -- |  |  | 1513.0292 | 0.018044
|  |  |  | -- | -- |  |  | 1513.0573 | 0.018045
|  |  |  | -- | -- |  |  | 1513.0853 | 0.018046
|  |  |  | -- | -- |  |  | 1513.1133 | 0.018047
|  |  |  | -- | -- |  |  | 1513.1414 | 0.018048
|  |  |  | -- | -- |  |  | 1513.1694 | 0.01805
|  |  |  | -- | -- |  |  | 1513.1975 | 0.018052
|  |  |  | -- | -- |  |  | 1513.2255 | 0.018055
|  |  |  | -- | -- |  |  | 1513.2535 | 0.018058
|  |  |  | -- | -- |  |  | 1513.2816 | 0.018061
|  |  |  | -- | -- |  |  | 1513.3097 | 0.018064
|  |  |  | -- | -- |  |  | 1513.3376 | 0.018068
|  |  |  | -- | -- |  |  | 1513.3657 | 0.018073
|  |  |  | -- | -- |  |  | 1513.3938 | 0.018077
|  |  |  | -- | -- |  |  | 1513.4219 | 0.018082
|  |  |  | -- | -- |  |  | 1513.45 | 0.018087
|  |  |  | -- | -- |  |  | 1513.4779 | 0.018093
|  |  |  | -- | -- |  |  | 1513.506 | 0.018098
|  |  |  | -- | -- |  |  | 1513.5341 | 0.018104
|  |  |  | -- | -- |  |  | 1513.5621 | 0.018111
|  |  |  | -- | -- |  |  | 1513.5902 | 0.018117
|  |  |  | -- | -- |  |  | 1513.6183 | 0.018124
|  |  |  | -- | -- |  |  | 1513.6462 | 0.018131
|  |  |  | -- | -- |  |  | 1513.6743 | 0.018138
|  |  |  | -- | -- |  |  | 1513.7024 | 0.018145
|  |  |  | -- | -- |  |  | 1513.7305 | 0.018152
|  |  |  | -- | -- |  |  | 1513.7585 | 0.01816
|  |  |  | -- | -- |  |  | 1513.7866 | 0.018167
|  |  |  | -- | -- |  |  | 1513.8147 | 0.018175
|  |  |  | -- | -- |  |  | 1513.8428 | 0.018182
|  |  |  | -- | -- |  |  | 1513.8709 | 0.01819
|  |  |  | -- | -- |  |  | 1513.8989 | 0.018197
|  |  |  | -- | -- |  |  | 1513.9269 | 0.018205
|  |  |  | -- | -- |  |  | 1513.955 | 0.018212
|  |  |  | -- | -- |  |  | 1513.983 | 0.01822
|  |  |  | -- | -- |  |  | 1514.0111 | 0.018227
|  |  |  | -- | -- |  |  | 1514.0392 | 0.018234
|  |  |  | -- | -- |  |  | 1514.0673 | 0.018241
|  |  |  | -- | -- |  |  | 1514.0953 | 0.018248
|  |  |  | -- | -- |  |  | 1514.1234 | 0.018255
|  |  |  | -- | -- |  |  | 1514.1515 | 0.018262
|  |  |  | -- | -- |  |  | 1514.1796 | 0.018268
|  |  |  | -- | -- |  |  | 1514.2076 | 0.018274
|  |  |  | -- | -- |  |  | 1514.2358 | 0.01828
|  |  |  | -- | -- |  |  | 1514.2639 | 0.018286
|  |  |  | -- | -- |  |  | 1514.292 | 0.018292
|  |  |  | -- | -- |  |  | 1514.3201 | 0.018297
|  |  |  | -- | -- |  |  | 1514.3481 | 0.018302
|  |  |  | -- | -- |  |  | 1514.3762 | 0.018308
|  |  |  | -- | -- |  |  | 1514.4043 | 0.018312
|  |  |  | -- | -- |  |  | 1514.4324 | 0.018317
|  |  |  | -- | -- |  |  | 1514.4604 | 0.018322
|  |  |  | -- | -- |  |  | 1514.4885 | 0.018326
|  |  |  | -- | -- |  |  | 1514.5166 | 0.018331
|  |  |  | -- | -- |  |  | 1514.5448 | 0.018335
|  |  |  | -- | -- |  |  | 1514.5729 | 0.018339
|  |  |  | -- | -- |  |  | 1514.601 | 0.018343
|  |  |  | -- | -- |  |  | 1514.629 | 0.018347
|  |  |  | -- | -- |  |  | 1514.6571 | 0.018351
|  |  |  | -- | -- |  |  | 1514.6852 | 0.018354
|  |  |  | -- | -- |  |  | 1514.7134 | 0.018358
|  |  |  | -- | -- |  |  | 1514.7415 | 0.018362
|  |  |  | -- | -- |  |  | 1514.7695 | 0.018366
|  |  |  | -- | -- |  |  | 1514.7976 | 0.01837
|  |  |  | -- | -- |  |  | 1514.8257 | 0.018375
|  |  |  | -- | -- |  |  | 1514.8539 | 0.018379
|  |  |  | -- | -- |  |  | 1514.882 | 0.018383
|  |  |  | -- | -- |  |  | 1514.91 | 0.018388
|  |  |  | -- | -- |  |  | 1514.9381 | 0.018393
|  |  |  | -- | -- |  |  | 1514.9663 | 0.018398
|  |  |  | -- | -- |  |  | 1514.9944 | 0.018404
|  |  |  | -- | -- |  |  | 1515.0225 | 0.018409
|  |  |  | -- | -- |  |  | 1515.0505 | 0.018416
|  |  |  | -- | -- |  |  | 1515.0787 | 0.018422
|  |  |  | -- | -- |  |  | 1515.1068 | 0.018429
|  |  |  | -- | -- |  |  | 1515.1349 | 0.018436
|  |  |  | -- | -- |  |  | 1515.1631 | 0.018444
|  |  |  | -- | -- |  |  | 1515.1912 | 0.018452
|  |  |  | -- | -- |  |  | 1515.2192 | 0.01846
|  |  |  | -- | -- |  |  | 1515.2474 | 0.018469
|  |  |  | -- | -- |  |  | 1515.2755 | 0.018479
|  |  |  | -- | -- |  |  | 1515.3036 | 0.018489
|  |  |  | -- | -- |  |  | 1515.3318 | 0.018499
|  |  |  | -- | -- |  |  | 1515.3599 | 0.01851
|  |  |  | -- | -- |  |  | 1515.3881 | 0.018522
|  |  |  | -- | -- |  |  | 1515.4161 | 0.018534
|  |  |  | -- | -- |  |  | 1515.4442 | 0.018547
|  |  |  | -- | -- |  |  | 1515.4724 | 0.01856
|  |  |  | -- | -- |  |  | 1515.5005 | 0.018574
|  |  |  | -- | -- |  |  | 1515.5287 | 0.018588
|  |  |  | -- | -- |  |  | 1515.5568 | 0.018602
|  |  |  | -- | -- |  |  | 1515.585 | 0.018618
|  |  |  | -- | -- |  |  | 1515.613 | 0.018633
|  |  |  | -- | -- |  |  | 1515.6412 | 0.01865
|  |  |  | -- | -- |  |  | 1515.6693 | 0.018666
|  |  |  | -- | -- |  |  | 1515.6975 | 0.018683
|  |  |  | -- | -- |  |  | 1515.7256 | 0.018701
|  |  |  | -- | -- |  |  | 1515.7538 | 0.018719
|  |  |  | -- | -- |  |  | 1515.7819 | 0.018737
|  |  |  | -- | -- |  |  | 1515.8101 | 0.018756
|  |  |  | -- | -- |  |  | 1515.8381 | 0.018775
|  |  |  | -- | -- |  |  | 1515.8663 | 0.018795
|  |  |  | -- | -- |  |  | 1515.8944 | 0.018815
|  |  |  | -- | -- |  |  | 1515.9226 | 0.018835
|  |  |  | -- | -- |  |  | 1515.9507 | 0.018856
|  |  |  | -- | -- |  |  | 1515.9789 | 0.018876
|  |  |  | -- | -- |  |  | 1516.007 | 0.018897
|  |  |  | -- | -- |  |  | 1516.0352 | 0.018919
|  |  |  | -- | -- |  |  | 1516.0634 | 0.01894
|  |  |  | -- | -- |  |  | 1516.0914 | 0.018962
|  |  |  | -- | -- |  |  | 1516.1196 | 0.018983
|  |  |  | -- | -- |  |  | 1516.1478 | 0.019005
|  |  |  | -- | -- |  |  | 1516.1759 | 0.019027
|  |  |  | -- | -- |  |  | 1516.2041 | 0.019049
|  |  |  | -- | -- |  |  | 1516.2322 | 0.019072
|  |  |  | -- | -- |  |  | 1516.2604 | 0.019094
|  |  |  | -- | -- |  |  | 1516.2886 | 0.019116
|  |  |  | -- | -- |  |  | 1516.3166 | 0.019138
|  |  |  | -- | -- |  |  | 1516.3448 | 0.019161
|  |  |  | -- | -- |  |  | 1516.373 | 0.019183
|  |  |  | -- | -- |  |  | 1516.4012 | 0.019205
|  |  |  | -- | -- |  |  | 1516.4293 | 0.019228
|  |  |  | -- | -- |  |  | 1516.4575 | 0.01925
|  |  |  | -- | -- |  |  | 1516.4857 | 0.019272
|  |  |  | -- | -- |  |  | 1516.5138 | 0.019294
|  |  |  | -- | -- |  |  | 1516.542 | 0.019317
|  |  |  | -- | -- |  |  | 1516.5702 | 0.019339
|  |  |  | -- | -- |  |  | 1516.5984 | 0.019361
|  |  |  | -- | -- |  |  | 1516.6265 | 0.019383
|  |  |  | -- | -- |  |  | 1516.6547 | 0.019405
|  |  |  | -- | -- |  |  | 1516.6829 | 0.019427
|  |  |  | -- | -- |  |  | 1516.7111 | 0.019449
|  |  |  | -- | -- |  |  | 1516.7393 | 0.019471
|  |  |  | -- | -- |  |  | 1516.7673 | 0.019493
|  |  |  | -- | -- |  |  | 1516.7955 | 0.019515
|  |  |  | -- | -- |  |  | 1516.8237 | 0.019537
|  |  |  | -- | -- |  |  | 1516.8519 | 0.019559
|  |  |  | -- | -- |  |  | 1516.8801 | 0.019581
|  |  |  | -- | -- |  |  | 1516.9083 | 0.019603
|  |  |  | -- | -- |  |  | 1516.9364 | 0.019625
|  |  |  | -- | -- |  |  | 1516.9646 | 0.019647
|  |  |  | -- | -- |  |  | 1516.9928 | 0.01967
|  |  |  | -- | -- |  |  | 1517.021 | 0.019692
|  |  |  | -- | -- |  |  | 1517.0492 | 0.019714
|  |  |  | -- | -- |  |  | 1517.0774 | 0.019737
|  |  |  | -- | -- |  |  | 1517.1056 | 0.01976
|  |  |  | -- | -- |  |  | 1517.1338 | 0.019782
|  |  |  | -- | -- |  |  | 1517.162 | 0.019805
|  |  |  | -- | -- |  |  | 1517.1902 | 0.019828
|  |  |  | -- | -- |  |  | 1517.2184 | 0.019852
|  |  |  | -- | -- |  |  | 1517.2466 | 0.019875
|  |  |  | -- | -- |  |  | 1517.2748 | 0.019899
|  |  |  | -- | -- |  |  | 1517.303 | 0.019923
|  |  |  | -- | -- |  |  | 1517.3311 | 0.019947
|  |  |  | -- | -- |  |  | 1517.3593 | 0.019971
|  |  |  | -- | -- |  |  | 1517.3875 | 0.019996
|  |  |  | -- | -- |  |  | 1517.4156 | 0.020021
|  |  |  | -- | -- |  |  | 1517.444 | 0.020046
|  |  |  | -- | -- |  |  | 1517.4722 | 0.020071
|  |  |  | -- | -- |  |  | 1517.5004 | 0.020096
|  |  |  | -- | -- |  |  | 1517.5286 | 0.020122
|  |  |  | -- | -- |  |  | 1517.5568 | 0.020148
|  |  |  | -- | -- |  |  | 1517.585 | 0.020174
|  |  |  | -- | -- |  |  | 1517.6132 | 0.020201
|  |  |  | -- | -- |  |  | 1517.6414 | 0.020227
|  |  |  | -- | -- |  |  | 1517.6696 | 0.020254
|  |  |  | -- | -- |  |  | 1517.6978 | 0.020281
|  |  |  | -- | -- |  |  | 1517.726 | 0.020308
|  |  |  | -- | -- |  |  | 1517.7541 | 0.020336
|  |  |  | -- | -- |  |  | 1517.7823 | 0.020363
|  |  |  | -- | -- |  |  | 1517.8107 | 0.020391
|  |  |  | -- | -- |  |  | 1517.8389 | 0.020419
|  |  |  | -- | -- |  |  | 1517.8671 | 0.020446
|  |  |  | -- | -- |  |  | 1517.8953 | 0.020474
|  |  |  | -- | -- |  |  | 1517.9235 | 0.020503
|  |  |  | -- | -- |  |  | 1517.9517 | 0.020531
|  |  |  | -- | -- |  |  | 1517.98 | 0.020559
|  |  |  | -- | -- |  |  | 1518.0082 | 0.020587
|  |  |  | -- | -- |  |  | 1518.0364 | 0.020615
|  |  |  | -- | -- |  |  | 1518.0646 | 0.020643
|  |  |  | -- | -- |  |  | 1518.0928 | 0.020672
|  |  |  | -- | -- |  |  | 1518.1211 | 0.0207
|  |  |  | -- | -- |  |  | 1518.1493 | 0.020728
|  |  |  | -- | -- |  |  | 1518.1775 | 0.020755
|  |  |  | -- | -- |  |  | 1518.2057 | 0.020783
|  |  |  | -- | -- |  |  | 1518.234 | 0.02081
|  |  |  | -- | -- |  |  | 1518.2622 | 0.020838
|  |  |  | -- | -- |  |  | 1518.2904 | 0.020865
|  |  |  | -- | -- |  |  | 1518.3186 | 0.020891
|  |  |  | -- | -- |  |  | 1518.3469 | 0.020918
|  |  |  | -- | -- |  |  | 1518.3751 | 0.020944
|  |  |  | -- | -- |  |  | 1518.4033 | 0.02097
|  |  |  | -- | -- |  |  | 1518.4316 | 0.020995
|  |  |  | -- | -- |  |  | 1518.4598 | 0.02102
|  |  |  | -- | -- |  |  | 1518.488 | 0.021045
|  |  |  | -- | -- |  |  | 1518.5164 | 0.021069
|  |  |  | -- | -- |  |  | 1518.5446 | 0.021092
|  |  |  | -- | -- |  |  | 1518.5728 | 0.021115
|  |  |  | -- | -- |  |  | 1518.6011 | 0.021138
|  |  |  | -- | -- |  |  | 1518.6293 | 0.02116
|  |  |  | -- | -- |  |  | 1518.6575 | 0.021181
|  |  |  | -- | -- |  |  | 1518.6858 | 0.021201
|  |  |  | -- | -- |  |  | 1518.714 | 0.021221
|  |  |  | -- | -- |  |  | 1518.7423 | 0.021241
|  |  |  | -- | -- |  |  | 1518.7705 | 0.021259
|  |  |  | -- | -- |  |  | 1518.7988 | 0.021277
|  |  |  | -- | -- |  |  | 1518.827 | 0.021294
|  |  |  | -- | -- |  |  | 1518.8552 | 0.02131
|  |  |  | -- | -- |  |  | 1518.8835 | 0.021326
|  |  |  | -- | -- |  |  | 1518.9117 | 0.02134
|  |  |  | -- | -- |  |  | 1518.9401 | 0.021354
|  |  |  | -- | -- |  |  | 1518.9683 | 0.021366
|  |  |  | -- | -- |  |  | 1518.9966 | 0.021378
|  |  |  | -- | -- |  |  | 1519.0248 | 0.021389
|  |  |  | -- | -- |  |  | 1519.0531 | 0.021399
|  |  |  | -- | -- |  |  | 1519.0813 | 0.021408
|  |  |  | -- | -- |  |  | 1519.1096 | 0.021415
|  |  |  | -- | -- |  |  | 1519.1378 | 0.021422
|  |  |  | -- | -- |  |  | 1519.1661 | 0.021428
|  |  |  | -- | -- |  |  | 1519.1943 | 0.021432
|  |  |  | -- | -- |  |  | 1519.2227 | 0.021435
|  |  |  | -- | -- |  |  | 1519.251 | 0.021438
|  |  |  | -- | -- |  |  | 1519.2792 | 0.021439
|  |  |  | -- | -- |  |  | 1519.3075 | 0.021438
|  |  |  | -- | -- |  |  | 1519.3357 | 0.021437
|  |  |  | -- | -- |  |  | 1519.364 | 0.021434
|  |  |  | -- | -- |  |  | 1519.3923 | 0.021431
|  |  |  | -- | -- |  |  | 1519.4205 | 0.021426
|  |  |  | -- | -- |  |  | 1519.4489 | 0.021419
|  |  |  | -- | -- |  |  | 1519.4771 | 0.021412
|  |  |  | -- | -- |  |  | 1519.5054 | 0.021403
|  |  |  | -- | -- |  |  | 1519.5337 | 0.021393
|  |  |  | -- | -- |  |  | 1519.5619 | 0.021381
|  |  |  | -- | -- |  |  | 1519.5902 | 0.021368
|  |  |  | -- | -- |  |  | 1519.6185 | 0.021354
|  |  |  | -- | -- |  |  | 1519.6469 | 0.021339
|  |  |  | -- | -- |  |  | 1519.675 | 0.021322
|  |  |  | -- | -- |  |  | 1519.7034 | 0.021304
|  |  |  | -- | -- |  |  | 1519.7317 | 0.021285
|  |  |  | -- | -- |  |  | 1519.7599 | 0.021265
|  |  |  | -- | -- |  |  | 1519.7882 | 0.021243
|  |  |  | -- | -- |  |  | 1519.8165 | 0.02122
|  |  |  | -- | -- |  |  | 1519.8448 | 0.021195
|  |  |  | -- | -- |  |  | 1519.873 | 0.02117
|  |  |  | -- | -- |  |  | 1519.9014 | 0.021143
|  |  |  | -- | -- |  |  | 1519.9297 | 0.021115
|  |  |  | -- | -- |  |  | 1519.958 | 0.021086
|  |  |  | -- | -- |  |  | 1519.9862 | 0.021056
|  |  |  | -- | -- |  |  | 1520.0145 | 0.021025
|  |  |  | -- | -- |  |  | 1520.0428 | 0.020993
|  |  |  | -- | -- |  |  | 1520.0712 | 0.020959
|  |  |  | -- | -- |  |  | 1520.0995 | 0.020925
|  |  |  | -- | -- |  |  | 1520.1278 | 0.02089
|  |  |  | -- | -- |  |  | 1520.156 | 0.020854
|  |  |  | -- | -- |  |  | 1520.1843 | 0.020817
|  |  |  | -- | -- |  |  | 1520.2126 | 0.020779
|  |  |  | -- | -- |  |  | 1520.241 | 0.02074
|  |  |  | -- | -- |  |  | 1520.2693 | 0.020701
|  |  |  | -- | -- |  |  | 1520.2976 | 0.020661
|  |  |  | -- | -- |  |  | 1520.3259 | 0.02062
|  |  |  | -- | -- |  |  | 1520.3542 | 0.020579
|  |  |  | -- | -- |  |  | 1520.3824 | 0.020538
|  |  |  | -- | -- |  |  | 1520.4108 | 0.020496
|  |  |  | -- | -- |  |  | 1520.4391 | 0.020453
|  |  |  | -- | -- |  |  | 1520.4674 | 0.020411
|  |  |  | -- | -- |  |  | 1520.4957 | 0.020368
|  |  |  | -- | -- |  |  | 1520.524 | 0.020324
|  |  |  | -- | -- |  |  | 1520.5524 | 0.020281
|  |  |  | -- | -- |  |  | 1520.5807 | 0.020238
|  |  |  | -- | -- |  |  | 1520.609 | 0.020194
|  |  |  | -- | -- |  |  | 1520.6373 | 0.020151
|  |  |  | -- | -- |  |  | 1520.6656 | 0.020108
|  |  |  | -- | -- |  |  | 1520.694 | 0.020065
|  |  |  | -- | -- |  |  | 1520.7223 | 0.020022
|  |  |  | -- | -- |  |  | 1520.7506 | 0.019979
|  |  |  | -- | -- |  |  | 1520.7789 | 0.019937
|  |  |  | -- | -- |  |  | 1520.8073 | 0.019895
|  |  |  | -- | -- |  |  | 1520.8356 | 0.019854
|  |  |  | -- | -- |  |  | 1520.8639 | 0.019813
|  |  |  | -- | -- |  |  | 1520.8922 | 0.019772
|  |  |  | -- | -- |  |  | 1520.9207 | 0.019733
|  |  |  | -- | -- |  |  | 1520.949 | 0.019694
|  |  |  | -- | -- |  |  | 1520.9773 | 0.019655
|  |  |  | -- | -- |  |  | 1521.0056 | 0.019617
|  |  |  | -- | -- |  |  | 1521.0339 | 0.01958
|  |  |  | -- | -- |  |  | 1521.0623 | 0.019544
|  |  |  | -- | -- |  |  | 1521.0906 | 0.019509
|  |  |  | -- | -- |  |  | 1521.1189 | 0.019474
|  |  |  | -- | -- |  |  | 1521.1472 | 0.019441
|  |  |  | -- | -- |  |  | 1521.1757 | 0.019408
|  |  |  | -- | -- |  |  | 1521.204 | 0.019376
|  |  |  | -- | -- |  |  | 1521.2323 | 0.019346
|  |  |  | -- | -- |  |  | 1521.2606 | 0.019316
|  |  |  | -- | -- |  |  | 1521.2889 | 0.019287
|  |  |  | -- | -- |  |  | 1521.3174 | 0.019259
|  |  |  | -- | -- |  |  | 1521.3457 | 0.019232
|  |  |  | -- | -- |  |  | 1521.374 | 0.019207
|  |  |  | -- | -- |  |  | 1521.4023 | 0.019182
|  |  |  | -- | -- |  |  | 1521.4307 | 0.019158
|  |  |  | -- | -- |  |  | 1521.4591 | 0.019135
|  |  |  | -- | -- |  |  | 1521.4874 | 0.019113
|  |  |  | -- | -- |  |  | 1521.5157 | 0.019093
|  |  |  | -- | -- |  |  | 1521.5441 | 0.019073
|  |  |  | -- | -- |  |  | 1521.5725 | 0.019054
|  |  |  | -- | -- |  |  | 1521.6008 | 0.019036
|  |  |  | -- | -- |  |  | 1521.6291 | 0.019019
|  |  |  | -- | -- |  |  | 1521.6576 | 0.019003
|  |  |  | -- | -- |  |  | 1521.6859 | 0.018988
|  |  |  | -- | -- |  |  | 1521.7142 | 0.018973
|  |  |  | -- | -- |  |  | 1521.7427 | 0.01896
|  |  |  | -- | -- |  |  | 1521.771 | 0.018947
|  |  |  | -- | -- |  |  | 1521.7993 | 0.018936
|  |  |  | -- | -- |  |  | 1521.8278 | 0.018925
|  |  |  | -- | -- |  |  | 1521.8561 | 0.018915
|  |  |  | -- | -- |  |  | 1521.8844 | 0.018905
|  |  |  | -- | -- |  |  | 1521.9128 | 0.018896
|  |  |  | -- | -- |  |  | 1521.9412 | 0.018888
|  |  |  | -- | -- |  |  | 1521.9696 | 0.018881
|  |  |  | -- | -- |  |  | 1521.9979 | 0.018874
|  |  |  | -- | -- |  |  | 1522.0262 | 0.018868
|  |  |  | -- | -- |  |  | 1522.0547 | 0.018863
|  |  |  | -- | -- |  |  | 1522.083 | 0.018858
|  |  |  | -- | -- |  |  | 1522.1115 | 0.018853
|  |  |  | -- | -- |  |  | 1522.1398 | 0.01885
|  |  |  | -- | -- |  |  | 1522.1682 | 0.018846
|  |  |  | -- | -- |  |  | 1522.1965 | 0.018843
|  |  |  | -- | -- |  |  | 1522.225 | 0.018841
|  |  |  | -- | -- |  |  | 1522.2533 | 0.018839
|  |  |  | -- | -- |  |  | 1522.2816 | 0.018837
|  |  |  | -- | -- |  |  | 1522.3101 | 0.018836
|  |  |  | -- | -- |  |  | 1522.3385 | 0.018836
|  |  |  | -- | -- |  |  | 1522.3668 | 0.018835
|  |  |  | -- | -- |  |  | 1522.3953 | 0.018835
|  |  |  | -- | -- |  |  | 1522.4236 | 0.018836
|  |  |  | -- | -- |  |  | 1522.452 | 0.018836
|  |  |  | -- | -- |  |  | 1522.4803 | 0.018837
|  |  |  | -- | -- |  |  | 1522.5088 | 0.018838
|  |  |  | -- | -- |  |  | 1522.5371 | 0.01884
|  |  |  | -- | -- |  |  | 1522.5656 | 0.018842
|  |  |  | -- | -- |  |  | 1522.5939 | 0.018844
|  |  |  | -- | -- |  |  | 1522.6223 | 0.018846
|  |  |  | -- | -- |  |  | 1522.6508 | 0.018849
|  |  |  | -- | -- |  |  | 1522.6791 | 0.018852
|  |  |  | -- | -- |  |  | 1522.7075 | 0.018855
|  |  |  | -- | -- |  |  | 1522.736 | 0.018858
|  |  |  | -- | -- |  |  | 1522.7643 | 0.018862
|  |  |  | -- | -- |  |  | 1522.7927 | 0.018865
|  |  |  | -- | -- |  |  | 1522.8212 | 0.018869
|  |  |  | -- | -- |  |  | 1522.8495 | 0.018873
|  |  |  | -- | -- |  |  | 1522.8779 | 0.018877
|  |  |  | -- | -- |  |  | 1522.9064 | 0.018881
|  |  |  | -- | -- |  |  | 1522.9347 | 0.018886
|  |  |  | -- | -- |  |  | 1522.9631 | 0.01889
|  |  |  | -- | -- |  |  | 1522.9916 | 0.018895
|  |  |  | -- | -- |  |  | 1523.0199 | 0.018899
|  |  |  | -- | -- |  |  | 1523.0483 | 0.018904
|  |  |  | -- | -- |  |  | 1523.0768 | 0.018908
|  |  |  | -- | -- |  |  | 1523.1052 | 0.018913
|  |  |  | -- | -- |  |  | 1523.1335 | 0.018918
|  |  |  | -- | -- |  |  | 1523.162 | 0.018922
|  |  |  | -- | -- |  |  | 1523.1904 | 0.018927
|  |  |  | -- | -- |  |  | 1523.2189 | 0.018931
|  |  |  | -- | -- |  |  | 1523.2472 | 0.018936
|  |  |  | -- | -- |  |  | 1523.2756 | 0.01894
|  |  |  | -- | -- |  |  | 1523.3041 | 0.018944
|  |  |  | -- | -- |  |  | 1523.3325 | 0.018948
|  |  |  | -- | -- |  |  | 1523.361 | 0.018952
|  |  |  | -- | -- |  |  | 1523.3894 | 0.018955
|  |  |  | -- | -- |  |  | 1523.4177 | 0.018958
|  |  |  | -- | -- |  |  | 1523.4462 | 0.018961
|  |  |  | -- | -- |  |  | 1523.4746 | 0.018963
|  |  |  | -- | -- |  |  | 1523.5031 | 0.018965
|  |  |  | -- | -- |  |  | 1523.5315 | 0.018967
|  |  |  | -- | -- |  |  | 1523.5599 | 0.018968
|  |  |  | -- | -- |  |  | 1523.5884 | 0.018968
|  |  |  | -- | -- |  |  | 1523.6168 | 0.018969
|  |  |  | -- | -- |  |  | 1523.6451 | 0.018968
|  |  |  | -- | -- |  |  | 1523.6736 | 0.018967
|  |  |  | -- | -- |  |  | 1523.702 | 0.018965
|  |  |  | -- | -- |  |  | 1523.7305 | 0.018963
|  |  |  | -- | -- |  |  | 1523.7589 | 0.01896
|  |  |  | -- | -- |  |  | 1523.7874 | 0.018956
|  |  |  | -- | -- |  |  | 1523.8158 | 0.018952
|  |  |  | -- | -- |  |  | 1523.8442 | 0.018947
|  |  |  | -- | -- |  |  | 1523.8727 | 0.018941
|  |  |  | -- | -- |  |  | 1523.9011 | 0.018934
|  |  |  | -- | -- |  |  | 1523.9296 | 0.018926
|  |  |  | -- | -- |  |  | 1523.958 | 0.018918
|  |  |  | -- | -- |  |  | 1523.9865 | 0.018908
|  |  |  | -- | -- |  |  | 1524.0149 | 0.018898
|  |  |  | -- | -- |  |  | 1524.0433 | 0.018887
|  |  |  | -- | -- |  |  | 1524.0718 | 0.018875
|  |  |  | -- | -- |  |  | 1524.1002 | 0.018862
|  |  |  | -- | -- |  |  | 1524.1287 | 0.018848
|  |  |  | -- | -- |  |  | 1524.1571 | 0.018833
|  |  |  | -- | -- |  |  | 1524.1855 | 0.018817
|  |  |  | -- | -- |  |  | 1524.214 | 0.0188
|  |  |  | -- | -- |  |  | 1524.2426 | 0.018783
|  |  |  | -- | -- |  |  | 1524.271 | 0.018764
|  |  |  | -- | -- |  |  | 1524.2994 | 0.018744
|  |  |  | -- | -- |  |  | 1524.3279 | 0.018724
|  |  |  | -- | -- |  |  | 1524.3563 | 0.018703
|  |  |  | -- | -- |  |  | 1524.3848 | 0.018681
|  |  |  | -- | -- |  |  | 1524.4132 | 0.018658
|  |  |  | -- | -- |  |  | 1524.4416 | 0.018634
|  |  |  | -- | -- |  |  | 1524.4702 | 0.018609
|  |  |  | -- | -- |  |  | 1524.4987 | 0.018584
|  |  |  | -- | -- |  |  | 1524.5271 | 0.018558
|  |  |  | -- | -- |  |  | 1524.5555 | 0.018531
|  |  |  | -- | -- |  |  | 1524.584 | 0.018504
|  |  |  | -- | -- |  |  | 1524.6125 | 0.018476
|  |  |  | -- | -- |  |  | 1524.641 | 0.018447
|  |  |  | -- | -- |  |  | 1524.6694 | 0.018418
|  |  |  | -- | -- |  |  | 1524.6979 | 0.018388
|  |  |  | -- | -- |  |  | 1524.7264 | 0.018358
|  |  |  | -- | -- |  |  | 1524.7549 | 0.018328
|  |  |  | -- | -- |  |  | 1524.7833 | 0.018297
|  |  |  | -- | -- |  |  | 1524.8118 | 0.018266
|  |  |  | -- | -- |  |  | 1524.8403 | 0.018235
|  |  |  | -- | -- |  |  | 1524.8688 | 0.018204
|  |  |  | -- | -- |  |  | 1524.8972 | 0.018172
|  |  |  | -- | -- |  |  | 1524.9257 | 0.018141
|  |  |  | -- | -- |  |  | 1524.9542 | 0.018109
|  |  |  | -- | -- |  |  | 1524.9827 | 0.018078
|  |  |  | -- | -- |  |  | 1525.0111 | 0.018047
|  |  |  | -- | -- |  |  | 1525.0397 | 0.018015
|  |  |  | -- | -- |  |  | 1525.0681 | 0.017984
|  |  |  | -- | -- |  |  | 1525.0966 | 0.017954
|  |  |  | -- | -- |  |  | 1525.1251 | 0.017923
|  |  |  | -- | -- |  |  | 1525.1536 | 0.017893
|  |  |  | -- | -- |  |  | 1525.1821 | 0.017864
|  |  |  | -- | -- |  |  | 1525.2106 | 0.017835
|  |  |  | -- | -- |  |  | 1525.239 | 0.017806
|  |  |  | -- | -- |  |  | 1525.2676 | 0.017778
|  |  |  | -- | -- |  |  | 1525.296 | 0.017751
|  |  |  | -- | -- |  |  | 1525.3246 | 0.017724
|  |  |  | -- | -- |  |  | 1525.353 | 0.017698
|  |  |  | -- | -- |  |  | 1525.3815 | 0.017673
|  |  |  | -- | -- |  |  | 1525.41 | 0.017649
|  |  |  | -- | -- |  |  | 1525.4385 | 0.017625
|  |  |  | -- | -- |  |  | 1525.467 | 0.017602
|  |  |  | -- | -- |  |  | 1525.4955 | 0.01758
|  |  |  | -- | -- |  |  | 1525.524 | 0.01756
|  |  |  | -- | -- |  |  | 1525.5525 | 0.01754
|  |  |  | -- | -- |  |  | 1525.5811 | 0.017521
|  |  |  | -- | -- |  |  | 1525.6095 | 0.017503
|  |  |  | -- | -- |  |  | 1525.6381 | 0.017486
|  |  |  | -- | -- |  |  | 1525.6665 | 0.01747
|  |  |  | -- | -- |  |  | 1525.6951 | 0.017455
|  |  |  | -- | -- |  |  | 1525.7235 | 0.017441
|  |  |  | -- | -- |  |  | 1525.7521 | 0.017428
|  |  |  | -- | -- |  |  | 1525.7806 | 0.017416
|  |  |  | -- | -- |  |  | 1525.8091 | 0.017406
|  |  |  | -- | -- |  |  | 1525.8376 | 0.017396
|  |  |  | -- | -- |  |  | 1525.8661 | 0.017387
|  |  |  | -- | -- |  |  | 1525.8947 | 0.01738
|  |  |  | -- | -- |  |  | 1525.9232 | 0.017373
|  |  |  | -- | -- |  |  | 1525.9517 | 0.017368
|  |  |  | -- | -- |  |  | 1525.9802 | 0.017363
|  |  |  | -- | -- |  |  | 1526.0087 | 0.01736
|  |  |  | -- | -- |  |  | 1526.0372 | 0.017357
|  |  |  | -- | -- |  |  | 1526.0658 | 0.017356
|  |  |  | -- | -- |  |  | 1526.0942 | 0.017356
|  |  |  | -- | -- |  |  | 1526.1228 | 0.017356
|  |  |  | -- | -- |  |  | 1526.1514 | 0.017357
|  |  |  | -- | -- |  |  | 1526.1798 | 0.01736
|  |  |  | -- | -- |  |  | 1526.2084 | 0.017363
|  |  |  | -- | -- |  |  | 1526.2369 | 0.017367
|  |  |  | -- | -- |  |  | 1526.2655 | 0.017371
|  |  |  | -- | -- |  |  | 1526.2939 | 0.017377
|  |  |  | -- | -- |  |  | 1526.3225 | 0.017383
|  |  |  | -- | -- |  |  | 1526.3511 | 0.01739
|  |  |  | -- | -- |  |  | 1526.3795 | 0.017398
|  |  |  | -- | -- |  |  | 1526.4081 | 0.017406
|  |  |  | -- | -- |  |  | 1526.4366 | 0.017415
|  |  |  | -- | -- |  |  | 1526.4652 | 0.017424
|  |  |  | -- | -- |  |  | 1526.4938 | 0.017434
|  |  |  | -- | -- |  |  | 1526.5222 | 0.017445
|  |  |  | -- | -- |  |  | 1526.5508 | 0.017456
|  |  |  | -- | -- |  |  | 1526.5793 | 0.017467
|  |  |  | -- | -- |  |  | 1526.6079 | 0.017479
|  |  |  | -- | -- |  |  | 1526.6365 | 0.017492
|  |  |  | -- | -- |  |  | 1526.6649 | 0.017504
|  |  |  | -- | -- |  |  | 1526.6935 | 0.017517
|  |  |  | -- | -- |  |  | 1526.722 | 0.01753
|  |  |  | -- | -- |  |  | 1526.7506 | 0.017544
|  |  |  | -- | -- |  |  | 1526.7792 | 0.017558
|  |  |  | -- | -- |  |  | 1526.8077 | 0.017572
|  |  |  | -- | -- |  |  | 1526.8363 | 0.017586
|  |  |  | -- | -- |  |  | 1526.8649 | 0.0176
|  |  |  | -- | -- |  |  | 1526.8933 | 0.017614
|  |  |  | -- | -- |  |  | 1526.9219 | 0.017629
|  |  |  | -- | -- |  |  | 1526.9504 | 0.017643
|  |  |  | -- | -- |  |  | 1526.979 | 0.017658
|  |  |  | -- | -- |  |  | 1527.0076 | 0.017672
|  |  |  | -- | -- |  |  | 1527.0361 | 0.017687
|  |  |  | -- | -- |  |  | 1527.0647 | 0.017701
|  |  |  | -- | -- |  |  | 1527.0933 | 0.017716
|  |  |  | -- | -- |  |  | 1527.1218 | 0.01773
|  |  |  | -- | -- |  |  | 1527.1504 | 0.017745
|  |  |  | -- | -- |  |  | 1527.179 | 0.017759
|  |  |  | -- | -- |  |  | 1527.2075 | 0.017773
|  |  |  | -- | -- |  |  | 1527.2361 | 0.017788
|  |  |  | -- | -- |  |  | 1527.2646 | 0.017802
|  |  |  | -- | -- |  |  | 1527.2932 | 0.017816
|  |  |  | -- | -- |  |  | 1527.3218 | 0.017829
|  |  |  | -- | -- |  |  | 1527.3503 | 0.017843
|  |  |  | -- | -- |  |  | 1527.3789 | 0.017856
|  |  |  | -- | -- |  |  | 1527.4075 | 0.01787
|  |  |  | -- | -- |  |  | 1527.436 | 0.017883
|  |  |  | -- | -- |  |  | 1527.4646 | 0.017896
|  |  |  | -- | -- |  |  | 1527.4932 | 0.017908
|  |  |  | -- | -- |  |  | 1527.5219 | 0.017921
|  |  |  | -- | -- |  |  | 1527.5504 | 0.017933
|  |  |  | -- | -- |  |  | 1527.579 | 0.017946
|  |  |  | -- | -- |  |  | 1527.6075 | 0.017958
|  |  |  | -- | -- |  |  | 1527.6361 | 0.017969
|  |  |  | -- | -- |  |  | 1527.6647 | 0.017981
|  |  |  | -- | -- |  |  | 1527.6932 | 0.017992
|  |  |  | -- | -- |  |  | 1527.7218 | 0.018004
|  |  |  | -- | -- |  |  | 1527.7505 | 0.018015
|  |  |  | -- | -- |  |  | 1527.7791 | 0.018025
|  |  |  | -- | -- |  |  | 1527.8076 | 0.018036
|  |  |  | -- | -- |  |  | 1527.8362 | 0.018046
|  |  |  | -- | -- |  |  | 1527.8647 | 0.018057
|  |  |  | -- | -- |  |  | 1527.8934 | 0.018067
|  |  |  | -- | -- |  |  | 1527.922 | 0.018076
|  |  |  | -- | -- |  |  | 1527.9506 | 0.018086
|  |  |  | -- | -- |  |  | 1527.9791 | 0.018095
|  |  |  | -- | -- |  |  | 1528.0078 | 0.018104
|  |  |  | -- | -- |  |  | 1528.0364 | 0.018113
|  |  |  | -- | -- |  |  | 1528.0649 | 0.018122
|  |  |  | -- | -- |  |  | 1528.0935 | 0.01813
|  |  |  | -- | -- |  |  | 1528.1222 | 0.018138
|  |  |  | -- | -- |  |  | 1528.1508 | 0.018146
|  |  |  | -- | -- |  |  | 1528.1793 | 0.018154
|  |  |  | -- | -- |  |  | 1528.208 | 0.018162
|  |  |  | -- | -- |  |  | 1528.2366 | 0.018169
|  |  |  | -- | -- |  |  | 1528.2651 | 0.018176
|  |  |  | -- | -- |  |  | 1528.2938 | 0.018183
|  |  |  | -- | -- |  |  | 1528.3224 | 0.018189
|  |  |  | -- | -- |  |  | 1528.351 | 0.018195
|  |  |  | -- | -- |  |  | 1528.3796 | 0.018201
|  |  |  | -- | -- |  |  | 1528.4082 | 0.018207
|  |  |  | -- | -- |  |  | 1528.4368 | 0.018212
|  |  |  | -- | -- |  |  | 1528.4655 | 0.018217
|  |  |  | -- | -- |  |  | 1528.494 | 0.018221
|  |  |  | -- | -- |  |  | 1528.5227 | 0.018226
|  |  |  | -- | -- |  |  | 1528.5513 | 0.01823
|  |  |  | -- | -- |  |  | 1528.5798 | 0.018233
|  |  |  | -- | -- |  |  | 1528.6085 | 0.018236
|  |  |  | -- | -- |  |  | 1528.6371 | 0.018239
|  |  |  | -- | -- |  |  | 1528.6658 | 0.018242
|  |  |  | -- | -- |  |  | 1528.6943 | 0.018244
|  |  |  | -- | -- |  |  | 1528.723 | 0.018245
|  |  |  | -- | -- |  |  | 1528.7516 | 0.018247
|  |  |  | -- | -- |  |  | 1528.7803 | 0.018247
|  |  |  | -- | -- |  |  | 1528.8088 | 0.018248
|  |  |  | -- | -- |  |  | 1528.8375 | 0.018247
|  |  |  | -- | -- |  |  | 1528.8661 | 0.018247
|  |  |  | -- | -- |  |  | 1528.8948 | 0.018246
|  |  |  | -- | -- |  |  | 1528.9233 | 0.018244
|  |  |  | -- | -- |  |  | 1528.952 | 0.018242
|  |  |  | -- | -- |  |  | 1528.9806 | 0.018239
|  |  |  | -- | -- |  |  | 1529.0093 | 0.018236
|  |  |  | -- | -- |  |  | 1529.0378 | 0.018232
|  |  |  | -- | -- |  |  | 1529.0665 | 0.018228
|  |  |  | -- | -- |  |  | 1529.0951 | 0.018223
|  |  |  | -- | -- |  |  | 1529.1238 | 0.018217
|  |  |  | -- | -- |  |  | 1529.1525 | 0.018211
|  |  |  | -- | -- |  |  | 1529.181 | 0.018205
|  |  |  | -- | -- |  |  | 1529.2097 | 0.018198
|  |  |  | -- | -- |  |  | 1529.2383 | 0.01819
|  |  |  | -- | -- |  |  | 1529.267 | 0.018181
|  |  |  | -- | -- |  |  | 1529.2957 | 0.018172
|  |  |  | -- | -- |  |  | 1529.3242 | 0.018163
|  |  |  | -- | -- |  |  | 1529.3529 | 0.018152
|  |  |  | -- | -- |  |  | 1529.3816 | 0.018142
|  |  |  | -- | -- |  |  | 1529.4102 | 0.01813
|  |  |  | -- | -- |  |  | 1529.4388 | 0.018118
|  |  |  | -- | -- |  |  | 1529.4675 | 0.018105
|  |  |  | -- | -- |  |  | 1529.4961 | 0.018092
|  |  |  | -- | -- |  |  | 1529.5248 | 0.018078
|  |  |  | -- | -- |  |  | 1529.5535 | 0.018063
|  |  |  | -- | -- |  |  | 1529.5822 | 0.018048
|  |  |  | -- | -- |  |  | 1529.6107 | 0.018032
|  |  |  | -- | -- |  |  | 1529.6394 | 0.018016
|  |  |  | -- | -- |  |  | 1529.6681 | 0.017999
|  |  |  | -- | -- |  |  | 1529.6968 | 0.017982
|  |  |  | -- | -- |  |  | 1529.7253 | 0.017964
|  |  |  | -- | -- |  |  | 1529.754 | 0.017945
|  |  |  | -- | -- |  |  | 1529.7827 | 0.017926
|  |  |  | -- | -- |  |  | 1529.8114 | 0.017906
|  |  |  | -- | -- |  |  | 1529.8401 | 0.017886
|  |  |  | -- | -- |  |  | 1529.8687 | 0.017866
|  |  |  | -- | -- |  |  | 1529.8973 | 0.017845
|  |  |  | -- | -- |  |  | 1529.926 | 0.017823
|  |  |  | -- | -- |  |  | 1529.9547 | 0.017802
|  |  |  | -- | -- |  |  | 1529.9834 | 0.017779
|  |  |  | -- | -- |  |  | 1530.0121 | 0.017757
|  |  |  | -- | -- |  |  | 1530.0408 | 0.017734
|  |  |  | -- | -- |  |  | 1530.0693 | 0.017711
|  |  |  | -- | -- |  |  | 1530.098 | 0.017688
|  |  |  | -- | -- |  |  | 1530.1267 | 0.017664
|  |  |  | -- | -- |  |  | 1530.1554 | 0.01764
|  |  |  | -- | -- |  |  | 1530.1841 | 0.017616
|  |  |  | -- | -- |  |  | 1530.2128 | 0.017592
|  |  |  | -- | -- |  |  | 1530.2415 | 0.017567
|  |  |  | -- | -- |  |  | 1530.2701 | 0.017543
|  |  |  | -- | -- |  |  | 1530.2988 | 0.017519
|  |  |  | -- | -- |  |  | 1530.3275 | 0.017494
|  |  |  | -- | -- |  |  | 1530.3562 | 0.01747
|  |  |  | -- | -- |  |  | 1530.3849 | 0.017445
|  |  |  | -- | -- |  |  | 1530.4136 | 0.017421
|  |  |  | -- | -- |  |  | 1530.4423 | 0.017397
|  |  |  | -- | -- |  |  | 1530.4709 | 0.017373
|  |  |  | -- | -- |  |  | 1530.4996 | 0.01735
|  |  |  | -- | -- |  |  | 1530.5283 | 0.017326
|  |  |  | -- | -- |  |  | 1530.557 | 0.017303
|  |  |  | -- | -- |  |  | 1530.5857 | 0.01728
|  |  |  | -- | -- |  |  | 1530.6144 | 0.017258
|  |  |  | -- | -- |  |  | 1530.6431 | 0.017235
|  |  |  | -- | -- |  |  | 1530.6718 | 0.017214
|  |  |  | -- | -- |  |  | 1530.7004 | 0.017193
|  |  |  | -- | -- |  |  | 1530.7291 | 0.017172
|  |  |  | -- | -- |  |  | 1530.7578 | 0.017152
|  |  |  | -- | -- |  |  | 1530.7865 | 0.017132
|  |  |  | -- | -- |  |  | 1530.8152 | 0.017113
|  |  |  | -- | -- |  |  | 1530.8439 | 0.017095
|  |  |  | -- | -- |  |  | 1530.8727 | 0.017077
|  |  |  | -- | -- |  |  | 1530.9014 | 0.01706
|  |  |  | -- | -- |  |  | 1530.9301 | 0.017044
|  |  |  | -- | -- |  |  | 1530.9587 | 0.017028
|  |  |  | -- | -- |  |  | 1530.9874 | 0.017014
|  |  |  | -- | -- |  |  | 1531.0161 | 0.017
|  |  |  | -- | -- |  |  | 1531.0449 | 0.016987
|  |  |  | -- | -- |  |  | 1531.0736 | 0.016974
|  |  |  | -- | -- |  |  | 1531.1023 | 0.016963
|  |  |  | -- | -- |  |  | 1531.131 | 0.016952
|  |  |  | -- | -- |  |  | 1531.1597 | 0.016942
|  |  |  | -- | -- |  |  | 1531.1885 | 0.016933
|  |  |  | -- | -- |  |  | 1531.2172 | 0.016925
|  |  |  | -- | -- |  |  | 1531.2459 | 0.016918
|  |  |  | -- | -- |  |  | 1531.2745 | 0.016912
|  |  |  | -- | -- |  |  | 1531.3033 | 0.016906
|  |  |  | -- | -- |  |  | 1531.332 | 0.016902
|  |  |  | -- | -- |  |  | 1531.3607 | 0.016898
|  |  |  | -- | -- |  |  | 1531.3894 | 0.016896
|  |  |  | -- | -- |  |  | 1531.4182 | 0.016894
|  |  |  | -- | -- |  |  | 1531.4469 | 0.016893
|  |  |  | -- | -- |  |  | 1531.4756 | 0.016893
|  |  |  | -- | -- |  |  | 1531.5044 | 0.016893
|  |  |  | -- | -- |  |  | 1531.5331 | 0.016895
|  |  |  | -- | -- |  |  | 1531.5618 | 0.016897
|  |  |  | -- | -- |  |  | 1531.5906 | 0.0169
|  |  |  | -- | -- |  |  | 1531.6193 | 0.016904
|  |  |  | -- | -- |  |  | 1531.6479 | 0.016909
|  |  |  | -- | -- |  |  | 1531.6768 | 0.016914
|  |  |  | -- | -- |  |  | 1531.7054 | 0.01692
|  |  |  | -- | -- |  |  | 1531.7343 | 0.016927
|  |  |  | -- | -- |  |  | 1531.7629 | 0.016934
|  |  |  | -- | -- |  |  | 1531.7916 | 0.016942
|  |  |  | -- | -- |  |  | 1531.8204 | 0.01695
|  |  |  | -- | -- |  |  | 1531.8491 | 0.016959
|  |  |  | -- | -- |  |  | 1531.8779 | 0.016969
|  |  |  | -- | -- |  |  | 1531.9066 | 0.016979
|  |  |  | -- | -- |  |  | 1531.9353 | 0.016989
|  |  |  | -- | -- |  |  | 1531.9641 | 0.017
|  |  |  | -- | -- |  |  | 1531.9928 | 0.017011
|  |  |  | -- | -- |  |  | 1532.0216 | 0.017022
|  |  |  | -- | -- |  |  | 1532.0503 | 0.017034
|  |  |  | -- | -- |  |  | 1532.0791 | 0.017045
|  |  |  | -- | -- |  |  | 1532.1078 | 0.017057
|  |  |  | -- | -- |  |  | 1532.1366 | 0.017069
|  |  |  | -- | -- |  |  | 1532.1653 | 0.017082
|  |  |  | -- | -- |  |  | 1532.1941 | 0.017094
|  |  |  | -- | -- |  |  | 1532.2229 | 0.017106
|  |  |  | -- | -- |  |  | 1532.2516 | 0.017118
|  |  |  | -- | -- |  |  | 1532.2804 | 0.01713
|  |  |  | -- | -- |  |  | 1532.3091 | 0.017142
|  |  |  | -- | -- |  |  | 1532.3379 | 0.017154
|  |  |  | -- | -- |  |  | 1532.3666 | 0.017166
|  |  |  | -- | -- |  |  | 1532.3954 | 0.017177
|  |  |  | -- | -- |  |  | 1532.4242 | 0.017189
|  |  |  | -- | -- |  |  | 1532.4529 | 0.017199
|  |  |  | -- | -- |  |  | 1532.4817 | 0.01721
|  |  |  | -- | -- |  |  | 1532.5104 | 0.01722
|  |  |  | -- | -- |  |  | 1532.5392 | 0.01723
|  |  |  | -- | -- |  |  | 1532.568 | 0.01724
|  |  |  | -- | -- |  |  | 1532.5967 | 0.017249
|  |  |  | -- | -- |  |  | 1532.6255 | 0.017257
|  |  |  | -- | -- |  |  | 1532.6543 | 0.017265
|  |  |  | -- | -- |  |  | 1532.683 | 0.017273
|  |  |  | -- | -- |  |  | 1532.7118 | 0.01728
|  |  |  | -- | -- |  |  | 1532.7406 | 0.017286
|  |  |  | -- | -- |  |  | 1532.7693 | 0.017292
|  |  |  | -- | -- |  |  | 1532.7981 | 0.017297
|  |  |  | -- | -- |  |  | 1532.8269 | 0.017302
|  |  |  | -- | -- |  |  | 1532.8557 | 0.017306
|  |  |  | -- | -- |  |  | 1532.8844 | 0.01731
|  |  |  | -- | -- |  |  | 1532.9132 | 0.017313
|  |  |  | -- | -- |  |  | 1532.942 | 0.017315
|  |  |  | -- | -- |  |  | 1532.9708 | 0.017316
|  |  |  | -- | -- |  |  | 1532.9995 | 0.017317
|  |  |  | -- | -- |  |  | 1533.0283 | 0.017318
|  |  |  | -- | -- |  |  | 1533.0571 | 0.017317
|  |  |  | -- | -- |  |  | 1533.0859 | 0.017316
|  |  |  | -- | -- |  |  | 1533.1147 | 0.017315
|  |  |  | -- | -- |  |  | 1533.1434 | 0.017312
|  |  |  | -- | -- |  |  | 1533.1722 | 0.017309
|  |  |  | -- | -- |  |  | 1533.2011 | 0.017306
|  |  |  | -- | -- |  |  | 1533.2299 | 0.017302
|  |  |  | -- | -- |  |  | 1533.2587 | 0.017297
|  |  |  | -- | -- |  |  | 1533.2875 | 0.017291
|  |  |  | -- | -- |  |  | 1533.3163 | 0.017285
|  |  |  | -- | -- |  |  | 1533.3451 | 0.017279
|  |  |  | -- | -- |  |  | 1533.3738 | 0.017272
|  |  |  | -- | -- |  |  | 1533.4026 | 0.017264
|  |  |  | -- | -- |  |  | 1533.4314 | 0.017256
|  |  |  | -- | -- |  |  | 1533.4602 | 0.017247
|  |  |  | -- | -- |  |  | 1533.489 | 0.017238
|  |  |  | -- | -- |  |  | 1533.5178 | 0.017228
|  |  |  | -- | -- |  |  | 1533.5466 | 0.017218
|  |  |  | -- | -- |  |  | 1533.5754 | 0.017208
|  |  |  | -- | -- |  |  | 1533.6042 | 0.017197
|  |  |  | -- | -- |  |  | 1533.6331 | 0.017185
|  |  |  | -- | -- |  |  | 1533.6619 | 0.017174
|  |  |  | -- | -- |  |  | 1533.6907 | 0.017162
|  |  |  | -- | -- |  |  | 1533.7195 | 0.01715
|  |  |  | -- | -- |  |  | 1533.7483 | 0.017137
|  |  |  | -- | -- |  |  | 1533.7771 | 0.017124
|  |  |  | -- | -- |  |  | 1533.8059 | 0.017111
|  |  |  | -- | -- |  |  | 1533.8347 | 0.017098
|  |  |  | -- | -- |  |  | 1533.8635 | 0.017085
|  |  |  | -- | -- |  |  | 1533.8923 | 0.017072
|  |  |  | -- | -- |  |  | 1533.9211 | 0.017058
|  |  |  | -- | -- |  |  | 1533.95 | 0.017045
|  |  |  | -- | -- |  |  | 1533.9788 | 0.017031
|  |  |  | -- | -- |  |  | 1534.0076 | 0.017017
|  |  |  | -- | -- |  |  | 1534.0364 | 0.017004
|  |  |  | -- | -- |  |  | 1534.0653 | 0.01699
|  |  |  | -- | -- |  |  | 1534.0941 | 0.016977
|  |  |  | -- | -- |  |  | 1534.1229 | 0.016964
|  |  |  | -- | -- |  |  | 1534.1517 | 0.016951
|  |  |  | -- | -- |  |  | 1534.1805 | 0.016938
|  |  |  | -- | -- |  |  | 1534.2094 | 0.016925
|  |  |  | -- | -- |  |  | 1534.2382 | 0.016913
|  |  |  | -- | -- |  |  | 1534.2671 | 0.016901
|  |  |  | -- | -- |  |  | 1534.2959 | 0.016889
|  |  |  | -- | -- |  |  | 1534.3247 | 0.016877
|  |  |  | -- | -- |  |  | 1534.3535 | 0.016866
|  |  |  | -- | -- |  |  | 1534.3823 | 0.016856
|  |  |  | -- | -- |  |  | 1534.4113 | 0.016846
|  |  |  | -- | -- |  |  | 1534.4401 | 0.016836
|  |  |  | -- | -- |  |  | 1534.4689 | 0.016827
|  |  |  | -- | -- |  |  | 1534.4977 | 0.016818
|  |  |  | -- | -- |  |  | 1534.5265 | 0.01681
|  |  |  | -- | -- |  |  | 1534.5554 | 0.016803
|  |  |  | -- | -- |  |  | 1534.5842 | 0.016796
|  |  |  | -- | -- |  |  | 1534.613 | 0.01679
|  |  |  | -- | -- |  |  | 1534.642 | 0.016785
|  |  |  | -- | -- |  |  | 1534.6708 | 0.01678
|  |  |  | -- | -- |  |  | 1534.6996 | 0.016776
|  |  |  | -- | -- |  |  | 1534.7284 | 0.016773
|  |  |  | -- | -- |  |  | 1534.7573 | 0.01677
|  |  |  | -- | -- |  |  | 1534.7861 | 0.016769
|  |  |  | -- | -- |  |  | 1534.8149 | 0.016768
|  |  |  | -- | -- |  |  | 1534.8439 | 0.016768
|  |  |  | -- | -- |  |  | 1534.8727 | 0.016769
|  |  |  | -- | -- |  |  | 1534.9016 | 0.016771
|  |  |  | -- | -- |  |  | 1534.9304 | 0.016774
|  |  |  | -- | -- |  |  | 1534.9592 | 0.016778
|  |  |  | -- | -- |  |  | 1534.9882 | 0.016782
|  |  |  | -- | -- |  |  | 1535.017 | 0.016788
|  |  |  | -- | -- |  |  | 1535.0458 | 0.016794
|  |  |  | -- | -- |  |  | 1535.0747 | 0.016802
|  |  |  | -- | -- |  |  | 1535.1035 | 0.016811
|  |  |  | -- | -- |  |  | 1535.1324 | 0.01682
|  |  |  | -- | -- |  |  | 1535.1613 | 0.016831
|  |  |  | -- | -- |  |  | 1535.1902 | 0.016842
|  |  |  | -- | -- |  |  | 1535.219 | 0.016855
|  |  |  | -- | -- |  |  | 1535.2479 | 0.016868
|  |  |  | -- | -- |  |  | 1535.2767 | 0.016883
|  |  |  | -- | -- |  |  | 1535.3057 | 0.016898
|  |  |  | -- | -- |  |  | 1535.3345 | 0.016915
|  |  |  | -- | -- |  |  | 1535.3634 | 0.016932
|  |  |  | -- | -- |  |  | 1535.3922 | 0.016951
|  |  |  | -- | -- |  |  | 1535.4211 | 0.01697
|  |  |  | -- | -- |  |  | 1535.45 | 0.016991
|  |  |  | -- | -- |  |  | 1535.4789 | 0.017012
|  |  |  | -- | -- |  |  | 1535.5077 | 0.017034
|  |  |  | -- | -- |  |  | 1535.5366 | 0.017058
|  |  |  | -- | -- |  |  | 1535.5654 | 0.017082
|  |  |  | -- | -- |  |  | 1535.5944 | 0.017107
|  |  |  | -- | -- |  |  | 1535.6233 | 0.017132
|  |  |  | -- | -- |  |  | 1535.6521 | 0.017159
|  |  |  | -- | -- |  |  | 1535.681 | 0.017187
|  |  |  | -- | -- |  |  | 1535.7098 | 0.017215
|  |  |  | -- | -- |  |  | 1535.7388 | 0.017244
|  |  |  | -- | -- |  |  | 1535.7677 | 0.017274
|  |  |  | -- | -- |  |  | 1535.7965 | 0.017304
|  |  |  | -- | -- |  |  | 1535.8254 | 0.017335
|  |  |  | -- | -- |  |  | 1535.8544 | 0.017367
|  |  |  | -- | -- |  |  | 1535.8832 | 0.017399
|  |  |  | -- | -- |  |  | 1535.9121 | 0.017432
|  |  |  | -- | -- |  |  | 1535.941 | 0.017466
|  |  |  | -- | -- |  |  | 1535.9698 | 0.0175
|  |  |  | -- | -- |  |  | 1535.9988 | 0.017534
|  |  |  | -- | -- |  |  | 1536.0277 | 0.017569
|  |  |  | -- | -- |  |  | 1536.0565 | 0.017604
|  |  |  | -- | -- |  |  | 1536.0854 | 0.01764
|  |  |  | -- | -- |  |  | 1536.1144 | 0.017676
|  |  |  | -- | -- |  |  | 1536.1433 | 0.017712
|  |  |  | -- | -- |  |  | 1536.1721 | 0.017748
|  |  |  | -- | -- |  |  | 1536.2011 | 0.017785
|  |  |  | -- | -- |  |  | 1536.23 | 0.017822
|  |  |  | -- | -- |  |  | 1536.2589 | 0.017859
|  |  |  | -- | -- |  |  | 1536.2878 | 0.017896
|  |  |  | -- | -- |  |  | 1536.3167 | 0.017933
|  |  |  | -- | -- |  |  | 1536.3456 | 0.017969
|  |  |  | -- | -- |  |  | 1536.3745 | 0.018006
|  |  |  | -- | -- |  |  | 1536.4034 | 0.018043
|  |  |  | -- | -- |  |  | 1536.4324 | 0.01808
|  |  |  | -- | -- |  |  | 1536.4612 | 0.018116
|  |  |  | -- | -- |  |  | 1536.4901 | 0.018153
|  |  |  | -- | -- |  |  | 1536.519 | 0.018188
|  |  |  | -- | -- |  |  | 1536.548 | 0.018224
|  |  |  | -- | -- |  |  | 1536.5769 | 0.01826
|  |  |  | -- | -- |  |  | 1536.6058 | 0.018295
|  |  |  | -- | -- |  |  | 1536.6348 | 0.018329
|  |  |  | -- | -- |  |  | 1536.6637 | 0.018363
|  |  |  | -- | -- |  |  | 1536.6926 | 0.018397
|  |  |  | -- | -- |  |  | 1536.7214 | 0.01843
|  |  |  | -- | -- |  |  | 1536.7504 | 0.018463
|  |  |  | -- | -- |  |  | 1536.7793 | 0.018495
|  |  |  | -- | -- |  |  | 1536.8082 | 0.018526
|  |  |  | -- | -- |  |  | 1536.8372 | 0.018557
|  |  |  | -- | -- |  |  | 1536.8661 | 0.018587
|  |  |  | -- | -- |  |  | 1536.895 | 0.018617
|  |  |  | -- | -- |  |  | 1536.924 | 0.018646
|  |  |  | -- | -- |  |  | 1536.9529 | 0.018674
|  |  |  | -- | -- |  |  | 1536.9818 | 0.018701
|  |  |  | -- | -- |  |  | 1537.0107 | 0.018728
|  |  |  | -- | -- |  |  | 1537.0397 | 0.018754
|  |  |  | -- | -- |  |  | 1537.0686 | 0.018779
|  |  |  | -- | -- |  |  | 1537.0975 | 0.018803
|  |  |  | -- | -- |  |  | 1537.1265 | 0.018826
|  |  |  | -- | -- |  |  | 1537.1554 | 0.018849
|  |  |  | -- | -- |  |  | 1537.1844 | 0.018871
|  |  |  | -- | -- |  |  | 1537.2134 | 0.018892
|  |  |  | -- | -- |  |  | 1537.2423 | 0.018912
|  |  |  | -- | -- |  |  | 1537.2712 | 0.018931
|  |  |  | -- | -- |  |  | 1537.3002 | 0.018949
|  |  |  | -- | -- |  |  | 1537.3291 | 0.018967
|  |  |  | -- | -- |  |  | 1537.358 | 0.018984
|  |  |  | -- | -- |  |  | 1537.387 | 0.019
|  |  |  | -- | -- |  |  | 1537.4159 | 0.019015
|  |  |  | -- | -- |  |  | 1537.4449 | 0.019029
|  |  |  | -- | -- |  |  | 1537.4739 | 0.019042
|  |  |  | -- | -- |  |  | 1537.5028 | 0.019055
|  |  |  | -- | -- |  |  | 1537.5317 | 0.019067
|  |  |  | -- | -- |  |  | 1537.5607 | 0.019078
|  |  |  | -- | -- |  |  | 1537.5896 | 0.019088
|  |  |  | -- | -- |  |  | 1537.6187 | 0.019098
|  |  |  | -- | -- |  |  | 1537.6476 | 0.019107
|  |  |  | -- | -- |  |  | 1537.6765 | 0.019115
|  |  |  | -- | -- |  |  | 1537.7054 | 0.019123
|  |  |  | -- | -- |  |  | 1537.7345 | 0.01913
|  |  |  | -- | -- |  |  | 1537.7634 | 0.019136
|  |  |  | -- | -- |  |  | 1537.7924 | 0.019142
|  |  |  | -- | -- |  |  | 1537.8213 | 0.019147
|  |  |  | -- | -- |  |  | 1537.8503 | 0.019152
|  |  |  | -- | -- |  |  | 1537.8793 | 0.019156
|  |  |  | -- | -- |  |  | 1537.9082 | 0.019159
|  |  |  | -- | -- |  |  | 1537.9371 | 0.019162
|  |  |  | -- | -- |  |  | 1537.9662 | 0.019165
|  |  |  | -- | -- |  |  | 1537.9951 | 0.019167
|  |  |  | -- | -- |  |  | 1538.024 | 0.019169
|  |  |  | -- | -- |  |  | 1538.0531 | 0.019171
|  |  |  | -- | -- |  |  | 1538.082 | 0.019172
|  |  |  | -- | -- |  |  | 1538.111 | 0.019172
|  |  |  | -- | -- |  |  | 1538.14 | 0.019173
|  |  |  | -- | -- |  |  | 1538.1689 | 0.019173
|  |  |  | -- | -- |  |  | 1538.198 | 0.019173
|  |  |  | -- | -- |  |  | 1538.2269 | 0.019173
|  |  |  | -- | -- |  |  | 1538.2559 | 0.019172
|  |  |  | -- | -- |  |  | 1538.2849 | 0.019172
|  |  |  | -- | -- |  |  | 1538.3138 | 0.019171
|  |  |  | -- | -- |  |  | 1538.3429 | 0.01917
|  |  |  | -- | -- |  |  | 1538.3718 | 0.019169
|  |  |  | -- | -- |  |  | 1538.4008 | 0.019167
|  |  |  | -- | -- |  |  | 1538.4298 | 0.019166
|  |  |  | -- | -- |  |  | 1538.4587 | 0.019164
|  |  |  | -- | -- |  |  | 1538.4878 | 0.019163
|  |  |  | -- | -- |  |  | 1538.5167 | 0.019161
|  |  |  | -- | -- |  |  | 1538.5458 | 0.019159
|  |  |  | -- | -- |  |  | 1538.5747 | 0.019157
|  |  |  | -- | -- |  |  | 1538.6038 | 0.019155
|  |  |  | -- | -- |  |  | 1538.6327 | 0.019153
|  |  |  | -- | -- |  |  | 1538.6617 | 0.01915
|  |  |  | -- | -- |  |  | 1538.6907 | 0.019148
|  |  |  | -- | -- |  |  | 1538.7197 | 0.019145
|  |  |  | -- | -- |  |  | 1538.7488 | 0.019143
|  |  |  | -- | -- |  |  | 1538.7777 | 0.01914
|  |  |  | -- | -- |  |  | 1538.8068 | 0.019137
|  |  |  | -- | -- |  |  | 1538.8357 | 0.019134
|  |  |  | -- | -- |  |  | 1538.8647 | 0.01913
|  |  |  | -- | -- |  |  | 1538.8937 | 0.019127
|  |  |  | -- | -- |  |  | 1538.9227 | 0.019123
|  |  |  | -- | -- |  |  | 1538.9518 | 0.019119
|  |  |  | -- | -- |  |  | 1538.9807 | 0.019115
|  |  |  | -- | -- |  |  | 1539.0098 | 0.01911
|  |  |  | -- | -- |  |  | 1539.0388 | 0.019105
|  |  |  | -- | -- |  |  | 1539.0677 | 0.0191
|  |  |  | -- | -- |  |  | 1539.0968 | 0.019094
|  |  |  | -- | -- |  |  | 1539.1257 | 0.019088
|  |  |  | -- | -- |  |  | 1539.1548 | 0.019082
|  |  |  | -- | -- |  |  | 1539.1838 | 0.019075
|  |  |  | -- | -- |  |  | 1539.2129 | 0.019068
|  |  |  | -- | -- |  |  | 1539.2418 | 0.019061
|  |  |  | -- | -- |  |  | 1539.2709 | 0.019052
|  |  |  | -- | -- |  |  | 1539.2999 | 0.019044
|  |  |  | -- | -- |  |  | 1539.3289 | 0.019035
|  |  |  | -- | -- |  |  | 1539.3579 | 0.019025
|  |  |  | -- | -- |  |  | 1539.387 | 0.019015
|  |  |  | -- | -- |  |  | 1539.416 | 0.019004
|  |  |  | -- | -- |  |  | 1539.4449 | 0.018993
|  |  |  | -- | -- |  |  | 1539.474 | 0.018981
|  |  |  | -- | -- |  |  | 1539.5031 | 0.018968
|  |  |  | -- | -- |  |  | 1539.5321 | 0.018955
|  |  |  | -- | -- |  |  | 1539.5612 | 0.018941
|  |  |  | -- | -- |  |  | 1539.5901 | 0.018927
|  |  |  | -- | -- |  |  | 1539.6191 | 0.018912
|  |  |  | -- | -- |  |  | 1539.6482 | 0.018896
|  |  |  | -- | -- |  |  | 1539.6772 | 0.01888
|  |  |  | -- | -- |  |  | 1539.7063 | 0.018863
|  |  |  | -- | -- |  |  | 1539.7354 | 0.018846
|  |  |  | -- | -- |  |  | 1539.7643 | 0.018828
|  |  |  | -- | -- |  |  | 1539.7933 | 0.018809
|  |  |  | -- | -- |  |  | 1539.8224 | 0.01879
|  |  |  | -- | -- |  |  | 1539.8514 | 0.018771
|  |  |  | -- | -- |  |  | 1539.8805 | 0.01875
|  |  |  | -- | -- |  |  | 1539.9095 | 0.01873
|  |  |  | -- | -- |  |  | 1539.9386 | 0.018709
|  |  |  | -- | -- |  |  | 1539.9677 | 0.018687
|  |  |  | -- | -- |  |  | 1539.9967 | 0.018665
|  |  |  | -- | -- |  |  | 1540.0258 | 0.018643
|  |  |  | -- | -- |  |  | 1540.0548 | 0.01862
|  |  |  | -- | -- |  |  | 1540.0839 | 0.018597
|  |  |  | -- | -- |  |  | 1540.1129 | 0.018574
|  |  |  | -- | -- |  |  | 1540.142 | 0.018551
|  |  |  | -- | -- |  |  | 1540.171 | 0.018527
|  |  |  | -- | -- |  |  | 1540.2001 | 0.018503
|  |  |  | -- | -- |  |  | 1540.2291 | 0.01848
|  |  |  | -- | -- |  |  | 1540.2582 | 0.018456
|  |  |  | -- | -- |  |  | 1540.2872 | 0.018432
|  |  |  | -- | -- |  |  | 1540.3163 | 0.018409
|  |  |  | -- | -- |  |  | 1540.3453 | 0.018385
|  |  |  | -- | -- |  |  | 1540.3744 | 0.018362
|  |  |  | -- | -- |  |  | 1540.4034 | 0.018339
|  |  |  | -- | -- |  |  | 1540.4325 | 0.018316
|  |  |  | -- | -- |  |  | 1540.4615 | 0.018294
|  |  |  | -- | -- |  |  | 1540.4906 | 0.018272
|  |  |  | -- | -- |  |  | 1540.5197 | 0.01825
|  |  |  | -- | -- |  |  | 1540.5487 | 0.018229
|  |  |  | -- | -- |  |  | 1540.5778 | 0.018209
|  |  |  | -- | -- |  |  | 1540.6068 | 0.018189
|  |  |  | -- | -- |  |  | 1540.636 | 0.01817
|  |  |  | -- | -- |  |  | 1540.665 | 0.018151
|  |  |  | -- | -- |  |  | 1540.6941 | 0.018134
|  |  |  | -- | -- |  |  | 1540.7231 | 0.018117
|  |  |  | -- | -- |  |  | 1540.7522 | 0.018101
|  |  |  | -- | -- |  |  | 1540.7812 | 0.018086
|  |  |  | -- | -- |  |  | 1540.8104 | 0.018071
|  |  |  | -- | -- |  |  | 1540.8395 | 0.018058
|  |  |  | -- | -- |  |  | 1540.8685 | 0.018046
|  |  |  | -- | -- |  |  | 1540.8976 | 0.018035
|  |  |  | -- | -- |  |  | 1540.9266 | 0.018025
|  |  |  | -- | -- |  |  | 1540.9558 | 0.018016
|  |  |  | -- | -- |  |  | 1540.9849 | 0.018008
|  |  |  | -- | -- |  |  | 1541.0139 | 0.018001
|  |  |  | -- | -- |  |  | 1541.043 | 0.017996
|  |  |  | -- | -- |  |  | 1541.0721 | 0.017992
|  |  |  | -- | -- |  |  | 1541.1012 | 0.017989
|  |  |  | -- | -- |  |  | 1541.1302 | 0.017987
|  |  |  | -- | -- |  |  | 1541.1594 | 0.017987
|  |  |  | -- | -- |  |  | 1541.1885 | 0.017988
|  |  |  | -- | -- |  |  | 1541.2175 | 0.01799
|  |  |  | -- | -- |  |  | 1541.2467 | 0.017993
|  |  |  | -- | -- |  |  | 1541.2758 | 0.017998
|  |  |  | -- | -- |  |  | 1541.3048 | 0.018004
|  |  |  | -- | -- |  |  | 1541.334 | 0.018011
|  |  |  | -- | -- |  |  | 1541.363 | 0.01802
|  |  |  | -- | -- |  |  | 1541.3921 | 0.01803
|  |  |  | -- | -- |  |  | 1541.4213 | 0.018041
|  |  |  | -- | -- |  |  | 1541.4503 | 0.018054
|  |  |  | -- | -- |  |  | 1541.4794 | 0.018067
|  |  |  | -- | -- |  |  | 1541.5085 | 0.018082
|  |  |  | -- | -- |  |  | 1541.5376 | 0.018099
|  |  |  | -- | -- |  |  | 1541.5668 | 0.018116
|  |  |  | -- | -- |  |  | 1541.5958 | 0.018135
|  |  |  | -- | -- |  |  | 1541.625 | 0.018155
|  |  |  | -- | -- |  |  | 1541.6541 | 0.018176
|  |  |  | -- | -- |  |  | 1541.6831 | 0.018198
|  |  |  | -- | -- |  |  | 1541.7123 | 0.018221
|  |  |  | -- | -- |  |  | 1541.7413 | 0.018246
|  |  |  | -- | -- |  |  | 1541.7705 | 0.018271
|  |  |  | -- | -- |  |  | 1541.7996 | 0.018298
|  |  |  | -- | -- |  |  | 1541.8287 | 0.018325
|  |  |  | -- | -- |  |  | 1541.8578 | 0.018354
|  |  |  | -- | -- |  |  | 1541.887 | 0.018383
|  |  |  | -- | -- |  |  | 1541.916 | 0.018414
|  |  |  | -- | -- |  |  | 1541.9452 | 0.018445
|  |  |  | -- | -- |  |  | 1541.9744 | 0.018477
|  |  |  | -- | -- |  |  | 1542.0034 | 0.01851
|  |  |  | -- | -- |  |  | 1542.0326 | 0.018544
|  |  |  | -- | -- |  |  | 1542.0616 | 0.018579
|  |  |  | -- | -- |  |  | 1542.0908 | 0.018615
|  |  |  | -- | -- |  |  | 1542.1199 | 0.018651
|  |  |  | -- | -- |  |  | 1542.149 | 0.018688
|  |  |  | -- | -- |  |  | 1542.1782 | 0.018725
|  |  |  | -- | -- |  |  | 1542.2073 | 0.018764
|  |  |  | -- | -- |  |  | 1542.2365 | 0.018803
|  |  |  | -- | -- |  |  | 1542.2656 | 0.018842
|  |  |  | -- | -- |  |  | 1542.2947 | 0.018882
|  |  |  | -- | -- |  |  | 1542.3239 | 0.018923
|  |  |  | -- | -- |  |  | 1542.3529 | 0.018964
|  |  |  | -- | -- |  |  | 1542.3821 | 0.019006
|  |  |  | -- | -- |  |  | 1542.4113 | 0.019048
|  |  |  | -- | -- |  |  | 1542.4404 | 0.019091
|  |  |  | -- | -- |  |  | 1542.4695 | 0.019133
|  |  |  | -- | -- |  |  | 1542.4987 | 0.019177
|  |  |  | -- | -- |  |  | 1542.5278 | 0.019221
|  |  |  | -- | -- |  |  | 1542.5569 | 0.019265
|  |  |  | -- | -- |  |  | 1542.5861 | 0.019309
|  |  |  | -- | -- |  |  | 1542.6152 | 0.019353
|  |  |  | -- | -- |  |  | 1542.6444 | 0.019398
|  |  |  | -- | -- |  |  | 1542.6735 | 0.019443
|  |  |  | -- | -- |  |  | 1542.7026 | 0.019489
|  |  |  | -- | -- |  |  | 1542.7318 | 0.019534
|  |  |  | -- | -- |  |  | 1542.761 | 0.019579
|  |  |  | -- | -- |  |  | 1542.7902 | 0.019625
|  |  |  | -- | -- |  |  | 1542.8192 | 0.019671
|  |  |  | -- | -- |  |  | 1542.8484 | 0.019717
|  |  |  | -- | -- |  |  | 1542.8776 | 0.019762
|  |  |  | -- | -- |  |  | 1542.9067 | 0.019808
|  |  |  | -- | -- |  |  | 1542.9359 | 0.019854
|  |  |  | -- | -- |  |  | 1542.9651 | 0.0199
|  |  |  | -- | -- |  |  | 1542.9941 | 0.019946
|  |  |  | -- | -- |  |  | 1543.0233 | 0.019991
|  |  |  | -- | -- |  |  | 1543.0525 | 0.020037
|  |  |  | -- | -- |  |  | 1543.0817 | 0.020082
|  |  |  | -- | -- |  |  | 1543.1108 | 0.020127
|  |  |  | -- | -- |  |  | 1543.14 | 0.020172
|  |  |  | -- | -- |  |  | 1543.1692 | 0.020216
|  |  |  | -- | -- |  |  | 1543.1984 | 0.020261
|  |  |  | -- | -- |  |  | 1543.2275 | 0.020305
|  |  |  | -- | -- |  |  | 1543.2567 | 0.020349
|  |  |  | -- | -- |  |  | 1543.2859 | 0.020392
|  |  |  | -- | -- |  |  | 1543.3151 | 0.020435
|  |  |  | -- | -- |  |  | 1543.3441 | 0.020477
|  |  |  | -- | -- |  |  | 1543.3733 | 0.020519
|  |  |  | -- | -- |  |  | 1543.4025 | 0.020561
|  |  |  | -- | -- |  |  | 1543.4316 | 0.020602
|  |  |  | -- | -- |  |  | 1543.4608 | 0.020643
|  |  |  | -- | -- |  |  | 1543.49 | 0.020683
|  |  |  | -- | -- |  |  | 1543.5193 | 0.020722
|  |  |  | -- | -- |  |  | 1543.5485 | 0.020761
|  |  |  | -- | -- |  |  | 1543.5776 | 0.0208
|  |  |  | -- | -- |  |  | 1543.6068 | 0.020837
|  |  |  | -- | -- |  |  | 1543.636 | 0.020874
|  |  |  | -- | -- |  |  | 1543.6652 | 0.02091
|  |  |  | -- | -- |  |  | 1543.6943 | 0.020946
|  |  |  | -- | -- |  |  | 1543.7235 | 0.02098
|  |  |  | -- | -- |  |  | 1543.7527 | 0.021014
|  |  |  | -- | -- |  |  | 1543.7819 | 0.021048
|  |  |  | -- | -- |  |  | 1543.811 | 0.02108
|  |  |  | -- | -- |  |  | 1543.8402 | 0.021111
|  |  |  | -- | -- |  |  | 1543.8695 | 0.021142
|  |  |  | -- | -- |  |  | 1543.8987 | 0.021172
|  |  |  | -- | -- |  |  | 1543.9279 | 0.021201
|  |  |  | -- | -- |  |  | 1543.957 | 0.021229
|  |  |  | -- | -- |  |  | 1543.9862 | 0.021256
|  |  |  | -- | -- |  |  | 1544.0154 | 0.021282
|  |  |  | -- | -- |  |  | 1544.0447 | 0.021307
|  |  |  | -- | -- |  |  | 1544.0739 | 0.021331
|  |  |  | -- | -- |  |  | 1544.103 | 0.021354
|  |  |  | -- | -- |  |  | 1544.1322 | 0.021376
|  |  |  | -- | -- |  |  | 1544.1614 | 0.021397
|  |  |  | -- | -- |  |  | 1544.1907 | 0.021418
|  |  |  | -- | -- |  |  | 1544.2198 | 0.021437
|  |  |  | -- | -- |  |  | 1544.249 | 0.021455
|  |  |  | -- | -- |  |  | 1544.2782 | 0.021472
|  |  |  | -- | -- |  |  | 1544.3075 | 0.021488
|  |  |  | -- | -- |  |  | 1544.3367 | 0.021503
|  |  |  | -- | -- |  |  | 1544.3658 | 0.021516
|  |  |  | -- | -- |  |  | 1544.3951 | 0.021529
|  |  |  | -- | -- |  |  | 1544.4243 | 0.021541
|  |  |  | -- | -- |  |  | 1544.4535 | 0.021551
|  |  |  | -- | -- |  |  | 1544.4827 | 0.021561
|  |  |  | -- | -- |  |  | 1544.512 | 0.021569
|  |  |  | -- | -- |  |  | 1544.5411 | 0.021577
|  |  |  | -- | -- |  |  | 1544.5704 | 0.021583
|  |  |  | -- | -- |  |  | 1544.5996 | 0.021588
|  |  |  | -- | -- |  |  | 1544.6288 | 0.021592
|  |  |  | -- | -- |  |  | 1544.6581 | 0.021595
|  |  |  | -- | -- |  |  | 1544.6873 | 0.021596
|  |  |  | -- | -- |  |  | 1544.7164 | 0.021597
|  |  |  | -- | -- |  |  | 1544.7457 | 0.021597
|  |  |  | -- | -- |  |  | 1544.7749 | 0.021595
|  |  |  | -- | -- |  |  | 1544.8042 | 0.021592
|  |  |  | -- | -- |  |  | 1544.8334 | 0.021588
|  |  |  | -- | -- |  |  | 1544.8627 | 0.021583
|  |  |  | -- | -- |  |  | 1544.8918 | 0.021577
|  |  |  | -- | -- |  |  | 1544.921 | 0.02157
|  |  |  | -- | -- |  |  | 1544.9503 | 0.021561
|  |  |  | -- | -- |  |  | 1544.9795 | 0.021552
|  |  |  | -- | -- |  |  | 1545.0088 | 0.021541
|  |  |  | -- | -- |  |  | 1545.038 | 0.021529
|  |  |  | -- | -- |  |  | 1545.0673 | 0.021516
|  |  |  | -- | -- |  |  | 1545.0964 | 0.021502
|  |  |  | -- | -- |  |  | 1545.1257 | 0.021487
|  |  |  | -- | -- |  |  | 1545.1549 | 0.02147
|  |  |  | -- | -- |  |  | 1545.1842 | 0.021453
|  |  |  | -- | -- |  |  | 1545.2135 | 0.021434
|  |  |  | -- | -- |  |  | 1545.2427 | 0.021414
|  |  |  | -- | -- |  |  | 1545.272 | 0.021393
|  |  |  | -- | -- |  |  | 1545.3011 | 0.021371
|  |  |  | -- | -- |  |  | 1545.3304 | 0.021348
|  |  |  | -- | -- |  |  | 1545.3596 | 0.021323
|  |  |  | -- | -- |  |  | 1545.3889 | 0.021298
|  |  |  | -- | -- |  |  | 1545.4182 | 0.021271
|  |  |  | -- | -- |  |  | 1545.4474 | 0.021243
|  |  |  | -- | -- |  |  | 1545.4767 | 0.021214
|  |  |  | -- | -- |  |  | 1545.506 | 0.021184
|  |  |  | -- | -- |  |  | 1545.5352 | 0.021153
|  |  |  | -- | -- |  |  | 1545.5645 | 0.021121
|  |  |  | -- | -- |  |  | 1545.5938 | 0.021088
|  |  |  | -- | -- |  |  | 1545.6229 | 0.021053
|  |  |  | -- | -- |  |  | 1545.6522 | 0.021018
|  |  |  | -- | -- |  |  | 1545.6815 | 0.020982
|  |  |  | -- | -- |  |  | 1545.7107 | 0.020944
|  |  |  | -- | -- |  |  | 1545.74 | 0.020906
|  |  |  | -- | -- |  |  | 1545.7693 | 0.020866
|  |  |  | -- | -- |  |  | 1545.7985 | 0.020826
|  |  |  | -- | -- |  |  | 1545.8278 | 0.020784
|  |  |  | -- | -- |  |  | 1545.8571 | 0.020742
|  |  |  | -- | -- |  |  | 1545.8864 | 0.020699
|  |  |  | -- | -- |  |  | 1545.9156 | 0.020655
|  |  |  | -- | -- |  |  | 1545.9448 | 0.02061
|  |  |  | -- | -- |  |  | 1545.9741 | 0.020564
|  |  |  | -- | -- |  |  | 1546.0034 | 0.020517
|  |  |  | -- | -- |  |  | 1546.0327 | 0.02047
|  |  |  | -- | -- |  |  | 1546.062 | 0.020422
|  |  |  | -- | -- |  |  | 1546.0912 | 0.020373
|  |  |  | -- | -- |  |  | 1546.1205 | 0.020324
|  |  |  | -- | -- |  |  | 1546.1498 | 0.020274
|  |  |  | -- | -- |  |  | 1546.1791 | 0.020223
|  |  |  | -- | -- |  |  | 1546.2084 | 0.020172
|  |  |  | -- | -- |  |  | 1546.2377 | 0.02012
|  |  |  | -- | -- |  |  | 1546.2668 | 0.020068
|  |  |  | -- | -- |  |  | 1546.2961 | 0.020016
|  |  |  | -- | -- |  |  | 1546.3254 | 0.019963
|  |  |  | -- | -- |  |  | 1546.3547 | 0.019909
|  |  |  | -- | -- |  |  | 1546.384 | 0.019856
|  |  |  | -- | -- |  |  | 1546.4133 | 0.019802
|  |  |  | -- | -- |  |  | 1546.4426 | 0.019748
|  |  |  | -- | -- |  |  | 1546.4719 | 0.019694
|  |  |  | -- | -- |  |  | 1546.5012 | 0.01964
|  |  |  | -- | -- |  |  | 1546.5305 | 0.019585
|  |  |  | -- | -- |  |  | 1546.5598 | 0.019531
|  |  |  | -- | -- |  |  | 1546.5891 | 0.019477
|  |  |  | -- | -- |  |  | 1546.6184 | 0.019423
|  |  |  | -- | -- |  |  | 1546.6477 | 0.019369
|  |  |  | -- | -- |  |  | 1546.677 | 0.019315
|  |  |  | -- | -- |  |  | 1546.7063 | 0.019261
|  |  |  | -- | -- |  |  | 1546.7356 | 0.019208
|  |  |  | -- | -- |  |  | 1546.7649 | 0.019155
|  |  |  | -- | -- |  |  | 1546.7942 | 0.019103
|  |  |  | -- | -- |  |  | 1546.8235 | 0.019051
|  |  |  | -- | -- |  |  | 1546.8528 | 0.018999
|  |  |  | -- | -- |  |  | 1546.8821 | 0.018948
|  |  |  | -- | -- |  |  | 1546.9114 | 0.018898
|  |  |  | -- | -- |  |  | 1546.9407 | 0.018848
|  |  |  | -- | -- |  |  | 1546.97 | 0.018799
|  |  |  | -- | -- |  |  | 1546.9993 | 0.018751
|  |  |  | -- | -- |  |  | 1547.0287 | 0.018704
|  |  |  | -- | -- |  |  | 1547.058 | 0.018657
|  |  |  | -- | -- |  |  | 1547.0873 | 0.018611
|  |  |  | -- | -- |  |  | 1547.1166 | 0.018566
|  |  |  | -- | -- |  |  | 1547.1459 | 0.018522
|  |  |  | -- | -- |  |  | 1547.1752 | 0.01848
|  |  |  | -- | -- |  |  | 1547.2045 | 0.018438
|  |  |  | -- | -- |  |  | 1547.2339 | 0.018397
|  |  |  | -- | -- |  |  | 1547.2632 | 0.018357
|  |  |  | -- | -- |  |  | 1547.2925 | 0.018318
|  |  |  | -- | -- |  |  | 1547.3218 | 0.018281
|  |  |  | -- | -- |  |  | 1547.3511 | 0.018244
|  |  |  | -- | -- |  |  | 1547.3805 | 0.018209
|  |  |  | -- | -- |  |  | 1547.4098 | 0.018175
|  |  |  | -- | -- |  |  | 1547.4391 | 0.018142
|  |  |  | -- | -- |  |  | 1547.4684 | 0.018111
|  |  |  | -- | -- |  |  | 1547.4978 | 0.018081
|  |  |  | -- | -- |  |  | 1547.5271 | 0.018052
|  |  |  | -- | -- |  |  | 1547.5564 | 0.018024
|  |  |  | -- | -- |  |  | 1547.5857 | 0.017998
|  |  |  | -- | -- |  |  | 1547.6151 | 0.017973
|  |  |  | -- | -- |  |  | 1547.6444 | 0.017949
|  |  |  | -- | -- |  |  | 1547.6737 | 0.017927
|  |  |  | -- | -- |  |  | 1547.7031 | 0.017906
|  |  |  | -- | -- |  |  | 1547.7324 | 0.017887
|  |  |  | -- | -- |  |  | 1547.7617 | 0.017868
|  |  |  | -- | -- |  |  | 1547.7911 | 0.017852
|  |  |  | -- | -- |  |  | 1547.8204 | 0.017836
|  |  |  | -- | -- |  |  | 1547.8497 | 0.017822
|  |  |  | -- | -- |  |  | 1547.8792 | 0.017809
|  |  |  | -- | -- |  |  | 1547.9084 | 0.017798
|  |  |  | -- | -- |  |  | 1547.9379 | 0.017788
|  |  |  | -- | -- |  |  | 1547.9672 | 0.017779
|  |  |  | -- | -- |  |  | 1547.9965 | 0.017772
|  |  |  | -- | -- |  |  | 1548.0259 | 0.017765
|  |  |  | -- | -- |  |  | 1548.0552 | 0.017761
|  |  |  | -- | -- |  |  | 1548.0846 | 0.017757
|  |  |  | -- | -- |  |  | 1548.1139 | 0.017755
|  |  |  | -- | -- |  |  | 1548.1433 | 0.017753
|  |  |  | -- | -- |  |  | 1548.1726 | 0.017753
|  |  |  | -- | -- |  |  | 1548.202 | 0.017755
|  |  |  | -- | -- |  |  | 1548.2313 | 0.017757
|  |  |  | -- | -- |  |  | 1548.2607 | 0.01776
|  |  |  | -- | -- |  |  | 1548.29 | 0.017765
|  |  |  | -- | -- |  |  | 1548.3195 | 0.01777
|  |  |  | -- | -- |  |  | 1548.3488 | 0.017777
|  |  |  | -- | -- |  |  | 1548.3782 | 0.017785
|  |  |  | -- | -- |  |  | 1548.4075 | 0.017793
|  |  |  | -- | -- |  |  | 1548.4369 | 0.017803
|  |  |  | -- | -- |  |  | 1548.4662 | 0.017813
|  |  |  | -- | -- |  |  | 1548.4956 | 0.017824
|  |  |  | -- | -- |  |  | 1548.5249 | 0.017836
|  |  |  | -- | -- |  |  | 1548.5543 | 0.017849
|  |  |  | -- | -- |  |  | 1548.5837 | 0.017863
|  |  |  | -- | -- |  |  | 1548.613 | 0.017877
|  |  |  | -- | -- |  |  | 1548.6425 | 0.017892
|  |  |  | -- | -- |  |  | 1548.6718 | 0.017907
|  |  |  | -- | -- |  |  | 1548.7012 | 0.017923
|  |  |  | -- | -- |  |  | 1548.7306 | 0.017939
|  |  |  | -- | -- |  |  | 1548.7599 | 0.017956
|  |  |  | -- | -- |  |  | 1548.7893 | 0.017973
|  |  |  | -- | -- |  |  | 1548.8187 | 0.017991
|  |  |  | -- | -- |  |  | 1548.848 | 0.018009
|  |  |  | -- | -- |  |  | 1548.8774 | 0.018027
|  |  |  | -- | -- |  |  | 1548.9069 | 0.018045
|  |  |  | -- | -- |  |  | 1548.9363 | 0.018063
|  |  |  | -- | -- |  |  | 1548.9656 | 0.018082
|  |  |  | -- | -- |  |  | 1548.995 | 0.0181
|  |  |  | -- | -- |  |  | 1549.0244 | 0.018119
|  |  |  | -- | -- |  |  | 1549.0537 | 0.018137
|  |  |  | -- | -- |  |  | 1549.0831 | 0.018155
|  |  |  | -- | -- |  |  | 1549.1125 | 0.018173
|  |  |  | -- | -- |  |  | 1549.142 | 0.01819
|  |  |  | -- | -- |  |  | 1549.1714 | 0.018208
|  |  |  | -- | -- |  |  | 1549.2007 | 0.018225
|  |  |  | -- | -- |  |  | 1549.2301 | 0.018241
|  |  |  | -- | -- |  |  | 1549.2595 | 0.018257
|  |  |  | -- | -- |  |  | 1549.2889 | 0.018272
|  |  |  | -- | -- |  |  | 1549.3184 | 0.018287
|  |  |  | -- | -- |  |  | 1549.3477 | 0.018301
|  |  |  | -- | -- |  |  | 1549.3771 | 0.018314
|  |  |  | -- | -- |  |  | 1549.4065 | 0.018327
|  |  |  | -- | -- |  |  | 1549.4359 | 0.018339
|  |  |  | -- | -- |  |  | 1549.4653 | 0.018349
|  |  |  | -- | -- |  |  | 1549.4948 | 0.018359
|  |  |  | -- | -- |  |  | 1549.5242 | 0.018368
|  |  |  | -- | -- |  |  | 1549.5535 | 0.018375
|  |  |  | -- | -- |  |  | 1549.5829 | 0.018382
|  |  |  | -- | -- |  |  | 1549.6123 | 0.018387
|  |  |  | -- | -- |  |  | 1549.6417 | 0.018392
|  |  |  | -- | -- |  |  | 1549.6711 | 0.018395
|  |  |  | -- | -- |  |  | 1549.7006 | 0.018396
|  |  |  | -- | -- |  |  | 1549.73 | 0.018396
|  |  |  | -- | -- |  |  | 1549.7594 | 0.018395
|  |  |  | -- | -- |  |  | 1549.7888 | 0.018393
|  |  |  | -- | -- |  |  | 1549.8182 | 0.018389
|  |  |  | -- | -- |  |  | 1549.8477 | 0.018384
|  |  |  | -- | -- |  |  | 1549.8771 | 0.018377
|  |  |  | -- | -- |  |  | 1549.9065 | 0.018368
|  |  |  | -- | -- |  |  | 1549.9359 | 0.018359
|  |  |  | -- | -- |  |  | 1549.9653 | 0.018347
|  |  |  | -- | -- |  |  | 1549.9948 | 0.018334
|  |  |  | -- | -- |  |  | 1550.0242 | 0.01832
|  |  |  | -- | -- |  |  | 1550.0536 | 0.018303
|  |  |  | -- | -- |  |  | 1550.083 | 0.018286
|  |  |  | -- | -- |  |  | 1550.1124 | 0.018266
|  |  |  | -- | -- |  |  | 1550.1418 | 0.018245
|  |  |  | -- | -- |  |  | 1550.1713 | 0.018223
|  |  |  | -- | -- |  |  | 1550.2008 | 0.018199
|  |  |  | -- | -- |  |  | 1550.2302 | 0.018173
|  |  |  | -- | -- |  |  | 1550.2596 | 0.018146
|  |  |  | -- | -- |  |  | 1550.2891 | 0.018118
|  |  |  | -- | -- |  |  | 1550.3185 | 0.018088
|  |  |  | -- | -- |  |  | 1550.3479 | 0.018057
|  |  |  | -- | -- |  |  | 1550.3773 | 0.018024
|  |  |  | -- | -- |  |  | 1550.4069 | 0.01799
|  |  |  | -- | -- |  |  | 1550.4363 | 0.017955
|  |  |  | -- | -- |  |  | 1550.4657 | 0.017918
|  |  |  | -- | -- |  |  | 1550.4951 | 0.01788
|  |  |  | -- | -- |  |  | 1550.5245 | 0.017842
|  |  |  | -- | -- |  |  | 1550.5541 | 0.017802
|  |  |  | -- | -- |  |  | 1550.5835 | 0.017761
|  |  |  | -- | -- |  |  | 1550.6129 | 0.017719
|  |  |  | -- | -- |  |  | 1550.6423 | 0.017677
|  |  |  | -- | -- |  |  | 1550.6718 | 0.017634
|  |  |  | -- | -- |  |  | 1550.7013 | 0.01759
|  |  |  | -- | -- |  |  | 1550.7307 | 0.017545
|  |  |  | -- | -- |  |  | 1550.7601 | 0.0175
|  |  |  | -- | -- |  |  | 1550.7897 | 0.017455
|  |  |  | -- | -- |  |  | 1550.8191 | 0.017409
|  |  |  | -- | -- |  |  | 1550.8485 | 0.017364
|  |  |  | -- | -- |  |  | 1550.8779 | 0.017318
|  |  |  | -- | -- |  |  | 1550.9075 | 0.017272
|  |  |  | -- | -- |  |  | 1550.9369 | 0.017226
|  |  |  | -- | -- |  |  | 1550.9663 | 0.01718
|  |  |  | -- | -- |  |  | 1550.9959 | 0.017135
|  |  |  | -- | -- |  |  | 1551.0253 | 0.01709
|  |  |  | -- | -- |  |  | 1551.0548 | 0.017046
|  |  |  | -- | -- |  |  | 1551.0842 | 0.017002
|  |  |  | -- | -- |  |  | 1551.1136 | 0.016959
|  |  |  | -- | -- |  |  | 1551.1432 | 0.016917
|  |  |  | -- | -- |  |  | 1551.1726 | 0.016875
|  |  |  | -- | -- |  |  | 1551.202 | 0.016835
|  |  |  | -- | -- |  |  | 1551.2316 | 0.016796
|  |  |  | -- | -- |  |  | 1551.261 | 0.016758
|  |  |  | -- | -- |  |  | 1551.2905 | 0.016721
|  |  |  | -- | -- |  |  | 1551.3199 | 0.016685
|  |  |  | -- | -- |  |  | 1551.3495 | 0.016651
|  |  |  | -- | -- |  |  | 1551.3789 | 0.016619
|  |  |  | -- | -- |  |  | 1551.4084 | 0.016588
|  |  |  | -- | -- |  |  | 1551.4379 | 0.016559
|  |  |  | -- | -- |  |  | 1551.4674 | 0.016532
|  |  |  | -- | -- |  |  | 1551.4968 | 0.016506
|  |  |  | -- | -- |  |  | 1551.5264 | 0.016482
|  |  |  | -- | -- |  |  | 1551.5558 | 0.01646
|  |  |  | -- | -- |  |  | 1551.5853 | 0.016441
|  |  |  | -- | -- |  |  | 1551.6147 | 0.016423
|  |  |  | -- | -- |  |  | 1551.6443 | 0.016407
|  |  |  | -- | -- |  |  | 1551.6737 | 0.016394
|  |  |  | -- | -- |  |  | 1551.7032 | 0.016382
|  |  |  | -- | -- |  |  | 1551.7327 | 0.016373
|  |  |  | -- | -- |  |  | 1551.7622 | 0.016366
|  |  |  | -- | -- |  |  | 1551.7917 | 0.016361
|  |  |  | -- | -- |  |  | 1551.8212 | 0.016358
|  |  |  | -- | -- |  |  | 1551.8507 | 0.016358
|  |  |  | -- | -- |  |  | 1551.8801 | 0.01636
|  |  |  | -- | -- |  |  | 1551.9097 | 0.016363
|  |  |  | -- | -- |  |  | 1551.9392 | 0.016369
|  |  |  | -- | -- |  |  | 1551.9686 | 0.016377
|  |  |  | -- | -- |  |  | 1551.9982 | 0.016388
|  |  |  | -- | -- |  |  | 1552.0277 | 0.0164
|  |  |  | -- | -- |  |  | 1552.0571 | 0.016414
|  |  |  | -- | -- |  |  | 1552.0867 | 0.016431
|  |  |  | -- | -- |  |  | 1552.1162 | 0.016449
|  |  |  | -- | -- |  |  | 1552.1458 | 0.016469
|  |  |  | -- | -- |  |  | 1552.1752 | 0.016491
|  |  |  | -- | -- |  |  | 1552.2047 | 0.016515
|  |  |  | -- | -- |  |  | 1552.2343 | 0.01654
|  |  |  | -- | -- |  |  | 1552.2637 | 0.016567
|  |  |  | -- | -- |  |  | 1552.2932 | 0.016595
|  |  |  | -- | -- |  |  | 1552.3228 | 0.016625
|  |  |  | -- | -- |  |  | 1552.3523 | 0.016657
|  |  |  | -- | -- |  |  | 1552.3817 | 0.016689
|  |  |  | -- | -- |  |  | 1552.4113 | 0.016723
|  |  |  | -- | -- |  |  | 1552.4408 | 0.016758
|  |  |  | -- | -- |  |  | 1552.4703 | 0.016794
|  |  |  | -- | -- |  |  | 1552.4999 | 0.016831
|  |  |  | -- | -- |  |  | 1552.5294 | 0.016868
|  |  |  | -- | -- |  |  | 1552.5588 | 0.016907
|  |  |  | -- | -- |  |  | 1552.5884 | 0.016946
|  |  |  | -- | -- |  |  | 1552.6179 | 0.016986
|  |  |  | -- | -- |  |  | 1552.6475 | 0.017026
|  |  |  | -- | -- |  |  | 1552.677 | 0.017066
|  |  |  | -- | -- |  |  | 1552.7065 | 0.017107
|  |  |  | -- | -- |  |  | 1552.7361 | 0.017148
|  |  |  | -- | -- |  |  | 1552.7655 | 0.017188
|  |  |  | -- | -- |  |  | 1552.795 | 0.017229
|  |  |  | -- | -- |  |  | 1552.8246 | 0.01727
|  |  |  | -- | -- |  |  | 1552.8541 | 0.017311
|  |  |  | -- | -- |  |  | 1552.8837 | 0.017351
|  |  |  | -- | -- |  |  | 1552.9132 | 0.017391
|  |  |  | -- | -- |  |  | 1552.9427 | 0.017431
|  |  |  | -- | -- |  |  | 1552.9723 | 0.01747
|  |  |  | -- | -- |  |  | 1553.0018 | 0.017508
|  |  |  | -- | -- |  |  | 1553.0314 | 0.017546
|  |  |  | -- | -- |  |  | 1553.0609 | 0.017583
|  |  |  | -- | -- |  |  | 1553.0905 | 0.01762
|  |  |  | -- | -- |  |  | 1553.12 | 0.017655
|  |  |  | -- | -- |  |  | 1553.1495 | 0.01769
|  |  |  | -- | -- |  |  | 1553.1791 | 0.017724
|  |  |  | -- | -- |  |  | 1553.2086 | 0.017756
|  |  |  | -- | -- |  |  | 1553.2382 | 0.017788
|  |  |  | -- | -- |  |  | 1553.2677 | 0.017819
|  |  |  | -- | -- |  |  | 1553.2972 | 0.017849
|  |  |  | -- | -- |  |  | 1553.3268 | 0.017877
|  |  |  | -- | -- |  |  | 1553.3563 | 0.017905
|  |  |  | -- | -- |  |  | 1553.3859 | 0.017931
|  |  |  | -- | -- |  |  | 1553.4155 | 0.017957
|  |  |  | -- | -- |  |  | 1553.4451 | 0.017981
|  |  |  | -- | -- |  |  | 1553.4746 | 0.018004
|  |  |  | -- | -- |  |  | 1553.5042 | 0.018026
|  |  |  | -- | -- |  |  | 1553.5337 | 0.018046
|  |  |  | -- | -- |  |  | 1553.5632 | 0.018066
|  |  |  | -- | -- |  |  | 1553.5928 | 0.018084
|  |  |  | -- | -- |  |  | 1553.6224 | 0.018102
|  |  |  | -- | -- |  |  | 1553.652 | 0.018118
|  |  |  | -- | -- |  |  | 1553.6815 | 0.018133
|  |  |  | -- | -- |  |  | 1553.7111 | 0.018147
|  |  |  | -- | -- |  |  | 1553.7406 | 0.01816
|  |  |  | -- | -- |  |  | 1553.7703 | 0.018173
|  |  |  | -- | -- |  |  | 1553.7998 | 0.018184
|  |  |  | -- | -- |  |  | 1553.8293 | 0.018194
|  |  |  | -- | -- |  |  | 1553.8589 | 0.018204
|  |  |  | -- | -- |  |  | 1553.8884 | 0.018212
|  |  |  | -- | -- |  |  | 1553.9181 | 0.01822
|  |  |  | -- | -- |  |  | 1553.9476 | 0.018227
|  |  |  | -- | -- |  |  | 1553.9772 | 0.018234
|  |  |  | -- | -- |  |  | 1554.0068 | 0.01824
|  |  |  | -- | -- |  |  | 1554.0364 | 0.018245
|  |  |  | -- | -- |  |  | 1554.0659 | 0.018249
|  |  |  | -- | -- |  |  | 1554.0955 | 0.018253
|  |  |  | -- | -- |  |  | 1554.1251 | 0.018257
|  |  |  | -- | -- |  |  | 1554.1547 | 0.01826
|  |  |  | -- | -- |  |  | 1554.1842 | 0.018263
|  |  |  | -- | -- |  |  | 1554.2139 | 0.018266
|  |  |  | -- | -- |  |  | 1554.2434 | 0.018268
|  |  |  | -- | -- |  |  | 1554.2731 | 0.01827
|  |  |  | -- | -- |  |  | 1554.3026 | 0.018271
|  |  |  | -- | -- |  |  | 1554.3322 | 0.018273
|  |  |  | -- | -- |  |  | 1554.3618 | 0.018275
|  |  |  | -- | -- |  |  | 1554.3914 | 0.018276
|  |  |  | -- | -- |  |  | 1554.421 | 0.018277
|  |  |  | -- | -- |  |  | 1554.4506 | 0.018279
|  |  |  | -- | -- |  |  | 1554.4801 | 0.01828
|  |  |  | -- | -- |  |  | 1554.5098 | 0.018281
|  |  |  | -- | -- |  |  | 1554.5393 | 0.018283
|  |  |  | -- | -- |  |  | 1554.569 | 0.018285
|  |  |  | -- | -- |  |  | 1554.5985 | 0.018286
|  |  |  | -- | -- |  |  | 1554.6282 | 0.018288
|  |  |  | -- | -- |  |  | 1554.6577 | 0.01829
|  |  |  | -- | -- |  |  | 1554.6874 | 0.018293
|  |  |  | -- | -- |  |  | 1554.7169 | 0.018295
|  |  |  | -- | -- |  |  | 1554.7466 | 0.018298
|  |  |  | -- | -- |  |  | 1554.7761 | 0.018301
|  |  |  | -- | -- |  |  | 1554.8058 | 0.018304
|  |  |  | -- | -- |  |  | 1554.8353 | 0.018307
|  |  |  | -- | -- |  |  | 1554.865 | 0.018311
|  |  |  | -- | -- |  |  | 1554.8945 | 0.018315
|  |  |  | -- | -- |  |  | 1554.9242 | 0.018319
|  |  |  | -- | -- |  |  | 1554.9539 | 0.018323
|  |  |  | -- | -- |  |  | 1554.9834 | 0.018328
|  |  |  | -- | -- |  |  | 1555.0131 | 0.018332
|  |  |  | -- | -- |  |  | 1555.0426 | 0.018337
|  |  |  | -- | -- |  |  | 1555.0723 | 0.018342
|  |  |  | -- | -- |  |  | 1555.1019 | 0.018348
|  |  |  | -- | -- |  |  | 1555.1315 | 0.018353
|  |  |  | -- | -- |  |  | 1555.1611 | 0.018359
|  |  |  | -- | -- |  |  | 1555.1908 | 0.018364
|  |  |  | -- | -- |  |  | 1555.2203 | 0.01837
|  |  |  | -- | -- |  |  | 1555.25 | 0.018376
|  |  |  | -- | -- |  |  | 1555.2797 | 0.018382
|  |  |  | -- | -- |  |  | 1555.3092 | 0.018388
|  |  |  | -- | -- |  |  | 1555.3389 | 0.018394
|  |  |  | -- | -- |  |  | 1555.3685 | 0.018399
|  |  |  | -- | -- |  |  | 1555.3981 | 0.018405
|  |  |  | -- | -- |  |  | 1555.4277 | 0.018411
|  |  |  | -- | -- |  |  | 1555.4574 | 0.018417
|  |  |  | -- | -- |  |  | 1555.4871 | 0.018422
|  |  |  | -- | -- |  |  | 1555.5166 | 0.018427
|  |  |  | -- | -- |  |  | 1555.5463 | 0.018432
|  |  |  | -- | -- |  |  | 1555.5759 | 0.018437
|  |  |  | -- | -- |  |  | 1555.6056 | 0.018441
|  |  |  | -- | -- |  |  | 1555.6353 | 0.018446
|  |  |  | -- | -- |  |  | 1555.6648 | 0.01845
|  |  |  | -- | -- |  |  | 1555.6945 | 0.018453
|  |  |  | -- | -- |  |  | 1555.7241 | 0.018456
|  |  |  | -- | -- |  |  | 1555.7538 | 0.018459
|  |  |  | -- | -- |  |  | 1555.7834 | 0.018461
|  |  |  | -- | -- |  |  | 1555.813 | 0.018463
|  |  |  | -- | -- |  |  | 1555.8427 | 0.018465
|  |  |  | -- | -- |  |  | 1555.8723 | 0.018466
|  |  |  | -- | -- |  |  | 1555.902 | 0.018466
|  |  |  | -- | -- |  |  | 1555.9316 | 0.018466
|  |  |  | -- | -- |  |  | 1555.9613 | 0.018466
|  |  |  | -- | -- |  |  | 1555.991 | 0.018465
|  |  |  | -- | -- |  |  | 1556.0206 | 0.018463
|  |  |  | -- | -- |  |  | 1556.0503 | 0.018461
|  |  |  | -- | -- |  |  | 1556.08 | 0.018458
|  |  |  | -- | -- |  |  | 1556.1095 | 0.018455
|  |  |  | -- | -- |  |  | 1556.1392 | 0.018451
|  |  |  | -- | -- |  |  | 1556.1688 | 0.018446
|  |  |  | -- | -- |  |  | 1556.1985 | 0.018441
|  |  |  | -- | -- |  |  | 1556.2281 | 0.018436
|  |  |  | -- | -- |  |  | 1556.2578 | 0.01843
|  |  |  | -- | -- |  |  | 1556.2875 | 0.018423
|  |  |  | -- | -- |  |  | 1556.3171 | 0.018416
|  |  |  | -- | -- |  |  | 1556.3468 | 0.018408
|  |  |  | -- | -- |  |  | 1556.3765 | 0.018399
|  |  |  | -- | -- |  |  | 1556.4061 | 0.018391
|  |  |  | -- | -- |  |  | 1556.4358 | 0.018381
|  |  |  | -- | -- |  |  | 1556.4655 | 0.018371
|  |  |  | -- | -- |  |  | 1556.4952 | 0.018361
|  |  |  | -- | -- |  |  | 1556.5249 | 0.01835
|  |  |  | -- | -- |  |  | 1556.5546 | 0.018339
|  |  |  | -- | -- |  |  | 1556.5842 | 0.018327
|  |  |  | -- | -- |  |  | 1556.6139 | 0.018315
|  |  |  | -- | -- |  |  | 1556.6436 | 0.018303
|  |  |  | -- | -- |  |  | 1556.6732 | 0.018291
|  |  |  | -- | -- |  |  | 1556.7029 | 0.018278
|  |  |  | -- | -- |  |  | 1556.7325 | 0.018264
|  |  |  | -- | -- |  |  | 1556.7623 | 0.018251
|  |  |  | -- | -- |  |  | 1556.792 | 0.018237
|  |  |  | -- | -- |  |  | 1556.8217 | 0.018224
|  |  |  | -- | -- |  |  | 1556.8513 | 0.01821
|  |  |  | -- | -- |  |  | 1556.881 | 0.018196
|  |  |  | -- | -- |  |  | 1556.9106 | 0.018181
|  |  |  | -- | -- |  |  | 1556.9404 | 0.018167
|  |  |  | -- | -- |  |  | 1556.9701 | 0.018153
|  |  |  | -- | -- |  |  | 1556.9998 | 0.018139
|  |  |  | -- | -- |  |  | 1557.0294 | 0.018125
|  |  |  | -- | -- |  |  | 1557.0592 | 0.018111
|  |  |  | -- | -- |  |  | 1557.0889 | 0.018097
|  |  |  | -- | -- |  |  | 1557.1185 | 0.018083
|  |  |  | -- | -- |  |  | 1557.1482 | 0.01807
|  |  |  | -- | -- |  |  | 1557.178 | 0.018057
|  |  |  | -- | -- |  |  | 1557.2076 | 0.018044
|  |  |  | -- | -- |  |  | 1557.2373 | 0.018031
|  |  |  | -- | -- |  |  | 1557.267 | 0.018019
|  |  |  | -- | -- |  |  | 1557.2968 | 0.018007
|  |  |  | -- | -- |  |  | 1557.3264 | 0.017995
|  |  |  | -- | -- |  |  | 1557.3561 | 0.017984
|  |  |  | -- | -- |  |  | 1557.3859 | 0.017973
|  |  |  | -- | -- |  |  | 1557.4155 | 0.017963
|  |  |  | -- | -- |  |  | 1557.4452 | 0.017953
|  |  |  | -- | -- |  |  | 1557.475 | 0.017943
|  |  |  | -- | -- |  |  | 1557.5046 | 0.017935
|  |  |  | -- | -- |  |  | 1557.5344 | 0.017927
|  |  |  | -- | -- |  |  | 1557.5641 | 0.017919
|  |  |  | -- | -- |  |  | 1557.5938 | 0.017912
|  |  |  | -- | -- |  |  | 1557.6235 | 0.017906
|  |  |  | -- | -- |  |  | 1557.6532 | 0.0179
|  |  |  | -- | -- |  |  | 1557.683 | 0.017895
|  |  |  | -- | -- |  |  | 1557.7126 | 0.017891
|  |  |  | -- | -- |  |  | 1557.7424 | 0.017887
|  |  |  | -- | -- |  |  | 1557.7721 | 0.017884
|  |  |  | -- | -- |  |  | 1557.8018 | 0.017882
|  |  |  | -- | -- |  |  | 1557.8315 | 0.017881
|  |  |  | -- | -- |  |  | 1557.8612 | 0.01788
|  |  |  | -- | -- |  |  | 1557.891 | 0.01788
|  |  |  | -- | -- |  |  | 1557.9207 | 0.017881
|  |  |  | -- | -- |  |  | 1557.9504 | 0.017883
|  |  |  | -- | -- |  |  | 1557.9802 | 0.017885
|  |  |  | -- | -- |  |  | 1558.0099 | 0.017889
|  |  |  | -- | -- |  |  | 1558.0397 | 0.017893
|  |  |  | -- | -- |  |  | 1558.0693 | 0.017897
|  |  |  | -- | -- |  |  | 1558.0991 | 0.017903
|  |  |  | -- | -- |  |  | 1558.1288 | 0.017909
|  |  |  | -- | -- |  |  | 1558.1586 | 0.017916
|  |  |  | -- | -- |  |  | 1558.1882 | 0.017924
|  |  |  | -- | -- |  |  | 1558.218 | 0.017933
|  |  |  | -- | -- |  |  | 1558.2478 | 0.017942
|  |  |  | -- | -- |  |  | 1558.2775 | 0.017952
|  |  |  | -- | -- |  |  | 1558.3073 | 0.017963
|  |  |  | -- | -- |  |  | 1558.337 | 0.017974
|  |  |  | -- | -- |  |  | 1558.3667 | 0.017986
|  |  |  | -- | -- |  |  | 1558.3965 | 0.017999
|  |  |  | -- | -- |  |  | 1558.4263 | 0.018013
|  |  |  | -- | -- |  |  | 1558.4559 | 0.018027
|  |  |  | -- | -- |  |  | 1558.4857 | 0.018041
|  |  |  | -- | -- |  |  | 1558.5155 | 0.018057
|  |  |  | -- | -- |  |  | 1558.5452 | 0.018072
|  |  |  | -- | -- |  |  | 1558.575 | 0.018089
|  |  |  | -- | -- |  |  | 1558.6047 | 0.018105
|  |  |  | -- | -- |  |  | 1558.6344 | 0.018122
|  |  |  | -- | -- |  |  | 1558.6642 | 0.01814
|  |  |  | -- | -- |  |  | 1558.694 | 0.018158
|  |  |  | -- | -- |  |  | 1558.7238 | 0.018176
|  |  |  | -- | -- |  |  | 1558.7534 | 0.018195
|  |  |  | -- | -- |  |  | 1558.7832 | 0.018214
|  |  |  | -- | -- |  |  | 1558.813 | 0.018233
|  |  |  | -- | -- |  |  | 1558.8428 | 0.018252
|  |  |  | -- | -- |  |  | 1558.8726 | 0.018271
|  |  |  | -- | -- |  |  | 1558.9022 | 0.018291
|  |  |  | -- | -- |  |  | 1558.932 | 0.01831
|  |  |  | -- | -- |  |  | 1558.9618 | 0.018329
|  |  |  | -- | -- |  |  | 1558.9916 | 0.018349
|  |  |  | -- | -- |  |  | 1559.0214 | 0.018368
|  |  |  | -- | -- |  |  | 1559.0511 | 0.018387
|  |  |  | -- | -- |  |  | 1559.0809 | 0.018406
|  |  |  | -- | -- |  |  | 1559.1106 | 0.018425
|  |  |  | -- | -- |  |  | 1559.1404 | 0.018443
|  |  |  | -- | -- |  |  | 1559.1702 | 0.018461
|  |  |  | -- | -- |  |  | 1559.2 | 0.018478
|  |  |  | -- | -- |  |  | 1559.2297 | 0.018496
|  |  |  | -- | -- |  |  | 1559.2595 | 0.018512
|  |  |  | -- | -- |  |  | 1559.2893 | 0.018528
|  |  |  | -- | -- |  |  | 1559.3191 | 0.018543
|  |  |  | -- | -- |  |  | 1559.3489 | 0.018558
|  |  |  | -- | -- |  |  | 1559.3787 | 0.018572
|  |  |  | -- | -- |  |  | 1559.4084 | 0.018585
|  |  |  | -- | -- |  |  | 1559.4382 | 0.018597
|  |  |  | -- | -- |  |  | 1559.468 | 0.018609
|  |  |  | -- | -- |  |  | 1559.4978 | 0.018619
|  |  |  | -- | -- |  |  | 1559.5276 | 0.018628
|  |  |  | -- | -- |  |  | 1559.5574 | 0.018637
|  |  |  | -- | -- |  |  | 1559.5872 | 0.018644
|  |  |  | -- | -- |  |  | 1559.6169 | 0.018651
|  |  |  | -- | -- |  |  | 1559.6467 | 0.018656
|  |  |  | -- | -- |  |  | 1559.6765 | 0.01866
|  |  |  | -- | -- |  |  | 1559.7063 | 0.018662
|  |  |  | -- | -- |  |  | 1559.7361 | 0.018664
|  |  |  | -- | -- |  |  | 1559.7659 | 0.018664
|  |  |  | -- | -- |  |  | 1559.7957 | 0.018663
|  |  |  | -- | -- |  |  | 1559.8254 | 0.018661
|  |  |  | -- | -- |  |  | 1559.8552 | 0.018657
|  |  |  | -- | -- |  |  | 1559.8851 | 0.018652
|  |  |  | -- | -- |  |  | 1559.9149 | 0.018645
|  |  |  | -- | -- |  |  | 1559.9447 | 0.018638
|  |  |  | -- | -- |  |  | 1559.9745 | 0.018628
|  |  |  | -- | -- |  |  | 1560.0043 | 0.018618
|  |  |  | -- | -- |  |  | 1560.0341 | 0.018606
|  |  |  | -- | -- |  |  | 1560.064 | 0.018592
|  |  |  | -- | -- |  |  | 1560.0938 | 0.018578
|  |  |  | -- | -- |  |  | 1560.1235 | 0.018561
|  |  |  | -- | -- |  |  | 1560.1533 | 0.018544
|  |  |  | -- | -- |  |  | 1560.1831 | 0.018525
|  |  |  | -- | -- |  |  | 1560.213 | 0.018505
|  |  |  | -- | -- |  |  | 1560.2428 | 0.018483
|  |  |  | -- | -- |  |  | 1560.2726 | 0.01846
|  |  |  | -- | -- |  |  | 1560.3024 | 0.018436
|  |  |  | -- | -- |  |  | 1560.3323 | 0.018411
|  |  |  | -- | -- |  |  | 1560.3621 | 0.018385
|  |  |  | -- | -- |  |  | 1560.3918 | 0.018357
|  |  |  | -- | -- |  |  | 1560.4216 | 0.018329
|  |  |  | -- | -- |  |  | 1560.4515 | 0.018299
|  |  |  | -- | -- |  |  | 1560.4813 | 0.018269
|  |  |  | -- | -- |  |  | 1560.5111 | 0.018237
|  |  |  | -- | -- |  |  | 1560.541 | 0.018205
|  |  |  | -- | -- |  |  | 1560.5708 | 0.018171
|  |  |  | -- | -- |  |  | 1560.6006 | 0.018137
|  |  |  | -- | -- |  |  | 1560.6305 | 0.018103
|  |  |  | -- | -- |  |  | 1560.6603 | 0.018067
|  |  |  | -- | -- |  |  | 1560.6901 | 0.018032
|  |  |  | -- | -- |  |  | 1560.72 | 0.017995
|  |  |  | -- | -- |  |  | 1560.7498 | 0.017958
|  |  |  | -- | -- |  |  | 1560.7797 | 0.017921
|  |  |  | -- | -- |  |  | 1560.8094 | 0.017884
|  |  |  | -- | -- |  |  | 1560.8392 | 0.017846
|  |  |  | -- | -- |  |  | 1560.8691 | 0.017808
|  |  |  | -- | -- |  |  | 1560.8989 | 0.017771
|  |  |  | -- | -- |  |  | 1560.9288 | 0.017733
|  |  |  | -- | -- |  |  | 1560.9586 | 0.017695
|  |  |  | -- | -- |  |  | 1560.9885 | 0.017657
|  |  |  | -- | -- |  |  | 1561.0183 | 0.01762
|  |  |  | -- | -- |  |  | 1561.0482 | 0.017583
|  |  |  | -- | -- |  |  | 1561.078 | 0.017546
|  |  |  | -- | -- |  |  | 1561.1079 | 0.017509
|  |  |  | -- | -- |  |  | 1561.1377 | 0.017473
|  |  |  | -- | -- |  |  | 1561.1676 | 0.017438
|  |  |  | -- | -- |  |  | 1561.1974 | 0.017403
|  |  |  | -- | -- |  |  | 1561.2273 | 0.017369
|  |  |  | -- | -- |  |  | 1561.2571 | 0.017335
|  |  |  | -- | -- |  |  | 1561.287 | 0.017303
|  |  |  | -- | -- |  |  | 1561.3168 | 0.017271
|  |  |  | -- | -- |  |  | 1561.3467 | 0.01724
|  |  |  | -- | -- |  |  | 1561.3766 | 0.01721
|  |  |  | -- | -- |  |  | 1561.4064 | 0.017181
|  |  |  | -- | -- |  |  | 1561.4363 | 0.017152
|  |  |  | -- | -- |  |  | 1561.4661 | 0.017125
|  |  |  | -- | -- |  |  | 1561.496 | 0.017099
|  |  |  | -- | -- |  |  | 1561.5259 | 0.017074
|  |  |  | -- | -- |  |  | 1561.5557 | 0.017051
|  |  |  | -- | -- |  |  | 1561.5856 | 0.017028
|  |  |  | -- | -- |  |  | 1561.6155 | 0.017006
|  |  |  | -- | -- |  |  | 1561.6453 | 0.016986
|  |  |  | -- | -- |  |  | 1561.6752 | 0.016967
|  |  |  | -- | -- |  |  | 1561.7051 | 0.016949
|  |  |  | -- | -- |  |  | 1561.7349 | 0.016932
|  |  |  | -- | -- |  |  | 1561.7648 | 0.016917
|  |  |  | -- | -- |  |  | 1561.7947 | 0.016903
|  |  |  | -- | -- |  |  | 1561.8246 | 0.01689
|  |  |  | -- | -- |  |  | 1561.8544 | 0.016878
|  |  |  | -- | -- |  |  | 1561.8843 | 0.016867
|  |  |  | -- | -- |  |  | 1561.9142 | 0.016858
|  |  |  | -- | -- |  |  | 1561.9441 | 0.01685
|  |  |  | -- | -- |  |  | 1561.9739 | 0.016843
|  |  |  | -- | -- |  |  | 1562.0038 | 0.016837
|  |  |  | -- | -- |  |  | 1562.0337 | 0.016832
|  |  |  | -- | -- |  |  | 1562.0636 | 0.016829
|  |  |  | -- | -- |  |  | 1562.0935 | 0.016826
|  |  |  | -- | -- |  |  | 1562.1233 | 0.016825
|  |  |  | -- | -- |  |  | 1562.1532 | 0.016824
|  |  |  | -- | -- |  |  | 1562.1831 | 0.016825
|  |  |  | -- | -- |  |  | 1562.213 | 0.016826
|  |  |  | -- | -- |  |  | 1562.2429 | 0.016829
|  |  |  | -- | -- |  |  | 1562.2728 | 0.016832
|  |  |  | -- | -- |  |  | 1562.3027 | 0.016837
|  |  |  | -- | -- |  |  | 1562.3325 | 0.016842
|  |  |  | -- | -- |  |  | 1562.3624 | 0.016848
|  |  |  | -- | -- |  |  | 1562.3923 | 0.016855
|  |  |  | -- | -- |  |  | 1562.4222 | 0.016862
|  |  |  | -- | -- |  |  | 1562.4521 | 0.01687
|  |  |  | -- | -- |  |  | 1562.4821 | 0.016879
|  |  |  | -- | -- |  |  | 1562.512 | 0.016888
|  |  |  | -- | -- |  |  | 1562.5419 | 0.016899
|  |  |  | -- | -- |  |  | 1562.5718 | 0.016909
|  |  |  | -- | -- |  |  | 1562.6017 | 0.01692
|  |  |  | -- | -- |  |  | 1562.6316 | 0.016932
|  |  |  | -- | -- |  |  | 1562.6615 | 0.016944
|  |  |  | -- | -- |  |  | 1562.6914 | 0.016956
|  |  |  | -- | -- |  |  | 1562.7213 | 0.016969
|  |  |  | -- | -- |  |  | 1562.7512 | 0.016982
|  |  |  | -- | -- |  |  | 1562.7811 | 0.016996
|  |  |  | -- | -- |  |  | 1562.811 | 0.01701
|  |  |  | -- | -- |  |  | 1562.8409 | 0.017024
|  |  |  | -- | -- |  |  | 1562.8709 | 0.017038
|  |  |  | -- | -- |  |  | 1562.9008 | 0.017053
|  |  |  | -- | -- |  |  | 1562.9307 | 0.017068
|  |  |  | -- | -- |  |  | 1562.9606 | 0.017083
|  |  |  | -- | -- |  |  | 1562.9905 | 0.017098
|  |  |  | -- | -- |  |  | 1563.0204 | 0.017113
|  |  |  | -- | -- |  |  | 1563.0504 | 0.017128
|  |  |  | -- | -- |  |  | 1563.0803 | 0.017143
|  |  |  | -- | -- |  |  | 1563.1102 | 0.017159
|  |  |  | -- | -- |  |  | 1563.1401 | 0.017174
|  |  |  | -- | -- |  |  | 1563.17 | 0.01719
|  |  |  | -- | -- |  |  | 1563.2 | 0.017205
|  |  |  | -- | -- |  |  | 1563.2299 | 0.017221
|  |  |  | -- | -- |  |  | 1563.2599 | 0.017237
|  |  |  | -- | -- |  |  | 1563.2898 | 0.017252
|  |  |  | -- | -- |  |  | 1563.3197 | 0.017267
|  |  |  | -- | -- |  |  | 1563.3496 | 0.017283
|  |  |  | -- | -- |  |  | 1563.3795 | 0.017298
|  |  |  | -- | -- |  |  | 1563.4095 | 0.017314
|  |  |  | -- | -- |  |  | 1563.4395 | 0.017329
|  |  |  | -- | -- |  |  | 1563.4694 | 0.017344
|  |  |  | -- | -- |  |  | 1563.4993 | 0.017359
|  |  |  | -- | -- |  |  | 1563.5293 | 0.017374
|  |  |  | -- | -- |  |  | 1563.5592 | 0.017388
|  |  |  | -- | -- |  |  | 1563.5891 | 0.017403
|  |  |  | -- | -- |  |  | 1563.6191 | 0.017418
|  |  |  | -- | -- |  |  | 1563.649 | 0.017432
|  |  |  | -- | -- |  |  | 1563.679 | 0.017446
|  |  |  | -- | -- |  |  | 1563.7089 | 0.01746
|  |  |  | -- | -- |  |  | 1563.7389 | 0.017474
|  |  |  | -- | -- |  |  | 1563.7688 | 0.017487
|  |  |  | -- | -- |  |  | 1563.7987 | 0.017501
|  |  |  | -- | -- |  |  | 1563.8287 | 0.017514
|  |  |  | -- | -- |  |  | 1563.8586 | 0.017527
|  |  |  | -- | -- |  |  | 1563.8887 | 0.017539
|  |  |  | -- | -- |  |  | 1563.9186 | 0.017552
|  |  |  | -- | -- |  |  | 1563.9485 | 0.017564
|  |  |  | -- | -- |  |  | 1563.9785 | 0.017575
|  |  |  | -- | -- |  |  | 1564.0084 | 0.017587
|  |  |  | -- | -- |  |  | 1564.0385 | 0.017598
|  |  |  | -- | -- |  |  | 1564.0684 | 0.017609
|  |  |  | -- | -- |  |  | 1564.0983 | 0.017619
|  |  |  | -- | -- |  |  | 1564.1283 | 0.017629
|  |  |  | -- | -- |  |  | 1564.1582 | 0.017638
|  |  |  | -- | -- |  |  | 1564.1882 | 0.017647
|  |  |  | -- | -- |  |  | 1564.2181 | 0.017656
|  |  |  | -- | -- |  |  | 1564.2482 | 0.017664
|  |  |  | -- | -- |  |  | 1564.2781 | 0.017672
|  |  |  | -- | -- |  |  | 1564.3081 | 0.017679
|  |  |  | -- | -- |  |  | 1564.338 | 0.017685
|  |  |  | -- | -- |  |  | 1564.368 | 0.017691
|  |  |  | -- | -- |  |  | 1564.3979 | 0.017697
|  |  |  | -- | -- |  |  | 1564.428 | 0.017701
|  |  |  | -- | -- |  |  | 1564.458 | 0.017706
|  |  |  | -- | -- |  |  | 1564.4879 | 0.017709
|  |  |  | -- | -- |  |  | 1564.5179 | 0.017712
|  |  |  | -- | -- |  |  | 1564.5479 | 0.017714
|  |  |  | -- | -- |  |  | 1564.5779 | 0.017715
|  |  |  | -- | -- |  |  | 1564.6078 | 0.017716
|  |  |  | -- | -- |  |  | 1564.6378 | 0.017716
|  |  |  | -- | -- |  |  | 1564.6678 | 0.017715
|  |  |  | -- | -- |  |  | 1564.6978 | 0.017714
|  |  |  | -- | -- |  |  | 1564.7278 | 0.017712
|  |  |  | -- | -- |  |  | 1564.7578 | 0.017708
|  |  |  | -- | -- |  |  | 1564.7877 | 0.017705
|  |  |  | -- | -- |  |  | 1564.8177 | 0.0177
|  |  |  | -- | -- |  |  | 1564.8478 | 0.017694
|  |  |  | -- | -- |  |  | 1564.8777 | 0.017688
|  |  |  | -- | -- |  |  | 1564.9077 | 0.017681
|  |  |  | -- | -- |  |  | 1564.9377 | 0.017673
|  |  |  | -- | -- |  |  | 1564.9677 | 0.017664
|  |  |  | -- | -- |  |  | 1564.9977 | 0.017655
|  |  |  | -- | -- |  |  | 1565.0277 | 0.017644
|  |  |  | -- | -- |  |  | 1565.0577 | 0.017633
|  |  |  | -- | -- |  |  | 1565.0876 | 0.017621
|  |  |  | -- | -- |  |  | 1565.1177 | 0.017609
|  |  |  | -- | -- |  |  | 1565.1477 | 0.017595
|  |  |  | -- | -- |  |  | 1565.1777 | 0.017581
|  |  |  | -- | -- |  |  | 1565.2076 | 0.017567
|  |  |  | -- | -- |  |  | 1565.2377 | 0.017551
|  |  |  | -- | -- |  |  | 1565.2677 | 0.017535
|  |  |  | -- | -- |  |  | 1565.2977 | 0.017518
|  |  |  | -- | -- |  |  | 1565.3278 | 0.017501
|  |  |  | -- | -- |  |  | 1565.3578 | 0.017483
|  |  |  | -- | -- |  |  | 1565.3877 | 0.017465
|  |  |  | -- | -- |  |  | 1565.4177 | 0.017446
|  |  |  | -- | -- |  |  | 1565.4478 | 0.017427
|  |  |  | -- | -- |  |  | 1565.4778 | 0.017408
|  |  |  | -- | -- |  |  | 1565.5078 | 0.017388
|  |  |  | -- | -- |  |  | 1565.5378 | 0.017368
|  |  |  | -- | -- |  |  | 1565.5679 | 0.017348
|  |  |  | -- | -- |  |  | 1565.5979 | 0.017327
|  |  |  | -- | -- |  |  | 1565.6279 | 0.017307
|  |  |  | -- | -- |  |  | 1565.6578 | 0.017286
|  |  |  | -- | -- |  |  | 1565.6879 | 0.017265
|  |  |  | -- | -- |  |  | 1565.7179 | 0.017245
|  |  |  | -- | -- |  |  | 1565.7479 | 0.017224
|  |  |  | -- | -- |  |  | 1565.778 | 0.017204
|  |  |  | -- | -- |  |  | 1565.808 | 0.017183
|  |  |  | -- | -- |  |  | 1565.838 | 0.017164
|  |  |  | -- | -- |  |  | 1565.868 | 0.017144
|  |  |  | -- | -- |  |  | 1565.8981 | 0.017125
|  |  |  | -- | -- |  |  | 1565.9281 | 0.017106
|  |  |  | -- | -- |  |  | 1565.9581 | 0.017088
|  |  |  | -- | -- |  |  | 1565.9882 | 0.017071
|  |  |  | -- | -- |  |  | 1566.0182 | 0.017054
|  |  |  | -- | -- |  |  | 1566.0482 | 0.017038
|  |  |  | -- | -- |  |  | 1566.0784 | 0.017023
|  |  |  | -- | -- |  |  | 1566.1084 | 0.017008
|  |  |  | -- | -- |  |  | 1566.1384 | 0.016994
|  |  |  | -- | -- |  |  | 1566.1685 | 0.016982
|  |  |  | -- | -- |  |  | 1566.1985 | 0.01697
|  |  |  | -- | -- |  |  | 1566.2285 | 0.016959
|  |  |  | -- | -- |  |  | 1566.2585 | 0.01695
|  |  |  | -- | -- |  |  | 1566.2886 | 0.016941
|  |  |  | -- | -- |  |  | 1566.3186 | 0.016934
|  |  |  | -- | -- |  |  | 1566.3488 | 0.016928
|  |  |  | -- | -- |  |  | 1566.3788 | 0.016924
|  |  |  | -- | -- |  |  | 1566.4088 | 0.01692
|  |  |  | -- | -- |  |  | 1566.4388 | 0.016918
|  |  |  | -- | -- |  |  | 1566.4689 | 0.016918
|  |  |  | -- | -- |  |  | 1566.4989 | 0.016918
|  |  |  | -- | -- |  |  | 1566.5291 | 0.016921
|  |  |  | -- | -- |  |  | 1566.5591 | 0.016924
|  |  |  | -- | -- |  |  | 1566.5891 | 0.01693
|  |  |  | -- | -- |  |  | 1566.6191 | 0.016936
|  |  |  | -- | -- |  |  | 1566.6493 | 0.016945
|  |  |  | -- | -- |  |  | 1566.6793 | 0.016955
|  |  |  | -- | -- |  |  | 1566.7094 | 0.016966
|  |  |  | -- | -- |  |  | 1566.7394 | 0.016979
|  |  |  | -- | -- |  |  | 1566.7695 | 0.016994
|  |  |  | -- | -- |  |  | 1566.7996 | 0.01701
|  |  |  | -- | -- |  |  | 1566.8296 | 0.017027
|  |  |  | -- | -- |  |  | 1566.8597 | 0.017047
|  |  |  | -- | -- |  |  | 1566.8898 | 0.017067
|  |  |  | -- | -- |  |  | 1566.9198 | 0.01709
|  |  |  | -- | -- |  |  | 1566.95 | 0.017114
|  |  |  | -- | -- |  |  | 1566.98 | 0.017139
|  |  |  | -- | -- |  |  | 1567.01 | 0.017166
|  |  |  | -- | -- |  |  | 1567.0402 | 0.017194
|  |  |  | -- | -- |  |  | 1567.0702 | 0.017224
|  |  |  | -- | -- |  |  | 1567.1002 | 0.017255
|  |  |  | -- | -- |  |  | 1567.1304 | 0.017288
|  |  |  | -- | -- |  |  | 1567.1604 | 0.017322
|  |  |  | -- | -- |  |  | 1567.1906 | 0.017357
|  |  |  | -- | -- |  |  | 1567.2206 | 0.017393
|  |  |  | -- | -- |  |  | 1567.2506 | 0.017431
|  |  |  | -- | -- |  |  | 1567.2808 | 0.017469
|  |  |  | -- | -- |  |  | 1567.3108 | 0.017509
|  |  |  | -- | -- |  |  | 1567.3409 | 0.01755
|  |  |  | -- | -- |  |  | 1567.371 | 0.017592
|  |  |  | -- | -- |  |  | 1567.4011 | 0.017635
|  |  |  | -- | -- |  |  | 1567.4312 | 0.017679
|  |  |  | -- | -- |  |  | 1567.4613 | 0.017723
|  |  |  | -- | -- |  |  | 1567.4913 | 0.017769
|  |  |  | -- | -- |  |  | 1567.5215 | 0.017815
|  |  |  | -- | -- |  |  | 1567.5515 | 0.017862
|  |  |  | -- | -- |  |  | 1567.5817 | 0.017909
|  |  |  | -- | -- |  |  | 1567.6117 | 0.017957
|  |  |  | -- | -- |  |  | 1567.6418 | 0.018005
|  |  |  | -- | -- |  |  | 1567.672 | 0.018054
|  |  |  | -- | -- |  |  | 1567.702 | 0.018103
|  |  |  | -- | -- |  |  | 1567.7322 | 0.018152
|  |  |  | -- | -- |  |  | 1567.7622 | 0.018201
|  |  |  | -- | -- |  |  | 1567.7924 | 0.018251
|  |  |  | -- | -- |  |  | 1567.8224 | 0.0183
|  |  |  | -- | -- |  |  | 1567.8525 | 0.01835
|  |  |  | -- | -- |  |  | 1567.8827 | 0.018399
|  |  |  | -- | -- |  |  | 1567.9127 | 0.018448
|  |  |  | -- | -- |  |  | 1567.9429 | 0.018497
|  |  |  | -- | -- |  |  | 1567.973 | 0.018545
|  |  |  | -- | -- |  |  | 1568.0031 | 0.018594
|  |  |  | -- | -- |  |  | 1568.0332 | 0.018641
|  |  |  | -- | -- |  |  | 1568.0634 | 0.018688
|  |  |  | -- | -- |  |  | 1568.0934 | 0.018735
|  |  |  | -- | -- |  |  | 1568.1235 | 0.018781
|  |  |  | -- | -- |  |  | 1568.1537 | 0.018826
|  |  |  | -- | -- |  |  | 1568.1838 | 0.01887
|  |  |  | -- | -- |  |  | 1568.2139 | 0.018914
|  |  |  | -- | -- |  |  | 1568.244 | 0.018956
|  |  |  | -- | -- |  |  | 1568.2742 | 0.018998
|  |  |  | -- | -- |  |  | 1568.3043 | 0.019038
|  |  |  | -- | -- |  |  | 1568.3344 | 0.019077
|  |  |  | -- | -- |  |  | 1568.3645 | 0.019115
|  |  |  | -- | -- |  |  | 1568.3947 | 0.019152
|  |  |  | -- | -- |  |  | 1568.4248 | 0.019188
|  |  |  | -- | -- |  |  | 1568.455 | 0.019222
|  |  |  | -- | -- |  |  | 1568.485 | 0.019255
|  |  |  | -- | -- |  |  | 1568.5151 | 0.019287
|  |  |  | -- | -- |  |  | 1568.5453 | 0.019317
|  |  |  | -- | -- |  |  | 1568.5754 | 0.019345
|  |  |  | -- | -- |  |  | 1568.6056 | 0.019372
|  |  |  | -- | -- |  |  | 1568.6357 | 0.019397
|  |  |  | -- | -- |  |  | 1568.6658 | 0.019421
|  |  |  | -- | -- |  |  | 1568.6959 | 0.019443
|  |  |  | -- | -- |  |  | 1568.7261 | 0.019463
|  |  |  | -- | -- |  |  | 1568.7562 | 0.019482
|  |  |  | -- | -- |  |  | 1568.7864 | 0.019498
|  |  |  | -- | -- |  |  | 1568.8165 | 0.019513
|  |  |  | -- | -- |  |  | 1568.8467 | 0.019526
|  |  |  | -- | -- |  |  | 1568.8768 | 0.019537
|  |  |  | -- | -- |  |  | 1568.907 | 0.019547
|  |  |  | -- | -- |  |  | 1568.9371 | 0.019554
|  |  |  | -- | -- |  |  | 1568.9673 | 0.01956
|  |  |  | -- | -- |  |  | 1568.9974 | 0.019563
|  |  |  | -- | -- |  |  | 1569.0276 | 0.019565
|  |  |  | -- | -- |  |  | 1569.0577 | 0.019565
|  |  |  | -- | -- |  |  | 1569.0879 | 0.019563
|  |  |  | -- | -- |  |  | 1569.118 | 0.019558
|  |  |  | -- | -- |  |  | 1569.1482 | 0.019552
|  |  |  | -- | -- |  |  | 1569.1783 | 0.019544
|  |  |  | -- | -- |  |  | 1569.2085 | 0.019534
|  |  |  | -- | -- |  |  | 1569.2386 | 0.019523
|  |  |  | -- | -- |  |  | 1569.2688 | 0.019509
|  |  |  | -- | -- |  |  | 1569.299 | 0.019493
|  |  |  | -- | -- |  |  | 1569.3291 | 0.019476
|  |  |  | -- | -- |  |  | 1569.3593 | 0.019456
|  |  |  | -- | -- |  |  | 1569.3894 | 0.019435
|  |  |  | -- | -- |  |  | 1569.4197 | 0.019412
|  |  |  | -- | -- |  |  | 1569.4498 | 0.019387
|  |  |  | -- | -- |  |  | 1569.48 | 0.01936
|  |  |  | -- | -- |  |  | 1569.5101 | 0.019332
|  |  |  | -- | -- |  |  | 1569.5403 | 0.019302
|  |  |  | -- | -- |  |  | 1569.5704 | 0.01927
|  |  |  | -- | -- |  |  | 1569.6006 | 0.019237
|  |  |  | -- | -- |  |  | 1569.6309 | 0.019202
|  |  |  | -- | -- |  |  | 1569.661 | 0.019165
|  |  |  | -- | -- |  |  | 1569.6912 | 0.019127
|  |  |  | -- | -- |  |  | 1569.7213 | 0.019088
|  |  |  | -- | -- |  |  | 1569.7515 | 0.019047
|  |  |  | -- | -- |  |  | 1569.7817 | 0.019005
|  |  |  | -- | -- |  |  | 1569.8119 | 0.018961
|  |  |  | -- | -- |  |  | 1569.842 | 0.018916
|  |  |  | -- | -- |  |  | 1569.8722 | 0.01887
|  |  |  | -- | -- |  |  | 1569.9025 | 0.018822
|  |  |  | -- | -- |  |  | 1569.9326 | 0.018774
|  |  |  | -- | -- |  |  | 1569.9628 | 0.018725
|  |  |  | -- | -- |  |  | 1569.993 | 0.018674
|  |  |  | -- | -- |  |  | 1570.0232 | 0.018623
|  |  |  | -- | -- |  |  | 1570.0533 | 0.01857
|  |  |  | -- | -- |  |  | 1570.0835 | 0.018517
|  |  |  | -- | -- |  |  | 1570.1138 | 0.018463
|  |  |  | -- | -- |  |  | 1570.1439 | 0.018408
|  |  |  | -- | -- |  |  | 1570.1742 | 0.018353
|  |  |  | -- | -- |  |  | 1570.2043 | 0.018297
|  |  |  | -- | -- |  |  | 1570.2345 | 0.018241
|  |  |  | -- | -- |  |  | 1570.2648 | 0.018184
|  |  |  | -- | -- |  |  | 1570.2949 | 0.018127
|  |  |  | -- | -- |  |  | 1570.3251 | 0.018069
|  |  |  | -- | -- |  |  | 1570.3553 | 0.018011
|  |  |  | -- | -- |  |  | 1570.3855 | 0.017953
|  |  |  | -- | -- |  |  | 1570.4158 | 0.017895
|  |  |  | -- | -- |  |  | 1570.4459 | 0.017836
|  |  |  | -- | -- |  |  | 1570.4762 | 0.017778
|  |  |  | -- | -- |  |  | 1570.5063 | 0.017719
|  |  |  | -- | -- |  |  | 1570.5366 | 0.017661
|  |  |  | -- | -- |  |  | 1570.5668 | 0.017603
|  |  |  | -- | -- |  |  | 1570.5969 | 0.017545
|  |  |  | -- | -- |  |  | 1570.6272 | 0.017487
|  |  |  | -- | -- |  |  | 1570.6573 | 0.01743
|  |  |  | -- | -- |  |  | 1570.6876 | 0.017373
|  |  |  | -- | -- |  |  | 1570.7179 | 0.017316
|  |  |  | -- | -- |  |  | 1570.748 | 0.01726
|  |  |  | -- | -- |  |  | 1570.7783 | 0.017204
|  |  |  | -- | -- |  |  | 1570.8085 | 0.017149
|  |  |  | -- | -- |  |  | 1570.8387 | 0.017094
|  |  |  | -- | -- |  |  | 1570.8689 | 0.01704
|  |  |  | -- | -- |  |  | 1570.8992 | 0.016987
|  |  |  | -- | -- |  |  | 1570.9293 | 0.016934
|  |  |  | -- | -- |  |  | 1570.9596 | 0.016883
|  |  |  | -- | -- |  |  | 1570.9899 | 0.016832
|  |  |  | -- | -- |  |  | 1571.02 | 0.016782
|  |  |  | -- | -- |  |  | 1571.0503 | 0.016732
|  |  |  | -- | -- |  |  | 1571.0806 | 0.016684
|  |  |  | -- | -- |  |  | 1571.1107 | 0.016637
|  |  |  | -- | -- |  |  | 1571.141 | 0.01659
|  |  |  | -- | -- |  |  | 1571.1713 | 0.016545
|  |  |  | -- | -- |  |  | 1571.2014 | 0.016501
|  |  |  | -- | -- |  |  | 1571.2317 | 0.016457
|  |  |  | -- | -- |  |  | 1571.262 | 0.016415
|  |  |  | -- | -- |  |  | 1571.2921 | 0.016374
|  |  |  | -- | -- |  |  | 1571.3224 | 0.016334
|  |  |  | -- | -- |  |  | 1571.3527 | 0.016295
|  |  |  | -- | -- |  |  | 1571.3828 | 0.016257
|  |  |  | -- | -- |  |  | 1571.4131 | 0.01622
|  |  |  | -- | -- |  |  | 1571.4434 | 0.016184
|  |  |  | -- | -- |  |  | 1571.4736 | 0.01615
|  |  |  | -- | -- |  |  | 1571.5039 | 0.016116
|  |  |  | -- | -- |  |  | 1571.5341 | 0.016084
|  |  |  | -- | -- |  |  | 1571.5643 | 0.016053
|  |  |  | -- | -- |  |  | 1571.5946 | 0.016023
|  |  |  | -- | -- |  |  | 1571.6249 | 0.015995
|  |  |  | -- | -- |  |  | 1571.6552 | 0.015967
|  |  |  | -- | -- |  |  | 1571.6853 | 0.015941
|  |  |  | -- | -- |  |  | 1571.7156 | 0.015915
|  |  |  | -- | -- |  |  | 1571.7459 | 0.015891
|  |  |  | -- | -- |  |  | 1571.7761 | 0.015868
|  |  |  | -- | -- |  |  | 1571.8064 | 0.015847
|  |  |  | -- | -- |  |  | 1571.8367 | 0.015826
|  |  |  | -- | -- |  |  | 1571.8669 | 0.015806
|  |  |  | -- | -- |  |  | 1571.8971 | 0.015788
|  |  |  | -- | -- |  |  | 1571.9274 | 0.01577
|  |  |  | -- | -- |  |  | 1571.9576 | 0.015754
|  |  |  | -- | -- |  |  | 1571.9879 | 0.015739
|  |  |  | -- | -- |  |  | 1572.0182 | 0.015724
|  |  |  | -- | -- |  |  | 1572.0485 | 0.015711
|  |  |  | -- | -- |  |  | 1572.0787 | 0.015699
|  |  |  | -- | -- |  |  | 1572.109 | 0.015688
|  |  |  | -- | -- |  |  | 1572.1393 | 0.015678
|  |  |  | -- | -- |  |  | 1572.1696 | 0.015669
|  |  |  | -- | -- |  |  | 1572.1998 | 0.01566
|  |  |  | -- | -- |  |  | 1572.2301 | 0.015653
|  |  |  | -- | -- |  |  | 1572.2604 | 0.015647
|  |  |  | -- | -- |  |  | 1572.2906 | 0.015641
|  |  |  | -- | -- |  |  | 1572.3209 | 0.015637
|  |  |  | -- | -- |  |  | 1572.3512 | 0.015633
|  |  |  | -- | -- |  |  | 1572.3815 | 0.015631
|  |  |  | -- | -- |  |  | 1572.4117 | 0.015629
|  |  |  | -- | -- |  |  | 1572.442 | 0.015628
|  |  |  | -- | -- |  |  | 1572.4723 | 0.015628
|  |  |  | -- | -- |  |  | 1572.5026 | 0.015629
|  |  |  | -- | -- |  |  | 1572.5328 | 0.015631
|  |  |  | -- | -- |  |  | 1572.5632 | 0.015633
|  |  |  | -- | -- |  |  | 1572.5935 | 0.015637
|  |  |  | -- | -- |  |  | 1572.6238 | 0.015641
|  |  |  | -- | -- |  |  | 1572.6541 | 0.015646
|  |  |  | -- | -- |  |  | 1572.6843 | 0.015652
|  |  |  | -- | -- |  |  | 1572.7146 | 0.015659
|  |  |  | -- | -- |  |  | 1572.7449 | 0.015667
|  |  |  | -- | -- |  |  | 1572.7753 | 0.015675
|  |  |  | -- | -- |  |  | 1572.8055 | 0.015685
|  |  |  | -- | -- |  |  | 1572.8358 | 0.015695
|  |  |  | -- | -- |  |  | 1572.8661 | 0.015706
|  |  |  | -- | -- |  |  | 1572.8964 | 0.015718
|  |  |  | -- | -- |  |  | 1572.9268 | 0.015731
|  |  |  | -- | -- |  |  | 1572.957 | 0.015745
|  |  |  | -- | -- |  |  | 1572.9873 | 0.01576
|  |  |  | -- | -- |  |  | 1573.0176 | 0.015776
|  |  |  | -- | -- |  |  | 1573.048 | 0.015792
|  |  |  | -- | -- |  |  | 1573.0782 | 0.01581
|  |  |  | -- | -- |  |  | 1573.1085 | 0.015828
|  |  |  | -- | -- |  |  | 1573.1388 | 0.015848
|  |  |  | -- | -- |  |  | 1573.1692 | 0.015868
|  |  |  | -- | -- |  |  | 1573.1995 | 0.015889
|  |  |  | -- | -- |  |  | 1573.2297 | 0.015911
|  |  |  | -- | -- |  |  | 1573.2601 | 0.015935
|  |  |  | -- | -- |  |  | 1573.2904 | 0.015959
|  |  |  | -- | -- |  |  | 1573.3207 | 0.015984
|  |  |  | -- | -- |  |  | 1573.3511 | 0.016011
|  |  |  | -- | -- |  |  | 1573.3813 | 0.016038
|  |  |  | -- | -- |  |  | 1573.4116 | 0.016066
|  |  |  | -- | -- |  |  | 1573.442 | 0.016096
|  |  |  | -- | -- |  |  | 1573.4723 | 0.016126
|  |  |  | -- | -- |  |  | 1573.5027 | 0.016158
|  |  |  | -- | -- |  |  | 1573.533 | 0.01619
|  |  |  | -- | -- |  |  | 1573.5632 | 0.016224
|  |  |  | -- | -- |  |  | 1573.5936 | 0.016258
|  |  |  | -- | -- |  |  | 1573.6239 | 0.016294
|  |  |  | -- | -- |  |  | 1573.6543 | 0.016331
|  |  |  | -- | -- |  |  | 1573.6846 | 0.016368
|  |  |  | -- | -- |  |  | 1573.715 | 0.016407
|  |  |  | -- | -- |  |  | 1573.7452 | 0.016447
|  |  |  | -- | -- |  |  | 1573.7756 | 0.016487
|  |  |  | -- | -- |  |  | 1573.8059 | 0.016529
|  |  |  | -- | -- |  |  | 1573.8363 | 0.016572
|  |  |  | -- | -- |  |  | 1573.8666 | 0.016615
|  |  |  | -- | -- |  |  | 1573.897 | 0.016659
|  |  |  | -- | -- |  |  | 1573.9272 | 0.016705
|  |  |  | -- | -- |  |  | 1573.9576 | 0.016751
|  |  |  | -- | -- |  |  | 1573.9879 | 0.016798
|  |  |  | -- | -- |  |  | 1574.0183 | 0.016845
|  |  |  | -- | -- |  |  | 1574.0487 | 0.016893
|  |  |  | -- | -- |  |  | 1574.079 | 0.016942
|  |  |  | -- | -- |  |  | 1574.1094 | 0.016992
|  |  |  | -- | -- |  |  | 1574.1396 | 0.017042
|  |  |  | -- | -- |  |  | 1574.17 | 0.017093
|  |  |  | -- | -- |  |  | 1574.2004 | 0.017144
|  |  |  | -- | -- |  |  | 1574.2307 | 0.017195
|  |  |  | -- | -- |  |  | 1574.2611 | 0.017247
|  |  |  | -- | -- |  |  | 1574.2914 | 0.017299
|  |  |  | -- | -- |  |  | 1574.3218 | 0.017351
|  |  |  | -- | -- |  |  | 1574.3522 | 0.017403
|  |  |  | -- | -- |  |  | 1574.3824 | 0.017456
|  |  |  | -- | -- |  |  | 1574.4128 | 0.017508
|  |  |  | -- | -- |  |  | 1574.4432 | 0.01756
|  |  |  | -- | -- |  |  | 1574.4736 | 0.017612
|  |  |  | -- | -- |  |  | 1574.5039 | 0.017664
|  |  |  | -- | -- |  |  | 1574.5343 | 0.017715
|  |  |  | -- | -- |  |  | 1574.5647 | 0.017766
|  |  |  | -- | -- |  |  | 1574.5951 | 0.017817
|  |  |  | -- | -- |  |  | 1574.6254 | 0.017867
|  |  |  | -- | -- |  |  | 1574.6558 | 0.017916
|  |  |  | -- | -- |  |  | 1574.6862 | 0.017964
|  |  |  | -- | -- |  |  | 1574.7166 | 0.018012
|  |  |  | -- | -- |  |  | 1574.7468 | 0.018058
|  |  |  | -- | -- |  |  | 1574.7772 | 0.018104
|  |  |  | -- | -- |  |  | 1574.8076 | 0.018148
|  |  |  | -- | -- |  |  | 1574.838 | 0.018191
|  |  |  | -- | -- |  |  | 1574.8684 | 0.018233
|  |  |  | -- | -- |  |  | 1574.8988 | 0.018274
|  |  |  | -- | -- |  |  | 1574.9291 | 0.018313
|  |  |  | -- | -- |  |  | 1574.9595 | 0.01835
|  |  |  | -- | -- |  |  | 1574.9899 | 0.018386
|  |  |  | -- | -- |  |  | 1575.0203 | 0.01842
|  |  |  | -- | -- |  |  | 1575.0507 | 0.018452
|  |  |  | -- | -- |  |  | 1575.0811 | 0.018483
|  |  |  | -- | -- |  |  | 1575.1115 | 0.018512
|  |  |  | -- | -- |  |  | 1575.1418 | 0.018538
|  |  |  | -- | -- |  |  | 1575.1722 | 0.018563
|  |  |  | -- | -- |  |  | 1575.2026 | 0.018585
|  |  |  | -- | -- |  |  | 1575.2329 | 0.018606
|  |  |  | -- | -- |  |  | 1575.2633 | 0.018624
|  |  |  | -- | -- |  |  | 1575.2937 | 0.01864
|  |  |  | -- | -- |  |  | 1575.3241 | 0.018654
|  |  |  | -- | -- |  |  | 1575.3545 | 0.018665
|  |  |  | -- | -- |  |  | 1575.3849 | 0.018675
|  |  |  | -- | -- |  |  | 1575.4153 | 0.018681
|  |  |  | -- | -- |  |  | 1575.4457 | 0.018686
|  |  |  | -- | -- |  |  | 1575.4761 | 0.018688
|  |  |  | -- | -- |  |  | 1575.5065 | 0.018688
|  |  |  | -- | -- |  |  | 1575.5369 | 0.018685
|  |  |  | -- | -- |  |  | 1575.5674 | 0.01868
|  |  |  | -- | -- |  |  | 1575.5978 | 0.018673
|  |  |  | -- | -- |  |  | 1575.6282 | 0.018663
|  |  |  | -- | -- |  |  | 1575.6586 | 0.018651
|  |  |  | -- | -- |  |  | 1575.689 | 0.018637
|  |  |  | -- | -- |  |  | 1575.7194 | 0.01862
|  |  |  | -- | -- |  |  | 1575.7498 | 0.018601
|  |  |  | -- | -- |  |  | 1575.7802 | 0.01858
|  |  |  | -- | -- |  |  | 1575.8105 | 0.018557
|  |  |  | -- | -- |  |  | 1575.8409 | 0.018532
|  |  |  | -- | -- |  |  | 1575.8715 | 0.018505
|  |  |  | -- | -- |  |  | 1575.9019 | 0.018476
|  |  |  | -- | -- |  |  | 1575.9323 | 0.018445
|  |  |  | -- | -- |  |  | 1575.9626 | 0.018412
|  |  |  | -- | -- |  |  | 1575.993 | 0.018377
|  |  |  | -- | -- |  |  | 1576.0236 | 0.018341
|  |  |  | -- | -- |  |  | 1576.054 | 0.018303
|  |  |  | -- | -- |  |  | 1576.0844 | 0.018263
|  |  |  | -- | -- |  |  | 1576.1147 | 0.018223
|  |  |  | -- | -- |  |  | 1576.1451 | 0.01818
|  |  |  | -- | -- |  |  | 1576.1757 | 0.018137
|  |  |  | -- | -- |  |  | 1576.2061 | 0.018093
|  |  |  | -- | -- |  |  | 1576.2365 | 0.018047
|  |  |  | -- | -- |  |  | 1576.2668 | 0.018
|  |  |  | -- | -- |  |  | 1576.2974 | 0.017953
|  |  |  | -- | -- |  |  | 1576.3278 | 0.017905
|  |  |  | -- | -- |  |  | 1576.3582 | 0.017856
|  |  |  | -- | -- |  |  | 1576.3887 | 0.017807
|  |  |  | -- | -- |  |  | 1576.4191 | 0.017757
|  |  |  | -- | -- |  |  | 1576.4495 | 0.017707
|  |  |  | -- | -- |  |  | 1576.48 | 0.017657
|  |  |  | -- | -- |  |  | 1576.5104 | 0.017607
|  |  |  | -- | -- |  |  | 1576.5408 | 0.017557
|  |  |  | -- | -- |  |  | 1576.5713 | 0.017506
|  |  |  | -- | -- |  |  | 1576.6017 | 0.017456
|  |  |  | -- | -- |  |  | 1576.6322 | 0.017406
|  |  |  | -- | -- |  |  | 1576.6626 | 0.017357
|  |  |  | -- | -- |  |  | 1576.693 | 0.017308
|  |  |  | -- | -- |  |  | 1576.7235 | 0.017259
|  |  |  | -- | -- |  |  | 1576.7539 | 0.017211
|  |  |  | -- | -- |  |  | 1576.7844 | 0.017164
|  |  |  | -- | -- |  |  | 1576.8148 | 0.017117
|  |  |  | -- | -- |  |  | 1576.8453 | 0.017071
|  |  |  | -- | -- |  |  | 1576.8757 | 0.017026
|  |  |  | -- | -- |  |  | 1576.9062 | 0.016982
|  |  |  | -- | -- |  |  | 1576.9366 | 0.016939
|  |  |  | -- | -- |  |  | 1576.9672 | 0.016898
|  |  |  | -- | -- |  |  | 1576.9976 | 0.016857
|  |  |  | -- | -- |  |  | 1577.0281 | 0.016817
|  |  |  | -- | -- |  |  | 1577.0585 | 0.016779
|  |  |  | -- | -- |  |  | 1577.089 | 0.016742
|  |  |  | -- | -- |  |  | 1577.1194 | 0.016706
|  |  |  | -- | -- |  |  | 1577.1499 | 0.016671
|  |  |  | -- | -- |  |  | 1577.1803 | 0.016637
|  |  |  | -- | -- |  |  | 1577.2108 | 0.016605
|  |  |  | -- | -- |  |  | 1577.2412 | 0.016575
|  |  |  | -- | -- |  |  | 1577.2717 | 0.016545
|  |  |  | -- | -- |  |  | 1577.3022 | 0.016517
|  |  |  | -- | -- |  |  | 1577.3326 | 0.01649
|  |  |  | -- | -- |  |  | 1577.3632 | 0.016465
|  |  |  | -- | -- |  |  | 1577.3936 | 0.016441
|  |  |  | -- | -- |  |  | 1577.4241 | 0.016418
|  |  |  | -- | -- |  |  | 1577.4546 | 0.016397
|  |  |  | -- | -- |  |  | 1577.485 | 0.016377
|  |  |  | -- | -- |  |  | 1577.5155 | 0.016358
|  |  |  | -- | -- |  |  | 1577.546 | 0.01634
|  |  |  | -- | -- |  |  | 1577.5764 | 0.016323
|  |  |  | -- | -- |  |  | 1577.6069 | 0.016308
|  |  |  | -- | -- |  |  | 1577.6375 | 0.016294
|  |  |  | -- | -- |  |  | 1577.668 | 0.016281
|  |  |  | -- | -- |  |  | 1577.6984 | 0.016269
|  |  |  | -- | -- |  |  | 1577.7289 | 0.016258
|  |  |  | -- | -- |  |  | 1577.7594 | 0.016247
|  |  |  | -- | -- |  |  | 1577.7899 | 0.016238
|  |  |  | -- | -- |  |  | 1577.8203 | 0.01623
|  |  |  | -- | -- |  |  | 1577.8508 | 0.016223
|  |  |  | -- | -- |  |  | 1577.8813 | 0.016216
|  |  |  | -- | -- |  |  | 1577.9119 | 0.01621
|  |  |  | -- | -- |  |  | 1577.9424 | 0.016205
|  |  |  | -- | -- |  |  | 1577.9728 | 0.016201
|  |  |  | -- | -- |  |  | 1578.0033 | 0.016197
|  |  |  | -- | -- |  |  | 1578.0338 | 0.016194
|  |  |  | -- | -- |  |  | 1578.0643 | 0.016191
|  |  |  | -- | -- |  |  | 1578.0948 | 0.016189
|  |  |  | -- | -- |  |  | 1578.1254 | 0.016187
|  |  |  | -- | -- |  |  | 1578.1558 | 0.016186
|  |  |  | -- | -- |  |  | 1578.1863 | 0.016185
|  |  |  | -- | -- |  |  | 1578.2168 | 0.016184
|  |  |  | -- | -- |  |  | 1578.2473 | 0.016184
|  |  |  | -- | -- |  |  | 1578.2778 | 0.016183
|  |  |  | -- | -- |  |  | 1578.3084 | 0.016184
|  |  |  | -- | -- |  |  | 1578.3389 | 0.016184
|  |  |  | -- | -- |  |  | 1578.3694 | 0.016185
|  |  |  | -- | -- |  |  | 1578.3999 | 0.016185
|  |  |  | -- | -- |  |  | 1578.4304 | 0.016186
|  |  |  | -- | -- |  |  | 1578.4609 | 0.016187
|  |  |  | -- | -- |  |  | 1578.4915 | 0.016188
|  |  |  | -- | -- |  |  | 1578.522 | 0.016189
|  |  |  | -- | -- |  |  | 1578.5525 | 0.01619
|  |  |  | -- | -- |  |  | 1578.583 | 0.016192
|  |  |  | -- | -- |  |  | 1578.6135 | 0.016193
|  |  |  | -- | -- |  |  | 1578.644 | 0.016194
|  |  |  | -- | -- |  |  | 1578.6746 | 0.016195
|  |  |  | -- | -- |  |  | 1578.7051 | 0.016197
|  |  |  | -- | -- |  |  | 1578.7356 | 0.016198
|  |  |  | -- | -- |  |  | 1578.7661 | 0.016199
|  |  |  | -- | -- |  |  | 1578.7966 | 0.016201
|  |  |  | -- | -- |  |  | 1578.8271 | 0.016202
|  |  |  | -- | -- |  |  | 1578.8577 | 0.016204
|  |  |  | -- | -- |  |  | 1578.8882 | 0.016205
|  |  |  | -- | -- |  |  | 1578.9187 | 0.016207
|  |  |  | -- | -- |  |  | 1578.9493 | 0.016209
|  |  |  | -- | -- |  |  | 1578.9799 | 0.01621
|  |  |  | -- | -- |  |  | 1579.0104 | 0.016212
|  |  |  | -- | -- |  |  | 1579.0409 | 0.016214
|  |  |  | -- | -- |  |  | 1579.0714 | 0.016216
|  |  |  | -- | -- |  |  | 1579.1019 | 0.016219
|  |  |  | -- | -- |  |  | 1579.1326 | 0.016221
|  |  |  | -- | -- |  |  | 1579.1631 | 0.016224
|  |  |  | -- | -- |  |  | 1579.1936 | 0.016227
|  |  |  | -- | -- |  |  | 1579.2241 | 0.01623
|  |  |  | -- | -- |  |  | 1579.2546 | 0.016233
|  |  |  | -- | -- |  |  | 1579.2853 | 0.016237
|  |  |  | -- | -- |  |  | 1579.3158 | 0.01624
|  |  |  | -- | -- |  |  | 1579.3463 | 0.016245
|  |  |  | -- | -- |  |  | 1579.3768 | 0.016249
|  |  |  | -- | -- |  |  | 1579.4075 | 0.016254
|  |  |  | -- | -- |  |  | 1579.438 | 0.016259
|  |  |  | -- | -- |  |  | 1579.4685 | 0.016265
|  |  |  | -- | -- |  |  | 1579.4991 | 0.016271
|  |  |  | -- | -- |  |  | 1579.5297 | 0.016278
|  |  |  | -- | -- |  |  | 1579.5602 | 0.016285
|  |  |  | -- | -- |  |  | 1579.5907 | 0.016293
|  |  |  | -- | -- |  |  | 1579.6213 | 0.016301
|  |  |  | -- | -- |  |  | 1579.6519 | 0.016309
|  |  |  | -- | -- |  |  | 1579.6825 | 0.016319
|  |  |  | -- | -- |  |  | 1579.713 | 0.016328
|  |  |  | -- | -- |  |  | 1579.7435 | 0.016339
|  |  |  | -- | -- |  |  | 1579.7742 | 0.01635
|  |  |  | -- | -- |  |  | 1579.8047 | 0.016361
|  |  |  | -- | -- |  |  | 1579.8352 | 0.016374
|  |  |  | -- | -- |  |  | 1579.8658 | 0.016387
|  |  |  | -- | -- |  |  | 1579.8964 | 0.0164
|  |  |  | -- | -- |  |  | 1579.927 | 0.016415
|  |  |  | -- | -- |  |  | 1579.9575 | 0.016429
|  |  |  | -- | -- |  |  | 1579.9882 | 0.016445
|  |  |  | -- | -- |  |  | 1580.0187 | 0.016462
|  |  |  | -- | -- |  |  | 1580.0493 | 0.016479
|  |  |  | -- | -- |  |  | 1580.0798 | 0.016496
|  |  |  | -- | -- |  |  | 1580.1105 | 0.016515
|  |  |  | -- | -- |  |  | 1580.141 | 0.016534
|  |  |  | -- | -- |  |  | 1580.1716 | 0.016554
|  |  |  | -- | -- |  |  | 1580.2021 | 0.016575
|  |  |  | -- | -- |  |  | 1580.2328 | 0.016597
|  |  |  | -- | -- |  |  | 1580.2633 | 0.016619
|  |  |  | -- | -- |  |  | 1580.2939 | 0.016642
|  |  |  | -- | -- |  |  | 1580.3245 | 0.016666
|  |  |  | -- | -- |  |  | 1580.3551 | 0.016691
|  |  |  | -- | -- |  |  | 1580.3856 | 0.016716
|  |  |  | -- | -- |  |  | 1580.4163 | 0.016743
|  |  |  | -- | -- |  |  | 1580.4469 | 0.01677
|  |  |  | -- | -- |  |  | 1580.4774 | 0.016797
|  |  |  | -- | -- |  |  | 1580.5081 | 0.016826
|  |  |  | -- | -- |  |  | 1580.5386 | 0.016855
|  |  |  | -- | -- |  |  | 1580.5692 | 0.016885
|  |  |  | -- | -- |  |  | 1580.5999 | 0.016916
|  |  |  | -- | -- |  |  | 1580.6304 | 0.016947
|  |  |  | -- | -- |  |  | 1580.661 | 0.01698
|  |  |  | -- | -- |  |  | 1580.6917 | 0.017013
|  |  |  | -- | -- |  |  | 1580.7222 | 0.017046
|  |  |  | -- | -- |  |  | 1580.7528 | 0.017081
|  |  |  | -- | -- |  |  | 1580.7834 | 0.017116
|  |  |  | -- | -- |  |  | 1580.8141 | 0.017152
|  |  |  | -- | -- |  |  | 1580.8446 | 0.017188
|  |  |  | -- | -- |  |  | 1580.8752 | 0.017226
|  |  |  | -- | -- |  |  | 1580.9059 | 0.017263
|  |  |  | -- | -- |  |  | 1580.9365 | 0.017302
|  |  |  | -- | -- |  |  | 1580.967 | 0.017341
|  |  |  | -- | -- |  |  | 1580.9977 | 0.017381
|  |  |  | -- | -- |  |  | 1581.0283 | 0.017421
|  |  |  | -- | -- |  |  | 1581.059 | 0.017462
|  |  |  | -- | -- |  |  | 1581.0895 | 0.017504
|  |  |  | -- | -- |  |  | 1581.1201 | 0.017546
|  |  |  | -- | -- |  |  | 1581.1508 | 0.017589
|  |  |  | -- | -- |  |  | 1581.1814 | 0.017632
|  |  |  | -- | -- |  |  | 1581.212 | 0.017676
|  |  |  | -- | -- |  |  | 1581.2427 | 0.01772
|  |  |  | -- | -- |  |  | 1581.2733 | 0.017765
|  |  |  | -- | -- |  |  | 1581.3038 | 0.01781
|  |  |  | -- | -- |  |  | 1581.3345 | 0.017855
|  |  |  | -- | -- |  |  | 1581.3651 | 0.017901
|  |  |  | -- | -- |  |  | 1581.3958 | 0.017948
|  |  |  | -- | -- |  |  | 1581.4264 | 0.017994
|  |  |  | -- | -- |  |  | 1581.457 | 0.018041
|  |  |  | -- | -- |  |  | 1581.4877 | 0.018088
|  |  |  | -- | -- |  |  | 1581.5183 | 0.018136
|  |  |  | -- | -- |  |  | 1581.549 | 0.018184
|  |  |  | -- | -- |  |  | 1581.5796 | 0.018232
|  |  |  | -- | -- |  |  | 1581.6102 | 0.01828
|  |  |  | -- | -- |  |  | 1581.6409 | 0.018328
|  |  |  | -- | -- |  |  | 1581.6715 | 0.018377
|  |  |  | -- | -- |  |  | 1581.7021 | 0.018425
|  |  |  | -- | -- |  |  | 1581.7328 | 0.018474
|  |  |  | -- | -- |  |  | 1581.7634 | 0.018522
|  |  |  | -- | -- |  |  | 1581.7941 | 0.018571
|  |  |  | -- | -- |  |  | 1581.8247 | 0.018619
|  |  |  | -- | -- |  |  | 1581.8553 | 0.018668
|  |  |  | -- | -- |  |  | 1581.886 | 0.018716
|  |  |  | -- | -- |  |  | 1581.9166 | 0.018764
|  |  |  | -- | -- |  |  | 1581.9473 | 0.018811
|  |  |  | -- | -- |  |  | 1581.9779 | 0.018858
|  |  |  | -- | -- |  |  | 1582.0085 | 0.018905
|  |  |  | -- | -- |  |  | 1582.0392 | 0.018952
|  |  |  | -- | -- |  |  | 1582.0698 | 0.018998
|  |  |  | -- | -- |  |  | 1582.1005 | 0.019044
|  |  |  | -- | -- |  |  | 1582.1312 | 0.019089
|  |  |  | -- | -- |  |  | 1582.1619 | 0.019133
|  |  |  | -- | -- |  |  | 1582.1925 | 0.019177
|  |  |  | -- | -- |  |  | 1582.2231 | 0.01922
|  |  |  | -- | -- |  |  | 1582.2538 | 0.019263
|  |  |  | -- | -- |  |  | 1582.2844 | 0.019304
|  |  |  | -- | -- |  |  | 1582.3152 | 0.019345
|  |  |  | -- | -- |  |  | 1582.3458 | 0.019384
|  |  |  | -- | -- |  |  | 1582.3765 | 0.019423
|  |  |  | -- | -- |  |  | 1582.4071 | 0.019461
|  |  |  | -- | -- |  |  | 1582.4379 | 0.019497
|  |  |  | -- | -- |  |  | 1582.4685 | 0.019533
|  |  |  | -- | -- |  |  | 1582.4991 | 0.019567
|  |  |  | -- | -- |  |  | 1582.5298 | 0.0196
|  |  |  | -- | -- |  |  | 1582.5605 | 0.019632
|  |  |  | -- | -- |  |  | 1582.5912 | 0.019662
|  |  |  | -- | -- |  |  | 1582.6218 | 0.019691
|  |  |  | -- | -- |  |  | 1582.6525 | 0.019718
|  |  |  | -- | -- |  |  | 1582.6832 | 0.019744
|  |  |  | -- | -- |  |  | 1582.7139 | 0.019768
|  |  |  | -- | -- |  |  | 1582.7445 | 0.019791
|  |  |  | -- | -- |  |  | 1582.7753 | 0.019812
|  |  |  | -- | -- |  |  | 1582.8059 | 0.019831
|  |  |  | -- | -- |  |  | 1582.8365 | 0.019848
|  |  |  | -- | -- |  |  | 1582.8673 | 0.019864
|  |  |  | -- | -- |  |  | 1582.8979 | 0.019878
|  |  |  | -- | -- |  |  | 1582.9287 | 0.019889
|  |  |  | -- | -- |  |  | 1582.9594 | 0.019899
|  |  |  | -- | -- |  |  | 1582.99 | 0.019907
|  |  |  | -- | -- |  |  | 1583.0208 | 0.019913
|  |  |  | -- | -- |  |  | 1583.0514 | 0.019916
|  |  |  | -- | -- |  |  | 1583.0822 | 0.019918
|  |  |  | -- | -- |  |  | 1583.1128 | 0.019917
|  |  |  | -- | -- |  |  | 1583.1436 | 0.019915
|  |  |  | -- | -- |  |  | 1583.1742 | 0.01991
|  |  |  | -- | -- |  |  | 1583.205 | 0.019903
|  |  |  | -- | -- |  |  | 1583.2356 | 0.019893
|  |  |  | -- | -- |  |  | 1583.2662 | 0.019882
|  |  |  | -- | -- |  |  | 1583.297 | 0.019868
|  |  |  | -- | -- |  |  | 1583.3278 | 0.019852
|  |  |  | -- | -- |  |  | 1583.3584 | 0.019834
|  |  |  | -- | -- |  |  | 1583.3892 | 0.019814
|  |  |  | -- | -- |  |  | 1583.4198 | 0.019791
|  |  |  | -- | -- |  |  | 1583.4506 | 0.019766
|  |  |  | -- | -- |  |  | 1583.4812 | 0.019739
|  |  |  | -- | -- |  |  | 1583.512 | 0.01971
|  |  |  | -- | -- |  |  | 1583.5426 | 0.019678
|  |  |  | -- | -- |  |  | 1583.5734 | 0.019645
|  |  |  | -- | -- |  |  | 1583.6041 | 0.019609
|  |  |  | -- | -- |  |  | 1583.6348 | 0.019572
|  |  |  | -- | -- |  |  | 1583.6655 | 0.019532
|  |  |  | -- | -- |  |  | 1583.6962 | 0.01949
|  |  |  | -- | -- |  |  | 1583.7269 | 0.019447
|  |  |  | -- | -- |  |  | 1583.7577 | 0.019401
|  |  |  | -- | -- |  |  | 1583.7883 | 0.019354
|  |  |  | -- | -- |  |  | 1583.8191 | 0.019305
|  |  |  | -- | -- |  |  | 1583.8499 | 0.019254
|  |  |  | -- | -- |  |  | 1583.8805 | 0.019201
|  |  |  | -- | -- |  |  | 1583.9113 | 0.019147
|  |  |  | -- | -- |  |  | 1583.942 | 0.019092
|  |  |  | -- | -- |  |  | 1583.9728 | 0.019035
|  |  |  | -- | -- |  |  | 1584.0034 | 0.018976
|  |  |  | -- | -- |  |  | 1584.0342 | 0.018917
|  |  |  | -- | -- |  |  | 1584.0649 | 0.018856
|  |  |  | -- | -- |  |  | 1584.0957 | 0.018794
|  |  |  | -- | -- |  |  | 1584.1263 | 0.018731
|  |  |  | -- | -- |  |  | 1584.1571 | 0.018667
|  |  |  | -- | -- |  |  | 1584.1879 | 0.018603
|  |  |  | -- | -- |  |  | 1584.2186 | 0.018538
|  |  |  | -- | -- |  |  | 1584.2493 | 0.018472
|  |  |  | -- | -- |  |  | 1584.28 | 0.018405
|  |  |  | -- | -- |  |  | 1584.3108 | 0.018338
|  |  |  | -- | -- |  |  | 1584.3416 | 0.018271
|  |  |  | -- | -- |  |  | 1584.3723 | 0.018204
|  |  |  | -- | -- |  |  | 1584.4031 | 0.018136
|  |  |  | -- | -- |  |  | 1584.4338 | 0.018069
|  |  |  | -- | -- |  |  | 1584.4645 | 0.018001
|  |  |  | -- | -- |  |  | 1584.4952 | 0.017934
|  |  |  | -- | -- |  |  | 1584.526 | 0.017867
|  |  |  | -- | -- |  |  | 1584.5568 | 0.0178
|  |  |  | -- | -- |  |  | 1584.5875 | 0.017734
|  |  |  | -- | -- |  |  | 1584.6183 | 0.017669
|  |  |  | -- | -- |  |  | 1584.649 | 0.017604
|  |  |  | -- | -- |  |  | 1584.6798 | 0.01754
|  |  |  | -- | -- |  |  | 1584.7106 | 0.017477
|  |  |  | -- | -- |  |  | 1584.7413 | 0.017415
|  |  |  | -- | -- |  |  | 1584.7721 | 0.017354
|  |  |  | -- | -- |  |  | 1584.8029 | 0.017293
|  |  |  | -- | -- |  |  | 1584.8336 | 0.017235
|  |  |  | -- | -- |  |  | 1584.8644 | 0.017177
|  |  |  | -- | -- |  |  | 1584.8951 | 0.017121
|  |  |  | -- | -- |  |  | 1584.9259 | 0.017066
|  |  |  | -- | -- |  |  | 1584.9567 | 0.017013
|  |  |  | -- | -- |  |  | 1584.9874 | 0.016961
|  |  |  | -- | -- |  |  | 1585.0182 | 0.016911
|  |  |  | -- | -- |  |  | 1585.049 | 0.016862
|  |  |  | -- | -- |  |  | 1585.0797 | 0.016816
|  |  |  | -- | -- |  |  | 1585.1105 | 0.016771
|  |  |  | -- | -- |  |  | 1585.1412 | 0.016727
|  |  |  | -- | -- |  |  | 1585.172 | 0.016686
|  |  |  | -- | -- |  |  | 1585.2028 | 0.016646
|  |  |  | -- | -- |  |  | 1585.2336 | 0.016609
|  |  |  | -- | -- |  |  | 1585.2644 | 0.016573
|  |  |  | -- | -- |  |  | 1585.2952 | 0.016539
|  |  |  | -- | -- |  |  | 1585.3259 | 0.016507
|  |  |  | -- | -- |  |  | 1585.3567 | 0.016477
|  |  |  | -- | -- |  |  | 1585.3875 | 0.016449
|  |  |  | -- | -- |  |  | 1585.4182 | 0.016423
|  |  |  | -- | -- |  |  | 1585.4491 | 0.016399
|  |  |  | -- | -- |  |  | 1585.4799 | 0.016376
|  |  |  | -- | -- |  |  | 1585.5106 | 0.016356
|  |  |  | -- | -- |  |  | 1585.5414 | 0.016337
|  |  |  | -- | -- |  |  | 1585.5721 | 0.016321
|  |  |  | -- | -- |  |  | 1585.603 | 0.016306
|  |  |  | -- | -- |  |  | 1585.6338 | 0.016292
|  |  |  | -- | -- |  |  | 1585.6646 | 0.016281
|  |  |  | -- | -- |  |  | 1585.6954 | 0.016271
|  |  |  | -- | -- |  |  | 1585.7262 | 0.016263
|  |  |  | -- | -- |  |  | 1585.757 | 0.016257
|  |  |  | -- | -- |  |  | 1585.7877 | 0.016252
|  |  |  | -- | -- |  |  | 1585.8186 | 0.016249
|  |  |  | -- | -- |  |  | 1585.8494 | 0.016247
|  |  |  | -- | -- |  |  | 1585.8801 | 0.016247
|  |  |  | -- | -- |  |  | 1585.911 | 0.016247
|  |  |  | -- | -- |  |  | 1585.9418 | 0.01625
|  |  |  | -- | -- |  |  | 1585.9725 | 0.016253
|  |  |  | -- | -- |  |  | 1586.0034 | 0.016258
|  |  |  | -- | -- |  |  | 1586.0342 | 0.016263
|  |  |  | -- | -- |  |  | 1586.0649 | 0.01627
|  |  |  | -- | -- |  |  | 1586.0958 | 0.016278
|  |  |  | -- | -- |  |  | 1586.1266 | 0.016287
|  |  |  | -- | -- |  |  | 1586.1575 | 0.016296
|  |  |  | -- | -- |  |  | 1586.1882 | 0.016306
|  |  |  | -- | -- |  |  | 1586.2191 | 0.016318
|  |  |  | -- | -- |  |  | 1586.2499 | 0.016329
|  |  |  | -- | -- |  |  | 1586.2806 | 0.016342
|  |  |  | -- | -- |  |  | 1586.3115 | 0.016355
|  |  |  | -- | -- |  |  | 1586.3423 | 0.016368
|  |  |  | -- | -- |  |  | 1586.3732 | 0.016382
|  |  |  | -- | -- |  |  | 1586.4039 | 0.016396
|  |  |  | -- | -- |  |  | 1586.4348 | 0.016411
|  |  |  | -- | -- |  |  | 1586.4656 | 0.016425
|  |  |  | -- | -- |  |  | 1586.4965 | 0.016441
|  |  |  | -- | -- |  |  | 1586.5272 | 0.016456
|  |  |  | -- | -- |  |  | 1586.5581 | 0.016471
|  |  |  | -- | -- |  |  | 1586.589 | 0.016487
|  |  |  | -- | -- |  |  | 1586.6198 | 0.016502
|  |  |  | -- | -- |  |  | 1586.6506 | 0.016518
|  |  |  | -- | -- |  |  | 1586.6814 | 0.016534
|  |  |  | -- | -- |  |  | 1586.7123 | 0.016549
|  |  |  | -- | -- |  |  | 1586.743 | 0.016565
|  |  |  | -- | -- |  |  | 1586.7739 | 0.01658
|  |  |  | -- | -- |  |  | 1586.8048 | 0.016596
|  |  |  | -- | -- |  |  | 1586.8356 | 0.016611
|  |  |  | -- | -- |  |  | 1586.8665 | 0.016626
|  |  |  | -- | -- |  |  | 1586.8973 | 0.016641
|  |  |  | -- | -- |  |  | 1586.9281 | 0.016656
|  |  |  | -- | -- |  |  | 1586.959 | 0.01667
|  |  |  | -- | -- |  |  | 1586.9899 | 0.016685
|  |  |  | -- | -- |  |  | 1587.0206 | 0.016699
|  |  |  | -- | -- |  |  | 1587.0515 | 0.016713
|  |  |  | -- | -- |  |  | 1587.0824 | 0.016727
|  |  |  | -- | -- |  |  | 1587.1132 | 0.016741
|  |  |  | -- | -- |  |  | 1587.144 | 0.016754
|  |  |  | -- | -- |  |  | 1587.1749 | 0.016767
|  |  |  | -- | -- |  |  | 1587.2058 | 0.01678
|  |  |  | -- | -- |  |  | 1587.2366 | 0.016793
|  |  |  | -- | -- |  |  | 1587.2675 | 0.016806
|  |  |  | -- | -- |  |  | 1587.2983 | 0.016819
|  |  |  | -- | -- |  |  | 1587.3292 | 0.016831
|  |  |  | -- | -- |  |  | 1587.3601 | 0.016844
|  |  |  | -- | -- |  |  | 1587.3909 | 0.016856
|  |  |  | -- | -- |  |  | 1587.4218 | 0.016868
|  |  |  | -- | -- |  |  | 1587.4526 | 0.01688
|  |  |  | -- | -- |  |  | 1587.4835 | 0.016892
|  |  |  | -- | -- |  |  | 1587.5144 | 0.016904
|  |  |  | -- | -- |  |  | 1587.5453 | 0.016916
|  |  |  | -- | -- |  |  | 1587.5761 | 0.016927
|  |  |  | -- | -- |  |  | 1587.6069 | 0.016939
|  |  |  | -- | -- |  |  | 1587.6378 | 0.016951
|  |  |  | -- | -- |  |  | 1587.6687 | 0.016962
|  |  |  | -- | -- |  |  | 1587.6996 | 0.016974
|  |  |  | -- | -- |  |  | 1587.7305 | 0.016986
|  |  |  | -- | -- |  |  | 1587.7614 | 0.016997
|  |  |  | -- | -- |  |  | 1587.7922 | 0.017009
|  |  |  | -- | -- |  |  | 1587.8231 | 0.017021
|  |  |  | -- | -- |  |  | 1587.854 | 0.017032
|  |  |  | -- | -- |  |  | 1587.8849 | 0.017044
|  |  |  | -- | -- |  |  | 1587.9158 | 0.017056
|  |  |  | -- | -- |  |  | 1587.9467 | 0.017067
|  |  |  | -- | -- |  |  | 1587.9775 | 0.017079
|  |  |  | -- | -- |  |  | 1588.0084 | 0.01709
|  |  |  | -- | -- |  |  | 1588.0393 | 0.017102
|  |  |  | -- | -- |  |  | 1588.0702 | 0.017114
|  |  |  | -- | -- |  |  | 1588.1011 | 0.017125
|  |  |  | -- | -- |  |  | 1588.132 | 0.017137
|  |  |  | -- | -- |  |  | 1588.1628 | 0.017148
|  |  |  | -- | -- |  |  | 1588.1937 | 0.01716
|  |  |  | -- | -- |  |  | 1588.2246 | 0.017171
|  |  |  | -- | -- |  |  | 1588.2555 | 0.017182
|  |  |  | -- | -- |  |  | 1588.2864 | 0.017193
|  |  |  | -- | -- |  |  | 1588.3173 | 0.017204
|  |  |  | -- | -- |  |  | 1588.3481 | 0.017215
|  |  |  | -- | -- |  |  | 1588.379 | 0.017225
|  |  |  | -- | -- |  |  | 1588.41 | 0.017236
|  |  |  | -- | -- |  |  | 1588.4409 | 0.017246
|  |  |  | -- | -- |  |  | 1588.4718 | 0.017256
|  |  |  | -- | -- |  |  | 1588.5027 | 0.017265
|  |  |  | -- | -- |  |  | 1588.5336 | 0.017274
|  |  |  | -- | -- |  |  | 1588.5645 | 0.017283
|  |  |  | -- | -- |  |  | 1588.5955 | 0.017292
|  |  |  | -- | -- |  |  | 1588.6263 | 0.0173
|  |  |  | -- | -- |  |  | 1588.6572 | 0.017307
|  |  |  | -- | -- |  |  | 1588.6881 | 0.017314
|  |  |  | -- | -- |  |  | 1588.719 | 0.017321
|  |  |  | -- | -- |  |  | 1588.75 | 0.017327
|  |  |  | -- | -- |  |  | 1588.7809 | 0.017333
|  |  |  | -- | -- |  |  | 1588.8118 | 0.017338
|  |  |  | -- | -- |  |  | 1588.8427 | 0.017342
|  |  |  | -- | -- |  |  | 1588.8737 | 0.017346
|  |  |  | -- | -- |  |  | 1588.9045 | 0.01735
|  |  |  | -- | -- |  |  | 1588.9354 | 0.017352
|  |  |  | -- | -- |  |  | 1588.9664 | 0.017354
|  |  |  | -- | -- |  |  | 1588.9973 | 0.017355
|  |  |  | -- | -- |  |  | 1589.0282 | 0.017356
|  |  |  | -- | -- |  |  | 1589.0592 | 0.017356
|  |  |  | -- | -- |  |  | 1589.0901 | 0.017355
|  |  |  | -- | -- |  |  | 1589.121 | 0.017353
|  |  |  | -- | -- |  |  | 1589.152 | 0.01735
|  |  |  | -- | -- |  |  | 1589.1829 | 0.017347
|  |  |  | -- | -- |  |  | 1589.2137 | 0.017343
|  |  |  | -- | -- |  |  | 1589.2448 | 0.017338
|  |  |  | -- | -- |  |  | 1589.2756 | 0.017332
|  |  |  | -- | -- |  |  | 1589.3066 | 0.017326
|  |  |  | -- | -- |  |  | 1589.3375 | 0.017318
|  |  |  | -- | -- |  |  | 1589.3685 | 0.01731
|  |  |  | -- | -- |  |  | 1589.3994 | 0.017301
|  |  |  | -- | -- |  |  | 1589.4303 | 0.017292
|  |  |  | -- | -- |  |  | 1589.4613 | 0.017281
|  |  |  | -- | -- |  |  | 1589.4922 | 0.01727
|  |  |  | -- | -- |  |  | 1589.5232 | 0.017258
|  |  |  | -- | -- |  |  | 1589.5541 | 0.017245
|  |  |  | -- | -- |  |  | 1589.5851 | 0.017231
|  |  |  | -- | -- |  |  | 1589.616 | 0.017217
|  |  |  | -- | -- |  |  | 1589.647 | 0.017201
|  |  |  | -- | -- |  |  | 1589.6779 | 0.017186
|  |  |  | -- | -- |  |  | 1589.7089 | 0.017169
|  |  |  | -- | -- |  |  | 1589.7399 | 0.017152
|  |  |  | -- | -- |  |  | 1589.7708 | 0.017134
|  |  |  | -- | -- |  |  | 1589.8018 | 0.017116
|  |  |  | -- | -- |  |  | 1589.8326 | 0.017097
|  |  |  | -- | -- |  |  | 1589.8636 | 0.017077
|  |  |  | -- | -- |  |  | 1589.8945 | 0.017057
|  |  |  | -- | -- |  |  | 1589.9255 | 0.017036
|  |  |  | -- | -- |  |  | 1589.9565 | 0.017015
|  |  |  | -- | -- |  |  | 1589.9874 | 0.016994
|  |  |  | -- | -- |  |  | 1590.0184 | 0.016972
|  |  |  | -- | -- |  |  | 1590.0494 | 0.016949
|  |  |  | -- | -- |  |  | 1590.0803 | 0.016927
|  |  |  | -- | -- |  |  | 1590.1113 | 0.016904
|  |  |  | -- | -- |  |  | 1590.1423 | 0.01688
|  |  |  | -- | -- |  |  | 1590.1732 | 0.016857
|  |  |  | -- | -- |  |  | 1590.2042 | 0.016833
|  |  |  | -- | -- |  |  | 1590.2352 | 0.016809
|  |  |  | -- | -- |  |  | 1590.2662 | 0.016785
|  |  |  | -- | -- |  |  | 1590.2971 | 0.016761
|  |  |  | -- | -- |  |  | 1590.3281 | 0.016737
|  |  |  | -- | -- |  |  | 1590.3591 | 0.016713
|  |  |  | -- | -- |  |  | 1590.39 | 0.016689
|  |  |  | -- | -- |  |  | 1590.421 | 0.016665
|  |  |  | -- | -- |  |  | 1590.452 | 0.016641
|  |  |  | -- | -- |  |  | 1590.483 | 0.016617
|  |  |  | -- | -- |  |  | 1590.514 | 0.016593
|  |  |  | -- | -- |  |  | 1590.5449 | 0.01657
|  |  |  | -- | -- |  |  | 1590.5759 | 0.016546
|  |  |  | -- | -- |  |  | 1590.6069 | 0.016523
|  |  |  | -- | -- |  |  | 1590.6379 | 0.0165
|  |  |  | -- | -- |  |  | 1590.6689 | 0.016478
|  |  |  | -- | -- |  |  | 1590.7 | 0.016456
|  |  |  | -- | -- |  |  | 1590.731 | 0.016434
|  |  |  | -- | -- |  |  | 1590.7618 | 0.016413
|  |  |  | -- | -- |  |  | 1590.7928 | 0.016391
|  |  |  | -- | -- |  |  | 1590.8239 | 0.016371
|  |  |  | -- | -- |  |  | 1590.8549 | 0.016351
|  |  |  | -- | -- |  |  | 1590.8859 | 0.016331
|  |  |  | -- | -- |  |  | 1590.9169 | 0.016311
|  |  |  | -- | -- |  |  | 1590.9479 | 0.016293
|  |  |  | -- | -- |  |  | 1590.9789 | 0.016274
|  |  |  | -- | -- |  |  | 1591.0099 | 0.016256
|  |  |  | -- | -- |  |  | 1591.0409 | 0.016239
|  |  |  | -- | -- |  |  | 1591.0719 | 0.016222
|  |  |  | -- | -- |  |  | 1591.1029 | 0.016206
|  |  |  | -- | -- |  |  | 1591.1339 | 0.01619
|  |  |  | -- | -- |  |  | 1591.1649 | 0.016174
|  |  |  | -- | -- |  |  | 1591.1959 | 0.016159
|  |  |  | -- | -- |  |  | 1591.2269 | 0.016145
|  |  |  | -- | -- |  |  | 1591.2579 | 0.016131
|  |  |  | -- | -- |  |  | 1591.2889 | 0.016117
|  |  |  | -- | -- |  |  | 1591.3199 | 0.016104
|  |  |  | -- | -- |  |  | 1591.351 | 0.016091
|  |  |  | -- | -- |  |  | 1591.382 | 0.016079
|  |  |  | -- | -- |  |  | 1591.413 | 0.016067
|  |  |  | -- | -- |  |  | 1591.444 | 0.016056
|  |  |  | -- | -- |  |  | 1591.475 | 0.016044
|  |  |  | -- | -- |  |  | 1591.5061 | 0.016033
|  |  |  | -- | -- |  |  | 1591.5371 | 0.016023
|  |  |  | -- | -- |  |  | 1591.5681 | 0.016012
|  |  |  | -- | -- |  |  | 1591.5991 | 0.016002
|  |  |  | -- | -- |  |  | 1591.6301 | 0.015992
|  |  |  | -- | -- |  |  | 1591.6611 | 0.015982
|  |  |  | -- | -- |  |  | 1591.6923 | 0.015972
|  |  |  | -- | -- |  |  | 1591.7233 | 0.015963
|  |  |  | -- | -- |  |  | 1591.7543 | 0.015953
|  |  |  | -- | -- |  |  | 1591.7853 | 0.015943
|  |  |  | -- | -- |  |  | 1591.8163 | 0.015934
|  |  |  | -- | -- |  |  | 1591.8474 | 0.015924
|  |  |  | -- | -- |  |  | 1591.8784 | 0.015914
|  |  |  | -- | -- |  |  | 1591.9094 | 0.015904
|  |  |  | -- | -- |  |  | 1591.9404 | 0.015894
|  |  |  | -- | -- |  |  | 1591.9716 | 0.015884
|  |  |  | -- | -- |  |  | 1592.0026 | 0.015873
|  |  |  | -- | -- |  |  | 1592.0336 | 0.015862
|  |  |  | -- | -- |  |  | 1592.0646 | 0.015851
|  |  |  | -- | -- |  |  | 1592.0957 | 0.015839
|  |  |  | -- | -- |  |  | 1592.1267 | 0.015827
|  |  |  | -- | -- |  |  | 1592.1577 | 0.015814
|  |  |  | -- | -- |  |  | 1592.1888 | 0.015801
|  |  |  | -- | -- |  |  | 1592.2198 | 0.015788
|  |  |  | -- | -- |  |  | 1592.2509 | 0.015774
|  |  |  | -- | -- |  |  | 1592.282 | 0.015759
|  |  |  | -- | -- |  |  | 1592.313 | 0.015744
|  |  |  | -- | -- |  |  | 1592.3441 | 0.015728
|  |  |  | -- | -- |  |  | 1592.3751 | 0.015711
|  |  |  | -- | -- |  |  | 1592.4061 | 0.015694
|  |  |  | -- | -- |  |  | 1592.4373 | 0.015676
|  |  |  | -- | -- |  |  | 1592.4683 | 0.015658
|  |  |  | -- | -- |  |  | 1592.4994 | 0.015638
|  |  |  | -- | -- |  |  | 1592.5304 | 0.015618
|  |  |  | -- | -- |  |  | 1592.5615 | 0.015598
|  |  |  | -- | -- |  |  | 1592.5925 | 0.015576
|  |  |  | -- | -- |  |  | 1592.6237 | 0.015554
|  |  |  | -- | -- |  |  | 1592.6547 | 0.015531
|  |  |  | -- | -- |  |  | 1592.6857 | 0.015508
|  |  |  | -- | -- |  |  | 1592.7168 | 0.015483
|  |  |  | -- | -- |  |  | 1592.7479 | 0.015458
|  |  |  | -- | -- |  |  | 1592.7789 | 0.015433
|  |  |  | -- | -- |  |  | 1592.8101 | 0.015406
|  |  |  | -- | -- |  |  | 1592.8411 | 0.015379
|  |  |  | -- | -- |  |  | 1592.8722 | 0.015351
|  |  |  | -- | -- |  |  | 1592.9032 | 0.015323
|  |  |  | -- | -- |  |  | 1592.9343 | 0.015294
|  |  |  | -- | -- |  |  | 1592.9653 | 0.015265
|  |  |  | -- | -- |  |  | 1592.9965 | 0.015235
|  |  |  | -- | -- |  |  | 1593.0276 | 0.015204
|  |  |  | -- | -- |  |  | 1593.0586 | 0.015173
|  |  |  | -- | -- |  |  | 1593.0897 | 0.015142
|  |  |  | -- | -- |  |  | 1593.1207 | 0.01511
|  |  |  | -- | -- |  |  | 1593.1519 | 0.015078
|  |  |  | -- | -- |  |  | 1593.183 | 0.015046
|  |  |  | -- | -- |  |  | 1593.214 | 0.015013
|  |  |  | -- | -- |  |  | 1593.2451 | 0.014981
|  |  |  | -- | -- |  |  | 1593.2762 | 0.014948
|  |  |  | -- | -- |  |  | 1593.3074 | 0.014915
|  |  |  | -- | -- |  |  | 1593.3384 | 0.014882
|  |  |  | -- | -- |  |  | 1593.3695 | 0.014849
|  |  |  | -- | -- |  |  | 1593.4006 | 0.014816
|  |  |  | -- | -- |  |  | 1593.4316 | 0.014784
|  |  |  | -- | -- |  |  | 1593.4628 | 0.014751
|  |  |  | -- | -- |  |  | 1593.4939 | 0.014719
|  |  |  | -- | -- |  |  | 1593.525 | 0.014688
|  |  |  | -- | -- |  |  | 1593.556 | 0.014656
|  |  |  | -- | -- |  |  | 1593.5872 | 0.014625
|  |  |  | -- | -- |  |  | 1593.6183 | 0.014595
|  |  |  | -- | -- |  |  | 1593.6494 | 0.014565
|  |  |  | -- | -- |  |  | 1593.6805 | 0.014536
|  |  |  | -- | -- |  |  | 1593.7115 | 0.014507
|  |  |  | -- | -- |  |  | 1593.7427 | 0.01448
|  |  |  | -- | -- |  |  | 1593.7738 | 0.014453
|  |  |  | -- | -- |  |  | 1593.8049 | 0.014427
|  |  |  | -- | -- |  |  | 1593.8361 | 0.014401
|  |  |  | -- | -- |  |  | 1593.8672 | 0.014377
|  |  |  | -- | -- |  |  | 1593.8983 | 0.014354
|  |  |  | -- | -- |  |  | 1593.9294 | 0.014332
|  |  |  | -- | -- |  |  | 1593.9604 | 0.014311
|  |  |  | -- | -- |  |  | 1593.9916 | 0.014291
|  |  |  | -- | -- |  |  | 1594.0227 | 0.014272
|  |  |  | -- | -- |  |  | 1594.0538 | 0.014255
|  |  |  | -- | -- |  |  | 1594.085 | 0.014239
|  |  |  | -- | -- |  |  | 1594.1161 | 0.014224
|  |  |  | -- | -- |  |  | 1594.1472 | 0.01421
|  |  |  | -- | -- |  |  | 1594.1783 | 0.014198
|  |  |  | -- | -- |  |  | 1594.2095 | 0.014188
|  |  |  | -- | -- |  |  | 1594.2406 | 0.014178
|  |  |  | -- | -- |  |  | 1594.2717 | 0.01417
|  |  |  | -- | -- |  |  | 1594.3029 | 0.014164
|  |  |  | -- | -- |  |  | 1594.334 | 0.014159
|  |  |  | -- | -- |  |  | 1594.3651 | 0.014156
|  |  |  | -- | -- |  |  | 1594.3962 | 0.014154
|  |  |  | -- | -- |  |  | 1594.4274 | 0.014153
|  |  |  | -- | -- |  |  | 1594.4585 | 0.014154
|  |  |  | -- | -- |  |  | 1594.4896 | 0.014157
|  |  |  | -- | -- |  |  | 1594.5208 | 0.014161
|  |  |  | -- | -- |  |  | 1594.552 | 0.014167
|  |  |  | -- | -- |  |  | 1594.5831 | 0.014174
|  |  |  | -- | -- |  |  | 1594.6143 | 0.014182
|  |  |  | -- | -- |  |  | 1594.6454 | 0.014192
|  |  |  | -- | -- |  |  | 1594.6765 | 0.014204
|  |  |  | -- | -- |  |  | 1594.7076 | 0.014217
|  |  |  | -- | -- |  |  | 1594.7388 | 0.014231
|  |  |  | -- | -- |  |  | 1594.7699 | 0.014247
|  |  |  | -- | -- |  |  | 1594.8011 | 0.014264
|  |  |  | -- | -- |  |  | 1594.8323 | 0.014283
|  |  |  | -- | -- |  |  | 1594.8634 | 0.014303
|  |  |  | -- | -- |  |  | 1594.8945 | 0.014324
|  |  |  | -- | -- |  |  | 1594.9257 | 0.014346
|  |  |  | -- | -- |  |  | 1594.9569 | 0.01437
|  |  |  | -- | -- |  |  | 1594.988 | 0.014394
|  |  |  | -- | -- |  |  | 1595.0192 | 0.01442
|  |  |  | -- | -- |  |  | 1595.0503 | 0.014447
|  |  |  | -- | -- |  |  | 1595.0815 | 0.014475
|  |  |  | -- | -- |  |  | 1595.1127 | 0.014504
|  |  |  | -- | -- |  |  | 1595.1438 | 0.014534
|  |  |  | -- | -- |  |  | 1595.1749 | 0.014565
|  |  |  | -- | -- |  |  | 1595.2062 | 0.014597
|  |  |  | -- | -- |  |  | 1595.2373 | 0.01463
|  |  |  | -- | -- |  |  | 1595.2684 | 0.014663
|  |  |  | -- | -- |  |  | 1595.2997 | 0.014698
|  |  |  | -- | -- |  |  | 1595.3308 | 0.014733
|  |  |  | -- | -- |  |  | 1595.3619 | 0.014768
|  |  |  | -- | -- |  |  | 1595.3932 | 0.014804
|  |  |  | -- | -- |  |  | 1595.4243 | 0.014841
|  |  |  | -- | -- |  |  | 1595.4556 | 0.014878
|  |  |  | -- | -- |  |  | 1595.4867 | 0.014916
|  |  |  | -- | -- |  |  | 1595.5178 | 0.014954
|  |  |  | -- | -- |  |  | 1595.5491 | 0.014993
|  |  |  | -- | -- |  |  | 1595.5802 | 0.015032
|  |  |  | -- | -- |  |  | 1595.6115 | 0.015071
|  |  |  | -- | -- |  |  | 1595.6426 | 0.015111
|  |  |  | -- | -- |  |  | 1595.6738 | 0.01515
|  |  |  | -- | -- |  |  | 1595.705 | 0.01519
|  |  |  | -- | -- |  |  | 1595.7361 | 0.01523
|  |  |  | -- | -- |  |  | 1595.7673 | 0.01527
|  |  |  | -- | -- |  |  | 1595.7985 | 0.01531
|  |  |  | -- | -- |  |  | 1595.8297 | 0.01535
|  |  |  | -- | -- |  |  | 1595.8608 | 0.01539
|  |  |  | -- | -- |  |  | 1595.8921 | 0.01543
|  |  |  | -- | -- |  |  | 1595.9233 | 0.01547
|  |  |  | -- | -- |  |  | 1595.9545 | 0.01551
|  |  |  | -- | -- |  |  | 1595.9857 | 0.01555
|  |  |  | -- | -- |  |  | 1596.0168 | 0.015589
|  |  |  | -- | -- |  |  | 1596.0481 | 0.015629
|  |  |  | -- | -- |  |  | 1596.0792 | 0.015668
|  |  |  | -- | -- |  |  | 1596.1105 | 0.015707
|  |  |  | -- | -- |  |  | 1596.1417 | 0.015745
|  |  |  | -- | -- |  |  | 1596.1729 | 0.015783
|  |  |  | -- | -- |  |  | 1596.2041 | 0.015821
|  |  |  | -- | -- |  |  | 1596.2352 | 0.015859
|  |  |  | -- | -- |  |  | 1596.2665 | 0.015896
|  |  |  | -- | -- |  |  | 1596.2977 | 0.015933
|  |  |  | -- | -- |  |  | 1596.3289 | 0.015969
|  |  |  | -- | -- |  |  | 1596.3601 | 0.016005
|  |  |  | -- | -- |  |  | 1596.3914 | 0.016041
|  |  |  | -- | -- |  |  | 1596.4225 | 0.016076
|  |  |  | -- | -- |  |  | 1596.4537 | 0.016111
|  |  |  | -- | -- |  |  | 1596.485 | 0.016146
|  |  |  | -- | -- |  |  | 1596.5162 | 0.01618
|  |  |  | -- | -- |  |  | 1596.5474 | 0.016213
|  |  |  | -- | -- |  |  | 1596.5786 | 0.016246
|  |  |  | -- | -- |  |  | 1596.6099 | 0.016279
|  |  |  | -- | -- |  |  | 1596.6411 | 0.016311
|  |  |  | -- | -- |  |  | 1596.6722 | 0.016343
|  |  |  | -- | -- |  |  | 1596.7035 | 0.016375
|  |  |  | -- | -- |  |  | 1596.7347 | 0.016406
|  |  |  | -- | -- |  |  | 1596.766 | 0.016436
|  |  |  | -- | -- |  |  | 1596.7971 | 0.016466
|  |  |  | -- | -- |  |  | 1596.8284 | 0.016496
|  |  |  | -- | -- |  |  | 1596.8596 | 0.016525
|  |  |  | -- | -- |  |  | 1596.8909 | 0.016554
|  |  |  | -- | -- |  |  | 1596.9221 | 0.016583
|  |  |  | -- | -- |  |  | 1596.9534 | 0.016611
|  |  |  | -- | -- |  |  | 1596.9846 | 0.016639
|  |  |  | -- | -- |  |  | 1597.0157 | 0.016666
|  |  |  | -- | -- |  |  | 1597.047 | 0.016693
|  |  |  | -- | -- |  |  | 1597.0782 | 0.01672
|  |  |  | -- | -- |  |  | 1597.1095 | 0.016746
|  |  |  | -- | -- |  |  | 1597.1407 | 0.016773
|  |  |  | -- | -- |  |  | 1597.172 | 0.016798
|  |  |  | -- | -- |  |  | 1597.2032 | 0.016824
|  |  |  | -- | -- |  |  | 1597.2345 | 0.016849
|  |  |  | -- | -- |  |  | 1597.2657 | 0.016874
|  |  |  | -- | -- |  |  | 1597.297 | 0.016899
|  |  |  | -- | -- |  |  | 1597.3282 | 0.016923
|  |  |  | -- | -- |  |  | 1597.3595 | 0.016948
|  |  |  | -- | -- |  |  | 1597.3907 | 0.016972
|  |  |  | -- | -- |  |  | 1597.422 | 0.016996
|  |  |  | -- | -- |  |  | 1597.4532 | 0.017019
|  |  |  | -- | -- |  |  | 1597.4845 | 0.017043
|  |  |  | -- | -- |  |  | 1597.5157 | 0.017066
|  |  |  | -- | -- |  |  | 1597.547 | 0.017089
|  |  |  | -- | -- |  |  | 1597.5782 | 0.017112
|  |  |  | -- | -- |  |  | 1597.6095 | 0.017135
|  |  |  | -- | -- |  |  | 1597.6407 | 0.017158
|  |  |  | -- | -- |  |  | 1597.672 | 0.017181
|  |  |  | -- | -- |  |  | 1597.7032 | 0.017204
|  |  |  | -- | -- |  |  | 1597.7346 | 0.017226
|  |  |  | -- | -- |  |  | 1597.7659 | 0.017249
|  |  |  | -- | -- |  |  | 1597.7971 | 0.017271
|  |  |  | -- | -- |  |  | 1597.8284 | 0.017293
|  |  |  | -- | -- |  |  | 1597.8596 | 0.017316
|  |  |  | -- | -- |  |  | 1597.8909 | 0.017338
|  |  |  | -- | -- |  |  | 1597.9221 | 0.01736
|  |  |  | -- | -- |  |  | 1597.9535 | 0.017383
|  |  |  | -- | -- |  |  | 1597.9847 | 0.017405
|  |  |  | -- | -- |  |  | 1598.016 | 0.017427
|  |  |  | -- | -- |  |  | 1598.0472 | 0.017449
|  |  |  | -- | -- |  |  | 1598.0785 | 0.017471
|  |  |  | -- | -- |  |  | 1598.1099 | 0.017494
|  |  |  | -- | -- |  |  | 1598.1411 | 0.017516
|  |  |  | -- | -- |  |  | 1598.1724 | 0.017538
|  |  |  | -- | -- |  |  | 1598.2036 | 0.01756
|  |  |  | -- | -- |  |  | 1598.235 | 0.017582
|  |  |  | -- | -- |  |  | 1598.2662 | 0.017605
|  |  |  | -- | -- |  |  | 1598.2975 | 0.017627
|  |  |  | -- | -- |  |  | 1598.3289 | 0.017649
|  |  |  | -- | -- |  |  | 1598.3601 | 0.017671
|  |  |  | -- | -- |  |  | 1598.3914 | 0.017693
|  |  |  | -- | -- |  |  | 1598.4227 | 0.017715
|  |  |  | -- | -- |  |  | 1598.454 | 0.017737
|  |  |  | -- | -- |  |  | 1598.4852 | 0.017759
|  |  |  | -- | -- |  |  | 1598.5166 | 0.017781
|  |  |  | -- | -- |  |  | 1598.5479 | 0.017803
|  |  |  | -- | -- |  |  | 1598.5791 | 0.017825
|  |  |  | -- | -- |  |  | 1598.6105 | 0.017846
|  |  |  | -- | -- |  |  | 1598.6417 | 0.017868
|  |  |  | -- | -- |  |  | 1598.6731 | 0.017889
|  |  |  | -- | -- |  |  | 1598.7043 | 0.017911
|  |  |  | -- | -- |  |  | 1598.7356 | 0.017932
|  |  |  | -- | -- |  |  | 1598.767 | 0.017953
|  |  |  | -- | -- |  |  | 1598.7982 | 0.017974
|  |  |  | -- | -- |  |  | 1598.8296 | 0.017994
|  |  |  | -- | -- |  |  | 1598.8608 | 0.018015
|  |  |  | -- | -- |  |  | 1598.8922 | 0.018035
|  |  |  | -- | -- |  |  | 1598.9235 | 0.018055
|  |  |  | -- | -- |  |  | 1598.9548 | 0.018074
|  |  |  | -- | -- |  |  | 1598.9861 | 0.018093
|  |  |  | -- | -- |  |  | 1599.0175 | 0.018112
|  |  |  | -- | -- |  |  | 1599.0487 | 0.01813
|  |  |  | -- | -- |  |  | 1599.0801 | 0.018148
|  |  |  | -- | -- |  |  | 1599.1113 | 0.018166
|  |  |  | -- | -- |  |  | 1599.1427 | 0.018183
|  |  |  | -- | -- |  |  | 1599.1741 | 0.018199
|  |  |  | -- | -- |  |  | 1599.2053 | 0.018215
|  |  |  | -- | -- |  |  | 1599.2367 | 0.018231
|  |  |  | -- | -- |  |  | 1599.2679 | 0.018245
|  |  |  | -- | -- |  |  | 1599.2993 | 0.018259
|  |  |  | -- | -- |  |  | 1599.3307 | 0.018273
|  |  |  | -- | -- |  |  | 1599.3619 | 0.018286
|  |  |  | -- | -- |  |  | 1599.3933 | 0.018297
|  |  |  | -- | -- |  |  | 1599.4247 | 0.018309
|  |  |  | -- | -- |  |  | 1599.4559 | 0.018319
|  |  |  | -- | -- |  |  | 1599.4873 | 0.018328
|  |  |  | -- | -- |  |  | 1599.5187 | 0.018337
|  |  |  | -- | -- |  |  | 1599.5499 | 0.018344
|  |  |  | -- | -- |  |  | 1599.5813 | 0.018351
|  |  |  | -- | -- |  |  | 1599.6127 | 0.018356
|  |  |  | -- | -- |  |  | 1599.6439 | 0.01836
|  |  |  | -- | -- |  |  | 1599.6753 | 0.018364
|  |  |  | -- | -- |  |  | 1599.7067 | 0.018366
|  |  |  | -- | -- |  |  | 1599.738 | 0.018367
|  |  |  | -- | -- |  |  | 1599.7693 | 0.018367
|  |  |  | -- | -- |  |  | 1599.8007 | 0.018365
|  |  |  | -- | -- |  |  | 1599.832 | 0.018362
|  |  |  | -- | -- |  |  | 1599.8634 | 0.018358
|  |  |  | -- | -- |  |  | 1599.8948 | 0.018353
|  |  |  | -- | -- |  |  | 1599.926 | 0.018346
|  |  |  | -- | -- |  |  | 1599.9574 | 0.018338
|  |  |  | -- | -- |  |  | 1599.9888 | 0.018328
|  |  |  | -- | -- |  |  | 1600.0201 | 0.018317
|  |  |  | -- | --
|  |  |  | -- | --
|  |  |  | -- | --
|  |  |  | -- | --
|  |  |  | -- | --
|  |  |  | -- | --
|  |  |  | -- | --
|  |  |  | -- | --
|  |  |  | -- | --
|  |  |  | -- | --
|  |  |  | -- | --
|  |  |  | -- | --
|  |  |  | -- | --
|  |  |  | -- | --
|  |  |  | -- | --
|  |  |  | -- | --
|  |  |  | -- | --
|  |  |  | -- | --
|  |  |  | -- | --
|  |  |  | -- | --
|  |  |  | -- | --
|  |  |  | -- | --
|  |  |  | -- | --
|  |  |  | -- | --
|  |  |  | -- | --
|  |  |  | -- | --
|  |  |  | -- | --
|  |  |  | -- | --
|  |  |  | -- | --
|  |  |  | -- | --
|  |  |  | -- | --
|  |  |  | -- | --
|  |  |  | -- | --
|  |  |  | -- | --
|  |  |  | -- | --
|  |  |  | -- | --
|  |  |  | -- | --
|  |  |  | -- | --

## Integration (hidden)
LED Item # | M430L4
Do Not Edit This Tab | Area Under Normalized Curve
| Total | 18.9424
Integration
0
0
0
0
0
0
0
0
0
0
0
0
0
0
0
0
0
0
0
0
0
0
0
0
0
0
0
0
0
0
0
0
0
0
0
0
0
0
0
0
0
0
0
0
0
0
0
0
0
0
0
0
0
0
0
0
0
0
0
0
0
0
0
0
0
0
0
0
0
0
0
0
0
0
0
0
0
0
0
0
0
0
0
0
0
0
0
0
0
0
0
0
0
0
0
0
0
0
0
0
0
0
0
0
0
0
0
0
0
0
0
0
0
0
0
0
0
0
0
0
0
0
0
0
0
0
0
0
0
0
0
0
0
0
0
0
0
0
0
0
0
0
0
0
0
0
0
0
0
0
0
0
0
0
0
0
0
0
0
0
0
0
0
0
0
0
0
0
0
0
0
0
0
0
0
0
0
0
0
0
0
0
0
0
0
0
0
0
0
0
0
0
0
0
0
0
0
0
0
0
0
0
0
0
0
0
0
0
0
0
0
0
0
0
0
0
0
0
0
0
0
0
0
0
0
0
0
0
0
0
0
0
0
0
0
0
0
0
0
0
0
0
0
0
0
0
0
0
0
0
0
0
0
0
0
0
0
0
0
0
0
0
0
0
0
0
0
0
0
0
0
0
0
0
0
0
0
0
0
0
0
0
0
0
0
0
0
0
0
0
0
0
0
0
0
0
0
0
0
0
0
0
0
0
0
0
0
0
0
0
0
0
0
0
0
0
0
0
0
0
0
0
0
0
0
0
0
0
0
0
0
0
0
0
0
0
0
0
0
0
0
0
0
0
0
0
0
0
0
0
0
0
0
0
0
0
0
0
0
0
0
0
0
0
0
0
0
0
0
0
0
0
0
0
0
0
0
0
0
0
0
0
0
0
0
0
0
0
0
0
0
0
0
0
0
0
0
0
0
0
0
0
0
0
0
0
0
0
0
0
0
0
0
0
0
0
0
0
0
0
0
0
0
0
0
0
0
0
0
0
0
0
0
0
0
0
0
0
0
0
0
0
0
0
0
0
0
0
0
0
0
0
0
0
0
0
0
0
0
0
0
0
0
0
0
0
0
0
0
0
0
0
0
0
0
0
0
0
0
0
0
0
0
0
0
0
0
0
0
0
0
0
0
0
0
0
0
0
0
0
0
0
0
0
0
0
0
0
0
0
0
0
0
0
0
0
0
0
0
0
0
0
0
0
0
0
0
0
0
0
0
0
0
0
0
0
0
0
0
0
0
0
0
0
0
0
0
0
0
0
0
0
0
0
0
0
0
0
0
0
0
0
0
0
0
0
0
0
0
0
0
0
0
0
0
0
0
0
0
0
0
0
0
0
0
0
0
0
0
0
0
0
0
0
0
0
0
0
0
0
0
0
0
0
0
0
0
0
0
0
0
0
0
0
0
0
0
0
0
0
0
0
0
0
0
0
0
0
0
0
0
0
0
0
0
0
0
0
0
0
0
0
0
0
0
0
0
0
0
0
0
0
0
0
0
0
0
0
0
0
0
0
0
0
0
0
0
0
0
0
0
0
0
0
0
0
0
0
0
0
0
0
0
0
0
0
0
0
0
0
0
0
0
0
0
0
0
0
0
0
0
0
0
0
0
0
0
0
0
0
0
0
0
0
0
0
0
0
0
0
0
0
0
0
0
0
0
0
0
0
0
0
0
0
0
0
0
0
0
0
0
0
0
0
0
0
0
0
0
0
0
0
0
0
0
0
0
0
0
0
0
0
0
0
0
0
0
0
0
0
0
0
0
0
0
0
0
0
0
0
0
0
0
0
0
0
0
0
0
0
0
0
0
0
0
0
0
0
0
0
0
0
0
0
0
0
0
0
0
0
0
0
0
0
0
0
0
0
0
0
0
0
0
0
0
0
0
0
0
0
0
0
0
0
0
0
0
0
0
0
0
0
0
0
0
0
0
0
0
0
0
0
0
0
0
0
0
0
0
0
0
0
0
0
0
0
0
0
0
0
0
0
0
0
0
0
0
0
0
0
0
0
0
0
-8.8709e-05
0.00059321
0.00053583
0.0006503
0.00067201
0.00040451
0.00032703
0.00051961
0.00054404
0.00050366
0.00053446
0.00062676
0.00085305
0.00058071
0.00046838
0.00067802
0.00052478
0.00010563
0.00037242
0.00052416
0.00028323
0.00063453
0.00088024
0.00088702
0.00077582
0.00050725
0.00045077
0.00072985
0.00093378
0.00066534
0.00047627
0.00031275
0.00064868
0.00079814
0.00055117
0.00063042
0.000655
0.00071403
0.00085093
0.0008419
0.00084413
0.00081671
0.00082864
0.00076705
0.00071393
0.00076128
0.00084568
0.00087565
0.00072875
0.00075318
0.00083167
0.0008282
0.0010639
0.0011859
0.0010479
0.0010368
0.0011541
0.0010002
0.0011747
0.0013141
0.0011448
0.0012676
0.001444
0.0016172
0.001753
0.0015393
0.0016448
0.0018054
0.0018132
0.0020385
0.0020183
0.0020661
0.0022088
0.0024507
0.0027094
0.0028319
0.0028309
0.002926
0.0028939
0.0030551
0.0033495
0.003442
0.0037141
0.0040984
0.0040924
0.0041453
0.0044137
0.0046426
0.0045987
0.0049034
0.0053526
0.0054495
0.0056547
0.0060108
0.0065659
0.0069233
0.007059
0.0073066
0.0075955
0.0078013
0.0082037
0.0088038
0.0093269
0.0098649
0.01047
0.010811
0.0111
0.011397
0.012719
0.013488
0.014248
0.014836
0.015542
0.016264
0.016904
0.017404
0.018186
0.01892
0.019364
0.020057
0.020823
0.021759
0.022765
0.02367
0.024886
0.025688
0.026616
0.028118
0.029215
0.030588
0.032169
0.033527
0.035099
0.036699
0.038234
0.040005
0.041895
0.043877
0.045778
0.047544
0.04938
0.051695
0.054388
0.056565
0.058824
0.061232
0.063518
0.066508
0.069588
0.073088
0.077019
0.080256
0.08399
0.087901
0.091187
0.094582
0.097609
0.10112
0.10572
0.11015
0.11383
0.11742
0.1218
0.12616
0.12919
0.13177
0.13587
0.13942
0.1416
0.14504
0.14952
0.1537
0.15794
0.16196
0.16503
0.16906
0.17352
0.1766
0.18029
0.18523
0.18879
0.19158
0.19468
0.19634
0.19794
0.20147
0.20497
0.20633
0.20757
0.21071
0.21393
0.21545
0.2162
0.21659
0.2163
0.21637
0.21593
0.2161
0.21793
0.21791
0.21529
0.21312
0.21123
0.20776
0.2023
0.19407
0.18456
0.17598
0.16861
0.16256
0.15887
0.15709
0.15466
0.15077
0.14707
0.14414
0.14146
0.13909
0.13761
0.13501
0.13092
0.12809
0.12569
0.12283
0.12066
0.11906
0.1165
0.11359
0.11106
0.10828
0.10531
0.10225
0.098874
0.094715
0.090957
0.088582
0.086889
0.085805
0.084506
0.082786
0.080857
0.079233
0.077706
0.076133
0.074447
0.072415
0.071069
0.070153
0.069086
0.068356
0.067842
0.067076
0.066065
0.064774
0.063363
0.061992
0.060361
0.059018
0.057853
0.056893
0.056049
0.054757
0.053259
0.05195
0.050685
0.048994
0.047213
0.045711
0.044494
0.043526
0.042453
0.041135
0.039946
0.038911
0.037518
0.036393
0.035417
0.034328
0.033528
0.032491
0.031436
0.030558
0.029698
0.028927
0.028067
0.027266
0.026509
0.025639
0.024814
0.02421
0.02346
0.022511
0.021823
0.021359
0.020856
0.020289
0.01967
0.019007
0.018661
0.018215
0.017501
0.016934
0.016533
0.016293
0.015876
0.015539
0.015419
0.015046
0.014541
0.014157
0.013875
0.013578
0.013168
0.012898
0.012797
0.012637
0.012338
0.01208
0.01181
0.011477
0.011213
0.010932
0.010668
0.010328
0.010004
0.0098394
0.0097289
0.0094866
0.0091966
0.0089507
0.008824
0.0086085
0.0083104
0.0081419
0.0079757
0.0076912
0.0074484
0.007355
0.0071681
0.0069706
0.0068307
0.0066789
0.0066203
0.0064501
0.0061891
0.0060038
0.005834
0.0055209
0.0053494
0.0053383
0.0051836
0.0049739
0.0047979
0.004776
0.0047864
0.004668
0.0046281
0.0044455
0.00409
0.0039822
0.0039503
0.0039144
0.0039747
0.004169
0.0036043
0.0035369
0.003467
0.0035489
0.0035519
0.0032681
0.0032368
0.0032543
0.003191
0.002949
0.0028208
0.0029164
0.002909
0.0028324
0.002603
0.0024229
0.0024836
0.0025552
0.0025454
0.0025418
0.0024798
0.0023669
0.0024079
0.0023354
0.0021272
0.0019924
0.0019925
0.0020859
0.002029
0.0020412
0.0020915
0.0020727
0.0019437
0.0018683
0.0019463
0.0018386
0.0018465
0.0018324
0.0018018
0.0018103
0.0016693
0.0015892
0.0016033
0.0015597
0.0016192
0.0015634
0.0014463
0.0015228
0.0014879
0.0014216
0.00146
0.0014864
0.0014351
0.0013643
0.001284
0.001291
0.0012897
0.0013106
0.0012814
0.0011874
0.0012262
0.0012418
0.0012349
0.0012249
0.0010872
0.0010553
0.0011713
0.0011826
0.0010734
0.001058
0.0010612
0.00099407
0.0010247
0.0010589
0.0010636
0.0010331
0.001017
0.0010227
0.0010255
0.0009795
0.00095797
0.0009395
0.00088625
0.00087976
0.00095102
0.00093451
0.00082783
0.00081358
0.00081864
0.00084128
0.00083188
0.00081593
0.00079995
0.00074026
0.00081063
0.00082337
0.00083693
0.00085451
0.00073917
0.00066796
0.00071526
0.00072124
0.00069861
0.00073956
0.00069736
0.00060621
0.00060037
0.00061752
0.0005968
0.00060617
0.00063876
0.00074684
0.00072625
0.00062321
0.00063374
0.00063435
0.00059543
0.00056135
0.000599
0.0005362
0.00049678
0.00064507
0.00066223
0.00065686
0.00060913
0.00057356
0.00058138
0.00049177
0.00053357
0.00054777
0.00056096
0.00059844
0.00050792
0.00058704
0.00066444
0.00059424
0.00053428
0.00048207
0.00056205
0.00062088
0.00062959
0.00062692
0.00051243
0.00054215
0.00068953
0.00069458
0.00058276
0.00060114
0.00055845
0.00042568
0.00053069
0.00059236
0.00051446
0.0004712
0.00043752
0.00051722
0.00052572
0.00045058
0.00056582
0.00056362
0.00048754
0.00048104
0.0004585
0.00049344
0.00054259
0.00060057
0.00055057
0.000464
0.00041592
0.00048783
0.00055044
0.00056162
0.00058334
0.00048765
0.00045823
0.00052232
0.00053242
0.00047045
0.00050678
0.00058846
0.00052489
0.00048856
0.00058347
0.00055121
0.00039486
0.00034379
0.00038463
0.00041696
0.00050243
0.00044275
0.00043679
0.00048373
0.00038506
0.0004481
0.0005097
0.00043784
0.00040193
0.00041955
0.00041927
0.00043376
0.00040985
0.00034897
0.00043091
0.00042157
0.00044377
0.00046285
0.00043024
0.00040751
0.00038207
0.00040927
0.00044848
0.00043558
0.00034699
0.00042705
0.00050573
0.00038751
0.00037562
0.00040267
0.00036542
0.00039328
0.00044538
0.00043407
0.00036789
0.00039594
0.00044297
0.00038756
0.00036497
0.00045122
0.00045691
0.00040239
0.00036513
0.00037254
0.00044613
0.00044313
0.00041803
0.00038755
0.00033544
0.00038938
0.0003847
0.00036993
0.0004252
0.000408
0.00037796
0.00037465
0.00042891
0.00046271
0.00043307
0.00032713
0.0003517
0.00044203
0.00043255
0.00035963
0.00032271
0.00034447
0.00039266
0.00025803
0.00039941
0.00033179
0.00029325
0.00039564
0.00038296
0.00034671
0.00039843
0.00041372
0.00044911
0.00042355
0.00042066
0.00044436
0.00040613
0.00035558
0.0003462
0.00035079
0.00031703
0.00039313
0.0004235
0.00040726
0.0004527
0.00042585
0.00035278
0.0003078
0.0003148
0.00037834
0.00041605
0.00040019
0.00046025
0.00043383
0.00041835
0.00042477
0.00033523
0.00039009
0.00045859
0.00043667
0.00044032
0.00040452
0.00032562
0.00034438
0.00043767
0.00045989
0.00041438
0.00042076
0.00042194
0.00030935
0.00029346
0.00041426
0.00046937
0.00044762
0.00033393
0.00038564
0.00042815
0.00031046
0.00035826
0.00045297
0.00039694
0.00036497
0.00035764
0.00034601
0.00034585
0.00029726
0.00028362
0.00027812
0.00029175
0.00034998
0.00044245
0.00039461
0.00036718
0.00043214
0.00036684
0.00035717
0.00040302
0.00046902
0.00038556
0.00031468
0.00034657
0.00031668
0.00032477
0.00035145
0.00041535
0.00036786
0.00026475
0.00024905
0.00034425
0.00033655
0.0002928
0.0004144
0.00044352
0.00035788
0.00033732
0.00032449
0.00033376
0.00036721
0.00030668
0.00035296
0.0003912
0.00033168
0.00036923
0.00037972
0.00035777
0.00031939
0.00029418
0.00028671
0.0003705
0.00040498
0.00035189
0.00035877
0.0003164
0.00028885
0.00028222
0.00027228
0.00028033
0.00036629
0.000407
0.00034007
0.00030869
0.00042072
0.00043745
0.00034564
0.00033711
0.0003137
0.00029628
0.00027473
0.00028685
0.00031902
0.00032213
0.00024603
0.00019583
0.00026116
0.00027698
0.0003471
0.00039926
0.00032444
0.00028823
0.00030977
0.00032021
0.00034558
0.00034626
0.00030752
0.00034983
0.00036651
0.00032425
0.00043441
0.00041214
0.00033804
0.00033249
0.00031409
0.00033425
0.00030168
0.00030893
0.00027902
0.00027875
0.00034327
0.00035119
0.000329
0.00027077
0.00024098
0.00025535
0.000271
0.00028366
0.00029087
0.00029975
0.00032454
0.00032376
0.00031675
0.00033933
0.00032789
0.00032148
0.00027901
0.00023016
0.00024632
0.00026193
0.00027485
0.0003576
0.00037107
0.00028323
0.00029654
0.00032437
0.00031662
0.00030463
0.00027901
0.00025156
0.0002367
0.00023371
0.00023162
0.00022458
0.00028773
0.00028508
0.00029819
0.00030626
0.00027218
0.00028651
0.00025843
0.00026857
0.00031563
0.00030112
0.00027587
0.00027897
0.00032399
0.00035389
0.00027069
0.00019984
0.00022847
0.00026357
0.00025085
0.00023864
0.00023017
0.00022594
0.0002501
0.00023058
0.00020511
0.00021152
0.00020215
0.00020152
0.00021976
0.00026276
0.00024288
0.00020609
0.00024835
0.00027736
0.00022309
0.00021179
0.00022148
0.00024982
0.00026561
0.00028996
0.00024497
0.00015367
0.00020399
0.00020776
0.00016417
0.00018248
0.00023075
0.0002404
0.0002092
0.00024641
0.00029475
0.00023949
0.00021146
0.00021964
0.00018613
0.00021766
0.00021109
0.00018555
0.00027449
0.0002837
0.00021476
0.00020744
0.00017405
0.00019094
0.00024748
0.00025219
0.00024914
0.00017835
0.00027562
0.00020011
0.00021232
0.00019904
0.00018326
0.00019811
0.00020377
0.00012557
0.00018839
0.00025383
0.0002071
0.00016422
0.00016482
0.00023037
0.00025499
0.00022993
0.00017409
0.00020233
0.00022645
0.00020972
0.00022737
0.0002305
0.0002068
0.00021454
0.00026722
0.00023533
0.00020292
0.00014794
0.00013125
0.00019866
0.0002399
0.00023644
0.00018299
0.00015553
0.00022245
0.00019828
0.00010811
0.00015418
0.00017402
0.00011867
0.0001346
0.00016919
0.00011404
0.00012961
0.00018902
0.00016617
0.000209
0.00019296
0.00011132
0.00010576
0.00013723
0.00019191
0.00017839
0.00015758
0.00014592
0.00013459
0.00017998
0.00016984
0.00012859
0.00016087
0.00017541
0.00023127
0.00025751
0.00024501
0.0002817
0.00021883
0.00016389
0.00011965
0.00012534
0.00016517
0.00011841
0.00018913
0.00024117
0.00020653
0.00022116
0.00021833
0.00016826
0.00014315
0.00017389
0.00016452
0.00013333
0.00016776
0.00019928
0.00015407
0.00014933
0.00019336
0.00017704
0.00014138
0.00010885
0.0001702
0.00024443
0.00021563
0.00017171
0.0001272
0.0001404
0.00016223
0.00028684
0.00030693
0.00013003
0.00015148
0.00021426
0.0002315
0.00019988
0.00010845
0.00010779
0.00014682
0.00018879
0.00022283
0.00017769
0.00011948
0.00015411
0.00014307
0.00010159
0.00011376
0.00012979
0.00012363
0.00011991
0.00017076
0.00013745
0.00011684
0.00018063
0.00013455
0.00012329
0.00014171
0.0001284
0.00018236
0.00017449
0.00011763
0.00010344
0.00011473
0.00013227
9.6226e-05
4.5299e-05
0.00010195
0.00014069
0.00011955
0.00012071
0.0001159
6.4346e-05
9.1922e-05
0.00016131
0.00011554
0.00014195
0.00017288
0.00015108
0.00017751
0.00013159
9.0452e-05
0.00010393
0.00012455
0.00011274
0.00010876
0.00010586
0.00013345
0.00018523
0.00016014
0.00013393
0.00015964
0.00016286
0.00016034
0.00017849
0.00012244
8.5332e-05
0.00011427
0.00011108
0.00014287
0.0001362
9.9481e-05
0.00012679
0.00010818
6.4867e-05
0.0001274
0.00021791
0.00015418
8.3379e-05
0.00010308
0.00013433
0.0001338
0.00011931
0.00012975
0.0001277
0.00010348
0.00010318
0.00013746
0.00011239
0.00012832
0.00013976
9.719e-05
9.9149e-05
0.00015697
0.00011991
9.1492e-05
0.00010935
8.0449e-05
8.5875e-05
8.5423e-05
0.00013812
0.00014963
0.00011351
0.00014932
0.0001654
0.0001375
0.00012101
8.6696e-05
5.8236e-05
8.5629e-05
0.00015201
0.00010847
6.637e-05
0.00012587
0.00014244
9.3911e-05
8.3329e-05
0.00012475
0.00012435
0.00012534
0.00012374
0.00012081
0.00013677
9.8361e-05
0.00013527
0.00014457
0.00012231
0.00019528
0.0002033
0.00011452
6.7257e-05
4.9701e-05
9.083e-05
0.00016083
7.8307e-05
3.6274e-05
0.00013196
0.00014934
0.00013776
8.9159e-05
9.7896e-05
0.00015982
9.9197e-05
7.2515e-05
9.658e-05
0.00012086
0.00013615
0.00010034
0.0001042
8.5613e-05
6.9531e-05
9.5629e-05
0.00010142
0.00014456
0.00015629
4.2584e-05
5.034e-05
0.00019305
0.00021445
0.00015257
-3.2552e-05
5.7221e-05
7.6356e-05
0.00011837
8.3906e-05
4.5687e-05
8.4765e-05
0.00012555
0.00012599
0.00011156
0.00012158
0.00011873
9.9527e-05
0.000146
0.00014133
0.00010702
0.00011628
0.00015095
0.00012109
0.00013012
0.00013393
7.3494e-05
6.6266e-05
8.0586e-05
0.00011041
0.00010493
8.6861e-05
9.8333e-05
0.00011337
0.00011014
0.00010389
0.00012696
0.00015965
0.00016828
0.00012434
7.3348e-05
4.8091e-05
6.2223e-05
8.7486e-05
6.9304e-05
9.7691e-05
0.00010696
6.3663e-05
0.0001215
0.0001461
0.0001348
0.00013655
6.7729e-05
5.7466e-05
0.00013133
0.00013782
9.8891e-05
7.5014e-05
7.135e-05
7.6966e-05
0.00011452
0.00010761
5.8801e-05
5.3712e-05
7.9326e-05
0.00010017
7.9003e-05
4.7685e-05
6.1052e-05
4.989e-05
4.678e-05
0.00013531
0.00011924
8.3945e-05
8.0294e-05
0.00013571
0.00011755
1.6918e-05
4.3029e-06
5.3926e-07
6.3472e-05
9.2153e-05
7.0158e-05
5.6506e-05
4.5938e-05
2.2445e-05
-2.2584e-05
-1.9689e-05
4.0984e-05
7.225e-05
1.2537e-05
-8.3978e-06
5.4413e-05
0.00010035
6.06e-05
1.5796e-05
4.057e-05
5.3627e-05
5.405e-05
5.3319e-05
5.5523e-05
8.3658e-05
4.8674e-05
5.1576e-07
-1.1384e-05
6.5939e-05
6.9006e-05
-6.1514e-06
2.4168e-05
1.5726e-05
4.5339e-05
3.481e-05
2.2628e-05
3.8729e-05
-9.7562e-06
-1.2884e-05
-2.7006e-05
4.4389e-05
8.1e-05
4.5291e-05
4.768e-05
5.7529e-05
3.2714e-05
8.6991e-05
0.0001214
4.3731e-05
2.3711e-05
-3.8339e-05
-1.8358e-05
7.0214e-05
5.1703e-05
6.9373e-05
0.00012165
8.02e-05
1.5049e-05
1.5478e-05
-8.3181e-06
-1.8477e-05
-6.1308e-05
-3.2512e-05
-1.3516e-06
-7.5389e-06
4.5641e-05
7.4072e-05
9.518e-05
5.7725e-05
8.3682e-05
6.8556e-05
4.8914e-05
4.6032e-05
-1.2646e-05
-2.0913e-06
5.1172e-05
4.6047e-05
7.6057e-06
2.2244e-05
6.5586e-05
4.2159e-05
-1.3555e-05
-5.3452e-06
-3.631e-05
1.4339e-05
6.9635e-05
4.1629e-05
3.9767e-05
2.6494e-05
-2.6982e-05
-2.0809e-05
5.2085e-05
7.8027e-05
4.8425e-05
2.2524e-05
1.5959e-05
4.0957e-05
5.2235e-05
7.9081e-05
6.3259e-05
1.6099e-05
1.4511e-05
-3.0455e-05
-5.3645e-06
5.1768e-05
3.0682e-05
3.4786e-05
9.001e-05
6.3964e-05
7.2777e-05
6.771e-05
1.2598e-05
4.2264e-05
6.7271e-05
3.7848e-05
1.4692e-05
1.584e-05
2.5814e-05
1.6424e-05
8.1507e-06
3.3451e-05
1.0455e-05
-1.5263e-06
7.1118e-06
2.9512e-05
3.157e-05
1.2688e-05
4.2759e-05
8.3455e-05
9.4046e-05
6.0518e-05
5.5003e-05
6.6406e-05
4.7357e-05
7.327e-05
2.9511e-05
-3.7579e-05
-4.602e-06
1.8754e-05
2.2498e-05
3.5194e-05
3.7361e-05
1.1527e-05
7.1846e-06
1.0678e-05
5.2404e-07
2.8166e-05
-1.51e-05
-3.1276e-05
2.8918e-05
4.8316e-05
2.9144e-05
2.0518e-05
5.694e-05
2.0333e-05
-3.0028e-05
3.6445e-06
3.2637e-05
-2.8153e-06
-2.4112e-05
-7.9562e-06
-8.8895e-06
-5.6329e-06
2.3531e-05
-6.2917e-06
-7.456e-05
-7.5001e-05
-4.5291e-05
-4.592e-05
-2.2121e-05
-2.6159e-05
-1.6603e-05
5.336e-05
9.2308e-05
8.257e-05
3.7362e-05
-1.8174e-05
7.9135e-06
6.9859e-06
1.7714e-05
-6.3046e-06
-1.3568e-05
5.2365e-05
3.2215e-05
0.00012085
1.7712e-05
9.1604e-06
-1.8269e-05
-1.8973e-05
-5.207e-05
-3.1083e-05
-3.8133e-05
-5.5429e-05
-4.114e-05
-2.2474e-05
4.9234e-05
5.0789e-05
-6.3993e-06
1.6264e-06
-4.6889e-06
-2.9825e-06
9.7134e-06
-3.1295e-05
-3.946e-06
-1.6041e-06
-2.9829e-05
-1.8988e-05
-2.1253e-05
-2.9056e-05
-3.228e-05
6.0642e-06
2.6865e-05
-1.1615e-05
-4.2645e-05
-2.9429e-05
1.607e-05
1.5288e-05
-2.9619e-06
7.8831e-06
2.1305e-05
4.3931e-05
-2.8042e-05
-2.6983e-05
-1.622e-05
-4.6814e-05
-2.0532e-05
2.3047e-05
1.1861e-05
-2.0475e-05
3.9655e-05
8.155e-05
2.285e-05
-3.0316e-05
-5.6981e-05
6.9584e-06
2.9052e-05
-7.4421e-05
-8.4157e-05
5.1054e-06
2.0406e-05
5.2416e-05
0.00011628
5.3057e-05
6.0341e-05
7.4503e-05
3.8838e-05
5.5021e-05
4.3351e-05
-1.4942e-05
2.4119e-05
9.6206e-05
7.7002e-05
2.9465e-05
-4.1351e-05
-3.7414e-05
3.6109e-05
-1.5222e-06
-4.0392e-05
3.3382e-05
9.3334e-05
7.9766e-05
5.8722e-05
1.8003e-05
-5.6898e-05
-2.6033e-05
1.1042e-05
3.824e-06
1.4219e-05
7.6141e-06
4.3488e-05
7.3717e-05
5.7009e-05
-3.6967e-05
-5.0741e-05
5.2655e-06
-7.9503e-06
-8.7514e-06
1.9094e-05
9.4637e-06
-4.489e-05
5.4259e-06
2.4285e-05
-7.2538e-06
1.7935e-05
-2.9783e-06
-6.5677e-05
-7.7437e-05
-5.846e-06
6.2693e-05
3.7735e-05
-1.6231e-05
8.6413e-05
7.4947e-05
9.1401e-06
5.0788e-05
4.5771e-05
-7.583e-06
-9.1096e-05
-2.1754e-05
2.2614e-05
3.4917e-07
2.1792e-05
2.0359e-05
2.3627e-05
-3.7996e-05
-5.0117e-05
-1.9007e-05
-3.7093e-05
-6.3293e-05
-7.7158e-05
-2.4151e-05
1.4283e-05
1.1794e-06
-1.6037e-05
-5.1083e-05
-3.8551e-05
-9.926e-07
-6.3783e-06
-7.6796e-06
-6.0376e-05
-3.9958e-05
-4.335e-05
-5.4006e-05
3.9369e-05
2.2272e-05
-1.8007e-05
8.6243e-06
1.001e-05
-6.3836e-06
5.4029e-05
5.3859e-05
-4.0755e-05
-1.1407e-05
3.251e-05
-3.566e-05
-1.7497e-05
1.4629e-05
4.1113e-05
8.7873e-05
9.1264e-05
3.9683e-05
2.2608e-05
1.3657e-05
1.9082e-05
3.0455e-05
-3.4659e-05
-1.6857e-05
3.6769e-06
-2.8168e-05
2.0233e-05
7.4023e-05
2.9367e-05
1.9267e-05
1.0612e-05
-2.0922e-05
-3.094e-05
-8.8999e-06
2.6188e-05
2.5461e-05
3.9379e-05
6.5896e-06
-2.9459e-05
-3.2662e-05
-8.3268e-05
-2.9441e-05
4.3442e-05
-1.445e-05
1.5936e-05
5.2449e-05
2.9326e-05
2.8617e-05
1.923e-05
-6.4104e-06
1.0869e-05
2.427e-05
-4.2789e-06
2.8703e-05
5.7502e-05
4.7791e-05
-2.2584e-06
-7.4123e-05
-7.4304e-05
-1.3254e-05
-1.5585e-05
7.8086e-06
2.491e-05
-3.8969e-05
-5.14e-05
-3.0578e-05
-3.3904e-06
1.1233e-05
-1.5223e-05
1.2728e-05
5.3953e-05
7.9673e-06
-5.271e-05
-4.2144e-05
-1.3997e-05
-2.3749e-05
-2.9336e-05
-3.8955e-05
1.5847e-05
7.7377e-06
-5.5981e-05
-6.7227e-05
8.606e-07
3.0497e-05
-1.127e-06
-4.9799e-06
-1.535e-05
-3.4077e-05
-2.464e-06
-2.8534e-05
-8.697e-05
-3.1665e-05
-2.8032e-05
-6.7034e-05
-4.9256e-05
7.4288e-06
-3.5772e-06
-4.8231e-05
-6.7347e-05
-1.5985e-05
2.5674e-05
-2.8721e-05
-7.6088e-05
-5.7804e-05
-1.9109e-05
-4.0999e-05
-4.821e-05
-4.2883e-05
-6.374e-06
3.1501e-05
1.8288e-05
7.3802e-05
7.1433e-05
2.3464e-05
5.758e-06
-3.6352e-05
-6.6344e-06
-9.9297e-05
-2.4524e-05
-3.8303e-05
-1.7855e-05
-1.0084e-05
-2.0778e-05
-1.0808e-05
1.7368e-05
2.3149e-05
2.3352e-05
2.0284e-05
-2.2895e-05
-2.6475e-05
2.0724e-05
-5.3414e-06
-4.6413e-05
2.1889e-05
5.8062e-05
-2.9187e-05
-7.7843e-05
-4.7341e-05
4.4301e-05
5.4886e-05
1.2222e-05
2.4391e-05
-4.4107e-06
-6.7307e-05
-4.7739e-05
1.2676e-05
-1.0692e-05
-2.9828e-06
-6.7395e-06
-2.9469e-05
-2.7345e-05
-2.3919e-05
-7.0211e-07
6.8312e-07
-1.8098e-05
-4.236e-05
-4.1019e-05
1.7067e-05
5.7968e-05
2.1178e-07
-5.6909e-05
-5.5777e-05
-1.4025e-05
-3.7737e-05
-8.9488e-05
-5.2128e-05
-3.6683e-05
-5.5669e-05
-4.4706e-05
-2.1152e-05
2.6594e-05
2.9977e-05
-2.5034e-05
-3.4934e-05
-2.428e-05
-4.8903e-05
-6.3306e-05
-3.9373e-05
-8.6144e-06
-2.1769e-05
1.2002e-05
2.5826e-07
-3.3011e-05
-2.2305e-06
-6.4176e-06
1.1623e-05
-1.3924e-05
-3.4399e-05
-2.6466e-05
3.4557e-06
1.4793e-05
-2.9294e-05
-3.3804e-05
-4.3611e-05
-5.3789e-05
-3.6388e-05
-1.0562e-05
-2.4282e-06
3.5095e-06
-1.4154e-05
-4.6307e-05
-2.9947e-05
4.2238e-05
2.342e-05
-3.8471e-06
6.7109e-06
-1.3898e-05
-4.3836e-05
9.2774e-06
2.3329e-05
-6.6e-05
-8.5748e-05
-5.5234e-05
-6.8675e-05
-6.892e-05
-1.6447e-05
-7.6033e-06
-5.4349e-06
-1.7681e-05
-1.4885e-05
1.6123e-06
-6.7931e-05
-5.7673e-05
-4.4903e-05
-1.8436e-05
1.076e-05
-1.6332e-05
-6.8676e-05
3.7482e-06
0.00010271
1.6618e-05
-7.3282e-05
-4.5072e-05
2.2877e-05
2.1356e-05
1.916e-05
4.3242e-05
-1.0108e-05
-2.0974e-05
2.8388e-05
-3.1427e-05
-1.2799e-06
2.1902e-05
-8.6723e-05
-6.1288e-05
2.7606e-05
7.0181e-05
-1.6369e-05
-0.00011004
-2.1931e-05
-4.457e-05
-0.00011957
-3.667e-05
-3.6297e-05
-9.5465e-05
-2.8613e-06
-1.6317e-05
-7.3836e-05
-6.6149e-06
6.7878e-06
-5.4133e-05
-5.776e-05
-6.6837e-06
-1.5932e-05
-6.4037e-05
-1.5408e-05
4.2527e-06
-6.259e-05
-3.9041e-05
-2.6161e-05
-5.1938e-05
-9.3059e-05
-8.8103e-05
-1.0892e-05
1.7821e-05
2.3364e-05
9.8636e-05
4.2741e-05
-0.00010638
-4.8163e-05
6.2523e-05
3.3439e-05
3.4764e-06
-3.8482e-06
1.5186e-05
1.1439e-06
-3.8794e-05
6.04e-06
1.0499e-06
-3.6472e-05
5.2159e-06
8.72e-05
5.9395e-05
1.1403e-06
-4.8096e-05
-4.6173e-05
-4.4174e-05
-4.9975e-05
0.00010091
0.00011619
-8.532e-06
-1.2049e-05
7.7068e-05
5.2023e-05
-4.0626e-05
-5.8765e-05
-6.2798e-05
-8.5824e-05
-3.2932e-05
-3.0734e-05
-2.2129e-05
2.448e-05
-5.2413e-05
-9.1691e-05
-4.6267e-05
2.1651e-05
2.0764e-05
-0.00011322
-0.00019638
-9.0263e-05
1.3226e-05
-3.5028e-06
-2.5531e-05
-5.3785e-05
-5.4097e-05
2.1526e-05
3.9652e-05
4.7253e-05
3.3646e-05
8.5669e-06
3.5119e-07
1.5507e-05
4.7359e-05
-1.5442e-06
-4.803e-05
-1.7781e-05
5.1059e-05
5.196e-05
4.6861e-05
4.0041e-05
-2.7635e-05
-7.6792e-05
-7.1474e-05
-4.1453e-05
8.8036e-06
1.3456e-05
-3.0786e-05
-4.3149e-05
2.682e-05
-3.4685e-06
-3.0983e-05
-5.5069e-05
-8.8928e-05
-9.1985e-05
-0.00017245
-9.2768e-05
3.4422e-05
-3.0292e-05
-4.3367e-05
4.552e-06
-3.62e-05
-8.4021e-05
-0.0001056
-0.00010943
-8.3586e-05
1.0912e-05
-1.9217e-05
-4.516e-05
-2.3342e-05
-1.3641e-05
-2.3872e-05
-9.0849e-05
-5.2852e-05
0.00014907
-3.7034e-05
-5.2404e-05
-2.5073e-05
5.831e-05
7.0266e-05
9.1428e-05
1.3944e-05
-3.5465e-05
-1.0848e-05
8.7555e-06
-4.0591e-05
-7.2355e-05
1.4866e-05
7.6598e-05
4.1217e-05
4.7933e-05
0.00013331
9.5945e-05
3.2178e-05
2.8154e-05
-2.8867e-05
-0.00011695
-0.0001058
1.2736e-05
1.3063e-05
-3.6606e-05
3.2983e-05
-2.0145e-05
-3.0642e-05
3.7488e-05
-1.5977e-06
3.142e-05
3.0386e-05
1.5173e-05
1.9668e-05
-7.7746e-05
-0.00010803
-1.3893e-05
2.2555e-05
-4.3221e-05
-5.6819e-05
-4.2851e-05
-5.3383e-05
-1.4487e-05
8.2789e-05
8.9835e-06
-0.00010142
-7.4843e-05
6.2056e-05
2.8393e-05
-0.00013134
-8.5436e-06
-1.0733e-05
-5.6733e-05
1.2524e-05
5.6031e-05
7.5295e-05
6.0761e-05
3.1203e-05
-2.95e-05
-3.0465e-05
-6.3773e-06
6.0891e-05
3.1084e-05
-8.9613e-05
-5.5886e-05
-6.9038e-05
-8.7571e-05
-3.266e-05
3.8873e-07
1.7414e-05
-2.1346e-05
-2.2505e-05
2.5769e-05
2.5921e-05
1.5021e-05
6.4546e-05
5.4977e-05
9.5999e-06
4.5297e-06
4.2917e-06
5.261e-05
1.7012e-05
1.9846e-05
4.8836e-05
-5.4676e-05
-6.3248e-05
-0.00012436
-0.0001497
-2.8249e-05
9.0234e-06
-4.081e-05
3.2035e-05
5.8661e-05
-2.9824e-05
-1.6254e-05
-1.2034e-05
-2.0263e-05
-6.0924e-05
-6.6867e-05
-1.73e-05
5.718e-05
9.1801e-05
-8.2511e-06
9.053e-05
9.0319e-05
-4.1625e-05
1.4977e-05
1.3665e-05
-5.2413e-05
-1.4907e-05
7.4873e-05
1.9877e-05
2.8754e-05
0.00010641
0.000123
4.0524e-05
-4.1052e-05
-5.1602e-05
3.0779e-05
4.8839e-05
-8.7641e-05
-4.914e-05
3.0848e-05
2.2861e-05
5.2146e-05
-2.0401e-05
-2.7651e-05
6.7589e-05
4.643e-05
6.3752e-05
-2.4603e-05
-4.2622e-05
3.843e-05
-4.9323e-05
-6.9165e-05
-8.1622e-06
-3.2795e-05
-6.277e-05
-1.6559e-05
8.1197e-05
1.8471e-05
-1.1112e-05
3.0613e-05
-1.2732e-05
6.7475e-05
5.4717e-05
1.6184e-05
1.6186e-05
-7.4479e-06
-1.7593e-05
-4.5241e-05
-2.7916e-06
-6.924e-05
-7.5834e-05
-2.3936e-05
6.3614e-06
7.1163e-07
-4.7811e-05
-3.2041e-05
-6.7895e-05
-6.3588e-05
-2.2973e-05
-4.847e-05
-7.826e-05
-1.1215e-05
-2.102e-05
-4.0105e-05
3.8192e-05
4.0977e-05
-3.7797e-05
-6.2123e-05
-6.1577e-07
2.9283e-05
-4.9089e-05
-0.00011727
-0.00010294
-2.9885e-05
2.4505e-05
4.7138e-05
4.255e-05
-5.3488e-05
-1.7249e-06
6.7346e-06
-5.2701e-05
-5.095e-05
-0.00015052
-9.5323e-05
1.2053e-05
-5.6063e-05
-0.00010448
-4.5892e-05
-7.0451e-05
-0.00010244
-2.8571e-05
-8.1789e-06
8.4192e-06
4.7488e-05
-7.0291e-06
-1.5218e-05
-1.4499e-05
1.7374e-05
-1.7074e-05
-1.1962e-05
-4.4668e-05
-0.00011315
4.4671e-06
-4.9264e-06
-8.5514e-05
-7.7875e-05
-4.6874e-05
-4.87e-06
-7.2552e-05
-5.2633e-05
5.493e-05
-5.7712e-06
-1.2367e-05
1.7587e-05
-5.2e-05
-8.5197e-05
-2.9095e-05
-1.7367e-05
6.117e-05
8.2824e-05
-2.599e-05
-3.6169e-05
-6.9766e-07
-2.1605e-05
3.4295e-05
0.0001441
8.6942e-05
7.9208e-05
0.00011911
6.402e-05
-5.2723e-05
-7.242e-05
7.7917e-05
5.5554e-05
2.4551e-06
4.0148e-05
-6.7033e-05
-9.0149e-05
-6.9313e-05
-5.4665e-05
1.8449e-06
3.8709e-05
3.5927e-05
-1.1246e-05
3.4623e-05
0.00014521
4.0847e-05
-3.2737e-05
-4.2208e-05
-3.0687e-05
7.2147e-05
-0.00019252
-9.6571e-06
-3.3274e-05
-1.1094e-05
3.1053e-05
-5.1601e-05
-6.4262e-05
8.6801e-07
-7.9714e-05
-6.0351e-05
0.00013301
5.1646e-05
-0.00011421
5.9109e-05
0.00010616
7.0212e-07
-0.00011612
-0.0001622
-6.37e-05
-3.2246e-05
-9.3308e-06
-1.9619e-05
-3.0508e-05
-4.9871e-05
-1.6519e-05
5.5884e-05
-2.3044e-05
1.2662e-05
6.2098e-06
-5.201e-05
-6.9248e-05
-0.00011486
-7.6792e-05
-9.3753e-05
-0.00016426
-0.00013185
-0.00010191
-7.2049e-05
-1.6041e-05
-0.00010552
-0.00011578
-0.00015448
-0.00019403
-7.9401e-05
-0.00012691
-3.8001e-05
0.00012043
-7.9991e-06
-0.00013064
-0.00012754
-6.9188e-05
-0.00010348
-9.9574e-05
-4.5861e-05
-0.00010369
-0.000153
-9.96e-05
-2.1411e-05
-0.00016862
-0.00012126
0.0001023
-4.3998e-06
-0.00012663
-5.561e-05
-2.1827e-05
2.0368e-05
-3.125e-06
-2.2627e-05
-1.1152e-06
-7.6905e-05
-0.00014855
-9.0486e-05
-9.4696e-05
-4.4784e-05
-5.5859e-05
-0.00011791
-5.8821e-05
-8.0816e-05
-7.6754e-05
-8.0757e-05
-7.5393e-05
-1.1305e-05
-7.5836e-05
-0.00010172
8.3228e-05
0.00014428
-1.9335e-05
-0.00014382
-3.793e-05
-1.3694e-05
-0.00012973
-0.00015366
-9.7626e-05
1.0618e-05
1.2383e-05
-6.3462e-05
-7.7568e-05
1.7205e-05
4.6655e-05
4.263e-05
2.749e-05
5.6887e-05
4.3847e-05
-9.0023e-06
-5.0947e-05
-5.2103e-05
0.00012337
9.0647e-05
9.209e-05
0.00022975
8.3302e-05
-8.199e-05
-5.5948e-05
5.1412e-05
3.5528e-05
-9.2076e-05
-5.0602e-05
1.6919e-05
-5.084e-05
-2.4664e-05
-2.1573e-05
-0.00014122
-0.00018519
-7.9037e-05
-7.7656e-05
-9.9442e-05
5.6222e-05
-3.4214e-05
-0.00020461
-0.00014464
-9.7558e-05
-7.5655e-05
4.4418e-05
5.5614e-06
-0.00015302
-0.00012059
-0.00014132
-5.7662e-05
-3.4113e-05
-8.2808e-05
3.3915e-05
4.3339e-05
-4.6834e-05
-0.00010986
-5.6072e-05
-5.4036e-06
-4.7831e-06
-5.3016e-05
6.3462e-05
0.00015021
2.084e-05
-5.2558e-06
-5.1832e-05
-0.00022484
-0.00013817
-6.8854e-05
-2.4587e-05
-3.4899e-05
-0.00016456
-2.8451e-05
4.5537e-05
-1.988e-05
-0.00019313
-0.00021854
-8.4337e-06
5.4581e-05
2.358e-06
3.7067e-05
6.6962e-05
-0.00016891
-0.00027788
-8.7311e-05
-5.5407e-06
-7.2425e-05
-0.00010205
2.9247e-05
5.1902e-05
-0.00013843
-0.00023354
-7.503e-05
-2.5052e-05
-6.8879e-05
8.4199e-06
8.0571e-05
-5.732e-06
-9.9379e-06
-9.8829e-06
6.6752e-05
0.0001221
-5.8724e-05
-3.9146e-05
-0.00010701
-0.0003813
-0.0001906
0.00013043
3.2371e-05
-5.4904e-06
0.00011555
8.6571e-05
9.583e-05
2.8139e-05
-2.9742e-05
-2.6742e-05
-0.00012577
-0.00014212
-5.0628e-05
5.4096e-05
-9.2474e-05
-0.00027662
-0.00016228
-0.00022692
-0.00033401
-0.00020152
-2.4691e-05
0.00017572
6.1267e-05
-0.00012468
6.6014e-07
-0.00010145
-0.00020343
-0.00022679
-0.00017363
-0.00024431
-0.00021005
1.3704e-05
-6.195e-05
-0.00015364
-0.00022383
-0.00025358
-0.00022348
-9.4705e-05
-4.6747e-05
0.0001511
0.00014296
-0.00021481
-0.00022768
-7.8376e-05
5.4571e-05
6.2503e-05
-6.7722e-05
-0.00021234
-0.00024471
-0.00019446
-0.00010688
8.0058e-05
9.2166e-05
-4.6798e-05
-0.00018585
-0.00023182
-0.00028929
-0.00026713
2.8076e-05
9.7847e-05
0.00020796
0.00040927
0.00016838
0.00039386
-7.8212e-05
4.9621e-05
0.00013157
6.2077e-05
-0.00010155
-0.00023203
-0.00034909
-0.00030382
4.8587e-05
0.00012868
-7.5202e-05
-9.6014e-05
-0.00019658
-9.9215e-05
-9.2426e-05
-7.6421e-05
6.09e-05
-6.1449e-05
-5.1808e-05
2.7713e-05
-5.5138e-05
-0.00018016
-0.00018657
-0.00020188
-0.00036015
-0.00038939
-7.3685e-05
0.00021019
0.00016535
-4.8276e-05
-0.00014391
-0.00017773
-0.00031954
-0.00014652
-5.4994e-05
-0.00024761
-0.00036373
-0.00017026
0.00022057
9.9273e-05
-0.0001919
-0.00018736
-0.00016618
4.6376e-05
0.00013748
0.00029815
0.0002673
0.00015001
-3.1185e-05
-0.00050829
-0.00031506
-4.8142e-05
-0.00013344
-0.00019471
-0.00014132
-0.00015038
-1.4176e-05
0.00023014
0.0002142
-5.8231e-05
-0.00024761
-0.00013788
-2.588e-06
-8.775e-05
-0.00010256
0.00010303
-9.3211e-06
-0.00012704
9.8954e-05
-0.00017262
-0.00031119
-0.00013756
-0.00017457
-0.00020704
-9.9716e-05
4.9393e-05
2.2263e-05
-9.5143e-05
-0.00020827
-0.00016269
-0.00020469
-0.00018079
-0.00026001
-0.00010434
2.9446e-05
-0.00014231
-0.00028799
-0.00030574
-0.00024936
-1.4676e-05
0.00016793
-0.00010593
-9.5978e-05
-0.00012578
0.00016752
0.00028511
0.00019004
0.00020324
-9.0122e-05
-0.0001956
-8.9165e-05
0.00019568
0.00015967
0.00010718
-0.00013318
-0.00035246
-0.00020034
0.00013994
0.00031092
-3.6374e-05
-0.00027042
-0.00021045
7.8222e-05
0.00029107
0.00018654
0.00011611
0.00025359
0.00012074
-0.0001736
-7.2003e-06
0.00019259
-4.5845e-05
-7.9757e-05
-0.00022764
-0.00018636
-6.1523e-07
9.6667e-05
0.00020283
3.5537e-05
6.1788e-05
0.0001634
0.00011365
7.5621e-05
-0.00020833
-0.00032924
-7.1065e-05
-0.00020661
-0.00020375
-5.3455e-05
2.2953e-05
8.2891e-05
-5.1713e-05
-0.00037548
-0.00036834
4.6331e-05
6.0994e-05
1.2021e-05
9.2347e-05
1.7167e-06
3.8499e-05
-0.00011474
-0.00021319
-9.193e-05
-0.00013763
-0.00017726
-0.00013349
-6.095e-05
-0.00010902
-0.0002119
-5.6033e-05
0.00020202
0.00015443
-0.00013249
-0.00014276
-0.00019059
-0.00031101
-0.00010579
0.00024
0.00028891
8.7015e-05
-6.6981e-05
-8.2142e-05
-8.4343e-05
-0.00011951
0.00013792
8.1875e-05
0.00012301
0.00040199
0.0002488
-3.1861e-05
-0.00024768
-0.00037449
-0.00027097
-0.00012607
7.5817e-06
-0.00019416
-0.00059633
-0.00030475
1.4167e-05
-1.5637e-05
-2.9883e-06
0.00026437
6.6899e-05
-0.00028617
-2.8317e-05
0.00018812
-0.00011305
-0.00031734
-7.1736e-05
4.5868e-05
-4.6575e-05
7.1464e-06
0.00020387
0.00037594
-4.4809e-05
-0.00017619
0.00018201
-8.5921e-06
9.2957e-05
0.00018463
0.00021279
0.00032396
0.00019595
0.00015193
-8.6389e-05
-0.00052528
-0.00024941
3.7758e-05
-4.0811e-05
6.3687e-06
-0.00026674
-0.00037178
-0.0003353
-0.0002153
-7.3183e-05
-0.00025021
-0.00044421
-9.2472e-05
0.00050049
0.00030138
-0.00016429
9.096e-06
-8.5762e-05
-0.000313
4.6482e-05
-3.6282e-06
-0.0002487
0.00035378
0.0001223
-0.00032232
1.4389e-05
-3.135e-05
-6.3085e-05
2.2861e-05
-7.2429e-05
0.00018444
0.00016013
-0.00036714
-0.00050887
-0.0002555
-0.00015022
-0.00052534
-0.00043175
0.00016988
0.00026759
-0.0009421
6.6642e-05
0.00047408
4.3206e-05
0.0001018
0.00042136
8.4601e-05
-0.00018731
-0.00020585
0.00010321
-0.00023497
-0.00046765
-0.00019584
-9.3013e-06
0.00039349
0.000351
-0.0001238
-0.00038133
-0.00041259
-0.00025535
0.0001115
0.00035743
-0.00035656
-0.00034512
-0.00034108
-0.0009591
-0.00024154
0.00010737
-0.00027155
-0.00019374
0.00022627
3.7753e-05
-0.00036327
-0.00010915
0.0003481
0.00018215
-0.00010269
0.00030602
-0.00012865
-0.00059832
-0.00051348
-0.00028339
6.3066e-05
0.00018566
-0.00011563
-0.00016943
-0.00022174
-0.00022623
0.00031121
0.00023515
-0.00017078
-0.00015783
-0.00056759
-0.00071609
-0.00026276
-0.00017846
2.7235e-05
2.726e-05
-0.00057513
-5.7584e-05
-4.9668e-05
-0.00043276
-0.00019452
-8.3544e-05
2.4151e-05
-0.0001133
-0.00036889
-0.00012343
0.00020938
0.00033478
0.00043655
0.00022828
0.00075643
0
0
0
0
0
0
0
0
0
0
0
0
0
0
0
0
0
0
0
0
0
0
0
|  |  | 0 | 0 | 1.4585 | 24.3454 | 0 | 0 | 14.5517 | 0
|  |  | 0 | 0 | 0.00018742 | 0.00062419 | 0 | 0 | 0.0017377
|  |  | 0 | 0 | 0.00018693 | 0.00062305 | 0 | 0 | 0.0017366
|  |  | 0 | 0 | 0.00018645 | 0.00062186 | 0 | 0 | 0.001729
|  |  | 0 | 0 | 0.000186 | 0.00062078 | 0 | 0 | 0.0017127
|  |  | 0 | 0 | 0.00018553 | 0.00061967 | 0 | 0 | 0.0016987
|  |  | 0 | 0 | 0.00018509 | 0.00061295 | 0 | 0 | 0.0016807
|  |  | 0 | 0 | 0.00018468 | 0.00061745 | 0 | 0 | 0.001665
|  |  | 0 | 0 | 0.00018425 | 0.00061643 | 0 | 0 | 0.0016569
|  |  | 0 | 0 | 0.00018411 | 0.00061539 | 0 | 0 | 0.0016493
|  |  | 0 | 0 | 0.00018347 | 0.00061437 | 0 | 0 | 0.0016502
|  |  | 0 | 0 | 0.00018339 | 0.00061333 | 0 | 0 | 0.0016567
|  |  | 0 | 0 | 0.00018302 | 0.00061241 | 0 | 0 | 0.0016696
|  |  | 0 | 0 | 0.00018245 | 0.00061147 | 0 | 0 | 0.0016794
|  |  | 0 | 0 | 0.00018237 | 0.00061051 | 0 | 0 | 0.0016951
|  |  | 0 | 0 | 0.00018209 | 0.00060966 | 0 | 0 | 0.0017039
|  |  | 0 | 0 | 0.00018179 | 0.00060881 | 0 | 0 | 0.0017154
|  |  | 0 | 0 | 0.00018155 | 0.00060246 | 0 | 0 | 0.0017215
|  |  | 0 | 0 | 0.00018128 | 0.00060714 | 0 | 0 | 0.0017234
|  |  | 0 | 0 | 0.00018133 | 0.00060642 | 0 | 0 | 0.0017222
|  |  | 0 | 0 | 0.00018085 | 0.0006057 | 0 | 0 | 0.001718
|  |  | 0 | 0 | 0.00018094 | 0.000605 | 0 | 0 | 0.0017122
|  |  | 0 | 0 | 0.00018049 | 0.0006043 | 0 | 0 | 0.0017066
|  |  | 0 | 0 | 0.00018062 | 0.00060372 | 0 | 0 | 0.0017024
|  |  | 0 | 0 | 0.00018023 | 0.00060313 | 0 | 0 | 0.0017015
|  |  | 0 | 0 | 0.00018035 | 0.00060253 | 0 | 0 | 0.0017077
|  |  | 0 | 0 | 0.00018028 | 0.00060206 | 0 | 0 | 0.0017135
|  |  | 0 | 0 | 0.00018021 | 0.00060159 | 0 | 0 | 0.0017253
|  |  | 0 | 0 | 0.00018013 | 0.00060115 | 0 | 0 | 0.0017423
|  |  | 0 | 0 | 0.00018012 | 0.0006007 | 0 | 0 | 0.0017564
|  |  | 0 | 0 | 0.00018036 | 0.00060038 | 0 | 0 | 0.0017649
|  |  | 0 | 0 | 0.00018011 | 0.00060005 | 0 | 0 | 0.0017757
|  |  | 0 | 0 | 0.00018038 | 0.00059976 | 0 | 0 | 0.0017786
|  |  | 0 | 0 | 0.00018019 | 0.00059947 | 0 | 0 | 0.0017769
|  |  | 0 | 0 | 0.00018052 | 0.00059929 | 0 | 0 | 0.0017724
|  |  | 0 | 0 | 0.00018035 | 0.00059912 | 0 | 0 | 0.0017662
|  |  | 0 | 0 | 0.00018069 | 0.00059897 | 0 | 0 | 0.0017602
|  |  | 0 | 0 | 0.00018085 | 0.00059882 | 0 | 0 | 0.0017564
|  |  | 0 | 0 | 0.000181 | 0.00059335 | 0 | 0 | 0.0017554
|  |  | 0 | 0 | 0.00018118 | 0.00059876 | 0 | 0 | 0.0017622
|  |  | 0 | 0 | 0.00018138 | 0.00059871 | 0 | 0 | 0.001767
|  |  | 0 | 0 | 0.00018185 | 0.00059879 | 0 | 0 | 0.0017808
|  |  | 0 | 0 | 0.00018184 | 0.00059885 | 0 | 0 | 0.0017904
|  |  | 0 | 0 | 0.0001821 | 0.00059894 | 0 | 0 | 0.0018064
|  |  | 0 | 0 | 0.00018265 | 0.00059903 | 0 | 0 | 0.0018177
|  |  | 0 | 0 | 0.00018296 | 0.00059923 | 0 | 0 | 0.0018232
|  |  | 0 | 0 | 0.00018303 | 0.00059941 | 0 | 0 | 0.0018323
|  |  | 0 | 0 | 0.00018364 | 0.00059962 | 0 | 0 | 0.001836
|  |  | 0 | 0 | 0.00018403 | 0.00059982 | 0 | 0 | 0.0018381
|  |  | 0 | 0 | 0.00018443 | 0.00060013 | 0 | 0 | 0.0018397
|  |  | 0 | 0 | 0.00018486 | 0.00060042 | 0 | 0 | 0.0018422
|  |  | 0 | 0 | 0.00018531 | 0.00060619 | 0 | 0 | 0.0018447
|  |  | 0 | 0 | 0.00018578 | 0.00060102 | 0 | 0 | 0.0018503
|  |  | 0 | 0 | 0.00018657 | 0.00060142 | 0 | 0 | 0.0018495
|  |  | 0 | 0 | 0.00018681 | 0.0006018 | 0 | 0 | 0.0018509
|  |  | 0 | 0 | 0.00018762 | 0.00060219 | 0 | 0 | 0.0018536
|  |  | 0 | 0 | 0.00018793 | 0.00060256 | 0 | 0 | 0.001848
|  |  | 0 | 0 | 0.00018882 | 0.00060303 | 0 | 0 | 0.0018459
|  |  | 0 | 0 | 0.00018942 | 0.00060348 | 0 | 0 | 0.0018379
|  |  | 0 | 0 | 0.00019007 | 0.00060389 | 0 | 0 | 0.0018233
|  |  | 0 | 0 | 0.00019077 | 0.0006044 | 0 | 0 | 0.0018119
|  |  | 0 | 0 | 0.00019145 | 0.00060487 | 0 | 0 | 0.0017951
|  |  | 0 | 0 | 0.00019218 | 0.00060536 | 0 | 0 | 0.0017775
|  |  | 0 | 0 | 0.00019293 | 0.00060581 | 0 | 0 | 0.0017611
|  |  | 0 | 0 | 0.00019373 | 0.00060636 | 0 | 0 | 0.0017471
|  |  | 0 | 0 | 0.00019478 | 0.00060686 | 0 | 0 | 0.0017387
|  |  | 0 | 0 | 0.00019536 | 0.00060737 | 0 | 0 | 0.0017289
|  |  | 0 | 0 | 0.00019647 | 0.00060784 | 0 | 0 | 0.0017256
|  |  | 0 | 0 | 0.00019737 | 0.0006084 | 0 | 0 | 0.0017281
|  |  | 0 | 0 | 0.00019798 | 0.00060891 | 0 | 0 | 0.0017264
|  |  | 0 | 0 | 0.00019918 | 0.00060942 | 0 | 0 | 0.0017303
|  |  | 0 | 0 | 0.00020016 | 0.00060988 | 0 | 0 | 0.0017267
|  |  | 0 | 0 | 0.00020112 | 0.00061598 | 0 | 0 | 0.0017263
|  |  | 0 | 0 | 0.00020215 | 0.00061093 | 0 | 0 | 0.001721
|  |  | 0 | 0 | 0.00020346 | 0.00061142 | 0 | 0 | 0.0017138
|  |  | 0 | 0 | 0.00020405 | 0.00061186 | 0 | 0 | 0.0017069
|  |  | 0 | 0 | 0.00020412 | 0.00061238 | 0 | 0 | 0.0016993
|  |  | 0 | 0 | 0.00020373 | 0.00061284 | 0 | 0 | 0.0017042
|  |  | 0 | 0 | 0.00020284 | 0.00061325 | 0 | 0 | 0.0017056
|  |  | 0 | 0 | 0.00020252 | 0.00061374 | 0 | 0 | 0.0017138
|  |  | 0 | 0 | 0.00020191 | 0.00061417 | 0 | 0 | 0.0017252
|  |  | 0 | 0 | 0.00020137 | 0.00061458 | 0 | 0 | 0.0017396
|  |  | 0 | 0 | 0.00020082 | 0.00062052 | 0 | 0 | 0.0017442
|  |  | 0 | 0 | 0.00020027 | 0.00061536 | 0 | 0 | 0.001746
|  |  | 0 | 0 | 0.00019979 | 0.00061572 | 0 | 0 | 0.0017438
|  |  | 0 | 0 | 0.0001993 | 0.00061607 | 0 | 0 | 0.0017326
|  |  | 0 | 0 | 0.00019882 | 0.00061635 | 0 | 0 | 0.0017138
|  |  | 0 | 0 | 0.00019864 | 0.0006167 | 0 | 0 | 0.0017
|  |  | 0 | 0 | 0.0001979 | 0.00061699 | 0 | 0 | 0.0016854
|  |  | 0 | 0 | 0.00019778 | 0.00061725 | 0 | 0 | 0.0016759
|  |  | 0 | 0 | 0.00019709 | 0.00061745 | 0 | 0 | 0.0016732
|  |  | 0 | 0 | 0.00019697 | 0.00062333 | 0 | 0 | 0.0016763
|  |  | 0 | 0 | 0.00019658 | 0.00061791 | 0 | 0 | 0.0016838
|  |  | 0 | 0 | 0.0001962 | 0.00061808 | 0 | 0 | 0.0016928
|  |  | 0 | 0 | 0.00019582 | 0.00061818 | 0 | 0 | 0.0017042
|  |  | 0 | 0 | 0.00019549 | 0.00061835 | 0 | 0 | 0.001706
|  |  | 0 | 0 | 0.00019514 | 0.00061844 | 0 | 0 | 0.0017055
|  |  | 0 | 0 | 0.0001951 | 0.00061851 | 0 | 0 | 0.0017014
|  |  | 0 | 0 | 0.00019446 | 0.00062413 | 0 | 0 | 0.0016875
|  |  | 0 | 0 | 0.00019446 | 0.00061857 | 0 | 0 | 0.0016757
|  |  | 0 | 0 | 0.00019384 | 0.00061856 | 0 | 0 | 0.0016612
|  |  | 0 | 0 | 0.00019381 | 0.00061852 | 0 | 0 | 0.0016496
|  |  | 0 | 0 | 0.0001935 | 0.00061841 | 0 | 0 | 0.0016413
|  |  | 0 | 0 | 0.00019293 | 0.00061836 | 0 | 0 | 0.0016451
|  |  | 0 | 0 | 0.0001929 | 0.00062386 | 0 | 0 | 0.001654
|  |  | 0 | 0 | 0.0001926 | 0.00061809 | 0 | 0 | 0.0016701
|  |  | 0 | 0 | 0.00019231 | 0.00061787 | 0 | 0 | 0.0016934
|  |  | 0 | 0 | 0.00019229 | 0.00061771 | 0 | 0 | 0.0017139
|  |  | 0 | 0 | 0.00019172 | 0.00061748 | 0 | 0 | 0.0017388
|  |  | 0 | 0 | 0.00019145 | 0.00061722 | 0 | 0 | 0.0017634
|  |  | 0 | 0 | 0.0001914 | 0.0006225 | 0 | 0 | 0.00179
|  |  | 0 | 0 | 0.00019084 | 0.00061663 | 0 | 0 | 0.0018104
|  |  | 0 | 0 | 0.00019081 | 0.00061629 | 0 | 0 | 0.0018358
|  |  | 0 | 0 | 0.00019053 | 0.00061592 | 0 | 0 | 0.0018579
|  |  | 0 | 0 | 0.00019021 | 0.00061549 | 0 | 0 | 0.0018763
|  |  | 0 | 0 | 0.0001899 | 0.00062071 | 0 | 0 | 0.0019002
|  |  | 0 | 0 | 0.00018962 | 0.00061468 | 0 | 0 | 0.0019194
|  |  | 0 | 0 | 0.00018928 | 0.00061421 | 0 | 0 | 0.0019359
|  |  | 0 | 0 | 0.00018897 | 0.00061368 | 0 | 0 | 0.0019485
|  |  | 0 | 0 | 0.00018867 | 0.00061322 | 0 | 0 | 0.0019562
|  |  | 0 | 0 | 0.00018859 | 0.00061825 | 0 | 0 | 0.0019585
|  |  | 0 | 0 | 0.00018802 | 0.00061214 | 0 | 0 | 0.0019558
|  |  | 0 | 0 | 0.00018793 | 0.00061152 | 0 | 0 | 0.0019502
|  |  | 0 | 0 | 0.00018734 | 0.00061097 | 0 | 0 | 0.0019319
|  |  | 0 | 0 | 0.00018728 | 0.00061591 | 0 | 0 | 0.0019133
|  |  | 0 | 0 | 0.00018694 | 0.00060973 | 0 | 0 | 0.0018822
|  |  | 0 | 0 | 0.00018657 | 0.00060904 | 0 | 0 | 0.0018514
|  |  | 0 | 0 | 0.00018625 | 0.00060843 | 0 | 0 | 0.0018101
|  |  | 0 | 0 | 0.00018588 | 0.00060776 | 0 | 0 | 0.0017728
|  |  | 0 | 0 | 0.00018554 | 0.00061258 | 0 | 0 | 0.0017341
|  |  | 0 | 0 | 0.00018545 | 0.00060632 | 0 | 0 | 0.0017013
|  |  | 0 | 0 | 0.00018481 | 0.00060566 | 0 | 0 | 0.0016777
|  |  | 0 | 0 | 0.00018473 | 0.00060494 | 0 | 0 | 0.0016659
|  |  | 0 | 0 | 0.0001841 | 0.0006097 | 0 | 0 | 0.001667
|  |  | 0 | 0 | 0.00018402 | 0.00060342 | 0 | 0 | 0.0016799
|  |  | 0 | 0 | 0.00018366 | 0.00060272 | 0 | 0 | 0.0017017
|  |  | 0 | 0 | 0.00018303 | 0.00060197 | 0 | 0 | 0.0017313
|  |  | 0 | 0 | 0.00018295 | 0.00060668 | 0 | 0 | 0.0017548
|  |  | 0 | 0 | 0.0001826 | 0.00060042 | 0 | 0 | 0.0017802
|  |  | 0 | 0 | 0.00018251 | 0.0005997 | 0 | 0 | 0.0017935
|  |  | 0 | 0 | 0.00018191 | 0.00060438 | 0 | 0 | 0.0018045
|  |  | 0 | 0 | 0.00018155 | 0.00059818 | 0 | 0 | 0.0018016
|  |  | 0 | 0 | 0.00018124 | 0.00059738 | 0 | 0 | 0.0017982
|  |  | 0 | 0 | 0.00018116 | 0.00059667 | 0 | 0 | 0.0017874
|  |  | 0 | 0 | 0.00018084 | 0.00060133 | 0 | 0 | 0.0017735
|  |  | 0 | 0 | 0.00018028 | 0.00059517 | 0 | 0 | 0.0017591
|  |  | 0 | 0 | 0.00018023 | 0.00059438 | 0 | 0 | 0.0017451
|  |  | 0 | 0 | 0.00017993 | 0.00059369 | 0 | 0 | 0.0017328
|  |  | 0 | 0 | 0.00017965 | 0.00059836 | 0 | 0 | 0.0017222
|  |  | 0 | 0 | 0.00017938 | 0.00059225 | 0 | 0 | 0.0017144
|  |  | 0 | 0 | 0.00017912 | 0.0005915 | 0 | 0 | 0.0017123
|  |  | 0 | 0 | 0.00017885 | 0.00059622 | 0 | 0 | 0.0017074
|  |  | 0 | 0 | 0.00017865 | 0.00059017 | 0 | 0 | 0.001712
|  |  | 0 | 0 | 0.00017866 | 0.0005895 | 0 | 0 | 0.0017147
|  |  | 0 | 0 | 0.0001782 | 0.00059415 | 0 | 0 | 0.0017246
|  |  | 0 | 0 | 0.00017826 | 0.00058821 | 0 | 0 | 0.0017334
|  |  | 0 | 0 | 0.00017808 | 0.00058758 | 0 | 0 | 0.0017388
|  |  | 0 | 0 | 0.00017767 | 0.00059231 | 0 | 0 | 0.0017498
|  |  | 0 | 0 | 0.00017778 | 0.00058634 | 0 | 0 | 0.0017578
|  |  | 0 | 0 | 0.00017765 | 0.00058581 | 0 | 0 | 0.0017649
|  |  | 0 | 0 | 0.00017754 | 0.00059057 | 0 | 0 | 0.0017737
|  |  | 0 | 0 | 0.00017747 | 0.00058472 | 0 | 0 | 0.0017834
|  |  | 0 | 0 | 0.00017763 | 0.00058416 | 0 | 0 | 0.001798
|  |  | 0 | 0 | 0.00017733 | 0.00058902 | 0 | 0 | 0.0018078
|  |  | 0 | 0 | 0.0001773 | 0.00058324 | 0 | 0 | 0.001821
|  |  | 0 | 0 | 0.00017755 | 0.00058279 | 0 | 0 | 0.001836
|  |  | 0 | 0 | 0.00017754 | 0.00058765 | 0 | 0 | 0.0018447
|  |  | 0 | 0 | 0.00017732 | 0.0005819 | 0 | 0 | 0.0018577
|  |  | 0 | 0 | 0.00017763 | 0.00058156 | 0 | 0 | 0.0018622
|  |  | 0 | 0 | 0.00017767 | 0.00058648 | 0 | 0 | 0.0018718
|  |  | 0 | 0 | 0.00017776 | 0.00058086 | 0 | 0 | 0.0018763
|  |  | 0 | 0 | 0.00017789 | 0.0005805 | 0 | 0 | 0.0018795
|  |  | 0 | 0 | 0.00017799 | 0.00058552 | 0 | 0 | 0.0018814
|  |  | 0 | 0 | 0.00017814 | 0.00057998 | 0 | 0 | 0.0018819
|  |  | 0 | 0 | 0.00017857 | 0.00057974 | 0 | 0 | 0.0018821
|  |  | 0 | 0 | 0.00017849 | 0.00058474 | 0 | 0 | 0.0018818
|  |  | 0 | 0 | 0.00017897 | 0.00057932 | 0 | 0 | 0.0018808
|  |  | 0 | 0 | 0.00017892 | 0.00058441 | 0 | 0 | 0.0018837
|  |  | 0 | 0 | 0.00017943 | 0.00057901 | 0 | 0 | 0.0018807
|  |  | 0 | 0 | 0.00017967 | 0.00057884 | 0 | 0 | 0.0018807
|  |  | 0 | 0 | 0.00017997 | 0.00058405 | 0 | 0 | 0.0018831
|  |  | 0 | 0 | 0.00018027 | 0.00057871 | 0 | 0 | 0.0018818
|  |  | 0 | 0 | 0.00018056 | 0.00057867 | 0 | 0 | 0.0018762
|  |  | 0 | 0 | 0.00018092 | 0.00058386 | 0 | 0 | 0.0018752
|  |  | 0 | 0 | 0.00018124 | 0.00057864 | 0 | 0 | 0.0018692
|  |  | 0 | 0 | 0.00018162 | 0.00058393 | 0 | 0 | 0.0018618
|  |  | 0 | 0 | 0.00018225 | 0.00057872 | 0 | 0 | 0.0018519
|  |  | 0 | 0 | 0.00018237 | 0.00057875 | 0 | 0 | 0.0018403
|  |  | 0 | 0 | 0.00018305 | 0.00058415 | 0 | 0 | 0.0018258
|  |  | 0 | 0 | 0.00018347 | 0.00057901 | 0 | 0 | 0.0018084
|  |  | 0 | 0 | 0.0001839 | 0.00058442 | 0 | 0 | 0.0017887
|  |  | 0 | 0 | 0.00018406 | 0.00057933 | 0 | 0 | 0.0017704
|  |  | 0 | 0 | 0.00018479 | 0.00057947 | 0 | 0 | 0.0017464
|  |  | 0 | 0 | 0.00018551 | 0.000585 | 0 | 0 | 0.0017299
|  |  | 0 | 0 | 0.00018573 | 0.00057997 | 0 | 0 | 0.0017115
|  |  | 0 | 0 | 0.00018621 | 0.0005855 | 0 | 0 | 0.0017035
|  |  | 0 | 0 | 0.00018668 | 0.00058047 | 0 | 0 | 0.0016959
|  |  | 0 | 0 | 0.00018746 | 0.00058609 | 0 | 0 | 0.0016994
|  |  | 0 | 0 | 0.0001877 | 0.00058114 | 0 | 0 | 0.0017042
|  |  | 0 | 0 | 0.00018847 | 0.00058149 | 0 | 0 | 0.0017121
|  |  | 0 | 0 | 0.00018899 | 0.0005871 | 0 | 0 | 0.001721
|  |  | 0 | 0 | 0.0001895 | 0.00058224 | 0 | 0 | 0.0017295
|  |  | 0 | 0 | 0.00018976 | 0.00058794 | 0 | 0 | 0.001737
|  |  | 0 | 0 | 0.00019055 | 0.00058308 | 0 | 0 | 0.0017425
|  |  | 0 | 0 | 0.00019134 | 0.00058878 | 0 | 0 | 0.00175
|  |  | 0 | 0 | 0.00019161 | 0.00058399 | 0 | 0 | 0.0017511
|  |  | 0 | 0 | 0.00019214 | 0.00058978 | 0 | 0 | 0.0017576
|  |  | 0 | 0 | 0.00019267 | 0.00058497 | 0 | 0 | 0.0017581
|  |  | 0 | 0 | 0.00019346 | 0.00059081 | 0 | 0 | 0.0017632
|  |  | 0 | 0 | 0.00019372 | 0.00058599 | 0 | 0 | 0.001761
|  |  | 0 | 0 | 0.00019452 | 0.00058659 | 0 | 0 | 0.0017621
|  |  | 0 | 0 | 0.00019507 | 0.00059249 | 0 | 0 | 0.0017584
|  |  | 0 | 0 | 0.00019557 | 0.00058774 | 0 | 0 | 0.0017528
|  |  | 0 | 0 | 0.00019608 | 0.00059365 | 0 | 0 | 0.0017471
|  |  | 0 | 0 | 0.0001966 | 0.00058896 | 0 | 0 | 0.001742
|  |  | 0 | 0 | 0.0001971 | 0.00059495 | 0 | 0 | 0.0017401
|  |  | 0 | 0 | 0.00019763 | 0.00059024 | 0 | 0 | 0.0017426
|  |  | 0 | 0 | 0.0001981 | 0.00059622 | 0 | 0 | 0.0017491
|  |  | 0 | 0 | 0.00019887 | 0.00059157 | 0 | 0 | 0.0017627
|  |  | 0 | 0 | 0.00019908 | 0.00059764 | 0 | 0 | 0.0017742
|  |  | 0 | 0 | 0.00019985 | 0.00059295 | 0 | 0 | 0.0017904
|  |  | 0 | 0 | 0.00020029 | 0.00059905 | 0 | 0 | 0.0018101
|  |  | 0 | 0 | 0.00020048 | 0.00059434 | 0 | 0 | 0.0018263
|  |  | 0 | 0 | 0.00020123 | 0.00060052 | 0 | 0 | 0.001838
|  |  | 0 | 0 | 0.00020165 | 0.00059585 | 0 | 0 | 0.0018539
|  |  | 0 | 0 | 0.0002021 | 0.00060202 | 0 | 0 | 0.0018638
|  |  | 0 | 0 | 0.0002025 | 0.00059731 | 0 | 0 | 0.0018718
|  |  | 0 | 0 | 0.00020321 | 0.00060356 | 0 | 0 | 0.0018768
|  |  | 0 | 0 | 0.00020331 | 0.0005989 | 0 | 0 | 0.00188
|  |  | 0 | 0 | 0.00020372 | 0.00060513 | 0 | 0 | 0.0018809
|  |  | 0 | 0 | 0.00020436 | 0.00060043 | 0 | 0 | 0.0018804
|  |  | 0 | 0 | 0.00020444 | 0.00060673 | 0 | 0 | 0.0018813
|  |  | 0 | 0 | 0.0002051 | 0.00060754 | 0 | 0 | 0.0018759
|  |  | 0 | 0 | 0.00020544 | 0.00060288 | 0 | 0 | 0.0018727
|  |  | 0 | 0 | 0.00020575 | 0.00060918 | 0 | 0 | 0.001873
|  |  | 0 | 0 | 0.00020608 | 0.00060447 | 0 | 0 | 0.0018666
|  |  | 0 | 0 | 0.00020638 | 0.00061083 | 0 | 0 | 0.0018653
|  |  | 0 | 0 | 0.00020665 | 0.00060616 | 0 | 0 | 0.0018595
|  |  | 0 | 0 | 0.00020694 | 0.00061251 | 0 | 0 | 0.0018506
|  |  | 0 | 0 | 0.00020748 | 0.00060778 | 0 | 0 | 0.0018354
|  |  | 0 | 0 | 0.00020742 | 0.00061419 | 0 | 0 | 0.0018237
|  |  | 0 | 0 | 0.00020795 | 0.0006095 | 0 | 0 | 0.0018072
|  |  | 0 | 0 | 0.00020788 | 0.00061588 | 0 | 0 | 0.0017942
|  |  | 0 | 0 | 0.00020836 | 0.00061673 | 0 | 0 | 0.0017792
|  |  | 0 | 0 | 0.00020852 | 0.00061197 | 0 | 0 | 0.0017725
|  |  | 0 | 0 | 0.0002087 | 0.00061843 | 0 | 0 | 0.0017725
|  |  | 0 | 0 | 0.00020885 | 0.0006137 | 0 | 0 | 0.0017826
|  |  | 0 | 0 | 0.00020898 | 0.00062013 | 0 | 0 | 0.0017934
|  |  | 0 | 0 | 0.00020909 | 0.00061534 | 0 | 0 | 0.0018135
|  |  | 0 | 0 | 0.00020916 | 0.00062183 | 0 | 0 | 0.0018282
|  |  | 0 | 0 | 0.00021003 | 0.00062267 | 0 | 0 | 0.0018453
|  |  | 0 | 0 | 0.00021104 | 0.0006179 | 0 | 0 | 0.0018539
|  |  | 0 | 0 | 0.00021289 | 0.00062431 | 0 | 0 | 0.0018554
|  |  | 0 | 0 | 0.00021413 | 0.00061957 | 0 | 0 | 0.0018492
|  |  | 0 | 0 | 0.00021594 | 0.00062604 | 0 | 0 | 0.0018341
|  |  | 0 | 0 | 0.00021743 | 0.00062687 | 0 | 0 | 0.0018243
|  |  | 0 | 0 | 0.00021891 | 0.00062205 | 0 | 0 | 0.0018053
|  |  | 0 | 0 | 0.00022036 | 0.00062848 | 0 | 0 | 0.0017903
|  |  | 0 | 0 | 0.0002218 | 0.00062368 | 0 | 0 | 0.001778
|  |  | 0 | 0 | 0.00022321 | 0.00063016 | 0 | 0 | 0.0017714
|  |  | 0 | 0 | 0.00022494 | 0.00063097 | 0 | 0 | 0.0017615
|  |  | 0 | 0 | 0.00022598 | 0.00062604 | 0 | 0 | 0.0017559
|  |  | 0 | 0 | 0.00022764 | 0.00063257 | 0 | 0 | 0.0017531
|  |  | 0 | 0 | 0.00022865 | 0.00062766 | 0 | 0 | 0.0017463
|  |  | 0 | 0 | 0.00023028 | 0.00063414 | 0 | 0 | 0.0017357
|  |  | 0 | 0 | 0.00023156 | 0.00063492 | 0 | 0 | 0.0017291
|  |  | 0 | 0 | 0.0002325 | 0.00062991 | 0 | 0 | 0.0017186
|  |  | 0 | 0 | 0.00023406 | 0.00063644 | 0 | 0 | 0.0017085
|  |  | 0 | 0 | 0.0002353 | 0.00063719 | 0 | 0 | 0.0016997
|  |  | 0 | 0 | 0.00023679 | 0.00063218 | 0 | 0 | 0.0016927
|  |  | 0 | 0 | 0.00023763 | 0.0006386 | 0 | 0 | 0.0016897
|  |  | 0 | 0 | 0.00023879 | 0.00063361 | 0 | 0 | 0.001694
|  |  | 0 | 0 | 0.00024021 | 0.00064007 | 0 | 0 | 0.0016972
|  |  | 0 | 0 | 0.00024097 | 0.00064076 | 0 | 0 | 0.0017059
|  |  | 0 | 0 | 0.0002424 | 0.00063567 | 0 | 0 | 0.0017182
|  |  | 0 | 0 | 0.00024341 | 0.00064206 | 0 | 0 | 0.0017235
|  |  | 0 | 0 | 0.00024412 | 0.00064276 | 0 | 0 | 0.0017307
|  |  | 0 | 0 | 0.00024541 | 0.0006376 | 0 | 0 | 0.0017304
|  |  | 0 | 0 | 0.00024637 | 0.00064401 | 0 | 0 | 0.0017246
|  |  | 0 | 0 | 0.00024734 | 0.00064461 | 0 | 0 | 0.00171
|  |  | 0 | 0 | 0.00024856 | 0.00063934 | 0 | 0 | 0.0016977
|  |  | 0 | 0 | 0.00024913 | 0.00064577 | 0 | 0 | 0.0016818
|  |  | 0 | 0 | 0.00024995 | 0.00064632 | 0 | 0 | 0.0016662
|  |  | 0 | 0 | 0.00025115 | 0.00064103 | 0 | 0 | 0.0016538
|  |  | 0 | 0 | 0.00025157 | 0.00064732 | 0 | 0 | 0.0016484
|  |  | 0 | 0 | 0.00025272 | 0.00064785 | 0 | 0 | 0.0016422
|  |  | 0 | 0 | 0.00025346 | 0.00064249 | 0 | 0 | 0.0016429
|  |  | 0 | 0 | 0.00025414 | 0.00064877 | 0 | 0 | 0.0016488
|  |  | 0 | 0 | 0.00025451 | 0.0006492 | 0 | 0 | 0.0016504
|  |  | 0 | 0 | 0.00025548 | 0.00064955 | 0 | 0 | 0.0016582
|  |  | 0 | 0 | 0.00025649 | 0.00064413 | 0 | 0 | 0.0016628
|  |  | 0 | 0 | 0.00025674 | 0.00065033 | 0 | 0 | 0.0016653
|  |  | 0 | 0 | 0.00025731 | 0.00065066 | 0 | 0 | 0.0016722
|  |  | 0 | 0 | 0.0002582 | 0.00064505 | 0 | 0 | 0.0016773
|  |  | 0 | 0 | 0.00025833 | 0.00065124 | 0 | 0 | 0.0016816
|  |  | 0 | 0 | 0.00025919 | 0.00065149 | 0 | 0 | 0.0016856
|  |  | 0 | 0 | 0.00025929 | 0.00064584 | 0 | 0 | 0.0016884
|  |  | 0 | 0 | 0.00026004 | 0.0006519 | 0 | 0 | 0.0016905
|  |  | 0 | 0 | 0.00026046 | 0.00065201 | 0 | 0 | 0.0016945
|  |  | 0 | 0 | 0.00026082 | 0.0006522 | 0 | 0 | 0.0016939
|  |  | 0 | 0 | 0.00026116 | 0.00064643 | 0 | 0 | 0.0016973
|  |  | 0 | 0 | 0.00026146 | 0.00065237 | 0 | 0 | 0.0017065
|  |  | 0 | 0 | 0.00026209 | 0.00065241 | 0 | 0 | 0.0017153
|  |  | 0 | 0 | 0.00026198 | 0.00065238 | 0 | 0 | 0.0017331
|  |  | 0 | 0 | 0.00026219 | 0.00064653 | 0 | 0 | 0.0017502
|  |  | 0 | 0 | 0.00026274 | 0.00065235 | 0 | 0 | 0.0017678
|  |  | 0 | 0 | 0.00026253 | 0.00065226 | 0 | 0 | 0.0017792
|  |  | 0 | 0 | 0.00026302 | 0.00064622 | 0 | 0 | 0.0017905
|  |  | 0 | 0 | 0.00026312 | 0.00065198 | 0 | 0 | 0.0017907
|  |  | 0 | 0 | 0.00026318 | 0.0006518 | 0 | 0 | 0.0017838
|  |  | 0 | 0 | 0.00026322 | 0.00065157 | 0 | 0 | 0.0017625
|  |  | 0 | 0 | 0.00026323 | 0.00065132 | 0 | 0 | 0.0017373
|  |  | 0 | 0 | 0.00026321 | 0.00064512 | 0 | 0 | 0.0017084
|  |  | 0 | 0 | 0.00026352 | 0.0006507 | 0 | 0 | 0.0016838
|  |  | 0 | 0 | 0.00026308 | 0.00065034 | 0 | 0 | 0.0016593
|  |  | 0 | 0 | 0.00026298 | 0.00064995 | 0 | 0 | 0.0016491
|  |  | 0 | 0 | 0.00026323 | 0.00064367 | 0 | 0 | 0.0016439
|  |  | 0 | 0 | 0.00026304 | 0.000649 | 0 | 0 | 0.001654
|  |  | 0 | 0 | 0.00026285 | 0.00064855 | 0 | 0 | 0.00167
|  |  | 0 | 0 | 0.00026227 | 0.00064801 | 0 | 0 | 0.001691
|  |  | 0 | 0 | 0.00026241 | 0.00064161 | 0 | 0 | 0.0017094
|  |  | 0 | 0 | 0.0002621 | 0.00064679 | 0 | 0 | 0.0017295
|  |  | 0 | 0 | 0.00026216 | 0.0006462 | 0 | 0 | 0.0017428
|  |  | 0 | 0 | 0.00026148 | 0.00064552 | 0 | 0 | 0.0017419
|  |  | 0 | 0 | 0.00026115 | 0.00064481 | 0 | 0 | 0.001734
|  |  | 0 | 0 | 0.00026109 | 0.00063827 | 0 | 0 | 0.0017178
|  |  | 0 | 0 | 0.00026036 | 0.00064324 | 0 | 0 | 0.0016982
|  |  | 0 | 0 | 0.00026025 | 0.00064247 | 0 | 0 | 0.0016699
|  |  | 0 | 0 | 0.00025944 | 0.00064163 | 0 | 0 | 0.0016468
|  |  | 0 | 0 | 0.00025934 | 0.00064075 | 0 | 0 | 0.001622
|  |  | 0 | 0 | 0.00025881 | 0.00063407 | 0 | 0 | 0.0016079
|  |  | 0 | 0 | 0.00025831 | 0.00063884 | 0 | 0 | 0.0015983
|  |  | 0 | 0 | 0.00025772 | 0.00063791 | 0 | 0 | 0.0015933
|  |  | 0 | 0 | 0.00025717 | 0.0006369 | 0 | 0 | 0.0016007
|  |  | 0 | 0 | 0.0002569 | 0.00063585 | 0 | 0 | 0.0016121
|  |  | 0 | 0 | 0.00025596 | 0.00063478 | 0 | 0 | 0.0016283
|  |  | 0 | 0 | 0.00025563 | 0.00062792 | 0 | 0 | 0.0016468
|  |  | 0 | 0 | 0.00025465 | 0.00063254 | 0 | 0 | 0.0016678
|  |  | 0 | 0 | 0.00025431 | 0.00063137 | 0 | 0 | 0.0016808
|  |  | 0 | 0 | 0.00025358 | 0.00063017 | 0 | 0 | 0.0016929
|  |  | 0 | 0 | 0.00025254 | 0.00062895 | 0 | 0 | 0.0017036
|  |  | 0 | 0 | 0.00025214 | 0.00062765 | 0 | 0 | 0.0017046
|  |  | 0 | 0 | 0.00025136 | 0.00062077 | 0 | 0 | 0.0017076
|  |  | 0 | 0 | 0.00025095 | 0.0006251 | 0 | 0 | 0.0017027
|  |  | 0 | 0 | 0.00024982 | 0.00062376 | 0 | 0 | 0.0017028
|  |  | 0 | 0 | 0.00024898 | 0.00062235 | 0 | 0 | 0.0016994
|  |  | 0 | 0 | 0.00024853 | 0.000621 | 0 | 0 | 0.0016958
|  |  | 0 | 0 | 0.00024735 | 0.00061958 | 0 | 0 | 0.0016918
|  |  | 0 | 0 | 0.00024684 | 0.00061258 | 0 | 0 | 0.0016886
|  |  | 0 | 0 | 0.00024564 | 0.00061668 | 0 | 0 | 0.0016862
|  |  | 0 | 0 | 0.0002451 | 0.00061514 | 0 | 0 | 0.0016858
|  |  | 0 | 0 | 0.00024419 | 0.00061367 | 0 | 0 | 0.0016883
|  |  | 0 | 0 | 0.00024333 | 0.00061214 | 0 | 0 | 0.001696
|  |  | 0 | 0 | 0.00024242 | 0.00061058 | 0 | 0 | 0.0017015
|  |  | 0 | 0 | 0.00024151 | 0.000609 | 0 | 0 | 0.0017115
|  |  | 0 | 0 | 0.00024092 | 0.00060736 | 0 | 0 | 0.0017258
|  |  | 0 | 0 | 0.00023967 | 0.00060033 | 0 | 0 | 0.0017362
|  |  | 0 | 0 | 0.00023907 | 0.00060415 | 0 | 0 | 0.0017428
|  |  | 0 | 0 | 0.00023781 | 0.0006025 | 0 | 0 | 0.0017529
|  |  | 0 | 0 | 0.0002372 | 0.00060083 | 0 | 0 | 0.0017584
|  |  | 0 | 0 | 0.00023626 | 0.0005991 | 0 | 0 | 0.0017616
|  |  | 0 | 0 | 0.000235 | 0.00059744 | 0 | 0 | 0.0017645
|  |  | 0 | 0 | 0.00023438 | 0.00059572 | 0 | 0 | 0.0017665
|  |  | 0 | 0 | 0.00023344 | 0.00059399 | 0 | 0 | 0.0017686
|  |  | 0 | 0 | 0.00023284 | 0.00059225 | 0 | 0 | 0.0017703
|  |  | 0 | 0 | 0.00023157 | 0.00059046 | 0 | 0 | 0.0017752
|  |  | 0 | 0 | 0.00023064 | 0.00058343 | 0 | 0 | 0.0017736
|  |  | 0 | 0 | 0.00023003 | 0.00058696 | 0 | 0 | 0.0017764
|  |  | 0 | 0 | 0.0002288 | 0.00058518 | 0 | 0 | 0.0017711
|  |  | 0 | 0 | 0.0002282 | 0.0005834 | 0 | 0 | 0.0017692
|  |  | 0 | 0 | 0.00022701 | 0.00058156 | 0 | 0 | 0.0017584
|  |  | 0 | 0 | 0.0002264 | 0.0005798 | 0 | 0 | 0.0017503
|  |  | 0 | 0 | 0.00022552 | 0.000578 | 0 | 0 | 0.0017384
|  |  | 0 | 0 | 0.00022465 | 0.0005762 | 0 | 0 | 0.0017255
|  |  | 0 | 0 | 0.00022381 | 0.00057439 | 0 | 0 | 0.0017141
|  |  | 0 | 0 | 0.00022294 | 0.00057254 | 0 | 0 | 0.0017063
|  |  | 0 | 0 | 0.00022244 | 0.00057078 | 0 | 0 | 0.0017039
|  |  | 0 | 0 | 0.0002213 | 0.00056898 | 0 | 0 | 0.0017065
|  |  | 0 | 0 | 0.0002208 | 0.00056718 | 0 | 0 | 0.0017168
|  |  | 0 | 0 | 0.00021975 | 0.00056539 | 0 | 0 | 0.0017251
|  |  | 0 | 0 | 0.00021926 | 0.00056356 | 0 | 0 | 0.0017367
|  |  | 0 | 0 | 0.00021854 | 0.00056183 | 0 | 0 | 0.0017491
|  |  | 0 | 0 | 0.0002178 | 0.00055501 | 0 | 0 | 0.0017541
|  |  | 0 | 0 | 0.00021712 | 0.0005583 | 0 | 0 | 0.0017498
|  |  | 0 | 0 | 0.00021642 | 0.00055655 | 0 | 0 | 0.0017446
|  |  | 0 | 0 | 0.0002158 | 0.00055478 | 0 | 0 | 0.0017313
|  |  | 0 | 0 | 0.00021514 | 0.0005531 | 0 | 0 | 0.0017138
|  |  | 0 | 0 | 0.00021456 | 0.0005514 | 0 | 0 | 0.0016948
|  |  | 0 | 0 | 0.00021428 | 0.00054971 | 0 | 0 | 0.0016758
|  |  | 0 | 0 | 0.00021342 | 0.00054805 | 0 | 0 | 0.0016583
|  |  | 0 | 0 | 0.00021321 | 0.00054636 | 0 | 0 | 0.0016434
|  |  | 0 | 0 | 0.00021271 | 0.00054477 | 0 | 0 | 0.0016313
|  |  | 0 | 0 | 0.00021194 | 0.00054317 | 0 | 0 | 0.0016247
|  |  | 0 | 0 | 0.00021182 | 0.00054159 | 0 | 0 | 0.0016161
|  |  | 0 | 0 | 0.00021141 | 0.00054004 | 0 | 0 | 0.0016159
|  |  | 0 | 0 | 0.00021131 | 0.00053847 | 0 | 0 | 0.0016142
|  |  | 0 | 0 | 0.00021071 | 0.00053701 | 0 | 0 | 0.0016217
|  |  | 0 | 0 | 0.0002104 | 0.00053554 | 0 | 0 | 0.0016322
|  |  | 0 | 0 | 0.00021013 | 0.0005341 | 0 | 0 | 0.0016476
|  |  | 0 | 0 | 0.00021017 | 0.00053269 | 0 | 0 | 0.0016655
|  |  | 0 | 0 | 0.00020994 | 0.00053127 | 0 | 0 | 0.0016933
|  |  | 0 | 0 | 0.00020951 | 0.00052997 | 0 | 0 | 0.0017211
|  |  | 0 | 0 | 0.00020966 | 0.00052865 | 0 | 0 | 0.0017511
|  |  | 0 | 0 | 0.00020956 | 0.00052738 | 0 | 0 | 0.0017717
|  |  | 0 | 0 | 0.00020949 | 0.00052614 | 0 | 0 | 0.0017892
|  |  | 0 | 0 | 0.00020946 | 0.0005249 | 0 | 0 | 0.0017984
|  |  | 0 | 0 | 0.00020947 | 0.00052377 | 0 | 0 | 0.0018018
|  |  | 0 | 0 | 0.00020951 | 0.00052264 | 0 | 0 | 0.0017915
|  |  | 0 | 0 | 0.00020988 | 0.00052155 | 0 | 0 | 0.0017818
|  |  | 0 | 0 | 0.00020971 | 0.0005205 | 0 | 0 | 0.0017671
|  |  | 0 | 0 | 0.00021015 | 0.00052416 | 0 | 0 | 0.0017492
|  |  | 0 | 0 | 0.00021005 | 0.00051847 | 0 | 0 | 0.0017394
|  |  | 0 | 0 | 0.00021056 | 0.00051758 | 0 | 0 | 0.0017297
|  |  | 0 | 0 | 0.00021083 | 0.00051669 | 0 | 0 | 0.0017207
|  |  | 0 | 0 | 0.00021112 | 0.00051584 | 0 | 0 | 0.0017127
|  |  | 0 | 0 | 0.00021146 | 0.00051503 | 0 | 0 | 0.0017049
|  |  | 0 | 0 | 0.00021185 | 0.00051423 | 0 | 0 | 0.0016963
|  |  | 0 | 0 | 0.00021224 | 0.00051354 | 0 | 0 | 0.0016908
|  |  | 0 | 0 | 0.00021297 | 0.00051285 | 0 | 0 | 0.0016803
|  |  | 0 | 0 | 0.00021316 | 0.00051221 | 0 | 0 | 0.0016752
|  |  | 0 | 0 | 0.00021395 | 0.00051161 | 0 | 0 | 0.0016757
|  |  | 0 | 0 |  | 0.00051101 | 0 | 0 | 0.0016742
|  |  | 0 | 0 |  | 0.00051052 | 0 | 0 | 0.0016809
|  |  | 0 | 0 |  | 0.00051004 | 0 | 0 | 0.0016866
|  |  | 0 | 0 |  | 0.0005096 | 0 | 0 | 0.0016925
|  |  | 0 | 0 |  | 0.00050919 | 0 | 0 | 0.0016954
|  |  | 0 | 0 |  | 0.00051341 | 0 | 0 | 0.0017017
|  |  | 0 | 0 |  | 0.00050846 | 0 | 0 | 0.0017042
|  |  | 0 | 0 |  | 0.0005082 | 0 | 0 | 0.0017084
|  |  | 0 | 0 |  | 0.00050795 | 0 | 0 | 0.0017066
|  |  | 0 | 0 |  | 0.00050773 | 0 | 0 | 0.0017084
|  |  | 0 | 0 |  | 0.00050754 | 0 | 0 | 0.0017103
|  |  | 0 | 0 |  | 0.00050735 | 0 | 0 | 0.0017143
|  |  | 0 | 0 |  | 0.00050727 | 0 | 0 | 0.0017126
|  |  | 0 | 0 |  | 0.00050718 | 0 | 0 | 0.0017141
|  |  | 0 | 0 |  | 0.00050713 | 0 | 0 | 0.0017107
|  |  | 0 | 0 |  | 0.00051167 | 0 | 0 | 0.001702
|  |  | 0 | 0 |  | 0.00050706 | 0 | 0 | 0.0016977
|  |  | 0 | 0 |  | 0.00050713 | 0 | 0 | 0.0016904
|  |  | 0 | 0 |  | 0.00050719 | 0 | 0 | 0.0016839
|  |  | 0 | 0 |  | 0.00050727 | 0 | 0 | 0.0016783
|  |  | 0 | 0 |  | 0.00050737 | 0 | 0 | 0.0016739
|  |  | 0 | 0 |  | 0.00050746 | 0 | 0 | 0.0016693
|  |  | 0 | 0 |  | 0.00050765 | 0 | 0 | 0.0016632
|  |  | 0 | 0 |  | 0.00051239 | 0 | 0 | 0.0016574
|  |  | 0 | 0 |  | 0.00050801 | 0 | 0 | 0.0016441
|  |  | 0 | 0 |  | 0.00050822 | 0 | 0 | 0.0016336
|  |  | 0 | 0 |  | 0.00050844 | 0 | 0 | 0.0016177
|  |  | 0 | 0 |  | 0.00050865 | 0 | 0 | 0.0016083
|  |  | 0 | 0 |  | 0.00050894 | 0 | 0 | 0.0015999
|  |  | 0 | 0 |  | 0.00050921 | 0 | 0 | 0.0015934
|  |  | 0 | 0 |  | 0.00051408 | 0 | 0 | 0.0015968
|  |  | 0 | 0 |  | 0.00050979 | 0 | 0 | 0.0016018
|  |  | 0 | 0 |  | 0.00051006 | 0 | 0 | 0.0016091
|  |  | 0 | 0 |  | 0.00051042 | 0 | 0 | 0.0016156
|  |  | 0 | 0 |  | 0.00051074 | 0 | 0 | 0.0016226
|  |  | 0 | 0 |  | 0.00051108 | 0 | 0 | 0.0016202
|  |  | 0 | 0 |  | 0.00051603 | 0 | 0 | 0.001616
|  |  | 0 | 0 |  | 0.00051177 | 0 | 0 | 0.0016105
|  |  | 0 | 0 |  | 0.00051209 | 0 | 0 | 0.0015968
|  |  | 0 | 0 |  | 0.00051249 | 0 | 0 | 0.001587
|  |  | 0 | 0 |  | 0.00051286 | 0 | 0 | 0.0015731
|  |  | 0 | 0 |  | 0.00051323 | 0 | 0 | 0.0015655
|  |  | 0 | 0 |  | 0.00051823 | 0 | 0 | 0.0015585
|  |  | 0 | 0 |  | 0.00051394 | 0 | 0 | 0.0015536
|  |  | 0 | 0 |  | 0.00051436 | 0 | 0 | 0.001551
|  |  | 0 | 0 |  | 0.00051475 | 0 | 0 | 0.0015502
|  |  | 0 | 0 |  | 0.00051513 | 0 | 0 | 0.001551
|  |  | 0 | 0 |  | 0.00052017 | 0 | 0 | 0.0015535
|  |  | 0 | 0 |  | 0.00051592 | 0 | 0 | 0.0015575
|  |  | 0 | 0 |  | 0.00051628 | 0 | 0 | 0.0015672
|  |  | 0 | 0 |  | 0.00051671 | 0 | 0 | 0.0015765
|  |  | 0 | 0 |  | 0.00052177 | 0 | 0 | 0.0015945
|  |  | 0 | 0 |  | 0.00051752 | 0 | 0 | 0.0016116
|  |  | 0 | 0 |  | 0.00051792 | 0 | 0 | 0.0016374
|  |  | 0 | 0 |  | 0.0005183 | 0 | 0 | 0.0016588
|  |  | 0 | 0 |  | 0.00051875 | 0 | 0 | 0.0016841
|  |  | 0 | 0 |  | 0.00052384 | 0 | 0 | 0.0017039
|  |  | 0 | 0 |  | 0.00051959 | 0 | 0 | 0.0017187
|  |  | 0 | 0 |  | 0.00052002 | 0 | 0 | 0.0017282
|  |  | 0 | 0 |  | 0.00052045 | 0 | 0 | 0.0017314
|  |  | 0 | 0 |  | 0.00052554 | 0 | 0 | 0.0017303
|  |  | 0 | 0 |  | 0.00052133 | 0 | 0 | 0.0017293
|  |  | 0 | 0 |  | 0.00052179 | 0 | 0 | 0.0017224
|  |  | 0 | 0 |  | 0.00052225 | 0 | 0 | 0.0017222
|  |  | 0 | 0 |  | 0.00052742 | 0 | 0 | 0.0017209
|  |  | 0 | 0 |  | 0.00052319 | 0 | 0 | 0.0017303
|  |  | 0 | 0 |  | 0.00052364 | 0 | 0 | 0.0017401
|  |  | 0 | 0 |  | 0.00052418 | 0 | 0 | 0.0017591
|  |  | 0 | 0 |  | 0.00052941 | 0 | 0 | 0.0017782
|  |  | 0 | 0 |  | 0.00052521 | 0 | 0 | 0.0017973
|  |  | 0 | 0 |  | 0.00052575 | 0 | 0 | 0.0018156
|  |  | 0 | 0 |  | 0.00052626 | 0 | 0 | 0.0018306
|  |  | 0 | 0 |  | 0.0005316 | 0 | 0 | 0.0018415
|  |  | 0 | 0 |  | 0.00052744 | 0 | 0 | 0.0018503
|  |  | 0 | 0 |  | 0.00052803 | 0 | 0 | 0.0018564
|  |  | 0 | 0 |  | 0.0005334 | 0 | 0 | 0.0018633
|  |  | 0 | 0 |  | 0.00052927 | 0 | 0 | 0.0018637
|  |  | 0 | 0 |  | 0.00052987 | 0 | 0 | 0.0018682
|  |  | 0 | 0 |  | 0.00053057 | 0 | 0 | 0.0018653
|  |  | 0 | 0 |  | 0.00053604 | 0 | 0 | 0.0018664
|  |  | 0 | 0 |  | 0.00053195 | 0 | 0 | 0.0018639
|  |  | 0 | 0 |  | 0.00053267 | 0 | 0 | 0.0018576
|  |  | 0 | 0 |  | 0.00053821 | 0 | 0 | 0.0018574
|  |  | 0 | 0 |  | 0.00053413 | 0 | 0 | 0.0018566
|  |  | 0 | 0 |  | 0.00053495 | 0 | 0 | 0.0018587
|  |  | 0 | 0 |  | 0.00054057 | 0 | 0 | 0.0018639
|  |  | 0 | 0 |  | 0.00053656 | 0 | 0 | 0.0018742
|  |  | 0 | 0 |  | 0.0005374 | 0 | 0 | 0.0018794
|  |  | 0 | 0 |  | 0.0005431 | 0 | 0 | 0.0018863
|  |  | 0 | 0 |  | 0.0005391 | 0 | 0 | 0.0018935
|  |  | 0 | 0 |  | 0.00054003 | 0 | 0 | 0.0018902
|  |  | 0 | 0 |  | 0.00054582 | 0 | 0 | 0.0018873
|  |  | 0 | 0 |  | 0.00054188 | 0 | 0 | 0.0018757
|  |  | 0 | 0 |  | 0.00054284 | 0 | 0 | 0.0018562
|  |  | 0 | 0 |  | 0.00054866 | 0 | 0 | 0.0018379
|  |  | 0 | 0 |  | 0.00054479 | 0 | 0 | 0.0018128
|  |  | 0 | 0 |  | 0.0005458 | 0 | 0 | 0.0017853
|  |  | 0 | 0 |  | 0.00055174 | 0 | 0 | 0.0017567
|  |  | 0 | 0 |  | 0.00054784 | 0 | 0 | 0.0017285
|  |  | 0 | 0 |  | 0.00054889 | 0 | 0 | 0.0017015
|  |  | 0 | 0 |  | 0.00055485 | 0 | 0 | 0.0016796
|  |  | 0 | 0 |  | 0.000551 | 0 | 0 | 0.0016551
|  |  | 0 | 0 |  | 0.00055208 | 0 | 0 | 0.0016399
|  |  | 0 | 0 |  | 0.00055814 | 0 | 0 | 0.0016234
|  |  | 0 | 0 |  | 0.00055424 | 0 | 0 | 0.0016155
|  |  | 0 | 0 |  | 0.00055533 | 0 | 0 | 0.0016057
|  |  | 0 | 0 |  | 0.00056139 | 0 | 0 | 0.0016024
|  |  | 0 | 0 |  | 0.00055751 | 0 | 0 | 0.0015971
|  |  | 0 | 0 |  | 0.00056362 | 0 | 0 | 0.0015911
|  |  | 0 | 0 |  | 0.00055968 | 0 | 0 | 0.0015849
|  |  | 0 | 0 |  | 0.00056075 | 0 | 0 | 0.0015782
|  |  | 0 | 0 |  | 0.00056688 | 0 | 0 | 0.001571
|  |  | 0 | 0 |  | 0.00056284 | 0 | 0 | 0.001566
|  |  | 0 | 0 |  | 0.000569 | 0 | 0 | 0.0015669
|  |  | 0 | 0 |  | 0.00056495 | 0 | 0 | 0.0015677
|  |  | 0 | 0 |  | 0.00056596 | 0 | 0 | 0.0015785
|  |  | 0 | 0 |  | 0.00057206 | 0 | 0 | 0.0015908
|  |  | 0 | 0 |  | 0.00056792 | 0 | 0 | 0.0016128
|  |  | 0 | 0 |  | 0.00057395 | 0 | 0 | 0.0016322
[6 empty] | 0.00056978 | 0 | 0 | 0.001657
[6 empty] | 0.00057067 | 0 | 0 | 0.0016758
[6 empty] | 0.00057667 | 0 | 0 | 0.0016899
[6 empty] | 0.00057234 | 0 | 0 | 0.0016955
[6 empty] | 0.00057828 | 0 | 0 | 0.001692
[6 empty] | 0.00057382 | 0 | 0 | 0.0016799
[6 empty] | 0.00057974 | 0 | 0 | 0.0016623
[6 empty] | 0.00057522 | 0 | 0 | 0.0016339
[6 empty] | 0.00057582 | 0 | 0 | 0.0016056
[6 empty] | 0.00058157 | 0 | 0 | 0.0015808
[6 empty] | 0.00057689 | 0 | 0 | 0.0015539
[6 empty] | 0.00058249 | 0 | 0 | 0.0015371
[6 empty] | 0.00057773 | 0 | 0 | 0.0015252
[6 empty] | 0.00058327 | 0 | 0 | 0.0015186
[6 empty] | 0.00057835 | 0 | 0 | 0.0015247
[6 empty] | 0.00058377 | 0 | 0 | 0.0015357
[6 empty] | 0.00057872 | 0 | 0 | 0.0015526
[6 empty] | 0.00057876 | 0 | 0 | 0.0015745
[6 empty] | 0.00058403 | 0 | 0 | 0.0016019
[6 empty] | 0.00057878 | 0 | 0 | 0.0016258
[6 empty] | 0.00058387 | 0 | 0 | 0.0016524
[6 empty] | 0.00057847 | 0 | 0 | 0.0016823
[6 empty] | 0.00058342 | 0 | 0 | 0.0017069
[6 empty] | 0.00057784 | 0 | 0 | 0.0017375
[6 empty] | 0.00058268 | 0 | 0 | 0.0017648
[6 empty] | 0.00057701 | 0 | 0 | 0.0017999
[6 empty] | 0.00058165 | 0 | 0 | 0.0018367
[6 empty] | 0.00057583 | 0 | 0 | 0.0018775
[6 empty] | 0.00058031 | 0 | 0 | 0.0019218
[6 empty] | 0.00057432 | 0 | 0 | 0.0019677
[6 empty] | 0.00057868 | 0 | 0 | 0.0020124
[6 empty] | 0.0005726 | 0 | 0 | 0.0020533
[6 empty] | 0.00057676 | 0 | 0 | 0.0020903
[6 empty] | 0.00057055 | 0 | 0 | 0.0021112
[6 empty] | 0.00057455 | 0 | 0 | 0.002124
[6 empty] | 0.00056822 | 0 | 0 | 0.0021285
[6 empty] | 0.00057201 | 0 | 0 | 0.0021191
[6 empty] | 0.00056562 | 0 | 0 | 0.0020972
[6 empty] | 0.0005693 | 0 | 0 | 0.0020736
[6 empty] | 0.00056275 | 0 | 0 | 0.0020405
[6 empty] | 0.00056628 | 0 | 0 | 0.0020031
[6 empty] | 0.00055965 | 0 | 0 | 0.0019622
[6 empty] | 0.00056299 | 0 | 0 | 0.0019194
[6 empty] | 0.00055632 | 0 | 0 | 0.0018769
[6 empty] | 0.00055957 | 0 | 0 | 0.0018356
[6 empty] | 0.00055776 | 0 | 0 | 0.0017998
[6 empty] | 0.00055095 | 0 | 0 | 0.0017624
[6 empty] | 0.00055401 | 0 | 0 | 0.0017319
[6 empty] | 0.0005471 | 0 | 0 | 0.0017074
[6 empty] | 0.0005501 | 0 | 0 | 0.001684
[6 empty] | 0.0005432 | 0 | 0 | 0.0016604
[6 empty] | 0.00054605 | 0 | 0 | 0.0016429
[6 empty] | 0.00053913 | 0 | 0 | 0.0016224
[6 empty] | 0.0005419 | 0 | 0 | 0.0016013
[6 empty] | 0.00053979 | 0 | 0 | 0.0015795
[6 empty] | 0.00053283 | 0 | 0 | 0.0015582
[6 empty] | 0.00053554 | 0 | 0 | 0.0015378
[6 empty] | 0.00052864 | 0 | 0 | 0.0015226
[6 empty] | 0.00053125 | 0 | 0 | 0.0015072
[6 empty] | 0.00052439 | 0 | 0 | 0.0014984
[6 empty] | 0.00052697 | 0 | 0 | 0.0014966
[6 empty] | 0.00052484 | 0 | 0 | 0.0014937
[6 empty] | 0.00051801 | 0 | 0 | 0.0014983
[6 empty] | 0.00052061 | 0 | 0 | 0.0015013
[6 empty] | 0.0005139 | 0 | 0 | 0.0015022
[6 empty] | 0.00051646 | 0 | 0 | 0.0014994
[6 empty] | 0.00051443 | 0 | 0 | 0.0014983
[6 empty] | 0.00050785 | 0 | 0 | 0.0014961
[6 empty] | 0.00051042 | 0 | 0 | 0.001489
[6 empty] | 0.00050399 | 0 | 0 | 0.0014868
[6 empty] | 0.00050663 | 0 | 0 | 0.001489
[6 empty] | 0.00050479 | 0 | 0 | 0.0015004
[6 empty] | 0.00049851 | 0 | 0 | 0.0015161
[6 empty] | 0.00050125 | 0 | 0 | 0.0015429
[6 empty] | 0.00049507 | 0 | 0 | 0.001581
[6 empty] | 0.00049794 | 0 | 0 | 0.0016235
[6 empty] | 0.00049637 | 0 | 0 | 0.0016706
[6 empty] | 0.00049045 | 0 | 0 | 0.0017169
[6 empty] | 0.00049343 | 0 | 0 | 0.0017674
[6 empty] | 0.00049207 | 0 | 0 | 0.0018127
[6 empty] | 0.00048639 | 0 | 0 | 0.0018537
[6 empty] | 0.00048952 | 0 | 0 | 0.0018934
[6 empty] | 0.00048841 | 0 | 0 | 0.001922
[6 empty] | 0.00048299 | 0 | 0 | 0.001948
[6 empty] | 0.00048636 | 0 | 0 | 0.0019698
[6 empty] | 0.00048545 | 0 | 0 | 0.0019778
[6 empty] | 0.00048031 | 0 | 0 | 0.0019832
[6 empty] | 0.0004839 | 0 | 0 | 0.0019724
[6 empty] | 0.00048322 | 0 | 0 | 0.0019592
[6 empty] | 0.00047839 | 0 | 0 | 0.001935
[6 empty] | 0.00048222 | 0 | 0 | 0.0019052
[6 empty] | 0.00048184 | 0 | 0 | 0.001873
[6 empty] | 0.00047725 | 0 | 0 | 0.0018405
[6 empty] | 0.00048134 | 0.00038617 | 0 | 0.00181
[6 empty] | 0.00048123 | 0.00078608 | 0 | 0.0017833
[6 empty] | 0.00047687 | 0.00082934 | 0 | 0.0017618
[6 empty] | 0.00048127 | 0.00088654 | 0 | 0.001748
[6 empty] | 0.00048143 | 0.00089361 | 0 | 0.0017339
[6 empty] | 0.00047738 | 0.00088094 | 0 | 0.0017299
[6 empty] | 0.00048201 | 0.00088615 | 0 | 0.0017245
[6 empty] | 0.00048244 | 0.00085724 | 0 | 0.001728
[6 empty] | 0.0004786 | 0.00083012 | 0 | 0.0017319
[6 empty] | 0.00048355 | 0.00081647 | 0 | 0.0017355
[6 empty] | 0.00048423 | 0.00081198 | 0 | 0.001746
[6 empty] | 0.000485 | 0.00085724 | 0 | 0.0017546
[6 empty] | 0.00048152 | 0.00089745 | 0 | 0.0017629
[6 empty] | 0.00048679 | 0.00091839 | 0 | 0.0017717
[6 empty] | 0.00048781 | 0.00091934 | 0 | 0.0017696
[6 empty] | 0.0004845 | 0.0009002 | 0 | 0.0017637
[6 empty] | 0.00049007 | 0.00089262 | 0 | 0.0017534
[6 empty] | 0.00049132 | 0.00091653 | 0 | 0.0017307
[6 empty] | 0.00049264 | 0.00092838 | 0 | 0.0017084
[6 empty] | 0.00048962 | 0.00090697 | 0 | 0.0016785
[6 empty] | 0.00049549 | 0.00089409 | 0 | 0.0016555
[6 empty] | 0.00049701 | 0.0008765 | 0 | 0.0016349
[6 empty] | 0.00049857 | 0.00087205 | 0 | 0.0016202
[6 empty] | 0.00049579 | 0.00088374 | 0 | 0.0016127
[6 empty] | 0.00050197 | 0.00087795 | 0 | 0.0016123
[6 empty] | 0.00050374 | 0.0008991 | 0 | 0.0016184
[6 empty] | 0.00050556 | 0.00091929 | 0 | 0.0016292
[6 empty] | 0.00050291 | 0.00090531 | 0 | 0.0016453
[6 empty] | 0.00050937 | 0.0009609 | 0 | 0.001666
[6 empty] | 0.0005113 | 0.0010236 | 0 | 0.0016927
[6 empty] | 0.00051336 | 0.0010254 | 0 | 0.0017182
[6 empty] | 0.00051082 | 0.00099527 | 0 | 0.0017502
[6 empty] | 0.00051752 | 0.00096406 | 0 | 0.0017799
[6 empty] | 0.00051966 | 0.00095578 | 0 | 0.0018041
[6 empty] | 0.00052183 | 0.00095933 | 0 | 0.0018291
[6 empty] | 0.00051935 | 0.0009826 | 0 | 0.0018443
[6 empty] | 0.00052622 | 0.00098496 | 0 | 0.001852
[6 empty] | 0.00052852 | 0.00097577 | 0 | 0.0018509
[6 empty] | 0.0005308 | 0.00094553 | 0 | 0.0018425
[6 empty] | 0.0005331 | 0.00093275 | 0 | 0.0018301
[6 empty] | 0.00053064 | 0.00091714 | 0 | 0.0018079
[6 empty] | 0.00053776 | 0.00089664 | 0 | 0.001784
[6 empty] | 0.00054011 | 0.00087104 | 0 | 0.0017613
[6 empty] | 0.00054247 | 0.00080989 | 0 | 0.0017327
[6 empty] | 0.0005448 | 0.00082613 | 0 | 0.0017101
[6 empty] | 0.00054234 | 0.00085417 | 0 | 0.001687
[6 empty] | 0.0005496 | 0.00085248 | 0 | 0.0016679
[6 empty] | 0.00055199 | 0.00090235 | 0 | 0.0016498
[6 empty] | 0.00055437 | 0.00093078 | 0 | 0.0016423
[6 empty] | 0.00055676 | 0.00092604 | 0 | 0.0016379
[6 empty] | 0.00055914 | 0.00090748 | 0 | 0.001642
[6 empty] | 0.00055646 | 0.00088537 | 0 | 0.001647
[6 empty] | 0.00056388 | 0.00090649 | 0 | 0.00166
[6 empty] | 0.00056624 | 0.00092604 | 0 | 0.0016771
[6 empty] | 0.00056859 | 0.00092959 | 0 | 0.0017
[6 empty] | 0.00057092 | 0.00092824 | 0 | 0.0017188
[6 empty] | 0.00057324 | 0.00091735 | 0 | 0.0017427
[6 empty] | 0.00057041 | 0.00092349 | 0 | 0.0017624
[6 empty] | 0.00057779 | 0.00093457 | 0 | 0.0017759
[6 empty] | 0.0005801 | 0.00090807 | 0 | 0.0017905
[6 empty] | 0.00058235 | 0.00089247 | 0 | 0.001797
[6 empty] | 0.00058458 | 0.00091993 | 0 | 0.0017992
[6 empty] | 0.00058679 | 0.00091807 | 0 | 0.0017968
[6 empty] | 0.00058897 | 0.00091935 | 0 | 0.0017909
[6 empty] | 0.00058586 | 0.00090095 | 0 | 0.0017861
[6 empty] | 0.00059322 | 0.00087326 | 0 | 0.0017759
[6 empty] | 0.00059537 | 0.00088262 | 0 | 0.0017699
[6 empty] | 0.00059745 | 0.00085151 | 0 | 0.0017691
[6 empty] | 0.0005995 | 0.00079456 | 0 | 0.0017652
[6 empty] | 0.00060152 | 0.00076725 | 0 | 0.0017693
[6 empty] | 0.00060351 | 0.00079864 | 0 | 0.0017722
[6 empty] | 0.00060547 | 0.00087102 | 0 | 0.0017766
[6 empty] | 0.00060198 | 0.00089185 | 0 | 0.0017782
[6 empty] | 0.00060925 | 0.00087221 | 0 | 0.0017837
[6 empty] | 0.00061116 | 0.00086123 | 0 | 0.0017833
[6 empty] | 0.00061299 | 0.00086917 | 0 | 0.0017819
[6 empty] | 0.00061479 | 0.00087193 | 0 | 0.0017703
[6 empty] | 0.00061655 | 0.00087459 | 0 | 0.0017568
[6 empty] | 0.00061827 | 0.00089004 | 0 | 0.001739
[6 empty] | 0.00061996 | 0.00090776 | 0 | 0.0017207
[6 empty] | 0.00062161 | 0.00091895 | 0 | 0.0016961
[6 empty] | 0.00062318 | 0.00093236 | 0 | 0.0016771
[6 empty] | 0.00061922 | 0.00095579 | 0 | 0.0016581
[6 empty] | 0.00062634 | 0.00098077 | 0 | 0.0016432
[6 empty] | 0.00062783 | 0.00097231 | 0 | 0.0016318
[6 empty] | 0.00062929 | 0.00097005 | 0 | 0.0016335
[6 empty] | 0.00063071 | 0.00095617 | 0 | 0.0016409
[6 empty] | 0.00063209 | 0.00094772 | 0 | 0.0016561
[6 empty] | 0.00063337 | 0.00096807 | 0 | 0.0016812
[6 empty] | 0.00063471 | 0.00098064 | 0 | 0.0017062
[6 empty] | 0.00063596 | 0.00097192 | 0 | 0.0017353
[6 empty] | 0.00063717 | 0.00092086 | 0 | 0.0017659
[6 empty] | 0.00063833 | 0.00089114 | 0 | 0.0017852
[6 empty] | 0.00063945 | 0.00091411 | 0 | 0.001802
[6 empty] | 0.00064052 | 0.00094212 | 0 | 0.001803
[6 empty] | 0.00064155 | 0.00094927 | 0 | 0.0017997
[6 empty] | 0.00064248 | 0.00094375 | 0 | 0.0017836
[6 empty] | 0.00064346 | 0.00093258 | 0 | 0.0017596
[6 empty] | 0.00064435 | 0.00095205 | 0 | 0.00173
[6 empty] | 0.00063943 | 0.00097934 | 0 | 0.0016989
[6 empty] | 0.00064597 | 0.00098583 | 0 | 0.0016677
[6 empty] | 0.00064671 | 0.00099368 | 0 | 0.0016398
[6 empty] | 0.0006474 | 0.00099496 | 0 | 0.0016184
[6 empty] | 0.00064804 | 0.00099377 | 0 | 0.0015971
[6 empty] | 0.00064858 | 0.0010172 | 0 | 0.0015846
[6 empty] | 0.00064917 | 0.001023 | 0 | 0.0015807
[6 empty] | 0.00064966 | 0.0010446 | 0 | 0.0015803
[6 empty] | 0.00065009 | 0.0010826 | 0 | 0.0015828
[6 empty] | 0.00065047 | 0.0010779 | 0 | 0.001595
[6 empty] | 0.0006508 | 0.0010657 | 0 | 0.0016073
[6 empty] | 0.00065107 | 0.0010657 | 0 | 0.001621
[6 empty] | 0.0006513 | 0.0010554 | 0 | 0.0016355
[6 empty] | 0.00065142 | 0.0010486 | 0 | 0.001649
[6 empty] | 0.00065158 | 0.0010351 | 0 | 0.0016609
[6 empty] | 0.00065164 | 0.0010135 | 0 | 0.0016742
[6 empty] | 0.00065165 | 0.0010016 | 0 | 0.0016812
[6 empty] | 0.00065161 | 0.0010228 | 0 | 0.0016917
[6 empty] | 0.00065151 | 0.0010633 | 0 | 0.0016957
[6 empty] | 0.00065136 | 0.0010585 | 0 | 0.0017032
[6 empty] | 0.00065116 | 0.0010578 | 0 | 0.0017026
[6 empty] | 0.00065085 | 0.0010685 | 0 | 0.001704
[6 empty] | 0.0006506 | 0.0010729 | 0 | 0.0016988
[6 empty] | 0.00065604 | 0.0010797 | 0 | 0.0016905
[6 empty] | 0.00064983 | 0.0010677 | 0 | 0.0016797
[6 empty] | 0.00064937 | 0.0010507 | 0 | 0.0016678
[6 empty] | 0.00064887 | 0.001045 | 0 | 0.0016559
[6 empty] | 0.00064831 | 0.0010446 | 0 | 0.0016472
[6 empty] | 0.00064771 | 0.0010562 | 0 | 0.0016356
[6 empty] | 0.00064702 | 0.0010587 | 0 | 0.0016292
[6 empty] | 0.00064637 | 0.0010386 | 0 | 0.0016285
[6 empty] | 0.00064564 | 0.0010187 | 0 | 0.001626
[6 empty] | 0.00064486 | 0.0010487 | 0 | 0.0016317
[6 empty] | 0.00064404 | 0.0010817 | 0 | 0.0016378
[6 empty] | 0.00064319 | 0.0010729 | 0 | 0.0016456
[6 empty] | 0.00064229 | 0.001077 | 0 | 0.0016544
[6 empty] | 0.00064136 | 0.0010741 | 0 | 0.0016631
[6 empty] | 0.00064035 | 0.0010518 | 0 | 0.0016715
[6 empty] | 0.0006394 | 0.0010311 | 0 | 0.0016793
[6 empty] | 0.00063838 | 0.0010394 | 0 | 0.0016855
[6 empty] | 0.00064301 | 0.0010439 | 0 | 0.0016903
[6 empty] | 0.00063624 | 0.0010362 | 0 | 0.0016964
[6 empty] | 0.00063513 | 0.0010027 | 0 | 0.0016964
[6 empty] | 0.000634 | 0.00099069 | 0 | 0.0016988
[6 empty] | 0.00063285 | 0.0010171 | 0 | 0.0016964
[6 empty] | 0.00063168 | 0.0010134 | 0 | 0.0016897
[6 empty] | 0.00063045 | 0.0010087 | 0 | 0.0016852
[6 empty] | 0.00062929 | 0.0010162 | 0 | 0.0016768
[6 empty] | 0.00062808 | 0.0009907 | 0 | 0.0016687
[6 empty] | 0.00062686 | 0.00097391 | 0 | 0.0016617
[6 empty] | 0.00063121 | 0.0010358 | 0 | 0.0016577
[6 empty] | 0.00062439 | 0.0010837 | 0 | 0.0016579
[6 empty] | 0.00062315 | 0.0010639 | 0 | 0.0016648
[6 empty] | 0.00062191 | 0.0010541 | 0 | 0.0016704
[6 empty] | 0.00062062 | 0.0010883 | 0 | 0.0016848
[6 empty] | 0.00061943 | 0.0010947 | 0 | 0.0016956
[6 empty] | 0.00061819 | 0.0010995 | 0 | 0.0017123
[6 empty] | 0.00061696 | 0.001129 | 0 | 0.0017227
[6 empty] | 0.00061574 | 0.0011307 | 0 | 0.0017371
[6 empty] | 0.00062002 | 0.001139 | 0 | 0.0017453
[6 empty] | 0.00061333 | 0.0011411 | 0 | 0.0017507
[6 empty] | 0.00061215 | 0.001127 | 0 | 0.0017529
[6 empty] | 0.00061098 | 0.0011537 | 0 | 0.0017527
[6 empty] | 0.00060978 | 0.0011343 | 0 | 0.0017495
[6 empty] | 0.00060869 | 0.0011227 | 0 | 0.0017467
[6 empty] | 0.00061299 | 0.00116 | 0 | 0.0017375
[6 empty] | 0.00060647 | 0.0011757 | 0 | 0.0017321
[6 empty] | 0.0006054 | 0.0011564 | 0 | 0.0017213
[6 empty] | 0.00060435 | 0.0011918 | 0 | 0.0017169
[6 empty] | 0.00060332 | 0.0012251 | 0 | 0.0017091
[6 empty] | 0.00060232 | 0.0011954 | 0 | 0.0017097
[6 empty] | 0.00060671 | 0.0011799 | 0 | 0.0017119
[6 empty] | 0.00060035 | 0.0011573 | 0 | 0.0017185
[6 empty] | 0.00059947 | 0.0011244 | 0 | 0.0017277
[6 empty] | 0.00059857 | 0.0011324 | 0 | 0.0017381
[6 empty] | 0.0005977 | 0.0011336 | 0 | 0.0017469
[6 empty] | 0.00059686 | 0.0011068 | 0 | 0.0017544
[6 empty] | 0.00060137 | 0.0010819 | 0 | 0.0017501
[6 empty] | 0.00059526 | 0.0010815 | 0 | 0.0017407
[6 empty] | 0.00059451 | 0.0010711 | 0 | 0.0017275
[6 empty] | 0.00059378 | 0.0010936 | 0 | 0.0017055
[6 empty] | 0.00059303 | 0.0011757 | 0 | 0.0016765
[6 empty] | 0.00059769 | 0.0012339 | 0 | 0.0016509
[6 empty] | 0.00059176 | 0.0012674 | 0 | 0.0016232
[6 empty] | 0.00059113 | 0.0012654 | 0 | 0.001598
[6 empty] | 0.00059054 | 0.001257 | 0 | 0.0015771
[6 empty] | 0.00058997 | 0.0012628 | 0 | 0.0015615
[6 empty] | 0.00059468 | 0.0012554 | 0 | 0.0015511
[6 empty] | 0.00058889 | 0.0012325 | 0 | 0.0015455
[6 empty] | 0.00058839 | 0.0012134 | 0 | 0.0015472
[6 empty] | 0.00058787 | 0.001229 | 0 | 0.0015487
[6 empty] | 0.00059269 | 0.0012565 | 0 | 0.0015594
[6 empty] | 0.00058701 | 0.0013104 | 0 | 0.0015695
[6 empty] | 0.00058658 | 0.0013339 | 0 | 0.0015883
[6 empty] | 0.00058617 | 0.0012895 | 0 | 0.0016092
[6 empty] | 0.000591 | 0.0012711 | 0 | 0.0016317
[6 empty] | 0.00058539 | 0.0012997 | 0 | 0.0016616
[6 empty] | 0.00058502 | 0.0013104 | 0 | 0.0016891
[6 empty] | 0.00058466 | 0.0013061 | 0 | 0.0017166
[6 empty] | 0.00058948 | 0.0013204 | 0 | 0.0017333
[6 empty] | 0.00058397 | 0.0013065 | 0 | 0.0017452
[6 empty] | 0.00058363 | 0.0012577 | 0 | 0.001749
[6 empty] | 0.0005833 | 0.0011965 | 0 | 0.0017492
[6 empty] | 0.00058817 | 0.0011515 | 0 | 0.0017399
[6 empty] | 0.00058264 | 0.001153 | 0 | 0.0017355
[6 empty] | 0.00058231 | 0.0011483 | 0 | 0.0017305
[6 empty] | 0.00058198 | 0.0011437 | 0 | 0.0017377
[6 empty] | 0.00058684 | 0.0011413 | 0 | 0.00175
[6 empty] | 0.00058131 | 0.0011194 | 0 | 0.0017715
[6 empty] | 0.00058092 | 0.001103 | 0 | 0.0017998
[6 empty] | 0.00058061 | 0.0010841 | 0 | 0.0018328
[6 empty] | 0.00058543 | 0.0010686 | 0 | 0.0018685
[6 empty] | 0.00057988 | 0.0010732 | 0 | 0.001904
[6 empty] | 0.0005795 | 0.0010812 | 0 | 0.0019409
[6 empty] | 0.00058427 | 0.0011057 | 0 | 0.0019676
[6 empty] | 0.0005787 | 0.0011184 | 0 | 0.0019957
[6 empty] | 0.00057827 | 0.0011139 | 0 | 0.0020114
[6 empty] | 0.00058299 | 0.0011172 | 0 | 0.0020255
[6 empty] | 0.00057733 | 0.0011182 | 0 | 0.0020267
[6 empty] | 0.0005769 | 0.001124 | 0 | 0.002015
[6 empty] | 0.00058155 | 0.0011337 | 0 | 0.0020002
[6 empty] | 0.0005759 | 0.0011478 | 0 | 0.0019733
[6 empty] | 0.00057537 | 0.0011583 | 0 | 0.0019409
[6 empty] | 0.00057482 | 0.0012069 | 0 | 0.0019079
[6 empty] | 0.00057937 | 0.0012241 | 0 | 0.0018692
[6 empty] | 0.00057365 | 0.0011916 | 0 | 0.0018352
[6 empty] | 0.00057303 | 0.0011793 | 0 | 0.0018087
[6 empty] | 0.0005775 | 0.0011891 | 0 | 0.0017818
[6 empty] | 0.00057169 | 0.0012109 | 0 | 0.0017655
[6 empty] | 0.00057105 | 0.0012229 | 0 | 0.0017486
[6 empty] | 0.00057544 | 0.00124 | 0 | 0.0017413
[6 empty] | 0.00056962 | 0.0012332 | 0 | 0.0017348
[6 empty] | 0.00057395 | 0.0011976 | 0 | 0.001732
[6 empty] | 0.0005681 | 0.0011766 | 0 | 0.0017322
[6 empty] | 0.00056731 | 0.0011565 | 0 | 0.0017356
[6 empty] | 0.00057155 | 0.0011712 | 0 | 0.0017421
[6 empty] | 0.00056567 | 0.0011788 | 0 | 0.0017518
[6 empty] | 0.00056482 | 0.0011847 | 0 | 0.0017669
[6 empty] | 0.00056894 | 0.0011856 | 0 | 0.0017792
[6 empty] | 0.00056306 | 0.0011588 | 0 | 0.0017958
[6 empty] | 0.00056216 | 0.0011678 | 0 | 0.0018158
[6 empty] | 0.00056625 | 0.0011334 | 0 | 0.0018332
[6 empty] | 0.0005603 | 0.0011125 | 0 | 0.0018462
[6 empty] | 0.00056435 | 0.0010889 | 0 | 0.0018611
[6 empty] | 0.00055839 | 0.0010642 | 0 | 0.0018679
[6 empty] | 0.00055742 | 0.0011144 | 0 | 0.0018679
[6 empty] | 0.0005614 | 0.0011506 | 0 | 0.0018598
[6 empty] | 0.00055545 | 0.0011557 | 0 | 0.0018441
[6 empty] | 0.00055441 | 0.0011619 | 0 | 0.0018242
[6 empty] | 0.00055838 | 0.0011995 | 0 | 0.0017936
[6 empty] | 0.00055244 | 0.00122 | 0 | 0.0017625
[6 empty] | 0.00055635 | 0.0012348 | 0 | 0.0017329
[6 empty] | 0.00055042 | 0.0012627 | 0 | 0.0016998
[6 empty] | 0.00055431 | 0.0012786 | 0 | 0.0016761
[6 empty] | 0.0005484 | 0.0013025 | 0 | 0.0016546
[6 empty] | 0.00054739 | 0.0013209 | 0 | 0.0016394
[6 empty] | 0.00055127 | 0.0013544 | 0 | 0.0016271
[6 empty] | 0.0005454 | 0.0013699 | 0 | 0.0016247
[6 empty] | 0.00054927 | 0.0013633 | 0 | 0.0016235
[6 empty] | 0.0005434 | 0.0013476 | 0 | 0.0016269
[6 empty] | 0.00054248 | 0.0013268 | 0 | 0.0016259
[6 empty] | 0.00054637 | 0.001329 | 0 | 0.0016275
[6 empty] | 0.0005406 | 0.001346 | 0 | 0.0016305
[6 empty] | 0.0005445 | 0.0013742 | 0 | 0.0016271
[6 empty] | 0.00053879 | 0.0014227 | 0 | 0.0016287
[6 empty] | 0.00054272 | 0.0014346 | 0 | 0.0016263
[6 empty] | 0.00053707 | 0.0014458 | 0 | 0.0016305
[6 empty] | 0.00054102 | 0.0014923 | 0 | 0.0016348
[6 empty] | 0.00053543 | 0.0014888 | 0 | 0.0016431
[6 empty] | 0.00053462 | 0.0014304 | 0 | 0.0016534
[6 empty] | 0.00053867 | 0.001386 | 0 | 0.0016654
[6 empty] | 0.00053319 | 0.001361 | 0 | 0.0016769
[6 empty] | 0.00053725 | 0.0013277 | 0 | 0.0016865
[6 empty] | 0.00053184 | 0.0013447 | 0 | 0.0016942
[6 empty] | 0.00053596 | 0.0013896 | 0 | 0.0016927
[6 empty] | 0.00053063 | 0.0013931 | 0 | 0.0016899
[6 empty] | 0.00053481 | 0.0013476 | 0 | 0.0016869
[6 empty] | 0.00052956 | 0.0013049 | 0 | 0.0016796
[6 empty] | 0.00053381 | 0.0012919 | 0 | 0.0016684
[6 empty] | 0.00052864 | 0.0012963 | 0 | 0.0016622
[6 empty] | 0.00053292 | 0.0012984 | 0 | 0.0016532
[6 empty] | 0.00052788 | 0.0012939 | 0 | 0.0016441
[6 empty] | 0.00053227 | 0.0012954 | 0 | 0.001635
[6 empty] | 0.00052728 | 0.0013012 | 0 | 0.0016252
[6 empty] | 0.00053175 | 0.001326 | 0 | 0.0016183
[6 empty] | 0.00052685 | 0.0013577 | 0 | 0.0016068
[6 empty] | 0.0005314 | 0.0013841 | 0 | 0.0015988
[6 empty] | 0.0005266 | 0.0013894 | 0 | 0.0015943
[6 empty] | 0.00053123 | 0.0013935 | 0 | 0.001589
[6 empty] | 0.00052651 | 0.0014162 | 0 | 0.001584
[6 empty] | 0.00053123 | 0.0014753 | 0 | 0.0015874
[6 empty] | 0.00052657 | 0.0015234 | 0 | 0.0015914
[6 empty] | 0.00053142 | 0.0015576 | 0 | 0.0015996
[6 empty] | 0.00052687 | 0.0015816 | 0 | 0.0016118
[6 empty] | 0.00053178 | 0.0015511 | 0 | 0.0016272
[6 empty] | 0.00052732 | 0.0015311 | 0 | 0.0016455
[6 empty] | 0.00053231 | 0.0015792 | 0 | 0.0016648
[6 empty] | 0.00052793 | 0.0016308 | 0 | 0.0016872
[6 empty] | 0.00053302 | 0.0017025 | 0 | 0.001703
[6 empty] | 0.00053344 | 0.0017364 | 0 | 0.0017191
[6 empty] | 0.00052918 | 0.0017519 | 0 | 0.0017334
[6 empty] | 0.0005344 | 0.0017862 | 0 | 0.0017406
[6 empty] | 0.00053018 | 0.0018118 | 0 | 0.0017388
[6 empty] | 0.00053553 | 0.0018008 | 0 | 0.0017377
[6 empty] | 0.00053141 | 0.0017083 | 0 | 0.0017285
[6 empty] | 0.00053682 | 0.0016135 | 0 | 0.0017155
[6 empty] | 0.00053276 | 0.0015794 | 0 | 0.0017005
[6 empty] | 0.00053825 | 0.0015786 | 0 | 0.0016879
[6 empty] | 0.00053903 | 0.0015939 | 0 | 0.0016716
[6 empty] | 0.00053506 | 0.0016083 | 0 | 0.0016593
[6 empty] | 0.00054068 | 0.0015717 | 0 | 0.0016512
[6 empty] | 0.00053677 | 0.0015399 | 0 | 0.00164
[6 empty] | 0.00054247 | 0.0015407 | 0 | 0.0016353
[6 empty] | 0.00054341 | 0.001553 | 0 | 0.0016284
[6 empty] | 0.00053953 | 0.0015756 | 0 | 0.0016296
[6 empty] | 0.00054538 | 0.0016056 | 0 | 0.0016326
[6 empty] | 0.00054158 | 0.001594 | 0 | 0.0016406
[6 empty] | 0.00054747 | 0.0015766 | 0 | 0.0016544
[6 empty] | 0.0005437 | 0.0015462 | 0 | 0.0016732
[6 empty] | 0.00054965 | 0.0015395 | 0 | 0.001695
[6 empty] | 0.00055078 | 0.0015503 | 0 | 0.0017189
[6 empty] | 0.00054705 | 0.0015287 | 0 | 0.0017358
[6 empty] | 0.00055311 | 0.001536 | 0 | 0.0017486
[6 empty] | 0.0005543 | 0.0015573 | 0 | 0.0017557
[6 empty] | 0.00055059 | 0.0016101 | 0 | 0.001751
[6 empty] | 0.00055673 | 0.0016605 | 0 | 0.0017339
[6 empty] | 0.000553 | 0.0016583 | 0 | 0.0017151
[6 empty] | 0.00055923 | 0.0016493 | 0 | 0.0016891
[6 empty] | 0.0005605 | 0.0016628 | 0 | 0.0016632
[6 empty] | 0.00055681 | 0.0016822 | 0 | 0.0016401
[6 empty] | 0.00056307 | 0.0016845 | 0 | 0.001624
[6 empty] | 0.00056438 | 0.0016906 | 0 | 0.0016161
[6 empty] | 0.00056068 | 0.0016914 | 0 | 0.001619
[6 empty] | 0.000567 | 0.0016822 | 0 | 0.0016238
[6 empty] | 0.00056329 | 0.0016571 | 0 | 0.0016371
[6 empty] | 0.00056965 | 0.001673 | 0 | 0.0016567
[6 empty] | 0.00057098 | 0.0017025 | 0 | 0.0016761
[6 empty] | 0.00056724 | 0.0016912 | 0 | 0.0016942
[6 empty] | 0.00057364 | 0.0016882 | 0 | 0.0017168
[6 empty] | 0.00057493 | 0.0016787 | 0 | 0.001735
[6 empty] | 0.0005712 | 0.0017017 | 0 | 0.0017515
[6 empty] | 0.00057762 | 0.0017717 | 0 | 0.0017654
[6 empty] | 0.00057894 | 0.0017725 | 0 | 0.0017771
[6 empty] | 0.00057513 | 0.0017353 | 0 | 0.0017879
[6 empty] | 0.00058157 | 0.0017512 | 0 | 0.0018008
[6 empty] | 0.00058288 | 0.0017725 | 0 | 0.0018092
[6 empty] | 0.00057901 | 0.0017903 | 0 | 0.0018237
[6 empty] | 0.00058547 | 0.0018082 | 0 | 0.0018335
[6 empty] | 0.00058675 | 0.0018153 | 0 | 0.0018491
[6 empty] | 0.00058802 | 0.0018239 | 0 | 0.0018575
[6 empty] | 0.00058406 | 0.0018545 | 0 | 0.0018684
[6 empty] | 0.00059052 | 0.0018773 | 0 | 0.0018729
[6 empty] | 0.00059171 | 0.0019006 | 0 | 0.0018729
[6 empty] | 0.00058773 | 0.0019265 | 0 | 0.0018692
[6 empty] | 0.00059419 | 0.0019412 | 0 | 0.0018635
[6 empty] | 0.00059538 | 0.0019265 | 0 | 0.00186
[6 empty] | 0.00059129 | 0.0019313 | 0 | 0.001854
[6 empty] | 0.00059773 | 0.0019698 | 0 | 0.0018561
[6 empty] | 0.00059889 | 0.0019868 | 0 | 0.0018678
[6 empty] | 0.00060003 | 0.0019958 | 0 | 0.001885
[6 empty] | 0.00059583 | 0.001993 | 0 | 0.0019077
[6 empty] | 0.00060226 | 0.0019599 | 0 | 0.0019421
[6 empty] | 0.00060335 | 0.0019823 | 0 | 0.0019765
[6 empty] | 0.00060443 | 0.0020257 | 0 | 0.0020101
[6 empty] | 0.00060014 | 0.0019969 | 0 | 0.002038
[6 empty] | 0.00060654 | 0.0019601 | 0 | 0.0020557
[6 empty] | 0.00060753 | 0.0019589 | 0 | 0.0020598
[6 empty] | 0.00060321 | 0.0019591 | 0 | 0.0020489
[6 empty] | 0.0006096 | 0.0020127 | 0 | 0.0020254
[6 empty] | 0.00061059 | 0.0020417 | 0 | 0.0019835
[6 empty] | 0.00061157 | 0.0020711 | 0 | 0.0019392
[6 empty] | 0.00060711 | 0.0021281 | 0 | 0.0018867
[6 empty] | 0.00061348 | 0.0021496 | 0 | 0.0018428
[6 empty] | 0.00061443 | 0.0021492 | 0 | 0.001804
[6 empty] | 0.00061535 | 0.0021283 | 0 | 0.0017775
[6 empty] | 0.00061627 | 0.0020961 | 0 | 0.001762
[6 empty] | 0.00061172 | 0.0020724 | 0 | 0.0017688
[6 empty] | 0.00061808 | 0.0020693 | 0 | 0.00178
[6 empty] | 0.00061897 | 0.0020929 | 0 | 0.001802
[6 empty] | 0.00061986 | 0.0021158 | 0 | 0.0018282
[6 empty] | 0.0006152 | 0.002129 | 0 | 0.0018566
[6 empty] | 0.0006216 | 0.0021175 | 0 | 0.0018738
[6 empty] | 0.00062246 | 0.0021 | 0 | 0.0018887
[6 empty] | 0.00062332 | 0.0021349 | 0 | 0.0018886
[6 empty] | 0.00062417 | 0.0022697 | 0 | 0.0018846
[6 empty] | 0.00061949 | 0.0023282 | 0 | 0.0018679
[6 empty] | 0.00062586 | 0.0022946 | 0 | 0.0018443
[6 empty] | 0.00062671 | 0.0022347 | 0 | 0.0018145
[6 empty] | 0.00062754 | 0.0021721 | 0 | 0.0017818
[6 empty] | 0.00062838 | 0.002177 | 0 | 0.0017478
[6 empty] | 0.00062365 | 0.0021831 | 0 | 0.0017159
[6 empty] | 0.00063005 | 0.0021421 | 0 | 0.0016869
[6 empty] | 0.00063089 | 0.002128 | 0 | 0.0016661
[6 empty] | 0.00063173 | 0.002143 | 0 | 0.0016477
[6 empty] | 0.00063251 | 0.0021951 | 0 | 0.0016412
[6 empty] | 0.00062779 | 0.0022412 | 0 | 0.0016382
[6 empty] | 0.00063423 | 0.002228 | 0 | 0.0016476
[6 empty] | 0.00063507 | 0.0022231 | 0 | 0.0016606
[6 empty] | 0.00063591 | 0.0022194 | 0 | 0.0016785
[6 empty] | 0.00063674 | 0.0022169 | 0 | 0.0016995
[6 empty] | 0.00063758 | 0.0021851 | 0 | 0.0017215
[6 empty] | 0.00063842 | 0.0021719 | 0 | 0.0017436
[6 empty] | 0.0006336 | 0.0021888 | 0 | 0.0017642
[6 empty] | 0.00064009 | 0.0021565 | 0 | 0.0017845
[6 empty] | 0.00064093 | 0.0021038 | 0 | 0.0017955
[6 empty] | 0.00064176 | 0.0021168 | 0 | 0.0018068
[6 empty] | 0.00064259 | 0.0021616 | 0 | 0.0018068
[6 empty] | 0.00064342 | 0.0021995 | 0 | 0.0018076
[6 empty] | 0.00063854 | 0.0022044 | 0 | 0.001801
[6 empty] | 0.00064501 | 0.0021796 | 0 | 0.0017907
[6 empty] | 0.00064587 | 0.0021714 | 0 | 0.0017783
[6 empty] | 0.00064667 | 0.0021906 | 0 | 0.0017655
[6 empty] | 0.00064746 | 0.0022061 | 0 | 0.001754
[6 empty] | 0.00064825 | 0.0021949 | 0 | 0.0017457
[6 empty] | 0.00064902 | 0.0021704 | 0 | 0.001742
[6 empty] | 0.00064978 | 0.0021553 | 0 | 0.0017458
[6 empty] | 0.00065052 | 0.0021847 | 0 | 0.0017498
[6 empty] | 0.00064549 | 0.0022065 | 0 | 0.001764
[6 empty] | 0.00065196 | 0.0022142 | 0 | 0.0017771
[6 empty] | 0.00065266 | 0.0022166 | 0 | 0.0017978
[6 empty] | 0.00065333 | 0.0022367 | 0 | 0.0018175
[6 empty] | 0.00065397 | 0.002268 | 0 | 0.0018363
[6 empty] | 0.0006546 | 0.0023031 | 0 | 0.0018528
[6 empty] | 0.00065519 | 0.0023525 | 0 | 0.0018652
[6 empty] | 0.00065576 | 0.0023362 | 0 | 0.0018718
[6 empty] | 0.0006563 | 0.0023131 | 0 | 0.0018718
[6 empty] | 0.00065676 | 0.0023462 | 0 | 0.0018677
[6 empty] | 0.00065146 | 0.0024071 | 0 | 0.0018507
[6 empty] | 0.00065771 | 0.0024199 | 0 | 0.0018317
[6 empty] | 0.00065811 | 0.002403 | 0 | 0.0018122
[6 empty] | 0.00065847 | 0.0023811 | 0 | 0.0017876
[6 empty] | 0.00065879 | 0.0023453 | 0 | 0.0017611
[6 empty] | 0.00065906 | 0.0023103 | 0 | 0.0017413
[6 empty] | 0.00065929 | 0.0023056 | 0 | 0.0017216
[6 empty] | 0.00065947 | 0.0023476 | 0 | 0.0017044
[6 empty] | 0.00065961 | 0.0023811 | 0 | 0.0016914
[6 empty] | 0.00065969 | 0.0023756 | 0 | 0.0016841
[6 empty] | 0.00065972 | 0.0023646 | 0 | 0.0016751
[6 empty] | 0.0006597 | 0.002359 | 0 | 0.0016715
[6 empty] | 0.00065963 | 0.0023695 | 0 | 0.0016721
[6 empty] | 0.0006595 | 0.0023721 | 0 | 0.0016686
[6 empty] | 0.00065931 | 0.0023437 | 0 | 0.0016696
[6 empty] | 0.00065907 | 0.0022832 | 0 | 0.0016657
[6 empty] | 0.00065872 | 0.0022234 | 0 | 0.0016659
[6 empty] | 0.00065841 | 0.0021891 | 0 | 0.001664
[6 empty] | 0.00065799 | 0.0021732 | 0 | 0.0016622
[6 empty] | 0.0006517 | 0.0021408 | 0 | 0.0016624
[6 empty] | 0.00065697 | 0.0020806 | 0 | 0.001664
[6 empty] | 0.00065637 | 0.002062 | 0 | 0.0016695
[6 empty] | 0.0006557 | 0.0020782 | 0 | 0.0016723
[6 empty] | 0.00065498 | 0.0020663 | 0 | 0.0016783
[6 empty] | 0.00065419 | 0.0020625 | 0 | 0.0016888
[6 empty] | 0.00065335 | 0.0020723 | 0 | 0.0016972
[6 empty] | 0.00065244 | 0.0020699 | 5.1466e-05 | 0.0017137
[6 empty] | 0.00065147 | 0.0020616 | 0.00010237 | 0.0017314
[6 empty] | 0.00065044 | 0.0020645 | 0.0001021 | 0.001754
[6 empty] | 0.00064935 | 0.0020454 | 0.00010209 | 0.0017784
[6 empty] | 0.00064821 | 0.0020113 | 0.0001021 | 0.0018111
[6 empty] | 0.00064701 | 0.0020009 | 0.00010252 | 0.0018459
[6 empty] | 0.00064575 | 0.0020084 | 0.00010293 | 0.0018756
[6 empty] | 0.00064439 | 0.0020242 | 0.0001035 | 0.0019072
[6 empty] | 0.00064308 | 0.0020496 | 0.00010417 | 0.0019354
[6 empty] | 0.00064734 | 0.0020733 | 0.00010501 | 0.0019606
[6 empty] | 0.0006402 | 0.0020867 | 0.00010641 | 0.0019731
[6 empty] | 0.00063868 | 0.0021136 | 0.00010765 | 0.0019827
[6 empty] | 0.00063712 | 0.0021577 | 0.00010874 | 0.0019789
[6 empty] | 0.00063552 | 0.0021437 | 0.00011015 | 0.0019617
[6 empty] | 0.00063387 | 0.0021345 | 0.00011139 | 0.0019419
[6 empty] | 0.00063219 | 0.0021691 | 0.00011306 | 0.001912
[6 empty] | 0.00063047 | 0.002197 | 0.00011472 | 0.0018767
[6 empty] | 0.00062871 | 0.0022232 | 0.00011638 | 0.0018388
[6 empty] | 0.00062692 | 0.0022534 | 0.00011846 | 0.0018026
[6 empty] | 0.0006251 | 0.0023073 | 0.00012071 | 0.0017607
[6 empty] | 0.00062326 | 0.0023452 | 0.0001222 | 0.0017225
[6 empty] | 0.00062139 | 0.0023334 | 0.00012404 | 0.0016879
[6 empty] | 0.0006195 | 0.0023331 | 0.00012594 | 0.001651
[6 empty] | 0.00061759 | 0.0023785 | 0.00012822 | 0.0016221
[6 empty] | 0.00061566 | 0.002403 | 0.00012987 | 0.0015955
[6 empty] | 0.00061372 | 0.0023894 | 0.00013176 | 0.0015747
[6 empty] | 0.00061173 | 0.0023844 | 0.00013403 | 0.0015614
[6 empty] | 0.00060981 | 0.002408 | 0.0001357 | 0.001557
[6 empty] | 0.00060785 | 0.0024448 | 0.00013736 | 0.0015618
[6 empty] | 0.00061125 | 0.0024726 | 0.00013924 | 0.0015768
[6 empty] | 0.00060393 | 0.0025139 | 0.00014069 | 0.0016017
[6 empty] | 0.00060197 | 0.002511 | 0.00014236 | 0.0016354
[6 empty] | 0.00060003 | 0.0024794 | 0.00014383 | 0.0016784
[6 empty] | 0.00059809 | 0.0025184 | 0.00014486 | 0.0017204
[6 empty] | 0.00059617 | 0.0025861 | 0.00014631 | 0.0017674
[6 empty] | 0.00059426 | 0.0026277 | 0.00014694 | 0.0018081
[6 empty] | 0.00059237 | 0.0026955 | 0.000148 | 0.0018416
[6 empty] | 0.00059051 | 0.0027526 | 0.00014882 | 0.0018636
[6 empty] | 0.00058867 | 0.0027893 | 0.00014967 | 0.0018806
[6 empty] | 0.00059204 | 0.002789 | 0.00015007 | 0.0018842
[6 empty] | 0.00058507 | 0.0027676 | 0.00015007 | 0.0018813
[6 empty] | 0.00058332 | 0.0027712 | 0.0001503 | 0.001865
[6 empty] | 0.00058161 | 0.0027656 | 0.00015007 | 0.0018465
[6 empty] | 0.00057993 | 0.002795 | 0.00015008 | 0.0018254
[6 empty] | 0.00057829 | 0.0028323 | 0.00014986 | 0.0018082
[6 empty] | 0.0005767 | 0.0029066 | 0.00014883 | 0.0017909
[6 empty] | 0.00057515 | 0.0029672 | 0.00014819 | 0.0017756
[6 empty] | 0.00057872 | 0.0030074 | 0.00014738 | 0.00177
[6 empty] | 0.00057219 | 0.003017 | 0.00014654 | 0.0017669
[6 empty] | 0.00057074 | 0.003004 | 0.00014569 | 0.0017669
[6 empty] | 0.00056943 | 0.0030091 | 0.00014445 | 0.0017683
[6 empty] | 0.00056813 | 0.0030358 | 0.00014277 | 0.0017698
[6 empty] | 0.00056689 | 0.0030762 | 0.00014153 | 0.0017687
[6 empty] | 0.0005657 | 0.0030952 | 0.00014028 | 0.0017652
[6 empty] | 0.00056957 | 0.0030659 | 0.00013859 | 0.001761
[6 empty] | 0.0005635 | 0.0030532 | 0.00013714 | 0.0017495
[6 empty] | 0.00056249 | 0.0030321 | 0.00013485 | 0.0017422
[6 empty] | 0.00056154 | 0.0030096 | 0.00013294 | 0.0017305
[6 empty] | 0.00056065 | 0.0030021 | 0.00013128 | 0.0017268
[6 empty] | 0.00055983 | 0.0029966 | 0.00012919 | 0.0017245
[6 empty] | 0.00056401 | 0.0030419 | 0.0001271 | 0.0017288
[6 empty] | 0.00055837 | 0.0031189 | 0.00012543 | 0.0017393
[6 empty] | 0.00055773 | 0.0031469 | 0.00012334 | 0.0017552
[6 empty] | 0.00055716 | 0.0031319 | 0.00012123 | 0.0017748
[6 empty] | 0.00055665 | 0.0031453 | 0.00011958 | 0.0017951
[6 empty] | 0.00055621 | 0.003154 | 0.00011749 | 0.0018137
[6 empty] | 0.00056074 | 0.0031005 | 0.00011556 | 0.0018297
[6 empty] | 0.00055551 | 0.0030701 | 0.00011372 | 0.001833
[6 empty] | 0.00055525 | 0.0030996 | 0.00011221 | 0.0018331
[6 empty] | 0.00055506 | 0.0031548 | 0.00011054 | 0.0018226
[6 empty] | 0.00055493 | 0.0031548 | 0.00010871 | 0.0018037
[6 empty] | 0.00055976 | 0.0031422 | 0.00010761 | 0.0017862
[6 empty] | 0.0005548 | 0.0031414 | 0.00010635 | 0.0017652
[6 empty] | 0.00055489 | 0.0031581 | 0.00010509 | 0.0017468
[6 empty] | 0.000555 | 0.0031762 | 0.00010384 | 0.0017326
[6 empty] | 0.00055516 | 0.0031234 | 0.00010258 | 0.0017267
[6 empty] | 0.00056029 | 0.0030426 | 0.00010189 | 0.0017234
[6 empty] | 0.00055564 | 0.0030076 | 0.00010133 | 0.0017301
[6 empty] | 0.00055597 | 0.0030103 | 0.00010105 | 0.0017462
[6 empty] | 0.00055634 | 0.0030047 | 0.00010049 | 0.0017623
[6 empty] | 0.00056169 | 0.0029867 | 0.00010064 | 0.0017871
[6 empty] | 0.00055723 | 0.0029259 | 0.00010063 | 0.0018105
[6 empty] | 0.00055775 | 0.0029048 | 0.00010049 | 0.0018301
[6 empty] | 0.00055831 | 0.0029296 | 0.00010063 | 0.0018512
[6 empty] | 0.00056385 | 0.0029447 | 0.00010105 | 0.0018644
[6 empty] | 0.00055955 | 0.0029288 | 0.00010189 | 0.0018709
[6 empty] | 0.00056022 | 0.0029326 | 0.00010289 | 0.001874
[6 empty] | 0.00056094 | 0.0029371 | 0.00010357 | 0.0018659
[6 empty] | 0.00056665 | 0.0028931 | 0.00010482 | 0.0018552
[6 empty] | 0.00056246 | 0.0028649 | 0.00010625 | 0.0018438
[6 empty] | 0.00056327 | 0.0028766 | 0.00010734 | 0.0018265
[6 empty] | 0.0005641 | 0.0029061 | 0.00010919 | 0.001815
[6 empty] | 0.00056996 | 0.0029145 | 0.0001107 | 0.0018031
[6 empty] | 0.00056584 | 0.0029229 | 0.00011253 | 0.0017919
[6 empty] | 0.00056674 | 0.0029577 | 0.00011423 | 0.0017879
[6 empty] | 0.00056766 | 0.0030351 | 0.00011589 | 0.0017842
[6 empty] | 0.00057362 | 0.0031197 | 0.00011799 | 0.0017814
[6 empty] | 0.00056954 | 0.0031738 | 0.00012011 | 0.001777
[6 empty] | 0.00057046 | 0.0031878 | 0.00012238 | 0.0017735
[6 empty] | 0.00057652 | 0.0032139 | 0.00012429 | 0.0017619
[6 empty] | 0.00057244 | 0.003261 | 0.00012597 | 0.0017508
[6 empty] | 0.00057342 | 0.0033043 | 0.00012827 | 0.0017404
[6 empty] | 0.0005744 | 0.0033448 | 0.00013018 | 0.001726
[6 empty] | 0.00058047 | 0.0033393 | 0.00013246 | 0.0017169
[6 empty] | 0.00057636 | 0.003357 | 0.00013458 | 0.0017066
[6 empty] | 0.00057734 | 0.0033694 | 0.00013666 | 0.0016973
[6 empty] | 0.00058342 | 0.0033696 | 0.00013878 | 0.0016879
[6 empty] | 0.00057927 | 0.003385 | 0.00014046 | 0.0016776
[6 empty] | 0.00058022 | 0.0033995 | 0.00014213 | 0.001665
[6 empty] | 0.0005863 | 0.0034408 | 0.00014425 | 0.0016496
[6 empty] | 0.00058209 | 0.003464 | 0.00014635 | 0.0016334
[6 empty] | 0.000583 | 0.0035018 | 0.00014824 | 0.0016197
[6 empty] | 0.00058906 | 0.0035415 | 0.0001497 | 0.0016044
[6 empty] | 0.00058478 | 0.0035575 | 0.00015161 | 0.0015989
[6 empty] | 0.00058564 | 0.0035402 | 0.00015266 | 0.0015964
[6 empty] | 0.00059166 | 0.0035258 | 0.00015414 | 0.0016058
[6 empty] | 0.00058729 | 0.0035094 | 0.00015581 | 0.0016193
[6 empty] | 0.00058809 | 0.0034967 | 0.00015751 | 0.001637
[6 empty] | 0.00059406 | 0.0034735 | 0.00015877 | 0.0016566
[6 empty] | 0.0005896 | 0.0034341 | 0.00016004 | 0.0016753
[6 empty] | 0.00059032 | 0.0033668 | 0.00016172 | 0.0016901
[6 empty] | 0.00059623 | 0.0033112 | 0.00016341 | 0.0017002
[6 empty] | 0.00059167 | 0.003318 | 0.0001649 | 0.0017077
[6 empty] | 0.0005923 | 0.0033668 | 0.00016593 | 0.0017057
[6 empty] | 0.00059815 | 0.0033838 | 0.00016786 | 0.0017056
[6 empty] | 0.00059348 | 0.0034052 | 0.00016886 | 0.0016998
[6 empty] | 0.00059402 | 0.0034785 | 0.00017039 | 0.0016988
[6 empty] | 0.00059979 | 0.0035042 | 0.00017209 | 0.0016963
[6 empty] | 0.00059502 | 0.0034831 | 0.00017376 | 0.0016959
[6 empty] | 0.00060074 | 0.0034244 | 0.00017503 | 0.0016971
[6 empty] | 0.00059585 | 0.0033839 | 0.00017629 | 0.0016997
[6 empty] | 0.00059628 | 0.0033775 | 0.00017798 | 0.0017034
[6 empty] | 0.00060191 | 0.0033616 | 0.00017967 | 0.0017077
[6 empty] | 0.00059696 | 0.003383 | 0.00018161 | 0.0017119
[6 empty] | 0.00059725 | 0.0034572 | 0.00018304 | 0.0017183
[6 empty] | 0.0006028 | 0.0034438 | 0.00018473 | 0.0017178
[6 empty] | 0.00059775 | 0.0034255 | 0.00018668 | 0.0017194
[6 empty] | 0.00060324 | 0.0034648 | 0.00018839 | 0.0017156
[6 empty] | 0.00059813 | 0.0035359 | 0.00018964 | 0.0017056
[6 empty] | 0.00059827 | 0.0036157 | 0.00019063 | 0.001697
[6 empty] | 0.00060368 | 0.0036811 | 0.00019259 | 0.0016845
[6 empty] | 0.00059848 | 0.0037072 | 0.0001943 | 0.0016712
[6 empty] | 0.00060383 | 0.0037262 | 0.00019625 | 0.0016603
[6 empty] | 0.00059857 | 0.0036979 | 0.00019766 | 0.0016556
[6 empty] | 0.00060387 | 0.003665 | 0.00019937 | 0.0016505
[6 empty] | 0.00059856 | 0.0036357 | 0.00020062 | 0.0016527
[6 empty] | 0.00059852 | 0.0036133 | 0.00020217 | 0.0016611
[6 empty] | 0.00060374 | 0.0036023 | 0.00020389 | 0.0016666
[6 empty] | 0.00059836 | 0.0036768 | 0.00020484 | 0.0016778
[6 empty] | 0.00060354 | 0.0038086 | 0.00020642 | 0.0016865
[6 empty] | 0.00059812 | 0.0039018 | 0.00020767 | 0.0016931
[6 empty] | 0.00060325 | 0.0039344 | 0.00020854 | 0.0016983
[6 empty] | 0.0005978 | 0.003956 | 0.00020936 | 0.0017015
[6 empty] | 0.00059761 | 0.0039458 | 0.00021063 | 0.0017047
[6 empty] | 0.00060269 | 0.0039026 | 0.00021192 | 0.0017079
[6 empty] | 0.00059718 | 0.0039264 | 0.00021274 | 0.0017127
[6 empty] | 0.00060223 | 0.0039598 | 0.00021392 | 0.0017213
[6 empty] | 0.0005967 | 0.003976 | 0.00021446 | 0.0017271
[6 empty] | 0.00060171 | 0.0039522 | 0.00021516 | 0.0017385
[6 empty] | 0.00059616 | 0.00394 | 0.00021561 | 0.0017442
[6 empty] | 0.00060115 | 0.0039336 | 0.00021613 | 0.0017537
[6 empty] | 0.00059559 | 0.0039417 | 0.00021688 | 0.0017577
[6 empty] | 0.00060055 | 0.003954 | 0.00021731 | 0.0017601
[6 empty] | 0.00059498 | 0.0039603 | 0.0002177 | 0.0017605
[6 empty] | 0.00059993 | 0.0040257 | 0.00021815 | 0.0017603
[6 empty] | 0.00059435 | 0.0040825 | 0.00021858 | 0.0017613
[6 empty] | 0.00059928 | 0.0041376 | 0.00021931 | 0.0017643
[6 empty] | 0.00059371 | 0.0041682 | 0.0002194 | 0.0017732
[6 empty] | 0.00059863 | 0.0041269 | 0.00021942 | 0.001781
[6 empty] | 0.00059306 | 0.0040341 | 0.00021974 | 0.0017982
[6 empty] | 0.00059798 | 0.0039948 | 0.00022016 | 0.0018122
[6 empty] | 0.00059242 | 0.0039511 | 0.00022027 | 0.0018321
[6 empty] | 0.00059734 | 0.0039111 | 0.00022056 | 0.0018487
[6 empty] | 0.00059175 | 0.0039073 | 0.00022058 | 0.0018618
[6 empty] | 0.00059672 | 0.003906 | 0.00022058 | 0.0018703
[6 empty] | 0.00059119 | 0.0039205 | 0.00022058 | 0.0018726
[6 empty] | 0.00059613 | 0.0039162 | 0.00022058 | 0.0018699
[6 empty] | 0.00059062 | 0.0039056 | 0.0002209 | 0.0018622
[6 empty] | 0.00059558 | 0.0039269 | 0.00022058 | 0.0018538
[6 empty] | 0.0005901 | 0.0039345 | 0.00022058 | 0.0018385
[6 empty] | 0.00059507 | 0.0039498 | 0.0002209 | 0.0018275
[6 empty] | 0.00058963 | 0.0039703 | 0.0002209 | 0.0018118
[6 empty] | 0.00059463 | 0.0039613 | 0.00022058 | 0.0018016
[6 empty] | 0.00058922 | 0.0039719 | 0.0002209 | 0.0017893
[6 empty] | 0.00059425 | 0.0039783 | 0.0002209 | 0.0017774
[6 empty] | 0.00058888 | 0.003975 | 0.0002209 | 0.0017665
[6 empty] | 0.00059395 | 0.0039733 | 0.0002209 | 0.001757
[6 empty] | 0.00058862 | 0.0039592 | 0.0002209 | 0.0017506
[6 empty] | 0.00059373 | 0.0040239 | 0.0002209 | 0.0017472
[6 empty] | 0.00059365 | 0.0040517 | 0.00022081 | 0.0017492
[6 empty] | 0.0005884 | 0.0040452 | 0.00022005 | 0.0017493
[6 empty] | 0.00059358 | 0.0041058 | 0.00022036 | 0.0017558
[6 empty] | 0.00058837 | 0.0041821 | 0.00022005 | 0.001757
[6 empty] | 0.0005936 | 0.0042247 | 0.00022038 | 0.0017624
[6 empty] | 0.00058845 | 0.0042285 | 0.00022036 | 0.0017641
[6 empty] | 0.00059374 | 0.0042311 | 0.00022036 | 0.0017621
[6 empty] | 0.00058865 | 0.0042451 | 0.00022036 | 0.0017652
[6 empty] | 0.000594 | 0.0042873 | 0.00022038 | 0.0017696
[6 empty] | 0.00059417 | 0.00428 | 0.00022036 | 0.0017718
[6 empty] | 0.00058916 | 0.0043186 | 0.00022078 | 0.0017797
[6 empty] | 0.00059461 | 0.0043802 | 0.00022123 | 0.0017897
[6 empty] | 0.00058966 | 0.0044059 | 0.00022152 | 0.0018035
[6 empty] | 0.00059518 | 0.0044279 | 0.00022121 | 0.0018109
[6 empty] | 0.00059551 | 0.0044551 | 0.00022197 | 0.0018207
[6 empty] | 0.00059065 | 0.00449 | 0.00022237 | 0.0018214
[6 empty] | 0.00059628 | 0.0045332 | 0.00022251 | 0.001822
[6 empty] | 0.00059148 | 0.0045413 | 0.00022365 | 0.0018154
[6 empty] | 0.00059718 | 0.0045476 | 0.0002241 | 0.0018041
[6 empty] | 0.00059768 | 0.0045677 | 0.0002245 | 0.0017911
[6 empty] | 0.00059297 | 0.0046168 | 0.00022538 | 0.0017764
[6 empty] | 0.00059878 | 0.0046769 | 0.00022655 | 0.0017621
[6 empty] | 0.00059412 | 0.0046573 | 0.00022706 | 0.001752
[6 empty] | 0.00060001 | 0.0045869 | 0.00022794 | 0.0017396
[6 empty] | 0.00060067 | 0.0046023 | 0.00022908 | 0.0017343
[6 empty] | 0.0005961 | 0.0046202 | 0.00022996 | 0.0017274
[6 empty] | 0.0006021 | 0.0046523 | 0.00023089 | 0.0017288
[6 empty] | 0.00060286 | 0.004707 | 0.00023252 | 0.0017301
[6 empty] | 0.00059835 | 0.0047053 | 0.00023338 | 0.0017333
[6 empty] | 0.00060446 | 0.0047539 | 0.00023423 | 0.001739
[6 empty] | 0.00059999 | 0.0048339 | 0.00023548 | 0.0017463
[6 empty] | 0.00060617 | 0.0048083 | 0.00023679 | 0.0017546
[6 empty] | 0.00060706 | 0.004815 | 0.00023764 | 0.0017646
[6 empty] | 0.00060265 | 0.0048117 | 0.00023926 | 0.0017757
[6 empty] | 0.00060892 | 0.0047784 | 0.00024018 | 0.0017915
[6 empty] | 0.00060988 | 0.0047376 | 0.00024106 | 0.0018045
[6 empty] | 0.00060551 | 0.0047356 | 0.00024225 | 0.0018252
[6 empty] | 0.00061186 | 0.0047731 | 0.00024311 | 0.0018427
[6 empty] | 0.00061287 | 0.0047748 | 0.00024396 | 0.0018679
[6 empty] | 0.00060852 | 0.0047196 | 0.00024447 | 0.0018919
[6 empty] | 0.00061494 | 0.004688 | 0.00024567 | 0.0019154
[6 empty] | 0.000616 | 0.0047188 | 0.00024649 | 0.001938
[6 empty] | 0.00061165 | 0.0047932 | 0.00024738 | 0.0019589
[6 empty] | 0.00061812 | 0.004851 | 0.00024858 | 0.001976
[6 empty] | 0.0006192 | 0.0048528 | 0.00024866 | 0.0019904
[6 empty] | 0.00061483 | 0.004851 | 0.00024909 | 0.0019935
[6 empty] | 0.00062135 | 0.0048629 | 0.00025029 | 0.0019972
[6 empty] | 0.00062242 | 0.0048373 | 0.00025072 | 0.0019901
[6 empty] | 0.00062349 | 0.0048875 | 0.00025037 | 0.0019839
[6 empty] | 0.00061908 | 0.0048788 | 0.00025118 | 0.0019711
[6 empty] | 0.00062561 | 0.0048316 | 0.00025158 | 0.0019521
[6 empty] | 0.00062665 | 0.004872 | 0.00025158 | 0.0019352
[6 empty] | 0.00062218 | 0.0049447 | 0.000252 | 0.0019125
[6 empty] | 0.0006287 | 0.005009 | 0.00025243 | 0.0018901
[6 empty] | 0.0006297 | 0.005114 | 0.00025243 | 0.0018611
[6 empty] | 0.00062515 | 0.0051341 | 0.00025243 | 0.0018359
[6 empty] | 0.00063163 | 0.0051144 | 0.00025282 | 0.0018162
[6 empty] | 0.00063256 | 0.0050947 | 0.00025286 | 0.001797
[6 empty] | 0.00063347 | 0.0051024 | 0.00025364 | 0.0017907
[6 empty] | 0.00062878 | 0.0051447 | 0.00025364 | 0.001788
[6 empty] | 0.00063519 | 0.005181 | 0.00025332 | 0.0018003
[6 empty] | 0.000636 | 0.0051743 | 0.00025364 | 0.0018192
[6 empty] | 0.00063678 | 0.0051333 | 0.00025407 | 0.0018451
[6 empty] | 0.00063194 | 0.0051854 | 0.00025453 | 0.0018749
[6 empty] | 0.00063823 | 0.0052204 | 0.0002545 | 0.0019053
[6 empty] | 0.00063889 | 0.0052174 | 0.00025489 | 0.0019334
[6 empty] | 0.00063951 | 0.0052546 | 0.00025493 | 0.0019586
[6 empty] | 0.00063448 | 0.0052797 | 0.00025536 | 0.001972
[6 empty] | 0.00064062 | 0.005246 | 0.00025617 | 0.0019807
[6 empty] | 0.0006411 | 0.0052475 | 0.00025621 | 0.0019869
[6 empty] | 0.00064154 | 0.0052754 | 0.0002566 | 0.0019867
[6 empty] | 0.0006363 | 0.0052763 | 0.000257 | 0.0019812
[6 empty] | 0.00064226 | 0.0052864 | 0.00025789 | 0.0019812
[6 empty] | 0.00064254 | 0.0052746 | 0.00025829 | 0.0019788
[6 empty] | 0.00064277 | 0.0052312 | 0.00025875 | 0.0019773
[6 empty] | 0.00063731 | 0.005208 | 0.00025915 | 0.0019758
[6 empty] | 0.00064307 | 0.0052164 | 0.00025961 | 0.0019775
[6 empty] | 0.00064313 | 0.0051925 | 0.00026043 | 0.0019734
[6 empty] | 0.00064314 | 0.0051994 | 0.00026169 | 0.0019723
[6 empty] | 0.0006431 | 0.0052324 | 0.00026175 | 0.0019758
[6 empty] | 0.00063736 | 0.0052342 | 0.00026252 | 0.0019747
[6 empty] | 0.00064283 | 0.0052411 | 0.00026304 | 0.0019798
[6 empty] | 0.00064261 | 0.0052643 | 0.00026427 | 0.0019822
[6 empty] | 0.00064233 | 0.0052733 | 0.00026512 | 0.0019818
[6 empty] | 0.000642 | 0.0052785 | 0.00026595 | 0.0019779
[6 empty] | 0.00063598 | 0.0053552 | 0.00026684 | 0.0019687
[6 empty] | 0.00064116 | 0.0053779 | 0.0002677 | 0.0019547
[6 empty] | 0.00064065 | 0.0053843 | 0.00026813 | 0.0019371
[6 empty] | 0.00064009 | 0.0054082 | 0.00026891 | 0.0019178
[6 empty] | 0.00063947 | 0.005396 | 0.00026985 | 0.0019024
[6 empty] | 0.0006332 | 0.0053884 | 0.00027152 | 0.0018853
[6 empty] | 0.00063807 | 0.0054041 | 0.000272 | 0.0018791
[6 empty] | 0.00063729 | 0.0054487 | 0.00027324 | 0.001877
[6 empty] | 0.00063646 | 0.0054358 | 0.0002741 | 0.0018786
[6 empty] | 0.00063557 | 0.0054453 | 0.00027496 | 0.0018912
[6 empty] | 0.00063463 | 0.0054821 | 0.00027582 | 0.0019054
[6 empty] | 0.00062809 | 0.0055457 | 0.00027668 | 0.0019213
[6 empty] | 0.00063261 | 0.0056013 | 0.00027754 | 0.0019368
[6 empty] | 0.00063153 | 0.00566 | 0.0002784 | 0.001952
[6 empty] | 0.0006304 | 0.0056543 | 0.00027926 | 0.0019566
[6 empty] | 0.00062923 | 0.0056404 | 0.00028095 | 0.0019574
[6 empty] | 0.00062802 | 0.0056306 | 0.00028185 | 0.0019533
[6 empty] | 0.00062127 | 0.0056052 | 0.0002831 | 0.0019359
[6 empty] | 0.00062546 | 0.0055894 | 0.00028396 | 0.0019179
[6 empty] | 0.00062413 | 0.0055853 | 0.00028443 | 0.0018929
[6 empty] | 0.00062276 | 0.0055767 | 0.00028569 | 0.001866
[6 empty] | 0.00062135 | 0.0055627 | 0.00028655 | 0.0018395
[6 empty] | 0.00061991 | 0.0055914 | 0.00028744 | 0.0018167
[6 empty] | 0.00061843 | 0.0056343 | 0.00028827 | 0.001799
[6 empty] | 0.00061693 | 0.0056505 | 0.00028954 | 0.0017874
[6 empty] | 0.00061 | 0.0056629 | 0.00029 | 0.0017809
[6 empty] | 0.00061384 | 0.0056233 | 0.00029086 | 0.0017806
[6 empty] | 0.00061225 | 0.0056125 | 0.00029173 | 0.0017762
[6 empty] | 0.00061064 | 0.0056322 | 0.00029213 | 0.0017752
[6 empty] | 0.00060901 | 0.0056689 | 0.00029258 | 0.0017694
[6 empty] | 0.00060735 | 0.0056915 | 0.00029389 | 0.0017581
[6 empty] | 0.00060568 | 0.0057636 | 0.00029471 | 0.0017493
[6 empty] | 0.00060399 | 0.0058068 | 0.00029558 | 0.0017377
[6 empty] | 0.00060229 | 0.0057882 | 0.00029647 | 0.0017284
[6 empty] | 0.0005953 | 0.0058392 | 0.0002973 | 0.0017249
[6 empty] | 0.00059883 | 0.0059232 | 0.00029817 | 0.0017223
[6 empty] | 0.00059709 | 0.0059871 | 0.00029948 | 0.0017273
[6 empty] | 0.00059533 | 0.0060135 | 0.00030032 | 0.0017407
[6 empty] | 0.00059357 | 0.0060317 | 0.00030207 | 0.0017536
[6 empty] | 0.0005918 | 0.0060607 | 0.00030248 | 0.0017744
[6 empty] | 0.00059002 | 0.0061338 | 0.00030423 | 0.0017899
[6 empty] | 0.00058823 | 0.0061592 | 0.00030553 | 0.0018085
[6 empty] | 0.00058645 | 0.006168 | 0.00030679 | 0.0018196
[6 empty] | 0.00058466 | 0.0061813 | 0.00030812 | 0.0018237
[6 empty] | 0.00058286 | 0.0062165 | 0.00030938 | 0.0018191
[6 empty] | 0.00058107 | 0.0062697 | 0.00031115 | 0.0018077
[6 empty] | 0.00057928 | 0.0063428 | 0.00031284 | 0.0017937
[6 empty] | 0.00057749 | 0.0063837 | 0.00031504 | 0.0017729
[6 empty] | 0.00057065 | 0.0063957 | 0.00031633 | 0.0017563
[6 empty] | 0.00057391 | 0.0064638 | 0.0003185 | 0.0017466
[6 empty] | 0.00057213 | 0.0064721 | 0.00032019 | 0.001741
[6 empty] | 0.00057035 | 0.0064595 | 0.00032283 | 0.0017392
[6 empty] | 0.00056858 | 0.0064937 | 0.00032456 | 0.0017474
[6 empty] | 0.00056681 | 0.0065757 | 0.00032669 | 0.0017548
[6 empty] | 0.00056505 | 0.0066108 | 0.00032889 | 0.0017611
[6 empty] | 0.00056329 | 0.0066043 | 0.00033105 | 0.0017648
[6 empty] | 0.00056154 | 0.0066225 | 0.00033322 | 0.0017639
[6 empty] | 0.0005598 | 0.0066755 | 0.00033538 | 0.001762
[6 empty] | 0.00055807 | 0.006713 | 0.00033845 | 0.0017539
[6 empty] | 0.00055635 | 0.0067344 | 0.0003401 | 0.0017492
[6 empty] | 0.00055464 | 0.0067174 | 0.00034278 | 0.0017494
[6 empty] | 0.00055293 | 0.0067648 | 0.0003449 | 0.0017507
[6 empty] | 0.00055124 | 0.0068651 | 0.00034755 | 0.0017533
[6 empty] | 0.00054956 | 0.0069532 | 0.00034971 | 0.0017642
[6 empty] | 0.00054789 | 0.0069974 | 0.00035231 | 0.0017733
[6 empty] | 0.00054622 | 0.0070143 | 0.00035448 | 0.0017811
[6 empty] | 0.00054457 | 0.0069727 | 0.00035665 | 0.0017854
[6 empty] | 0.00054294 | 0.006968 | 0.00035881 | 0.0017876
[6 empty] | 0.00054131 | 0.0069753 | 0.00036098 | 0.0017796
[6 empty] | 0.0005397 | 0.0069888 | 0.00036365 | 0.0017691
[6 empty] | 0.0005381 | 0.0070443 | 0.00036488 | 0.0017562
[6 empty] | 0.00053651 | 0.0070684 | 0.00036716 | 0.0017356
[6 empty] | 0.00053494 | 0.0070071 | 0.00036929 | 0.0017167
[6 empty] | 0.00053338 | 0.0069919 | 0.00037095 | 0.0016933
[6 empty] | 0.00053183 | 0.0069792 | 0.0003732 | 0.0016681
[6 empty] | 0.00053031 | 0.007008 | 0.00037493 | 0.0016402
[6 empty] | 0.00052879 | 0.0069984 | 0.00037667 | 0.0016173
[6 empty] | 0.0005273 | 0.0070231 | 0.00037845 | 0.0015963
[6 empty] | 0.00052582 | 0.007078 | 0.00038067 | 0.0015744
[6 empty] | 0.00052435 | 0.0071129 | 0.00038188 | 0.0015601
[6 empty] | 0.00052291 | 0.0070819 | 0.00038361 | 0.0015554
[6 empty] | 0.00052149 | 0.0070481 | 0.00038592 | 0.0015548
[6 empty] | 0.00052008 | 0.0070176 | 0.00038708 | 0.001567
[6 empty] | 0.00052329 | 0.0069719 | 0.00038936 | 0.001583
[6 empty] | 0.00051734 | 0.0069632 | 0.00039114 | 0.0016102
[6 empty] | 0.000516 | 0.0069602 | 0.00039283 | 0.0016387
[6 empty] | 0.00051469 | 0.0070054 | 0.00039462 | 0.0016697
[6 empty] | 0.0005134 | 0.0070844 | 0.00039631 | 0.0017004
[6 empty] | 0.00051214 | 0.0071255 | 0.00039805 | 0.0017301
[6 empty] | 0.00051091 | 0.0071529 | 0.00039983 | 0.0017573
[6 empty] | 0.0005097 | 0.0071567 | 0.00040152 | 0.001785
[6 empty] | 0.00050852 | 0.0071621 | 0.00040387 | 0.0018071
[6 empty] | 0.00050738 | 0.0072391 | 0.00040544 | 0.0018339
[6 empty] | 0.00050627 | 0.0072857 | 0.00040822 | 0.0018555
[6 empty] | 0.00050519 | 0.0072809 | 0.00041035 | 0.0018827
[6 empty] | 0.00050415 | 0.0073097 | 0.00041257 | 0.0019064
[6 empty] | 0.00050314 | 0.0073236 | 0.00041413 | 0.0019284
[6 empty] | 0.00050658 | 0.0073589 | 0.00041736 | 0.001946
[6 empty] | 0.00050125 | 0.0073739 | 0.00042055 | 0.0019597
[6 empty] | 0.00050037 | 0.0073794 | 0.00042258 | 0.0019675
[6 empty] | 0.00049953 | 0.0074583 | 0.00042514 | 0.0019695
[6 empty] | 0.00049874 | 0.0075214 | 0.0004278 | 0.0019698
[6 empty] | 0.00049799 | 0.0075163 | 0.00043101 | 0.0019597
[6 empty] | 0.00049729 | 0.0075266 | 0.00043297 | 0.0019513
[6 empty] | 0.00049665 | 0.0075406 | 0.00043667 | 0.0019362
[6 empty] | 0.00049605 | 0.0075585 | 0.00043972 | 0.0019254
[6 empty] | 0.00049985 | 0.0075868 | 0.00044277 | 0.0019119
[6 empty] | 0.00049502 | 0.007575 | 0.00044516 | 0.0019005
[6 empty] | 0.0004946 | 0.0075907 | 0.00044887 | 0.0018916
[6 empty] | 0.00049423 | 0.0076239 | 0.00045255 | 0.0018857
[6 empty] | 0.00049392 | 0.0076209 | 0.00045498 | 0.0018822
[6 empty] | 0.00049367 | 0.0076444 | 0.00045846 | 0.0018796
[6 empty] | 0.00049349 | 0.0076174 | 0.00046146 | 0.0018787
[6 empty] | 0.00049337 | 0.0076147 | 0.0004652 | 0.0018696
[6 empty] | 0.00049765 | 0.0076392 | 0.00046831 | 0.0018617
[6 empty] | 0.00049334 | 0.0076758 | 0.00047061 | 0.0018447
[6 empty] | 0.00049343 | 0.0077253 | 0.00047437 | 0.001829
[6 empty] | 0.00049359 | 0.0077397 | 0.00047742 | 0.001808
[6 empty] | 0.00049381 | 0.007762 | 0.00048053 | 0.0017857
[6 empty] | 0.00049412 | 0.0077889 | 0.00048353 | 0.0017626
[6 empty] | 0.00049883 | 0.0077803 | 0.00048659 | 0.0017386
[6 empty] | 0.00049494 | 0.007797 | 0.0004892 | 0.0017142
[6 empty] | 0.00049547 | 0.0078348 | 0.0004925 | 0.0016921
[6 empty] | 0.00049607 | 0.0078612 | 0.00049444 | 0.0016657
[6 empty] | 0.00049674 | 0.0079372 | 0.00049706 | 0.0016449
[6 empty] | 0.0004975 | 0.0079936 | 0.00049993 | 0.0016208
[6 empty] | 0.00050274 | 0.0080466 | 0.00050211 | 0.0016048
[6 empty] | 0.00049924 | 0.008054 | 0.00050436 | 0.0015911
[6 empty] | 0.00050023 | 0.008079 | 0.00050579 | 0.0015824
[6 empty] | 0.00050129 | 0.0080895 | 0.00050867 | 0.0015793
[6 empty] | 0.00050243 | 0.0081063 | 0.00051042 | 0.0015811
[6 empty] | 0.00050806 | 0.0081144 | 0.00051293 | 0.0015865
[6 empty] | 0.00050494 | 0.0081486 | 0.00051391 | 0.0015946
[6 empty] | 0.00050631 | 0.0082057 | 0.00051522 | 0.0016047
[6 empty] | 0.00050776 | 0.0082265 | 0.00051724 | 0.0016184
[6 empty] | 0.00050928 | 0.0082386 | 0.0005179 | 0.0016291
[6 empty] | 0.00051535 | 0.008226 | 0.00051943 | 0.0016463
[6 empty] | 0.00051253 | 0.0082229 | 0.0005208 | 0.0016631
[6 empty] | 0.00051426 | 0.0082119 | 0.00052134 | 0.0016821
[6 empty] | 0.00051607 | 0.0082194 | 0.00052293 | 0.0017038
[6 empty] | 0.00051794 | 0.0082334 | 0.00052387 | 0.0017263
[6 empty] | 0.00052443 | 0.008282 | 0.00052424 | 0.0017495
[6 empty] | 0.00052187 | 0.008311 | 0.00052546 | 0.0017712
[6 empty] | 0.00052393 | 0.0083083 | 0.00052556 | 0.0017893
[6 empty] | 0.00052605 | 0.0082864 | 0.00052649 | 0.0018069
[6 empty] | 0.00053286 | 0.0082763 | 0.00052759 | 0.0018156
[6 empty] | 0.00053046 | 0.0082815 | 0.00052737 | 0.0018257
[6 empty] | 0.00053275 | 0.008304 | 0.00052847 | 0.001827
[6 empty] | 0.00053508 | 0.0083535 | 0.00052897 | 0.0018323
[6 empty] | 0.00054218 | 0.0083992 | 0.00052941 | 0.0018345
[6 empty] | 0.00053989 | 0.0084798 | 0.00052978 | 0.0018374
[6 empty] | 0.00054236 | 0.00854 | 0.00053028 | 0.0018437
[6 empty] | 0.00054486 | 0.0086014 | 0.00053072 | 0.0018534
[6 empty] | 0.00055221 | 0.00863 | 0.0005311 | 0.0018667
[6 empty] | 0.00054998 | 0.0086541 | 0.0005316 | 0.0018862
[6 empty] | 0.00055259 | 0.0086884 | 0.00053276 | 0.0019024
[6 empty] | 0.00055522 | 0.0087732 | 0.00053241 | 0.0019222
[6 empty] | 0.0005628 | 0.0088716 | 0.00053408 | 0.0019426
[6 empty] | 0.00056054 | 0.0089179 | 0.00053452 | 0.0019581
[6 empty] | 0.00056323 | 0.0089643 | 0.00053423 | 0.0019709
[6 empty] | 0.00056593 | 0.0089639 | 0.0005354 | 0.0019774
[6 empty] | 0.00057363 | 0.0088953 | 0.00053577 | 0.0019867
[6 empty] | 0.00057136 | 0.0088953 | 0.00053671 | 0.0019947
[6 empty] | 0.00057408 | 0.0089604 | 0.00053833 | 0.0019959
[6 empty] | 0.00058186 | 0.009043 | 0.00053847 | 0.0019987
[6 empty] | 0.00057952 | 0.0091082 | 0.00053891 | 0.0020007
[6 empty] | 0.00058222 | 0.0091291 | 0.00054008 | 0.002003
[6 empty] | 0.00059005 | 0.0091442 | 0.00054022 | 0.0019976
[6 empty] | 0.00058761 | 0.0091262 | 0.00054184 | 0.0019955
[6 empty] | 0.00059027 | 0.0091127 | 0.00054272 | 0.001989
[6 empty] | 0.00059292 | 0.0091055 | 0.00054286 | 0.001981
[6 empty] | 0.00060077 | 0.0090958 | 0.00054448 | 0.0019727
[6 empty] | 0.00059814 | 0.0091017 | 0.00054536 | 0.0019646
[6 empty] | 0.00060071 | 0.009091 | 0.00054742 | 0.0019556
[6 empty] | 0.00060854 | 0.0090959 | 0.00054799 | 0.0019463
[6 empty] | 0.00060575 | 0.0091026 | 0.00054894 | 0.0019362
[6 empty] | 0.00060822 | 0.0091281 | 0.00054975 | 0.0019279
[6 empty] | 0.000616 | 0.0091086 | 0.00055182 | 0.0019138
[6 empty] | 0.00061303 | 0.0091317 | 0.00055314 | 0.0019063
[6 empty] | 0.00061536 | 0.0091712 | 0.00055371 | 0.0018958
[6 empty] | 0.00062307 | 0.0092164 | 0.00055578 | 0.0018938
[6 empty] | 0.0006199 | 0.0093484 | 0.00055717 | 0.0018935
[6 empty] | 0.00062209 | 0.0094305 | 0.00055842 | 0.0018988
[6 empty] | 0.00062974 | 0.0094083 | 0.00055974 | 0.0019076
[6 empty] | 0.00062631 | 0.0093777 | 0.00056113 | 0.001918
[6 empty] | 0.00062834 | 0.0093664 | 0.00056238 | 0.0019274
[6 empty] | 0.00063583 | 0.0094208 | 0.00056491 | 0.0019358
[6 empty] | 0.00063222 | 0.0094968 | 0.00056597 | 0.001932
[6 empty] | 0.00063963 | 0.0095469 | 0.00056844 | 0.0019252
[6 empty] | 0.00063586 | 0.0096015 | 0.00056942 | 0.0019059
[6 empty] | 0.00063758 | 0.009666 | 0.00057203 | 0.0018853
[6 empty] | 0.00064485 | 0.0096971 | 0.00057373 | 0.0018573
[6 empty] | 0.00064084 | 0.0096865 | 0.00057599 | 0.0018289
[6 empty] | 0.00064238 | 0.0096881 | 0.00057813 | 0.0018023
[6 empty] | 0.00064949 | 0.0097435 | 0.00057996 | 0.0017813
[6 empty] | 0.00064525 | 0.009762 | 0.0005821 | 0.0017679
[6 empty] | 0.00065226 | 0.0097673 | 0.00058437 | 0.0017637
[6 empty] | 0.00064786 | 0.0097602 | 0.0005873 | 0.0017705
[6 empty] | 0.00064907 | 0.0097426 | 0.00058922 | 0.0017811
[6 empty] | 0.00065591 | 0.0097282 | 0.0005926 | 0.001804
[6 empty] | 0.00065129 | 0.009789 | 0.00059487 | 0.0018281
[6 empty] | 0.00065802 | 0.0098349 | 0.00059627 | 0.0018514
[6 empty] | 0.00065325 | 0.0098583 | 0.00059966 | 0.0018786
[6 empty] | 0.00065413 | 0.009899 | 0.00060237 | 0.0018991
[6 empty] | 0.0006607 | 0.0099339 | 0.00060502 | 0.0019135
[6 empty] | 0.00065572 | 0.010012 | 0.0006076 | 0.001921
[6 empty] | 0.00066222 | 0.010004 | 0.00061115 | 0.0019238
[6 empty] | 0.00065706 | 0.010034 | 0.00061297 | 0.0019157
[6 empty] | 0.0006634 | 0.010086 | 0.00061605 | 0.001906
[6 empty] | 0.00065816 | 0.010105 | 0.00061999 | 0.0018971
[6 empty] | 0.00065863 | 0.01009 | 0.00062257 | 0.0018865
[6 empty] | 0.00066481 | 0.010074 | 0.00062444 | 0.0018758
[6 empty] | 0.00065939 | 0.010156 | 0.00062794 | 0.0018745
[6 empty] | 0.00066548 | 0.010257 | 0.00063059 | 0.001875
[6 empty] | 0.00065995 | 0.010311 | 0.00063324 | 0.0018803
[6 empty] | 0.00066594 | 0.010278 | 0.00063589 | 0.0018891
[6 empty] | 0.00066031 | 0.010271 | 0.00063855 | 0.0018997
[6 empty] | 0.00066042 | 0.010311 | 0.00064163 | 0.0019129
[6 empty] | 0.00066627 | 0.010355 | 0.00064296 | 0.0019187
[6 empty] | 0.0006605 | 0.010434 | 0.00064649 | 0.0019262
[6 empty] | 0.00066627 | 0.010416 | 0.00064827 | 0.0019227
[6 empty] | 0.00066042 | 0.010357 | 0.00065136 | 0.0019182
[6 empty] | 0.00066611 | 0.010385 | 0.00065357 | 0.0019054
[6 empty] | 0.00066018 | 0.010442 | 0.00065579 | 0.0018851
[6 empty] | 0.00066579 | 0.010485 | 0.00065711 | 0.0018674
[6 empty] | 0.0006598 | 0.010532 | 0.00066111 | 0.0018461
[6 empty] | 0.00066535 | 0.010563 | 0.00066198 | 0.0018291
[6 empty] | 0.0006593 | 0.010578 | 0.00066375 | 0.0018112
[6 empty] | 0.00066483 | 0.010537 | 0.00066596 | 0.001801
[6 empty] | 0.00065868 | 0.01051 | 0.00066916 | 0.0017992
[6 empty] | 0.0006641 | 0.010589 | 0.00066995 | 0.0017979
[6 empty] | 0.00065796 | 0.010638 | 0.00067263 | 0.0018074
[6 empty] | 0.00066333 | 0.010685 | 0.0006744 | 0.0018182
[6 empty] | 0.00065715 | 0.010704 | 0.00067526 | 0.0018284
[6 empty] | 0.00066248 | 0.010743 | 0.00067802 | 0.0018442
[6 empty] | 0.00065627 | 0.010814 | 0.00067972 | 0.0018561
[6 empty] | 0.00066155 | 0.01088 | 0.00068249 | 0.0018657
[6 empty] | 0.00065532 | 0.010933 | 0.00068326 | 0.0018737
[6 empty] | 0.00066057 | 0.010909 | 0.00068503 | 0.0018739
[6 empty] | 0.00065432 | 0.010913 | 0.0006868 | 0.0018728
[6 empty] | 0.00065954 | 0.010901 | 0.00068959 | 0.0018702
[6 empty] | 0.00065328 | 0.010941 | 0.00069173 | 0.0018601
[6 empty] | 0.00065847 | 0.010951 | 0.00069309 | 0.0018522
[6 empty] | 0.00065221 | 0.010956 | 0.00069572 | 0.0018396
[6 empty] | 0.00065737 | 0.010971 | 0.00069802 | 0.0018269
[6 empty] | 0.00065111 | 0.011 | 0.00070016 | 0.0018138
[6 empty] | 0.00065626 | 0.011019 | 0.00070246 | 0.0018034
[6 empty] | 0.00065 | 0.011028 | 0.0007046 | 0.0017967
[6 empty] | 0.00065519 | 0.011085 | 0.00070689 | 0.0017952
[6 empty] | 0.00065458 | 0.011085 | 0.00070999 | 0.0018023
[6 empty] | 0.00064833 | 0.011114 | 0.00071133 | 0.0018094
[6 empty] | 0.00065346 | 0.011177 | 0.00071496 | 0.0018254
[6 empty] | 0.00064723 | 0.011182 | 0.00071658 | 0.0018374
[6 empty] | 0.00065235 | 0.011142 | 0.00072029 | 0.0018538
[6 empty] | 0.00064614 | 0.011187 | 0.00072251 | 0.0018636
[6 empty] | 0.00065126 | 0.011209 | 0.00072465 | 0.0018676
[6 empty] | 0.00064506 | 0.011236 | 0.0007274 | 0.0018656
[6 empty] | 0.00065019 | 0.011251 | 0.00073051 | 0.0018596
[6 empty] | 0.00064966 | 0.011306 | 0.00073362 | 0.0018498
[6 empty] | 0.0006435 | 0.011401 | 0.00073728 | 0.001839
[6 empty] | 0.00064863 | 0.011482 | 0.00073887 | 0.0018327
[6 empty] | 0.0006425 | 0.011572 | 0.00074162 | 0.0018241
[6 empty] | 0.00064764 | 0.011598 | 0.00074529 | 0.0018247
[6 empty] | 0.00064716 | 0.011641 | 0.00074796 | 0.0018274
[6 empty] | 0.00064106 | 0.011695 | 0.00075063 | 0.0018307
[6 empty] | 0.00064626 | 0.011716 | 0.00075228 | 0.0018403
[6 empty] | 0.00064015 | 0.011702 | 0.00075589 | 0.001847
[6 empty] | 0.00064532 | 0.011745 | 0.00076011 | 0.0018523
[6 empty] | 0.00064489 | 0.011805 | 0.0007622 | 0.0018579
[6 empty] | 0.00063887 | 0.011877 | 0.00076487 | 0.0018561
[6 empty] | 0.00064406 | 0.011867 | 0.00076754 | 0.001857
[6 empty] | 0.00063807 | 0.011835 | 0.00077125 | 0.0018602
[6 empty] | 0.00064328 | 0.011875 | 0.00077243 | 0.0018597
[6 empty] | 0.0006429 | 0.011939 | 0.00077579 | 0.0018666
[6 empty] | 0.00063695 | 0.011947 | 0.00077838 | 0.0018709
[6 empty] | 0.00064218 | 0.012033 | 0.00078105 | 0.0018715
[6 empty] | 0.00063626 | 0.01211 | 0.00078372 | 0.001874
[6 empty] | 0.00064151 | 0.012148 | 0.0007864 | 0.0018691
[6 empty] | 0.00064119 | 0.012207 | 0.00078862 | 0.0018613
[6 empty] | 0.00063531 | 0.012282 | 0.00079085 | 0.001845
[6 empty] | 0.00064059 | 0.012262 | 0.00079352 | 0.0018301
[6 empty] | 0.0006403 | 0.01226 | 0.00079691 | 0.0018185
[6 empty] | 0.0006345 | 0.012253 | 0.00079798 | 0.0018058
[6 empty] | 0.00063975 | 0.012291 | 0.00080129 | 0.0018024
[6 empty] | 0.00063949 | 0.012277 | 0.00080361 | 0.0018009
[6 empty] | 0.00063369 | 0.012274 | 0.00080575 | 0.0017982
[6 empty] | 0.000639 | 0.01231 | 0.00080798 | 0.0018007
[6 empty] | 0.00063877 | 0.012377 | 0.0008103 | 0.0017998
[6 empty] | 0.00063299 | 0.012426 | 0.00081244 | 0.0017977
[6 empty] | 0.00063832 | 0.012411 | 0.00081467 | 0.0017973
[6 empty] | 0.00063811 | 0.012446 | 0.00081655 | 0.0017946
[6 empty] | 0.00063235 | 0.012535 | 0.00081979 | 0.0017984
[6 empty] | 0.0006377 | 0.012578 | 0.00082092 | 0.0018104
[6 empty] | 0.0006375 | 0.012591 | 0.0008239 | 0.0018234
[6 empty] | 0.00063177 | 0.012665 | 0.00082449 | 0.0018464
[6 empty] | 0.00063712 | 0.012678 | 0.00082747 | 0.0018699
[6 empty] | 0.00063693 | 0.012656 | 0.00082926 | 0.0018935
[6 empty] | 0.00063121 | 0.012639 | 0.00083096 | 0.0019148
[6 empty] | 0.00063661 | 0.012623 | 0.00083284 | 0.001932
[6 empty] | 0.00063638 | 0.012576 | 0.00083453 | 0.0019425
[6 empty] | 0.00063067 | 0.012588 | 0.00083753 | 0.0019472
[6 empty] | 0.00063601 | 0.012655 | 0.0008381 | 0.0019475
[6 empty] | 0.00063583 | 0.012691 | 0.00083998 | 0.0019353
[6 empty] | 0.00063564 | 0.012711 | 0.0008429 | 0.001922
[6 empty] | 0.00062993 | 0.012791 | 0.00084424 | 0.0018965
[6 empty] | 0.00063526 | 0.012849 | 0.00084436 | 0.0018706
[6 empty] | 0.00063506 | 0.012852 | 0.00084693 | 0.0018375
[6 empty] | 0.00062934 | 0.012829 | 0.00084827 | 0.0018012
[6 empty] | 0.00063465 | 0.012854 | 0.00084952 | 0.0017639
[6 empty] | 0.00063444 | 0.012926 | 0.00085095 | 0.0017292
[6 empty] | 0.00063422 | 0.012949 | 0.00085344 | 0.0016988
[6 empty] | 0.00062848 | 0.012962 | 0.00085364 | 0.0016778
[6 empty] | 0.00063376 | 0.012953 | 0.00085498 | 0.0016612
[6 empty] | 0.00063356 | 0.012995 | 0.00085747 | 0.0016585
[6 empty] | 0.00063326 | 0.013009 | 0.00085872 | 0.0016606
[6 empty] | 0.0006275 | 0.01303 | 0.00085901 | 0.001676
[6 empty] | 0.00063272 | 0.013048 | 0.0008615 | 0.0016957
[6 empty] | 0.00063244 | 0.013109 | 0.00086285 | 0.0017203
[6 empty] | 0.00063214 | 0.013154 | 0.00086464 | 0.0017485
[6 empty] | 0.00062635 | 0.013168 | 0.00086598 | 0.0017786
[6 empty] | 0.00063152 | 0.013238 | 0.00086733 | 0.001809
[6 empty] | 0.00063119 | 0.013254 | 0.00087028 | 0.0018395
[6 empty] | 0.00063084 | 0.013309 | 0.00087091 | 0.0018711
[6 empty] | 0.00062501 | 0.013317 | 0.00087387 | 0.001895
[6 empty] | 0.00063012 | 0.013326 | 0.0008745 | 0.0019214
[6 empty] | 0.00062973 | 0.013366 | 0.00087791 | 0.0019413
[6 empty] | 0.00062934 | 0.013439 | 0.00088025 | 0.0019535
[6 empty] | 0.00062897 | 0.013448 | 0.00088195 | 0.0019682
[6 empty] | 0.00062304 | 0.013367 | 0.00088419 | 0.0019761
[6 empty] | 0.00062806 | 0.013306 | 0.00088688 | 0.0019806
[6 empty] | 0.00062761 | 0.013268 | 0.00088957 | 0.0019846
[6 empty] | 0.00062715 | 0.013322 | 0.00089227 | 0.0019803
[6 empty] | 0.00062122 | 0.013383 | 0.00089625 | 0.0019747
[6 empty] | 0.00062617 | 0.013397 | 0.00089765 | 0.001967
[6 empty] | 0.00062567 | 0.013402 | 0.00090154 | 0.0019483
[6 empty] | 0.00062515 | 0.013464 | 0.00090358 | 0.0019295
[6 empty] | 0.00062461 | 0.013534 | 0.00090783 | 0.0019028
[6 empty] | 0.00062407 | 0.013633 | 0.00091098 | 0.0018732
[6 empty] | 0.00061809 | 0.013738 | 0.00091422 | 0.0018428
[6 empty] | 0.00062294 | 0.01381 | 0.00091727 | 0.001813
[6 empty] | 0.00062236 | 0.013817 | 0.00092086 | 0.0017862
[6 empty] | 0.00062181 | 0.013844 | 0.00092534 | 0.0017627
[6 empty] | 0.00062116 | 0.01381 | 0.00092715 | 0.0017429
[6 empty] | 0.00061516 | 0.013713 | 0.00093085 | 0.0017292
[6 empty] | 0.00061993 | 0.0137 | 0.00093558 | 0.0017169
[6 empty] | 0.0006193 | 0.013747 | 0.00093929 | 0.0017067
[6 empty] | 0.00061866 | 0.01377 | 0.00094107 | 0.0017043
[6 empty] | 0.00061801 | 0.013846 | 0.00094558 | 0.0017036
[6 empty] | 0.00061735 | 0.013959 | 0.00094908 | 0.0017063
[6 empty] | 0.00061133 | 0.014077 | 0.00095278 | 0.0017124
[6 empty] | 0.00061602 | 0.014172 | 0.00095593 | 0.001722
[6 empty] | 0.00061535 | 0.014211 | 0.00096025 | 0.0017344
[6 empty] | 0.00061467 | 0.014261 | 0.00096223 | 0.0017504
[6 empty] | 0.00061399 | 0.014278 | 0.00096538 | 0.0017716
[6 empty] | 0.00061331 | 0.014347 | 0.00097016 | 0.0017925
[6 empty] | 0.00061267 | 0.014428 | 0.00097342 | 0.0018234
[6 empty] | 0.00061193 | 0.014465 | 0.00097482 | 0.0018559
[6 empty] | 0.00060594 | 0.01443 | 0.00097928 | 0.0018914
[6 empty] | 0.00061056 | 0.014422 | 0.00098232 | 0.0019277
[6 empty] | 0.00060987 | 0.014447 | 0.00098513 | 0.0019626
[6 empty] | 0.00060919 | 0.014502 | 0.00098829 | 0.0019923
[6 empty] | 0.00060851 | 0.014587 | 0.00099144 | 0.0020144
[6 empty] | 0.00060783 | 0.014707 | 0.00099547 | 0.0020275
[6 empty] | 0.00060716 | 0.014891 | 0.00099674 | 0.0020333
[6 empty] | 0.00060649 | 0.014964 | 0.0010009 | 0.0020236
[6 empty] | 0.00060056 | 0.015008 | 0.0010023 | 0.0020108
[6 empty] | 0.00060517 | 0.01511 | 0.0010063 | 0.0019882
[6 empty] | 0.00060453 | 0.015195 | 0.001009 | 0.001959
[6 empty] | 0.00060393 | 0.015261 | 0.0010117 | 0.0019327
[6 empty] | 0.00060326 | 0.015283 | 0.0010144 | 0.0019034
[6 empty] | 0.00060264 | 0.015211 | 0.0010171 | 0.0018764
[6 empty] | 0.00060203 | 0.015161 | 0.0010198 | 0.0018549
[6 empty] | 0.00060143 | 0.015202 | 0.0010221 | 0.0018317
[6 empty] | 0.00060084 | 0.015208 | 0.0010257 | 0.0018155
[6 empty] | 0.00060027 | 0.015231 | 0.001027 | 0.0018063
[6 empty] | 0.00059971 | 0.015229 | 0.0010312 | 0.0017961
[6 empty] | 0.00059916 | 0.015258 | 0.0010338 | 0.0017944
[6 empty] | 0.00059342 | 0.015309 | 0.0010347 | 0.0017926
[6 empty] | 0.0005981 | 0.015313 | 0.0010383 | 0.0017926
[6 empty] | 0.0005976 | 0.015346 | 0.0010411 | 0.0017935
[6 empty] | 0.00059715 | 0.015417 | 0.0010433 | 0.0017937
[6 empty] | 0.00059664 | 0.015511 | 0.0010471 | 0.0017917
[6 empty] | 0.00059618 | 0.015561 | 0.0010483 | 0.0017881
[6 empty] | 0.00059574 | 0.0156 | 0.0010505 | 0.0017841
[6 empty] | 0.00059531 | 0.015573 | 0.0010543 | 0.0017729
[6 empty] | 0.0005949 | 0.01551 | 0.0010555 | 0.0017642
[6 empty] | 0.00059451 | 0.015424 | 0.0010592 | 0.0017488
[6 empty] | 0.00059413 | 0.015359 | 0.0010615 | 0.0017364
[6 empty] | 0.00059377 | 0.015334 | 0.0010637 | 0.0017204
[6 empty] | 0.00059343 | 0.015411 | 0.0010661 | 0.0017032
[6 empty] | 0.00059311 | 0.015543 | 0.0010682 | 0.0016853
[6 empty] | 0.0005928 | 0.015678 | 0.0010705 | 0.001667
[6 empty] | 0.00059254 | 0.015656 | 0.0010729 | 0.0016522
[6 empty] | 0.00059223 | 0.015651 | 0.001075 | 0.0016353
[6 empty] | 0.00059196 | 0.015617 | 0.0010788 | 0.0016251
[6 empty] | 0.00059172 | 0.015636 | 0.0010805 | 0.0016208
[6 empty] | 0.00059149 | 0.015662 | 0.0010814 | 0.0016187
[6 empty] | 0.00059127 | 0.015678 | 0.001085 | 0.0016177
[6 empty] | 0.00059107 | 0.01569 | 0.0010874 | 0.0016232
[6 empty] | 0.00059088 | 0.015705 | 0.0010897 | 0.0016259
[6 empty] | 0.0005907 | 0.015611 | 0.0010918 | 0.0016271
[6 empty] | 0.00059053 | 0.015443 | 0.0010947 | 0.0016268
[6 empty] | 0.00059038 | 0.015284 | 0.0010968 | 0.0016267
[6 empty] | 0.00059024 | 0.01528 | 0.0011006 | 0.0016226
[6 empty] | 0.00059015 | 0.015334 | 0.0011015 | 0.0016236
[6 empty] | 0.00058998 | 0.015468 | 0.0011052 | 0.0016312
[6 empty] | 0.00058987 | 0.015551 | 0.0011063 | 0.0016424
[6 empty] | 0.00058976 | 0.015635 | 0.0011106 | 0.0016585
[6 empty] | 0.00058966 | 0.015739 | 0.0011133 | 0.0016848
[6 empty] | 0.00058956 | 0.015793 | 0.0011161 | 0.0017124
[6 empty] | 0.00058947 | 0.015845 | 0.0011188 | 0.0017414
[6 empty] | 0.00058938 | 0.015957 | 0.0011214 | 0.0017703
[6 empty] | 0.0005893 | 0.016031 | 0.0011247 | 0.0018014
[6 empty] | 0.00058921 | 0.016165 | 0.0011293 | 0.0018262
[6 empty] | 0.00058913 | 0.016255 | 0.001131 | 0.0018541
[6 empty] | 0.00058909 | 0.016337 | 0.0011357 | 0.0018752
[6 empty] | 0.00058896 | 0.016332 | 0.0011374 | 0.0019
[6 empty] | 0.00058888 | 0.016369 | 0.0011425 | 0.0019179
[6 empty] | 0.00058878 | 0.016484 | 0.0011457 | 0.0019381
[6 empty] | 0.00058869 | 0.016608 | 0.0011489 | 0.0019522
[6 empty] | 0.00058859 | 0.016763 | 0.0011525 | 0.0019613
[6 empty] | 0.00058848 | 0.016989 | 0.0011561 | 0.0019658
[6 empty] | 0.00059348 | 0.017157 | 0.0011602 | 0.0019698
[6 empty] | 0.00058824 | 0.017351 | 0.0011659 | 0.0019663
[6 empty] | 0.00058811 | 0.017434 | 0.0011679 | 0.001964
[6 empty] | 0.00058797 | 0.017444 | 0.0011733 | 0.001965
[6 empty] | 0.00058785 | 0.017352 | 0.0011757 | 0.0019643
[6 empty] | 0.00058765 | 0.017247 | 0.0011813 | 0.0019622
[6 empty] | 0.00058747 | 0.017258 | 0.0011849 | 0.0019657
[6 empty] | 0.00058727 | 0.017352 | 0.0011886 | 0.001967
[6 empty] | 0.00058707 | 0.017374 | 0.0011928 | 0.0019686
[6 empty] | 0.00058684 | 0.017363 | 0.0011968 | 0.0019689
[6 empty] | 0.00058661 | 0.017452 | 0.0012004 | 0.0019705
[6 empty] | 0.00059145 | 0.017487 | 0.0012058 | 0.0019643
[6 empty] | 0.00058608 | 0.017513 | 0.0012077 | 0.0019572
[6 empty] | 0.0005858 | 0.017499 | 0.0012129 | 0.0019473
[6 empty] | 0.00058549 | 0.017529 | 0.0012151 | 0.0019261
[6 empty] | 0.00058521 | 0.017581 | 0.0012202 | 0.0019043
[6 empty] | 0.00058483 | 0.017568 | 0.0012238 | 0.0018745
[6 empty] | 0.00058447 | 0.01755 | 0.0012276 | 0.0018423
[6 empty] | 0.0005841 | 0.01752 | 0.0012307 | 0.0018103
[6 empty] | 0.0005837 | 0.017525 | 0.001234 | 0.0017827
[6 empty] | 0.00058836 | 0.017595 | 0.0012375 | 0.001762
[6 empty] | 0.00058286 | 0.017603 | 0.0012408 | 0.0017527
[6 empty] | 0.00058242 | 0.017652 | 0.0012451 | 0.0017488
[6 empty] | 0.00058195 | 0.017736 | 0.0012467 | 0.00176
[6 empty] | 0.00058147 | 0.017922 | 0.0012514 | 0.0017748
[6 empty] | 0.00058097 | 0.018162 | 0.0012543 | 0.001801
[6 empty] | 0.0005805 | 0.01825 | 0.0012571 | 0.0018279
[6 empty] | 0.00058497 | 0.018288 | 0.0012597 | 0.0018551
[6 empty] | 0.00057938 | 0.018262 | 0.0012625 | 0.0018803
[6 empty] | 0.00057882 | 0.018239 | 0.0012653 | 0.0019022
[6 empty] | 0.00057824 | 0.018259 | 0.0012679 | 0.0019198
[6 empty] | 0.00057766 | 0.018269 | 0.0012707 | 0.0019351
[6 empty] | 0.00057706 | 0.018369 | 0.0012751 | 0.0019522
[6 empty] | 0.00057644 | 0.018444 | 0.0012756 | 0.0019663
[6 empty] | 0.00058083 | 0.018538 | 0.0012797 | 0.001991
[6 empty] | 0.00057519 | 0.018545 | 0.0012824 | 0.0020189
[6 empty] | 0.00057459 | 0.01853 | 0.0012835 | 0.0020513
[6 empty] | 0.0005739 | 0.018562 | 0.0012875 | 0.0020851
[6 empty] | 0.00057325 | 0.018616 | 0.0012896 | 0.0021166
[6 empty] | 0.00057756 | 0.018581 | 0.0012943 | 0.0021403
[6 empty] | 0.00057192 | 0.01855 | 0.0012952 | 0.0021515
[6 empty] | 0.00057125 | 0.018554 | 0.0012974 | 0.002149
[6 empty] | 0.00057058 | 0.018557 | 0.0012998 | 0.0021349
[6 empty] | 0.00056991 | 0.018575 | 0.0013042 | 0.0021024
[6 empty] | 0.00057419 | 0.018624 | 0.001307 | 0.0020663
[6 empty] | 0.00056857 | 0.018625 | 0.001308 | 0.0020233
[6 empty] | 0.00056795 | 0.018581 | 0.0013125 | 0.0019769
[6 empty] | 0.00056725 | 0.018475 | 0.0013152 | 0.0019374
[6 empty] | 0.00056659 | 0.018506 | 0.001318 | 0.0018995
[6 empty] | 0.00057086 | 0.018567 | 0.0013207 | 0.0018697
[6 empty] | 0.0005653 | 0.018645 | 0.0013253 | 0.0018405
[6 empty] | 0.00056466 | 0.018693 | 0.0013266 | 0.0018208
[6 empty] | 0.00056404 | 0.018705 | 0.0013298 | 0.0018109
[6 empty] | 0.00056342 | 0.018806 | 0.0013348 | 0.0018025
[6 empty] | 0.00056771 | 0.018854 | 0.001338 | 0.0018049
[6 empty] | 0.00056223 | 0.01893 | 0.0013394 | 0.0018067
[6 empty] | 0.0005617 | 0.019029 | 0.001345 | 0.0018152
[6 empty] | 0.0005611 | 0.019129 | 0.0013485 | 0.00182
[6 empty] | 0.00056542 | 0.019248 | 0.0013522 | 0.0018223
[6 empty] | 0.00056003 | 0.019423 | 0.001356 | 0.00182
[6 empty] | 0.00055952 | 0.019539 | 0.00136 | 0.0018148
[6 empty] | 0.00055903 | 0.019632 | 0.0013659 | 0.0018003
[6 empty] | 0.00056341 | 0.019584 | 0.0013679 | 0.0017852
[6 empty] | 0.0005581 | 0.019608 | 0.0013737 | 0.0017713
[6 empty] | 0.00055767 | 0.019658 | 0.0013765 | 0.0017559
[6 empty] | 0.00055727 | 0.019722 | 0.001383 | 0.0017415
[6 empty] | 0.00056176 | 0.019873 | 0.001387 | 0.0017349
[6 empty] | 0.00055651 | 0.020071 | 0.0013912 | 0.0017295
[6 empty] | 0.00055617 | 0.020212 | 0.0013957 | 0.0017252
[6 empty] | 0.00056068 | 0.020305 | 0.0014004 | 0.0017208
[6 empty] | 0.00055556 | 0.020298 | 0.0014048 | 0.0017133
[6 empty] | 0.00055529 | 0.020337 | 0.0014114 | 0.0017043
[6 empty] | 0.00055504 | 0.020219 | 0.0014145 | 0.0016863
[6 empty] | 0.00055964 | 0.020117 | 0.0014215 | 0.0016703
[6 empty] | 0.00055461 | 0.020059 | 0.0014242 | 0.0016491
[6 empty] | 0.00055448 | 0.020076 | 0.0014305 | 0.0016354
[6 empty] | 0.0005591 | 0.020119 | 0.0014353 | 0.0016253
[6 empty] | 0.00055416 | 0.020093 | 0.0014399 | 0.0016244
[6 empty] | 0.00055405 | 0.02013 | 0.0014443 | 0.0016343
[6 empty] | 0.00055397 | 0.020167 | 0.0014491 | 0.0016556
[6 empty] | 0.00055872 | 0.02014 | 0.0014537 | 0.0016868
[6 empty] | 0.00055387 | 0.020165 | 0.0014601 | 0.001729
[6 empty] | 0.00055386 | 0.020291 | 0.0014622 | 0.0017734
[6 empty] | 0.00055868 | 0.020387 | 0.0014684 | 0.001826
[6 empty] | 0.00055393 | 0.020477 | 0.0014711 | 0.0018736
[6 empty] | 0.00055394 | 0.020506 | 0.0014776 | 0.0019243
[6 empty] | 0.00055882 | 0.020467 | 0.0014818 | 0.001968
[6 empty] | 0.00055409 | 0.020412 | 0.0014857 | 0.0020043
[6 empty] | 0.00055419 | 0.020468 | 0.00149 | 0.0020326
[6 empty] | 0.00055913 | 0.020482 | 0.0014942 | 0.002053
[6 empty] | 0.00055445 | 0.02056 | 0.0014983 | 0.0020654
[6 empty] | 0.0005546 | 0.020645 | 0.0015044 | 0.0020737
[6 empty] | 0.00055959 | 0.020859 | 0.001507 | 0.0020705
[6 empty] | 0.00055499 | 0.021063 | 0.0015131 | 0.0020691
[6 empty] | 0.00055514 | 0.021193 | 0.0015153 | 0.0020626
[6 empty] | 0.00056017 | 0.021311 | 0.0015219 | 0.0020526
[6 empty] | 0.00055556 | 0.021417 | 0.001526 | 0.0020488
[6 empty] | 0.00056061 | 0.021511 | 0.0015303 | 0.002044
[6 empty] | 0.00055601 | 0.021574 | 0.0015348 | 0.0020405
[6 empty] | 0.00055625 | 0.021609 | 0.0015394 | 0.0020401
[6 empty] | 0.00056133 | 0.021741 | 0.0015464 | 0.0020446
[6 empty] | 0.00055674 | 0.021851 | 0.0015495 | 0.0020456
[6 empty] | 0.00055702 | 0.021863 | 0.0015541 | 0.0020497
[6 empty] | 0.00056208 | 0.02193 | 0.0015614 | 0.0020552
[6 empty] | 0.00055749 | 0.022002 | 0.0015667 | 0.0020554
[6 empty] | 0.00056259 | 0.022099 | 0.0015702 | 0.002051
[6 empty] | 0.00055799 | 0.022242 | 0.0015778 | 0.0020391
[6 empty] | 0.00055823 | 0.02239 | 0.0015835 | 0.0020277
[6 empty] | 0.00056333 | 0.022475 | 0.0015888 | 0.0020086
[6 empty] | 0.00055871 | 0.022511 | 0.0015964 | 0.0019896
[6 empty] | 0.0005638 | 0.022612 | 0.0016005 | 0.0019646
[6 empty] | 0.0005592 | 0.022677 | 0.0016068 | 0.0019427
[6 empty] | 0.00055937 | 0.022705 | 0.0016151 | 0.0019261
[6 empty] | 0.00056444 | 0.022779 | 0.0016188 | 0.0019063
[6 empty] | 0.00055977 | 0.022844 | 0.0016274 | 0.0018945
[6 empty] | 0.00056481 | 0.02295 | 0.001634 | 0.0018827
[6 empty] | 0.00056012 | 0.022897 | 0.0016403 | 0.0018724
[6 empty] | 0.00056027 | 0.022872 | 0.0016474 | 0.0018643
[6 empty] | 0.00056528 | 0.022875 | 0.0016541 | 0.0018571
[6 empty] | 0.00056053 | 0.022931 | 0.0016608 | 0.0018518
[6 empty] | 0.00056555 | 0.022944 | 0.001667 | 0.001847
[6 empty] | 0.00056072 | 0.023023 | 0.0016759 | 0.0018445
[6 empty] | 0.00056567 | 0.023058 | 0.0016806 | 0.0018361
[6 empty] | 0.00056084 | 0.023169 | 0.0016895 | 0.0018318
[6 empty] | 0.00056088 | 0.023196 | 0.0016962 | 0.0018251
[6 empty] | 0.00056577 | 0.023216 | 0.0017004 | 0.0018158
[6 empty] | 0.00056089 | 0.023213 | 0.0017089 | 0.0018124
[6 empty] | 0.00056573 | 0.023262 | 0.0017151 | 0.0018094
[6 empty] | 0.00056085 | 0.023305 | 0.0017211 | 0.0018089
[6 empty] | 0.00056562 | 0.023321 | 0.0017298 | 0.0018136
[6 empty] | 0.00056066 | 0.023369 | 0.0017336 | 0.0018147
[6 empty] | 0.00056542 | 0.023424 | 0.0017394 | 0.0018186
[6 empty] | 0.00056042 | 0.023466 | 0.0017479 | 0.0018238
[6 empty] | 0.00056514 | 0.023552 | 0.0017534 | 0.0018252
[6 empty] | 0.0005601 | 0.023566 | 0.0017572 | 0.0018228
[6 empty] | 0.00056477 | 0.023583 | 0.0017655 | 0.0018224
[6 empty] | 0.0005597 | 0.023669 | 0.0017706 | 0.0018164
[6 empty] | 0.00056437 | 0.023767 | 0.0017757 | 0.0018071
[6 empty] | 0.00055922 | 0.023789 | 0.001781 | 0.001794
[6 empty] | 0.00055895 | 0.023872 | 0.0017893 | 0.001778
[6 empty] | 0.00056352 | 0.02385 | 0.0017918 | 0.0017627
[6 empty] | 0.00055837 | 0.023928 | 0.0017965 | 0.0017437
[6 empty] | 0.0005629 | 0.023955 | 0.0018039 | 0.0017332
[6 empty] | 0.00055772 | 0.023916 | 0.001809 | 0.0017234
[6 empty] | 0.00056222 | 0.023927 | 0.0018113 | 0.0017251
[6 empty] | 0.00055706 | 0.02399 | 0.0018183 | 0.0017316
[6 empty] | 0.00056149 | 0.024026 | 0.0018229 | 0.0017427
[6 empty] | 0.00055627 | 0.024064 | 0.0018275 | 0.0017576
[6 empty] | 0.00056071 | 0.024077 | 0.0018322 | 0.0017752
[6 empty] | 0.00056031 | 0.024203 | 0.0018394 | 0.0017937
[6 empty] | 0.00055507 | 0.024246 | 0.0018414 | 0.0018162
[6 empty] | 0.00055948 | 0.024358 | 0.0018461 | 0.0018359
[6 empty] | 0.00055425 | 0.024455 | 0.0018531 | 0.0018628
[6 empty] | 0.00055868 | 0.024481 | 0.0018573 | 0.0018899
[6 empty] | 0.00055341 | 0.024555 | 0.0018592 | 0.0019155
[6 empty] | 0.0005578 | 0.024686 | 0.0018661 | 0.0019454
[6 empty] | 0.00055258 | 0.024738 | 0.0018707 | 0.0019686
[6 empty] | 0.00055696 | 0.024766 | 0.0018751 | 0.001985
[6 empty] | 0.00055175 | 0.024746 | 0.0018815 | 0.0019922
[6 empty] | 0.00055614 | 0.024792 | 0.0018839 | 0.0019932
[6 empty] | 0.00055096 | 0.024929 | 0.0018879 | 0.0019788
[6 empty] | 0.0005554 | 0.025017 | 0.0018947 | 0.0019614
[6 empty] | 0.00055498 | 0.025077 | 0.0018962 | 0.0019335
[6 empty] | 0.00054984 | 0.025168 | 0.0019029 | 0.001907
[6 empty] | 0.00055427 | 0.025253 | 0.0019072 | 0.0018775
[6 empty] | 0.00054916 | 0.025305 | 0.001911 | 0.001849
[6 empty] | 0.00055361 | 0.025338 | 0.0019149 | 0.0018246
[6 empty] | 0.00054854 | 0.025422 | 0.0019193 | 0.0018044
[6 empty] | 0.00055303 | 0.02553 | 0.0019228 | 0.0017902
[6 empty] | 0.00055281 | 0.025539 | 0.0019267 | 0.0017814
[6 empty] | 0.00054777 | 0.025585 | 0.0019327 | 0.0017797
[6 empty] | 0.00055232 | 0.02556 | 0.0019337 | 0.0017781
[6 empty] | 0.00054737 | 0.025539 | 0.0019395 | 0.0017841
[6 empty] | 0.00055196 | 0.025527 | 0.0019432 | 0.0017886
[6 empty] | 0.00055182 | 0.025531 | 0.0019437 | 0.0017999
[6 empty] | 0.00054695 | 0.025537 | 0.0019497 | 0.0018106
[6 empty] | 0.00055162 | 0.025483 | 0.001953 | 0.0018232
[6 empty] | 0.00054685 | 0.025334 | 0.0019581 | 0.0018365
[6 empty] | 0.00055153 | 0.025192 | 0.0019585 | 0.001854
[6 empty] | 0.00055153 | 0.025047 | 0.0019613 | 0.0018669
[6 empty] | 0.00054681 | 0.02503 | 0.0019667 | 0.0018823
[6 empty] | 0.00055162 | 0.02501 | 0.0019669 | 0.001901
[6 empty] | 0.00054695 | 0.024964 | 0.0019722 | 0.0019173
[6 empty] | 0.00055182 | 0.024934 | 0.0019746 | 0.0019316
[6 empty] | 0.00055201 | 0.02501 | 0.0019743 | 0.0019511
[6 empty] | 0.00054739 | 0.025112 | 0.0019795 | 0.0019671
[6 empty] | 0.00055235 | 0.025157 | 0.001982 | 0.0019806
[6 empty] | 0.00055259 | 0.025247 | 0.0019871 | 0.0019904
[6 empty] | 0.00054809 | 0.025292 | 0.0019871 | 0.0019972
[6 empty] | 0.00055315 | 0.025358 | 0.0019899 | 0.0019925
[6 empty] | 0.0005487 | 0.02541 | 0.0019948 | 0.0019823
[6 empty] | 0.00055381 | 0.025502 | 0.0019946 | 0.0019685
[6 empty] | 0.00055422 | 0.025594 | 0.002 | 0.0019454
[6 empty] | 0.0005498 | 0.025788 | 0.0020028 | 0.0019165
[6 empty] | 0.000555 | 0.025938 | 0.0020056 | 0.00188
[6 empty] | 0.00055544 | 0.025972 | 0.0020084 | 0.0018451
[6 empty] | 0.00055112 | 0.026119 | 0.0020118 | 0.001806
[6 empty] | 0.00055639 | 0.026435 | 0.0020149 | 0.0017697
[6 empty] | 0.00055689 | 0.026613 | 0.0020181 | 0.0017318
[6 empty] | 0.00055261 | 0.026618 | 0.0020245 | 0.001702
[6 empty] | 0.00055799 | 0.026511 | 0.0020256 | 0.0016827
[6 empty] | 0.0005585 | 0.026378 | 0.0020326 | 0.0016717
[6 empty] | 0.00055425 | 0.026438 | 0.0020366 | 0.0016698
[6 empty] | 0.00055964 | 0.026483 | 0.0020382 | 0.001685
[6 empty] | 0.00056023 | 0.026524 | 0.0020457 | 0.0017109
[6 empty] | 0.00055599 | 0.026538 | 0.0020502 | 0.0017476
[6 empty] | 0.00056142 | 0.026611 | 0.0020555 | 0.0017924
[6 empty] | 0.00056207 | 0.026715 | 0.0020635 | 0.0018412
[6 empty] | 0.00056264 | 0.026706 | 0.0020665 | 0.0018915
[6 empty] | 0.0005584 | 0.026853 | 0.0020723 | 0.0019327
[6 empty] | 0.00056386 | 0.026976 | 0.0020808 | 0.00197
[6 empty] | 0.00056448 | 0.027017 | 0.0020876 | 0.0019925
[6 empty] | 0.00056022 | 0.026991 | 0.0020912 | 0.0020098
[6 empty] | 0.00056569 | 0.026948 | 0.0021007 | 0.0020175
[6 empty] | 0.00056629 | 0.026993 | 0.0021077 | 0.0020196
[6 empty] | 0.00056692 | 0.027123 | 0.002115 | 0.0020179
[6 empty] | 0.00056258 | 0.027317 | 0.0021227 | 0.0020128
[6 empty] | 0.00056804 | 0.027442 | 0.0021329 | 0.0020028
[6 empty] | 0.0005686 | 0.027735 | 0.0021379 | 0.0019878
[6 empty] | 0.00056425 | 0.028105 | 0.0021488 | 0.0019572
[6 empty] | 0.00056969 | 0.028419 | 0.0021538 | 0.0019197
[6 empty] | 0.00057021 | 0.028757 | 0.0021652 | 0.0018669
[6 empty] | 0.00057076 | 0.028974 | 0.0021741 | 0.0018117
[6 empty] | 0.00056629 | 0.029178 | 0.0021802 | 0.0017523
[6 empty] | 0.00057169 | 0.029199 | 0.0021912 | 0.0016973
[6 empty] | 0.00057215 | 0.029133 | 0.0022031 | 0.0016535
[6 empty] | 0.00057259 | 0.029136 | 0.0022092 | 0.001624
[6 empty] | 0.00056807 | 0.029129 | 0.0022181 | 0.001613
[6 empty] | 0.00057341 | 0.029269 | 0.0022298 | 0.0016142
[6 empty] | 0.00057383 | 0.029341 | 0.0022359 | 0.0016336
[6 empty] | 0.00057415 | 0.029342 | 0.0022481 | 0.0016596
[6 empty] | 0.00056955 | 0.029478 | 0.0022541 | 0.0016973
[6 empty] | 0.00057482 | 0.029579 | 0.0022659 | 0.0017367
[6 empty] | 0.00057512 | 0.029717 | 0.0022748 | 0.001777
[6 empty] | 0.00057541 | 0.029734 | 0.0022838 | 0.0018159
[6 empty] | 0.00057567 | 0.029757 | 0.0022927 | 0.0018516
[6 empty] | 0.00057099 | 0.02986 | 0.002304 | 0.001883
[6 empty] | 0.00057614 | 0.02988 | 0.0023095 | 0.0019102
[6 empty] | 0.00057635 | 0.029947 | 0.002318 | 0.0019365
[6 empty] | 0.00057654 | 0.029982 | 0.0023294 | 0.0019542
[6 empty] | 0.00057671 | 0.030053 | 0.0023374 | 0.0019746
[6 empty] | 0.0005719 | 0.030102 | 0.0023423 | 0.0019919
[6 empty] | 0.00057701 | 0.030204 | 0.0023533 | 0.0020098
[6 empty] | 0.00057717 | 0.030313 | 0.0023611 | 0.0020302
[6 empty] | 0.00057724 | 0.030514 | 0.0023683 | 0.0020539
[6 empty] | 0.00057734 | 0.030696 | 0.0023754 | 0.002082
[6 empty] | 0.00057245 | 0.030907 | 0.0023855 | 0.0021135
[6 empty] | 0.0005775 | 0.030983 | 0.0023897 | 0.0021498
[6 empty] | 0.00057757 | 0.031076 | 0.0023991 | 0.0021792
[6 empty] | 0.00057762 | 0.031127 | 0.0024026 | 0.0022102
[6 empty] | 0.00057771 | 0.031203 | 0.0024125 | 0.0022275
[6 empty] | 0.00057274 | 0.031331 | 0.0024188 | 0.0022391
[6 empty] | 0.00057775 | 0.031467 | 0.0024252 | 0.0022332
[6 empty] | 0.00057778 | 0.031526 | 0.0024306 | 0.0022128
[6 empty] | 0.00057781 | 0.031541 | 0.0024362 | 0.0021773
[6 empty] | 0.00057784 | 0.031463 | 0.0024426 | 0.0021332
[6 empty] | 0.00057786 | 0.031517 | 0.0024484 | 0.0020762
[6 empty] | 0.00057793 | 0.031492 | 0.0024575 | 0.0020215
[6 empty] | 0.00057293 | 0.031528 | 0.0024592 | 0.0019735
[6 empty] | 0.00057794 | 0.031512 | 0.0024678 | 0.0019303
[6 empty] | 0.00057797 | 0.031535 | 0.0024735 | 0.0019043
[6 empty] | 0.00057801 | 0.031602 | 0.0024789 | 0.0018899
[6 empty] | 0.00057805 | 0.03166 | 0.0024848 | 0.0018878
[6 empty] | 0.0005781 | 0.031763 | 0.0024902 | 0.0018965
[6 empty] | 0.0005782 | 0.031841 | 0.0024961 | 0.0019135
[6 empty] | 0.00057324 | 0.03198 | 0.0025017 | 0.001938
[6 empty] | 0.0005783 | 0.032026 | 0.0025071 | 0.0019603
[6 empty] | 0.00057838 | 0.03216 | 0.0025162 | 0.0019864
[6 empty] | 0.00057848 | 0.032207 | 0.0025191 | 0.0020134
[6 empty] | 0.00057859 | 0.032264 | 0.0025289 | 0.0020344
[6 empty] | 0.00057871 | 0.032362 | 0.0025353 | 0.0020481
[6 empty] | 0.00057888 | 0.032421 | 0.0025421 | 0.0020596
[6 empty] | 0.00057899 | 0.032486 | 0.0025487 | 0.0020596
[6 empty] | 0.00057915 | 0.032701 | 0.0025553 | 0.0020502
[6 empty] | 0.00057434 | 0.032892 | 0.0025624 | 0.0020339
[6 empty] | 0.00057953 | 0.033128 | 0.0025732 | 0.0020038
[6 empty] | 0.00057974 | 0.03326 | 0.0025772 | 0.001971
[6 empty] | 0.00057997 | 0.033326 | 0.002589 | 0.0019386
[6 empty] | 0.00058025 | 0.033531 | 0.0025932 | 0.0019061
[6 empty] | 0.00058048 | 0.033699 | 0.0026048 | 0.0018763
[6 empty] | 0.00058076 | 0.033821 | 0.0026138 | 0.0018584
[6 empty] | 0.00058106 | 0.033943 | 0.0026227 | 0.0018466
[6 empty] | 0.00058137 | 0.033981 | 0.0026315 | 0.0018433
[6 empty] | 0.00058171 | 0.034032 | 0.0026399 | 0.0018471
[6 empty] | 0.00058211 | 0.034082 | 0.0026499 | 0.0018586
[6 empty] | 0.00058244 | 0.034064 | 0.0026624 | 0.0018686
[6 empty] | 0.00057782 | 0.034129 | 0.0026685 | 0.0018846
[6 empty] | 0.00058325 | 0.034173 | 0.0026813 | 0.0019042
[6 empty] | 0.00058369 | 0.034248 | 0.0026874 | 0.0019236
[6 empty] | 0.00058414 | 0.034331 | 0.0027007 | 0.0019458
[6 empty] | 0.00058461 | 0.034385 | 0.0027109 | 0.0019693
[6 empty] | 0.00058515 | 0.034471 | 0.0027201 | 0.0020022
[6 empty] | 0.00058562 | 0.034484 | 0.0027295 | 0.0020382
[6 empty] | 0.00058615 | 0.034537 | 0.002739 | 0.002071
[6 empty] | 0.00058671 | 0.034584 | 0.0027522 | 0.002106
[6 empty] | 0.00058728 | 0.034618 | 0.0027579 | 0.0021383
[6 empty] | 0.00058787 | 0.034621 | 0.0027708 | 0.0021678
[6 empty] | 0.00058853 | 0.034759 | 0.0027766 | 0.0021874
[6 empty] | 0.00058912 | 0.034838 | 0.0027888 | 0.0021952
[6 empty] | 0.00058977 | 0.034825 | 0.0027981 | 0.0021999
[6 empty] | 0.00059044 | 0.034838 | 0.0028063 | 0.002194
[6 empty] | 0.00059113 | 0.034786 | 0.0028151 | 0.0021824
[6 empty] | 0.00059184 | 0.034712 | 0.0028229 | 0.0021685
[6 empty] | 0.00059257 | 0.034571 | 0.0028304 | 0.0021568
[6 empty] | 0.00059336 | 0.034384 | 0.0028419 | 0.0021434
[6 empty] | 0.00059409 | 0.034245 | 0.0028459 | 0.0021388
[6 empty] | 0.00059487 | 0.034325 | 0.0028568 | 0.002132
[6 empty] | 0.00059568 | 0.034385 | 0.0028605 | 0.0021328
[6 empty] | 0.0005965 | 0.034404 | 0.0028705 | 0.0021307
[6 empty] | 0.00059734 | 0.034431 | 0.0028774 | 0.002124
[6 empty] | 0.00059825 | 0.03452 | 0.0028841 | 0.0021179
[6 empty] | 0.00059908 | 0.034559 | 0.0028904 | 0.002108
[6 empty] | 0.00059997 | 0.034653 | 0.0028973 | 0.0020902
[6 empty] | 0.00060088 | 0.03464 | 0.0029072 | 0.0020736
[6 empty] | 0.00060181 | 0.034754 | 0.0029093 | 0.0020609
[6 empty] | 0.00060276 | 0.03484 | 0.0029195 | 0.0020476
[6 empty] | 0.00060376 | 0.034888 | 0.0029219 | 0.0020435
[6 empty] | 0.00060469 | 0.034903 | 0.0029318 | 0.0020397
[6 empty] | 0.00060568 | 0.034945 | 0.0029375 | 0.0020336
[6 empty] | 0.00060668 | 0.035059 | 0.0029434 | 0.0020293
[6 empty] | 0.0006077 | 0.035211 | 0.0029498 | 0.0020151
[6 empty] | 0.00060873 | 0.035395 | 0.002956 | 0.0019939
[6 empty] | 0.00060978 | 0.035514 | 0.0029622 | 0.0019563
[6 empty] | 0.00061087 | 0.035864 | 0.0029721 | 0.0019112
[6 empty] | 0.0006119 | 0.036241 | 0.002975 | 0.0018614
[6 empty] | 0.00061298 | 0.036481 | 0.0029854 | 0.001804
[6 empty] | 0.00061406 | 0.0366 | 0.002992 | 0.0017527
[6 empty] | 0.00061516 | 0.036689 | 0.0029949 | 0.0017042
[6 empty] | 0.00062157 | 0.036751 | 0.0030053 | 0.0016643
[6 empty] | 0.00061741 | 0.03666 | 0.0030124 | 0.0016354
[6 empty] | 0.00061848 | 0.03659 | 0.0030234 | 0.0016183
[6 empty] | 0.0006196 | 0.036526 | 0.003027 | 0.0016131
[6 empty] | 0.00062073 | 0.036621 | 0.0030338 | 0.0016197
[6 empty] | 0.00062185 | 0.036679 | 0.0030448 | 0.0016386
[6 empty] | 0.00062298 | 0.036562 | 0.0030485 | 0.001661
[6 empty] | 0.00062415 | 0.036531 | 0.00306 | 0.0016936
[6 empty] | 0.00062523 | 0.036564 | 0.0030681 | 0.0017268
[6 empty] | 0.00062635 | 0.036624 | 0.0030726 | 0.0017613
[6 empty] | 0.00062747 | 0.036756 | 0.0030838 | 0.0017939
[6 empty] | 0.00062858 | 0.036819 | 0.0030919 | 0.0018224
[6 empty] | 0.0006351 | 0.036945 | 0.0031042 | 0.0018452
[6 empty] | 0.00063082 | 0.036989 | 0.003108 | 0.0018621
[6 empty] | 0.00063186 | 0.037136 | 0.0031166 | 0.0018737
[6 empty] | 0.00063293 | 0.037092 | 0.0031294 | 0.0018742
[6 empty] | 0.00063399 | 0.036937 | 0.0031372 | 0.0018749
[6 empty] | 0.00063503 | 0.036822 | 0.0031413 | 0.0018676
[6 empty] | 0.00063605 | 0.036752 | 0.0031542 | 0.0018639
[6 empty] | 0.0006371 | 0.036778 | 0.0031629 | 0.0018575
[6 empty] | 0.00063804 | 0.036917 | 0.0031723 | 0.001852
[6 empty] | 0.00064451 | 0.037214 | 0.0031805 | 0.0018471
[6 empty] | 0.00063994 | 0.037412 | 0.0031899 | 0.0018458
[6 empty] | 0.00064085 | 0.037626 | 0.0032026 | 0.001839
[6 empty] | 0.00064173 | 0.037725 | 0.003208 | 0.0018377
[6 empty] | 0.00064263 | 0.037796 | 0.0032215 | 0.0018323
[6 empty] | 0.00064341 | 0.038041 | 0.0032307 | 0.0018329
[6 empty] | 0.0006442 | 0.038247 | 0.0032365 | 0.0018329
[6 empty] | 0.00065051 | 0.038427 | 0.0032501 | 0.0018328
[6 empty] | 0.00064567 | 0.038505 | 0.0032593 | 0.0018405
[6 empty] | 0.00064634 | 0.03866 | 0.0032697 | 0.00185
[6 empty] | 0.00064703 | 0.038816 | 0.0032838 | 0.0018553
[6 empty] | 0.00064758 | 0.038843 | 0.0032894 | 0.0018632
[6 empty] | 0.00064813 | 0.038974 | 0.0033002 | 0.0018734
[6 empty] | 0.00065423 | 0.039058 | 0.0033148 | 0.0018782
[6 empty] | 0.0006491 | 0.039289 | 0.0033212 | 0.0018887
[6 empty] | 0.00064952 | 0.039557 | 0.0033358 | 0.0018958
[6 empty] | 0.00064993 | 0.039809 | 0.0033464 | 0.0019104
[6 empty] | 0.0006502 | 0.040048 | 0.0033569 | 0.0019278
[6 empty] | 0.00065047 | 0.040225 | 0.0033675 | 0.0019498
[6 empty] | 0.00065629 | 0.040243 | 0.0033788 | 0.0019765
[6 empty] | 0.00065085 | 0.040369 | 0.003394 | 0.0020096
[6 empty] | 0.00065095 | 0.04038 | 0.0034008 | 0.0020395
[6 empty] | 0.00065105 | 0.040482 | 0.0034113 | 0.002075
[6 empty] | 0.000651 | 0.040577 | 0.0034265 | 0.002103
[6 empty] | 0.00065655 | 0.040675 | 0.0034375 | 0.0021324
[6 empty] | 0.00065083 | 0.040824 | 0.0034489 | 0.0021539
[6 empty] | 0.00065065 | 0.040981 | 0.0034595 | 0.0021678
[6 empty] | 0.00065042 | 0.04107 | 0.00347 | 0.0021737
[6 empty] | 0.00065018 | 0.040957 | 0.0034805 | 0.0021711
[6 empty] | 0.00065539 | 0.040972 | 0.0034911 | 0.0021601
[6 empty] | 0.00064939 | 0.040972 | 0.0035011 | 0.0021419
[6 empty] | 0.00064893 | 0.041184 | 0.0035155 | 0.0021212
[6 empty] | 0.00064842 | 0.041277 | 0.0035215 | 0.0020949
[6 empty] | 0.00065343 | 0.041292 | 0.0035356 | 0.0020655
[6 empty] | 0.00064726 | 0.041317 | 0.0035457 | 0.0020425
[6 empty] | 0.00064654 | 0.041418 | 0.0035548 | 0.0020188
[6 empty] | 0.0006458 | 0.041481 | 0.0035642 | 0.0019984
[6 empty] | 0.00065057 | 0.041555 | 0.0035734 | 0.0019805
[6 empty] | 0.00064417 | 0.041557 | 0.0035825 | 0.0019662
[6 empty] | 0.00064328 | 0.041612 | 0.0035915 | 0.0019573
[6 empty] | 0.00064238 | 0.041507 | 0.0036043 | 0.0019451
[6 empty] | 0.00064687 | 0.041429 | 0.0036087 | 0.0019389
[6 empty] | 0.00064031 | 0.0414 | 0.0036215 | 0.0019391
[6 empty] | 0.00063923 | 0.041544 | 0.0036305 | 0.0019399
[6 empty] | 0.0006381 | 0.041645 | 0.0036388 | 0.0019458
[6 empty] | 0.00064247 | 0.041603 | 0.0036478 | 0.0019571
[6 empty] | 0.00063573 | 0.041617 | 0.003656 | 0.0019746
[6 empty] | 0.00063448 | 0.041803 | 0.003665 | 0.0019978
[6 empty] | 0.0006332 | 0.041941 | 0.0036733 | 0.0020268
[6 empty] | 0.00063734 | 0.042123 | 0.0036869 | 0.002062
[6 empty] | 0.00063055 | 0.042206 | 0.003691 | 0.0020937
[6 empty] | 0.00062922 | 0.042222 | 0.0037051 | 0.0021291
[6 empty] | 0.00063319 | 0.042311 | 0.0037096 | 0.0021536
[6 empty] | 0.00062635 | 0.04248 | 0.0037234 | 0.0021752
[6 empty] | 0.00062491 | 0.042614 | 0.0037334 | 0.0021843
[6 empty] | 0.00062345 | 0.042712 | 0.0037435 | 0.0021833
[6 empty] | 0.00062733 | 0.042893 | 0.0037536 | 0.002173
[6 empty] | 0.00062052 | 0.043023 | 0.0037683 | 0.0021592
[6 empty] | 0.00061898 | 0.043242 | 0.0037743 | 0.0021349
[6 empty] | 0.00062279 | 0.043495 | 0.0037857 | 0.0021114
[6 empty] | 0.00061595 | 0.043886 | 0.0038015 | 0.002091
[6 empty] | 0.00061444 | 0.044267 | 0.003813 | 0.0020708
[6 empty] | 0.00061824 | 0.044482 | 0.003825 | 0.0020554
[6 empty] | 0.0006114 | 0.044562 | 0.0038323 | 0.002045
[6 empty] | 0.0006099 | 0.044671 | 0.00385 | 0.0020487
[6 empty] | 0.00061364 | 0.044837 | 0.0038677 | 0.0020614
[6 empty] | 0.00060691 | 0.044907 | 0.0038746 | 0.002078
[6 empty] | 0.00060543 | 0.045119 | 0.003888 | 0.0021035
[6 empty] | 0.00060922 | 0.045309 | 0.0039067 | 0.0021349
[6 empty] | 0.00060253 | 0.045486 | 0.0039144 | 0.0021606
[6 empty] | 0.00060111 | 0.045614 | 0.0039336 | 0.0021864
[6 empty] | 0.00060488 | 0.045723 | 0.0039467 | 0.0022006
[6 empty] | 0.00059834 | 0.045847 | 0.0039557 | 0.0021993
[6 empty] | 0.000597 | 0.045988 | 0.0039746 | 0.0021919
[6 empty] | 0.00060086 | 0.04612 | 0.003993 | 0.0021728
[6 empty] | 0.00059441 | 0.046283 | 0.0040015 | 0.0021393
[6 empty] | 0.00059316 | 0.046376 | 0.0040155 | 0.0021037
[6 empty] | 0.00059705 | 0.046374 | 0.0040298 | 0.0020686
[6 empty] | 0.00059078 | 0.046503 | 0.0040479 | 0.0020415
[6 empty] | 0.00058969 | 0.046572 | 0.0040614 | 0.0020206
[6 empty] | 0.00059362 | 0.046624 | 0.0040693 | 0.0020084
[6 empty] | 0.0005875 | 0.046677 | 0.0040878 | 0.0020126
[6 empty] | 0.00059155 | 0.046867 | 0.0041009 | 0.002023
[6 empty] | 0.00058554 | 0.046802 | 0.0041143 | 0.0020398
[6 empty] | 0.00058462 | 0.046571 | 0.0041264 | 0.0020593
[6 empty] | 0.00058882 | 0.046451 | 0.0041441 | 0.002079
[6 empty] | 0.00058293 | 0.046378 | 0.0041519 | 0.0020892
[6 empty] | 0.00058717 | 0.046396 | 0.0041687 | 0.0020974
[6 empty] | 0.00058143 | 0.046394 | 0.0041755 | 0.0020938
[6 empty] | 0.00058075 | 0.046515 | 0.0041923 | 0.0020889
[6 empty] | 0.00058517 | 0.046668 | 0.0042048 | 0.0020759
[6 empty] | 0.00057955 | 0.046713 | 0.0042154 | 0.0020593
[6 empty] | 0.00058401 | 0.04676 | 0.004227 | 0.0020416
[6 empty] | 0.00057854 | 0.046905 | 0.0042381 | 0.0020255
[6 empty] | 0.00057811 | 0.046971 | 0.0042496 | 0.0020141
[6 empty] | 0.00058275 | 0.04717 | 0.004266 | 0.0020111
[6 empty] | 0.0005774 | 0.047329 | 0.0042714 | 0.0020113
[6 empty] | 0.00058209 | 0.047489 | 0.0042882 | 0.0020244
[6 empty] | 0.00057688 | 0.047655 | 0.004294 | 0.00204
[6 empty] | 0.00058165 | 0.047807 | 0.00431 | 0.0020669
[6 empty] | 0.00057654 | 0.047948 | 0.0043215 | 0.0020929
[6 empty] | 0.00057647 | 0.048041 | 0.0043326 | 0.0021171
[6 empty] | 0.00058134 | 0.048137 | 0.0043442 | 0.0021352
[6 empty] | 0.00057635 | 0.048275 | 0.0043554 | 0.0021436
[6 empty] | 0.00058134 | 0.048793 | 0.0043728 | 0.0021419
[6 empty] | 0.00057643 | 0.049223 | 0.004379 | 0.0021224
[6 empty] | 0.00058154 | 0.049526 | 0.004396 | 0.002097
[6 empty] | 0.00057667 | 0.049706 | 0.0044081 | 0.0020587
[6 empty] | 0.0005818 | 0.049752 | 0.0044147 | 0.002023
[6 empty] | 0.00057704 | 0.049767 | 0.0044323 | 0.0019868
[6 empty] | 0.00058224 | 0.049789 | 0.0044453 | 0.0019558
[6 empty] | 0.00057757 | 0.049931 | 0.0044584 | 0.0019324
[6 empty] | 0.00057782 | 0.049961 | 0.004477 | 0.0019172
[6 empty] | 0.00058312 | 0.050105 | 0.004485 | 0.0019115
[6 empty] | 0.00057848 | 0.05023 | 0.0044985 | 0.0019056
[6 empty] | 0.00058383 | 0.050263 | 0.0045181 | 0.001907
[6 empty] | 0.00057922 | 0.050411 | 0.0045327 | 0.0019046
[6 empty] | 0.00058466 | 0.050543 | 0.0045415 | 0.0019065
[6 empty] | 0.00058004 | 0.05071 | 0.0045617 | 0.0019055
[6 empty] | 0.00058548 | 0.050737 | 0.0045772 | 0.0019045
[6 empty] | 0.00058092 | 0.050861 | 0.0045917 | 0.0019045
[6 empty] | 0.00058639 | 0.051042 | 0.0046129 | 0.0019067
[6 empty] | 0.00058189 | 0.051204 | 0.0046232 | 0.0019137
[6 empty] | 0.00058735 | 0.051314 | 0.0046391 | 0.0019205
[6 empty] | 0.00058281 | 0.05152 | 0.0046614 | 0.0019365
[6 empty] | 0.00058832 | 0.051677 | 0.0046716 | 0.0019522
[6 empty] | 0.00058379 | 0.051808 | 0.0046943 | 0.0019772
[6 empty] | 0.00058936 | 0.051944 | 0.0047113 | 0.002004
[6 empty] | 0.00058477 | 0.052172 | 0.0047278 | 0.0020339
[6 empty] | 0.0005903 | 0.052262 | 0.0047457 | 0.0020668
[6 empty] | 0.0005908 | 0.052426 | 0.0047626 | 0.0021024
[6 empty] | 0.00058623 | 0.05236 | 0.0047865 | 0.0021395
[6 empty] | 0.00059181 | 0.052416 | 0.004798 | 0.0021788
[6 empty] | 0.00058718 | 0.052449 | 0.0048224 | 0.0022088
[6 empty] | 0.0005927 | 0.052481 | 0.0048349 | 0.0022394
[6 empty] | 0.00058809 | 0.052564 | 0.0048588 | 0.0022591
[6 empty] | 0.00059361 | 0.052679 | 0.0048782 | 0.00227
[6 empty] | 0.00058901 | 0.052784 | 0.0048967 | 0.0022689
[6 empty] | 0.00059446 | 0.053024 | 0.0049151 | 0.0022699
[6 empty] | 0.00058979 | 0.053162 | 0.0049345 | 0.0022584
[6 empty] | 0.00059526 | 0.053431 | 0.0049529 | 0.0022489
[6 empty] | 0.00059564 | 0.053565 | 0.004979 | 0.0022428
[6 empty] | 0.00059095 | 0.053821 | 0.0049923 | 0.0022454
[6 empty] | 0.00059635 | 0.054 | 0.0050183 | 0.0022539
[6 empty] | 0.00059158 | 0.054163 | 0.0050315 | 0.0022681
[6 empty] | 0.00059699 | 0.054348 | 0.0050582 | 0.0022956
[6 empty] | 0.00059218 | 0.054617 | 0.0050786 | 0.0023253
[6 empty] | 0.00059759 | 0.054732 | 0.0050985 | 0.0023561
[6 empty] | 0.0005978 | 0.054974 | 0.0051194 | 0.002385
[6 empty] | 0.00059293 | 0.055329 | 0.0051462 | 0.0024094
[6 empty] | 0.00059825 | 0.055678 | 0.0051607 | 0.0024171
[6 empty] | 0.00059333 | 0.05607 | 0.005188 | 0.0024161
[6 empty] | 0.00059865 | 0.056346 | 0.0052025 | 0.002407
[6 empty] | 0.00059364 | 0.056805 | 0.0052303 | 0.002386
[6 empty] | 0.00059888 | 0.057009 | 0.0052517 | 0.0023593
[6 empty] | 0.00059899 | 0.057273 | 0.0052736 | 0.0023267
[6 empty] | 0.00059395 | 0.05749 | 0.0052955 | 0.0023004
[6 empty] | 0.00059913 | 0.057736 | 0.0053169 | 0.0022765
[6 empty] | 0.0005992 | 0.05782 | 0.0053388 | 0.0022503
[6 empty] | 0.00059406 | 0.057935 | 0.0053673 | 0.0022299
[6 empty] | 0.00059916 | 0.057917 | 0.0053826 | 0.0022151
[6 empty] | 0.00059401 | 0.057974 | 0.0054116 | 0.0021983
[6 empty] | 0.00059907 | 0.05811 | 0.0054273 | 0.0021908
[6 empty] | 0.00059903 | 0.058265 | 0.0054565 | 0.0021859
[6 empty] | 0.00059376 | 0.058381 | 0.0054779 | 0.0021881
[6 empty] | 0.00059875 | 0.058569 | 0.0055003 | 0.0021985
[6 empty] | 0.00059859 | 0.058588 | 0.0055227 | 0.0022195
[6 empty] | 0.00059329 | 0.058756 | 0.0055525 | 0.0022507
[6 empty] | 0.00059824 | 0.058774 | 0.005567 | 0.0022946
[6 empty] | 0.00059285 | 0.058925 | 0.0055889 | 0.0023412
[6 empty] | 0.0005977 | 0.058976 | 0.0056188 | 0.0024002
[6 empty] | 0.00059741 | 0.059037 | 0.0056402 | 0.0024552
[6 empty] | 0.000592 | 0.059093 | 0.0056551 | 0.0025136
[6 empty] | 0.0005968 | 0.059137 | 0.005684 | 0.0025616
[6 empty] | 0.00059639 | 0.059268 | 0.0057061 | 0.002599
[6 empty] | 0.0005909 | 0.059264 | 0.0057351 | 0.0026211
[6 empty] | 0.00059556 | 0.059457 | 0.0057494 | 0.0026277
[6 empty] | 0.00059515 | 0.059546 | 0.0057709 | 0.0026209
[6 empty] | 0.00058955 | 0.059433 | 0.0058 | 0.0025955
[6 empty] | 0.00059411 | 0.059514 | 0.0058138 | 0.0025677
[6 empty] | 0.00059357 | 0.059659 | 0.0058425 | 0.0025343
[6 empty] | 0.000593 | 0.059819 | 0.0058635 | 0.0025002
[6 empty] | 0.00058737 | 0.060021 | 0.0058844 | 0.0024796
[6 empty] | 0.00059176 | 0.06 | 0.005906 | 0.0024649
[6 empty] | 0.00059109 | 0.060106 | 0.005927 | 0.0024588
[6 empty] | 0.00058535 | 0.060289 | 0.0059479 | 0.0024621
[6 empty] | 0.00058966 | 0.060391 | 0.0059695 | 0.002461
[6 empty] | 0.00058894 | 0.060511 | 0.0059978 | 0.0024603
[6 empty] | 0.00058308 | 0.060625 | 0.0060113 | 0.0024572
[6 empty] | 0.00058728 | 0.060923 | 0.0060408 | 0.002443
[6 empty] | 0.00058642 | 0.061148 | 0.0060624 | 0.0024191
[6 empty] | 0.00058552 | 0.061235 | 0.0060839 | 0.0023827
[6 empty] | 0.00057964 | 0.061438 | 0.0061054 | 0.0023448
[6 empty] | 0.00058363 | 0.061714 | 0.0061263 | 0.0022992
[6 empty] | 0.00058264 | 0.061832 | 0.0061489 | 0.0022441
[6 empty] | 0.00057664 | 0.062093 | 0.006179 | 0.0021912
[6 empty] | 0.00058054 | 0.062259 | 0.0061939 | 0.0021445
[6 empty] | 0.00057949 | 0.062496 | 0.006224 | 0.0021008
[6 empty] | 0.00057831 | 0.062794 | 0.0062389 | 0.002074
[6 empty] | 0.00057222 | 0.063074 | 0.0062695 | 0.0020598
[6 empty] | 0.00057595 | 0.0633 | 0.006293 | 0.0020613
[6 empty] | 0.00057472 | 0.063486 | 0.0063165 | 0.0020769
[6 empty] | 0.00057349 | 0.063703 | 0.00634 | 0.0021048
[6 empty] | 0.00056727 | 0.063835 | 0.006364 | 0.0021416
[6 empty] | 0.00057083 | 0.064138 | 0.0063969 | 0.0021832
[6 empty] | 0.00056947 | 0.064283 | 0.0064129 | 0.0022295
[6 empty] | 0.00056812 | 0.064468 | 0.0064453 | 0.0022693
[6 empty] | 0.00056181 | 0.064636 | 0.0064619 | 0.0023115
[6 empty] | 0.0005652 | 0.064744 | 0.0064948 | 0.0023466
[6 empty] | 0.00056372 | 0.064888 | 0.0065203 | 0.0023775
[6 empty] | 0.00056222 | 0.065172 | 0.0065464 | 0.0024044
[6 empty] | 0.00055593 | 0.065284 | 0.0065713 | 0.0024282
[6 empty] | 0.00055912 | 0.065574 | 0.0066048 | 0.002449
[6 empty] | 0.00055754 | 0.065637 | 0.0066229 | 0.0024696
[6 empty] | 0.00055593 | 0.065821 | 0.0066477 | 0.0024937
[6 empty] | 0.0005543 | 0.065914 | 0.0066814 | 0.0025161
[6 empty] | 0.00054797 | 0.066001 | 0.0067081 | 0.0025363
[6 empty] | 0.00055099 | 0.066097 | 0.0067252 | 0.0025642
[6 empty] | 0.0005493 | 0.066257 | 0.0067589 | 0.0025884
[6 empty] | 0.0005476 | 0.066539 | 0.0067851 | 0.0026123
[6 empty] | 0.00054592 | 0.066615 | 0.0068188 | 0.0026336
[6 empty] | 0.0005395 | 0.066862 | 0.0068371 | 0.0026527
[6 empty] | 0.00054241 | 0.067062 | 0.0068619 | 0.0026725
[6 empty] | 0.00054066 | 0.067161 | 0.0068966 | 0.0026827
[6 empty] | 0.00053891 | 0.067432 | 0.0069125 | 0.002698
[6 empty] | 0.00053718 | 0.067613 | 0.0069467 | 0.0027045
[6 empty] | 0.00053538 | 0.067866 | 0.0069723 | 0.0027154
[6 empty] | 0.00052906 | 0.067866 | 0.0069966 | 0.0027216
[6 empty] | 0.00053185 | 0.067876 | 0.0070224 | 0.0027245
[6 empty] | 0.00053009 | 0.067986 | 0.0070474 | 0.0027233
[6 empty] | 0.00052837 | 0.068041 | 0.0070718 | 0.002721
[6 empty] | 0.00052659 | 0.068246 | 0.0070976 | 0.0027054
[6 empty] | 0.00052485 | 0.068342 | 0.0071308 | 0.0026862
[6 empty] | 0.00051865 | 0.068493 | 0.0071467 | 0.0026641
[6 empty] | 0.00052141 | 0.068661 | 0.00718 | 0.0026344
[6 empty] | 0.00051975 | 0.068839 | 0.0072039 | 0.0025983
[6 empty] | 0.00051803 | 0.069003 | 0.0072297 | 0.0025695
[6 empty] | 0.00051638 | 0.069239 | 0.0072548 | 0.0025424
[6 empty] | 0.00051474 | 0.069237 | 0.0072794 | 0.0025268
[6 empty] | 0.00051317 | 0.069461 | 0.007304 | 0.0025168
[6 empty] | 0.00050719 | 0.06955 | 0.0073375 | 0.002523
[6 empty] | 0.00051001 | 0.069767 | 0.0073532 | 0.0025438
[6 empty] | 0.00050849 | 0.069896 | 0.0073868 | 0.0025648
[6 empty] | 0.00050701 | 0.069965 | 0.0074029 | 0.0025948
[6 empty] | 0.00050559 | 0.070042 | 0.007437 | 0.0026182
[6 empty] | 0.00050415 | 0.070269 | 0.0074616 | 0.0026342
[6 empty] | 0.00050279 | 0.070355 | 0.0074868 | 0.0026415
[6 empty] | 0.00050146 | 0.070698 | 0.0075124 | 0.0026396
[6 empty] | 0.00049591 | 0.070945 | 0.0075467 | 0.0026292
[6 empty] | 0.00049899 | 0.071253 | 0.0075626 | 0.0026167
[6 empty] | 0.00049777 | 0.071399 | 0.0075982 | 0.0025943
[6 empty] | 0.00049664 | 0.071563 | 0.0076138 | 0.0025762
[6 empty] | 0.00049556 | 0.071772 | 0.0076488 | 0.0025512
[6 empty] | 0.00049458 | 0.071925 | 0.0076744 | 0.0025318
[6 empty] | 0.00049357 | 0.072055 | 0.0077008 | 0.0025106
[6 empty] | 0.00049267 | 0.072252 | 0.0077257 | 0.0024919
[6 empty] | 0.00049182 | 0.072332 | 0.0077513 | 0.0024769
[6 empty] | 0.00049106 | 0.07257 | 0.007777 | 0.0024678
[6 empty] | 0.0004903 | 0.072626 | 0.0078124 | 0.0024569
[6 empty] | 0.00048546 | 0.072868 | 0.0078273 | 0.0024532
[6 empty] | 0.00048905 | 0.072999 | 0.0078633 | 0.0024549
[6 empty] | 0.00048852 | 0.073189 | 0.0078786 | 0.0024567
[6 empty] | 0.00048809 | 0.073428 | 0.0079133 | 0.0024599
[6 empty] | 0.00048766 | 0.073497 | 0.0079393 | 0.0024641
[6 empty] | 0.00048734 | 0.073627 | 0.0079637 | 0.0024688
[6 empty] | 0.00048708 | 0.073807 | 0.0079892 | 0.0024744
[6 empty] | 0.00048693 | 0.07379 | 0.0080236 | 0.0024796
[6 empty] | 0.00048679 | 0.073982 | 0.0080378 | 0.0024853
[6 empty] | 0.00048675 | 0.074096 | 0.0080731 | 0.002492
[6 empty] | 0.00048679 | 0.074217 | 0.0080866 | 0.0024942
[6 empty] | 0.00048689 | 0.07435 | 0.008121 | 0.0024915
[6 empty] | 0.00048711 | 0.074441 | 0.0081447 | 0.0024938
[6 empty] | 0.00048733 | 0.074598 | 0.0081677 | 0.0024913
[6 empty] | 0.00048766 | 0.074596 | 0.0081917 | 0.0024893
[6 empty] | 0.00048806 | 0.074866 | 0.008215 | 0.0024886
[6 empty] | 0.00048857 | 0.074977 | 0.0082374 | 0.0024933
[6 empty] | 0.00048909 | 0.07516 | 0.008271 | 0.0024962
[6 empty] | 0.00048971 | 0.075239 | 0.0082832 | 0.0025101
[6 empty] | 0.00049041 | 0.075305 | 0.0083155 | 0.0025219
[6 empty] | 0.00049118 | 0.075391 | 0.0083378 | 0.0025431
[6 empty] | 0.00049206 | 0.075507 | 0.0083601 | 0.0025631
[6 empty] | 0.00049294 | 0.075668 | 0.0083823 | 0.0025819
[6 empty] | 0.00049392 | 0.075665 | 0.0084041 | 0.0025987
[6 empty] | 0.00049498 | 0.075913 | 0.008425 | 0.0026131
[6 empty] | 0.00049614 | 0.07598 | 0.0084482 | 0.0026282
[6 empty] | 0.00049729 | 0.076249 | 0.0084807 | 0.0026364
[6 empty] | 0.00049855 | 0.076431 | 0.0084922 | 0.0026525
[6 empty] | 0.00049988 | 0.076564 | 0.0085243 | 0.0026646
[6 empty] | 0.00050127 | 0.076705 | 0.0085475 | 0.0026857
[6 empty] | 0.00050276 | 0.076886 | 0.0085689 | 0.0027045
[6 empty] | 0.00050424 | 0.077141 | 0.0085912 | 0.0027228
[6 empty] | 0.00050582 | 0.077172 | 0.008614 | 0.0027387
[6 empty] | 0.00050746 | 0.077374 | 0.0086368 | 0.0027514
[6 empty] | 0.00050919 | 0.077448 | 0.0086596 | 0.002761
[6 empty] | 0.0005109 | 0.077428 | 0.0086929 | 0.0027733
[6 empty] | 0.00051271 | 0.077606 | 0.0087057 | 0.0027798
[6 empty] | 0.00051456 | 0.077804 | 0.0087409 | 0.0027966
[6 empty] | 0.00051651 | 0.078083 | 0.0087644 | 0.0028162
[6 empty] | 0.00051843 | 0.078189 | 0.0087887 | 0.0028417
[6 empty] | 0.00052044 | 0.078325 | 0.0088139 | 0.002874
[6 empty] | 0.00052249 | 0.078483 | 0.0088378 | 0.002911
[6 empty] | 0.00052458 | 0.078514 | 0.0088631 | 0.0029479
[6 empty] | 0.00052675 | 0.07874 | 0.0088898 | 0.0029856
[6 empty] | 0.00052889 | 0.078847 | 0.0089255 | 0.0030085
[6 empty] | 0.0005311 | 0.078933 | 0.0089414 | 0.003029
[6 empty] | 0.00053334 | 0.079055 | 0.0089777 | 0.0030306
[6 empty] | 0.00053566 | 0.079162 | 0.0090054 | 0.0030275
[6 empty] | 0.00054252 | 0.079299 | 0.0090313 | 0.0030109
[6 empty] | 0.00054026 | 0.079508 | 0.0090596 | 0.0029858
[6 empty] | 0.00054262 | 0.079461 | 0.009086 | 0.0029568
[6 empty] | 0.00054505 | 0.079617 | 0.0091142 | 0.0029285
[6 empty] | 0.00054741 | 0.079699 | 0.0091536 | 0.0028934
[6 empty] | 0.00054984 | 0.079839 | 0.0091699 | 0.0028653
[6 empty] | 0.00055228 | 0.079908 | 0.0092098 | 0.0028451
[6 empty] | 0.00055474 | 0.080293 | 0.0092372 | 0.0028275
[6 empty] | 0.00055724 | 0.080306 | 0.0092558 | 0.0028146
[6 empty] | 0.00055968 | 0.080396 | 0.0092958 | 0.0028053
[6 empty] | 0.00056217 | 0.080632 | 0.0093238 | 0.0027972
[6 empty] | 0.00056948 | 0.080677 | 0.0093653 | 0.0027867
[6 empty] | 0.00056719 | 0.080941 | 0.0093834 | 0.0027728
[6 empty] | 0.00056965 | 0.081073 | 0.0094127 | 0.0027536
[6 empty] | 0.00057214 | 0.081106 | 0.0094535 | 0.0027333
[6 empty] | 0.00057463 | 0.081289 | 0.0094705 | 0.0027069
[6 empty] | 0.00057716 | 0.081476 | 0.0095128 | 0.0026768
[6 empty] | 0.00057959 | 0.081505 | 0.0095426 | 0.0026551
[6 empty] | 0.00058206 | 0.081633 | 0.0095725 | 0.0026347
[6 empty] | 0.00058951 | 0.081833 | 0.0096024 | 0.0026192
[6 empty] | 0.000587 | 0.081819 | 0.0096323 | 0.0026093
[6 empty] | 0.00058939 | 0.082024 | 0.0096743 | 0.0026079
[6 empty] | 0.0005918 | 0.08216 | 0.009693 | 0.0026048
[6 empty] | 0.0005942 | 0.08229 | 0.0097351 | 0.0026124
[6 empty] | 0.00059657 | 0.082499 | 0.0097538 | 0.0026178
[6 empty] | 0.00059896 | 0.082708 | 0.009797 | 0.0026329
[6 empty] | 0.00060639 | 0.082826 | 0.0098269 | 0.0026503
[6 empty] | 0.00060355 | 0.082943 | 0.0098578 | 0.0026743
[6 empty] | 0.00060583 | 0.083201 | 0.0098887 | 0.0027052
[6 empty] | 0.00060812 | 0.083283 | 0.0099201 | 0.0027428
[6 empty] | 0.0006103 | 0.083559 | 0.0099635 | 0.0027888
[6 empty] | 0.00061249 | 0.083679 | 0.009984 | 0.0028328
[6 empty] | 0.0006199 | 0.083817 | 0.010027 | 0.002885
[6 empty] | 0.00061682 | 0.084019 | 0.010047 | 0.0029276
[6 empty] | 0.00061887 | 0.084194 | 0.010091 | 0.002974
[6 empty] | 0.00062094 | 0.084372 | 0.010124 | 0.0030115
[6 empty] | 0.00062296 | 0.08462 | 0.010155 | 0.0030432
[6 empty] | 0.00062499 | 0.084637 | 0.010188 | 0.0030699
[6 empty] | 0.00063226 | 0.084918 | 0.010221 | 0.0030974
[6 empty] | 0.00062882 | 0.085098 | 0.010265 | 0.0031138
[6 empty] | 0.0006307 | 0.085275 | 0.010287 | 0.0031318
[6 empty] | 0.00063258 | 0.085482 | 0.010331 | 0.0031499
[6 empty] | 0.00063434 | 0.085695 | 0.010365 | 0.0031581
[6 empty] | 0.00064154 | 0.085866 | 0.010385 | 0.0031594
[6 empty] | 0.00063783 | 0.085942 | 0.010431 | 0.0031468
[6 empty] | 0.00063952 | 0.086187 | 0.010463 | 0.0031361
[6 empty] | 0.00064121 | 0.086277 | 0.01051 | 0.0031034
[6 empty] | 0.00064826 | 0.086541 | 0.010531 | 0.0030666
[6 empty] | 0.00064433 | 0.086663 | 0.010563 | 0.0030269
[6 empty] | 0.00064586 | 0.086753 | 0.01061 | 0.0029912
[6 empty] | 0.00064739 | 0.086868 | 0.01063 | 0.0029575
[6 empty] | 0.00064879 | 0.086999 | 0.010676 | 0.0029284
[6 empty] | 0.00065575 | 0.087092 | 0.01071 | 0.0029179
[6 empty] | 0.00065156 | 0.087209 | 0.010743 | 0.0029166
[6 empty] | 0.00065294 | 0.087384 | 0.010776 | 0.0029289
[6 empty] | 0.00065418 | 0.087292 | 0.010808 | 0.0029529
[6 empty] | 0.00066103 | 0.087464 | 0.010855 | 0.0029906
[6 empty] | 0.00065664 | 0.087567 | 0.010875 | 0.0030275
[6 empty] | 0.00065786 | 0.087668 | 0.010921 | 0.0030758
[6 empty] | 0.00065894 | 0.087745 | 0.010941 | 0.0031168
[6 empty] | 0.00066568 | 0.087832 | 0.010987 | 0.0031614
[6 empty] | 0.00066109 | 0.087912 | 0.01102 | 0.003193
[6 empty] | 0.00066216 | 0.088101 | 0.011052 | 0.0032131
[6 empty] | 0.0006631 | 0.088056 | 0.011085 | 0.0032201
[6 empty] | 0.00066971 | 0.088255 | 0.011117 | 0.0032146
[6 empty] | 0.00066495 | 0.088339 | 0.011163 | 0.0032018
[6 empty] | 0.00066587 | 0.088418 | 0.011183 | 0.0031735
[6 empty] | 0.00067236 | 0.088422 | 0.011228 | 0.0031485
[6 empty] | 0.00066746 | 0.088768 | 0.011261 | 0.0031161
[6 empty] | 0.00066823 | 0.08879 | 0.01128 | 0.0030793
[6 empty] | 0.00066901 | 0.088887 | 0.011325 | 0.0030498
[6 empty] | 0.00067538 | 0.089134 | 0.011357 | 0.0030162
[6 empty] | 0.00067032 | 0.089138 | 0.011405 | 0.0029865
[6 empty] | 0.00067095 | 0.089335 | 0.011423 | 0.00295
[6 empty] | 0.00067733 | 0.089455 | 0.011455 | 0.0029189
[6 empty] | 0.0006721 | 0.089491 | 0.011502 | 0.0028932
[6 empty] | 0.00067263 | 0.089713 | 0.011519 | 0.0028642
[6 empty] | 0.00067888 | 0.089875 | 0.011565 | 0.0028483
[6 empty] | 0.00067364 | 0.089879 | 0.011599 | 0.0028355
[6 empty] | 0.00067402 | 0.090001 | 0.01163 | 0.0028307
[6 empty] | 0.00068018 | 0.090205 | 0.011663 | 0.002835
[6 empty] | 0.00067479 | 0.090214 | 0.011697 | 0.002849
[6 empty] | 0.00067518 | 0.090463 | 0.011742 | 0.0028759
[6 empty] | 0.0006812 | 0.090633 | 0.011762 | 0.0029043
[6 empty] | 0.00067571 | 0.09082 | 0.011807 | 0.0029433
[6 empty] | 0.00067595 | 0.090977 | 0.011827 | 0.0029902
[6 empty] | 0.00068199 | 0.091088 | 0.011872 | 0.0030373
[6 empty] | 0.00067635 | 0.09121 | 0.011906 | 0.0030846
[6 empty] | 0.00067651 | 0.091422 | 0.011939 | 0.0031306
[6 empty] | 0.00068242 | 0.091394 | 0.011971 | 0.0031741
[6 empty] | 0.00067678 | 0.091583 | 0.012005 | 0.0032125
[6 empty] | 0.0006768 | 0.091694 | 0.012052 | 0.0032509
[6 empty] | 0.00068263 | 0.091709 | 0.01207 | 0.0032762
[6 empty] | 0.00067686 | 0.091965 | 0.012118 | 0.0033035
[6 empty] | 0.00067689 | 0.092223 | 0.012137 | 0.0033185
[6 empty] | 0.00068259 | 0.092293 | 0.012183 | 0.0033355
[6 empty] | 0.00067674 | 0.092508 | 0.012218 | 0.0033421
[6 empty] | 0.00067665 | 0.092865 | 0.01225 | 0.0033402
[6 empty] | 0.00068236 | 0.092924 | 0.012283 | 0.0033305
[6 empty] | 0.00067639 | 0.093137 | 0.012331 | 0.0033163
[6 empty] | 0.000682 | 0.093287 | 0.01235 | 0.0032882
[6 empty] | 0.00067603 | 0.093311 | 0.012396 | 0.0032649
[6 empty] | 0.00067587 | 0.093672 | 0.012416 | 0.0032343
[6 empty] | 0.00068136 | 0.093657 | 0.012464 | 0.0032155
[6 empty] | 0.00067533 | 0.09376 | 0.012497 | 0.0031983
[6 empty] | 0.00068082 | 0.093835 | 0.01253 | 0.0031867
[6 empty] | 0.00067481 | 0.094015 | 0.012563 | 0.0031797
[6 empty] | 0.00067444 | 0.093977 | 0.012596 | 0.0031746
[6 empty] | 0.00067987 | 0.094113 | 0.012629 | 0.0031686
[6 empty] | 0.00067376 | 0.094112 | 0.012679 | 0.0031638
[6 empty] | 0.00067919 | 0.0941 | 0.012711 | 0.0031489
[6 empty] | 0.000673 | 0.094122 | 0.012729 | 0.003139
[6 empty] | 0.0006726 | 0.094159 | 0.012778 | 0.0031242
[6 empty] | 0.00067793 | 0.09435 | 0.012811 | 0.0031098
[6 empty] | 0.00067181 | 0.094303 | 0.012844 | 0.0030992
[6 empty] | 0.00067706 | 0.094519 | 0.012879 | 0.0030941
[6 empty] | 0.00067087 | 0.094478 | 0.012911 | 0.0030956
[6 empty] | 0.00067614 | 0.094629 | 0.01296 | 0.0031082
[6 empty] | 0.00066999 | 0.094662 | 0.012979 | 0.0031189
[6 empty] | 0.00067518 | 0.09474 | 0.013027 | 0.0031411
[6 empty] | 0.00066898 | 0.094856 | 0.013061 | 0.0031552
[6 empty] | 0.00066849 | 0.094906 | 0.013081 | 0.0031741
[6 empty] | 0.00067374 | 0.095067 | 0.01313 | 0.003184
[6 empty] | 0.00066749 | 0.094992 | 0.013164 | 0.0031857
[6 empty] | 0.00067268 | 0.095136 | 0.013216 | 0.0031802
[6 empty] | 0.00066653 | 0.095084 | 0.013234 | 0.0031726
[6 empty] | 0.00067166 | 0.095307 | 0.01327 | 0.0031544
[6 empty] | 0.00066546 | 0.09538 | 0.01332 | 0.0031453
[6 empty] | 0.00067063 | 0.095509 | 0.013357 | 0.0031322
[6 empty] | 0.00066449 | 0.095687 | 0.013377 | 0.0031347
[6 empty] | 0.00066961 | 0.095982 | 0.013428 | 0.0031423
[6 empty] | 0.00066343 | 0.096055 | 0.013466 | 0.0031581
[6 empty] | 0.00066859 | 0.096323 | 0.013501 | 0.0031827
[6 empty] | 0.00066248 | 0.096314 | 0.013555 | 0.0032131
[6 empty] | 0.0006676 | 0.096507 | 0.013577 | 0.0032503
[6 empty] | 0.00066145 | 0.096596 | 0.013615 | 0.0032801
[6 empty] | 0.00066662 | 0.096653 | 0.013668 | 0.0033172
[6 empty] | 0.00066054 | 0.096726 | 0.013708 | 0.0033486
[6 empty] | 0.00066566 | 0.096839 | 0.013747 | 0.0033757
[6 empty] | 0.00065956 | 0.097037 | 0.013786 | 0.0034135
[6 empty] | 0.00066473 | 0.096963 | 0.013826 | 0.0034515
[6 empty] | 0.0006587 | 0.097159 | 0.013865 | 0.0035012
[6 empty] | 0.00066383 | 0.097167 | 0.013904 | 0.0035518
[6 empty] | 0.00065777 | 0.097396 | 0.013946 | 0.0036156
[6 empty] | 0.000663 | 0.09749 | 0.014003 | 0.0036904
[6 empty] | 0.00065691 | 0.097498 | 0.014044 | 0.0037585
[6 empty] | 0.00066211 | 0.097537 | 0.014069 | 0.0038324
[6 empty] | 0.00065609 | 0.097759 | 0.014127 | 0.0038933
[6 empty] | 0.00066133 | 0.097759 | 0.014169 | 0.0039394
[6 empty] | 0.00065528 | 0.09802 | 0.014211 | 0.0039673
[6 empty] | 0.00066048 | 0.09804 | 0.014272 | 0.0039754
[6 empty] | 0.0006545 | 0.098224 | 0.014296 | 0.0039685
[6 empty] | 0.00065974 | 0.09831 | 0.014339 | 0.0039344
[6 empty] | 0.00065372 | 0.098374 | 0.014398 | 0.0038953
[6 empty] | 0.00065892 | 0.098476 | 0.014441 | 0.0038368
[6 empty] | 0.00065854 | 0.098594 | 0.014484 | 0.0037806
[6 empty] | 0.00065263 | 0.098806 | 0.014529 | 0.0037191
[6 empty] | 0.00065778 | 0.098822 | 0.01457 | 0.0036617
[6 empty] | 0.00065182 | 0.099056 | 0.014613 | 0.0036144
[6 empty] | 0.00065701 | 0.099007 | 0.014657 | 0.0035837
[6 empty] | 0.0006511 | 0.099203 | 0.014702 | 0.0035607
[6 empty] | 0.00065623 | 0.099249 | 0.014761 | 0.0035637
[6 empty] | 0.00065583 | 0.099237 | 0.014807 | 0.0035739
[6 empty] | 0.00064992 | 0.099276 | 0.014831 | 0.0036071
[6 empty] | 0.00065501 | 0.09952 | 0.014892 | 0.0036476
[6 empty] | 0.00064905 | 0.09957 | 0.014937 | 0.003694
[6 empty] | 0.00065416 | 0.099871 | 0.014979 | 0.0037437
[6 empty] | 0.00064823 | 0.099847 | 0.015042 | 0.0037922
[6 empty] | 0.00065326 | 0.10004 | 0.015066 | 0.0038423
[6 empty] | 0.0006528 | 0.10008 | 0.015111 | 0.0038771
[6 empty] | 0.00064679 | 0.1001 | 0.015171 | 0.0039151
[6 empty] | 0.00065187 | 0.10011 | 0.015216 | 0.003936
[6 empty] | 0.00065131 | 0.10017 | 0.015241 | 0.0039599
[6 empty] | 0.00064526 | 0.10025 | 0.015301 | 0.0039716
[6 empty] | 0.00065027 | 0.10041 | 0.015346 | 0.0039778
[6 empty] | 0.00064415 | 0.10043 | 0.015407 | 0.0039803
[6 empty] | 0.00064907 | 0.10034 | 0.01543 | 0.0039829
[6 empty] | 0.00064846 | 0.10045 | 0.015475 | 0.0039731
[6 empty] | 0.00064238 | 0.10045 | 0.015536 | 0.0039692
[6 empty] | 0.00064717 | 0.10053 | 0.015579 | 0.0039529
[6 empty] | 0.00064101 | 0.10063 | 0.015601 | 0.0039447
[6 empty] | 0.00064578 | 0.10083 | 0.015664 | 0.0039299
[6 empty] | 0.00064509 | 0.10079 | 0.015706 | 0.0039141
[6 empty] | 0.00063883 | 0.10098 | 0.015748 | 0.0038988
[6 empty] | 0.00064351 | 0.10088 | 0.015809 | 0.0038852
[6 empty] | 0.0006427 | 0.101 | 0.015832 | 0.0038754
[6 empty] | 0.00063647 | 0.10094 | 0.015874 | 0.0038759
[6 empty] | 0.000641 | 0.10084 | 0.015934 | 0.0038808
[6 empty] | 0.00064011 | 0.10077 | 0.015975 | 0.0038903
[6 empty] | 0.00063382 | 0.10072 | 0.015998 | 0.0039227
[6 empty] | 0.00063825 | 0.10084 | 0.016058 | 0.0039626
[6 empty] | 0.00063727 | 0.10078 | 0.016099 | 0.0040152
[6 empty] | 0.00063088 | 0.10089 | 0.016159 | 0.0040774
[6 empty] | 0.00063529 | 0.10074 | 0.01618 | 0.0041463
[6 empty] | 0.00063419 | 0.10088 | 0.016222 | 0.0042217
[6 empty] | 0.00062775 | 0.10086 | 0.016281 | 0.004283
[6 empty] | 0.00063201 | 0.10092 | 0.016321 | 0.0043453
[6 empty] | 0.00063092 | 0.10098 | 0.016342 | 0.0043891
[6 empty] | 0.00062439 | 0.10115 | 0.016402 | 0.0044153
[6 empty] | 0.00062854 | 0.10103 | 0.016444 | 0.0044219
[6 empty] | 0.00062738 | 0.10116 | 0.016483 | 0.0044086
[6 empty] | 0.00062611 | 0.10111 | 0.016544 | 0.0043744
[6 empty] | 0.00061957 | 0.10135 | 0.016564 | 0.0043218
[6 empty] | 0.00062359 | 0.10146 | 0.016604 | 0.0042587
[6 empty] | 0.00062235 | 0.10151 | 0.016666 | 0.0041785
[6 empty] | 0.00061574 | 0.10158 | 0.016705 | 0.0040883
[6 empty] | 0.00061967 | 0.10187 | 0.016748 | 0.0040091
[6 empty] | 0.00061837 | 0.1019 | 0.016787 | 0.0039331
[6 empty] | 0.00061697 | 0.10202 | 0.016829 | 0.0038715
[6 empty] | 0.00061039 | 0.10228 | 0.016869 | 0.0038272
[6 empty] | 0.00061422 | 0.10239 | 0.016913 | 0.0038075
[6 empty] | 0.00061286 | 0.10238 | 0.016973 | 0.0037953
[6 empty] | 0.00060623 | 0.10238 | 0.016997 | 0.0038035
[6 empty] | 0.00061 | 0.1024 | 0.017057 | 0.0038091
[6 empty] | 0.00060857 | 0.10242 | 0.017102 | 0.003823
[6 empty] | 0.00060718 | 0.10247 | 0.017124 | 0.003829
[6 empty] | 0.00060057 | 0.10259 | 0.017185 | 0.003829
[6 empty] | 0.00060426 | 0.10245 | 0.017251 | 0.0038254
[6 empty] | 0.00060286 | 0.10257 | 0.017275 | 0.0038235
[6 empty] | 0.00060137 | 0.10259 | 0.017319 | 0.0038345
[6 empty] | 0.00059484 | 0.10263 | 0.017381 | 0.0038484
[6 empty] | 0.00059847 | 0.10265 | 0.017407 | 0.0038863
[6 empty] | 0.00059707 | 0.10261 | 0.017472 | 0.0039345
[6 empty] | 0.00059559 | 0.10258 | 0.017517 | 0.0039884
[6 empty] | 0.00058912 | 0.10267 | 0.017562 | 0.0040565
[6 empty] | 0.00059276 | 0.10254 | 0.017608 | 0.004117
[6 empty] | 0.00059129 | 0.10261 | 0.017653 | 0.0041726
[6 empty] | 0.00058987 | 0.10258 | 0.01772 | 0.0042031
[6 empty] | 0.00058846 | 0.10243 | 0.017745 | 0.0042205
[6 empty] | 0.00058212 | 0.10247 | 0.017812 | 0.0042245
[6 empty] | 0.00058567 | 0.10255 | 0.017837 | 0.004207
[6 empty] | 0.00058429 | 0.10245 | 0.017904 | 0.0041783
[6 empty] | 0.00058296 | 0.10251 | 0.017951 | 0.0041395
[6 empty] | 0.00058156 | 0.10267 | 0.017997 | 0.004113
[6 empty] | 0.00057531 | 0.10257 | 0.018044 | 0.0040937
[6 empty] | 0.00057889 | 0.10269 | 0.018091 | 0.0040777
[6 empty] | 0.00057762 | 0.10266 | 0.018161 | 0.0040812
[6 empty] | 0.00057629 | 0.10269 | 0.018185 | 0.0041035
[6 empty] | 0.00057501 | 0.10271 | 0.018253 | 0.0041269
[6 empty] | 0.00056889 | 0.10267 | 0.0183 | 0.0041671
[6 empty] | 0.00057254 | 0.1026 | 0.018349 | 0.0042037
[6 empty] | 0.00057127 | 0.10271 | 0.018395 | 0.0042381
[6 empty] | 0.00057006 | 0.10255 | 0.018441 | 0.0042668
[6 empty] | 0.00056891 | 0.10263 | 0.01849 | 0.004287
[6 empty] | 0.0005677 | 0.10261 | 0.018535 | 0.0043058
[6 empty] | 0.00056175 | 0.10258 | 0.018606 | 0.004308
[6 empty] | 0.00056542 | 0.10255 | 0.018652 | 0.0043172
[6 empty] | 0.00056435 | 0.10261 | 0.018678 | 0.0043196
[6 empty] | 0.00056322 | 0.10265 | 0.018749 | 0.0043152
[6 empty] | 0.00056215 | 0.1028 | 0.018797 | 0.0043222
[6 empty] | 0.00056113 | 0.10268 | 0.018842 | 0.0043304
[6 empty] | 0.00055532 | 0.10276 | 0.018891 | 0.0043311
[6 empty] | 0.00055906 | 0.1027 | 0.018959 | 0.0043428
[6 empty] | 0.00055807 | 0.10254 | 0.018987 | 0.0043609
[6 empty] | 0.00055714 | 0.10267 | 0.019057 | 0.0043942
[6 empty] | 0.00055616 | 0.10282 | 0.019081 | 0.0044308
[6 empty] | 0.00055524 | 0.10278 | 0.019153 | 0.0044679
[6 empty] | 0.00055438 | 0.10277 | 0.019199 | 0.0045189
[6 empty] | 0.00055346 | 0.1028 | 0.01925 | 0.0045622
[6 empty] | 0.00054792 | 0.10268 | 0.019298 | 0.0046042
[6 empty] | 0.00055176 | 0.10287 | 0.019369 | 0.0046266
[6 empty] | 0.00055099 | 0.10288 | 0.019395 | 0.004642
[6 empty] | 0.00055016 | 0.10287 | 0.019441 | 0.0046515
[6 empty] | 0.00054939 | 0.10288 | 0.019515 | 0.0046415
[6 empty] | 0.00054868 | 0.10288 | 0.019564 | 0.0046356
[6 empty] | 0.00054792 | 0.10287 | 0.019613 | 0.0046196
[6 empty] | 0.00054722 | 0.10301 | 0.019662 | 0.004603
[6 empty] | 0.00054658 | 0.10289 | 0.019712 | 0.0045835
[6 empty] | 0.00054588 | 0.10299 | 0.019761 | 0.0045659
[6 empty] | 0.00054063 | 0.10293 | 0.01981 | 0.0045537
[6 empty] | 0.00054464 | 0.10285 | 0.019884 | 0.0045329
[6 empty] | 0.00054409 | 0.10277 | 0.019933 | 0.0045248
[6 empty] | 0.00054348 | 0.10271 | 0.01996 | 0.0045155
[6 empty] | 0.00054294 | 0.10266 | 0.020033 | 0.0045066
[6 empty] | 0.00054246 | 0.10274 | 0.020085 | 0.004515
[6 empty] | 0.00054193 | 0.10252 | 0.020134 | 0.0045243
[6 empty] | 0.00054146 | 0.10247 | 0.020185 | 0.0045445
[6 empty] | 0.00054102 | 0.10237 | 0.020259 | 0.0045593
[6 empty] | 0.00054064 | 0.1022 | 0.020286 | 0.0045831
[6 empty] | 0.00054021 | 0.10235 | 0.020363 | 0.0046179
[6 empty] | 0.00053984 | 0.1021 | 0.020389 | 0.004652
[6 empty] | 0.00053953 | 0.10197 | 0.020464 | 0.0046854
[6 empty] | 0.00053918 | 0.10187 | 0.020518 | 0.0047342
[6 empty] | 0.00053888 | 0.10185 | 0.020567 | 0.0047787
[6 empty] | 0.00053406 | 0.10168 | 0.020619 | 0.0048297
[6 empty] | 0.00053842 | 0.10179 | 0.020697 | 0.0048661
[6 empty] | 0.00053817 | 0.10172 | 0.020724 | 0.0049037
[6 empty] | 0.00053798 | 0.1016 | 0.020778 | 0.004939
[6 empty] | 0.00053787 | 0.10151 | 0.020853 | 0.004955
[6 empty] | 0.0005377 | 0.10147 | 0.020908 | 0.0049741
[6 empty] | 0.0005376 | 0.10158 | 0.020959 | 0.0049778
[6 empty] | 0.00053756 | 0.10146 | 0.021015 | 0.0049752
[6 empty] | 0.00053748 | 0.10156 | 0.021066 | 0.0049664
[6 empty] | 0.00053747 | 0.10135 | 0.021121 | 0.004953
[6 empty] | 0.00053749 | 0.10138 | 0.0212 | 0.0049452
[6 empty] | 0.00053757 | 0.1013 | 0.021227 | 0.004926
[6 empty] | 0.0005376 | 0.10131 | 0.021308 | 0.0049198
[6 empty] | 0.00053771 | 0.10131 | 0.021338 | 0.0049131
[6 empty] | 0.00053788 | 0.10142 | 0.021414 | 0.0049048
[6 empty] | 0.000538 | 0.10127 | 0.021471 | 0.0049131
[6 empty] | 0.0005382 | 0.10132 | 0.021526 | 0.0049291
[6 empty] | 0.00053846 | 0.10108 | 0.021605 | 0.004941
[6 empty] | 0.00053868 | 0.10114 | 0.021635 | 0.0049664
[6 empty] | 0.00053896 | 0.10109 | 0.021687 | 0.0050033
[6 empty] | 0.00053927 | 0.10097 | 0.021769 | 0.0050312
[6 empty] | 0.00053966 | 0.10085 | 0.021824 | 0.0050676
[6 empty] | 0.00053999 | 0.10083 | 0.021854 | 0.0050894
[6 empty] | 0.00054039 | 0.10057 | 0.021934 | 0.0050977
[6 empty] | 0.00054087 | 0.10045 | 0.021989 | 0.0050894
[6 empty] | 0.00054129 | 0.10046 | 0.02207 | 0.005065
[6 empty] | 0.00054637 | 0.10035 | 0.022099 | 0.0050277
[6 empty] | 0.00054234 | 0.10021 | 0.022154 | 0.0049914
[6 empty] | 0.00054284 | 0.10017 | 0.022235 | 0.0049426
[6 empty] | 0.00054342 | 0.10015 | 0.022292 | 0.0049135
[6 empty] | 0.00054402 | 0.10011 | 0.022319 | 0.0048907
[6 empty] | 0.00054468 | 0.10012 | 0.022399 | 0.0048757
[6 empty] | 0.0005453 | 0.09987 | 0.022454 | 0.004886
[6 empty] | 0.00054598 | 0.099859 | 0.022535 | 0.0049082
[6 empty] | 0.00054671 | 0.099596 | 0.022565 | 0.004926
[6 empty] | 0.0005474 | 0.099563 | 0.022618 | 0.004954
[6 empty] | 0.00054815 | 0.099484 | 0.022699 | 0.0049889
[6 empty] | 0.00054895 | 0.099425 | 0.022727 | 0.0050122
[6 empty] | 0.0005497 | 0.099443 | 0.022809 | 0.005044
[6 empty] | 0.00055051 | 0.099187 | 0.022861 | 0.0050669
[6 empty] | 0.00055134 | 0.099083 | 0.022915 | 0.0050861
[6 empty] | 0.0005569 | 0.099131 | 0.022972 | 0.0050991
[6 empty] | 0.00055304 | 0.099058 | 0.023024 | 0.0051112
[6 empty] | 0.00055391 | 0.098953 | 0.023106 | 0.0051017
[6 empty] | 0.00055484 | 0.09869 | 0.023132 | 0.0050892
[6 empty] | 0.0005557 | 0.098778 | 0.023215 | 0.0050748
[6 empty] | 0.00055661 | 0.098506 | 0.023266 | 0.0050487
[6 empty] | 0.00055757 | 0.098408 | 0.023295 | 0.0050212
[6 empty] | 0.00055846 | 0.0984 | 0.023373 | 0.0049993
[6 empty] | 0.00055939 | 0.098109 | 0.023456 | 0.0049858
[6 empty] | 0.00056033 | 0.09806 | 0.023483 | 0.0049873
[6 empty] | 0.00056607 | 0.097927 | 0.023535 | 0.0050055
[6 empty] | 0.00056222 | 0.097758 | 0.023618 | 0.0050468
[6 empty] | 0.00056316 | 0.097577 | 0.023644 | 0.0050925
[6 empty] | 0.00056414 | 0.097469 | 0.023725 | 0.0051588
[6 empty] | 0.00056505 | 0.097386 | 0.023776 | 0.0052234
[6 empty] | 0.00056598 | 0.097357 | 0.023832 | 0.0052844
[6 empty] | 0.00056695 | 0.097075 | 0.023886 | 0.005336
[6 empty] | 0.00056784 | 0.097032 | 0.023939 | 0.0053725
[6 empty] | 0.00057357 | 0.096876 | 0.023993 | 0.0053918
[6 empty] | 0.00056969 | 0.096595 | 0.024075 | 0.0054001
[6 empty] | 0.00057054 | 0.096594 | 0.024098 | 0.0053824
[6 empty] | 0.00057142 | 0.096262 | 0.024181 | 0.0053688
[6 empty] | 0.00057228 | 0.096094 | 0.024235 | 0.0053458
[6 empty] | 0.00057317 | 0.095961 | 0.024289 | 0.0053265
[6 empty] | 0.00057882 | 0.095966 | 0.024343 | 0.005315
[6 empty] | 0.00057477 | 0.095876 | 0.024399 | 0.0053135
[6 empty] | 0.00057559 | 0.095645 | 0.024451 | 0.0053234
[6 empty] | 0.00057632 | 0.09556 | 0.024533 | 0.0053494
[6 empty] | 0.00057706 | 0.095393 | 0.024559 | 0.0053698
[6 empty] | 0.00057782 | 0.095202 | 0.024642 | 0.0054063
[6 empty] | 0.00058337 | 0.095115 | 0.024696 | 0.0054371
[6 empty] | 0.00057914 | 0.094856 | 0.024751 | 0.0054638
[6 empty] | 0.00057982 | 0.094832 | 0.024807 | 0.0054862
[6 empty] | 0.00058039 | 0.094518 | 0.02486 | 0.0055045
[6 empty] | 0.00058097 | 0.094418 | 0.024915 | 0.0055197
[6 empty] | 0.00058649 | 0.094204 | 0.024998 | 0.0055402
[6 empty] | 0.00058204 | 0.093974 | 0.025027 | 0.0055484
[6 empty] | 0.00058253 | 0.093761 | 0.025109 | 0.0055731
[6 empty] | 0.00058299 | 0.093573 | 0.025167 | 0.0055946
[6 empty] | 0.00058346 | 0.093508 | 0.025191 | 0.0056116
[6 empty] | 0.00058875 | 0.093253 | 0.025276 | 0.0056453
[6 empty] | 0.00058417 | 0.09321 | 0.025364 | 0.0056779
[6 empty] | 0.00058454 | 0.092964 | 0.025389 | 0.0056981
[6 empty] | 0.00058479 | 0.092897 | 0.025448 | 0.0057227
[6 empty] | 0.00058505 | 0.092726 | 0.025531 | 0.0057523
[6 empty] | 0.00059028 | 0.092515 | 0.025561 | 0.0057635
[6 empty] | 0.00058548 | 0.092364 | 0.025645 | 0.0057837
[6 empty] | 0.00058564 | 0.092015 | 0.025705 | 0.0057895
[6 empty] | 0.00058581 | 0.091834 | 0.025763 | 0.0057874
[6 empty] | 0.00059084 | 0.091802 | 0.025819 | 0.0057764
[6 empty] | 0.00058594 | 0.091655 | 0.025879 | 0.0057581
[6 empty] | 0.00058598 | 0.091479 | 0.025968 | 0.0057437
[6 empty] | 0.00058603 | 0.091291 | 0.025995 | 0.0057167
[6 empty] | 0.00059094 | 0.091179 | 0.026086 | 0.0057086
[6 empty] | 0.00058593 | 0.091011 | 0.026145 | 0.0057044
[6 empty] | 0.00058589 | 0.09085 | 0.026175 | 0.0057083
[6 empty] | 0.00058575 | 0.090812 | 0.026265 | 0.0057395
[6 empty] | 0.00059059 | 0.09056 | 0.026354 | 0.0057778
[6 empty] | 0.00058553 | 0.090488 | 0.026387 | 0.0058332
[6 empty] | 0.00058532 | 0.090339 | 0.026448 | 0.0058811
[6 empty] | 0.00059008 | 0.090188 | 0.026539 | 0.0059434
[6 empty] | 0.00058496 | 0.089975 | 0.026571 | 0.0059906
[6 empty] | 0.00058469 | 0.08976 | 0.026664 | 0.0060484
[6 empty] | 0.00058445 | 0.089528 | 0.026726 | 0.0060947
[6 empty] | 0.00058918 | 0.089365 | 0.026789 | 0.0061371
[6 empty] | 0.00058392 | 0.089011 | 0.026852 | 0.0061781
[6 empty] | 0.00058364 | 0.08896 | 0.026916 | 0.006218
[6 empty] | 0.00058833 | 0.088776 | 0.026979 | 0.0062579
[6 empty] | 0.00058305 | 0.088546 | 0.027077 | 0.0063039
[6 empty] | 0.00058274 | 0.088306 | 0.027108 | 0.0063319
[6 empty] | 0.00058243 | 0.088117 | 0.027204 | 0.006367
[6 empty] | 0.00058709 | 0.088008 | 0.027269 | 0.0063844
[6 empty] | 0.0005818 | 0.087706 | 0.027334 | 0.0063869
[6 empty] | 0.00058148 | 0.087543 | 0.027403 | 0.0063748
[6 empty] | 0.00058613 | 0.0872 | 0.027466 | 0.006347
[6 empty] | 0.00058085 | 0.087058 | 0.027563 | 0.0063061
[6 empty] | 0.00058054 | 0.086831 | 0.0276 | 0.0062616
[6 empty] | 0.0005852 | 0.0866 | 0.027695 | 0.0061977
[6 empty] | 0.00057995 | 0.086389 | 0.027731 | 0.0061475
[6 empty] | 0.00057966 | 0.08626 | 0.027832 | 0.0060938
[6 empty] | 0.00058434 | 0.085915 | 0.027895 | 0.0060507
[6 empty] | 0.00057913 | 0.085838 | 0.027965 | 0.0060196
[6 empty] | 0.00057888 | 0.085551 | 0.02803 | 0.006006
[6 empty] | 0.00058359 | 0.085479 | 0.028131 | 0.0060149
[6 empty] | 0.00057843 | 0.085302 | 0.028163 | 0.0060281
[6 empty] | 0.00057823 | 0.08516 | 0.028265 | 0.0060692
[6 empty] | 0.00058299 | 0.084998 | 0.028297 | 0.0061086
[6 empty] | 0.00057789 | 0.084803 | 0.028399 | 0.0061682
[6 empty] | 0.00058264 | 0.084735 | 0.028466 | 0.006223
[6 empty] | 0.00057767 | 0.084477 | 0.028532 | 0.0062778
[6 empty] | 0.00057753 | 0.084431 | 0.028597 | 0.0063289
[6 empty] | 0.00058235 | 0.084246 | 0.028699 | 0.0063757
[6 empty] | 0.00057745 | 0.084012 | 0.028733 | 0.0064263
[6 empty] | 0.00057738 | 0.083796 | 0.028831 | 0.0064569
[6 empty] | 0.00058227 | 0.083632 | 0.028862 | 0.0064985
[6 empty] | 0.00057744 | 0.083467 | 0.028964 | 0.0065285
[6 empty] | 0.00058234 | 0.083417 | 0.02903 | 0.0065555
[6 empty] | 0.00057753 | 0.083142 | 0.029095 | 0.0065782
[6 empty] | 0.00057763 | 0.083002 | 0.02916 | 0.0065982
[6 empty] | 0.00058269 | 0.082784 | 0.029259 | 0.0066167
[6 empty] | 0.00057791 | 0.082544 | 0.029291 | 0.0066421
[6 empty] | 0.00058303 | 0.082249 | 0.029389 | 0.006653
[6 empty] | 0.0005783 | 0.081964 | 0.029421 | 0.0066817
[6 empty] | 0.00057853 | 0.081723 | 0.029519 | 0.006706
[6 empty] | 0.00058369 | 0.081583 | 0.029584 | 0.0067329
[6 empty] | 0.00057911 | 0.081204 | 0.029648 | 0.006763
[6 empty] | 0.00058429 | 0.081009 | 0.029712 | 0.0067947
[6 empty] | 0.00057971 | 0.080752 | 0.029811 | 0.0068269
[6 empty] | 0.00058011 | 0.080526 | 0.029841 | 0.0068676
[6 empty] | 0.00058536 | 0.080249 | 0.029943 | 0.0068903
[6 empty] | 0.00058085 | 0.079961 | 0.02997 | 0.0069277
[6 empty] | 0.00058623 | 0.079684 | 0.030068 | 0.0069541
[6 empty] | 0.00058171 | 0.079576 | 0.030132 | 0.0069765
[6 empty] | 0.0005871 | 0.079252 | 0.030199 | 0.0069901
[6 empty] | 0.00058269 | 0.079076 | 0.030261 | 0.0069938
[6 empty] | 0.00058808 | 0.078767 | 0.030325 | 0.0069853
[6 empty] | 0.00058366 | 0.078437 | 0.030427 | 0.0069722
[6 empty] | 0.00058423 | 0.078126 | 0.030455 | 0.0069293
[6 empty] | 0.00058968 | 0.077864 | 0.030554 | 0.0068949
[6 empty] | 0.00058528 | 0.077625 | 0.030622 | 0.0068493
[6 empty] | 0.00059085 | 0.077351 | 0.030684 | 0.0068015
[6 empty] | 0.00058643 | 0.07721 | 0.030752 | 0.0067872
[6 empty] | 0.00059199 | 0.076986 | 0.030815 | 0.0067695
[6 empty] | 0.00058765 | 0.076707 | 0.030884 | 0.0067805
[6 empty] | 0.00059319 | 0.076588 | 0.030985 | 0.006815
[6 empty] | 0.00058882 | 0.07637 | 0.031014 | 0.0068756
[6 empty] | 0.00059446 | 0.076244 | 0.031119 | 0.006943
[6 empty] | 0.00059004 | 0.075912 | 0.031186 | 0.0070066
[6 empty] | 0.00059566 | 0.075654 | 0.031251 | 0.0070822
[6 empty] | 0.00059131 | 0.075489 | 0.031322 | 0.0071406
[6 empty] | 0.0005969 | 0.075271 | 0.03139 | 0.0071922
[6 empty] | 0.00059249 | 0.074953 | 0.031455 | 0.0072132
[6 empty] | 0.00059816 | 0.074796 | 0.031563 | 0.00723
[6 empty] | 0.0005937 | 0.074556 | 0.031597 | 0.0072506
[6 empty] | 0.00059933 | 0.074341 | 0.031702 | 0.007253
[6 empty] | 0.00059492 | 0.074215 | 0.031772 | 0.0072744
[6 empty] | 0.0006005 | 0.073983 | 0.031843 | 0.007293
[6 empty] | 0.00059603 | 0.073933 | 0.031913 | 0.0073153
[6 empty] | 0.00060168 | 0.073652 | 0.031984 | 0.0073381
[6 empty] | 0.00059713 | 0.073493 | 0.032052 | 0.0073666
[6 empty] | 0.00060272 | 0.073294 | 0.032127 | 0.007372
[6 empty] | 0.00059822 | 0.073102 | 0.032235 | 0.0073857
[6 empty] | 0.00060375 | 0.072896 | 0.03231 | 0.0073747
[6 empty] | 0.00059917 | 0.072761 | 0.032343 | 0.007374
[6 empty] | 0.00060476 | 0.072438 | 0.032452 | 0.0073623
[6 empty] | 0.00060009 | 0.072305 | 0.032524 | 0.0073517
[6 empty] | 0.00060561 | 0.071965 | 0.032633 | 0.0073448
[6 empty] | 0.00060607 | 0.071813 | 0.03267 | 0.0073533
[6 empty] | 0.00060133 | 0.071576 | 0.032743 | 0.0073517
[6 empty] | 0.0006068 | 0.071345 | 0.032855 | 0.0073687
[6 empty] | 0.0006021 | 0.07106 | 0.032926 | 0.0074036
[6 empty] | 0.00060749 | 0.070888 | 0.032962 | 0.0074387
[6 empty] | 0.0006027 | 0.070561 | 0.033072 | 0.0074814
[6 empty] | 0.00060813 | 0.07039 | 0.033148 | 0.0075275
[6 empty] | 0.00060836 | 0.070062 | 0.033256 | 0.0075753
[6 empty] | 0.00060349 | 0.069886 | 0.033295 | 0.0076201
[6 empty] | 0.00060886 | 0.069651 | 0.033365 | 0.0076642
[6 empty] | 0.0006039 | 0.069367 | 0.033476 | 0.0076807
[6 empty] | 0.00060919 | 0.069103 | 0.033553 | 0.0076993
[6 empty] | 0.00060426 | 0.068929 | 0.033585 | 0.0076958
[6 empty] | 0.00060947 | 0.068576 | 0.033699 | 0.0076775
[6 empty] | 0.00060957 | 0.068348 | 0.03377 | 0.0076522
[6 empty] | 0.00060457 | 0.067925 | 0.033884 | 0.0076222
[6 empty] | 0.00060971 | 0.067667 | 0.03392 | 0.0075963
[6 empty] | 0.00060462 | 0.067336 | 0.033991 | 0.0075849
[6 empty] | 0.00060979 | 0.067064 | 0.034106 | 0.0075665
[6 empty] | 0.00060974 | 0.066908 | 0.03418 | 0.0075723
[6 empty] | 0.00060459 | 0.06659 | 0.034212 | 0.007575
[6 empty] | 0.00060969 | 0.066284 | 0.034328 | 0.007578
[6 empty] | 0.00060446 | 0.066079 | 0.034402 | 0.0075809
[6 empty] | 0.00060948 | 0.065839 | 0.034512 | 0.0075798
[6 empty] | 0.0006094 | 0.065508 | 0.034551 | 0.0075748
[6 empty] | 0.00060411 | 0.065352 | 0.034626 | 0.0075803
[6 empty] | 0.00060911 | 0.065177 | 0.034739 | 0.0075713
[6 empty] | 0.0006089 | 0.06484 | 0.034814 | 0.0075851
[6 empty] | 0.00060359 | 0.064591 | 0.03485 | 0.007599
[6 empty] | 0.00060854 | 0.064402 | 0.034964 | 0.0076219
[6 empty] | 0.00060827 | 0.064055 | 0.03504 | 0.0076529
[6 empty] | 0.00060292 | 0.063867 | 0.035155 | 0.0076897
[6 empty] | 0.00060781 | 0.063593 | 0.035191 | 0.0077313
[6 empty] | 0.00060749 | 0.063332 | 0.035267 | 0.0077843
[6 empty] | 0.00060211 | 0.063094 | 0.035382 | 0.0078297
[6 empty] | 0.00060695 | 0.062868 | 0.035458 | 0.0078657
[6 empty] | 0.00060659 | 0.062663 | 0.035535 | 0.0079168
[6 empty] | 0.00060117 | 0.062537 | 0.035611 | 0.0079552
[6 empty] | 0.00060597 | 0.062344 | 0.035687 | 0.0079901
[6 empty] | 0.00060558 | 0.06197 | 0.035767 | 0.0080182
[6 empty] | 0.00060013 | 0.061793 | 0.03584 | 0.0080513
[6 empty] | 0.00060489 | 0.061604 | 0.035957 | 0.0080636
[6 empty] | 0.00060446 | 0.061399 | 0.035993 | 0.0080943
[6 empty] | 0.000599 | 0.061183 | 0.036114 | 0.0081079
[6 empty] | 0.00060372 | 0.060835 | 0.036187 | 0.008147
[6 empty] | 0.00060327 | 0.06061 | 0.036263 | 0.008185
[6 empty] | 0.00059779 | 0.060415 | 0.036344 | 0.0082306
[6 empty] | 0.00060247 | 0.060153 | 0.036417 | 0.0082889
[6 empty] | 0.000602 | 0.059877 | 0.036537 | 0.0083296
[6 empty] | 0.00059651 | 0.059623 | 0.03657 | 0.0083705
[6 empty] | 0.00060116 | 0.059378 | 0.036688 | 0.0084101
[6 empty] | 0.00060067 | 0.059164 | 0.036727 | 0.0084238
[6 empty] | 0.00060022 | 0.058987 | 0.036841 | 0.0084235
[6 empty] | 0.00059476 | 0.058858 | 0.036922 | 0.0084093
[6 empty] | 0.00059929 | 0.058657 | 0.036999 | 0.0083892
[6 empty] | 0.00059885 | 0.058412 | 0.037115 | 0.0083649
[6 empty] | 0.00059331 | 0.058273 | 0.037154 | 0.0083448
[6 empty] | 0.00059785 | 0.058016 | 0.037228 | 0.0083386
[6 empty] | 0.0005974 | 0.05782 | 0.037351 | 0.0083189
[6 empty] | 0.00059686 | 0.057525 | 0.037429 | 0.0083236
[6 empty] | 0.00059135 | 0.057268 | 0.037507 | 0.0083188
[6 empty] | 0.0005959 | 0.057041 | 0.037586 | 0.0083107
[6 empty] | 0.00059534 | 0.056738 | 0.037662 | 0.008296
[6 empty] | 0.00059482 | 0.056586 | 0.037745 | 0.0082852
[6 empty] | 0.00058935 | 0.056326 | 0.037867 | 0.0082507
[6 empty] | 0.00059377 | 0.056044 | 0.037905 | 0.0082271
[6 empty] | 0.00059323 | 0.055787 | 0.038028 | 0.0082203
[6 empty] | 0.00059272 | 0.055584 | 0.038109 | 0.0082181
[6 empty] | 0.00058716 | 0.055249 | 0.038144 | 0.0082342
[6 empty] | 0.00059157 | 0.055068 | 0.038276 | 0.0082701
[6 empty] | 0.00059105 | 0.054793 | 0.038398 | 0.0083243
[6 empty] | 0.00059043 | 0.054646 | 0.038438 | 0.0083914
[6 empty] | 0.00058985 | 0.054381 | 0.038522 | 0.0084733
[6 empty] | 0.00058435 | 0.054104 | 0.038649 | 0.008533
[6 empty] | 0.00058866 | 0.053851 | 0.038734 | 0.0086017
[6 empty] | 0.00058809 | 0.053664 | 0.038776 | 0.0086446
[6 empty] | 0.00058743 | 0.053335 | 0.038904 | 0.0086685
[6 empty] | 0.00058188 | 0.053127 | 0.03899 | 0.008672
[6 empty] | 0.00058621 | 0.052872 | 0.03908 | 0.0086607
[6 empty] | 0.00058553 | 0.05254 | 0.039207 | 0.0086387
[6 empty] | 0.00058487 | 0.0524 | 0.039251 | 0.008614
[6 empty] | 0.00058425 | 0.052225 | 0.039385 | 0.008604
[6 empty] | 0.00057863 | 0.052115 | 0.039425 | 0.008593
[6 empty] | 0.00058285 | 0.051858 | 0.039557 | 0.0085986
[6 empty] | 0.00058219 | 0.051676 | 0.039645 | 0.0086097
[6 empty] | 0.00058145 | 0.051531 | 0.039736 | 0.0086661
[6 empty] | 0.00058073 | 0.051336 | 0.039821 | 0.0087083
[6 empty] | 0.00058005 | 0.051168 | 0.039957 | 0.0087699
[6 empty] | 0.00057441 | 0.050975 | 0.039997 | 0.008851
[6 empty] | 0.00057853 | 0.050751 | 0.040134 | 0.0089172
[6 empty] | 0.00057781 | 0.050484 | 0.040219 | 0.0090087
[6 empty] | 0.00057701 | 0.050257 | 0.040266 | 0.0090908
[6 empty] | 0.00057627 | 0.050105 | 0.040398 | 0.0091751
[6 empty] | 0.00057545 | 0.049941 | 0.040482 | 0.009255
[6 empty] | 0.00056983 | 0.049712 | 0.040618 | 0.0093296
[6 empty] | 0.0005739 | 0.04953 | 0.04066 | 0.0093915
[6 empty] | 0.00057305 | 0.049309 | 0.040788 | 0.0094467
[6 empty] | 0.00057223 | 0.049107 | 0.040833 | 0.0094579
[6 empty] | 0.00057145 | 0.048939 | 0.040965 | 0.0094677
[6 empty] | 0.00057057 | 0.04869 | 0.04105 | 0.0094408
[6 empty] | 0.00056973 | 0.048553 | 0.041132 | 0.0093914
[6 empty] | 0.00056415 | 0.048238 | 0.04122 | 0.0093292
[6 empty] | 0.00056804 | 0.048016 | 0.041304 | 0.0092608
[6 empty] | 0.00056718 | 0.047756 | 0.041434 | 0.009209
[6 empty] | 0.00056636 | 0.047538 | 0.041472 | 0.0091524
[6 empty] | 0.00056546 | 0.04731 | 0.041602 | 0.0091389
[6 empty] | 0.00056463 | 0.047143 | 0.041638 | 0.0091416
[6 empty] | 0.00056372 | 0.046847 | 0.041767 | 0.0091686
[6 empty] | 0.00056285 | 0.04663 | 0.04185 | 0.0092139
[6 empty] | 0.00056201 | 0.046353 | 0.041932 | 0.0092689
[6 empty] | 0.00055639 | 0.04618 | 0.04206 | 0.0093229
[6 empty] | 0.00056022 | 0.045943 | 0.042095 | 0.0093677
[6 empty] | 0.00055939 | 0.045702 | 0.042223 | 0.0094083
[6 empty] | 0.00055848 | 0.045455 | 0.042258 | 0.0094216
[6 empty] | 0.0005576 | 0.045258 | 0.042386 | 0.0094051
[6 empty] | 0.00055677 | 0.044985 | 0.042471 | 0.0093989
[6 empty] | 0.00055587 | 0.044807 | 0.042549 | 0.00937
[6 empty] | 0.00055505 | 0.044578 | 0.04263 | 0.0093381
[6 empty] | 0.00055415 | 0.044313 | 0.042763 | 0.0093196
[6 empty] | 0.0005533 | 0.04415 | 0.042793 | 0.0092846
[6 empty] | 0.0005525 | 0.043889 | 0.042923 | 0.0092798
[6 empty] | 0.00055162 | 0.043707 | 0.042958 | 0.0092655
[6 empty] | 0.00054616 | 0.04344 | 0.043092 | 0.0092804
[6 empty] | 0.00055001 | 0.04323 | 0.043171 | 0.0092966
[6 empty] | 0.00054915 | 0.042891 | 0.043259 | 0.0093234
[6 empty] | 0.00054835 | 0.042675 | 0.043339 | 0.009367
[6 empty] | 0.00054759 | 0.042455 | 0.043476 | 0.0093991
[6 empty] | 0.00054677 | 0.042279 | 0.043508 | 0.0094469
[6 empty] | 0.000546 | 0.042158 | 0.043646 | 0.0095135
[6 empty] | 0.00054528 | 0.041954 | 0.043728 | 0.0095752
[6 empty] | 0.00054449 | 0.041786 | 0.04377 | 0.0096409
[6 empty] | 0.00054379 | 0.041545 | 0.043905 | 0.0096998
[6 empty] | 0.00054303 | 0.041356 | 0.044037 | 0.0097901
[6 empty] | 0.00054232 | 0.04113 | 0.044081 | 0.0098434
[6 empty] | 0.00054167 | 0.040871 | 0.04417 | 0.0099006
[6 empty] | 0.00054095 | 0.040631 | 0.044304 | 0.0099549
[6 empty] | 0.00054029 | 0.040423 | 0.044349 | 0.00997
[6 empty] | 0.00053968 | 0.0402 | 0.044488 | 0.0099918
[6 empty] | 0.00053901 | 0.03999 | 0.04458 | 0.0099842
[6 empty] | 0.00053844 | 0.039733 | 0.044671 | 0.0099614
[6 empty] | 0.0005378 | 0.039577 | 0.044762 | 0.0099267
[6 empty] | 0.00053723 | 0.039343 | 0.04485 | 0.009883
[6 empty] | 0.0005367 | 0.039104 | 0.044996 | 0.0098487
[6 empty] | 0.00053613 | 0.03891 | 0.045039 | 0.0097929
[6 empty] | 0.00053561 | 0.038798 | 0.045182 | 0.0097635
[6 empty] | 0.00053514 | 0.03868 | 0.045276 | 0.009731
[6 empty] | 0.00053463 | 0.038503 | 0.045369 | 0.0097091
[6 empty] | 0.00053417 | 0.038253 | 0.045463 | 0.0096968
[6 empty] | 0.00053377 | 0.037988 | 0.045557 | 0.0096973
[6 empty] | 0.00053332 | 0.037832 | 0.045655 | 0.0097104
[6 empty] | 0.00053297 | 0.037616 | 0.045796 | 0.0097466
[6 empty] | 0.00053257 | 0.037368 | 0.045839 | 0.0097722
[6 empty] | 0.00053222 | 0.037173 | 0.045985 | 0.0098287
[6 empty] | 0.00053194 | 0.036911 | 0.046079 | 0.0098814
[6 empty] | 0.00053161 | 0.036754 | 0.046178 | 0.0099393
[6 empty] | 0.00053135 | 0.036528 | 0.046268 | 0.0099971
[6 empty] | 0.00053115 | 0.036413 | 0.046363 | 0.010054
[6 empty] | 0.0005309 | 0.036236 | 0.046457 | 0.010108
[6 empty] | 0.00053072 | 0.03601 | 0.046607 | 0.010164
[6 empty] | 0.0005306 | 0.035786 | 0.046698 | 0.010203
[6 empty] | 0.00053044 | 0.035553 | 0.046741 | 0.010225
[6 empty] | 0.00053038 | 0.035432 | 0.046891 | 0.010262
[6 empty] | 0.00053473 | 0.03527 | 0.046986 | 0.010285
[6 empty] | 0.00053025 | 0.035156 | 0.047076 | 0.010306
[6 empty] | 0.00053029 | 0.034941 | 0.047227 | 0.010342
[6 empty] | 0.00053028 | 0.034726 | 0.047264 | 0.010358
[6 empty] | 0.00053039 | 0.034591 | 0.047416 | 0.010392
[6 empty] | 0.00053046 | 0.034462 | 0.047454 | 0.010441
[6 empty] | 0.00053059 | 0.03432 | 0.047605 | 0.010483
[6 empty] | 0.0005308 | 0.034099 | 0.047699 | 0.010525
[6 empty] | 0.00053098 | 0.033964 | 0.047789 | 0.010565
[6 empty] | 0.00053123 | 0.033747 | 0.047888 | 0.010604
[6 empty] | 0.00053155 | 0.033646 | 0.047982 | 0.010639
[6 empty] | 0.00053184 | 0.033505 | 0.048125 | 0.010682
[6 empty] | 0.00053671 | 0.033338 | 0.048171 | 0.010699
[6 empty] | 0.00053261 | 0.033202 | 0.048319 | 0.010741
[6 empty] | 0.00053305 | 0.032964 | 0.048413 | 0.010772
[6 empty] | 0.00053357 | 0.032857 | 0.048508 | 0.010806
[6 empty] | 0.00053406 | 0.032761 | 0.048602 | 0.010843
[6 empty] | 0.00053462 | 0.032711 | 0.048692 | 0.010882
[6 empty] | 0.00053527 | 0.032583 | 0.048849 | 0.010924
[6 empty] | 0.00053588 | 0.032424 | 0.048881 | 0.010979
[6 empty] | 0.00053658 | 0.032189 | 0.049038 | 0.011019
[6 empty] | 0.00054186 | 0.03203 | 0.04907 | 0.011044
[6 empty] | 0.00053809 | 0.031835 | 0.049223 | 0.011088
[6 empty] | 0.00053894 | 0.031671 | 0.049321 | 0.011114
[6 empty] | 0.00053977 | 0.03145 | 0.049411 | 0.011135
[6 empty] | 0.00054067 | 0.031302 | 0.04956 | 0.011165
[6 empty] | 0.00054165 | 0.031192 | 0.0496 | 0.011169
[6 empty] | 0.0005426 | 0.031061 | 0.049749 | 0.011198
[6 empty] | 0.00054823 | 0.03091 | 0.049793 | 0.011203
[6 empty] | 0.00054469 | 0.030807 | 0.049937 | 0.011233
[6 empty] | 0.0005458 | 0.030585 | 0.050031 | 0.011254
[6 empty] | 0.00054699 | 0.030403 | 0.050125 | 0.01128
[6 empty] | 0.00054814 | 0.030277 | 0.050224 | 0.011308
[6 empty] | 0.00054936 | 0.030186 | 0.050368 | 0.011342
[6 empty] | 0.00055528 | 0.030035 | 0.050407 | 0.011395
[6 empty] | 0.00055192 | 0.029871 | 0.050562 | 0.011426
[6 empty] | 0.00055329 | 0.029688 | 0.050596 | 0.011488
[6 empty] | 0.00055462 | 0.029518 | 0.05075 | 0.011539
[6 empty] | 0.00055602 | 0.029412 | 0.05084 | 0.011588
[6 empty] | 0.00055749 | 0.029289 | 0.050938 | 0.011636
[6 empty] | 0.00056361 | 0.029139 | 0.051028 | 0.011677
[6 empty] | 0.0005604 | 0.029011 | 0.051182 | 0.011727
[6 empty] | 0.00056196 | 0.028861 | 0.051216 | 0.011742
[6 empty] | 0.00056347 | 0.028762 | 0.051371 | 0.011774
[6 empty] | 0.00056508 | 0.028566 | 0.051466 | 0.011774
[6 empty] | 0.00057139 | 0.028381 | 0.05156 | 0.011791
[6 empty] | 0.00056825 | 0.028194 | 0.05165 | 0.011788
[6 empty] | 0.00056992 | 0.027988 | 0.05175 | 0.011795
[6 empty] | 0.00057153 | 0.027812 | 0.051844 | 0.011773
[6 empty] | 0.00057806 | 0.027675 | 0.051935 | 0.011765
[6 empty] | 0.00057489 | 0.027594 | 0.052091 | 0.011775
[6 empty] | 0.00057658 | 0.027459 | 0.052186 | 0.011766
[6 empty] | 0.00057833 | 0.027272 | 0.052224 | 0.011791
[6 empty] | 0.00058001 | 0.027101 | 0.052377 | 0.011812
[6 empty] | 0.00058662 | 0.026936 | 0.052472 | 0.01184
[6 empty] | 0.0005835 | 0.026728 | 0.052625 | 0.011873
[6 empty] | 0.0005852 | 0.026576 | 0.052663 | 0.011922
[6 empty] | 0.00058698 | 0.026435 | 0.052758 | 0.011943
[6 empty] | 0.00059362 | 0.026342 | 0.052912 | 0.011986
[6 empty] | 0.00059041 | 0.026196 | 0.053007 | 0.012009
[6 empty] | 0.00059218 | 0.02607 | 0.053103 | 0.012013
[6 empty] | 0.00059386 | 0.025978 | 0.053199 | 0.012041
[6 empty] | 0.00060063 | 0.025843 | 0.053295 | 0.012058
[6 empty] | 0.0005973 | 0.025683 | 0.053391 | 0.012096
[6 empty] | 0.000599 | 0.025596 | 0.053492 | 0.012118
[6 empty] | 0.00060073 | 0.025476 | 0.053641 | 0.012176
[6 empty] | 0.00060742 | 0.025278 | 0.053738 | 0.012218
[6 empty] | 0.00060402 | 0.025152 | 0.053775 | 0.01229
[6 empty] | 0.00060571 | 0.025075 | 0.053935 | 0.012348
[6 empty] | 0.00061239 | 0.024897 | 0.054027 | 0.012396
[6 empty] | 0.00060894 | 0.024781 | 0.054123 | 0.012435
[6 empty] | 0.00061049 | 0.02466 | 0.054283 | 0.012481
[6 empty] | 0.00061205 | 0.024545 | 0.054316 | 0.012491
[6 empty] | 0.00061879 | 0.024406 | 0.054477 | 0.012531
[6 empty] | 0.00061511 | 0.024223 | 0.05457 | 0.012547
[6 empty] | 0.00061661 | 0.02411 | 0.054612 | 0.0126
[6 empty] | 0.00062331 | 0.023943 | 0.054764 | 0.012647
[6 empty] | 0.00061951 | 0.023809 | 0.054867 | 0.012704
[6 empty] | 0.00062097 | 0.023618 | 0.05502 | 0.012764
[6 empty] | 0.00062753 | 0.023384 | 0.055063 | 0.012843
[6 empty] | 0.00062366 | 0.02319 | 0.055221 | 0.012891
[6 empty] | 0.00062502 | 0.023013 | 0.055254 | 0.01296
[6 empty] | 0.00063153 | 0.022855 | 0.055418 | 0.01301
[6 empty] | 0.00062757 | 0.022681 | 0.055517 | 0.013052
[6 empty] | 0.00062875 | 0.022555 | 0.055612 | 0.013087
[6 empty] | 0.00063523 | 0.022384 | 0.055717 | 0.013113
[6 empty] | 0.00063114 | 0.022303 | 0.055818 | 0.013136
[6 empty] | 0.00063222 | 0.022167 | 0.055979 | 0.013153
[6 empty] | 0.00063867 | 0.02204 | 0.056018 | 0.013179
[6 empty] | 0.00063436 | 0.021897 | 0.056181 | 0.013186
[6 empty] | 0.00063538 | 0.02175 | 0.056283 | 0.013188
[6 empty] | 0.00064175 | 0.021642 | 0.05638 | 0.013185
[6 empty] | 0.0006373 | 0.021525 | 0.056488 | 0.013179
[6 empty] | 0.00063826 | 0.021373 | 0.056591 | 0.01317
[6 empty] | 0.00064445 | 0.021329 | 0.056761 | 0.013161
[6 empty] | 0.00063992 | 0.021223 | 0.056793 | 0.013174
[6 empty] | 0.00064076 | 0.021091 | 0.056969 | 0.013161
[6 empty] | 0.00064686 | 0.020892 | 0.057001 | 0.013191
[6 empty] | 0.0006422 | 0.020769 | 0.057178 | 0.013214
[6 empty] | 0.00064833 | 0.020696 | 0.057278 | 0.013252
[6 empty] | 0.00064353 | 0.020567 | 0.057383 | 0.013302
[6 empty] | 0.00064419 | 0.020478 | 0.057551 | 0.013365
[6 empty] | 0.00065013 | 0.02041 | 0.057594 | 0.013455
[6 empty] | 0.00064525 | 0.020285 | 0.057768 | 0.013523
[6 empty] | 0.00064579 | 0.020176 | 0.057806 | 0.013629
[6 empty] | 0.00065163 | 0.020112 | 0.057976 | 0.013723
[6 empty] | 0.00064666 | 0.019954 | 0.058087 | 0.013817
[6 empty] | 0.00065243 | 0.019851 | 0.058188 | 0.013903
[6 empty] | 0.00064734 | 0.019752 | 0.058364 | 0.013982
[6 empty] | 0.00064769 | 0.019627 | 0.058402 | 0.014047
[6 empty] | 0.00065335 | 0.019535 | 0.058509 | 0.014116
[6 empty] | 0.00064818 | 0.019479 | 0.058685 | 0.014153
[6 empty] | 0.00065377 | 0.019383 | 0.058792 | 0.014164
[6 empty] | 0.00064847 | 0.019314 | 0.058893 | 0.01419
[6 empty] | 0.00065407 | 0.019217 | 0.059006 | 0.014194
[6 empty] | 0.00064865 | 0.019133 | 0.059108 | 0.014187
[6 empty] | 0.00064873 | 0.019088 | 0.05922 | 0.014192
[6 empty] | 0.00065413 | 0.019068 | 0.059391 | 0.014161
[6 empty] | 0.00064863 | 0.01898 | 0.059428 | 0.01416
[6 empty] | 0.00065404 | 0.01888 | 0.059605 | 0.014131
[6 empty] | 0.00064842 | 0.018767 | 0.059712 | 0.014135
[6 empty] | 0.00065374 | 0.018712 | 0.059819 | 0.014126
[6 empty] | 0.00064805 | 0.018601 | 0.059921 | 0.014122
[6 empty] | 0.00065325 | 0.018496 | 0.060033 | 0.014126
[6 empty] | 0.00064757 | 0.018334 | 0.06014 | 0.014151
[6 empty] | 0.0006472 | 0.01818 | 0.060311 | 0.014156
[6 empty] | 0.00065232 | 0.01807 | 0.060353 | 0.0142
[6 empty] | 0.00064644 | 0.018007 | 0.060525 | 0.01424
[6 empty] | 0.00065142 | 0.017872 | 0.060632 | 0.014271
[6 empty] | 0.00064556 | 0.017746 | 0.060738 | 0.014352
[6 empty] | 0.00065041 | 0.01764 | 0.060845 | 0.014385
[6 empty] | 0.00064448 | 0.017509 | 0.060952 | 0.01443
[6 empty] | 0.00064925 | 0.0174 | 0.061125 | 0.014466
[6 empty] | 0.0006432 | 0.017329 | 0.061165 | 0.014507
[6 empty] | 0.00064796 | 0.017229 | 0.061338 | 0.014524
[6 empty] | 0.00064181 | 0.017151 | 0.061444 | 0.014516
[6 empty] | 0.00064648 | 0.017067 | 0.061551 | 0.014533
[6 empty] | 0.00064026 | 0.016939 | 0.061663 | 0.014548
[6 empty] | 0.0006448 | 0.016818 | 0.061763 | 0.014527
[6 empty] | 0.00063861 | 0.016704 | 0.061936 | 0.014527
[6 empty] | 0.00064302 | 0.016624 | 0.061976 | 0.014549
[6 empty] | 0.00063676 | 0.016535 | 0.062154 | 0.01455
[6 empty] | 0.00064108 | 0.016442 | 0.062255 | 0.014593
[6 empty] | 0.00063472 | 0.016379 | 0.062293 | 0.014638
[6 empty] | 0.00063903 | 0.016318 | 0.062472 | 0.014701
[6 empty] | 0.00063258 | 0.01629 | 0.06264 | 0.014774
[6 empty] | 0.0006368 | 0.016279 | 0.062684 | 0.014861
[6 empty] | 0.0006303 | 0.016168 | 0.062784 | 0.014965
[6 empty] | 0.00063439 | 0.016075 | 0.062963 | 0.015038
[6 empty] | 0.0006332 | 0.016049 | 0.063063 | 0.015132
[6 empty] | 0.00062662 | 0.015942 | 0.063173 | 0.015196
[6 empty] | 0.00063062 | 0.015875 | 0.063205 | 0.015241
[6 empty] | 0.000624 | 0.015789 | 0.063452 | 0.015268
[6 empty] | 0.00062792 | 0.015613 | 0.063489 | 0.015276
[6 empty] | 0.00062126 | 0.015488 | 0.063587 | 0.015286
[6 empty] | 0.00062505 | 0.015392 | 0.063766 | 0.015258
[6 empty] | 0.00061844 | 0.015245 | 0.063802 | 0.01526
[6 empty] | 0.00062211 | 0.015156 | 0.063975 | 0.015249
[6 empty] | 0.00062064 | 0.015129 | 0.064073 | 0.015229
[6 empty] | 0.0006139 | 0.015061 | 0.064182 | 0.015273
[6 empty] | 0.00061749 | 0.015021 | 0.064286 | 0.015278
[6 empty] | 0.00061081 | 0.014954 | 0.064459 | 0.01531
[6 empty] | 0.00061428 | 0.014875 | 0.064492 | 0.015352
[6 empty] | 0.00060757 | 0.014828 | 0.064664 | 0.015415
[6 empty] | 0.00061097 | 0.014802 | 0.064697 | 0.015464
[6 empty] | 0.00060928 | 0.014685 | 0.064869 | 0.01551
[6 empty] | 0.00060256 | 0.01457 | 0.064972 | 0.015553
[6 empty] | 0.00060585 | 0.014466 | 0.065074 | 0.015592
[6 empty] | 0.00059911 | 0.014395 | 0.065246 | 0.015626
[6 empty] | 0.00060234 | 0.01428 | 0.065278 | 0.015657
[6 empty] | 0.00060056 | 0.01413 | 0.06545 | 0.015705
[6 empty] | 0.00059381 | 0.014039 | 0.065481 | 0.015737
[6 empty] | 0.00059694 | 0.01397 | 0.065653 | 0.015755
[6 empty] | 0.0005902 | 0.013918 | 0.06576 | 0.015812
[6 empty] | 0.00059328 | 0.013823 | 0.065855 | 0.015853
[6 empty] | 0.00059146 | 0.01374 | 0.065956 | 0.015916
[6 empty] | 0.00058465 | 0.013659 | 0.066135 | 0.01595
[6 empty] | 0.00058769 | 0.013547 | 0.066159 | 0.016007
[6 empty] | 0.00058585 | 0.01342 | 0.066332 | 0.016082
[6 empty] | 0.00057906 | 0.013327 | 0.06644 | 0.016145
[6 empty] | 0.00058207 | 0.01328 | 0.066464 | 0.016212
[6 empty] | 0.0005753 | 0.013179 | 0.066637 | 0.016278
[6 empty] | 0.00057822 | 0.013085 | 0.066817 | 0.016346
[6 empty] | 0.00057636 | 0.012944 | 0.066842 | 0.016411
[6 empty] | 0.00056963 | 0.01281 | 0.066951 | 0.016492
[6 empty] | 0.00057255 | 0.012698 | 0.06712 | 0.016528
[6 empty] | 0.0005706 | 0.01266 | 0.067229 | 0.016594
[6 empty] | 0.00056397 | 0.012615 | 0.067255 | 0.016631
[6 empty] | 0.00056685 | 0.012564 | 0.067437 | 0.016655
[6 empty] | 0.00056492 | 0.01251 | 0.067614 | 0.016669
[6 empty] | 0.00055838 | 0.012447 | 0.067647 | 0.01667
[6 empty] | 0.00056116 | 0.012379 | 0.067746 | 0.016661
[6 empty] | 0.00055933 | 0.012256 | 0.067931 | 0.016668
[6 empty] | 0.0005528 | 0.012147 | 0.067965 | 0.016657
[6 empty] | 0.0005556 | 0.012126 | 0.068146 | 0.016632
[6 empty] | 0.00055381 | 0.012113 | 0.068253 | 0.016654
[6 empty] | 0.00054737 | 0.01208 | 0.068355 | 0.016668
[6 empty] | 0.00055021 | 0.012024 | 0.06847 | 0.016711
[6 empty] | 0.0005484 | 0.012005 | 0.068654 | 0.016727
[6 empty] | 0.00054209 | 0.011957 | 0.06869 | 0.016767
[6 empty] | 0.00054495 | 0.011841 | 0.068874 | 0.01683
[6 empty] | 0.00054321 | 0.011697 | 0.068911 | 0.016878
[6 empty] | 0.00054157 | 0.011625 | 0.069096 | 0.016927
[6 empty] | 0.00053538 | 0.011576 | 0.069208 | 0.016978
[6 empty] | 0.00053826 | 0.011573 | 0.06932 | 0.01703
[6 empty] | 0.0005367 | 0.011515 | 0.069507 | 0.017084
[6 empty] | 0.00053064 | 0.011439 | 0.069546 | 0.017136
[6 empty] | 0.00053361 | 0.011362 | 0.06974 | 0.017204
[6 empty] | 0.00053208 | 0.011311 | 0.069772 | 0.017247
[6 empty] | 0.00053066 | 0.011253 | 0.069961 | 0.017266
[6 empty] | 0.0005248 | 0.011196 | 0.070075 | 0.017317
[6 empty] | 0.00052783 | 0.011126 | 0.070197 | 0.017349
[6 empty] | 0.00052653 | 0.011101 | 0.070381 | 0.017398
[6 empty] | 0.0005252 | 0.011106 | 0.07042 | 0.017415
[6 empty] | 0.00051962 | 0.011052 | 0.070536 | 0.01748
[6 empty] | 0.00052275 | 0.010963 | 0.070733 | 0.017516
[6 empty] | 0.00052162 | 0.010842 | 0.070849 | 0.017602
[6 empty] | 0.00052048 | 0.010747 | 0.070959 | 0.01768
[6 empty] | 0.00051509 | 0.010625 | 0.071075 | 0.017764
[6 empty] | 0.00051845 | 0.01057 | 0.071198 | 0.017854
[6 empty] | 0.00051746 | 0.010565 | 0.071308 | 0.017943
[6 empty] | 0.00051659 | 0.010536 | 0.071508 | 0.018051
[6 empty] | 0.00051141 | 0.010481 | 0.071548 | 0.01813
[6 empty] | 0.00051491 | 0.010423 | 0.071735 | 0.018177
[6 empty] | 0.0005142 | 0.010298 | 0.071859 | 0.018254
[6 empty] | 0.00051348 | 0.010203 | 0.071971 | 0.018295
[6 empty] | 0.00051289 | 0.01014 | 0.072095 | 0.018328
[6 empty] | 0.00050802 | 0.010077 | 0.072213 | 0.018372
[6 empty] | 0.00051181 | 0.0099764 | 0.072408 | 0.01837
[6 empty] | 0.00051132 | 0.0098849 | 0.072443 | 0.018405
[6 empty] | 0.00051093 | 0.0098474 | 0.072647 | 0.0184
[6 empty] | 0.00051063 | 0.0098443 | 0.072766 | 0.018437
[6 empty] | 0.00050607 | 0.0097854 | 0.072885 | 0.018454
[6 empty] | 0.00051014 | 0.0097084 | 0.073005 | 0.01847
[6 empty] | 0.00050994 | 0.0096162 | 0.073125 | 0.018487
[6 empty] | 0.00050988 | 0.009542 | 0.073325 | 0.018524
[6 empty] | 0.0005098 | 0.009533 | 0.073367 | 0.018524
[6 empty] | 0.00050557 | 0.0095491 | 0.073567 | 0.018568
[6 empty] | 0.00050992 | 0.0095454 | 0.073689 | 0.018598
[6 empty] | 0.00051002 | 0.0095321 | 0.073812 | 0.018638
[6 empty] | 0.00051023 | 0.0094614 | 0.073935 | 0.01869
[6 empty] | 0.00051044 | 0.0094449 | 0.074057 | 0.018753
[6 empty] | 0.00051077 | 0.0093887 | 0.074181 | 0.018827
[6 empty] | 0.00050682 | 0.0093377 | 0.07439 | 0.01893
[6 empty] | 0.00051147 | 0.0093503 | 0.074429 | 0.018988
[6 empty] | 0.00051195 | 0.0093583 | 0.074634 | 0.019084
[6 empty] | 0.00051241 | 0.0092679 | 0.074759 | 0.019146
[6 empty] | 0.00051298 | 0.0091568 | 0.074891 | 0.01919
[6 empty] | 0.00051353 | 0.009089 | 0.075011 | 0.019209
[6 empty] | 0.00050988 | 0.0090554 | 0.075137 | 0.019205
[6 empty] | 0.00051487 | 0.0089748 | 0.07535 | 0.019203
[6 empty] | 0.00051554 | 0.0088912 | 0.075391 | 0.019139
[6 empty] | 0.00051632 | 0.0088746 | 0.075605 | 0.019111
[6 empty] | 0.00051707 | 0.0088028 | 0.075726 | 0.019064
[6 empty] | 0.00051792 | 0.008741 | 0.07586 | 0.019026
[6 empty] | 0.00051873 | 0.0086685 | 0.075982 | 0.019003
[6 empty] | 0.00051964 | 0.008599 | 0.07611 | 0.019004
[6 empty] | 0.00051617 | 0.0085453 | 0.076326 | 0.019048
[6 empty] | 0.00052143 | 0.0084705 | 0.076373 | 0.019071
[6 empty] | 0.00052241 | 0.0083846 | 0.076583 | 0.019146
[6 empty] | 0.00052334 | 0.0082958 | 0.076706 | 0.019211
[6 empty] | 0.00052435 | 0.0082372 | 0.076842 | 0.019274
[6 empty] | 0.00052531 | 0.0082298 | 0.076971 | 0.019336
[6 empty] | 0.00052635 | 0.0081845 | 0.077093 | 0.019394
[6 empty] | 0.00052733 | 0.0081131 | 0.077229 | 0.019455
[6 empty] | 0.00052835 | 0.0080661 | 0.077441 | 0.019537
[6 empty] | 0.00052941 | 0.0080825 | 0.077488 | 0.019583
[6 empty] | 0.00052597 | 0.0081417 | 0.0777 | 0.019675
[6 empty] | 0.00053145 | 0.0081522 | 0.077829 | 0.019754
[6 empty] | 0.00053243 | 0.0081676 | 0.077952 | 0.019832
[6 empty] | 0.00053347 | 0.0081693 | 0.078088 | 0.019905
[6 empty] | 0.00053444 | 0.0081185 | 0.078301 | 0.019988
[6 empty] | 0.00053542 | 0.0080678 | 0.078347 | 0.020016
[6 empty] | 0.00053643 | 0.0080515 | 0.07856 | 0.020072
[6 empty] | 0.00053735 | 0.0080832 | 0.078697 | 0.020096
[6 empty] | 0.00053832 | 0.0080951 | 0.078736 | 0.020087
[6 empty] | 0.0005392 | 0.0080669 | 0.07895 | 0.02012
[6 empty] | 0.00054012 | 0.0080158 | 0.079163 | 0.020155
[6 empty] | 0.00054095 | 0.007956 | 0.079209 | 0.020155
[6 empty] | 0.00054178 | 0.0079023 | 0.07934 | 0.020184
[6 empty] | 0.00054262 | 0.0078522 | 0.079561 | 0.020245
[6 empty] | 0.00054335 | 0.0077779 | 0.079684 | 0.020292
[6 empty] | 0.00054413 | 0.0077326 | 0.079815 | 0.020328
[6 empty] | 0.00054479 | 0.0077002 | 0.079952 | 0.020417
[6 empty] | 0.00054549 | 0.0076174 | 0.080076 | 0.02052
[6 empty] | 0.00054607 | 0.0075116 | 0.080207 | 0.020588
[6 empty] | 0.00054669 | 0.0074248 | 0.080345 | 0.020694
[6 empty] | 0.00054264 | 0.0073566 | 0.080555 | 0.020828
[6 empty] | 0.00054769 | 0.0073308 | 0.080694 | 0.020922
[6 empty] | 0.00054818 | 0.0072446 | 0.080733 | 0.021058
[6 empty] | 0.00054855 | 0.0071664 | 0.08095 | 0.021156
[6 empty] | 0.00054895 | 0.0070986 | 0.081089 | 0.021239
[6 empty] | 0.00054922 | 0.0070719 | 0.081308 | 0.021318
[6 empty] | 0.00054952 | 0.0070776 | 0.081348 | 0.021326
[6 empty] | 0.0005497 | 0.0070088 | 0.081574 | 0.021339
[6 empty] | 0.00054986 | 0.0069184 | 0.081621 | 0.021356
[6 empty] | 0.00055002 | 0.0068915 | 0.081834 | 0.02134
[6 empty] | 0.00055005 | 0.0068717 | 0.081975 | 0.021328
[6 empty] | 0.0005501 | 0.0069023 | 0.082109 | 0.02132
[6 empty] | 0.00055461 | 0.0069217 | 0.082244 | 0.021321
[6 empty] | 0.00054999 | 0.006896 | 0.082466 | 0.021337
[6 empty] | 0.00054982 | 0.0068585 | 0.082506 | 0.021385
[6 empty] | 0.00054967 | 0.0067787 | 0.082735 | 0.021419
[6 empty] | 0.0005494 | 0.0067272 | 0.082783 | 0.021439
[6 empty] | 0.00054913 | 0.0067235 | 0.083007 | 0.02151
[6 empty] | 0.00054884 | 0.0067471 | 0.083143 | 0.021563
[6 empty] | 0.00054843 | 0.0067369 | 0.083366 | 0.02162
[6 empty] | 0.00054805 | 0.0066639 | 0.083414 | 0.021703
[6 empty] | 0.00054755 | 0.0065601 | 0.08355 | 0.021744
[6 empty] | 0.00054708 | 0.0065151 | 0.083775 | 0.021833
[6 empty] | 0.0005465 | 0.0065328 | 0.083911 | 0.021902
[6 empty] | 0.00054591 | 0.0065345 | 0.084054 | 0.021951
[6 empty] | 0.00054532 | 0.0064871 | 0.084183 | 0.022049
[6 empty] | 0.00054462 | 0.006393 | 0.08432 | 0.022151
[6 empty] | 0.00054395 | 0.0063685 | 0.084456 | 0.022205
[6 empty] | 0.00054318 | 0.0064112 | 0.08468 | 0.022285
[6 empty] | 0.00054245 | 0.0064244 | 0.084735 | 0.022389
[6 empty] | 0.00054161 | 0.0063974 | 0.084953 | 0.022468
[6 empty] | 0.00054082 | 0.006345 | 0.085089 | 0.022513
[6 empty] | 0.00054442 | 0.00627 | 0.085232 | 0.0226
[6 empty] | 0.00053904 | 0.006194 | 0.08536 | 0.022678
[6 empty] | 0.00053817 | 0.0061946 | 0.085495 | 0.022694
[6 empty] | 0.0005372 | 0.0062049 | 0.085637 | 0.022729
[6 empty] | 0.00053629 | 0.0061775 | 0.085855 | 0.022776
[6 empty] | 0.00053529 | 0.0061432 | 0.085998 | 0.022772
[6 empty] | 0.00053435 | 0.0061125 | 0.086125 | 0.022809
[6 empty] | 0.00053332 | 0.0060758 | 0.086266 | 0.022825
[6 empty] | 0.00053235 | 0.0061205 | 0.086393 | 0.022839
[6 empty] | 0.0005313 | 0.0061639 | 0.086535 | 0.022883
[6 empty] | 0.0005347 | 0.0061576 | 0.086669 | 0.022883
[6 empty] | 0.0005293 | 0.0061594 | 0.086894 | 0.022935
[6 empty] | 0.00052824 | 0.0061412 | 0.08702 | 0.02295
[6 empty] | 0.00052725 | 0.0061033 | 0.08707 | 0.023016
[6 empty] | 0.00052619 | 0.0060908 | 0.087295 | 0.02306
[6 empty] | 0.00052521 | 0.0060593 | 0.08742 | 0.023111
[6 empty] | 0.00052416 | 0.0059689 | 0.087653 | 0.023161
[6 empty] | 0.00052319 | 0.0058939 | 0.087695 | 0.023231
[6 empty] | 0.00052651 | 0.0058338 | 0.087828 | 0.023246
[6 empty] | 0.00052119 | 0.0057468 | 0.088053 | 0.023304
[6 empty] | 0.00052026 | 0.0057561 | 0.088186 | 0.023334
[6 empty] | 0.00051928 | 0.0057691 | 0.088319 | 0.023363
[6 empty] | 0.00051838 | 0.0057499 | 0.088451 | 0.023396
[6 empty] | 0.00051744 | 0.0057516 | 0.088584 | 0.023438
[6 empty] | 0.00052089 | 0.0057728 | 0.088811 | 0.023495
[6 empty] | 0.00051569 | 0.0057917 | 0.08885 | 0.023593
[6 empty] | 0.00051489 | 0.0058018 | 0.089075 | 0.023658
[6 empty] | 0.00051405 | 0.0057132 | 0.089115 | 0.023787
[6 empty] | 0.00051327 | 0.0056257 | 0.089341 | 0.023902
[6 empty] | 0.00051255 | 0.0055687 | 0.089481 | 0.024025
[6 empty] | 0.00051606 | 0.0055167 | 0.089699 | 0.024144
[6 empty] | 0.00051115 | 0.0054357 | 0.089738 | 0.024286
[6 empty] | 0.00051046 | 0.0053732 | 0.089869 | 0.024367
[6 empty] | 0.00050988 | 0.0053599 | 0.090103 | 0.024488
[6 empty] | 0.00050926 | 0.0053146 | 0.090227 | 0.024541
[6 empty] | 0.00050875 | 0.0052605 | 0.090367 | 0.024635
[6 empty] | 0.00051245 | 0.0052162 | 0.09049 | 0.024692
[6 empty] | 0.00050778 | 0.0051507 | 0.090621 | 0.024764
[6 empty] | 0.00050732 | 0.0051042 | 0.090761 | 0.024785
[6 empty] | 0.00050693 | 0.0050964 | 0.090986 | 0.024826
[6 empty] | 0.00051083 | 0.0050526 | 0.091014 | 0.024898
[6 empty] | 0.00050627 | 0.005056 | 0.091248 | 0.024944
[6 empty] | 0.00050604 | 0.0050849 | 0.091371 | 0.024997
[6 empty] | 0.00050577 | 0.0050383 | 0.091509 | 0.02505
[6 empty] | 0.00050562 | 0.0049819 | 0.091631 | 0.025103
[6 empty] | 0.00050965 | 0.0049331 | 0.091769 | 0.02516
[6 empty] | 0.00050538 | 0.0049192 | 0.091995 | 0.02521
[6 empty] | 0.00050528 | 0.0049664 | 0.092125 | 0.025287
[6 empty] | 0.00050529 | 0.0049756 | 0.09215 | 0.025332
[6 empty] | 0.00050949 | 0.0049693 | 0.092384 | 0.025372
[6 empty] | 0.00050534 | 0.0049848 | 0.092513 | 0.02541
[6 empty] | 0.00050547 | 0.0049768 | 0.092642 | 0.025446
[6 empty] | 0.00050558 | 0.0049743 | 0.092868 | 0.025482
[6 empty] | 0.00051 | 0.0049307 | 0.092892 | 0.025554
[6 empty] | 0.00050597 | 0.0048605 | 0.093134 | 0.025576
[6 empty] | 0.00050626 | 0.0048749 | 0.093149 | 0.025658
[6 empty] | 0.00050651 | 0.0049133 | 0.093383 | 0.025719
[6 empty] | 0.00051109 | 0.0049076 | 0.093512 | 0.025783
[6 empty] | 0.0005072 | 0.0048909 | 0.093641 | 0.025847
[6 empty] | 0.00050763 | 0.004895 | 0.093875 | 0.025908
[6 empty] | 0.00050802 | 0.0048878 | 0.093897 | 0.025994
[6 empty] | 0.00051271 | 0.0048483 | 0.094124 | 0.026019
[6 empty] | 0.000509 | 0.0047796 | 0.094153 | 0.026099
[6 empty] | 0.00050949 | 0.0047484 | 0.094379 | 0.026154
[6 empty] | 0.00051433 | 0.0047551 | 0.094507 | 0.026212
[6 empty] | 0.00051062 | 0.0047308 | 0.094642 | 0.02628
[6 empty] | 0.00051126 | 0.0046882 | 0.09486 | 0.026348
[6 empty] | 0.00051186 | 0.0046023 | 0.094889 | 0.026449
[6 empty] | 0.00051682 | 0.004568 | 0.095123 | 0.026493
[6 empty] | 0.0005132 | 0.0045071 | 0.095142 | 0.026588
[6 empty] | 0.00051394 | 0.0044506 | 0.095367 | 0.026642
[6 empty] | 0.00051892 | 0.0044269 | 0.095502 | 0.026687
[6 empty] | 0.00051541 | 0.0044034 | 0.09562 | 0.026716
[6 empty] | 0.00051614 | 0.0044119 | 0.095853 | 0.02674
[6 empty] | 0.00052123 | 0.00442 | 0.095871 | 0.026756
[6 empty] | 0.00051776 | 0.0043691 | 0.096004 | 0.026804
[6 empty] | 0.00051854 | 0.0043224 | 0.09622 | 0.026827
[6 empty] | 0.00052374 | 0.0043442 | 0.096353 | 0.026837
[6 empty] | 0.00052022 | 0.0043345 | 0.096478 | 0.026911
[6 empty] | 0.00052112 | 0.0043148 | 0.096594 | 0.027003
[6 empty] | 0.0005263 | 0.0042934 | 0.096725 | 0.027049
[6 empty] | 0.00052288 | 0.0042957 | 0.09695 | 0.027129
[6 empty] | 0.00052373 | 0.0043159 | 0.096964 | 0.027245
[6 empty] | 0.00052904 | 0.0042921 | 0.097197 | 0.027301
[6 empty] | 0.00052555 | 0.004244 | 0.09732 | 0.027408
[6 empty] | 0.00052647 | 0.0042186 | 0.097443 | 0.027479
[6 empty] | 0.00053182 | 0.0041949 | 0.097566 | 0.027541
[6 empty] | 0.00052833 | 0.0042273 | 0.097688 | 0.027623
[6 empty] | 0.00053371 | 0.0042247 | 0.097912 | 0.027639
[6 empty] | 0.00053021 | 0.0041966 | 0.097933 | 0.027715
[6 empty] | 0.00053119 | 0.0042201 | 0.098157 | 0.027721
[6 empty] | 0.00053654 | 0.0041894 | 0.098279 | 0.027794
[6 empty] | 0.0005331 | 0.0041633 | 0.098401 | 0.027839
[6 empty] | 0.00053402 | 0.0041376 | 0.098524 | 0.027893
[6 empty] | 0.00053946 | 0.0041141 | 0.098646 | 0.027949
[6 empty] | 0.00053593 | 0.0041419 | 0.098769 | 0.028046
[6 empty] | 0.0005414 | 0.0041318 | 0.098994 | 0.028094
[6 empty] | 0.00053785 | 0.0040654 | 0.099125 | 0.028205
[6 empty] | 0.00053884 | 0.0040155 | 0.099239 | 0.028291
[6 empty] | 0.00054426 | 0.0039859 | 0.099259 | 0.028378
[6 empty] | 0.00054072 | 0.0039588 | 0.099588 | 0.028456
[6 empty] | 0.00054622 | 0.0039163 | 0.099616 | 0.028529
[6 empty] | 0.00054262 | 0.0038641 | 0.09973 | 0.028626
[6 empty] | 0.00054361 | 0.0038334 | 0.099956 | 0.028652
[6 empty] | 0.00054905 | 0.0038244 | 0.099984 | 0.028741
[6 empty] | 0.00054549 | 0.0038275 | 0.1002 | 0.028798
[6 empty] | 0.00055095 | 0.0038102 | 0.10033 | 0.028868
[6 empty] | 0.00054737 | 0.0037631 | 0.10045 | 0.028952
[6 empty] | 0.00055282 | 0.0037236 | 0.10068 | 0.029045
[6 empty] | 0.00054922 | 0.0037151 | 0.10069 | 0.029155
[6 empty] | 0.0005501 | 0.0036702 | 0.10093 | 0.029297
[6 empty] | 0.00055564 | 0.0036078 | 0.10094 | 0.029415
[6 empty] | 0.00055192 | 0.0036022 | 0.10117 | 0.029493
[6 empty] | 0.00055747 | 0.0035857 | 0.10129 | 0.02962
[6 empty] | 0.00055372 | 0.0036124 | 0.10141 | 0.029739
[6 empty] | 0.00055926 | 0.0035984 | 0.10154 | 0.02978
[6 empty] | 0.00055549 | 0.0035412 | 0.10176 | 0.02984
[6 empty] | 0.00056099 | 0.0035568 | 0.10177 | 0.029918
[6 empty] | 0.00055726 | 0.0035758 | 0.10199 | 0.029935
[6 empty] | 0.00055808 | 0.0035719 | 0.10212 | 0.030009
[6 empty] | 0.00056361 | 0.003552 | 0.10223 | 0.030055
[6 empty] | 0.00055976 | 0.0035426 | 0.10235 | 0.030102
[6 empty] | 0.00056529 | 0.0035353 | 0.10247 | 0.030183
[6 empty] | 0.0005614 | 0.0035446 | 0.10269 | 0.030201
[6 empty] | 0.00056692 | 0.0035373 | 0.1027 | 0.030281
[6 empty] | 0.00056299 | 0.0035249 | 0.10292 | 0.030294
[6 empty] | 0.0005685 | 0.0035353 | 0.10303 | 0.030363
[6 empty] | 0.00056453 | 0.0035567 | 0.10314 | 0.030395
[6 empty] | 0.00057003 | 0.0035791 | 0.10325 | 0.030421
[6 empty] | 0.00056602 | 0.0035782 | 0.10336 | 0.030442
[6 empty] | 0.0005715 | 0.0035806 | 0.10359 | 0.030496
[6 empty] | 0.00056745 | 0.003628 | 0.10358 | 0.030484
[6 empty] | 0.00057291 | 0.0036629 | 0.10379 | 0.030542
[6 empty] | 0.00056881 | 0.0036548 | 0.1039 | 0.030578
[6 empty] | 0.00057421 | 0.003607 | 0.10402 | 0.030624
[6 empty] | 0.00057014 | 0.0035452 | 0.10411 | 0.030683
[6 empty] | 0.00057548 | 0.0035146 | 0.10422 | 0.030745
[6 empty] | 0.00057136 | 0.0035032 | 0.10444 | 0.030851
[6 empty] | 0.00057666 | 0.0034857 | 0.10442 | 0.030889
[6 empty] | 0.00057726 | 0.0034467 | 0.10464 | 0.03099
[6 empty] | 0.00057299 | 0.0033904 | 0.10474 | 0.031055
[6 empty] | 0.00057832 | 0.0033662 | 0.10485 | 0.031106
[6 empty] | 0.00057399 | 0.0033464 | 0.10494 | 0.031151
[6 empty] | 0.00057927 | 0.0032769 | 0.10505 | 0.031181
[6 empty] | 0.00057489 | 0.0032046 | 0.10515 | 0.031241
[6 empty] | 0.00058013 | 0.0032044 | 0.10536 | 0.031229
[6 empty] | 0.00057569 | 0.0031678 | 0.10547 | 0.031278
[6 empty] | 0.00058088 | 0.0031027 | 0.10556 | 0.031306
[6 empty] | 0.00057637 | 0.0030715 | 0.10567 | 0.031341
[6 empty] | 0.00058152 | 0.00307 | 0.10577 | 0.031391
[6 empty] | 0.00058175 | 0.0030373 | 0.10587 | 0.031456
[6 empty] | 0.00057722 | 0.0029833 | 0.10607 | 0.031575
[6 empty] | 0.0005822 | 0.0029369 | 0.10608 | 0.031643
[6 empty] | 0.00057757 | 0.0028568 | 0.10629 | 0.031789
[6 empty] | 0.00058257 | 0.0028335 | 0.10639 | 0.031912
[6 empty] | 0.00057783 | 0.0028577 | 0.10649 | 0.032039
[6 empty] | 0.00058276 | 0.0029147 | 0.10659 | 0.032169
[6 empty] | 0.00058276 | 0.0029691 | 0.1067 | 0.032295
[6 empty] | 0.000578 | 0.0029764 | 0.10691 | 0.032458
[6 empty] | 0.00058274 | 0.0030241 | 0.1069 | 0.032541
[6 empty] | 0.00057791 | 0.0030795 | 0.10712 | 0.032688
[6 empty] | 0.00058258 | 0.003096 | 0.10722 | 0.032795
[6 empty] | 0.00058248 | 0.0031398 | 0.10732 | 0.032897
[6 empty] | 0.00057746 | 0.0031905 | 0.10742 | 0.032992
[6 empty] | 0.0005821 | 0.0031902 | 0.10753 | 0.033084
[6 empty] | 0.00057701 | 0.0031407 | 0.10775 | 0.033212
[6 empty] | 0.00058156 | 0.0031398 | 0.10773 | 0.033302
[6 empty] | 0.0005812 | 0.0032101 | 0.10795 | 0.033363
[6 empty] | 0.00057608 | 0.0031964 | 0.10806 | 0.033496
[6 empty] | 0.00058043 | 0.0031386 | 0.10815 | 0.033601
[6 empty] | 0.00058003 | 0.0031644 | 0.10825 | 0.033702
[6 empty] | 0.00057472 | 0.0031653 | 0.10847 | 0.033839
[6 empty] | 0.00057903 | 0.0031269 | 0.10845 | 0.033906
[6 empty] | 0.00057844 | 0.00318 | 0.10867 | 0.034033
[6 empty] | 0.00057311 | 0.0032395 | 0.10876 | 0.034126
[6 empty] | 0.00057721 | 0.0032028 | 0.10876 | 0.034213
[6 empty] | 0.00057181 | 0.0031633 | 0.10907 | 0.034292
[6 empty] | 0.00057583 | 0.0030858 | 0.10906 | 0.034371
[6 empty] | 0.00057512 | 0.0030583 | 0.10915 | 0.034448
[6 empty] | 0.00056956 | 0.0030662 | 0.10937 | 0.034554
[6 empty] | 0.00057348 | 0.0030523 | 0.10935 | 0.034583
[6 empty] | 0.00057267 | 0.0030542 | 0.10955 | 0.034684
[6 empty] | 0.00056702 | 0.0030209 | 0.10965 | 0.034743
[6 empty] | 0.00057086 | 0.0029745 | 0.10974 | 0.034798
[6 empty] | 0.00056986 | 0.0029945 | 0.10983 | 0.034847
[6 empty] | 0.00056422 | 0.0029951 | 0.11004 | 0.034935
[6 empty] | 0.00056786 | 0.0029264 | 0.11 | 0.034947
[6 empty] | 0.00056684 | 0.0028315 | 0.11022 | 0.035032
[6 empty] | 0.00056572 | 0.0028018 | 0.1103 | 0.035084
[6 empty] | 0.00055999 | 0.0028159 | 0.11039 | 0.035142
[6 empty] | 0.00056348 | 0.0028026 | 0.11048 | 0.035209
[6 empty] | 0.00056235 | 0.0027924 | 0.11056 | 0.035287
[6 empty] | 0.00055649 | 0.0028177 | 0.11065 | 0.035375
[6 empty] | 0.00055995 | 0.0028126 | 0.11084 | 0.035508
[6 empty] | 0.00055867 | 0.0027683 | 0.11081 | 0.035573
[6 empty] | 0.00055285 | 0.0027255 | 0.11101 | 0.035712
[6 empty] | 0.00055613 | 0.0026682 | 0.1111 | 0.035809
[6 empty] | 0.00055487 | 0.0026372 | 0.11117 | 0.035896
[6 empty] | 0.00055352 | 0.0026135 | 0.11136 | 0.036012
[6 empty] | 0.00054766 | 0.0025337 | 0.11133 | 0.036035
[6 empty] | 0.00055084 | 0.0024795 | 0.11153 | 0.036125
[6 empty] | 0.00054952 | 0.002453 | 0.11148 | 0.036137
[6 empty] | 0.00054811 | 0.0024113 | 0.11167 | 0.036214
[6 empty] | 0.00054225 | 0.0024125 | 0.11175 | 0.03626
[6 empty] | 0.00054534 | 0.0023866 | 0.11182 | 0.036316
[6 empty] | 0.00054397 | 0.0023352 | 0.11202 | 0.036414
[6 empty] | 0.00054254 | 0.0023525 | 0.11197 | 0.036457
[6 empty] | 0.0005367 | 0.0023766 | 0.11215 | 0.036579
[6 empty] | 0.00053972 | 0.0023814 | 0.11212 | 0.036646
[6 empty] | 0.00053835 | 0.0023938 | 0.1123 | 0.036789
[6 empty] | 0.0005369 | 0.0024008 | 0.11237 | 0.036905
[6 empty] | 0.00053111 | 0.0023997 | 0.11243 | 0.037015
[6 empty] | 0.0005341 | 0.0023419 | 0.11263 | 0.037168
[6 empty] | 0.00053274 | 0.0023118 | 0.11258 | 0.037238
[6 empty] | 0.00053132 | 0.0023342 | 0.11276 | 0.037375
[6 empty] | 0.0005256 | 0.0023625 | 0.11283 | 0.037436
[6 empty] | 0.00052858 | 0.0023767 | 0.11277 | 0.037566
[6 empty] | 0.00052727 | 0.0024104 | 0.11296 | 0.037654
[6 empty] | 0.0005259 | 0.002444 | 0.11314 | 0.037775
[6 empty] | 0.00052461 | 0.0024265 | 0.11309 | 0.037812
[6 empty] | 0.00051895 | 0.0023897 | 0.11314 | 0.037891
[6 empty] | 0.00052203 | 0.0023142 | 0.11332 | 0.038
[6 empty] | 0.00052073 | 0.002264 | 0.11339 | 0.038066
[6 empty] | 0.00051952 | 0.0022754 | 0.11345 | 0.038126
[6 empty] | 0.00051827 | 0.0022958 | 0.11351 | 0.03818
[6 empty] | 0.00051285 | 0.0023534 | 0.11357 | 0.038228
[6 empty] | 0.00051592 | 0.0023886 | 0.11362 | 0.038273
[6 empty] | 0.00051482 | 0.0023892 | 0.11381 | 0.038356
[6 empty] | 0.00051368 | 0.0024006 | 0.11385 | 0.038364
[6 empty] | 0.00051264 | 0.0023895 | 0.11379 | 0.03846
[6 empty] | 0.00050734 | 0.0023224 | 0.11397 | 0.038522
[6 empty] | 0.00051056 | 0.00228 | 0.11402 | 0.038601
[6 empty] | 0.00050962 | 0.0022946 | 0.1142 | 0.038736
[6 empty] | 0.00050864 | 0.0022871 | 0.11413 | 0.038808
[6 empty] | 0.00050777 | 0.002257 | 0.1143 | 0.038936
[6 empty] | 0.00050691 | 0.0022437 | 0.11423 | 0.039107
[6 empty] | 0.00050187 | 0.0022617 | 0.11441 | 0.039251
[6 empty] | 0.00050526 | 0.0022681 | 0.11445 | 0.039389
[6 empty] | 0.00050455 | 0.0022332 | 0.11451 | 0.039525
[6 empty] | 0.00050381 | 0.0022384 | 0.11467 | 0.039654
[6 empty] | 0.00050318 | 0.0022551 | 0.11461 | 0.039804
[6 empty] | 0.00050253 | 0.0022906 | 0.11476 | 0.039865
[6 empty] | 0.00050199 | 0.0023321 | 0.1147 | 0.039986
[6 empty] | 0.00050146 | 0.0023167 | 0.11485 | 0.040059
[6 empty] | 0.0004968 | 0.0022977 | 0.11491 | 0.040117
[6 empty] | 0.00050049 | 0.0022657 | 0.11494 | 0.040163
[6 empty] | 0.00050012 | 0.0022325 | 0.11512 | 0.040209
[6 empty] | 0.00049974 | 0.002233 | 0.11504 | 0.040286
[6 empty] | 0.00049946 | 0.0021898 | 0.1152 | 0.040274
[6 empty] | 0.00049917 | 0.0021804 | 0.11512 | 0.040349
[6 empty] | 0.00049899 | 0.0022207 | 0.11528 | 0.040377
[6 empty] | 0.00049879 | 0.0022716 | 0.11532 | 0.040406
[6 empty] | 0.00049458 | 0.0023131 | 0.11548 | 0.040436
[6 empty] | 0.00049859 | 0.0023172 | 0.1154 | 0.04051
[6 empty] | 0.00049859 | 0.002283 | 0.11544 | 0.040505
[6 empty] | 0.00049857 | 0.0022768 | 0.11559 | 0.040595
[6 empty] | 0.00049867 | 0.0022787 | 0.11563 | 0.040647
[6 empty] | 0.00049874 | 0.002242 | 0.11566 | 0.040709
[6 empty] | 0.00049893 | 0.0022424 | 0.1157 | 0.040777
[6 empty] | 0.00049909 | 0.0022568 | 0.11573 | 0.040853
[6 empty] | 0.00049936 | 0.002262 | 0.11576 | 0.040938
[6 empty] | 0.00049965 | 0.0022679 | 0.11591 | 0.041063
[6 empty] | 0.00049994 | 0.0022668 | 0.11594 | 0.041111
[6 empty] | 0.00050035 | 0.0022596 | 0.11598 | 0.041244
[6 empty] | 0.00050073 | 0.0022318 | 0.11588 | 0.041338
[6 empty] | 0.00049704 | 0.0021848 | 0.11615 | 0.041436
[6 empty] | 0.00050171 | 0.002168 | 0.11606 | 0.04157
[6 empty] | 0.00050221 | 0.0021955 | 0.11608 | 0.041626
[6 empty] | 0.00050282 | 0.0022096 | 0.11624 | 0.041773
[6 empty] | 0.0005034 | 0.0021729 | 0.11625 | 0.041831
[6 empty] | 0.00050408 | 0.002116 | 0.11617 | 0.041981
[6 empty] | 0.00050477 | 0.0020626 | 0.1163 | 0.042097
[6 empty] | 0.00050546 | 0.0020358 | 0.11645 | 0.04221
[6 empty] | 0.00050625 | 0.0020257 | 0.11635 | 0.042374
[6 empty] | 0.000507 | 0.0020483 | 0.11638 | 0.042445
[6 empty] | 0.00050786 | 0.0020602 | 0.11651 | 0.042608
[6 empty] | 0.00050868 | 0.0020677 | 0.11654 | 0.042676
[6 empty] | 0.00050959 | 0.002085 | 0.11655 | 0.042835
[6 empty] | 0.00051047 | 0.0020358 | 0.11656 | 0.042948
[6 empty] | 0.00051145 | 0.0019837 | 0.11659 | 0.043105
[6 empty] | 0.00051238 | 0.0019624 | 0.1166 | 0.04319
[6 empty] | 0.00051341 | 0.0019503 | 0.11674 | 0.043324
[6 empty] | 0.00051439 | 0.001945 | 0.11664 | 0.043513
[6 empty] | 0.00051546 | 0.0019529 | 0.11677 | 0.043666
[6 empty] | 0.00051649 | 0.0019584 | 0.11678 | 0.043819
[6 empty] | 0.0005176 | 0.0019867 | 0.11679 | 0.043978
[6 empty] | 0.00051867 | 0.001966 | 0.1168 | 0.044127
[6 empty] | 0.00051982 | 0.0018832 | 0.11694 | 0.044262
[6 empty] | 0.00052092 | 0.0018564 | 0.11683 | 0.044427
[6 empty] | 0.00052211 | 0.001864 | 0.11695 | 0.044527
[6 empty] | 0.00052324 | 0.0019232 | 0.11696 | 0.044562
[6 empty] | 0.00052445 | 0.0019598 | 0.11697 | 0.044664
[6 empty] | 0.0005256 | 0.0019143 | 0.11699 | 0.044746
[6 empty] | 0.00052684 | 0.0018661 | 0.11698 | 0.044719
[6 empty] | 0.00052801 | 0.0018402 | 0.1171 | 0.044723
[6 empty] | 0.00052926 | 0.0018261 | 0.11699 | 0.044768
[6 empty] | 0.00053045 | 0.0017992 | 0.11711 | 0.044762
[6 empty] | 0.00053172 | 0.0017895 | 0.11711 | 0.044723
[6 empty] | 0.00053292 | 0.0018285 | 0.11712 | 0.044836
[6 empty] | 0.00053419 | 0.0018593 | 0.11711 | 0.044838
[6 empty] | 0.0005354 | 0.0018967 | 0.11711 | 0.044902
[6 empty] | 0.00053668 | 0.0019319 | 0.11724 | 0.044992
[6 empty] | 0.00054233 | 0.0019038 | 0.11722 | 0.04515
[6 empty] | 0.00053917 | 0.0018608 | 0.11711 | 0.045269
[6 empty] | 0.00054037 | 0.0018601 | 0.11721 | 0.045406
[6 empty] | 0.00054165 | 0.001865 | 0.11721 | 0.045538
[6 empty] | 0.00054285 | 0.0018986 | 0.11733 | 0.045677
[6 empty] | 0.00054412 | 0.0019332 | 0.1172 | 0.045806
[6 empty] | 0.00054531 | 0.0019649 | 0.11718 | 0.045983
[6 empty] | 0.00054657 | 0.0019536 | 0.11729 | 0.046106
[6 empty] | 0.00054775 | 0.0019148 | 0.11727 | 0.046175
[6 empty] | 0.000549 | 0.0018903 | 0.11727 | 0.04634
[6 empty] | 0.00055016 | 0.0018849 | 0.11725 | 0.046497
[6 empty] | 0.00055139 | 0.0018837 | 0.11722 | 0.046551
[6 empty] | 0.00055711 | 0.0018483 | 0.11733 | 0.046653
[6 empty] | 0.00055376 | 0.0018336 | 0.11719 | 0.046789
[6 empty] | 0.00055493 | 0.0018316 | 0.11729 | 0.04687
[6 empty] | 0.00055605 | 0.0018106 | 0.11726 | 0.046892
[6 empty] | 0.00055723 | 0.0017825 | 0.11724 | 0.047013
[6 empty] | 0.00055833 | 0.0017958 | 0.11721 | 0.047128
[6 empty] | 0.0005595 | 0.0017849 | 0.11718 | 0.047151
[6 empty] | 0.00056058 | 0.0017303 | 0.11726 | 0.047226
[6 empty] | 0.00056172 | 0.0017131 | 0.11723 | 0.047355
[6 empty] | 0.00056742 | 0.0017129 | 0.11708 | 0.047443
[6 empty] | 0.00056389 | 0.0017262 | 0.11716 | 0.047535
[6 empty] | 0.00056492 | 0.0017333 | 0.11712 | 0.04763
[6 empty] | 0.00056602 | 0.0017232 | 0.1172 | 0.047727
[6 empty] | 0.00056702 | 0.0017357 | 0.11704 | 0.047812
[6 empty] | 0.00056809 | 0.0017982 | 0.11712 | 0.047944
[6 empty] | 0.00056907 | 0.0018707 | 0.11695 | 0.048026
[6 empty] | 0.00057483 | 0.0018396 | 0.11701 | 0.04806
[6 empty] | 0.00057108 | 0.0017934 | 0.11696 | 0.0482
[6 empty] | 0.0005721 | 0.0017578 | 0.11692 | 0.048342
[6 empty] | 0.00057303 | 0.0017135 | 0.11686 | 0.048411
[6 empty] | 0.00057402 | 0.0017219 | 0.11692 | 0.048539
[6 empty] | 0.00057493 | 0.001717 | 0.11675 | 0.048736
[6 empty] | 0.00058066 | 0.0016863 | 0.1168 | 0.048902
[6 empty] | 0.00057678 | 0.0016647 | 0.11675 | 0.049017
[6 empty] | 0.00057773 | 0.0016401 | 0.11667 | 0.049237
[6 empty] | 0.00057858 | 0.001583 | 0.11662 | 0.049441
[6 empty] | 0.0005795 | 0.0015222 | 0.11666 | 0.04954
[6 empty] | 0.00058033 | 0.0014904 | 0.11648 | 0.049661
[6 empty] | 0.00058603 | 0.0014714 | 0.11653 | 0.049821
[6 empty] | 0.00058203 | 0.0014489 | 0.11633 | 0.049909
[6 empty] | 0.0005829 | 0.0014028 | 0.11638 | 0.049981
[6 empty] | 0.00058372 | 0.0014004 | 0.11642 | 0.050041
[6 empty] | 0.00058449 | 0.0013891 | 0.11623 | 0.050104
[6 empty] | 0.00059015 | 0.0013589 | 0.11614 | 0.050164
[6 empty] | 0.00058606 | 0.0012928 | 0.11619 | 0.050277
[6 empty] | 0.00058686 | 0.001203 | 0.11599 | 0.050346
[6 empty] | 0.00058758 | 0.0011994 | 0.11603 | 0.05042
[6 empty] | 0.00059321 | 0.0012188 | 0.11595 | 0.050511
[6 empty] | 0.00058904 | 0.0012734 | 0.11587 | 0.050609
[6 empty] | 0.00058978 | 0.0013394 | 0.1159 | 0.050718
[6 empty] | 0.00059044 | 0.001359 | 0.1157 | 0.05084
[6 empty] | 0.00059116 | 0.0013614 | 0.11573 | 0.051022
[6 empty] | 0.00059667 | 0.0013466 | 0.11553 | 0.051166
[6 empty] | 0.00059247 | 0.0013332 | 0.11555 | 0.051305
[6 empty] | 0.00059306 | 0.0013314 | 0.11547 | 0.051448
[6 empty] | 0.00059371 | 0.0013314 | 0.11549 | 0.051587
[6 empty] | 0.00059918 | 0.0013401 | 0.1153 | 0.051719
[6 empty] | 0.00059489 | 0.0013646 | 0.1152 | 0.051893
[6 empty] | 0.00059541 | 0.0013852 | 0.11522 | 0.051956
[6 empty] | 0.00059599 | 0.0014252 | 0.11513 | 0.052104
[6 empty] | 0.00060144 | 0.0014252 | 0.11505 | 0.052196
[6 empty] | 0.00059698 | 0.0013925 | 0.11495 | 0.052286
[6 empty] | 0.0005975 | 0.0014017 | 0.11485 | 0.052415
[6 empty] | 0.00060286 | 0.00136 | 0.11488 | 0.052442
[6 empty] | 0.0005984 | 0.00131 | 0.11466 | 0.052577
[6 empty] | 0.00059878 | 0.0013503 | 0.11469 | 0.052598
[6 empty] | 0.00059921 | 0.0013686 | 0.11458 | 0.052731
[6 empty] | 0.0006045 | 0.0013209 | 0.11449 | 0.052802
[6 empty] | 0.00059993 | 0.0012792 | 0.11438 | 0.05288
[6 empty] | 0.00060022 | 0.0012641 | 0.11429 | 0.053005
[6 empty] | 0.00060552 | 0.0012393 | 0.1143 | 0.053022
[6 empty] | 0.00060079 | 0.001194 | 0.1142 | 0.053156
[6 empty] | 0.00060108 | 0.0012097 | 0.11397 | 0.053237
[6 empty] | 0.00060126 | 0.001234 | 0.11399 | 0.053268
[6 empty] | 0.00060647 | 0.0012006 | 0.11388 | 0.053474
[6 empty] | 0.00060163 | 0.0011946 | 0.11388 | 0.053525
[6 empty] | 0.00060181 | 0.0012115 | 0.11365 | 0.053634
[6 empty] | 0.00060685 | 0.0012151 | 0.11366 | 0.053799
[6 empty] | 0.00060201 | 0.0011953 | 0.11343 | 0.053851
[6 empty] | 0.00060207 | 0.0011764 | 0.11343 | 0.054014
[6 empty] | 0.00060703 | 0.0011794 | 0.11331 | 0.054112
[6 empty] | 0.0006021 | 0.0011638 | 0.11319 | 0.054205
[6 empty] | 0.00060203 | 0.0011685 | 0.11318 | 0.054353
[6 empty] | 0.00060698 | 0.0011801 | 0.11295 | 0.054385
[6 empty] | 0.00060189 | 0.0011363 | 0.11293 | 0.054535
[6 empty] | 0.00060181 | 0.0010656 | 0.1127 | 0.054642
[6 empty] | 0.0006066 | 0.0010625 | 0.11268 | 0.054706
[6 empty] | 0.0006015 | 0.0010976 | 0.11255 | 0.054948
[6 empty] | 0.00060126 | 0.0011224 | 0.11254 | 0.055038
[6 empty] | 0.00060604 | 0.0011364 | 0.11229 | 0.055194
[6 empty] | 0.00060078 | 0.0011509 | 0.11226 | 0.055398
[6 empty] | 0.00060055 | 0.0011746 | 0.11202 | 0.055494
[6 empty] | 0.00060516 | 0.001143 | 0.112 | 0.055692
[6 empty] | 0.00059991 | 0.0011503 | 0.11185 | 0.055831
[6 empty] | 0.0006045 | 0.0012085 | 0.11172 | 0.055951
[6 empty] | 0.00059913 | 0.0012043 | 0.11157 | 0.056129
[6 empty] | 0.00059877 | 0.0011788 | 0.11155 | 0.056182
[6 empty] | 0.00060324 | 0.0011242 | 0.11139 | 0.056353
[6 empty] | 0.00059789 | 0.0010828 | 0.11114 | 0.056401
[6 empty] | 0.00060232 | 0.0010707 | 0.11111 | 0.056569
[6 empty] | 0.00059693 | 0.0010611 | 0.11096 | 0.056668
[6 empty] | 0.00059638 | 0.0010729 | 0.1108 | 0.056827
[6 empty] | 0.00060082 | 0.0010446 | 0.11077 | 0.056862
[6 empty] | 0.00059532 | 0.0010616 | 0.1105 | 0.056942
[6 empty] | 0.00059971 | 0.0011088 | 0.11045 | 0.057079
[6 empty] | 0.00059419 | 0.0011071 | 0.1103 | 0.057148
[6 empty] | 0.00059364 | 0.0010675 | 0.11014 | 0.057213
[6 empty] | 0.00059794 | 0.0010518 | 0.10998 | 0.05727
[6 empty] | 0.0005924 | 0.0010486 | 0.10982 | 0.057335
[6 empty] | 0.00059671 | 0.0010334 | 0.10977 | 0.057454
[6 empty] | 0.00059116 | 0.0010795 | 0.10949 | 0.057463
[6 empty] | 0.00059057 | 0.0011039 | 0.10944 | 0.057591
[6 empty] | 0.00059477 | 0.0011228 | 0.10928 | 0.057671
[6 empty] | 0.0005893 | 0.0011002 | 0.10911 | 0.057759
[6 empty] | 0.00059349 | 0.0010619 | 0.10894 | 0.057856
[6 empty] | 0.00058803 | 0.0010661 | 0.10877 | 0.05802
[6 empty] | 0.0005922 | 0.0010605 | 0.10872 | 0.058079
[6 empty] | 0.00058675 | 0.001088 | 0.10854 | 0.05826
[6 empty] | 0.00059093 | 0.0011403 | 0.10826 | 0.058394
[6 empty] | 0.0005855 | 0.0011408 | 0.10819 | 0.058465
[6 empty] | 0.00058484 | 0.0011178 | 0.10812 | 0.058714
[6 empty] | 0.0005891 | 0.0011379 | 0.10785 | 0.058788
[6 empty] | 0.00058367 | 0.001136 | 0.10766 | 0.058918
[6 empty] | 0.00058786 | 0.0011085 | 0.10758 | 0.059109
[6 empty] | 0.00058251 | 0.0010904 | 0.10741 | 0.059233
[6 empty] | 0.00058671 | 0.0010994 | 0.10722 | 0.059363
[6 empty] | 0.00058139 | 0.0011249 | 0.10704 | 0.059504
[6 empty] | 0.00058562 | 0.0011134 | 0.10686 | 0.05964
[6 empty] | 0.00058035 | 0.0011085 | 0.10666 | 0.059791
[6 empty] | 0.0005846 | 0.0011262 | 0.10659 | 0.059995
[6 empty] | 0.00057937 | 0.0010944 | 0.10629 | 0.060091
[6 empty] | 0.00058365 | 0.001073 | 0.10621 | 0.060291
[6 empty] | 0.00057847 | 0.0010762 | 0.10601 | 0.060433
[6 empty] | 0.00058282 | 0.0010828 | 0.10582 | 0.060557
[6 empty] | 0.00057762 | 0.001085 | 0.10573 | 0.060662
[6 empty] | 0.00058205 | 0.0011023 | 0.10543 | 0.060823
[6 empty] | 0.00057689 | 0.0011017 | 0.10533 | 0.060844
[6 empty] | 0.00058137 | 0.0010569 | 0.10503 | 0.060974
[6 empty] | 0.00057626 | 0.0010661 | 0.10493 | 0.061032
[6 empty] | 0.00058078 | 0.0010796 | 0.10473 | 0.061096
[6 empty] | 0.00057573 | 0.0010704 | 0.10452 | 0.061155
[6 empty] | 0.0005803 | 0.0010527 | 0.10442 | 0.06128
[6 empty] | 0.0005753 | 0.0010453 | 0.1041 | 0.061291
[6 empty] | 0.00057991 | 0.0010819 | 0.104 | 0.061437
[6 empty] | 0.00057497 | 0.0010881 | 0.10379 | 0.061538
[6 empty] | 0.00057962 | 0.0011015 | 0.10358 | 0.061658
[6 empty] | 0.00057952 | 0.001132 | 0.10337 | 0.061799
[6 empty] | 0.00057465 | 0.001132 | 0.10315 | 0.061957
[6 empty] | 0.00057938 | 0.0010579 | 0.10303 | 0.062187
[6 empty] | 0.00057456 | 0.00096144 | 0.10271 | 0.0623
[6 empty] | 0.00057933 | 0.00093475 | 0.10259 | 0.06253
[6 empty] | 0.00057455 | 0.00095809 | 0.10236 | 0.062692
[6 empty] | 0.00057937 | 0.00097707 | 0.10215 | 0.062826
[6 empty] | 0.00057464 | 0.00096903 | 0.10191 | 0.062947
[6 empty] | 0.0005795 | 0.00096911 | 0.10178 | 0.063056
[6 empty] | 0.00057959 | 0.00096972 | 0.10145 | 0.063207
[6 empty] | 0.00057491 | 0.00098101 | 0.10133 | 0.063295
[6 empty] | 0.00057982 | 0.0010252 | 0.10109 | 0.063391
[6 empty] | 0.00057517 | 0.0010101 | 0.10086 | 0.063484
[6 empty] | 0.00058012 | 0.00095107 | 0.10062 | 0.063599
[6 empty] | 0.00058025 | 0.00092623 | 0.10039 | 0.063715
[6 empty] | 0.00057572 | 0.00089285 | 0.10024 | 0.063852
[6 empty] | 0.00058063 | 0.00089155 | 0.099905 | 0.064047
[6 empty] | 0.00057612 | 0.00086558 | 0.099753 | 0.064192
[6 empty] | 0.00058105 | 0.00082257 | 0.099517 | 0.064324
[6 empty] | 0.00058131 | 0.00079374 | 0.099273 | 0.064461
[6 empty] | 0.00057678 | 0.00076368 | 0.099018 | 0.064585
[6 empty] | 0.00058174 | 0.00077595 | 0.098877 | 0.064702
[6 empty] | 0.00057724 | 0.00082153 | 0.098532 | 0.064871
[6 empty] | 0.00058221 | 0.00084404 | 0.098379 | 0.064985
[6 empty] | 0.00058249 | 0.00081662 | 0.098128 | 0.065095
[6 empty] | 0.00057792 | 0.00079519 | 0.097869 | 0.06521
[6 empty] | 0.00058297 | 0.00079452 | 0.097625 | 0.065332
[6 empty] | 0.00058317 | 0.00081846 | 0.097372 | 0.065464
[6 empty] | 0.00057866 | 0.00085039 | 0.097213 | 0.0656
[6 empty] | 0.00058366 | 0.00080888 | 0.096865 | 0.065822
[6 empty] | 0.00057906 | 0.00075829 | 0.096705 | 0.065967
[6 empty] | 0.00058409 | 0.0007302 | 0.09645 | 0.066117
[6 empty] | 0.00058425 | 0.00072215 | 0.096194 | 0.066258
[6 empty] | 0.0005797 | 0.00077016 | 0.095938 | 0.066388
[6 empty] | 0.00058463 | 0.00081637 | 0.095782 | 0.066564
[6 empty] | 0.00058483 | 0.0008224 | 0.095424 | 0.066591
[6 empty] | 0.00058016 | 0.0007869 | 0.09526 | 0.066732
[6 empty] | 0.00058513 | 0.00077638 | 0.095002 | 0.06678
[6 empty] | 0.00058526 | 0.00083838 | 0.094751 | 0.066821
[6 empty] | 0.00058053 | 0.00089791 | 0.094484 | 0.066856
[6 empty] | 0.00058546 | 0.00092711 | 0.094317 | 0.066898
[6 empty] | 0.00058549 | 0.00099486 | 0.093974 | 0.067005
[6 empty] | 0.0005808 | 0.0010426 | 0.093798 | 0.067068
[6 empty] | 0.00058559 | 0.0010804 | 0.093545 | 0.067089
[6 empty] | 0.00058565 | 0.0010999 | 0.093277 | 0.067247
[6 empty] | 0.00058082 | 0.0010579 | 0.093015 | 0.067364
[6 empty] | 0.00058564 | 0.001026 | 0.092761 | 0.067542
[6 empty] | 0.0005856 | 0.0010245 | 0.092491 | 0.067598
[6 empty] | 0.0005855 | 0.0010063 | 0.092326 | 0.067772
[6 empty] | 0.00058067 | 0.0010276 | 0.092062 | 0.067861
[6 empty] | 0.00058533 | 0.0011023 | 0.091798 | 0.067883
[6 empty] | 0.00058525 | 0.0011521 | 0.091526 | 0.06809
[6 empty] | 0.00058028 | 0.0011663 | 0.091267 | 0.068093
[6 empty] | 0.00058496 | 0.0011515 | 0.091001 | 0.068183
[6 empty] | 0.00058474 | 0.0011219 | 0.090815 | 0.068353
[6 empty] | 0.00058459 | 0.0011144 | 0.090555 | 0.068417
[6 empty] | 0.00057959 | 0.0011632 | 0.090285 | 0.068645
[6 empty] | 0.0005841 | 0.0012588 | 0.090015 | 0.068832
[6 empty] | 0.0005839 | 0.0012896 | 0.089744 | 0.069055
[6 empty] | 0.00057881 | 0.0012791 | 0.089473 | 0.069356
[6 empty] | 0.00058336 | 0.00127 | 0.089288 | 0.069529
[6 empty] | 0.00058302 | 0.0012223 | 0.088928 | 0.069831
[6 empty] | 0.00058276 | 0.0012058 | 0.08874 | 0.070055
[6 empty] | 0.00057763 | 0.0012069 | 0.088465 | 0.070243
[6 empty] | 0.00058211 | 0.0012002 | 0.088189 | 0.070409
[6 empty] | 0.00058176 | 0.001226 | 0.087913 | 0.070548
[6 empty] | 0.00058138 | 0.0012415 | 0.087727 | 0.070665
[6 empty] | 0.00058106 | 0.0012038 | 0.087356 | 0.070833
[6 empty] | 0.0005759 | 0.0011939 | 0.087162 | 0.070924
[6 empty] | 0.00058032 | 0.0012125 | 0.086882 | 0.071018
[6 empty] | 0.00057991 | 0.0012261 | 0.086608 | 0.071103
[6 empty] | 0.00057957 | 0.0012285 | 0.086319 | 0.071207
[6 empty] | 0.00057445 | 0.0012131 | 0.086121 | 0.071307
[6 empty] | 0.00057878 | 0.0011995 | 0.085761 | 0.071489
[6 empty] | 0.00057845 | 0.0012211 | 0.085553 | 0.071544
[6 empty] | 0.00057804 | 0.0012366 | 0.085276 | 0.07173
[6 empty] | 0.00057771 | 0.0012099 | 0.084984 | 0.071859
[6 empty] | 0.00057258 | 0.0011492 | 0.084706 | 0.071975
[6 empty] | 0.000577 | 0.0011128 | 0.084413 | 0.072172
[6 empty] | 0.00057662 | 0.0010818 | 0.084215 | 0.072215
[6 empty] | 0.00057633 | 0.001055 | 0.083846 | 0.072407
[6 empty] | 0.00057602 | 0.0010509 | 0.083633 | 0.072521
[6 empty] | 0.00057096 | 0.0010216 | 0.083351 | 0.072557
[6 empty] | 0.00057543 | 0.0010154 | 0.083062 | 0.072815
[6 empty] | 0.00057513 | 0.0010079 | 0.082767 | 0.072856
[6 empty] | 0.00057492 | 0.00099092 | 0.082564 | 0.07297
[6 empty] | 0.00057466 | 0.00099368 | 0.082194 | 0.073158
[6 empty] | 0.00056979 | 0.0009941 | 0.081984 | 0.073278
[6 empty] | 0.00057431 | 0.0009655 | 0.081694 | 0.073326
[6 empty] | 0.00057412 | 0.00093945 | 0.081403 | 0.07353
[6 empty] | 0.00057403 | 0.00087875 | 0.081112 | 0.073732
[6 empty] | 0.00057389 | 0.0008421 | 0.080822 | 0.073792
[6 empty] | 0.00057386 | 0.00086132 | 0.080609 | 0.073997
[6 empty] | 0.00057378 | 0.00084174 | 0.080317 | 0.074059
[6 empty] | 0.00056911 | 0.00080008 | 0.080025 | 0.074264
[6 empty] | 0.00057383 | 0.00076601 | 0.079734 | 0.074404
[6 empty] | 0.00057385 | 0.00075173 | 0.079443 | 0.074527
[6 empty] | 0.00057397 | 0.00071318 | 0.079157 | 0.07465
[6 empty] | 0.00057405 | 0.0006822 | 0.078859 | 0.074839
[6 empty] | 0.00057425 | 0.00071636 | 0.078644 | 0.074954
[6 empty] | 0.0005744 | 0.00072938 | 0.078353 | 0.074977
[6 empty] | 0.00056996 | 0.00069715 | 0.078068 | 0.075151
[6 empty] | 0.00057493 | 0.00067908 | 0.077771 | 0.075255
[6 empty] | 0.00057519 | 0.00065117 | 0.077486 | 0.075446
[6 empty] | 0.00057557 | 0.00066113 | 0.077263 | 0.07549
[6 empty] | 0.0005759 | 0.00069156 | 0.076899 | 0.075703
[6 empty] | 0.00057634 | 0.00065989 | 0.076689 | 0.075764
[6 empty] | 0.00057675 | 0.00066424 | 0.076393 | 0.075985
[6 empty] | 0.00057727 | 0.00067855 | 0.076109 | 0.076113
[6 empty] | 0.00057778 | 0.00066797 | 0.075819 | 0.076313
[6 empty] | 0.00057828 | 0.00066922 | 0.075524 | 0.076342
[6 empty] | 0.00057416 | 0.00064247 | 0.075314 | 0.076422
[6 empty] | 0.00057948 | 0.00063688 | 0.075026 | 0.076573
[6 empty] | 0.00058016 | 0.0006736 | 0.074731 | 0.076635
[6 empty] | 0.00058079 | 0.00070846 | 0.074449 | 0.076688
[6 empty] | 0.00058153 | 0.0007234 | 0.074161 | 0.076757
[6 empty] | 0.00058226 | 0.00072029 | 0.073873 | 0.076827
[6 empty] | 0.00058298 | 0.00074027 | 0.073656 | 0.076981
[6 empty] | 0.00058379 | 0.00074404 | 0.073292 | 0.077073
[6 empty] | 0.00058456 | 0.0007173 | 0.073082 | 0.077105
[6 empty] | 0.00058542 | 0.00070042 | 0.072795 | 0.0773
[6 empty] | 0.00058622 | 0.00073095 | 0.072508 | 0.077433
[6 empty] | 0.00058711 | 0.00077775 | 0.072221 | 0.077652
[6 empty] | 0.00058799 | 0.00077831 | 0.072004 | 0.07773
[6 empty] | 0.00058883 | 0.00074918 | 0.071648 | 0.077963
[6 empty] | 0.00058493 | 0.00074217 | 0.07143 | 0.078045
[6 empty] | 0.00059063 | 0.00073172 | 0.071149 | 0.078274
[6 empty] | 0.00059157 | 0.00068737 | 0.070857 | 0.07842
[6 empty] | 0.00059244 | 0.0006868 | 0.070571 | 0.078637
[6 empty] | 0.00059339 | 0.0006718 | 0.070353 | 0.078681
[6 empty] | 0.0005943 | 0.00063316 | 0.070005 | 0.078875
[6 empty] | 0.00059516 | 0.00064438 | 0.06978 | 0.078914
[6 empty] | 0.0005961 | 0.00061379 | 0.069494 | 0.07911
[6 empty] | 0.00059694 | 0.00057757 | 0.069213 | 0.07922
[6 empty] | 0.00059786 | 0.00056566 | 0.068922 | 0.079339
[6 empty] | 0.00059867 | 0.00055135 | 0.068636 | 0.079546
[6 empty] | 0.00059955 | 0.00053761 | 0.068421 | 0.079588
[6 empty] | 0.00060037 | 0.00051813 | 0.068135 | 0.079796
[6 empty] | 0.00060112 | 0.0005475 | 0.067778 | 0.079922
[6 empty] | 0.00060193 | 0.000565 | 0.067563 | 0.080041
[6 empty] | 0.00060262 | 0.00056625 | 0.067337 | 0.080175
[6 empty] | 0.00060337 | 0.00053125 | 0.066992 | 0.0803
[6 empty] | 0.000604 | 0.00050813 | 0.066706 | 0.080521
[6 empty] | 0.00060468 | 0.0005424 | 0.06648 | 0.080587
[6 empty] | 0.00060527 | 0.00053864 | 0.0662 | 0.080807
[6 empty] | 0.00060579 | 0.00048688 | 0.065914 | 0.080963
[6 empty] | 0.00060634 | 0.00045798 | 0.065629 | 0.08111
[6 empty] | 0.00060676 | 0.00049658 | 0.065345 | 0.08125
[6 empty] | 0.00060722 | 0.00051925 | 0.065123 | 0.081459
[6 empty] | 0.00060759 | 0.00054292 | 0.064772 | 0.081501
[6 empty] | 0.00060787 | 0.00057184 | 0.064556 | 0.081692
[6 empty] | 0.00060818 | 0.00054292 | 0.064272 | 0.081799
[6 empty] | 0.00061333 | 0.00053357 | 0.063989 | 0.081906
[6 empty] | 0.00060854 | 0.00053665 | 0.063706 | 0.082016
[6 empty] | 0.0006086 | 0.00051464 | 0.063424 | 0.082211
[6 empty] | 0.00060868 | 0.0005091 | 0.063208 | 0.082253
[6 empty] | 0.00060866 | 0.00053032 | 0.062921 | 0.082457
[6 empty] | 0.00060854 | 0.00053728 | 0.062639 | 0.082581
[6 empty] | 0.00060844 | 0.00052279 | 0.062359 | 0.082698
[6 empty] | 0.0006082 | 0.00051702 | 0.062079 | 0.08281
[6 empty] | 0.00060798 | 0.00051398 | 0.061804 | 0.082896
[6 empty] | 0.00060766 | 0.00051464 | 0.061579 | 0.083054
[6 empty] | 0.00060723 | 0.00048435 | 0.061241 | 0.08313
[6 empty] | 0.00060683 | 0.00042792 | 0.061027 | 0.083107
[6 empty] | 0.00060628 | 0.00041035 | 0.060744 | 0.083251
[6 empty] | 0.00060575 | 0.00042792 | 0.060471 | 0.08341
[6 empty] | 0.00060508 | 0.00048627 | 0.060247 | 0.083407
[6 empty] | 0.00060938 | 0.00051263 | 0.059914 | 0.083511
[6 empty] | 0.00060368 | 0.00053259 | 0.0597 | 0.083695
[6 empty] | 0.00060283 | 0.00056085 | 0.059425 | 0.083824
[6 empty] | 0.00060201 | 0.00054954 | 0.059145 | 0.083954
[6 empty] | 0.00060105 | 0.00055771 | 0.058876 | 0.08408
[6 empty] | 0.00060012 | 0.00058346 | 0.058604 | 0.084215
[6 empty] | 0.00059909 | 0.00062554 | 0.058327 | 0.084416
[6 empty] | 0.00059798 | 0.0006626 | 0.058115 | 0.084439
[6 empty] | 0.00059689 | 0.00066573 | 0.057843 | 0.084627
[6 empty] | 0.00060056 | 0.0006758 | 0.057573 | 0.084721
[6 empty] | 0.0005945 | 0.00069094 | 0.057299 | 0.084811
[6 empty] | 0.00059323 | 0.00067959 | 0.057035 | 0.084903
[6 empty] | 0.00059189 | 0.00063934 | 0.056821 | 0.085085
[6 empty] | 0.00059058 | 0.00060732 | 0.056499 | 0.085117
[6 empty] | 0.00058916 | 0.00058961 | 0.056286 | 0.085327
[6 empty] | 0.00058778 | 0.0005884 | 0.05602 | 0.085469
[6 empty] | 0.00059109 | 0.00059464 | 0.055755 | 0.085623
[6 empty] | 0.00058485 | 0.000611 | 0.055491 | 0.085785
[6 empty] | 0.00058333 | 0.00062804 | 0.055228 | 0.085949
[6 empty] | 0.00058176 | 0.00059836 | 0.055022 | 0.086195
[6 empty] | 0.00058023 | 0.00058902 | 0.054755 | 0.086356
[6 empty] | 0.00057861 | 0.00054423 | 0.054442 | 0.086514
[6 empty] | 0.00057705 | 0.0004875 | 0.054285 | 0.086678
[6 empty] | 0.00058014 | 0.00049069 | 0.053978 | 0.086832
[6 empty] | 0.00057375 | 0.0005044 | 0.053714 | 0.086998
[6 empty] | 0.00057214 | 0.00050325 | 0.053507 | 0.087263
[6 empty] | 0.00057044 | 0.00045837 | 0.053203 | 0.087354
[6 empty] | 0.00056881 | 0.00039028 | 0.052993 | 0.087624
[6 empty] | 0.00057178 | 0.00035875 | 0.052737 | 0.087817
[6 empty] | 0.00056541 | 0.00031903 | 0.052486 | 0.087991
[6 empty] | 0.00056377 | 0.00028057 | 0.052282 | 0.088252
[6 empty] | 0.00056204 | 0.00029318 | 0.051974 | 0.08832
[6 empty] | 0.0005604 | 0.00030293 | 0.051774 | 0.088559
[6 empty] | 0.00056329 | 0.00032312 | 0.051468 | 0.088697
[6 empty] | 0.000557 | 0.00035152 | 0.051269 | 0.088739
[6 empty] | 0.00055536 | 0.00036667 | 0.051067 | 0.089049
[6 empty] | 0.00055366 | 0.00037109 | 0.050764 | 0.089099
[6 empty] | 0.00055203 | 0.00039065 | 0.050518 | 0.08923
[6 empty] | 0.00055486 | 0.00040871 | 0.050317 | 0.089463
[6 empty] | 0.00054874 | 0.00042075 | 0.050069 | 0.089602
[6 empty] | 0.00054712 | 0.00041061 | 0.049821 | 0.089734
[6 empty] | 0.00054546 | 0.00039797 | 0.04957 | 0.089855
[6 empty] | 0.00054389 | 0.0004125 | 0.049327 | 0.08996
[6 empty] | 0.00054671 | 0.00042201 | 0.049081 | 0.090039
[6 empty] | 0.00054073 | 0.00044704 | 0.048883 | 0.090208
[6 empty] | 0.00053917 | 0.00045928 | 0.048639 | 0.090254
[6 empty] | 0.00053758 | 0.00047549 | 0.048395 | 0.090297
[6 empty] | 0.00054048 | 0.00054125 | 0.048152 | 0.090336
[6 empty] | 0.00053454 | 0.00061206 | 0.047914 | 0.090377
[6 empty] | 0.00053308 | 0.00065764 | 0.047669 | 0.090426
[6 empty] | 0.00053159 | 0.00068668 | 0.047474 | 0.090573
[6 empty] | 0.00053443 | 0.00067346 | 0.047233 | 0.090651
[6 empty] | 0.00052868 | 0.00063991 | 0.046994 | 0.090756
[6 empty] | 0.00052721 | 0.00061455 | 0.04676 | 0.090868
[6 empty] | 0.00053013 | 0.00060383 | 0.046518 | 0.091008
[6 empty] | 0.00052442 | 0.00062151 | 0.046282 | 0.091174
[6 empty] | 0.000523 | 0.00066771 | 0.046093 | 0.091427
[6 empty] | 0.00052166 | 0.00066269 | 0.045854 | 0.091608
[6 empty] | 0.00052453 | 0.00063102 | 0.04558 | 0.09171
[6 empty] | 0.00051896 | 0.00062341 | 0.04543 | 0.091964
[6 empty] | 0.00051763 | 0.00061201 | 0.045158 | 0.09222
[6 empty] | 0.00052051 | 0.00062595 | 0.044923 | 0.092273
[6 empty] | 0.00051501 | 0.00063798 | 0.044738 | 0.092414
[6 empty] | 0.00051369 | 0.00066966 | 0.044463 | 0.092623
[6 empty] | 0.00051245 | 0.0006963 | 0.044279 | 0.092731
[6 empty] | 0.00051537 | 0.00068425 | 0.044051 | 0.092851
[6 empty] | 0.0005099 | 0.00069503 | 0.04382 | 0.092965
[6 empty] | 0.00050869 | 0.00069503 | 0.043639 | 0.09317
[6 empty] | 0.00051158 | 0.00067162 | 0.043372 | 0.093198
[6 empty] | 0.00050624 | 0.00066015 | 0.043189 | 0.093424
[6 empty] | 0.00050503 | 0.000643 | 0.042966 | 0.093561
[6 empty] | 0.00050793 | 0.00061825 | 0.042744 | 0.093705
[6 empty] | 0.00050264 | 0.00062147 | 0.042522 | 0.093854
[6 empty] | 0.00050143 | 0.00065505 | 0.042298 | 0.094008
[6 empty] | 0.00050439 | 0.00068685 | 0.042125 | 0.094163
[6 empty] | 0.00049913 | 0.00073891 | 0.04186 | 0.094403
[6 empty] | 0.00049794 | 0.00076375 | 0.041689 | 0.094545
[6 empty] | 0.0005009 | 0.00076805 | 0.04147 | 0.094674
[6 empty] | 0.00049567 | 0.00076574 | 0.041254 | 0.094785
[6 empty] | 0.00049457 | 0.00074654 | 0.041078 | 0.094878
[6 empty] | 0.0004975 | 0.00072054 | 0.040826 | 0.095052
[6 empty] | 0.00049232 | 0.00068746 | 0.040656 | 0.09502
[6 empty] | 0.00049125 | 0.00064554 | 0.040403 | 0.095169
[6 empty] | 0.00049415 | 0.00057558 | 0.04023 | 0.095228
[6 empty] | 0.00048908 | 0.00054632 | 0.040021 | 0.095292
[6 empty] | 0.00049201 | 0.000559 | 0.039854 | 0.095461
[6 empty] | 0.00048693 | 0.00056858 | 0.039606 | 0.095442
[6 empty] | 0.00048591 | 0.00059013 | 0.039441 | 0.095625
[6 empty] | 0.00048881 | 0.0006245 | 0.039232 | 0.095619
[6 empty] | 0.00048385 | 0.00063023 | 0.039031 | 0.095816
[6 empty] | 0.0004868 | 0.00061432 | 0.038824 | 0.095914
[6 empty] | 0.00048181 | 0.00060732 | 0.038625 | 0.096126
[6 empty] | 0.00048086 | 0.00064233 | 0.038422 | 0.096151
[6 empty] | 0.00048379 | 0.00066205 | 0.038261 | 0.096386
[6 empty] | 0.00047893 | 0.00063338 | 0.038061 | 0.096535
[6 empty] | 0.00048191 | 0.00054863 | 0.03786 | 0.096595
[6 empty] | 0.00047704 | 0.00047663 | 0.037666 | 0.096951
[6 empty] | 0.00047616 | 0.00048109 | 0.037469 | 0.09703
[6 empty] | 0.00047914 | 0.00051044 | 0.037274 | 0.097201
[6 empty] | 0.00047441 | 0.00053001 | 0.037115 | 0.097459
[6 empty] | 0.00047744 | 0.00055425 | 0.036919 | 0.09762
[6 empty] | 0.0004727 | 0.00059703 | 0.036729 | 0.097676
[6 empty] | 0.00047192 | 0.00064992 | 0.036538 | 0.098026
[6 empty] | 0.00047499 | 0.00069775 | 0.036347 | 0.098072
[6 empty] | 0.00047034 | 0.00066336 | 0.036192 | 0.09821
[6 empty] | 0.00047348 | 0.00063968 | 0.035969 | 0.098467
[6 empty] | 0.00046889 | 0.00064611 | 0.035814 | 0.098612
[6 empty] | 0.00047206 | 0.00062122 | 0.03563 | 0.09868
[6 empty] | 0.00046757 | 0.00057205 | 0.035441 | 0.099034
[6 empty] | 0.00047072 | 0.00051759 | 0.035256 | 0.099116
[6 empty] | 0.00046632 | 0.00050246 | 0.035071 | 0.099296
[6 empty] | 0.00046953 | 0.00052977 | 0.034921 | 0.099579
[6 empty] | 0.00046519 | 0.00053306 | 0.034741 | 0.099654
[6 empty] | 0.00046467 | 0.00050038 | 0.034556 | 0.099918
[6 empty] | 0.00046796 | 0.00052466 | 0.034375 | 0.10009
[6 empty] | 0.00046373 | 0.00056545 | 0.034197 | 0.10032
[6 empty] | 0.00046706 | 0.00060769 | 0.034015 | 0.10036
[6 empty] | 0.00046291 | 0.00063713 | 0.033871 | 0.10059
[6 empty] | 0.00046633 | 0.00062238 | 0.03369 | 0.10062
[6 empty] | 0.00046218 | 0.00064093 | 0.033516 | 0.10084
[6 empty] | 0.00046571 | 0.00064285 | 0.033338 | 0.10097
[6 empty] | 0.00046163 | 0.00064029 | 0.033166 | 0.10111
[6 empty] | 0.00046521 | 0.00063065 | 0.032988 | 0.10135
[6 empty] | 0.00046124 | 0.00059232 | 0.032848 | 0.10139
[6 empty] | 0.00046483 | 0.00060312 | 0.032644 | 0.10163
[6 empty] | 0.00046097 | 0.0006038 | 0.032502 | 0.10176
[6 empty] | 0.00046466 | 0.00057815 | 0.032328 | 0.10187
[6 empty] | 0.0004608 | 0.00056278 | 0.03219 | 0.10195
[6 empty] | 0.00046459 | 0.00054997 | 0.03199 | 0.10212
[6 empty] | 0.0004608 | 0.00054605 | 0.031851 | 0.10207
[6 empty] | 0.00046466 | 0.00057036 | 0.031652 | 0.10219
[6 empty] | 0.00046098 | 0.00059535 | 0.031514 | 0.10221
[6 empty] | 0.00046485 | 0.0005954 | 0.031347 | 0.10223
[6 empty] | 0.00046126 | 0.00061458 | 0.03118 | 0.10226
[6 empty] | 0.00046524 | 0.00060753 | 0.031043 | 0.1023
[6 empty] | 0.00046544 | 0.00058954 | 0.030848 | 0.10246
[6 empty] | 0.00046195 | 0.00054408 | 0.030713 | 0.10254
[6 empty] | 0.000466 | 0.00048305 | 0.030549 | 0.10255
[6 empty] | 0.00046257 | 0.00049588 | 0.030386 | 0.10276
[6 empty] | 0.00046672 | 0.00052969 | 0.030224 | 0.10298
[6 empty] | 0.00046329 | 0.00052924 | 0.030093 | 0.10301
[6 empty] | 0.00046754 | 0.00053629 | 0.029901 | 0.10324
[6 empty] | 0.00046417 | 0.00057014 | 0.029768 | 0.10329
[6 empty] | 0.00046849 | 0.00057661 | 0.029611 | 0.10353
[6 empty] | 0.00046901 | 0.00056697 | 0.02945 | 0.1037
[6 empty] | 0.00046571 | 0.00054964 | 0.029291 | 0.10389
[6 empty] | 0.00047013 | 0.00052123 | 0.029137 | 0.10418
[6 empty] | 0.0004669 | 0.00049313 | 0.029005 | 0.1043
[6 empty] | 0.00047133 | 0.00049291 | 0.028824 | 0.10461
[6 empty] | 0.00046818 | 0.00051998 | 0.028696 | 0.10485
[6 empty] | 0.00047266 | 0.00052701 | 0.02854 | 0.10508
[6 empty] | 0.00047339 | 0.00051091 | 0.028416 | 0.10532
[6 empty] | 0.00047027 | 0.00050392 | 0.028235 | 0.10554
[6 empty] | 0.00047484 | 0.0004709 | 0.028112 | 0.10584
[6 empty] | 0.00047178 | 0.00044066 | 0.027935 | 0.10603
[6 empty] | 0.0004764 | 0.00043037 | 0.027811 | 0.1062
[6 empty] | 0.00047725 | 0.00042265 | 0.02766 | 0.10634
[6 empty] | 0.0004742 | 0.00044198 | 0.027515 | 0.10645
[6 empty] | 0.0004789 | 0.00042072 | 0.027393 | 0.10656
[6 empty] | 0.0004798 | 0.00037153 | 0.027222 | 0.10674
[6 empty] | 0.00047678 | 0.00037504 | 0.027102 | 0.10672
[6 empty] | 0.00048156 | 0.00039088 | 0.026958 | 0.10689
[6 empty] | 0.00047859 | 0.00038376 | 0.026815 | 0.10696
[6 empty] | 0.00048342 | 0.0003906 | 0.026673 | 0.10714
[6 empty] | 0.0004844 | 0.00040501 | 0.026531 | 0.10713
[6 empty] | 0.00048142 | 0.00039318 | 0.026415 | 0.10722
[6 empty] | 0.00048631 | 0.00038634 | 0.026277 | 0.10744
[6 empty] | 0.00048733 | 0.00044281 | 0.026136 | 0.10754
[6 empty] | 0.00048437 | 0.00048728 | 0.025998 | 0.10766
[6 empty] | 0.00048932 | 0.00048402 | 0.025861 | 0.10778
[6 empty] | 0.00049038 | 0.0004587 | 0.025724 | 0.10801
[6 empty] | 0.0004874 | 0.00044667 | 0.025614 | 0.10802
[6 empty] | 0.00049248 | 0.0004658 | 0.025453 | 0.10826
[6 empty] | 0.00049354 | 0.00048641 | 0.025343 | 0.10841
[6 empty] | 0.00049057 | 0.00049225 | 0.025211 | 0.10856
[6 empty] | 0.00049571 | 0.00052386 | 0.0251 | 0.10874
[6 empty] | 0.00049681 | 0.0005773 | 0.024946 | 0.10891
[6 empty] | 0.00049384 | 0.00056257 | 0.024837 | 0.10921
[6 empty] | 0.00049904 | 0.00054114 | 0.024681 | 0.1094
[6 empty] | 0.00050014 | 0.00053081 | 0.024574 | 0.10961
[6 empty] | 0.00049724 | 0.00049981 | 0.024446 | 0.1098
[6 empty] | 0.00050248 | 0.00043846 | 0.024316 | 0.11
[6 empty] | 0.00050361 | 0.0004072 | 0.024211 | 0.11019
[6 empty] | 0.00050073 | 0.00042749 | 0.024059 | 0.11046
[6 empty] | 0.00050603 | 0.00043309 | 0.023955 | 0.11052
[6 empty] | 0.0005072 | 0.00046925 | 0.023828 | 0.11078
[6 empty] | 0.00050846 | 0.00051062 | 0.023702 | 0.11091
[6 empty] | 0.00050553 | 0.00049769 | 0.023576 | 0.11113
[6 empty] | 0.00051095 | 0.0004846 | 0.023472 | 0.11112
[6 empty] | 0.00051223 | 0.00050932 | 0.023324 | 0.11131
[6 empty] | 0.00050931 | 0.00052536 | 0.023224 | 0.11126
[6 empty] | 0.00051482 | 0.00049168 | 0.023103 | 0.11143
[6 empty] | 0.00051614 | 0.00044575 | 0.022978 | 0.11147
[6 empty] | 0.00051744 | 0.00042961 | 0.022857 | 0.11161
[6 empty] | 0.00051462 | 0.00044746 | 0.022757 | 0.11154
[6 empty] | 0.00052022 | 0.00047102 | 0.022615 | 0.11168
[6 empty] | 0.00052158 | 0.0004598 | 0.022516 | 0.11163
[6 empty] | 0.00052303 | 0.00045976 | 0.022397 | 0.1118
[6 empty] | 0.00052018 | 0.00046174 | 0.02228 | 0.11189
[6 empty] | 0.00052594 | 0.00046692 | 0.022161 | 0.11208
[6 empty] | 0.00052743 | 0.00047639 | 0.022064 | 0.11208
[6 empty] | 0.0005289 | 0.00047404 | 0.021929 | 0.11232
[6 empty] | 0.00052616 | 0.00046606 | 0.021833 | 0.11233
[6 empty] | 0.00053203 | 0.00047708 | 0.021717 | 0.11257
[6 empty] | 0.00053358 | 0.00049847 | 0.021605 | 0.11268
[6 empty] | 0.00053522 | 0.00050606 | 0.02149 | 0.11292
[6 empty] | 0.00053246 | 0.00051013 | 0.021399 | 0.11292
[6 empty] | 0.00053852 | 0.00050412 | 0.021268 | 0.11316
[6 empty] | 0.00054021 | 0.00049698 | 0.021175 | 0.11318
[6 empty] | 0.00054188 | 0.00050282 | 0.021066 | 0.11344
[6 empty] | 0.00054366 | 0.00056121 | 0.020955 | 0.11361
[6 empty] | 0.00054099 | 0.00064296 | 0.020848 | 0.1139
[6 empty] | 0.00054718 | 0.00069941 | 0.020758 | 0.11401
[6 empty] | 0.00054903 | 0.00073122 | 0.020631 | 0.11434
[6 empty] | 0.00055087 | 0.00069751 | 0.020543 | 0.11448
[6 empty] | 0.0005527 | 0.00060524 | 0.020435 | 0.11484
[6 empty] | 0.00055013 | 0.00060264 | 0.020331 | 0.11518
[6 empty] | 0.00055651 | 0.00064945 | 0.020245 | 0.11532
[6 empty] | 0.00055849 | 0.0006552 | 0.020121 | 0.11553
[6 empty] | 0.00056045 | 0.00062925 | 0.020036 | 0.11583
[6 empty] | 0.0005624 | 0.00063966 | 0.019932 | 0.11599
[6 empty] | 0.00055986 | 0.00067795 | 0.019829 | 0.11613
[6 empty] | 0.00056647 | 0.0006975 | 0.019728 | 0.11622
[6 empty] | 0.00056848 | 0.0006812 | 0.019623 | 0.1163
[6 empty] | 0.00057058 | 0.0006598 | 0.019525 | 0.11647
[6 empty] | 0.00057265 | 0.0006526 | 0.01944 | 0.11641
[6 empty] | 0.00057471 | 0.00064149 | 0.01934 | 0.11656
[6 empty] | 0.00057216 | 0.00061226 | 0.019241 | 0.11662
[6 empty] | 0.00057892 | 0.00057908 | 0.01914 | 0.11667
[6 empty] | 0.00058109 | 0.0005744 | 0.019041 | 0.11685
[6 empty] | 0.00058322 | 0.00052699 | 0.018961 | 0.11684
[6 empty] | 0.00058532 | 0.00046499 | 0.018861 | 0.11705
[6 empty] | 0.00058749 | 0.00039922 | 0.018746 | 0.11719
[6 empty] | 0.00058964 | 0.000338 | 0.018666 | 0.11732
[6 empty] | 0.00058693 | 0.00033083 | 0.018585 | 0.11749
[6 empty] | 0.00059391 | 0.00039857 | 0.018472 | 0.11764
[6 empty] | 0.00059604 | 0.0004048 | 0.018374 | 0.11791
[6 empty] | 0.00059813 | 0.00033766 | 0.018296 | 0.11795
[6 empty] | 0.00060028 | 0.00031289 | 0.018201 | 0.1182
[6 empty] | 0.00060234 | 0.00033049 | 0.018105 | 0.11831
[6 empty] | 0.00060446 | 0.00035135 | 0.018008 | 0.11841
[6 empty] | 0.00060653 | 0.00033051 | 0.017931 | 0.11861
[6 empty] | 0.00060854 | 0.00029621 | 0.01782 | 0.11859
[6 empty] | 0.00060564 | 0.00026424 | 0.017743 | 0.11879
[6 empty] | 0.0006126 | 0.00023553 | 0.017649 | 0.11888
[6 empty] | 0.00061452 | 0.00021206 | 0.017555 | 0.11899
[6 empty] | 0.0006165 | 0.00018986 | 0.017461 | 0.11912
[6 empty] | 0.00061841 | 0.00017159 | 0.017369 | 0.11924
[6 empty] | 0.00062024 | 0.00018221 | 0.017293 | 0.1195
[6 empty] | 0.00062211 | 0.00020114 | 0.017202 | 0.11962
[6 empty] | 0.0006239 | 0.0002103 | 0.017108 | 0.11974
[6 empty] | 0.0006256 | 0.00021877 | 0.017017 | 0.11985
[6 empty] | 0.00062735 | 0.00023838 | 0.016926 | 0.11994
[6 empty] | 0.00062896 | 0.00026148 | 0.016835 | 0.12001
[6 empty] | 0.0006306 | 0.0002782 | 0.016759 | 0.12019
[6 empty] | 0.00063215 | 0.0002386 | 0.016671 | 0.12026
[6 empty] | 0.00062846 | 0.00018304 | 0.016579 | 0.12032
[6 empty] | 0.00063509 | 0.00023989 | 0.016489 | 0.1204
[6 empty] | 0.00063647 | 0.00031864 | 0.016401 | 0.1205
[6 empty] | 0.00063775 | 0.00029939 | 0.016311 | 0.12059
[6 empty] | 0.00063905 | 0.00023882 | 0.016237 | 0.12082
[6 empty] | 0.00064025 | 0.00023751 | 0.01615 | 0.12096
[6 empty] | 0.00064133 | 0.00026761 | 0.016062 | 0.1211
[6 empty] | 0.00064244 | 0.00032388 | 0.015973 | 0.12124
[6 empty] | 0.00064344 | 0.00036379 | 0.015885 | 0.12141
[6 empty] | 0.00064432 | 0.00036412 | 0.015814 | 0.12168
[6 empty] | 0.00064522 | 0.00038538 | 0.015712 | 0.12175
[6 empty] | 0.00064596 | 0.00042896 | 0.015639 | 0.12202
[6 empty] | 0.00064672 | 0.00046301 | 0.015552 | 0.12217
[6 empty] | 0.00064736 | 0.00042349 | 0.015467 | 0.12233
[6 empty] | 0.00064788 | 0.00038639 | 0.015396 | 0.12257
[6 empty] | 0.00064842 | 0.00040735 | 0.015296 | 0.12257
[6 empty] | 0.00064884 | 0.00040051 | 0.015225 | 0.12278
[6 empty] | 0.00064914 | 0.00036642 | 0.015139 | 0.12285
[6 empty] | 0.00064945 | 0.00035793 | 0.015055 | 0.12291
[6 empty] | 0.00064965 | 0.00036774 | 0.014972 | 0.12296
[6 empty] | 0.00064972 | 0.00039631 | 0.014888 | 0.12298
[6 empty] | 0.00064981 | 0.00039068 | 0.014818 | 0.12314
[6 empty] | 0.00064978 | 0.00036351 | 0.014722 | 0.12305
[6 empty] | 0.00064964 | 0.00037791 | 0.014652 | 0.1232
[6 empty] | 0.00064951 | 0.00038778 | 0.014571 | 0.12322
[6 empty] | 0.00064926 | 0.00039274 | 0.014488 | 0.12326
[6 empty] | 0.00064889 | 0.00041662 | 0.01442 | 0.12342
[6 empty] | 0.00064855 | 0.00042557 | 0.014325 | 0.12336
[6 empty] | 0.00064809 | 0.00043762 | 0.014258 | 0.12355
[6 empty] | 0.00064751 | 0.00045972 | 0.014176 | 0.12361
[6 empty] | 0.00064696 | 0.00043911 | 0.014097 | 0.12369
[6 empty] | 0.00064625 | 0.00041638 | 0.014018 | 0.12378
[6 empty] | 0.00064556 | 0.00037894 | 0.013949 | 0.12398
[6 empty] | 0.00064477 | 0.00037469 | 0.013858 | 0.12399
[6 empty] | 0.00064387 | 0.00040098 | 0.013791 | 0.12421
[6 empty] | 0.00064822 | 0.00038652 | 0.013714 | 0.12436
[6 empty] | 0.00064202 | 0.00041939 | 0.013634 | 0.12451
[6 empty] | 0.00064094 | 0.00047198 | 0.013557 | 0.12468
[6 empty] | 0.0006399 | 0.00048688 | 0.013491 | 0.12497
[6 empty] | 0.00063875 | 0.00049149 | 0.013412 | 0.125
[6 empty] | 0.00063751 | 0.00051208 | 0.013324 | 0.12528
[6 empty] | 0.00063631 | 0.00049852 | 0.013259 | 0.12541
[6 empty] | 0.00063501 | 0.00046389 | 0.013182 | 0.12552
[6 empty] | 0.00063362 | 0.00047109 | 0.013117 | 0.12572
[6 empty] | 0.00063227 | 0.00046955 | 0.013028 | 0.12566
[6 empty] | 0.00063084 | 0.00042109 | 0.012966 | 0.12584
[6 empty] | 0.00062932 | 0.00038199 | 0.012889 | 0.12587
[6 empty] | 0.00063295 | 0.00035101 | 0.012814 | 0.12589
[6 empty] | 0.0006263 | 0.00029994 | 0.012739 | 0.1259
[6 empty] | 0.00062467 | 0.00027988 | 0.012664 | 0.1259
[6 empty] | 0.00062309 | 0.00027555 | 0.0126 | 0.12601
[6 empty] | 0.00062143 | 0.00026366 | 0.012525 | 0.1259
[6 empty] | 0.00061971 | 0.00030757 | 0.01244 | 0.12603
[6 empty] | 0.00061804 | 0.00034439 | 0.012378 | 0.12607
[6 empty] | 0.0006163 | 0.00032169 | 0.012315 | 0.1261
[6 empty] | 0.0006145 | 0.00029334 | 0.01223 | 0.12628
[6 empty] | 0.00061774 | 0.00026258 | 0.012169 | 0.12625
[6 empty] | 0.00061096 | 0.00027184 | 0.012084 | 0.12648
[6 empty] | 0.0006091 | 0.00029031 | 0.012022 | 0.1266
[6 empty] | 0.0006073 | 0.0002692 | 0.01195 | 0.12676
[6 empty] | 0.00060541 | 0.00024149 | 0.011888 | 0.12692
[6 empty] | 0.00060359 | 0.00022784 | 0.011806 | 0.12722
[6 empty] | 0.00060171 | 0.00022123 | 0.011744 | 0.12729
[6 empty] | 0.00060466 | 0.00022893 | 0.011662 | 0.1276
[6 empty] | 0.00059794 | 0.00024567 | 0.011601 | 0.12777
[6 empty] | 0.00059604 | 0.00027896 | 0.011542 | 0.12794
[6 empty] | 0.0005941 | 0.00027208 | 0.011461 | 0.1282
[6 empty] | 0.00059224 | 0.00025977 | 0.011389 | 0.12819
[6 empty] | 0.00059033 | 0.00029388 | 0.011331 | 0.12841
[6 empty] | 0.00059317 | 0.00031265 | 0.011261 | 0.12836
[6 empty] | 0.00058653 | 0.00034372 | 0.01119 | 0.12852
[6 empty] | 0.00058463 | 0.00036854 | 0.011122 | 0.12868
[6 empty] | 0.0005827 | 0.00033248 | 0.011053 | 0.1286
[6 empty] | 0.00058085 | 0.00030169 | 0.010994 | 0.12863
[6 empty] | 0.00057897 | 0.00032722 | 0.010916 | 0.12877
[6 empty] | 0.00058175 | 0.00037447 | 0.010857 | 0.1288
[6 empty] | 0.00057524 | 0.00040662 | 0.010789 | 0.12883
[6 empty] | 0.00057339 | 0.00038439 | 0.010731 | 0.12886
[6 empty] | 0.00057152 | 0.00034999 | 0.010654 | 0.129
[6 empty] | 0.00056973 | 0.0003404 | 0.010597 | 0.12891
[6 empty] | 0.00057254 | 0.00032185 | 0.010521 | 0.12905
[6 empty] | 0.0005661 | 0.00031587 | 0.010464 | 0.12909
[6 empty] | 0.00056436 | 0.00030728 | 0.010398 | 0.12911
[6 empty] | 0.0005626 | 0.00025629 | 0.010341 | 0.12915
[6 empty] | 0.00056537 | 0.00025915 | 0.010267 | 0.12932
[6 empty] | 0.00055913 | 0.00028171 | 0.010211 | 0.12925
[6 empty] | 0.00055743 | 0.00028212 | 0.010137 | 0.12943
[6 empty] | 0.00055571 | 0.00027201 | 0.010082 | 0.1295
[6 empty] | 0.00055408 | 0.00023332 | 0.010019 | 0.12958
[6 empty] | 0.00055693 | 0.0002141 | 0.0099642 | 0.12964
[6 empty] | 0.00055078 | 0.00019174 | 0.0098916 | 0.12983
[6 empty] | 0.00054922 | 0.00016769 | 0.0098384 | 0.12977
[6 empty] | 0.00054765 | 0.00016322 | 0.0097747 | 0.12996
[6 empty] | 0.00055049 | 0.000168 | 0.0097139 | 0.13002
[6 empty] | 0.00054456 | 0.00017714 | 0.0096516 | 0.13008
[6 empty] | 0.00054306 | 0.00016586 | 0.0095907 | 0.13027
[6 empty] | 0.00054154 | 0.00013347 | 0.0095384 | 0.13022
[6 empty] | 0.00054451 | 0.00014808 | 0.0094688 | 0.13041
[6 empty] | 0.00053868 | 0.00020189 | 0.0094184 | 0.13048
[6 empty] | 0.00053724 | 0.00023441 | 0.0093588 | 0.13053
[6 empty] | 0.00054024 | 0.00020718 | 0.0093082 | 0.13059
[6 empty] | 0.00053452 | 0.00017015 | 0.0092415 | 0.13075
[6 empty] | 0.00053315 | 0.00020587 | 0.0091914 | 0.13067
[6 empty] | 0.00053187 | 0.00023794 | 0.0091255 | 0.13082
[6 empty] | 0.00053488 | 0.00019941 | 0.009076 | 0.13085
[6 empty] | 0.00052927 | 0.00019009 | 0.0090189 | 0.13087
[6 empty] | 0.00052806 | 0.00020425 | 0.0089707 | 0.13089
[6 empty] | 0.00053112 | 0.00020804 | 0.0089062 | 0.13102
[6 empty] | 0.0005256 | 0.00023352 | 0.0088591 | 0.13091
[6 empty] | 0.00052446 | 0.0002455 | 0.0088033 | 0.13102
[6 empty] | 0.00052756 | 0.00026677 | 0.0087489 | 0.13102
[6 empty] | 0.00052213 | 0.00028076 | 0.0086944 | 0.13103
[6 empty] | 0.00052106 | 0.00027901 | 0.0086406 | 0.13117
[6 empty] | 0.00051996 | 0.00030232 | 0.0085939 | 0.13107
[6 empty] | 0.00052307 | 0.00032265 | 0.008533 | 0.13123
[6 empty] | 0.00051784 | 0.00034294 | 0.0084882 | 0.13129
[6 empty] | 0.00051681 | 0.00037424 | 0.0084351 | 0.13134
[6 empty] | 0.00051995 | 0.00036791 | 0.0083839 | 0.13141
[6 empty] | 0.0005148 | 0.0003436 | 0.0083389 | 0.13146
[6 empty] | 0.00051382 | 0.00032792 | 0.0082802 | 0.13164
[6 empty] | 0.000517 | 0.00031259 | 0.0082358 | 0.13155
[6 empty] | 0.00051192 | 0.00034991 | 0.0081859 | 0.1317
[6 empty] | 0.00051514 | 0.00036458 | 0.0081353 | 0.13171
[6 empty] | 0.00051005 | 0.00036591 | 0.0080841 | 0.13182
[6 empty] | 0.00050919 | 0.00037827 | 0.0080421 | 0.13167
[6 empty] | 0.00051244 | 0.00034889 | 0.0079849 | 0.13178
[6 empty] | 0.0005074 | 0.00034756 | 0.0079422 | 0.13175
[6 empty] | 0.00050658 | 0.00036226 | 0.0078936 | 0.13173
[6 empty] | 0.00050985 | 0.00035823 | 0.007845 | 0.13172
[6 empty] | 0.00050488 | 0.0003529 | 0.0078027 | 0.13171
[6 empty] | 0.0005041 | 0.00036459 | 0.0077465 | 0.13184
[6 empty] | 0.00050739 | 0.00039995 | 0.0077067 | 0.13173
[6 empty] | 0.0005025 | 0.00038262 | 0.0076581 | 0.13188
[6 empty] | 0.00050576 | 0.00030848 | 0.0076101 | 0.13191
[6 empty] | 0.00050095 | 0.00023505 | 0.0075621 | 0.13194
[6 empty] | 0.00050018 | 0.00017108 | 0.0075148 | 0.1321
[6 empty] | 0.00050346 | 0.00013359 | 0.0074742 | 0.13202
[6 empty] | 0.00049869 | 8.081e-05 | 0.0074268 | 0.13219
[6 empty] | 0.00050199 | 1.5574e-05 | 0.007374 | 0.13225
[6 empty] | 0.00049719 | 1.6992e-05 | 0.00734 | 0.1323
[6 empty] | 0.0004965 | 0.00010891 | 0.0072867 | 0.13237
[6 empty] | 0.00049981 | 0.00015319 | 0.0072412 | 0.13256
[6 empty] | 0.00049504 | 0.00013092 | 0.0072011 | 0.13249
[6 empty] | 0.00049839 | 0.00014711 | 0.0071556 | 0.13267
[6 empty] | 0.00049367 | 0.00020135 | 0.007109 | 0.13272
[6 empty] | 0.00049295 | 0.00022832 | 0.0070635 | 0.13276
[6 empty] | 0.0004963 | 0.00023882 | 0.0070175 | 0.13278
[6 empty] | 0.00049162 | 0.00028925 | 0.0069789 | 0.13293
[6 empty] | 0.0004949 | 0.00032004 | 0.0069274 | 0.13295
[6 empty] | 0.00049027 | 0.0003706 | 0.0068894 | 0.13286
[6 empty] | 0.00049358 | 0.00035856 | 0.0068446 | 0.13313
[6 empty] | 0.00048891 | 0.00027251 | 0.0067993 | 0.13304
[6 empty] | 0.00049225 | 0.00029085 | 0.0067611 | 0.13308
[6 empty] | 0.00048763 | 0.00034549 | 0.0067109 | 0.13328
[6 empty] | 0.00048695 | 0.00037729 | 0.0066734 | 0.13323
[6 empty] | 0.00049029 | 0.00039944 | 0.00663 | 0.13344
[6 empty] | 0.00048569 | 0.000384 | 0.0065858 | 0.13352
[6 empty] | 0.00048896 | 0.00038437 | 0.0065423 | 0.13373
[6 empty] | 0.00048442 | 0.00040745 | 0.0065053 | 0.13369
[6 empty] | 0.00048771 | 0.00039443 | 0.0064625 | 0.13387
[6 empty] | 0.00048315 | 0.00037092 | 0.0064139 | 0.1339
[6 empty] | 0.00048642 | 0.00036559 | 0.0063768 | 0.1339
[6 empty] | 0.00048191 | 0.00038267 | 0.0063339 | 0.13387
[6 empty] | 0.0004852 | 0.0004065 | 0.0062967 | 0.1338
[6 empty] | 0.00048064 | 0.00038874 | 0.0062489 | 0.13384
[6 empty] | 0.00048396 | 0.00038133 | 0.0062134 | 0.13359
[6 empty] | 0.00047945 | 0.00037061 | 0.0061707 | 0.13358
[6 empty] | 0.0004827 | 0.00029072 | 0.0061285 | 0.13345
[6 empty] | 0.00047824 | 0.00024909 | 0.0060874 | 0.13333
[6 empty] | 0.00048153 | 0.00020093 | 0.0060508 | 0.13333
[6 empty] | 0.00047702 | 0.0001618 | 0.0060043 | 0.13311
[6 empty] | 0.00048034 | 0.00017606 | 0.0059677 | 0.13315
[6 empty] | 0.00047588 | 0.00017136 | 0.0059272 | 0.13308
[6 empty] | 0.00047914 | 0.0001621 | 0.0058858 | 0.13301
[6 empty] | 0.00047473 | 0.00017136 | 0.0058447 | 0.13309
[6 empty] | 0.00047802 | 0.00017757 | 0.0058085 | 0.13292
[6 empty] | 0.00047357 | 0.00019707 | 0.0057628 | 0.133
[6 empty] | 0.00047689 | 0.00025157 | 0.005727 | 0.13295
[6 empty] | 0.0004725 | 0.00028855 | 0.0056857 | 0.13289
[6 empty] | 0.00047579 | 0.00033294 | 0.0056502 | 0.13283
[6 empty] | 0.00047521 | 0.00034804 | 0.0056048 | 0.13275
[6 empty] | 0.00047089 | 0.00031814 | 0.0055639 | 0.13279
[6 empty] | 0.00047419 | 0.00027334 | 0.0055279 | 0.13258
[6 empty] | 0.00046982 | 0.00021408 | 0.0054876 | 0.1326
[6 empty] | 0.00047316 | 0.00021275 | 0.0054472 | 0.13251
[6 empty] | 0.00046885 | 0.00021225 | 0.0054069 | 0.13255
[6 empty] | 0.00047214 | 0.00019321 | 0.0053707 | 0.13235
[6 empty] | 0.00046789 | 0.00023989 | 0.0053297 | 0.1324
[6 empty] | 0.00047122 | 0.0002345 | 0.0052853 | 0.13222
[6 empty] | 0.00047073 | 0.00016643 | 0.0052503 | 0.13228
[6 empty] | 0.00046653 | 0.00016187 | 0.00521 | 0.13234
[6 empty] | 0.00046988 | 0.00018597 | 0.0051742 | 0.13217
[6 empty] | 0.00046565 | 0.00018278 | 0.0051296 | 0.13213
[6 empty] | 0.00046905 | 0.00018885 | 0.0050941 | 0.13218
[6 empty] | 0.00046866 | 0.00020099 | 0.0050544 | 0.13211
[6 empty] | 0.0004645 | 0.00024145 | 0.005015 | 0.13204
[6 empty] | 0.00046788 | 0.00028122 | 0.0049756 | 0.13194
[6 empty] | 0.00046379 | 0.00030985 | 0.0049407 | 0.13197
[6 empty] | 0.00046723 | 0.0003247 | 0.0048962 | 0.13173
[6 empty] | 0.00046688 | 0.00031092 | 0.0048615 | 0.13173
[6 empty] | 0.00046285 | 0.00030134 | 0.0048234 | 0.13164
[6 empty] | 0.00046632 | 0.00030512 | 0.004785 | 0.13154
[6 empty] | 0.00046227 | 0.00034698 | 0.0047462 | 0.13147
[6 empty] | 0.00046581 | 0.00035607 | 0.0047124 | 0.13152
[6 empty] | 0.00046558 | 0.00033109 | 0.0046698 | 0.13147
[6 empty] | 0.0004616 | 0.00036215 | 0.0046365 | 0.13131
[6 empty] | 0.00046519 | 0.00039593 | 0.0045997 | 0.1314
[6 empty] | 0.00046502 | 0.00035809 | 0.0045667 | 0.13148
[6 empty] | 0.00046113 | 0.00036047 | 0.0045262 | 0.13132
[6 empty] | 0.00046473 | 0.00042942 | 0.0044938 | 0.13137
[6 empty] | 0.00046091 | 0.00045174 | 0.0044534 | 0.13118
[6 empty] | 0.00046458 | 0.00045042 | 0.0044212 | 0.13122
[6 empty] | 0.00046449 | 0.00043551 | 0.0043868 | 0.13112
[6 empty] | 0.00046075 | 0.00042198 | 0.0043552 | 0.13115
[6 empty] | 0.00046448 | 0.00042848 | 0.0043169 | 0.13091
[6 empty] | 0.00046447 | 0.00039057 | 0.004287 | 0.13093
[6 empty] | 0.00046079 | 0.0003391 | 0.0042532 | 0.13082
[6 empty] | 0.0004646 | 0.00029716 | 0.0042201 | 0.13072
[6 empty] | 0.00046469 | 0.000266 | 0.0041877 | 0.13061
[6 empty] | 0.00046103 | 0.000271 | 0.0041556 | 0.1305
[6 empty] | 0.00046494 | 0.00027778 | 0.0041272 | 0.13047
[6 empty] | 0.00046511 | 0.00027482 | 0.0040924 | 0.1302
[6 empty] | 0.00046151 | 0.00028209 | 0.0040652 | 0.13016
[6 empty] | 0.00046551 | 0.00029401 | 0.0040345 | 0.12999
[6 empty] | 0.00046574 | 0.00029132 | 0.0040086 | 0.12992
[6 empty] | 0.00046598 | 0.00025225 | 0.0039757 | 0.12964
[6 empty] | 0.00046253 | 0.00021225 | 0.0039511 | 0.12959
[6 empty] | 0.0004666 | 0.00018444 | 0.0039223 | 0.12947
[6 empty] | 0.0004669 | 0.00019394 | 0.0038949 | 0.12936
[6 empty] | 0.00046353 | 0.00020953 | 0.0038675 | 0.12927
[6 empty] | 0.00046767 | 0.00021652 | 0.0038407 | 0.12922
[6 empty] | 0.00046807 | 0.00024886 | 0.003817 | 0.12929
[6 empty] | 0.00046847 | 0.00031152 | 0.003787 | 0.12913
[6 empty] | 0.00046517 | 0.00032103 | 0.0037649 | 0.12923
[6 empty] | 0.00046941 | 0.00030161 | 0.0037391 | 0.12921
[6 empty] | 0.00046987 | 0.00033259 | 0.0037173 | 0.12919
[6 empty] | 0.00046661 | 0.00038041 | 0.0036897 | 0.12928
[6 empty] | 0.00047093 | 0.00038822 | 0.0036685 | 0.12926
[6 empty] | 0.00047144 | 0.00035938 | 0.0036409 | 0.12911
[6 empty] | 0.00047203 | 0.00031615 | 0.0036197 | 0.12922
[6 empty] | 0.0004688 | 0.0002894 | 0.0035985 | 0.12919
[6 empty] | 0.0004732 | 0.00028395 | 0.0035716 | 0.12928
[6 empty] | 0.00047378 | 0.00025362 | 0.0035485 | 0.12915
[6 empty] | 0.00047443 | 0.0002434 | 0.0035279 | 0.12924
[6 empty] | 0.00047123 | 0.00023254 | 0.0035041 | 0.12921
[6 empty] | 0.00047568 | 0.0002339 | 0.0034813 | 0.12917
[6 empty] | 0.00047636 | 0.00023955 | 0.003458 | 0.12912
[6 empty] | 0.00047703 | 0.00024884 | 0.0034379 | 0.12916
[6 empty] | 0.0004777 | 0.00023139 | 0.0034118 | 0.12895
[6 empty] | 0.00047449 | 0.00020212 | 0.003392 | 0.12895
[6 empty] | 0.00047906 | 0.00021778 | 0.0033686 | 0.12881
[6 empty] | 0.00047976 | 0.00021456 | 0.0033458 | 0.12868
[6 empty] | 0.00048042 | 0.00022186 | 0.0033247 | 0.12851
[6 empty] | 0.00047727 | 0.000235 | 0.0032982 | 0.12849
[6 empty] | 0.00048185 | 0.000188 | 0.0032778 | 0.12835
[6 empty] | 0.00048252 | 0.00014304 | 0.0032549 | 0.12824
[6 empty] | 0.00048325 | 0.00011031 | 0.0032318 | 0.12815
[6 empty] | 0.00048395 | 8.6248e-05 | 0.0032078 | 0.12806
[6 empty] | 0.00048071 | 9.7806e-05 | 0.003187 | 0.12801
[6 empty] | 0.00048534 | 0.00011098 | 0.0031611 | 0.12807
[6 empty] | 0.00048603 | 0.00010401 | 0.0031398 | 0.12802
[6 empty] | 0.00048671 | 9.9108e-05 | 0.0031162 | 0.12799
[6 empty] | 0.00048735 | 0.00011755 | 0.0030931 | 0.12794
[6 empty] | 0.00048806 | 0.0001149 | 0.0030693 | 0.12789
[6 empty] | 0.00048478 | 0.00012252 | 0.0030481 | 0.12794
[6 empty] | 0.00048934 | 0.00011041 | 0.0030243 | 0.12776
[6 empty] | 0.00049001 | 9.2939e-05 | 0.0029998 | 0.12781
[6 empty] | 0.00049064 | 9.4462e-05 | 0.0029759 | 0.12774
[6 empty] | 0.00049126 | 9.1124e-05 | 0.0029521 | 0.12778
[6 empty] | 0.00049184 | 7.9406e-05 | 0.0029283 | 0.1276
[6 empty] | 0.0004885 | 7.2221e-05 | 0.0029072 | 0.12765
[6 empty] | 0.00049305 | 6.4626e-05 | 0.0028831 | 0.12745
[6 empty] | 0.00049359 | 2.7706e-05 | 0.0028593 | 0.12752
[6 empty] | 0.00049418 | 3.0714e-05 | 0.0028354 | 0.12757
[6 empty] | 0.00049473 | 7.4448e-05 | 0.0028124 | 0.12741
[6 empty] | 0.00049525 | 8.336e-05 | 0.0027908 | 0.12735
[6 empty] | 0.00049574 | 9.2208e-05 | 0.0027645 | 0.12741
[6 empty] | 0.00049227 | 0.00013041 | 0.0027439 | 0.12737
[6 empty] | 0.00049675 | 0.00012759 | 0.0027198 | 0.1273
[6 empty] | 0.00049719 | 0.00013099 | 0.0026985 | 0.12724
[6 empty] | 0.00049768 | 0.00014985 | 0.0026728 | 0.12726
[6 empty] | 0.00049812 | 0.00013322 | 0.0026521 | 0.12707
[6 empty] | 0.00049854 | 8.1721e-05 | 0.0026295 | 0.12706
[6 empty] | 0.00049892 | 2.9287e-05 | 0.0026068 | 0.12695
[6 empty] | 0.00049935 | -3.0565e-07 | 0.0025838 | 0.12682
[6 empty] | 0.0004957 | 2.4453e-05 | 0.0025613 | 0.1268
[6 empty] | 0.00050007 | 7.4623e-05 | 0.0025409 | 0.12653
[6 empty] | 0.00050046 | 0.00011351 | 0.002516 | 0.12651
[6 empty] | 0.0005008 | 0.00015819 | 0.0024965 | 0.12637
[6 empty] | 0.0005011 | 0.00017531 | 0.0024746 | 0.12623
[6 empty] | 0.00050146 | 0.00013263 | 0.0024549 | 0.12609
[6 empty] | 0.00050177 | 9.8229e-05 | 0.0024309 | 0.12607
[6 empty] | 0.00050207 | 6.1754e-05 | 0.0024111 | 0.12583
[6 empty] | 0.00050232 | 8.9634e-06 | 0.0023892 | 0.12581
[6 empty] | 0.00050264 | -3.5697e-05 | 0.002368 | 0.12569
[6 empty] | 0.00050291 | -7.0463e-05 | 0.0023475 | 0.12556
[6 empty] | 0.00050318 | -0.00010247 | 0.002327 | 0.12554
[6 empty] | 0.0005034 | -0.00015902 | 0.0023086 | 0.12529
[6 empty] | 0.00049963 | -0.0001667 | 0.0022859 | 0.12527
[6 empty] | 0.00050394 | -0.00015711 | 0.0022674 | 0.12512
[6 empty] | 0.00050415 | -0.00013825 | 0.0022468 | 0.12498
[6 empty] | 0.00050442 | -7.3751e-05 | 0.0022291 | 0.12486
[6 empty] | 0.00050466 | -3.1924e-06 | 0.0022078 | 0.12486
[6 empty] | 0.00050487 | 6.6489e-05 | 0.0021907 | 0.12479
[6 empty] | 0.00050514 | 9.2189e-05 | 0.0021707 | 0.12463
[6 empty] | 0.00050537 | 9.4548e-05 | 0.0021516 | 0.12471
[6 empty] | 0.00050561 | 8.0879e-05 | 0.002133 | 0.12482
[6 empty] | 0.00050582 | 4.0798e-05 | 0.0021139 | 0.12469
[6 empty] | 0.00050609 | -1.9765e-07 | 0.0020971 | 0.12478
[6 empty] | 0.00050634 | -1.6585e-05 | 0.0020787 | 0.12463
[6 empty] | 0.00050659 | 2.7091e-05 | 0.0020602 | 0.12466
[6 empty] | 0.00050681 | 6.6673e-05 | 0.0020422 | 0.12458
[6 empty] | 0.0005071 | 9.0137e-05 | 0.0020238 | 0.12458
[6 empty] | 0.00050736 | 0.00010931 | 0.0020071 | 0.12436
[6 empty] | 0.0005076 | 0.00014382 | 0.0019875 | 0.12434
[6 empty] | 0.00050791 | 0.0001735 | 0.0019714 | 0.12421
[6 empty] | 0.00050819 | 0.00018228 | 0.0019534 | 0.1241
[6 empty] | 0.00050848 | 0.00020224 | 0.0019375 | 0.12398
[6 empty] | 0.00050874 | 0.00024027 | 0.0019184 | 0.12387
[6 empty] | 0.00050908 | 0.00023684 | 0.0019031 | 0.12386
[6 empty] | 0.0005094 | 0.00018313 | 0.0018835 | 0.12375
[6 empty] | 0.00050969 | 0.00012141 | 0.0018673 | 0.12361
[6 empty] | 0.00051005 | 8.7243e-05 | 0.001851 | 0.12346
[6 empty] | 0.00051039 | 9.771e-05 | 0.0018315 | 0.12329
[6 empty] | 0.00051073 | 9.6247e-05 | 0.001813 | 0.12322
[6 empty] | 0.00051105 | 3.162e-05 | 0.0017961 | 0.12304
[6 empty] | 0.00051145 | 2.9618e-05 | 0.0017781 | 0.12282
[6 empty] | 0.00051182 | 0.00012635 | 0.0017595 | 0.1226
[6 empty] | 0.00051216 | 0.00015794 | 0.0017409 | 0.12238
[6 empty] | 0.00051258 | 0.00016607 | 0.001724 | 0.12216
[6 empty] | 0.00051297 | 0.00013827 | 0.0017047 | 0.12202
[6 empty] | 0.00051336 | 0.00010792 | 0.0016839 | 0.12179
[6 empty] | 0.00051787 | 0.00010319 | 0.0016662 | 0.12154
[6 empty] | 0.00051416 | 7.6402e-05 | 0.0016482 | 0.12131
[6 empty] | 0.00051457 | 6.0609e-05 | 0.0016269 | 0.12106
[6 empty] | 0.00051498 | 6.6636e-05 | 0.0016084 | 0.12094
[6 empty] | 0.00051535 | 8.6164e-05 | 0.0015869 | 0.12072
[6 empty] | 0.0005158 | 0.00010687 | 0.0015677 | 0.12052
[6 empty] | 0.00051621 | 6.5032e-05 | 0.001547 | 0.12031
[6 empty] | 0.00051658 | 3.0171e-05 | 0.0015276 | 0.12013
[6 empty] | 0.00051702 | 4.0182e-05 | 0.001505 | 0.12005
[6 empty] | 0.00051742 | 5.4943e-05 | 0.0014849 | 0.11977
[6 empty] | 0.00051782 | 6.4534e-05 | 0.0014635 | 0.11969
[6 empty] | 0.00051818 | 5.5842e-05 | 0.0014415 | 0.11951
[6 empty] | 0.0005186 | 7.4184e-05 | 0.0014194 | 0.11934
[6 empty] | 0.00052315 | 0.00012322 | 0.0013973 | 0.11927
[6 empty] | 0.00051934 | 0.00010899 | 0.0013765 | 0.11909
[6 empty] | 0.00051966 | 3.5892e-05 | 0.0013544 | 0.11881
[6 empty] | 0.00052004 | 5.692e-05 | 0.0013323 | 0.11874
[6 empty] | 0.00052037 | 0.00010503 | 0.0013103 | 0.11856
[6 empty] | 0.00052065 | 0.00014729 | 0.0012874 | 0.11848
[6 empty] | 0.00052098 | 0.00019087 | 0.0012657 | 0.11815
[6 empty] | 0.00052126 | 0.00022355 | 0.0012436 | 0.11802
[6 empty] | 0.00052153 | 0.00027017 | 0.0012209 | 0.11777
[6 empty] | 0.00052594 | 0.00029347 | 0.001198 | 0.1175
[6 empty] | 0.00052199 | 0.0003087 | 0.0011752 | 0.11719
[6 empty] | 0.0005222 | 0.00031382 | 0.0011535 | 0.11698
[6 empty] | 0.00052234 | 0.00027017 | 0.0011303 | 0.11663
[6 empty] | 0.00052253 | 0.00028403 | 0.0011092 | 0.1162
[6 empty] | 0.00052267 | 0.00032559 | 0.001087 | 0.11594
[6 empty] | 0.00052277 | 0.00035153 | 0.001065 | 0.11569
[6 empty] | 0.00052703 | 0.00034598 | 0.0010438 | 0.11524
[6 empty] | 0.00052291 | 0.00031659 | 0.0010207 | 0.11497
[6 empty] | 0.00052294 | 0.00027318 | 0.00099946 | 0.11452
[6 empty] | 0.00052294 | 0.00025609 | 0.00097801 | 0.11426
[6 empty] | 0.00052287 | 0.00030022 | 0.00095655 | 0.11399
[6 empty] | 0.00052285 | 0.00031505 | 0.00093591 | 0.11351
[6 empty] | 0.00052698 | 0.00032312 | 0.00091433 | 0.11313
[6 empty] | 0.00052265 | 0.00028105 | 0.00089428 | 0.11283
[6 empty] | 0.00052248 | 0.00021394 | 0.00087356 | 0.11241
[6 empty] | 0.00052234 | 0.00018528 | 0.00085278 | 0.11197
[6 empty] | 0.00052214 | 0.00016169 | 0.00083199 | 0.11152
[6 empty] | 0.00052608 | 0.00013173 | 0.00081266 | 0.11115
[6 empty] | 0.00052166 | 0.00012295 | 0.00079181 | 0.11058
[6 empty] | 0.00052137 | 0.0001343 | 0.00077239 | 0.1102
[6 empty] | 0.00052107 | 0.0001089 | 0.00075298 | 0.10974
[6 empty] | 0.0005207 | 9.6283e-05 | 0.00073356 | 0.10935
[6 empty] | 0.00052457 | 0.00013397 | 0.00071477 | 0.10879
[6 empty] | 0.00051999 | 0.00014864 | 0.00069479 | 0.10843
[6 empty] | 0.00051958 | 0.00012662 | 0.00067591 | 0.10785
[6 empty] | 0.00051912 | 0.00011427 | 0.00065652 | 0.10746
[6 empty] | 0.00051871 | 0.00012022 | 0.00063705 | 0.10696
[6 empty] | 0.00052242 | 0.00011193 | 0.00061884 | 0.10651
[6 empty] | 0.00051776 | 0.0001467 | 0.00060031 | 0.10587
[6 empty] | 0.00051723 | 0.0001656 | 0.00058207 | 0.10538
[6 empty] | 0.00051676 | 0.00010756 | 0.00056328 | 0.1048
[6 empty] | 0.00052039 | 7.9591e-05 | 0.00054526 | 0.1042
[6 empty] | 0.00051567 | 5.9743e-05 | 0.00052716 | 0.10361
[6 empty] | 0.00051516 | 4.1114e-05 | 0.00050958 | 0.1031
[6 empty] | 0.00051462 | 5.3476e-05 | 0.00049108 | 0.10241
[6 empty] | 0.00051821 | 5.5914e-05 | 0.00047343 | 0.10191
[6 empty] | 0.00051348 | 4.2387e-05 | 0.00045532 | 0.1013
[6 empty] | 0.00051297 | 4.0319e-05 | 0.00043728 | 0.10069
[6 empty] | 0.00051242 | 3.3453e-05 | 0.00042026 | 0.10014
[6 empty] | 0.00051601 | 2.8818e-05 | 0.00040252 | 0.0994
[6 empty] | 0.00051132 | 5.7061e-05 | 0.00038547 | 0.098811
[6 empty] | 0.00051083 | 4.9358e-05 | 0.00036808 | 0.098117
[6 empty] | 0.00051032 | 3.3223e-05 | 0.00035068 | 0.097408
[6 empty] | 0.00051394 | 3.7737e-05 | 0.00033427 | 0.096771
[6 empty] | 0.00050932 | 4.0854e-05 | 0.00031728 | 0.095961
[6 empty] | 0.0005089 | 4.2286e-05 | 0.00030087 | 0.095313
[6 empty] | 0.00051257 | 5.2795e-05 | 0.00028413 | 0.094582
[6 empty] | 0.00050807 | 8.5588e-05 | 0.00026742 | 0.093861
[6 empty] | 0.00050766 | 6.7016e-05 | 0.0002514 | 0.093127
[6 empty] | 0.00051144 | 6.3638e-05 | 0.0002356 | 0.092481
[6 empty] | 0.00050703 | 0.00010031 | 0.00021937 | 0.091682
[6 empty] | 0.00050672 | 0.00013132 | 0.00020422 | 0.091025
[6 empty] | 0.00050652 | 0.00017736 | 0.0001889 | 0.090291
[6 empty] | 0.0005104 | 0.00021086 | 0.00017355 | 0.089557
[6 empty] | 0.00050616 | 0.00022225 | 0.00015837 | 0.08888
[6 empty] | 0.00050601 | 0.00021175 | 0.00014329 | 0.088057
[6 empty] | 0.00051006 | 0.00022852 | 0.00012887 | 0.08737
[6 empty] | 0.00050596 | 0.00025019 | 0.00011443 | 0.08662
[6 empty] | 0.00050599 | 0.0002518 | 0.00010026 | 0.085867
[6 empty] | 0.00051011 | 0.00023132 | 8.6395e-05 | 0.085197
[6 empty] | 0.0005062 | 0.00020914 | 7.2648e-05 | 0.084387
[6 empty] | 0.00050639 | 0.00023014 | 5.9293e-05 | 0.08375
[6 empty] | 0.00051071 | 0.00024761 | 4.6164e-05 | 0.083053
[6 empty] | 0.00050689 | 0.00025062 | 3.3321e-05 | 0.082375
[6 empty] | 0.00050728 | 0.00026861 | 2.0777e-05 | 0.081717
[6 empty] | 0.00051178 | 0.00025062 | 8.5508e-06 | 0.081147
[6 empty] | 0.00050816 | 0.00022752 | -3.374e-06 | 0.080525
[6 empty] | 0.00050866 | 0.00021213 | -1.4956e-05 | 0.079852
[6 empty] | 0.00051339 | 0.00022983 | -2.6248e-05 | 0.079403
[6 empty] | 0.00050994 | 0.00025552 | -3.7133e-05 | 0.078771
[6 empty] | 0.00051476 | 0.00023473 | -4.7682e-05 | 0.078233
[6 empty] | 0.00051138 | 0.00024593 | -5.7917e-05 | 0.077794
[6 empty] | 0.00051224 | 0.00022773 | -6.7728e-05 | 0.077325
[6 empty] | 0.00051727 | 0.0001997 | -7.7158e-05 | 0.076902
[6 empty] | 0.00051408 | 0.00019777 | -8.6196e-05 | 0.076509
[6 empty] | 0.0005192 | 0.00020109 | -9.4843e-05 | 0.076164
[6 empty] | 0.00051614 | 0.00018094 | -0.00010316 | 0.075931
[6 empty] | 0.00051726 | 0.0001592 | -0.000111 | 0.07566
[6 empty] | 0.00052261 | 0.00016986 | -0.00011843 | 0.075436
[6 empty] | 0.00051962 | 0.00014858 | -0.00012543 | 0.075237
[6 empty] | 0.00052513 | 0.00010918 | -0.00013203 | 0.075084
[6 empty] | 0.00052226 | 7.182e-05 | -0.00013843 | 0.075019
[6 empty] | 0.00052364 | 6.0999e-05 | -0.00014422 | 0.074869
[6 empty] | 0.00052926 | 4.8752e-05 | -0.00014925 | 0.07487
[6 empty] | 0.00052653 | 4.6094e-05 | -0.00015414 | 0.074849
[6 empty] | 0.00053229 | 9.7476e-05 | -0.0001592 | 0.074917
[6 empty] | 0.00052958 | 0.00011036 | -0.00016326 | 0.074881
[6 empty] | 0.00053113 | 9.1887e-05 | -0.00016691 | 0.07501
[6 empty] | 0.00053709 | 7.5436e-05 | -0.00017042 | 0.075097
[6 empty] | 0.00053445 | 4.9417e-05 | -0.00017392 | 0.075208
[6 empty] | 0.00054045 | 5.0492e-05 | -0.00017671 | 0.075339
[6 empty] | 0.00053781 | 7.2406e-06 | -0.00017898 | 0.075486
[6 empty] | 0.00054393 | -2.7413e-05 | -0.00018094 | 0.07571
[6 empty] | 0.00054134 | -3.2882e-05 | -0.0001832 | 0.075878
[6 empty] | 0.0005475 | -4.8377e-05 | -0.0001846 | 0.076049
[6 empty] | 0.00054488 | -2.7667e-05 | -0.00018602 | 0.076221
[6 empty] | 0.00054672 | 2.1092e-05 | -0.00018757 | 0.076461
[6 empty] | 0.00055297 | 7.3751e-05 | -0.00018881 | 0.076555
[6 empty] | 0.00055037 | 6.4852e-05 | -0.00018968 | 0.076781
[6 empty] | 0.00055662 | 6.6107e-05 | -0.00019039 | 0.076937
[6 empty] | 0.00055404 | 0.0001028 | -0.00019108 | 0.077093
[6 empty] | 0.00056035 | 0.00011452 | -0.00019124 | 0.077231
[6 empty] | 0.0005577 | 0.00014114 | -0.0001918 | 0.077431
[6 empty] | 0.000564 | 0.00019792 | -0.00019265 | 0.07756
[6 empty] | 0.00056134 | 0.00018595 | -0.00019266 | 0.077667
[6 empty] | 0.00056768 | 0.00016143 | -0.00019335 | 0.077772
[6 empty] | 0.00056492 | 0.0001951 | -0.00019407 | 0.077854
[6 empty] | 0.00057122 | 0.00023898 | -0.00019492 | 0.077935
[6 empty] | 0.00056844 | 0.00027916 | -0.00019548 | 0.078063
[6 empty] | 0.00057476 | 0.00029326 | -0.00019635 | 0.078101
[6 empty] | 0.00057187 | 0.00029776 | -0.00019774 | 0.078129
[6 empty] | 0.00057813 | 0.00032851 | -0.00019863 | 0.078125
[6 empty] | 0.00057519 | 0.00034784 | -0.00019916 | 0.078157
[6 empty] | 0.00058145 | 0.00036762 | -0.00020074 | 0.07802
[6 empty] | 0.00057838 | 0.00041275 | -0.00020267 | 0.077997
[6 empty] | 0.00058457 | 0.0004064 | -0.00020497 | 0.077876
[6 empty] | 0.00058144 | 0.0003764 | -0.00020727 | 0.077733
[6 empty] | 0.00058761 | 0.00033118 | -0.00020918 | 0.077639
[6 empty] | 0.00058434 | 0.00033262 | -0.0002115 | 0.0774
[6 empty] | 0.00059041 | 0.00037708 | -0.0002143 | 0.077282
[6 empty] | 0.00059181 | 0.00039688 | -0.00021712 | 0.077085
[6 empty] | 0.00058838 | 0.00043781 | -0.00022065 | 0.076875
[6 empty] | 0.00059439 | 0.00042761 | -0.00022417 | 0.076721
[6 empty] | 0.00059081 | 0.00037107 | -0.00022789 | 0.076408
[6 empty] | 0.00059678 | 0.00036047 | -0.00023195 | 0.076213
[6 empty] | 0.00059313 | 0.000335 | -0.00023636 | 0.075939
[6 empty] | 0.00059899 | 0.00029074 | -0.00024059 | 0.075636
[6 empty] | 0.00059518 | 0.00028696 | -0.00024505 | 0.075386
[6 empty] | 0.000601 | 0.00028084 | -0.00024906 | 0.074997
[6 empty] | 0.00060194 | 0.00026598 | -0.00025423 | 0.074709
[6 empty] | 0.000598 | 0.00028367 | -0.00025986 | 0.074352
[6 empty] | 0.00060365 | 0.00025346 | -0.00026482 | 0.073971
[6 empty] | 0.00059957 | 0.00021028 | -0.00026975 | 0.073588
[6 empty] | 0.00060517 | 0.00020585 | -0.00027565 | 0.073253
[6 empty] | 0.00060102 | 0.00015981 | -0.00028131 | 0.07278
[6 empty] | 0.0006065 | 0.00013303 | -0.0002874 | 0.072436
[6 empty] | 0.00060705 | 0.0001411 | -0.00029403 | 0.07202
[6 empty] | 0.00060278 | 0.00015384 | -0.00029994 | 0.071594
[6 empty] | 0.00060813 | 0.00017077 | -0.00030534 | 0.071233
[6 empty] | 0.00060372 | 0.00014585 | -0.00031196 | 0.070795
[6 empty] | 0.00060895 | 0.00010067 | -0.00031831 | 0.070283
[6 empty] | 0.00060935 | 7.4803e-05 | -0.00032399 | 0.069873
[6 empty] | 0.00060479 | 7.7923e-05 | -0.00032965 | 0.069442
[6 empty] | 0.00060994 | 8.4841e-05 | -0.00033602 | 0.068872
[6 empty] | 0.00061013 | 0.00010697 | -0.0003427 | 0.068403
[6 empty] | 0.00060548 | 0.00014821 | -0.00034834 | 0.067805
[6 empty] | 0.0006105 | 8.1558e-05 | -0.000354 | 0.067317
[6 empty] | 0.00060573 | 0 | -0.00035966 | 0.066835
[6 empty] | 0.00061064 | 0 | -0.00036533 | 0.066237
[6 empty] | 0.00061072 | 0 | -0.00037133 | 0.065768
[6 empty] | 0.00060583 | 0 | -0.00037698 | 0.0652
[6 empty] | 0.00061067 | 0 | -0.00038194 | 0.064756
[6 empty] | 0.0006106 | 0 | -0.00038692 | 0.064258
[6 empty] | 0.00060556 | 0 | -0.00039186 | 0.06383
[6 empty] | 0.00061034 | 0 | -0.00039647 | 0.063289
[6 empty] | 0.00061016 | 0 | -0.00040036 | 0.062871
[6 empty] | 0.00060508 | 0 | -0.00040495 | 0.0624
[6 empty] | 0.00060968 | 0 | -0.00040958 | 0.06195
[6 empty] | 0.00060944 | 0 | -0.00041349 | 0.061508
[6 empty] | 0.00060427 | 0 | -0.00041701 | 0.061149
[6 empty] | 0.00060881 | 0 | -0.00042023 | 0.060759
[6 empty] | 0.00060842 | 0 | -0.00042307 | 0.060346
[6 empty] | 0.00060321 | 0 | -0.00042591 | 0.06013
[6 empty] | 0.00060765 | 0 | -0.00042875 | 0.059795
[6 empty] | 0.00060721 | 0 | -0.00043192 | 0.059551
[6 empty] | 0.00060185 | 0 | -0.00043372 | 0.059396
[6 empty] | 0.00060625 | 0 | -0.00043622 | 0.059228
[6 empty] | 0.00060573 | 0 | -0.00043835 | 0.059095
[6 empty] | 0.00060518 | 0 | -0.00044014 | 0.05899
[6 empty] | 0.00059977 | 0 | -0.00044119 | 0.05896
[6 empty] | 0.00060397 | 0 | -0.00044302 | 0.058848
[6 empty] | 0.00060338 | 0 | -0.0004437 | 0.05885
[6 empty] | 0.00059791 | 0 | -0.00044441 | 0.058817
[6 empty] | 0.00060206 | 0 | -0.00044512 | 0.058783
[6 empty] | 0.00060132 | 0 | -0.00044583 | 0.058811
[6 empty] | 0.00060063 | 0 | -0.00044695 | 0.058751
[6 empty] | 0.00059509 | 0 | -0.00044692 | 0.058808
[6 empty] | 0.00059911 | 0 | -0.00044695 | 0.058828
[6 empty] | 0.00059827 | 0 | -0.00044692 | 0.058875
[6 empty] | 0.00059271 | 0 | -0.00044692 | 0.059002
[6 empty] | 0.00059663 | 0 | -0.00044732 | 0.059048
[6 empty] | 0.00059576 | 0 | -0.00044732 | 0.059228
[6 empty] | 0.00059486 | 0 | -0.00044658 | 0.059374
[6 empty] | 0.00058914 | 0 | -0.0004459 | 0.059529
[6 empty] | 0.00059298 | 0 | -0.00044587 | 0.059748
[6 empty] | 0.00059201 | 0 | -0.00044556 | 0.059857
[6 empty] | 0.00059101 | 0 | -0.00044485 | 0.060053
[6 empty] | 0.00058994 | 0 | -0.00044414 | 0.060172
[6 empty] | 0.00058422 | 0 | -0.00044342 | 0.060272
[6 empty] | 0.00058786 | 0 | -0.00044268 | 0.060391
[6 empty] | 0.00058676 | 0 | -0.00044169 | 0.060383
[6 empty] | 0.00058563 | 0 | -0.00044054 | 0.060459
[6 empty] | 0.00057977 | 0 | -0.00044023 | 0.060473
[6 empty] | 0.00058331 | 0 | -0.00043952 | 0.060484
[6 empty] | 0.00058212 | 0 | -0.0004392 | 0.060501
[6 empty] | 0.0005809 | 0 | -0.00043809 | 0.060579
[6 empty] | 0.00057962 | 0 | -0.00043774 | 0.060568
[6 empty] | 0.00057377 | 0 | -0.00043703 | 0.060676
[6 empty] | 0.00057712 | 0 | -0.00043632 | 0.060736
[6 empty] | 0.00057581 | 0 | -0.00043563 | 0.060857
[6 empty] | 0.00057445 | 0 | -0.00043525 | 0.060878
[6 empty] | 0.00057314 | 0 | -0.00043454 | 0.061002
[6 empty] | 0.00056721 | 0 | -0.0004342 | 0.061058
[6 empty] | 0.0005704 | 0 | -0.0004349 | 0.06111
[6 empty] | 0.000569 | 0 | -0.00043385 | 0.061141
[6 empty] | 0.00056755 | 0 | -0.00043311 | 0.06122
[6 empty] | 0.00056616 | 0 | -0.0004335 | 0.061176
[6 empty] | 0.00056472 | 0 | -0.00043347 | 0.061235
[6 empty] | 0.00055876 | 0 | -0.0004335 | 0.061234
[6 empty] | 0.00056176 | 0 | -0.00043422 | 0.061277
[6 empty] | 0.00056032 | 0 | -0.0004353 | 0.061223
[6 empty] | 0.00055884 | 0 | -0.0004349 | 0.061264
[6 empty] | 0.00055734 | 0 | -0.00043601 | 0.061195
[6 empty] | 0.00055584 | 0 | -0.00043673 | 0.061284
[6 empty] | 0.0005543 | 0 | -0.00043745 | 0.061209
[6 empty] | 0.00054841 | 0 | -0.00043853 | 0.061182
[6 empty] | 0.00055132 | 0 | -0.00043925 | 0.061198
[6 empty] | 0.00054981 | 0 | -0.00044031 | 0.061155
[6 empty] | 0.00054826 | 0 | -0.00044211 | 0.061102
[6 empty] | 0.00054679 | 0 | -0.0004432 | 0.061033
[6 empty] | 0.00054529 | 0 | -0.00044354 | 0.060948
[6 empty] | 0.00054379 | 0 | -0.00044535 | 0.060882
[6 empty] | 0.00054229 | 0 | -0.00044682 | 0.060742
[6 empty] | 0.00054077 | 0 | -0.00044894 | 0.060576
[6 empty] | 0.00053502 | 0 | -0.00045109 | 0.060393
[6 empty] | 0.00053787 | 0 | -0.00045252 | 0.060183
[6 empty] | 0.00053642 | 0 | -0.00045437 | 0.060018
[6 empty] | 0.00053498 | 0 | -0.00022753 | 0.059803
[6 empty] | 0.00053353 | 0 | 0 | 0.059583
[6 empty] | 0.00053215 | 0 | 0 | 0.059381
[6 empty] | 0.00053077 | 0 | 0 | 0.059184
[6 empty] | 0.0005294 | 0 | 0 | 0.059058
[6 empty] | 0.00052802 | 0 | 0 | 0.058894
[6 empty] | 0.00052672 | 0 | 0 | 0.058739
[6 empty] | 0.00052542 | 0 | 0 | 0.058604
[6 empty] | 0.00051995 | 0 | 0 | 0.058469
[6 empty] | 0.00052288 | 0 | 0 | 0.058397
[6 empty] | 0.00052162 | 0 | 0 | 0.058274
[6 empty] | 0.00052045 | 0 | 0 | 0.058148
[6 empty] | 0.00051928 | 0 | 0 | 0.058019
[6 empty] | 0.00051813 | 0 | 0 | 0.057885
[6 empty] | 0.00051698 | 0 | 0 | 0.057793
[6 empty] | 0.00051593 | 0 | 0 | 0.057647
[6 empty] | 0.00051487 | 0 | 0 | 0.057495
[6 empty] | 0.00051384 | 0 | 0 | 0.057335
[6 empty] | 0.00051284 | 0 | 0 | 0.057167
[6 empty] | 0.00051185 | 0 | 0 | 0.057043
[6 empty] | 0.00051095 | 0 | 0 | 0.056809
[6 empty] | 0.00051005 | 0 | 0 | 0.056669
[6 empty] | 0.00050918 | 0 | 0 | 0.056481
[6 empty] | 0.00050834 | 0 | 0 | 0.056347
[6 empty] | 0.00050751 | 0 | 0 | 0.056119
[6 empty] | 0.00050677 | 0 | 0 | 0.056003
[6 empty] | 0.00050603 | 0 | 0 | 0.055844
[6 empty] | 0.00050533 | 0 | 0 | 0.055704
[6 empty] | 0.00050466 | 0 | 0 | 0.05561
[6 empty] | 0.00050398 | 0 | 0 | 0.055436
[6 empty] | 0.00050341 | 0 | 0 | 0.055349
[6 empty] | 0.00050283 | 0 | 0 | 0.055209
[6 empty] | 0.00050228 | 0 | 0 | 0.05507
[6 empty] | 0.00050173 | 0 | 0 | 0.05492
[6 empty] | 0.00050128 | 0 | 0 | 0.054809
[6 empty] | 0.00050082 | 0 | 0 | 0.054647
[6 empty] | 0.0005004 | 0 | 0 | 0.05443
[6 empty] | 0.0005 | 0 | 0 | 0.054354
[6 empty] | 0.0004996 | 0 | 0 | 0.054134
[6 empty] | 0.00049929 | 0 | 0 | 0.053954
[6 empty] | 0.00049898 | 0 | 0 | 0.053815
[6 empty] | 0.00049869 | 0 | 0 | 0.053629
[6 empty] | 0.00049843 | 0 | 0 | 0.053428
[6 empty] | 0.00049816 | 0 | 0 | 0.053268
[6 empty] | 0.00049799 | 0 | 0 | 0.053014
[6 empty] | 0.0004978 | 0 | 0 | 0.052843
[6 empty] | 0.00049764 | 0 | 0 | 0.052625
[6 empty] | 0.00050148 | 0 | 0 | 0.052394
[6 empty] | 0.00049735 | 0 | 0 | 0.052159
[6 empty] | 0.00049729 | 0 | 0 | 0.051967
[6 empty] | 0.00049722 | 0 | 0 | 0.051678
[6 empty] | 0.00049717 | 0 | 0 | 0.051479
[6 empty] | 0.00049714 | 0 | 0 | 0.051274
[6 empty] | 0.00049709 | 0 | 0 | 0.050994
[6 empty] | 0.00049713 | 0 | 0 | 0.050758
[6 empty] | 0.00049716 | 0 | 0 | 0.050569
[6 empty] | 0.0004972 | 0 | 0 | 0.050352
[6 empty] | 0.00049723 | 0 | 0 | 0.050142
[6 empty] | 0.00050132 | 0 | 0 | 0.049941
[6 empty] | 0.00049743 | 0 | 0 | 0.04979
[6 empty] | 0.00049754 | 0 | 0 | 0.049606
[6 empty] | 0.00049767 | 0 | 0 | 0.049421
[6 empty] | 0.00049781 | 0 | 0 | 0.049244
[6 empty] | 0.00049793 | 0 | 0 | 0.049061
[6 empty] | 0.00049814 | 0 | 0 | 0.048909
[6 empty] | 0.00049832 | 0 | 0 | 0.04867
[6 empty] | 0.00049852 | 0 | 0 | 0.048491
[6 empty] | 0.00050271 | 0 | 0 | 0.048262
[6 empty] | 0.00049891 | 0 | 0 | 0.048061
[6 empty] | 0.00049918 | 0 | 0 | 0.047774
[6 empty] | 0.00049942 | 0 | 0 | 0.047568
[6 empty] | 0.00049968 | 0 | 0 | 0.047319
[6 empty] | 0.00049991 | 0 | 0 | 0.047083
[6 empty] | 0.00050022 | 0 | 0 | 0.046862
[6 empty] | 0.0005045 | 0 | 0 | 0.046684
[6 empty] | 0.0005008 | 0 | 0 | 0.046481
[6 empty] | 0.0005011 | 0 | 0 | 0.046277
[6 empty] | 0.00050138 | 0 | 0 | 0.046064
[6 empty] | 0.00050173 | 0 | 0 | 0.045846
[6 empty] | 0.00050205 | 0 | 0 | 0.045641
[6 empty] | 0.0005064 | 0 | 0 | 0.045348
[6 empty] | 0.00050273 | 0 | 0 | 0.045106
[6 empty] | 0.00050304 | 0 | 0 | 0.044809
[6 empty] | 0.00050342 | 0 | 0 | 0.044537
[6 empty] | 0.00050377 | 0 | 0 | 0.044184
[6 empty] | 0.00050816 | 0 | 0 | 0.04391
[6 empty] | 0.00050449 | 0 | 0 | 0.043604
[6 empty] | 0.00050486 | 0 | 0 | 0.04331
[6 empty] | 0.00050519 | 0 | 0 | 0.043029
[6 empty] | 0.0005056 | 0 | 0 | 0.042802
[6 empty] | 0.00051001 | 0 | 0 | 0.042547
[6 empty] | 0.00050634 | 0 | 0 | 0.042307
[6 empty] | 0.00050671 | 0 | 0 | 0.042078
[6 empty] | 0.00050705 | 0 | 0 | 0.041858
[6 empty] | 0.00051151 | 0 | 0 | 0.041684
[6 empty] | 0.00050782 | 0 | 0 | 0.041477
[6 empty] | 0.00050819 | 0 | 0 | 0.041283
[6 empty] | 0.00050855 | 0 | 0 | 0.041085
[6 empty] | 0.00050888 | 0 | 0 | 0.040889
[6 empty] | 0.00051335 | 0 | 0 | 0.040722
[6 empty] | 0.00050963 | 0 | 0 | 0.040469
[6 empty] | 0.00050998 | 0 | 0 | 0.04027
[6 empty] | 0.00051032 | 0 | 0 | 0.040051
[6 empty] | 0.00051471 | 0 | 0 | 0.039749
[6 empty] | 0.00051099 | 0 | 0 | 0.039506
[6 empty] | 0.00051132 | 0 | 0 | 0.039193
[6 empty] | 0.00051573 | 0 | 0 | 0.038947
[6 empty] | 0.00051196 | 0 | 0 | 0.03871
[6 empty] | 0.00051223 | 0 | 0 | 0.038418
[6 empty] | 0.00051256 | 0 | 0 | 0.038207
[6 empty] | 0.00051695 | 0 | 0 | 0.037939
[6 empty] | 0.00051313 | 0 | 0 | 0.037737
[6 empty] | 0.00051341 | 0 | 0 | 0.037537
[6 empty] | 0.00051778 | 0 | 0 | 0.037266
[6 empty] | 0.0005139 | 0 | 0 | 0.03705
[6 empty] | 0.00051418 | 0 | 0 | 0.036766
[6 empty] | 0.00051443 | 0 | 0 | 0.036537
[6 empty] | 0.00051878 | 0 | 0 | 0.036308
[6 empty] | 0.00051489 | 0 | 0 | 0.036017
[6 empty] | 0.00051507 | 0 | 0 | 0.035795
[6 empty] | 0.00051944 | 0 | 0 | 0.035522
[6 empty] | 0.00051552 | 0 | 0 | 0.035317
[6 empty] | 0.00051572 | 0 | 0 | 0.035115
[6 empty] | 0.00052003 | 0 | 0 | 0.034863
[6 empty] | 0.00051606 | 0 | 0 | 0.034663
[6 empty] | 0.00051627 | 0 | 0 | 0.034435
[6 empty] | 0.00052058 | 0 | 0 | 0.034199
[6 empty] | 0.00051662 | 0 | 0 | 0.033953
[6 empty] | 0.00051679 | 0 | 0 | 0.033706
[6 empty] | 0.00052105 | 0 | 0 | 0.033478
[6 empty] | 0.00051711 | 0 | 0 | 0.033217
[6 empty] | 0.00051727 | 0 | 0 | 0.032953
[6 empty] | 0.00052157 | 0 | 0 | 0.032681
[6 empty] | 0.00051759 | 0 | 0 | 0.032438
[6 empty] | 0.00051775 | 0 | 0 | 0.032131
[6 empty] | 0.00052201 | 0 | 0 | 0.031883
[6 empty] | 0.00051807 | 0 | 0 | 0.031601
[6 empty] | 0.00052238 | 0 | 0 | 0.031356
[6 empty] | 0.00051841 | 0 | 0 | 0.031061
[6 empty] | 0.00051858 | 0 | 0 | 0.030829
[6 empty] | 0.00052288 | 0 | 0 | 0.030584
[6 empty] | 0.00051895 | 0 | 0 | 0.030355
[6 empty] | 0.00051915 | 0 | 0 | 0.030134
[6 empty] | 0.0005235 | 0 | 0 | 0.02995
[6 empty] | 0.00051956 | 0 | 0 | 0.02973
[6 empty] | 0.00052394 | 0 | 0 | 0.029562
[6 empty] | 0.00051999 | 0 | 0 | 0.029383
[6 empty] | 0.00052443 | 0 | 0 | 0.029233
[6 empty] | 0.00052052 | 0 | 0 | 0.029047
[6 empty] | 0.00052079 | 0 | 0 | 0.028911
[6 empty] | 0.00052524 | 0 | 0 | 0.028761
[6 empty] | 0.00052134 | 0 | 0 | 0.028609
[6 empty] | 0.00052586 | 0 | 0 | 0.028476
[6 empty] | 0.00052202 | 0 | 0 | 0.028286
[6 empty] | 0.00052236 | 0 | 0 | 0.028132
[6 empty] | 0.0005269 | 0 | 0 | 0.027937
[6 empty] | 0.0005231 | 0 | 0 | 0.027727
[6 empty] | 0.00052764 | 0 | 0 | 0.027506
[6 empty] | 0.0005239 | 0 | 0 | 0.027301
[6 empty] | 0.00052852 | 0 | 0 | 0.027071
[6 empty] | 0.00052477 | 0 | 0 | 0.026847
[6 empty] | 0.00052942 | 0 | 0 | 0.02663
[6 empty] | 0.00052566 | 0 | 0 | 0.026422
[6 empty] | 0.0005304 | 0 | 0 | 0.026247
[6 empty] | 0.0005267 | 0 | 0 | 0.026057
[6 empty] | 0.00052722 | 0 | 0 | 0.025877
[6 empty] | 0.00053198 | 0 | 0 | 0.025706
[6 empty] | 0.00052831 | 0 | 0 | 0.025561
[6 empty] | 0.00053307 | 0 | 0 | 0.025385
[6 empty] | 0.00052946 | 0 | 0 | 0.025261
[6 empty] | 0.00053429 | 0 | 0 | 0.025118
[6 empty] | 0.00053065 | 0 | 0 | 0.024981
[6 empty] | 0.00053552 | 0 | 0 | 0.024862
[6 empty] | 0.00053186 | 0 | 0 | 0.024715
[6 empty] | 0.00053679 | 0 | 0 | 0.024543
[6 empty] | 0.00053317 | 0 | 0 | 0.024421
[6 empty] | 0.00053809 | 0 | 0 | 0.024233
[6 empty] | 0.00053448 | 0 | 0 | 0.02406
[6 empty] | 0.00053942 | 0 | 0 | 0.02391
[6 empty] | 0.00053577 | 0 | 0 | 0.023745
[6 empty] | 0.00054076 | 0 | 0 | 0.023588
[6 empty] | 0.00053714 | 0 | 0 | 0.023441
[6 empty] | 0.0005421 | 0 | 0 | 0.023321
[6 empty] | 0.00054277 | 0 | 0 | 0.023188
[6 empty] | 0.00053913 | 0 | 0 | 0.023057
[6 empty] | 0.00054406 | 0 | 0 | 0.022928
[6 empty] | 0.00054043 | 0 | 0 | 0.022797
[6 empty] | 0.0005454 | 0 | 0 | 0.022683
[6 empty] | 0.00054171 | 0 | 0 | 0.022527
[6 empty] | 0.00054667 | 0 | 0 | 0.022409
[6 empty] | 0.00054295 | 0 | 0 | 0.02229
[6 empty] | 0.00054786 | 0 | 0 | 0.022131
[6 empty] | 0.00054413 | 0 | 0 | 0.02201
[6 empty] | 0.00054906 | 0 | 0 | 0.021848
[6 empty] | 0.00054962 | 0 | 0 | 0.021723
[6 empty] | 0.00054579 | 0 | 0 | 0.021591
[6 empty] | 0.00055067 | 0 | 0 | 0.021426
[6 empty] | 0.00054677 | 0 | 0 | 0.021294
[6 empty] | 0.00055165 | 0 | 0 | 0.021148
[6 empty] | 0.0005521 | 0 | 0 | 0.021012
[6 empty] | 0.00054815 | 0 | 0 | 0.020885
[6 empty] | 0.00055294 | 0 | 0 | 0.020771
[6 empty] | 0.00054889 | 0 | 0 | 0.020689
[6 empty] | 0.00055367 | 0 | 0 | 0.020605
[6 empty] | 0.00055399 | 0 | 0 | 0.020531
[6 empty] | 0.00054989 | 0 | 0 | 0.020464
[6 empty] | 0.00055456 | 0 | 0 | 0.020422
[6 empty] | 0.0005504 | 0 | 0 | 0.020342
[6 empty] | 0.000555 | 0 | 0 | 0.020293
[6 empty] | 0.00055515 | 0 | 0 | 0.020218
[6 empty] | 0.00055092 | 0 | 0 | 0.020149
[6 empty] | 0.00055544 | 0 | 0 | 0.020035
[6 empty] | 0.00055112 | 0 | 0 | 0.019938
[6 empty] | 0.00055558 | 0 | 0 | 0.019815
[6 empty] | 0.0005556 | 0 | 0 | 0.019688
[6 empty] | 0.00055114 | 0 | 0 | 0.019576
[6 empty] | 0.00055554 | 0 | 0 | 0.019441
[6 empty] | 0.00055546 | 0 | 0 | 0.019349
[6 empty] | 0.00055095 | 0 | 0 | 0.019261
[6 empty] | 0.00055522 | 0 | 0 | 0.019189
[6 empty] | 0.00055504 | 0 | 0 | 0.019151
[6 empty] | 0.00055041 | 0 | 0 | 0.019094
[6 empty] | 0.00055461 | 0 | 0 | 0.019072
[6 empty] | 0.00055435 | 0 | 0 | 0.019037
[6 empty] | 0.00054966 | 0 | 0 | 0.018994
[6 empty] | 0.00055373 | 0 | 0 | 0.018959
[6 empty] | 0.00055338 | 0 | 0 | 0.018884
[6 empty] | 0.00054858 | 0 | 0 | 0.01883
[6 empty] | 0.0005526 | 0 | 0 | 0.018753
[6 empty] | 0.00055216 | 0 | 0 | 0.018687
[6 empty] | 0.00054733 | 0 | 0 | 0.018587
[6 empty] | 0.00055122 | 0 | 0 | 0.018515
[6 empty] | 0.00055071 | 0 | 0 | 0.018428
[6 empty] | 0.00055014 | 0 | 0 | 0.01834
[6 empty] | 0.00054526 | 0 | 0 | 0.01825
[6 empty] | 0.00054904 | 0 | 0 | 0.018177
[6 empty] | 0.00054843 | 0 | 0 | 0.018093
[6 empty] | 0.00054347 | 0 | 0 | 0.018009
[6 empty] | 0.00054717 | 0 | 0 | 0.017929
[6 empty] | 0.00054647 | 0 | 0 | 0.017855
[6 empty] | 0.00054583 | 0 | 0 | 0.017797
[6 empty] | 0.0005408 | 0 | 0 | 0.017732
[6 empty] | 0.00054441 | 0 | 0 | 0.017672
[6 empty] | 0.00054368 | 0 | 0 | 0.017614
[6 empty] | 0.00054293 | 0 | 0 | 0.017562
[6 empty] | 0.00053784 | 0 | 0 | 0.017526
[6 empty] | 0.0005414 | 0 | 0 | 0.017477
[6 empty] | 0.00054061 | 0 | 0 | 0.017432
[6 empty] | 0.00053981 | 0 | 0 | 0.017385
[6 empty] | 0.00053472 | 0 | 0 | 0.017352
[6 empty] | 0.00053817 | 0 | 0 | 0.017289
[6 empty] | 0.00053734 | 0 | 0 | 0.017252
[6 empty] | 0.00053646 | 0 | 0 | 0.017198
[6 empty] | 0.0005314 | 0 | 0 | 0.017156
[6 empty] | 0.00053479 | 0 | 0 | 0.017085
[6 empty] | 0.00053392 | 0 | 0 | 0.017041
[6 empty] | 0.00053305 | 0 | 0 | 0.016987
[6 empty] | 0.00053217 | 0 | 0 | 0.016936
[6 empty] | 0.00052703 | 0 | 0 | 0.016891
[6 empty] | 0.00053039 | 0 | 0 | 0.016868
[6 empty] | 0.00052949 | 0 | 0 | 0.016834
[6 empty] | 0.00052859 | 0 | 0 | 0.016807
[6 empty] | 0.00052768 | 0 | 0 | 0.016783
[6 empty] | 0.0005226 | 0 | 0 | 0.016764
[6 empty] | 0.00052586 | 0 | 0 | 0.016763
[6 empty] | 0.00052491 | 0 | 0 | 0.016753
[6 empty] | 0.00052403 | 0 | 0 | 0.016747
[6 empty] | 0.00052311 | 0 | 0 | 0.016748
[6 empty] | 0.00051805 | 0 | 0 | 0.016767
[6 empty] | 0.00052127 | 0 | 0 | 0.016765
[6 empty] | 0.00052035 | 0 | 0 | 0.016792
[6 empty] | 0.0005194 | 0 | 0 | 0.016826
[6 empty] | 0.00051851 | 0 | 0 | 0.016829
[6 empty] | 0.00051759 | 0 | 0 | 0.016848
[6 empty] | 0.00051257 | 0 | 0 | 0.016878
[6 empty] | 0.00051575 | 0 | 0 | 0.01689
[6 empty] | 0.00051483 | 0 | 0 | 0.016898
[6 empty] | 0.00051392 | 0 | 0 | 0.016918
[6 empty] | 0.00051297 | 0 | 0 | 0.016905
[6 empty] | 0.00051209 | 0 | 0 | 0.016917
[6 empty] | 0.00051118 | 0 | 0 | 0.016912
[6 empty] | 0.00050622 | 0 | 0 | 0.016903
[6 empty] | 0.00050937 | 0 | 0 | 0.016898
[6 empty] | 0.00050847 | 0 | 0 | 0.016859
[6 empty] | 0.00050754 | 0 | 0 | 0.016839
[6 empty] | 0.00050667 | 0 | 0 | 0.016798
[6 empty] | 0.00050578 | 0 | 0 | 0.016768
[6 empty] | 0.0005049 | 0 | 0 | 0.016705
[6 empty] | 0.00050402 | 0 | 0 | 0.016671
[6 empty] | 0.00050314 | 0 | 0 | 0.016623
[6 empty] | 0.00049828 | 0 | 0 | 0.016575
[6 empty] | 0.00050137 | 0 | 0 | 0.016533
[6 empty] | 0.00050054 | 0 | 0 | 0.016508
[6 empty] | 0.00049968 | 0 | 0 | 0.016475
[6 empty] | 0.00049883 | 0 | 0 | 0.016451
[6 empty] | 0.00049798 | 0 | 0 | 0.016438
[6 empty] | 0.00049715 | 0 | 0 | 0.016436
[6 empty] | 0.00049631 | 0 | 0 | 0.016459
[6 empty] | 0.00049545 | 0 | 0 | 0.016477
[6 empty] | 0.00049467 | 0 | 0 | 0.016498
[6 empty] | 0.00049386 | 0 | 0 | 0.016516
[6 empty] | 0.00049305 | 0 | 0 | 0.016539
[6 empty] | 0.00049225 | 0 | 0 | 0.016521
[6 empty] | 0.00049146 | 0 | 0 | 0.01651
[6 empty] | 0.00048679 | 0 | 0 | 0.016465
[6 empty] | 0.00048987 | 0 | 0 | 0.016417
[6 empty] | 0.00048914 | 0 | 0 | 0.016327
[6 empty] | 0.00048838 | 0 | 0 | 0.016256
[6 empty] | 0.00048763 | 0 | 0 | 0.016172
[6 empty] | 0.00048689 | 0 | 0 | 0.016093
[6 empty] | 0.00048616 | 0 | 0 | 0.016041
[6 empty] | 0.00048544 | 0 | 0 | 0.015977
[6 empty] | 0.0004847 | 0 | 0 | 0.015953
[6 empty] | 0.00048403 | 0 | 0 | 0.015931
[6 empty] | 0.00048333 | 0 | 0 | 0.015918
[6 empty] | 0.00048265 | 0 | 0 | 0.015924
[6 empty] | 0.00048198 | 0 | 0 | 0.015903
[6 empty] | 0.00048132 | 0 | 0 | 0.015903
[6 empty] | 0.00048067 | 0 | 0 | 0.015881
[6 empty] | 0.00048 | 0 | 0 | 0.015859
[6 empty] | 0.00047941 | 0 | 0 | 0.0158
[6 empty] | 0.0004788 | 0 | 0 | 0.015755
[6 empty] | 0.00047819 | 0 | 0 | 0.015691
[6 empty] | 0.0004776 | 0 | 0 | 0.015627
[6 empty] | 0.00047703 | 0 | 0 | 0.015578
[6 empty] | 0.00047647 | 0 | 0 | 0.015512
[6 empty] | 0.00047589 | 0 | 0 | 0.015481
[6 empty] | 0.00047538 | 0 | 0 | 0.015446
[6 empty] | 0.00047486 | 0 | 0 | 0.015419
[6 empty] | 0.00047436 | 0 | 0 | 0.015409
[6 empty] | 0.00047387 | 0 | 0 | 0.015375
[6 empty] | 0.0004734 | 0 | 0 | 0.015367
[6 empty] | 0.00047294 | 0 | 0 | 0.015347
[6 empty] | 0.00047625 | 0 | 0 | 0.015342
[6 empty] | 0.00047204 | 0 | 0 | 0.015315
[6 empty] | 0.00047167 | 0 | 0 | 0.01532
[6 empty] | 0.00047128 | 0 | 0 | 0.015319
[6 empty] | 0.00047091 | 0 | 0 | 0.015322
[6 empty] | 0.00047056 | 0 | 0 | 0.015339
[6 empty] | 0.00047023 | 0 | 0 | 0.015327
[6 empty] | 0.00046992 | 0 | 0 | 0.015333
[6 empty] | 0.0004696 | 0 | 0 | 0.015313
[6 empty] | 0.00046936 | 0 | 0 | 0.015276
[6 empty] | 0.00046912 | 0 | 0 | 0.01523
[6 empty] | 0.00046889 | 0 | 0 | 0.015151
[6 empty] | 0.00046869 | 0 | 0 | 0.015037
[6 empty] | 0.00046852 | 0 | 0 | 0.014942
[6 empty] | 0.00047208 | 0 | 0 | 0.014797
[6 empty] | 0.0004682 | 0 | 0 | 0.014655
[6 empty] | 0.00046813 | 0 | 0 | 0.014524
[6 empty] | 0.00046805 | 0 | 0 | 0.014388
[6 empty] | 0.000468 | 0 | 0 | 0.014266
[6 empty] | 0.00046797 | 0 | 0 | 0.014174
[6 empty] | 0.00046797 | 0 | 0 | 0.014081
[6 empty] | 0.000468 | 0 | 0 | 0.014033
[6 empty] | 0.00047177 | 0 | 0 | 0.013992
[6 empty] | 0.00046811 | 0 | 0 | 0.013976
[6 empty] | 0.00046826 | 0 | 0 | 0.01395
[6 empty] | 0.0004684 | 0 | 0 | 0.013951
[6 empty] | 0.00046857 | 0 | 0 | 0.013944
[6 empty] | 0.00046878 | 0 | 0 | 0.013936
[6 empty] | 0.00046901 | 0 | 0 | 0.013928
[6 empty] | 0.00046927 | 0 | 0 | 0.013931
[6 empty] | 0.00047329 | 0 | 0 | 0.013923
[6 empty] | 0.00046986 | 0 | 0 | 0.013913
[6 empty] | 0.00047025 | 0 | 0 | 0.013901
[6 empty] | 0.00047063 | 0 | 0 | 0.013887
[6 empty] | 0.00047105 | 0 | 0 | 0.013877
[6 empty] | 0.0004715 | 0 | 0 | 0.013847
[6 empty] | 0.00047572 | 0 | 0 | 0.013807
[6 empty] | 0.00047249 | 0 | 0 | 0.013752
[6 empty] | 0.000473 | 0 | 0 | 0.013697
[6 empty] | 0.00047361 | 0 | 0 | 0.013613
[6 empty] | 0.00047421 | 0 | 0 | 0.013544
[6 empty] | 0.00047862 | 0 | 0 | 0.013479
[6 empty] | 0.00047552 | 0 | 0 | 0.013401
[6 empty] | 0.00047621 | 0 | 0 | 0.013359
[6 empty] | 0.00047694 | 0 | 0 | 0.013309
[6 empty] | 0.0004777 | 0 | 0 | 0.013297
[6 empty] | 0.00048224 | 0 | 0 | 0.013295
[6 empty] | 0.00047929 | 0 | 0 | 0.01328
[6 empty] | 0.00048014 | 0 | 0 | 0.013287
[6 empty] | 0.000481 | 0 | 0 | 0.013281
[6 empty] | 0.0004819 | 0 | 0 | 0.013267
[6 empty] | 0.00048665 | 0 | 0 | 0.013246
[6 empty] | 0.00048377 | 0 | 0 | 0.013224
[6 empty] | 0.00048474 | 0 | 0 | 0.013182
[6 empty] | 0.00048571 | 0 | 0 | 0.013129
[6 empty] | 0.00049062 | 0 | 0 | 0.013066
[6 empty] | 0.0004878 | 0 | 0 | 0.012994
[6 empty] | 0.00048886 | 0 | 0 | 0.012925
[6 empty] | 0.00048995 | 0 | 0 | 0.012839
[6 empty] | 0.00049495 | 0 | 0 | 0.01275
[6 empty] | 0.00049217 | 0 | 0 | 0.012658
[6 empty] | 0.00049331 | 0 | 0 | 0.012577
[6 empty] | 0.00049444 | 0 | 0 | 0.012478
[6 empty] | 0.00049957 | 0 | 0 | 0.012405
[6 empty] | 0.00049683 | 0 | 0 | 0.012336
[6 empty] | 0.00049803 | 0 | 0 | 0.012258
[6 empty] | 0.0005032 | 0 | 0 | 0.012207
[6 empty] | 0.00050047 | 0 | 0 | 0.01215
[6 empty] | 0.0005017 | 0 | 0 | 0.012123
[6 empty] | 0.00050295 | 0 | 0 | 0.012112
[6 empty] | 0.0005082 | 0 | 0 | 0.012095
[6 empty] | 0.00050543 | 0 | 0 | 0.012108
[6 empty] | 0.00050673 | 0 | 0 | 0.012119
[6 empty] | 0.00051202 | 0 | 0 | 0.01213
[6 empty] | 0.00050927 | 0 | 0 | 0.012138
[6 empty] | 0.00051054 | 0 | 0 | 0.012142
[6 empty] | 0.00051588 | 0 | 0 | 0.012121
[6 empty] | 0.00051309 | 0 | 0 | 0.01208
[6 empty] | 0.00051437 | 0 | 0 | 0.012023
[6 empty] | 0.0005156 | 0 | 0 | 0.011961
[6 empty] | 0.00052101 | 0 | 0 | 0.011873
[6 empty] | 0.00051817 | 0 | 0 | 0.011801
[6 empty] | 0.00051943 | 0 | 0 | 0.011722
[6 empty] | 0.0005248 | 0 | 0 | 0.011654
[6 empty] | 0.00052192 | 0 | 0 | 0.011576
[6 empty] | 0.00052315 | 0 | 0 | 0.011521
[6 empty] | 0.00052853 | 0 | 0 | 0.011457
[6 empty] | 0.00052554 | 0 | 0 | 0.011393
[6 empty] | 0.00053095 | 0 | 0 | 0.011333
[6 empty] | 0.00052795 | 0 | 0 | 0.011251
[6 empty] | 0.00052912 | 0 | 0 | 0.011181
[6 empty] | 0.00053448 | 0 | 0 | 0.011098
[6 empty] | 0.0005314 | 0 | 0 | 0.011015
[6 empty] | 0.00053252 | 0 | 0 | 0.010941
[6 empty] | 0.00053784 | 0 | 0 | 0.010859
[6 empty] | 0.00053469 | 0 | 0 | 0.010775
[6 empty] | 0.00053996 | 0 | 0 | 0.010688
[6 empty] | 0.00053677 | 0 | 0 | 0.010602
[6 empty] | 0.00053778 | 0 | 0 | 0.010521
[6 empty] | 0.00054304 | 0 | 0 | 0.01043
[6 empty] | 0.00053972 | 0 | 0 | 0.010343
[6 empty] | 0.00054065 | 0 | 0 | 0.010264
[6 empty] | 0.00054585 | 0 | 0 | 0.010203
[6 empty] | 0.00054244 | 0 | 0 | 0.010142
[6 empty] | 0.00054759 | 0 | 0 | 0.010114
[6 empty] | 0.00054407 | 0 | 0 | 0.010102
[6 empty] | 0.00054921 | 0 | 0 | 0.010092
[6 empty] | 0.00054565 | 0 | 0 | 0.010107
[6 empty] | 0.00054637 | 0 | 0 | 0.010109
[6 empty] | 0.00055141 | 0 | 0 | 0.010126
[6 empty] | 0.00054773 | 0 | 0 | 0.010133
[6 empty] | 0.0005527 | 0 | 0 | 0.01011
[6 empty] | 0.00054894 | 0 | 0 | 0.010086
[6 empty] | 0.00055386 | 0 | 0 | 0.010038
[6 empty] | 0.00054998 | 0 | 0 | 0.0099785
[6 empty] | 0.0005505 | 0 | 0 | 0.0099104
[6 empty] | 0.00055532 | 0 | 0 | 0.0098491
[6 empty] | 0.00055136 | 0 | 0 | 0.0097855
[6 empty] | 0.00055611 | 0 | 0 | 0.0097312
[6 empty] | 0.00055207 | 0 | 0 | 0.0096878
[6 empty] | 0.00055674 | 0 | 0 | 0.0096635
[6 empty] | 0.00055262 | 0 | 0 | 0.0096328
[6 empty] | 0.00055722 | 0 | 0 | 0.0096201
[6 empty] | 0.00055298 | 0 | 0 | 0.0095984
[6 empty] | 0.00055754 | 0 | 0 | 0.0095778
[6 empty] | 0.00055325 | 0 | 0 | 0.0095316
[6 empty] | 0.0005577 | 0 | 0 | 0.0094884
[6 empty] | 0.00055333 | 0 | 0 | 0.0094241
[6 empty] | 0.0005577 | 0 | 0 | 0.0093574
[6 empty] | 0.00055325 | 0 | 0 | 0.0092681
[6 empty] | 0.00055754 | 0 | 0 | 0.0091898
[6 empty] | 0.00055301 | 0 | 0 | 0.0091049
[6 empty] | 0.00055722 | 0 | 0 | 0.0090241
[6 empty] | 0.00055258 | 0 | 0 | 0.0089497
[6 empty] | 0.00055675 | 0 | 0 | 0.0088934
[6 empty] | 0.00055207 | 0 | 0 | 0.0088421
[6 empty] | 0.00055612 | 0 | 0 | 0.0088011
[6 empty] | 0.00055137 | 0 | 0 | 0.0087706
[6 empty] | 0.00055534 | 0 | 0 | 0.0087472
[6 empty] | 0.00055053 | 0 | 0 | 0.008733
[6 empty] | 0.00055442 | 0 | 0 | 0.0087096
[6 empty] | 0.00054955 | 0 | 0 | 0.0086816
[6 empty] | 0.00055336 | 0 | 0 | 0.0086532
[6 empty] | 0.00054839 | 0 | 0 | 0.008603
[6 empty] | 0.00055217 | 0 | 0 | 0.0085598
[6 empty] | 0.00055152 | 0 | 0 | 0.0085076
[6 empty] | 0.00054651 | 0 | 0 | 0.0084554
[6 empty] | 0.00055015 | 0 | 0 | 0.0084134
[6 empty] | 0.00054509 | 0 | 0 | 0.00837
[6 empty] | 0.00054866 | 0 | 0 | 0.0083347
[6 empty] | 0.00054357 | 0 | 0 | 0.0083045
[6 empty] | 0.00054708 | 0 | 0 | 0.0082811
[6 empty] | 0.00054625 | 0 | 0 | 0.0082677
[6 empty] | 0.00054108 | 0 | 0 | 0.0082406
[6 empty] | 0.00054454 | 0 | 0 | 0.0082304
[6 empty] | 0.00053938 | 0 | 0 | 0.0081944
[6 empty] | 0.00054276 | 0 | 0 | 0.0081565
[6 empty] | 0.00053758 | 0 | 0 | 0.0081172
[6 empty] | 0.00054092 | 0 | 0 | 0.0080626
[6 empty] | 0.00053998 | 0 | 0 | 0.0080017
[6 empty] | 0.00053479 | 0 | 0 | 0.0079437
[6 empty] | 0.00053808 | 0 | 0 | 0.0078731
[6 empty] | 0.00053712 | 0 | 0 | 0.0078195
[6 empty] | 0.00053191 | 0 | 0 | 0.0077656
[6 empty] | 0.0005352 | 0 | 0 | 0.007718
[6 empty] | 0.00053003 | 0 | 0 | 0.0076822
[6 empty] | 0.00053327 | 0 | 0 | 0.0076449
[6 empty] | 0.00053232 | 0 | 0 | 0.0076113
[6 empty] | 0.00052718 | 0 | 0 | 0.0075808
[6 empty] | 0.00053042 | 0 | 0 | 0.0075555
[6 empty] | 0.00052949 | 0 | 0 | 0.0075405
[6 empty] | 0.00052441 | 0 | 0 | 0.0075287
[6 empty] | 0.00052766 | 0 | 0 | 0.0075276
[6 empty] | 0.00052259 | 0 | 0 | 0.007535
[6 empty] | 0.00052589 | 0 | 0 | 0.0075561
[6 empty] | 0.00052504 | 0 | 0 | 0.0075686
[6 empty] | 0.00052008 | 0 | 0 | 0.0075929
[6 empty] | 0.00052339 | 0 | 0 | 0.0076105
[6 empty] | 0.00052261 | 0 | 0 | 0.0076058
[6 empty] | 0.00051774 | 0 | 0 | 0.0076011
[6 empty] | 0.00052112 | 0 | 0 | 0.0075768
[6 empty] | 0.00052041 | 0 | 0 | 0.0075408
[6 empty] | 0.00051565 | 0 | 0 | 0.0074961
[6 empty] | 0.00051907 | 0 | 0 | 0.0074524
[6 empty] | 0.0005185 | 0 | 0 | 0.0073969
[6 empty] | 0.00051793 | 0 | 0 | 0.007358
[6 empty] | 0.00051332 | 0 | 0 | 0.0073231
[6 empty] | 0.0005169 | 0 | 0 | 0.007283
[6 empty] | 0.00051645 | 0 | 0 | 0.0072588
[6 empty] | 0.00051197 | 0 | 0 | 0.0072321
[6 empty] | 0.00051565 | 0 | 0 | 0.007209
[6 empty] | 0.00051532 | 0 | 0 | 0.0071865
[6 empty] | 0.00051503 | 0 | 0 | 0.0071708
[6 empty] | 0.00051073 | 0 | 0 | 0.0071524
[6 empty] | 0.00051458 | 0 | 0 | 0.0071355
[6 empty] | 0.00051439 | 0 | 0 | 0.007121
[6 empty] | 0.00051026 | 0 | 0 | 0.0071072
[6 empty] | 0.00051424 | 0 | 0 | 0.0071005
[6 empty] | 0.00051422 | 0 | 0 | 0.0070859
[6 empty] | 0.00051424 | 0 | 0 | 0.0070706
[6 empty] | 0.00051027 | 0 | 0 | 0.0070603
[6 empty] | 0.00051443 | 0 | 0 | 0.0070387
[6 empty] | 0.00051459 | 0 | 0 | 0.0070288
[6 empty] | 0.0005148 | 0 | 0 | 0.0070131
[6 empty] | 0.000511 | 0 | 0 | 0.0070027
[6 empty] | 0.00051535 | 0 | 0 | 0.0069793
[6 empty] | 0.00051566 | 0 | 0 | 0.0069625
[6 empty] | 0.00051608 | 0 | 0 | 0.0069358
[6 empty] | 0.00051245 | 0 | 0 | 0.0069027
[6 empty] | 0.00051699 | 0 | 0 | 0.0068641
[6 empty] | 0.00051751 | 0 | 0 | 0.0068264
[6 empty] | 0.00051806 | 0 | 0 | 0.0067795
[6 empty] | 0.00051866 | 0 | 0 | 0.0067315
[6 empty] | 0.00051521 | 0 | 0 | 0.0066822
[6 empty] | 0.00051998 | 0 | 0 | 0.0066364
[6 empty] | 0.00052069 | 0 | 0 | 0.0065864
[6 empty] | 0.00052144 | 0 | 0 | 0.0065355
[6 empty] | 0.00052222 | 0 | 0 | 0.0064866
[6 empty] | 0.00051889 | 0 | 0 | 0.0064446
[6 empty] | 0.0005239 | 0 | 0 | 0.0063948
[6 empty] | 0.00052478 | 0 | 0 | 0.006359
[6 empty] | 0.00052569 | 0 | 0 | 0.0063239
[6 empty] | 0.00052663 | 0 | 0 | 0.0062963
[6 empty] | 0.00052345 | 0 | 0 | 0.0062623
[6 empty] | 0.00052859 | 0 | 0 | 0.0062402
[6 empty] | 0.00052961 | 0 | 0 | 0.0062153
[6 empty] | 0.00053065 | 0 | 0 | 0.0061995
[6 empty] | 0.00053171 | 0 | 0 | 0.0061751
[6 empty] | 0.0005328 | 0 | 0 | 0.0061659
[6 empty] | 0.00053389 | 0 | 0 | 0.0061576
[6 empty] | 0.00053077 | 0 | 0 | 0.0061533
[6 empty] | 0.00053614 | 0 | 0 | 0.0061525
[6 empty] | 0.00053729 | 0 | 0 | 0.0061571
[6 empty] | 0.00053844 | 0 | 0 | 0.0061548
[6 empty] | 0.00053961 | 0 | 0 | 0.006148
[6 empty] | 0.00054078 | 0 | 0 | 0.0061342
[6 empty] | 0.00054197 | 0 | 0 | 0.0061195
[6 empty] | 0.00053888 | 0 | 0 | 0.0060945
[6 empty] | 0.00054435 | 0 | 0 | 0.0060672
[6 empty] | 0.00054555 | 0 | 0 | 0.0060399
[6 empty] | 0.00054675 | 0 | 0 | 0.0060227
[6 empty] | 0.00054795 | 0 | 0 | 0.0060027
[6 empty] | 0.00054915 | 0 | 0 | 0.0060013
[6 empty] | 0.00055031 | 0 | 0 | 0.006009
[6 empty] | 0.00055154 | 0 | 0 | 0.0060163
[6 empty] | 0.00055273 | 0 | 0 | 0.0060383
[6 empty] | 0.00054955 | 0 | 0 | 0.0060524
[6 empty] | 0.00055509 | 0 | 0 | 0.006079
[6 empty] | 0.00055626 | 0 | 0 | 0.0060816
[6 empty] | 0.00055742 | 0 | 0 | 0.0060772
[6 empty] | 0.00055857 | 0 | 0 | 0.0060631
[6 empty] | 0.00055971 | 0 | 0 | 0.0060294
[6 empty] | 0.00056084 | 0 | 0 | 0.005985
[6 empty] | 0.00056195 | 0 | 0 | 0.0059379
[6 empty] | 0.00056306 | 0 | 0 | 0.0058847
[6 empty] | 0.00056415 | 0 | 0 | 0.0058358
[6 empty] | 0.00056518 | 0 | 0 | 0.0057926
[6 empty] | 0.00056628 | 0 | 0 | 0.0057572
[6 empty] | 0.00056732 | 0 | 0 | 0.0057318
[6 empty] | 0.00056835 | 0 | 0 | 0.0057059
[6 empty] | 0.00056936 | 0 | 0 | 0.0056778
[6 empty] | 0.00056587 | 0 | 0 | 0.0056455
[6 empty] | 0.00057133 | 0 | 0 | 0.0056055
[6 empty] | 0.00057229 | 0 | 0 | 0.0055615
[6 empty] | 0.00057323 | 0 | 0 | 0.0055067
[6 empty] | 0.00057415 | 0 | 0 | 0.0054478
[6 empty] | 0.00057505 | 0 | 0 | 0.0053946
[6 empty] | 0.00057593 | 0 | 0 | 0.0053461
[6 empty] | 0.0005768 | 0 | 0 | 0.0053083
[6 empty] | 0.00057761 | 0 | 0 | 0.0053042
[6 empty] | 0.00057847 | 0 | 0 | 0.0053094
[6 empty] | 0.00057928 | 0 | 0 | 0.0053437
[6 empty] | 0.00058007 | 0 | 0 | 0.0053843
[6 empty] | 0.00058084 | 0 | 0 | 0.0054442
[6 empty] | 0.00058159 | 0 | 0 | 0.0054895
[6 empty] | 0.00058232 | 0 | 0 | 0.0055277
[6 empty] | 0.00058303 | 0 | 0 | 0.0055537
[6 empty] | 0.00058373 | 0 | 0 | 0.005555
[6 empty] | 0.00058441 | 0 | 0 | 0.0055383
[6 empty] | 0.00058507 | 0 | 0 | 0.0055117
[6 empty] | 0.00058571 | 0 | 0 | 0.0054684
[6 empty] | 0.00058634 | 0 | 0 | 0.0054307
[6 empty] | 0.00058695 | 0 | 0 | 0.0053968
[6 empty] | 0.00058751 | 0 | 0 | 0.0053605
[6 empty] | 0.00058812 | 0 | 0 | 0.005341
[6 empty] | 0.00059332 | 0 | 0 | 0.0053218
[6 empty] | 0.00058924 | 0 | 0 | 0.0053178
[6 empty] | 0.00058977 | 0 | 0 | 0.0053202
[6 empty] | 0.00059029 | 0 | 0 | 0.0053183
[6 empty] | 0.0005908 | 0 | 0 | 0.005325
[6 empty] | 0.0005913 | 0 | 0 | 0.0053237
[6 empty] | 0.00059179 | 0 | 0 | 0.0053154
[6 empty] | 0.00059226 | 0 | 0 | 0.0053034
[6 empty] | 0.00059272 | 0 | 0 | 0.0052723
[6 empty] | 0.00059318 | 0 | 0 | 0.0052371
[6 empty] | 0.00059362 | 0 | 0 | 0.0051875
[6 empty] | 0.00059406 | 0 | 0 | 0.005133
[6 empty] | 0.00059449 | 0 | 0 | 0.0050677
[6 empty] | 0.00059487 | 0 | 0 | 0.004994
[6 empty] | 0.00059532 | 0 | 0 | 0.0049284
[6 empty] | 0.00060041 | 0 | 0 | 0.0048646
[6 empty] | 0.00059613 | 0 | 0 | 0.0047996
[6 empty] | 0.00059652 | 0 | 0 | 0.0047525
[6 empty] | 0.00059691 | 0 | 0 | 0.0047159
[6 empty] | 0.0005973 | 0 | 0 | 0.0046932
[6 empty] | 0.00059768 | 0 | 0 | 0.0046898
[6 empty] | 0.00059806 | 0 | 0 | 0.0046962
[6 empty] | 0.00059843 | 0 | 0 | 0.0047079
[6 empty] | 0.0005988 | 0 | 0 | 0.0047334
[6 empty] | 0.00060388 | 0 | 0 | 0.0047467
[6 empty] | 0.00059954 | 0 | 0 | 0.0047599
[6 empty] | 0.0005999 | 0 | 0 | 0.0047599
[6 empty] | 0.00060026 | 0 | 0 | 0.0047494
[6 empty] | 0.00060062 | 0 | 0 | 0.0047294
[6 empty] | 0.00060098 | 0 | 0 | 0.0047056
[6 empty] | 0.0006013 | 0 | 0 | 0.0046692
[6 empty] | 0.00060642 | 0 | 0 | 0.0046366
[6 empty] | 0.00060204 | 0 | 0 | 0.0046042
[6 empty] | 0.00060239 | 0 | 0 | 0.0045644
[6 empty] | 0.00060274 | 0 | 0 | 0.0045325
[6 empty] | 0.00060308 | 0 | 0 | 0.0044982
[6 empty] | 0.00060342 | 0 | 0 | 0.0044634
[6 empty] | 0.00060851 | 0 | 0 | 0.0044332
[6 empty] | 0.00060409 | 0 | 0 | 0.0043954
[6 empty] | 0.00060442 | 0 | 0 | 0.004363
[6 empty] | 0.00060474 | 0 | 0 | 0.0043287
[6 empty] | 0.00060506 | 0 | 0 | 0.0042998
[6 empty] | 0.00060537 | 0 | 0 | 0.0042674
[6 empty] | 0.00061044 | 0 | 0 | 0.0042451
[6 empty] | 0.00060596 | 0 | 0 | 0.0042234
[6 empty] | 0.00060625 | 0 | 0 | 0.0042072
[6 empty] | 0.00060652 | 0 | 0 | 0.0041847
[6 empty] | 0.00060674 | 0 | 0 | 0.0041677
[6 empty] | 0.00061181 | 0 | 0 | 0.0041444
[6 empty] | 0.00060727 | 0 | 0 | 0.004117
[6 empty] | 0.00060749 | 0 | 0 | 0.0040897
[6 empty] | 0.00060769 | 0 | 0 | 0.0040534
[6 empty] | 0.00061266 | 0 | 0 | 0.0040242
[6 empty] | 0.00060804 | 0 | 0 | 0.0039952
[6 empty] | 0.00060819 | 0 | 0 | 0.0039751
[6 empty] | 0.00060832 | 0 | 0 | 0.0039595
[6 empty] | 0.00061321 | 0 | 0 | 0.0039485
[6 empty] | 0.0006085 | 0 | 0 | 0.0039514
[6 empty] | 0.00060855 | 0 | 0 | 0.0039476
[6 empty] | 0.00060858 | 0 | 0 | 0.0039487
[6 empty] | 0.00061336 | 0 | 0 | 0.0039412
[6 empty] | 0.00060854 | 0 | 0 | 0.0039344
[6 empty] | 0.00060847 | 0 | 0 | 0.0039234
[6 empty] | 0.00060838 | 0 | 0 | 0.003907
[6 empty] | 0.00061303 | 0 | 0 | 0.0038994
[6 empty] | 0.00060808 | 0 | 0 | 0.003897
[6 empty] | 0.00060784 | 0 | 0 | 0.0039043
[6 empty] | 0.00060764 | 0 | 0 | 0.0039249
[6 empty] | 0.00061214 | 0 | 0 | 0.0039495
[6 empty] | 0.00060704 | 0 | 0 | 0.0039847
[6 empty] | 0.00060668 | 0 | 0 | 0.0040209
[6 empty] | 0.00061105 | 0 | 0 | 0.0040453
[6 empty] | 0.00060583 | 0 | 0 | 0.0040664
[6 empty] | 0.00060535 | 0 | 0 | 0.004071
[6 empty] | 0.00060482 | 0 | 0 | 0.0040605
[6 empty] | 0.00060899 | 0 | 0 | 0.0040365
[6 empty] | 0.00060362 | 0 | 0 | 0.0040036
[6 empty] | 0.00060295 | 0 | 0 | 0.0039586
[6 empty] | 0.00060698 | 0 | 0 | 0.003921
[6 empty] | 0.00060148 | 0 | 0 | 0.003876
[6 empty] | 0.00060067 | 0 | 0 | 0.0038369
[6 empty] | 0.00060454 | 0 | 0 | 0.0038035
[6 empty] | 0.00059893 | 0 | 0 | 0.0037679
[6 empty] | 0.00059798 | 0 | 0 | 0.0037304
[6 empty] | 0.00060169 | 0 | 0 | 0.0036929
[6 empty] | 0.00059596 | 0 | 0 | 0.0036483
[6 empty] | 0.00059485 | 0 | 0 | 0.0035997
[6 empty] | 0.00059844 | 0 | 0 | 0.0035494
[6 empty] | 0.0005926 | 0 | 0 | 0.0035016
[6 empty] | 0.0005914 | 0 | 0 | 0.0034612
[6 empty] | 0.0005948 | 0 | 0 | 0.0034247
[6 empty] | 0.00058887 | 0 | 0 | 0.0033963
[6 empty] | 0.00058755 | 0 | 0 | 0.003377
[6 empty] | 0.0005908 | 0 | 0 | 0.0033688
[6 empty] | 0.0005848 | 0 | 0 | 0.003368
[6 empty] | 0.00058796 | 0 | 0 | 0.0033779
[6 empty] | 0.00058192 | 0 | 0 | 0.0033988
[6 empty] | 0.00058043 | 0 | 0 | 0.0034332
[6 empty] | 0.00058347 | 0 | 0 | 0.0034728
[6 empty] | 0.00057737 | 0 | 0 | 0.0035185
[6 empty] | 0.00058034 | 0 | 0 | 0.0035638
[6 empty] | 0.00057422 | 0 | 0 | 0.0036065
[6 empty] | 0.00057262 | 0 | 0 | 0.0036339
[6 empty] | 0.00057549 | 0 | 0 | 0.0036526
[6 empty] | 0.00056936 | 0 | 0 | 0.0036579
[6 empty] | 0.00057218 | 0 | 0 | 0.0036463
[6 empty] | 0.00056605 | 0 | 0 | 0.0036319
[6 empty] | 0.00056438 | 0 | 0 | 0.003614
[6 empty] | 0.00056714 | 0 | 0 | 0.0035994
[6 empty] | 0.00056103 | 0 | 0 | 0.0035904
[6 empty] | 0.00056376 | 0 | 0 | 0.0035914
[6 empty] | 0.00055764 | 0 | 0 | 0.0035939
[6 empty] | 0.00056038 | 0 | 0 | 0.0035957
[6 empty] | 0.00055434 | 0 | 0 | 0.0035914
[6 empty] | 0.00055268 | 0 | 0 | 0.0035786
[6 empty] | 0.00055537 | 0 | 0 | 0.0035495
[6 empty] | 0.0005494 | 0 | 0 | 0.0035077
[6 empty] | 0.0005521 | 0 | 0 | 0.0034564
[6 empty] | 0.00054619 | 0 | 0 | 0.0034021
[6 empty] | 0.00054889 | 0 | 0 | 0.0033442
[6 empty] | 0.00054304 | 0 | 0 | 0.003291
[6 empty] | 0.00054577 | 0 | 0 | 0.0032479
[6 empty] | 0.00054 | 0 | 0 | 0.0032159
[6 empty] | 0.00054275 | 0 | 0 | 0.0031989
[6 empty] | 0.00053706 | 0 | 0 | 0.0031908
[6 empty] | 0.00053563 | 0 | 0 | 0.0031932
[6 empty] | 0.00053844 | 0 | 0 | 0.0032078
[6 empty] | 0.00053287 | 0 | 0 | 0.0032258
[6 empty] | 0.00053573 | 0 | 0 | 0.003247
[6 empty] | 0.00053026 | 0 | 0 | 0.0032674
[6 empty] | 0.00053316 | 0 | 0 | 0.0032837
[6 empty] | 0.00052778 | 0 | 0 | 0.0032976
[6 empty] | 0.00053074 | 0 | 0 | 0.0033017
[6 empty] | 0.00052546 | 0 | 0 | 0.0032984
[6 empty] | 0.00052848 | 0 | 0 | 0.0032888
[6 empty] | 0.00052329 | 0 | 0 | 0.0032771
[6 empty] | 0.00052638 | 0 | 0 | 0.0032616
[6 empty] | 0.00052539 | 0 | 0 | 0.0032479
[6 empty] | 0.00052032 | 0 | 0 | 0.0032395
[6 empty] | 0.00052354 | 0 | 0 | 0.0032404
[6 empty] | 0.00051859 | 0 | 0 | 0.003246
[6 empty] | 0.00052184 | 0 | 0 | 0.0032601
[6 empty] | 0.00051699 | 0 | 0 | 0.0032805
[6 empty] | 0.00052032 | 0 | 0 | 0.0033067
[6 empty] | 0.00051555 | 0 | 0 | 0.0033303
[6 empty] | 0.00051895 | 0 | 0 | 0.0033509
[6 empty] | 0.00051427 | 0 | 0 | 0.003364
[6 empty] | 0.00051773 | 0 | 0 | 0.0033681
[6 empty] | 0.00051718 | 0 | 0 | 0.0033649
[6 empty] | 0.00051263 | 0 | 0 | 0.0033477
[6 empty] | 0.00051619 | 0 | 0 | 0.0033206
[6 empty] | 0.00051172 | 0 | 0 | 0.0032894
[6 empty] | 0.00051534 | 0 | 0 | 0.003251
[6 empty] | 0.00051094 | 0 | 0 | 0.0032107
[6 empty] | 0.00051462 | 0 | 0 | 0.0031754
[6 empty] | 0.0005143 | 0 | 0 | 0.0031483
[6 empty] | 0.00051 | 0 | 0 | 0.0031336
[6 empty] | 0.00051376 | 0 | 0 | 0.0031276
[6 empty] | 0.00050953 | 0 | 0 | 0.0031311
[6 empty] | 0.00051333 | 0 | 0 | 0.0031383
[6 empty] | 0.00051316 | 0 | 0 | 0.0031465
[6 empty] | 0.000509 | 0 | 0 | 0.0031457
[6 empty] | 0.00051288 | 0 | 0 | 0.0031332
[6 empty] | 0.00050876 | 0 | 0 | 0.0031094
[6 empty] | 0.00051268 | 0 | 0 | 0.0030685
[6 empty] | 0.00051261 | 0 | 0 | 0.003023
[6 empty] | 0.00050856 | 0 | 0 | 0.0029711
[6 empty] | 0.00051253 | 0 | 0 | 0.0029211
[6 empty] | 0.00051251 | 0 | 0 | 0.0028796
[6 empty] | 0.00050851 | 0 | 0 | 0.0028461
[6 empty] | 0.00051252 | 0 | 0 | 0.0028212
[6 empty] | 0.00050851 | 0 | 0 | 0.0028039
[6 empty] | 0.00051258 | 0 | 0 | 0.0027944
[6 empty] | 0.00051263 | 0 | 0 | 0.0027854
[6 empty] | 0.00050868 | 0 | 0 | 0.0027765
[6 empty] | 0.00051275 | 0 | 0 | 0.0027665
[6 empty] | 0.00051283 | 0 | 0 | 0.0027574
[6 empty] | 0.0005089 | 0 | 0 | 0.0027528
[6 empty] | 0.000513 | 0 | 0 | 0.0027505
[6 empty] | 0.0005131 | 0 | 0 | 0.0027528
[6 empty] | 0.00050919 | 0 | 0 | 0.0027616
[6 empty] | 0.00051331 | 0 | 0 | 0.0027698
[6 empty] | 0.00051342 | 0 | 0 | 0.0027781
[6 empty] | 0.00050953 | 0 | 0 | 0.0027837
[6 empty] | 0.00051366 | 0 | 0 | 0.0027847
[6 empty] | 0.00051378 | 0 | 0 | 0.0027842
[6 empty] | 0.00051391 | 0 | 0 | 0.0027809
[6 empty] | 0.00051003 | 0 | 0 | 0.0027784
[6 empty] | 0.00051417 | 0 | 0 | 0.0027813
[6 empty] | 0.00051431 | 0 | 0 | 0.002785
[6 empty] | 0.00051043 | 0 | 0 | 0.0027962
[6 empty] | 0.00051458 | 0 | 0 | 0.0028085
[6 empty] | 0.00051472 | 0 | 0 | 0.0028246
[6 empty] | 0.00051085 | 0 | 0 | 0.002835
[6 empty] | 0.00051501 | 0 | 0 | 0.0028471
[6 empty] | 0.00051515 | 0 | 0 | 0.0028548
[6 empty] | 0.0005153 | 0 | 0 | 0.0028537
[6 empty] | 0.00051142 | 0 | 0 | 0.0028515
[6 empty] | 0.0005156 | 0 | 0 | 0.0028387
[6 empty] | 0.00051575 | 0 | 0 | 0.0028256
[6 empty] | 0.0005159 | 0 | 0 | 0.0028012
[6 empty] | 0.00051202 | 0 | 0 | 0.0027738
[6 empty] | 0.00051621 | 0 | 0 | 0.0027445
[6 empty] | 0.00051636 | 0 | 0 | 0.0027106
[6 empty] | 0.00051652 | 0 | 0 | 0.0026786
[6 empty] | 0.00051264 | 0 | 0 | 0.0026434
[6 empty] | 0.00051683 | 0 | 0 | 0.0026131
[6 empty] | 0.00051699 | 0 | 0 | 0.0025841
[6 empty] | 0.00051715 | 0 | 0 | 0.0025611
[6 empty] | 0.00051731 | 0 | 0 | 0.0025386
[6 empty] | 0.00051343 | 0 | 0 | 0.002523
[6 empty] | 0.00051763 | 0 | 0 | 0.0025083
[6 empty] | 0.00051779 | 0 | 0 | 0.0024957
[6 empty] | 0.00051795 | 0 | 0 | 0.002485
[6 empty] | 0.00051406 | 0 | 0 | 0.0024719
[6 empty] | 0.00051826 | 0 | 0 | 0.0024552
[6 empty] | 0.00051842 | 0 | 0 | 0.0024336
[6 empty] | 0.00051858 | 0 | 0 | 0.0024064
[6 empty] | 0.00051873 | 0 | 0 | 0.0023731
[6 empty] | 0.00051483 | 0 | 0 | 0.0023342
[6 empty] | 0.00051903 | 0 | 0 | 0.0022934
[6 empty] | 0.00051918 | 0 | 0 | 0.0022554
[6 empty] | 0.00051932 | 0 | 0 | 0.0022213
[6 empty] | 0.00051946 | 0 | 0 | 0.0021972
[6 empty] | 0.0005196 | 0 | 0 | 0.0021854
[6 empty] | 0.00051563 | 0 | 0 | 0.0021864
[6 empty] | 0.00051985 | 0 | 0 | 0.0022013
[6 empty] | 0.00051996 | 0 | 0 | 0.0022254
[6 empty] | 0.00052007 | 0 | 0 | 0.0022586
[6 empty] | 0.00052017 | 0 | 0 | 0.0022994
[6 empty] | 0.00052026 | 0 | 0 | 0.0023401
[6 empty] | 0.00052034 | 0 | 0 | 0.0023792
[6 empty] | 0.00051635 | 0 | 0 | 0.0024202
[6 empty] | 0.00052047 | 0 | 0 | 0.0024491
[6 empty] | 0.00052052 | 0 | 0 | 0.0024717
[6 empty] | 0.00052056 | 0 | 0 | 0.0024818
[6 empty] | 0.00052058 | 0 | 0 | 0.0024825
[6 empty] | 0.00052059 | 0 | 0 | 0.0024752
[6 empty] | 0.00052058 | 0 | 0 | 0.0024643
[6 empty] | 0.00051649 | 0 | 0 | 0.0024511
[6 empty] | 0.00052051 | 0 | 0 | 0.0024401
[6 empty] | 0.00052045 | 0 | 0 | 0.0024362
[6 empty] | 0.00052037 | 0 | 0 | 0.0024353
[6 empty] | 0.00052027 | 0 | 0 | 0.0024454
[6 empty] | 0.00052015 | 0 | 0 | 0.0024586
[6 empty] | 0.00052001 | 0 | 0 | 0.0024755
[6 empty] | 0.00051985 | 0 | 0 | 0.0024854
[6 empty] | 0.00051967 | 0 | 0 | 0.0024914
[6 empty] | 0.00051946 | 0 | 0 | 0.0024847
[6 empty] | 0.00051922 | 0 | 0 | 0.0024673
[6 empty] | 0.00051491 | 0 | 0 | 0.0024374
[6 empty] | 0.00051868 | 0 | 0 | 0.0023971
[6 empty] | 0.00051837 | 0 | 0 | 0.0023588
[6 empty] | 0.00051804 | 0 | 0 | 0.0023178
[6 empty] | 0.00051767 | 0 | 0 | 0.0022854
[6 empty] | 0.00051728 | 0 | 0 | 0.0022569
[6 empty] | 0.00051686 | 0 | 0 | 0.0022417
[6 empty] | 0.00051641 | 0 | 0 | 0.0022285
[6 empty] | 0.00051594 | 0 | 0 | 0.0022226
[6 empty] | 0.00051543 | 0 | 0 | 0.002215
[6 empty] | 0.0005149 | 0 | 0 | 0.0022133
[6 empty] | 0.00051434 | 0 | 0 | 0.0022051
[6 empty] | 0.00051374 | 0 | 0 | 0.0021973
[6 empty] | 0.00051312 | 0 | 0 | 0.0021833
[6 empty] | 0.00051247 | 0 | 0 | 0.0021697
[6 empty] | 0.00051179 | 0 | 0 | 0.0021489
[6 empty] | 0.00051108 | 0 | 0 | 0.0021295
[6 empty] | 0.00051034 | 0 | 0 | 0.0021071
[6 empty] | 0.00050957 | 0 | 0 | 0.0020916
[6 empty] | 0.00050878 | 0 | 0 | 0.0020759
[6 empty] | 0.00050796 | 0 | 0 | 0.0020699
[6 empty] | 0.00050711 | 0 | 0 | 0.0020692
[6 empty] | 0.00050623 | 0 | 0 | 0.0020817
[6 empty] | 0.00050533 | 0 | 0 | 0.002104
[6 empty] | 0.0005044 | 0 | 0 | 0.0021335
[6 empty] | 0.00050345 | 0 | 0 | 0.0021763
[6 empty] | 0.00050248 | 0 | 0 | 0.0022256
[6 empty] | 0.00050148 | 0 | 0 | 0.0022836
[6 empty] | 0.00050046 | 0 | 0 | 0.0023422
[6 empty] | 0.00049942 | 0 | 0 | 0.0024061
[6 empty] | 0.00049837 | 0 | 0 | 0.0024657
[6 empty] | 0.00049729 | 0 | 0 | 0.0025204
[6 empty] | 0.00049619 | 0 | 0 | 0.0025604
[6 empty] | 0.00049508 | 0 | 0 | 0.0025901
[6 empty] | 0.00049396 | 0 | 0 | 0.002601
[6 empty] | 0.00049282 | 0 | 0 | 0.0025962
[6 empty] | 0.00049167 | 0 | 0 | 0.0025716
[6 empty] | 0.00049051 | 0 | 0 | 0.0025382
[6 empty] | 0.00048934 | 0 | 0 | 0.0024961
[6 empty] | 0.00048817 | 0 | 0 | 0.0024533
[6 empty] | 0.00048698 | 0 | 0 | 0.0024173
[6 empty] | 0.0004858 | 0 | 0 | 0.0023911
[6 empty] | 0.00048461 | 0 | 0 | 0.0023802
[6 empty] | 0.00048341 | 0 | 0 | 0.0023844
[6 empty] | 0.00048599 | 0 | 0 | 0.0024064
[6 empty] | 0.00048103 | 0 | 0 | 0.0024399
[6 empty] | 0.00047985 | 0 | 0 | 0.0024822
[6 empty] | 0.00047867 | 0 | 0 | 0.0025308
[6 empty] | 0.00047749 | 0 | 0 | 0.002585
[6 empty] | 0.00047633 | 0 | 0 | 0.0026356
[6 empty] | 0.00047517 | 0 | 0 | 0.00268
[6 empty] | 0.00047403 | 0 | 0 | 0.0027147
[6 empty] | 0.0004729 | 0 | 0 | 0.0027369
[6 empty] | 0.00047179 | 0 | 0 | 0.0027411
[6 empty] | 0.00047437 | 0 | 0 | 0.0027285
[6 empty] | 0.00046961 | 0 | 0 | 0.0026981
[6 empty] | 0.00046855 | 0 | 0 | 0.0026545
[6 empty] | 0.00046751 | 0 | 0 | 0.002597
[6 empty] | 0.0004665 | 0 | 0 | 0.0025399
[6 empty] | 0.00046551 | 0 | 0 | 0.0024774
[6 empty] | 0.00046454 | 0 | 0 | 0.0024236
[6 empty] | 0.0004636 | 0 | 0 | 0.0023753
[6 empty] | 0.00046631 | 0 | 0 | 0.0023415
[6 empty] | 0.00046181 | 0 | 0 | 0.0023204
[6 empty] | 0.00046097 | 0 | 0 | 0.0023079
[6 empty] | 0.00046015 | 0 | 0 | 0.0023077
[6 empty] | 0.00045937 | 0 | 0 | 0.0023138
[6 empty] | 0.00045862 | 0 | 0 | 0.0023256
[6 empty] | 0.00045791 | 0 | 0 | 0.0023373
[6 empty] | 0.00046083 | 0 | 0 | 0.002356
[6 empty] | 0.0004566 | 0 | 0 | 0.0023763
[6 empty] | 0.000456 | 0 | 0 | 0.0024017
[6 empty] | 0.00045544 | 0 | 0 | 0.0024277
[6 empty] | 0.00045492 | 0 | 0 | 0.00246
[6 empty] | 0.00045799 | 0 | 0 | 0.0024896
[6 empty] | 0.00045401 | 0 | 0 | 0.0025185
[6 empty] | 0.00045361 | 0 | 0 | 0.0025388
[6 empty] | 0.00045326 | 0 | 0 | 0.0025473
[6 empty] | 0.00045295 | 0 | 0 | 0.0025482
[6 empty] | 0.00045622 | 0 | 0 | 0.0025312
[6 empty] | 0.00045246 | 0 | 0 | 0.0025067
[6 empty] | 0.00045229 | 0 | 0 | 0.0024721
[6 empty] | 0.00045215 | 0 | 0 | 0.002433
[6 empty] | 0.00045206 | 0 | 0 | 0.0023932
[6 empty] | 0.00045555 | 0 | 0 | 0.0023586
[6 empty] | 0.00045202 | 0 | 0 | 0.0023298
[6 empty] | 0.00045206 | 0 | 0 | 0.002311
[6 empty] | 0.00045215 | 0 | 0 | 0.0023018
[6 empty] | 0.00045582 | 0 | 0 | 0.0023034
[6 empty] | 0.00045246 | 0 | 0 | 0.0023101
[6 empty] | 0.00045268 | 0 | 0 | 0.0023212
[6 empty] | 0.00045294 | 0 | 0 | 0.0023364
[6 empty] | 0.00045325 | 0 | 0 | 0.0023475
[6 empty] | 0.00045714 | 0 | 0 | 0.0023602
[6 empty] | 0.00045398 | 0 | 0 | 0.0023687
[6 empty] | 0.00045441 | 0 | 0 | 0.0023755
[6 empty] | 0.00045843 | 0 | 0 | 0.0023772
[6 empty] | 0.00045539 | 0 | 0 | 0.0023747
[6 empty] | 0.00045594 | 0 | 0 | 0.0023756
[6 empty] | 0.00045653 | 0 | 0 | 0.0023687
[6 empty] | 0.00046072 | 0 | 0 | 0.0023627
[6 empty] | 0.00045781 | 0 | 0 | 0.0023534
[6 empty] | 0.00045851 | 0 | 0 | 0.0023416
[6 empty] | 0.00045924 | 0 | 0 | 0.0023288
[6 empty] | 0.00046359 | 0 | 0 | 0.0023108
[6 empty] | 0.0004608 | 0 | 0 | 0.0022981
[6 empty] | 0.00046163 | 0 | 0 | 0.0022886
[6 empty] | 0.0004661 | 0 | 0 | 0.0022803
[6 empty] | 0.00046338 | 0 | 0 | 0.0022827
[6 empty] | 0.0004643 | 0 | 0 | 0.0022895
[6 empty] | 0.00046888 | 0 | 0 | 0.0023005
[6 empty] | 0.00046622 | 0 | 0 | 0.0023167
[6 empty] | 0.00046721 | 0 | 0 | 0.0023279
[6 empty] | 0.00047189 | 0 | 0 | 0.0023389
[6 empty] | 0.00046928 | 0 | 0 | 0.0023456
[6 empty] | 0.00047035 | 0 | 0 | 0.0023431
[6 empty] | 0.00047511 | 0 | 0 | 0.002339
[6 empty] | 0.00047254 | 0 | 0 | 0.0023294
[6 empty] | 0.00047367 | 0 | 0 | 0.0023184
[6 empty] | 0.00047851 | 0 | 0 | 0.0023065
[6 empty] | 0.00047596 | 0 | 0 | 0.002291
[6 empty] | 0.00047714 | 0 | 0 | 0.0022748
[6 empty] | 0.00048209 | 0 | 0 | 0.0022578
[6 empty] | 0.00047952 | 0 | 0 | 0.0022439
[6 empty] | 0.00048073 | 0 | 0 | 0.0022312
[6 empty] | 0.00048571 | 0 | 0 | 0.0022236
[6 empty] | 0.00048318 | 0 | 0 | 0.0022226
[6 empty] | 0.00048441 | 0 | 0 | 0.0022302
[6 empty] | 0.00048944 | 0 | 0 | 0.0022422
[6 empty] | 0.0004869 | 0 | 0 | 0.0022567
[6 empty] | 0.00049196 | 0 | 0 | 0.0022713
[6 empty] | 0.0004894 | 0 | 0 | 0.0022848
[6 empty] | 0.00049065 | 0 | 0 | 0.0022917
[6 empty] | 0.00049574 | 0 | 0 | 0.0022917
[6 empty] | 0.00049316 | 0 | 0 | 0.0022857
[6 empty] | 0.00049827 | 0 | 0 | 0.0022762
[6 empty] | 0.00049565 | 0 | 0 | 0.0022608
[6 empty] | 0.00049689 | 0 | 0 | 0.0022429
[6 empty] | 0.00050202 | 0 | 0 | 0.0022231
[6 empty] | 0.00049936 | 0 | 0 | 0.002205
[6 empty] | 0.00050449 | 0 | 0 | 0.0021863
[6 empty] | 0.00050179 | 0 | 0 | 0.0021682
[6 empty] | 0.000503 | 0 | 0 | 0.0021527
[6 empty] | 0.00050812 | 0 | 0 | 0.0021356
[6 empty] | 0.00050536 | 0 | 0 | 0.0021252
[6 empty] | 0.00051048 | 0 | 0 | 0.0021181
[6 empty] | 0.00050768 | 0 | 0 | 0.0021124
[6 empty] | 0.00051279 | 0 | 0 | 0.0021147
[6 empty] | 0.00050993 | 0 | 0 | 0.0021206
[6 empty] | 0.00051502 | 0 | 0 | 0.0021319
[6 empty] | 0.00051212 | 0 | 0 | 0.0021488
[6 empty] | 0.00051318 | 0 | 0 | 0.0021653
[6 empty] | 0.00051824 | 0 | 0 | 0.0021848
[6 empty] | 0.00051524 | 0 | 0 | 0.0022028
[6 empty] | 0.00052027 | 0 | 0 | 0.0022132
[6 empty] | 0.00051722 | 0 | 0 | 0.002219
[6 empty] | 0.00052225 | 0 | 0 | 0.0022156
[6 empty] | 0.00051909 | 0 | 0 | 0.0022044
[6 empty] | 0.00052405 | 0 | 0 | 0.0021812
[6 empty] | 0.00052087 | 0 | 0 | 0.0021562
[6 empty] | 0.00052579 | 0 | 0 | 0.002126
[6 empty] | 0.00052253 | 0 | 0 | 0.0020961
[6 empty] | 0.00052741 | 0 | 0 | 0.0020716
[6 empty] | 0.00052409 | 0 | 0 | 0.002052
[6 empty] | 0.00052892 | 0 | 0 | 0.0020382
[6 empty] | 0.00052552 | 0 | 0 | 0.0020321
[6 empty] | 0.0005303 | 0 | 0 | 0.0020345
[6 empty] | 0.00052683 | 0 | 0 | 0.0020396
[6 empty] | 0.00053155 | 0 | 0 | 0.0020491
[6 empty] | 0.00052801 | 0 | 0 | 0.0020617
[6 empty] | 0.00053268 | 0 | 0 | 0.0020715
[6 empty] | 0.00052906 | 0 | 0 | 0.0020832
[6 empty] | 0.00053367 | 0 | 0 | 0.0020903
[6 empty] | 0.00052997 | 0 | 0 | 0.0020942
[6 empty] | 0.00053452 | 0 | 0 | 0.0020925
[6 empty] | 0.0005349 | 0 | 0 | 0.0020864
[6 empty] | 0.0005311 | 0 | 0 | 0.0020771
[6 empty] | 0.00053555 | 0 | 0 | 0.0020657
[6 empty] | 0.00053167 | 0 | 0 | 0.0020578
[6 empty] | 0.00053606 | 0 | 0 | 0.0020525
[6 empty] | 0.00053211 | 0 | 0 | 0.0020526
[6 empty] | 0.00053644 | 0 | 0 | 0.0020591
[6 empty] | 0.00053241 | 0 | 0 | 0.0020679
[6 empty] | 0.00053671 | 0 | 0 | 0.0020782
[6 empty] | 0.00053674 | 0 | 0 | 0.002086
[6 empty] | 0.00053262 | 0 | 0 | 0.00209
[6 empty] | 0.00053678 | 0 | 0 | 0.0020849
[6 empty] | 0.00053259 | 0 | 0 | 0.002071
[6 empty] | 0.00053668 | 0 | 0 | 0.002052
[6 empty] | 0.00053659 | 0 | 0 | 0.002031
[6 empty] | 0.0005323 | 0 | 0 | 0.0020077
[6 empty] | 0.0005363 | 0 | 0 | 0.0019869
[6 empty] | 0.00053196 | 0 | 0 | 0.0019705
[6 empty] | 0.0005359 | 0 | 0 | 0.0019599
[6 empty] | 0.00053565 | 0 | 0 | 0.001952
[6 empty] | 0.00053123 | 0 | 0 | 0.0019485
[6 empty] | 0.00053507 | 0 | 0 | 0.0019495
[6 empty] | 0.0005306 | 0 | 0 | 0.0019568
[6 empty] | 0.00053439 | 0 | 0 | 0.001969
[6 empty] | 0.00053401 | 0 | 0 | 0.0019879
[6 empty] | 0.00052947 | 0 | 0 | 0.0020171
[6 empty] | 0.00053318 | 0 | 0 | 0.0020518
[6 empty] | 0.00053273 | 0 | 0 | 0.0020908
[6 empty] | 0.00052813 | 0 | 0 | 0.0021305
[6 empty] | 0.00053177 | 0 | 0 | 0.002167
[6 empty] | 0.00053125 | 0 | 0 | 0.0021997
[6 empty] | 0.00052661 | 0 | 0 | 0.0022222
[6 empty] | 0.00053021 | 0 | 0 | 0.0022368
[6 empty] | 0.00052551 | 0 | 0 | 0.0022396
[6 empty] | 0.00052903 | 0 | 0 | 0.0022395
[6 empty] | 0.00052844 | 0 | 0 | 0.0022342
[6 empty] | 0.00052374 | 0 | 0 | 0.002227
[6 empty] | 0.00052722 | 0 | 0 | 0.002216
[6 empty] | 0.00052659 | 0 | 0 | 0.0022081
[6 empty] | 0.00052595 | 0 | 0 | 0.0021975
[6 empty] | 0.00052123 | 0 | 0 | 0.0021896
[6 empty] | 0.00052464 | 0 | 0 | 0.0021784
[6 empty] | 0.00052398 | 0 | 0 | 0.0021705
[6 empty] | 0.00051926 | 0 | 0 | 0.0021651
[6 empty] | 0.00052265 | 0 | 0 | 0.0021608
[6 empty] | 0.00052197 | 0 | 0 | 0.0021651
[6 empty] | 0.00051726 | 0 | 0 | 0.0021737
[6 empty] | 0.00052062 | 0 | 0 | 0.0021885
[6 empty] | 0.00051995 | 0 | 0 | 0.0022083
[6 empty] | 0.00051928 | 0 | 0 | 0.0022258
[6 empty] | 0.00051459 | 0 | 0 | 0.0022457
[6 empty] | 0.00051794 | 0 | 0 | 0.0022622
[6 empty] | 0.00051732 | 0 | 0 | 0.0022683
[6 empty] | 0.00051263 | 0 | 0 | 0.002269
[6 empty] | 0.00051599 | 0 | 0 | 0.0022594
[6 empty] | 0.00051535 | 0 | 0 | 0.0022411
[6 empty] | 0.00051472 | 0 | 0 | 0.0022089
[6 empty] | 0.00051013 | 0 | 0 | 0.0021704
[6 empty] | 0.00051351 | 0 | 0 | 0.0021235
[6 empty] | 0.00051292 | 0 | 0 | 0.0020752
[6 empty] | 0.00051234 | 0 | 0 | 0.0020233
[6 empty] | 0.00050782 | 0 | 0 | 0.0019767
[6 empty] | 0.00051124 | 0 | 0 | 0.001938
[6 empty] | 0.00051071 | 0 | 0 | 0.0019062
[6 empty] | 0.00051021 | 0 | 0 | 0.0018892
[6 empty] | 0.00050972 | 0 | 0 | 0.0018838
[6 empty] | 0.0005053 | 0 | 0 | 0.0018892
[6 empty] | 0.0005088 | 0 | 0 | 0.0019053
[6 empty] | 0.00050837 | 0 | 0 | 0.0019249
[6 empty] | 0.00050797 | 0 | 0 | 0.0019498
[6 empty] | 0.00050365 | 0 | 0 | 0.001974
[6 empty] | 0.00050726 | 0 | 0 | 0.0019909
[6 empty] | 0.00050689 | 0 | 0 | 0.0020062
[6 empty] | 0.00050658 | 0 | 0 | 0.0020167
[6 empty] | 0.00050629 | 0 | 0 | 0.002026
[6 empty] | 0.00050603 | 0 | 0 | 0.0020307
[6 empty] | 0.00050188 | 0 | 0 | 0.002039
[6 empty] | 0.00050559 | 0 | 0 | 0.0020496
[6 empty] | 0.00050541 | 0 | 0 | 0.0020641
[6 empty] | 0.00050525 | 0 | 0 | 0.0020808
[6 empty] | 0.00050512 | 0 | 0 | 0.0021009
[6 empty] | 0.0005011 | 0 | 0 | 0.0021228
[6 empty] | 0.00050494 | 0 | 0 | 0.0021454
[6 empty] | 0.00050489 | 0 | 0 | 0.0021706
[6 empty] | 0.00050486 | 0 | 0 | 0.0021934
[6 empty] | 0.00050486 | 0 | 0 | 0.0022135
[6 empty] | 0.00050488 | 0 | 0 | 0.0022317
[6 empty] | 0.00050497 | 0 | 0 | 0.0022431
[6 empty] | 0.0005011 | 0 | 0 | 0.0022466
[6 empty] | 0.00050511 | 0 | 0 | 0.0022404
[6 empty] | 0.00050523 | 0 | 0 | 0.0022272
[6 empty] | 0.00050537 | 0 | 0 | 0.0022025
[6 empty] | 0.00050554 | 0 | 0 | 0.0021692
[6 empty] | 0.00050572 | 0 | 0 | 0.0021298
[6 empty] | 0.00050593 | 0 | 0 | 0.0020884
[6 empty] | 0.00050223 | 0 | 0 | 0.0020453
[6 empty] | 0.00050639 | 0 | 0 | 0.0020042
[6 empty] | 0.00050665 | 0 | 0 | 0.0019696
[6 empty] | 0.00050692 | 0 | 0 | 0.0019405
[6 empty] | 0.00050721 | 0 | 0 | 0.0019204
[6 empty] | 0.00050751 | 0 | 0 | 0.0019099
[6 empty] | 0.00050782 | 0 | 0 | 0.0019081
[6 empty] | 0.00050814 | 0 | 0 | 0.0019172
[6 empty] | 0.00050847 | 0 | 0 | 0.0019331
[6 empty] | 0.00050883 | 0 | 0 | 0.0019564
[6 empty] | 0.00050914 | 0 | 0 | 0.0019814
[6 empty] | 0.00050554 | 0 | 0 | 0.0020119
[6 empty] | 0.00050983 | 0 | 0 | 0.0020408
[6 empty] | 0.00051018 | 0 | 0 | 0.0020686
[6 empty] | 0.00051053 | 0 | 0 | 0.0020915
[6 empty] | 0.00051087 | 0 | 0 | 0.0021109
[6 empty] | 0.00051121 | 0 | 0 | 0.0021258
[6 empty] | 0.00051154 | 0 | 0 | 0.0021372
[6 empty] | 0.00051187 | 0 | 0 | 0.0021484
[6 empty] | 0.00051218 | 0 | 0 | 0.0021562
[6 empty] | 0.00051249 | 0 | 0 | 0.0021625
[6 empty] | 0.00051278 | 0 | 0 | 0.0021684
[6 empty] | 0.00051306 | 0 | 0 | 0.0021692
[6 empty] | 0.00051332 | 0 | 0 | 0.0021649
[6 empty] | 0.0005136 | 0 | 0 | 0.0021526
[6 empty] | 0.0005138 | 0 | 0 | 0.0021329
[6 empty] | 0.000514 | 0 | 0 | 0.0021047
[6 empty] | 0.00051419 | 0 | 0 | 0.0020703
[6 empty] | 0.00051435 | 0 | 0 | 0.0020338
[6 empty] | 0.00051449 | 0 | 0 | 0.0019945
[6 empty] | 0.0005146 | 0 | 0 | 0.0019615
[6 empty] | 0.00051469 | 0 | 0 | 0.0019345
[6 empty] | 0.00051475 | 0 | 0 | 0.0019131
[6 empty] | 0.00051478 | 0 | 0 | 0.001901
[6 empty] | 0.00051478 | 0 | 0 | 0.001894
[6 empty] | 0.00051475 | 0 | 0 | 0.0018923
[6 empty] | 0.00051469 | 0 | 0 | 0.0018944
[6 empty] | 0.0005146 | 0 | 0 | 0.001898
[6 empty] | 0.00051451 | 0 | 0 | 0.0019032
[6 empty] | 0.00051433 | 0 | 0 | 0.0019095
[6 empty] | 0.00051414 | 0 | 0 | 0.0019178
[6 empty] | 0.00051392 | 0 | 0 | 0.0019249
[6 empty] | 0.00051366 | 0 | 0 | 0.0019319
[6 empty] | 0.00051337 | 0 | 0 | 0.0019413
[6 empty] | 0.00051305 | 0 | 0 | 0.0019497
[6 empty] | 0.00051269 | 0 | 0 | 0.0019616
[6 empty] | 0.0005123 | 0 | 0 | 0.0019735
[6 empty] | 0.00051188 | 0 | 0 | 0.0019846
[6 empty] | 0.00051142 | 0 | 0 | 0.002001
[6 empty] | 0.00051093 | 0 | 0 | 0.002017
[6 empty] | 0.00051041 | 0 | 0 | 0.002036
[6 empty] | 0.00050985 | 0 | 0 | 0.0020541
[6 empty] | 0.0005093 | 0 | 0 | 0.0020751
[6 empty] | 0.00050865 | 0 | 0 | 0.0020936
[6 empty] | 0.00051194 | 0 | 0 | 0.002111
[6 empty] | 0.00050733 | 0 | 0 | 0.0021224
[6 empty] | 0.00050663 | 0 | 0 | 0.0021297
[6 empty] | 0.0005059 | 0 | 0 | 0.0021313
[6 empty] | 0.00050514 | 0 | 0 | 0.0021279
[6 empty] | 0.00050436 | 0 | 0 | 0.0021213
[6 empty] | 0.00050356 | 0 | 0 | 0.0021098
[6 empty] | 0.00050273 | 0 | 0 | 0.002097
[6 empty] | 0.00050188 | 0 | 0 | 0.0020778
[6 empty] | 0.00050101 | 0 | 0 | 0.002059
[6 empty] | 0.00050012 | 0 | 0 | 0.0020358
[6 empty] | 0.00050311 | 0 | 0 | 0.0020123
[6 empty] | 0.00049829 | 0 | 0 | 0.001987
[6 empty] | 0.00049735 | 0 | 0 | 0.001967
[6 empty] | 0.0004964 | 0 | 0 | 0.0019516
[6 empty] | 0.00049543 | 0 | 0 | 0.0019404
[6 empty] | 0.00049446 | 0 | 0 | 0.0019408
[6 empty] | 0.00049347 | 0 | 0 | 0.0019498
[6 empty] | 0.00049629 | 0 | 0 | 0.0019675
[6 empty] | 0.00049147 | 0 | 0 | 0.0019947
[6 empty] | 0.00049047 | 0 | 0 | 0.0020275
[6 empty] | 0.00048945 | 0 | 0 | 0.002065
[6 empty] | 0.00048844 | 0 | 0 | 0.0021055
[6 empty] | 0.00048742 | 0 | 0 | 0.0021413
[6 empty] | 0.00048643 | 0 | 0 | 0.0021758
[6 empty] | 0.00048914 | 0 | 0 | 0.0022025
[6 empty] | 0.00048437 | 0 | 0 | 0.0022227
[6 empty] | 0.00048335 | 0 | 0 | 0.0022325
[6 empty] | 0.00048234 | 0 | 0 | 0.0022343
[6 empty] | 0.00048134 | 0 | 0 | 0.0022289
[6 empty] | 0.00048034 | 0 | 0 | 0.0022199
[6 empty] | 0.00048306 | 0 | 0 | 0.0022055
[6 empty] | 0.00047837 | 0 | 0 | 0.0021903
[6 empty] | 0.0004774 | 0 | 0 | 0.0021752
[6 empty] | 0.00047643 | 0 | 0 | 0.0021616
[6 empty] | 0.00047548 | 0 | 0 | 0.0021481
[6 empty] | 0.00047825 | 0 | 0 | 0.0021375
[6 empty] | 0.00047362 | 0 | 0 | 0.0021299
[6 empty] | 0.00047271 | 0 | 0 | 0.0021197
[6 empty] | 0.00047181 | 0 | 0 | 0.0021136
[6 empty] | 0.00047458 | 0 | 0 | 0.0021024
[6 empty] | 0.00047006 | 0 | 0 | 0.0020907
[6 empty] | 0.00046921 | 0 | 0 | 0.0020797
[6 empty] | 0.00046838 | 0 | 0 | 0.0020668
[6 empty] | 0.00046756 | 0 | 0 | 0.0020502
[6 empty] | 0.00047038 | 0 | 0 | 0.0020391
[6 empty] | 0.00046599 | 0 | 0 | 0.002031
[6 empty] | 0.00046526 | 0 | 0 | 0.0020275
[6 empty] | 0.00046449 | 0 | 0 | 0.0020284
[6 empty] | 0.00046737 | 0 | 0 | 0.0020343
[6 empty] | 0.00046308 | 0 | 0 | 0.0020396
[6 empty] | 0.0004624 | 0 | 0 | 0.0020446
[6 empty] | 0.00046174 | 0 | 0 | 0.0020422
[6 empty] | 0.00046468 | 0 | 0 | 0.0020373
[6 empty] | 0.0004605 | 0 | 0 | 0.0020249
[6 empty] | 0.00045991 | 0 | 0 | 0.0020084
[6 empty] | 0.0004629 | 0 | 0 | 0.0019895
[6 empty] | 0.0004588 | 0 | 0 | 0.0019717
[6 empty] | 0.00045831 | 0 | 0 | 0.0019573
[6 empty] | 0.00045778 | 0 | 0 | 0.0019501
[6 empty] | 0.00046085 | 0 | 0 | 0.0019515
[6 empty] | 0.00045686 | 0 | 0 | 0.0019587
[6 empty] | 0.00045644 | 0 | 0 | 0.0019726
[6 empty] | 0.00045957 | 0 | 0 | 0.0019863
[6 empty] | 0.00045567 | 0 | 0 | 0.002004
[6 empty] | 0.00045532 | 0 | 0 | 0.0020209
[6 empty] | 0.00045853 | 0 | 0 | 0.0020384
[6 empty] | 0.00045471 | 0 | 0 | 0.0020537
[6 empty] | 0.00045445 | 0 | 0 | 0.0020691
[6 empty] | 0.00045421 | 0 | 0 | 0.0020842
[6 empty] | 0.00045754 | 0 | 0 | 0.0021026
[6 empty] | 0.00045382 | 0 | 0 | 0.0021184
[6 empty] | 0.00045366 | 0 | 0 | 0.0021392
[6 empty] | 0.00045706 | 0 | 0 | 0.0021565
[6 empty] | 0.00045345 | 0 | 0 | 0.002176
[6 empty] | 0.00045339 | 0 | 0 | 0.002194
[6 empty] | 0.00045687 | 0 | 0 | 0.0022101
[6 empty] | 0.00045336 | 0 | 0 | 0.0022228
[6 empty] | 0.00045691 | 0 | 0 | 0.0022314
[6 empty] | 0.00045347 | 0 | 0 | 0.0022314
[6 empty] | 0.0004536 | 0 | 0 | 0.0022257
[6 empty] | 0.00045722 | 0 | 0 | 0.002209
[6 empty] | 0.00045388 | 0 | 0 | 0.002187
[6 empty] | 0.00045409 | 0 | 0 | 0.0021584
[6 empty] | 0.00045786 | 0 | 0 | 0.0021273
[6 empty] | 0.00045462 | 0 | 0 | 0.0020917
[6 empty] | 0.00045847 | 0 | 0 | 0.0020607
[6 empty] | 0.00045531 | 0 | 0 | 0.0020342
[6 empty] | 0.00045571 | 0 | 0 | 0.0020094
[6 empty] | 0.00045968 | 0 | 0 | 0.0019928
[6 empty] | 0.00045666 | 0 | 0 | 0.0019802
[6 empty] | 0.0004607 | 0 | 0 | 0.0019742
[6 empty] | 0.00045773 | 0 | 0 | 0.0019703
[6 empty] | 0.00045834 | 0 | 0 | 0.0019734
[6 empty] | 0.00046255 | 0 | 0 | 0.0019796
[6 empty] | 0.0004597 | 0 | 0 | 0.0019901
[6 empty] | 0.00046401 | 0 | 0 | 0.0020026
[6 empty] | 0.00046123 | 0 | 0 | 0.0020172
[6 empty] | 0.00046207 | 0 | 0 | 0.0020314
[6 empty] | 0.00046654 | 0 | 0 | 0.0020483
[6 empty] | 0.00046392 | 0 | 0 | 0.0020627
[6 empty] | 0.00046847 | 0 | 0 | 0.0020762
[6 empty] | 0.00046589 | 0 | 0 | 0.0020898
[6 empty] | 0.00047058 | 0 | 0 | 0.0021039
[6 empty] | 0.00046809 | 0 | 0 | 0.0021155
[6 empty] | 0.00047289 | 0 | 0 | 0.0021264
[6 empty] | 0.00047048 | 0 | 0 | 0.0021369
[6 empty] | 0.00047174 | 0 | 0 | 0.0021442
[6 empty] | 0.00047672 | 0 | 0 | 0.0021504
[6 empty] | 0.00047442 | 0 | 0 | 0.002155
[6 empty] | 0.00047954 | 0 | 0 | 0.0021601
[6 empty] | 0.00047728 | 0 | 0 | 0.0021619
[6 empty] | 0.00048249 | 0 | 0 | 0.0021618
[6 empty] | 0.00048033 | 0 | 0 | 0.0021619
[6 empty] | 0.00048565 | 0 | 0 | 0.0021633
[6 empty] | 0.00048355 | 0 | 0 | 0.0021624
[6 empty] | 0.00048898 | 0 | 0 | 0.0021631
[6 empty] | 0.00048694 | 0 | 0 | 0.0021614
[6 empty] | 0.00049249 | 0 | 0 | 0.002164
[6 empty] | 0.0004905 | 0 | 0 | 0.0021656
[6 empty] | 0.00049617 | 0 | 0 | 0.0021698
[6 empty] | 0.0004942 | 0 | 0 | 0.0021735
[6 empty] | 0.00049994 | 0 | 0 | 0.0021761
[6 empty] | 0.00049804 | 0 | 0 | 0.0021781
[6 empty] | 0.00050388 | 0 | 0 | 0.0021812
[6 empty] | 0.000502 | 0 | 0 | 0.0021817
[6 empty] | 0.00050792 | 0 | 0 | 0.0021855
[6 empty] | 0.00050606 | 0 | 0 | 0.002183
[6 empty] | 0.00051206 | 0 | 0 | 0.0021819
[6 empty] | 0.0005142 | 0 | 0 | 0.0021764
[6 empty] | 0.00051232 | 0 | 0 | 0.0021673
[6 empty] | 0.00051842 | 0 | 0 | 0.0021556
[6 empty] | 0.00051656 | 0 | 0 | 0.0021406
[6 empty] | 0.00052272 | 0 | 0 | 0.0021197
[6 empty] | 0.00052085 | 0 | 0 | 0.0020975
[6 empty] | 0.00052705 | 0 | 0 | 0.0020698
[6 empty] | 0.00052515 | 0 | 0 | 0.002043
[6 empty] | 0.00053138 | 0 | 0 | 0.0020153
[6 empty] | 0.00053358 | 0 | 0 | 0.0019866
[6 empty] | 0.00053158 | 0 | 0 | 0.0019653
[6 empty] | 0.00053784 | 0 | 0 | 0.0019479
[6 empty] | 0.00053582 | 0 | 0 | 0.0019371
[6 empty] | 0.00054208 | 0 | 0 | 0.0019347
[6 empty] | 0.00053999 | 0 | 0 | 0.0019375
[6 empty] | 0.00054624 | 0 | 0 | 0.0019466
[6 empty] | 0.00054829 | 0 | 0 | 0.0019625
[6 empty] | 0.00054608 | 0 | 0 | 0.0019783
[6 empty] | 0.00055233 | 0 | 0 | 0.0019989
[6 empty] | 0.00054998 | 0 | 0 | 0.0020184
[6 empty] | 0.00055616 | 0 | 0 | 0.0020326
[6 empty] | 0.00055804 | 0 | 0 | 0.0020476
[6 empty] | 0.00055557 | 0 | 0 | 0.0020576
[6 empty] | 0.00056167 | 0 | 0 | 0.0020636
[6 empty] | 0.00056341 | 0 | 0 | 0.0020626
[6 empty] | 0.00056077 | 0 | 0 | 0.0020562
[6 empty] | 0.00056676 | 0 | 0 | 0.0020454
[6 empty] | 0.00056402 | 0 | 0 | 0.0020311
[6 empty] | 0.00056989 | 0 | 0 | 0.0020106
[6 empty] | 0.00057137 | 0 | 0 | 0.0019942
[6 empty] | 0.00056839 | 0 | 0 | 0.0019783
[6 empty] | 0.00057416 | 0 | 0 | 0.0019713
[6 empty] | 0.00057547 | 0 | 0 | 0.0019714
[6 empty] | 0.00057227 | 0 | 0 | 0.0019814
[6 empty] | 0.00057789 | 0 | 0 | 0.0020019
[6 empty] | 0.00057904 | 0 | 0 | 0.0020251
[6 empty] | 0.00057559 | 0 | 0 | 0.0020555
[6 empty] | 0.00058104 | 0 | 0 | 0.0020822
[6 empty] | 0.00058196 | 0 | 0 | 0.0021085
[6 empty] | 0.00057833 | 0 | 0 | 0.0021285
[6 empty] | 0.0005836 | 0 | 0 | 0.0021431
[6 empty] | 0.00058432 | 0 | 0 | 0.0021528
[6 empty] | 0.00058048 | 0 | 0 | 0.002155
[6 empty] | 0.00058557 | 0 | 0 | 0.002158
[6 empty] | 0.00058613 | 0 | 0 | 0.0021546
[6 empty] | 0.00058656 | 0 | 0 | 0.0021543
[6 empty] | 0.00058245 | 0 | 0 | 0.0021533
[6 empty] | 0.0005873 | 0 | 0 | 0.0021552
[6 empty] | 0.00058757 | 0 | 0 | 0.0021597
[6 empty] | 0.00058327 | 0 | 0 | 0.0021667
[6 empty] | 0.00058795 | 0 | 0 | 0.0021713
[6 empty] | 0.00058805 | 0 | 0 | 0.0021745
[6 empty] | 0.00058814 | 0 | 0 | 0.0021713
[6 empty] | 0.00058358 | 0 | 0 | 0.0021663
[6 empty] | 0.00058804 | 0 | 0 | 0.0021567
[6 empty] | 0.00058794 | 0 | 0 | 0.0021424
[6 empty] | 0.00058779 | 0 | 0 | 0.0021319
[6 empty] | 0.00058308 | 0 | 0 | 0.0021227
[6 empty] | 0.00058736 | 0 | 0 | 0.0021191
[6 empty] | 0.00058708 | 0 | 0 | 0.0021233
[6 empty] | 0.0005868 | 0 | 0 | 0.0021324
[6 empty] | 0.0005819 | 0 | 0 | 0.0021462
[6 empty] | 0.00058603 | 0 | 0 | 0.0021624
[6 empty] | 0.00058562 | 0 | 0 | 0.002177
[6 empty] | 0.00058518 | 0 | 0 | 0.002189
[6 empty] | 0.00058022 | 0 | 0 | 0.0021945
[6 empty] | 0.00058422 | 0 | 0 | 0.002196
[6 empty] | 0.00058372 | 0 | 0 | 0.0021894
[6 empty] | 0.00058323 | 0 | 0 | 0.0021757
[6 empty] | 0.00058265 | 0 | 0 | 0.0021588
[6 empty] | 0.00057762 | 0 | 0 | 0.0021335
[6 empty] | 0.00058154 | 0 | 0 | 0.0021073
[6 empty] | 0.00058097 | 0 | 0 | 0.0020801
[6 empty] | 0.00058039 | 0 | 0 | 0.0020525
[6 empty] | 0.00057981 | 0 | 0 | 0.0020272
[6 empty] | 0.00057478 | 0 | 0 | 0.0020116
[6 empty] | 0.00057869 | 0 | 0 | 0.0019982
[6 empty] | 0.00057808 | 0 | 0 | 0.001993
[6 empty] | 0.00057751 | 0 | 0 | 0.0019922
[6 empty] | 0.00057695 | 0 | 0 | 0.0019971
[6 empty] | 0.00057196 | 0 | 0 | 0.0020024
[6 empty] | 0.00057585 | 0 | 0 | 0.00201
[6 empty] | 0.00057532 | 0 | 0 | 0.0020147
[6 empty] | 0.0005748 | 0 | 0 | 0.0020179
[6 empty] | 0.00057433 | 0 | 0 | 0.0020151
[6 empty] | 0.00057381 | 0 | 0 | 0.0020067
[6 empty] | 0.00057334 | 0 | 0 | 0.001993
[6 empty] | 0.00056848 | 0 | 0 | 0.0019758
[6 empty] | 0.00057245 | 0 | 0 | 0.0019546
[6 empty] | 0.00057204 | 0 | 0 | 0.0019334
[6 empty] | 0.00057165 | 0 | 0 | 0.0019181
[6 empty] | 0.00057131 | 0 | 0 | 0.0019097
[6 empty] | 0.00057092 | 0 | 0 | 0.0019106
[6 empty] | 0.00057059 | 0 | 0 | 0.0019199
[6 empty] | 0.00056589 | 0 | 0 | 0.0019378
[6 empty] | 0.00056999 | 0 | 0 | 0.0019599
[6 empty] | 0.00056972 | 0 | 0 | 0.001985
[6 empty] | 0.00056948 | 0 | 0 | 0.0020139
[6 empty] | 0.00056925 | 0 | 0 | 0.0020445
[6 empty] | 0.00056908 | 0 | 0 | 0.002076
[6 empty] | 0.00056886 | 0 | 0 | 0.0021082
[6 empty] | 0.0005687 | 0 | 0 | 0.002143
[6 empty] | 0.00056855 | 0 | 0 | 0.0021754
[6 empty] | 0.00056843 | 0 | 0 | 0.0022059
[6 empty] | 0.00056395 | 0 | 0 | 0.0022342
[6 empty] | 0.00056822 | 0 | 0 | 0.0022573
[6 empty] | 0.00056815 | 0 | 0 | 0.0022768
[6 empty] | 0.00056812 | 0 | 0 | 0.0022916
[6 empty] | 0.00056804 | 0 | 0 | 0.0023042
[6 empty] | 0.000568 | 0 | 0 | 0.0023117
[6 empty] | 0.00056798 | 0 | 0 | 0.0023153
[6 empty] | 0.00056796 | 0 | 0 | 0.0023159
[6 empty] | 0.00056796 | 0 | 0 | 0.0023086
[6 empty] | 0.00056797 | 0 | 0 | 0.0022955
[6 empty] | 0.00056802 | 0 | 0 | 0.0022813
[6 empty] | 0.000568 | 0 | 0 | 0.0022621
[6 empty] | 0.00056802 | 0 | 0 | 0.0022461
[6 empty] | 0.00056805 | 0 | 0 | 0.0022327
[6 empty] | 0.00056808 | 0 | 0 | 0.002222
[6 empty] | 0.00056811 | 0 | 0 | 0.0022215
[6 empty] | 0.00056814 | 0 | 0 | 0.0022276
[6 empty] | 0.00056821 | 0 | 0 | 0.0022355
[6 empty] | 0.0005682 | 0 | 0 | 0.002249
[6 empty] | 0.00056823 | 0 | 0 | 0.002262
[6 empty] | 0.00056825 | 0 | 0 | 0.0022741
[6 empty] | 0.00056826 | 0 | 0 | 0.0022858
[6 empty] | 0.00056827 | 0 | 0 | 0.0022943
[6 empty] | 0.00056827 | 0 | 0 | 0.0022997
[6 empty] | 0.0005683 | 0 | 0 | 0.0023031
[6 empty] | 0.00056825 | 0 | 0 | 0.0023004
[6 empty] | 0.00056822 | 0 | 0 | 0.002291
[6 empty] | 0.00056818 | 0 | 0 | 0.0022762
[6 empty] | 0.00056813 | 0 | 0 | 0.0022581
[6 empty] | 0.00056807 | 0 | 0 | 0.0022338
[6 empty] | 0.00056799 | 0 | 0 | 0.002206
[6 empty] | 0.00056793 | 0 | 0 | 0.0021767
[6 empty] | 0.00056779 | 0 | 0 | 0.002145
[6 empty] | 0.00056767 | 0 | 0 | 0.0021143
[6 empty] | 0.00056753 | 0 | 0 | 0.0020845
[6 empty] | 0.00056737 | 0 | 0 | 0.0020569
[6 empty] | 0.00056719 | 0 | 0 | 0.0020318
[6 empty] | 0.000567 | 0 | 0 | 0.0020113
[6 empty] | 0.00056683 | 0 | 0 | 0.0019977
[6 empty] | 0.00056656 | 0 | 0 | 0.0019892
[6 empty] | 0.00056631 | 0 | 0 | 0.0019883
[6 empty] | 0.00056604 | 0 | 0 | 0.0019953
[6 empty] | 0.00056575 | 0 | 0 | 0.0020051
[6 empty] | 0.00056544 | 0 | 0 | 0.0020237
[6 empty] | 0.00056511 | 0 | 0 | 0.0020401
[6 empty] | 0.00056479 | 0 | 0 | 0.002059
[6 empty] | 0.00056872 | 0 | 0 | 0.002075
[6 empty] | 0.00056399 | 0 | 0 | 0.0020872
[6 empty] | 0.00056357 | 0 | 0 | 0.0020936
[6 empty] | 0.00056313 | 0 | 0 | 0.002097
[6 empty] | 0.00056267 | 0 | 0 | 0.0020932
[6 empty] | 0.00056219 | 0 | 0 | 0.0020852
[6 empty] | 0.00056172 | 0 | 0 | 0.0020739
[6 empty] | 0.00056115 | 0 | 0 | 0.0020627
[6 empty] | 0.0005606 | 0 | 0 | 0.0020524
[6 empty] | 0.00056003 | 0 | 0 | 0.0020459
[6 empty] | 0.00056374 | 0 | 0 | 0.0020454
[6 empty] | 0.00055882 | 0 | 0 | 0.0020495
[6 empty] | 0.00055818 | 0 | 0 | 0.0020548
[6 empty] | 0.00055756 | 0 | 0 | 0.0020654
[6 empty] | 0.00055684 | 0 | 0 | 0.0020758
[6 empty] | 0.00055614 | 0 | 0 | 0.0020832
[6 empty] | 0.00055541 | 0 | 0 | 0.0020893
[6 empty] | 0.00055893 | 0 | 0 | 0.0020912
[6 empty] | 0.00055389 | 0 | 0 | 0.0020884
[6 empty] | 0.00055314 | 0 | 0 | 0.0020812
[6 empty] | 0.00055229 | 0 | 0 | 0.0020659
[6 empty] | 0.00055146 | 0 | 0 | 0.0020488
[6 empty] | 0.00055061 | 0 | 0 | 0.0020222
[6 empty] | 0.00054974 | 0 | 0 | 0.0019944
[6 empty] | 0.00055306 | 0 | 0 | 0.0019625
[6 empty] | 0.00054793 | 0 | 0 | 0.0019306
[6 empty] | 0.00054704 | 0 | 0 | 0.0019038
[6 empty] | 0.00054606 | 0 | 0 | 0.0018812
[6 empty] | 0.00054509 | 0 | 0 | 0.0018662
[6 empty] | 0.00054829 | 0 | 0 | 0.0018596
[6 empty] | 0.00054311 | 0 | 0 | 0.0018637
[6 empty] | 0.00054209 | 0 | 0 | 0.0018748
[6 empty] | 0.00054109 | 0 | 0 | 0.0018947
[6 empty] | 0.00054001 | 0 | 0 | 0.0019222
[6 empty] | 0.00054309 | 0 | 0 | 0.0019513
[6 empty] | 0.00053787 | 0 | 0 | 0.0019804
[6 empty] | 0.00053679 | 0 | 0 | 0.0020072
[6 empty] | 0.00053569 | 0 | 0 | 0.0020269
[6 empty] | 0.00053458 | 0 | 0 | 0.002039
[6 empty] | 0.00053759 | 0 | 0 | 0.002043
[6 empty] | 0.00053233 | 0 | 0 | 0.0020395
[6 empty] | 0.00053119 | 0 | 0 | 0.0020263
[6 empty] | 0.00053004 | 0 | 0 | 0.0020065
[6 empty] | 0.00053296 | 0 | 0 | 0.0019853
[6 empty] | 0.00052773 | 0 | 0 | 0.0019645
[6 empty] | 0.00052661 | 0 | 0 | 0.0019476
[6 empty] | 0.00052541 | 0 | 0 | 0.0019384
[6 empty] | 0.00052827 | 0 | 0 | 0.0019385
[6 empty] | 0.00052308 | 0 | 0 | 0.0019479
[6 empty] | 0.00052191 | 0 | 0 | 0.0019657
[6 empty] | 0.00052075 | 0 | 0 | 0.0019926
[6 empty] | 0.00052362 | 0 | 0 | 0.0020227
[6 empty] | 0.00051844 | 0 | 0 | 0.0020539
[6 empty] | 0.00051729 | 0 | 0 | 0.0020835
[6 empty] | 0.00051615 | 0 | 0 | 0.0021089
[6 empty] | 0.00051898 | 0 | 0 | 0.0021306
[6 empty] | 0.0005139 | 0 | 0 | 0.0021476
[6 empty] | 0.0005128 | 0 | 0 | 0.0021613
[6 empty] | 0.00051567 | 0 | 0 | 0.0021699
[6 empty] | 0.00051062 | 0 | 0 | 0.0021754
[6 empty] | 0.00050956 | 0 | 0 | 0.0021797
[6 empty] | 0.00050852 | 0 | 0 | 0.0021807
[6 empty] | 0.0005114 | 0 | 0 | 0.0021806
[6 empty] | 0.00050649 | 0 | 0 | 0.0021821
[6 empty] | 0.00050554 | 0 | 0 | 0.002184
[6 empty] | 0.00050843 | 0 | 0 | 0.0021887
[6 empty] | 0.00050363 | 0 | 0 | 0.0021952
[6 empty] | 0.00050272 | 0 | 0 | 0.0022043
[6 empty] | 0.00050571 | 0 | 0 | 0.0022109
[6 empty] | 0.000501 | 0 | 0 | 0.0022161
[6 empty] | 0.00050022 | 0 | 0 | 0.0022119
[6 empty] | 0.00050325 | 0 | 0 | 0.0022019
[6 empty] | 0.00049866 | 0 | 0 | 0.0021834
[6 empty] | 0.00049795 | 0 | 0 | 0.0021537
[6 empty] | 0.0005011 | 0 | 0 | 0.002119
[6 empty] | 0.00049664 | 0 | 0 | 0.0020773
[6 empty] | 0.00049607 | 0 | 0 | 0.0020361
[6 empty] | 0.00049929 | 0 | 0 | 0.0019959
[6 empty] | 0.00049497 | 0 | 0 | 0.0019659
[6 empty] | 0.00049829 | 0 | 0 | 0.0019472
[6 empty] | 0.00049406 | 0 | 0 | 0.0019394
[6 empty] | 0.00049367 | 0 | 0 | 0.0019473
[6 empty] | 0.00049715 | 0 | 0 | 0.0019674
[6 empty] | 0.00049303 | 0 | 0 | 0.0019947
[6 empty] | 0.00049277 | 0 | 0 | 0.0020292
[6 empty] | 0.00049635 | 0 | 0 | 0.0020633
[6 empty] | 0.0004924 | 0 | 0 | 0.0020969
[6 empty] | 0.00049607 | 0 | 0 | 0.0021222
[6 empty] | 0.00049225 | 0 | 0 | 0.0021435
[6 empty] | 0.0004922 | 0 | 0 | 0.0021582
[6 empty] | 0.00049601 | 0 | 0 | 0.0021634
[6 empty] | 0.0004923 | 0 | 0 | 0.0021648
[6 empty] | 0.0004962 | 0 | 0 | 0.0021606
[6 empty] | 0.00049258 | 0 | 0 | 0.0021486
[6 empty] | 0.00049662 | 0 | 0 | 0.0021358
[6 empty] | 0.00049306 | 0 | 0 | 0.0021205
[6 empty] | 0.00049336 | 0 | 0 | 0.0021058
[6 empty] | 0.0004975 | 0 | 0 | 0.0020882
[6 empty] | 0.0004941 | 0 | 0 | 0.0020744
[6 empty] | 0.00049834 | 0 | 0 | 0.0020614
[6 empty] | 0.00049504 | 0 | 0 | 0.0020458
[6 empty] | 0.00049934 | 0 | 0 | 0.0020319
[6 empty] | 0.00049609 | 0 | 0 | 0.0020189
[6 empty] | 0.00050051 | 0 | 0 | 0.0020043
[6 empty] | 0.00049732 | 0 | 0 | 0.0019951
[6 empty] | 0.00049799 | 0 | 0 | 0.0019893
[6 empty] | 0.00050256 | 0 | 0 | 0.0019907
[6 empty] | 0.00049944 | 0 | 0 | 0.0019979
[6 empty] | 0.00050405 | 0 | 0 | 0.0020177
[6 empty] | 0.000501 | 0 | 0 | 0.0020392
[6 empty] | 0.00050569 | 0 | 0 | 0.0020663
[6 empty] | 0.00050271 | 0 | 0 | 0.0020921
[6 empty] | 0.00050743 | 0 | 0 | 0.0021141
[6 empty] | 0.00050446 | 0 | 0 | 0.0021292
[6 empty] | 0.00050926 | 0 | 0 | 0.0021383
[6 empty] | 0.00050631 | 0 | 0 | 0.0021383
[6 empty] | 0.00051116 | 0 | 0 | 0.0021339
[6 empty] | 0.00050826 | 0 | 0 | 0.0021263
[6 empty] | 0.00051312 | 0 | 0 | 0.0021177
[6 empty] | 0.00051018 | 0 | 0 | 0.00211
[6 empty] | 0.0005151 | 0 | 0 | 0.0021075
[6 empty] | 0.00051217 | 0 | 0 | 0.0021075
[6 empty] | 0.00051711 | 0 | 0 | 0.0021115
[6 empty] | 0.00051419 | 0 | 0 | 0.0021203
[6 empty] | 0.00051911 | 0 | 0 | 0.0021318
[6 empty] | 0.00052011 | 0 | 0 | 0.0021453
[6 empty] | 0.00051712 | 0 | 0 | 0.0021599
[6 empty] | 0.00052207 | 0 | 0 | 0.0021721
[6 empty] | 0.00051908 | 0 | 0 | 0.0021873
[6 empty] | 0.00052398 | 0 | 0 | 0.0021963
[6 empty] | 0.00052091 | 0 | 0 | 0.0022064
[6 empty] | 0.00052583 | 0 | 0 | 0.0022131
[6 empty] | 0.0005227 | 0 | 0 | 0.0022179
[6 empty] | 0.00052758 | 0 | 0 | 0.0022231
[6 empty] | 0.00052845 | 0 | 0 | 0.0022251
[6 empty] | 0.00052519 | 0 | 0 | 0.0022241
[6 empty] | 0.00053001 | 0 | 0 | 0.0022193
[6 empty] | 0.00052671 | 0 | 0 | 0.0022101
[6 empty] | 0.00053148 | 0 | 0 | 0.0021953
[6 empty] | 0.00052813 | 0 | 0 | 0.0021728
[6 empty] | 0.00053279 | 0 | 0 | 0.0021492
[6 empty] | 0.00053339 | 0 | 0 | 0.0021215
[6 empty] | 0.00052988 | 0 | 0 | 0.0020935
[6 empty] | 0.00053447 | 0 | 0 | 0.0020709
[6 empty] | 0.00053086 | 0 | 0 | 0.0020537
[6 empty] | 0.0005354 | 0 | 0 | 0.0020459
[6 empty] | 0.00053575 | 0 | 0 | 0.002053
[6 empty] | 0.00053199 | 0 | 0 | 0.0020742
[6 empty] | 0.00053637 | 0 | 0 | 0.0021107
[6 empty] | 0.0005366 | 0 | 0 | 0.0021625
[6 empty] | 0.00053272 | 0 | 0 | 0.0022283
[6 empty] | 0.00053692 | 0 | 0 | 0.0023004
[6 empty] | 0.0005329 | 0 | 0 | 0.0023759
[6 empty] | 0.00053703 | 0 | 0 | 0.0024461
[6 empty] | 0.000537 | 0 | 0 | 0.0025059
[6 empty] | 0.00053283 | 0 | 0 | 0.002549
[6 empty] | 0.00053683 | 0 | 0 | 0.0025757
[6 empty] | 0.00053661 | 0 | 0 | 0.0025796
[6 empty] | 0.00053228 | 0 | 0 | 0.0025631
[6 empty] | 0.00053608 | 0 | 0 | 0.0025321
[6 empty] | 0.00053574 | 0 | 0 | 0.0024824
[6 empty] | 0.00053129 | 0 | 0 | 0.0024256
[6 empty] | 0.00053489 | 0 | 0 | 0.0023588
[6 empty] | 0.00053439 | 0 | 0 | 0.0022928
[6 empty] | 0.00052977 | 0 | 0 | 0.0022282
[6 empty] | 0.00053324 | 0 | 0 | 0.0021727
[6 empty] | 0.00053263 | 0 | 0 | 0.0021241
[6 empty] | 0.00052784 | 0 | 0 | 0.0020888
[6 empty] | 0.00053115 | 0 | 0 | 0.002066
[6 empty] | 0.00053036 | 0 | 0 | 0.0020513
[6 empty] | 0.00052952 | 0 | 0 | 0.0020486
[6 empty] | 0.00052461 | 0 | 0 | 0.0020547
[6 empty] | 0.00052776 | 0 | 0 | 0.0020651
[6 empty] | 0.00052676 | 0 | 0 | 0.0020846
[6 empty] | 0.00052175 | 0 | 0 | 0.0021079
[6 empty] | 0.00052472 | 0 | 0 | 0.0021352
[6 empty] | 0.00052364 | 0 | 0 | 0.00216
[6 empty] | 0.00052257 | 0 | 0 | 0.0021859
[6 empty] | 0.00051741 | 0 | 0 | 0.002202
[6 empty] | 0.00052022 | 0 | 0 | 0.002212
[6 empty] | 0.00051901 | 0 | 0 | 0.002212
[6 empty] | 0.00051778 | 0 | 0 | 0.0022032
[6 empty] | 0.00051262 | 0 | 0 | 0.0021874
[6 empty] | 0.00051524 | 0 | 0 | 0.0021631
[6 empty] | 0.00051394 | 0 | 0 | 0.0021351
[6 empty] | 0.00051262 | 0 | 0 | 0.0021073
[6 empty] | 0.00050738 | 0 | 0 | 0.0020803
[6 empty] | 0.00050995 | 0 | 0 | 0.0020599
[6 empty] | 0.00050855 | 0 | 0 | 0.0020483
[6 empty] | 0.00050717 | 0 | 0 | 0.0020487
[6 empty] | 0.00050191 | 0 | 0 | 0.0020592
[6 empty] | 0.00050437 | 0 | 0 | 0.0020819
[6 empty] | 0.00050299 | 0 | 0 | 0.0021107
[6 empty] | 0.00050155 | 0 | 0 | 0.0021469
[6 empty] | 0.00049632 | 0 | 0 | 0.002185
[6 empty] | 0.00049871 | 0 | 0 | 0.0022196
[6 empty] | 0.0004973 | 0 | 0 | 0.002253
[6 empty] | 0.00049591 | 0 | 0 | 0.0022806
[6 empty] | 0.00049447 | 0 | 0 | 0.0023005
[6 empty] | 0.00048931 | 0 | 0 | 0.0023174
[6 empty] | 0.00049167 | 0 | 0 | 0.0023277
[6 empty] | 0.00049029 | 0 | 0 | 0.0023291
[6 empty] | 0.00048894 | 0 | 0 | 0.0023258
[6 empty] | 0.00048755 | 0 | 0 | 0.0023111
[6 empty] | 0.0004862 | 0 | 0 | 0.0022882
[6 empty] | 0.00048117 | 0 | 0 | 0.0022539
[6 empty] | 0.00048355 | 0 | 0 | 0.0022163
[6 empty] | 0.00048229 | 0 | 0 | 0.002176
[6 empty] | 0.00048098 | 0 | 0 | 0.0021348
[6 empty] | 0.00047972 | 0 | 0 | 0.0021054
[6 empty] | 0.00047849 | 0 | 0 | 0.0020836
[6 empty] | 0.00047364 | 0 | 0 | 0.0020796
[6 empty] | 0.00047612 | 0 | 0 | 0.0020956
[6 empty] | 0.00047493 | 0 | 0 | 0.0021262
[6 empty] | 0.0004738 | 0 | 0 | 0.0021637
[6 empty] | 0.00047269 | 0 | 0 | 0.0022089
[6 empty] | 0.00047161 | 0 | 0 | 0.0022498
[6 empty] | 0.00047059 | 0 | 0 | 0.0022843
[6 empty] | 0.00046954 | 0 | 0 | 0.0023087
[6 empty] | 0.00046498 | 0 | 0 | 0.0023223
[6 empty] | 0.00046759 | 0 | 0 | 0.0023282
[6 empty] | 0.00046666 | 0 | 0 | 0.0023325
[6 empty] | 0.0004658 | 0 | 0 | 0.0023336
[6 empty] | 0.00046491 | 0 | 0 | 0.0023365
[6 empty] | 0.00046408 | 0 | 0 | 0.0023456
[6 empty] | 0.00046328 | 0 | 0 | 0.0023555
[6 empty] | 0.00046252 | 0 | 0 | 0.0023686
[6 empty] | 0.00046182 | 0 | 0 | 0.0023779
[6 empty] | 0.0004611 | 0 | 0 | 0.0023862
[6 empty] | 0.00045692 | 0 | 0 | 0.0023872
[6 empty] | 0.00045981 | 0 | 0 | 0.0023819
[6 empty] | 0.00045922 | 0 | 0 | 0.0023691
[6 empty] | 0.00045869 | 0 | 0 | 0.0023506
[6 empty] | 0.00045813 | 0 | 0 | 0.0023306
[6 empty] | 0.00045764 | 0 | 0 | 0.0023095
[6 empty] | 0.00045719 | 0 | 0 | 0.0022973
[6 empty] | 0.00045676 | 0 | 0 | 0.0022929
[6 empty] | 0.0004564 | 0 | 0 | 0.0022959
[6 empty] | 0.00045601 | 0 | 0 | 0.0023065
[6 empty] | 0.00045569 | 0 | 0 | 0.0023223
[6 empty] | 0.00045539 | 0 | 0 | 0.0023394
[6 empty] | 0.00045513 | 0 | 0 | 0.0023491
[6 empty] | 0.00045493 | 0 | 0 | 0.0023501
[6 empty] | 0.0004547 | 0 | 0 | 0.0023437
[6 empty] | 0.00045453 | 0 | 0 | 0.0023271
[6 empty] | 0.00045438 | 0 | 0 | 0.0023046
[6 empty] | 0.0004543 | 0 | 0 | 0.0022825
[6 empty] | 0.00045419 | 0 | 0 | 0.0022619
[6 empty] | 0.00045413 | 0 | 0 | 0.0022483
[6 empty] | 0.0004541 | 0 | 0 | 0.0022403
[6 empty] | 0.00045409 | 0 | 0 | 0.0022388
[6 empty] | 0.00045414 | 0 | 0 | 0.0022399
[6 empty] | 0.00045415 | 0 | 0 | 0.0022412
[6 empty] | 0.00045422 | 0 | 0 | 0.0022382
[6 empty] | 0.00045431 | 0 | 0 | 0.0022305
[6 empty] | 0.00045442 | 0 | 0 | 0.0022177
[6 empty] | 0.00045458 | 0 | 0 | 0.0022024
[6 empty] | 0.00045471 | 0 | 0 | 0.0021818
[6 empty] | 0.00045488 | 0 | 0 | 0.0021601
[6 empty] | 0.00045507 | 0 | 0 | 0.002142
[6 empty] | 0.00045528 | 0 | 0 | 0.0021271
[6 empty] | 0.00045553 | 0 | 0 | 0.0021183
[6 empty] | 0.00045575 | 0 | 0 | 0.0021176
[6 empty] | 0.000456 | 0 | 0 | 0.0021245
[6 empty] | 0.00045628 | 0 | 0 | 0.0021403
[6 empty] | 0.00045659 | 0 | 0 | 0.0021641
[6 empty] | 0.00045686 | 0 | 0 | 0.0021937
[6 empty] | 0.00045717 | 0 | 0 | 0.002229
[6 empty] | 0.0004575 | 0 | 0 | 0.0022675
[6 empty] | 0.00045783 | 0 | 0 | 0.0023072
[6 empty] | 0.00045821 | 0 | 0 | 0.0023435
[6 empty] | 0.00045854 | 0 | 0 | 0.0023766
[6 empty] | 0.0004589 | 0 | 0 | 0.0024002
[6 empty] | 0.00045928 | 0 | 0 | 0.002416
[6 empty] | 0.0004632 | 0 | 0 | 0.0024238
[6 empty] | 0.00046005 | 0 | 0 | 0.0024253
[6 empty] | 0.00046045 | 0 | 0 | 0.0024184
[6 empty] | 0.00046086 | 0 | 0 | 0.0024066
[6 empty] | 0.00046127 | 0 | 0 | 0.0023924
[6 empty] | 0.00046172 | 0 | 0 | 0.0023736
[6 empty] | 0.00046212 | 0 | 0 | 0.002354
[6 empty] | 0.00046256 | 0 | 0 | 0.0023385
[6 empty] | 0.000463 | 0 | 0 | 0.0023288
[6 empty] | 0.00046344 | 0 | 0 | 0.0023267
[6 empty] | 0.00046747 | 0 | 0 | 0.0023361
[6 empty] | 0.00046436 | 0 | 0 | 0.0023549
[6 empty] | 0.00046482 | 0 | 0 | 0.0023824
[6 empty] | 0.0004653 | 0 | 0 | 0.0024165
[6 empty] | 0.00046581 | 0 | 0 | 0.0024502
[6 empty] | 0.00046626 | 0 | 0 | 0.0024806
[6 empty] | 0.00046676 | 0 | 0 | 0.0025034
[6 empty] | 0.00047082 | 0 | 0 | 0.0025169
[6 empty] | 0.00046777 | 0 | 0 | 0.0025168
[6 empty] | 0.00046831 | 0 | 0 | 0.0025094
[6 empty] | 0.00046881 | 0 | 0 | 0.0024941
[6 empty] | 0.00046934 | 0 | 0 | 0.0024804
[6 empty] | 0.00046988 | 0 | 0 | 0.002464
[6 empty] | 0.00047047 | 0 | 0 | 0.0024567
[6 empty] | 0.00047459 | 0 | 0 | 0.0024527
[6 empty] | 0.00047157 | 0 | 0 | 0.0024536
[6 empty] | 0.00047215 | 0 | 0 | 0.0024572
[6 empty] | 0.00047275 | 0 | 0 | 0.0024562
[6 empty] | 0.00047338 | 0 | 0 | 0.0024502
[6 empty] | 0.00047759 | 0 | 0 | 0.0024359
[6 empty] | 0.0004746 | 0 | 0 | 0.0024081
[6 empty] | 0.00047524 | 0 | 0 | 0.0023705
[6 empty] | 0.00047593 | 0 | 0 | 0.0023263
[6 empty] | 0.00047656 | 0 | 0 | 0.0022738
[6 empty] | 0.00048089 | 0 | 0 | 0.0022193
[6 empty] | 0.00047794 | 0 | 0 | 0.0021682
[6 empty] | 0.00047865 | 0 | 0 | 0.0021182
[6 empty] | 0.0004794 | 0 | 0 | 0.0020812
[6 empty] | 0.00048011 | 0 | 0 | 0.002052
[6 empty] | 0.00048453 | 0 | 0 | 0.0020385
[6 empty] | 0.00048163 | 0 | 0 | 0.0020354
[6 empty] | 0.00048244 | 0 | 0 | 0.0020437
[6 empty] | 0.0004832 | 0 | 0 | 0.0020596
[6 empty] | 0.0004877 | 0 | 0 | 0.0020804
[6 empty] | 0.00048483 | 0 | 0 | 0.0021043
[6 empty] | 0.00048569 | 0 | 0 | 0.0021304
[6 empty] | 0.00048651 | 0 | 0 | 0.0021552
[6 empty] | 0.00049108 | 0 | 0 | 0.0021814
[6 empty] | 0.00048823 | 0 | 0 | 0.0022039
[6 empty] | 0.00048911 | 0 | 0 | 0.0022291
[6 empty] | 0.00049003 | 0 | 0 | 0.0022544
[6 empty] | 0.00049464 | 0 | 0 | 0.0022778
[6 empty] | 0.0004918 | 0 | 0 | 0.0023071
[6 empty] | 0.00049272 | 0 | 0 | 0.0023394
[6 empty] | 0.00049367 | 0 | 0 | 0.0023723
[6 empty] | 0.00049833 | 0 | 0 | 0.002405
[6 empty] | 0.00049549 | 0 | 0 | 0.002435
[6 empty] | 0.00049642 | 0 | 0 | 0.0024589
[6 empty] | 0.00050117 | 0 | 0 | 0.0024763
[6 empty] | 0.00049828 | 0 | 0 | 0.0024858
[6 empty] | 0.0004992 | 0 | 0 | 0.0024833
[6 empty] | 0.00050394 | 0 | 0 | 0.0024748
[6 empty] | 0.00050105 | 0 | 0 | 0.0024593
[6 empty] | 0.00050199 | 0 | 0 | 0.0024379
[6 empty] | 0.00050286 | 0 | 0 | 0.0024175
[6 empty] | 0.0005076 | 0 | 0 | 0.0023946
[6 empty] | 0.00050464 | 0 | 0 | 0.002375
[6 empty] | 0.00050554 | 0 | 0 | 0.0023562
[6 empty] | 0.00051022 | 0 | 0 | 0.0023391
[6 empty] | 0.0005072 | 0 | 0 | 0.0023242
[6 empty] | 0.00050801 | 0 | 0 | 0.0023145
[6 empty] | 0.00051272 | 0 | 0 | 0.0023067
[6 empty] | 0.00050958 | 0 | 0 | 0.002303
[6 empty] | 0.00051422 | 0 | 0 | 0.002303
[6 empty] | 0.00051105 | 0 | 0 | 0.002307
[6 empty] | 0.00051175 | 0 | 0 | 0.002314
[6 empty] | 0.00051635 | 0 | 0 | 0.0023254
[6 empty] | 0.00051304 | 0 | 0 | 0.0023374
[6 empty] | 0.00051365 | 0 | 0 | 0.0023508
[6 empty] | 0.00051814 | 0 | 0 | 0.0023584
[6 empty] | 0.00051478 | 0 | 0 | 0.0023644
[6 empty] | 0.00051524 | 0 | 0 | 0.0023608
[6 empty] | 0.00051963 | 0 | 0 | 0.0023544
[6 empty] | 0.00051611 | 0 | 0 | 0.0023392
[6 empty] | 0.00052046 | 0 | 0 | 0.0023203
[6 empty] | 0.00051682 | 0 | 0 | 0.0023007
[6 empty] | 0.00051712 | 0 | 0 | 0.0022795
[6 empty] | 0.00052131 | 0 | 0 | 0.0022606
[6 empty] | 0.0005176 | 0 | 0 | 0.0022459
[6 empty] | 0.00052168 | 0 | 0 | 0.0022339
[6 empty] | 0.00051785 | 0 | 0 | 0.0022239
[6 empty] | 0.00051792 | 0 | 0 | 0.0022162
[6 empty] | 0.00052193 | 0 | 0 | 0.0022072
[6 empty] | 0.00051793 | 0 | 0 | 0.0021961
[6 empty] | 0.00052181 | 0 | 0 | 0.0021845
[6 empty] | 0.00051775 | 0 | 0 | 0.0021694
[6 empty] | 0.00052158 | 0 | 0 | 0.0021533
[6 empty] | 0.0005174 | 0 | 0 | 0.0021396
[6 empty] | 0.0005211 | 0 | 0 | 0.0021275
[6 empty] | 0.00051687 | 0 | 0 | 0.0021195
[6 empty] | 0.00051655 | 0 | 0 | 0.0021158
[6 empty] | 0.00052015 | 0 | 0 | 0.0021128
[6 empty] | 0.00051577 | 0 | 0 | 0.0021117
[6 empty] | 0.00051925 | 0 | 0 | 0.0021118
[6 empty] | 0.00051484 | 0 | 0 | 0.002114
[6 empty] | 0.00051827 | 0 | 0 | 0.0021161
[6 empty] | 0.00051376 | 0 | 0 | 0.0021213
[6 empty] | 0.00051709 | 0 | 0 | 0.0021295
[6 empty] | 0.00051255 | 0 | 0 | 0.0021404
[6 empty] | 0.00051584 | 0 | 0 | 0.0021568
[6 empty] | 0.00051123 | 0 | 0 | 0.0021749
[6 empty] | 0.00051443 | 0 | 0 | 0.0021942
[6 empty] | 0.00050981 | 0 | 0 | 0.0022122
[6 empty] | 0.00051298 | 0 | 0 | 0.0022267
[6 empty] | 0.0005083 | 0 | 0 | 0.0022346
[6 empty] | 0.00051139 | 0 | 0 | 0.0022391
[6 empty] | 0.00050673 | 0 | 0 | 0.0022371
[6 empty] | 0.00050981 | 0 | 0 | 0.0022331
[6 empty] | 0.00050511 | 0 | 0 | 0.002229
[6 empty] | 0.00050813 | 0 | 0 | 0.0022263
[6 empty] | 0.00050346 | 0 | 0 | 0.0022233
[6 empty] | 0.0005065 | 0 | 0 | 0.0022226
[6 empty] | 0.00050181 | 0 | 0 | 0.0022196
[6 empty] | 0.0005048 | 0 | 0 | 0.0022145
[6 empty] | 0.00050016 | 0 | 0 | 0.0022086
[6 empty] | 0.00050319 | 0 | 0 | 0.0022037
[6 empty] | 0.00049855 | 0 | 0 | 0.0021978
[6 empty] | 0.00050156 | 0 | 0 | 0.0021947
[6 empty] | 0.00050078 | 0 | 0 | 0.0021981
[6 empty] | 0.00049626 | 0 | 0 | 0.002205
[6 empty] | 0.00049927 | 0 | 0 | 0.0022186
[6 empty] | 0.00049478 | 0 | 0 | 0.0022358
[6 empty] | 0.00049786 | 0 | 0 | 0.002257
[6 empty] | 0.00049345 | 0 | 0 | 0.0022803
[6 empty] | 0.00049654 | 0 | 0 | 0.0023049
[6 empty] | 0.00049592 | 0 | 0 | 0.0023251
[6 empty] | 0.00049159 | 0 | 0 | 0.0023413
[6 empty] | 0.00049481 | 0 | 0 | 0.0023528
[6 empty] | 0.00049052 | 0 | 0 | 0.0023558
[6 empty] | 0.00049378 | 0 | 0 | 0.0023523
[6 empty] | 0.0004896 | 0 | 0 | 0.0023386
[6 empty] | 0.00049296 | 0 | 0 | 0.0023228
[6 empty] | 0.00049256 | 0 | 0 | 0.002302
[6 empty] | 0.00048851 | 0 | 0 | 0.0022782
[6 empty] | 0.00049195 | 0 | 0 | 0.0022618
[6 empty] | 0.00049173 | 0 | 0 | 0.0022453
[6 empty] | 0.00048778 | 0 | 0 | 0.0022395
[6 empty] | 0.00049134 | 0 | 0 | 0.0022425
[6 empty] | 0.0004875 | 0 | 0 | 0.0022567
[6 empty] | 0.00049118 | 0 | 0 | 0.0022824
[6 empty] | 0.00049112 | 0 | 0 | 0.0023149
[6 empty] | 0.00048741 | 0 | 0 | 0.0023524
[6 empty] | 0.00049119 | 0 | 0 | 0.0023913
[6 empty] | 0.00049132 | 0 | 0 | 0.0024239
[6 empty] | 0.00048772 | 0 | 0 | 0.0024472
[6 empty] | 0.00049162 | 0 | 0 | 0.0024608
[6 empty] | 0.00049188 | 0 | 0 | 0.0024609
[6 empty] | 0.0004884 | 0 | 0 | 0.0024506
[6 empty] | 0.00049244 | 0 | 0 | 0.002437
[6 empty] | 0.00049279 | 0 | 0 | 0.0024217
[6 empty] | 0.00048945 | 0 | 0 | 0.002412
[6 empty] | 0.00049365 | 0 | 0 | 0.0024074
[6 empty] | 0.00049409 | 0 | 0 | 0.002415
[6 empty] | 0.00049085 | 0 | 0 | 0.0024287
[6 empty] | 0.00049517 | 0 | 0 | 0.0024415
[6 empty] | 0.00049571 | 0 | 0 | 0.0024562
[6 empty] | 0.00049256 | 0 | 0 | 0.0024657
[6 empty] | 0.00049696 | 0 | 0 | 0.0024622
[6 empty] | 0.00049766 | 0 | 0 | 0.0024504
[6 empty] | 0.00049456 | 0 | 0 | 0.0024296
[6 empty] | 0.00049906 | 0 | 0 | 0.0023965
[6 empty] | 0.00049981 | 0 | 0 | 0.0023617
[6 empty] | 0.00050062 | 0 | 0 | 0.0023205
[6 empty] | 0.00049759 | 0 | 0 | 0.0022822
[6 empty] | 0.0005022 | 0 | 0 | 0.0022455
[6 empty] | 0.00050304 | 0 | 0 | 0.002216
[6 empty] | 0.00050012 | 0 | 0 | 0.0021969
[6 empty] | 0.00050478 | 0 | 0 | 0.0021876
[6 empty] | 0.00050566 | 0 | 0 | 0.0021918
[6 empty] | 0.00050657 | 0 | 0 | 0.0022085
[6 empty] | 0.00050367 | 0 | 0 | 0.0022359
[6 empty] | 0.0005084 | 0 | 0 | 0.0022737
[6 empty] | 0.00050933 | 0 | 0 | 0.0023199
[6 empty] | 0.0005103 | 0 | 0 | 0.0023691
[6 empty] | 0.00050734 | 0 | 0 | 0.002418
[6 empty] | 0.00051216 | 0 | 0 | 0.0024675
[6 empty] | 0.00051311 | 0 | 0 | 0.0025134
[6 empty] | 0.00051409 | 0 | 0 | 0.0025554
[6 empty] | 0.00051501 | 0 | 0 | 0.0025927
[6 empty] | 0.00051205 | 0 | 0 | 0.0026212
[6 empty] | 0.0005169 | 0 | 0 | 0.0026418
[6 empty] | 0.00051787 | 0 | 0 | 0.0026546
[6 empty] | 0.00051877 | 0 | 0 | 0.0026576
[6 empty] | 0.00051576 | 0 | 0 | 0.0026541
[6 empty] | 0.00052061 | 0 | 0 | 0.0026402
[6 empty] | 0.00052155 | 0 | 0 | 0.0026254
[6 empty] | 0.00052241 | 0 | 0 | 0.0026097
[6 empty] | 0.00052329 | 0 | 0 | 0.0025942
[6 empty] | 0.00052019 | 0 | 0 | 0.002581
[6 empty] | 0.00052504 | 0 | 0 | 0.0025716
[6 empty] | 0.00052585 | 0 | 0 | 0.0025692
[6 empty] | 0.00052667 | 0 | 0 | 0.002568
[6 empty] | 0.00052751 | 0 | 0 | 0.0025692
[6 empty] | 0.00052826 | 0 | 0 | 0.0025738
[6 empty] | 0.00052502 | 0 | 0 | 0.0025767
[6 empty] | 0.00052977 | 0 | 0 | 0.0025779
[6 empty] | 0.00053052 | 0 | 0 | 0.0025763
[6 empty] | 0.00053119 | 0 | 0 | 0.0025671
[6 empty] | 0.00053187 | 0 | 0 | 0.0025521
[6 empty] | 0.00053252 | 0 | 0 | 0.0025266
[6 empty] | 0.00053319 | 0 | 0 | 0.0024926
[6 empty] | 0.00052972 | 0 | 0 | 0.0024525
[6 empty] | 0.00053434 | 0 | 0 | 0.0024099
[6 empty] | 0.00053492 | 0 | 0 | 0.002365
[6 empty] | 0.00053542 | 0 | 0 | 0.002317
[6 empty] | 0.00053592 | 0 | 0 | 0.0022787
[6 empty] | 0.00053639 | 0 | 0 | 0.0022438
[6 empty] | 0.00053686 | 0 | 0 | 0.002217
[6 empty] | 0.00053724 | 0 | 0 | 0.0022032
[6 empty] | 0.00053355 | 0 | 0 | 0.0021965
[6 empty] | 0.00053798 | 0 | 0 | 0.0022063
[6 empty] | 0.00053833 | 0 | 0 | 0.0022238
[6 empty] | 0.00053859 | 0 | 0 | 0.0022495
[6 empty] | 0.00053885 | 0 | 0 | 0.0022804
[6 empty] | 0.00053911 | 0 | 0 | 0.0023171
[6 empty] | 0.00053928 | 0 | 0 | 0.0023473
[6 empty] | 0.00053944 | 0 | 0 | 0.0023778
[6 empty] | 0.00053957 | 0 | 0 | 0.0023996
[6 empty] | 0.0005397 | 0 | 0 | 0.0024149
[6 empty] | 0.00053974 | 0 | 0 | 0.0024233
[6 empty] | 0.00053568 | 0 | 0 | 0.0024282
[6 empty] | 0.00053977 | 0 | 0 | 0.002426
[6 empty] | 0.00053977 | 0 | 0 | 0.0024181
[6 empty] | 0.00053966 | 0 | 0 | 0.0024147
[6 empty] | 0.00053956 | 0 | 0 | 0.0024086
[6 empty] | 0.00053946 | 0 | 0 | 0.0024072
[6 empty] | 0.00053925 | 0 | 0 | 0.0024034
[6 empty] | 0.00053905 | 0 | 0 | 0.0024083
[6 empty] | 0.00053881 | 0 | 0 | 0.0024156
[6 empty] | 0.00053857 | 0 | 0 | 0.0024268
[6 empty] | 0.00053823 | 0 | 0 | 0.0024413
[6 empty] | 0.00053789 | 0 | 0 | 0.0024578
[6 empty] | 0.00053755 | 0 | 0 | 0.0024724
[6 empty] | 0.00053712 | 0 | 0 | 0.0024845
[6 empty] | 0.00053668 | 0 | 0 | 0.0024877
[6 empty] | 0.00053621 | 0 | 0 | 0.0024825
[6 empty] | 0.00053574 | 0 | 0 | 0.002468
[6 empty] | 0.00053517 | 0 | 0 | 0.0024452
[6 empty] | 0.00053461 | 0 | 0 | 0.0024202
[6 empty] | 0.00053404 | 0 | 0 | 0.0023912
[6 empty] | 0.00053338 | 0 | 0 | 0.0023626
[6 empty] | 0.00053273 | 0 | 0 | 0.0023467
[6 empty] | 0.00053204 | 0 | 0 | 0.0023423
[6 empty] | 0.00053136 | 0 | 0 | 0.0023467
[6 empty] | 0.00053059 | 0 | 0 | 0.0023674
[6 empty] | 0.00052983 | 0 | 0 | 0.0024013
[6 empty] | 0.00052907 | 0 | 0 | 0.0024385
[6 empty] | 0.00052822 | 0 | 0 | 0.0024791
[6 empty] | 0.00052738 | 0 | 0 | 0.0025173
[6 empty] | 0.00052651 | 0 | 0 | 0.0025504
[6 empty] | 0.00052566 | 0 | 0 | 0.0025661
[6 empty] | 0.00052472 | 0 | 0 | 0.0025743
[6 empty] | 0.00052379 | 0 | 0 | 0.002567
[6 empty] | 0.00052285 | 0 | 0 | 0.0025494
[6 empty] | 0.00052192 | 0 | 0 | 0.0025234
[6 empty] | 0.00052091 | 0 | 0 | 0.0024983
[6 empty] | 0.00051991 | 0 | 0 | 0.0024705
[6 empty] | 0.00052286 | 0 | 0 | 0.0024536
[6 empty] | 0.00051788 | 0 | 0 | 0.0024423
[6 empty] | 0.00051684 | 0 | 0 | 0.0024391
[6 empty] | 0.00051583 | 0 | 0 | 0.0024443
[6 empty] | 0.00051475 | 0 | 0 | 0.0024608
[6 empty] | 0.00051368 | 0 | 0 | 0.0024765
[6 empty] | 0.00051262 | 0 | 0 | 0.0025024
[6 empty] | 0.00051157 | 0 | 0 | 0.0025294
[6 empty] | 0.00051046 | 0 | 0 | 0.0025606
[6 empty] | 0.00050938 | 0 | 0 | 0.0025949
[6 empty] | 0.0005083 | 0 | 0 | 0.0026344
[6 empty] | 0.00051109 | 0 | 0 | 0.0026718
[6 empty] | 0.00050614 | 0 | 0 | 0.0027062
[6 empty] | 0.00050506 | 0 | 0 | 0.0027468
[6 empty] | 0.00050401 | 0 | 0 | 0.0027822
[6 empty] | 0.00050291 | 0 | 0 | 0.0028189
[6 empty] | 0.00050184 | 0 | 0 | 0.0028468
[6 empty] | 0.00050081 | 0 | 0 | 0.0028794
[6 empty] | 0.00049973 | 0 | 0 | 0.0029053
[6 empty] | 0.00050246 | 0 | 0 | 0.0029242
[6 empty] | 0.00049766 | 0 | 0 | 0.0029355
[6 empty] | 0.00049666 | 0 | 0 | 0.0029388
[6 empty] | 0.00049562 | 0 | 0 | 0.0029338
[6 empty] | 0.00049462 | 0 | 0 | 0.0029151
[6 empty] | 0.00049367 | 0 | 0 | 0.0028869
[6 empty] | 0.00049267 | 0 | 0 | 0.0028514
[6 empty] | 0.00049543 | 0 | 0 | 0.0028117
[6 empty] | 0.00049077 | 0 | 0 | 0.00277
[6 empty] | 0.00048988 | 0 | 0 | 0.0027336
[6 empty] | 0.00048894 | 0 | 0 | 0.002699
[6 empty] | 0.00048804 | 0 | 0 | 0.0026698
[6 empty] | 0.0004872 | 0 | 0 | 0.0026457
[6 empty] | 0.00048999 | 0 | 0 | 0.0026279
[6 empty] | 0.00048547 | 0 | 0 | 0.0026145
[6 empty] | 0.00048468 | 0 | 0 | 0.002606
[6 empty] | 0.00048385 | 0 | 0 | 0.0025976
[6 empty] | 0.00048306 | 0 | 0 | 0.0025933
[6 empty] | 0.00048595 | 0 | 0 | 0.0025945
[6 empty] | 0.00048158 | 0 | 0 | 0.0025986
[6 empty] | 0.00048082 | 0 | 0 | 0.0026079
[6 empty] | 0.00048011 | 0 | 0 | 0.0026122
[6 empty] | 0.00048307 | 0 | 0 | 0.0026194
[6 empty] | 0.00047874 | 0 | 0 | 0.0026164
[6 empty] | 0.00047808 | 0 | 0 | 0.0026016
[6 empty] | 0.00047744 | 0 | 0 | 0.0025785
[6 empty] | 0.00047684 | 0 | 0 | 0.0025377
[6 empty] | 0.00047981 | 0 | 0 | 0.0024925
[6 empty] | 0.00047561 | 0 | 0 | 0.0024389
[6 empty] | 0.00047506 | 0 | 0 | 0.0023856
[6 empty] | 0.00047447 | 0 | 0 | 0.0023384
[6 empty] | 0.00047751 | 0 | 0 | 0.0023064
[6 empty] | 0.00047342 | 0 | 0 | 0.0022837
[6 empty] | 0.00047286 | 0 | 0 | 0.0022824
[6 empty] | 0.00047235 | 0 | 0 | 0.0022949
[6 empty] | 0.00047543 | 0 | 0 | 0.0023211
[6 empty] | 0.0004714 | 0 | 0 | 0.0023568
[6 empty] | 0.00047089 | 0 | 0 | 0.0024005
[6 empty] | 0.00047398 | 0 | 0 | 0.0024387
[6 empty] | 0.00046999 | 0 | 0 | 0.0024805
[6 empty] | 0.00046951 | 0 | 0 | 0.002515
[6 empty] | 0.00046907 | 0 | 0 | 0.0025425
[6 empty] | 0.00047221 | 0 | 0 | 0.0025613
[6 empty] | 0.0004682 | 0 | 0 | 0.0025759
[6 empty] | 0.00046778 | 0 | 0 | 0.0025801
[6 empty] | 0.00047092 | 0 | 0 | 0.0025751
[6 empty] | 0.00046694 | 0 | 0 | 0.0025706
[6 empty] | 0.00046653 | 0 | 0 | 0.0025609
[6 empty] | 0.00046965 | 0 | 0 | 0.0025412
[6 empty] | 0.00046574 | 0 | 0 | 0.0025241
[6 empty] | 0.00046531 | 0 | 0 | 0.0024991
[6 empty] | 0.00046842 | 0 | 0 | 0.0024799
[6 empty] | 0.00046453 | 0 | 0 | 0.0024619
[6 empty] | 0.00046409 | 0 | 0 | 0.0024543
[6 empty] | 0.0004672 | 0 | 0 | 0.0024493
[6 empty] | 0.00046332 | 0 | 0 | 0.0024575
[6 empty] | 0.00046289 | 0 | 0 | 0.0024672
[6 empty] | 0.00046598 | 0 | 0 | 0.002488
[6 empty] | 0.00046208 | 0 | 0 | 0.002507
[6 empty] | 0.0004617 | 0 | 0 | 0.0025268
[6 empty] | 0.00046475 | 0 | 0 | 0.0025366
[6 empty] | 0.00046085 | 0 | 0 | 0.0025479
[6 empty] | 0.00046047 | 0 | 0 | 0.0025521
[6 empty] | 0.00046351 | 0 | 0 | 0.0025553
[6 empty] | 0.00045961 | 0 | 0 | 0.0025616
[6 empty] | 0.0004627 | 0 | 0 | 0.0025711
[6 empty] | 0.00045878 | 0 | 0 | 0.0025868
[6 empty] | 0.00045836 | 0 | 0 | 0.0026017
[6 empty] | 0.00046144 | 0 | 0 | 0.0026281
[6 empty] | 0.00045753 | 0 | 0 | 0.0026533
[6 empty] | 0.00045711 | 0 | 0 | 0.0026819
[6 empty] | 0.00046015 | 0 | 0 | 0.0027021
[6 empty] | 0.0004563 | 0 | 0 | 0.0027231
[6 empty] | 0.00045931 | 0 | 0 | 0.0027315
[6 empty] | 0.00045544 | 0 | 0 | 0.002738
[6 empty] | 0.0004585 | 0 | 0 | 0.0027327
[6 empty] | 0.00045462 | 0 | 0 | 0.0027242
[6 empty] | 0.00045422 | 0 | 0 | 0.002703
[6 empty] | 0.00045728 | 0 | 0 | 0.0026838
[6 empty] | 0.00045342 | 0 | 0 | 0.0026605
[6 empty] | 0.00045646 | 0 | 0 | 0.0026384
[6 empty] | 0.00045267 | 0 | 0 | 0.0026192
[6 empty] | 0.00045569 | 0 | 0 | 0.0026045
[6 empty] | 0.00045189 | 0 | 0 | 0.0025958
[6 empty] | 0.00045153 | 0 | 0 | 0.0025821
[6 empty] | 0.00045463 | 0 | 0 | 0.0025746
[6 empty] | 0.00045084 | 0 | 0 | 0.0025618
[6 empty] | 0.00045392 | 0 | 0 | 0.0025499
[6 empty] | 0.00045022 | 0 | 0 | 0.0025289
[6 empty] | 0.00045329 | 0 | 0 | 0.0025084
[6 empty] | 0.00044959 | 0 | 0 | 0.0024791
[6 empty] | 0.00045275 | 0 | 0 | 0.0024522
[6 empty] | 0.00044905 | 0 | 0 | 0.0024242
[6 empty] | 0.00045221 | 0 | 0 | 0.0023916
[6 empty] | 0.00044861 | 0 | 0 | 0.0023661
[6 empty] | 0.00045176 | 0 | 0 | 0.0023519
[6 empty] | 0.00044818 | 0 | 0 | 0.0023454
[6 empty] | 0.00045142 | 0 | 0 | 0.0023508
[6 empty] | 0.00044785 | 0 | 0 | 0.0023689
[6 empty] | 0.00045111 | 0 | 0 | 0.0023975
[6 empty] | 0.00044764 | 0 | 0 | 0.0024365
[6 empty] | 0.00045091 | 0 | 0 | 0.002478
[6 empty] | 0.00044746 | 0 | 0 | 0.0025206
[6 empty] | 0.00045083 | 0 | 0 | 0.0025623
[6 empty] | 0.0004474 | 0 | 0 | 0.0026015
[6 empty] | 0.0004508 | 0 | 0 | 0.0026377
[6 empty] | 0.00044745 | 0 | 0 | 0.0026705
[6 empty] | 0.00045092 | 0 | 0 | 0.002692
[6 empty] | 0.0004476 | 0 | 0 | 0.0027014
[6 empty] | 0.0004511 | 0 | 0 | 0.0026952
[6 empty] | 0.00045127 | 0 | 0 | 0.0026727
[6 empty] | 0.00044802 | 0 | 0 | 0.0026374
[6 empty] | 0.00045161 | 0 | 0 | 0.002584
[6 empty] | 0.00044847 | 0 | 0 | 0.0025203
[6 empty] | 0.00045209 | 0 | 0 | 0.0024613
[6 empty] | 0.00044898 | 0 | 0 | 0.0024054
[6 empty] | 0.00045272 | 0 | 0 | 0.0023546
[6 empty] | 0.00044962 | 0 | 0 | 0.0023232
[6 empty] | 0.0004534 | 0 | 0 | 0.0023002
[6 empty] | 0.00045382 | 0 | 0 | 0.0022964
[6 empty] | 0.00045081 | 0 | 0 | 0.0022996
[6 empty] | 0.00045467 | 0 | 0 | 0.0023119
[6 empty] | 0.00045176 | 0 | 0 | 0.0023242
[6 empty] | 0.00045566 | 0 | 0 | 0.002344
[6 empty] | 0.00045619 | 0 | 0 | 0.0023611
[6 empty] | 0.00045335 | 0 | 0 | 0.0023792
[6 empty] | 0.00045734 | 0 | 0 | 0.0023986
[6 empty] | 0.00045451 | 0 | 0 | 0.0024167
[6 empty] | 0.00045862 | 0 | 0 | 0.0024366
[6 empty] | 0.00045925 | 0 | 0 | 0.0024526
[6 empty] | 0.00045648 | 0 | 0 | 0.0024644
[6 empty] | 0.00046067 | 0 | 0 | 0.0024708
[6 empty] | 0.00046137 | 0 | 0 | 0.002474
[6 empty] | 0.00045864 | 0 | 0 | 0.0024731
[6 empty] | 0.00046288 | 0 | 0 | 0.0024693
[6 empty] | 0.00046021 | 0 | 0 | 0.0024598
[6 empty] | 0.00046447 | 0 | 0 | 0.0024479
[6 empty] | 0.00046529 | 0 | 0 | 0.0024341
[6 empty] | 0.00046265 | 0 | 0 | 0.0024211
[6 empty] | 0.00046697 | 0 | 0 | 0.0024132
[6 empty] | 0.00046783 | 0 | 0 | 0.0024035
[6 empty] | 0.00046521 | 0 | 0 | 0.0023982
[6 empty] | 0.00046959 | 0 | 0 | 0.0023992
[6 empty] | 0.00047048 | 0 | 0 | 0.0024078
[6 empty] | 0.00046786 | 0 | 0 | 0.0024239
[6 empty] | 0.00047228 | 0 | 0 | 0.0024493
[6 empty] | 0.00047319 | 0 | 0 | 0.0024803
[6 empty] | 0.00047058 | 0 | 0 | 0.002519
[6 empty] | 0.00047503 | 0 | 0 | 0.0025632
[6 empty] | 0.00047594 | 0 | 0 | 0.0026125
[6 empty] | 0.00047689 | 0 | 0 | 0.002666
[6 empty] | 0.00047418 | 0 | 0 | 0.0027124
[6 empty] | 0.00047868 | 0 | 0 | 0.0027628
[6 empty] | 0.00047962 | 0 | 0 | 0.0028026
[6 empty] | 0.00047688 | 0 | 0 | 0.0028359
[6 empty] | 0.00048138 | 0 | 0 | 0.0028542
[6 empty] | 0.0004823 | 0 | 0 | 0.0028682
[6 empty] | 0.00047951 | 0 | 0 | 0.0028671
[6 empty] | 0.000484 | 0 | 0 | 0.0028671
[6 empty] | 0.00048488 | 0 | 0 | 0.0028596
[6 empty] | 0.00048568 | 0 | 0 | 0.0028532
[6 empty] | 0.00048284 | 0 | 0 | 0.0028402
[6 empty] | 0.00048733 | 0 | 0 | 0.0028327
[6 empty] | 0.00048808 | 0 | 0 | 0.0028197
[6 empty] | 0.00048884 | 0 | 0 | 0.0028058
[6 empty] | 0.00048594 | 0 | 0 | 0.0027873
[6 empty] | 0.00049031 | 0 | 0 | 0.0027691
[6 empty] | 0.000491 | 0 | 0 | 0.0027421
[6 empty] | 0.00049171 | 0 | 0 | 0.0027204
[6 empty] | 0.00048863 | 0 | 0 | 0.0026967
[6 empty] | 0.00049295 | 0 | 0 | 0.0026762
[6 empty] | 0.00049358 | 0 | 0 | 0.0026611
[6 empty] | 0.00049412 | 0 | 0 | 0.0026555
[6 empty] | 0.00049467 | 0 | 0 | 0.0026543
[6 empty] | 0.00049149 | 0 | 0 | 0.0026567
[6 empty] | 0.00049567 | 0 | 0 | 0.0026725
[6 empty] | 0.00049612 | 0 | 0 | 0.0026802
[6 empty] | 0.00049658 | 0 | 0 | 0.0026912
[6 empty] | 0.00049695 | 0 | 0 | 0.0027017
[6 empty] | 0.00049357 | 0 | 0 | 0.0027028
[6 empty] | 0.00049767 | 0 | 0 | 0.0026994
[6 empty] | 0.00049794 | 0 | 0 | 0.0026931
[6 empty] | 0.00049821 | 0 | 0 | 0.0026855
[6 empty] | 0.00049848 | 0 | 0 | 0.0026831
[6 empty] | 0.00049491 | 0 | 0 | 0.0026779
[6 empty] | 0.00049883 | 0 | 0 | 0.0026832
[6 empty] | 0.000499 | 0 | 0 | 0.0026885
[6 empty] | 0.00049907 | 0 | 0 | 0.0026971
[6 empty] | 0.00049915 | 0 | 0 | 0.00271
[6 empty] | 0.00049922 | 0 | 0 | 0.0027145
[6 empty] | 0.00049545 | 0 | 0 | 0.0027241
[6 empty] | 0.00049918 | 0 | 0 | 0.0027284
[6 empty] | 0.00049916 | 0 | 0 | 0.0027316
[6 empty] | 0.00049905 | 0 | 0 | 0.0027401
[6 empty] | 0.00049896 | 0 | 0 | 0.0027469
[6 empty] | 0.00049879 | 0 | 0 | 0.0027662
[6 empty] | 0.00049861 | 0 | 0 | 0.0027879
[6 empty] | 0.00049844 | 0 | 0 | 0.002815
[6 empty] | 0.00049443 | 0 | 0 | 0.0028476
[6 empty] | 0.00049791 | 0 | 0 | 0.0028856
[6 empty] | 0.00049765 | 0 | 0 | 0.0029148
[6 empty] | 0.00049731 | 0 | 0 | 0.0029463
[6 empty] | 0.00049696 | 0 | 0 | 0.0029704
[6 empty] | 0.00049662 | 0 | 0 | 0.0029867
[6 empty] | 0.0004962 | 0 | 0 | 0.0029974
[6 empty] | 0.00049578 | 0 | 0 | 0.0029932
[6 empty] | 0.00049536 | 0 | 0 | 0.0029867
[6 empty] | 0.00049115 | 0 | 0 | 0.0029693
[6 empty] | 0.00049438 | 0 | 0 | 0.0029432
[6 empty] | 0.0004939 | 0 | 0 | 0.0029106
[6 empty] | 0.00049333 | 0 | 0 | 0.0028757
[6 empty] | 0.00049278 | 0 | 0 | 0.0028301
[6 empty] | 0.00049224 | 0 | 0 | 0.0027907
[6 empty] | 0.00049161 | 0 | 0 | 0.0027527
[6 empty] | 0.00049101 | 0 | 0 | 0.0027221
[6 empty] | 0.00049041 | 0 | 0 | 0.0027045
[6 empty] | 0.00048974 | 0 | 0 | 0.0026905
[6 empty] | 0.00048908 | 0 | 0 | 0.0026915
[6 empty] | 0.00048844 | 0 | 0 | 0.0026969
[6 empty] | 0.00048772 | 0 | 0 | 0.0027055
[6 empty] | 0.00048705 | 0 | 0 | 0.0027143
[6 empty] | 0.00048631 | 0 | 0 | 0.0027239
[6 empty] | 0.00048558 | 0 | 0 | 0.0027272
[6 empty] | 0.00048488 | 0 | 0 | 0.0027231
[6 empty] | 0.00048411 | 0 | 0 | 0.0027206
[6 empty] | 0.00048336 | 0 | 0 | 0.0027161
[6 empty] | 0.000479 | 0 | 0 | 0.0027042
[6 empty] | 0.00048183 | 0 | 0 | 0.0026986
[6 empty] | 0.00048106 | 0 | 0 | 0.0026901
[6 empty] | 0.00048031 | 0 | 0 | 0.002692
[6 empty] | 0.0004795 | 0 | 0 | 0.0026994
[6 empty] | 0.00047871 | 0 | 0 | 0.0027072
[6 empty] | 0.00047795 | 0 | 0 | 0.0027215
[6 empty] | 0.00047714 | 0 | 0 | 0.0027409
[6 empty] | 0.00047635 | 0 | 0 | 0.0027573
[6 empty] | 0.00047916 | 0 | 0 | 0.0027694
[6 empty] | 0.00047477 | 0 | 0 | 0.0027748
[6 empty] | 0.00047401 | 0 | 0 | 0.0027768
[6 empty] | 0.0004732 | 0 | 0 | 0.0027704
[6 empty] | 0.00047242 | 0 | 0 | 0.0027573
[6 empty] | 0.00047168 | 0 | 0 | 0.0027527
[6 empty] | 0.00047088 | 0 | 0 | 0.0027558
[6 empty] | 0.00047012 | 0 | 0 | 0.0027626
[6 empty] | 0.0004694 | 0 | 0 | 0.0027854
[6 empty] | 0.00046863 | 0 | 0 | 0.0028118
[6 empty] | 0.00046789 | 0 | 0 | 0.0028534
[6 empty] | 0.0004672 | 0 | 0 | 0.0028951
[6 empty] | 0.00046647 | 0 | 0 | 0.0029377
[6 empty] | 0.00046577 | 0 | 0 | 0.0029696
[6 empty] | 0.00046512 | 0 | 0 | 0.0029992
[6 empty] | 0.00046443 | 0 | 0 | 0.0030147
[6 empty] | 0.00046378 | 0 | 0 | 0.0030179
[6 empty] | 0.00046318 | 0 | 0 | 0.0030058
[6 empty] | 0.00046254 | 0 | 0 | 0.0029794
[6 empty] | 0.00046545 | 0 | 0 | 0.0029433
[6 empty] | 0.00046138 | 0 | 0 | 0.0028927
[6 empty] | 0.00046084 | 0 | 0 | 0.0028333
[6 empty] | 0.00046034 | 0 | 0 | 0.0027686
[6 empty] | 0.00045982 | 0 | 0 | 0.0027038
[6 empty] | 0.00045934 | 0 | 0 | 0.0026473
[6 empty] | 0.00045893 | 0 | 0 | 0.0025978
[6 empty] | 0.00045848 | 0 | 0 | 0.0025627
[6 empty] | 0.00045809 | 0 | 0 | 0.0025462
[6 empty] | 0.00045776 | 0 | 0 | 0.0025451
[6 empty] | 0.00046084 | 0 | 0 | 0.0025588
[6 empty] | 0.00045711 | 0 | 0 | 0.002576
[6 empty] | 0.00045687 | 0 | 0 | 0.0025996
[6 empty] | 0.00045662 | 0 | 0 | 0.0026161
[6 empty] | 0.00045645 | 0 | 0 | 0.002625
[6 empty] | 0.00045626 | 0 | 0 | 0.002629
[6 empty] | 0.00045614 | 0 | 0 | 0.0026216
[6 empty] | 0.00045951 | 0 | 0 | 0.0026169
[6 empty] | 0.000456 | 0 | 0 | 0.002608
[6 empty] | 0.000456 | 0 | 0 | 0.0026014
[6 empty] | 0.00045605 | 0 | 0 | 0.0026021
[6 empty] | 0.0004561 | 0 | 0 | 0.0025992
[6 empty] | 0.00045621 | 0 | 0 | 0.0026033
[6 empty] | 0.00045981 | 0 | 0 | 0.0026043
[6 empty] | 0.00045655 | 0 | 0 | 0.0026043
[6 empty] | 0.00045681 | 0 | 0 | 0.0026021
[6 empty] | 0.00045706 | 0 | 0 | 0.0026006
[6 empty] | 0.00045737 | 0 | 0 | 0.0025951
[6 empty] | 0.0004612 | 0 | 0 | 0.0025833
[6 empty] | 0.00045814 | 0 | 0 | 0.002573
[6 empty] | 0.00045858 | 0 | 0 | 0.0025592
[6 empty] | 0.0004591 | 0 | 0 | 0.0025376
[6 empty] | 0.0004596 | 0 | 0 | 0.0025205
[6 empty] | 0.00046365 | 0 | 0 | 0.0025006
[6 empty] | 0.00046078 | 0 | 0 | 0.0024851
[6 empty] | 0.00046143 | 0 | 0 | 0.0024795
[6 empty] | 0.00046215 | 0 | 0 | 0.0024863
[6 empty] | 0.00046286 | 0 | 0 | 0.002511
[6 empty] | 0.00046712 | 0 | 0 | 0.002547
[6 empty] | 0.00046448 | 0 | 0 | 0.002603
[6 empty] | 0.0004653 | 0 | 0 | 0.002669
[6 empty] | 0.00046619 | 0 | 0 | 0.0027347
[6 empty] | 0.00047065 | 0 | 0 | 0.0028034
[6 empty] | 0.00046807 | 0 | 0 | 0.0028685
[6 empty] | 0.0004691 | 0 | 0 | 0.0029206
[6 empty] | 0.0004701 | 0 | 0 | 0.0029594
[6 empty] | 0.0004747 | 0 | 0 | 0.0029849
[6 empty] | 0.00047228 | 0 | 0 | 0.0030026
[6 empty] | 0.00047338 | 0 | 0 | 0.0030027
[6 empty] | 0.00047453 | 0 | 0 | 0.0029992
[6 empty] | 0.00047931 | 0 | 0 | 0.0029805
[6 empty] | 0.00047691 | 0 | 0 | 0.0029482
[6 empty] | 0.00047814 | 0 | 0 | 0.0029082
[6 empty] | 0.00048302 | 0 | 0 | 0.0028495
[6 empty] | 0.00048066 | 0 | 0 | 0.002786
[6 empty] | 0.00048198 | 0 | 0 | 0.0027127
[6 empty] | 0.00048326 | 0 | 0 | 0.0026394
[6 empty] | 0.00048823 | 0 | 0 | 0.0025755
[6 empty] | 0.00048596 | 0 | 0 | 0.0025161
[6 empty] | 0.00048728 | 0 | 0 | 0.0024776
[6 empty] | 0.00049232 | 0 | 0 | 0.0024554
[6 empty] | 0.00049005 | 0 | 0 | 0.0024498
[6 empty] | 0.0004914 | 0 | 0 | 0.0024622
[6 empty] | 0.00049651 | 0 | 0 | 0.0024926
[6 empty] | 0.00049417 | 0 | 0 | 0.0025316
[6 empty] | 0.00049556 | 0 | 0 | 0.0025777
[6 empty] | 0.00050071 | 0 | 0 | 0.0026363
[6 empty] | 0.00049833 | 0 | 0 | 0.0026971
[6 empty] | 0.00049971 | 0 | 0 | 0.002752
[6 empty] | 0.00050489 | 0 | 0 | 0.0028108
[6 empty] | 0.00050246 | 0 | 0 | 0.0028599
[6 empty] | 0.00050385 | 0 | 0 | 0.0028999
[6 empty] | 0.00050896 | 0 | 0 | 0.0029311
[6 empty] | 0.0005065 | 0 | 0 | 0.0029512
[6 empty] | 0.00050785 | 0 | 0 | 0.0029644
[6 empty] | 0.00051294 | 0 | 0 | 0.0029668
[6 empty] | 0.0005104 | 0 | 0 | 0.0029611
[6 empty] | 0.00051554 | 0 | 0 | 0.0029499
[6 empty] | 0.0005129 | 0 | 0 | 0.0029355
[6 empty] | 0.00051415 | 0 | 0 | 0.0029197
[6 empty] | 0.00051918 | 0 | 0 | 0.0028941
[6 empty] | 0.00051647 | 0 | 0 | 0.0028739
[6 empty] | 0.00051763 | 0 | 0 | 0.0028482
[6 empty] | 0.0005226 | 0 | 0 | 0.0028244
[6 empty] | 0.00051978 | 0 | 0 | 0.0027957
[6 empty] | 0.00052476 | 0 | 0 | 0.0027775
[6 empty] | 0.00052182 | 0 | 0 | 0.0027653
[6 empty] | 0.00052675 | 0 | 0 | 0.0027652
[6 empty] | 0.00052372 | 0 | 0 | 0.0027786
[6 empty] | 0.00052462 | 0 | 0 | 0.0028075
[6 empty] | 0.00052945 | 0 | 0 | 0.002839
[6 empty] | 0.00052629 | 0 | 0 | 0.002878
[6 empty] | 0.00053105 | 0 | 0 | 0.0029082
[6 empty] | 0.00052779 | 0 | 0 | 0.002926
[6 empty] | 0.00053245 | 0 | 0 | 0.0029304
[6 empty] | 0.00052916 | 0 | 0 | 0.0029127
[6 empty] | 0.00052973 | 0 | 0 | 0.0028855
[6 empty] | 0.00053427 | 0 | 0 | 0.0028441
[6 empty] | 0.00053083 | 0 | 0 | 0.0027993
[6 empty] | 0.00053525 | 0 | 0 | 0.0027598
[6 empty] | 0.00053171 | 0 | 0 | 0.0027208
[6 empty] | 0.00053604 | 0 | 0 | 0.0026992
[6 empty] | 0.00053237 | 0 | 0 | 0.0026867
[6 empty] | 0.00053668 | 0 | 0 | 0.002688
[6 empty] | 0.00053287 | 0 | 0 | 0.0027043
[6 empty] | 0.00053709 | 0 | 0 | 0.0027237
[6 empty] | 0.00053318 | 0 | 0 | 0.002756
[6 empty] | 0.00053727 | 0 | 0 | 0.0027874
[6 empty] | 0.00053333 | 0 | 0 | 0.0028166
[6 empty] | 0.0005373 | 0 | 0 | 0.0028379
[6 empty] | 0.00053323 | 0 | 0 | 0.00285
[6 empty] | 0.00053716 | 0 | 0 | 0.0028413
[6 empty] | 0.00053297 | 0 | 0 | 0.0028241
[6 empty] | 0.00053682 | 0 | 0 | 0.0027916
[6 empty] | 0.00053254 | 0 | 0 | 0.0027518
[6 empty] | 0.00053625 | 0 | 0 | 0.0027004
[6 empty] | 0.00053196 | 0 | 0 | 0.0026539
[6 empty] | 0.00053554 | 0 | 0 | 0.0026088
[6 empty] | 0.00053117 | 0 | 0 | 0.002574
[6 empty] | 0.00053467 | 0 | 0 | 0.0025526
[6 empty] | 0.00053019 | 0 | 0 | 0.0025481
[6 empty] | 0.00053367 | 0 | 0 | 0.0025621
[6 empty] | 0.00052908 | 0 | 0 | 0.0025869
[6 empty] | 0.00053248 | 0 | 0 | 0.0026207
[6 empty] | 0.0005318 | 0 | 0 | 0.0026569
[6 empty] | 0.00052715 | 0 | 0 | 0.0026923
[6 empty] | 0.00053043 | 0 | 0 | 0.0027142
[6 empty] | 0.0005257 | 0 | 0 | 0.0027308
[6 empty] | 0.0005289 | 0 | 0 | 0.0027318
[6 empty] | 0.00052413 | 0 | 0 | 0.0027229
[6 empty] | 0.00052723 | 0 | 0 | 0.0027088
[6 empty] | 0.0005264 | 0 | 0 | 0.0026856
[6 empty] | 0.00052157 | 0 | 0 | 0.0026693
[6 empty] | 0.00052458 | 0 | 0 | 0.0026535
[6 empty] | 0.00051978 | 0 | 0 | 0.0026422
[6 empty] | 0.00052271 | 0 | 0 | 0.0026354
[6 empty] | 0.00051789 | 0 | 0 | 0.002636
[6 empty] | 0.00052077 | 0 | 0 | 0.002636
[6 empty] | 0.00051977 | 0 | 0 | 0.0026395
[6 empty] | 0.00051493 | 0 | 0 | 0.0026473
[6 empty] | 0.00051775 | 0 | 0 | 0.002661
[6 empty] | 0.00051675 | 0 | 0 | 0.0026864
[6 empty] | 0.00051184 | 0 | 0 | 0.002714
[6 empty] | 0.00051465 | 0 | 0 | 0.0027543
[6 empty] | 0.0005098 | 0 | 0 | 0.0027962
[6 empty] | 0.00051255 | 0 | 0 | 0.0028399
[6 empty] | 0.00051154 | 0 | 0 | 0.002872
[6 empty] | 0.00050665 | 0 | 0 | 0.0029011
[6 empty] | 0.00050941 | 0 | 0 | 0.0029158
[6 empty] | 0.0005084 | 0 | 0 | 0.0029205
[6 empty] | 0.00050354 | 0 | 0 | 0.0029147
[6 empty] | 0.00050633 | 0 | 0 | 0.0029043
[6 empty] | 0.00050527 | 0 | 0 | 0.0028841
[6 empty] | 0.00050049 | 0 | 0 | 0.002869
[6 empty] | 0.00050328 | 0 | 0 | 0.002851
[6 empty] | 0.00050225 | 0 | 0 | 0.002834
[6 empty] | 0.00049756 | 0 | 0 | 0.0028211
[6 empty] | 0.0005003 | 0 | 0 | 0.0028052
[6 empty] | 0.00049935 | 0 | 0 | 0.0027841
[6 empty] | 0.00049473 | 0 | 0 | 0.0027666
[6 empty] | 0.00049749 | 0 | 0 | 0.0027479
[6 empty] | 0.00049662 | 0 | 0 | 0.0027212
[6 empty] | 0.00049201 | 0 | 0 | 0.0027015
[6 empty] | 0.00049485 | 0 | 0 | 0.002682
[6 empty] | 0.00049403 | 0 | 0 | 0.0026685
[6 empty] | 0.00049318 | 0 | 0 | 0.0026638
[6 empty] | 0.00048874 | 0 | 0 | 0.0026685
[6 empty] | 0.0004916 | 0 | 0 | 0.0026861
[6 empty] | 0.00049085 | 0 | 0 | 0.0027122
[6 empty] | 0.00048649 | 0 | 0 | 0.0027487
[6 empty] | 0.00048941 | 0 | 0 | 0.0027931
[6 empty] | 0.00048876 | 0 | 0 | 0.002842
[6 empty] | 0.00048808 | 0 | 0 | 0.0028963
[6 empty] | 0.00048381 | 0 | 0 | 0.0029452
[6 empty] | 0.00048687 | 0 | 0 | 0.0029885
[6 empty] | 0.00048626 | 0 | 0 | 0.0030249
[6 empty] | 0.00048574 | 0 | 0 | 0.0030512
[6 empty] | 0.00048157 | 0 | 0 | 0.0030681
[6 empty] | 0.00048469 | 0 | 0 | 0.0030691
[6 empty] | 0.00048425 | 0 | 0 | 0.0030613
[6 empty] | 0.00048378 | 0 | 0 | 0.0030465
[6 empty] | 0.00047979 | 0 | 0 | 0.0030292
[6 empty] | 0.00048298 | 0 | 0 | 0.003019
[6 empty] | 0.00048262 | 0 | 0 | 0.0030099
[6 empty] | 0.00048232 | 0 | 0 | 0.0030177
[6 empty] | 0.0004784 | 0 | 0 | 0.003037
[6 empty] | 0.00048175 | 0 | 0 | 0.0030588
[6 empty] | 0.00048148 | 0 | 0 | 0.003093
[6 empty] | 0.00048126 | 0 | 0 | 0.0031227
[6 empty] | 0.00048111 | 0 | 0 | 0.0031581
[6 empty] | 0.00047734 | 0 | 0 | 0.0031877
[6 empty] | 0.00048083 | 0 | 0 | 0.0032164
[6 empty] | 0.00048071 | 0 | 0 | 0.0032347
[6 empty] | 0.00048067 | 0 | 0 | 0.0032541
[6 empty] | 0.00048061 | 0 | 0 | 0.0032633
[6 empty] | 0.00048061 | 0 | 0 | 0.0032644
[6 empty] | 0.00047708 | 0 | 0 | 0.0032598
[6 empty] | 0.00048069 | 0 | 0 | 0.0032415
[6 empty] | 0.00048082 | 0 | 0 | 0.0032232
[6 empty] | 0.00048091 | 0 | 0 | 0.0031981
[6 empty] | 0.00048107 | 0 | 0 | 0.0031728
[6 empty] | 0.00048129 | 0 | 0 | 0.0031487
[6 empty] | 0.00047789 | 0 | 0 | 0.0031293
[6 empty] | 0.00048176 | 0 | 0 | 0.0031008
[6 empty] | 0.00048203 | 0 | 0 | 0.0030741
[6 empty] | 0.00048235 | 0 | 0 | 0.0030409
[6 empty] | 0.00048274 | 0 | 0 | 0.0029904
[6 empty] | 0.00048311 | 0 | 0 | 0.0029333
[6 empty] | 0.00048357 | 0 | 0 | 0.0028722
[6 empty] | 0.00048039 | 0 | 0 | 0.0028044
[6 empty] | 0.00048451 | 0 | 0 | 0.0027378
[6 empty] | 0.00048508 | 0 | 0 | 0.0026822
[6 empty] | 0.00048563 | 0 | 0 | 0.0026345
[6 empty] | 0.00048628 | 0 | 0 | 0.0026109
[6 empty] | 0.0004869 | 0 | 0 | 0.002603
[6 empty] | 0.00048763 | 0 | 0 | 0.0026133
[6 empty] | 0.00048833 | 0 | 0 | 0.0026407
[6 empty] | 0.00048911 | 0 | 0 | 0.0026827
[6 empty] | 0.00048995 | 0 | 0 | 0.0027259
[6 empty] | 0.00048711 | 0 | 0 | 0.0027782
[6 empty] | 0.0004917 | 0 | 0 | 0.0028283
[6 empty] | 0.00049261 | 0 | 0 | 0.0028656
[6 empty] | 0.00049359 | 0 | 0 | 0.0028956
[6 empty] | 0.00049464 | 0 | 0 | 0.0029169
[6 empty] | 0.00049567 | 0 | 0 | 0.0029239
[6 empty] | 0.0004968 | 0 | 0 | 0.0029215
[6 empty] | 0.00049792 | 0 | 0 | 0.0029134
[6 empty] | 0.00049913 | 0 | 0 | 0.0029051
[6 empty] | 0.00050033 | 0 | 0 | 0.0028959
[6 empty] | 0.0005016 | 0 | 0 | 0.0028924
[6 empty] | 0.00050295 | 0 | 0 | 0.002897
[6 empty] | 0.00050427 | 0 | 0 | 0.0029097
[6 empty] | 0.0005057 | 0 | 0 | 0.0029323
[6 empty] | 0.0005071 | 0 | 0 | 0.0029535
[6 empty] | 0.00050861 | 0 | 0 | 0.0029808
[6 empty] | 0.0005101 | 0 | 0 | 0.003004
[6 empty] | 0.00051166 | 0 | 0 | 0.0030266
[6 empty] | 0.00051328 | 0 | 0 | 0.0030361
[6 empty] | 0.00051489 | 0 | 0 | 0.0030452
[6 empty] | 0.00051274 | 0 | 0 | 0.0030452
[6 empty] | 0.00051827 | 0 | 0 | 0.0030383
[6 empty] | 0.00052001 | 0 | 0 | 0.0030276
[6 empty] | 0.00052182 | 0 | 0 | 0.003007
[6 empty] | 0.0005236 | 0 | 0 | 0.0029919
[6 empty] | 0.00052548 | 0 | 0 | 0.0029755
[6 empty] | 0.00053126 | 0 | 0 | 0.0029663
[6 empty] | 0.00052927 | 0 | 0 | 0.0029675
[6 empty] | 0.00053118 | 0 | 0 | 0.0029844
[6 empty] | 0.00053314 | 0 | 0 | 0.00301
[6 empty] | 0.00053517 | 0 | 0 | 0.0030459
[6 empty] | 0.00053716 | 0 | 0 | 0.0030886
[6 empty] | 0.00053923 | 0 | 0 | 0.0031315
[6 empty] | 0.00054127 | 0 | 0 | 0.003174
[6 empty] | 0.00054339 | 0 | 0 | 0.003201
[6 empty] | 0.00054546 | 0 | 0 | 0.0032216
[6 empty] | 0.00054759 | 0 | 0 | 0.0032251
[6 empty] | 0.00054976 | 0 | 0 | 0.003218
[6 empty] | 0.00055188 | 0 | 0 | 0.0031915
[6 empty] | 0.00055409 | 0 | 0 | 0.0031613
[6 empty] | 0.00055623 | 0 | 0 | 0.0031206
[6 empty] | 0.00055846 | 0 | 0 | 0.0030754
[6 empty] | 0.00056062 | 0 | 0 | 0.0030358
[6 empty] | 0.00056282 | 0 | 0 | 0.0029978
[6 empty] | 0.00056507 | 0 | 0 | 0.0029787
[6 empty] | 0.00056724 | 0 | 0 | 0.0029731
[6 empty] | 0.00057373 | 0 | 0 | 0.0029835
[6 empty] | 0.00057166 | 0 | 0 | 0.0030122
[6 empty] | 0.0005739 | 0 | 0 | 0.003045
[6 empty] | 0.00057606 | 0 | 0 | 0.0030877
[6 empty] | 0.00057825 | 0 | 0 | 0.0031226
[6 empty] | 0.00058047 | 0 | 0 | 0.0031458
[6 empty] | 0.00058261 | 0 | 0 | 0.003155
[6 empty] | 0.0005848 | 0 | 0 | 0.0031365
[6 empty] | 0.00058691 | 0 | 0 | 0.0031073
[6 empty] | 0.00059347 | 0 | 0 | 0.0030606
[6 empty] | 0.00059115 | 0 | 0 | 0.0030073
[6 empty] | 0.00059323 | 0 | 0 | 0.0029591
[6 empty] | 0.00059534 | 0 | 0 | 0.0029119
[6 empty] | 0.00059734 | 0 | 0 | 0.0028823
[6 empty] | 0.00059939 | 0 | 0 | 0.0028648
[6 empty] | 0.00060135 | 0 | 0 | 0.0028631
[6 empty] | 0.00060334 | 0 | 0 | 0.002866
[6 empty] | 0.00060975 | 0 | 0 | 0.0028829
[6 empty] | 0.00060713 | 0 | 0 | 0.0029005
[6 empty] | 0.00060902 | 0 | 0 | 0.002919
[6 empty] | 0.00061081 | 0 | 0 | 0.002939
[6 empty] | 0.00061263 | 0 | 0 | 0.0029598
[6 empty] | 0.00061434 | 0 | 0 | 0.0029852
[6 empty] | 0.00062067 | 0 | 0 | 0.0030085
[6 empty] | 0.0006177 | 0 | 0 | 0.0030307
[6 empty] | 0.00061931 | 0 | 0 | 0.0030505
[6 empty] | 0.00062092 | 0 | 0 | 0.00307
[6 empty] | 0.0006224 | 0 | 0 | 0.0030774
[6 empty] | 0.00062856 | 0 | 0 | 0.003084
[6 empty] | 0.00062528 | 0 | 0 | 0.0030829
[6 empty] | 0.00062668 | 0 | 0 | 0.0030838
[6 empty] | 0.00062795 | 0 | 0 | 0.0030794
[6 empty] | 0.0006292 | 0 | 0 | 0.003085
[6 empty] | 0.00063513 | 0 | 0 | 0.0030919
[6 empty] | 0.00063153 | 0 | 0 | 0.0031049
[6 empty] | 0.00063264 | 0 | 0 | 0.0031224
[6 empty] | 0.00063361 | 0 | 0 | 0.0031444
[6 empty] | 0.00063459 | 0 | 0 | 0.0031654
[6 empty] | 0.00064018 | 0 | 0 | 0.0031877
[6 empty] | 0.00063629 | 0 | 0 | 0.0032088
[6 empty] | 0.000637 | 0 | 0 | 0.0032298
[6 empty] | 0.00063767 | 0 | 0 | 0.0032532
[6 empty] | 0.00064308 | 0 | 0 | 0.0032673
[6 empty] | 0.00063882 | 0 | 0 | 0.0032859
[6 empty] | 0.00063932 | 0 | 0 | 0.0032999
[6 empty] | 0.00063967 | 0 | 0 | 0.0032989
[6 empty] | 0.00064479 | 0 | 0 | 0.0032952
[6 empty] | 0.00064022 | 0 | 0 | 0.0032741
[6 empty] | 0.00064042 | 0 | 0 | 0.0032507
[6 empty] | 0.00064524 | 0 | 0 | 0.0032176
[6 empty] | 0.00064047 | 0 | 0 | 0.0031697
[6 empty] | 0.00064044 | 0 | 0 | 0.0031226
[6 empty] | 0.00064024 | 0 | 0 | 0.0030673
[6 empty] | 0.00064482 | 0 | 0 | 0.0030121
[6 empty] | 0.0006397 | 0 | 0 | 0.0029605
[6 empty] | 0.00063934 | 0 | 0 | 0.002917
[6 empty] | 0.00064359 | 0 | 0 | 0.0028883
[6 empty] | 0.00063831 | 0 | 0 | 0.0028694
[6 empty] | 0.00063763 | 0 | 0 | 0.0028648
[6 empty] | 0.00063691 | 0 | 0 | 0.0028754
[6 empty] | 0.00064089 | 0 | 0 | 0.002903
[6 empty] | 0.00063522 | 0 | 0 | 0.0029353
[6 empty] | 0.0006343 | 0 | 0 | 0.0029807
[6 empty] | 0.00063794 | 0 | 0 | 0.0030266
[6 empty] | 0.00063213 | 0 | 0 | 0.0030746
[6 empty] | 0.00063088 | 0 | 0 | 0.0031113
[6 empty] | 0.00063433 | 0 | 0 | 0.0031487
[6 empty] | 0.00062823 | 0 | 0 | 0.0031747
[6 empty] | 0.00062679 | 0 | 0 | 0.0031924
[6 empty] | 0.00062997 | 0 | 0 | 0.0032028
[6 empty] | 0.00062368 | 0 | 0 | 0.003211
[6 empty] | 0.00062669 | 0 | 0 | 0.003211
[6 empty] | 0.00062027 | 0 | 0 | 0.0032086
[6 empty] | 0.0006185 | 0 | 0 | 0.0032062
[6 empty] | 0.00062118 | 0 | 0 | 0.0032039
[6 empty] | 0.00061467 | 0 | 0 | 0.0032048
[6 empty] | 0.00061262 | 0 | 0 | 0.0032037
[6 empty] | 0.0006151 | 0 | 0 | 0.0032048
[6 empty] | 0.00060844 | 0 | 0 | 0.0032073
[6 empty] | 0.00061072 | 0 | 0 | 0.0032083
[6 empty] | 0.00060398 | 0 | 0 | 0.0032117
[6 empty] | 0.00060163 | 0 | 0 | 0.0032082
[6 empty] | 0.00060377 | 0 | 0 | 0.0031974
[6 empty] | 0.00059684 | 0 | 0 | 0.0031786
[6 empty] | 0.00059885 | 0 | 0 | 0.0031524
[6 empty] | 0.00059187 | 0 | 0 | 0.0031076
[6 empty] | 0.00058931 | 0 | 0 | 0.003059
[6 empty] | 0.00059113 | 0 | 0 | 0.0029997
[6 empty] | 0.00058409 | 0 | 0 | 0.0029358
[6 empty] | 0.00058579 | 0 | 0 | 0.0028738
[6 empty] | 0.00057872 | 0 | 0 | 0.0028121
[6 empty] | 0.00057603 | 0 | 0 | 0.0027578
[6 empty] | 0.00057752 | 0 | 0 | 0.002715
[6 empty] | 0.00057051 | 0 | 0 | 0.0026879
[6 empty] | 0.00057192 | 0 | 0 | 0.0026811
[6 empty] | 0.00056491 | 0 | 0 | 0.0026891
[6 empty] | 0.00056625 | 0 | 0 | 0.002725
[6 empty] | 0.00055923 | 0 | 0 | 0.00278
[6 empty] | 0.00056057 | 0 | 0 | 0.0028435
[6 empty] | 0.00055355 | 0 | 0 | 0.0029225
[6 empty] | 0.00055485 | 0 | 0 | 0.0029941
[6 empty] | 0.00054787 | 0 | 0 | 0.0030635
[6 empty] | 0.00054914 | 0 | 0 | 0.0031202
[6 empty] | 0.00054222 | 0 | 0 | 0.0031515
[6 empty] | 0.00053944 | 0 | 0 | 0.0031713
[6 empty] | 0.00054061 | 0 | 0 | 0.0031749
[6 empty] | 0.00053386 | 0 | 0 | 0.0031676
[6 empty] | 0.00053504 | 0 | 0 | 0.0031559
[6 empty] | 0.00052834 | 0 | 0 | 0.0031485
[6 empty] | 0.00052958 | 0 | 0 | 0.003138
[6 empty] | 0.00052295 | 0 | 0 | 0.0031376
[6 empty] | 0.00052422 | 0 | 0 | 0.0031376
[6 empty] | 0.00051769 | 0 | 0 | 0.0031421
[6 empty] | 0.00051899 | 0 | 0 | 0.0031388
[6 empty] | 0.0005164 | 0 | 0 | 0.0031374
[6 empty] | 0.00051011 | 0 | 0 | 0.0031255
[6 empty] | 0.00051141 | 0 | 0 | 0.0031063
[6 empty] | 0.00050524 | 0 | 0 | 0.0030814
[6 empty] | 0.00050659 | 0 | 0 | 0.0030559
[6 empty] | 0.00050053 | 0 | 0 | 0.0030262
[6 empty] | 0.00050201 | 0 | 0 | 0.0030011
[6 empty] | 0.00049605 | 0 | 0 | 0.0029845
[6 empty] | 0.0004976 | 0 | 0 | 0.0029786
[6 empty] | 0.00049178 | 0 | 0 | 0.0029887
[6 empty] | 0.00049341 | 0 | 0 | 0.0030102
[6 empty] | 0.00049137 | 0 | 0 | 0.0030447
[6 empty] | 0.00048582 | 0 | 0 | 0.0030878
[6 empty] | 0.00048752 | 0 | 0 | 0.0031351
[6 empty] | 0.00048212 | 0 | 0 | 0.0031744
[6 empty] | 0.00048391 | 0 | 0 | 0.0031986
[6 empty] | 0.00047866 | 0 | 0 | 0.0032136
[6 empty] | 0.00048054 | 0 | 0 | 0.0031995
[6 empty] | 0.00047898 | 0 | 0 | 0.0031764
[6 empty] | 0.00047388 | 0 | 0 | 0.0031351
[6 empty] | 0.00047594 | 0 | 0 | 0.0030976
[6 empty] | 0.00047105 | 0 | 0 | 0.0030654
[6 empty] | 0.00047318 | 0 | 0 | 0.0030492
[6 empty] | 0.00047192 | 0 | 0 | 0.0030427
[6 empty] | 0.00046717 | 0 | 0 | 0.0030565
[6 empty] | 0.00046951 | 0 | 0 | 0.0030768
[6 empty] | 0.0004649 | 0 | 0 | 0.0031039
[6 empty] | 0.00046734 | 0 | 0 | 0.0031223
[6 empty] | 0.00046631 | 0 | 0 | 0.0031398
[6 empty] | 0.00046195 | 0 | 0 | 0.0031448
[6 empty] | 0.00046447 | 0 | 0 | 0.0031375
[6 empty] | 0.00046366 | 0 | 0 | 0.0031195
[6 empty] | 0.00045942 | 0 | 0 | 0.0030988
[6 empty] | 0.00046214 | 0 | 0 | 0.0030668
[6 empty] | 0.00046143 | 0 | 0 | 0.0030399
[6 empty] | 0.00045738 | 0 | 0 | 0.0030125
[6 empty] | 0.00046023 | 0 | 0 | 0.0029927
[6 empty] | 0.00045966 | 0 | 0 | 0.0029765
[6 empty] | 0.00045579 | 0 | 0 | 0.0029783
[6 empty] | 0.0004587 | 0 | 0 | 0.0029891
[6 empty] | 0.00045832 | 0 | 0 | 0.0030119
[6 empty] | 0.00045452 | 0 | 0 | 0.0030473
[6 empty] | 0.0004576 | 0 | 0 | 0.0030847
[6 empty] | 0.00045727 | 0 | 0 | 0.0031199
[6 empty] | 0.00045365 | 0 | 0 | 0.0031578
[6 empty] | 0.00045678 | 0 | 0 | 0.0031876
[6 empty] | 0.0004566 | 0 | 0 | 0.0032011
[6 empty] | 0.00045303 | 0 | 0 | 0.0032116
[6 empty] | 0.00045629 | 0 | 0 | 0.0032104
[6 empty] | 0.00045615 | 0 | 0 | 0.0032044
[6 empty] | 0.00045269 | 0 | 0 | 0.0031972
[6 empty] | 0.00045603 | 0 | 0 | 0.0031944
[6 empty] | 0.00045597 | 0 | 0 | 0.0031907
[6 empty] | 0.00045598 | 0 | 0 | 0.0031909
[6 empty] | 0.00045258 | 0 | 0 | 0.0031956
[6 empty] | 0.00045601 | 0 | 0 | 0.0032028
[6 empty] | 0.00045602 | 0 | 0 | 0.0032145
[6 empty] | 0.00045611 | 0 | 0 | 0.0032228
[6 empty] | 0.00045278 | 0 | 0 | 0.0032314
[6 empty] | 0.00045628 | 0 | 0 | 0.0032398
[6 empty] | 0.00045636 | 0 | 0 | 0.0032503
[6 empty] | 0.00045651 | 0 | 0 | 0.0032575
[6 empty] | 0.00045323 | 0 | 0 | 0.0032648
[6 empty] | 0.00045679 | 0 | 0 | 0.0032732
[6 empty] | 0.00045691 | 0 | 0 | 0.0032853
[6 empty] | 0.00045711 | 0 | 0 | 0.003308
[6 empty] | 0.00045388 | 0 | 0 | 0.0033311
[6 empty] | 0.00045748 | 0 | 0 | 0.003367
[6 empty] | 0.00045765 | 0 | 0 | 0.0034092
[6 empty] | 0.00045788 | 0 | 0 | 0.0034468
[6 empty] | 0.00045807 | 0 | 0 | 0.0034901
[6 empty] | 0.00045491 | 0 | 0 | 0.003524
[6 empty] | 0.00045856 | 0 | 0 | 0.0035445
[6 empty] | 0.00045878 | 0 | 0 | 0.0035494
[6 empty] | 0.00045906 | 0 | 0 | 0.003542
[6 empty] | 0.0004593 | 0 | 0 | 0.0035107
[6 empty] | 0.0004562 | 0 | 0 | 0.0034743
[6 empty] | 0.00045985 | 0 | 0 | 0.0034295
[6 empty] | 0.00046018 | 0 | 0 | 0.0033907
[6 empty] | 0.00046045 | 0 | 0 | 0.0033533
[6 empty] | 0.00046079 | 0 | 0 | 0.0033374
[6 empty] | 0.00045768 | 0 | 0 | 0.0033374
[6 empty] | 0.00046145 | 0 | 0 | 0.0033531
[6 empty] | 0.00046178 | 0 | 0 | 0.0033843
[6 empty] | 0.00046217 | 0 | 0 | 0.0034207
[6 empty] | 0.00046251 | 0 | 0 | 0.0034583
[6 empty] | 0.00046293 | 0 | 0 | 0.0034922
[6 empty] | 0.00046331 | 0 | 0 | 0.0035202
[6 empty] | 0.00046032 | 0 | 0 | 0.0035419
[6 empty] | 0.00046416 | 0 | 0 | 0.0035636
[6 empty] | 0.00046464 | 0 | 0 | 0.0035807
[6 empty] | 0.00046508 | 0 | 0 | 0.0035989
[6 empty] | 0.00046559 | 0 | 0 | 0.0036244
[6 empty] | 0.00046607 | 0 | 0 | 0.0036461
[6 empty] | 0.00046662 | 0 | 0 | 0.0036754
[6 empty] | 0.00046714 | 0 | 0 | 0.0036948
[6 empty] | 0.00046424 | 0 | 0 | 0.0037082
[6 empty] | 0.00046831 | 0 | 0 | 0.0037009
[6 empty] | 0.00046888 | 0 | 0 | 0.0036852
[6 empty] | 0.00046954 | 0 | 0 | 0.003651
[6 empty] | 0.00047016 | 0 | 0 | 0.0036038
[6 empty] | 0.00047085 | 0 | 0 | 0.0035477
[6 empty] | 0.00047151 | 0 | 0 | 0.0034929
[6 empty] | 0.00047226 | 0 | 0 | 0.0034369
[6 empty] | 0.00047296 | 0 | 0 | 0.0033907
[6 empty] | 0.00047375 | 0 | 0 | 0.0033565
[6 empty] | 0.0004745 | 0 | 0 | 0.0033335
[6 empty] | 0.00047182 | 0 | 0 | 0.0033234
[6 empty] | 0.00047613 | 0 | 0 | 0.0033162
[6 empty] | 0.00047701 | 0 | 0 | 0.0033112
[6 empty] | 0.00047785 | 0 | 0 | 0.0033027
[6 empty] | 0.00047877 | 0 | 0 | 0.0032902
[6 empty] | 0.00047965 | 0 | 0 | 0.0032645
[6 empty] | 0.00048061 | 0 | 0 | 0.0032305
[6 empty] | 0.00048154 | 0 | 0 | 0.0031914
[6 empty] | 0.00048254 | 0 | 0 | 0.0031498
[6 empty] | 0.0004835 | 0 | 0 | 0.0031164
[6 empty] | 0.00048453 | 0 | 0 | 0.0030896
[6 empty] | 0.00048552 | 0 | 0 | 0.0030751
[6 empty] | 0.00048659 | 0 | 0 | 0.0030737
[6 empty] | 0.00048761 | 0 | 0 | 0.003089
[6 empty] | 0.00048871 | 0 | 0 | 0.0031103
[6 empty] | 0.00048976 | 0 | 0 | 0.0031429
[6 empty] | 0.00049087 | 0 | 0 | 0.0031753
[6 empty] | 0.00049194 | 0 | 0 | 0.0031989
[6 empty] | 0.00049307 | 0 | 0 | 0.0032206
[6 empty] | 0.00049415 | 0 | 0 | 0.0032258
[6 empty] | 0.00049529 | 0 | 0 | 0.0032291
[6 empty] | 0.00049637 | 0 | 0 | 0.0032251
[6 empty] | 0.00049751 | 0 | 0 | 0.0032119
[6 empty] | 0.0004986 | 0 | 0 | 0.0032067
[6 empty] | 0.00049974 | 0 | 0 | 0.0032017
[6 empty] | 0.00050081 | 0 | 0 | 0.0032029
[6 empty] | 0.00050194 | 0 | 0 | 0.0032128
[6 empty] | 0.00050299 | 0 | 0 | 0.003233
[6 empty] | 0.0005041 | 0 | 0 | 0.0032552
[6 empty] | 0.00050513 | 0 | 0 | 0.0032822
[6 empty] | 0.00050621 | 0 | 0 | 0.0033116
[6 empty] | 0.00050721 | 0 | 0 | 0.0033433
[6 empty] | 0.00050826 | 0 | 0 | 0.0033811
[6 empty] | 0.00050922 | 0 | 0 | 0.0034156
[6 empty] | 0.00051021 | 0 | 0 | 0.0034485
[6 empty] | 0.00051113 | 0 | 0 | 0.0034814
[6 empty] | 0.00051587 | 0 | 0 | 0.0035037
[6 empty] | 0.00051293 | 0 | 0 | 0.0035282
[6 empty] | 0.00051382 | 0 | 0 | 0.003544
[6 empty] | 0.00051461 | 0 | 0 | 0.0035589
[6 empty] | 0.00051544 | 0 | 0 | 0.0035771
[6 empty] | 0.00051616 | 0 | 0 | 0.0035919
[6 empty] | 0.00051691 | 0 | 0 | 0.0036201
[6 empty] | 0.00051756 | 0 | 0 | 0.0036472
[6 empty] | 0.00051823 | 0 | 0 | 0.0036792
[6 empty] | 0.0005188 | 0 | 0 | 0.0037013
[6 empty] | 0.00051939 | 0 | 0 | 0.0037221
[6 empty] | 0.00052372 | 0 | 0 | 0.003726
[6 empty] | 0.00052037 | 0 | 0 | 0.0037135
[6 empty] | 0.00052077 | 0 | 0 | 0.0036889
[6 empty] | 0.00052118 | 0 | 0 | 0.0036384
[6 empty] | 0.00052148 | 0 | 0 | 0.0035806
[6 empty] | 0.00052179 | 0 | 0 | 0.0035091
[6 empty] | 0.000522 | 0 | 0 | 0.0034336
[6 empty] | 0.00052222 | 0 | 0 | 0.0033502
[6 empty] | 0.00052619 | 0 | 0 | 0.003277
[6 empty] | 0.00052245 | 0 | 0 | 0.0032105
[6 empty] | 0.00052247 | 0 | 0 | 0.0031587
[6 empty] | 0.0005225 | 0 | 0 | 0.0031261
[6 empty] | 0.00052242 | 0 | 0 | 0.0031069
[6 empty] | 0.00052235 | 0 | 0 | 0.003115
[6 empty] | 0.00052605 | 0 | 0 | 0.0031383
[6 empty] | 0.00052203 | 0 | 0 | 0.0031755
[6 empty] | 0.00052176 | 0 | 0 | 0.0032243
[6 empty] | 0.00052152 | 0 | 0 | 0.0032749
[6 empty] | 0.00052118 | 0 | 0 | 0.0033256
[6 empty] | 0.00052085 | 0 | 0 | 0.0033725
[6 empty] | 0.00052428 | 0 | 0 | 0.0034145
[6 empty] | 0.00052003 | 0 | 0 | 0.0034549
[6 empty] | 0.00051953 | 0 | 0 | 0.0034884
[6 empty] | 0.00051906 | 0 | 0 | 0.003518
[6 empty] | 0.00051849 | 0 | 0 | 0.0035466
[6 empty] | 0.00052179 | 0 | 0 | 0.0035797
[6 empty] | 0.00051733 | 0 | 0 | 0.0036107
[6 empty] | 0.00051674 | 0 | 0 | 0.0036439
[6 empty] | 0.00051607 | 0 | 0 | 0.00368
[6 empty] | 0.00051543 | 0 | 0 | 0.0037146
[6 empty] | 0.00051853 | 0 | 0 | 0.003748
[6 empty] | 0.00051405 | 0 | 0 | 0.0037704
[6 empty] | 0.0005133 | 0 | 0 | 0.0037814
[6 empty] | 0.0005126 | 0 | 0 | 0.0037802
[6 empty] | 0.00051562 | 0 | 0 | 0.0037716
[6 empty] | 0.00051112 | 0 | 0 | 0.0037468
[6 empty] | 0.00051034 | 0 | 0 | 0.0037119
[6 empty] | 0.00050962 | 0 | 0 | 0.0036724
[6 empty] | 0.0005126 | 0 | 0 | 0.00363
[6 empty] | 0.00050812 | 0 | 0 | 0.0035756
[6 empty] | 0.00050734 | 0 | 0 | 0.0035257
[6 empty] | 0.00050664 | 0 | 0 | 0.0034711
[6 empty] | 0.00050963 | 0 | 0 | 0.0034199
[6 empty] | 0.0005052 | 0 | 0 | 0.0033631
[6 empty] | 0.00050447 | 0 | 0 | 0.0033204
[6 empty] | 0.00050755 | 0 | 0 | 0.0032882
[6 empty] | 0.00050313 | 0 | 0 | 0.0032707
[6 empty] | 0.00050252 | 0 | 0 | 0.0032739
[6 empty] | 0.00050188 | 0 | 0 | 0.0032882
[6 empty] | 0.00050503 | 0 | 0 | 0.0033237
[6 empty] | 0.00050073 | 0 | 0 | 0.0033705
[6 empty] | 0.00050022 | 0 | 0 | 0.0034157
[6 empty] | 0.00050339 | 0 | 0 | 0.0034713
[6 empty] | 0.00049926 | 0 | 0 | 0.003524
[6 empty] | 0.00049879 | 0 | 0 | 0.0035846
[6 empty] | 0.00050211 | 0 | 0 | 0.0036468
[6 empty] | 0.00049803 | 0 | 0 | 0.0037029
[6 empty] | 0.00049774 | 0 | 0 | 0.0037652
[6 empty] | 0.00050114 | 0 | 0 | 0.0038176
[6 empty] | 0.00049718 | 0 | 0 | 0.0038587
[6 empty] | 0.00049701 | 0 | 0 | 0.0038874
[6 empty] | 0.00050049 | 0 | 0 | 0.0038849
[6 empty] | 0.00049672 | 0 | 0 | 0.0038649
[6 empty] | 0.00049661 | 0 | 0 | 0.00382
[6 empty] | 0.00050028 | 0 | 0 | 0.0037614
[6 empty] | 0.00049658 | 0 | 0 | 0.0037014
[6 empty] | 0.00049666 | 0 | 0 | 0.0036414
[6 empty] | 0.0005004 | 0 | 0 | 0.003594
[6 empty] | 0.00049688 | 0 | 0 | 0.0035616
[6 empty] | 0.0005007 | 0 | 0 | 0.003544
[6 empty] | 0.00049727 | 0 | 0 | 0.0035413
[6 empty] | 0.00049749 | 0 | 0 | 0.0035375
[6 empty] | 0.0005015 | 0 | 0 | 0.0035312
[6 empty] | 0.00049812 | 0 | 0 | 0.00352
[6 empty] | 0.00049851 | 0 | 0 | 0.003506
[6 empty] | 0.00050258 | 0 | 0 | 0.0034858
[6 empty] | 0.00049936 | 0 | 0 | 0.0034646
[6 empty] | 0.0005035 | 0 | 0 | 0.0034472
[6 empty] | 0.00050034 | 0 | 0 | 0.0034405
[6 empty] | 0.00050455 | 0 | 0 | 0.0034345
[6 empty] | 0.00050144 | 0 | 0 | 0.0034442
[6 empty] | 0.000502 | 0 | 0 | 0.003458
[6 empty] | 0.00050637 | 0 | 0 | 0.0034814
[6 empty] | 0.00050327 | 0 | 0 | 0.0035019
[6 empty] | 0.00050769 | 0 | 0 | 0.003529
[6 empty] | 0.00050465 | 0 | 0 | 0.0035503
[6 empty] | 0.00050907 | 0 | 0 | 0.0035689
[6 empty] | 0.00050608 | 0 | 0 | 0.0035716
[6 empty] | 0.00050679 | 0 | 0 | 0.0035727
[6 empty] | 0.00051133 | 0 | 0 | 0.0035588
[6 empty] | 0.0005083 | 0 | 0 | 0.0035325
[6 empty] | 0.00051288 | 0 | 0 | 0.0035008
[6 empty] | 0.00050986 | 0 | 0 | 0.0034572
[6 empty] | 0.00051445 | 0 | 0 | 0.0034178
[6 empty] | 0.00051143 | 0 | 0 | 0.0033751
[6 empty] | 0.00051605 | 0 | 0 | 0.0033406
[6 empty] | 0.00051302 | 0 | 0 | 0.0033073
[6 empty] | 0.00051764 | 0 | 0 | 0.0032905
[6 empty] | 0.00051459 | 0 | 0 | 0.0032842
[6 empty] | 0.00051922 | 0 | 0 | 0.0032916
[6 empty] | 0.00051615 | 0 | 0 | 0.0033163
[6 empty] | 0.00052078 | 0 | 0 | 0.003349
[6 empty] | 0.00051768 | 0 | 0 | 0.0033918
[6 empty] | 0.0005223 | 0 | 0 | 0.0034409
[6 empty] | 0.00051919 | 0 | 0 | 0.0034912
[6 empty] | 0.00052373 | 0 | 0 | 0.0035449
[6 empty] | 0.00052062 | 0 | 0 | 0.0035928
[6 empty] | 0.00052514 | 0 | 0 | 0.0036356
[6 empty] | 0.00052199 | 0 | 0 | 0.0036761
[6 empty] | 0.00052648 | 0 | 0 | 0.0037198
[6 empty] | 0.00052328 | 0 | 0 | 0.003759
[6 empty] | 0.00052774 | 0 | 0 | 0.0037943
[6 empty] | 0.00052449 | 0 | 0 | 0.0038259
[6 empty] | 0.00052893 | 0 | 0 | 0.0038484
[6 empty] | 0.00052563 | 0 | 0 | 0.0038612
[6 empty] | 0.00053002 | 0 | 0 | 0.0038548
[6 empty] | 0.00053057 | 0 | 0 | 0.0038308
[6 empty] | 0.00052713 | 0 | 0 | 0.0037965
[6 empty] | 0.00053153 | 0 | 0 | 0.0037464
[6 empty] | 0.00052804 | 0 | 0 | 0.0037018
[6 empty] | 0.00053241 | 0 | 0 | 0.0036627
[6 empty] | 0.00052889 | 0 | 0 | 0.0036422
[6 empty] | 0.00053315 | 0 | 0 | 0.0036335
[6 empty] | 0.00053354 | 0 | 0 | 0.0036523
[6 empty] | 0.00052992 | 0 | 0 | 0.0036852
[6 empty] | 0.00053419 | 0 | 0 | 0.0037307
[6 empty] | 0.00053052 | 0 | 0 | 0.0037836
[6 empty] | 0.00053475 | 0 | 0 | 0.0038243
[6 empty] | 0.00053497 | 0 | 0 | 0.0038635
[6 empty] | 0.0005313 | 0 | 0 | 0.0038862
[6 empty] | 0.00053541 | 0 | 0 | 0.0038989
[6 empty] | 0.00053169 | 0 | 0 | 0.0038938
[6 empty] | 0.00053577 | 0 | 0 | 0.0038913
[6 empty] | 0.00053596 | 0 | 0 | 0.0038837
[6 empty] | 0.00053213 | 0 | 0 | 0.0038835
[6 empty] | 0.00053623 | 0 | 0 | 0.0038824
[6 empty] | 0.00053634 | 0 | 0 | 0.0038949
[6 empty] | 0.00053246 | 0 | 0 | 0.0039102
[6 empty] | 0.00053652 | 0 | 0 | 0.0039281
[6 empty] | 0.00053261 | 0 | 0 | 0.0039507
[6 empty] | 0.00053665 | 0 | 0 | 0.0039686
[6 empty] | 0.00053667 | 0 | 0 | 0.0039774
[6 empty] | 0.0005328 | 0 | 0 | 0.0039927
[6 empty] | 0.00053674 | 0 | 0 | 0.0039915
[6 empty] | 0.0005368 | 0 | 0 | 0.0039927
[6 empty] | 0.00053284 | 0 | 0 | 0.0039851
[6 empty] | 0.00053683 | 0 | 0 | 0.0039711
[6 empty] | 0.00053684 | 0 | 0 | 0.003952
[6 empty] | 0.00053287 | 0 | 0 | 0.0039329
[6 empty] | 0.00053684 | 0 | 0 | 0.0039025
[6 empty] | 0.00053681 | 0 | 0 | 0.0038796
[6 empty] | 0.00053684 | 0 | 0 | 0.0038603
[6 empty] | 0.00053286 | 0 | 0 | 0.00384
[6 empty] | 0.00053683 | 0 | 0 | 0.0038362
[6 empty] | 0.0005368 | 0 | 0 | 0.0038374
[6 empty] | 0.00053288 | 0 | 0 | 0.0038463
[6 empty] | 0.00053679 | 0 | 0 | 0.003864
[6 empty] | 0.00053683 | 0 | 0 | 0.0038756
[6 empty] | 0.0005368 | 0 | 0 | 0.0038933
[6 empty] | 0.0005329 | 0 | 0 | 0.0039022
[6 empty] | 0.00053686 | 0 | 0 | 0.0039099
[6 empty] | 0.00053685 | 0 | 0 | 0.0039086
[6 empty] | 0.00053296 | 0 | 0 | 0.003915
[6 empty] | 0.0005369 | 0 | 0 | 0.0039201
[6 empty] | 0.00053697 | 0 | 0 | 0.0039353
[6 empty] | 0.00053698 | 0 | 0 | 0.0039481
[6 empty] | 0.00053312 | 0 | 0 | 0.0039723
[6 empty] | 0.00053709 | 0 | 0 | 0.003994
[6 empty] | 0.00053718 | 0 | 0 | 0.0040131
[6 empty] | 0.00053722 | 0 | 0 | 0.0040284
[6 empty] | 0.00053339 | 0 | 0 | 0.0040235
[6 empty] | 0.00053743 | 0 | 0 | 0.0040105
[6 empty] | 0.00053749 | 0 | 0 | 0.0039787
[6 empty] | 0.00053763 | 0 | 0 | 0.0039377
[6 empty] | 0.00053771 | 0 | 0 | 0.0038789
[6 empty] | 0.00053391 | 0 | 0 | 0.0038238
[6 empty] | 0.00053796 | 0 | 0 | 0.0037701
[6 empty] | 0.00053813 | 0 | 0 | 0.0037314
[6 empty] | 0.00053825 | 0 | 0 | 0.0037036
[6 empty] | 0.00053844 | 0 | 0 | 0.0037059
[6 empty] | 0.00053461 | 0 | 0 | 0.0037301
[6 empty] | 0.00053877 | 0 | 0 | 0.0037837
[6 empty] | 0.00053896 | 0 | 0 | 0.0038466
[6 empty] | 0.00053911 | 0 | 0 | 0.003926
[6 empty] | 0.00053934 | 0 | 0 | 0.0039991
[6 empty] | 0.00053555 | 0 | 0 | 0.0040566
[6 empty] | 0.00053976 | 0 | 0 | 0.0040913
[6 empty] | 0.00053995 | 0 | 0 | 0.0041029
[6 empty] | 0.00054021 | 0 | 0 | 0.0040862
[6 empty] | 0.00054041 | 0 | 0 | 0.0040517
[6 empty] | 0.00054069 | 0 | 0 | 0.0040155
[6 empty] | 0.00053693 | 0 | 0 | 0.0039797
[6 empty] | 0.00054119 | 0 | 0 | 0.0039669
[6 empty] | 0.00054145 | 0 | 0 | 0.0039707
[6 empty] | 0.00054168 | 0 | 0 | 0.0040002
[6 empty] | 0.00054198 | 0 | 0 | 0.0040374
[6 empty] | 0.00054223 | 0 | 0 | 0.0040914
[6 empty] | 0.00054254 | 0 | 0 | 0.0041403
[6 empty] | 0.00054279 | 0 | 0 | 0.0041788
[6 empty] | 0.00053912 | 0 | 0 | 0.0042073
[6 empty] | 0.00054337 | 0 | 0 | 0.0042149
[6 empty] | 0.0005437 | 0 | 0 | 0.0042085
[6 empty] | 0.000544 | 0 | 0 | 0.0041919
[6 empty] | 0.00054426 | 0 | 0 | 0.0041739
[6 empty] | 0.0005446 | 0 | 0 | 0.004148
[6 empty] | 0.00054487 | 0 | 0 | 0.0041314
[6 empty] | 0.00054521 | 0 | 0 | 0.0041095
[6 empty] | 0.00054548 | 0 | 0 | 0.0040902
[6 empty] | 0.00054181 | 0 | 0 | 0.004058
[6 empty] | 0.00054609 | 0 | 0 | 0.0040231
[6 empty] | 0.00054643 | 0 | 0 | 0.0039793
[6 empty] | 0.00054673 | 0 | 0 | 0.0039213
[6 empty] | 0.00054701 | 0 | 0 | 0.0038683
[6 empty] | 0.00054734 | 0 | 0 | 0.003813
[6 empty] | 0.00054761 | 0 | 0 | 0.0037767
[6 empty] | 0.00054794 | 0 | 0 | 0.003757
[6 empty] | 0.0005482 | 0 | 0 | 0.003752
[6 empty] | 0.00054853 | 0 | 0 | 0.0037776
[6 empty] | 0.00054881 | 0 | 0 | 0.0038191
[6 empty] | 0.00054907 | 0 | 0 | 0.0038719
[6 empty] | 0.00054938 | 0 | 0 | 0.0039311
[6 empty] | 0.00054962 | 0 | 0 | 0.0039817
[6 empty] | 0.00054993 | 0 | 0 | 0.0040177
[6 empty] | 0.00055016 | 0 | 0 | 0.0040334
[6 empty] | 0.00055046 | 0 | 0 | 0.0040281
[6 empty] | 0.00055068 | 0 | 0 | 0.0040061
[6 empty] | 0.00055096 | 0 | 0 | 0.0039634
[6 empty] | 0.0005512 | 0 | 0 | 0.0039077
[6 empty] | 0.00055141 | 0 | 0 | 0.0038466
[6 empty] | 0.00055167 | 0 | 0 | 0.0037745
[6 empty] | 0.00055186 | 0 | 0 | 0.0037106
[6 empty] | 0.00055212 | 0 | 0 | 0.0036473
[6 empty] | 0.00055229 | 0 | 0 | 0.0035909
[6 empty] | 0.00055253 | 0 | 0 | 0.0035372
[6 empty] | 0.00055273 | 0 | 0 | 0.0035016
[6 empty] | 0.00055288 | 0 | 0 | 0.0034742
[6 empty] | 0.00055309 | 0 | 0 | 0.0034659
[6 empty] | 0.00055324 | 0 | 0 | 0.0034692
[6 empty] | 0.00055343 | 0 | 0 | 0.0034983
[6 empty] | 0.00055356 | 0 | 0 | 0.003545
[6 empty] | 0.00055374 | 0 | 0 | 0.0036147
[6 empty] | 0.00055385 | 0 | 0 | 0.0036943
[6 empty] | 0.00055402 | 0 | 0 | 0.0037939
[6 empty] | 0.00055415 | 0 | 0 | 0.0038964
[6 empty] | 0.00055423 | 0 | 0 | 0.0039979
[6 empty] | 0.00055438 | 0 | 0 | 0.0040913
[6 empty] | 0.00055445 | 0 | 0 | 0.0041575
[6 empty] | 0.00055457 | 0 | 0 | 0.004207
[6 empty] | 0.00055463 | 0 | 0 | 0.0042292
[6 empty] | 0.00055474 | 0 | 0 | 0.0042161
[6 empty] | 0.00055481 | 0 | 0 | 0.0041874
[6 empty] | 0.00055484 | 0 | 0 | 0.004138
[6 empty] | 0.00055901 | 0 | 0 | 0.0040783
[6 empty] | 0.00055494 | 0 | 0 | 0.0040157
[6 empty] | 0.00055501 | 0 | 0 | 0.0039609
[6 empty] | 0.00055501 | 0 | 0 | 0.003914
[6 empty] | 0.00055506 | 0 | 0 | 0.0038814
[6 empty] | 0.00055507 | 0 | 0 | 0.0038657
[6 empty] | 0.00055504 | 0 | 0 | 0.0038721
[6 empty] | 0.00055507 | 0 | 0 | 0.0038902
[6 empty] | 0.00055502 | 0 | 0 | 0.0039228
[6 empty] | 0.00055503 | 0 | 0 | 0.0039672
[6 empty] | 0.00055905 | 0 | 0 | 0.0040232
[6 empty] | 0.00055496 | 0 | 0 | 0.0040793
[6 empty] | 0.00055491 | 0 | 0 | 0.0041352
[6 empty] | 0.00055481 | 0 | 0 | 0.0041889
[6 empty] | 0.00055477 | 0 | 0 | 0.0042424
[6 empty] | 0.00055465 | 0 | 0 | 0.0042881
[6 empty] | 0.00055459 | 0 | 0 | 0.0043312
[6 empty] | 0.00055852 | 0 | 0 | 0.004373
[6 empty] | 0.00055436 | 0 | 0 | 0.0044161
[6 empty] | 0.00055423 | 0 | 0 | 0.0044648
[6 empty] | 0.00055405 | 0 | 0 | 0.0045091
[6 empty] | 0.00055393 | 0 | 0 | 0.0045524
[6 empty] | 0.00055373 | 0 | 0 | 0.0045943
[6 empty] | 0.00055764 | 0 | 0 | 0.0046233
[6 empty] | 0.00055334 | 0 | 0 | 0.0046377
[6 empty] | 0.00055315 | 0 | 0 | 0.0046324
[6 empty] | 0.00055292 | 0 | 0 | 0.0046063
[6 empty] | 0.00055264 | 0 | 0 | 0.0045594
[6 empty] | 0.00055241 | 0 | 0 | 0.0044848
[6 empty] | 0.00055615 | 0 | 0 | 0.0043906
[6 empty] | 0.00055182 | 0 | 0 | 0.004287
[6 empty] | 0.00055146 | 0 | 0 | 0.0041732
[6 empty] | 0.00055116 | 0 | 0 | 0.0040746
[6 empty] | 0.00055079 | 0 | 0 | 0.0039908
[6 empty] | 0.00055442 | 0 | 0 | 0.0039381
[6 empty] | 0.00055001 | 0 | 0 | 0.0039158
[6 empty] | 0.00054955 | 0 | 0 | 0.003924
[6 empty] | 0.00054914 | 0 | 0 | 0.0039733
[6 empty] | 0.0005527 | 0 | 0 | 0.0040312
[6 empty] | 0.00054814 | 0 | 0 | 0.0041045
[6 empty] | 0.00054765 | 0 | 0 | 0.0041677
[6 empty] | 0.00054707 | 0 | 0 | 0.0042294
[6 empty] | 0.00055056 | 0 | 0 | 0.0042597
[6 empty] | 0.00054591 | 0 | 0 | 0.0042767
[6 empty] | 0.00054533 | 0 | 0 | 0.0042635
[6 empty] | 0.00054468 | 0 | 0 | 0.0042466
[6 empty] | 0.00054798 | 0 | 0 | 0.0042097
[6 empty] | 0.00054332 | 0 | 0 | 0.0041768
[6 empty] | 0.00054256 | 0 | 0 | 0.0041569
[6 empty] | 0.00054184 | 0 | 0 | 0.0041503
[6 empty] | 0.00054501 | 0 | 0 | 0.0041714
[6 empty] | 0.00054027 | 0 | 0 | 0.0042082
[6 empty] | 0.00053944 | 0 | 0 | 0.0042728
[6 empty] | 0.00054251 | 0 | 0 | 0.0043479
[6 empty] | 0.0005377 | 0 | 0 | 0.0044309
[6 empty] | 0.00053676 | 0 | 0 | 0.0045153
[6 empty] | 0.00053586 | 0 | 0 | 0.0045852
[6 empty] | 0.00053883 | 0 | 0 | 0.004638
[6 empty] | 0.00053389 | 0 | 0 | 0.0046711
[6 empty] | 0.00053291 | 0 | 0 | 0.0046897
[6 empty] | 0.00053576 | 0 | 0 | 0.0046841
[6 empty] | 0.00053083 | 0 | 0 | 0.0046753
[6 empty] | 0.00052973 | 0 | 0 | 0.0046585
[6 empty] | 0.00053255 | 0 | 0 | 0.004629
[6 empty] | 0.00052755 | 0 | 0 | 0.0046045
[6 empty] | 0.00052638 | 0 | 0 | 0.00457
[6 empty] | 0.00052912 | 0 | 0 | 0.0045275
[6 empty] | 0.00052406 | 0 | 0 | 0.0044765
[6 empty] | 0.00052291 | 0 | 0 | 0.0044062
[6 empty] | 0.00052554 | 0 | 0 | 0.0043244
[6 empty] | 0.00052046 | 0 | 0 | 0.004233
[6 empty] | 0.00051927 | 0 | 0 | 0.0041407
[6 empty] | 0.00052181 | 0 | 0 | 0.0040571
[6 empty] | 0.00051679 | 0 | 0 | 0.0039815
[6 empty] | 0.00051932 | 0 | 0 | 0.0039248
[6 empty] | 0.00051424 | 0 | 0 | 0.0038927
[6 empty] | 0.00051301 | 0 | 0 | 0.0038757
[6 empty] | 0.00051547 | 0 | 0 | 0.0038874
[6 empty] | 0.00051047 | 0 | 0 | 0.0039186
[6 empty] | 0.00050917 | 0 | 0 | 0.0039589
[6 empty] | 0.00051166 | 0 | 0 | 0.004018
[6 empty] | 0.00050667 | 0 | 0 | 0.0040845
[6 empty] | 0.00050909 | 0 | 0 | 0.0041561
[6 empty] | 0.00050416 | 0 | 0 | 0.0042275
[6 empty] | 0.00050288 | 0 | 0 | 0.0043005
[6 empty] | 0.00050537 | 0 | 0 | 0.0043642
[6 empty] | 0.00050046 | 0 | 0 | 0.0044212
[6 empty] | 0.00050289 | 0 | 0 | 0.0044745
[6 empty] | 0.00049806 | 0 | 0 | 0.0045101
[6 empty] | 0.00050051 | 0 | 0 | 0.0045421
[6 empty] | 0.00049574 | 0 | 0 | 0.0045569
[6 empty] | 0.00049461 | 0 | 0 | 0.0045597
[6 empty] | 0.00049709 | 0 | 0 | 0.0045411
[6 empty] | 0.00049241 | 0 | 0 | 0.0045052
[6 empty] | 0.00049493 | 0 | 0 | 0.004452
[6 empty] | 0.00049032 | 0 | 0 | 0.0043882
[6 empty] | 0.00049291 | 0 | 0 | 0.004323
[6 empty] | 0.00048831 | 0 | 0 | 0.0042538
[6 empty] | 0.00049098 | 0 | 0 | 0.0041941
[6 empty] | 0.00048647 | 0 | 0 | 0.004146
[6 empty] | 0.00048919 | 0 | 0 | 0.0041139
[6 empty] | 0.00048479 | 0 | 0 | 0.0040898
[6 empty] | 0.00048752 | 0 | 0 | 0.0040753
[6 empty] | 0.00048324 | 0 | 0 | 0.0040723
[6 empty] | 0.00048604 | 0 | 0 | 0.0040673
[6 empty] | 0.00048184 | 0 | 0 | 0.0040736
[6 empty] | 0.00048475 | 0 | 0 | 0.004083
[6 empty] | 0.00048059 | 0 | 0 | 0.0041042
[6 empty] | 0.0004836 | 0 | 0 | 0.004127
[6 empty] | 0.00047955 | 0 | 0 | 0.0041655
[6 empty] | 0.00048264 | 0 | 0 | 0.0042107
[6 empty] | 0.00047869 | 0 | 0 | 0.0042508
[6 empty] | 0.00048187 | 0 | 0 | 0.0042961
[6 empty] | 0.00047804 | 0 | 0 | 0.0043322
[6 empty] | 0.00048126 | 0 | 0 | 0.0043616
[6 empty] | 0.00047757 | 0 | 0 | 0.0043843
[6 empty] | 0.00048091 | 0 | 0 | 0.0044031
[6 empty] | 0.00047726 | 0 | 0 | 0.0044123
[6 empty] | 0.00048074 | 0 | 0 | 0.0044176
[6 empty] | 0.00047719 | 0 | 0 | 0.0044178
[6 empty] | 0.00048076 | 0 | 0 | 0.0044191
[6 empty] | 0.00047732 | 0 | 0 | 0.0044162
[6 empty] | 0.00048099 | 0 | 0 | 0.0044124
[6 empty] | 0.00048118 | 0 | 0 | 0.0044123
[6 empty] | 0.00047789 | 0 | 0 | 0.0044044
[6 empty] | 0.00048172 | 0 | 0 | 0.004403
[6 empty] | 0.00047852 | 0 | 0 | 0.0043978
[6 empty] | 0.00048246 | 0 | 0 | 0.0043962
[6 empty] | 0.00047938 | 0 | 0 | 0.0043869
[6 empty] | 0.00048336 | 0 | 0 | 0.0043856
[6 empty] | 0.00048393 | 0 | 0 | 0.0043869
[6 empty] | 0.00048099 | 0 | 0 | 0.0043843
[6 empty] | 0.00048513 | 0 | 0 | 0.0043922
[6 empty] | 0.00048229 | 0 | 0 | 0.0043989
[6 empty] | 0.00048654 | 0 | 0 | 0.0044083
[6 empty] | 0.00048734 | 0 | 0 | 0.0044177
[6 empty] | 0.0004846 | 0 | 0 | 0.0044312
[6 empty] | 0.00048899 | 0 | 0 | 0.0044418
[6 empty] | 0.00048634 | 0 | 0 | 0.0044527
[6 empty] | 0.00049083 | 0 | 0 | 0.0044659
[6 empty] | 0.00049184 | 0 | 0 | 0.0044715
[6 empty] | 0.00048927 | 0 | 0 | 0.0044849
[6 empty] | 0.00049389 | 0 | 0 | 0.0044943
[6 empty] | 0.00049502 | 0 | 0 | 0.0044903
[6 empty] | 0.0004925 | 0 | 0 | 0.0044889
[6 empty] | 0.00049731 | 0 | 0 | 0.0044783
[6 empty] | 0.00049851 | 0 | 0 | 0.0044607
[6 empty] | 0.00049606 | 0 | 0 | 0.0044392
[6 empty] | 0.00050099 | 0 | 0 | 0.0044217
[6 empty] | 0.00050224 | 0 | 0 | 0.0044015
[6 empty] | 0.00049991 | 0 | 0 | 0.0043879
[6 empty] | 0.00050492 | 0 | 0 | 0.0043879
[6 empty] | 0.00050625 | 0 | 0 | 0.0043935
[6 empty] | 0.00050396 | 0 | 0 | 0.0044082
[6 empty] | 0.00050903 | 0 | 0 | 0.0044311
[6 empty] | 0.00051048 | 0 | 0 | 0.0044567
[6 empty] | 0.00050818 | 0 | 0 | 0.0044822
[6 empty] | 0.00051333 | 0 | 0 | 0.0044932
[6 empty] | 0.00051483 | 0 | 0 | 0.0044864
[6 empty] | 0.00051253 | 0 | 0 | 0.0044606
[6 empty] | 0.00051775 | 0 | 0 | 0.0044067
[6 empty] | 0.00051928 | 0 | 0 | 0.0043311
[6 empty] | 0.00052074 | 0 | 0 | 0.0042393
[6 empty] | 0.00051847 | 0 | 0 | 0.0041459
[6 empty] | 0.00052379 | 0 | 0 | 0.0040489
[6 empty] | 0.00052526 | 0 | 0 | 0.0039728
[6 empty] | 0.00052296 | 0 | 0 | 0.0039224
[6 empty] | 0.00052827 | 0 | 0 | 0.0038971
[6 empty] | 0.0005298 | 0 | 0 | 0.0039143
[6 empty] | 0.00053129 | 0 | 0 | 0.0039643
[6 empty] | 0.00052886 | 0 | 0 | 0.0040504
[6 empty] | 0.00053425 | 0 | 0 | 0.0041537
[6 empty] | 0.00053571 | 0 | 0 | 0.0042779
[6 empty] | 0.00053713 | 0 | 0 | 0.0044024
[6 empty] | 0.00053466 | 0 | 0 | 0.0045215
[6 empty] | 0.00053998 | 0 | 0 | 0.00463
[6 empty] | 0.00054141 | 0 | 0 | 0.0047139
[6 empty] | 0.00054278 | 0 | 0 | 0.0047737
[6 empty] | 0.00054411 | 0 | 0 | 0.0048075
[6 empty] | 0.00054149 | 0 | 0 | 0.0048226
[6 empty] | 0.00054674 | 0 | 0 | 0.0048132
[6 empty] | 0.00054805 | 0 | 0 | 0.0047887
[6 empty] | 0.0005493 | 0 | 0 | 0.0047562
[6 empty] | 0.00055049 | 0 | 0 | 0.0047224
[6 empty] | 0.00054769 | 0 | 0 | 0.0046818
[6 empty] | 0.00055287 | 0 | 0 | 0.0046423
[6 empty] | 0.00055395 | 0 | 0 | 0.0046072
[6 empty] | 0.00055507 | 0 | 0 | 0.0045622
[6 empty] | 0.00055608 | 0 | 0 | 0.0045229
[6 empty] | 0.00055306 | 0 | 0 | 0.0044754
[6 empty] | 0.00055809 | 0 | 0 | 0.0044277
[6 empty] | 0.00055899 | 0 | 0 | 0.0043748
[6 empty] | 0.00055991 | 0 | 0 | 0.0043203
[6 empty] | 0.00056075 | 0 | 0 | 0.0042834
[6 empty] | 0.00056152 | 0 | 0 | 0.0042441
[6 empty] | 0.0005582 | 0 | 0 | 0.0042221
[6 empty] | 0.00056298 | 0 | 0 | 0.0042058
[6 empty] | 0.00056368 | 0 | 0 | 0.0041988
[6 empty] | 0.00056429 | 0 | 0 | 0.0042028
[6 empty] | 0.00056483 | 0 | 0 | 0.004207
[6 empty] | 0.00056538 | 0 | 0 | 0.0042286
[6 empty] | 0.00056586 | 0 | 0 | 0.0042611
[6 empty] | 0.00056211 | 0 | 0 | 0.0042994
[6 empty] | 0.00056665 | 0 | 0 | 0.0043591
[6 empty] | 0.00056694 | 0 | 0 | 0.0044302
[6 empty] | 0.00056725 | 0 | 0 | 0.0045118
[6 empty] | 0.00056748 | 0 | 0 | 0.0046006
[6 empty] | 0.00056763 | 0 | 0 | 0.0046825
[6 empty] | 0.00056779 | 0 | 0 | 0.0047521
[6 empty] | 0.00056787 | 0 | 0 | 0.0047998
[6 empty] | 0.00056787 | 0 | 0 | 0.0048259
[6 empty] | 0.00056374 | 0 | 0 | 0.004822
[6 empty] | 0.00056779 | 0 | 0 | 0.0047945
[6 empty] | 0.00056771 | 0 | 0 | 0.0047523
[6 empty] | 0.00056756 | 0 | 0 | 0.0047112
[6 empty] | 0.00056733 | 0 | 0 | 0.0046731
[6 empty] | 0.00056712 | 0 | 0 | 0.0046512
[6 empty] | 0.00056683 | 0 | 0 | 0.0046498
[6 empty] | 0.00056647 | 0 | 0 | 0.0046703
[6 empty] | 0.00056614 | 0 | 0 | 0.0047018
[6 empty] | 0.0005657 | 0 | 0 | 0.0047401
[6 empty] | 0.00056528 | 0 | 0 | 0.0047801
[6 empty] | 0.0005648 | 0 | 0 | 0.0048003
[6 empty] | 0.00056425 | 0 | 0 | 0.0048114
[6 empty] | 0.00056374 | 0 | 0 | 0.0048062
[6 empty] | 0.00056316 | 0 | 0 | 0.0047814
[6 empty] | 0.00056251 | 0 | 0 | 0.004761
[6 empty] | 0.00055781 | 0 | 0 | 0.0047418
[6 empty] | 0.00056121 | 0 | 0 | 0.0047377
[6 empty] | 0.00056055 | 0 | 0 | 0.0047583
[6 empty] | 0.00055984 | 0 | 0 | 0.0047939
[6 empty] | 0.00055907 | 0 | 0 | 0.0048587
[6 empty] | 0.00055836 | 0 | 0 | 0.0049174
[6 empty] | 0.00055759 | 0 | 0 | 0.004978
[6 empty] | 0.00055678 | 0 | 0 | 0.0050277
[6 empty] | 0.00055602 | 0 | 0 | 0.0050537
[6 empty] | 0.00055518 | 0 | 0 | 0.005065
[6 empty] | 0.0005544 | 0 | 0 | 0.005051
[6 empty] | 0.00055358 | 0 | 0 | 0.0050375
[6 empty] | 0.00055273 | 0 | 0 | 0.0050197
[6 empty] | 0.00055194 | 0 | 0 | 0.0050105
[6 empty] | 0.00055112 | 0 | 0 | 0.0050034
[6 empty] | 0.00055428 | 0 | 0 | 0.0049992
[6 empty] | 0.00054948 | 0 | 0 | 0.0050135
[6 empty] | 0.00054868 | 0 | 0 | 0.0050199
[6 empty] | 0.00054785 | 0 | 0 | 0.0050396
[6 empty] | 0.00054709 | 0 | 0 | 0.0050603
[6 empty] | 0.00054631 | 0 | 0 | 0.0050906
[6 empty] | 0.00054552 | 0 | 0 | 0.0051366
[6 empty] | 0.00054481 | 0 | 0 | 0.0051815
[6 empty] | 0.00054405 | 0 | 0 | 0.0052441
[6 empty] | 0.00054337 | 0 | 0 | 0.0053119
[6 empty] | 0.00054269 | 0 | 0 | 0.0053681
[6 empty] | 0.00054199 | 0 | 0 | 0.0054252
[6 empty] | 0.00054139 | 0 | 0 | 0.0054652
[6 empty] | 0.00054077 | 0 | 0 | 0.0054871
[6 empty] | 0.00054016 | 0 | 0 | 0.0054936
[6 empty] | 0.00053963 | 0 | 0 | 0.0054741
[6 empty] | 0.00054304 | 0 | 0 | 0.0054327
[6 empty] | 0.00053857 | 0 | 0 | 0.0053721
[6 empty] | 0.00053814 | 0 | 0 | 0.0053006
[6 empty] | 0.00053768 | 0 | 0 | 0.0052137
[6 empty] | 0.00053731 | 0 | 0 | 0.0051211
[6 empty] | 0.00053694 | 0 | 0 | 0.0050343
[6 empty] | 0.00053658 | 0 | 0 | 0.0049443
[6 empty] | 0.00053631 | 0 | 0 | 0.0048725
[6 empty] | 0.00053605 | 0 | 0 | 0.004813
[6 empty] | 0.0005397 | 0 | 0 | 0.0047565
[6 empty] | 0.00053563 | 0 | 0 | 0.0047203
[6 empty] | 0.00053548 | 0 | 0 | 0.0046942
[6 empty] | 0.00053533 | 0 | 0 | 0.0046829
[6 empty] | 0.00053528 | 0 | 0 | 0.0046927
[6 empty] | 0.0005352 | 0 | 0 | 0.0047149
[6 empty] | 0.00053522 | 0 | 0 | 0.0047537
[6 empty] | 0.00053915 | 0 | 0 | 0.0048049
[6 empty] | 0.00053528 | 0 | 0 | 0.0048687
[6 empty] | 0.0005354 | 0 | 0 | 0.0049299
[6 empty] | 0.00053553 | 0 | 0 | 0.0049824
[6 empty] | 0.00053566 | 0 | 0 | 0.0050212
[6 empty] | 0.00053589 | 0 | 0 | 0.0050466
[6 empty] | 0.00054002 | 0 | 0 | 0.0050466
[6 empty] | 0.00053634 | 0 | 0 | 0.0050258
[6 empty] | 0.00053666 | 0 | 0 | 0.0049897
[6 empty] | 0.00053698 | 0 | 0 | 0.0049495
[6 empty] | 0.00053729 | 0 | 0 | 0.0049051
[6 empty] | 0.0005377 | 0 | 0 | 0.0048676
[6 empty] | 0.00054202 | 0 | 0 | 0.0048483
[6 empty] | 0.00053849 | 0 | 0 | 0.0048454
[6 empty] | 0.00053897 | 0 | 0 | 0.0048636
[6 empty] | 0.00053941 | 0 | 0 | 0.0048998
[6 empty] | 0.00054388 | 0 | 0 | 0.0049555
[6 empty] | 0.00054046 | 0 | 0 | 0.0050153
[6 empty] | 0.00054097 | 0 | 0 | 0.0050766
[6 empty] | 0.00054156 | 0 | 0 | 0.0051364
[6 empty] | 0.00054213 | 0 | 0 | 0.0051965
[6 empty] | 0.00054665 | 0 | 0 | 0.0052483
[6 empty] | 0.00054333 | 0 | 0 | 0.005301
[6 empty] | 0.00054395 | 0 | 0 | 0.0053625
[6 empty] | 0.00054455 | 0 | 0 | 0.0054366
[6 empty] | 0.00054921 | 0 | 0 | 0.0055121
[6 empty] | 0.00054589 | 0 | 0 | 0.0055887
[6 empty] | 0.00054653 | 0 | 0 | 0.0056607
[6 empty] | 0.00054724 | 0 | 0 | 0.005708
[6 empty] | 0.00055192 | 0 | 0 | 0.0057303
[6 empty] | 0.00054858 | 0 | 0 | 0.0057233
[6 empty] | 0.00054931 | 0 | 0 | 0.0056935
[6 empty] | 0.00055403 | 0 | 0 | 0.0056377
[6 empty] | 0.00055069 | 0 | 0 | 0.005569
[6 empty] | 0.00055143 | 0 | 0 | 0.005498
[6 empty] | 0.00055211 | 0 | 0 | 0.0054371
[6 empty] | 0.00055689 | 0 | 0 | 0.0053811
[6 empty] | 0.00055358 | 0 | 0 | 0.0053378
[6 empty] | 0.00055426 | 0 | 0 | 0.0053073
[6 empty] | 0.00055905 | 0 | 0 | 0.0052906
[6 empty] | 0.00055572 | 0 | 0 | 0.0052767
[6 empty] | 0.0005564 | 0 | 0 | 0.0052684
[6 empty] | 0.0005612 | 0 | 0 | 0.0052674
[6 empty] | 0.00055784 | 0 | 0 | 0.0052632
[6 empty] | 0.00055851 | 0 | 0 | 0.0052604
[6 empty] | 0.00056332 | 0 | 0 | 0.0052576
[6 empty] | 0.00055994 | 0 | 0 | 0.0052607
[6 empty] | 0.00056059 | 0 | 0 | 0.0052593
[6 empty] | 0.0005654 | 0 | 0 | 0.0052567
[6 empty] | 0.00056199 | 0 | 0 | 0.0052551
[6 empty] | 0.00056262 | 0 | 0 | 0.0052597
[6 empty] | 0.00056743 | 0 | 0 | 0.0052626
[6 empty] | 0.00056398 | 0 | 0 | 0.0052736
[6 empty] | 0.0005646 | 0 | 0 | 0.0052995
[6 empty] | 0.0005694 | 0 | 0 | 0.0053288
[6 empty] | 0.00056592 | 0 | 0 | 0.0053625
[6 empty] | 0.00056652 | 0 | 0 | 0.0053934
[6 empty] | 0.00057131 | 0 | 0 | 0.0054179
[6 empty] | 0.00056779 | 0 | 0 | 0.0054159
[6 empty] | 0.00057252 | 0 | 0 | 0.005407
[6 empty] | 0.00056901 | 0 | 0 | 0.0053629
[6 empty] | 0.00056961 | 0 | 0 | 0.0053142
[6 empty] | 0.00057433 | 0 | 0 | 0.0052552
[6 empty] | 0.00057078 | 0 | 0 | 0.0052003
[6 empty] | 0.00057553 | 0 | 0 | 0.0051609
[6 empty] | 0.0005719 | 0 | 0 | 0.00515
[6 empty] | 0.0005725 | 0 | 0 | 0.0051597
[6 empty] | 0.00057724 | 0 | 0 | 0.0051965
[6 empty] | 0.00057359 | 0 | 0 | 0.0052615
[6 empty] | 0.00057836 | 0 | 0 | 0.0053374
[6 empty] | 0.00057472 | 0 | 0 | 0.0054207
[6 empty] | 0.00057942 | 0 | 0 | 0.0055038
[6 empty] | 0.0005758 | 0 | 0 | 0.0055846
[6 empty] | 0.0005763 | 0 | 0 | 0.0056481
[6 empty] | 0.00058108 | 0 | 0 | 0.0056962
[6 empty] | 0.0005774 | 0 | 0 | 0.005727
[6 empty] | 0.00058215 | 0 | 0 | 0.005749
[6 empty] | 0.00057842 | 0 | 0 | 0.0057516
[6 empty] | 0.00058321 | 0 | 0 | 0.0057377
[6 empty] | 0.00057948 | 0 | 0 | 0.0057115
[6 empty] | 0.00058427 | 0 | 0 | 0.0056607
[6 empty] | 0.00058057 | 0 | 0 | 0.0055873
[6 empty] | 0.00058534 | 0 | 0 | 0.0054926
[6 empty] | 0.0005816 | 0 | 0 | 0.0053858
[6 empty] | 0.00058642 | 0 | 0 | 0.0052669
[6 empty] | 0.00058267 | 0 | 0 | 0.0051526
[6 empty] | 0.00058751 | 0 | 0 | 0.0050534
[6 empty] | 0.0005838 | 0 | 0 | 0.0049872
[6 empty] | 0.00058862 | 0 | 0 | 0.0049532
[6 empty] | 0.00058488 | 0 | 0 | 0.0049589
[6 empty] | 0.00058975 | 0 | 0 | 0.0050084
[6 empty] | 0.00058601 | 0 | 0 | 0.0050907
[6 empty] | 0.00059091 | 0 | 0 | 0.0051981
[6 empty] | 0.00058722 | 0 | 0 | 0.0053213
[6 empty] | 0.0005921 | 0 | 0 | 0.005455
[6 empty] | 0.00058838 | 0 | 0 | 0.0055755
[6 empty] | 0.00059333 | 0 | 0 | 0.0056773
[6 empty] | 0.00058966 | 0 | 0 | 0.0057555
[6 empty] | 0.00059456 | 0 | 0 | 0.00581
[6 empty] | 0.00059094 | 0 | 0 | 0.005827
[6 empty] | 0.00059591 | 0 | 0 | 0.0058208
[6 empty] | 0.00059223 | 0 | 0 | 0.0057816
[6 empty] | 0.00059727 | 0 | 0 | 0.0057356
[6 empty] | 0.00059796 | 0 | 0 | 0.0056758
[6 empty] | 0.0005943 | 0 | 0 | 0.0056149
[6 empty] | 0.00059939 | 0 | 0 | 0.0055628
[6 empty] | 0.00059578 | 0 | 0 | 0.0055145
[6 empty] | 0.00060083 | 0 | 0 | 0.0054761
[6 empty] | 0.00059726 | 0 | 0 | 0.0054523
[6 empty] | 0.00060239 | 0 | 0 | 0.0054321
[6 empty] | 0.00060313 | 0 | 0 | 0.0054338
[6 empty] | 0.00059958 | 0 | 0 | 0.0054457
[6 empty] | 0.00060475 | 0 | 0 | 0.0054568
[6 empty] | 0.00060113 | 0 | 0 | 0.005484
[6 empty] | 0.00060637 | 0 | 0 | 0.0055069
[6 empty] | 0.0006072 | 0 | 0 | 0.0055273
[6 empty] | 0.00060359 | 0 | 0 | 0.0055269
[6 empty] | 0.00060887 | 0 | 0 | 0.0055216
[6 empty] | 0.0006053 | 0 | 0 | 0.0054993
[6 empty] | 0.00061053 | 0 | 0 | 0.0054489
[6 empty] | 0.00061143 | 0 | 0 | 0.0053952
[6 empty] | 0.00060785 | 0 | 0 | 0.0053295
[6 empty] | 0.00061311 | 0 | 0 | 0.0052641
[6 empty] | 0.00061401 | 0 | 0 | 0.0052085
[6 empty] | 0.00061042 | 0 | 0 | 0.00516
[6 empty] | 0.0006157 | 0 | 0 | 0.0051272
[6 empty] | 0.00061213 | 0 | 0 | 0.0051101
[6 empty] | 0.00061745 | 0 | 0 | 0.005116
[6 empty] | 0.00061827 | 0 | 0 | 0.0051344
[6 empty] | 0.00061466 | 0 | 0 | 0.0051672
[6 empty] | 0.00061998 | 0 | 0 | 0.0052189
[6 empty] | 0.00062076 | 0 | 0 | 0.005279
[6 empty] | 0.00061711 | 0 | 0 | 0.0053476
[6 empty] | 0.00062241 | 0 | 0 | 0.0054248
[6 empty] | 0.00062319 | 0 | 0 | 0.0055152
[6 empty] | 0.00062392 | 0 | 0 | 0.0056041
[6 empty] | 0.00062018 | 0 | 0 | 0.0056897
[6 empty] | 0.00062544 | 0 | 0 | 0.0057706
[6 empty] | 0.0006261 | 0 | 0 | 0.0058227
[6 empty] | 0.00062228 | 0 | 0 | 0.0058608
[6 empty] | 0.00062748 | 0 | 0 | 0.0058714
[6 empty] | 0.00062808 | 0 | 0 | 0.0058448
[6 empty] | 0.00062416 | 0 | 0 | 0.0058084
[6 empty] | 0.00062929 | 0 | 0 | 0.0057555
[6 empty] | 0.00062979 | 0 | 0 | 0.0057071
[6 empty] | 0.00063034 | 0 | 0 | 0.0056628
[6 empty] | 0.00062624 | 0 | 0 | 0.0056296
[6 empty] | 0.00063121 | 0 | 0 | 0.0056097
[6 empty] | 0.00063165 | 0 | 0 | 0.0056009
[6 empty] | 0.00063201 | 0 | 0 | 0.0056044
[6 empty] | 0.00062772 | 0 | 0 | 0.0056044
[6 empty] | 0.00063261 | 0 | 0 | 0.0056105
[6 empty] | 0.00063285 | 0 | 0 | 0.0056087
[6 empty] | 0.00063305 | 0 | 0 | 0.0056179
[6 empty] | 0.00062858 | 0 | 0 | 0.0056281
[6 empty] | 0.00063331 | 0 | 0 | 0.0056308
[6 empty] | 0.00063337 | 0 | 0 | 0.005644
[6 empty] | 0.00063334 | 0 | 0 | 0.0056528
[6 empty] | 0.00062876 | 0 | 0 | 0.0056628
[6 empty] | 0.00063326 | 0 | 0 | 0.0056834
[6 empty] | 0.00063309 | 0 | 0 | 0.0057064
[6 empty] | 0.00063295 | 0 | 0 | 0.0057383
[6 empty] | 0.00063272 | 0 | 0 | 0.0057813
[6 empty] | 0.00062782 | 0 | 0 | 0.0058394
[6 empty] | 0.00063211 | 0 | 0 | 0.0058986
[6 empty] | 0.00063173 | 0 | 0 | 0.0059577
[6 empty] | 0.00063126 | 0 | 0 | 0.006016
[6 empty] | 0.00063082 | 0 | 0 | 0.0060578
[6 empty] | 0.00062573 | 0 | 0 | 0.0060838
[6 empty] | 0.00062972 | 0 | 0 | 0.0060939
[6 empty] | 0.00062905 | 0 | 0 | 0.0060932
[6 empty] | 0.00062841 | 0 | 0 | 0.0060744
[6 empty] | 0.00062769 | 0 | 0 | 0.0060501
[6 empty] | 0.00062689 | 0 | 0 | 0.0060291
[6 empty] | 0.00062157 | 0 | 0 | 0.0060072
[6 empty] | 0.00062524 | 0 | 0 | 0.0059973
[6 empty] | 0.0006243 | 0 | 0 | 0.0060031
[6 empty] | 0.00062339 | 0 | 0 | 0.0060298
[6 empty] | 0.0006224 | 0 | 0 | 0.0060676
[6 empty] | 0.00062132 | 0 | 0 | 0.0061165
[6 empty] | 0.00061579 | 0 | 0 | 0.0061739
[6 empty] | 0.00061917 | 0 | 0 | 0.0062228
[6 empty] | 0.00061802 | 0 | 0 | 0.0062621
[6 empty] | 0.00061679 | 0 | 0 | 0.0062853
[6 empty] | 0.00061561 | 0 | 0 | 0.0062948
[6 empty] | 0.00061435 | 0 | 0 | 0.0062803
[6 empty] | 0.00061302 | 0 | 0 | 0.0062485
[6 empty] | 0.00061174 | 0 | 0 | 0.0062036
[6 empty] | 0.00061039 | 0 | 0 | 0.0061537
[6 empty] | 0.00060457 | 0 | 0 | 0.0060916
[6 empty] | 0.00060761 | 0 | 0 | 0.0060328
[6 empty] | 0.00060619 | 0 | 0 | 0.0059639
[6 empty] | 0.0006047 | 0 | 0 | 0.0059081
[6 empty] | 0.00060327 | 0 | 0 | 0.0058588
[6 empty] | 0.00060179 | 0 | 0 | 0.0058346
[6 empty] | 0.00060029 | 0 | 0 | 0.0058305
[6 empty] | 0.00059873 | 0 | 0 | 0.0058535
[6 empty] | 0.00059724 | 0 | 0 | 0.0059072
[6 empty] | 0.00059571 | 0 | 0 | 0.0059951
[6 empty] | 0.00059412 | 0 | 0 | 0.006093
[6 empty] | 0.00059261 | 0 | 0 | 0.0062154
[6 empty] | 0.00059105 | 0 | 0 | 0.0063203
[6 empty] | 0.00058519 | 0 | 0 | 0.0064246
[6 empty] | 0.00058794 | 0 | 0 | 0.0065047
[6 empty] | 0.00058639 | 0 | 0 | 0.0065627
[6 empty] | 0.00058484 | 0 | 0 | 0.0065987
[6 empty] | 0.00058326 | 0 | 0 | 0.0066018
[6 empty] | 0.00058176 | 0 | 0 | 0.0065829
[6 empty] | 0.00058024 | 0 | 0 | 0.0065434
[6 empty] | 0.00057869 | 0 | 0 | 0.0064951
[6 empty] | 0.00057723 | 0 | 0 | 0.0064383
[6 empty] | 0.00057576 | 0 | 0 | 0.0063873
[6 empty] | 0.00057427 | 0 | 0 | 0.0063547
[6 empty] | 0.00057287 | 0 | 0 | 0.006336
[6 empty] | 0.00057146 | 0 | 0 | 0.0063343
[6 empty] | 0.00057007 | 0 | 0 | 0.0063499
[6 empty] | 0.00056868 | 0 | 0 | 0.0063605
[6 empty] | 0.00056739 | 0 | 0 | 0.0063791
[6 empty] | 0.0005661 | 0 | 0 | 0.0063829
[6 empty] | 0.00056481 | 0 | 0 | 0.0063558
[6 empty] | 0.00056362 | 0 | 0 | 0.0063187
[6 empty] | 0.00056243 | 0 | 0 | 0.0062619
[6 empty] | 0.00056125 | 0 | 0 | 0.006204
[6 empty] | 0.00056018 | 0 | 0 | 0.006142
[6 empty] | 0.00055912 | 0 | 0 | 0.0061116
[6 empty] | 0.0005581 | 0 | 0 | 0.0060901
[6 empty] | 0.00056113 | 0 | 0 | 0.0061049
[6 empty] | 0.00055621 | 0 | 0 | 0.0061523
[6 empty] | 0.00055534 | 0 | 0 | 0.0062181
[6 empty] | 0.00055448 | 0 | 0 | 0.0063052
[6 empty] | 0.00055374 | 0 | 0 | 0.0063962
[6 empty] | 0.00055303 | 0 | 0 | 0.0064896
[6 empty] | 0.00055236 | 0 | 0 | 0.0065835
[6 empty] | 0.00055172 | 0 | 0 | 0.0066826
[6 empty] | 0.0005512 | 0 | 0 | 0.0067762
[6 empty] | 0.0005507 | 0 | 0 | 0.006876
[6 empty] | 0.00055023 | 0 | 0 | 0.0069859
[6 empty] | 0.00054988 | 0 | 0 | 0.0071103
[6 empty] | 0.00054956 | 0 | 0 | 0.0072381
[6 empty] | 0.0005493 | 0 | 0 | 0.0073713
[6 empty] | 0.00055304 | 0 | 0 | 0.0075111
[6 empty] | 0.00054895 | 0 | 0 | 0.0076373
[6 empty] | 0.00054886 | 0 | 0 | 0.0077456
[6 empty] | 0.0005488 | 0 | 0 | 0.0078359
[6 empty] | 0.00054886 | 0 | 0 | 0.0078823
[6 empty] | 0.00054895 | 0 | 0 | 0.0079064
[6 empty] | 0.00054909 | 0 | 0 | 0.007894
[6 empty] | 0.00054926 | 0 | 0 | 0.0078315
[6 empty] | 0.00055353 | 0 | 0 | 0.0077483
[6 empty] | 0.00054986 | 0 | 0 | 0.0076357
[6 empty] | 0.0005502 | 0 | 0 | 0.0074869
[6 empty] | 0.00055065 | 0 | 0 | 0.0073342
[6 empty] | 0.00055112 | 0 | 0 | 0.0071665
[6 empty] | 0.00055164 | 0 | 0 | 0.0069973
[6 empty] | 0.00055217 | 0 | 0 | 0.0068411
[6 empty] | 0.00055683 | 0 | 0 | 0.0066939
[6 empty] | 0.00055348 | 0 | 0 | 0.0065675
[6 empty] | 0.00055416 | 0 | 0 | 0.0064724
[6 empty] | 0.00055494 | 0 | 0 | 0.0064034
[6 empty] | 0.00055572 | 0 | 0 | 0.0063666
[6 empty] | 0.00055651 | 0 | 0 | 0.0063621
[6 empty] | 0.00056144 | 0 | 0 | 0.0063953
[6 empty] | 0.0005583 | 0 | 0 | 0.0064514
[6 empty] | 0.00055922 | 0 | 0 | 0.0065295
[6 empty] | 0.00056014 | 0 | 0 | 0.0066266
[6 empty] | 0.00056115 | 0 | 0 | 0.0067195
[6 empty] | 0.00056622 | 0 | 0 | 0.0068079
[6 empty] | 0.00056318 | 0 | 0 | 0.0068878
[6 empty] | 0.00056419 | 0 | 0 | 0.0069599
[6 empty] | 0.00056528 | 0 | 0 | 0.0070116
[6 empty] | 0.00056635 | 0 | 0 | 0.0070514
[6 empty] | 0.00057151 | 0 | 0 | 0.0070853
[6 empty] | 0.00056853 | 0 | 0 | 0.0071003
[6 empty] | 0.00056962 | 0 | 0 | 0.0071045
[6 empty] | 0.00057073 | 0 | 0 | 0.0071
[6 empty] | 0.00057594 | 0 | 0 | 0.0070957
[6 empty] | 0.00057293 | 0 | 0 | 0.0070794
[6 empty] | 0.00057403 | 0 | 0 | 0.0070644
[6 empty] | 0.00057509 | 0 | 0 | 0.007035
[6 empty] | 0.00058038 | 0 | 0 | 0.0070128
[6 empty] | 0.00057728 | 0 | 0 | 0.006983
[6 empty] | 0.00057835 | 0 | 0 | 0.0069634
[6 empty] | 0.00057936 | 0 | 0 | 0.0069489
[6 empty] | 0.00058463 | 0 | 0 | 0.0069533
[6 empty] | 0.00058144 | 0 | 0 | 0.0069844
[6 empty] | 0.00058239 | 0 | 0 | 0.0070494
[6 empty] | 0.00058762 | 0 | 0 | 0.0071354
[6 empty] | 0.00058434 | 0 | 0 | 0.0072363
[6 empty] | 0.00058527 | 0 | 0 | 0.0073446
[6 empty] | 0.00058613 | 0 | 0 | 0.0074354
[6 empty] | 0.00059128 | 0 | 0 | 0.0075004
[6 empty] | 0.00058786 | 0 | 0 | 0.0075304
[6 empty] | 0.00058867 | 0 | 0 | 0.0075275
[6 empty] | 0.00059368 | 0 | 0 | 0.0074845
[6 empty] | 0.00059019 | 0 | 0 | 0.0074117
[6 empty] | 0.0005909 | 0 | 0 | 0.0073225
[6 empty] | 0.00059586 | 0 | 0 | 0.0072154
[6 empty] | 0.00059218 | 0 | 0 | 0.0071054
[6 empty] | 0.00059282 | 0 | 0 | 0.0070072
[6 empty] | 0.00059769 | 0 | 0 | 0.0069165
[6 empty] | 0.0005939 | 0 | 0 | 0.0068421
[6 empty] | 0.00059443 | 0 | 0 | 0.0067868
[6 empty] | 0.00059921 | 0 | 0 | 0.0067584
[6 empty] | 0.00059533 | 0 | 0 | 0.0067463
[6 empty] | 0.00059569 | 0 | 0 | 0.0067567
[6 empty] | 0.0006004 | 0 | 0 | 0.0067937
[6 empty] | 0.00059641 | 0 | 0 | 0.0068371
[6 empty] | 0.00059667 | 0 | 0 | 0.0069096
[6 empty] | 0.00060128 | 0 | 0 | 0.0069708
[6 empty] | 0.00059719 | 0 | 0 | 0.0070438
[6 empty] | 0.00060171 | 0 | 0 | 0.007105
[6 empty] | 0.0005975 | 0 | 0 | 0.0071572
[6 empty] | 0.00059767 | 0 | 0 | 0.007205
[6 empty] | 0.0006021 | 0 | 0 | 0.0072361
[6 empty] | 0.00059784 | 0 | 0 | 0.00726
[6 empty] | 0.00060217 | 0 | 0 | 0.007287
[6 empty] | 0.00059789 | 0 | 0 | 0.0073005
[6 empty] | 0.00059788 | 0 | 0 | 0.0073332
[6 empty] | 0.00060217 | 0 | 0 | 0.0073527
[6 empty] | 0.00059775 | 0 | 0 | 0.0073855
[6 empty] | 0.00060202 | 0 | 0 | 0.0074154
[6 empty] | 0.00059759 | 0 | 0 | 0.0074468
[6 empty] | 0.00059742 | 0 | 0 | 0.0074785
[6 empty] | 0.00060163 | 0 | 0 | 0.0074887
[6 empty] | 0.00059714 | 0 | 0 | 0.0075025
[6 empty] | 0.00060128 | 0 | 0 | 0.0074755
[6 empty] | 0.00059671 | 0 | 0 | 0.0074381
[6 empty] | 0.00060085 | 0 | 0 | 0.0073722
[6 empty] | 0.0005963 | 0 | 0 | 0.0072883
[6 empty] | 0.00060036 | 0 | 0 | 0.0072014
[6 empty] | 0.00059575 | 0 | 0 | 0.0071053
[6 empty] | 0.00059983 | 0 | 0 | 0.0070153
[6 empty] | 0.00059523 | 0 | 0 | 0.0069447
[6 empty] | 0.00059494 | 0 | 0 | 0.0068831
[6 empty] | 0.00059891 | 0 | 0 | 0.0068366
[6 empty] | 0.00059433 | 0 | 0 | 0.0068106
[6 empty] | 0.00059832 | 0 | 0 | 0.0067886
[6 empty] | 0.00059366 | 0 | 0 | 0.0067928
[6 empty] | 0.00059766 | 0 | 0 | 0.0068115
[6 empty] | 0.00059304 | 0 | 0 | 0.0068363
[6 empty] | 0.00059699 | 0 | 0 | 0.0068897
[6 empty] | 0.00059233 | 0 | 0 | 0.00696
[6 empty] | 0.00059631 | 0 | 0 | 0.0070326
[6 empty] | 0.00059169 | 0 | 0 | 0.0071285
[6 empty] | 0.00059563 | 0 | 0 | 0.0072292
[6 empty] | 0.00059098 | 0 | 0 | 0.0073436
[6 empty] | 0.00059495 | 0 | 0 | 0.0074518
[6 empty] | 0.00059034 | 0 | 0 | 0.0075754
[6 empty] | 0.00059428 | 0 | 0 | 0.0076959
[6 empty] | 0.00059392 | 0 | 0 | 0.0077964
[6 empty] | 0.00058936 | 0 | 0 | 0.0078948
[6 empty] | 0.00059331 | 0 | 0 | 0.0079719
[6 empty] | 0.00058873 | 0 | 0 | 0.0080153
[6 empty] | 0.00059265 | 0 | 0 | 0.0080536
[6 empty] | 0.00058813 | 0 | 0 | 0.0080759
[6 empty] | 0.0005921 | 0 | 0 | 0.0081068
[6 empty] | 0.00058756 | 0 | 0 | 0.0081317
[6 empty] | 0.0005915 | 0 | 0 | 0.0081872
[6 empty] | 0.00059127 | 0 | 0 | 0.008232
[6 empty] | 0.00058677 | 0 | 0 | 0.0082914
[6 empty] | 0.00059078 | 0 | 0 | 0.0083301
[6 empty] | 0.00058627 | 0 | 0 | 0.0083708
[6 empty] | 0.00059033 | 0 | 0 | 0.0083669
[6 empty] | 0.00058588 | 0 | 0 | 0.0083527
[6 empty] | 0.00058994 | 0 | 0 | 0.0083101
[6 empty] | 0.00058972 | 0 | 0 | 0.008261
[6 empty] | 0.00058536 | 0 | 0 | 0.0082005
[6 empty] | 0.00058945 | 0 | 0 | 0.0081476
[6 empty] | 0.00058505 | 0 | 0 | 0.0081098
[6 empty] | 0.00058921 | 0 | 0 | 0.0080983
[6 empty] | 0.00058912 | 0 | 0 | 0.0080995
[6 empty] | 0.00058481 | 0 | 0 | 0.0081134
[6 empty] | 0.00058895 | 0 | 0 | 0.0081378
[6 empty] | 0.00058895 | 0 | 0 | 0.0081422
[6 empty] | 0.00058469 | 0 | 0 | 0.008149
[6 empty] | 0.00058893 | 0 | 0 | 0.0081153
[6 empty] | 0.00058895 | 0 | 0 | 0.0080763
[6 empty] | 0.00058472 | 0 | 0 | 0.008025
[6 empty] | 0.00058905 | 0 | 0 | 0.0079792
[6 empty] | 0.0005849 | 0 | 0 | 0.0079628
[6 empty] | 0.00058921 | 0 | 0 | 0.0079767
[6 empty] | 0.00058937 | 0 | 0 | 0.0080313
[6 empty] | 0.00058528 | 0 | 0 | 0.0081318
[6 empty] | 0.00058969 | 0 | 0 | 0.0082548
[6 empty] | 0.00058985 | 0 | 0 | 0.00839
[6 empty] | 0.00058585 | 0 | 0 | 0.0085276
[6 empty] | 0.00059033 | 0 | 0 | 0.008633
[6 empty] | 0.00059058 | 0 | 0 | 0.008729
[6 empty] | 0.00059086 | 0 | 0 | 0.008772
[6 empty] | 0.00058687 | 0 | 0 | 0.008802
[6 empty] | 0.00059147 | 0 | 0 | 0.0088035
[6 empty] | 0.0005918 | 0 | 0 | 0.0087959
[6 empty] | 0.00058787 | 0 | 0 | 0.0087968
[6 empty] | 0.00059253 |  | 0 | 0.0087986
[6 empty] | 0.00059292 |  | 0 | 0.0088105
[6 empty] | 0.00059332 |  | 0 | 0.0088288
[6 empty] | 0.00058943 |  | 0 | 0.0088528
[6 empty] | 0.00059417 |  | 0 | 0.0088674
[6 empty] | 0.00059461 |  | 0 | 0.0088482
[6 empty] | 0.00059079 |  | 0 | 0.0088201
[6 empty] | 0.00059553 |  | 0 | 0.0087667
[6 empty] | 0.00059597 |  | 0 | 0.0087027
[6 empty] | 0.00059648 |  | 0 | 0.0086519
[6 empty] | 0.00059268 |  | 0 | 0.0086213
[6 empty] | 0.00059746 |  | 0 | 0.0086317
[6 empty] | 0.00059791 |  | 0 | 0.0086999
[6 empty] | 0.00059844 |  | 0 | 0.0088129
[6 empty] | 0.00059462 |  | 0 | 0.0089732
[6 empty] | 0.00059941 |  | 0 | 0.0091793
[6 empty] | 0.00059985 |  | 0 | 0.0093929
[6 empty] | 0.00060035 |  | 0 | 0.0096392
[6 empty] | 0.00060081 |  | 0 | 0.0098579
[6 empty] | 0.00059693 |  | 0 | 0.010071
[6 empty] | 0.00060165 |  | 0 | 0.010238
[6 empty] | 0.0006021 |  | 0 | 0.01036
[6 empty] | 0.00060249 |  |  | -42.5147
[6 empty] | 0.00060286 |  |  | 0
[6 empty] | 0.00059884 |  |  | 0
[6 empty] | 0.00060353 |  |  | 0
[6 empty] | 0.00060383 |  |  | 0
[6 empty] | 0.00060409 |  |  | 0
[6 empty] | 0.00060429 |  |  | 0
[6 empty] | 0.00060018 |  |  | 0
[6 empty] | 0.00060468 |  |  | 0
[6 empty] | 0.00060481 |  |  | 0
[6 empty] | 0.00060485 |  |  | 0
[6 empty] | 0.00060493 |  |  | 0
[6 empty] | 0.00060492 |  |  | 0
[6 empty] | 0.00060052 |  |  | 0
[6 empty] | 0.00060477 |  |  | 0
[6 empty] | 0.00060458 |  |  | 0
[6 empty] | 0.00060442 |  |  | 0
[6 empty] | 0.00060417 |  |  | 0
[6 empty] | 0.00060386 |  |  | 0
[6 empty] | 0.00060347 |  |  | 0
[6 empty] | 0.00060309 |  |  | 0
[6 empty] | 0.00059828 |  |  | 0
[6 empty] | 0.00060209 |  |  | 0
[6 empty] | 0.00060146 |  |  | 0
[6 empty] | 0.00060085 |  |  | 0
[6 empty] | 0.00060015 |  |  | 0
[6 empty] | 0.00059939 |  |  | 0
[6 empty] | 0.00059853 |  |  | 0
[6 empty] | 0.00059769 |  |  | 0
[6 empty] | 0.00059675 |  |  | 0
[6 empty] | 0.00059576 |  |  | 0
[6 empty] | 0.00059043 |  |  | 0
[6 empty] | 0.00059356 |  |  | 0
[6 empty] | 0.00059243 |  |  | 0
[6 empty] | 0.00059121 |  |  | 0
[6 empty] | 0.00058993 |  |  | 0
[6 empty] | 0.00058857 |  |  | 0
[6 empty] | 0.00058723 |  |  | 0
[6 empty] | 0.0005858 |  |  | 0
[6 empty] | 0.00058433 |  |  | 0
[6 empty] | 0.00058278 |  |  | 0
[6 empty] | 0.00058125 |  |  | 0
[6 empty] | 0.00057964 |  |  | 0
[6 empty] | 0.00057799 |  |  | 0
[6 empty] | 0.00057631 |  |  | 0
[6 empty] | 0.00057456 |  |  | 0
[6 empty] | 0.00057284 |  |  | 0
[6 empty] | 0.00057105 |  |  | 0
[6 empty] | 0.00056924 |  |  | 0
[6 empty] | 0.00056737 |  |  | 0
[6 empty] | 0.00056555 |  |  | 0
[6 empty] | 0.00056367 |  |  | 0
[6 empty] | 0.00056177 |  |  | 0
[6 empty] | 0.00055986 |  |  | 0
[6 empty] | 0.00055791 |  |  | 0
[6 empty] | 0.00055601 |  |  | 0
[6 empty] | 0.00055407 |  |  | 0
[6 empty] | 0.00055213 |  |  | 0
[6 empty] | 0.00055016 |  |  | 0
[6 empty] | 0.00054825 |  |  | 0
[6 empty] | 0.00054632 |  |  | 0
[6 empty] | 0.00054439 |  |  | 0
[6 empty] | 0.00054244 |  |  | 0
[6 empty] | 0.00054057 |  |  | 0
[6 empty] | 0.00053869 |  |  | 0
[6 empty] | 0.00053682 |  |  | 0
[6 empty] | 0.00053497 |  |  | 0
[6 empty] | 0.00053312 |  |  | 0
[6 empty] | 0.00053135 |  |  | 0
[6 empty] | 0.00053339 |  |  | 0
[6 empty] | 0.00052785 |  |  | 0
[6 empty] | 0.00052614 |  |  | 0
[6 empty] | 0.00052444 |  |  | 0
[6 empty] | 0.00052283 |  |  | 0
[6 empty] | 0.00052124 |  |  | 0
[6 empty] | 0.00051968 |  |  | 0
[6 empty] | 0.00051813 |  |  | 0
[6 empty] | 0.00051669 |  |  | 0
[6 empty] | 0.00051526 |  |  | 0
[6 empty] | 0.00051757 |  |  | 0
[6 empty] | 0.00051254 |  |  | 0
[6 empty] | 0.00051122 |  |  | 0
[6 empty] | 0.00051001 |  |  | 0
[6 empty] | 0.00050881 |  |  | 0
[6 empty] | 0.00050767 |  |  | 0
[6 empty] | 0.00050655 |  |  | 0
[6 empty] | 0.00050555 |  |  | 0
[6 empty] | 0.00050819 |  |  | 0
[6 empty] | 0.00050363 |  |  | 0
[6 empty] | 0.00050274 |  |  | 0
[6 empty] | 0.00050189 |  |  | 0
[6 empty] | 0.00050114 |  |  | 0
[6 empty] | 0.00050041 |  |  | 0
[6 empty] | 0.00050334 |  |  | 0
[6 empty] | 0.00049912 |  |  | 0
[6 empty] | 0.00049853 |  |  | 0
[6 empty] | 0.00049804 |  |  | 0
[6 empty] | 0.00049758 |  |  | 0
[6 empty] | 0.00049717 |  |  | 0
[6 empty] | 0.00050035 |  |  | 0
[6 empty] | 0.00049649 |  |  | 0
[6 empty] | 0.00049623 |  |  | 0
[6 empty] | 0.00049602 |  |  | 0
[6 empty] | 0.00049941 |  |  | 0
[6 empty] | 0.0004957 |  |  | 0
[6 empty] | 0.00049566 |  |  | 0
[6 empty] | 0.00049563 |  |  | 0
[6 empty] | 0.00049565 |  |  | 0
[6 empty] | 0.00049927 |  |  | 0
[6 empty] | 0.00049579 |  |  | 0
[6 empty] | 0.00049596 |  |  | 0
[6 empty] | 0.00049615 |  |  | 0
[6 empty] | 0.00049995 |  |  | 0
[6 empty] | 0.00049665 |  |  | 0
[6 empty] | 0.00049693 |  |  | 0
[6 empty] | 0.00049731 |  |  | 0
[6 empty] | 0.00050128 |  |  | 0
[6 empty] | 0.00049812 |  |  | 0
[6 empty] | 0.00049855 |  |  | 0
[6 empty] | 0.00049907 |  |  | 0
[6 empty] | 0.00050319 |  |  | 0
[6 empty] | 0.00050017 |  |  | 0
[6 empty] | 0.00050076 |  |  | 0
[6 empty] | 0.00050497 |  |  | 0
[6 empty] | 0.00050205 |  |  | 0
[6 empty] | 0.00050275 |  |  | 0
[6 empty] | 0.00050347 |  |  | 0
[6 empty] | 0.00050785 |  |  | 0
[6 empty] | 0.00050498 |  |  | 0
[6 empty] | 0.00050583 |  |  | 0
[6 empty] | 0.00051032 |  |  | 0
[6 empty] | 0.00050755 |  |  | 0
[6 empty] | 0.00050845 |  |  | 0
[6 empty] | 0.00051301 |  |  | 0
[6 empty] | 0.00051034 |  |  | 0
[6 empty] | 0.00051133 |  |  | 0
[6 empty] | 0.00051602 |  |  | 0
[6 empty] | 0.00051338 |  |  | 0
[6 empty] | 0.00051442 |  |  | 0
[6 empty] | 0.00051925 |  |  | 0
[6 empty] | 0.00051666 |  |  | 0
[6 empty] | 0.00052153 |  |  | 0
[6 empty] | 0.00051898 |  |  | 0
[6 empty] | 0.00052015 |  |  | 0
[6 empty] | 0.00052516 |  |  | 0
[6 empty] | 0.00052266 |  |  | 0
[6 empty] | 0.00052393 |  |  | 0
[6 empty] | 0.00052901 |  |  | 0
[6 empty] | 0.00052653 |  |  | 0
[6 empty] | 0.00053171 |  |  | 0
[6 empty] | 0.00052928 |  |  | 0
[6 empty] | 0.00053068 |  |  | 0
[6 empty] | 0.00053593 |  |  | 0
[6 empty] | 0.00053353 |  |  | 0
[6 empty] | 0.00053888 |  |  | 0
[6 empty] | 0.00053652 |  |  | 0
[6 empty] | 0.00054191 |  |  | 0
[6 empty] | 0.00053959 |  |  | 0
[6 empty] | 0.00054112 |  |  | 0
[6 empty] | 0.00054664 |  |  | 0
[6 empty] | 0.00054435 |  |  | 0
[6 empty] | 0.0005499 |  |  | 0
[6 empty] | 0.00054763 |  |  | 0
[6 empty] | 0.00055322 |  |  | 0
[6 empty] | 0.00055099 |  |  | 0
[6 empty] | 0.00055668 |  |  | 0
[6 empty] | 0.00055444 |  |  | 0
[6 empty] | 0.00055619 |  |  | 0
[6 empty] | 0.00056194 |  |  | 0
[6 empty] | 0.00055974 |  |  | 0
[6 empty] | 0.00056558 |  |  | 0
[6 empty] | 0.00056337 |  |  | 0
[6 empty] | 0.00056926 |  |  | 0
[6 empty] | 0.00056702 |  |  | 0
[6 empty] | 0.000573 |  |  | 0
[6 empty] | 0.00057079 |  |  | 0
[6 empty] | 0.00057679 |  |  | 0
[6 empty] | 0.00057458 |  |  | 0
[6 empty] | 0.00058063 |  |  | 0
[6 empty] | 0.00057837 |  |  | 0
[6 empty] | 0.0005845 |  |  | 0
[6 empty] | 0.00058227 |  |  | 0
[6 empty] | 0.00058841 |  |  | 0
[6 empty] | 0.00059037 |  |  | 0
[6 empty] | 0.00058807 |  |  | 0
[6 empty] | 0.0005943 |  |  | 0
[6 empty] | 0.00059201 |  |  | 0
[6 empty] | 0.00059824 |  |  | 0
[6 empty] | 0.00059592 |  |  | 0
[6 empty] | 0.00060214 |  |  | 0
[6 empty] | 0.00059983 |  |  | 0
[6 empty] | 0.0006061 |  |  | 0
[6 empty] | 0.00060371 |  |  | 0
[6 empty] | 0.00061 |  |  | 0
[6 empty] | 0.00061194 |  |  | 0
[6 empty] | 0.00060945 |  |  | 0
[6 empty] | 0.00061578 |  |  | 0
[6 empty] | 0.00061328 |  |  | 0
[6 empty] | 0.00061958 |  |  | 0
[6 empty] | 0.00062145 |  |  | 0
[6 empty] | 0.00061883 |  |  | 0
[6 empty] | 0.00062515 |  |  | 0
[6 empty] | 0.0006225 |  |  | 0
[6 empty] | 0.00062877 |  |  | 0
[6 empty] | 0.00063055 |  |  | 0
[6 empty] | 0.00062775 |  |  | 0
[6 empty] | 0.00063403 |  |  | 0
[6 empty] | 0.00063573 |  |  | 0
[6 empty] | 0.00063286 |  |  | 0
[6 empty] | 0.00063905 |  |  | 0
[6 empty] | 0.00063609 |  |  | 0
[6 empty] | 0.00064221 |  |  | 0
[6 empty] | 0.00064379 |  |  | 0
[6 empty] | 0.0006407 |  |  | 0
[6 empty] | 0.00064678 |  |  | 0
[6 empty] | 0.00064822 |  |  | 0
[6 empty] | 0.00064494 |  |  | 0
[6 empty] | 0.00065098 |  |  | 0
[6 empty] | 0.0006523 |  |  | 0
[6 empty] | 0.00064891 |  |  | 0
[6 empty] | 0.00065481 |  |  | 0
[6 empty] | 0.000656 |  |  | 0
[6 empty] | 0.00065241 |  |  | 0
[6 empty] | 0.00065823 |  |  | 0
[6 empty] | 0.00065928 |  |  | 0
[6 empty] | 0.00066028 |  |  | 0
[6 empty] | 0.00065651 |  |  | 0
[6 empty] | 0.00066213 |  |  | 0
[6 empty] | 0.00066294 |  |  | 0
[6 empty] | 0.00065903 |  |  | 0
[6 empty] | 0.00066451 |  |  | 0
[6 empty] | 0.0006652 |  |  | 0
[6 empty] | 0.00066583 |  |  | 0
[6 empty] | 0.00066162 |  |  | 0
[6 empty] | 0.00066693 |  |  | 0
[6 empty] | 0.0006674 |  |  | 0
[6 empty] | 0.00066781 |  |  | 0
[6 empty] | 0.00066339 |  |  | 0
[6 empty] | 0.00066846 |  |  | 0
[6 empty] | 0.00066865 |  |  | 0
[6 empty] | 0.00066887 |  |  | 0
[6 empty] | 0.00066421 |  |  | 0
[6 empty] | 0.00066905 |  |  | 0
[6 empty] | 0.00066905 |  |  | 0
[6 empty] | 0.00066899 |  |  | 0
[6 empty] | 0.00066406 |  |  | 0
[6 empty] | 0.00066869 |  |  | 0
[6 empty] | 0.00066846 |  |  | 0
[6 empty] | 0.00066816 |  |  | 0
[6 empty] | 0.0006678 |  |  | 0
[6 empty] | 0.00066262 |  |  | 0
[6 empty] | 0.00066688 |  |  | 0
[6 empty] | 0.00066638 |  |  | 0
[6 empty] | 0.00066579 |  |  | 0
[6 empty] | 0.00066514 |  |  | 0
[6 empty] | 0.00066444 |  |  | 0
[6 empty] | 0.00065893 |  |  | 0
[6 empty] | 0.00066281 |  |  | 0
[6 empty] | 0.00066197 |  |  | 0
[6 empty] | 0.00066104 |  |  | 0
[6 empty] | 0.00066005 |  |  | 0
[6 empty] | 0.00065901 |  |  | 0
[6 empty] | 0.00065321 |  |  | 0
[6 empty] | 0.00065672 |  |  | 0
[6 empty] | 0.00065555 |  |  | 0
[6 empty] | 0.0006543 |  |  | 0
[6 empty] | 0.00065299 |  |  | 0
[6 empty] | 0.00065163 |  |  | 0
[6 empty] | 0.00065023 |  |  | 0
[6 empty] | 0.00064874 |  |  | 0
[6 empty] | 0.00064265 |  |  | 0
[6 empty] | 0.00064572 |  |  | 0
[6 empty] | 0.00064413 |  |  | 0
[6 empty] | 0.00064249 |  |  | 0
[6 empty] | 0.00064081 |  |  | 0
[6 empty] | 0.00063905 |  |  | 0
[6 empty] | 0.00063732 |  |  | 0
[6 empty] | 0.00063552 |  |  | 0
[6 empty] | 0.00063368 |  |  | 0
[6 empty] | 0.0006318 |  |  | 0
[6 empty] | 0.00062539 |  |  | 0
[6 empty] | 0.0006279 |  |  | 0
[6 empty] | 0.00062595 |  |  | 0
[6 empty] | 0.00062394 |  |  | 0
[6 empty] | 0.0006219 |  |  | 0
[6 empty] | 0.00061983 |  |  | 0
[6 empty] | 0.00061773 |  |  | 0
[6 empty] | 0.00061557 |  |  | 0
[6 empty] | 0.00061346 |  |  | 0
[6 empty] | 0.0006113 |  |  | 0
[6 empty] | 0.00060911 |  |  | 0
[6 empty] | 0.00060691 |  |  | 0
[6 empty] | 0.00060469 |  |  | 0
[6 empty] | 0.00060245 |  |  | 0
[6 empty] | 0.00060017 |  |  | 0
[6 empty] | 0.00059795 |  |  | 0
[6 empty] | 0.00059568 |  |  | 0
[6 empty] | 0.00059341 |  |  | 0
[6 empty] | 0.00059113 |  |  | 0
[6 empty] | 0.00058885 |  |  | 0
[6 empty] | 0.00058654 |  |  | 0
[6 empty] | 0.0005843 |  |  | 0
[6 empty] | 0.00058202 |  |  | 0
[6 empty] | 0.00057976 |  |  | 0
[6 empty] | 0.0005775 |  |  | 0
[6 empty] | 0.00057525 |  |  | 0
[6 empty] | 0.00057298 |  |  | 0
[6 empty] | 0.00057079 |  |  | 0
[6 empty] | 0.00056858 |  |  | 0
[6 empty] | 0.00056639 |  |  | 0
[6 empty] | 0.00056422 |  |  | 0
[6 empty] | 0.00056208 |  |  | 0
[6 empty] | 0.00055996 |  |  | 0
[6 empty] | 0.00055784 |  |  | 0
[6 empty] | 0.0005558 |  |  | 0
[6 empty] | 0.00055377 |  |  | 0
[6 empty] | 0.00055571 |  |  | 0
[6 empty] | 0.00054981 |  |  | 0
[6 empty] | 0.00054788 |  |  | 0
[6 empty] | 0.00054599 |  |  | 0
[6 empty] | 0.0005441 |  |  | 0
[6 empty] | 0.00054233 |  |  | 0
[6 empty] | 0.00054056 |  |  | 0
[6 empty] | 0.00053884 |  |  | 0
[6 empty] | 0.00053716 |  |  | 0
[6 empty] | 0.00053554 |  |  | 0
[6 empty] | 0.00053393 |  |  | 0
[6 empty] | 0.00053623 |  |  | 0
[6 empty] | 0.00053095 |  |  | 0
[6 empty] | 0.00052952 |  |  | 0
[6 empty] | 0.00052815 |  |  | 0
[6 empty] | 0.00052683 |  |  | 0
[6 empty] | 0.00052557 |  |  | 0
[6 empty] | 0.00052433 |  |  | 0
[6 empty] | 0.00052321 |  |  | 0
[6 empty] | 0.00052584 |  |  | 0
[6 empty] | 0.00052107 |  |  | 0
[6 empty] | 0.00052008 |  |  | 0
[6 empty] | 0.00051915 |  |  | 0
[6 empty] | 0.00051828 |  |  | 0
[6 empty] | 0.00051743 |  |  | 0
[6 empty] | 0.00052039 |  |  | 0
[6 empty] | 0.000516 |  |  | 0
[6 empty] | 0.00051535 |  |  | 0
[6 empty] | 0.00051476 |  |  | 0
[6 empty] | 0.00051422 |  |  | 0
[6 empty] | 0.0005174 |  |  | 0
[6 empty] | 0.00051327 |  |  | 0
[6 empty] | 0.00051291 |  |  | 0
[6 empty] | 0.00051258 |  |  | 0
[6 empty] | 0.00051229 |  |  | 0
[6 empty] | 0.00051571 |  |  | 0
[6 empty] | 0.00051187 |  |  | 0
[6 empty] | 0.00051172 |  |  | 0
[6 empty] | 0.00051159 |  |  | 0
[6 empty] | 0.00051157 |  |  | 0
[6 empty] | 0.0005152 |  |  | 0
[6 empty] | 0.00051157 |  |  | 0
[6 empty] | 0.00051163 |  |  | 0
[6 empty] | 0.00051173 |  |  | 0
[6 empty] | 0.00051552 |  |  | 0
[6 empty] | 0.000512 |  |  | 0
[6 empty] | 0.00051222 |  |  | 0
[6 empty] | 0.00051245 |  |  | 0
[6 empty] | 0.00051636 |  |  | 0
[6 empty] | 0.00051298 |  |  | 0
[6 empty] | 0.00051328 |  |  | 0
[6 empty] | 0.00051727 |  |  | 0
[6 empty] | 0.00051395 |  |  | 0
[6 empty] | 0.00051429 |  |  | 0
[6 empty] | 0.00051471 |  |  | 0
[6 empty] | 0.00051878 |  |  | 0
[6 empty] | 0.00051552 |  |  | 0
[6 empty] | 0.00051595 |  |  | 0
[6 empty] | 0.00052007 |  |  | 0
[6 empty] | 0.00051684 |  |  | 0
[6 empty] | 0.00051727 |  |  | 0
[6 empty] | 0.00052146 |  |  | 0
[6 empty] | 0.00051824 |  |  | 0
[6 empty] | 0.00051872 |  |  | 0
[6 empty] | 0.0005229 |  |  | 0
[6 empty] | 0.00051968 |  |  | 0
[6 empty] | 0.00052017 |  |  | 0
[6 empty] | 0.00052438 |  |  | 0
[6 empty] | 0.00052112 |  |  | 0
[6 empty] | 0.00052164 |  |  | 0
[6 empty] | 0.00052585 |  |  | 0
[6 empty] | 0.00052261 |  |  | 0
[6 empty] | 0.00052309 |  |  | 0
[6 empty] | 0.00052731 |  |  | 0
[6 empty] | 0.00052405 |  |  | 0
[6 empty] | 0.00052449 |  |  | 0
[6 empty] | 0.00052873 |  |  | 0
[6 empty] | 0.00052545 |  |  | 0
[6 empty] | 0.00052966 |  |  | 0
[6 empty] | 0.00052636 |  |  | 0
[6 empty] | 0.00052681 |  |  | 0
[6 empty] | 0.00053101 |  |  | 0
[6 empty] | 0.00052769 |  |  | 0
[6 empty] | 0.00053186 |  |  | 0
[6 empty] | 0.00052854 |  |  | 0
[6 empty] | 0.00052896 |  |  | 0
[6 empty] | 0.00053316 |  |  | 0
[6 empty] | 0.00052979 |  |  | 0
[6 empty] | 0.00053398 |  |  | 0
[6 empty] | 0.00053059 |  |  | 0
[6 empty] | 0.00053477 |  |  | 0
[6 empty] | 0.00053134 |  |  | 0
[6 empty] | 0.00053176 |  |  | 0
[6 empty] | 0.00053594 |  |  | 0
[6 empty] | 0.00053251 |  |  | 0
[6 empty] | 0.00053669 |  |  | 0
[6 empty] | 0.00053325 |  |  | 0
[6 empty] | 0.00053742 |  |  | 0
[6 empty] | 0.00053397 |  |  | 0
[6 empty] | 0.00053811 |  |  | 0
[6 empty] | 0.00053468 |  |  | 0
[6 empty] | 0.00053885 |  |  | 0
[6 empty] | 0.00053538 |  |  | 0
[6 empty] | 0.00053954 |  |  | 0
[6 empty] | 0.00053606 |  |  | 0
[6 empty] | 0.00054022 |  |  | 0
[6 empty] | 0.00053673 |  |  | 0
[6 empty] | 0.00054086 |  |  | 0
[6 empty] | 0.00053738 |  |  | 0
[6 empty] | 0.00054155 |  |  | 0
[6 empty] | 0.00053803 |  |  | 0
[6 empty] | 0.00054219 |  |  | 0
[6 empty] | 0.00053866 |  |  | 0
[6 empty] | 0.00054282 |  |  | 0
[6 empty] | 0.00053928 |  |  | 0
[6 empty] | 0.00054341 |  |  | 0
[6 empty] | 0.00053989 |  |  | 0
[6 empty] | 0.00054405 |  |  | 0
[6 empty] | 0.00054049 |  |  | 0
[6 empty] | 0.00054464 |  |  | 0
[6 empty] | 0.00054493 |  |  | 0
[6 empty] | 0.00054135 |  |  | 0
[6 empty] | 0.0005455 |  |  | 0
[6 empty] | 0.00054191 |  |  | 0
[6 empty] | 0.00054603 |  |  | 0
[6 empty] | 0.00054246 |  |  | 0
[6 empty] | 0.0005466 |  |  | 0
[6 empty] | 0.00054687 |  |  | 0
[6 empty] | 0.00054325 |  |  | 0
[6 empty] | 0.00054739 |  |  | 0
[6 empty] | 0.00054376 |  |  | 0
[6 empty] | 0.0005479 |  |  | 0
[6 empty] | 0.00054815 |  |  | 0
[6 empty] | 0.00054447 |  |  | 0
[6 empty] | 0.00054863 |  |  | 0
[6 empty] | 0.00054498 |  |  | 0
[6 empty] | 0.00054911 |  |  | 0
[6 empty] | 0.00054934 |  |  | 0
[6 empty] | 0.00054568 |  |  | 0
[6 empty] | 0.0005498 |  |  | 0
[6 empty] | 0.00055003 |  |  | 0
[6 empty] | 0.00054633 |  |  | 0
[6 empty] | 0.00055048 |  |  | 0
[6 empty] | 0.00055071 |  |  | 0
[6 empty] | 0.00054703 |  |  | 0
[6 empty] | 0.00055116 |  |  | 0
[6 empty] | 0.00055138 |  |  | 0
[6 empty] | 0.0005477 |  |  | 0
[6 empty] | 0.00055183 |  |  | 0
[6 empty] | 0.00055206 |  |  | 0
[6 empty] | 0.00054838 |  |  | 0
[6 empty] | 0.00055249 |  |  | 0
[6 empty] | 0.00055276 |  |  | 0
[6 empty] | 0.00054909 |  |  | 0
[6 empty] | 0.00055325 |  |  | 0
[6 empty] | 0.0005535 |  |  | 0
[6 empty] | 0.00054983 |  |  | 0
[6 empty] | 0.00055402 |  |  | 0
[6 empty] | 0.00055429 |  |  | 0
[6 empty] | 0.00055457 |  |  | 0
[6 empty] | 0.00055089 |  |  | 0
[6 empty] | 0.00055514 |  |  | 0
[6 empty] | 0.00055544 |  |  | 0
[6 empty] | 0.00055182 |  |  | 0
[6 empty] | 0.00055608 |  |  | 0
[6 empty] | 0.00055641 |  |  | 0
[6 empty] | 0.00055675 |  |  | 0
[6 empty] | 0.00055315 |  |  | 0
[6 empty] | 0.00055746 |  |  | 0
[6 empty] | 0.00055784 |  |  | 0
[6 empty] | 0.00055819 |  |  | 0
[6 empty] | 0.00055863 |  |  | 0
[6 empty] | 0.00055508 |  |  | 0
[6 empty] | 0.00055947 |  |  | 0
[6 empty] | 0.00055991 |  |  | 0
[6 empty] | 0.00056036 |  |  | 0
[6 empty] | 0.00055686 |  |  | 0
[6 empty] | 0.00056131 |  |  | 0
[6 empty] | 0.00056181 |  |  | 0
[6 empty] | 0.00056232 |  |  | 0
[6 empty] | 0.00056281 |  |  | 0
[6 empty] | 0.00055939 |  |  | 0
[6 empty] | 0.00056393 |  |  | 0
[6 empty] | 0.0005645 |  |  | 0
[6 empty] | 0.00056508 |  |  | 0
[6 empty] | 0.00056567 |  |  | 0
[6 empty] | 0.00056628 |  |  | 0
[6 empty] | 0.00056289 |  |  | 0
[6 empty] | 0.00056754 |  |  | 0
[6 empty] | 0.00056819 |  |  | 0
[6 empty] | 0.00056882 |  |  | 0
[6 empty] | 0.00056952 |  |  | 0
[6 empty] | 0.00057021 |  |  | 0
[6 empty] | 0.00056686 |  |  | 0
[6 empty] | 0.00057161 |  |  | 0
[6 empty] | 0.00057233 |  |  | 0
[6 empty] | 0.00057306 |  |  | 0
[6 empty] | 0.0005738 |  |  | 0
[6 empty] | 0.00057455 |  |  | 0
[6 empty] | 0.00057531 |  |  | 0
[6 empty] | 0.00057608 |  |  | 0
[6 empty] | 0.00057274 |  |  | 0
[6 empty] | 0.00057764 |  |  | 0
[6 empty] | 0.00057844 |  |  | 0
[6 empty] | 0.00057924 |  |  | 0
[6 empty] | 0.00058004 |  |  | 0
[6 empty] | 0.00058086 |  |  | 0
[6 empty] | 0.00058168 |  |  | 0
[6 empty] | 0.0005825 |  |  | 0
[6 empty] | 0.00058333 |  |  | 0
[6 empty] | 0.00058417 |  |  | 0
[6 empty] | 0.00058497 |  |  | 0
[6 empty] | 0.0005817 |  |  | 0
[6 empty] | 0.0005867 |  |  | 0
[6 empty] | 0.00058755 |  |  | 0
[6 empty] | 0.00058841 |  |  | 0
[6 empty] | 0.00058927 |  |  | 0
[6 empty] | 0.00059013 |  |  | 0
[6 empty] | 0.000591 |  |  | 0
[6 empty] | 0.00059187 |  |  | 0
[6 empty] | 0.00059274 |  |  | 0
[6 empty] | 0.00059362 |  |  | 0
[6 empty] | 0.00059447 |  |  | 0
[6 empty] | 0.00059539 |  |  | 0
[6 empty] | 0.00059628 |  |  | 0
[6 empty] | 0.00059717 |  |  | 0
[6 empty] | 0.00059807 |  |  | 0
[6 empty] | 0.00059897 |  |  | 0
[6 empty] | 0.00059988 |  |  | 0
[6 empty] | 0.0006008 |  |  | 0
[6 empty] | 0.00060172 |  |  | 0
[6 empty] | 0.00060265 |  |  | 0
[6 empty] | 0.00060358 |  |  | 0
[6 empty] | 0.00060452 |  |  | 0
[6 empty] | 0.00060544 |  |  | 0
[6 empty] | 0.00060644 |  |  | 0
[6 empty] | 0.00060741 |  |  | 0
[6 empty] | 0.00060839 |  |  | 0
[6 empty] | 0.00060938 |  |  | 0
[6 empty] | 0.00061038 |  |  | 0
[6 empty] | 0.0006114 |  |  | 0
[6 empty] | 0.00061243 |  |  | 0
[6 empty] | 0.00061348 |  |  | 0
[6 empty] | 0.00061889 |  |  | 0
[6 empty] | 0.00061562 |  |  | 0
[6 empty] | 0.00061671 |  |  | 0
[6 empty] | 0.00061778 |  |  | 0
[6 empty] | 0.00061895 |  |  | 0
[6 empty] | 0.0006201 |  |  | 0
[6 empty] | 0.00062127 |  |  | 0
[6 empty] | 0.00062246 |  |  | 0
[6 empty] | 0.00062367 |  |  | 0
[6 empty] | 0.0006249 |  |  | 0
[6 empty] | 0.00062615 |  |  | 0
[6 empty] | 0.00062743 |  |  | 0
[6 empty] | 0.00063319 |  |  | 0
[6 empty] | 0.00063006 |  |  | 0
[6 empty] | 0.00063141 |  |  | 0
[6 empty] | 0.00063278 |  |  | 0
[6 empty] | 0.00063414 |  |  | 0
[6 empty] | 0.0006356 |  |  | 0
[6 empty] | 0.00063705 |  |  | 0
[6 empty] | 0.00063852 |  |  | 0
[6 empty] | 0.00064456 |  |  | 0
[6 empty] | 0.00064154 |  |  | 0
[6 empty] | 0.00064309 |  |  | 0
[6 empty] | 0.00064466 |  |  | 0
[6 empty] | 0.00064626 |  |  | 0
[6 empty] | 0.00064787 |  |  | 0
[6 empty] | 0.00065412 |  |  | 0
[6 empty] | 0.00065118 |  |  | 0
[6 empty] | 0.00065286 |  |  | 0
[6 empty] | 0.00065452 |  |  | 0
[6 empty] | 0.00065628 |  |  | 0
[6 empty] | 0.00065802 |  |  | 0
[6 empty] | 0.00066445 |  |  | 0
[6 empty] | 0.00066155 |  |  | 0
[6 empty] | 0.00066333 |  |  | 0
[6 empty] | 0.00066512 |  |  | 0
[6 empty] | 0.00066693 |  |  | 0
[6 empty] | 0.00067348 |  |  | 0
[6 empty] | 0.00067056 |  |  | 0
[6 empty] | 0.00067239 |  |  | 0
[6 empty] | 0.00067422 |  |  | 0
[6 empty] | 0.00068084 |  |  | 0
[6 empty] | 0.00067787 |  |  | 0
[6 empty] | 0.00067966 |  |  | 0
[6 empty] | 0.00068151 |  |  | 0
[6 empty] | 0.00068817 |  |  | 0
[6 empty] | 0.00068512 |  |  | 0
[6 empty] | 0.00068691 |  |  | 0
[6 empty] | 0.00068868 |  |  | 0
[6 empty] | 0.00069533 |  |  | 0
[6 empty] | 0.00069216 |  |  | 0
[6 empty] | 0.00069387 |  |  | 0
[6 empty] | 0.00069556 |  |  | 0
[6 empty] | 0.00070216 |  |  | 0
[6 empty] | 0.00069884 |  |  | 0
[6 empty] | 0.00070043 |  |  | 0
[6 empty] | 0.00070696 |  |  | 0
[6 empty] | 0.00070351 |  |  | 0
[6 empty] | 0.00070494 |  |  | 0
[6 empty] | 0.00070642 |  |  | 0
[6 empty] | 0.00071283 |  |  | 0
[6 empty] | 0.00070915 |  |  | 0
[6 empty] | 0.00071044 |  |  | 0
[6 empty] | 0.00071673 |  |  | 0
[6 empty] | 0.00071287 |  |  | 0
[6 empty] | 0.000714 |  |  | 0
[6 empty] | 0.00072014 |  |  | 0
[6 empty] | 0.00071608 |  |  | 0
[6 empty] | 0.00071703 |  |  | 0
[6 empty] | 0.00072301 |  |  | 0
[6 empty] | 0.00071874 |  |  | 0
[6 empty] | 0.00071949 |  |  | 0
[6 empty] | 0.00072528 |  |  | 0
[6 empty] | 0.00072079 |  |  | 0
[6 empty] | 0.00072129 |  |  | 0
[6 empty] | 0.00072693 |  |  | 0
[6 empty] | 0.00072221 |  |  | 0
[6 empty] | 0.00072766 |  |  | 0
[6 empty] | 0.00072279 |  |  | 0
[6 empty] | 0.00072297 |  |  | 0
[6 empty] | 0.0007282 |  |  | 0
[6 empty] | 0.00072311 |  |  | 0
[6 empty] | 0.00072819 |  |  | 0
[6 empty] | 0.00072294 |  |  | 0
[6 empty] | 0.00072274 |  |  | 0
[6 empty] | 0.00072759 |  |  | 0
[6 empty] | 0.00072212 |  |  | 0
[6 empty] | 0.00072682 |  |  | 0
[6 empty] | 0.00072121 |  |  | 0
[6 empty] | 0.00072064 |  |  | 0
[6 empty] | 0.0007251 |  |  | 0
[6 empty] | 0.00071925 |  |  | 0
[6 empty] | 0.0007236 |  |  | 0
[6 empty] | 0.00071766 |  |  | 0
[6 empty] | 0.00072182 |  |  | 0
[6 empty] | 0.00071576 |  |  | 0
[6 empty] | 0.00071977 |  |  | 0
[6 empty] | 0.0007136 |  |  | 0
[6 empty] | 0.00071242 |  |  | 0
[6 empty] | 0.00071623 |  |  | 0
[6 empty] | 0.0007099 |  |  | 0
[6 empty] | 0.00071357 |  |  | 0
[6 empty] | 0.00070714 |  |  | 0
[6 empty] | 0.00071069 |  |  | 0
[6 empty] | 0.00070418 |  |  | 0
[6 empty] | 0.00070761 |  |  | 0
[6 empty] | 0.00070103 |  |  | 0
[6 empty] | 0.00070434 |  |  | 0
[6 empty] | 0.00069769 |  |  | 0
[6 empty] | 0.0007009 |  |  | 0
[6 empty] | 0.00069416 |  |  | 0
[6 empty] | 0.00069731 |  |  | 0
[6 empty] | 0.00069057 |  |  | 0
[6 empty] | 0.00069358 |  |  | 0
[6 empty] | 0.00068681 |  |  | 0
[6 empty] | 0.00068974 |  |  | 0
[6 empty] | 0.00068779 |  |  | 0
[6 empty] | 0.00068098 |  |  | 0
[6 empty] | 0.00068381 |  |  | 0
[6 empty] | 0.00067699 |  |  | 0
[6 empty] | 0.00067976 |  |  | 0
[6 empty] | 0.00067294 |  |  | 0
[6 empty] | 0.00067565 |  |  | 0
[6 empty] | 0.00066885 |  |  | 0
[6 empty] | 0.00067151 |  |  | 0
[6 empty] | 0.00066943 |  |  | 0
[6 empty] | 0.00066266 |  |  | 0
[6 empty] | 0.00066527 |  |  | 0
[6 empty] | 0.00065852 |  |  | 0
[6 empty] | 0.00066111 |  |  | 0
[6 empty] | 0.00065903 |  |  | 0
[6 empty] | 0.00065234 |  |  | 0
[6 empty] | 0.00065486 |  |  | 0
[6 empty] | 0.00064825 |  |  | 0
[6 empty] | 0.00065081 |  |  | 0
[6 empty] | 0.00064878 |  |  | 0
[6 empty] | 0.00064221 |  |  | 0
[6 empty] | 0.00064477 |  |  | 0
[6 empty] | 0.00063826 |  |  | 0
[6 empty] | 0.00064083 |  |  | 0
[6 empty] | 0.00063888 |  |  | 0
[6 empty] | 0.00063248 |  |  | 0
[6 empty] | 0.00063506 |  |  | 0
[6 empty] | 0.00063319 |  |  | 0
[6 empty] | 0.00062689 |  |  | 0
[6 empty] | 0.00062951 |  |  | 0
[6 empty] | 0.00062772 |  |  | 0
[6 empty] | 0.00062154 |  |  | 0
[6 empty] | 0.00062421 |  |  | 0
[6 empty] | 0.0006225 |  |  | 0
[6 empty] | 0.00061645 |  |  | 0
[6 empty] | 0.00061917 |  |  | 0
[6 empty] | 0.00061756 |  |  | 0
[6 empty] | 0.00061164 |  |  | 0
[6 empty] | 0.00061443 |  |  | 0
[6 empty] | 0.00061292 |  |  | 0
[6 empty] | 0.00060711 |  |  | 0
[6 empty] | 0.00061001 |  |  | 0
[6 empty] | 0.00060862 |  |  | 0
[6 empty] | 0.00060726 |  |  | 0
[6 empty] | 0.00060168 |  |  | 0
[6 empty] | 0.00060466 |  |  | 0
[6 empty] | 0.00060343 |  |  | 0
[6 empty] | 0.00059799 |  |  | 0
[6 empty] | 0.00060108 |  |  | 0
[6 empty] | 0.00059997 |  |  | 0
[6 empty] | 0.00059891 |  |  | 0
[6 empty] | 0.00059368 |  |  | 0
[6 empty] | 0.00059691 |  |  | 0
[6 empty] | 0.00059598 |  |  | 0
[6 empty] | 0.0005951 |  |  | 0
[6 empty] | 0.00059427 |  |  | 0
[6 empty] | 0.00058931 |  |  | 0
[6 empty] | 0.00059275 |  |  | 0
[6 empty] | 0.00059206 |  |  | 0
[6 empty] | 0.00059142 |  |  | 0
[6 empty] | 0.00058668 |  |  | 0
[6 empty] | 0.0005903 |  |  | 0
[6 empty] | 0.00058982 |  |  | 0
[6 empty] | 0.00058939 |  |  | 0
[6 empty] | 0.00058901 |  |  | 0
[6 empty] | 0.00058455 |  |  | 0
[6 empty] | 0.00058842 |  |  | 0
[6 empty] | 0.00058821 |  |  | 0
[6 empty] | 0.00058805 |  |  | 0
[6 empty] | 0.00058794 |  |  | 0
[6 empty] | 0.00058376 |  |  | 0
[6 empty] | 0.0005879 |  |  | 0
[6 empty] | 0.00058793 |  |  | 0
[6 empty] | 0.00058809 |  |  | 0
[6 empty] | 0.00058827 |  |  | 0
[6 empty] | 0.0005885 |  |  | 0
[6 empty] | 0.0005888 |  |  | 0
[6 empty] | 0.000585 |  |  | 0
[6 empty] | 0.00058955 |  |  | 0
[6 empty] | 0.00059002 |  |  | 0
[6 empty] | 0.00059054 |  |  | 0
[6 empty] | 0.00059112 |  |  | 0
[6 empty] | 0.00059176 |  |  | 0
[6 empty] | 0.00059246 |  |  | 0
[6 empty] | 0.00058904 |  |  | 0
[6 empty] | 0.00059402 |  |  | 0
[6 empty] | 0.00059489 |  |  | 0
[6 empty] | 0.00059581 |  |  | 0
[6 empty] | 0.00059678 |  |  | 0
[6 empty] | 0.00059782 |  |  | 0
[6 empty] | 0.0005989 |  |  | 0
[6 empty] | 0.00060004 |  |  | 0
[6 empty] | 0.00060123 |  |  | 0
[6 empty] | 0.00060247 |  |  | 0
[6 empty] | 0.00060377 |  |  | 0
[6 empty] | 0.00060085 |  |  | 0
[6 empty] | 0.0006065 |  |  | 0
[6 empty] | 0.00060794 |  |  | 0
[6 empty] | 0.00060943 |  |  | 0
[6 empty] | 0.00061096 |  |  | 0
[6 empty] | 0.00061253 |  |  | 0
[6 empty] | 0.00061415 |  |  | 0
[6 empty] | 0.00061581 |  |  | 0
[6 empty] | 0.0006175 |  |  | 0
[6 empty] | 0.00061923 |  |  | 0
[6 empty] | 0.000621 |  |  | 0
[6 empty] | 0.00062281 |  |  | 0
[6 empty] | 0.00062464 |  |  | 0
[6 empty] | 0.0006265 |  |  | 0
[6 empty] | 0.0006284 |  |  | 0
[6 empty] | 0.00063032 |  |  | 0
[6 empty] | 0.00063226 |  |  | 0
[6 empty] | 0.00063422 |  |  | 0
[6 empty] | 0.00063621 |  |  | 0
[6 empty] | 0.00063821 |  |  | 0
[6 empty] | 0.00064023 |  |  | 0
[6 empty] | 0.00064226 |  |  | 0
[6 empty] | 0.0006443 |  |  | 0
[6 empty] | 0.00064635 |  |  | 0
[6 empty] | 0.0006484 |  |  | 0
[6 empty] | 0.00065046 |  |  | 0
[6 empty] | 0.00065252 |  |  | 0
[6 empty] | 0.00065454 |  |  | 0
[6 empty] | 0.00065664 |  |  | 0
[6 empty] | 0.00065868 |  |  | 0
[6 empty] | 0.00066072 |  |  | 0
[6 empty] | 0.00066275 |  |  | 0
[6 empty] | 0.00066477 |  |  | 0
[6 empty] | 0.00067146 |  |  | 0
[6 empty] | 0.00066875 |  |  | 0
[6 empty] | 0.00067071 |  |  | 0
[6 empty] | 0.00067265 |  |  | 0
[6 empty] | 0.00067456 |  |  | 0
[6 empty] | 0.00067644 |  |  | 0
[6 empty] | 0.00067829 |  |  | 0
[6 empty] | 0.00068011 |  |  | 0
[6 empty] | 0.0006819 |  |  | 0
[6 empty] | 0.00068365 |  |  | 0
[6 empty] | 0.00068536 |  |  | 0
[6 empty] | 0.00069187 |  |  | 0
[6 empty] | 0.00068866 |  |  | 0
[6 empty] | 0.00069024 |  |  | 0
[6 empty] | 0.00069178 |  |  | 0
[6 empty] | 0.00069327 |  |  | 0
[6 empty] | 0.00069471 |  |  | 0
[6 empty] | 0.0006961 |  |  | 0
[6 empty] | 0.00069743 |  |  | 0
[6 empty] | 0.00070363 |  |  | 0
[6 empty] | 0.00069993 |  |  | 0
[6 empty] | 0.0007011 |  |  | 0
[6 empty] | 0.00070221 |  |  | 0
[6 empty] | 0.00070326 |  |  | 0
[6 empty] | 0.00070425 |  |  | 0
[6 empty] | 0.00071014 |  |  | 0
[6 empty] | 0.00070604 |  |  | 0
[6 empty] | 0.00070684 |  |  | 0
[6 empty] | 0.00070758 |  |  | 0
[6 empty] | 0.00070826 |  |  | 0
[6 empty] | 0.00070887 |  |  | 0
[6 empty] | 0.0007144 |  |  | 0
[6 empty] | 0.00070989 |  |  | 0
[6 empty] | 0.00071031 |  |  | 0
[6 empty] | 0.00071066 |  |  | 0
[6 empty] | 0.00071094 |  |  | 0
[6 empty] | 0.00071617 |  |  | 0
[6 empty] | 0.00071131 |  |  | 0
[6 empty] | 0.0007114 |  |  | 0
[6 empty] | 0.00071143 |  |  | 0
[6 empty] | 0.0007164 |  |  | 0
[6 empty] | 0.00071129 |  |  | 0
[6 empty] | 0.00071112 |  |  | 0
[6 empty] | 0.0007109 |  |  | 0
[6 empty] | 0.00071561 |  |  | 0
[6 empty] | 0.00071026 |  |  | 0
[6 empty] | 0.00070986 |  |  | 0
[6 empty] | 0.00070939 |  |  | 0
[6 empty] | 0.00071386 |  |  | 0
[6 empty] | 0.00070829 |  |  | 0
[6 empty] | 0.00070766 |  |  | 0
[6 empty] | 0.00070698 |  |  | 0
[6 empty] | 0.00071121 |  |  | 0
[6 empty] | 0.00070545 |  |  | 0
[6 empty] | 0.00070461 |  |  | 0
[6 empty] | 0.00070868 |  |  | 0
[6 empty] | 0.0007028 |  |  | 0
[6 empty] | 0.00070182 |  |  | 0
[6 empty] | 0.0007008 |  |  | 0
[6 empty] | 0.00070467 |  |  | 0
[6 empty] | 0.00069864 |  |  | 0
[6 empty] | 0.0006975 |  |  | 0
[6 empty] | 0.00070123 |  |  | 0
[6 empty] | 0.00069512 |  |  | 0
[6 empty] | 0.00069388 |  |  | 0
[6 empty] | 0.00069748 |  |  | 0
[6 empty] | 0.00069131 |  |  | 0
[6 empty] | 0.00068998 |  |  | 0
[6 empty] | 0.00069347 |  |  | 0
[6 empty] | 0.00068724 |  |  | 0
[6 empty] | 0.00069067 |  |  | 0
[6 empty] | 0.00068442 |  |  | 0
[6 empty] | 0.00068298 |  |  | 0
[6 empty] | 0.00068632 |  |  | 0
[6 empty] | 0.00068006 |  |  | 0
[6 empty] | 0.00067857 |  |  | 0
[6 empty] | 0.00068184 |  |  | 0
[6 empty] | 0.00067557 |  |  | 0
[6 empty] | 0.00067884 |  |  | 0
[6 empty] | 0.00067254 |  |  | 0
[6 empty] | 0.00067098 |  |  | 0
[6 empty] | 0.00067424 |  |  | 0
[6 empty] | 0.00066796 |  |  | 0
[6 empty] | 0.00067112 |  |  | 0
[6 empty] | 0.0006649 |  |  | 0
[6 empty] | 0.00066338 |  |  | 0
[6 empty] | 0.00066652 |  |  | 0
[6 empty] | 0.00066034 |  |  | 0
[6 empty] | 0.00066348 |  |  | 0
[6 empty] | 0.00065734 |  |  | 0
[6 empty] | 0.00066047 |  |  | 0
[6 empty] | 0.00065438 |  |  | 0
[6 empty] | 0.00065292 |  |  | 0
[6 empty] | 0.00065606 |  |  | 0
[6 empty] | 0.00065004 |  |  | 0
0.00065319
0.00064723
0.00065039
0.00064449
0.00064768
0.00064184
0.00064505
0.00063928
0.00064253
0.00063682
0.00064011
0.00063447
0.0006378
0.00063224
0.00063561
0.00063012
0.00063354
0.00062814
0.00063161
0.00062628
0.00062981
0.00062457
0.00062816
0.00062738
0.00062227
0.00062595
0.00062091
0.00062466
0.00061972
0.00062353
0.00062303
0.00061821
0.00062214
0.00061741
0.00062141
0.00062114
0.00061651
0.00062063
0.00061611
0.00062032
0.00062022
0.00061584
0.00062017
0.0006202
0.00061595
0.00062041
0.00061624
0.00062079
0.00062104
0.000617
0.00062168
0.00062207
0.0006225
0.00061862
0.00062349
0.00062406
0.0006203
0.00062532
0.00062602
0.00062238
0.00062755
0.00062838
0.00062925
0.00062577
0.00063114
0.00063216
0.00062879
0.00063435
0.00063546
0.00063665
0.00063343
0.00063917
0.0006405
0.00064187
0.00063879
0.00064475
0.00064626
0.00064781
0.00064941
0.0006465
0.00065274
0.00065448
0.00065625
0.00065807
0.00065533
0.00066185
0.00066381
0.00066581
0.00066785
0.00066993
0.00066736
0.00067423
0.00067648
0.0006787
0.000681
0.00068334
0.00068092
0.00068813
0.00069059
0.00069308
0.00069562
0.00069819
0.00070079
0.00070343
0.00070117
0.00070882
0.00071156
0.00071433
0.00071714
0.00071997
0.00072283
0.00072571
0.00072862
0.0007316
0.00073452
0.00073749
0.00074049
0.00073831
0.00074654
0.00074958
0.00075264
0.00075571
0.00075878
0.00076187
0.00076496
0.00076805
0.00077115
0.00077425
0.00077734
0.00078043
0.00078352
0.0007866
0.00078971
0.00079272
0.00079576
0.00079879
0.0008018
0.00080479
0.00080776
0.00081071
0.00081363
0.00082224
0.0008194
0.00082224
0.00082505
0.00082783
0.00083057
0.00083327
0.00083594
0.00083862
0.00084116
0.00084371
0.00084622
0.00084868
0.00085704
0.00085347
0.00085579
0.00085806
0.00086029
0.00086247
0.00086459
0.00086667
0.00087476
0.00087066
0.00087258
0.00087449
0.00087625
0.000878
0.0008797
0.00088751
0.00088293
0.00088447
0.00088594
0.00088736
0.00088873
0.00089625
0.00089128
0.00089248
0.00089361
0.00089469
0.00090203
0.00089669
0.0008976
0.00089845
0.00090554
0.0009
0.00090069
0.00090132
0.00090821
0.00090243
0.0009029
0.00090332
0.00091
0.00090399
0.0009043
0.00090445
0.00091093
0.00090471
0.00090477
0.00091109
0.00090472
0.00090463
0.00090449
0.00091062
0.00090406
0.00090378
0.00090977
0.00090313
0.00090267
0.00090852
0.00090172
0.00090118
0.0009069
0.0009
0.00089935
0.00090495
0.00089795
0.00090348
0.00089643
0.00089562
0.00090109
0.00089393
0.00089305
0.00089838
0.00089122
0.00089649
0.00088931
0.00088834
0.00089355
0.00088635
0.00089153
0.00088434
0.00088954
0.0008823
0.00088129
0.00088642
0.00087926
0.0008844
0.00087727
0.00088242
0.00087533
0.00088049
0.00087346
0.0008787
0.00087167
0.0008769
0.00086998
0.00087526
0.00086842
0.00087376
0.00086701
0.00087241
0.00086574
0.00087122
0.00086466
0.00087027
0.00086376
0.00086942
0.00086306
0.00086882
0.00086258
0.00086845
0.00086232
0.00086831
0.00086833
0.00086243
0.00086856
0.00086273
0.00086903
0.00086334
0.00086977
0.00087023
0.00086472
0.00087136
0.00086597
0.00087275
0.00087359
0.00086833
0.00087533
0.00087631
0.00087128
0.00087848
0.00087355
0.0008809
0.00088219
0.00087742
0.00088502
0.00088645
0.00088181
0.00088956
0.0008912
0.0008867
0.00089464
0.00089643
0.00089203
0.00090015
0.00090214
0.00090406
0.00089978
0.00090812
0.00091021
0.000906
0.00091449
0.00091668
0.0009189
0.00091481
0.00092342
0.00092572
0.00092804
0.00092392
0.00093273
0.00093511
0.00093749
0.00093337
0.00094235
0.00094471
0.00094713
0.00094956
0.00094538
0.00095441
0.00095683
0.00095925
0.00096167
0.00095744
0.00096647
0.00096885
0.00097122
0.00097357
0.00096913
0.00097822
0.00098051
0.00098277
0.00098507
0.00098722
0.00098941
0.00098467
0.00099367
0.00099575
0.00099779
0.00099979
0.0010017
0.0010037
0.0010055
0.0010073
0.0010021
0.0010108
0.0010125
0.0010141
0.0010157
0.0010172
0.0010186
0.00102
0.0010213
0.0010225
0.0010237
0.0010248
0.0010258
0.0010268
0.0010205
0.0010285
0.0010292
0.0010299
0.0010305
0.001031
0.0010314
0.0010318
0.0010321
0.0010322
0.0010323
0.0010323
0.0010323
0.0010322
0.0010319
0.0010316
0.0010313
0.0010308
0.0010374
0.0010297
0.001029
0.0010282
0.0010274
0.0010265
0.0010255
0.0010245
0.0010233
0.0010222
0.0010209
0.0010196
0.0010183
0.0010169
0.0010154
0.0010209
0.0010123
0.0010107
0.0010091
0.0010074
0.0010057
0.001004
0.0010022
0.0010074
0.00099863
0.00099681
0.00099499
0.00099315
0.00099137
0.00098947
0.00099449
0.00098581
0.000984
0.0009822
0.00098042
0.00097871
0.0009837
0.00097522
0.00097355
0.00097191
0.00097031
0.00097548
0.0009673
0.00096578
0.00096436
0.00096969
0.00096169
0.00096044
0.00095925
0.00096482
0.00095705
0.00095605
0.00095511
0.00096086
0.00095343
0.0009527
0.00095203
0.00095809
0.00095091
0.00095046
0.00095667
0.00094977
0.00094953
0.00094937
0.00095591
0.00094925
0.00094929
0.000956
0.00094959
0.00094984
0.00095681
0.00095055
0.000951
0.00095812
0.00095209
0.00095273
0.00096004
0.00095423
0.00095499
0.0009625
0.00095679
0.00096441
0.00095879
0.00095987
0.00096772
0.00096217
0.00097007
0.00096465
0.00096596
0.00097402
0.00096875
0.00097685
0.00097158
0.00097983
0.00097461
0.00097618
0.00098462
0.0009794
0.00098787
0.00098274
0.00099128
0.00098619
0.0009948
0.00098979
0.00099842
0.00099336
0.0010021
0.00099706
0.00099894
0.0010078
0.0010097
0.0010047
0.0010136
0.0010085
0.0010175
0.0010125
0.0010214
0.0010164
0.0010254
0.0010203
0.0010294
0.0010243
0.0010333
0.0010281
0.0010372
0.0010392
0.0010339
0.0010431
0.0010378
0.0010468
0.0010415
0.0010506
0.0010524
0.0010469
0.001056
0.0010504
0.0010594
0.0010611
0.0010554
0.0010643
0.0010658
0.00106
0.0010688
0.0010702
0.0010642
0.0010729
0.0010667
0.0010753
0.0010764
0.00107
0.0010785
0.0010795
0.0010728
0.0010811
0.0010818
0.0010824
0.0010755
0.0010836
0.0010839
0.0010768
0.0010846
0.0010847
0.0010849
0.0010774
0.0010848
0.0010847
0.001077
0.0010842
0.0010839
0.0010833
0.0010828
0.0010747
0.0010815
0.0010807
0.0010799
0.0010714
0.0010779
0.0010768
0.0010756
0.0010744
0.0010657
0.0010717
0.0010703
0.0010688
0.0010672
0.0010583
0.0010639
0.0010622
0.0010605
0.0010586
0.0010569
0.0010476
0.001053
0.001051
0.001049
0.001047
0.001045
0.0010429
0.0010336
0.0010387
0.0010366
0.0010346
0.0010324
0.0010304
0.0010283
0.0010262
0.0010242
0.0010221
0.0010131
0.0010181
0.0010161
0.0010142
0.0010124
0.0010105
0.0010087
0.001007
0.0010053
0.0010037
0.001002
0.0010005
0.00099904
0.00099765
0.00099638
0.00099507
0.00099389
0.00099278
0.00099176
0.00099087
0.00098995
0.00098917
0.00098847
0.00098786
0.00098739
0.0009869
0.00098655
0.00098629
0.00098612
0.00098609
0.00098604
0.00098613
0.00098632
0.00098659
0.000987
0.00098738
0.00098791
0.00099533
0.0009892
0.00099002
0.00099081
0.00099173
0.00099272
0.00099379
0.00099497
0.00099611
0.00099737
0.0010056
0.0010001
0.0010015
0.001003
0.0010045
0.001006
0.0010076
0.0010163
0.0010109
0.0010126
0.0010144
0.0010161
0.0010179
0.0010267
0.0010214
0.0010232
0.001025
0.0010268
0.0010356
0.0010303
0.0010321
0.0010339
0.0010356
0.0010444
0.0010389
0.0010406
0.0010423
0.0010438
0.0010525
0.0010468
0.0010483
0.0010498
0.0010583
0.0010524
0.0010537
0.0010623
0.0010561
0.0010573
0.0010583
0.0010667
0.0010604
0.0010613
0.0010695
0.001063
0.0010637
0.0010645
0.0010725
0.0010657
0.0010663
0.0010742
0.0010673
0.0010677
0.0010754
0.0010684
0.0010762
0.001069
0.0010692
0.0010768
0.0010697
0.0010697
0.0010772
0.00107
0.00107
0.0010775
0.0010702
0.0010776
0.0010702
0.0010702
0.0010777
0.0010703
0.0010777
0.0010703
0.0010778
0.0010704
0.0010704
0.0010779
0.0010707
0.0010781
0.0010708
0.0010783
0.0010711
0.0010788
0.0010715
0.0010792
0.001072
0.0010798
0.0010727
0.0010804
0.0010734
0.0010813
0.0010743
0.0010822
0.0010753
0.0010832
0.0010764
0.0010844
0.0010776
0.0010856
0.0010789
0.001087
0.0010802
0.0010884
0.0010818
0.0010899
0.0010907
0.001084
0.0010923
0.0010856
0.0010938
0.0010946
0.0010879
0.0010963
0.0010895
0.0010978
0.0010986
0.0010918
0.0011
0.0010932
0.0011014
0.0011022
0.0010952
0.0011033
0.0011039
0.001097
0.001105
0.0011054
0.0010983
0.0011063
0.0011066
0.0010993
0.0011072
0.0011074
0.0010999
0.0011076
0.0011077
0.0011001
0.0011077
0.0011075
0.0010998
0.0011072
0.001107
0.0011066
0.0010987
0.0011058
0.0011054
0.0011049
0.0010968
0.0011037
0.0011031
0.0011023
0.001094
0.0011008
0.0011
0.0010991
0.0010907
0.0010972
0.0010963
0.0010952
0.0010942
0.0010856
0.0010921
0.0010909
0.0010897
0.0010886
0.0010875
0.0010788
0.001085
0.0010838
0.0010826
0.0010814
0.0010801
0.0010715
0.0010778
0.0010765
0.0010753
0.0010741
0.001073
0.0010718
0.0010706
0.0010622
0.0010685
0.0010674
0.0010663
0.0010654
0.0010643
0.0010634
0.0010625
0.0010616
0.0010607
0.0010599
0.0010519
0.0010585
0.0010578
0.0010572
0.0010566
0.0010561
0.0010556
0.0010552
0.0010548
0.0010545
0.0010542
0.001054
0.0010539
0.0010537
0.0010536
0.0010536
0.0010538
0.0010538
0.001054
0.0010542
0.0010545
0.0010548
0.0010552
0.0010556
0.0010562
0.0010567
0.0010573
0.001058
0.0010587
0.0010667
0.0010603
0.0010612
0.0010621
0.001063
0.0010641
0.0010652
0.0010663
0.0010675
0.0010687
0.00107
0.0010786
0.0010726
0.0010741
0.0010755
0.001077
0.0010786
0.0010802
0.0010818
0.0010909
0.0010852
0.0010869
0.0010887
0.0010906
0.0010925
0.0011019
0.0010963
0.0010983
0.0011004
0.0011024
0.0011045
0.0011143
0.0011088
0.001111
0.0011133
0.0011156
0.0011255
0.0011202
0.0011226
0.001125
0.0011352
0.0011299
0.0011325
0.0011349
0.0011453
0.0011402
0.0011427
0.0011454
0.0011559
0.0011508
0.0011535
0.0011562
0.001167
0.0011618
0.0011647
0.0011755
0.0011704
0.0011733
0.0011843
0.0011792
0.0011821
0.0011932
0.0011881
0.0011911
0.0012023
0.0011971
0.0012003
0.0012115
0.0012063
0.0012094
0.0012209
0.0012156
0.0012187
0.0012302
0.0012249
0.0012364
0.0012311
0.0012343
0.0012458
0.0012404
0.0012521
0.0012466
0.0012496
0.0012613
0.0012557
0.0012674
0.0012618
0.0012735
0.0012677
0.0012706
0.0012823
0.0012764
0.0012881
0.0012822
0.0012937
0.0012877
0.0012992
0.0012932
0.0013046
0.0012983
0.0013099
0.0013034
0.0013148
0.0013084
0.0013196
0.001313
0.0013242
0.0013175
0.0013286
0.0013217
0.0013328
0.0013257
0.0013367
0.0013295
0.0013403
0.0013421
0.0013346
0.0013454
0.0013377
0.0013483
0.0013406
0.0013511
0.0013523
0.0013444
0.0013547
0.0013465
0.0013568
0.0013576
0.0013493
0.0013593
0.0013601
0.0013515
0.0013613
0.0013527
0.0013624
0.0013628
0.001354
0.0013635
0.0013638
0.0013548
0.0013642
0.0013643
0.0013551
0.0013645
0.0013644
0.0013551
0.0013644
0.0013642
0.0013548
0.001364
0.0013637
0.0013635
0.0013541
0.001363
0.0013627
0.0013625
0.0013529
0.0013619
0.0013617
0.0013613
0.0013517
0.0013608
0.0013604
0.0013601
0.0013506
0.0013596
0.0013593
0.0013591
0.0013497
0.0013587
0.0013585
0.0013584
0.0013582
0.0013489
0.0013581
0.001358
0.001358
0.0013581
0.001358
0.0013489
0.0013583
0.0013583
0.0013585
0.0013587
0.0013589
0.0013591
0.0013502
0.0013597
0.00136
0.0013604
0.0013607
0.0013611
0.0013616
0.001362
0.0013624
0.0013537
0.0013633
0.0013638
0.0013644
0.0013648
0.0013653
0.0013659
0.0013663
0.0013668
0.0013674
0.0013678
0.0013683
0.0013689
0.0013692
0.0013697
0.0013702
0.0013705
0.0013708
0.0013713
0.0013715
0.0013718
0.0013721
0.0013722
0.0013724
0.0013727
0.0013727
0.0013728
0.0013729
0.0013728
0.0013727
0.0013727
0.0013725
0.0013724
0.0013722
0.0013719
0.0013716
0.0013713
0.0013709
0.0013705
0.0013701
0.0013695
0.001369
0.0013778
0.0013679
0.0013673
0.0013667
0.001366
0.0013653
0.0013647
0.0013639
0.0013632
0.0013718
0.0013617
0.001361
0.0013603
0.0013595
0.0013588
0.0013581
0.0013666
0.0013567
0.001356
0.0013554
0.0013548
0.0013542
0.0013628
0.0013532
0.0013527
0.0013523
0.001352
0.0013607
0.0013513
0.0013511
0.0013509
0.00136
0.0013509
0.0013508
0.0013509
0.0013511
0.0013605
0.0013517
0.001352
0.0013524
0.0013622
0.0013535
0.0013541
0.0013642
0.0013557
0.0013565
0.0013575
0.0013677
0.0013595
0.0013607
0.0013711
0.0013632
0.0013644
0.0013751
0.0013673
0.0013687
0.0013796
0.0013719
0.0013734
0.0013844
0.0013768
0.0013785
0.0013897
0.001382
0.0013838
0.0013951
0.0013875
0.0013987
0.0013912
0.001393
0.0014043
0.0013968
0.001408
0.0014003
0.0014022
0.0014135
0.0014057
0.001417
0.0014091
0.0014204
0.0014124
0.001414
0.0014252
0.001417
0.0014282
0.0014198
0.0014308
0.0014225
0.0014333
0.0014248
0.0014357
0.001427
0.0014377
0.0014288
0.0014394
0.0014305
0.0014409
0.0014318
0.0014422
0.0014328
0.001443
0.0014337
0.0014437
0.0014342
0.001444
0.0014344
0.0014442
0.0014441
0.0014343
0.001444
0.0014339
0.0014435
0.0014333
0.0014427
0.0014423
0.001432
0.0014412
0.001431
0.00144
0.0014394
0.001429
0.0014379
0.0014276
0.0014364
0.0014357
0.0014251
0.0014339
0.0014331
0.0014224
0.0014312
0.0014304
0.0014197
0.0014285
0.0014275
0.0014169
0.0014257
0.0014247
0.0014141
0.0014229
0.0014219
0.0014115
0.0014201
0.0014192
0.0014184
0.001408
0.0014168
0.0014159
0.0014056
0.0014145
0.0014137
0.0014131
0.0014028
0.0014117
0.0014112
0.0014106
0.0014005
0.0014096
0.0014091
0.0014087
0.0014083
0.0013984
0.0014077
0.0014073
0.0014072
0.0014069
0.0013972
0.0014067
0.0014065
0.0014066
0.0014065
0.0014066
0.0013972
0.0014068
0.0014071
0.0014072
0.0014075
0.0014079
0.0014081
0.001399
0.001409
0.0014094
0.0014101
0.0014105
0.0014112
0.0014118
0.0014125
0.0014134
0.0014045
0.0014149
0.0014159
0.0014167
0.0014178
0.0014187
0.0014197
0.0014209
0.001422
0.0014232
0.0014244
0.0014257
0.001427
0.0014283
0.0014298
0.0014311
0.0014327
0.0014341
0.0014357
0.0014373
0.0014389
0.0014406
0.0014422
0.0014439
0.0014458
0.0014475
0.0014494
0.0014512
0.0014531
0.0014551
0.0014569
0.001459
0.0014609
0.0014629
0.0014651
0.0014671
0.0014692
0.0014713
0.0014734
0.0014756
0.0014777
0.00149
0.0014821
0.0014844
0.0014865
0.0014888
0.0014911
0.0014933
0.0014956
0.0014978
0.0015103
0.0015023
0.0015046
0.001507
0.0015092
0.0015116
0.0015138
0.0015263
0.0015184
0.0015206
0.001523
0.0015252
0.0015274
0.0015401
0.0015319
0.0015343
0.0015364
0.0015387
0.0015512
0.001543
0.0015453
0.0015474
0.00156
0.0015516
0.0015538
0.0015558
0.0015579
0.0015706
0.001562
0.0015641
0.0015766
0.0015681
0.00157
0.0015719
0.0015845
0.0015757
0.0015776
0.0015793
0.0015919
0.0015829
0.0015846
0.0015971
0.001588
0.0015897
0.001602
0.0015928
0.0015944
0.0016066
0.0015974
0.0015987
0.001611
0.0016014
0.0016027
0.0016149
0.0016052
0.0016173
0.0016076
0.0016087
0.0016206
0.0016108
0.0016117
0.0016235
0.0016136
0.0016253
0.0016152
0.0016159
0.0016276
0.0016173
0.0016289
0.0016186
0.00163
0.0016197
0.001631
0.0016205
0.0016208
0.0016322
0.0016215
0.0016327
0.0016221
0.0016332
0.0016225
0.0016335
0.0016227
0.0016336
0.0016227
0.0016338
0.0016227
0.0016337
0.0016226
0.0016336
0.0016224
0.0016334
0.0016222
0.001633
0.0016329
0.0016216
0.0016324
0.0016212
0.001632
0.0016207
0.0016315
0.0016202
0.0016308
0.0016306
0.0016193
0.00163
0.0016187
0.0016294
0.001629
0.0016179
0.0016284
0.0016172
0.0016278
0.0016274
0.0016163
0.0016268
0.0016266
0.0016153
0.0016259
0.0016255
0.0016144
0.0016249
0.0016247
0.0016134
0.001624
0.0016238
0.0016125
0.0016232
0.0016228
0.0016117
0.0016222
0.001622
0.0016216
0.0016105
0.0016212
0.0016208
0.0016098
0.0016203
0.0016202
0.0016198
0.0016088
0.0016194
0.0016192
0.0016189
0.001608
0.0016186
0.0016184
0.0016184
0.0016181
0.0016073
0.001618
0.001618
0.0016178
0.0016179
0.001607
0.001618
0.001618
0.0016182
0.0016182
0.0016075
0.0016187
0.0016189
0.0016193
0.0016196
0.00162
0.0016204
0.0016101
0.0016215
0.0016222
0.0016228
0.0016236
0.0016243
0.0016253
0.0016261
0.0016272
0.0016172
0.0016293
0.0016306
0.0016318
0.0016332
0.0016345
0.0016361
0.0016376
0.0016393
0.0016409
0.0016428
0.0016445
0.0016465
0.0016484
0.0016506
0.0016526
0.0016549
0.001646
0.0016594
0.0016619
0.0016642
0.0016668
0.0016693
0.001672
0.0016745
0.0016773
0.0016913
0.0016829
0.0016856
0.0016885
0.0016913
0.0016943
0.0016972
0.0017002
0.0017031
0.0017062
0.0017091
0.0017121
0.001715
0.0017181
0.001721
0.0017239
0.001727
0.0017414
0.0017328
0.0017356
0.0017385
0.0017412
0.0017441
0.0017467
0.0017494
0.001752
0.0017664
0.0017571
0.0017596
0.0017619
0.0017643
0.0017665
0.0017807
0.0017708
0.001773
0.0017749
0.0017769
0.0017786
0.0017924
0.0017821
0.0017838
0.0017852
0.0017867
0.0018
0.0017894
0.0017905
0.0017918
0.0017927
0.0018058
0.0017946
0.0017955
0.0017962
0.001809
0.0017975
0.0017981
0.0017985
0.0018111
0.0017992
0.0017996
0.0018118
0.0018
0.0018
0.0018002
0.0018122
0.0018002
0.0018
0.0018121
0.0017998
0.0017997
0.0018114
0.0017992
0.0017989
0.0018107
0.0017983
0.001798
0.0018097
0.0017974
0.0017969
0.0018087
0.0017962
0.001808
0.0017955
0.0017953
0.0018069
0.0017946
0.0018063
0.0017941
0.0017937
0.0018056
0.0017933
0.0018053
0.001793
0.001793
0.0018049
0.0017929
0.0018049
0.001793
0.0018051
0.0017933
0.0018054
0.0017938
0.001806
0.0017944
0.0017947
0.0018074
0.0017957
0.0018085
0.001797
0.0018098
0.0017984
0.0018114
0.0018001
0.0018132
0.0018141
0.0018032
0.0018163
0.0018055
0.0018188
0.001808
0.0018214
0.0018108
0.0018243
0.0018138
0.0018274
0.0018292
0.0018186
0.0018326
0.0018222
0.0018361
0.0018381
0.0018277
0.0018421
0.0018317
0.0018462
0.0018482
0.0018382
0.0018526
0.0018426
0.0018571
0.0018596
0.0018494
0.0018643
0.0018666
0.0018567
0.0018716
0.0018742
0.0018641
0.0018793
0.0018819
0.0018719
0.0018872
0.0018897
0.0018799
0.0018951
0.001898
0.0019006
0.0018908
0.0019061
0.001909
0.001899
0.0019147
0.0019174
0.0019203
0.0019103
0.0019261
0.0019288
0.0019318
0.0019217
0.0019376
0.0019405
0.0019433
0.0019463
0.0019362
0.0019522
0.001955
0.001958
0.0019608
0.0019507
0.0019666
0.0019696
0.0019724
0.0019754
0.0019783
0.0019678
0.001984
0.0019867
0.0019896
0.0019923
0.0019952
0.0019846
0.0020008
0.0020034
0.0020062
0.0020087
0.0020115
0.0020141
0.0020165
0.0020192
0.0020081
0.0020242
0.0020265
0.002029
0.0020312
0.0020336
0.0020357
0.0020381
0.0020401
0.0020423
0.0020443
0.0020462
0.0020483
0.00205
0.0020519
0.0020536
0.0020554
0.0020569
0.0020586
0.00206
0.0020615
0.0020629
0.0020641
0.0020654
0.0020665
0.0020677
0.0020686
0.0020697
0.0020705
0.0020714
0.0020721
0.0020729
0.0020736
0.002074
0.0020747
0.002075
0.0020755
0.0020758
0.0020762
0.0020763
0.0020766
0.0020767
0.0020905
0.0020769
0.0020768
0.0020768
0.0020766
0.0020766
0.0020764
0.0020763
0.002076
0.0020897
0.0020757
0.0020753
0.0020751
0.0020747
0.0020745
0.0020741
0.0020877
0.0020736
0.0020731
0.0020729
0.0020725
0.0020862
0.0020719
0.0020718
0.0020714
0.0020713
0.0020849
0.0020708
0.0020707
0.0020704
0.0020704
0.002084
0.0020703
0.0020703
0.0020702
0.0020841
0.0020703
0.0020705
0.0020705
0.0020846
0.0020709
0.0020713
0.0020854
0.0020718
0.0020723
0.0020725
0.0020869
0.0020734
0.002074
0.0020884
0.002075
0.0020757
0.00209
0.002077
0.0020775
0.0020922
0.002079
0.0020796
0.0020943
0.0020811
0.002082
0.0020966
0.0020836
0.0020983
0.0020851
0.0020861
0.0021007
0.0020877
0.0020885
0.0021033
0.0020902
0.0021049
0.0020919
0.0021065
0.0020935
0.0020942
0.0021091
0.0020959
0.0021105
0.0020975
0.0021121
0.002099
0.0021137
0.0021003
0.0021011
0.0021157
0.0021025
0.0021171
0.0021039
0.0021186
0.0021051
0.0021199
0.0021064
0.0021212
0.0021077
0.0021225
0.0021232
0.0021096
0.0021245
0.002111
0.0021258
0.0021124
0.0021271
0.0021138
0.0021285
0.0021153
0.0021302
0.0021308
0.0021177
0.0021325
0.0021194
0.0021343
0.0021353
0.0021222
0.0021372
0.0021243
0.0021394
0.0021407
0.0021277
0.002143
0.0021444
0.0021314
0.0021471
0.0021344
0.00215
0.0021517
0.0021389
0.002155
0.0021567
0.0021441
0.0021603
0.0021621
0.0021499
0.0021662
0.0021682
0.0021705
0.0021582
0.002175
0.0021773
0.0021651
0.0021821
0.0021845
0.0021871
0.0021751
0.0021924
0.0021951
0.0021978
0.0021861
0.0022034
0.0022064
0.0022094
0.0021976
0.0022154
0.0022184
0.0022214
0.0022247
0.002213
0.002231
0.0022343
0.0022374
0.0022408
0.0022291
0.0022474
0.0022508
0.002254
0.0022575
0.0022608
0.0022493
0.0022677
0.002271
0.0022746
0.0022779
0.0022815
0.0022849
0.0022882
0.0022766
0.0022951
0.0022987
0.0023021
0.0023054
0.002309
0.0023124
0.0023157
0.0023192
0.0023224
0.0023105
0.0023293
0.0023325
0.0023359
0.0023391
0.0023425
0.0023458
0.0023489
0.0023523
0.0023554
0.0023587
0.0023619
0.002365
0.0023682
0.0023713
0.0023743
0.0023775
0.0023805
0.0023836
0.0023866
0.0023895
0.0023926
0.0023955
0.0023985
0.0024014
0.0024042
0.0024072
0.0024101
0.0024128
0.0024158
0.0024185
0.0024374
0.0024242
0.0024268
0.0024297
0.0024324
0.002435
0.0024379
0.0024405
0.0024433
0.002446
0.0024485
0.0024676
0.002454
0.0024565
0.0024593
0.0024618
0.0024646
0.0024673
0.0024861
0.0024725
0.0024752
0.0024777
0.0024804
0.0024829
0.0025021
0.0024883
0.0024908
0.0024935
0.0024962
0.0025152
0.0025014
0.002504
0.0025065
0.0025092
0.0025283
0.0025145
0.0025171
0.0025195
0.002539
0.0025249
0.0025273
0.00253
0.0025493
0.002535
0.0025376
0.00254
0.0025595
0.0025451
0.0025475
0.0025669
0.0025525
0.0025547
0.0025572
0.0025765
0.0025617
0.0025641
0.0025832
0.0025685
0.0025707
0.0025897
0.0025748
0.0025769
0.0025958
0.0025808
0.0025826
0.0026014
0.0025862
0.002605
0.0025894
0.0025911
0.0026096
0.002594
0.0026126
0.0025966
0.002598
0.0026163
0.0026001
0.0026185
0.0026022
0.002603
0.0026211
0.0026046
0.0026224
0.0026059
0.0026235
0.0026068
0.0026244
0.0026073
0.0026077
0.0026251
0.0026078
0.0026252
0.0026079
0.0026248
0.0026075
0.0026245
0.0026068
0.0026238
0.0026061
0.0026227
0.002605
0.0026216
0.0026208
0.002603
0.0026194
0.0026013
0.0026177
0.0025995
0.0026159
0.0025977
0.0026137
0.0026128
0.0025946
0.0026105
0.0025923
0.0026083
0.002607
0.0025888
0.0026048
0.0025863
0.0026023
0.0026011
0.0025826
0.0025986
0.0025802
0.0025959
0.0025948
0.0025765
0.0025922
0.0025911
0.0025728
0.0025885
0.0025874
0.0025692
0.0025849
0.0025839
0.0025658
0.0025815
0.0025806
0.0025795
0.0025614
0.0025775
0.0025765
0.0025584
0.0025746
0.0025737
0.0025727
0.0025551
0.0025712
0.0025702
0.0025696
0.002552
0.0025681
0.0025676
0.002567
0.0025494
0.0025659
0.0025654
0.0025649
0.0025646
0.0025474
0.0025637
0.0025636
0.0025633
0.002563
0.0025461
0.0025628
0.0025626
0.0025627
0.0025627
0.0025628
0.0025459
0.002563
0.0025632
0.0025632
0.0025636
0.0025639
0.0025641
0.0025647
0.0025483
0.0025655
0.0025661
0.0025667
0.0025672
0.002568
0.0025687
0.0025693
0.0025702
0.002571
0.0025718
0.0025559
0.0025738
0.0025747
0.0025759
0.002577
0.002578
0.0025793
0.0025805
0.0025818
0.0025829
0.0025844
0.0025858
0.0025871
0.0025887
0.0025902
0.0025916
0.0025933
0.0025949
0.0025965
0.0025983
0.0026
0.0026017
0.0026036
0.0026055
0.0026074
0.0026091
0.0026112
0.0026132
0.0026323
0.0026173
0.0026194
0.0026214
0.0026237
0.0026259
0.002628
0.0026304
0.0026327
0.0026351
0.0026373
0.0026572
0.0026423
0.0026446
0.0026473
0.0026498
0.0026522
0.002655
0.0026576
0.0026778
0.0026628
0.0026657
0.0026684
0.0026711
0.002674
0.0026945
0.0026796
0.0026826
0.0026856
0.0026885
0.002709
0.0026945
0.0026975
0.0027004
0.0027036
0.0027245
0.0027096
0.0027129
0.002716
0.002737
0.0027221
0.0027254
0.0027286
0.0027496
0.0027349
0.0027381
0.0027411
0.0027625
0.0027476
0.0027508
0.0027718
0.002757
0.0027601
0.0027813
0.0027661
0.0027693
0.0027723
0.0027933
0.0027781
0.002781
0.002802
0.0027867
0.0028077
0.0027921
0.0027946
0.0028157
0.0027998
0.0028022
0.0028231
0.002807
0.0028093
0.0028298
0.0028135
0.0028341
0.0028174
0.0028194
0.0028397
0.0028229
0.0028429
0.002826
0.002846
0.0028286
0.00283
0.0028498
0.0028323
0.0028517
0.0028342
0.0028536
0.0028356
0.002855
0.0028369
0.002856
0.0028376
0.0028568
0.0028383
0.0028572
0.0028385
0.0028573
0.0028386
0.002857
0.0028383
0.0028568
0.0028379
0.0028561
0.0028372
0.0028555
0.0028362
0.0028546
0.0028541
0.0028349
0.0028529
0.0028338
0.0028519
0.0028327
0.0028506
0.0028502
0.002831
0.0028491
0.0028298
0.002848
0.0028475
0.0028283
0.0028467
0.0028462
0.0028273
0.0028454
0.0028267
0.002845
0.0028449
0.002826
0.0028446
0.0028446
0.0028259
0.0028447
0.0028449
0.0028265
0.0028452
0.0028457
0.0028461
0.002828
0.0028469
0.0028477
0.0028297
0.002849
0.0028497
0.0028507
0.002833
0.0028525
0.0028534
0.0028547
0.0028372
0.002857
0.0028581
0.0028596
0.0028422
0.0028623
0.0028636
0.0028653
0.0028481
0.0028683
0.0028701
0.0028717
0.0028734
0.002875
0.0028581
0.0028787
0.0028806
0.0028823
0.0028843
0.0028862
0.0028693
0.00289
0.0028921
0.0028941
0.0028961
0.002898
0.0029002
0.0028833
0.0029043
0.0029062
0.0029085
0.0029106
0.0029127
0.0029147
0.002917
0.0029191
0.0029213
0.0029042
0.0029256
0.0029278
0.00293
0.0029321
0.0029344
0.0029366
0.0029389
0.0029409
0.0029433
0.0029456
0.0029478
0.0029499
0.0029523
0.0029546
0.0029569
0.0029591
0.0029613
0.0029637
0.002966
0.0029683
0.0029704
0.0029729
0.0029752
0.0029774
0.0029796
0.002982
0.0029843
0.0029866
0.0029887
0.0029911
0.0029934
0.0030152
0.0029977
0.0030001
0.0030023
0.0030045
0.0030067
0.0030087
0.003011
0.0030131
0.0030153
0.0030369
0.0030194
0.0030215
0.0030235
0.0030253
0.0030275
0.0030294
0.0030313
0.003053
0.0030349
0.0030369
0.0030387
0.0030405
0.003062
0.003044
0.0030457
0.0030474
0.0030488
0.0030506
0.0030721
0.0030538
0.0030551
0.0030568
0.0030783
0.0030598
0.0030612
0.0030625
0.0030841
0.0030655
0.0030669
0.0030681
0.0030897
0.003071
0.0030724
0.0030738
0.003095
0.0030765
0.0030778
0.0030993
0.0030804
0.003082
0.0030834
0.0031049
0.0030862
0.0030875
0.0031093
0.0030906
0.0030921
0.0031138
0.003095
0.0030967
0.0031186
0.0031
0.0031217
0.0031033
0.0031051
0.0031271
0.0031086
0.0031103
0.0031326
0.0031142
0.0031364
0.0031179
0.00312
0.0031424
0.0031241
0.0031466
0.0031281
0.0031508
0.0031325
0.0031347
0.0031574
0.003139
0.0031619
0.0031437
0.0031665
0.0031482
0.003171
0.0031529
0.0031758
0.0031576
0.0031805
0.0031621
0.0031853
0.003167
0.00319
0.0031715
0.0031947
0.0031763
0.0031994
0.0031809
0.0032039
0.0031855
0.0032086
0.0032109
0.0031923
0.0032152
0.0031967
0.0032197
0.003201
0.003224
0.003226
0.0032073
0.0032303
0.0032114
0.0032344
0.0032362
0.0032173
0.0032403
0.0032212
0.0032442
0.0032459
0.0032269
0.0032498
0.0032517
0.0032324
0.0032552
0.0032572
0.0032379
0.0032609
0.0032627
0.0032432
0.0032664
0.0032682
0.0032488
0.0032719
0.0032738
0.0032755
0.0032563
0.0032796
0.0032815
0.0032622
0.0032854
0.0032876
0.0032897
0.0032705
0.0032941
0.0032961
0.0032986
0.0032795
0.0033033
0.0033058
0.0033081
0.0033108
0.0032919
0.0033161
0.0033188
0.0033217
0.0033244
0.0033059
0.0033305
0.0033336
0.0033367
0.0033397
0.0033215
0.0033466
0.00335
0.0033535
0.003357
0.0033605
0.0033643
0.0033462
0.0033719
0.0033758
0.0033796
0.0033837
0.0033878
0.0033919
0.0033961
0.0034003
0.0033823
0.0034089
0.0034132
0.0034176
0.003422
0.0034263
0.003431
0.0034355
0.0034401
0.0034446
0.0034492
0.0034536
0.0034584
0.003463
0.0034677
0.0034723
0.0034769
0.0034814
0.0034862
0.0034908
0.0034954
0.0035
0.0035045
0.0035089
0.0035136
0.0035181
0.0035225
0.003527
0.0035313
0.0035355
0.00354
0.0035443
0.0035485
0.0035527
0.0035566
0.0035609
0.0035649
0.0035689
0.003596
0.0035767
0.0035805
0.0035841
0.003588
0.0035916
0.0035952
0.0035987
0.003602
0.003629
0.0036089
0.0036122
0.0036154
0.0036186
0.0036217
0.0036245
0.0036512
0.0036306
0.0036334
0.0036362
0.003639
0.0036651
0.0036443
0.0036468
0.0036493
0.0036518
0.0036779
0.0036563
0.0036588
0.003661
0.0036632
0.0036891
0.0036674
0.0036694
0.0036711
0.0036971
0.0036751
0.0036769
0.0036787
0.0037043
0.0036819
0.0036837
0.0037092
0.0036868
0.0036883
0.0036897
0.003715
0.0036922
0.0036937
0.0037189
0.0036961
0.0036973
0.0037224
0.0036994
0.0037002
0.0037254
0.0037023
0.0037031
0.003728
0.0037047
0.0037052
0.0037301
0.0037067
0.0037313
0.0037077
0.0037082
0.0037327
0.0037088
0.0037334
0.0037096
0.0037098
0.003734
0.0037101
0.0037342
0.00371
0.0037342
0.0037101
0.00371
0.0037339
0.0037096
0.0037334
0.0037089
0.0037328
0.0037084
0.0037321
0.0037076
0.0037312
0.0037066
0.0037301
0.0037053
0.003729
0.0037043
0.0037277
0.0037031
0.0037264
0.0037017
0.0037249
0.0037004
0.0037237
0.003723
0.0036983
0.0037216
0.0036969
0.0037202
0.0036953
0.0037188
0.0037182
0.0036936
0.003717
0.0036925
0.0037159
0.0037154
0.0036908
0.0037145
0.0036902
0.0037138
0.0037135
0.0036893
0.0037131
0.0037128
0.003689
0.0037129
0.0037129
0.0036891
0.0037133
0.0037135
0.0036899
0.0037141
0.0037148
0.0036914
0.003716
0.0037167
0.0036936
0.0037184
0.0037194
0.0037205
0.0036975
0.0037229
0.0037242
0.0037017
0.0037272
0.0037288
0.0037305
0.003708
0.0037342
0.0037362
0.0037382
0.0037404
0.0037185
0.003745
0.0037475
0.00375
0.0037526
0.0037309
0.0037582
0.003761
0.003764
0.0037671
0.003746
0.0037735
0.0037768
0.0037801
0.0037838
0.0037873
0.003791
0.0037703
0.0037985
0.0038024
0.0038064
0.0038104
0.0038143
0.0038187
0.0038229
0.0038026
0.0038316
0.003836
0.0038405
0.003845
0.0038496
0.0038541
0.003859
0.0038637
0.0038685
0.0038733
0.0038782
0.003883
0.003888
0.0038929
0.0038979
0.0039027
0.0039079
0.0038877
0.003918
0.0039231
0.0039282
0.0039333
0.0039384
0.0039689
0.0039486
0.0039534
0.0039587
0.0039638
0.0039688
0.0039739
0.0039789
0.0039839
0.0039889
0.0039938
0.0039987
0.0040034
0.0040085
0.0040133
0.0040181
0.0040228
0.0040275
0.0040582
0.0040368
0.0040414
0.0040459
0.0040501
0.0040547
0.0040591
0.0040634
0.0040939
0.0040718
0.0040759
0.00408
0.004084
0.004088
0.0040918
0.0041221
0.0040992
0.0041031
0.0041067
0.0041103
0.0041403
0.0041172
0.0041206
0.0041239
0.0041271
0.0041569
0.0041333
0.0041362
0.0041393
0.0041689
0.0041451
0.0041478
0.0041505
0.0041532
0.0041826
0.0041583
0.0041607
0.00419
0.0041654
0.0041675
0.0041699
0.004199
0.0041742
0.0041762
0.0042051
0.0041801
0.0041819
0.0042107
0.0041855
0.0041872
0.0042159
0.0041902
0.004192
0.0042206
0.004195
0.0041964
0.0042249
0.0041991
0.0042004
0.0042288
0.0042029
0.0042312
0.0042053
0.0042064
0.0042347
0.0042084
0.0042368
0.0042107
0.0042118
0.0042399
0.0042138
0.0042419
0.0042157
0.0042439
0.0042177
0.0042186
0.0042468
0.0042206
0.0042488
0.0042223
0.0042508
0.0042246
0.0042529
0.0042267
0.004255
0.0042289
0.0042573
0.0042312
0.0042596
0.0042336
0.0042622
0.0042362
0.0042649
0.0042387
0.0042677
0.0042692
0.0042434
0.0042724
0.0042467
0.0042758
0.0042502
0.0042794
0.0042813
0.0042558
0.0042852
0.0042598
0.0042894
0.0042916
0.0042664
0.0042962
0.0042708
0.004301
0.0043035
0.0042784
0.0043086
0.0043113
0.0042863
0.0043167
0.0043195
0.0042947
0.0043253
0.0043282
0.0043035
0.0043343
0.0043373
0.0043126
0.0043435
0.0043467
0.0043218
0.0043531
0.0043563
0.0043316
0.0043628
0.004366
0.0043692
0.0043445
0.0043757
0.004379
0.0043822
0.0043573
0.0043885
0.0043917
0.0043948
0.0043697
0.004401
0.004404
0.0044069
0.0044098
0.0043844
0.0044153
0.0044182
0.0044209
0.0044235
0.0044261
0.0044001
0.0044309
0.0044332
0.0044354
0.0044375
0.0044396
0.004413
0.0044433
0.0044451
0.0044467
0.0044483
0.0044497
0.0044511
0.0044523
0.0044249
0.0044544
0.0044553
0.0044561
0.0044568
0.0044573
0.0044575
0.0044581
0.0044583
0.0044584
0.0044584
0.0044583
0.0044581
0.0044578
0.0044574
0.0044283
0.0044562
0.0044555
0.0044546
0.0044537
0.0044527
0.0044516
0.0044504
0.0044491
0.0044477
0.0044463
0.0044448
0.0044432
0.0044416
0.0044683
0.0044381
0.0044363
0.0044345
0.0044326
0.0044306
0.0044287
0.0044267
0.0044247
0.0044225
0.0044207
0.0044186
0.0044166
0.0044146
0.0044126
0.0044388
0.0044086
0.0044067
0.0044048
0.0044029
0.0044011
0.0043993
0.0043976
0.0044242
0.0043944
0.0043929
0.0043915
0.0043902
0.0043889
0.0044159
0.0043867
0.0043858
0.0043849
0.0043842
0.0044117
0.0043831
0.0043827
0.0043825
0.0043824
0.0044105
0.0043826
0.0043829
0.0043833
0.0043839
0.0044128
0.0043855
0.0043866
0.0043878
0.0044172
0.0043906
0.0043922
0.0044222
0.004396
0.0043981
0.0044004
0.004431
0.0044053
0.0044081
0.0044392
0.0044139
0.0044171
0.0044487
0.0044238
0.0044274
0.0044595
0.004435
0.004439
0.0044716
0.0044473
0.0044517
0.0044847
0.0044608
0.0044655
0.0044989
0.0044752
0.0045089
0.0044853
0.0044902
0.0045247
0.0045008
0.0045355
0.0045119
0.0045464
0.004523
0.0045285
0.0045637
0.0045399
0.0045753
0.0045515
0.004587
0.0045634
0.0045986
0.0045752
0.0046105
0.004587
0.0046224
0.0045989
0.0046045
0.0046404
0.0046165
0.004652
0.0046578
0.004634
0.0046695
0.0046455
0.0046809
0.0046568
0.0046923
0.0046679
0.0047034
0.0046789
0.0047143
0.0047196
0.0046948
0.0047302
0.0047052
0.0047404
0.0047153
0.0047504
0.0047553
0.0047298
0.0047649
0.0047392
0.0047741
0.0047787
0.0047527
0.0047875
0.0047918
0.0047655
0.0048002
0.0048042
0.0047776
0.0048122
0.004816
0.0047892
0.0048236
0.0048272
0.0048001
0.0048343
0.0048378
0.0048104
0.0048445
0.0048478
0.0048511
0.0048233
0.0048574
0.0048605
0.0048325
0.0048665
0.0048694
0.0048723
0.0048442
0.004878
0.0048808
0.0048836
0.0048863
0.0048579
0.0048917
0.0048944
0.004897
0.0048685
0.0049023
0.0049049
0.0049077
0.00491
0.0049126
0.0048839
0.0049177
0.0049203
0.0049228
0.0049254
0.0049279
0.0048991
0.0049331
0.0049356
0.0049382
0.0049408
0.0049434
0.0049459
0.0049485
0.0049196
0.0049538
0.0049564
0.004959
0.0049617
0.0049644
0.004967
0.0049697
0.0049724
0.0049751
0.0049778
0.0049806
0.0049833
0.0049861
0.0049891
0.0049595
0.0049946
0.0049971
0.0049999
0.0050027
0.0050055
0.0050084
0.0050112
0.005014
0.0050168
0.0050197
0.0050225
0.0050253
0.0050282
0.005063
0.0050339
0.0050367
0.0050396
0.0050424
0.0050453
0.0050481
0.005051
0.0050538
0.0050567
0.0050598
0.0050624
0.0050652
0.0050681
0.0051032
0.0050738
0.0050767
0.0050796
0.0050824
0.0050853
0.0050882
0.0050911
0.0051264
0.0050969
0.0050998
0.0051027
0.0051056
0.0051085
0.0051115
0.005147
0.0051174
0.0051207
0.0051234
0.0051264
0.0051621
0.0051325
0.0051356
0.0051386
0.0051418
0.0051776
0.0051481
0.0051512
0.0051545
0.0051905
0.005161
0.0051643
0.0051676
0.0052039
0.0051744
0.0051781
0.0051812
0.0052177
0.0051883
0.0051918
0.0052285
0.0051991
0.0052028
0.0052065
0.0052434
0.0052141
0.0052179
0.005255
0.0052257
0.0052297
0.005267
0.0052377
0.005242
0.0052793
0.00525
0.0052877
0.0052584
0.0052627
0.0053005
0.0052714
0.0052757
0.0053137
0.0052846
0.0053227
0.0052935
0.0053318
0.0053029
0.0053072
0.0053456
0.0053165
0.005355
0.0053258
0.0053644
0.0053352
0.00534
0.0053787
0.0053495
0.0053883
0.005359
0.005398
0.0053686
0.0054079
0.0053783
0.0054174
0.0053879
0.0054271
0.0053976
0.0054368
0.0054072
0.0054464
0.0054168
0.0054561
0.0054609
0.0054312
0.0054708
0.0054407
0.0054801
0.0054501
0.0054896
0.0054943
0.0054642
0.0055037
0.0054735
0.005513
0.0054828
0.0055223
0.0055272
0.0054965
0.005536
0.0055406
0.00551
0.0055496
0.0055541
0.0055234
0.0055631
0.0055323
0.0055719
0.0055763
0.0055457
0.0055851
0.0055894
0.0055938
0.0055627
0.0056024
0.0056067
0.0055755
0.0056153
0.0056196
0.0055882
0.0056281
0.0056326
0.0056365
0.005605
0.0056449
0.0056491
0.0056533
0.0056217
0.0056617
0.0056659
0.00567
0.0056383
0.0056786
0.0056825
0.0056866
0.0056907
0.0056588
0.0056989
0.005703
0.0057071
0.0057112
0.0057155
0.0056831
0.0057233
0.0057274
0.0057314
0.0057353
0.0057393
0.0057069
0.0057472
0.0057511
0.005755
0.0057591
0.0057626
0.0057664
0.0057702
0.0057739
0.0057411
0.0057813
0.0057849
0.0057885
0.005792
0.0057958
0.0057989
0.0058023
0.0058056
0.0058089
0.0058121
0.0058153
0.0058184
0.0058215
0.0058248
0.0058274
0.0058303
0.0058331
0.0058358
0.0058385
0.0058411
0.0058437
0.0058461
0.0058488
0.0058508
0.0058531
0.0058553
0.0058574
0.0058595
0.0058614
0.0058634
0.0058652
0.0058673
0.0058687
0.0058703
0.0058719
0.0058734
0.0058749
0.0058763
0.0058777
0.0059161
0.0058805
0.0058814
0.0058825
0.0058837
0.0058847
0.0058857
0.0058867
0.0059249
0.0058889
0.0058895
0.0058904
0.0058913
0.0058921
0.0058929
0.005931
0.0058946
0.0058954
0.0058965
0.005897
0.0059352
0.0058987
0.0058995
0.0059004
0.0059013
0.0059398
0.0059031
0.0059041
0.0059051
0.0059435
0.0059072
0.0059083
0.0059095
0.0059484
0.0059119
0.0059132
0.0059145
0.0059534
0.0059174
0.0059189
0.0059579
0.0059224
0.0059237
0.0059255
0.0059648
0.0059292
0.0059311
0.0059706
0.0059352
0.0059376
0.0059771
0.0059418
0.0059441
0.0059841
0.005949
0.0059892
0.0059544
0.0059568
0.0059973
0.0059624
0.0059653
0.006006
0.0059713
0.0060125
0.0059776
0.0059809
0.0060221
0.0059876
0.006029
0.0059947
0.0060362
0.0060023
0.0060058
0.0060477
0.0060136
0.0060557
0.0060217
0.006064
0.0060304
0.0060726
0.0060388
0.0060815
0.0060479
0.0060908
0.0060572
0.0061007
0.0060669
0.0061103
0.0060769
0.0061205
0.0060872
0.0061311
0.0061368
0.0061034
0.0061475
0.0061145
0.0061589
0.006126
0.0061709
0.0061377
0.0061826
0.0061887
0.006156
0.0062012
0.0061685
0.0062142
0.0062204
0.0061877
0.0062335
0.0062401
0.0062075
0.0062539
0.006221
0.0062672
0.006274
0.0062415
0.0062879
0.0062949
0.0062626
0.0063089
0.0063159
0.006323
0.0062903
0.0063371
0.0063445
0.0063113
0.0063583
0.0063653
0.0063322
0.0063792
0.0063865
0.0063931
0.0063597
0.0064067
0.0064135
0.0064202
0.0063864
0.0064337
0.0064399
0.0064463
0.0064526
0.0064183
0.0064651
0.0064715
0.0064771
0.006483
0.006448
0.0064945
0.0065
0.0065058
0.0065109
0.0064751
0.0065212
0.0065262
0.0065311
0.0065362
0.0065406
0.0065451
0.0065084
0.0065538
0.006558
0.0065624
0.006566
0.0065699
0.0065736
0.0065772
0.0065811
0.0065428
0.0065874
0.0065906
0.0065938
0.0065968
0.0066
0.0066025
0.0066053
0.0066079
0.0066105
0.006613
0.0066158
0.0066179
0.0066202
0.0066225
0.0066247
0.0066272
0.006629
0.006631
0.0066331
0.0066351
0.0066371
0.0066394
0.006641
0.0066429
0.0066448
0.0066467
0.006649
0.0066505
0.0066524
0.0066543
0.0066562
0.0066581
0.0066604
0.006662
0.0067058
0.0066659
0.0066678
0.0066702
0.0066718
0.0066739
0.0066759
0.006678
0.0066801
0.0067245
0.0066843
0.0066865
0.0066886
0.0066908
0.0066934
0.0066953
0.0067396
0.0066998
0.006702
0.0067047
0.0067066
0.006709
0.0067535
0.0067136
0.0067163
0.0067183
0.0067207
0.0067653
0.0067254
0.0067281
0.0067301
0.0067748
0.0067348
0.0067372
0.0067395
0.0067846
0.0067442
0.0067465
0.0067489
0.006794
0.0067535
0.0067558
0.0068005
0.0067604
0.0067626
0.0067652
0.0068097
0.0067694
0.0067717
0.0068168
0.0067762
0.0067784
0.0068233
0.0067829
0.0067855
0.0068301
0.0067897
0.0068346
0.0067942
0.0067969
0.0068416
0.0068012
0.0068035
0.0068487
0.0068086
0.0068535
0.0068132
0.0068157
0.006861
0.0068211
0.0068662
0.006826
0.0068716
0.0068314
0.0068775
0.0068371
0.00684
0.0068859
0.0068463
0.0068921
0.0068522
0.0068984
0.0068586
0.0069055
0.0068654
0.006912
0.0068724
0.0069193
0.0068801
0.0069268
0.0068874
0.0069346
0.0068956
0.0069427
0.0069469
0.0069077
0.0069555
0.0069168
0.0069644
0.0069254
0.0069736
0.0069786
0.0069394
0.0069879
0.0069491
0.0069978
0.0069595
0.0070079
0.0070131
0.0069745
0.007024
0.0070289
0.0069904
0.0070398
0.0070452
0.0070071
0.0070563
0.0070178
0.0070675
0.0070735
0.0070788
0.0070403
0.0070903
0.0070964
0.0070574
0.0071075
0.0071133
0.0070745
0.0071251
0.0071305
0.0071363
0.0070974
0.0071481
0.0071534
0.0071144
0.0071647
0.0071703
0.0071763
0.0071815
0.0071421
0.0071924
0.0071982
0.0072032
0.0071635
0.0072138
0.0072194
0.0072242
0.0072292
0.0071891
0.0072396
0.0072441
0.007249
0.0072537
0.0072588
0.0072177
0.0072676
0.0072721
0.0072765
0.0072812
0.0072851
0.0072893
0.0072478
0.0072978
0.0073014
0.0073053
0.0073091
0.0073132
0.0073165
0.0073201
0.0073237
0.0073275
0.0073306
0.0072881
0.0073372
0.0073409
0.0073437
0.0073468
0.0073499
0.0073533
0.0073559
0.0073588
0.0073617
0.007365
0.0073674
0.0073702
0.007373
0.0073761
0.0073784
0.0073811
0.0073838
0.0073868
0.007389
0.0073917
0.0073943
0.0073973
0.0073995
0.0074021
0.0074047
0.0074076
0.0074561
0.0074125
0.0074151
0.0074181
0.0074203
0.007423
0.0074256
0.0074287
0.007431
0.0074337
0.0074364
0.0074861
0.007442
0.0074448
0.0074476
0.0074508
0.0074533
0.0074562
0.0075061
0.0074621
0.0074651
0.0074681
0.0074715
0.0074742
0.007524
0.0074804
0.0074839
0.0074867
0.0074899
0.0075399
0.0074967
0.0074996
0.0075029
0.0075062
0.0075568
0.0075129
0.0075163
0.0075197
0.0075705
0.0075266
0.0075301
0.007581
0.0075371
0.0075407
0.0075442
0.0075954
0.0075515
0.0075551
0.0076064
0.0075624
0.0075661
0.0075699
0.0076213
0.0075774
0.0075812
0.0076324
0.0075892
0.0075927
0.0076441
0.0076005
0.0076524
0.0076085
0.0076125
0.0076645
0.0076206
0.0076247
0.0076765
0.0076335
0.007685
0.0076416
0.0076459
0.0076984
0.0076546
0.0077069
0.0076639
0.007716
0.0076727
0.0077257
0.007682
0.0076868
0.0077397
0.0076969
0.0077496
0.0077065
0.0077597
0.0077171
0.0077702
0.0077272
0.0077813
0.007738
0.0077919
0.0077491
0.0078037
0.0077606
0.0078149
0.0077727
0.0078269
0.0078331
0.0077906
0.007846
0.0078032
0.0078585
0.0078166
0.0078717
0.0078784
0.0078367
0.0078922
0.0078501
0.0079063
0.0078647
0.0079207
0.0079281
0.0078866
0.007943
0.0079506
0.0079089
0.0079664
0.0079738
0.0079322
0.0079901
0.0079977
0.0079561
0.0080144
0.0080222
0.0079806
0.0080388
0.0080476
0.0080056
0.0080641
0.008073
0.008031
0.0080897
0.0080987
0.0081069
0.0080652
0.0081243
0.0081334
0.0081417
0.0080998
0.0081595
0.0081678
0.0081766
0.0081349
0.008194
0.0082027
0.0082113
0.0081694
0.0082286
0.0082372
0.0082462
0.0082543
0.0082628
0.0082203
0.0082796
0.008288
0.0082967
0.0083045
0.0083127
0.0082692
0.0083294
0.008337
0.0083449
0.0083532
0.0083606
0.0083684
0.0083245
0.0083837
0.0083912
0.0083991
0.0084061
0.0084134
0.008421
0.0084277
0.0084348
0.0084418
0.0084492
0.0084556
0.0084623
0.0084169
0.0084756
0.0084821
0.008489
0.008495
0.0085013
0.0085079
0.0085136
0.0085197
0.0085262
0.0085317
0.0085376
0.0085438
0.0085491
0.0085548
0.0085609
0.008566
0.0085715
0.008577
0.0085829
0.0086411
0.0085931
0.0085988
0.0086036
0.0086087
0.0086143
0.008619
0.008624
0.0086295
0.0086341
0.008639
0.0086444
0.0087026
0.0086538
0.008659
0.0086634
0.0086683
0.0086735
0.0086778
0.0086826
0.0087417
0.008692
0.0086968
0.0087019
0.0087061
0.0087108
0.00877
0.0087201
0.0087247
0.0087298
0.008734
0.0087928
0.0087436
0.0087477
0.0087523
0.0087573
0.0088157
0.0087659
0.0087708
0.0087748
0.0088338
0.0087842
0.0087881
0.0087925
0.008852
0.0088012
0.0088055
0.008865
0.0088141
0.0088183
0.0088229
0.0088814
0.0088308
0.0088353
0.0088938
0.0088429
0.0088473
0.0089057
0.0088551
0.0088584
0.0089172
0.0088663
0.0089246
0.0088732
0.0088772
0.0089354
0.0088837
0.0088875
0.0089456
0.0088937
0.0089526
0.0089
0.0089031
0.0089619
0.0089092
0.0089674
0.0089154
0.0089731
0.0089205
0.0089237
0.0089813
0.0089289
0.0089865
0.0089335
0.0089919
0.0089384
0.0089962
0.0089435
0.0090008
0.0089475
0.0090058
0.0089519
0.0090096
0.0089566
0.0090138
0.0089607
0.009018
0.0089643
0.0090225
0.0089684
0.009026
0.0090285
0.0089743
0.009032
0.0089788
0.0090361
0.0089824
0.0090406
0.0090422
0.008989
0.0090465
0.0089928
0.0090513
0.0090531
0.0089995
0.0090581
0.0090041
0.0090624
0.0090653
0.0090114
0.0090704
0.0090726
0.0090193
0.0090785
0.0090808
0.0090276
0.0090871
0.0090897
0.0090366
0.0090964
0.0090991
0.0091029
0.0090496
0.0091093
0.0091132
0.0090601
0.00912
0.0091242
0.0091276
0.0090756
0.0091354
0.0091395
0.009144
0.0090913
0.009152
0.0091567
0.0091606
0.0091655
0.0091129
0.009174
0.0091791
0.0091833
0.0091884
0.009136
0.0091975
0.0092028
0.0092072
0.0092121
0.0092175
0.0091651
0.009227
0.0092325
0.0092371
0.0092427
0.0092473
0.0092525
0.0092581
0.0092057
0.0092685
0.0092732
0.0092785
0.0092842
0.0092889
0.0092942
0.0092999
0.0093047
0.0093105
0.0093153
0.0093206
0.0093264
0.0092736
0.009337
0.0093419
0.0093472
0.009353
0.0093579
0.0093637
0.0093686
0.0093739
0.0093798
0.0093847
0.0093901
0.009396
0.009401
0.0094069
0.0094119
0.0094174
0.0094234
0.0094867
0.0094346
0.0094397
0.0094453
0.0094515
0.0094567
0.0094629
0.0094682
0.009474
0.0094803
0.0094857
0.0094921
0.0094976
0.0095622
0.0095101
0.0095157
0.0095223
0.009528
0.0095342
0.009541
0.0095468
0.0096126
0.0095596
0.0095661
0.0095731
0.0095791
0.0095862
0.0096515
0.009599
0.0096062
0.0096125
0.0096198
0.0096855
0.009633
0.0096404
0.0096469
0.0097139
0.0096608
0.0096679
0.0096754
0.009682
0.0097493
0.0096962
0.0097033
0.0097708
0.0097176
0.0097252
0.0097319
0.0097996
0.0097461
0.0097533
0.0098211
0.0097676
0.0097752
0.0097818
0.0098492
0.0097964
0.009803
0.009871
0.009817
0.009885
0.0098308
0.0098377
0.0099058
0.0098514
0.0098587
0.0099258
0.0098716
0.0098788
0.0099459
0.009892
0.0099591
0.009905
0.0099109
0.0099784
0.0099241
0.0099911
0.0099366
0.010004
0.0099483
0.010016
0.0099604
0.0099669
0.010034
0.0099787
0.010046
0.0099898
0.010058
0.010001
0.010069
0.010012
0.01008
0.010023
0.010091
0.010035
0.010102
0.010046
0.010112
0.010118
0.010061
0.010128
0.010072
0.010139
0.010082
0.010149
0.010092
0.010159
0.010164
0.010107
0.010174
0.010117
0.010184
0.01019
0.010132
0.010199
0.010142
0.010209
0.010215
0.010157
0.010225
0.010229
0.010172
0.01024
0.010244
0.010187
0.010254
0.01026
0.010202
0.01027
0.010275
0.01028
0.010222
0.01029
0.010296
0.010237
0.010306
0.010311
0.010316
0.010258
0.010326
0.010332
0.010337
0.010279
0.010348
0.010353
0.010358
0.010301
0.010369
0.010375
0.010381
0.010386
0.010328
0.010397
0.010403
0.010408
0.010414
0.010419
0.010361
0.010431
0.010436
0.010442
0.010448
0.010454
0.010459
0.010402
0.010471
0.010478
0.010483
0.010489
0.010496
0.010501
0.010508
0.010514
0.010521
0.010462
0.010533
0.010539
0.010546
0.010552
0.010558
0.010565
0.010571
0.010578
0.010584
0.010592
0.010598
0.010605
0.010611
0.010619
0.010625
0.010632
0.010639
0.010646
0.010653
0.01066
0.010668
0.010674
0.010682
0.010689
0.010697
0.010703
0.010711
0.010784
0.010726
0.010733
0.01074
0.010748
0.010755
0.010764
0.010771
0.010779
0.010786
0.010794
0.010867
0.010809
0.010816
0.010825
0.010832
0.01084
0.010847
0.010922
0.010863
0.01087
0.010879
0.010886
0.010961
0.010901
0.010909
0.010916
0.010924
0.010999
0.01094
0.010947
0.010955
0.010961
0.011037
0.010976
0.010984
0.010991
0.011066
0.011005
0.011013
0.011019
0.011095
0.011034
0.01104
0.011116
0.011054
0.011061
0.011135
0.011075
0.011081
0.011088
0.011162
0.011101
0.011106
0.011181
0.011119
0.011194
0.011131
0.011137
0.011211
0.011149
0.011154
0.011229
0.011166
0.01124
0.011177
0.011183
0.011256
0.011193
0.011267
0.011204
0.011208
0.011283
0.011218
0.011293
0.011228
0.011302
0.011238
0.011312
0.011247
0.011321
0.011256
0.01133
0.011265
0.011339
0.011274
0.011348
0.011282
0.011356
0.01129
0.011364
0.011299
0.011372
0.011307
0.01138
0.011315
0.011388
0.011323
0.011395
0.0114
0.011334
0.011407
0.011341
0.011415
0.011418
0.011352
0.011426
0.011359
0.011432
0.011436
0.01137
0.011443
0.011447
0.01138
0.011454
0.011457
0.011391
0.011464
0.011468
0.011401
0.011475
0.011478
0.011412
0.011485
0.011489
0.011422
0.011497
0.0115
0.011504
0.011437
0.011512
0.011515
0.011449
0.011523
0.011527
0.011531
0.011535
0.011469
0.011544
0.011547
0.011552
0.011486
0.011561
0.011565
0.011571
0.011575
0.01151
0.011585
0.011591
0.011596
0.0116
0.011606
0.011541
0.011618
0.011623
0.011629
0.011635
0.011641
0.011647
0.011654
0.011589
0.011667
0.011673
0.01168
0.011687
0.011695
0.011701
0.011709
0.011716
0.011724
0.011732
0.011667
0.011748
0.011755
0.011764
0.011771
0.01178
0.011788
0.011797
0.011805
0.011815
0.011823
0.011833
0.011841
0.011851
0.011859
0.011869
0.011878
0.011888
0.011897
0.011906
0.011916
0.011926
0.012008
0.011945
0.011955
0.011964
0.011975
0.011984
0.011994
0.012004
0.012014
0.012024
0.012033
0.012117
0.012053
0.012063
0.012072
0.012083
0.012092
0.012102
0.012111
0.012195
0.012131
0.01214
0.01215
0.012159
0.012169
0.012251
0.012187
0.012196
0.012205
0.012214
0.012298
0.012232
0.012241
0.01225
0.012333
0.012267
0.012275
0.012284
0.012367
0.012301
0.012309
0.012318
0.012401
0.012333
0.012342
0.012349
0.012433
0.012365
0.012373
0.012455
0.012388
0.012395
0.012479
0.01241
0.012417
0.012501
0.012432
0.012439
0.012522
0.012454
0.01246
0.012544
0.012475
0.012557
0.012489
0.012495
0.012579
0.012509
0.012516
0.012599
0.012529
0.012613
0.012543
0.012627
0.012557
0.012564
0.012647
0.012578
0.012662
0.012592
0.012676
0.012606
0.01269
0.01262
0.012704
0.012635
0.012718
0.012649
0.012733
0.012664
0.012747
0.012678
0.012763
0.012693
0.012778
0.012708
0.012793
0.0128
0.012731
0.012816
0.012746
0.012832
0.012761
0.012848
0.012855
0.012786
0.012871
0.012801
0.012887
0.012895
0.012825
0.012911
0.012841
0.012927
0.012934
0.012865
0.01295
0.012959
0.012887
0.012974
0.012982
0.01291
0.012997
0.013004
0.013012
0.01294
0.013027
0.013034
0.012962
0.013049
0.013055
0.013062
0.01299
0.013075
0.013082
0.013009
0.013095
0.013101
0.013107
0.013113
0.013039
0.013125
0.013129
0.013135
0.01314
0.013065
0.01315
0.013154
0.01316
0.013164
0.013088
0.013172
0.013176
0.01318
0.013183
0.013187
0.013111
0.013193
0.013197
0.013199
0.013203
0.013205
0.013207
0.01321
0.013212
0.013135
0.013217
0.013218
0.013221
0.013222
0.013224
0.013226
0.013227
0.013229
0.013229
0.013231
0.013233
0.013233
0.013235
0.013235
0.013237
0.013238
0.013238
0.01324
0.013241
0.013242
0.013243
0.013244
0.013245
0.013246
0.013247
0.013248
0.013249
0.013251
0.013251
0.013253
0.013254
0.013255
0.013257
0.013258
0.01334
0.013262
0.013263
0.013265
0.013266
0.013269
0.013271
0.013272
0.013275
0.013357
0.013278
0.013281
0.013283
0.013286
0.013289
0.013291
0.013375
0.013296
0.0133
0.013303
0.013305
0.01339
0.013312
0.013315
0.013319
0.013322
0.013407
0.01333
0.013333
0.013337
0.013421
0.013345
0.013349
0.013352
0.013438
0.013361
0.013365
0.01337
0.013455
0.013379
0.013383
0.013468
0.013393
0.013397
0.013483
0.013407
0.013411
0.013498
0.013422
0.013426
0.013513
0.013437
0.013442
0.013529
0.013453
0.013459
0.013546
0.013469
0.013557
0.013481
0.013486
0.013575
0.013498
0.013586
0.013511
0.013516
0.013605
0.013529
0.013617
0.013542
0.01363
0.013554
0.013643
0.013567
0.013656
0.01358
0.013669
0.013594
0.013683
0.013607
0.013697
0.013621
0.013711
0.013636
0.013725
0.01365
0.01374
0.013664
0.013755
0.013679
0.013769
0.013694
0.013785
0.013792
0.013717
0.013807
0.013732
0.013823
0.013747
0.013839
0.013847
0.013771
0.013864
0.013872
0.013796
0.013888
0.013813
0.013904
0.013913
0.013837
0.01393
0.013939
0.013863
0.013956
0.013965
0.013889
0.013982
0.013991
0.013999
0.013924
0.014018
0.014026
0.013951
0.014045
0.014053
0.014063
0.013987
0.01408
0.01409
0.014099
0.014023
0.014118
0.014127
0.014137
0.014146
0.014069
0.014165
0.014174
0.014183
0.014193
0.014117
0.014211
0.014221
0.014231
0.01424
0.01425
0.014174
0.014268
0.014278
0.014288
0.014297
0.014307
0.014316
0.014239
0.014335
0.014344
0.014353
0.014363
0.014372
0.014381
0.014391
0.0144
0.014408
0.014418
0.014427
0.014435
0.014358
0.014454
0.014462
0.014471
0.01448
0.014488
0.014497
0.014505
0.014513
0.014522
0.01453
0.014537
0.014546
0.014554
0.014561
0.014569
0.014577
0.014584
0.01468
0.014599
0.014606
0.014614
0.014621
0.014628
0.014634
0.014642
0.014649
0.014654
0.014662
0.014668
0.014762
0.014681
0.014687
0.014693
0.014699
0.014705
0.014711
0.014717
0.014812
0.014728
0.014734
0.01474
0.014745
0.014751
0.014845
0.014761
0.014767
0.014773
0.014778
0.014872
0.014789
0.014794
0.014798
0.014804
0.014899
0.014814
0.01482
0.014825
0.014919
0.014836
0.014841
0.014936
0.014851
0.014857
0.014862
0.014956
0.014873
0.014878
0.014973
0.014889
0.014895
0.01499
0.014906
0.014912
0.015007
0.014923
0.014929
0.015025
0.01494
0.014947
0.015043
0.014958
0.014965
0.015061
0.014976
0.015073
0.014989
0.014996
0.015092
0.015008
0.015105
0.01502
0.015118
0.015034
0.015039
0.015137
0.015053
0.01515
0.015065
0.015163
0.015079
0.015176
0.015092
0.015189
0.015105
0.015202
0.015118
0.015215
0.01513
0.015228
0.015143
0.015241
0.015155
0.015253
0.015259
0.015174
0.015272
0.015186
0.015284
0.015198
0.015296
0.015302
0.015215
0.015313
0.015228
0.015324
0.015331
0.015245
0.015342
0.015255
0.015353
0.015359
0.015271
0.015369
0.015375
0.015288
0.015385
0.015391
0.015304
0.015401
0.015406
0.01532
0.015417
0.015422
0.015428
0.015341
0.015438
0.015443
0.015357
0.015454
0.015459
0.015465
0.015378
0.015476
0.015481
0.015487
0.0154
0.015499
0.015504
0.01551
0.015516
0.015428
0.015528
0.015534
0.01554
0.015546
0.01546
0.015559
0.015566
0.015572
0.015579
0.015586
0.015593
0.015505
0.015607
0.015614
0.01562
0.015628
0.015635
0.015643
0.015649
0.015564
0.015665
0.015673
0.01568
0.015688
0.015696
0.015704
0.015711
0.01572
0.015728
0.015736
0.015744
0.015753
0.015761
0.015768
0.015777
0.015785
0.015793
0.015801
0.01581
0.015818
0.015826
0.015834
0.015842
0.015851
0.015859
0.015866
0.015875
0.015882
0.01589
0.015897
0.015906
0.015913
0.015921
0.015928
0.015936
0.016039
0.01595
0.015957
0.015965
0.015971
0.015978
0.015984
0.015991
0.015998
0.0161
0.01601
0.016017
0.016023
0.016028
0.016033
0.016136
0.016045
0.01605
0.016055
0.016061
0.016162
0.01607
0.016074
0.01608
0.016084
0.016185
0.016092
0.016097
0.016101
0.016201
0.016107
0.016112
0.016115
0.016215
0.016122
0.016124
0.016128
0.016228
0.016134
0.016136
0.016236
0.016142
0.016145
0.016244
0.01615
0.016153
0.016252
0.016157
0.01616
0.016259
0.016164
0.016166
0.016266
0.016171
0.016174
0.016273
0.016177
0.016277
0.016183
0.016185
0.016283
0.01619
0.016289
0.016195
0.016294
0.016199
0.016203
0.016302
0.016208
0.016307
0.016214
0.016314
0.01622
0.01632
0.016226
0.016327
0.016233
0.016334
0.01624
0.016341
0.016248
0.016349
0.016255
0.016358
0.016265
0.016366
0.016273
0.016375
0.01638
0.016287
0.01639
0.016297
0.016399
0.016307
0.01641
0.016416
0.016322
0.016427
0.016334
0.016438
0.016444
0.016351
0.016455
0.016461
0.016369
0.016473
0.016479
0.016388
0.016492
0.016498
0.016406
0.016511
0.016518
0.016426
0.01653
0.016536
0.016445
0.01655
0.016557
0.016563
0.016471
0.016577
0.016583
0.016491
0.016596
0.016602
0.01661
0.016518
0.016623
0.01663
0.016636
0.016643
0.016551
0.016657
0.016663
0.016669
0.016677
0.016584
0.01669
0.016697
0.016703
0.01671
0.016717
0.016624
0.016731
0.016737
0.016744
0.016751
0.016758
0.016765
0.016771
0.016779
0.016686
0.016793
0.0168
0.016807
0.016815
0.016822
0.016829
0.016836
0.016843
0.016851
0.016859
0.016866
0.016874
0.016882
0.016889
0.016897
0.016905
0.016913
0.016921
0.016928
0.016937
0.016945
0.016954
0.016962
0.016969
0.016979
0.016987
0.016995
0.017004
0.017013
0.01702
0.01703
0.017039
0.017047
0.017056
0.017064
0.017074
0.017083
0.017193
0.0171
0.017109
0.017117
0.017127
0.017136
0.017145
0.017154
0.017264
0.017171
0.01718
0.017189
0.017198
0.017207
0.017317
0.017224
0.017233
0.017241
0.01725
0.017257
0.017369
0.017275
0.017283
0.017292
0.017403
0.017307
0.017316
0.017324
0.017435
0.017339
0.017347
0.017354
0.017465
0.01737
0.017377
0.017384
0.017495
0.017398
0.017405
0.017516
0.017419
0.017426
0.017536
0.017438
0.017446
0.017556
0.017458
0.017464
0.017575
0.017476
0.017483
0.017593
0.017494
0.017604
0.017506
0.017511
0.017621
0.017522
0.017632
0.017533
0.017538
0.017648
0.017548
0.017658
0.017559
0.017669
0.017569
0.017678
0.017578
0.017584
0.017693
0.017593
0.017703
0.017603
0.017712
0.017611
0.017722
0.017621
0.017731
0.01763
0.01774
0.017745
0.017643
0.017754
0.017653
0.017763
0.017662
0.017772
0.01767
0.017781
0.017785
0.017684
0.017794
0.017693
0.017803
0.017807
0.017707
0.017816
0.017716
0.017825
0.01783
0.017729
0.017838
0.017843
0.017742
0.017852
0.017857
0.017756
0.017866
0.017869
0.017769
0.017879
0.017884
0.017782
0.017893
0.017897
0.017902
0.017799
0.017911
0.017915
0.01792
0.017818
0.017929
0.017933
0.017937
0.017836
0.017946
0.017951
0.017955
0.01796
0.017858
0.017968
0.017973
0.017978
0.017982
0.01788
0.017991
0.017995
0.018
0.018003
0.018008
0.017906
0.018017
0.018021
0.018026
0.01803
0.018035
0.018038
0.018043
0.017941
0.018052
0.018056
0.018061
0.018065
0.018069
0.018073
0.018078
0.018082
0.018087
0.018091
0.018095
0.0181
0.018104
0.018109
0.018112
0.018117
0.018122
0.018126
0.018131
0.018135
0.018139
0.018144
0.018147
0.018153
0.018157
0.018162
0.018166
0.018171
0.018175
0.01818
0.018184
0.018188
0.018193
0.018198
0.018202
0.018207
0.018319
0.018216
0.01822
0.018225
0.018229
0.018234
0.018239
0.018243
0.018356
0.018252
0.018257
0.018262
0.018266
0.01827
0.018276
0.018388
0.018285
0.018289
0.018294
0.018299
0.018412
0.018308
0.018313
0.018317
0.018322
0.018435
0.018332
0.018336
0.018341
0.018454
0.018351
0.018355
0.018469
0.018364
0.01837
0.018374
0.018488
0.018384
0.018389
0.018503
0.018399
0.018404
0.018518
0.018413
0.018419
0.018533
0.018429
0.018434
0.018548
0.018445
0.01845
0.018564
0.01846
0.018466
0.01858
0.018477
0.018592
0.018488
0.018493
0.018608
0.018505
0.01862
0.018516
0.018632
0.018528
0.018533
0.01865
0.018546
0.018662
0.018559
0.018675
0.018571
0.018687
0.018584
0.0187
0.018597
0.018713
0.018609
0.018727
0.018623
0.01874
0.018637
0.018754
0.018651
0.018768
0.018775
0.018672
0.01879
0.018686
0.018804
0.0187
0.018819
0.018826
0.018723
0.018841
0.018738
0.018856
0.018863
0.01876
0.018878
0.018886
0.018783
0.018901
0.018797
0.018917
0.018924
0.018821
0.01894
0.018947
0.018955
0.018851
0.018971
0.018978
0.018874
0.018994
0.019001
0.018897
0.019017
0.019025
0.019031
0.018928
0.019048
0.019055
0.019063
0.018959
0.019078
0.019086
0.019094
0.019101
0.018997
0.019116
0.019124
0.019132
0.019139
0.019033
0.019154
0.019161
0.019169
0.019176
0.019184
0.019078
0.019198
0.019206
0.019213
0.01922
0.019227
0.019234
0.019242
0.019136
0.019256
0.019263
0.01927
0.019276
0.019284
0.019291
0.019297
0.019304
0.019311
0.019318
0.019324
0.019331
0.019337
0.019344
0.01935
0.019357
0.019363
0.019369
0.019376
0.019382
0.019388
0.019394
0.0194
0.019406
0.019412
0.019417
0.019423
0.019429
0.019435
0.01944
0.019446
0.019451
0.019456
0.019462
0.019467
0.019472
0.019477
0.019597
0.019487
0.019492
0.019496
0.019501
0.019506
0.01951
0.019515
0.019634
0.019523
0.019528
0.019532
0.019535
0.01954
0.019659
0.019548
0.019551
0.019555
0.019559
0.019677
0.019566
0.019569
0.019572
0.019576
0.019694
0.019582
0.019585
0.019588
0.019706
0.019594
0.019597
0.0196
0.019718
0.019605
0.019608
0.019726
0.019613
0.019616
0.019618
0.019736
0.019623
0.019625
0.019743
0.01963
0.019632
0.01975
0.019637
0.019755
0.01964
0.019644
0.019761
0.019648
0.01965
0.019768
0.019655
0.019772
0.019659
0.019661
0.019779
0.019666
0.019784
0.01967
0.019788
0.019675
0.019677
0.019796
0.019682
0.019801
0.019687
0.019806
0.019692
0.019811
0.019698
0.019816
0.019703
0.019822
0.019709
0.019828
0.019715
0.019834
0.019721
0.01984
0.019728
0.019847
0.01985
0.019738
0.019858
0.019745
0.019865
0.019753
0.019873
0.019877
0.019764
0.019885
0.019773
0.019893
0.019898
0.019786
0.019907
0.019911
0.0198
0.019921
0.019926
0.019814
0.019936
0.019941
0.01983
0.019951
0.019957
0.019846
0.019968
0.019974
0.019863
0.019985
0.019991
0.019997
0.019887
0.02001
0.020016
0.020022
0.019912
0.020035
0.020042
0.020048
0.019938
0.020062
0.020069
0.020076
0.020083
0.019972
0.020097
0.020104
0.020111
0.020118
0.020008
0.020133
0.02014
0.020147
0.020154
0.020162
0.020169
0.020058
0.020184
0.020191
0.020198
0.020206
0.020213
0.02022
0.020228
0.020235
0.020242
0.020131
0.020256
0.020263
0.02027
0.020277
0.020284
0.020291
0.020298
0.020304
0.020312
0.020318
0.020324
0.02033
0.020337
0.020343
0.020349
0.020355
0.020361
0.020366
0.020372
0.020377
0.020383
0.020388
0.020393
0.020398
0.020403
0.020408
0.020532
0.020417
0.020421
0.020426
0.02043
0.020434
0.020438
0.020441
0.020445
0.020448
0.020571
0.020455
0.020458
0.020461
0.020463
0.020466
0.020469
0.020592
0.020473
0.020475
0.020477
0.020479
0.020481
0.020602
0.020484
0.020486
0.020487
0.020608
0.020489
0.020491
0.020491
0.020492
0.020613
0.020494
0.020494
0.020495
0.020615
0.020496
0.020496
0.020616
0.020496
0.020496
0.020496
0.020617
0.020496
0.020496
0.020616
0.020496
0.020496
0.020615
0.020495
0.020495
0.020614
0.020494
0.020613
0.020493
0.020492
0.020612
0.020492
0.020491
0.02061
0.02049
0.02061
0.020489
0.020608
0.020488
0.020488
0.020607
0.020487
0.020606
0.020486
0.020605
0.020485
0.020604
0.020484
0.020604
0.020484
0.020603
0.020483
0.020603
0.020484
0.020602
0.020483
0.020602
0.020483
0.020602
0.020483
0.020603
0.020483
0.020603
0.020484
0.020604
0.020604
0.020485
0.020605
0.020486
0.020607
0.020607
0.020488
0.020608
0.02049
0.02061
0.020611
0.020492
0.020613
0.020615
0.020496
0.020617
0.020619
0.0205
0.020621
0.020624
0.020505
0.020626
0.020628
0.02051
0.020632
0.020634
0.020636
0.020518
0.02064
0.020642
0.020525
0.020647
0.02065
0.020652
0.020654
0.020537
0.020659
0.020662
0.020664
0.020547
0.02067
0.020672
0.020675
0.020678
0.020561
0.020685
0.020687
0.020689
0.020692
0.020695
0.020578
0.020701
0.020704
0.020707
0.02071
0.020713
0.020715
0.020719
0.020721
0.020603
0.020727
0.020729
0.020732
0.020735
0.020737
0.02074
0.020743
0.020745
0.020749
0.02075
0.020752
0.020755
0.020757
0.020759
0.020761
0.020763
0.020765
0.020767
0.020769
0.020772
0.020773
0.020774
0.020776
0.020777
0.020779
0.02078
0.020781
0.020783
0.020784
0.020785
0.020787
0.020787
0.020788
0.020788
0.020789
0.020911
0.02079
0.020791
0.020791
0.020793
0.020792
0.020792
0.020793
0.020914
0.020793
0.020793
0.020793
0.020793
0.020793
0.020915
0.020793
0.020793
0.020793
0.020793
0.020793
0.020913
0.020792
0.020792
0.020792
0.020914
0.020792
0.020792
0.020792
0.020912
0.020791
0.020791
0.020791
0.020913
0.020792
0.020792
0.020913
0.020792
0.020793
0.020793
0.020914
0.020794
0.020796
0.020916
0.020796
0.020797
0.020919
0.020799
0.0208
0.020923
0.020803
0.020926
0.020806
0.020808
0.02093
0.020811
0.020934
0.020815
0.020817
0.020941
0.020822
0.020945
0.020827
0.02095
0.020832
0.020835
0.020959
0.020841
0.020964
0.020846
0.020971
0.020853
0.020977
0.020859
0.020985
0.020866
0.020991
0.020873
0.020998
0.020881
0.021006
0.020888
0.021014
0.021017
0.020899
0.021024
0.020907
0.021032
0.020914
0.021039
0.021044
0.020925
0.02105
0.020932
0.021057
0.021061
0.020942
0.021068
0.021071
0.020952
0.021077
0.020958
0.021083
0.021086
0.020968
0.021091
0.021094
0.021096
0.020977
0.021101
0.021103
0.020984
0.021107
0.021108
0.020988
0.021111
0.021113
0.021114
0.020994
0.021116
0.021116
0.021117
0.021118
0.020996
0.021118
0.021119
0.021118
0.020996
0.021117
0.021117
0.021116
0.021116
0.021114
0.020991
0.021112
0.02111
0.021109
0.021107
0.021107
0.020982
0.021102
0.0211
0.021098
0.021095
0.021094
0.02109
0.021088
0.021085
0.020961
0.02108
0.021077
0.021075
0.021071
0.021069
0.021066
0.021063
0.02106
0.021057
0.021053
0.02105
0.021047
0.021044
0.021041
0.021039
0.021035
0.021032
0.021029
0.021026
0.021023
0.021022
0.021018
0.021015
0.021012
0.02101
0.021007
0.021006
0.021003
0.021
0.021119
0.020996
0.020994
0.020993
0.02099
0.020989
0.020987
0.020986
0.020984
0.020984
0.021103
0.020981
0.02098
0.020979
0.020978
0.020979
0.021099
0.020977
0.020977
0.020977
0.020978
0.021098
0.020977
0.020978
0.020978
0.020979
0.021101
0.02098
0.020981
0.020982
0.021104
0.020985
0.020985
0.020987
0.021109
0.02099
0.020991
0.020994
0.021116
0.020996
0.020998
0.021121
0.021003
0.021004
0.021127
0.021008
0.02101
0.021135
0.021014
0.021017
0.02114
0.021021
0.021023
0.021148
0.021027
0.021151
0.021031
0.021033
0.021158
0.021037
0.021161
0.021041
0.021043
0.021167
0.021046
0.021169
0.021049
0.021172
0.021052
0.021174
0.021054
0.021176
0.021055
0.021179
0.021057
0.021179
0.021057
0.021179
0.021058
0.021179
0.021057
0.021178
0.021056
0.021178
0.021054
0.021175
0.021052
0.021173
0.021172
0.021048
0.021168
0.021044
0.021164
0.021041
0.021159
0.021156
0.021032
0.021151
0.021149
0.021023
0.021142
0.021017
0.021135
0.021132
0.021006
0.021123
0.02112
0.020994
0.021112
0.021107
0.021103
0.020977
0.021095
0.021089
0.020964
0.02108
0.021075
0.021072
0.020945
0.021061
0.021056
0.021052
0.020926
0.021042
0.021037
0.021032
0.020907
0.021022
0.021017
0.021012
0.021008
0.020882
0.020998
0.020993
0.020988
0.020985
0.020979
0.020854
0.02097
0.020966
0.020963
0.020957
0.020953
0.020949
0.020946
0.020821
0.020938
0.020934
0.020931
0.020927
0.020923
0.02092
0.020917
0.020914
0.02091
0.020907
0.020904
0.020903
0.020899
0.020896
0.020774
0.020891
0.02089
0.020887
0.020884
0.020882
0.020881
0.020878
0.020996
0.020874
0.020874
0.020871
0.020869
0.020868
0.020867
0.020865
0.020863
0.020862
0.020861
0.020859
0.020858
0.020856
0.020855
0.020855
0.020972
0.020851
0.02085
0.020849
0.020847
0.020846
0.020844
0.020964
0.020842
0.02084
0.020839
0.020838
0.020835
0.020953
0.020832
0.020831
0.020828
0.020827
0.020944
0.020824
0.02082
0.020818
0.020816
0.020934
0.020811
0.020809
0.020806
0.020924
0.020801
0.020798
0.020914
0.020793
0.020789
0.020786
0.020902
0.02078
0.020776
0.020891
0.020768
0.020766
0.02088
0.020757
0.020754
0.020868
0.020745
0.020741
0.020857
0.020732
0.020847
0.020723
0.02072
0.020833
0.02071
0.020824
0.020701
0.020695
0.020809
0.020686
0.0208
0.020676
0.020789
0.020666
0.02066
0.020774
0.02065
0.020765
0.02064
0.020753
0.020629
0.020744
0.020619
0.020732
0.020608
0.020722
0.020598
0.020711
0.020588
0.0207
0.020695
0.020571
0.020685
0.02056
0.020673
0.02055
0.020663
0.020657
0.020534
0.020647
0.020523
0.020636
0.020631
0.020509
0.02062
0.020615
0.020493
0.020604
0.020482
0.020594
0.02059
0.020466
0.020579
0.020574
0.020451
0.020563
0.020558
0.020554
0.020431
0.020543
0.020539
0.020416
0.020528
0.020524
0.02052
0.020397
0.020509
0.020504
0.0205
0.020378
0.02049
0.020486
0.020481
0.020476
0.020354
0.020468
0.020462
0.020457
0.020454
0.020332
0.020444
0.02044
0.020435
0.020431
0.020426
0.020423
0.020301
0.020413
0.02041
0.020405
0.0204
0.020397
0.020392
0.020387
0.020383
0.020264
0.020375
0.02037
0.020367
0.020362
0.020358
0.020354
0.020349
0.020345
0.020341
0.020337
0.020332
0.020328
0.020324
0.020319
0.020315
0.020311
0.020306
0.020301
0.020297
0.020293
0.020287
0.020283
0.020279
0.020273
0.020268
0.020264
0.020258
0.020253
0.020249
0.020359
0.020238
0.020233
0.020228
0.020222
0.020216
0.020212
0.020205
0.020199
0.02031
0.020187
0.020181
0.020176
0.020169
0.020163
0.020273
0.02015
0.020144
0.020138
0.020131
0.020239
0.020117
0.020111
0.020103
0.020096
0.020205
0.020082
0.020075
0.020068
0.020175
0.020053
0.020046
0.020038
0.020145
0.020023
0.020015
0.020007
0.020115
0.019992
0.019984
0.020091
0.019968
0.01996
0.020067
0.019945
0.019937
0.020044
0.019921
0.019913
0.02002
0.019897
0.020003
0.019883
0.019874
0.019979
0.019859
0.019964
0.019843
0.019836
0.01994
0.01982
0.019926
0.019804
0.019797
0.019903
0.019782
0.019888
0.019768
0.019873
0.019753
0.019859
0.019739
0.019844
0.019726
0.01983
0.019711
0.019818
0.019697
0.019803
0.019685
0.01979
0.019671
0.019778
0.01977
0.019652
0.019759
0.019639
0.019745
0.019628
0.019733
0.019727
0.01961
0.019715
0.019597
0.019704
0.019697
0.01958
0.019685
0.019679
0.019563
0.019668
0.019662
0.019545
0.01965
0.019644
0.019528
0.019633
0.019627
0.01951
0.019615
0.019609
0.019604
0.019486
0.019592
0.019585
0.019468
0.019574
0.019567
0.019561
0.019445
0.019549
0.019542
0.019537
0.01953
0.019412
0.019518
0.01951
0.019504
0.019497
0.019379
0.019484
0.019476
0.019469
0.019463
0.019455
0.019337
0.019441
0.019433
0.019426
0.019418
0.01941
0.019403
0.019395
0.019277
0.01938
0.019371
0.019363
0.019354
0.019346
0.019339
0.019329
0.019321
0.019313
0.019304
0.019296
0.019286
0.019277
0.019269
0.019259
0.01925
0.019242
0.019232
0.019223
0.019213
0.019204
0.019195
0.019185
0.019175
0.019166
0.019155
0.019146
0.019136
0.019126
0.019117
0.019106
0.019095
0.019086
0.019075
0.019174
0.019054
0.019044
0.019034
0.019022
0.019012
0.019002
0.01899
0.019088
0.018968
0.018957
0.018947
0.018935
0.018925
0.01902
0.018902
0.018891
0.018879
0.018867
0.018964
0.018844
0.018833
0.018821
0.018809
0.018905
0.018785
0.018774
0.018761
0.018856
0.018738
0.018725
0.018714
0.018807
0.018688
0.018677
0.01877
0.018652
0.018639
0.018732
0.018615
0.018601
0.018695
0.018576
0.018564
0.018657
0.018538
0.018527
0.018618
0.018501
0.018489
0.01858
0.018464
0.018555
0.018437
0.018426
0.018517
0.018401
0.018492
0.018375
0.018467
0.01835
0.018338
0.018429
0.018313
0.018405
0.018288
0.018381
0.018264
0.018356
0.018241
0.018332
0.018217
0.018308
0.018193
0.018286
0.01817
0.018263
0.018148
0.01824
0.018228
0.018114
0.018207
0.018092
0.018185
0.018071
0.018163
0.018153
0.01804
0.018133
0.018019
0.018112
0.018102
0.01799
0.018083
0.018072
0.017961
0.018053
0.017942
0.018035
0.018025
0.017915
0.018007
0.017999
0.017989
0.017879
0.017972
0.017963
0.017853
0.017945
0.017938
0.017827
0.01792
0.017913
0.017904
0.017795
0.017887
0.01788
0.017871
0.017863
0.017755
0.017847
0.01784
0.017831
0.017824
0.017715
0.017807
0.0178
0.017791
0.017784
0.017675
0.017769
0.01776
0.017753
0.017744
0.017736
0.017729
0.01762
0.017713
0.017704
0.017697
0.017688
0.01768
0.017672
0.017663
0.017656
0.017647
0.017639
0.01763
0.017522
0.017613
0.017604
0.017596
0.017587
0.017579
0.017569
0.017561
0.017551
0.017542
0.017533
0.017523
0.017514
0.017504
0.017495
0.017485
0.017476
0.017465
0.017555
0.017445
0.017435
0.017426
0.017415
0.017405
0.017393
0.017384
0.017372
0.017362
0.01735
0.017438
0.017328
0.017316
0.017306
0.017293
0.017282
0.01727
0.017259
0.017343
0.017234
0.017221
0.01721
0.017197
0.017281
0.017172
0.017158
0.017146
0.017133
0.017217
0.017106
0.017094
0.01708
0.017163
0.017052
0.01704
0.017025
0.017107
0.016998
0.016983
0.01697
0.017051
0.016942
0.016927
0.017009
0.016898
0.016885
0.016965
0.016856
0.016841
0.016922
0.016812
0.016797
0.016878
0.016768
0.016754
0.016834
0.016725
0.01671
0.016791
0.016681
0.016762
0.016653
0.016639
0.016718
0.016611
0.016689
0.016582
0.016661
0.016554
0.016634
0.016526
0.016513
0.016592
0.016486
0.016565
0.01646
0.016539
0.016434
0.016513
0.016408
0.016487
0.016383
0.016462
0.016451
0.016345
0.016426
0.016321
0.016403
0.016298
0.016379
0.016275
0.016357
0.016345
0.016243
0.016323
0.016221
0.016301
0.016292
0.016189
0.01627
0.016261
0.016159
0.016241
0.016139
0.016221
0.016211
0.016111
0.016192
0.016183
0.016173
0.016074
0.016155
0.016146
0.016046
0.016128
0.016119
0.01611
0.01601
0.016093
0.016083
0.015984
0.016065
0.016057
0.016047
0.016039
0.015939
0.016021
0.016011
0.016003
0.015903
0.015985
0.015975
0.015966
0.015956
0.015948
0.015848
0.015928
0.015918
0.015909
0.015898
0.015889
0.015878
0.01578
0.015858
0.015848
0.015837
0.015827
0.015815
0.015805
0.015794
0.015782
0.015772
0.01576
0.015749
0.015648
0.015726
0.015713
0.015702
0.015689
0.015678
0.015665
0.015653
0.01564
0.015628
0.015615
0.015603
0.015589
0.015577
0.015564
0.015551
0.015538
0.015525
0.015598
0.015499
0.015485
0.015472
0.015458
0.015446
0.015432
0.015419
0.015405
0.015392
0.015379
0.015451
0.015353
0.015339
0.015326
0.015312
0.0153
0.015286
0.015274
0.015346
0.015248
0.015234
0.015222
0.015209
0.015283
0.015184
0.015172
0.015159
0.015148
0.015221
0.015123
0.015112
0.015099
0.015173
0.015076
0.015065
0.015053
0.015127
0.015031
0.01502
0.015009
0.015083
0.014988
0.014977
0.015051
0.014956
0.014946
0.015019
0.014926
0.014915
0.01499
0.014896
0.014887
0.01496
0.014868
0.014857
0.014932
0.01484
0.014913
0.014821
0.014811
0.014886
0.014793
0.014868
0.014776
0.014768
0.014842
0.014749
0.014824
0.014732
0.014807
0.014715
0.01479
0.014698
0.014773
0.014681
0.014756
0.014665
0.014738
0.014648
0.014721
0.014632
0.014705
0.014615
0.014688
0.014598
0.014672
0.014581
0.014655
0.014646
0.014557
0.01463
0.014541
0.014613
0.014606
0.014516
0.014589
0.0145
0.014572
0.014565
0.014474
0.014548
0.014539
0.014451
0.014524
0.014515
0.014426
0.014499
0.014491
0.014402
0.014475
0.014467
0.014378
0.014451
0.014442
0.014354
0.014426
0.014419
0.014411
0.014322
0.014395
0.014387
0.014379
0.014291
0.014364
0.014355
0.014348
0.01434
0.014252
0.014324
0.014316
0.014309
0.014301
0.014212
0.014285
0.014276
0.014269
0.01426
0.014253
0.014245
0.014157
0.014229
0.01422
0.014213
0.014204
0.014196
0.014188
0.014179
0.014171
0.014162
0.014075
0.014145
0.014137
0.014128
0.014119
0.014111
0.014101
0.014093
0.014083
0.014074
0.014065
0.014055
0.014046
0.014036
0.014027
0.014017
0.014006
0.013997
0.013986
0.013977
0.013966
0.013955
0.013946
0.013934
0.013924
0.013991
0.013902
0.013891
0.013879
0.013869
0.013856
0.013845
0.013834
0.013821
0.01381
0.013874
0.013786
0.013774
0.013761
0.013749
0.013736
0.0138
0.013711
0.013697
0.013685
0.013671
0.013659
0.013721
0.013631
0.013618
0.013604
0.013667
0.013577
0.013563
0.01355
0.013611
0.013522
0.013507
0.013493
0.013554
0.013464
0.01345
0.013436
0.013495
0.013407
0.013391
0.013452
0.013362
0.013347
0.013407
0.013318
0.013302
0.013362
0.013272
0.013258
0.013317
0.013227
0.013287
0.013197
0.013183
0.013241
0.013152
0.013137
0.013196
0.013107
0.013165
0.013076
0.013135
0.013047
0.013104
0.013017
0.013001
0.013059
0.012972
0.013029
0.012942
0.012999
0.012912
0.012969
0.012882
0.01294
0.012853
0.01291
0.012824
0.012881
0.012866
0.012781
0.012837
0.012752
0.012809
0.012724
0.012781
0.012696
0.012753
0.012739
0.012654
0.012712
0.012698
0.012614
0.012671
0.012588
0.012644
0.012631
0.012548
0.012605
0.012592
0.012509
0.012567
0.012554
0.012471
0.012529
0.012516
0.012434
0.012492
0.012479
0.012467
0.012386
0.012443
0.012431
0.012419
0.012338
0.012396
0.012384
0.012372
0.012292
0.012349
0.012338
0.012327
0.012246
0.012304
0.012293
0.012281
0.01227
0.012259
0.012179
0.012236
0.012225
0.012213
0.012203
0.012191
0.012179
0.012101
0.012157
0.012146
0.012135
0.012123
0.012112
0.012101
0.012089
0.012078
0.012066
0.011987
0.012043
0.012032
0.012019
0.012008
0.011997
0.011984
0.011973
0.01196
0.011949
0.011937
0.011925
0.011913
0.011901
0.011888
0.011876
0.011864
0.011851
0.01184
0.011827
0.011814
0.011802
0.01179
0.011842
0.011765
0.011752
0.011739
0.011727
0.011715
0.011702
0.01169
0.011677
0.011664
0.011717
0.01164
0.011627
0.011615
0.011602
0.011589
0.011577
0.011629
0.011552
0.01154
0.011528
0.011515
0.011568
0.011492
0.011479
0.011468
0.011456
0.011507
0.011432
0.011421
0.011408
0.011461
0.011386
0.011374
0.011363
0.011415
0.01134
0.01133
0.011381
0.011307
0.011297
0.011286
0.011338
0.011264
0.011254
0.011306
0.011233
0.011223
0.011275
0.011202
0.011254
0.011182
0.011171
0.011224
0.011152
0.011141
0.011194
0.011122
0.011174
0.011103
0.011093
0.011144
0.011074
0.011125
0.011054
0.011106
0.011035
0.011087
0.011016
0.011068
0.010997
0.011048
0.010978
0.011029
0.010959
0.01101
0.01094
0.010991
0.01092
0.010972
0.010902
0.010952
0.010883
0.010933
0.010863
0.010914
0.010904
0.010834
0.010885
0.010815
0.010865
0.010855
0.010785
0.010835
0.010765
0.010816
0.010806
0.010735
0.010786
0.010776
0.010706
0.010755
0.010745
0.010676
0.010725
0.010715
0.010646
0.010695
0.010684
0.010674
0.010605
0.010653
0.010644
0.010575
0.010623
0.010613
0.010603
0.010534
0.010582
0.010572
0.010561
0.010551
0.010483
0.010531
0.01052
0.01051
0.0105
0.010432
0.010479
0.010469
0.010459
0.010448
0.010437
0.01037
0.010417
0.010406
0.010397
0.010386
0.010376
0.010365
0.010355
0.010345
0.010277
0.010324
0.010313
0.010303
0.010292
0.010282
0.010271
0.010261
0.01025
0.010239
0.010229
0.010217
0.010207
0.010196
0.010185
0.010174
0.010163
0.010152
0.010141
0.01013
0.010119
0.010107
0.010096
0.010085
0.010073
0.010062
0.01005
0.010038
0.010027
0.010015
0.010058
0.0099909
0.0099788
0.0099663
0.0099545
0.0099423
0.0099299
0.0099171
0.0099051
0.0099471
0.0098799
0.0098668
0.0098545
0.0098417
0.0098289
0.0098697
0.009803
0.00979
0.0097769
0.0097634
0.0098045
0.0097375
0.0097242
0.0097105
0.0096977
0.0097378
0.0096706
0.0096577
0.0096443
0.0096841
0.0096171
0.0096041
0.0096437
0.0095773
0.0095635
0.0095506
0.0095899
0.0095239
0.0095102
0.0095498
0.0094842
0.009471
0.0095097
0.0094448
0.0094317
0.0094708
0.0094054
0.009393
0.009432
0.0093675
0.009406
0.0093422
0.0093298
0.0093688
0.0093046
0.0093441
0.0092806
0.0092686
0.0093077
0.0092443
0.009284
0.0092213
0.0092606
0.0091979
0.0092377
0.0091757
0.0092151
0.0091531
0.009193
0.0091317
0.0091713
0.0091099
0.00915
0.0090893
0.0091292
0.0090684
0.0091087
0.0090487
0.0090886
0.0090285
0.009069
0.0090593
0.009
0.0090402
0.0089808
0.0090215
0.0090122
0.0089536
0.0089936
0.0089356
0.0089761
0.0089672
0.0089088
0.0089497
0.0089411
0.0088834
0.008924
0.0089151
0.0088582
0.0088987
0.0088904
0.008833
0.0088739
0.0088657
0.008809
0.0088495
0.008841
0.0088334
0.0087769
0.0088173
0.0088089
0.0088014
0.0087451
0.0087855
0.0087775
0.0087692
0.0087135
0.0087537
0.0087458
0.0087374
0.0087298
0.008674
0.0087139
0.0087059
0.0086974
0.0086897
0.0086817
0.0086259
0.0086654
0.0086568
0.0086489
0.0086406
0.0086323
0.008624
0.0086151
0.0085598
0.0085985
0.00859
0.0085809
0.0085726
0.0085639
0.0085551
0.0085462
0.0085368
0.0085282
0.0085191
0.00851
0.0085007
0.0084911
0.0084821
0.0084726
0.0084631
0.0084535
0.0084435
0.0084342
0.0084244
0.0084145
0.0084046
0.0083942
0.0083845
0.0083743
0.0083641
0.0083539
0.0083432
0.0083331
0.0083227
0.0083122
0.0083016
0.0082906
0.0082803
0.008315
0.0082589
0.0082481
0.0082369
0.0082264
0.0082155
0.0082045
0.0081936
0.0082272
0.0081716
0.0081606
0.0081496
0.0081385
0.0081271
0.008161
0.0081054
0.0080944
0.0080834
0.0081167
0.008061
0.0080504
0.0080395
0.0080285
0.0080617
0.0080064
0.0079959
0.0079852
0.0080182
0.0079637
0.0079527
0.007986
0.0079318
0.0079213
0.0079109
0.0079438
0.0078897
0.0078798
0.0079128
0.0078594
0.0078493
0.0078823
0.0078289
0.0078193
0.0078523
0.0077996
0.0078327
0.0077799
0.0077706
0.0078036
0.0077515
0.0077846
0.0077327
0.0077231
0.0077565
0.007705
0.0077381
0.0076867
0.0077199
0.0076684
0.0077018
0.0076509
0.007642
0.0076752
0.0076241
0.0076576
0.0076071
0.0076402
0.0075899
0.0076229
0.0075724
0.0076058
0.0075972
0.0075473
0.0075803
0.0075305
0.0075634
0.0075134
0.0075465
0.007497
0.0075298
0.0075214
0.007472
0.0075044
0.0074554
0.007488
0.0074797
0.0074306
0.007463
0.0074544
0.0074057
0.0074381
0.0073891
0.0074214
0.007413
0.0073639
0.0073963
0.0073879
0.0073796
0.0073309
0.0073628
0.0073544
0.0073055
0.0073375
0.007329
0.0073206
0.0072721
0.0073036
0.0072947
0.0072865
0.0072382
0.0072694
0.0072608
0.0072522
0.007204
0.0072346
0.0072263
0.0072176
0.0072089
0.0071608
0.0071914
0.0071826
0.0071735
0.0071649
0.0071561
0.0071082
0.0071383
0.0071293
0.0071204
0.0071111
0.0071024
0.0070933
0.0070842
0.0070751
0.0070274
0.0070568
0.0070473
0.0070383
0.0070291
0.0070198
0.0070104
0.0070011
0.0069917
0.0069819
0.0069728
0.0069633
0.0069537
0.0069442
0.0069346
0.0069249
0.0069153
0.0069053
0.0068959
0.0068861
0.0068764
0.0068666
0.0068568
0.0068469
0.006837
0.0068269
0.0068172
0.0068073
0.0067974
0.0067874
0.0068144
0.0067674
0.0067574
0.0067471
0.0067374
0.0067274
0.0067174
0.0067074
0.0066973
0.0067238
0.0066773
0.006667
0.0066573
0.0066474
0.0066374
0.0066637
0.0066175
0.0066077
0.0065978
0.0065877
0.0066141
0.0065684
0.0065587
0.006549
0.0065393
0.0065654
0.0065202
0.0065104
0.0065012
0.0065273
0.0064825
0.0064732
0.0064993
0.0064549
0.0064458
0.0064368
0.0064626
0.0064189
0.0064101
0.0064364
0.0063927
0.0063842
0.0064105
0.0063672
0.0063589
0.0063853
0.0063422
0.006369
0.0063264
0.0063184
0.006345
0.0063028
0.0063295
0.0062875
0.00628
0.0063065
0.0062652
0.0062921
0.0062507
0.0062777
0.0062366
0.0062296
0.0062567
0.0062159
0.006243
0.0062021
0.0062296
0.0061892
0.0062165
0.0061763
0.0062036
0.0061635
0.0061909
0.006151
0.0061783
0.0061721
0.0061322
0.0061598
0.0061203
0.0061477
0.0061082
0.0061356
0.0061295
0.0060902
0.0061175
0.0060783
0.0061052
0.0060995
0.0060603
0.0060874
0.0060483
0.0060753
0.0060692
0.0060302
0.006057
0.0060508
0.0060117
0.0060381
0.006032
0.005993
0.0060193
0.0060129
0.0060064
0.0059673
0.0059933
0.0059867
0.0059475
0.0059732
0.0059664
0.0059596
0.0059201
0.0059457
0.0059386
0.0059315
0.0059243
0.005885
0.0059098
0.0059025
0.0058951
0.0058876
0.0058482
0.0058726
0.005865
0.005857
0.0058496
0.0058419
0.0058024
0.0058263
0.0058184
0.0058105
0.0058026
0.0057947
0.0057867
0.0057787
0.0057707
0.0057314
0.0057545
0.0057467
0.0057387
0.0057307
0.0057227
0.0057147
0.0057067
0.0056987
0.0056908
0.0056829
0.005675
0.0056671
0.0056593
0.0056515
0.0056437
0.005636
0.0056281
0.0056207
0.0056132
0.0056056
0.0055982
0.0055907
0.0055834
0.005576
0.0055688
0.0055616
0.0055544
0.0055473
0.0055402
0.0055633
0.0055263
0.0055194
0.0055126
0.0055058
0.0054988
0.0054923
0.0054857
0.0055088
0.0054725
0.0054659
0.0054594
0.0054529
0.0054464
0.0054695
0.0054336
0.0054272
0.0054208
0.0054144
0.0054374
0.0054016
0.0053952
0.0053888
0.0053824
0.0054052
0.0053693
0.005363
0.0053565
0.0053791
0.0053434
0.0053368
0.0053591
0.0053235
0.0053167
0.0053099
0.0053319
0.0052962
0.0052892
0.0053109
0.0052751
0.0052679
0.0052893
0.0052534
0.0052461
0.0052671
0.0052311
0.0052519
0.0052159
0.0052082
0.0052287
0.0051923
0.0051846
0.0052048
0.0051686
0.0051886
0.0051524
0.0051721
0.0051359
0.0051276
0.005147
0.0051108
0.0051301
0.0050939
0.005113
0.0050769
0.0050959
0.0050598
0.0050787
0.0050427
0.0050614
0.0050255
0.0050442
0.0050085
0.0050271
0.0050186
0.004983
0.0050017
0.0049663
0.0049849
0.0049497
0.0049684
0.0049602
0.0049254
0.0049441
0.0049095
0.0049283
0.0049206
0.0048862
0.0049056
0.0048712
0.0048905
0.0048833
0.0048498
0.0048691
0.0048622
0.0048292
0.0048487
0.0048422
0.0048096
0.0048294
0.0048232
0.0048171
0.0047852
0.0048054
0.0047996
0.0047941
0.0047627
0.0047832
0.004778
0.0047728
0.004742
0.0047629
0.0047581
0.0047533
0.0047231
0.0047442
0.0047397
0.0047354
0.0047311
0.0047014
0.0047228
0.0047187
0.0047147
0.0047108
0.0047069
0.004703
0.0046739
0.0046955
0.0046918
0.0046881
0.0046845
0.0046808
0.0046772
0.0046736
0.0046701
0.0046413
0.0046629
0.0046593
0.0046558
0.0046522
0.0046486
0.004645
0.0046414
0.0046377
0.0046341
0.0046304
0.0046267
0.0046229
0.0046192
0.0046154
0.0046115
0.0046077
0.0046038
0.0045998
0.0045958
0.0045918
0.0045878
0.0045837
0.0045796
0.0045754
0.0045959
0.0045669
0.0045627
0.0045583
0.004554
0.0045496
0.0045452
0.0045407
0.0045362
0.0045317
0.0045518
0.0045226
0.0045179
0.0045133
0.0045086
0.0045039
0.0045235
0.0044945
0.0044897
0.0044849
0.0044801
0.0044995
0.0044705
0.0044657
0.0044608
0.004456
0.0044751
0.0044462
0.0044413
0.0044365
0.0044555
0.0044267
0.0044218
0.0044169
0.0044358
0.0044071
0.0044022
0.0044211
0.0043925
0.0043876
0.0044064
0.0043779
0.004373
0.0043918
0.0043634
0.0043585
0.0043773
0.0043489
0.0043442
0.004363
0.0043346
0.0043533
0.0043251
0.0043204
0.004339
0.004311
0.0043295
0.0043016
0.0042969
0.0043155
0.0042876
0.0043061
0.0042783
0.0042968
0.0042691
0.0042875
0.0042599
0.0042783
0.0042507
0.004269
0.0042415
0.0042598
0.0042323
0.0042506
0.0042231
0.0042415
0.0042139
0.0042321
0.0042047
0.0042228
0.0041955
0.0042135
0.0042088
0.0041816
0.0041995
0.0041722
0.0041901
0.0041853
0.0041581
0.0041759
0.0041711
0.0041439
0.0041615
0.0041343
0.0041518
0.0041471
0.0041198
0.0041372
0.0041322
0.0041051
0.0041223
0.0041173
0.0041123
0.0040852
0.0041022
0.0040972
0.0040701
0.004087
0.0040819
0.0040767
0.0040497
0.0040664
0.0040614
0.004056
0.0040507
0.0040238
0.0040403
0.004035
0.0040298
0.0040245
0.0039976
0.0040139
0.0040086
0.0040034
0.0039981
0.0039713
0.0039875
0.0039824
0.003977
0.0039717
0.0039665
0.0039612
0.003956
0.0039296
0.0039457
0.0039405
0.0039354
0.0039303
0.0039252
0.0039201
0.0039151
0.0039103
0.0039051
0.0039002
0.0038953
0.0038905
0.0038857
0.0038809
0.0038762
0.0038715
0.0038669
0.0038623
0.0038578
0.0038533
0.0038491
0.0038445
0.0038402
0.0038359
0.0038317
0.0038276
0.0038234
0.0038194
0.0038154
0.0038115
0.0038076
0.0038038
0.0038206
0.0037963
0.0037926
0.003789
0.0037855
0.003782
0.0037785
0.0037752
0.0037921
0.0037685
0.0037653
0.0037621
0.0037591
0.0037558
0.0037729
0.0037497
0.0037467
0.0037437
0.0037408
0.003758
0.003735
0.0037322
0.0037294
0.0037468
0.0037238
0.003721
0.0037183
0.0037355
0.0037128
0.00371
0.0037272
0.0037046
0.0037018
0.0036992
0.0037162
0.0036935
0.0036908
0.0037078
0.0036851
0.0036823
0.0036991
0.0036765
0.0036735
0.0036904
0.0036675
0.0036841
0.0036613
0.0036581
0.0036746
0.0036517
0.003668
0.003645
0.0036418
0.0036577
0.0036346
0.0036505
0.0036273
0.0036431
0.0036198
0.0036354
0.0036121
0.0036277
0.0036041
0.0036
0.0036151
0.0036109
0.0035873
0.0036022
0.0035785
0.0035932
0.0035696
0.003584
0.0035602
0.0035746
0.0035507
0.003565
0.0035411
0.0035552
0.0035503
0.0035262
0.0035401
0.0035161
0.0035299
0.0035247
0.0035008
0.0035144
0.0035093
0.0034852
0.0034987
0.0034935
0.0034696
0.003483
0.0034777
0.0034539
0.0034673
0.0034622
0.0034384
0.0034518
0.0034467
0.0034232
0.0034365
0.0034315
0.0034267
0.0034034
0.0034168
0.003412
0.0034072
0.0033843
0.0033979
0.0033933
0.003389
0.0033844
0.003362
0.0033758
0.0033716
0.0033675
0.0033635
0.0033415
0.0033558
0.0033518
0.0033481
0.0033445
0.0033409
0.0033374
0.0033162
0.0033309
0.0033275
0.0033243
0.0033212
0.0033182
0.0033152
0.0033124
0.0033097
0.0033068
0.0032864
0.0033015
0.0032989
0.0032963
0.0032938
0.0032915
0.003289
0.0032866
0.0032843
0.0032819
0.0032796
0.0032775
0.0032751
0.0032728
0.0032706
0.0032683
0.003266
0.0032638
0.0032616
0.0032592
0.0032569
0.0032719
0.0032521
0.0032497
0.0032474
0.0032447
0.0032422
0.0032396
0.0032369
0.0032342
0.0032314
0.003246
0.0032257
0.0032227
0.0032197
0.0032165
0.0032133
0.0032102
0.0032238
0.0032032
0.0031997
0.0031961
0.0031924
0.0032058
0.0031847
0.0031807
0.0031767
0.0031895
0.0031683
0.0031639
0.0031597
0.0031719
0.0031504
0.0031457
0.003141
0.003153
0.0031312
0.0031262
0.0031211
0.0031325
0.0031106
0.0031053
0.0031166
0.0030945
0.003089
0.0030999
0.0030777
0.0030722
0.0030827
0.0030605
0.003071
0.0030488
0.0030429
0.0030534
0.003031
0.0030412
0.0030191
0.0030131
0.0030232
0.003001
0.003011
0.002989
0.0029989
0.0029769
0.0029711
0.0029809
0.0029591
0.002969
0.0029473
0.0029573
0.0029359
0.0029457
0.0029244
0.0029344
0.0029133
0.0029235
0.0029025
0.0029127
0.0029074
0.0028868
0.0028974
0.0028769
0.0028874
0.0028673
0.002878
0.0028735
0.002854
0.0028648
0.0028454
0.0028566
0.0028527
0.0028339
0.0028453
0.0028418
0.0028233
0.0028351
0.0028322
0.0028141
0.0028263
0.0028236
0.0028061
0.0028188
0.0028165
0.0027994
0.0028124
0.0028106
0.0028091
0.0027925
0.002806
0.0028048
0.0028036
0.0027879
0.0028018
0.0028011
0.0028005
0.0027851
0.0027997
0.0027994
0.0027992
0.0027992
0.0027844
0.0027995
0.0027997
0.0028
0.0028004
0.0028009
0.0027867
0.0028022
0.0028029
0.0028036
0.0028044
0.0028054
0.0028062
0.0028071
0.0027932
0.0028092
0.0028101
0.0028111
0.0028121
0.0028131
0.0028143
0.0028151
0.0028161
0.0028171
0.002818
0.002819
0.0028197
0.0028205
0.0028213
0.0028221
0.0028226
0.0028232
0.0028237
0.0028241
0.0028246
0.0028247
0.0028249
0.002825
0.0028251
0.0028249
0.0028247
0.0028244
0.002824
0.0028236
0.0028229
0.0028372
0.0028213
0.0028205
0.0028193
0.0028182
0.0028169
0.0028155
0.0028141
0.0028273
0.0028106
0.0028088
0.0028069
0.0028047
0.0028026
0.0028152
0.002798
0.0027954
0.0027928
0.0027901
0.0028023
0.0027844
0.0027815
0.0027784
0.00279
0.0027721
0.0027687
0.0027653
0.0027766
0.0027585
0.0027548
0.0027511
0.002762
0.0027438
0.0027399
0.0027505
0.0027321
0.0027283
0.0027387
0.0027202
0.0027162
0.0027267
0.0027081
0.002704
0.0027143
0.0026958
0.0026918
0.0027019
0.0026835
0.0026936
0.0026754
0.0026712
0.0026814
0.0026631
0.0026734
0.0026551
0.0026652
0.0026472
0.0026575
0.0026394
0.0026356
0.0026458
0.0026281
0.0026382
0.0026206
0.0026309
0.0026135
0.0026237
0.0026064
0.0026169
0.0026134
0.0025962
0.0026067
0.0025898
0.0026003
0.0025834
0.0025941
0.0025774
0.0025881
0.0025851
0.0025686
0.0025796
0.0025631
0.002574
0.0025714
0.0025553
0.0025662
0.0025637
0.0025477
0.002559
0.0025565
0.0025407
0.0025521
0.0025498
0.0025341
0.0025455
0.0025435
0.0025279
0.0025393
0.0025373
0.0025354
0.00252
0.0025315
0.0025296
0.0025145
0.0025259
0.002524
0.0025223
0.0025204
0.0025053
0.0025168
0.0025151
0.0025132
0.0024982
0.0025097
0.002508
0.002506
0.0025042
0.0025025
0.0024873
0.0024987
0.0024968
0.0024949
0.0024929
0.0024909
0.002489
0.0024868
0.0024716
0.0024826
0.0024806
0.0024783
0.002476
0.0024738
0.0024713
0.002469
0.0024665
0.0024641
0.0024614
0.0024588
0.0024563
0.0024534
0.0024507
0.0024478
0.002445
0.002442
0.002439
0.002436
0.0024328
0.0024296
0.0024264
0.0024232
0.0024197
0.0024163
0.0024129
0.0024093
0.0024057
0.0024021
0.0023986
0.0023947
0.002391
0.0023999
0.0023833
0.0023794
0.0023756
0.0023715
0.0023675
0.0023634
0.0023595
0.0023677
0.0023511
0.002347
0.0023428
0.0023386
0.0023468
0.0023301
0.0023258
0.0023216
0.0023174
0.0023252
0.0023087
0.0023045
0.0023001
0.0022958
0.0023037
0.0022872
0.0022829
0.0022907
0.0022743
0.00227
0.0022658
0.0022736
0.0022573
0.0022531
0.0022609
0.0022447
0.0022405
0.0022483
0.0022323
0.0022282
0.002236
0.0022201
0.002216
0.0022238
0.0022081
0.0022041
0.0022119
0.0021964
0.0022041
0.0021887
0.0021965
0.0021811
0.0021774
0.0021852
0.00217
0.0021778
0.0021628
0.0021706
0.0021556
0.0021635
0.0021486
0.0021565
0.0021418
0.0021496
0.0021349
0.002143
0.0021283
0.0021362
0.0021218
0.0021297
0.0021153
0.0021234
0.002109
0.002117
0.0021028
0.0021109
0.0021078
0.0020937
0.0021018
0.0020877
0.0020958
0.002093
0.002079
0.0020871
0.0020733
0.0020813
0.0020786
0.0020648
0.0020729
0.0020702
0.0020564
0.0020646
0.0020619
0.0020483
0.0020564
0.0020538
0.002051
0.0020376
0.0020458
0.002043
0.0020297
0.0020378
0.0020351
0.0020325
0.00203
0.0020166
0.0020247
0.0020222
0.0020195
0.0020063
0.0020144
0.0020118
0.0020092
0.0020067
0.0019935
0.0020015
0.001999
0.0019964
0.0019938
0.0019913
0.0019887
0.0019757
0.0019837
0.001981
0.0019786
0.001976
0.0019734
0.001971
0.0019683
0.0019658
0.0019634
0.0019505
0.0019583
0.0019559
0.0019533
0.0019508
0.0019484
0.0019459
0.0019435
0.0019411
0.0019386
0.0019363
0.0019338
0.0019315
0.0019292
0.0019268
0.0019245
0.0019223
0.00192
0.0019178
0.0019157
0.0019235
0.0019114
0.0019093
0.0019072
0.0019053
0.0019032
0.0019013
0.0018995
0.0018976
0.0018957
0.0018941
0.0019022
0.0018907
0.001889
0.0018874
0.001886
0.0018845
0.001893
0.0018818
0.0018804
0.0018792
0.001878
0.0018867
0.0018759
0.0018748
0.0018738
0.001873
0.0018819
0.0018713
0.0018705
0.0018699
0.0018791
0.0018687
0.0018681
0.0018678
0.0018771
0.001867
0.0018666
0.0018761
0.0018662
0.0018659
0.0018757
0.0018657
0.0018656
0.0018755
0.0018656
0.0018656
0.0018756
0.0018657
0.0018659
0.0018758
0.0018661
0.0018761
0.0018664
0.0018666
0.0018766
0.0018669
0.001877
0.0018672
0.0018772
0.0018676
0.0018676
0.0018776
0.0018678
0.0018777
0.0018679
0.0018776
0.0018678
0.0018775
0.0018675
0.0018773
0.0018671
0.0018767
0.0018665
0.0018759
0.0018657
0.0018749
0.0018744
0.0018639
0.0018729
0.0018624
0.0018713
0.0018606
0.0018693
0.0018682
0.0018573
0.0018657
0.0018644
0.0018532
0.0018614
0.0018501
0.0018581
0.0018564
0.0018447
0.0018525
0.0018505
0.0018386
0.0018462
0.0018438
0.0018318
0.001839
0.0018364
0.0018339
0.0018215
0.0018283
0.0018256
0.0018226
0.0018101
0.0018165
0.0018135
0.0018102
0.0017976
0.0018038
0.0018004
0.0017971
0.0017935
0.0017807
0.0017866
0.001783
0.0017795
0.0017758
0.0017629
0.0017684
0.0017648
0.0017611
0.0017574
0.0017537
0.0017499
0.0017463
0.0017334
0.0017388
0.0017352
0.0017314
0.0017279
0.0017242
0.0017206
0.0017171
0.0017135
0.00171
0.0017065
0.0017032
0.0016997
0.0016964
0.0016932
0.00169
0.0016869
0.0016837
0.0016808
0.0016777
0.0016748
0.0016721
0.0016692
0.0016666
0.0016639
0.0016615
0.0016589
0.0016565
0.0016543
0.001652
0.0016499
0.0016477
0.0016458
0.0016438
0.0016506
0.0016401
0.0016384
0.0016368
0.0016351
0.0016337
0.0016322
0.0016394
0.0016295
0.0016282
0.0016271
0.0016259
0.0016249
0.0016323
0.0016229
0.0016219
0.0016211
0.0016202
0.0016279
0.0016186
0.0016179
0.0016172
0.001625
0.0016159
0.0016152
0.0016147
0.0016224
0.0016135
0.0016128
0.0016207
0.0016117
0.0016111
0.001619
0.00161
0.0016094
0.0016172
0.0016082
0.0016075
0.0016154
0.0016062
0.0016055
0.0016133
0.0016041
0.0016034
0.0016109
0.0016017
0.0016092
0.0016
0.0016073
0.0015981
0.001597
0.0016043
0.001595
0.0016021
0.0015927
0.0015998
0.0015903
0.0015973
0.0015877
0.0015946
0.001585
0.0015918
0.0015821
0.0015889
0.0015791
0.0015859
0.001576
0.0015827
0.0015727
0.0015794
0.0015694
0.0015759
0.0015741
0.0015642
0.0015706
0.0015607
0.001567
0.0015652
0.0015552
0.0015615
0.0015515
0.0015577
0.0015559
0.0015458
0.0015521
0.0015501
0.0015403
0.0015464
0.0015445
0.0015345
0.0015407
0.0015388
0.001537
0.0015271
0.0015333
0.0015313
0.0015216
0.0015277
0.0015259
0.001524
0.0015144
0.0015205
0.0015187
0.0015169
0.0015152
0.0015056
0.0015117
0.0015101
0.0015083
0.0015067
0.0014971
0.0015033
0.0015016
0.0015001
0.0014984
0.0014968
0.0014874
0.0014936
0.001492
0.0014905
0.0014889
0.0014874
0.0014858
0.0014843
0.0014827
0.0014735
0.0014797
0.0014782
0.0014767
0.0014752
0.0014737
0.0014723
0.0014707
0.0014693
0.0014678
0.0014664
0.0014649
0.0014635
0.001462
0.0014606
0.0014591
0.0014577
0.0014562
0.0014549
0.0014534
0.0014521
0.0014506
0.0014493
0.0014479
0.0014541
0.0014452
0.0014439
0.0014425
0.0014413
0.0014399
0.0014387
0.0014373
0.0014362
0.0014423
0.0014337
0.0014325
0.0014314
0.0014301
0.0014291
0.0014354
0.0014269
0.0014258
0.0014249
0.0014239
0.001423
0.0014295
0.0014211
0.0014204
0.0014195
0.0014262
0.0014181
0.0014175
0.0014168
0.0014237
0.0014157
0.0014153
0.0014149
0.0014219
0.0014142
0.001414
0.0014211
0.0014137
0.0014136
0.001421
0.0014136
0.0014138
0.0014213
0.0014142
0.0014145
0.0014223
0.0014154
0.0014232
0.0014165
0.0014171
0.0014253
0.0014186
0.001427
0.0014204
0.0014215
0.0014299
0.0014237
0.0014323
0.0014262
0.0014349
0.001429
0.0014379
0.0014319
0.001441
0.0014351
0.0014444
0.0014386
0.0014479
0.0014422
0.0014517
0.001446
0.0014556
0.00145
0.0014596
0.0014541
0.0014638
0.0014659
0.0014603
0.0014701
0.0014646
0.0014744
0.0014688
0.0014786
0.0014807
0.0014751
0.0014848
0.0014869
0.0014812
0.0014908
0.0014928
0.0014868
0.0014964
0.0014981
0.0014921
0.0015014
0.0015029
0.0014965
0.0015057
0.001507
0.0015081
0.0015014
0.0015101
0.0015109
0.0015038
0.0015123
0.0015127
0.0015131
0.0015133
0.0015055
0.0015133
0.001513
0.0015128
0.0015122
0.0015038
0.0015108
0.0015099
0.0015088
0.0015075
0.0015062
0.0014968
0.001503
0.0015011
0.0014992
0.001497
0.0014947
0.0014923
0.0014897
0.0014793
0.0014841
0.0014812
0.001478
0.0014748
0.0014714
0.0014678
0.0014643
0.0014605
0.0014567
0.0014527
0.0014487
0.0014446
0.0014403
0.0014361
0.0014316
0.0014272
0.0014227
0.0014182
0.0014135
0.0014088
0.0014042
0.0013994
0.0013947
0.0013898
0.0013851
0.0013803
0.0013754
0.0013707
0.0013729
0.0013611
0.0013563
0.0013516
0.001347
0.0013423
0.0013377
0.0013331
0.0013356
0.0013242
0.0013198
0.0013156
0.0013113
0.0013072
0.0013099
0.0012992
0.0012953
0.0012915
0.0012879
0.0012909
0.0012808
0.0012774
0.0012742
0.0012776
0.0012679
0.0012651
0.0012622
0.0012661
0.001257
0.0012545
0.0012586
0.0012499
0.0012478
0.0012458
0.0012503
0.0012422
0.0012405
0.0012454
0.0012376
0.0012426
0.0012351
0.001234
0.0012394
0.0012322
0.0012313
0.0012371
0.0012301
0.001236
0.0012293
0.001229
0.0012352
0.0012286
0.001235
0.0012287
0.0012351
0.001229
0.0012356
0.0012296
0.00123
0.0012368
0.001231
0.0012379
0.0012322
0.0012392
0.0012335
0.0012407
0.0012414
0.0012359
0.0012432
0.0012376
0.001245
0.0012394
0.0012469
0.0012414
0.0012488
0.0012498
0.0012443
0.0012518
0.0012464
0.0012538
0.0012549
0.0012494
0.0012568
0.0012578
0.0012523
0.0012598
0.0012607
0.0012551
0.0012625
0.0012634
0.0012577
0.001265
0.0012658
0.00126
0.0012673
0.0012679
0.0012686
0.0012626
0.0012698
0.0012703
0.0012707
0.0012646
0.0012716
0.0012719
0.0012722
0.0012658
0.0012726
0.0012727
0.0012728
0.0012728
0.0012663
0.0012727
0.0012726
0.0012723
0.0012721
0.0012718
0.0012648
0.001271
0.0012704
0.0012698
0.0012693
0.0012686
0.0012678
0.001267
0.0012661
0.0012652
0.0012577
0.0012631
0.001262
0.0012608
0.0012595
0.0012582
0.0012569
0.0012554
0.0012539
0.0012523
0.0012508
0.0012491
0.0012473
0.0012456
0.0012437
0.0012418
0.0012399
0.0012379
0.0012358
0.0012338
0.0012316
0.0012294
0.0012335
0.0012248
0.0012226
0.0012202
0.0012178
0.0012154
0.0012129
0.0012103
0.0012079
0.0012053
0.0012088
0.0012001
0.0011974
0.0011947
0.0011921
0.0011894
0.0011928
0.001184
0.0011813
0.0011785
0.0011758
0.0011791
0.0011703
0.0011676
0.0011648
0.0011621
0.0011654
0.0011567
0.001154
0.0011514
0.0011546
0.0011461
0.0011435
0.0011467
0.0011383
0.0011358
0.0011391
0.0011309
0.0011284
0.001126
0.0011295
0.0011214
0.0011248
0.0011169
0.0011147
0.0011183
0.0011105
0.0011084
0.0011121
0.0011045
0.0011083
0.0011007
0.0010989
0.0011028
0.0010954
0.0010994
0.0010922
0.0010962
0.0010892
0.0010877
0.0010918
0.0010849
0.0010892
0.0010823
0.0010867
0.0010799
0.0010843
0.0010777
0.0010822
0.0010756
0.0010802
0.0010792
0.0010728
0.0010774
0.001071
0.0010757
0.0010694
0.0010741
0.0010733
0.0010671
0.0010719
0.0010656
0.0010704
0.0010697
0.0010635
0.0010683
0.0010622
0.0010669
0.0010662
0.0010601
0.0010648
0.0010641
0.0010579
0.0010626
0.0010618
0.001061
0.0010548
0.0010594
0.0010585
0.0010522
0.0010567
0.0010557
0.0010548
0.0010484
0.0010527
0.0010517
0.0010505
0.001044
0.0010481
0.0010469
0.0010456
0.0010443
0.0010376
0.0010415
0.00104
0.0010386
0.001037
0.0010354
0.0010338
0.0010269
0.0010304
0.0010287
0.0010269
0.0010251
0.0010232
0.0010213
0.0010194
0.0010174
0.0010101
0.0010134
0.0010113
0.0010091
0.0010071
0.0010049
0.0010027
0.0010005
0.00099831
0.00099607
0.00099378
0.00099155
0.00098926
0.00098696
0.00098462
0.00098234
0.00098002
0.00097766
0.00097537
0.00097305
0.00097068
0.0009684
0.00096609
0.00096378
0.00096636
0.00095919
0.00095691
0.00095464
0.00095235
0.00095016
0.00094795
0.00094571
0.00094357
0.00094625
0.00093929
0.00093715
0.00093511
0.00093306
0.00093099
0.0009338
0.00092707
0.00092513
0.00092319
0.00092136
0.00092424
0.00091772
0.00091591
0.00091422
0.00091252
0.00091549
0.00090924
0.00090766
0.00091075
0.00090457
0.00090314
0.00090171
0.00090494
0.00089895
0.00089768
0.00090102
0.00089517
0.00089403
0.00089747
0.00089181
0.00089073
0.00089433
0.00088882
0.00088791
0.00089155
0.00088623
0.00088546
0.00088927
0.00088402
0.00088796
0.00088285
0.00088227
0.00088634
0.00088139
0.00088551
0.00088061
0.00088487
0.00088011
0.00088442
0.00087972
0.00088416
0.0008796
0.00088409
0.00087959
0.00088422
0.00087984
0.00088452
0.0008802
0.00088501
0.0008808
0.00088567
0.00088151
0.0008865
0.00088245
0.00088749
0.000888
0.00088409
0.00088924
0.00088536
0.00089055
0.0008913
0.00088749
0.00089281
0.0008936
0.00088982
0.00089525
0.00089154
0.00089694
0.00089786
0.00089417
0.00089965
0.00090056
0.00090143
0.00089778
0.00090329
0.00090419
0.00090044
0.00090598
0.00090685
0.00090771
0.00090388
0.00090937
0.00091017
0.00091094
0.00090699
0.00091239
0.00091307
0.0009137
0.0009143
0.00091015
0.00091537
0.00091583
0.00091625
0.00091658
0.00091693
0.00091251
0.00091738
0.00091749
0.00091761
0.00091763
0.00091758
0.00091748
0.00091259
0.00091707
0.00091676
0.00091639
0.00091591
0.00091544
0.00091487
0.00091422
0.00091351
0.0009127
0.00091189
0.00091098
0.00091001
0.00090893
0.00090787
0.00090671
0.00090549
0.00090421
0.00090284
0.00090149
0.00090005
0.00089857
0.000897
0.00089546
0.00089384
0.00089219
0.0008905
0.00088874
0.00088703
0.00088525
0.00088796
0.00088164
0.00087977
0.00087797
0.00087612
0.00087427
0.00087237
0.00087056
0.00087314
0.00086688
0.00086506
0.00086322
0.00086147
0.00085971
0.00086236
0.00085629
0.00085459
0.000853
0.00085142
0.00085421
0.00084839
0.00084692
0.00084557
0.00084854
0.00084297
0.00084176
0.00084058
0.00084381
0.00083852
0.00083758
0.00084098
0.00083588
0.0008352
0.00083455
0.00083824
0.0008335
0.00083306
0.00083701
0.00083252
0.00083659
0.00083226
0.00083223
0.00083658
0.0008325
0.00083274
0.0008373
0.00083342
0.00083818
0.00083449
0.00083938
0.00083583
0.00083661
0.0008417
0.00083839
0.00084367
0.00084045
0.00084587
0.00084274
0.00084833
0.00084534
0.00085102
0.00084813
0.00085394
0.00085109
0.00085705
0.00085432
0.00086034
0.00085767
0.00086374
0.00086116
0.00086735
0.00086917
0.0008666
0.00087289
0.0008703
0.00087668
0.00087858
0.00087603
0.00088242
0.00087981
0.00088625
0.00088816
0.00088554
0.00089194
0.00089381
0.00089108
0.00089749
0.00089928
0.00089648
0.00090279
0.00090449
0.00090611
0.00090315
0.00090933
0.00091085
0.00090769
0.00091373
0.00091505
0.00091638
0.00091295
0.00091877
0.00091986
0.00092088
0.00092179
0.00091802
0.00092349
0.0009242
0.00092483
0.00092537
0.00092109
0.00092619
0.00092646
0.00092664
0.00092673
0.00092672
0.00092661
0.00092167
0.00092611
0.00092571
0.00092521
0.00092461
0.00092391
0.00092307
0.0009222
0.0009212
0.0009201
0.00091889
0.00091759
0.00091619
0.00091465
0.00090846
0.0009114
0.00090962
0.00090775
0.00090578
0.00090369
0.00090158
0.00090392
0.00089705
0.00089467
0.0008922
0.00088967
0.00088702
0.00088438
0.00088165
0.00087884
0.00087598
0.00087307
0.00087011
0.00086706
0.00086404
0.00086531
0.00085781
0.00085465
0.00085146
0.00084825
0.00084498
0.00084177
0.00084276
0.00083524
0.00083197
0.0008287
0.00082543
0.00082218
0.00082305
0.00081571
0.0008125
0.00080932
0.00081026
0.00080305
0.00079996
0.00079688
0.00079391
0.00079496
0.00078804
0.00078518
0.00078635
0.00077963
0.00077695
0.00077429
0.00077568
0.00076927
0.00076684
0.00076836
0.0007622
0.00075999
0.0007617
0.00075576
0.00075763
0.0007519
0.00075007
0.00075211
0.00074664
0.00074505
0.0007473
0.00074206
0.00074449
0.00073945
0.00074198
0.00073711
0.00073605
0.00073879
0.00073415
0.00073703
0.0007325
0.00073554
0.00073119
0.00073432
0.00073009
0.00073334
0.00072924
0.0007326
0.00072861
0.00073203
0.00072818
0.00073173
0.00073162
0.00072787
0.00073154
0.00072786
0.0007316
0.00072798
0.00073175
0.0007319
0.00072836
0.00073222
0.00072871
0.00073261
0.00073282
0.00072934
0.00073327
0.0007335
0.00072999
0.00073396
0.00073418
0.00073069
0.00073461
0.00073481
0.00073499
0.00073145
0.00073532
0.00073545
0.00073182
0.00073565
0.00073571
0.00073574
0.00073203
0.00073572
0.00073567
0.00073558
0.00073174
0.00073529
0.00073506
0.00073486
0.00073458
0.00073427
0.00073021
0.00073352
0.00073308
0.0007326
0.00073208
0.00073151
0.00072722
0.00073023
0.00072957
0.00072883
0.00072805
0.00072724
0.00072638
0.00072548
0.00072454
0.00072356
0.00072255
0.00071786
0.00072041
0.00071926
0.00071814
0.00071696
0.00071574
0.0007145
0.00071324
0.00071194
0.00071063
0.0007093
0.00070795
0.00070658
0.0007052
0.00070381
0.00070237
0.00070453
0.00069958
0.00069817
0.00069675
0.00069534
0.00069393
0.00069253
0.00069114
0.00068977
0.00068841
0.00068706
0.0006892
0.00068444
0.00068314
0.00068192
0.0006807
0.00067951
0.00067836
0.00068067
0.00067617
0.00067514
0.00067414
0.00067319
0.00067568
0.00067143
0.00067062
0.00066986
0.00067254
0.00066851
0.00066788
0.00066736
0.00067024
0.00066644
0.00066606
0.00066574
0.00066884
0.00066528
0.00066513
0.00066839
0.000665
0.00066503
0.00066846
0.00066524
0.00066543
0.00066903
0.00066597
0.00066628
0.00067007
0.00066715
0.00066763
0.00067154
0.00066874
0.00067274
0.00067001
0.00067071
0.00067482
0.00067219
0.00067637
0.00067379
0.00067803
0.00067549
0.00067978
0.00067726
0.00068159
0.00067909
0.00068345
0.00068095
0.00068533
0.00068279
0.00068721
0.00068468
0.00068906
0.0006865
0.00069087
0.00068827
0.00069261
0.00068996
0.00069426
0.00069505
0.00069232
0.00069654
0.00069373
0.00069789
0.00069852
0.00069559
0.00069964
0.00070014
0.00069708
0.00070101
0.00070138
0.00069817
0.00070196
0.00070218
0.00069882
0.00070246
0.00070253
0.00069898
0.0007025
0.0007024
0.00070226
0.00069853
0.0007018
0.00070149
0.00070113
0.00069719
0.00070025
0.00069972
0.00069915
0.00069502
0.00069785
0.00069712
0.00069634
0.00069552
0.00069115
0.00069372
0.00069274
0.00069172
0.00069066
0.00068955
0.00068839
0.00068374
0.00068595
0.00068466
0.00068333
0.00068196
0.00068055
0.00067909
0.0006776
0.00067607
0.00067449
0.00067288
0.00066787
0.00066955
0.00066783
0.00066607
0.00066427
0.00066244
0.00066057
0.00065867
0.00065673
0.00065476
0.00065275
0.00065071
0.00064864
0.00064654
0.0006444
0.00064545
0.00064003
0.0006378
0.00063553
0.00063324
0.00063092
0.00062858
0.0006262
0.0006238
0.00062137
0.00061892
0.00061955
0.00061395
0.00061144
0.0006089
0.00060635
0.00060378
0.0006012
0.0006016
0.00059599
0.00059337
0.00059074
0.00058811
0.00058842
0.00058284
0.0005802
0.00057756
0.00057782
0.0005723
0.00056969
0.00056708
0.00056732
0.00056191
0.00055935
0.00055681
0.00055708
0.00055181
0.00054934
0.00054965
0.0005445
0.00054213
0.00054251
0.0005375
0.00053525
0.00053571
0.00053086
0.00052874
0.0005293
0.00052463
0.00052527
0.00052072
0.00051885
0.00051962
0.00051526
0.00051613
0.0005119
0.00051031
0.00051133
0.0005073
0.00050842
0.00050453
0.00050576
0.000502
0.00050334
0.00049972
0.00050117
0.00049768
0.00049927
0.00049588
0.00049756
0.00049433
0.00049612
0.00049301
0.00049491
0.00049192
0.00049393
0.00049353
0.00049071
0.00049288
0.00049018
0.00049246
0.00049232
0.00048978
0.0004922
0.00048976
0.00049228
0.00049239
0.00049009
0.00049275
0.000493
0.00049083
0.00049363
0.00049401
0.00049196
0.00049489
0.00049541
0.00049594
0.00049403
0.00049713
0.00049779
0.00049599
0.00049921
0.00049998
0.00050078
0.00049911
0.00050248
0.00050338
0.00050432
0.00050528
0.00050375
0.00050731
0.00050837
0.00050946
0.00051057
0.00051172
0.00051033
0.00051409
0.00051534
0.00051656
0.00051784
0.00051914
0.00052046
0.00051919
0.00052316
0.00052454
0.00052594
0.00052736
0.00052879
0.00053024
0.0005317
0.00053318
0.00053467
0.00053616
0.00053767
0.0005392
0.00054069
0.00054221
0.00054374
0.00054526
0.00054679
0.00054831
0.00054982
0.00055134
0.00055284
0.00055434
0.00055582
0.0005573
0.00055875
0.0005602
0.00056163
0.00056306
0.00056443
0.00056579
0.00056997
0.00056846
0.00056976
0.00057103
0.00057227
0.00057348
0.00057466
0.00057869
0.00057693
0.00057801
0.00057906
0.0005801
0.00058106
0.00058491
0.00058291
0.00058378
0.00058462
0.00058541
0.0005891
0.00058689
0.00058758
0.00058823
0.00059178
0.00058944
0.00058995
0.00059046
0.00059388
0.00059136
0.00059177
0.00059509
0.00059248
0.00059279
0.00059603
0.00059332
0.00059355
0.00059674
0.00059392
0.00059408
0.00059718
0.00059433
0.0005974
0.00059451
0.00059458
0.0005976
0.00059467
0.00059768
0.00059476
0.00059475
0.00059774
0.00059478
0.00059776
0.0005948
0.00059778
0.00059482
0.00059782
0.00059487
0.00059788
0.00059497
0.00059797
0.00059507
0.00059812
0.00059524
0.00059832
0.00059547
0.00059859
0.00059577
0.00059893
0.00059916
0.00059638
0.0005996
0.00059689
0.00060016
0.00059749
0.00060082
0.00060118
0.00059858
0.00060201
0.00060243
0.0005999
0.00060339
0.0006039
0.00060144
0.00060502
0.00060562
0.00060323
0.00060689
0.00060759
0.00060524
0.00060899
0.00060974
0.00061052
0.00060828
0.00061214
0.00061299
0.00061389
0.0006117
0.00061567
0.00061661
0.00061756
0.00061547
0.00061954
0.00062056
0.00062159
0.00062267
0.00062372
0.00062169
0.0006259
0.00062702
0.00062815
0.00062929
0.00063045
0.00063164
0.00062964
0.00063398
0.00063517
0.00063637
0.00063758
0.00063879
0.00064
0.00064125
0.00064244
0.00064366
0.00064487
0.00064609
0.0006473
0.0006485
0.00064973
0.00065089
0.00065207
0.00065323
0.00065439
0.00065552
0.00065664
0.00065775
0.00065886
0.00065989
0.00066093
0.00066195
0.00066293
0.00066389
0.00066482
0.00066575
0.00066658
0.00066741
0.00066821
0.00066896
0.00067301
0.00067035
0.00067101
0.00067157
0.00067212
0.00067261
0.00067306
0.00067681
0.00067382
0.00067415
0.00067437
0.00067457
0.00067807
0.00067481
0.00067485
0.00067483
0.00067815
0.00067464
0.00067446
0.00067423
0.0006773
0.00067361
0.00067322
0.0006728
0.00067562
0.00067174
0.00067114
0.00067383
0.0006698
0.00066909
0.00066828
0.00067077
0.00066658
0.00066897
0.00066471
0.00066372
0.00066602
0.00066164
0.00066055
0.00066271
0.00065828
0.00066037
0.00065593
0.00065469
0.00065669
0.00065219
0.00065415
0.00064963
0.00065158
0.00064702
0.00064891
0.00064438
0.00064626
0.00064173
0.00064361
0.00063908
0.00064093
0.00063644
0.00063829
0.00063383
0.00063571
0.00063126
0.00063312
0.00062873
0.00063061
0.00062626
0.00062818
0.00062696
0.00062268
0.00062461
0.00062037
0.00062233
0.00062124
0.00061705
0.00061905
0.00061799
0.0006139
0.00061596
0.00061493
0.00061091
0.00061298
0.00061203
0.00060807
0.0006102
0.00060927
0.00060536
0.00060749
0.00060663
0.00060579
0.00060193
0.00060409
0.00060326
0.00060244
0.00059865
0.00060084
0.00060001
0.00059921
0.00059841
0.00059466
0.00059685
0.00059604
0.00059525
0.00059445
0.00059366
0.00058996
0.00059207
0.00059128
0.00059048
0.00058968
0.0005889
0.00058807
0.00058726
0.00058354
0.00058563
0.00058484
0.000584
0.00058318
0.00058237
0.00058155
0.00058076
0.00057992
0.00057911
0.00057831
0.00057751
0.00057673
0.00057592
0.00057514
0.00057438
0.00057362
0.0005729
0.00057214
0.00057143
0.00057073
0.00057005
0.00056942
0.00056876
0.00056814
0.00056755
0.00056699
0.00056648
0.00056875
0.00056547
0.00056503
0.00056462
0.00056427
0.00056391
0.00056361
0.00056335
0.00056594
0.00056295
0.00056281
0.00056271
0.00056266
0.00056545
0.00056268
0.00056276
0.00056288
0.00056305
0.00056608
0.00056353
0.00056383
0.00056418
0.0005674
0.00056502
0.00056551
0.00056604
0.00056944
0.00056723
0.00056788
0.00057139
0.00056931
0.00057011
0.00057372
0.00057175
0.00057263
0.0005764
0.00057448
0.00057546
0.00057931
0.00057749
0.00057856
0.00058248
0.00058071
0.0005847
0.00058297
0.00058409
0.00058815
0.00058642
0.00059053
0.00058878
0.00059288
0.00059115
0.00059528
0.00059356
0.00059472
0.00059885
0.00059707
0.00060122
0.00059939
0.0006035
0.00060463
0.00060278
0.00060684
0.00060492
0.00060897
0.00060702
0.000611
0.00060897
0.00061293
0.00061388
0.00061172
0.00061561
0.0006134
0.00061725
0.00061799
0.00061567
0.0006194
0.00062008
0.00061761
0.00062124
0.00061871
0.00062229
0.00062272
0.00062314
0.00062044
0.00062387
0.00062413
0.00062131
0.00062459
0.00062479
0.00062489
0.0006219
0.00062502
0.00062505
0.00062499
0.00062184
0.00062481
0.00062468
0.00062447
0.00062117
0.00062399
0.00062372
0.00062337
0.00062301
0.00062262
0.00061916
0.00062175
0.00062127
0.00062076
0.00062025
0.00061967
0.0006191
0.00061545
0.0006179
0.00061724
0.00061659
0.00061594
0.00061523
0.00061454
0.00061383
0.00061314
0.0006124
0.00061167
0.00061097
0.00061021
0.00060947
0.00060874
0.00060803
0.00060728
0.00060656
0.00060584
0.00060516
0.00060444
0.00060375
0.0006031
0.00060241
0.00060177
0.00060114
0.00060055
0.00059993
0.00059935
0.00059879
0.00059828
0.00060069
0.00059725
0.0005968
0.00059633
0.00059591
0.00059551
0.00059516
0.00059772
0.00059447
0.00059419
0.00059389
0.00059364
0.00059342
0.00059616
0.00059304
0.00059289
0.00059279
0.00059558
0.00059258
0.00059252
0.0005925
0.00059538
0.00059246
0.00059251
0.00059252
0.00059549
0.00059266
0.00059272
0.00059574
0.00059293
0.00059307
0.00059318
0.00059623
0.00059348
0.00059653
0.00059376
0.00059392
0.00059702
0.00059423
0.00059438
0.00059749
0.00059468
0.00059775
0.00059498
0.00059508
0.00059812
0.00059529
0.00059834
0.00059545
0.00059844
0.00059557
0.0005985
0.00059557
0.0005985
0.00059551
0.00059837
0.00059537
0.00059816
0.00059509
0.00059787
0.00059472
0.00059742
0.00059423
0.00059689
0.00059363
0.0005962
0.00059292
0.0005954
0.00059496
0.00059159
0.00059396
0.00059051
0.00059287
0.00059224
0.0005887
0.00059095
0.00059022
0.0005866
0.00058873
0.00058796
0.00058424
0.00058627
0.00058542
0.00058163
0.00058357
0.00058265
0.00058166
0.00057782
0.00057968
0.00057863
0.00057476
0.00057655
0.00057546
0.00057437
0.0005733
0.00056936
0.00057105
0.00056996
0.00056881
0.00056769
0.00056381
0.00056543
0.00056431
0.00056321
0.00056207
0.00056096
0.00055714
0.00055877
0.0005577
0.00055665
0.00055558
0.00055454
0.00055354
0.00055252
0.00055153
0.0005479
0.00054963
0.00054871
0.00054783
0.00054694
0.00054609
0.00054528
0.00054446
0.00054369
0.00054296
0.00054222
0.00054153
0.00054088
0.00054022
0.0005396
0.00053904
0.00053846
0.00053792
0.00053744
0.00053694
0.00053913
0.00053605
0.00053564
0.00053527
0.00053489
0.00053455
0.00053425
0.00053393
0.00053365
0.00053341
0.00053576
0.00053292
0.00053273
0.00053251
0.00053233
0.00053217
0.0005346
0.00053186
0.0005317
0.00053156
0.00053145
0.00053391
0.00053119
0.00053109
0.00053096
0.00053344
0.00053075
0.00053062
0.0005305
0.000533
0.00053026
0.00053016
0.00053
0.00053246
0.00052975
0.00052958
0.00053201
0.00052927
0.00052908
0.00053151
0.0005287
0.0005285
0.0005309
0.00052807
0.00053043
0.00052762
0.00052735
0.00052969
0.00052682
0.00052912
0.00052628
0.00052596
0.00052823
0.00052536
0.0005276
0.0005247
0.00052696
0.00052403
0.00052627
0.00052334
0.00052555
0.00052266
0.00052485
0.00052195
0.00052414
0.00052123
0.00052345
0.00052053
0.00052274
0.00051988
0.00052207
0.00052177
0.00051889
0.00052113
0.00051832
0.00052056
0.00052031
0.0005175
0.0005198
0.00051707
0.00051938
0.00051919
0.00051652
0.00051888
0.00051878
0.00051613
0.00051858
0.00051855
0.00051851
0.000516
0.00051854
0.0005186
0.00051617
0.0005188
0.00051896
0.00051912
0.0005168
0.00051959
0.00051984
0.00052017
0.00051795
0.00052087
0.0005213
0.00052172
0.00052223
0.00052017
0.00052327
0.00052388
0.00052449
0.00052517
0.00052585
0.00052658
0.0005248
0.00052816
0.00052902
0.00052988
0.00053079
0.00053177
0.00053273
0.00053377
0.00053481
0.00053589
0.00053442
0.00053817
0.00053938
0.00054057
0.00054182
0.00054312
0.00054441
0.00054577
0.00054711
0.00054852
0.00054991
0.00055135
0.00055283
0.00055429
0.00055581
0.00055731
0.00056159
0.0005604
0.00056196
0.00056356
0.00056513
0.00056675
0.00056833
0.00056994
0.00057157
0.00057316
0.00057479
0.00057919
0.000578
0.00057958
0.00058116
0.00058275
0.00058429
0.00058871
0.00058735
0.00058887
0.00059032
0.00059177
0.0005961
0.00059458
0.00059595
0.00059725
0.00059852
0.00060271
0.00060095
0.00060213
0.00060614
0.00060428
0.00060525
0.00060622
0.00061004
0.00060792
0.00060871
0.00061237
0.00061007
0.00061063
0.00061416
0.0006116
0.00061199
0.00061532
0.00061256
0.00061276
0.00061583
0.00061291
0.00061584
0.00061278
0.00061258
0.00061533
0.00061206
0.00061464
0.00061123
0.00061367
0.00061014
0.00061245
0.00060879
0.00061097
0.00060718
0.00060927
0.00060535
0.00060733
0.00060332
0.00060518
0.00060108
0.00060285
0.00059867
0.00060034
0.0005961
0.00059767
0.00059343
0.0005949
0.0005935
0.00058915
0.00059058
0.00058622
0.0005876
0.00058608
0.00058175
0.00058305
0.00058153
0.00057722
0.00057849
0.00057701
0.0005727
0.00057402
0.00057253
0.00056832
0.00056963
0.00056823
0.00056406
0.00056546
0.00056409
0.00056279
0.00055876
0.00056022
0.00055901
0.00055779
0.00055395
0.0005555
0.00055443
0.00055335
0.00055235
0.00054866
0.00055041
0.00054948
0.00054863
0.00054777
0.00054699
0.00054356
0.00054548
0.00054481
0.00054414
0.00054354
0.00054294
0.00054241
0.00054187
0.00054141
0.00053832
0.00054055
0.00054014
0.0005398
0.00053945
0.00053917
0.00053888
0.00053865
0.00053841
0.00053823
0.00053804
0.00053791
0.00053777
0.00053768
0.00053758
0.00053754
0.00053747
0.00053747
0.00053744
0.00053746
0.00053751
0.00053753
0.00054022
0.00053767
0.00053779
0.00053788
0.00053802
0.00053814
0.00053831
0.00053845
0.00053865
0.00054144
0.00053905
0.00053924
0.00053949
0.00053971
0.00053998
0.00054285
0.00054052
0.00054079
0.00054111
0.0005414
0.00054437
0.00054205
0.00054241
0.00054274
0.00054576
0.00054347
0.00054388
0.00054425
0.00054731
0.00054505
0.00054549
0.00054855
0.00054635
0.00054677
0.0005499
0.00054768
0.00054817
0.00055128
0.00054912
0.00054958
0.00055276
0.00055056
0.00055109
0.00055427
0.00055208
0.00055529
0.0005531
0.00055365
0.00055683
0.00055469
0.00055789
0.00055574
0.00055894
0.0005568
0.00056
0.00055785
0.00056106
0.0005589
0.00056211
0.00055994
0.00056315
0.00056097
0.00056418
0.00056198
0.00056519
0.00056298
0.00056618
0.00056395
0.00056714
0.00056763
0.00056535
0.00056853
0.00056625
0.0005694
0.00056985
0.00056749
0.00057066
0.00056827
0.00057143
0.00057177
0.00056938
0.00057246
0.0005728
0.00057031
0.00057339
0.00057364
0.00057115
0.00057415
0.00057435
0.00057457
0.00057195
0.00057491
0.00057502
0.00057516
0.00057246
0.00057533
0.00057535
0.0005754
0.00057538
0.00057261
0.00057534
0.00057524
0.00057517
0.00057502
0.00057212
0.0005747
0.00057453
0.00057428
0.00057405
0.00057375
0.00057347
0.00057035
0.00057278
0.0005724
0.00057197
0.00057156
0.00057108
0.00057063
0.0005701
0.00056959
0.00056902
0.00056847
0.00056787
0.00056724
0.00056662
0.00056595
0.0005653
0.00056458
0.0005639
0.00056316
0.00056244
0.0005617
0.00056091
0.00056017
0.00055937
0.0005586
0.00055779
0.00055701
0.00055619
0.0005554
0.0005546
0.00055377
0.00055299
0.00055483
0.00055139
0.00055058
0.00054982
0.00054905
0.00054827
0.00054754
0.00054942
0.00054607
0.00054534
0.00054468
0.00054398
0.00054597
0.00054271
0.00054208
0.00054151
0.00054092
0.00054301
0.00053988
0.00053937
0.00053893
0.00054107
0.00053808
0.00053767
0.00053993
0.00053701
0.00053669
0.00053903
0.00053618
0.000536
0.00053838
0.00053566
0.00053554
0.00053801
0.00053538
0.00053532
0.00053791
0.00053532
0.00053538
0.00053804
0.00053552
0.00053825
0.00053578
0.00053855
0.00053614
0.00053632
0.00053916
0.00053679
0.00053966
0.00053732
0.00054022
0.00053793
0.00054083
0.00053858
0.0005415
0.00053927
0.00054223
0.00053997
0.00054297
0.00054072
0.00054373
0.00054412
0.00054187
0.0005449
0.00054265
0.00054568
0.00054607
0.00054381
0.00054684
0.00054457
0.00054759
0.00054796
0.00054567
0.00054868
0.00054901
0.00054673
0.00054971
0.00055001
0.0005477
0.00055063
0.00055095
0.00054859
0.00055149
0.00055178
0.00055201
0.00054962
0.00055251
0.00055271
0.00055294
0.00055046
0.00055333
0.0005535
0.00055365
0.00055116
0.00055394
0.00055409
0.00055421
0.0005543
0.00055442
0.00055184
0.00055456
0.00055464
0.00055467
0.00055474
0.00055477
0.00055477
0.0005548
0.00055212
0.00055479
0.00055477
0.00055472
0.0005547
0.00055466
0.00055457
0.00055453
0.00055443
0.00055436
0.00055426
0.00055413
0.00055404
0.00055391
0.00055376
0.00055364
0.00055347
0.00055333
0.00055316
0.00055296
0.0005528
0.00055261
0.00055239
0.0005522
0.00055197
0.00055177
0.00055154
0.00055129
0.00055372
0.00055083
0.00055056
0.00055033
0.00055007
0.00054979
0.00054955
0.0005519
0.00054901
0.00054874
0.00054845
0.0005482
0.00054794
0.00055028
0.0005474
0.00054714
0.00054686
0.00054925
0.00054635
0.00054613
0.00054589
0.00054564
0.00054806
0.00054522
0.000545
0.00054745
0.00054465
0.00054445
0.00054693
0.00054418
0.00054403
0.00054393
0.00054645
0.00054373
0.0005463
0.00054362
0.00054362
0.00054622
0.0005436
0.00054365
0.00054631
0.00054375
0.00054647
0.00054397
0.0005467
0.00054427
0.00054444
0.00054724
0.00054487
0.00054773
0.00054535
0.00054828
0.00054597
0.0005489
0.00054664
0.00054963
0.00054737
0.00055043
0.00054821
0.00055127
0.0005491
0.00055221
0.00055003
0.00055319
0.0005537
0.00055155
0.00055475
0.00055263
0.0005558
0.00055637
0.00055426
0.00055745
0.00055536
0.00055858
0.00055911
0.000557
0.00056022
0.00056073
0.00055859
0.00056179
0.00056226
0.00056277
0.00056055
0.00056368
0.00056414
0.00056185
0.00056492
0.00056532
0.00056567
0.00056326
0.00056628
0.00056655
0.00056676
0.00056699
0.00056445
0.00056728
0.00056742
0.00056749
0.00056753
0.0005648
0.0005675
0.00056743
0.0005673
0.00056718
0.000567
0.00056676
0.00056381
0.00056623
0.00056587
0.00056553
0.00056512
0.00056466
0.0005642
0.00056368
0.00056311
0.00056255
0.00056193
0.00056128
0.00056058
0.00055989
0.00055915
0.00055835
0.00055757
0.00055675
0.00055587
0.00055502
0.00055412
0.00055319
0.00055223
0.00055128
0.0005503
0.00054928
0.00054828
0.00054725
0.00054618
0.00054515
0.00054408
0.00054559
0.00054188
0.0005408
0.00053969
0.00053856
0.00053746
0.00053633
0.00053774
0.00053407
0.00053293
0.0005318
0.00053064
0.00053205
0.00052838
0.00052722
0.0005261
0.00052497
0.00052634
0.00052268
0.00052158
0.00052045
0.0005218
0.00051822
0.00051711
0.00051847
0.00051488
0.00051381
0.00051517
0.00051162
0.00051057
0.0005095
0.00051087
0.00050737
0.00050876
0.00050531
0.00050426
0.00050567
0.00050226
0.00050126
0.00050265
0.00049931
0.00050073
0.0004974
0.00049882
0.00049554
0.00049464
0.00049609
0.00049287
0.00049437
0.00049118
0.00049268
0.00048956
0.00049112
0.00048802
0.00048959
0.00048657
0.0004882
0.0004852
0.00048689
0.00048397
0.00048569
0.00048511
0.0004823
0.00048411
0.00048134
0.00048318
0.0004828
0.00048014
0.0004821
0.00047949
0.00048153
0.00048131
0.00047883
0.00048094
0.00048085
0.00047848
0.00048073
0.00048071
0.00047848
0.00048085
0.00048096
0.0004811
0.00047902
0.00048155
0.0004818
0.00047984
0.00048248
0.00048287
0.00048327
0.00048145
0.00048424
0.00048478
0.00048532
0.00048594
0.00048426
0.00048723
0.00048791
0.00048865
0.0004894
0.00049018
0.00049099
0.00048946
0.00049267
0.00049354
0.00049444
0.00049533
0.00049628
0.00049723
0.00049819
0.00049914
0.00049777
0.00050114
0.00050214
0.00050313
0.00050416
0.00050518
0.0005062
0.00050719
0.00050823
0.00050924
0.00051024
0.00051122
0.00051223
0.0005132
0.00051417
0.00051512
0.00051604
0.00051698
0.00051788
0.00052124
0.00051961
0.00052047
0.00052129
0.00052208
0.00052283
0.00052359
0.0005243
0.00052498
0.00052813
0.00052623
0.00052684
0.0005274
0.00052792
0.00052839
0.00053138
0.00052928
0.00052967
0.00053001
0.0005303
0.00053312
0.00053084
0.00053104
0.00053118
0.00053386
0.00053142
0.00053148
0.0005315
0.000534
0.00053144
0.00053135
0.00053377
0.00053109
0.00053089
0.0005307
0.00053298
0.00053019
0.00052987
0.00053209
0.00052922
0.00053136
0.00052845
0.00052801
0.00053011
0.00052715
0.00052918
0.00052619
0.00052568
0.00052769
0.00052467
0.00052664
0.00052361
0.00052555
0.00052254
0.00052449
0.00052147
0.00052341
0.00052038
0.00052235
0.00051936
0.00052132
0.00051836
0.00052032
0.00051741
0.00051941
0.00051652
0.00051856
0.00051568
0.00051778
0.00051742
0.00051463
0.00051677
0.00051402
0.00051622
0.00051598
0.00051333
0.00051558
0.00051542
0.00051283
0.00051518
0.00051266
0.00051505
0.00051502
0.000515
0.0005126
0.00051509
0.00051516
0.00051281
0.00051537
0.00051548
0.00051565
0.00051338
0.00051602
0.00051622
0.00051642
0.00051422
0.00051691
0.00051716
0.00051742
0.00051769
0.00051548
0.00051823
0.0005185
0.00051877
0.00051904
0.0005193
0.00051954
0.00051734
0.00052004
0.00052027
0.00052049
0.00052066
0.00052087
0.00052103
0.00052118
0.0005213
0.00052141
0.00052147
0.00051907
0.00052157
0.00052158
0.00052156
0.00052151
0.00052141
0.00052132
0.00052119
0.00052102
0.00052082
0.0005206
0.00052032
0.00052005
0.0005222
0.00051939
0.00051901
0.0005186
0.00051817
0.00051768
0.00051721
0.00051669
0.00051614
0.00051557
0.00051498
0.00051677
0.00051371
0.00051304
0.00051236
0.00051165
0.00051092
0.00051259
0.0005094
0.00050864
0.00050784
0.00050704
0.00050861
0.00050538
0.00050452
0.00050369
0.00050282
0.00050433
0.00050107
0.00050019
0.00050166
0.00049838
0.0004975
0.0004966
0.00049804
0.00049478
0.00049387
0.00049529
0.00049203
0.00049113
0.00049254
0.0004893
0.00048839
0.00048979
0.00048657
0.00048794
0.00048475
0.00048384
0.00048522
0.00048203
0.0004834
0.00048022
0.0004816
0.00047841
0.00047753
0.0004789
0.00047575
0.00047711
0.00047398
0.00047534
0.0004722
0.00047357
0.00047047
0.00047182
0.00046873
0.00047009
0.00046923
0.00046616
0.0004675
0.00046448
0.00046584
0.00046282
0.00046419
0.00046338
0.00046039
0.00046178
0.00045881
0.00046023
0.00045948
0.00045657
0.00045801
0.0004573
0.00045445
0.00045593
0.00045528
0.00045249
0.00045404
0.00045345
0.00045075
0.00045235
0.00045184
0.00045136
0.00044879
0.00045049
0.00045009
0.00044975
0.00044732
0.00044915
0.00044891
0.0004487
0.00044853
0.00044629
0.00044831
0.00044825
0.00044826
0.0004483
0.00044838
0.0004464
0.00044868
0.0004489
0.00044917
0.00044948
0.00044983
0.00045022
0.00045068
0.00045118
0.00044959
0.00045231
0.00045294
0.00045361
0.00045433
0.0004551
0.0004559
0.00045673
0.00045764
0.00045856
0.00045953
0.00046053
0.00046157
0.00046264
0.00046375
0.00046488
0.00046605
0.00046723
0.00046846
0.0004697
0.00047097
0.00047448
0.00047356
0.00047488
0.00047621
0.00047755
0.0004789
0.00048027
0.00048163
0.00048298
0.00048665
0.00048574
0.0004871
0.00048846
0.00048981
0.00049346
0.00049247
0.00049378
0.00049508
0.00049635
0.00049995
0.00049884
0.00050003
0.00050123
0.00050475
0.00050351
0.0005046
0.00050566
0.00050907
0.00050768
0.00050863
0.00051195
0.00051042
0.00051126
0.00051446
0.00051278
0.00051351
0.0005166
0.0005148
0.00051538
0.00051835
0.00051641
0.00051685
0.00051969
0.00051761
0.00052036
0.00051818
0.00052085
0.00051859
0.00051872
0.00052124
0.00051886
0.00052132
0.00051884
0.00052122
0.00051866
0.00052096
0.00051833
0.00052056
0.00051786
0.00052001
0.00051725
0.00051934
0.00051652
0.00051855
0.00051811
0.00051522
0.00051716
0.00051421
0.00051612
0.00051315
0.000515
0.00051441
0.0005114
0.00051319
0.00051256
0.00050951
0.00051126
0.0005106
0.00050753
0.00050925
0.00050856
0.00050549
0.00050718
0.00050648
0.00050341
0.00050509
0.00050439
0.00050369
0.00050062
0.00050231
0.00050162
0.00050094
0.00049791
0.00049958
0.00049891
0.00049825
0.0004976
0.00049462
0.00049631
0.00049568
0.00049505
0.00049444
0.00049383
0.00049323
0.00049033
0.00049206
0.00049148
0.00049092
0.00049036
0.00048982
0.00048928
0.00048875
0.00048822
0.00048771
0.00048721
0.00048442
0.00048622
0.00048572
0.00048526
0.00048479
0.00048433
0.00048388
0.00048343
0.00048299
0.00048255
0.00048213
0.0004817
0.00048129
0.00048313
0.00048047
0.00048007
0.00047968
0.00047929
0.00047891
0.00047853
0.00047816
0.00047779
0.00047743
0.00047707
0.00047896
0.00047638
0.00047604
0.0004757
0.00047538
0.00047506
0.00047697
0.00047443
0.00047413
0.00047384
0.00047355
0.00047549
0.00047299
0.00047273
0.00047247
0.00047443
0.00047198
0.00047174
0.00047151
0.00047351
0.00047109
0.00047089
0.0004729
0.00047051
0.00047034
0.00047018
0.00047223
0.00046988
0.00047194
0.00046961
0.0004695
0.00047159
0.00046929
0.0004692
0.00047132
0.00046905
0.00047118
0.00046893
0.00046888
0.00047105
0.00046882
0.000471
0.00046879
0.00047098
0.00046878
0.00047099
0.00046881
0.00047103
0.00046886
0.0004711
0.00046894
0.00047118
0.00046904
0.00047129
0.00046915
0.00047142
0.00046929
0.00047156
0.00047164
0.00046952
0.00047181
0.00046969
0.00047198
0.00047207
0.00046996
0.00047226
0.00047015
0.00047246
0.00047256
0.00047045
0.00047276
0.00047286
0.00047076
0.00047309
0.00047318
0.00047328
0.00047118
0.0004735
0.0004736
0.0004715
0.00047382
0.00047392
0.00047403
0.00047193
0.00047425
0.00047436
0.00047446
0.00047457
0.00047247
0.00047479
0.0004749
0.00047501
0.00047512
0.00047523
0.00047312
0.00047545
0.00047557
0.00047568
0.00047579
0.00047591
0.00047602
0.00047614
0.00047404
0.0004764
0.0004765
0.00047662
0.00047675
0.00047687
0.000477
0.00047713
0.00047727
0.00047741
0.00047755
0.00047769
0.00047784
0.00047799
0.00047815
0.00047831
0.00047848
0.00047865
0.00047883
0.00047901
0.00047921
0.00047941
0.00048187
0.00047983
0.00048006
0.00048029
0.00048054
0.0004808
0.00048107
0.00048135
0.00048164
0.0004842
0.00048227
0.00048261
0.00048296
0.00048332
0.0004837
0.00048636
0.00048452
0.00048495
0.00048542
0.00048814
0.00048636
0.00048687
0.0004874
0.00049022
0.00048851
0.0004891
0.00048971
0.00049262
0.00049098
0.00049165
0.00049463
0.00049304
0.00049376
0.00049684
0.00049527
0.00049605
0.00049917
0.00049766
0.00049849
0.00050166
0.00050019
0.0005034
0.00050194
0.00050283
0.00050608
0.00050463
0.00050793
0.00050647
0.00050976
0.00050831
0.00050924
0.00051254
0.00051108
0.00051439
0.00051291
0.00051621
0.0005147
0.00051799
0.00051645
0.00051973
0.00052055
0.00051895
0.00052218
0.00052053
0.00052371
0.00052201
0.00052515
0.00052583
0.00052403
0.0005271
0.00052525
0.00052824
0.00052876
0.00052679
0.0005297
0.00053011
0.00052803
0.00053084
0.00053114
0.00052894
0.00053164
0.00053185
0.00052952
0.00053211
0.00053219
0.00053223
0.00052977
0.00053222
0.00053216
0.00053206
0.00052946
0.0005318
0.00053159
0.00053138
0.00053114
0.0005284
0.00053058
0.00053027
0.00052993
0.00052958
0.00052923
0.00052637
0.00052843
0.00052803
0.00052761
0.00052719
0.00052677
0.00052634
0.00052591
0.0005255
0.00052261
0.00052464
0.00052423
0.00052382
0.00052343
0.00052306
0.00052269
0.00052235
0.00052204
0.00052171
0.00052142
0.00052116
0.00052091
0.0005207
0.0005205
0.00052034
0.0005202
0.00052011
0.00052001
0.00052238
0.00051994
0.00051994
0.00051998
0.00052005
0.00052015
0.00052029
0.00052043
0.00052062
0.00052325
0.00052107
0.00052134
0.00052164
0.00052196
0.00052233
0.0005251
0.00052307
0.00052348
0.00052391
0.00052436
0.00052727
0.00052533
0.00052581
0.00052632
0.00052929
0.00052737
0.00052791
0.00052845
0.00053148
0.00052955
0.00053011
0.00053312
0.00053121
0.00053176
0.00053477
0.00053284
0.00053339
0.00053637
0.00053439
0.00053489
0.00053786
0.00053584
0.00053881
0.00053673
0.00053715
0.00054005
0.00053793
0.00054079
0.00053863
0.00054147
0.00053924
0.00054202
0.00053977
0.00053999
0.00054271
0.00054037
0.00054306
0.00054317
0.00054077
0.00054336
0.00054091
0.00054346
0.00054096
0.00054348
0.00054092
0.00054338
0.00054079
0.00054321
0.0005431
0.00054048
0.00054282
0.00054265
0.00053996
0.00054227
0.00053955
0.00054185
0.00054159
0.00053884
0.00054108
0.00054081
0.00053803
0.00054026
0.00053995
0.00053965
0.00053684
0.00053903
0.00053872
0.00053843
0.0005356
0.00053778
0.00053746
0.00053715
0.00053435
0.00053655
0.00053622
0.00053592
0.00053562
0.00053285
0.00053505
0.00053479
0.00053449
0.00053422
0.00053396
0.00053371
0.00053102
0.00053323
0.000533
0.00053278
0.00053256
0.00053236
0.00053218
0.00053196
0.00053178
0.0005316
0.00053143
0.00053129
0.00053111
0.00053095
0.00053081
0.00053066
0.00053054
0.00053039
0.00053025
0.00053012
0.00053
0.00052987
0.00052976
0.00052962
0.00052949
0.00052936
0.00052923
0.00052911
0.00052896
0.00052882
0.00052867
0.00052852
0.00053082
0.00052819
0.00052802
0.00052784
0.00052765
0.00052747
0.00052968
0.00052702
0.00052678
0.00052654
0.0005263
0.00052845
0.00052573
0.00052544
0.00052513
0.00052483
0.00052689
0.00052412
0.00052375
0.00052337
0.00052541
0.00052256
0.00052213
0.00052411
0.00052124
0.00052079
0.0005227
0.00051979
0.00051928
0.00052118
0.00051823
0.00051768
0.00051952
0.00051656
0.00051839
0.00051539
0.0005148
0.00051658
0.00051359
0.00051537
0.00051236
0.00051411
0.00051112
0.00051049
0.00051224
0.00050924
0.00051097
0.000508
0.00050975
0.00050677
0.00050851
0.00050558
0.00050734
0.00050441
0.00050618
0.00050562
0.00050275
0.00050457
0.00050171
0.00050353
0.00050074
0.00050261
0.00050215
0.00049941
0.00050132
0.00050095
0.00049827
0.00050023
0.00049761
0.00049962
0.00049937
0.0004968
0.00049888
0.00049868
0.00049852
0.00049605
0.00049821
0.00049811
0.00049575
0.00049796
0.00049792
0.0004979
0.00049561
0.00049795
0.00049797
0.00049803
0.00049813
0.00049592
0.00049832
0.00049845
0.00049859
0.00049876
0.00049891
0.00049679
0.00049927
0.00049949
0.00049967
0.00049988
0.00050009
0.00050032
0.00050052
0.00050073
0.00049864
0.00050118
0.00050137
0.00050158
0.00050178
0.00050199
0.00050216
0.00050233
0.0005025
0.00050267
0.0005028
0.00050293
0.00050306
0.00050315
0.00050323
0.0005033
0.00050337
0.00050339
0.00050341
0.0005034
0.0005034
0.00050566
0.00050329
0.00050321
0.00050313
0.000503
0.00050286
0.0005027
0.00050255
0.00050465
0.00050212
0.00050191
0.00050164
0.00050137
0.00050108
0.0005031
0.00050046
0.00050012
0.00049977
0.00049943
0.00050133
0.00049864
0.00049825
0.00049782
0.00049968
0.00049695
0.00049653
0.00049834
0.0004956
0.00049513
0.00049468
0.00049646
0.0004937
0.00049324
0.00049501
0.00049225
0.00049405
0.00049128
0.0004908
0.00049258
0.00048987
0.00048938
0.00049117
0.00048846
0.00049027
0.00048756
0.00048937
0.00048672
0.00048629
0.00048812
0.00048549
0.00048736
0.00048474
0.00048662
0.00048407
0.00048595
0.00048341
0.00048536
0.00048284
0.0004848
0.00048233
0.00048434
0.00048411
0.0004817
0.00048376
0.00048137
0.00048346
0.00048336
0.00048103
0.00048317
0.0004809
0.0004831
0.00048307
0.00048087
0.00048314
0.00048317
0.00048103
0.00048336
0.00048347
0.00048139
0.00048378
0.00048398
0.00048418
0.00048219
0.00048469
0.00048495
0.00048303
0.0004856
0.00048593
0.00048631
0.00048672
0.00048489
0.00048757
0.00048806
0.00048853
0.00048904
0.00048733
0.00049015
0.0004907
0.0004913
0.00049194
0.00049256
0.00049323
0.00049166
0.00049461
0.00049533
0.00049608
0.00049682
0.00049759
0.00049839
0.00049918
0.0005
0.00050085
0.00050167
0.00050253
0.00050342
0.00050428
0.00050516
0.00050608
0.00050696
0.00050787
0.0005088
0.0005097
0.00051062
0.00051156
0.00051246
0.00051338
0.00051432
0.00051521
0.00051612
0.00051704
0.00051791
0.00052118
0.0005197
0.00052054
0.00052139
0.00052225
0.00052306
0.00052387
0.00052708
0.00052543
0.00052619
0.00052694
0.00052763
0.00053075
0.00052902
0.00052964
0.00053026
0.00053088
0.00053387
0.00053198
0.00053252
0.00053544
0.00053346
0.00053392
0.00053431
0.00053714
0.00053507
0.00053538
0.00053815
0.00053595
0.00053619
0.00053889
0.0005366
0.00053676
0.00053938
0.00053701
0.00053956
0.00053718
0.0005372
0.00053968
0.00053723
0.00053964
0.00053713
0.00053708
0.00053943
0.00053688
0.00053919
0.00053659
0.00053891
0.00053625
0.00053852
0.00053588
0.0005381
0.00053542
0.00053766
0.00053494
0.00053715
0.00053687
0.00053415
0.00053634
0.0005336
0.00053576
0.00053304
0.00053518
0.0005349
0.00053215
0.00053429
0.00053402
0.00053127
0.00053341
0.00053071
0.00053283
0.00053257
0.00053227
0.00052957
0.00053175
0.00053146
0.00052878
0.00053097
0.00053071
0.00053049
0.00052782
0.00053002
0.00052983
0.0005296
0.00052699
0.00052924
0.00052905
0.0005289
0.00052873
0.00052618
0.00052848
0.00052834
0.00052825
0.00052813
0.00052805
0.00052559
0.00052792
0.00052788
0.00052787
0.00052783
0.00052785
0.00052784
0.00052787
0.00052793
0.00052796
0.00052565
0.00052813
0.00052823
0.00052837
0.00052849
0.00052866
0.00052881
0.000529
0.00052923
0.00052943
0.00052969
0.00052993
0.00053021
0.00053052
0.00053324
0.00053116
0.00053149
0.00053186
0.00053226
0.00053264
0.00053308
0.0005335
0.00053395
0.00053444
0.00053491
0.00053788
0.00053593
0.00053647
0.00053704
0.00053759
0.00053819
0.00054122
0.00053939
0.00053998
0.00054062
0.00054128
0.00054438
0.00054259
0.00054324
0.00054392
0.00054711
0.0005453
0.00054602
0.00054919
0.00054742
0.00054811
0.00054882
0.00055205
0.00055023
0.00055096
0.00055415
0.00055233
0.00055304
0.00055623
0.0005544
0.00055758
0.00055572
0.00055634
0.00055951
0.0005576
0.00056073
0.00055878
0.00055932
0.00056245
0.00056039
0.00056346
0.0005614
0.0005644
0.00056229
0.00056524
0.00056307
0.00056598
0.00056373
0.00056662
0.00056429
0.00056713
0.00056473
0.00056751
0.00056505
0.00056776
0.00056781
0.00056527
0.00056788
0.00056526
0.0005678
0.00056768
0.000565
0.00056739
0.00056722
0.00056439
0.00056671
0.00056643
0.00056351
0.00056574
0.00056533
0.00056237
0.00056446
0.000564
0.00056091
0.00056293
0.00056239
0.00056178
0.00055864
0.00056053
0.00055989
0.00055919
0.00055598
0.00055778
0.00055704
0.00055631
0.00055552
0.00055476
0.00055143
0.00055317
0.00055233
0.00055153
0.00055068
0.00054987
0.00054901
0.00054568
0.00054734
0.00054648
0.00054565
0.00054479
0.00054397
0.00054311
0.00054229
0.00054144
0.00054064
0.0005398
0.00053901
0.00053819
0.00053742
0.00053661
0.00053586
0.00053508
0.00053432
0.0005336
0.00053285
0.00053214
0.00053141
0.00053073
0.00053003
0.00052937
0.00052868
0.00052805
0.00052739
0.00052916
0.00052613
0.00052553
0.00052491
0.00052434
0.00052373
0.00052317
0.00052496
0.00052205
0.00052147
0.00052093
0.00052041
0.00052222
0.00051935
0.0005188
0.00051831
0.00051778
0.00051964
0.00051677
0.00051629
0.00051578
0.00051765
0.00051481
0.00051435
0.00051619
0.0005134
0.00051291
0.0005148
0.000512
0.00051157
0.00051342
0.00051068
0.00051023
0.00051214
0.00050939
0.00051131
0.00050858
0.00050821
0.00051012
0.00050747
0.0005094
0.00050677
0.00050643
0.00050843
0.00050582
0.00050785
0.00050528
0.00050735
0.00050481
0.00050692
0.00050442
0.00050657
0.00050413
0.00050632
0.00050393
0.00050617
0.00050612
0.00050384
0.00050613
0.0005039
0.00050625
0.00050638
0.0005042
0.00050668
0.00050456
0.0005071
0.00050734
0.00050535
0.00050794
0.00050831
0.00050637
0.0005091
0.00050953
0.00050771
0.0005105
0.00051104
0.0005116
0.00050985
0.0005128
0.00051342
0.00051177
0.00051477
0.0005155
0.00051621
0.00051698
0.0005154
0.00051855
0.00051934
0.00052019
0.00052101
0.00051953
0.00052274
0.00052364
0.00052451
0.00052543
0.00052634
0.00052723
0.00052578
0.00052906
0.00053
0.0005309
0.00053184
0.00053274
0.00053367
0.00053456
0.00053548
0.00053635
0.00053725
0.0005381
0.00053898
0.00053983
0.00054064
0.00054148
0.00054227
0.00054307
0.00054382
0.00054459
0.0005453
0.00054603
0.00054669
0.00054738
0.000548
0.00054864
0.00054923
0.00055227
0.00055035
0.00055084
0.00055136
0.0005518
0.00055226
0.00055266
0.00055556
0.00055342
0.00055373
0.00055405
0.0005543
0.00055457
0.00055728
0.00055498
0.00055512
0.00055527
0.00055789
0.00055543
0.0005555
0.0005555
0.00055803
0.00055546
0.00055542
0.00055782
0.00055521
0.00055507
0.00055488
0.00055722
0.00055447
0.00055425
0.00055646
0.00055369
0.00055587
0.00055301
0.00055266
0.00055475
0.00055187
0.00055391
0.00055098
0.00055049
0.00055251
0.0005495
0.00055143
0.00054842
0.00055031
0.00054726
0.00054911
0.00054603
0.00054786
0.00054472
0.00054653
0.00054336
0.00054514
0.00054195
0.00054369
0.00054051
0.00054218
0.000539
0.00054064
0.00053987
0.00053665
0.00053825
0.00053503
0.00053661
0.0005358
0.00053253
0.00053412
0.00053327
0.00052999
0.00053155
0.00053067
0.00052743
0.00052894
0.00052805
0.00052482
0.0005263
0.00052544
0.00052456
0.0005213
0.0005228
0.00052191
0.00052106
0.00051782
0.00051932
0.00051846
0.00051758
0.00051675
0.00051356
0.00051506
0.00051423
0.00051339
0.0005126
0.00051177
0.0005087
0.00051022
0.00050943
0.00050869
0.00050793
0.00050722
0.00050651
0.0005058
0.00050514
0.00050446
0.00050383
0.00050321
0.00050033
0.00050203
0.00050146
0.00050094
0.00050043
0.00049993
0.00049949
0.00049906
0.00049863
0.00049828
0.00050015
0.00049761
0.00049733
0.00049705
0.00049685
0.00049664
0.00049651
0.00049638
0.00049628
0.00049625
0.00049622
0.00049849
0.00049632
0.0004964
0.00049655
0.00049673
0.00049692
0.00049719
0.00049972
0.0004978
0.00049819
0.00049858
0.00050129
0.00049954
0.00050005
0.00050064
0.00050123
0.00050415
0.00050258
0.00050328
0.00050633
0.00050486
0.00050568
0.00050657
0.00050977
0.00050841
0.0005094
0.00051269
0.00051145
0.00051253
0.00051592
0.00051476
0.00051824
0.00051709
0.00051832
0.0005219
0.0005208
0.00052445
0.00052338
0.00052708
0.00052606
0.00052739
0.00053116
0.00053016
0.00053392
0.00053295
0.00053676
0.00053574
0.0005396
0.00053857
0.00054244
0.00054143
0.00054526
0.00054424
0.0005481
0.00054947
0.00054841
0.00055225
0.0005511
0.00055494
0.00055626
0.00055504
0.00055883
0.00055757
0.00056129
0.00056251
0.00056115
0.00056479
0.00056591
0.00056444
0.00056799
0.000569
0.00056995
0.00056829
0.00057173
0.00057256
0.00057075
0.00057407
0.00057474
0.0005754
0.00057341
0.00057651
0.00057702
0.00057745
0.00057782
0.00057558
0.00057845
0.00057865
0.00057884
0.00057896
0.00057902
0.000579
0.00057639
0.00057886
0.00057873
0.00057852
0.00057827
0.00057794
0.0005776
0.00057719
0.00057671
0.00057623
0.00057568
0.00057248
0.00057444
0.00057375
0.00057301
0.00057227
0.00057147
0.00057061
0.00056976
0.00056886
0.0005679
0.00056951
0.00056598
0.00056495
0.00056394
0.00056288
0.00056179
0.00056073
0.00055963
0.00055852
0.00055739
0.00055629
0.00055765
0.00055401
0.0005529
0.00055178
0.00055064
0.00054955
0.00054845
0.00054979
0.00054628
0.00054521
0.00054415
0.00054314
0.00054456
0.00054115
0.00054017
0.00053926
0.00054077
0.00053746
0.00053663
0.00053821
0.00053501
0.00053428
0.00053356
0.00053527
0.00053221
0.00053162
0.00053343
0.0005305
0.00053002
0.00053193
0.00052912
0.00053113
0.00052842
0.00052812
0.0005302
0.00052762
0.0005298
0.00052727
0.00052717
0.00052946
0.00052706
0.0005294
0.00052709
0.00052952
0.00052723
0.00052975
0.00052755
0.00053011
0.00052795
0.00053059
0.00052851
0.00053117
0.00053153
0.00052952
0.00053227
0.00053029
0.00053311
0.00053118
0.00053404
0.0005345
0.00053264
0.00053555
0.00053367
0.00053663
0.00053719
0.00053536
0.00053832
0.00053893
0.00053712
0.00054011
0.00054074
0.00054135
0.00053954
0.00054256
0.00054319
0.00054381
0.00054199
0.000545
0.00054563
0.00054623
0.00054438
0.00054738
0.00054797
0.00054854
0.00054909
0.00054716
0.00055016
0.00055067
0.00055115
0.00055165
0.00055211
0.00055255
0.00055049
0.00055338
0.00055376
0.00055412
0.00055443
0.00055476
0.00055505
0.00055531
0.00055552
0.00055574
0.00055591
0.00055606
0.00055615
0.00055625
0.00055631
0.00055632
0.00055629
0.00055626
0.00055618
0.00055606
0.00055589
0.00055573
0.0005555
0.00055525
0.00055493
0.00055463
0.00055426
0.00055386
0.00055341
0.00055543
0.00055246
0.00055192
0.00055133
0.00055074
0.0005501
0.00054943
0.00055117
0.00054797
0.00054723
0.00054643
0.00054561
0.00054717
0.00054389
0.00054299
0.00054206
0.00054351
0.00054015
0.00053916
0.00053815
0.0005395
0.00053608
0.00053502
0.00053633
0.00053287
0.00053175
0.00053304
0.00052956
0.00052844
0.00052964
0.00052618
0.00052505
0.00052625
0.00052278
0.00052162
0.00052283
0.00051938
0.00052056
0.00051711
0.00051831
0.0005149
0.0005138
0.00051499
0.0005116
0.00051283
0.00050948
0.0005107
0.00050737
0.00050862
0.00050534
0.00050659
0.00050559
0.00050235
0.00050363
0.00050044
0.00050173
0.00049858
0.00049987
0.00049898
0.00049588
0.00049722
0.00049413
0.0004955
0.00049466
0.00049164
0.00049302
0.00049221
0.00048922
0.00049064
0.00048987
0.00048693
0.00048834
0.00048761
0.00048472
0.00048616
0.00048544
0.00048473
0.00048187
0.00048334
0.00048266
0.00048198
0.00047916
0.00048065
0.00047999
0.00047934
0.0004787
0.00047807
0.0004753
0.00047681
0.00047619
0.00047558
0.00047498
0.00047436
0.00047379
0.0004711
0.00047263
0.00047206
0.00047148
0.00047094
0.00047039
0.00046985
0.00046932
0.0004688
0.00046827
0.00046778
0.00046729
0.00046681
0.00046633
0.00046585
0.00046542
0.00046498
0.00046455
0.00046414
0.00046373
0.00046333
0.00046297
0.00046261
0.00046226
0.00046193
0.00046161
0.00046334
0.00046102
0.00046075
0.0004605
0.00046027
0.00046005
0.00045983
0.00046171
0.00045951
0.00045936
0.00045924
0.00045912
0.00045905
0.00046103
0.00045895
0.00045893
0.00045893
0.00046099
0.00045898
0.00045906
0.00045915
0.00046131
0.0004594
0.00045956
0.00046177
0.00045995
0.00046018
0.00046248
0.00046071
0.00046101
0.00046339
0.00046167
0.00046207
0.00046452
0.00046289
0.00046539
0.00046381
0.00046429
0.00046689
0.00046536
0.000468
0.00046651
0.0004692
0.00046775
0.00046839
0.00047116
0.00046977
0.00047257
0.00047121
0.00047406
0.00047271
0.00047561
0.00047641
0.00047511
0.00047805
0.00047677
0.00047973
0.00047845
0.00048146
0.00048233
0.00048107
0.00048409
0.00048284
0.00048587
0.00048675
0.00048547
0.00048852
0.0004894
0.0004881
0.00049113
0.00049198
0.00049064
0.00049364
0.00049444
0.00049306
0.00049603
0.00049678
0.00049752
0.00049603
0.00049892
0.00049956
0.00050021
0.00050082
0.00049917
0.00050193
0.00050244
0.00050292
0.00050336
0.00050152
0.00050414
0.00050447
0.00050476
0.00050502
0.00050523
0.0005054
0.0005033
0.00050563
0.00050567
0.0005057
0.00050567
0.0005056
0.0005055
0.00050535
0.00050516
0.00050494
0.00050468
0.00050436
0.00050405
0.00050368
0.00050328
0.00050284
0.00050238
0.00050189
0.00050137
0.00050083
0.00050024
0.00049967
0.00049906
0.00049843
0.00049779
0.00049933
0.00049646
0.00049578
0.0004951
0.0004944
0.00049369
0.00049302
0.00049233
0.00049381
0.00049096
0.00049029
0.00048963
0.00048898
0.00049051
0.00048774
0.00048713
0.00048658
0.00048818
0.00048551
0.00048502
0.00048456
0.00048627
0.00048373
0.00048337
0.00048304
0.00048489
0.00048249
0.0004823
0.00048426
0.000482
0.00048192
0.00048401
0.00048189
0.00048406
0.00048203
0.00048216
0.00048448
0.00048258
0.00048498
0.00048315
0.00048352
0.00048607
0.00048438
0.00048701
0.00048539
0.00048811
0.00048657
0.00048937
0.0004879
0.00049078
0.00048937
0.00049232
0.00049095
0.00049398
0.00049268
0.00049576
0.00049668
0.00049543
0.00049859
0.00049737
0.00050056
0.00049937
0.0005026
0.00050363
0.00050245
0.00050572
0.00050677
0.00050557
0.00050888
0.00050993
0.00050873
0.00051202
0.00051306
0.00051183
0.00051511
0.00051611
0.0005171
0.0005158
0.00051904
0.00051999
0.00052091
0.00051952
0.0005227
0.00052354
0.0005244
0.00052522
0.0005237
0.00052678
0.00052752
0.00052823
0.00052892
0.00052959
0.00053022
0.00052849
0.00053141
0.00053196
0.00053249
0.00053298
0.00053346
0.0005339
0.00053432
0.00053471
0.00053507
0.00053541
0.00053572
0.00053599
0.00053628
0.00053652
0.00053673
0.00053693
0.0005371
0.00053725
0.00053738
0.0005375
0.00053759
0.00053766
0.00053772
0.00053776
0.00053778
0.00053779
0.00053778
0.00053776
0.00053773
0.00054005
0.00053763
0.00053756
0.00053748
0.00053739
0.0005373
0.00053956
0.00053708
0.00053697
0.00053685
0.00053672
0.00053895
0.00053646
0.0005363
0.00053618
0.0005384
0.0005359
0.00053576
0.00053562
0.00053784
0.00053535
0.00053522
0.00053744
0.00053496
0.00053484
0.00053708
0.00053462
0.00053451
0.00053677
0.00053433
0.00053425
0.00053653
0.00053411
0.00053641
0.00053402
0.00053398
0.00053631
0.00053395
0.0005363
0.00053396
0.00053634
0.00053402
0.00053642
0.00053413
0.00053656
0.0005343
0.00053675
0.00053451
0.000537
0.00053478
0.0005373
0.00053511
0.00053765
0.00053549
0.00053805
0.00053828
0.00053615
0.00053876
0.00053666
0.00053929
0.00053958
0.0005375
0.00054018
0.00054049
0.00053845
0.00054115
0.0005415
0.00053948
0.00054221
0.00054258
0.00054058
0.00054334
0.00054373
0.00054412
0.00054214
0.00054493
0.00054533
0.00054574
0.00054376
0.00054657
0.00054699
0.00054741
0.00054783
0.00054585
0.00054867
0.00054909
0.00054951
0.00054993
0.00055036
0.00055076
0.00054875
0.00055158
0.00055198
0.00055238
0.00055278
0.00055318
0.00055357
0.00055396
0.00055434
0.00055472
0.00055509
0.00055546
0.00055582
0.00055618
0.00055653
0.00055687
0.00055721
0.00055754
0.00055786
0.00055818
0.00055849
0.00055879
0.00055908
0.00055937
0.00055964
0.00055991
0.00056016
0.00056041
0.0005631
0.00056087
0.0005611
0.00056127
0.00056146
0.00056163
0.00056178
0.00056439
0.00056205
0.00056215
0.00056224
0.00056231
0.00056483
0.00056239
0.0005624
0.00056239
0.00056482
0.00056229
0.00056221
0.0005621
0.00056442
0.0005618
0.0005616
0.00056386
0.00056113
0.00056085
0.000563
0.0005602
0.00055982
0.00056186
0.00055897
0.00055849
0.00056043
0.00055744
0.0005593
0.00055625
0.0005556
0.00055735
0.0005542
0.00055587
0.00055266
0.00055428
0.00055099
0.00055251
0.00054918
0.00055063
0.00054725
0.00054863
0.0005452
0.00054652
0.00054304
0.0005443
0.00054078
0.00054198
0.00054079
0.00053725
0.00053835
0.00053476
0.00053585
0.00053458
0.00053097
0.000532
0.00052839
0.0005294
0.0005281
0.00052449
0.00052548
0.00052418
0.0005206
0.00052161
0.00052031
0.00051904
0.00051552
0.00051653
0.00051531
0.0005141
0.00051067
0.00051175
0.00051061
0.00050949
0.00050619
0.00050736
0.00050632
0.00050532
0.00050436
0.00050343
0.00050034
0.00050167
0.00050085
0.00050007
0.00049932
0.00049864
0.00049795
0.00049733
0.00049457
0.00049619
0.00049569
0.00049523
0.0004948
0.00049442
0.00049408
0.00049378
0.00049353
0.00049329
0.0004931
0.00049295
0.00049284
0.00049276
0.00049272
0.00049271
0.00049273
0.00049278
0.00049288
0.00049297
0.00049311
0.00049543
0.00049346
0.00049367
0.0004939
0.00049415
0.00049442
0.00049472
0.000495
0.00049748
0.00049564
0.00049597
0.00049631
0.00049666
0.00049918
0.00049739
0.00049773
0.00049809
0.00049845
0.00050099
0.00049917
0.00049952
0.00049986
0.00050239
0.00050055
0.00050086
0.00050336
0.00050147
0.00050177
0.00050424
0.00050231
0.00050257
0.00050502
0.00050304
0.00050325
0.00050565
0.00050363
0.0005038
0.00050616
0.0005041
0.00050645
0.00050434
0.00050664
0.00050453
0.0005046
0.00050687
0.00050471
0.00050697
0.00050478
0.000507
0.00050481
0.00050701
0.0005048
0.00050699
0.00050699
0.00050475
0.00050692
0.00050469
0.00050686
0.00050462
0.00050679
0.00050678
0.00050452
0.00050669
0.00050447
0.00050664
0.00050662
0.00050441
0.00050662
0.0005066
0.0005044
0.00050662
0.00050664
0.00050446
0.0005067
0.00050677
0.00050681
0.00050467
0.00050695
0.00050703
0.00050713
0.00050503
0.00050736
0.00050747
0.0005076
0.00050774
0.00050568
0.00050805
0.00050823
0.00050838
0.00050856
0.00050875
0.00050673
0.00050913
0.00050935
0.00050954
0.00050974
0.00050995
0.00051016
0.00051038
0.00051061
0.0005108
0.00050879
0.00051122
0.00051143
0.00051164
0.00051186
0.00051204
0.00051224
0.00051243
0.00051262
0.0005128
0.000513
0.00051538
0.00051332
0.00051348
0.00051364
0.00051381
0.00051393
0.00051407
0.00051421
0.00051434
0.00051446
0.00051461
0.00051694
0.00051482
0.00051494
0.00051505
0.00051516
0.00051528
0.00051761
0.00051548
0.0005156
0.00051571
0.00051584
0.00051819
0.00051607
0.0005162
0.00051633
0.00051874
0.00051663
0.00051678
0.00051695
0.00051937
0.00051733
0.00051751
0.00051997
0.00051794
0.00051817
0.00052069
0.00051868
0.00051895
0.0005215
0.00051955
0.00052214
0.00052019
0.00052054
0.00052317
0.00052128
0.00052395
0.00052207
0.00052477
0.00052293
0.00052565
0.00052386
0.00052659
0.0005248
0.00052758
0.00052581
0.00052864
0.00052687
0.00052971
0.00052797
0.00053083
0.00052912
0.00053198
0.00053027
0.00053317
0.00053377
0.00053208
0.00053499
0.0005356
0.0005339
0.00053686
0.00053514
0.00053809
0.00053872
0.00053702
0.00054
0.00054061
0.00054124
0.00053952
0.00054252
0.00054312
0.0005414
0.00054438
0.000545
0.00054565
0.00054389
0.00054687
0.00054749
0.00054813
0.00054874
0.00054698
0.00054997
0.00055059
0.00055123
0.00055183
0.00055245
0.00055068
0.00055372
0.00055433
0.00055496
0.00055559
0.00055624
0.00055686
0.0005575
0.00055815
0.00055882
0.00055945
0.00056011
0.00056078
0.00056147
0.00055969
0.00056281
0.0005635
0.00056419
0.00056736
0.0005656
0.00056632
0.00056704
0.00056779
0.0005685
0.00056924
0.00056999
0.00057077
0.0005715
0.00057227
0.00057304
0.00057383
0.00057707
0.00057537
0.00057616
0.00057697
0.00057774
0.00057853
0.00058183
0.00058014
0.00058091
0.00058171
0.0005825
0.00058584
0.00058408
0.00058487
0.00058565
0.00058898
0.0005872
0.00058796
0.00058874
0.00059202
0.00059021
0.00059094
0.00059424
0.00059237
0.00059307
0.00059632
0.00059445
0.00059508
0.0005983
0.00059635
0.00059698
0.00060013
0.00059812
0.00060129
0.00059921
0.00060231
0.00060021
0.0006007
0.00060372
0.00060154
0.00060455
0.00060233
0.00060526
0.00060297
0.0006059
0.00060353
0.00060637
0.00060396
0.00060677
0.00060428
0.000607
0.0006071
0.00060451
0.00060714
0.0006045
0.00060708
0.00060697
0.00060423
0.0006067
0.00060387
0.00060625
0.00060598
0.00060309
0.00060533
0.00060495
0.00060456
0.00060148
0.00060359
0.00060307
0.00059993
0.0006019
0.00060127
0.00060062
0.00059731
0.00059915
0.0005984
0.00059758
0.00059417
0.00059587
0.00059499
0.00059404
0.00059308
0.00059212
0.00058854
0.00059005
0.00058899
0.00058793
0.00058681
0.00058569
0.00058457
0.00058339
0.00057971
0.00058106
0.00057984
0.00057863
0.00057744
0.0005762
0.00057497
0.00057375
0.00057254
0.00057129
0.00057006
0.00056886
0.00056762
0.00056641
0.00056523
0.00056402
0.00056284
0.0005617
0.00056053
0.0005618
0.00055829
0.00055718
0.0005561
0.00055506
0.000554
0.00055299
0.000552
0.00055106
0.00055247
0.00054919
0.00054833
0.00054745
0.00054662
0.00054819
0.00054504
0.0005443
0.0005436
0.00054289
0.00054457
0.00054162
0.000541
0.00054042
0.00054222
0.00053935
0.00053886
0.00054073
0.00053795
0.00053753
0.00053947
0.00053677
0.00053642
0.00053843
0.0005358
0.00053553
0.00053759
0.00053503
0.00053712
0.00053463
0.00053443
0.00053659
0.00053412
0.00053629
0.00053389
0.00053607
0.00053368
0.00053593
0.00053355
0.0005335
0.00053578
0.00053573
0.00053342
0.00053573
0.00053342
0.00053573
0.00053347
0.00053579
0.00053353
0.00053589
0.00053363
0.00053599
0.00053608
0.00053384
0.00053624
0.00053631
0.00053411
0.00053653
0.00053662
0.00053442
0.00053686
0.00053696
0.00053478
0.00053723
0.00053733
0.00053516
0.00053761
0.00053773
0.00053788
0.00053569
0.00053813
0.00053827
0.00053838
0.0005362
0.00053865
0.00053875
0.00053888
0.00053897
0.00053907
0.00053686
0.00053924
0.00053931
0.00053939
0.00053943
0.00053948
0.00053949
0.0005395
0.0005372
0.00053947
0.00053944
0.0005394
0.0005393
0.00053923
0.00053909
0.00053896
0.00053882
0.00053861
0.00053841
0.0005382
0.00053792
0.00053766
0.00053734
0.00053701
0.00053667
0.00053627
0.00053586
0.00053544
0.00053495
0.00053678
0.00053395
0.00053341
0.00053286
0.00053224
0.00053165
0.00053098
0.00053032
0.00053192
0.00052892
0.00052821
0.00052744
0.00052667
0.00052816
0.00052508
0.00052427
0.00052342
0.00052482
0.00052174
0.00052085
0.00051999
0.00052132
0.0005182
0.00051732
0.00051641
0.00051774
0.00051462
0.00051372
0.00051505
0.00051195
0.00051109
0.00051239
0.00050935
0.0005107
0.00050767
0.00050687
0.00050821
0.00050528
0.00050665
0.00050374
0.00050303
0.00050446
0.00050164
0.00050312
0.00050033
0.00050189
0.00049915
0.00050075
0.00049807
0.00049972
0.0004971
0.00049879
0.00049627
0.000498
0.00049766
0.0004952
0.00049703
0.00049467
0.00049654
0.00049636
0.00049405
0.00049605
0.0004938
0.00049583
0.0004958
0.00049363
0.00049577
0.00049578
0.00049373
0.0004959
0.000496
0.00049614
0.00049415
0.00049646
0.00049663
0.00049473
0.00049707
0.00049733
0.00049757
0.00049785
0.00049604
0.00049845
0.00049879
0.00049911
0.00049947
0.00049768
0.00050018
0.00050057
0.00050093
0.00050134
0.00050171
0.00050213
0.00050252
0.0005008
0.00050334
0.00050375
0.00050418
0.00050458
0.00050502
0.00050542
0.00050585
0.00050625
0.00050668
0.00050707
0.0005075
0.00050788
0.00050829
0.0005087
0.00050908
0.00050949
0.00050986
0.00051026
0.00051061
0.000511
0.00051135
0.00051392
0.00051207
0.00051242
0.00051279
0.00051311
0.00051346
0.00051377
0.00051411
0.00051661
0.00051474
0.00051503
0.00051535
0.00051562
0.00051813
0.00051619
0.00051649
0.00051674
0.00051923
0.00051726
0.00051751
0.00051777
0.0005202
0.00051824
0.00051845
0.0005209
0.00051887
0.00051909
0.00052149
0.00051948
0.00051964
0.00052205
0.00051997
0.00052015
0.0005225
0.00052043
0.00052276
0.00052067
0.00052076
0.0005231
0.00052095
0.00052325
0.0005211
0.00052336
0.0005212
0.00052343
0.00052124
0.00052345
0.00052123
0.00052341
0.00052116
0.00052331
0.00052104
0.00052316
0.00052085
0.00052294
0.00052061
0.00052266
0.00052252
0.0005201
0.00052214
0.00051968
0.00052169
0.00052142
0.00051895
0.00052087
0.00052058
0.00051803
0.00051992
0.00051955
0.00051698
0.00051878
0.00051839
0.00051795
0.00051532
0.00051704
0.00051658
0.00051607
0.00051339
0.00051504
0.00051452
0.00051394
0.00051339
0.00051061
0.00051222
0.00051159
0.00051099
0.00051034
0.00050972
0.00050905
0.00050624
0.00050772
0.00050706
0.00050638
0.00050568
0.000505
0.00050429
0.00050361
0.00050289
0.00050221
0.00050149
0.00050081
0.00050009
0.00049942
0.00049871
0.00049805
0.00049735
0.0004967
0.00049602
0.00049539
0.00049473
0.00049412
0.00049349
0.00049291
0.00049232
0.00049174
0.0004912
0.00049065
0.00049223
0.00048963
0.00048917
0.0004887
0.00048828
0.00048785
0.00048955
0.0004871
0.00048677
0.00048644
0.00048616
0.00048796
0.00048563
0.00048543
0.00048522
0.00048713
0.00048491
0.00048481
0.0004847
0.00048672
0.0004846
0.0004846
0.00048667
0.00048462
0.0004847
0.00048682
0.00048487
0.00048498
0.0004872
0.00048529
0.00048755
0.00048567
0.0004859
0.0004882
0.00048637
0.00048872
0.00048691
0.00048722
0.00048957
0.00048783
0.00049021
0.00048848
0.00049089
0.00048914
0.00049158
0.00048983
0.00049228
0.00049261
0.00049089
0.00049333
0.00049157
0.00049402
0.00049225
0.0004947
0.00049501
0.00049324
0.00049563
0.00049385
0.00049624
0.0004965
0.00049468
0.00049702
0.00049728
0.00049538
0.00049771
0.00049791
0.00049596
0.00049825
0.00049837
0.00049852
0.0004965
0.00049872
0.00049879
0.00049883
0.00049677
0.00049888
0.0004989
0.00049888
0.00049882
0.00049667
0.00049869
0.00049861
0.00049848
0.00049837
0.00049822
0.00049804
0.00049788
0.00049556
0.00049747
0.00049722
0.000497
0.00049674
0.00049645
0.00049618
0.00049587
0.00049558
0.00049526
0.00049491
0.00049459
0.00049422
0.00049388
0.00049352
0.00049313
0.00049277
0.00049238
0.00049201
0.00049162
0.00049121
0.00049084
0.00049043
0.00049006
0.00049174
0.00048926
0.0004889
0.0004885
0.00048814
0.00048778
0.0004874
0.00048912
0.0004867
0.00048638
0.00048606
0.00048573
0.00048751
0.00048515
0.00048489
0.00048464
0.00048438
0.00048623
0.00048397
0.00048377
0.00048567
0.00048346
0.00048335
0.00048325
0.0004852
0.00048311
0.00048306
0.00048512
0.00048309
0.00048516
0.0004832
0.00048329
0.00048544
0.00048356
0.00048372
0.00048599
0.00048417
0.00048647
0.00048472
0.00048709
0.00048537
0.00048782
0.00048615
0.00048866
0.00048706
0.0004896
0.00048807
0.00049069
0.00048917
0.00049187
0.0004904
0.00049316
0.00049176
0.00049453
0.00049529
0.00049395
0.00049681
0.00049554
0.00049846
0.0004993
0.00049808
0.00050106
0.00050199
0.00050079
0.00050384
0.00050482
0.00050366
0.00050677
0.00050779
0.00050666
0.00050981
0.00051086
0.0005119
0.00051077
0.00051401
0.00051505
0.00051614
0.0005172
0.00051607
0.00051934
0.00052041
0.00052146
0.00052254
0.00052139
0.00052463
0.00052569
0.00052673
0.00052774
0.00052877
0.00052978
0.00053076
0.00053176
0.00053048
0.00053366
0.00053461
0.00053553
0.00053641
0.00053731
0.00053818
0.000539
0.00053984
0.00054065
0.00054141
0.00054219
0.00054292
0.00054362
0.00054432
0.00054499
0.00054791
0.00054625
0.00054684
0.00054739
0.00054796
0.00054848
0.00054895
0.00054945
0.00054989
0.00055262
0.00055072
0.0005511
0.00055143
0.00055179
0.0005521
0.0005547
0.00055266
0.0005529
0.00055311
0.00055568
0.00055354
0.00055369
0.00055387
0.00055634
0.00055411
0.00055424
0.00055434
0.00055676
0.00055448
0.00055455
0.00055694
0.00055462
0.00055467
0.00055702
0.00055468
0.00055704
0.00055469
0.00055466
0.00055701
0.00055465
0.00055696
0.00055457
0.00055455
0.00055685
0.00055445
0.00055676
0.00055437
0.00055663
0.00055426
0.00055654
0.00055412
0.00055641
0.000554
0.00055627
0.00055617
0.00055377
0.00055603
0.00055358
0.00055584
0.00055341
0.00055561
0.00055552
0.00055307
0.00055527
0.00055511
0.00055265
0.00055483
0.00055231
0.00055448
0.00055429
0.00055409
0.00055153
0.00055365
0.00055341
0.00055081
0.00055288
0.00055259
0.00055228
0.00054962
0.00055162
0.00055127
0.00055088
0.0005505
0.00054779
0.00054967
0.00054921
0.00054876
0.00054828
0.00054779
0.00054495
0.00054674
0.00054619
0.00054561
0.00054505
0.00054446
0.00054385
0.00054321
0.0005426
0.00054195
0.0005413
0.00054062
0.00053997
0.00053929
0.00053861
0.00053791
0.00053724
0.00053655
0.00053584
0.00053517
0.00053449
0.00053381
0.00053312
0.00053247
0.00053181
0.00053117
0.00053052
0.00052992
0.00052932
0.00052873
0.00053036
0.00052762
0.00052709
0.00052659
0.00052609
0.00052566
0.00052744
0.00052483
0.00052445
0.00052413
0.00052382
0.00052574
0.00052328
0.00052309
0.00052292
0.00052497
0.00052266
0.00052261
0.00052477
0.00052258
0.00052261
0.0005249
0.00052282
0.00052298
0.00052535
0.00052341
0.00052368
0.00052618
0.00052431
0.00052471
0.00052733
0.00052558
0.00052826
0.0005266
0.00052937
0.00052775
0.00052836
0.00053126
0.00052973
0.00053268
0.00053121
0.00053421
0.00053281
0.0005359
0.00053453
0.00053766
0.0005386
0.0005373
0.00054053
0.00053927
0.00054254
0.00054134
0.00054468
0.00054577
0.00054457
0.000548
0.00054915
0.00054801
0.00055149
0.00055035
0.00055389
0.00055511
0.00055635
0.00055524
0.00055885
0.00056012
0.00055905
0.00056269
0.00056397
0.00056529
0.00056423
0.00056792
0.00056924
0.00057055
0.0005719
0.00057083
0.00057457
0.00057588
0.00057724
0.00057858
0.00057991
0.00057881
0.00058256
0.0005839
0.00058523
0.00058655
0.00058786
0.00058914
0.00059046
0.00059175
0.00059303
0.0005943
0.00059554
0.00059431
0.00059804
0.00059926
0.00060047
0.00060164
0.00060284
0.00060653
0.00060514
0.00060627
0.00060738
0.00060844
0.00060953
0.00061057
0.0006116
0.0006126
0.00061356
0.00061453
0.00061546
0.00061895
0.00061725
0.00061808
0.00061893
0.00061974
0.00062051
0.00062386
0.00062198
0.00062265
0.00062333
0.00062396
0.00062717
0.00062514
0.00062566
0.00062619
0.00062929
0.00062712
0.00062754
0.00063055
0.00062826
0.00062861
0.0006289
0.00063179
0.00062939
0.00063222
0.00062973
0.00062988
0.00063262
0.00063005
0.00063008
0.00063272
0.00063003
0.00063262
0.00062989
0.0006324
0.0006296
0.0006294
0.00063178
0.00062891
0.00063124
0.00062829
0.00063055
0.00062753
0.0006297
0.00062663
0.00062876
0.00062823
0.00062505
0.00062706
0.0006238
0.00062576
0.00062246
0.00062433
0.00062357
0.00062018
0.00062194
0.00062106
0.0006176
0.00061926
0.0006183
0.00061474
0.00061628
0.00061523
0.00061157
0.00061304
0.0006119
0.00060818
0.00060953
0.0006083
0.00060705
0.00060575
0.00060195
0.00060314
0.00060178
0.00060041
0.00059901
0.0005951
0.00059613
0.0005947
0.00059322
0.00059173
0.00059022
0.00058625
0.00058717
0.0005856
0.00058407
0.0005825
0.00058093
0.00057935
0.00057776
0.00057618
0.00057459
0.00057298
0.00057141
0.00056982
0.00056823
0.00056666
0.00056508
0.00056352
0.00056197
0.00056041
0.0005589
0.00055738
0.00055588
0.0005544
0.00055293
0.00055149
0.00055006
0.00055094
0.00054726
0.00054593
0.0005446
0.0005433
0.00054202
0.00054078
0.00054181
0.00053838
0.00053722
0.00053612
0.00053503
0.00053621
0.00053297
0.00053199
0.00053105
0.00053236
0.00052928
0.00052844
0.00052767
0.00052911
0.0005262
0.00052553
0.00052709
0.00052431
0.00052376
0.00052542
0.00052277
0.00052232
0.00052412
0.00052159
0.00052345
0.000521
0.00052076
0.00052273
0.0005204
0.00052244
0.00052019
0.0005223
0.0005201
0.0005223
0.00052019
0.00052244
0.00052039
0.00052271
0.00052072
0.0005231
0.00052116
0.0005236
0.00052172
0.00052419
0.00052237
0.00052491
0.0005253
0.00052353
0.00052613
0.00052439
0.00052704
0.00052751
0.00052581
0.0005285
0.00052901
0.00052732
0.00053006
0.0005306
0.00053113
0.00052947
0.00053222
0.00053276
0.00053109
0.00053383
0.00053436
0.00053489
0.0005354
0.00053368
0.00053639
0.00053685
0.00053733
0.00053777
0.00053596
0.0005386
0.00053897
0.00053933
0.00053966
0.00053996
0.00054023
0.00053823
0.00054068
0.00054086
0.000541
0.00054111
0.00054117
0.00054118
0.00054119
0.00054114
0.00054105
0.00054091
0.00054073
0.00054051
0.00054024
0.00053992
0.00053956
0.00053916
0.0005387
0.00053821
0.00053766
0.00053707
0.00053643
0.00053797
0.00053502
0.00053425
0.00053343
0.00053255
0.00053167
0.00053072
0.00053194
0.00052872
0.00052767
0.00052657
0.00052545
0.00052647
0.00052311
0.0005219
0.00052066
0.0005194
0.00052026
0.00051682
0.0005155
0.00051631
0.00051284
0.00051149
0.00051014
0.0005109
0.00050745
0.0005061
0.00050686
0.00050344
0.00050421
0.00050083
0.00049953
0.00050036
0.00049706
0.00049586
0.00049674
0.00049355
0.00049449
0.00049139
0.0004924
0.00048939
0.00049048
0.00048758
0.00048876
0.00048596
0.00048725
0.00048457
0.00048597
0.00048341
0.00048492
0.00048249
0.00048412
0.00048182
0.00048357
0.0004834
0.00048129
0.00048323
0.00048126
0.00048333
0.00048348
0.00048169
0.00048396
0.00048429
0.00048268
0.00048514
0.00048565
0.00048621
0.00048482
0.00048751
0.00048823
0.00048698
0.00048982
0.00049069
0.00049159
0.0004905
0.00049352
0.00049453
0.00049558
0.00049665
0.00049775
0.00049682
0.00050002
0.00050119
0.00050236
0.00050355
0.00050475
0.00050595
0.00050507
0.00050837
0.00050958
0.00051078
0.00051197
0.00051316
0.00051434
0.0005155
0.00051664
0.00051777
0.00051888
0.00051996
0.00052103
0.00052206
0.00052307
0.00052406
0.00052501
0.00052594
0.00052683
0.00052769
0.00052852
0.00052932
0.00053227
0.00053081
0.00053151
0.00053217
0.0005328
0.00053339
0.00053396
0.00053671
0.00053498
0.00053545
0.00053588
0.00053628
0.00053888
0.00053701
0.00053732
0.00053762
0.00053788
0.00054035
0.00053835
0.00053855
0.00054096
0.00053889
0.00053904
0.00053916
0.00054151
0.00053938
0.00053947
0.00054177
0.00053961
0.00054191
0.00053973
0.00053978
0.00054206
0.00053987
0.00054216
0.00053995
0.00053999
0.00054226
0.00054007
0.00054235
0.00054017
0.00054245
0.00054028
0.00054258
0.00054042
0.00054272
0.00054058
0.0005429
0.00054076
0.0005431
0.00054097
0.00054333
0.00054345
0.00054135
0.00054374
0.00054163
0.00054401
0.00054417
0.00054209
0.00054449
0.00054466
0.00054259
0.000545
0.00054517
0.00054311
0.00054552
0.0005457
0.00054362
0.00054604
0.00054621
0.00054639
0.00054428
0.00054668
0.00054682
0.00054696
0.00054709
0.00054496
0.00054732
0.00054742
0.00054751
0.00054759
0.0005454
0.0005477
0.00054774
0.00054778
0.00054777
0.00054776
0.00054773
0.00054769
0.00054764
0.00054756
0.00054522
0.00054737
0.00054724
0.0005471
0.00054694
0.00054679
0.00054658
0.00054637
0.00054615
0.00054591
0.00054565
0.00054538
0.00054509
0.00054703
0.00054448
0.00054416
0.00054384
0.00054347
0.00054311
0.00054274
0.00054236
0.00054197
0.00054381
0.00054118
0.00054077
0.00054036
0.00053994
0.00053954
0.00054132
0.00053869
0.00053827
0.00053785
0.00053964
0.00053702
0.00053661
0.00053621
0.00053803
0.00053542
0.00053504
0.00053467
0.0005365
0.00053395
0.00053362
0.00053548
0.00053298
0.00053268
0.0005346
0.00053213
0.00053406
0.00053164
0.00053143
0.00053342
0.00053105
0.00053308
0.00053076
0.00053284
0.00053055
0.00053047
0.0005326
0.00053039
0.00053256
0.0005304
0.00053262
0.0005327
0.00053058
0.00053287
0.00053082
0.00053315
0.00053115
0.00053353
0.00053157
0.00053402
0.00053426
0.00053236
0.00053486
0.00053519
0.00053335
0.00053592
0.00053633
0.00053452
0.00053714
0.00053759
0.00053584
0.00053852
0.00053902
0.00053731
0.00054006
0.00054057
0.00054111
0.00053944
0.00054221
0.00054277
0.00054334
0.00054394
0.00054226
0.00054507
0.00054565
0.00054623
0.00054681
0.00054738
0.00054796
0.00054626
0.00054905
0.00054959
0.00055012
0.00055064
0.00055114
0.00055164
0.00055208
0.00055253
0.00055295
0.00055336
0.00055373
0.0005541
0.00055441
0.00055471
0.00055497
0.00055521
0.00055541
0.0005556
0.00055572
0.00055582
0.00055588
0.00055591
0.0005559
0.00055584
0.00055577
0.0005579
0.00055545
0.00055524
0.00055498
0.00055469
0.00055437
0.00055624
0.00055355
0.00055309
0.00055259
0.00055205
0.00055374
0.00055084
0.00055018
0.00054949
0.000551
0.000548
0.00054718
0.00054635
0.00054772
0.00054458
0.00054366
0.00054495
0.00054173
0.00054073
0.00054192
0.00053867
0.00053761
0.00053875
0.00053544
0.00053653
0.00053323
0.00053211
0.00053318
0.00052986
0.0005309
0.00052761
0.00052864
0.00052538
0.0005264
0.00052315
0.0005242
0.00052098
0.00052206
0.00051887
0.00051996
0.00051683
0.00051796
0.00051489
0.00051607
0.00051514
0.00051216
0.0005134
0.00051048
0.00051179
0.00051102
0.0005082
0.00050959
0.00050895
0.00050623
0.00050772
0.00050716
0.00050458
0.00050618
0.00050572
0.00050531
0.00050288
0.00050461
0.00050433
0.00050405
0.00050177
0.00050363
0.00050347
0.00050336
0.00050326
0.00050114
0.00050317
0.00050317
0.00050322
0.00050327
0.00050336
0.00050347
0.00050158
0.00050378
0.00050397
0.00050418
0.00050442
0.00050469
0.00050494
0.00050523
0.00050554
0.00050588
0.00050621
0.00050656
0.00050693
0.00050731
0.00050771
0.0005081
0.00050851
0.00050893
0.00050937
0.00050978
0.00051022
0.00051067
0.00051113
0.00051157
0.00051411
0.00051248
0.00051294
0.00051342
0.00051387
0.00051433
0.0005148
0.00051738
0.00051572
0.00051619
0.00051665
0.00051713
0.00051968
0.00051802
0.00051848
0.00051894
0.00052149
0.00051982
0.00052025
0.00052283
0.00052112
0.00052155
0.00052197
0.00052453
0.00052279
0.00052319
0.00052572
0.00052399
0.0005265
0.00052473
0.0005251
0.00052761
0.0005258
0.00052828
0.00052646
0.00052679
0.00052923
0.00052737
0.0005298
0.00052793
0.00053031
0.00052839
0.00053077
0.00052884
0.00053116
0.00052917
0.0005315
0.00053162
0.00052957
0.00053183
0.00052976
0.00053196
0.00052983
0.000532
0.00053201
0.00052979
0.00053189
0.00053183
0.00052955
0.00053158
0.00053143
0.00052911
0.00053105
0.00053082
0.00052841
0.00053031
0.00053
0.00052967
0.00052718
0.00052898
0.00052857
0.00052816
0.0005256
0.00052727
0.0005268
0.00052631
0.00052582
0.00052528
0.0005226
0.0005242
0.00052361
0.00052303
0.00052246
0.00052184
0.00052124
0.00052062
0.00052002
0.00051728
0.00051877
0.00051816
0.00051753
0.00051691
0.00051631
0.00051572
0.00051511
0.00051453
0.00051399
0.00051342
0.00051288
0.00051237
0.00051189
0.00051348
0.00051095
0.00051055
0.00051014
0.00050977
0.00050945
0.00050913
0.00050886
0.00050864
0.0005105
0.00050827
0.00050815
0.00050809
0.00050803
0.00050803
0.00051016
0.00050817
0.0005083
0.0005085
0.00051078
0.00050898
0.00050932
0.00050967
0.00051215
0.00051056
0.00051105
0.00051368
0.00051222
0.00051285
0.00051563
0.00051429
0.00051509
0.000518
0.00051677
0.0005177
0.00052075
0.00051964
0.00052281
0.00052175
0.00052286
0.00052616
0.00052519
0.00052854
0.00052766
0.00053107
0.00053022
0.00053373
0.0005329
0.00053644
0.00053568
0.00053926
0.00053851
0.00054216
0.0005436
0.00054287
0.00054657
0.00054582
0.00054953
0.00054881
0.00055251
0.000554
0.00055326
0.00055696
0.00055843
0.00055764
0.00056133
0.00056276
0.00056191
0.00056557
0.00056696
0.00056829
0.0005673
0.00057092
0.00057217
0.0005734
0.0005723
0.00057578
0.00057691
0.00057802
0.00057906
0.00057772
0.00058106
0.00058197
0.00058285
0.0005837
0.00058447
0.00058284
0.00058591
0.00058653
0.00058713
0.00058764
0.00058812
0.00058856
0.0005889
0.00058921
0.00058949
0.00058966
0.00058982
0.00058988
0.0005899
0.00058988
0.00058977
0.00058961
0.00058942
0.00058913
0.0005888
0.00058844
0.00058797
0.00058749
0.00058692
0.0005863
0.00058802
0.00058491
0.00058414
0.00058333
0.00058243
0.00058151
0.00058051
0.00058183
0.00057842
0.00057728
0.00057611
0.00057492
0.00057596
0.00057237
0.00057101
0.00056964
0.00057055
0.00056679
0.00056533
0.00056608
0.00056226
0.00056072
0.00055911
0.00055977
0.00055586
0.00055644
0.00055254
0.00055083
0.00055136
0.0005474
0.00054567
0.00054614
0.00054218
0.00054261
0.00053868
0.00053907
0.00053516
0.00053554
0.00053162
0.00052989
0.00053026
0.00052641
0.00052678
0.00052508
0.00052124
0.00052166
0.0005179
0.00051832
0.00051459
0.00051507
0.00051138
0.00051189
0.00051032
0.00050676
0.00050729
0.00050581
0.00050235
0.00050294
0.00050157
0.00049818
0.00049887
0.00049759
0.0004943
0.00049509
0.00049387
0.00049074
0.00049158
0.00049048
0.00048944
0.0004884
0.00048546
0.00048645
0.00048553
0.00048466
0.00048379
0.00048104
0.00048219
0.00048146
0.00048073
0.00048005
0.00047943
0.0004788
0.00047631
0.00047768
0.00047718
0.00047669
0.00047624
0.00047584
0.00047544
0.0004751
0.00047476
0.00047449
0.00047421
0.00047399
0.00047377
0.00047359
0.00047346
0.00047332
0.00047324
0.00047316
0.00047314
0.00047311
0.00047312
0.00047318
0.00047513
0.00047333
0.00047344
0.0004736
0.00047375
0.00047396
0.00047417
0.00047634
0.00047469
0.00047499
0.00047533
0.00047566
0.00047798
0.00047645
0.00047689
0.00047734
0.00047977
0.00047834
0.0004789
0.00047946
0.00048199
0.00048071
0.00048135
0.000484
0.00048276
0.00048353
0.00048624
0.00048512
0.00048595
0.0004888
0.00048773
0.00049065
0.00048963
0.00049063
0.00049366
0.00049273
0.00049583
0.00049495
0.00049812
0.00049729
0.00050053
0.00049975
0.00050306
0.00050233
0.00050571
0.00050502
0.00050846
0.0005078
0.0005113
0.00051274
0.00051215
0.00051573
0.00051515
0.00051878
0.00052031
0.00051979
0.00052343
0.00052292
0.00052659
0.0005282
0.00052764
0.00053138
0.00053295
0.00053455
0.00053396
0.0005377
0.00053924
0.0005408
0.00054013
0.00054382
0.00054529
0.00054676
0.00054597
0.00054959
0.00055094
0.00055229
0.00055356
0.00055483
0.00055379
0.0005572
0.00055829
0.00055937
0.00056037
0.00056134
0.00056222
0.00056308
0.00056384
0.00056458
0.00056294
0.00056582
0.00056632
0.00056679
0.00056716
0.00056749
0.00056772
0.00056791
0.00056799
0.00056804
0.00056797
0.00057016
0.00056767
0.00056743
0.00056708
0.0005667
0.00056621
0.00056569
0.00056507
0.00056442
0.00056367
0.00056515
0.00056201
0.00056112
0.00056013
0.00055912
0.00056028
0.00055689
0.00055573
0.0005545
0.00055325
0.00055415
0.00055062
0.00054923
0.00054785
0.0005486
0.00054497
0.00054348
0.00054419
0.00054049
0.000539
0.00053961
0.00053595
0.0005344
0.00053502
0.00053136
0.00053195
0.00052833
0.00052681
0.00052745
0.00052386
0.00052452
0.00052098
0.00052168
0.0005182
0.00051894
0.00051554
0.0005163
0.000513
0.00051381
0.00051059
0.00051147
0.00050833
0.00050927
0.00050622
0.00050724
0.00050427
0.00050538
0.00050448
0.00050165
0.00050285
0.00050011
0.00050138
0.00050072
0.00049807
0.00049949
0.00049893
0.0004964
0.00049792
0.00049745
0.00049705
0.00049467
0.00049632
0.00049598
0.0004957
0.00049346
0.00049518
0.00049498
0.00049478
0.00049463
0.00049249
0.00049435
0.00049423
0.00049415
0.00049408
0.000494
0.000492
0.00049392
0.00049391
0.00049388
0.00049389
0.00049389
0.00049388
0.00049391
0.00049391
0.00049395
0.00049398
0.00049399
0.00049404
0.00049406
0.00049411
0.00049414
0.00049419
0.00049423
0.00049426
0.00049431
0.00049434
0.0004944
0.00049443
0.00049449
0.00049453
0.00049456
0.00049661
0.00049467
0.00049474
0.0004948
0.00049484
0.00049493
0.00049696
0.00049507
0.00049516
0.00049523
0.00049535
0.00049742
0.00049557
0.00049567
0.00049582
0.00049795
0.00049611
0.00049629
0.00049846
0.00049665
0.00049688
0.00049709
0.00049933
0.00049758
0.00049986
0.00049816
0.00049845
0.00050079
0.00049914
0.00049949
0.00050189
0.00050028
0.00050272
0.00050117
0.00050362
0.00050212
0.00050463
0.00050317
0.00050574
0.00050429
0.00050692
0.00050551
0.0005082
0.00050685
0.00050955
0.00050826
0.00051103
0.00050975
0.00051259
0.00051339
0.0005122
0.00051511
0.00051392
0.0005169
0.00051783
0.0005167
0.00051976
0.00052075
0.00051971
0.00052283
0.00052388
0.00052498
0.00052398
0.00052722
0.00052837
0.00052952
0.00052862
0.00053194
0.00053315
0.00053442
0.00053355
0.00053695
0.00053826
0.00053956
0.00054091
0.00054226
0.0005436
0.00054283
0.00054639
0.00054777
0.0005492
0.00055063
0.00055204
0.00055351
0.00055496
0.0005564
0.00055789
0.00055935
0.00056084
0.00056232
0.00056379
0.0005653
0.00056678
0.00056825
0.00056975
0.00057123
0.00057269
0.00057418
0.00057564
0.00057708
0.00057854
0.00057998
0.00058138
0.0005828
0.00058652
0.00058554
0.00058691
0.00058825
0.00058954
0.00059084
0.00059446
0.00059331
0.00059453
0.00059568
0.00059922
0.00059794
0.00059901
0.00060002
0.00060343
0.00060198
0.00060287
0.00060375
0.00060697
0.00060531
0.00060605
0.00060913
0.00060731
0.00060789
0.00061081
0.00060882
0.00061165
0.00060956
0.00060981
0.00061246
0.00061018
0.00061267
0.00061027
0.00061265
0.00061009
0.00061235
0.00060967
0.00060934
0.00061139
0.00061094
0.00060797
0.00060982
0.00060674
0.00060843
0.0006052
0.00060676
0.00060343
0.00060481
0.00060377
0.00060025
0.00060143
0.00059782
0.00059889
0.0005975
0.00059372
0.0005946
0.00059307
0.00058911
0.00058984
0.00058815
0.0005864
0.00058233
0.00058283
0.00058096
0.0005791
0.00057489
0.00057521
0.00057325
0.00057126
0.00056698
0.00056718
0.00056515
0.00056309
0.000561
0.00055894
0.00055687
0.00055259
0.0005527
0.00055066
0.0005486
0.00054654
0.00054454
0.00054253
0.00054055
0.00053858
0.00053667
0.00053477
0.00053289
0.00053108
0.00052929
0.00052754
0.00052581
0.00052417
0.00052255
0.00052097
0.00051947
0.000518
0.00051659
0.00051522
0.00051393
0.00051269
0.00051353
0.00051035
0.0005093
0.00050828
0.00050731
0.00050644
0.0005056
0.00050683
0.00050409
0.00050345
0.00050285
0.00050231
0.0005038
0.00050139
0.00050101
0.00050268
0.0005004
0.0005002
0.00050002
0.00050188
0.0004998
0.00049978
0.00050177
0.00049982
0.00049992
0.00050203
0.00050021
0.00050038
0.00050261
0.00050088
0.00050314
0.00050144
0.00050378
0.00050214
0.00050251
0.00050488
0.00050331
0.00050572
0.00050416
0.00050658
0.00050505
0.00050752
0.00050598
0.00050844
0.00050894
0.00050741
0.0005099
0.00050835
0.00051087
0.00050933
0.00051183
0.00051231
0.00051074
0.00051325
0.00051371
0.00051214
0.00051461
0.00051507
0.00051348
0.00051595
0.00051637
0.00051477
0.00051723
0.00051764
0.00051805
0.00051638
0.00051885
0.00051924
0.00051963
0.00051999
0.00051833
0.00052076
0.00052114
0.00052151
0.00052186
0.00052224
0.00052054
0.00052297
0.00052331
0.00052369
0.00052405
0.00052441
0.00052477
0.00052511
0.00052548
0.00052584
0.0005262
0.00052655
0.00052692
0.00052728
0.00052764
0.000528
0.00052834
0.00052872
0.00052908
0.00052943
0.00052978
0.00053012
0.00053048
0.00053083
0.00053116
0.0005315
0.00053181
0.00053425
0.00053246
0.00053277
0.00053307
0.00053334
0.00053364
0.00053601
0.00053416
0.0005344
0.00053461
0.00053484
0.00053715
0.00053522
0.00053539
0.00053552
0.00053778
0.00053577
0.00053586
0.00053805
0.00053596
0.00053601
0.00053813
0.00053599
0.00053595
0.000538
0.00053578
0.00053568
0.00053766
0.00053538
0.0005373
0.00053496
0.00053685
0.00053447
0.00053418
0.00053598
0.00053353
0.00053526
0.00053278
0.00053448
0.00053194
0.00053358
0.00053099
0.0005326
0.00053208
0.00052945
0.00053097
0.00052831
0.00052978
0.0005271
0.00052855
0.0005279
0.00052516
0.00052656
0.00052586
0.00052311
0.00052447
0.00052375
0.00052097
0.0005223
0.00052154
0.00052082
0.00051803
0.00051932
0.00051858
0.00051579
0.00051708
0.00051632
0.00051559
0.00051486
0.0005121
0.0005134
0.00051268
0.00051195
0.00051126
0.00051057
0.00050989
0.00050721
0.00050856
0.00050791
0.00050726
0.00050666
0.00050605
0.00050546
0.00050488
0.00050432
0.00050378
0.00050323
0.00050273
0.00050223
0.00050174
0.00050127
0.00050081
0.00050037
0.00049993
0.00049953
0.00049913
0.00049874
0.00049836
0.000498
0.00049765
0.00049926
0.00049695
0.00049664
0.00049632
0.00049601
0.0004957
0.00049734
0.00049509
0.00049478
0.00049449
0.00049419
0.00049584
0.00049359
0.00049328
0.00049297
0.00049459
0.00049231
0.00049199
0.00049164
0.00049322
0.00049091
0.00049053
0.00049206
0.00048972
0.00048928
0.00049077
0.00048838
0.00048982
0.0004874
0.00048688
0.00048825
0.00048577
0.00048709
0.00048457
0.00048583
0.00048329
0.00048451
0.00048192
0.0004812
0.00048234
0.00048158
0.0004789
0.00047997
0.00047725
0.00047829
0.00047555
0.00047653
0.00047375
0.00047469
0.00047375
0.00047094
0.00047183
0.000469
0.00046984
0.00046885
0.00046601
0.00046683
0.00046581
0.00046479
0.00046194
0.00046274
0.00046172
0.00045889
0.00045969
0.00045867
0.00045769
0.00045492
0.00045574
0.00045478
0.00045385
0.00045293
0.00045026
0.00045115
0.0004503
0.00044948
0.00044868
0.00044791
0.00044716
0.00044647
0.00044405
0.00044516
0.00044456
0.000444
0.00044348
0.00044299
0.00044255
0.00044216
0.0004418
0.00044149
0.00044122
0.00044098
0.00044082
0.00044069
0.00044061
0.00044057
0.00044058
0.00044064
0.00044074
0.00044262
0.00044109
0.00044134
0.00044163
0.00044196
0.00044234
0.00044277
0.00044323
0.00044549
0.00044431
0.0004449
0.00044554
0.00044622
0.00044868
0.00044768
0.00044847
0.00044929
0.00045191
0.00045104
0.00045196
0.00045291
0.00045566
0.00045489
0.00045592
0.00045876
0.00045805
0.00045913
0.00046207
0.0004614
0.00046437
0.00046372
0.00046491
0.00046793
0.00046731
0.00047036
0.00046975
0.00047283
0.00047222
0.00047346
0.00047656
0.00047595
0.00047907
0.00047845
0.00048158
0.00048283
0.00048218
0.00048531
0.00048465
0.00048778
0.0004871
0.00049022
0.00049143
0.00049071
0.00049382
0.00049305
0.00049617
0.00049733
0.00049653
0.00049961
0.00050073
0.00049988
0.00050293
0.00050402
0.00050509
0.00050417
0.00050718
0.00050821
0.00050923
0.00050824
0.00051122
0.00051219
0.00051315
0.0005121
0.00051504
0.00051596
0.00051687
0.00051777
0.00051865
0.00051953
0.00051836
0.00052124
0.00052208
0.00052292
0.00052374
0.00052455
0.00052535
0.00052614
0.00052693
0.0005277
0.00052847
0.00052924
0.00052999
0.00053074
0.00053148
0.00053222
0.00053295
0.00053368
0.0005344
0.00053512
0.00053584
0.00053655
0.00053726
0.00054007
0.00053867
0.00053937
0.00054007
0.00054077
0.00054147
0.00054216
0.00054498
0.00054355
0.00054425
0.00054494
0.00054564
0.00054846
0.00054702
0.00054772
0.00054841
0.00055125
0.00054979
0.00055049
0.00055333
0.00055187
0.00055256
0.00055541
0.00055394
0.00055463
0.0005575
0.000556
0.00055668
0.00055954
0.00055804
0.00056089
0.00055938
0.00056004
0.00056289
0.00056136
0.0005642
0.00056264
0.00056547
0.0005639
0.00056671
0.00056511
0.00056792
0.00056629
0.00056907
0.00056741
0.00057017
0.00057069
0.00056898
0.00057169
0.00056994
0.00057262
0.00057305
0.00057123
0.00057386
0.0005742
0.0005723
0.00057484
0.00057512
0.00057314
0.00057559
0.00057578
0.00057369
0.00057606
0.00057614
0.00057619
0.00057396
0.00057617
0.00057611
0.000576
0.00057585
0.00057342
0.00057542
0.00057516