## Graph
Product Raw Data
Collimated LEDs for Leica DMI Microscopes
DISCLAIMER: The data presented here are typical. Slight variations in performance data will occur from lot to lot. Please contact Technical Support with any questions regarding the use or reliability of this data.
This data may be used in publications. However, please cite Thorlabs as the source.
Additional Information:
Each Collimated LED consists of a Mounted LED attached to a microscope-port-compatible collimation package. The data presented on the Normalized Spectra tab are for the bare (uncollimated) LEDs. The data in the graph to the right and on the the Normalized Output Spectrum tab has been scaled to the approximate total beam power of the LED through the collimation package for Leica DMI Microscopes.
Due to variations in the manufacturing process and operating parameters such as temperature and current, the actual spectral output of any given LED will vary. Output plots are only intended to be used as a guideline.

## Spectra Scaled to Beam Power
LED Item # |  | M365L3-C2 |  | M365LP1-C2 |  | M385L2-C2 |  | M385L3-C2 |  | M385LP1-C2 |  | M405L4-C2 |  | M405LP1-C2 |  | M455L4-C2 |  | M470L5-C2 |  | M505L4-C2 |  | M530L4-C2 |  | M590L4-C2 |  | M617L5-C2 |  | M625L4-C2 |  | M660L4-C2 |  | M780L3-C2 |  | M850L3-C2 |  | M940L3-C2 |  | MCWHL8-C2
Approximate Total Beam Power with Collimation Adapter for Leica DMI Microscopes (mW) |  | 320 |  | 435 |  | 90 |  | 450 |  | 520 |  | 310 |  | 450 |  | 490 |  | 402 |  | 170 |  | 160 |  | 100 |  | 280 |  | 490 |  | 400 |  | 130 |  | 330 |  | 320 |  | 419
| Scaling Constant | 26.5756 |  | 32.4308 |  | 7.1645 |  | 35.7223 |  | 38.7127 |  | 19.3401 |  | 27.474 |  | 21.5584 |  | 12.3564 |  | 4.1478 |  | 3.8722 |  | 5.0734 |  | 13.1219 |  | 20.9465 |  | 15.6635 |  | 3.4706 |  | 9.5646 |  | 4.372 |  | 4.6077
Spectra |  | Wavelength (nm) | Spectral Flux (mW/nm) | Wavelength (nm) | Spectral Flux (mW/nm) | Wavelength (nm) | Spectral Flux (mW/nm) | Wavelength (nm) | Spectral Flux (mW/nm) | Wavelength (nm) | Spectral Flux (mW/nm) | Wavelength (nm) | Spectral Flux (mW/nm) | Wavelength (nm) | Spectral Flux (mW/nm) | Wavelength (nm) | Spectral Flux (mW/nm) | Wavelength (nm) | Spectral Flux (mW/nm) | Wavelength (nm) | Spectral Flux (mW/nm) | Wavelength (nm) | Spectral Flux (mW/nm) | Wavelength (nm) | Spectral Flux (mW/nm) | Wavelength (nm) | Spectral Flux (mW/nm) | Wavelength (nm) | Spectral Flux (mW/nm) | Wavelength (nm) | Spectral Flux (mW/nm) | Wavelength (nm) | Spectral Flux (mW/nm) | Wavelength (nm) | Spectral Flux (mW/nm) | Wavelength (nm) | Spectral Flux (mW/nm) | Wavelength (nm) | Spectral Flux (mW/nm)
|  | 200.0376 | 0.033506 | 199.9755 | -0.031063 | 319.0612 | 0.00024907 | 200.0376 | 0.035044 | 199.9755 | 0 | 192.9252 | 0 | 199.9755 | 0 | 200.0376 | 0 | 199.7603 | 0 | 200.0376 | 0 | 200.0376 | 4.0095e-05 | 200.0376 | 0 | 199.9619 | 0 | 200.0376 | 0.0071315 | 199.9755 | 0 | 498.5586 | 0.0053794 | 497.0539 | 6.3769e-05 | 498.5586 | 0.017269 | 199.7603 | 0
|  | 200.2403 | 0.010176 | 200.1769 | -0.016428 | 319.1756 | 0 | 200.2403 | -0.024031 | 200.1769 | 0 | 193.13 | 0 | 200.1769 | 0 | 200.2403 | 0 | 199.9619 | 0 | 200.2403 | 0 | 200.2403 | 0 | 200.2403 | 0 | 200.1636 | 0 | 200.2403 | 0 | 200.1769 | 0 | 498.7121 | 0.00708 | 497.2087 | 0.00028696 | 498.7121 | 0.017357 | 199.9619 | 0
|  | 200.443 | 0.0031809 | 200.3784 | 0.0032147 | 319.2899 | 0 | 200.443 | -0.013541 | 200.3784 | 0 | 193.3348 | 0 | 200.3784 | 0 | 200.443 | 0 | 200.1636 | 0 | 200.443 | 0 | 200.443 | 5.1145e-05 | 200.443 | 0 | 200.3652 | 0 | 200.443 | 0.0053104 | 200.3784 | 0 | 498.8657 | 0.0060389 | 497.3637 | 0 | 498.8657 | 0.016395 | 200.1636 | 0
|  | 200.6458 | 0.01354 | 200.5799 | -0.0042612 | 319.4043 | 0.0062117 | 200.6458 | -0.005916 | 200.5799 | 0 | 193.5396 | 0 | 200.5799 | 0 | 200.6458 | 0 | 200.3652 | 0 | 200.6458 | 0 | 200.6458 | 0 | 200.6458 | 0 | 200.5669 | 0 | 200.6458 | 0 | 200.5799 | 0 | 499.0192 | 0.0068371 | 497.5186 | 0 | 499.0192 | 0.017313 | 200.3652 | 0
|  | 200.8485 | 0.010241 | 200.7814 | 0.027217 | 319.5186 | 0 | 200.8485 | 0.0058101 | 200.7814 | 0 | 193.7444 | 0 | 200.7814 | 0 | 200.8485 | 0 | 200.5669 | 0 | 200.8485 | 0 | 200.8485 | 6.3359e-05 | 200.8485 | 0 | 200.7686 | 0 | 200.8485 | 0.010216 | 200.7814 | 0 | 499.1728 | 0.0064553 | 497.6735 | 0 | 499.1728 | 0.016657 | 200.5669 | 0
|  | 201.0513 | 0.0096249 | 200.9829 | 0.0057056 | 319.633 | 0.0027331 | 201.0513 | 0.00029586 | 200.9829 | 0 | 193.9493 | 0 | 200.9829 | 0 | 201.0513 | 0 | 200.7686 | 0 | 201.0513 | 0 | 201.0513 | 0 | 201.0513 | 0 | 200.9704 | 0 | 201.0513 | 0 | 200.9829 | 0 | 499.3263 | 0.0024411 | 497.8284 | 0.00028696 | 499.3263 | 0.017313 | 200.7686 | 0
|  | 201.2541 | -0.0073286 | 201.1845 | 0.017451 | 319.7473 | 0 | 201.2541 | -0.001573 | 201.1845 | 0 | 194.1542 | 0 | 201.1845 | 0 | 201.2541 | 0 | 200.9704 | 0 | 201.2541 | 0 | 201.2541 | 4.8794e-05 | 201.2541 | 0 | 201.1721 | 0 | 201.2541 | 0.0043914 | 201.1845 | 0 | 499.4799 | 0.0046506 | 497.9833 | 0 | 499.4799 | 0.016351 | 200.9703 | 0
|  | 201.4569 | 0.0087377 | 201.3861 | -0.020885 | 319.8616 | 0.0023604 | 201.4569 | -0.029266 | 201.3861 | 0 | 194.359 | 0 | 201.3861 | 0 | 201.4569 | 0 | 201.1721 | 0 | 201.4569 | 0 | 201.4569 | 0 | 201.4569 | 0 | 201.3738 | 0 | 201.4569 | 0 | 201.3861 | 0 | 499.6335 | 0.0045118 | 498.1383 | 0.00028696 | 499.6335 | 0.017095 | 201.1721 | 0
|  | 201.6597 | 0.034585 | 201.5876 | 0.027867 | 319.976 | 0 | 201.6597 | 0.0089408 | 201.5876 | 0 | 194.5639 | 0 | 201.5876 | 0 | 201.6597 | 0 | 201.3738 | 0 | 201.6597 | 0 | 201.6597 | 6.9457e-05 | 201.6597 | 0 | 201.5756 | 0 | 201.6597 | 0.0097571 | 201.5876 | 0 | 499.7871 | 0.00767 | 498.2932 | 0 | 499.7871 | 0.016351 | 201.3738 | 0
|  | 201.8626 | -0.0027473 | 201.7892 | -0.014867 | 320.0903 | 0 | 201.8626 | -0.016061 | 201.7892 | 0 | 194.7688 | 0 | 201.7892 | 0 | 201.8626 | 0 | 201.5756 | 0 | 201.8626 | 0 | 201.8626 | 0 | 201.8626 | 0 | 201.7774 | 0 | 201.8626 | 0 | 201.7893 | 0 | 499.9407 | 0.0064206 | 498.4482 | 9.5653e-05 | 499.9407 | 0.017269 | 201.5756 | 0
|  | 202.0655 | 0.035965 | 201.9909 | 0.07418 | 320.2046 | 0.00099621 | 202.0655 | 0.045302 | 201.9909 | 0 | 194.9738 | 0 | 201.9909 | 0 | 202.0655 | 0 | 201.7774 | 0 | 202.0655 | 0 | 202.0655 | 0.00011331 | 202.0655 | 0 | 201.9792 | 0 | 202.0655 | 0.013028 | 201.9909 | 0 | 500.0942 | 0.00354 | 498.6032 | 6.3769e-05 | 500.0942 | 0.01657 | 201.7774 | 0
|  | 202.2683 | -0.0065243 | 202.1925 | -0.0076792 | 320.3189 | 0.00323 | 202.2683 | 0.0082338 | 202.1925 | 0 | 195.1787 | 0 | 202.1925 | 0 | 202.2683 | 0 | 201.9792 | 0 | 202.2683 | 0 | 202.2683 | 0 | 202.2683 | 0 | 202.181 | 0 | 202.2683 | 0 | 202.1925 | 0 | 500.2479 | 0.0037136 | 498.7581 | 0.00047827 | 500.2479 | 0.017707 | 201.9792 | 0
|  | 202.4713 | 0.037884 | 202.3942 | 0.014233 | 320.4332 | 0.0019923 | 202.4713 | 0.016046 | 202.3942 | 0 | 195.3836 | 0 | 202.3942 | 0 | 202.4712 | 0 | 202.181 | 0 | 202.4712 | 0 | 202.4713 | 6.0046e-05 | 202.4712 | 0 | 202.3828 | 0 | 202.4712 | 0.0056531 | 202.3942 | 0 | 500.4015 | 0.0066983 | 498.9131 | 0 | 500.4015 | 0.01692 | 202.181 | 0
|  | 202.6742 | -0.00055867 | 202.5959 | -0.016528 | 320.5475 | 0 | 202.6742 | -0.024769 | 202.5959 | 0 | 195.5886 | 0 | 202.5959 | 0 | 202.6742 | 0 | 202.3828 | 0 | 202.6742 | 0 | 202.6742 | 0 | 202.6742 | 0 | 202.5846 | 0 | 202.6742 | 0 | 202.5959 | 0 | 500.5551 | 0.0050671 | 499.0681 | 0.00028696 | 500.5551 | 0.017925 | 202.3828 | 0
|  | 202.8771 | 0.018391 | 202.7976 | 0.014692 | 320.6619 | 0 | 202.8771 | -0.00061349 | 202.7976 | 0 | 195.7936 | 0 | 202.7976 | 0 | 202.8771 | 0 | 202.5846 | 0 | 202.8771 | 0 | 202.8771 | 7.6393e-05 | 202.8771 | 0 | 202.7865 | 0 | 202.8771 | 0.010421 | 202.7976 | 0 | 500.7088 | 0.0075659 | 499.2231 | 0 | 500.7088 | 0.016745 | 202.5846 | 0
|  | 203.08 | -0.0063089 | 202.9993 | -0.014422 | 320.7761 | 0.0023604 | 203.08 | 0.0013978 | 202.9993 | 0 | 195.9986 | 0 | 202.9993 | 0 | 203.0801 | 0 | 202.7865 | 0 | 203.0801 | 0 | 203.08 | 0 | 203.0801 | 0 | 202.9884 | 0 | 203.08 | 0 | 202.9993 | 0 | 500.8624 | 0.0066636 | 499.3781 | 9.5653e-05 | 500.8624 | 0.017707 | 202.7865 | 0
|  | 203.283 | 0.018991 | 203.201 | 0.0014633 | 320.8904 | 0 | 203.283 | 0.010056 | 203.201 | 0 | 196.2036 | 0 | 203.201 | 0 | 203.283 | 0 | 202.9884 | 0 | 203.283 | 0 | 203.283 | 4.4874e-05 | 203.283 | 0 | 203.1902 | 0 | 203.283 | 0.0071605 | 203.201 | 0 | 501.0161 | 0.01121 | 499.5331 | 0 | 501.0161 | 0.016963 | 202.9884 | 0
|  | 203.486 | 0.017608 | 203.4028 | -0.023513 | 321.0047 | 0.001615 | 203.486 | -0.011278 | 203.4028 | 0 | 196.4086 | 0 | 203.4028 | 0 | 203.486 | 0 | 203.1902 | 0 | 203.486 | 0 | 203.486 | 0 | 203.486 | 0 | 203.3921 | 0 | 203.486 | 0 | 203.4028 | 0 | 501.1698 | 0.0059694 | 499.6881 | 9.5653e-05 | 501.1698 | 0.018144 | 203.1902 | 0
|  | 203.689 | 0.027378 | 203.6046 | 0.008612 | 321.119 | 0 | 203.689 | 0.011299 | 203.6046 | 0 | 196.6136 | 0 | 203.6046 | 0 | 203.689 | 0 | 203.3921 | 0 | 203.689 | 0 | 203.689 | 6.954e-05 | 203.689 | 0 | 203.594 | 0 | 203.689 | 0.0090935 | 203.6045 | 0 | 501.3234 | 0.00767 | 499.8432 | 6.3769e-05 | 501.3234 | 0.017444 | 203.3921 | 0
|  | 203.892 | -0.010196 | 203.8063 | 0.0034538 | 321.2333 | 0.0022362 | 203.892 | -0.028712 | 203.8063 | 0 | 196.8187 | 0 | 203.8063 | 0 | 203.892 | 0 | 203.594 | 0 | 203.892 | 0 | 203.892 | 0 | 203.892 | 0 | 203.796 | 0 | 203.892 | 0 | 203.8064 | 0 | 501.4771 | 0.0064206 | 499.9982 | 9.5653e-05 | 501.4771 | 0.018494 | 203.594 | 0
|  | 204.0951 | 0.030778 | 204.0082 | 0.015277 | 321.3476 | 0 | 204.0951 | 0.012766 | 204.0082 | 0 | 197.0237 | 0 | 204.0082 | 0 | 204.0951 | 0 | 203.796 | 0 | 204.0951 | 0 | 204.0951 | 7.1265e-05 | 204.0951 | 0 | 203.9979 | 0 | 204.0951 | 0.009647 | 204.0082 | 0 | 501.6308 | 0.0083642 | 500.1532 | 6.3769e-05 | 501.6308 | 0.01775 | 203.796 | 0
|  | 204.2981 | -0.0078521 | 204.21 | -0.018214 | 321.4619 | 0.0091705 | 204.2981 | -0.025576 | 204.21 | 0 | 197.2288 | 0 | 204.21 | 0 | 204.2981 | 0 | 203.9979 | 0 | 204.2981 | 0 | 204.2981 | 0 | 204.2981 | 0 | 204.1998 | 0 | 204.2981 | 0 | 204.21 | 0 | 501.7845 | 0.0061777 | 500.3083 | 0.00028696 | 501.7845 | 0.018494 | 203.9979 | 0
|  | 204.5012 | 0.028616 | 204.4118 | -0.0028989 | 321.5762 | 0.0034866 | 204.5012 | 0.002265 | 204.4118 | 0 | 197.4339 | 0 | 204.4118 | 0 | 204.5012 | 0 | 204.1998 | 0 | 204.5012 | 0 | 204.5012 | 4.1952e-05 | 204.5012 | 0 | 204.4018 | 0 | 204.5012 | 0.0053262 | 204.4118 | 0 | 501.9382 | 0.010204 | 500.4633 | 0 | 501.9382 | 0.017226 | 204.1998 | 0
|  | 204.7043 | 0.0024827 | 204.6137 | -0.0075171 | 321.6904 | 0 | 204.7043 | -0.023613 | 204.6137 | 0 | 197.639 | 0 | 204.6137 | 0 | 204.7043 | 0 | 204.4018 | 0 | 204.7043 | 0 | 204.7043 | 0 | 204.7043 | 0 | 204.6038 | 0 | 204.7043 | 0 | 204.6137 | 0 | 502.092 | 0.0046853 | 500.6184 | 0.00028696 | 502.092 | 0.017707 | 204.4018 | 0
|  | 204.9074 | 0.027651 | 204.8156 | 0.027841 | 321.8047 | 0.005479 | 204.9074 | 0.036785 | 204.8156 | 0 | 197.8441 | 0 | 204.8156 | 0 | 204.9074 | 0 | 204.6038 | 0 | 204.9074 | 0 | 204.9074 | 0.00011086 | 204.9074 | 0 | 204.8058 | 0 | 204.9074 | 0.0097904 | 204.8156 | 0 | 502.2457 | 0.0066983 | 500.7735 | 0 | 502.2457 | 0.016701 | 204.6038 | 0
|  | 205.1105 | -0.0094009 | 205.0175 | -0.021509 | 321.919 | 0.003727 | 205.1105 | -0.025907 | 205.0175 | 0 | 198.0493 | 0 | 205.0175 | 0 | 205.1105 | 0 | 204.8058 | 0 | 205.1105 | 0 | 205.1105 | 0 | 205.1105 | 0 | 205.0078 | 0 | 205.1105 | 0 | 205.0175 | 0 | 502.3995 | 0.0074965 | 500.9286 | 0.00028696 | 502.3995 | 0.018013 | 204.8058 | 0
|  | 205.3136 | 0.0080209 | 205.2194 | 0.01951 | 322.0332 | 0 | 205.3136 | 0.0069783 | 205.2194 | 0 | 198.2544 | 0 | 205.2194 | 0 | 205.3136 | 0 | 205.0078 | 0 | 205.3136 | 0 | 205.3136 | 6.0886e-05 | 205.3136 | 0 | 205.2098 | 0 | 205.3136 | 0.0055597 | 205.2194 | 0 | 502.5532 | 0.0084336 | 501.0836 | 0 | 502.5532 | 0.016963 | 205.0078 | 0
|  | 205.5168 | 0.009547 | 205.4214 | -0.0061681 | 322.1475 | 0.0029816 | 205.5168 | 0.010722 | 205.4214 | 0 | 198.4595 | 0 | 205.4214 | 0 | 205.5168 | 0 | 205.2098 | 0 | 205.5168 | 0 | 205.5168 | 0 | 205.5168 | 0 | 205.4118 | 0 | 205.5168 | 0 | 205.4214 | 0 | 502.707 | 0.0036788 | 501.2387 | 0 | 502.707 | 0.017925 | 205.2098 | 0
|  | 205.72 | 0.023146 | 205.6233 | -0.014404 | 322.2617 | 0 | 205.72 | 0.0064335 | 205.6233 | 0 | 198.6647 | 0 | 205.6233 | 0 | 205.72 | 0 | 205.4118 | 0 | 205.72 | 0 | 205.72 | 4.6596e-05 | 205.72 | 0 | 205.6139 | 0 | 205.72 | 0.0077715 | 205.6233 | 0 | 502.8607 | 0.010724 | 501.3938 | 0 | 502.8607 | 0.016745 | 205.4118 | 0
|  | 205.9232 | 0.0004646 | 205.8253 | -0.0030636 | 322.376 | 0 | 205.9232 | -0.010492 | 205.8253 | 0 | 198.8699 | 0 | 205.8253 | 0 | 205.9232 | 0 | 205.6139 | 0 | 205.9232 | 0 | 205.9232 | 0 | 205.9232 | 0 | 205.816 | 0 | 205.9232 | 0 | 205.8253 | 0 | 503.0145 | 0.0052406 | 501.5489 | 0.00028696 | 503.0145 | 0.017925 | 205.6139 | 0
|  | 206.1264 | 0.017637 | 206.0273 | 0.047685 | 322.4902 | 0 | 206.1264 | 0.0095545 | 206.0273 | 0 | 199.0751 | 0 | 206.0273 | 0 | 206.1264 | 0 | 205.816 | 0 | 206.1264 | 0 | 206.1264 | 9.6825e-05 | 206.1264 | 0 | 206.0181 | 0 | 206.1264 | 0.0078617 | 206.0273 | 0 | 503.1683 | 0.0065247 | 501.7041 | 0 | 503.1683 | 0.016963 | 205.816 | 0
|  | 206.3296 | -0.00097354 | 206.2293 | 0.0063086 | 322.6045 | 0.01003 | 206.3296 | 0.0048793 | 206.2293 | 0 | 199.2803 | 0 | 206.2293 | 0 | 206.3296 | 0 | 206.0181 | 0 | 206.3296 | 0 | 206.3296 | 0 | 206.3296 | 0 | 206.2202 | 0 | 206.3296 | 0 | 206.2293 | 0 | 503.3221 | 0.0038524 | 501.8592 | 9.5653e-05 | 503.3221 | 0.017619 | 206.018 | 0
|  | 206.5328 | 0.030171 | 206.4314 | 0.012627 | 322.7187 | 0.002366 | 206.5328 | 0.0063853 | 206.4314 | 0 | 199.4856 | 0 | 206.4314 | 0 | 206.5328 | 0 | 206.2202 | 0 | 206.5328 | 0 | 206.5328 | 4.1241e-05 | 206.5328 | 0 | 206.4223 | 0 | 206.5328 | 0.0072028 | 206.4314 | 0 | 503.4759 | 0.0063512 | 502.0143 | 6.3769e-05 | 503.4759 | 0.01657 | 206.2201 | 0
|  | 206.7361 | -0.024014 | 206.6334 | 0.0025075 | 322.833 | 0.0028574 | 206.7361 | 0.0081492 | 206.6334 | 0 | 199.6908 | 0 | 206.6334 | 0 | 206.7361 | 0 | 206.4223 | 0 | 206.7361 | 0 | 206.7361 | 0 | 206.7361 | 0 | 206.6244 | 0 | 206.7361 | 0 | 206.6334 | 0 | 503.6298 | 0.0037136 | 502.1695 | 0.00028696 | 503.6298 | 0.01775 | 206.4223 | 0
|  | 206.9394 | 0.019936 | 206.8355 | 0.031832 | 322.9472 | 0 | 206.9394 | 0.0068622 | 206.8355 | 0 | 199.8961 | 0 | 206.8355 | 0 | 206.9394 | 0 | 206.6244 | 0 | 206.9394 | 0 | 206.9394 | 6.5412e-05 | 206.9394 | 0 | 206.8265 | 0 | 206.9394 | 0.0059154 | 206.8355 | 0 | 503.7836 | 0.0083642 | 502.3246 | 0 | 503.7836 | 0.017095 | 206.6244 | 0
|  | 207.1427 | -0.0045564 | 207.0376 | 0.0001811 | 323.0614 | 0.0031058 | 207.1427 | 0.0060519 | 207.0376 | 0 | 200.1013 | 0 | 207.0376 | 0 | 207.1427 | 0 | 206.8265 | 0 | 207.1427 | 0 | 207.1427 | 0 | 207.1427 | 0 | 207.0287 | 0 | 207.1427 | 0 | 207.0376 | 0 | 503.9374 | 0.0054141 | 502.4798 | 9.5653e-05 | 503.9374 | 0.0181 | 206.8265 | 0
|  | 207.346 | 0.03429 | 207.2397 | 0.013812 | 323.1756 | 0 | 207.346 | 0.015481 | 207.2397 | 0 | 200.3066 | 0 | 207.2397 | 0 | 207.346 | 0 | 207.0287 | 0 | 207.346 | 0 | 207.346 | 4.6259e-05 | 207.346 | 0 | 207.2308 | 0 | 207.346 | 0.0033533 | 207.2397 | 0 | 504.0913 | 0.0099954 | 502.6349 | 6.3769e-05 | 504.0913 | 0.016832 | 207.0287 | 0
|  | 207.5493 | -0.0075955 | 207.4418 | -0.025967 | 323.2899 | 0.0080959 | 207.5493 | 0.0012975 | 207.4418 | 0 | 200.5119 | 0 | 207.4418 | 0 | 207.5493 | 0 | 207.2308 | 0 | 207.5493 | 0 | 207.5493 | 0 | 207.5493 | 0 | 207.433 | 0 | 207.5493 | 0 | 207.4418 | 0 | 504.2451 | 0.0040259 | 502.7901 | 9.5653e-05 | 504.2451 | 0.017663 | 207.2308 | 0
|  | 207.7526 | 0.011538 | 207.644 | -0.010206 | 323.4041 | 0 | 207.7526 | 0.012495 | 207.644 | 0 | 200.7172 | 0 | 207.644 | 0 | 207.7526 | 0 | 207.433 | 0 | 207.7526 | 0 | 207.7526 | 3.4556e-05 | 207.7526 | 0 | 207.6352 | 0 | 207.7526 | 0.0074772 | 207.644 | 0 | 504.399 | 0.0070106 | 502.9453 | 0.00025508 | 504.399 | 0.017051 | 207.433 | 0
|  | 207.956 | 0.016972 | 207.8462 | -0.0066773 | 323.5183 | 0.0024847 | 207.956 | -0.028171 | 207.8462 | 0 | 200.9226 | 0 | 207.8462 | 0 | 207.956 | 0 | 207.6352 | 0 | 207.956 | 0 | 207.956 | 0 | 207.956 | 0 | 207.8374 | 0 | 207.956 | 0 | 207.8462 | 0 | 504.5529 | 0.0078783 | 503.1005 | 0.00028696 | 504.5529 | 0.018188 | 207.6352 | 0
|  | 208.1594 | 0.034417 | 208.0483 | 0.0057661 | 323.6325 | 0 | 208.1594 | 0.0041779 | 208.0483 | 0 | 201.1279 | 0 | 208.0483 | 0 | 208.1594 | 0 | 207.8374 | 0 | 208.1594 | 0 | 208.1594 | 3.887e-05 | 208.1594 | 0 | 208.0397 | 0 | 208.1594 | 0.007618 | 208.0483 | 0 | 504.7067 | 0.005553 | 503.2557 | 0.00063769 | 504.7067 | 0.017357 | 207.8374 | 0
|  | 208.3628 | 0.0095716 | 208.2506 | -0.011006 | 323.7467 | 0.002112 | 208.3628 | -0.0065988 | 208.2506 | 0 | 201.3333 | 0 | 208.2506 | 0 | 208.3628 | 0 | 208.0397 | 0 | 208.3628 | 0 | 208.3628 | 0 | 208.3628 | 0 | 208.2419 | 0 | 208.3628 | 0 | 208.2506 | 0 | 504.8606 | 0.0036094 | 503.4109 | 0.00028696 | 504.8606 | 0.018144 | 208.0397 | 0
|  | 208.5662 | 0.010605 | 208.4528 | 0.0015507 | 323.8609 | 0 | 208.5662 | 0.01299 | 208.4528 | 0 | 201.5386 | 0 | 208.4528 | 0 | 208.5662 | 0 | 208.2419 | 0 | 208.5662 | 0 | 208.5662 | 7.3235e-05 | 208.5662 | 0 | 208.4442 | 0 | 208.5662 | 0.0048822 | 208.4528 | 0 | 505.0145 | 0.010377 | 503.5661 | 6.3769e-05 | 505.0145 | 0.017269 | 208.2419 | 0
|  | 208.7696 | -0.015061 | 208.655 | -0.026633 | 323.9751 | 0.00062115 | 208.7696 | -0.020607 | 208.655 | 0 | 201.744 | 0 | 208.655 | 0 | 208.7696 | 0 | 208.4442 | 0 | 208.7696 | 0 | 208.7696 | 0 | 208.7696 | 0 | 208.6464 | 0 | 208.7696 | 0 | 208.655 | 0 | 505.1684 | 0.0082948 | 503.7213 | 0 | 505.1684 | 0.018188 | 208.4442 | 0
|  | 208.9731 | 0.020747 | 208.8573 | 0.015264 | 324.0893 | 0.0029886 | 208.9731 | 0.0059193 | 208.8573 | 0 | 201.9494 | 0 | 208.8573 | 0 | 208.9731 | 0 | 208.6464 | 0 | 208.9731 | 0 | 208.9731 | 5.3996e-05 | 208.9731 | 0 | 208.8487 | 0 | 208.9731 | 0.0087756 | 208.8573 | 0 | 505.3224 | 0.0090236 | 503.8765 | 6.3769e-05 | 505.3224 | 0.017401 | 208.6464 | 0
|  | 209.1765 | 0.010976 | 209.0596 | -0.024697 | 324.2035 | 0.0048451 | 209.1765 | -0.018356 | 209.0596 | 0 | 202.1548 | 0 | 209.0596 | 0 | 209.1765 | 0 | 208.8487 | 0 | 209.1765 | 0 | 209.1765 | 0 | 209.1765 | 0 | 209.051 | 0 | 209.1765 | 0 | 209.0596 | 0 | 505.4763 | 0.0050671 | 504.0317 | 0.00028696 | 505.4763 | 0.018056 | 208.8487 | 0
|  | 209.38 | 0.026934 | 209.2619 | -0.0032324 | 324.3177 | 0.0019923 | 209.38 | 0.021644 | 209.2619 | 0 | 202.3603 | 0 | 209.2619 | 0 | 209.38 | 0 | 209.051 | 0 | 209.38 | 0 | 209.38 | 7.4885e-05 | 209.38 | 0 | 209.2533 | 0 | 209.38 | 0.007942 | 209.2619 | 0 | 505.6302 | 0.0095095 | 504.187 | 0 | 505.6302 | 0.017357 | 209.051 | 0
|  | 209.5835 | -0.0018678 | 209.4642 | -0.042041 | 324.4319 | 0.0054663 | 209.5835 | -0.013368 | 209.4642 | 0 | 202.5657 | 0 | 209.4642 | 0 | 209.5835 | 0 | 209.2533 | 0 | 209.5835 | 0 | 209.5835 | 0 | 209.5835 | 0 | 209.4556 | 0 | 209.5835 | 0 | 209.4642 | 0 | 505.7842 | 0.0058653 | 504.3422 | 0 | 505.7842 | 0.018275 | 209.2533 | 0
|  | 209.787 | 0.018027 | 209.6665 | 0.022466 | 324.5461 | 0 | 209.787 | 0.02041 | 209.6665 | 0 | 202.7712 | 0 | 209.6665 | 0 | 209.787 | 0 | 209.4556 | 0 | 209.787 | 0 | 209.787 | 6.695e-05 | 209.787 | 0 | 209.658 | 0 | 209.787 | 0.0062008 | 209.6665 | 0 | 505.9381 | 0.0045812 | 504.4975 | 0.00025508 | 505.9381 | 0.017619 | 209.4556 | 0
|  | 209.9905 | -0.02266 | 209.8689 | -0.033432 | 324.6603 | 0.0004969 | 209.9905 | -0.018042 | 209.8689 | 0 | 202.9766 | 0 | 209.8689 | 0 | 209.9905 | 0 | 209.658 | 0 | 209.9905 | 0 | 209.9905 | 0 | 209.9905 | 0 | 209.8603 | 0 | 209.9905 | 0 | 209.8689 | 0 | 506.0921 | 0.0082253 | 504.6527 | 9.5653e-05 | 506.0921 | 0.018188 | 209.658 | 0
|  | 210.1941 | 0.016193 | 210.0712 | 0.040587 | 324.7744 | 0 | 210.1941 | 0.0036111 | 210.0712 | 0 | 203.1821 | 0 | 210.0712 | 0 | 210.1941 | 0 | 209.8603 | 0 | 210.1941 | 0 | 210.1941 | 7.3241e-05 | 210.1941 | 0 | 210.0627 | 0 | 210.1941 | 0.0084402 | 210.0712 | 0 | 506.2461 | 0.010134 | 504.808 | 0 | 506.2461 | 0.017182 | 209.8603 | 0
|  | 210.3977 | -0.0028125 | 210.2736 | -0.018818 | 324.8886 | 0.0012424 | 210.3977 | -0.0099806 | 210.2736 | 0 | 203.3876 | 0 | 210.2736 | 0 | 210.3977 | 0 | 210.0627 | 0 | 210.3977 | 0 | 210.3977 | 0 | 210.3977 | 0 | 210.2651 | 0 | 210.3977 | 0 | 210.2736 | 0 | 506.4001 | 0.0034706 | 504.9633 | 0.00028696 | 506.4001 | 0.018188 | 210.0627 | 0
|  | 210.6012 | 0.019515 | 210.476 | 0.03157 | 325.0028 | 0 | 210.6012 | 0.0083495 | 210.476 | 0 | 203.5931 | 0 | 210.476 | 0 | 210.6012 | 0 | 210.2651 | 0 | 210.6012 | 0 | 210.6012 | 8.3291e-05 | 210.6012 | 0 | 210.4675 | 0 | 210.6012 | 0.0088046 | 210.476 | 0 | 506.5541 | 0.0029895 | 505.1186 | 0 | 506.5541 | 0.017575 | 210.2651 | 0
|  | 210.8048 | 0.0090332 | 210.6785 | 0.0039066 | 325.1169 | 0.0039754 | 210.8048 | -0.020678 | 210.6785 | 0 | 203.7986 | 0 | 210.6785 | 0 | 210.8048 | 0 | 210.4675 | 0 | 210.8048 | 0 | 210.8048 | 0 | 210.8048 | 0 | 210.6699 | 0 | 210.8048 | 0 | 210.6785 | 0 | 506.7081 | 0.00531 | 505.2738 | 9.5653e-05 | 506.7081 | 0.018494 | 210.4675 | 0
|  | 211.0085 | 0.017053 | 210.8809 | 0.046878 | 325.2311 | 0 | 211.0085 | 0.023902 | 210.8809 | 0 | 204.0042 | 0 | 210.8809 | 0 | 211.0085 | 0 | 210.6699 | 0 | 211.0085 | 0 | 211.0085 | 8.6891e-05 | 211.0085 | 0 | 210.8723 | 0 | 211.0085 | 0.011777 | 210.8809 | 0 | 506.8621 | 0.0089195 | 505.4291 | 0 | 506.8621 | 0.017357 | 210.6699 | 0
|  | 211.2121 | -0.0092537 | 211.0834 | -0.036103 | 325.3453 | 0.0081675 | 211.2121 | -0.039667 | 211.0834 | 0 | 204.2097 | 0 | 211.0834 | 0 | 211.2121 | 0 | 210.8723 | 0 | 211.2121 | 0 | 211.2121 | 0 | 211.2121 | 0 | 211.0748 | 0 | 211.2121 | 0 | 211.0834 | 0 | 507.0161 | 0.00079337 | 505.5845 | 9.5653e-05 | 507.0161 | 0.01845 | 210.8723 | 0
|  | 211.4157 | 0.043599 | 211.2859 | 0.012375 | 325.4594 | 0 | 211.4157 | -0.00055841 | 211.2859 | 0 | 204.4153 | 0 | 211.2859 | 0 | 211.4157 | 0 | 211.0748 | 0 | 211.4157 | 0 | 211.4157 | 4.8488e-05 | 211.4157 | 0 | 211.2772 | 0 | 211.4157 | 0.007456 | 211.2859 | 0 | 507.1701 | 0.0057265 | 505.7398 | 6.3769e-05 | 507.1701 | 0.017925 | 211.0747 | 0
|  | 211.6194 | 0.0039214 | 211.4884 | -0.020083 | 325.5736 | 0 | 211.6194 | -0.0079351 | 211.4884 | 0 | 204.6209 | 0 | 211.4884 | 0 | 211.6194 | 0 | 211.2772 | 0 | 211.6194 | 0 | 211.6194 | 0 | 211.6194 | 0 | 211.4797 | 0 | 211.6194 | 0 | 211.4884 | 0 | 507.3241 | 0.0070106 | 505.8951 | 0 | 507.3241 | 0.018843 | 211.2772 | 0
|  | 211.8231 | 0.02224 | 211.6909 | 0.0081148 | 325.6877 | 0 | 211.8231 | 0.0040459 | 211.6909 | 0 | 204.8265 | 0 | 211.6909 | 0 | 211.8231 | 0 | 211.4797 | 0 | 211.8231 | 0 | 211.8231 | 3.3585e-05 | 211.8231 | 0 | 211.6822 | 0 | 211.8231 | 0.0036889 | 211.6909 | 0 | 507.4782 | 0.0086765 | 506.0504 | 0 | 507.4782 | 0.017707 | 211.4797 | 0
|  | 212.0268 | 0.016482 | 211.8934 | 0.0096113 | 325.8018 | 0.0034785 | 212.0268 | -0.00061143 | 211.8934 | 0 | 205.0321 | 0 | 211.8934 | 0 | 212.0268 | 0 | 211.6822 | 0 | 212.0268 | 0 | 212.0268 | 9.2995e-07 | 212.0268 | 0 | 211.8847 | 0 | 212.0268 | 0 | 211.8934 | 0 | 507.6322 | 0.0087806 | 506.2058 | 9.5653e-05 | 507.6322 | 0.018494 | 211.6822 | 0
|  | 212.2305 | 0.014352 | 212.096 | 0.0051634 | 325.916 | 0 | 212.2305 | 0.0054209 | 212.096 | 0 | 205.2377 | 0 | 212.096 | 0 | 212.2305 | 0 | 211.8847 | 0 | 212.2305 | 0 | 212.2305 | 3.7123e-05 | 212.2305 | 0 | 212.0872 | 0 | 212.2305 | 0.0063253 | 212.096 | 0 | 507.7863 | 0.0040259 | 506.3611 | 6.3769e-05 | 507.7863 | 0.0181 | 211.8847 | 0
|  | 212.4342 | -0.0073103 | 212.2986 | -0.017762 | 326.0301 | 0 | 212.4342 | -0.024877 | 212.2986 | 0 | 205.4434 | 0 | 212.2986 | 0 | 212.4342 | 0 | 212.0872 | 0 | 212.4342 | 0 | 212.4342 | 0 | 212.4342 | 0 | 212.2897 | 0 | 212.4342 | 0 | 212.2986 | 0 | 507.9404 | 0.0045118 | 506.5165 | 9.5653e-05 | 507.9404 | 0.018756 | 212.0872 | 0
|  | 212.638 | 0.011353 | 212.5012 | -6.3075e-05 | 326.1442 | 0 | 212.638 | 0.012293 | 212.5012 | 0 | 205.649 | 0 | 212.5012 | 0 | 212.638 | 0 | 212.2897 | 0 | 212.638 | 0 | 212.638 | 3.9381e-05 | 212.638 | 0 | 212.4922 | 0 | 212.638 | 0.0094276 | 212.5012 | 0 | 508.0945 | 0.0060389 | 506.6718 | 6.3769e-05 | 508.0945 | 0.017707 | 212.2897 | 0
|  | 212.8418 | -0.012085 | 212.7038 | -0.0028678 | 326.2584 | 0.002112 | 212.8418 | -0.012743 | 212.7038 | 0 | 205.8547 | 0 | 212.7038 | 0 | 212.8418 | 0 | 212.4922 | 0 | 212.8418 | 0 | 212.8418 | 0 | 212.8418 | 0 | 212.6948 | 0 | 212.8417 | 0 | 212.7038 | 0 | 508.2486 | 0.0080518 | 506.8272 | 0.00028696 | 508.2486 | 0.018362 | 212.4922 | 0
|  | 213.0455 | 0.0097296 | 212.9064 | -0.037636 | 326.3725 | 0 | 213.0455 | -0.0013281 | 212.9064 | 0 | 206.0603 | 0 | 212.9064 | 0 | 213.0455 | 0 | 212.6948 | 0 | 213.0455 | 0 | 213.0455 | 2.2281e-05 | 213.0455 | 0 | 212.8974 | 0 | 213.0455 | 0.0010294 | 212.9064 | 0 | 508.4027 | 0.0081212 | 506.9826 | 0 | 508.4027 | 0.017881 | 212.6948 | 0
|  | 213.2493 | 0.001433 | 213.1091 | -0.014288 | 326.4866 | 0.0022362 | 213.2493 | -0.019771 | 213.1091 | 0 | 206.2661 | 0 | 213.1091 | 0 | 213.2493 | 0 | 212.8974 | 0 | 213.2493 | 0 | 213.2493 | 0 | 213.2493 | 0 | 213.0999 | 0 | 213.2493 | 0 | 213.1091 | 0 | 508.5568 | 0.0044424 | 507.1379 | 0.00047827 | 508.5568 | 0.018362 | 212.8973 | 0
|  | 213.4532 | 0.023046 | 213.3117 | 0.075917 | 326.6008 | 0.00087167 | 213.4532 | -0.0058287 | 213.3117 | 0 | 206.4718 | 0 | 213.3117 | 0 | 213.4532 | 0 | 213.0999 | 0 | 213.4532 | 0 | 213.4532 | 0.00010293 | 213.4532 | 0 | 213.3025 | 0 | 213.4532 | 0.0068301 | 213.3117 | 0 | 508.7109 | 0.0080518 | 507.2933 | 0 | 508.7109 | 0.017138 | 213.1 | 0
|  | 213.657 | 0.00053906 | 213.5144 | -0.020555 | 326.7149 | 0.0072361 | 213.657 | -0.012057 | 213.5144 | 0 | 206.6775 | 0 | 213.5144 | 0 | 213.657 | 0 | 213.3025 | 0 | 213.657 | 0 | 213.657 | 0 | 213.657 | 0 | 213.5052 | 0 | 213.657 | 0 | 213.5144 | 0 | 508.865 | 0.0032955 | 507.4487 | 9.5653e-05 | 508.865 | 0.017925 | 213.3025 | 0
|  | 213.8608 | 0.014562 | 213.7171 | 0.0071686 | 326.829 | 0.0048564 | 213.8608 | -0.014803 | 213.7171 | 0 | 206.8832 | 0 | 213.7171 | 0 | 213.8608 | 0 | 213.5052 | 0 | 213.8608 | 0 | 213.8608 | 2.493e-05 | 213.8608 | 0 | 213.7078 | 0 | 213.8608 | 0.0048937 | 213.7171 | 0 | 509.0192 | 0.0063512 | 507.6041 | 6.3769e-05 | 509.0192 | 0.017401 | 213.5052 | 0
|  | 214.0647 | 0.0046316 | 213.9199 | -0.017314 | 326.9431 | 0.0018635 | 214.0647 | -0.0016127 | 213.9199 | 0 | 207.089 | 0 | 213.9199 | 0 | 214.0647 | 0 | 213.7078 | 0 | 214.0647 | 0 | 214.0647 | 0 | 214.0647 | 0 | 213.9104 | 0 | 214.0647 | 0 | 213.9199 | 0 | 509.1733 | 0.0080518 | 507.7595 | 0.00028696 | 509.1733 | 0.018406 | 213.7078 | 0
|  | 214.2686 | 0.01702 | 214.1226 | 0.038961 | 327.0572 | 0 | 214.2686 | 0.03304 | 214.1226 | 0 | 207.2947 | 0 | 214.1226 | 0 | 214.2686 | 0 | 213.9104 | 0 | 214.2686 | 0 | 214.2686 | 6.2261e-05 | 214.2686 | 0 | 214.1131 | 0 | 214.2686 | 0.005697 | 214.1226 | 0 | 509.3275 | 0.0073924 | 507.915 | 0 | 509.3275 | 0.017269 | 213.9104 | 0
|  | 214.4725 | -0.013452 | 214.3254 | 0.0068046 | 327.1713 | 0.0057147 | 214.4725 | -0.0010042 | 214.3254 | 0 | 207.5005 | 0 | 214.3254 | 0 | 214.4725 | 0 | 214.1131 | 0 | 214.4725 | 0 | 214.4725 | 0 | 214.4725 | 0 | 214.3158 | 0 | 214.4725 | 0 | 214.3254 | 0 | 509.4816 | 0.0079477 | 508.0704 | 0 | 509.4816 | 0.017881 | 214.1131 | 0
|  | 214.6764 | 0.021088 | 214.5281 | 0.0081578 | 327.2854 | 0.0021169 | 214.6764 | 0.00055798 | 214.5281 | 0 | 207.7063 | 0 | 214.5281 | 0 | 214.6764 | 0 | 214.3158 | 0 | 214.6764 | 0 | 214.6764 | 3.8562e-05 | 214.6764 | 0 | 214.5184 | 0 | 214.6764 | 0.0059378 | 214.5282 | 0 | 509.6358 | 0.00767 | 508.2258 | 6.3769e-05 | 509.6358 | 0.016701 | 214.3158 | 0
|  | 214.8804 | -0.025193 | 214.7309 | -0.03078 | 327.3995 | 0.0022362 | 214.8804 | -0.014423 | 214.7309 | 0 | 207.9121 | 0 | 214.7309 | 0 | 214.8804 | 0 | 214.5184 | 0 | 214.8804 | 0 | 214.8804 | 0 | 214.8804 | 0 | 214.7211 | 0 | 214.8804 | 0 | 214.731 | 0 | 509.79 | 0.0089542 | 508.3813 | 9.5653e-05 | 509.79 | 0.017663 | 214.5184 | 0
|  | 215.0843 | 0.016345 | 214.9338 | 0.013109 | 327.5136 | 0.0011207 | 215.0843 | -0.0024911 | 214.9338 | 0 | 208.1179 | 0 | 214.9338 | 0 | 215.0843 | 0 | 214.7211 | 0 | 215.0843 | 0 | 215.0843 | 3.7959e-05 | 215.0843 | 0 | 214.9238 | 0 | 215.0843 | 0.0047021 | 214.9338 | 0 | 509.9442 | 0.0098218 | 508.5367 | 0 | 509.9442 | 0.017138 | 214.7211 | 0
|  | 215.2883 | 0.012965 | 215.1366 | -0.039242 | 327.6277 | 0 | 215.2883 | -0.0012455 | 215.1366 | 0 | 208.3238 | 0 | 215.1366 | 0 | 215.2883 | 0 | 214.9238 | 0 | 215.2883 | 0 | 215.2883 | 0 | 215.2883 | 0 | 215.1266 | 0 | 215.2883 | 0 | 215.1366 | 0 | 510.0984 | 0.0094053 | 508.6922 | 0 | 510.0984 | 0.018581 | 214.9238 | 0
|  | 215.4923 | 0.022611 | 215.3395 | 0.00012135 | 327.7418 | 0.0036112 | 215.4923 | 0.0068109 | 215.3395 | 0 | 208.5296 | 0 | 215.3395 | 0 | 215.4923 | 0 | 215.1266 | 0 | 215.4923 | 0 | 215.4923 | 4.2138e-05 | 215.4923 | 0 | 215.3293 | 0 | 215.4923 | 0.0051273 | 215.3395 | 0 | 510.2526 | 0.0082253 | 508.8476 | 6.3769e-05 | 510.2526 | 0.017881 | 215.1266 | 0
|  | 215.6963 | -0.019763 | 215.5423 | -0.0078937 | 327.8558 | 0.0047209 | 215.6963 | -0.0098934 | 215.5423 | 0 | 208.7355 | 0 | 215.5423 | 0 | 215.6963 | 0 | 215.3293 | 0 | 215.6963 | 0 | 215.6963 | 0 | 215.6963 | 0 | 215.5321 | 0 | 215.6963 | 0 | 215.5423 | 0 | 510.4068 | 0.0081906 | 509.0031 | 9.5653e-05 | 510.4068 | 0.018931 | 215.3293 | 0
|  | 215.9003 | 0.021809 | 215.7452 | 0.0014 | 327.9699 | 0 | 215.9003 | 0.00062993 | 215.7452 | 0 | 208.9413 | 0 | 215.7452 | 0 | 215.9003 | 0 | 215.5321 | 0 | 215.9003 | 0 | 215.9003 | 2.4669e-05 | 215.9003 | 0 | 215.7348 | 0 | 215.9003 | 0.0045366 | 215.7452 | 0 | 510.5611 | 0 | 509.1586 | 6.3769e-05 | 510.5611 | 0.017925 | 215.5321 | 0
|  | 216.1043 | -0.0019236 | 215.9481 | -0.015078 | 328.084 | 0.0026089 | 216.1043 | 0.010374 | 215.9481 | 0 | 209.1472 | 0 | 215.9481 | 0 | 216.1043 | 0 | 215.7348 | 0 | 216.1043 | 0 | 216.1043 | 0 | 216.1043 | 0 | 215.9376 | 0 | 216.1043 | 0 | 215.9481 | 0 | 510.7153 | 0.0046853 | 509.3141 | 0.00028696 | 510.7153 | 0.019106 | 215.7348 | 0
|  | 216.3084 | 0.0061816 | 216.1511 | 0.0024073 | 328.1981 | 0.0051054 | 216.3084 | 0.026683 | 216.1511 | 0 | 209.3531 | 0 | 216.1511 | 0 | 216.3084 | 0 | 215.9376 | 0 | 216.3084 | 0 | 216.3084 | 4.4872e-05 | 216.3084 | 0 | 216.1404 | 0 | 216.3084 | 0.010257 | 216.1511 | 0 | 510.8695 | 0.0071842 | 509.4696 | 0 | 510.8695 | 0.018144 | 215.9376 | 0
|  | 216.5125 | 0.0082593 | 216.354 | 0.0024217 | 328.3121 | 0.0038513 | 216.5125 | -0.0072882 | 216.354 | 0 | 209.5591 | 0 | 216.354 | 0 | 216.5125 | 0 | 216.1404 | 0 | 216.5125 | 0 | 216.5125 | 0 | 216.5125 | 0 | 216.3432 | 0 | 216.5125 | 0 | 216.354 | 0 | 511.0238 | 0.0065942 | 509.6251 | 0.00047827 | 511.0238 | 0.019543 | 216.1404 | 0
|  | 216.7166 | 0.0071215 | 216.557 | 0.0062283 | 328.4262 | 0 | 216.7166 | 0.0022972 | 216.557 | 0 | 209.765 | 0 | 216.557 | 0 | 216.7166 | 0 | 216.3432 | 0 | 216.7166 | 0 | 216.7166 | 5.3083e-05 | 216.7166 | 0 | 216.5461 | 0 | 216.7166 | 0.0058401 | 216.557 | 0 | 511.1781 | 0.0081906 | 509.7806 | 6.3769e-05 | 511.1781 | 0.018362 | 216.3432 | 0
|  | 216.9207 | 0.0015063 | 216.76 | -0.022344 | 328.5403 | 0 | 216.9207 | -0.0090862 | 216.76 | 0 | 209.9709 | 0 | 216.76 | 0 | 216.9207 | 0 | 216.5461 | 0 | 216.9207 | 0 | 216.9207 | 0 | 216.9207 | 0 | 216.7489 | 0 | 216.9206 | 0 | 216.76 | 0 | 511.3323 | 0.0061777 | 509.9361 | 0 | 511.3323 | 0.019149 | 216.5461 | 0
|  | 217.1248 | 0.040743 | 216.963 | 0.0089712 | 328.6543 | 0 | 217.1248 | -0.0028795 | 216.963 | 0 | 210.1769 | 0 | 216.963 | 0 | 217.1248 | 0 | 216.7489 | 0 | 217.1248 | 0 | 217.1248 | 6.2725e-05 | 217.1248 | 0 | 216.9518 | 0 | 217.1248 | 0.0078769 | 216.963 | 0 | 511.4866 | 0.0056224 | 510.0916 | 0.00025508 | 511.4866 | 0.017619 | 216.7489 | 0
|  | 217.3289 | -0.016627 | 217.166 | 0.00095239 | 328.7684 | 0.0073078 | 217.3289 | 0.010299 | 217.166 | 0 | 210.3829 | 0 | 217.166 | 0 | 217.3289 | 0 | 216.9518 | 0 | 217.3289 | 0 | 217.3289 | 0 | 217.3289 | 0 | 217.1546 | 0 | 217.3289 | 0 | 217.166 | 0 | 511.6409 | 0.0023191 | 510.2471 | 0.00028696 | 511.6409 | 0.018494 | 216.9518 | 0
|  | 217.5331 | 0.021349 | 217.369 | 0.026577 | 328.8824 | 0.00037353 | 217.5331 | 0.019007 | 217.369 | 0 | 210.5889 | 0 | 217.369 | 0 | 217.5331 | 0 | 217.1546 | 0 | 217.5331 | 0 | 217.5331 | 5.3953e-05 | 217.5331 | 0 | 217.3575 | 0 | 217.5331 | 0.0072367 | 217.369 | 0 | 511.7952 | 0.0066983 | 510.4027 | 0 | 511.7952 | 0.01775 | 217.1546 | 0
|  | 217.7372 | 0.0087538 | 217.5721 | -0.026153 | 328.9965 | 0.0033543 | 217.7372 | -0.010217 | 217.5721 | 0 | 210.7948 | 0 | 217.5721 | 0 | 217.7372 | 0 | 217.3575 | 0 | 217.7372 | 0 | 217.7372 | 0 | 217.7372 | 0 | 217.5604 | 0 | 217.7372 | 0 | 217.5721 | 0 | 511.9495 | 0 | 510.5582 | 0 | 511.9495 | 0.018494 | 217.3575 | 0
|  | 217.9414 | 0.024629 | 217.7752 | 0.028854 | 329.1105 | 0 | 217.9414 | -0.008337 | 217.7752 | 0 | 211.0009 | 0 | 217.7752 | 0 | 217.9414 | 0 | 217.5604 | 0 | 217.9414 | 0 | 217.9414 | 5.554e-05 | 217.9414 | 0 | 217.7633 | 0 | 217.9414 | 0.0054936 | 217.7752 | 0 | 512.1038 | 0.0054836 | 510.7138 | 0.00025508 | 512.1038 | 0.017444 | 217.5604 | 0
|  | 218.1456 | 0.0062527 | 217.9783 | -0.027094 | 329.2246 | 0.0012424 | 218.1456 | 0.00081126 | 217.9783 | 0 | 211.2069 | 0 | 217.9783 | 0 | 218.1456 | 0 | 217.7633 | 0 | 218.1456 | 0 | 218.1456 | 0 | 218.1456 | 0 | 217.9662 | 0 | 218.1456 | 0 | 217.9783 | 0 | 512.2582 | 0.0058653 | 510.8693 | 9.5653e-05 | 512.2582 | 0.018231 | 217.7633 | 0
|  | 218.3499 | 0.00012188 | 218.1814 | 0.006189 | 329.3386 | 0 | 218.3499 | 0.0096756 | 218.1814 | 0 | 211.4129 | 0 | 218.1814 | 0 | 218.3499 | 0 | 217.9662 | 0 | 218.3499 | 0 | 218.3499 | 3.9362e-05 | 218.3499 | 0 | 218.1692 | 0 | 218.3499 | 0.0064022 | 218.1814 | 0 | 512.4125 | 0.010204 | 511.0249 | 6.3769e-05 | 512.4125 | 0.017575 | 217.9662 | 0
|  | 218.5541 | 0.0039877 | 218.3845 | -0.035415 | 329.4526 | 0 | 218.5541 | -0.036656 | 218.3845 | 0 | 211.619 | 0 | 218.3845 | 0 | 218.5541 | 0 | 218.1692 | 0 | 218.5541 | 0 | 218.5541 | 0 | 218.5541 | 0 | 218.3721 | 0 | 218.5541 | 0 | 218.3845 | 0 | 512.5669 | 0.0071842 | 511.1805 | 9.5653e-05 | 512.5669 | 0.018581 | 218.1692 | 0
|  | 218.7584 | 0.017423 | 218.5877 | 0.0067885 | 329.5667 | 0 | 218.7584 | 0.025368 | 218.5877 | 0 | 211.8251 | 0 | 218.5877 | 0 | 218.7584 | 0 | 218.3721 | 0 | 218.7584 | 0 | 218.7584 | 6.2515e-05 | 218.7584 | 0 | 218.5751 | 0 | 218.7584 | 0.0047583 | 218.5877 | 0 | 512.7212 | 0.010447 | 511.3361 | 0 | 512.7212 | 0.017881 | 218.3721 | 0
|  | 218.9626 | -0.0022973 | 218.7908 | -0.015175 | 329.6807 | 0.0026089 | 218.9626 | -0.011769 | 218.7908 | 0 | 212.0311 | 0 | 218.7908 | 0 | 218.9626 | 0 | 218.5751 | 0 | 218.9626 | 0 | 218.9626 | 0 | 218.9626 | 0 | 218.7781 | 0 | 218.9626 | 0 | 218.7908 | 0 | 512.8756 | 0.0090236 | 511.4917 | 9.5653e-05 | 512.8756 | 0.018668 | 218.5751 | 0
|  | 219.1669 | 0.040834 | 218.994 | 0.0080963 | 329.7947 | 0 | 219.1669 | 0.0077857 | 218.994 | 0 | 212.2372 | 0 | 218.994 | 0 | 219.1669 | 0 | 218.7781 | 0 | 219.1669 | 0 | 219.1669 | 5.583e-05 | 219.1669 | 0 | 218.9811 | 0 | 219.1669 | 0.0076638 | 218.994 | 0 | 513.0299 | 0.013535 | 511.6473 | 0 | 513.0299 | 0.017488 | 218.7781 | 0
|  | 219.3712 | 0.0067678 | 219.1972 | -0.049209 | 329.9087 | 0.0054663 | 219.3712 | -0.018884 | 219.1972 | 0 | 212.4434 | 0 | 219.1972 | 0 | 219.3712 | 0 | 218.9811 | 0 | 219.3712 | 0 | 219.3712 | 0 | 219.3712 | 0 | 219.1841 | 0 | 219.3713 | 0 | 219.1972 | 0 | 513.1843 | 0.0043383 | 511.8029 | 0 | 513.1843 | 0.018537 | 218.9811 | 0
|  | 219.5756 | 0.020346 | 219.4004 | 0.024097 | 330.0227 | 0 | 219.5756 | 0.01823 | 219.4004 | 0 | 212.6495 | 0 | 219.4004 | 0 | 219.5756 | 0 | 219.1841 | 0 | 219.5756 | 0 | 219.5756 | 7.3832e-05 | 219.5756 | 0 | 219.3871 | 0 | 219.5756 | 0.0076328 | 219.4005 | 0 | 513.3387 | 0.0074271 | 511.9585 | 0 | 513.3387 | 0.017444 | 219.1841 | 0
|  | 219.7799 | -0.010097 | 219.6037 | -0.023285 | 330.1368 | 0.0062117 | 219.7799 | -0.0041145 | 219.6037 | 0 | 212.8556 | 0 | 219.6037 | 0 | 219.7799 | 0 | 219.3871 | 0 | 219.7799 | 0 | 219.7799 | 0 | 219.7799 | 0 | 219.5901 | 0 | 219.7799 | 0 | 219.6037 | 0 | 513.4931 | 0.0072536 | 512.1141 | 9.5653e-05 | 513.4931 | 0.018712 | 219.3871 | 0
|  | 219.9843 | 0.02191 | 219.807 | 0.003543 | 330.2508 | 0.0051054 | 219.9843 | -0.0091361 | 219.807 | 0 | 213.0618 | 0 | 219.807 | 0 | 219.9843 | 0 | 219.5901 | 0 | 219.9843 | 0 | 219.9843 | 3.5854e-05 | 219.9843 | 0 | 219.7932 | 0 | 219.9843 | 0.0038535 | 219.807 | 0 | 513.6475 | 0.0060389 | 512.2697 | 0.00044638 | 513.6475 | 0.017313 | 219.5901 | 0
|  | 220.1886 | 0.0039839 | 220.0102 | 0.00096948 | 330.3648 | 0.002112 | 220.1886 | -0.020433 | 220.0102 | 0 | 213.268 | 0 | 220.0102 | 0 | 220.1886 | 0 | 219.7932 | 0 | 220.1886 | 0 | 220.1886 | 0 | 220.1886 | 0 | 219.9963 | 0 | 220.1886 | 0 | 220.0102 | 0 | 513.802 | 0.0074618 | 512.4254 | 9.5653e-05 | 513.802 | 0.018319 | 219.7932 | 0
|  | 220.393 | 0.0092843 | 220.2135 | 0.0051266 | 330.4788 | 0.00087167 | 220.393 | 0.021539 | 220.2135 | 0 | 213.4741 | 0 | 220.2135 | 0 | 220.393 | 0 | 219.9963 | 0 | 220.393 | 0 | 220.393 | 2.18e-05 | 220.393 | 0 | 220.1994 | 0 | 220.393 | 0.0020744 | 220.2135 | 0 | 513.9564 | 0.0073924 | 512.581 | 6.3769e-05 | 513.9564 | 0.017357 | 219.9963 | 0
|  | 220.5974 | 0.0074369 | 220.4168 | -0.026168 | 330.5928 | 0.0019878 | 220.5974 | 0.010624 | 220.4168 | 0 | 213.6803 | 0 | 220.4168 | 0 | 220.5974 | 0 | 220.1994 | 0 | 220.5974 | 0 | 220.5974 | 0 | 220.5974 | 0 | 220.4025 | 0 | 220.5974 | 0 | 220.4169 | 0 | 514.1108 | 0.0072536 | 512.7367 | 9.5653e-05 | 514.1108 | 0.018406 | 220.1994 | 0
|  | 220.8019 | 0.019988 | 220.6202 | 0.016553 | 330.7068 | 0 | 220.8019 | 0.012496 | 220.6202 | 0 | 213.8865 | 0 | 220.6202 | 0 | 220.8019 | 0 | 220.4025 | 0 | 220.8019 | 0 | 220.8019 | 3.958e-05 | 220.8019 | 0 | 220.6056 | 0 | 220.8019 | 0.0050079 | 220.6202 | 0 | 514.2653 | 0.0074271 | 512.8923 | 6.3769e-05 | 514.2653 | 0.017619 | 220.4025 | 0
|  | 221.0063 | 0.014904 | 220.8235 | -0.038783 | 330.8208 | 0.00037273 | 221.0063 | -0.0095694 | 220.8235 | 0 | 214.0928 | 0 | 220.8235 | 0 | 221.0063 | 0 | 220.6056 | 0 | 221.0063 | 0 | 221.0063 | 0 | 221.0063 | 0 | 220.8087 | 0 | 221.0063 | 0 | 220.8235 | 0 | 514.4197 | 0.0034175 | 513.048 | 0 | 514.4197 | 0.018362 | 220.6056 | 0
|  | 221.2108 | 0.024064 | 221.0269 | 0.01644 | 330.9348 | 0.00049807 | 221.2108 | 0.0090865 | 221.0269 | 0 | 214.299 | 0 | 221.0269 | 0 | 221.2108 | 0 | 220.8087 | 0 | 221.2108 | 0 | 221.2108 | 6.1477e-05 | 221.2108 | 0 | 221.0118 | 0 | 221.2108 | 0.0063089 | 221.0269 | 0 | 514.5742 | 0.0074965 | 513.2037 | 6.3769e-05 | 514.5742 | 0.017619 | 220.8087 | 0
|  | 221.4153 | -0.0074402 | 221.2303 | -0.018314 | 331.0488 | 0 | 221.4153 | -0.0088148 | 221.2303 | 0 | 214.5053 | 0 | 221.2303 | 0 | 221.4152 | 0 | 221.0118 | 0 | 221.4152 | 0 | 221.4153 | 0 | 221.4152 | 0 | 221.215 | 0 | 221.4152 | 0 | 221.2303 | 0 | 514.7287 | 0.0057265 | 513.3593 | 9.5653e-05 | 514.7287 | 0.018406 | 221.0118 | 0
|  | 221.6197 | 0.026601 | 221.4337 | 0.041013 | 331.1628 | 0 | 221.6197 | 0.0132 | 221.4337 | 0 | 214.7115 | 0 | 221.4337 | 0 | 221.6197 | 0 | 221.215 | 0 | 221.6197 | 0 | 221.6197 | 4.4224e-05 | 221.6197 | 0 | 221.4182 | 0 | 221.6197 | 0.0058063 | 221.4337 | 0 | 514.8831 | 0.011974 | 513.515 | 6.3769e-05 | 514.8831 | 0.017444 | 221.215 | 0
|  | 221.8242 | -0.021975 | 221.6371 | -0.008131 | 331.2767 | 0.0017393 | 221.8242 | -0.016626 | 221.6371 | 0 | 214.9178 | 0 | 221.6371 | 0 | 221.8242 | 0 | 221.4182 | 0 | 221.8242 | 0 | 221.8242 | 0 | 221.8242 | 0 | 221.6213 | 0 | 221.8243 | 0 | 221.6371 | 0 | 515.0376 | 0.0044077 | 513.6707 | 0.00028696 | 515.0376 | 0.018537 | 221.4181 | 0
|  | 222.0288 | 0.043315 | 221.8406 | 0.018385 | 331.3907 | 0.005977 | 222.0288 | 0.0012936 | 221.8406 | 0 | 215.1241 | 0 | 221.8406 | 0 | 222.0288 | 0 | 221.6213 | 0 | 222.0288 | 0 | 222.0288 | 6.183e-05 | 222.0288 | 0 | 221.8245 | 0 | 222.0288 | 0.0066818 | 221.8406 | 0 | 515.1921 | 0.0063512 | 513.8264 | 6.3769e-05 | 515.1921 | 0.017619 | 221.6213 | 0
|  | 222.2333 | 0.00091695 | 222.044 | -0.0085551 | 331.5047 | 0.0093138 | 222.2333 | 0.0052105 | 222.044 | 0 | 215.3304 | 0 | 222.044 | 0 | 222.2333 | 0 | 221.8245 | 0 | 222.2333 | 0 | 222.2333 | 0 | 222.2333 | 0 | 222.0277 | 0 | 222.2333 | 0 | 222.044 | 0 | 515.3466 | 0.0048241 | 513.9821 | 0.00028696 | 515.3466 | 0.018362 | 221.8245 | 0
|  | 222.4379 | 0.020004 | 222.2475 | 0.023116 | 331.6187 | 0 | 222.4379 | 0.0019246 | 222.2475 | 0 | 215.5367 | 0 | 222.2475 | 0 | 222.4379 | 0 | 222.0277 | 0 | 222.4379 | 0 | 222.4379 | 4.2357e-05 | 222.4379 | 0 | 222.231 | 0 | 222.4379 | 0.00674 | 222.2475 | 0 | 515.5012 | 0.0066983 | 514.1378 | 0 | 515.5012 | 0.016876 | 222.0277 | 0
|  | 222.6425 | -0.0093958 | 222.451 | -0.0076588 | 331.7326 | 0.0083108 | 222.6425 | -0.019058 | 222.451 | 0 | 215.7431 | 0 | 222.451 | 0 | 222.6425 | 0 | 222.231 | 0 | 222.6425 | 0 | 222.6425 | 0 | 222.6425 | 0 | 222.4342 | 0 | 222.6425 | 0 | 222.451 | 0 | 515.6557 | 0.0075659 | 514.2936 | 9.5653e-05 | 515.6557 | 0.017794 | 222.231 | 0
|  | 222.847 | 0.016832 | 222.6545 | 0.034699 | 331.8466 | 0 | 222.847 | 0.010488 | 222.6545 | 0 | 215.9494 | 0 | 222.6545 | 0 | 222.8471 | 0 | 222.4342 | 0 | 222.8471 | 0 | 222.847 | 5.5681e-05 | 222.8471 | 0 | 222.6375 | 0 | 222.847 | 0.0041846 | 222.6546 | 0 | 515.8102 | 0.0099954 | 514.4493 | 6.3769e-05 | 515.8102 | 0.017095 | 222.4342 | 0
|  | 223.0517 | -0.014109 | 222.8581 | 0.0049267 | 331.9606 | 0 | 223.0517 | -0.0045492 | 222.8581 | 0 | 216.1558 | 0 | 222.8581 | 0 | 223.0517 | 0 | 222.6375 | 0 | 223.0517 | 0 | 223.0517 | 4.2597e-06 | 223.0517 | 0 | 222.8407 | 0 | 223.0517 | 0 | 222.8581 | 0 | 515.9647 | 0.0077048 | 514.605 | 0.00028696 | 515.9647 | 0.018231 | 222.6375 | 0
|  | 223.2563 | 0.020175 | 223.0616 | 0.0075087 | 332.0745 | 0 | 223.2563 | 0.00027582 | 223.0616 | 0 | 216.3622 | 0 | 223.0616 | 0 | 223.2563 | 0 | 222.8407 | 0 | 223.2563 | 0 | 223.2563 | 3.9877e-05 | 223.2563 | 0 | 223.044 | 0 | 223.2563 | 0.0075121 | 223.0616 | 0 | 516.1193 | 0.0097177 | 514.7608 | 0 | 516.1193 | 0.017226 | 222.8407 | 0
|  | 223.4609 | -0.0037655 | 223.2652 | -0.021979 | 332.1885 | 0.00037273 | 223.4609 | -0.018712 | 223.2652 | 0 | 216.5685 | 0 | 223.2652 | 0 | 223.4609 | 0 | 223.044 | 0 | 223.4609 | 0 | 223.4609 | 0 | 223.4609 | 0 | 223.2473 | 0 | 223.4609 | 0 | 223.2652 | 0 | 516.2739 | 0.0063512 | 514.9165 | 0.00028696 | 516.2739 | 0.01845 | 223.044 | 0
|  | 223.6656 | -0.0013951 | 223.4688 | 0.0030987 | 332.3024 | 0 | 223.6656 | 0.0097992 | 223.4688 | 0 | 216.7749 | 0 | 223.4688 | 0 | 223.6656 | 0 | 223.2473 | 0 | 223.6656 | 0 | 223.6656 | 1.9869e-05 | 223.6656 | 0 | 223.4506 | 0 | 223.6656 | 0.0019095 | 223.4688 | 0 | 516.4284 | 0.0097524 | 515.0723 | 0 | 516.4284 | 0.017488 | 223.2473 | 0
|  | 223.8703 | 0.012146 | 223.6724 | 0.0027194 | 332.4164 | 0.0096004 | 223.8703 | -0.0054034 | 223.6724 | 0 | 216.9814 | 0 | 223.6724 | 0 | 223.8703 | 0 | 223.4506 | 0 | 223.8703 | 0 | 223.8703 | 0 | 223.8703 | 0 | 223.6539 | 0 | 223.8703 | 0 | 223.6724 | 0 | 516.583 | 0.010724 | 515.2281 | 0.00028696 | 516.583 | 0.019018 | 223.4506 | 0
|  | 224.075 | 0.015536 | 223.876 | 0.012928 | 332.5303 | 0 | 224.075 | 0.010682 | 223.876 | 0 | 217.1878 | 0 | 223.876 | 0 | 224.075 | 0 | 223.6539 | 0 | 224.075 | 0 | 224.075 | 6.4994e-05 | 224.075 | 0 | 223.8573 | 0 | 224.075 | 0.0033252 | 223.876 | 0 | 516.7376 | 0.0084336 | 515.3839 | 0 | 516.7376 | 0.017794 | 223.654 | 0
|  | 224.2797 | -0.012864 | 224.0797 | -0.046517 | 332.6442 | 0.0031058 | 224.2797 | -0.012353 | 224.0797 | 0 | 217.3943 | 0 | 224.0797 | 0 | 224.2797 | 0 | 223.8573 | 0 | 224.2797 | 0 | 224.2797 | 0 | 224.2797 | 0 | 224.0606 | 0 | 224.2797 | 0 | 224.0797 | 0 | 516.8922 | 0.0073924 | 515.5396 | 9.5653e-05 | 516.8922 | 0.019193 | 223.8573 | 0
|  | 224.4844 | 0.022833 | 224.2834 | -0.0026902 | 332.7582 | 0.0022414 | 224.4844 | 0.00011464 | 224.2834 | 0 | 217.6007 | 0 | 224.2834 | 0 | 224.4844 | 0 | 224.0606 | 0 | 224.4844 | 0 | 224.4844 | 2.2169e-05 | 224.4844 | 0 | 224.264 | 0 | 224.4844 | 0 | 224.2834 | 0 | 517.0468 | 0.0073924 | 515.6954 | 0 | 517.0468 | 0.017619 | 224.0606 | 0
|  | 224.6891 | -0.016683 | 224.487 | 0.0080829 | 332.8721 | 0 | 224.6891 | -0.0087047 | 224.487 | 0 | 217.8072 | 0 | 224.487 | 0 | 224.6891 | 0 | 224.264 | 0 | 224.6891 | 0 | 224.6891 | 0 | 224.6891 | 0 | 224.4674 | 0 | 224.6892 | 0 | 224.487 | 0 | 517.2014 | 0.0053794 | 515.8512 | 0.00028696 | 517.2014 | 0.018756 | 224.264 | 0
|  | 224.8939 | 0.013054 | 224.6907 | -0.0070153 | 332.9861 | 0 | 224.8939 | 0.0054533 | 224.6907 | 0 | 218.0137 | 0 | 224.6907 | 0 | 224.8939 | 0 | 224.4674 | 0 | 224.8939 | 0 | 224.8939 | 3.4643e-05 | 224.8939 | 0 | 224.6708 | 0 | 224.8939 | 0.0077022 | 224.6908 | 0 | 517.3561 | 0.0049977 | 516.007 | 0 | 517.3561 | 0.017619 | 224.4674 | 0
|  | 225.0987 | -0.00055765 | 224.8945 | -0.018774 | 333.1 | 0.0096004 | 225.0987 | -0.013219 | 224.8945 | 0 | 218.2202 | 0 | 224.8945 | 0 | 225.0987 | 0 | 224.6708 | 0 | 225.0987 | 0 | 225.0987 | 0 | 225.0987 | 0 | 224.8742 | 0 | 225.0987 | 0 | 224.8945 | 0 | 517.5107 | 0.0040259 | 516.1628 | 0.00028696 | 517.5107 | 0.019018 | 224.6708 | 0
|  | 225.3035 | 0.01966 | 225.0982 | 0.021141 | 333.2139 | 0.0088123 | 225.3035 | 0.0073573 | 225.0982 | 0 | 218.4267 | 0 | 225.0982 | 0 | 225.3035 | 0 | 224.8742 | 0 | 225.3035 | 0 | 225.3035 | 6.1898e-05 | 225.3035 | 0 | 225.0776 | 0 | 225.3035 | 0.012361 | 225.0982 | 0 | 517.6653 | 0.0053794 | 516.3187 | 0 | 517.6653 | 0.018231 | 224.8742 | 0
|  | 225.5083 | -0.019739 | 225.302 | -0.045763 | 333.3278 | 0.0064601 | 225.5083 | -0.019841 | 225.302 | 0 | 218.6332 | 0 | 225.302 | 0 | 225.5083 | 0 | 225.0776 | 0 | 225.5083 | 0 | 225.5083 | 0 | 225.5083 | 0 | 225.2811 | 0 | 225.5083 | 0 | 225.302 | 0 | 517.82 | 0.0087806 | 516.4745 | 0.00028696 | 517.82 | 0.018931 | 225.0776 | 0
|  | 225.7131 | 0.0063771 | 225.5057 | 0.0038941 | 333.4418 | 0 | 225.7131 | -0.0068968 | 225.5057 | 0 | 218.8398 | 0 | 225.5057 | 0 | 225.7131 | 0 | 225.2811 | 0 | 225.7131 | 0 | 225.7131 | 3.4894e-05 | 225.7131 | 0 | 225.4845 | 0 | 225.7131 | 0.005197 | 225.5057 | 0 | 517.9746 | 0.0034706 | 516.6303 | 0 | 517.9746 | 0.017838 | 225.281 | 0
|  | 225.918 | 0.0011052 | 225.7095 | -0.016137 | 333.5557 | 0.00323 | 225.918 | -0.0064262 | 225.7095 | 0 | 219.0463 | 0 | 225.7095 | 0 | 225.918 | 0 | 225.4845 | 0 | 225.918 | 0 | 225.918 | 0 | 225.918 | 0 | 225.688 | 0 | 225.918 | 0 | 225.7095 | 0 | 518.1293 | 0.0063512 | 516.7862 | 9.5653e-05 | 518.1293 | 0.018494 | 225.4845 | 0
|  | 226.1228 | 0.032863 | 225.9133 | 0.020252 | 333.6696 | 0.0034866 | 226.1228 | 0.021466 | 225.9133 | 0 | 219.2529 | 0 | 225.9133 | 0 | 226.1228 | 0 | 225.688 | 0 | 226.1228 | 0 | 226.1228 | 6.3847e-05 | 226.1228 | 0 | 225.8914 | 0 | 226.1228 | 0.0080628 | 225.9133 | 0 | 518.284 | 0.0071842 | 516.942 | 6.3769e-05 | 518.284 | 0.017269 | 225.688 | 0
|  | 226.3277 | 0.011227 | 226.1172 | -0.025825 | 333.7835 | 0.0062117 | 226.3277 | -0.015462 | 226.1172 | 0 | 219.4595 | 0 | 226.1172 | 0 | 226.3277 | 0 | 225.8914 | 0 | 226.3277 | 0 | 226.3277 | 0 | 226.3277 | 0 | 226.0949 | 0 | 226.3277 | 0 | 226.1172 | 0 | 518.4387 | 0.0044424 | 517.0979 | 9.5653e-05 | 518.4387 | 0.0181 | 225.8914 | 0
|  | 226.5326 | 0.041956 | 226.321 | 0.02543 | 333.8974 | 0 | 226.5326 | 0.013581 | 226.321 | 0 | 219.6661 | 0 | 226.321 | 0 | 226.5326 | 0 | 226.0949 | 0 | 226.5326 | 0 | 226.5326 | 5.4492e-05 | 226.5326 | 0 | 226.2984 | 0 | 226.5326 | 0.0075402 | 226.321 | 0 | 518.5934 | 0.0076353 | 517.2537 | 0 | 518.5934 | 0.017138 | 226.0949 | 0
|  | 226.7375 | 0.01854 | 226.5249 | -0.0053017 | 334.0113 | 0.0043482 | 226.7375 | 0.0021401 | 226.5249 | 0 | 219.8727 | 0 | 226.5249 | 0 | 226.7375 | 0 | 226.2984 | 0 | 226.7375 | 0 | 226.7375 | 0 | 226.7375 | 0 | 226.502 | 0 | 226.7375 | 0 | 226.5249 | 0 | 518.7481 | 0.0023801 | 517.4096 | 0 | 518.7481 | 0.018362 | 226.2985 | 0
|  | 226.9424 | 0.0071702 | 226.7288 | 0.034285 | 334.1252 | 0 | 226.9424 | -0.0012602 | 226.7288 | 0 | 220.0793 | 0 | 226.7288 | 0 | 226.9424 | 0 | 226.502 | 0 | 226.9424 | 0 | 226.9424 | 5.1549e-05 | 226.9424 | 0 | 226.7055 | 0 | 226.9424 | 0.0064628 | 226.7288 | 0 | 518.9028 | 0.0039565 | 517.5655 | 0 | 518.9028 | 0.017619 | 226.502 | 0
|  | 227.1474 | -0.016857 | 226.9327 | -0.01869 | 334.2391 | 0.00074539 | 227.1474 | 0.0044789 | 226.9327 | 0 | 220.286 | 0 | 226.9327 | 0 | 227.1474 | 0 | 226.7055 | 0 | 227.1474 | 0 | 227.1474 | 0 | 227.1474 | 0 | 226.9091 | 0 | 227.1474 | 0 | 226.9327 | 0 | 519.0575 | 0.0082948 | 517.7214 | 0 | 519.0575 | 0.018537 | 226.7055 | 0
|  | 227.3524 | 0.019852 | 227.1366 | -0.0010418 | 334.353 | 0 | 227.3524 | 0.01913 | 227.1366 | 0 | 220.4926 | 0 | 227.1366 | 0 | 227.3524 | 0 | 226.9091 | 0 | 227.3524 | 0 | 227.3524 | 4.2266e-05 | 227.3524 | 0 | 227.1126 | 0 | 227.3524 | 0.0047733 | 227.1366 | 0 | 519.2123 | 0.010967 | 517.8773 | 6.3769e-05 | 519.2123 | 0.017532 | 226.9091 | 0
|  | 227.5573 | -0.018627 | 227.3405 | -0.010659 | 334.4669 | 0.0057147 | 227.5573 | -0.0029826 | 227.3405 | 0 | 220.6993 | 0 | 227.3405 | 0 | 227.5573 | 0 | 227.1126 | 0 | 227.5573 | 0 | 227.5573 | 0 | 227.5573 | 0 | 227.3162 | 0 | 227.5573 | 0 | 227.3405 | 0 | 519.367 | 0.0029293 | 518.0332 | 0 | 519.367 | 0.018056 | 227.1126 | 0
|  | 227.7623 | 0.019763 | 227.5445 | 0.020558 | 334.5808 | 0 | 227.7623 | 0.046722 | 227.5445 | 0 | 220.906 | 0 | 227.5445 | 0 | 227.7623 | 0 | 227.3162 | 0 | 227.7623 | 0 | 227.7623 | 3.6233e-05 | 227.7623 | 0 | 227.5198 | 0 | 227.7623 | 0.0025913 | 227.5445 | 0 | 519.5217 | 0.011418 | 518.1891 | 6.3769e-05 | 519.5217 | 0.017007 | 227.3162 | 0
|  | 227.9673 | 0.0085215 | 227.7485 | -0.010869 | 334.6947 | 0.0033543 | 227.9673 | -0.022325 | 227.7485 | 0 | 221.1127 | 0 | 227.7485 | 0 | 227.9673 | 0 | 227.5198 | 0 | 227.9673 | 0 | 227.9673 | 0 | 227.9673 | 0 | 227.7234 | 0 | 227.9673 | 0 | 227.7485 | 0 | 519.6765 | 0.0066983 | 518.345 | 0 | 519.6765 | 0.018319 | 227.5198 | 0
|  | 228.1724 | 0.043348 | 227.9525 | 0.0404 | 334.8086 | 0.002366 | 228.1724 | 0.0088731 | 227.9525 | 0 | 221.3194 | 0 | 227.9525 | 0 | 228.1724 | 0 | 227.7234 | 0 | 228.1724 | 0 | 228.1724 | 6.038e-05 | 228.1724 | 0 | 227.927 | 0 | 228.1724 | 0.01146 | 227.9525 | 0 | 519.8313 | 0.014819 | 518.5009 | 6.3769e-05 | 519.8313 | 0.017707 | 227.7234 | 0
|  | 228.3774 | -0.0024495 | 228.1565 | -0.0067322 | 334.9224 | 0 | 228.3774 | -0.019415 | 228.1565 | 0 | 221.5261 | 0 | 228.1565 | 0 | 228.3774 | 0 | 227.927 | 0 | 228.3774 | 0 | 228.3774 | 0 | 228.3774 | 0 | 228.1307 | 0 | 228.3774 | 0 | 228.1565 | 0 | 519.986 | 0.010238 | 518.6569 | 9.5653e-05 | 519.986 | 0.018887 | 227.927 | 0
|  | 228.5825 | 0.041544 | 228.3605 | 9.27e-05 | 335.0363 | 0.0039847 | 228.5825 | -0.0018538 | 228.3605 | 0 | 221.7328 | 0 | 228.3605 | 0 | 228.5825 | 0 | 228.1307 | 0 | 228.5825 | 0 | 228.5825 | 3.1418e-05 | 228.5825 | 0 | 228.3343 | 0 | 228.5825 | 0.0042594 | 228.3605 | 0 | 520.1408 | 0.0022574 | 518.8128 | 6.3769e-05 | 520.1408 | 0.017444 | 228.1307 | 0
|  | 228.7876 | -0.0039032 | 228.5646 | -0.0085614 | 335.1502 | 0.012538 | 228.7876 | -0.0036897 | 228.5646 | 0 | 221.9396 | 0 | 228.5646 | 0 | 228.7876 | 0 | 228.3343 | 0 | 228.7876 | 0 | 228.7876 | 0 | 228.7876 | 0 | 228.538 | 0 | 228.7876 | 0 | 228.5646 | 0 | 520.2956 | 0.0031734 | 518.9688 | 0 | 520.2956 | 0.018668 | 228.3343 | 0
|  | 228.9926 | 0.022543 | 228.7686 | 0.01762 | 335.264 | 0.0039847 | 228.9926 | 0.011177 | 228.7686 | 0 | 222.1464 | 0 | 228.7686 | 0 | 228.9926 | 0 | 228.538 | 0 | 228.9926 | 0 | 228.9926 | 5.2688e-05 | 228.9926 | 0 | 228.7417 | 0 | 228.9926 | 0.0062351 | 228.7686 | 0 | 520.4504 | 0.0074271 | 519.1247 | 6.3769e-05 | 520.4504 | 0.017881 | 228.538 | 0
|  | 229.1978 | 0.0081149 | 228.9727 | 0.0079958 | 335.3779 | 0.0029816 | 229.1978 | -0.0059071 | 228.9727 | 0 | 222.3531 | 0 | 228.9727 | 0 | 229.1978 | 0 | 228.7417 | 0 | 229.1978 | 0 | 229.1978 | 0 | 229.1978 | 0 | 228.9453 | 0 | 229.1978 | 0 | 228.9727 | 0 | 520.6052 | 0.013015 | 519.2807 | 0.00028696 | 520.6052 | 0.018931 | 228.7416 | 0
|  | 229.4029 | 0.019961 | 229.1768 | 0.021246 | 335.4918 | 0 | 229.4029 | 0.0013378 | 229.1768 | 0 | 222.5599 | 0 | 229.1768 | 0 | 229.4029 | 0 | 228.9453 | 0 | 229.4029 | 0 | 229.4029 | 5.5222e-05 | 229.4029 | 0 | 229.149 | 0 | 229.4029 | 0.0051992 | 229.1768 | 0 | 520.7601 | 0.011835 | 519.4366 | 0 | 520.7601 | 0.017619 | 228.9453 | 0
|  | 229.608 | 0.0025805 | 229.3809 | -0.024021 | 335.6056 | 0 | 229.608 | -0.0015965 | 229.3809 | 0 | 222.7667 | 0 | 229.3809 | 0 | 229.608 | 0 | 229.149 | 0 | 229.608 | 0 | 229.608 | 0 | 229.608 | 0 | 229.3528 | 0 | 229.608 | 0 | 229.381 | 0 | 520.9149 | 0.0051365 | 519.5926 | 0.00028696 | 520.9149 | 0.018275 | 229.149 | 0
|  | 229.8132 | 0.04 | 229.5851 | 0.0053009 | 335.7195 | 0.0017433 | 229.8132 | 0.0087695 | 229.5851 | 0 | 222.9736 | 0 | 229.5851 | 0 | 229.8132 | 0 | 229.3528 | 0 | 229.8132 | 0 | 229.8132 | 3.2969e-05 | 229.8132 | 0 | 229.5565 | 0 | 229.8132 | 0.0067304 | 229.5851 | 0 | 521.0697 | 0.0094053 | 519.7486 | 0 | 521.0697 | 0.017269 | 229.3528 | 0
|  | 230.0184 | 0.0032168 | 229.7892 | -0.028666 | 335.8333 | 0.0044724 | 230.0184 | -0.024742 | 229.7892 | 0 | 223.1804 | 0 | 229.7892 | 0 | 230.0184 | 0 | 229.5565 | 0 | 230.0184 | 0 | 230.0184 | 0 | 230.0184 | 0 | 229.7603 | 0 | 230.0184 | 0 | 229.7893 | 0 | 521.2246 | 0.007323 | 519.9046 | 0 | 521.2246 | 0.018406 | 229.5565 | 0
|  | 230.2236 | 0.011137 | 229.9934 | 0.0047828 | 335.9472 | 0 | 230.2236 | -0.0010593 | 229.9934 | 0 | 223.3873 | 0 | 229.9934 | 0 | 230.2236 | 0 | 229.7603 | 0 | 230.2236 | 0 | 230.2236 | 5.0616e-05 | 230.2236 | 0 | 229.964 | 0 | 230.2236 | 0.011011 | 229.9934 | 0 | 521.3794 | 0.0098912 | 520.0606 | 0 | 521.3794 | 0.017619 | 229.7603 | 0
|  | 230.4288 | 0.004544 | 230.1976 | -0.053332 | 336.0611 | 0.011033 | 230.4288 | -0.003042 | 230.1976 | 0 | 223.5941 | 0 | 230.1976 | 0 | 230.4288 | 0 | 229.964 | 0 | 230.4288 | 0 | 230.4288 | 0 | 230.4288 | 0 | 230.1678 | 0 | 230.4288 | 0 | 230.1976 | 0 | 521.5343 | 0.0064553 | 520.2166 | 9.5653e-05 | 521.5343 | 0.018712 | 229.964 | 0
|  | 230.634 | 0.030454 | 230.4018 | 0.012084 | 336.1749 | 0.0043583 | 230.634 | 0.011053 | 230.4018 | 0 | 223.801 | 0 | 230.4018 | 0 | 230.634 | 0 | 230.1678 | 0 | 230.634 | 0 | 230.634 | 3.4543e-05 | 230.634 | 0 | 230.3716 | 0 | 230.634 | 0.0067736 | 230.4018 | 0 | 521.6892 | 0.0070106 | 520.3726 | 0 | 521.6892 | 0.017663 | 230.1678 | 0
|  | 230.8393 | 0.016364 | 230.6061 | 0.00018074 | 336.2887 | 0.0085974 | 230.8393 | -0.0054588 | 230.6061 | 0 | 224.0079 | 0 | 230.6061 | 0 | 230.8393 | 0 | 230.3716 | 0 | 230.8393 | 0 | 230.8393 | 0 | 230.8393 | 0 | 230.5754 | 0 | 230.8393 | 0 | 230.6061 | 0 | 521.8441 | 0.0069412 | 520.5286 | 9.5653e-05 | 521.8441 | 0.018362 | 230.3716 | 0
|  | 231.0445 | 0.025773 | 230.8103 | 0.019604 | 336.4026 | 0 | 231.0445 | 0.0048336 | 230.8103 | 0 | 224.2148 | 0 | 230.8103 | 0 | 231.0445 | 0 | 230.5754 | 0 | 231.0445 | 0 | 231.0445 | 5.1565e-05 | 231.0445 | 0 | 230.7792 | 0 | 231.0445 | 0.0036584 | 230.8103 | 0 | 521.9989 | 0.0079477 | 520.6847 | 6.3769e-05 | 521.9989 | 0.017488 | 230.5754 | 0
|  | 231.2498 | 0.0020529 | 231.0146 | -0.018946 | 336.5164 | 0.0026089 | 231.2498 | -0.011342 | 231.0146 | 0 | 224.4217 | 0 | 231.0146 | 0 | 231.2498 | 0 | 230.7792 | 0 | 231.2498 | 0 | 231.2498 | 0 | 231.2498 | 0 | 230.983 | 0 | 231.2498 | 0 | 231.0146 | 0 | 522.1538 | 0.0045812 | 520.8407 | 9.5653e-05 | 522.1538 | 0.018144 | 230.7792 | 0
|  | 231.4551 | 0.036898 | 231.2189 | -0.019211 | 336.6302 | 0.0048564 | 231.4551 | 0.013872 | 231.2189 | 0 | 224.6286 | 0 | 231.2189 | 0 | 231.4551 | 0 | 230.983 | 0 | 231.4551 | 0 | 231.4551 | 7.7878e-06 | 231.4551 | 0 | 231.1869 | 0 | 231.4551 | 0.0016294 | 231.2189 | 0 | 522.3088 | 0.0048241 | 520.9967 | 0 | 522.3088 | 0.017357 | 230.983 | 0
|  | 231.6604 | -0.0016664 | 231.4232 | 0.0011899 | 336.7441 | 0.0091705 | 231.6604 | -0.0107 | 231.4232 | 0 | 224.8356 | 0 | 231.4232 | 0 | 231.6604 | 0 | 231.1869 | 0 | 231.6604 | 0 | 231.6604 | 0 | 231.6604 | 0 | 231.3907 | 0 | 231.6604 | 0 | 231.4232 | 0 | 522.4637 | 0.011522 | 521.1528 | 0.00028696 | 522.4637 | 0.018188 | 231.1869 | 0
|  | 231.8657 | 0.013112 | 231.6275 | -0.011506 | 336.8579 | 0.00074714 | 231.8657 | -0.0066088 | 231.6275 | 0 | 225.0425 | 0 | 231.6275 | 0 | 231.8657 | 0 | 231.3907 | 0 | 231.8657 | 0 | 231.8657 | 4.4307e-05 | 231.8657 | 0 | 231.5946 | 0 | 231.8657 | 0.0064687 | 231.6275 | 0 | 522.6186 | 0.0064206 | 521.3089 | 0 | 522.6186 | 0.017488 | 231.3907 | 0
|  | 232.0711 | -0.00056646 | 231.8318 | -0.01705 | 336.9717 | 0.0055905 | 232.0711 | -0.012846 | 231.8318 | 0 | 225.2495 | 0 | 231.8318 | 0 | 232.0711 | 0 | 231.5946 | 0 | 232.0711 | 0 | 232.0711 | 0 | 232.0711 | 0 | 231.7985 | 0 | 232.0711 | 0 | 231.8318 | 0 | 522.7735 | 0.0084336 | 521.4649 | 0.00028696 | 522.7735 | 0.018319 | 231.5946 | 0
|  | 232.2764 | 0.042688 | 232.0362 | 0.018036 | 337.0855 | 0 | 232.2764 | 0.0084829 | 232.0362 | 0 | 225.4565 | 0 | 232.0362 | 0 | 232.2764 | 0 | 231.7985 | 0 | 232.2764 | 0 | 232.2764 | 3.6888e-05 | 232.2764 | 0 | 232.0024 | 0 | 232.2764 | 0.0074808 | 232.0362 | 0 | 522.9285 | 0.0087112 | 521.621 | 0 | 522.9285 | 0.017313 | 231.7985 | 0
|  | 232.4818 | -0.010313 | 232.2406 | -0.026259 | 337.1994 | 0.0028574 | 232.4818 | -0.010203 | 232.2406 | 0 | 225.6635 | 0 | 232.2406 | 0 | 232.4818 | 0 | 232.0024 | 0 | 232.4818 | 0 | 232.4818 | 0 | 232.4818 | 0 | 232.2063 | 0 | 232.4818 | 0 | 232.2406 | 0 | 523.0834 | 0.0079477 | 521.7771 | 0.00028696 | 523.0834 | 0.018275 | 232.0024 | 0
|  | 232.6872 | 0.0042733 | 232.445 | -0.0099589 | 337.3132 | 0.0022414 | 232.6872 | 0.0071123 | 232.445 | 0 | 225.8705 | 0 | 232.445 | 0 | 232.6872 | 0 | 232.2063 | 0 | 232.6872 | 0 | 232.6872 | 2.4963e-05 | 232.6872 | 0 | 232.4103 | 0 | 232.6872 | 0.0070736 | 232.445 | 0 | 523.2384 | 0.011765 | 521.9331 | 0 | 523.2384 | 0.017269 | 232.2063 | 0
|  | 232.8926 | -0.0084092 | 232.6494 | -0.01444 | 337.427 | 0.0039754 | 232.8926 | -0.014216 | 232.6494 | 0 | 226.0775 | 0 | 232.6494 | 0 | 232.8926 | 0 | 232.4103 | 0 | 232.8926 | 0 | 232.8926 | 0 | 232.8926 | 0 | 232.6142 | 0 | 232.8926 | 0 | 232.6494 | 0 | 523.3934 | 0.0073924 | 522.0892 | 0.00028696 | 523.3934 | 0.018362 | 232.4103 | 0
|  | 233.0981 | 0.040819 | 232.8538 | 0.022955 | 337.5408 | 0 | 233.0981 | 0.0084413 | 232.8538 | 0 | 226.2846 | 0 | 232.8538 | 0 | 233.0981 | 0 | 232.6142 | 0 | 233.0981 | 0 | 233.0981 | 5.9864e-05 | 233.0981 | 0 | 232.8182 | 0 | 233.0981 | 0.0049113 | 232.8538 | 0 | 523.5483 | 0.007323 | 522.2453 | 0 | 523.5483 | 0.017488 | 232.6142 | 0
|  | 233.3035 | 0.0016536 | 233.0583 | -0.021618 | 337.6546 | 0 | 233.3035 | -0.028807 | 233.0583 | 0 | 226.4916 | 0 | 233.0583 | 0 | 233.3035 | 0 | 232.8182 | 0 | 233.3035 | 0 | 233.3035 | 0 | 233.3035 | 0 | 233.0222 | 0 | 233.3035 | 0 | 233.0583 | 0 | 523.7033 | 0.010794 | 522.4014 | 9.5653e-05 | 523.7033 | 0.018494 | 232.8182 | 0
|  | 233.509 | 0.015716 | 233.2627 | 0.0013394 | 337.7684 | 0.0047318 | 233.509 | 0.0113 | 233.2627 | 0 | 226.6987 | 0 | 233.2627 | 0 | 233.509 | 0 | 233.0222 | 0 | 233.509 | 0 | 233.509 | 2.1412e-05 | 233.509 | 0 | 233.2261 | 0 | 233.509 | 0.0024134 | 233.2627 | 0 | 523.8583 | 0.011453 | 522.5576 | 0 | 523.8583 | 0.017095 | 233.0222 | 0
|  | 233.7144 | -0.0034557 | 233.4672 | -0.01094 | 337.8822 | 0.00024849 | 233.7144 | -0.0077597 | 233.4672 | 0 | 226.9058 | 0 | 233.4672 | 0 | 233.7144 | 0 | 233.2261 | 0 | 233.7144 | 0 | 233.7144 | 0 | 233.7144 | 0 | 233.4301 | 0 | 233.7144 | 0 | 233.4672 | 0 | 524.0133 | 0.0074618 | 522.7137 | 0 | 524.0133 | 0.018275 | 233.2261 | 0
|  | 233.9199 | 0.021508 | 233.6717 | 0.012254 | 337.996 | 0 | 233.9199 | 0.010353 | 233.6717 | 0 | 227.1129 | 0 | 233.6717 | 0 | 233.9199 | 0 | 233.4301 | 0 | 233.9199 | 0 | 233.9199 | 5.5524e-05 | 233.9199 | 0 | 233.6342 | 0 | 233.9199 | 0.0047748 | 233.6717 | 0 | 524.1684 | 0.0084336 | 522.8698 | 6.3769e-05 | 524.1684 | 0.017138 | 233.4301 | 0
|  | 234.1255 | 0.0084851 | 233.8763 | -0.014475 | 338.1098 | 0.0048451 | 234.1255 | -0.022317 | 233.8763 | 0 | 227.32 | 0 | 233.8763 | 0 | 234.1255 | 0 | 233.6342 | 0 | 234.1255 | 0 | 234.1255 | 0 | 234.1255 | 0 | 233.8382 | 0 | 234.1255 | 0 | 233.8762 | 0 | 524.3234 | 0.0057959 | 523.026 | 9.5653e-05 | 524.3234 | 0.01845 | 233.6342 | 0
|  | 234.331 | 0.034316 | 234.0808 | 0.0028731 | 338.2236 | 0.0058525 | 234.331 | 0.0058931 | 234.0808 | 0 | 227.5271 | 0 | 234.0808 | 0 | 234.331 | 0 | 233.8382 | 0 | 234.331 | 0 | 234.331 | 4.3726e-05 | 234.331 | 0 | 234.0422 | 0 | 234.331 | 0.00637 | 234.0808 | 0 | 524.4784 | 0.010932 | 523.1821 | 6.3769e-05 | 524.4784 | 0.016963 | 233.8382 | 0
|  | 234.5365 | -0.0028199 | 234.2854 | -0.011199 | 338.3374 | 0.002112 | 234.5365 | -0.011108 | 234.2854 | 0 | 227.7343 | 0 | 234.2854 | 0 | 234.5365 | 0 | 234.0422 | 0 | 234.5365 | 0 | 234.5365 | 0 | 234.5365 | 0 | 234.2463 | 0 | 234.5365 | 0 | 234.2853 | 0 | 524.6335 | 0.0056918 | 523.3383 | 0.00028696 | 524.6335 | 0.0181 | 234.0422 | 0
|  | 234.7421 | 0.02398 | 234.4899 | 0.00049468 | 338.4511 | 0 | 234.7421 | 0.027756 | 234.4899 | 0 | 227.9414 | 0 | 234.4899 | 0 | 234.7421 | 0 | 234.2463 | 0 | 234.7421 | 0 | 234.7421 | 2.366e-05 | 234.7421 | 0 | 234.4504 | 0 | 234.7421 | 0.0059877 | 234.4899 | 0 | 524.7885 | 0.011106 | 523.4944 | 6.3769e-05 | 524.7885 | 0.017095 | 234.2463 | 0
|  | 234.9477 | -0.014587 | 234.6945 | -0.018255 | 338.5649 | 0.0069571 | 234.9477 | -0.00045337 | 234.6945 | 0 | 228.1486 | 0 | 234.6945 | 0 | 234.9477 | 0 | 234.4504 | 0 | 234.9477 | 0 | 234.9477 | 0 | 234.9477 | 0 | 234.6544 | 0 | 234.9477 | 0 | 234.6945 | 0 | 524.9436 | 0.0054141 | 523.6506 | 0.00028696 | 524.9436 | 0.0181 | 234.4504 | 0
|  | 235.1533 | -0.0040276 | 234.8991 | -0.025519 | 338.6787 | 0 | 235.1533 | -0.0066271 | 234.8991 | 0 | 228.3558 | 0 | 234.8991 | 0 | 235.1533 | 0 | 234.6544 | 0 | 235.1533 | 0 | 235.1533 | 3.6242e-05 | 235.1533 | 0 | 234.8586 | 0 | 235.1533 | 0.0058576 | 234.8991 | 0 | 525.0986 | 0.0096483 | 523.8068 | 6.3769e-05 | 525.0986 | 0.016876 | 234.6544 | 0
|  | 235.3589 | -0.010689 | 235.1038 | -0.020455 | 338.7925 | 0.0029816 | 235.3589 | -0.0040425 | 235.1038 | 0 | 228.563 | 0 | 235.1038 | 0 | 235.3589 | 0 | 234.8586 | 0 | 235.3589 | 0 | 235.3589 | 0 | 235.3589 | 0 | 235.0627 | 0 | 235.3589 | 0 | 235.1038 | 0 | 525.2537 | 0.0011595 | 523.9629 | 9.5653e-05 | 525.2537 | 0.017707 | 234.8586 | 0
|  | 235.5645 | 0.012758 | 235.3084 | 0.053064 | 338.9062 | 0 | 235.5645 | 0.0029495 | 235.3084 | 0 | 228.7702 | 0 | 235.3084 | 0 | 235.5645 | 0 | 235.0627 | 0 | 235.5645 | 0 | 235.5645 | 8.3475e-05 | 235.5645 | 0 | 235.2668 | 0 | 235.5645 | 0.0060403 | 235.3084 | 0 | 525.4088 | 0.011175 | 524.1191 | 0 | 525.4088 | 0.016788 | 235.0627 | 0
|  | 235.7701 | -0.0074058 | 235.5131 | -0.00049996 | 339.02 | 0.00086963 | 235.7701 | -0.0044117 | 235.5131 | 0 | 228.9774 | 0 | 235.5131 | 0 | 235.7701 | 0 | 235.2668 | 0 | 235.7701 | 0 | 235.7701 | 0 | 235.7701 | 0 | 235.4709 | 0 | 235.7701 | 0 | 235.5131 | 0 | 525.5639 | 0.0096483 | 524.2753 | 9.5653e-05 | 525.5639 | 0.017619 | 235.2668 | 0
|  | 235.9758 | 0.017409 | 235.7178 | 0.0083724 | 339.1338 | 0 | 235.9758 | -0.00053117 | 235.7178 | 0 | 229.1846 | 0 | 235.7178 | 0 | 235.9758 | 0 | 235.4709 | 0 | 235.9758 | 0 | 235.9758 | 3.4811e-05 | 235.9758 | 0 | 235.6751 | 0 | 235.9758 | 0.0078332 | 235.7178 | 0 | 525.719 | 0.009093 | 524.4315 | 0.00025508 | 525.719 | 0.016657 | 235.4709 | 0
|  | 236.1815 | 3.9234e-05 | 235.9225 | 0.014775 | 339.2475 | 0.0039754 | 236.1815 | -0.017741 | 235.9225 | 0 | 229.3919 | 0 | 235.9225 | 0 | 236.1815 | 0 | 235.6751 | 0 | 236.1815 | 0 | 236.1815 | 0 | 236.1815 | 0 | 235.8793 | 0 | 236.1815 | 0 | 235.9225 | 0 | 525.8741 | 0.0090236 | 524.5877 | 9.5653e-05 | 525.8741 | 0.01775 | 235.6751 | 0
|  | 236.3872 | 0.033165 | 236.1272 | -0.0042455 | 339.3613 | 0 | 236.3872 | 0.0019222 | 236.1272 | 0 | 229.5991 | 0 | 236.1272 | 0 | 236.3872 | 0 | 235.8793 | 0 | 236.3872 | 0 | 236.3872 | 1.8757e-05 | 236.3872 | 0 | 236.0835 | 0 | 236.3872 | 0.005169 | 236.1272 | 0 | 526.0292 | 0.010134 | 524.744 | 6.3769e-05 | 526.0292 | 0.017226 | 235.8793 | 0
|  | 236.5929 | -0.0063766 | 236.3319 | 0.0022715 | 339.4751 | 0.0091705 | 236.5929 | -0.017048 | 236.3319 | 0 | 229.8064 | 0 | 236.3319 | 0 | 236.5929 | 0 | 236.0835 | 0 | 236.5929 | 0 | 236.5929 | 0 | 236.5929 | 0 | 236.2876 | 0 | 236.5929 | 0 | 236.3319 | 0 | 526.1843 | 0.011592 | 524.9002 | 0.00028696 | 526.1843 | 0.01845 | 236.0834 | 0
|  | 236.7986 | 0.0078767 | 236.5367 | 0.011554 | 339.5888 | 0 | 236.7986 | 0.021267 | 236.5367 | 0 | 230.0137 | 0 | 236.5367 | 0 | 236.7986 | 0 | 236.2876 | 0 | 236.7986 | 0 | 236.7986 | 2.2409e-05 | 236.7986 | 0 | 236.4919 | 0 | 236.7986 | 0.0050186 | 236.5367 | 0 | 526.3395 | 0.0070106 | 525.0564 | 0 | 526.3395 | 0.017444 | 236.2876 | 0
|  | 237.0044 | -0.015777 | 236.7415 | -0.030432 | 339.7026 | 0 | 237.0044 | -0.0086335 | 236.7415 | 0 | 230.221 | 0 | 236.7415 | 0 | 237.0044 | 0 | 236.4919 | 0 | 237.0044 | 0 | 237.0044 | 0 | 237.0044 | 0 | 236.6961 | 0 | 237.0044 | 0 | 236.7415 | 0 | 526.4946 | 0.0048241 | 525.2127 | 0.00028696 | 526.4946 | 0.018144 | 236.4918 | 0
|  | 237.2101 | 0.018307 | 236.9463 | 0.024739 | 339.8163 | 0 | 237.2101 | 0.022472 | 236.9463 | 0 | 230.4283 | 0 | 236.9463 | 0 | 237.2101 | 0 | 236.6961 | 0 | 237.2101 | 0 | 237.2101 | 3.4957e-05 | 237.2101 | 0 | 236.9003 | 0 | 237.2101 | 0.00514 | 236.9463 | 0 | 526.6498 | 0.0093359 | 525.3689 | 6.3769e-05 | 526.6498 | 0.017138 | 236.6961 | 0
|  | 237.4159 | -0.014323 | 237.1511 | -0.021296 | 339.9301 | 0.0065843 | 237.4159 | 0.0015747 | 237.1511 | 0 | 230.6357 | 0 | 237.1511 | 0 | 237.4159 | 0 | 236.9003 | 0 | 237.4159 | 0 | 237.4159 | 0 | 237.4159 | 0 | 237.1046 | 0 | 237.4159 | 0 | 237.1511 | 0 | 526.8049 | 0.0008544 | 525.5252 | 0 | 526.8049 | 0.017838 | 236.9003 | 0
|  | 237.6217 | 0.027522 | 237.3559 | 0.0030011 | 340.0438 | 0.00024907 | 237.6217 | -0.011759 | 237.3559 | 0 | 230.843 | 0 | 237.3559 | 0 | 237.6217 | 0 | 237.1046 | 0 | 237.6217 | 0 | 237.6217 | 2.7081e-05 | 237.6217 | 0 | 237.3089 | 0 | 237.6217 | 0.0042772 | 237.3559 | 0 | 526.9601 | 0.010551 | 525.6814 | 6.3769e-05 | 526.9601 | 0.017051 | 237.1046 | 0
|  | 237.8275 | 0.0092634 | 237.5608 | -0.0054371 | 340.1576 | 0.0060874 | 237.8275 | -0.011604 | 237.5608 | 0 | 231.0504 | 0 | 237.5608 | 0 | 237.8275 | 0 | 237.3089 | 0 | 237.8275 | 0 | 237.8275 | 0 | 237.8275 | 0 | 237.5131 | 0 | 237.8275 | 0 | 237.5608 | 0 | 527.1153 | 0.0081212 | 525.8377 | 0 | 527.1153 | 0.017838 | 237.3089 | 0
|  | 238.0333 | 0.041961 | 237.7656 | 0.0022021 | 340.2713 | 0 | 238.0333 | 0.023802 | 237.7656 | 0 | 231.2577 | 0 | 237.7656 | 0 | 238.0333 | 0 | 237.5131 | 0 | 238.0333 | 0 | 238.0333 | 5.1213e-05 | 238.0333 | 0 | 237.7174 | 0 | 238.0333 | 0.0054118 | 237.7656 | 0 | 527.2705 | 0.0087806 | 525.994 | 6.3769e-05 | 527.2705 | 0.017182 | 237.5131 | 0
|  | 238.2392 | -0.0015985 | 237.9705 | 0.0071286 | 340.385 | 0 | 238.2392 | 0.0017345 | 237.9705 | 0 | 231.4651 | 0 | 237.9705 | 0 | 238.2392 | 0 | 237.7174 | 0 | 238.2392 | 0 | 238.2392 | 0 | 238.2392 | 0 | 237.9217 | 0 | 238.2392 | 0 | 237.9705 | 0 | 527.4257 | 0.0064553 | 526.1503 | 0.00028696 | 527.4257 | 0.017532 | 237.7174 | 0
|  | 238.445 | 0.042689 | 238.1754 | 0.0059158 | 340.4987 | 0 | 238.445 | 0.030277 | 238.1754 | 0 | 231.6725 | 0 | 238.1754 | 0 | 238.445 | 0 | 237.9217 | 0 | 238.445 | 0 | 238.445 | 3.2328e-05 | 238.445 | 0 | 238.1261 | 0 | 238.445 | 0.0033117 | 238.1754 | 0 | 527.5809 | 0.0086071 | 526.3065 | 6.3769e-05 | 527.5809 | 0.01657 | 237.9217 | 0
|  | 238.6509 | -0.0037917 | 238.3803 | -0.015242 | 340.6125 | 0.01046 | 238.6509 | -0.034305 | 238.3803 | 0 | 231.8799 | 0 | 238.3803 | 0 | 238.6509 | 0 | 238.1261 | 0 | 238.6509 | 0 | 238.6509 | 0 | 238.6509 | 0 | 238.3304 | 0 | 238.6509 | 0 | 238.3803 | 0 | 527.7361 | 0.0033565 | 526.4628 | 9.5653e-05 | 527.7361 | 0.017182 | 238.1261 | 0
|  | 238.8568 | 0.03057 | 238.5853 | 0.0028884 | 340.7262 | 0 | 238.8568 | 0.026142 | 238.5853 | 0 | 232.0874 | 0 | 238.5853 | 0 | 238.8568 | 0 | 238.3304 | 0 | 238.8568 | 0 | 238.8568 | 2.9284e-05 | 238.8568 | 0 | 238.5348 | 0 | 238.8568 | 0.0073381 | 238.5853 | 0 | 527.8913 | 0.0059347 | 526.6191 | 0 | 527.8913 | 0.01657 | 238.3304 | 0
|  | 239.0627 | 0.025295 | 238.7902 | 0.033836 | 340.8399 | 0.0065843 | 239.0627 | -0.0066293 | 238.7902 | 0 | 232.2948 | 0 | 238.7902 | 0 | 239.0627 | 0 | 238.5348 | 0 | 239.0627 | 0 | 239.0627 | 1.8475e-05 | 239.0627 | 0 | 238.7391 | 0 | 239.0627 | 0 | 238.7902 | 0 | 528.0466 | 0.0045812 | 526.7755 | 0 | 528.0466 | 0.017663 | 238.5348 | 0
|  | 239.2686 | 0.03465 | 238.9952 | 0.013703 | 340.9536 | 0 | 239.2686 | -0.01129 | 238.9952 | 0 | 232.5023 | 0 | 238.9952 | 0 | 239.2686 | 0 | 238.7391 | 0 | 239.2686 | 0 | 239.2686 | 4.2325e-05 | 239.2686 | 0 | 238.9435 | 0 | 239.2686 | 0.0064955 | 238.9952 | 0 | 528.2018 | 0.011037 | 526.9318 | 6.3769e-05 | 528.2018 | 0.016832 | 238.7391 | 0
|  | 239.4746 | -0.0084689 | 239.2002 | -0.020133 | 341.0674 | 0.0017393 | 239.4746 | -0.015271 | 239.2002 | 0 | 232.7097 | 0 | 239.2002 | 0 | 239.4746 | 0 | 238.9435 | 0 | 239.4746 | 0 | 239.4746 | 0 | 239.4746 | 0 | 239.1479 | 0 | 239.4746 | 0 | 239.2002 | 0 | 528.3571 | 0.0061777 | 527.0881 | 0.00047827 | 528.3571 | 0.017619 | 238.9435 | 0
|  | 239.6805 | 0.011309 | 239.4052 | 0.0091687 | 341.1811 | 0 | 239.6805 | 0.029083 | 239.4052 | 0 | 232.9172 | 0 | 239.4052 | 0 | 239.6805 | 0 | 239.1479 | 0 | 239.6805 | 0 | 239.6805 | 4.576e-05 | 239.6805 | 0 | 239.3523 | 0 | 239.6805 | 0.0080385 | 239.4052 | 0 | 528.5123 | 0.013049 | 527.2445 | 0 | 528.5123 | 0.016482 | 239.1479 | 0
|  | 239.8865 | 0.013595 | 239.6102 | -0.0077662 | 341.2948 | 0.0047209 | 239.8865 | -0.0083632 | 239.6102 | 0 | 233.1247 | 0 | 239.6102 | 0 | 239.8865 | 0 | 239.3523 | 0 | 239.8865 | 0 | 239.8865 | 0 | 239.8865 | 0 | 239.5567 | 0 | 239.8865 | 0 | 239.6102 | 0 | 528.6676 | 0.0074618 | 527.4008 | 9.5653e-05 | 528.6676 | 0.017269 | 239.3523 | 0
|  | 240.0925 | 0.03615 | 239.8153 | 0.01383 | 341.4085 | 0.0019923 | 240.0925 | -0.0074199 | 239.8153 | 0 | 233.3322 | 0 | 239.8153 | 0 | 240.0925 | 0 | 239.5567 | 0 | 240.0925 | 0 | 240.0925 | 3.725e-05 | 240.0925 | 0 | 239.7612 | 0 | 240.0925 | 0.003191 | 239.8153 | 0 | 528.8229 | 0.0094401 | 527.5571 | 6.3769e-05 | 528.8229 | 0.016526 | 239.5567 | 0
|  | 240.2985 | 0.010613 | 240.0204 | -0.030554 | 341.5222 | 0 | 240.2985 | -0.0069411 | 240.0204 | 0 | 233.5397 | 0 | 240.0204 | 0 | 240.2985 | 0 | 239.7612 | 0 | 240.2985 | 0 | 240.2985 | 0 | 240.2985 | 0 | 239.9656 | 0 | 240.2985 | 0 | 240.0204 | 0 | 528.9782 | 0.0013426 | 527.7135 | 0 | 528.9782 | 0.017269 | 239.7612 | 0
|  | 240.5045 | 0.0048049 | 240.2254 | 0.01246 | 341.6359 | 0 | 240.5045 | 0.010904 | 240.2254 | 0 | 233.7473 | 0 | 240.2254 | 0 | 240.5045 | 0 | 239.9656 | 0 | 240.5045 | 0 | 240.5045 | 3.0053e-05 | 240.5045 | 0 | 240.1701 | 0 | 240.5045 | 0.0058772 | 240.2254 | 0 | 529.1335 | 0.011106 | 527.8699 | 6.3769e-05 | 529.1335 | 0.016395 | 239.9656 | 0
|  | 240.7106 | 0.0059758 | 240.4305 | -0.00040037 | 341.7496 | 0.003727 | 240.7106 | 0.0082827 | 240.4305 | 0 | 233.9548 | 0 | 240.4305 | 0 | 240.7106 | 0 | 240.1701 | 0 | 240.7106 | 0 | 240.7106 | 0 | 240.7106 | 0 | 240.3746 | 0 | 240.7106 | 0 | 240.4305 | 0 | 529.2888 | 0.0063512 | 528.0262 | 0.00028696 | 529.2888 | 0.017095 | 240.1701 | 0
|  | 240.9166 | 0.030417 | 240.6357 | 0.011876 | 341.8633 | 0 | 240.9166 | 0.00026585 | 240.6357 | 0 | 234.1624 | 0 | 240.6357 | 0 | 240.9166 | 0 | 240.3746 | 0 | 240.9166 | 0 | 240.9166 | 4.2462e-05 | 240.9166 | 0 | 240.5791 | 0 | 240.9166 | 0.0051808 | 240.6356 | 0 | 529.4441 | 0.0074271 | 528.1826 | 0 | 529.4441 | 0.016395 | 240.3746 | 0
|  | 241.1227 | -0.00018482 | 240.8408 | -0.034391 | 341.977 | 0 | 241.1227 | -0.0095954 | 240.8408 | 0 | 234.37 | 0 | 240.8408 | 0 | 241.1227 | 0 | 240.5791 | 0 | 241.1227 | 0 | 241.1227 | 0 | 241.1227 | 0 | 240.7836 | 0 | 241.1227 | 0 | 240.8408 | 0 | 529.5994 | 0.0099606 | 528.339 | 0 | 529.5994 | 0.017313 | 240.5791 | 0
|  | 241.3288 | 0.02479 | 241.0459 | 0.017744 | 342.0907 | 0 | 241.3288 | 0.011267 | 241.0459 | 0 | 234.5776 | 0 | 241.0459 | 0 | 241.3288 | 0 | 240.7836 | 0 | 241.3288 | 0 | 241.3288 | 4.0164e-05 | 241.3288 | 0 | 240.9881 | 0 | 241.3288 | 0.0058576 | 241.046 | 0 | 529.7547 | 0.0099954 | 528.4954 | 0 | 529.7547 | 0.016745 | 240.7835 | 0
|  | 241.5349 | -0.0014276 | 241.2511 | -0.024626 | 342.2044 | 0.0013665 | 241.5349 | -0.020801 | 241.2511 | 0 | 234.7852 | 0 | 241.2511 | 0 | 241.5349 | 0 | 240.9881 | 0 | 241.5349 | 0 | 241.5349 | 0 | 241.5349 | 0 | 241.1926 | 0 | 241.5349 | 0 | 241.2511 | 0 | 529.9101 | 0.0038524 | 528.6518 | 9.5653e-05 | 529.9101 | 0.017619 | 240.9881 | 0
|  | 241.741 | 0.030912 | 241.4563 | 0.024941 | 342.318 | 0.0016188 | 241.741 | 0.013027 | 241.4563 | 0 | 234.9928 | 0 | 241.4563 | 0 | 241.741 | 0 | 241.1926 | 0 | 241.741 | 0 | 241.741 | 4.4653e-05 | 241.741 | 0 | 241.3972 | 0 | 241.741 | 0.0042613 | 241.4563 | 0 | 530.0654 | 0.012737 | 528.8082 | 6.3769e-05 | 530.0654 | 0.016832 | 241.1926 | 0
|  | 241.9472 | 0.0020638 | 241.6615 | -0.022035 | 342.4317 | 0.00086963 | 241.9472 | -0.0060296 | 241.6615 | 0 | 235.2004 | 0 | 241.6615 | 0 | 241.9472 | 0 | 241.3972 | 0 | 241.9472 | 0 | 241.9472 | 0 | 241.9472 | 0 | 241.6017 | 0 | 241.9472 | 0 | 241.6615 | 0 | 530.2208 | 0.0039565 | 528.9646 | 0 | 530.2208 | 0.017532 | 241.3972 | 0
|  | 242.1533 | 0.014122 | 241.8667 | 0.025084 | 342.5454 | 0 | 242.1533 | 0.017085 | 241.8667 | 0 | 235.4081 | 0 | 241.8667 | 0 | 242.1533 | 0 | 241.6017 | 0 | 242.1533 | 0 | 242.1533 | 5.246e-05 | 242.1533 | 0 | 241.8063 | 0 | 242.1533 | 0.0075016 | 241.8667 | 0 | 530.3761 | 0.011904 | 529.121 | 0 | 530.3761 | 0.016701 | 241.6017 | 0
|  | 242.3595 | -0.0055398 | 242.072 | -0.019932 | 342.6591 | 0.0033543 | 242.3595 | -0.018334 | 242.072 | 0 | 235.6158 | 0 | 242.072 | 0 | 242.3595 | 0 | 241.8063 | 0 | 242.3595 | 0 | 242.3595 | 0 | 242.3595 | 0 | 242.0109 | 0 | 242.3595 | 0 | 242.072 | 0 | 530.5315 | 0.0038524 | 529.2775 | 9.5653e-05 | 530.5315 | 0.017575 | 241.8063 | 0
|  | 242.5657 | 0.039365 | 242.2773 | 0.025782 | 342.7727 | 0 | 242.5657 | 0.0071963 | 242.2773 | 0 | 235.8234 | 0 | 242.2773 | 0 | 242.5657 | 0 | 242.0109 | 0 | 242.5657 | 0 | 242.5657 | 3.4545e-05 | 242.5657 | 0 | 242.2155 | 0 | 242.5657 | 0.0056486 | 242.2773 | 0 | 530.6869 | 0.0064553 | 529.4339 | 6.3769e-05 | 530.6869 | 0.01657 | 242.0109 | 0
|  | 242.7719 | 0.029315 | 242.4825 | -0.014037 | 342.8864 | 0.00099388 | 242.7719 | -0.019112 | 242.4825 | 0 | 236.0311 | 0 | 242.4825 | 0 | 242.7719 | 0 | 242.2155 | 0 | 242.7719 | 0 | 242.7719 | 0 | 242.7719 | 0 | 242.4201 | 0 | 242.7719 | 0 | 242.4825 | 0 | 530.8423 | 0.0030514 | 529.5903 | 0.00028696 | 530.8423 | 0.017095 | 242.2155 | 0
|  | 242.9781 | 0.022787 | 242.6878 | 0.030897 | 343.0001 | 0 | 242.9781 | -0.0066039 | 242.6878 | 0 | 236.2388 | 0 | 242.6878 | 0 | 242.9781 | 0 | 242.4201 | 0 | 242.9781 | 0 | 242.9781 | 6.8867e-05 | 242.9781 | 0 | 242.6248 | 0 | 242.9781 | 0.0093385 | 242.6878 | 0 | 530.9977 | 0.010447 | 529.7468 | 6.3769e-05 | 530.9977 | 0.016308 | 242.4201 | 0
|  | 243.1844 | -0.0045935 | 242.8932 | -0.010141 | 343.1138 | 0.0077376 | 243.1844 | -0.022921 | 242.8932 | 0 | 236.4465 | 0 | 242.8932 | 0 | 243.1844 | 0 | 242.6248 | 0 | 243.1844 | 0 | 243.1844 | 0 | 243.1844 | 0 | 242.8294 | 0 | 243.1844 | 0 | 242.8931 | 0 | 531.1531 | 0.0031734 | 529.9032 | 9.5653e-05 | 531.1531 | 0.017269 | 242.6248 | 0
|  | 243.3906 | 0.015605 | 243.0985 | 0.0065645 | 343.2274 | 0 | 243.3906 | 0.023806 | 243.0985 | 0 | 236.6543 | 0 | 243.0985 | 0 | 243.3906 | 0 | 242.8294 | 0 | 243.3906 | 0 | 243.3906 | 3.9947e-05 | 243.3906 | 0 | 243.0341 | 0 | 243.3906 | 0.0058687 | 243.0985 | 0 | 531.3085 | 0.010238 | 530.0597 | 0 | 531.3085 | 0.016614 | 242.8294 | 0
|  | 243.5969 | 0.0044229 | 243.3038 | -0.027136 | 343.3411 | 0.0019878 | 243.5969 | -0.024935 | 243.3038 | 0 | 236.862 | 0 | 243.3038 | 0 | 243.5969 | 0 | 243.0341 | 0 | 243.5969 | 0 | 243.5969 | 0 | 243.5969 | 0 | 243.2387 | 0 | 243.5969 | 0 | 243.3038 | 0 | 531.4639 | 0.0092665 | 530.2162 | 0.00028696 | 531.4639 | 0.017532 | 243.0341 | 0
|  | 243.8032 | 0.018746 | 243.5092 | -0.015493 | 343.4547 | 0.0006226 | 243.8032 | 0.014898 | 243.5092 | 0 | 237.0698 | 0 | 243.5092 | 0 | 243.8032 | 0 | 243.2387 | 0 | 243.8032 | 0 | 243.8032 | 1.5146e-05 | 243.8032 | 0 | 243.4434 | 0 | 243.8032 | 0.0042441 | 243.5092 | 0 | 531.6194 | 0.010308 | 530.3727 | 0 | 531.6194 | 0.016657 | 243.2387 | 0
|  | 244.0095 | 0.00088585 | 243.7146 | -0.009658 | 343.5684 | 0.0049693 | 244.0095 | -0.033188 | 243.7146 | 0 | 237.2775 | 0 | 243.7146 | 0 | 244.0095 | 0 | 243.4434 | 0 | 244.0095 | 0 | 244.0095 | 0 | 244.0095 | 0 | 243.6481 | 0 | 244.0095 | 0 | 243.7146 | 0 | 531.7748 | 0.0061083 | 530.5292 | 0.00028696 | 531.7748 | 0.017401 | 243.4434 | 0
|  | 244.2158 | 0.013665 | 243.92 | 0.0133 | 343.682 | 0 | 244.2158 | 0.0137 | 243.92 | 0 | 237.4853 | 0 | 243.92 | 0 | 244.2158 | 0 | 243.6481 | 0 | 244.2158 | 0 | 244.2158 | 1.9589e-05 | 244.2158 | 0 | 243.8528 | 0 | 244.2158 | 0.0038094 | 243.92 | 0 | 531.9303 | 0.011418 | 530.6857 | 6.3769e-05 | 531.9303 | 0.016482 | 243.6481 | 0
|  | 244.4221 | 0.0030998 | 244.1254 | -0.018835 | 343.7957 | 0.0019878 | 244.4221 | 0.01154 | 244.1254 | 0 | 237.6931 | 0 | 244.1254 | 0 | 244.4221 | 0 | 243.8528 | 0 | 244.4221 | 0 | 244.4221 | 0 | 244.4221 | 0 | 244.0576 | 0 | 244.4221 | 0 | 244.1254 | 0 | 532.0857 | 0.0054836 | 530.8421 | 9.5653e-05 | 532.0857 | 0.017313 | 243.8528 | 0
|  | 244.6285 | 0.041411 | 244.3309 | -0.013817 | 343.9093 | 0.0011207 | 244.6285 | 0.01342 | 244.3309 | 0 | 237.9009 | 0 | 244.3309 | 0 | 244.6285 | 0 | 244.0576 | 0 | 244.6285 | 0 | 244.6285 | 1.8861e-05 | 244.6285 | 0 | 244.2623 | 0 | 244.6285 | 0.0062252 | 244.3309 | 0 | 532.2412 | 0.0084683 | 530.9987 | 0 | 532.2412 | 0.016526 | 244.0576 | 0
|  | 244.8349 | -0.00076484 | 244.5363 | 0.018327 | 344.023 | 0.0024847 | 244.8349 | 0.0074818 | 244.5363 | 0 | 238.1088 | 0 | 244.5363 | 0 | 244.8349 | 0 | 244.2623 | 0 | 244.8349 | 0 | 244.8349 | 0 | 244.8349 | 0 | 244.4671 | 0 | 244.8349 | 0 | 244.5363 | 0 | 532.3967 | 0.0084683 | 531.1552 | 0.00028696 | 532.3967 | 0.017138 | 244.2623 | 0
|  | 245.0413 | 0.034468 | 244.7418 | -0.0039919 | 344.1366 | 0 | 245.0413 | 0.037697 | 244.7418 | 0 | 238.3166 | 0 | 244.7418 | 0 | 245.0413 | 0 | 244.4671 | 0 | 245.0413 | 0 | 245.0413 | 2.6426e-05 | 245.0413 | 0 | 244.6718 | 0 | 245.0413 | 0.0046151 | 244.7418 | 0 | 532.5522 | 0.010724 | 531.3117 | 0 | 532.5522 | 0.016089 | 244.4671 | 0
|  | 245.2477 | -0.005042 | 244.9473 | 0.0075598 | 344.2502 | 0.0047209 | 245.2477 | -0.038363 | 244.9473 | 0 | 238.5244 | 0 | 244.9473 | 0 | 245.2477 | 0 | 244.6718 | 0 | 245.2477 | 0 | 245.2477 | 0 | 245.2477 | 0 | 244.8766 | 0 | 245.2477 | 0 | 244.9473 | 0 | 532.7077 | 0.0071495 | 531.4682 | 9.5653e-05 | 532.7077 | 0.017138 | 244.6718 | 0
|  | 245.4541 | 0.021901 | 245.1528 | 0.035363 | 344.3639 | 0 | 245.4541 | 0.010838 | 245.1528 | 0 | 238.7323 | 0 | 245.1528 | 0 | 245.4541 | 0 | 244.8766 | 0 | 245.4541 | 0 | 245.4541 | 6.3888e-05 | 245.4541 | 0 | 245.0814 | 0 | 245.4541 | 0.0077767 | 245.1528 | 0 | 532.8632 | 0.010204 | 531.6248 | 0 | 532.8632 | 0.016308 | 244.8766 | 0
|  | 245.6605 | -0.0197 | 245.3584 | -0.048814 | 344.4775 | 0.0085974 | 245.6605 | -0.014459 | 245.3584 | 0 | 238.9402 | 0 | 245.3584 | 0 | 245.6605 | 0 | 245.0814 | 0 | 245.6605 | 0 | 245.6605 | 0 | 245.6605 | 0 | 245.2862 | 0 | 245.6605 | 0 | 245.3584 | 0 | 533.0187 | 0.0049977 | 531.7813 | 9.5653e-05 | 533.0187 | 0.017401 | 245.0814 | 0
|  | 245.867 | 0.038263 | 245.5639 | -0.0047329 | 344.5911 | 0.0038602 | 245.867 | 0.012671 | 245.5639 | 0 | 239.1481 | 0 | 245.5639 | 0 | 245.867 | 0 | 245.2862 | 0 | 245.867 | 0 | 245.867 | 4.0112e-05 | 245.867 | 0 | 245.4911 | 0 | 245.867 | 0.0057573 | 245.5639 | 0 | 533.1742 | 0.012251 | 531.9379 | 0 | 533.1742 | 0.016395 | 245.2862 | 0
|  | 246.0734 | 0.0064482 | 245.7695 | -0.003222 | 344.7048 | 0.0054663 | 246.0734 | -0.015637 | 245.7695 | 0 | 239.356 | 0 | 245.7695 | 0 | 246.0734 | 0 | 245.4911 | 0 | 246.0734 | 0 | 246.0734 | 0 | 246.0734 | 0 | 245.6959 | 0 | 246.0734 | 0 | 245.7695 | 0 | 533.3297 | 0.0050671 | 532.0944 | 0 | 533.3297 | 0.017357 | 245.4911 | 0
|  | 246.2799 | 0.0362 | 245.9751 | 0.0023932 | 344.8184 | 0 | 246.2799 | 0.04544 | 245.9751 | 0 | 239.5639 | 0 | 245.9751 | 0 | 246.2799 | 0 | 245.6959 | 0 | 246.2799 | 0 | 246.2799 | 4.3395e-05 | 246.2799 | 0 | 245.9008 | 0 | 246.2799 | 0.0046651 | 245.9751 | 0 | 533.4853 | 0.013292 | 532.251 | 0 | 533.4853 | 0.016439 | 245.6959 | 0
|  | 246.4864 | -0.0054783 | 246.1807 | -0.0042844 | 344.932 | 0.0047209 | 246.4864 | -0.024659 | 246.1807 | 0 | 239.7719 | 0 | 246.1807 | 0 | 246.4864 | 0 | 245.9008 | 0 | 246.4864 | 0 | 246.4864 | 0 | 246.4864 | 0 | 246.1056 | 0 | 246.4864 | 0 | 246.1807 | 0 | 533.6408 | 0.0062818 | 532.4076 | 9.5653e-05 | 533.6408 | 0.017401 | 245.9008 | 0
|  | 246.6929 | 0.010353 | 246.3863 | -0.0050492 | 345.0456 | 0 | 246.6929 | 0.0093224 | 246.3863 | 0 | 239.9798 | 0 | 246.3863 | 0 | 246.693 | 0 | 246.1056 | 0 | 246.693 | 0 | 246.6929 | 5.4577e-05 | 246.693 | 0 | 246.3105 | 0 | 246.6929 | 0.0056579 | 246.3863 | 0 | 533.7964 | 0.010065 | 532.5642 | 0 | 533.7964 | 0.016482 | 246.1056 | 0
|  | 246.8995 | -0.0029908 | 246.5919 | -0.016125 | 345.1592 | 0.001615 | 246.8995 | -0.0024512 | 246.5919 | 0 | 240.1878 | 0 | 246.5919 | 0 | 246.8995 | 0 | 246.3105 | 0 | 246.8995 | 0 | 246.8995 | 0 | 246.8995 | 0 | 246.5154 | 0 | 246.8995 | 0 | 246.5919 | 0 | 533.9519 | 0.0094748 | 532.7207 | 9.5653e-05 | 533.9519 | 0.017007 | 246.3105 | 0
|  | 247.106 | 0.032276 | 246.7976 | 0.012709 | 345.2729 | 0 | 247.106 | -0.0049845 | 246.7976 | 0 | 240.3958 | 0 | 246.7976 | 0 | 247.106 | 0 | 246.5154 | 0 | 247.106 | 0 | 247.106 | 5.2285e-05 | 247.106 | 0 | 246.7203 | 0 | 247.106 | 0.0045697 | 246.7976 | 0 | 534.1075 | 0.010134 | 532.8773 | 0.00025508 | 534.1075 | 0.016133 | 246.5154 | 0
|  | 247.3126 | -0.0079644 | 247.0033 | -0.01697 | 345.3865 | 0.00037273 | 247.3126 | -0.026511 | 247.0033 | 0 | 240.6037 | 0 | 247.0033 | 0 | 247.3126 | 0 | 246.7203 | 0 | 247.3126 | 0 | 247.3126 | 0 | 247.3126 | 0 | 246.9252 | 0 | 247.3126 | 0 | 247.0033 | 0 | 534.2631 | 0.012772 | 533.0339 | 9.5653e-05 | 534.2631 | 0.01692 | 246.7203 | 0
|  | 247.5192 | 0.034456 | 247.209 | 0.009713 | 345.5001 | 0.0043583 | 247.5192 | 0.038696 | 247.209 | 0 | 240.8117 | 0 | 247.209 | 0 | 247.5192 | 0 | 246.9252 | 0 | 247.5192 | 0 | 247.5192 | 6.3692e-05 | 247.5192 | 0 | 247.1302 | 0 | 247.5192 | 0.0056175 | 247.2089 | 0 | 534.4187 | 0.0064206 | 533.1906 | 0 | 534.4187 | 0.016351 | 246.9253 | 0
|  | 247.7258 | -0.010291 | 247.4147 | 0.0027727 | 345.6137 | 0.0028574 | 247.7258 | -0.018366 | 247.4147 | 0 | 241.0198 | 0 | 247.4147 | 0 | 247.7258 | 0 | 247.1302 | 0 | 247.7258 | 0 | 247.7258 | 0 | 247.7258 | 0 | 247.3351 | 0 | 247.7258 | 0 | 247.4147 | 0 | 534.5743 | 0.0089195 | 533.3472 | 0.00028696 | 534.5743 | 0.017007 | 247.1302 | 0
|  | 247.9324 | 0.030647 | 247.6204 | 0.024068 | 345.7273 | 0 | 247.9324 | 0.021177 | 247.6204 | 0 | 241.2278 | 0 | 247.6204 | 0 | 247.9324 | 0 | 247.3351 | 0 | 247.9324 | 0 | 247.9324 | 6.2917e-05 | 247.9324 | 0 | 247.5401 | 0 | 247.9324 | 0.0061564 | 247.6204 | 0 | 534.7299 | 0.0017083 | 533.5038 | 0.00025508 | 534.7299 | 0.016264 | 247.3351 | 0
|  | 248.139 | 0.0064256 | 247.8261 | -0.016782 | 345.8409 | 0.0049693 | 248.139 | 0.016798 | 247.8261 | 0 | 241.4358 | 0 | 247.8261 | 0 | 248.139 | 0 | 247.5401 | 0 | 248.139 | 0 | 248.139 | 0 | 248.139 | 0 | 247.7451 | 0 | 248.139 | 0 | 247.8261 | 0 | 534.8855 | 0.0062124 | 533.6604 | 0.00028696 | 534.8855 | 0.017401 | 247.5401 | 0
|  | 248.3457 | 0.040767 | 248.0319 | -0.0039161 | 345.9545 | 0 | 248.3457 | 0.0042945 | 248.0319 | 0 | 241.6439 | 0 | 248.0319 | 0 | 248.3457 | 0 | 247.7451 | 0 | 248.3457 | 0 | 248.3457 | 6.5698e-06 | 248.3457 | 0 | 247.9501 | 0 | 248.3457 | 0.0059356 | 248.0319 | 0 | 535.0411 | 0.0079477 | 533.8171 | 6.3769e-05 | 535.0411 | 0.01657 | 247.7451 | 0
|  | 248.5524 | -0.0010828 | 248.2377 | -0.017992 | 346.0681 | 0.0049693 | 248.5524 | 0.0091713 | 248.2377 | 0 | 241.852 | 0 | 248.2377 | 0 | 248.5524 | 0 | 247.9501 | 0 | 248.5524 | 0 | 248.5524 | 0 | 248.5524 | 0 | 248.1551 | 0 | 248.5523 | 0 | 248.2377 | 0 | 535.1967 | 0.0028073 | 533.9737 | 0.00028696 | 535.1967 | 0.017401 | 247.9501 | 0
|  | 248.759 | 0.036425 | 248.4435 | -0.0057874 | 346.1816 | 0.0021169 | 248.759 | 0.013941 | 248.4435 | 0 | 242.06 | 0 | 248.4435 | 0 | 248.759 | 0 | 248.1551 | 0 | 248.759 | 0 | 248.759 | 4.6784e-05 | 248.759 | 0 | 248.3601 | 0 | 248.7591 | 0.0054207 | 248.4435 | 0 | 535.3524 | 0.0074965 | 534.1304 | 6.3769e-05 | 535.3524 | 0.016351 | 248.1551 | 0
|  | 248.9657 | -0.011702 | 248.6493 | -0.0091583 | 346.2952 | 0.0004969 | 248.9657 | -0.007654 | 248.6493 | 0 | 242.2681 | 0 | 248.6493 | 0 | 248.9657 | 0 | 248.3601 | 0 | 248.9657 | 0 | 248.9657 | 0 | 248.9657 | 0 | 248.5651 | 0 | 248.9657 | 0 | 248.6493 | 0 | 535.508 | 0.0074618 | 534.287 | 0 | 535.508 | 0.017269 | 248.3601 | 0
|  | 249.1725 | 0.0178 | 248.8551 | 0.0086694 | 346.4088 | 0 | 249.1725 | 0.0040268 | 248.8551 | 0 | 242.4763 | 0 | 248.8551 | 0 | 249.1725 | 0 | 248.5651 | 0 | 249.1725 | 0 | 249.1725 | 4.8918e-05 | 249.1725 | 0 | 248.7702 | 0 | 249.1724 | 0.0083534 | 248.8551 | 0 | 535.6637 | 0.011106 | 534.4437 | 6.3769e-05 | 535.6637 | 0.016439 | 248.5651 | 0
|  | 249.3792 | -0.014983 | 249.061 | -0.0073247 | 346.5224 | 0.0024847 | 249.3792 | -0.019952 | 249.061 | 0 | 242.6844 | 0 | 249.061 | 0 | 249.3792 | 0 | 248.7702 | 0 | 249.3792 | 0 | 249.3792 | 0 | 249.3792 | 0 | 248.9753 | 0 | 249.3792 | 0 | 249.061 | 0 | 535.8194 | 0.0074618 | 534.6004 | 9.5653e-05 | 535.8194 | 0.017357 | 248.7702 | 0
|  | 249.5859 | 0.025513 | 249.2669 | -0.0024813 | 346.636 | 0 | 249.5859 | 0.024296 | 249.2669 | 0 | 242.8925 | 0 | 249.2669 | 0 | 249.5859 | 0 | 248.9753 | 0 | 249.5859 | 0 | 249.5859 | 3.8951e-05 | 249.5859 | 0 | 249.1803 | 0 | 249.5859 | 0.0022828 | 249.2669 | 0 | 535.9751 | 0.0086071 | 534.7571 | 6.3769e-05 | 535.9751 | 0.01657 | 248.9753 | 0
|  | 249.7927 | 0.0072544 | 249.4728 | -0.044461 | 346.7496 | 0 | 249.7927 | 0.0096263 | 249.4728 | 0 | 243.1007 | 0 | 249.4728 | 0 | 249.7927 | 0 | 249.1803 | 0 | 249.7927 | 0 | 249.7927 | 0 | 249.7927 | 0 | 249.3854 | 0 | 249.7927 | 0 | 249.4728 | 0 | 536.1307 | 0.0077395 | 534.9137 | 9.5653e-05 | 536.1307 | 0.017269 | 249.1803 | 0
|  | 249.9995 | -0.00016197 | 249.6787 | -0.012286 | 346.8631 | 0 | 249.9995 | 0.011576 | 249.6787 | 0 | 243.3089 | 0 | 249.6787 | 0 | 249.9995 | 0 | 249.3854 | 0 | 249.9995 | 0 | 249.9995 | 3.3174e-05 | 249.9995 | 0 | 249.5905 | 0 | 249.9995 | 0.0033358 | 249.6787 | 0 | 536.2864 | 0.0071842 | 535.0704 | 6.3769e-05 | 536.2864 | 0.016176 | 249.3854 | 0
|  | 250.2063 | 0.0062597 | 249.8846 | -0.010388 | 346.9767 | 0.0093138 | 250.2063 | -0.029612 | 249.8846 | 0 | 243.517 | 0 | 249.8846 | 0 | 250.2063 | 0 | 249.5905 | 0 | 250.2063 | 0 | 250.2063 | 0 | 250.2063 | 0 | 249.7957 | 0 | 250.2063 | 0 | 249.8846 | 0 | 536.4421 | 0.0066983 | 535.2271 | 9.5653e-05 | 536.4421 | 0.016832 | 249.5905 | 0
|  | 250.4131 | 0.035263 | 250.0905 | 0.0025443 | 347.0903 | 0 | 250.4131 | -0.0094663 | 250.0905 | 0 | 243.7252 | 0 | 250.0905 | 0 | 250.4131 | 0 | 249.7957 | 0 | 250.4131 | 0 | 250.4131 | 3.6912e-05 | 250.4131 | 0 | 250.0008 | 0 | 250.4131 | 0.0088573 | 250.0905 | 0 | 536.5978 | 0.012251 | 535.3839 | 0 | 536.5978 | 0.015739 | 249.7956 | 0
|  | 250.6199 | -0.0076094 | 250.2965 | -0.0028038 | 347.2038 | 0.0012424 | 250.6199 | -0.022373 | 250.2965 | 0 | 243.9334 | 0 | 250.2965 | 0 | 250.6199 | 0 | 250.0008 | 0 | 250.6199 | 0 | 250.6199 | 0 | 250.6199 | 0 | 250.2059 | 0 | 250.6199 | 0 | 250.2965 | 0 | 536.7536 | 0.010724 | 535.5406 | 0 | 536.7536 | 0.016745 | 250.0008 | 0
|  | 250.8268 | 0.027872 | 250.5025 | -0.0020056 | 347.3174 | 0 | 250.8268 | 0.013241 | 250.5025 | 0 | 244.1416 | 0 | 250.5025 | 0 | 250.8268 | 0 | 250.2059 | 0 | 250.8268 | 0 | 250.8268 | 3.1977e-05 | 250.8268 | 0 | 250.4111 | 0 | 250.8268 | 0.0067002 | 250.5025 | 0 | 536.9093 | 0.0097524 | 535.6973 | 6.3769e-05 | 536.9093 | 0.016045 | 250.2059 | 0
|  | 251.0336 | 0.017886 | 250.7085 | -0.021011 | 347.431 | 0.0011181 | 251.0336 | 0.00046433 | 250.7085 | 0 | 244.3499 | 0 | 250.7085 | 0 | 251.0336 | 0 | 250.4111 | 0 | 251.0336 | 0 | 251.0336 | 0 | 251.0336 | 0 | 250.6163 | 0 | 251.0336 | 0 | 250.7085 | 0 | 537.065 | 0.0080518 | 535.854 | 9.5653e-05 | 537.065 | 0.017138 | 250.4111 | 0
|  | 251.2405 | 0.026738 | 250.9145 | 0.0055641 | 347.5445 | 0 | 251.2405 | 0.0017453 | 250.9145 | 0 | 244.5581 | 0 | 250.9145 | 0 | 251.2405 | 0 | 250.6163 | 0 | 251.2405 | 0 | 251.2405 | 2.3481e-05 | 251.2405 | 0 | 250.8215 | 0 | 251.2405 | 0.0030771 | 250.9145 | 0 | 537.2208 | 0.010481 | 536.0108 | 6.3769e-05 | 537.2208 | 0.016176 | 250.6163 | 0
|  | 251.4474 | -0.0097412 | 251.1205 | 0.01328 | 347.6581 | 0.00062115 | 251.4474 | -0.01162 | 251.1205 | 0 | 244.7664 | 0 | 251.1205 | 0 | 251.4474 | 0 | 250.8215 | 0 | 251.4474 | 0 | 251.4474 | 0 | 251.4474 | 0 | 251.0267 | 0 | 251.4474 | 0 | 251.1205 | 0 | 537.3765 | 0.0065942 | 536.1675 | 0.00028696 | 537.3765 | 0.016701 | 250.8215 | 0
|  | 251.6543 | 0.023285 | 251.3266 | -0.021011 | 347.7716 | 0.0013697 | 251.6543 | 0.025784 | 251.3266 | 0 | 244.9747 | 0 | 251.3266 | 0 | 251.6543 | 0 | 251.0267 | 0 | 251.6543 | 0 | 251.6543 | 7.4833e-06 | 251.6543 | 0 | 251.2319 | 0 | 251.6543 | 0.0067067 | 251.3266 | 0 | 537.5323 | 0.0098912 | 536.3243 | 6.3769e-05 | 537.5323 | 0.015695 | 251.0267 | 0
|  | 251.8613 | -0.017607 | 251.5326 | -0.0045032 | 347.8852 | 0.0004969 | 251.8613 | 0.0054858 | 251.5326 | 0 | 245.183 | 0 | 251.5326 | 0 | 251.8613 | 0 | 251.2319 | 0 | 251.8613 | 0 | 251.8613 | 0 | 251.8613 | 0 | 251.4371 | 0 | 251.8613 | 0 | 251.5326 | 0 | 537.688 | 0.0071842 | 536.481 | 9.5653e-05 | 537.688 | 0.016351 | 251.2319 | 0
|  | 252.0682 | 0.0080347 | 251.7387 | 0.026447 | 347.9987 | 0.0021169 | 252.0682 | -0.0097494 | 251.7387 | 0 | 245.3913 | 0 | 251.7387 | 0 | 252.0682 | 0 | 251.4371 | 0 | 252.0682 | 0 | 252.0682 | 6.2061e-05 | 252.0682 | 0 | 251.6423 | 0 | 252.0682 | 0.0069275 | 251.7387 | 0 | 537.8438 | 0.013987 | 536.6378 | 0 | 537.8438 | 0.015652 | 251.4371 | 0
|  | 252.2752 | 0.0014864 | 251.9448 | -0.018537 | 348.1123 | 0.0065843 | 252.2752 | 0.0091708 | 251.9448 | 0 | 245.5996 | 0 | 251.9448 | 0 | 252.2752 | 0 | 251.6423 | 0 | 252.2752 | 0 | 252.2752 | 0 | 252.2752 | 0 | 251.8476 | 0 | 252.2752 | 0 | 251.9448 | 0 | 537.9996 | 0.0060389 | 536.7946 | 0.00028696 | 537.9996 | 0.016308 | 251.6423 | 0
|  | 252.4821 | 0.02632 | 252.1509 | 0.024017 | 348.2258 | 0.0042338 | 252.4821 | -0.016927 | 252.1509 | 0 | 245.8079 | 0 | 252.1509 | 0 | 252.4821 | 0 | 251.8476 | 0 | 252.4821 | 0 | 252.4821 | 5.3536e-05 | 252.4821 | 0 | 252.0529 | 0 | 252.4821 | 0.0078949 | 252.1509 | 0 | 538.1554 | 0.011765 | 536.9514 | 0 | 538.1554 | 0.015564 | 251.8476 | 0
|  | 252.6891 | -0.016974 | 252.3571 | 0.0061151 | 348.3394 | 0 | 252.6891 | 0.011058 | 252.3571 | 0 | 246.0163 | 0 | 252.3571 | 0 | 252.6891 | 0 | 252.0529 | 0 | 252.6891 | 0 | 252.6891 | 0 | 252.6891 | 0 | 252.2582 | 0 | 252.6891 | 0 | 252.3571 | 0 | 538.3112 | 0.002197 | 537.1081 | 0.00028696 | 538.3112 | 0.016614 | 252.0529 | 0
|  | 252.8961 | 0.029537 | 252.5632 | 0.018086 | 348.4529 | 0.002366 | 252.8961 | -0.0081352 | 252.5632 | 0 | 246.2246 | 0 | 252.5632 | 0 | 252.8961 | 0 | 252.2582 | 0 | 252.8961 | 0 | 252.8961 | 3.5823e-05 | 252.8961 | 0 | 252.4635 | 0 | 252.8961 | 0.0048441 | 252.5633 | 0 | 538.467 | 0.011765 | 537.2649 | 6.3769e-05 | 538.467 | 0.015827 | 252.2582 | 0
|  | 253.1032 | 0.015613 | 252.7694 | -0.004702 | 348.5664 | 0.0004969 | 253.1032 | -0.019417 | 252.7694 | 0 | 246.433 | 0 | 252.7694 | 0 | 253.1032 | 0 | 252.4635 | 0 | 253.1032 | 0 | 253.1032 | 0 | 253.1032 | 0 | 252.6688 | 0 | 253.1032 | 0 | 252.7694 | 0 | 538.6228 | 0.0042688 | 537.4217 | 0.00028696 | 538.6228 | 0.016395 | 252.4635 | 0
|  | 253.3102 | 0.027606 | 252.9756 | 0.02005 | 348.68 | 0 | 253.3102 | 0.021014 | 252.9756 | 0 | 246.6414 | 0 | 252.9756 | 0 | 253.3102 | 0 | 252.6688 | 0 | 253.3102 | 0 | 253.3102 | 5.1314e-05 | 253.3102 | 0 | 252.8741 | 0 | 253.3102 | 0.0091542 | 252.9756 | 0 | 538.7787 | 0.014646 | 537.5785 | 0.00025508 | 538.7787 | 0.015346 | 252.6688 | 0
|  | 253.5173 | -0.012717 | 253.1818 | 0.0055293 | 348.7935 | 0 | 253.5173 | -0.013372 | 253.1818 | 0 | 246.8498 | 0 | 253.1818 | 0 | 253.5173 | 0 | 252.8741 | 0 | 253.5173 | 0 | 253.5173 | 0 | 253.5173 | 0 | 253.0794 | 0 | 253.5173 | 0 | 253.1818 | 0 | 538.9345 | 0.0057959 | 537.7354 | 9.5653e-05 | 538.9345 | 0.01622 | 252.8741 | 0
|  | 253.7243 | 0.023304 | 253.3881 | -0.0089911 | 348.907 | 0.0019923 | 253.7243 | 0.019648 | 253.3881 | 0 | 247.0582 | 0 | 253.3881 | 0 | 253.7243 | 0 | 253.0794 | 0 | 253.7243 | 0 | 253.7243 | 1.8679e-05 | 253.7243 | 0 | 253.2848 | 0 | 253.7243 | 0.0040522 | 253.388 | 0 | 539.0904 | 0.012008 | 537.8922 | 0.00025508 | 539.0904 | 0.015827 | 253.0794 | 0
|  | 253.9314 | -0.010835 | 253.5943 | -0.01788 | 349.0205 | 0.0040997 | 253.9314 | -0.0025258 | 253.5943 | 0 | 247.2666 | 0 | 253.5943 | 0 | 253.9314 | 0 | 253.2848 | 0 | 253.9314 | 0 | 253.9314 | 0 | 253.9314 | 0 | 253.4902 | 0 | 253.9314 | 0 | 253.5943 | 0 | 539.2462 | 0.0086071 | 538.049 | 0.00028696 | 539.2462 | 0.016351 | 253.2848 | 0
|  | 254.1385 | 0.039462 | 253.8006 | 0.022355 | 349.1341 | 0.0032375 | 254.1385 | 0.014471 | 253.8006 | 0 | 247.4751 | 0 | 253.8006 | 0 | 254.1385 | 0 | 253.4902 | 0 | 254.1385 | 0 | 254.1385 | 4.8096e-05 | 254.1385 | 0 | 253.6955 | 0 | 254.1385 | 0.0090537 | 253.8006 | 0 | 539.4021 | 0.014021 | 538.2059 | 0 | 539.4021 | 0.015695 | 253.4902 | 0
|  | 254.3457 | 0.013936 | 254.0068 | -0.013313 | 349.2476 | 0.0029816 | 254.3457 | -0.013732 | 254.0068 | 0 | 247.6835 | 0 | 254.0068 | 0 | 254.3457 | 0 | 253.6955 | 0 | 254.3457 | 0 | 254.3457 | 0 | 254.3457 | 0 | 253.9009 | 0 | 254.3457 | 0 | 254.0068 | 0 | 539.558 | 0.0075659 | 538.3627 | 9.5653e-05 | 539.558 | 0.016439 | 253.6955 | 0
|  | 254.5528 | 0.026513 | 254.2131 | 0.024612 | 349.3611 | 0 | 254.5528 | 0.0062527 | 254.2131 | 0 | 247.892 | 0 | 254.2131 | 0 | 254.5528 | 0 | 253.9009 | 0 | 254.5528 | 0 | 254.5528 | 4.2708e-05 | 254.5528 | 0 | 254.1064 | 0 | 254.5528 | 0.0072573 | 254.2131 | 0 | 539.7138 | 0.0090236 | 538.5196 | 6.3769e-05 | 539.7138 | 0.015827 | 253.9009 | 0
|  | 254.76 | 0.0076245 | 254.4195 | -0.0023553 | 349.4746 | 0.0045966 | 254.76 | -0.0048564 | 254.4195 | 0 | 248.1004 | 0 | 254.4195 | 0 | 254.76 | 0 | 254.1064 | 0 | 254.76 | 0 | 254.76 | 0 | 254.76 | 0 | 254.3118 | 0 | 254.76 | 0 | 254.4195 | 0 | 539.8697 | 0.0049977 | 538.6764 | 9.5653e-05 | 539.8697 | 0.016614 | 254.1063 | 0
|  | 254.9671 | 0.02015 | 254.6258 | -0.034623 | 349.5881 | 0 | 254.9671 | 0.00047411 | 254.6258 | 0 | 248.3089 | 0 | 254.6258 | 0 | 254.9671 | 0 | 254.3118 | 0 | 254.9671 | 0 | 254.9671 | 4.7988e-05 | 254.9671 | 0 | 254.5172 | 0 | 254.9671 | 0.002632 | 254.6258 | 0 | 540.0256 | 0.0095789 | 538.8333 | 6.3769e-05 | 540.0256 | 0.015695 | 254.3118 | 0
|  | 255.1743 | -0.0095198 | 254.8321 | -0.018988 | 349.7016 | 0 | 255.1743 | -0.0032348 | 254.8321 | 0 | 248.5175 | 0 | 254.8321 | 0 | 255.1743 | 0 | 254.5172 | 0 | 255.1743 | 0 | 255.1743 | 0 | 255.1743 | 0 | 254.7227 | 0 | 255.1743 | 0 | 254.8321 | 0 | 540.1815 | 0.0017088 | 538.9902 | 9.5653e-05 | 540.1815 | 0.01657 | 254.5172 | 0
|  | 255.3815 | 0.025068 | 255.0385 | 0.010338 | 349.8151 | 0 | 255.3815 | 0.012616 | 255.0385 | 0 | 248.726 | 0 | 255.0385 | 0 | 255.3815 | 0 | 254.7227 | 0 | 255.3815 | 0 | 255.3815 | 2.4002e-05 | 255.3815 | 0 | 254.9281 | 0 | 255.3815 | 0.0063342 | 255.0385 | 0 | 540.3374 | 0.014091 | 539.1471 | 6.3769e-05 | 540.3374 | 0.015564 | 254.7227 | 0
|  | 255.5888 | -7.6018e-05 | 255.2449 | -0.0072645 | 349.9286 | 0 | 255.5888 | -0.051742 | 255.2449 | 0 | 248.9345 | 0 | 255.2449 | 0 | 255.5888 | 0 | 254.9281 | 0 | 255.5888 | 0 | 255.5888 | 0 | 255.5888 | 0 | 255.1336 | 0 | 255.5888 | 0 | 255.2449 | 0 | 540.4934 | 0.0081906 | 539.3039 | 9.5653e-05 | 540.4934 | 0.016308 | 254.9281 | 0
|  | 255.796 | 0.025285 | 255.4513 | 0.0041755 | 350.0421 | 0 | 255.796 | 0.02164 | 255.4513 | 0 | 249.1431 | 0 | 255.4513 | 0 | 255.796 | 0 | 255.1336 | 0 | 255.796 | 0 | 255.796 | 2.8308e-05 | 255.796 | 0 | 255.3391 | 0 | 255.796 | 0.0060132 | 255.4513 | 0 | 540.6493 | 0.0071495 | 539.4608 | 0 | 540.6493 | 0.015302 | 255.1336 | 0
|  | 256.0032 | 0.010379 | 255.6577 | 0.0036205 | 350.1556 | 0.0013665 | 256.0032 | -0.016502 | 255.6577 | 0 | 249.3516 | 0 | 255.6577 | 0 | 256.0032 | 0 | 255.3391 | 0 | 256.0032 | 0 | 256.0032 | 0 | 256.0032 | 0 | 255.5446 | 0 | 256.0032 | 0 | 255.6577 | 0 | 540.8053 | 0.0061777 | 539.6178 | 0.00028696 | 540.8053 | 0.016308 | 255.3391 | 0
|  | 256.2105 | 0.0095389 | 255.8642 | 0.044033 | 350.2691 | 0 | 256.2105 | 0.024396 | 255.8642 | 0 | 249.5602 | 0 | 255.8642 | 0 | 256.2105 | 0 | 255.5446 | 0 | 256.2105 | 0 | 256.2105 | 7.7433e-05 | 256.2105 | 0 | 255.7501 | 0 | 256.2105 | 0.0059769 | 255.8642 | 0 | 540.9612 | 0.0080518 | 539.7747 | 0 | 540.9612 | 0.015739 | 255.5446 | 0
|  | 256.4178 | 0.003882 | 256.0706 | -0.021481 | 350.3826 | 0.0074511 | 256.4178 | 0.00057828 | 256.0706 | 0 | 249.7688 | 0 | 256.0706 | 0 | 256.4178 | 0 | 255.7501 | 0 | 256.4178 | 0 | 256.4178 | 0 | 256.4178 | 0 | 255.9557 | 0 | 256.4178 | 0 | 256.0706 | 0 | 541.1172 | 0.0094053 | 539.9316 | 0.00028696 | 541.1172 | 0.01657 | 255.7501 | 0
|  | 256.6251 | 0.019326 | 256.2771 | -0.0075483 | 350.4961 | 0 | 256.6251 | 0.020358 | 256.2771 | 0 | 249.9774 | 0 | 256.2771 | 0 | 256.6251 | 0 | 255.9557 | 0 | 256.6251 | 0 | 256.6251 | 2.4563e-05 | 256.6251 | 0 | 256.1612 | 0 | 256.6251 | 0.0055863 | 256.2771 | 0 | 541.2731 | 0.013292 | 540.0885 | 0 | 541.2731 | 0.015608 | 255.9557 | 0
|  | 256.8324 | -0.012701 | 256.4836 | -0.0019652 | 350.6096 | 0 | 256.8324 | -0.00032792 | 256.4836 | 0 | 250.186 | 0 | 256.4836 | 0 | 256.8324 | 0 | 256.1612 | 0 | 256.8324 | 0 | 256.8324 | 0 | 256.8324 | 0 | 256.3668 | 0 | 256.8324 | 0 | 256.4836 | 0 | 541.4291 | 0.009093 | 540.2454 | 0.00028696 | 541.4291 | 0.016351 | 256.1612 | 0
|  | 257.0398 | 0.026723 | 256.6901 | 0.021484 | 350.7231 | 0 | 257.0398 | 0.014736 | 256.6901 | 0 | 250.3946 | 0 | 256.6901 | 0 | 257.0398 | 0 | 256.3668 | 0 | 257.0398 | 0 | 257.0398 | 3.8699e-05 | 257.0398 | 0 | 256.5723 | 0 | 257.0398 | 0.0041662 | 256.6901 | 0 | 541.5851 | 0.011418 | 540.4024 | 0.00025508 | 541.5851 | 0.015564 | 256.3668 | 0
|  | 257.2471 | 0.018765 | 256.8966 | -0.014194 | 350.8366 | 0.0040997 | 257.2471 | -0.00048918 | 256.8966 | 0 | 250.6033 | 0 | 256.8966 | 0 | 257.2471 | 0 | 256.5723 | 0 | 257.2471 | 0 | 257.2471 | 0 | 257.2471 | 0 | 256.7779 | 0 | 257.2471 | 0 | 256.8966 | 0 | 541.7411 | 0.011974 | 540.5593 | 9.5653e-05 | 541.7411 | 0.016439 | 256.5723 | 0
|  | 257.4545 | 0.024435 | 257.1032 | 0.00067991 | 350.9501 | 0 | 257.4545 | 0.0094132 | 257.1032 | 0 | 250.8119 | 0 | 257.1032 | 0 | 257.4545 | 0 | 256.7779 | 0 | 257.4545 | 0 | 257.4545 | 6.4861e-05 | 257.4545 | 0 | 256.9835 | 0 | 257.4545 | 0.0088743 | 257.1032 | 0 | 541.8971 | 0.009093 | 540.7163 | 0 | 541.8971 | 0.015564 | 256.7779 | 0
|  | 257.6619 | -0.0023099 | 257.3098 | -0.031241 | 351.0635 | 0.0023604 | 257.6619 | -0.011658 | 257.3098 | 0 | 251.0206 | 0 | 257.3098 | 0 | 257.6619 | 0 | 256.9835 | 0 | 257.6619 | 0 | 257.6619 | 0 | 257.6619 | 0 | 257.1891 | 0 | 257.6619 | 0 | 257.3098 | 0 | 542.0531 | 0.0062818 | 540.8732 | 0 | 542.0531 | 0.016657 | 256.9835 | 0
|  | 257.8693 | 0.035742 | 257.5163 | 0.0011698 | 351.177 | 0.00099621 | 257.8693 | 0.016824 | 257.5163 | 0 | 251.2293 | 0 | 257.5163 | 0 | 257.8693 | 0 | 257.1891 | 0 | 257.8693 | 0 | 257.8693 | 3.4884e-05 | 257.8693 | 0 | 257.3948 | 0 | 257.8693 | 0.0069946 | 257.5163 | 0 | 542.2091 | 0.014264 | 541.0302 | 0.00025508 | 542.2091 | 0.015739 | 257.1891 | 0
|  | 258.0767 | 0.0040968 | 257.7229 | 0.0034191 | 351.2905 | 0.0062117 | 258.0767 | 7.7718e-05 | 257.7229 | 0 | 251.438 | 0 | 257.7229 | 0 | 258.0767 | 0 | 257.3948 | 0 | 258.0767 | 0 | 258.0767 | 0 | 258.0767 | 0 | 257.6004 | 0 | 258.0767 | 0 | 257.7229 | 0 | 542.3651 | 0.0096483 | 541.1872 | 0 | 542.3651 | 0.016264 | 257.3948 | 0
|  | 258.2841 | 0.035264 | 257.9296 | -0.024277 | 351.404 | 0.010245 | 258.2841 | -0.0022612 | 257.9296 | 0 | 251.6467 | 0 | 257.9296 | 0 | 258.2841 | 0 | 257.6004 | 0 | 258.2841 | 0 | 258.2841 | 2.5968e-05 | 258.2841 | 0 | 257.8061 | 0 | 258.2841 | 0.0094648 | 257.9296 | 0 | 542.5212 | 0.0074965 | 541.3442 | 6.3769e-05 | 542.5212 | 0.01504 | 257.6004 | 0
|  | 258.4916 | 0.0051787 | 258.1362 | 0.01485 | 351.5174 | 0.0029816 | 258.4916 | -0.00066537 | 258.1362 | 0 | 251.8554 | 0 | 258.1362 | 0 | 258.4916 | 0 | 257.8061 | 0 | 258.4916 | 0 | 258.4916 | 0 | 258.4916 | 0 | 258.0117 | 0 | 258.4916 | 0 | 258.1362 | 0 | 542.6772 | 0.005553 | 541.5012 | 9.5653e-05 | 542.6772 | 0.015521 | 257.8061 | 0
|  | 258.699 | 0.01849 | 258.3428 | -0.010626 | 351.6309 | 0 | 258.699 | 0.039429 | 258.3428 | 0 | 252.0642 | 0 | 258.3428 | 0 | 258.699 | 0 | 258.0117 | 0 | 258.699 | 0 | 258.699 | 2.956e-05 | 258.699 | 0 | 258.2174 | 0 | 258.699 | 0.0061273 | 258.3428 | 0 | 542.8333 | 0.0073924 | 541.6581 | 0.00044638 | 542.8333 | 0.014909 | 258.0118 | 0
|  | 258.9065 | 0.015626 | 258.5495 | -0.00082641 | 351.7444 | 0 | 258.9065 | -0.017742 | 258.5495 | 0 | 252.2729 | 0 | 258.5495 | 0 | 258.9065 | 0 | 258.2174 | 0 | 258.9065 | 0 | 258.9065 | 0 | 258.9065 | 0 | 258.4231 | 0 | 258.9065 | 0 | 258.5495 | 0 | 542.9893 | 0.0056918 | 541.8152 | 0 | 542.9893 | 0.015958 | 258.2174 | 0
|  | 259.114 | 0.039871 | 258.7562 | 0.0053457 | 351.8578 | 0.0013697 | 259.114 | 0.018848 | 258.7562 | 0 | 252.4817 | 0 | 258.7562 | 0 | 259.114 | 0 | 258.4231 | 0 | 259.114 | 0 | 259.114 | 2.7291e-05 | 259.114 | 0 | 258.6288 | 0 | 259.114 | 0.0068578 | 258.7562 | 0 | 543.1454 | 0.010204 | 541.9722 | 0 | 543.1454 | 0.015564 | 258.4231 | 0
|  | 259.3215 | 0.015775 | 258.9629 | -0.01344 | 351.9713 | 0.0027331 | 259.3215 | 0.0017222 | 258.9629 | 0 | 252.6904 | 0 | 258.9629 | 0 | 259.3215 | 0 | 258.6288 | 0 | 259.3215 | 0 | 259.3215 | 0 | 259.3215 | 0 | 258.8346 | 0 | 259.3215 | 0 | 258.9629 | 0 | 543.3015 | 0.010204 | 542.1292 | 0 | 543.3015 | 0.016526 | 258.6288 | 0
|  | 259.5291 | 0.023991 | 259.1696 | 0.004004 | 352.0847 | 0 | 259.5291 | 0.0063108 | 259.1696 | 0 | 252.8992 | 0 | 259.1696 | 0 | 259.5291 | 0 | 258.8346 | 0 | 259.5291 | 0 | 259.5291 | 5.0358e-05 | 259.5291 | 0 | 259.0403 | 0 | 259.529 | 0.0057641 | 259.1696 | 0 | 543.4575 | 0.01593 | 542.2862 | 0.00025508 | 543.4575 | 0.015564 | 258.8346 | 0
|  | 259.7366 | 0.0083015 | 259.3764 | 0.013097 | 352.1982 | 0 | 259.7366 | -0.034243 | 259.3764 | 0 | 253.108 | 0 | 259.3764 | 0 | 259.7366 | 0 | 259.0403 | 0 | 259.7366 | 0 | 259.7366 | 0 | 259.7366 | 0 | 259.2461 | 0 | 259.7366 | 0 | 259.3764 | 0 | 543.6136 | 0.0078783 | 542.4432 | 9.5653e-05 | 543.6136 | 0.016089 | 259.0403 | 0
|  | 259.9442 | 0.02493 | 259.5831 | 0.0017499 | 352.3116 | 0.0026149 | 259.9442 | 0.0040549 | 259.5831 | 0 | 253.3169 | 0 | 259.5831 | 0 | 259.9442 | 0 | 259.2461 | 0 | 259.9442 | 0 | 259.9442 | 4.9372e-05 | 259.9442 | 0 | 259.4518 | 0 | 259.9442 | 0.0077878 | 259.5831 | 0 | 543.7697 | 0.0086071 | 542.6003 | 0 | 543.7697 | 0.015215 | 259.2461 | 0
|  | 260.1518 | -0.0060735 | 259.7899 | -0.010575 | 352.4251 | 0.0017393 | 260.1518 | -0.024304 | 259.7899 | 0 | 253.5257 | 0 | 259.7899 | 0 | 260.1517 | 0 | 259.4518 | 0 | 260.1517 | 0 | 260.1518 | 0 | 260.1517 | 0 | 259.6576 | 0 | 260.1518 | 0 | 259.7899 | 0 | 543.9258 | 0.010065 | 542.7573 | 9.5653e-05 | 543.9258 | 0.016045 | 259.4518 | 0
|  | 260.3593 | 0.036599 | 259.9967 | -0.0095772 | 352.5385 | 0.0064752 | 260.3593 | 0.0070558 | 259.9967 | 0 | 253.7345 | 0 | 259.9967 | 0 | 260.3593 | 0 | 259.6576 | 0 | 260.3593 | 0 | 260.3593 | 2.7417e-05 | 260.3593 | 0 | 259.8634 | 0 | 260.3593 | 0.006369 | 259.9967 | 0 | 544.082 | 0.0096483 | 542.9144 | 0 | 544.082 | 0.015433 | 259.6576 | 0
|  | 260.567 | 0.0078436 | 260.2035 | -0.012282 | 352.652 | 0.003727 | 260.567 | 0.00023628 | 260.2035 | 0 | 253.9434 | 0 | 260.2035 | 0 | 260.567 | 0 | 259.8634 | 0 | 260.567 | 0 | 260.567 | 0 | 260.567 | 0 | 260.0692 | 0 | 260.567 | 0 | 260.2035 | 0 | 544.2381 | 0.0093359 | 543.0714 | 0 | 544.2381 | 0.015958 | 259.8634 | 0
|  | 260.7746 | 0.022099 | 260.4103 | 0.01475 | 352.7654 | 0 | 260.7746 | 0.012661 | 260.4103 | 0 | 254.1523 | 0 | 260.4103 | 0 | 260.7746 | 0 | 260.0692 | 0 | 260.7746 | 0 | 260.7746 | 3.684e-05 | 260.7746 | 0 | 260.2751 | 0 | 260.7746 | 0.0060611 | 260.4103 | 0 | 544.3942 | 0.014958 | 543.2285 | 0.00025508 | 544.3942 | 0.015171 | 260.0692 | 0
|  | 260.9822 | -0.015545 | 260.6172 | -0.016837 | 352.8789 | 0.00062115 | 260.9822 | -0.024321 | 260.6172 | 0 | 254.3612 | 0 | 260.6172 | 0 | 260.9822 | 0 | 260.2751 | 0 | 260.9822 | 0 | 260.9822 | 0 | 260.9822 | 0 | 260.4809 | 0 | 260.9822 | 0 | 260.6172 | 0 | 544.5504 | 0.0092318 | 543.3856 | 9.5653e-05 | 544.5504 | 0.015827 | 260.2751 | 0
|  | 261.1899 | 0.02486 | 260.8241 | 0.025688 | 352.9923 | 0.0043583 | 261.1899 | 0.015319 | 260.8241 | 0 | 254.5701 | 0 | 260.8241 | 0 | 261.1899 | 0 | 260.4809 | 0 | 261.1899 | 0 | 261.1899 | 4.7766e-05 | 261.1899 | 0 | 260.6867 | 0 | 261.1899 | 0.0046822 | 260.8241 | 0 | 544.7065 | 0.010794 | 543.5427 | 6.3769e-05 | 544.7065 | 0.015258 | 260.4809 | 0
|  | 261.3976 | -0.016049 | 261.0309 | -0.022245 | 353.1057 | 0.0065843 | 261.3976 | 0.0053128 | 261.0309 | 0 | 254.779 | 0 | 261.0309 | 0 | 261.3976 | 0 | 260.6867 | 0 | 261.3976 | 0 | 261.3976 | 0 | 261.3976 | 0 | 260.8926 | 0 | 261.3976 | 0 | 261.0309 | 0 | 544.8627 | 0.010377 | 543.6997 | 9.5653e-05 | 544.8627 | 0.016002 | 260.6867 | 0
|  | 261.6053 | 0.02208 | 261.2378 | 0.046113 | 353.2192 | 0 | 261.6053 | 0.027526 | 261.2378 | 0 | 254.9879 | 0 | 261.2378 | 0 | 261.6053 | 0 | 260.8926 | 0 | 261.6053 | 0 | 261.6053 | 7.3838e-05 | 261.6053 | 0 | 261.0985 | 0 | 261.6053 | 0.0090425 | 261.2378 | 0 | 545.0189 | 0.010551 | 543.8568 | 6.3769e-05 | 545.0189 | 0.014952 | 260.8926 | 0
|  | 261.813 | 0.0034632 | 261.4448 | -0.00058122 | 353.3326 | 0.00086963 | 261.813 | -0.0080958 | 261.4448 | 0 | 255.1969 | 0 | 261.4448 | 0 | 261.813 | 0 | 261.0985 | 0 | 261.813 | 0 | 261.813 | 0 | 261.813 | 0 | 261.3044 | 0 | 261.813 | 0 | 261.4448 | 0 | 545.175 | 0.011175 | 544.014 | 0 | 545.175 | 0.015827 | 261.0985 | 0
|  | 262.0207 | 0.0161 | 261.6517 | 0.0042421 | 353.446 | 0 | 262.0207 | 0.015794 | 261.6517 | 0 | 255.4058 | 0 | 261.6517 | 0 | 262.0207 | 0 | 261.3044 | 0 | 262.0207 | 0 | 262.0207 | 4.7048e-05 | 262.0207 | 0 | 261.5103 | 0 | 262.0207 | 0.0083659 | 261.6517 | 0 | 545.3312 | 0.011592 | 544.1711 | 0 | 545.3312 | 0.014734 | 261.3043 | 0
|  | 262.2284 | 0.0060197 | 261.8586 | 0.012007 | 353.5594 | 0.0040997 | 262.2284 | -0.016507 | 261.8586 | 0 | 255.6148 | 0 | 261.8586 | 0 | 262.2284 | 0 | 261.5103 | 0 | 262.2284 | 0 | 262.2284 | 0 | 262.2284 | 0 | 261.7162 | 0 | 262.2284 | 0 | 261.8586 | 0 | 545.4874 | 0.0062818 | 544.3282 | 9.5653e-05 | 545.4874 | 0.01587 | 261.5103 | 0
|  | 262.4362 | 0.016579 | 262.0656 | 0.016381 | 353.6729 | 0 | 262.4362 | 0.027087 | 262.0656 | 0 | 255.8238 | 0 | 262.0656 | 0 | 262.4362 | 0 | 261.7162 | 0 | 262.4362 | 0 | 262.4362 | 2.8247e-05 | 262.4362 | 0 | 261.9221 | 0 | 262.4362 | 0.006759 | 262.0656 | 0 | 545.6436 | 0.014819 | 544.4853 | 0 | 545.6436 | 0.014909 | 261.7162 | 0
|  | 262.644 | 0.0072216 | 262.2726 | 0.00089281 | 353.7863 | 0.0048451 | 262.644 | -0.00046231 | 262.2726 | 0 | 256.0327 | 0 | 262.2726 | 0 | 262.644 | 0 | 261.9221 | 0 | 262.644 | 0 | 262.644 | 0 | 262.644 | 0 | 262.1281 | 0 | 262.644 | 0 | 262.2726 | 0 | 545.7998 | 0.0090236 | 544.6424 | 9.5653e-05 | 545.7998 | 0.015958 | 261.9221 | 0
|  | 262.8517 | 0.032637 | 262.4796 | -0.0050857 | 353.8997 | 0.002366 | 262.8517 | 0.021955 | 262.4796 | 0 | 256.2418 | 0 | 262.4796 | 0 | 262.8518 | 0 | 262.1281 | 0 | 262.8518 | 0 | 262.8517 | 2.4401e-05 | 262.8518 | 0 | 262.334 | 0 | 262.8517 | 0.0069329 | 262.4796 | 0 | 545.9561 | 0.0050671 | 544.7996 | 6.3769e-05 | 545.9561 | 0.014777 | 262.1281 | 0
|  | 263.0596 | 0.0039756 | 262.6866 | -0.020083 | 354.0131 | 0.0068328 | 263.0596 | -0.013715 | 262.6866 | 0 | 256.4508 | 0 | 262.6866 | 0 | 263.0596 | 0 | 262.334 | 0 | 263.0596 | 0 | 263.0596 | 0 | 263.0596 | 0 | 262.54 | 0 | 263.0596 | 0 | 262.6866 | 0 | 546.1123 | 0.0065247 | 544.9567 | 0 | 546.1123 | 0.015346 | 262.334 | 0
|  | 263.2674 | 0.019057 | 262.8937 | 0.018403 | 354.1265 | 0 | 263.2674 | -0.0091877 | 262.8937 | 0 | 256.6598 | 0 | 262.8937 | 0 | 263.2674 | 0 | 262.54 | 0 | 263.2674 | 0 | 263.2674 | 3.5664e-05 | 263.2674 | 0 | 262.746 | 0 | 263.2674 | 0.0075734 | 262.8937 | 0 | 546.2685 | 0.0072536 | 545.1139 | 6.3769e-05 | 546.2685 | 0.014471 | 262.54 | 0
|  | 263.4752 | 0.0028787 | 263.1007 | 0.014975 | 354.2399 | 0 | 263.4752 | -0.0090547 | 263.1007 | 0 | 256.8689 | 0 | 263.1007 | 0 | 263.4752 | 0 | 262.746 | 0 | 263.4752 | 0 | 263.4752 | 0 | 263.4752 | 0 | 262.952 | 0 | 263.4752 | 0 | 263.1007 | 0 | 546.4248 | 0.0086765 | 545.271 | 0.00028696 | 546.4248 | 0.015346 | 262.746 | 0
|  | 263.6831 | 0.021636 | 263.3078 | 0.0047626 | 354.3533 | 0 | 263.6831 | 0.024536 | 263.3078 | 0 | 257.0779 | 0 | 263.3078 | 0 | 263.6831 | 0 | 262.952 | 0 | 263.6831 | 0 | 263.6831 | 3.8726e-05 | 263.6831 | 0 | 263.158 | 0 | 263.6831 | 0.0059241 | 263.3078 | 0 | 546.581 | 0.011037 | 545.4282 | 0 | 546.581 | 0.014996 | 262.952 | 0
|  | 263.891 | 0.0089589 | 263.5149 | 0.00058553 | 354.4667 | 0.0039754 | 263.891 | -0.0096563 | 263.5149 | 0 | 257.287 | 0 | 263.5149 | 0 | 263.8909 | 0 | 263.158 | 0 | 263.8909 | 0 | 263.891 | 0 | 263.8909 | 0 | 263.364 | 0 | 263.891 | 0 | 263.5149 | 0 | 546.7373 | 0.010551 | 545.5854 | 0.00028696 | 546.7373 | 0.016045 | 263.158 | 0
|  | 264.0988 | 0.023386 | 263.722 | 0.051277 | 354.5802 | 0.00037353 | 264.0988 | 0.0075596 | 263.722 | 0 | 257.4961 | 0 | 263.722 | 0 | 264.0988 | 0 | 263.364 | 0 | 264.0988 | 0 | 264.0988 | 5.4244e-05 | 264.0988 | 0 | 263.5701 | 0 | 264.0989 | 0.0091278 | 263.722 | 0 | 546.8936 | 0.011904 | 545.7426 | 0 | 546.8936 | 0.015346 | 263.364 | 0
|  | 264.3067 | 0.0023806 | 263.9291 | 0.013337 | 354.6936 | 0.0019878 | 264.3067 | 0.0004393 | 263.9291 | 0 | 257.7052 | 0 | 263.9291 | 0 | 264.3067 | 0 | 263.5701 | 0 | 264.3067 | 0 | 264.3067 | 0 | 264.3067 | 0 | 263.7761 | 0 | 264.3067 | 0 | 263.9291 | 0 | 547.0498 | 0.0071842 | 545.8997 | 0.00028696 | 547.0498 | 0.015827 | 263.5701 | 0
|  | 264.5146 | 0.013456 | 264.1363 | 0.030585 | 354.8069 | 0 | 264.5146 | 0.0087461 | 264.1363 | 0 | 257.9143 | 0 | 264.1363 | 0 | 264.5147 | 0 | 263.7761 | 0 | 264.5147 | 0 | 264.5146 | 6.0919e-05 | 264.5147 | 0 | 263.9822 | 0 | 264.5147 | 0.0073889 | 264.1363 | 0 | 547.2061 | 0.013119 | 546.0569 | 0.00044638 | 547.2061 | 0.014777 | 263.7761 | 0
|  | 264.7226 | 0.0094146 | 264.3434 | -0.021652 | 354.9203 | 0.0031058 | 264.7226 | -0.015722 | 264.3434 | 0 | 258.1234 | 0 | 264.3434 | 0 | 264.7226 | 0 | 263.9822 | 0 | 264.7226 | 0 | 264.7226 | 0 | 264.7226 | 0 | 264.1883 | 0 | 264.7226 | 0 | 264.3435 | 0 | 547.3624 | 0.010065 | 546.2141 | 0.00028696 | 547.3624 | 0.015477 | 263.9822 | 0
|  | 264.9305 | 0.02751 | 264.5506 | 0.019105 | 355.0337 | 0 | 264.9305 | 0.0031064 | 264.5506 | 0 | 258.3326 | 0 | 264.5506 | 0 | 264.9305 | 0 | 264.1883 | 0 | 264.9305 | 0 | 264.9305 | 6.8633e-05 | 264.9305 | 0 | 264.3944 | 0 | 264.9305 | 0.0071823 | 264.5506 | 0 | 547.5187 | 0.013362 | 546.3713 | 0 | 547.5187 | 0.014646 | 264.1883 | 0
|  | 265.1385 | 0.0077146 | 264.7578 | -0.037766 | 355.1471 | 0.0099586 | 265.1385 | -0.024503 | 264.7578 | 0 | 258.5417 | 0 | 264.7578 | 0 | 265.1385 | 0 | 264.3944 | 0 | 265.1385 | 0 | 265.1385 | 0 | 265.1385 | 0 | 264.6005 | 0 | 265.1385 | 0 | 264.7578 | 0 | 547.675 | 0.011349 | 546.5286 | 0 | 547.675 | 0.015608 | 264.3944 | 0
|  | 265.3465 | 0.02129 | 264.965 | 0.0077924 | 355.2605 | 0.00074714 | 265.3465 | 0.045143 | 264.965 | 0 | 258.7509 | 0 | 264.965 | 0 | 265.3465 | 0 | 264.6005 | 0 | 265.3465 | 0 | 265.3465 | 3.8838e-05 | 265.3465 | 0 | 264.8066 | 0 | 265.3465 | 0.0017645 | 264.9651 | 0 | 547.8314 | 0.011106 | 546.6858 | 6.3769e-05 | 547.8314 | 0.014602 | 264.6005 | 0
|  | 265.5545 | 0.015334 | 265.1723 | -0.038642 | 355.3739 | 0.0062117 | 265.5545 | 0.017233 | 265.1723 | 0 | 258.9601 | 0 | 265.1723 | 0 | 265.5545 | 0 | 264.8066 | 0 | 265.5545 | 0 | 265.5545 | 0 | 265.5545 | 0 | 265.0128 | 0 | 265.5545 | 0 | 265.1723 | 0 | 547.9877 | 0.0065942 | 546.843 | 0.00028696 | 547.9877 | 0.015215 | 264.8066 | 0
|  | 265.7625 | 0.03251 | 265.3795 | 0.011027 | 355.4873 | 0.002864 | 265.7625 | 0.01339 | 265.3795 | 0 | 259.1693 | 0 | 265.3795 | 0 | 265.7625 | 0 | 265.0128 | 0 | 265.7625 | 0 | 265.7625 | 2.0678e-05 | 265.7625 | 0 | 265.2189 | 0 | 265.7625 | 0.0026681 | 265.3795 | 0 | 548.144 | 0.0098218 | 547.0003 | 0.00025508 | 548.144 | 0.014209 | 265.0128 | 0
|  | 265.9706 | 0.01326 | 265.5868 | -0.01906 | 355.6007 | 0.0036028 | 265.9706 | -0.01784 | 265.5868 | 0 | 259.3785 | 0 | 265.5868 | 0 | 265.9705 | 0 | 265.2189 | 0 | 265.9705 | 0 | 265.9706 | 0 | 265.9705 | 0 | 265.4251 | 0 | 265.9706 | 0 | 265.5868 | 0 | 548.3004 | 0.0073924 | 547.1575 | 0.00047827 | 548.3004 | 0.015389 | 265.2189 | 0
|  | 266.1786 | 0.038819 | 265.7941 | -0.00049765 | 355.714 | 0 | 266.1786 | 0.018551 | 265.7941 | 0 | 259.5877 | 0 | 265.7941 | 0 | 266.1786 | 0 | 265.4251 | 0 | 266.1786 | 0 | 266.1786 | 5.7687e-05 | 266.1786 | 0 | 265.6313 | 0 | 266.1786 | 0.0070932 | 265.7941 | 0 | 548.4567 | 0.014091 | 547.3147 | 6.3769e-05 | 548.4567 | 0.014865 | 265.4251 | 0
|  | 266.3867 | 0.014676 | 266.0014 | -0.011174 | 355.8274 | 0.0072361 | 266.3867 | 0.010096 | 266.0014 | 0 | 259.797 | 0 | 266.0014 | 0 | 266.3867 | 0 | 265.6313 | 0 | 266.3867 | 0 | 266.3867 | 0 | 266.3867 | 0 | 265.8374 | 0 | 266.3867 | 0 | 266.0014 | 0 | 548.6131 | 0.0074618 | 547.472 | 9.5653e-05 | 548.6131 | 0.015739 | 265.6313 | 0
|  | 266.5947 | 0.017449 | 266.2087 | 0.0017641 | 355.9408 | 0 | 266.5947 | 0.021066 | 266.2087 | 0 | 260.0062 | 0 | 266.2087 | 0 | 266.5947 | 0 | 265.8374 | 0 | 266.5947 | 0 | 266.5947 | 3.8843e-05 | 266.5947 | 0 | 266.0436 | 0 | 266.5947 | 0.0044827 | 266.2087 | 0 | 548.7694 | 0.0069412 | 547.6293 | 0 | 548.7694 | 0.014952 | 265.8374 | 0
|  | 266.8028 | 0.007698 | 266.4161 | 0.0072961 | 356.0542 | 0.0081675 | 266.8028 | -0.0063006 | 266.4161 | 0 | 260.2155 | 0 | 266.4161 | 0 | 266.8028 | 0 | 266.0436 | 0 | 266.8028 | 0 | 266.8028 | 0 | 266.8028 | 0 | 266.2499 | 0 | 266.8028 | 0 | 266.416 | 0 | 548.9258 | 0.0080518 | 547.7865 | 0.00028696 | 548.9258 | 0.015564 | 266.0436 | 0
|  | 267.011 | 0.019449 | 266.6234 | 0.012858 | 356.1675 | 0.0024904 | 267.011 | -0.0006186 | 266.6234 | 0 | 260.4248 | 0 | 266.6234 | 0 | 267.0109 | 0 | 266.2499 | 0 | 267.0109 | 0 | 267.011 | 2.2063e-05 | 267.0109 | 0 | 266.4561 | 0 | 267.011 | 0.0066323 | 266.6234 | 0 | 549.0822 | 0.0077395 | 547.9438 | 6.3769e-05 | 549.0822 | 0.014602 | 266.2499 | 0
|  | 267.2191 | 0.007404 | 266.8308 | -0.034673 | 356.2809 | 0.0058389 | 267.2191 | -0.021226 | 266.8308 | 0 | 260.6341 | 0 | 266.8308 | 0 | 267.2191 | 0 | 266.4561 | 0 | 267.2191 | 0 | 267.2191 | 0 | 267.2191 | 0 | 266.6624 | 0 | 267.2191 | 0 | 266.8308 | 0 | 549.2386 | 0.011106 | 548.1011 | 9.5653e-05 | 549.2386 | 0.015215 | 266.4561 | 0
|  | 267.4272 | 0.020598 | 267.0382 | 0.00057874 | 356.3943 | 0 | 267.4272 | -0.0095984 | 267.0382 | 0 | 260.8434 | 0 | 267.0382 | 0 | 267.4272 | 0 | 266.6624 | 0 | 267.4272 | 0 | 267.4272 | 2.1504e-05 | 267.4272 | 0 | 266.8686 | 0 | 267.4272 | 0.002169 | 267.0382 | 0 | 549.395 | 0.010689 | 548.2584 | 0 | 549.395 | 0.014428 | 266.6624 | 0
|  | 267.6354 | 0.0087358 | 267.2456 | 0.0036687 | 356.5076 | 0.0047209 | 267.6354 | -0.030516 | 267.2456 | 0 | 261.0527 | 0 | 267.2456 | 0 | 267.6354 | 0 | 266.8686 | 0 | 267.6354 | 0 | 267.6354 | 0 | 267.6354 | 0 | 267.0749 | 0 | 267.6354 | 0 | 267.2456 | 0 | 549.5514 | 0.012459 | 548.4157 | 9.5653e-05 | 549.5514 | 0.015346 | 266.8686 | 0
|  | 267.8436 | 0.0309 | 267.453 | 0.015828 | 356.621 | 0.0038602 | 267.8436 | 0.028026 | 267.453 | 0 | 261.262 | 0 | 267.453 | 0 | 267.8436 | 0 | 267.0749 | 0 | 267.8436 | 0 | 267.8436 | 3.8312e-05 | 267.8436 | 0 | 267.2812 | 0 | 267.8436 | 0.0065157 | 267.453 | 0 | 549.7078 | 0.012633 | 548.573 | 6.3769e-05 | 549.7078 | 0.014559 | 267.0749 | 0
|  | 268.0518 | 0.0069912 | 267.6605 | -0.0088288 | 356.7344 | 0.003727 | 268.0518 | -0.015071 | 267.6605 | 0 | 261.4713 | 0 | 267.6605 | 0 | 268.0518 | 0 | 267.2812 | 0 | 268.0518 | 0 | 268.0518 | 0 | 268.0518 | 0 | 267.4875 | 0 | 268.0518 | 0 | 267.6605 | 0 | 549.8643 | 0.0092318 | 548.7303 | 0 | 549.8643 | 0.015477 | 267.2812 | 0
|  | 268.2599 | 0.017813 | 267.8679 | 0.013188 | 356.8477 | 0 | 268.2599 | 0.014917 | 267.8679 | 0 | 261.6807 | 0 | 267.8679 | 0 | 268.26 | 0 | 267.4875 | 0 | 268.26 | 0 | 268.2599 | 5.462e-05 | 268.26 | 0 | 267.6938 | 0 | 268.26 | 0.0066425 | 267.8679 | 0 | 550.0207 | 0.010377 | 548.8876 | 6.3769e-05 | 550.0207 | 0.01469 | 267.4875 | 0
|  | 268.4682 | 0.0016411 | 268.0754 | -0.027482 | 356.9611 | 0.012896 | 268.4682 | -0.018232 | 268.0754 | 0 | 261.8901 | 0 | 268.0754 | 0 | 268.4682 | 0 | 267.6938 | 0 | 268.4682 | 0 | 268.4682 | 0 | 268.4682 | 0 | 267.9001 | 0 | 268.4682 | 0 | 268.0754 | 0 | 550.1772 | 0.011037 | 549.045 | 0 | 550.1772 | 0.015608 | 267.6938 | 0
|  | 268.6764 | 0.021403 | 268.2829 | 0.041776 | 357.0744 | 0 | 268.6764 | 0.025957 | 268.2829 | 0 | 262.0995 | 0 | 268.2829 | 0 | 268.6764 | 0 | 267.9001 | 0 | 268.6764 | 0 | 268.6764 | 5.4937e-05 | 268.6764 | 0 | 268.1065 | 0 | 268.6764 | 0.0048537 | 268.2829 | 0 | 550.3336 | 0.011279 | 549.2023 | 6.3769e-05 | 550.3336 | 0.014602 | 267.9001 | 0
|  | 268.8847 | -0.0081006 | 268.4904 | -0.0037903 | 357.1878 | 0 | 268.8847 | 0.0038695 | 268.4904 | 0 | 262.3089 | 0 | 268.4904 | 0 | 268.8847 | 0 | 268.1065 | 0 | 268.8847 | 0 | 268.8847 | 0 | 268.8847 | 0 | 268.3128 | 0 | 268.8847 | 0 | 268.4904 | 0 | 550.4901 | 0.011279 | 549.3596 | 0.00028696 | 550.4901 | 0.015258 | 268.1065 | 0
|  | 269.093 | 0.04068 | 268.6979 | 0.0157 | 357.3011 | 0 | 269.093 | -0.00099961 | 268.6979 | 0 | 262.5183 | 0 | 268.6979 | 0 | 269.093 | 0 | 268.3128 | 0 | 269.093 | 0 | 269.093 | 4.2532e-05 | 269.093 | 0 | 268.5192 | 0 | 269.093 | 0.0052487 | 268.6979 | 0 | 550.6465 | 0.014334 | 549.517 | 0 | 550.6465 | 0.014296 | 268.3128 | 0
|  | 269.3012 | -0.020689 | 268.9055 | -0.024352 | 357.4145 | 0.0068328 | 269.3012 | -0.0034069 | 268.9055 | 0 | 262.7277 | 0 | 268.9055 | 0 | 269.3013 | 0 | 268.5192 | 0 | 269.3013 | 0 | 269.3012 | 0 | 269.3013 | 0 | 268.7256 | 0 | 269.3012 | 0 | 268.9055 | 0 | 550.803 | 0.010863 | 549.6744 | 0 | 550.803 | 0.015127 | 268.5192 | 0
|  | 269.5096 | 0.016435 | 269.113 | 0.008296 | 357.5278 | 0.00024907 | 269.5096 | 0.030699 | 269.113 | 0 | 262.9371 | 0 | 269.113 | 0 | 269.5096 | 0 | 268.7256 | 0 | 269.5096 | 0 | 269.5096 | 4.4238e-05 | 269.5096 | 0 | 268.932 | 0 | 269.5095 | 0 | 269.113 | 0 | 550.9595 | 0.012459 | 549.8317 | 6.3769e-05 | 550.9595 | 0.014428 | 268.7256 | 0
|  | 269.7179 | 0.013665 | 269.3206 | -0.016761 | 357.6411 | 0 | 269.7179 | -0.0077001 | 269.3206 | 0 | 263.1466 | 0 | 269.3206 | 0 | 269.7179 | 0 | 268.932 | 0 | 269.7179 | 0 | 269.7179 | 0 | 269.7179 | 0 | 269.1384 | 0 | 269.7179 | 0 | 269.3206 | 0 | 551.116 | 0.0066983 | 549.9891 | 9.5653e-05 | 551.116 | 0.015433 | 268.932 | 0
|  | 269.9262 | 0.017636 | 269.5282 | 0.044327 | 357.7545 | 0.0029886 | 269.9262 | 0.026112 | 269.5282 | 0 | 263.3561 | 0 | 269.5282 | 0 | 269.9262 | 0 | 269.1384 | 0 | 269.9262 | 0 | 269.9262 | 6.5882e-05 | 269.9262 | 0 | 269.3448 | 0 | 269.9262 | 0.0099738 | 269.5282 | 0 | 551.2725 | 0.012564 | 550.1465 | 6.3769e-05 | 551.2725 | 0.014734 | 269.1384 | 0
|  | 270.1346 | -0.0099618 | 269.7359 | -0.0028971 | 357.8678 | 0.0049693 | 270.1346 | -0.022303 | 269.7359 | 0 | 263.5656 | 0 | 269.7359 | 0 | 270.1346 | 0 | 269.3448 | 0 | 270.1346 | 0 | 270.1346 | 0 | 270.1346 | 0 | 269.5512 | 0 | 270.1346 | 0 | 269.7359 | 0 | 551.429 | 0.0098912 | 550.3039 | 9.5653e-05 | 551.429 | 0.015652 | 269.3448 | 0
|  | 270.3429 | 0.019008 | 269.9435 | -0.0057048 | 357.9812 | 0 | 270.3429 | 0.029084 | 269.9435 | 0 | 263.775 | 0 | 269.9435 | 0 | 270.3429 | 0 | 269.5512 | 0 | 270.3429 | 0 | 270.3429 | 3.813e-05 | 270.3429 | 0 | 269.7577 | 0 | 270.3429 | 0.0030969 | 269.9435 | 0 | 551.5855 | 0.012321 | 550.4612 | 6.3769e-05 | 551.5855 | 0.01469 | 269.5512 | 0
|  | 270.5513 | 0.012694 | 270.1511 | -0.0021708 | 358.0945 | 0.0026089 | 270.5513 | -0.0055179 | 270.1511 | 0 | 263.9846 | 0 | 270.1511 | 0 | 270.5513 | 0 | 269.7577 | 0 | 270.5513 | 0 | 270.5513 | 0 | 270.5513 | 0 | 269.9642 | 0 | 270.5513 | 0 | 270.1511 | 0 | 551.7421 | 0.01239 | 550.6186 | 9.5653e-05 | 551.7421 | 0.015346 | 269.7577 | 0
|  | 270.7597 | 0.021426 | 270.3588 | 0.032326 | 358.2078 | 0.0048564 | 270.7597 | -0.016834 | 270.3588 | 0 | 264.1941 | 0 | 270.3588 | 0 | 270.7597 | 0 | 269.9642 | 0 | 270.7597 | 0 | 270.7597 | 3.1406e-05 | 270.7597 | 0 | 270.1707 | 0 | 270.7597 | 0.0078227 | 270.3588 | 0 | 551.8986 | 0.013778 | 550.7761 | 0 | 551.8986 | 0.014602 | 269.9642 | 0
|  | 270.9681 | 0.01245 | 270.5665 | 0.0077308 | 358.3211 | 0.0027331 | 270.9681 | -0.013093 | 270.5665 | 0 | 264.4036 | 0 | 270.5665 | 0 | 270.9681 | 0 | 270.1707 | 0 | 270.9681 | 0 | 270.9681 | 0 | 270.9681 | 0 | 270.3771 | 0 | 270.9681 | 0 | 270.5665 | 0 | 552.0552 | 0.0092665 | 550.9335 | 0 | 552.0552 | 0.015302 | 270.1707 | 0
|  | 271.1766 | 0.02138 | 270.7742 | 0.0032269 | 358.4345 | 0 | 271.1766 | 0.0045164 | 270.7742 | 0 | 264.6132 | 0 | 270.7742 | 0 | 271.1766 | 0 | 270.3771 | 0 | 271.1766 | 0 | 271.1766 | 3.4896e-05 | 271.1766 | 0 | 270.5836 | 0 | 271.1766 | 0.008894 | 270.7742 | 0 | 552.2117 | 0.012217 | 551.0909 | 0 | 552.2117 | 0.014384 | 270.3771 | 0
|  | 271.385 | 0.012897 | 270.9819 | -0.026233 | 358.5478 | 0.0045966 | 271.385 | -0.016453 | 270.9819 | 0 | 264.8227 | 0 | 270.9819 | 0 | 271.385 | 0 | 270.5836 | 0 | 271.385 | 0 | 271.385 | 0 | 271.385 | 0 | 270.7902 | 0 | 271.385 | 0 | 270.9819 | 0 | 552.3683 | 0.0036788 | 551.2483 | 9.5653e-05 | 552.3683 | 0.01469 | 270.5836 | 0
|  | 271.5935 | 0.034689 | 271.1897 | 0.0073789 | 358.6611 | 0.0021169 | 271.5935 | 0.014405 | 271.1897 | 0 | 265.0323 | 0 | 271.1897 | 0 | 271.5935 | 0 | 270.7902 | 0 | 271.5935 | 0 | 271.5935 | 3.9394e-05 | 271.5935 | 0 | 270.9967 | 0 | 271.5935 | 0.0042745 | 271.1897 | 0 | 552.5248 | 0.0084683 | 551.4057 | 0 | 552.5248 | 0.013772 | 270.7902 | 0
|  | 271.802 | 0.0077484 | 271.3974 | -0.018186 | 358.7744 | 0.001615 | 271.802 | -0.014051 | 271.3974 | 0 | 265.2419 | 0 | 271.3974 | 0 | 271.802 | 0 | 270.9967 | 0 | 271.802 | 0 | 271.802 | 0 | 271.802 | 0 | 271.2032 | 0 | 271.802 | 0 | 271.3974 | 0 | 552.6814 | 0.010308 | 551.5632 | 0.00047827 | 552.6814 | 0.014777 | 270.9967 | 0
|  | 272.0105 | 0.019082 | 271.6052 | 0.0010877 | 358.8877 | 0 | 272.0105 | 0.017381 | 271.6052 | 0 | 265.4515 | 0 | 271.6052 | 0 | 272.0105 | 0 | 271.2032 | 0 | 272.0105 | 0 | 272.0105 | 4.9241e-05 | 272.0105 | 0 | 271.4098 | 0 | 272.0105 | 0.0072506 | 271.6052 | 0 | 552.838 | 0.0082948 | 551.7206 | 6.3769e-05 | 552.838 | 0.014122 | 271.2033 | 0
|  | 272.219 | -0.0048861 | 271.813 | -0.045292 | 359.0011 | 0.0080959 | 272.219 | 0.013996 | 271.813 | 0 | 265.6611 | 0 | 271.813 | 0 | 272.219 | 0 | 271.4098 | 0 | 272.219 | 0 | 272.219 | 0 | 272.219 | 0 | 271.6164 | 0 | 272.219 | 0 | 271.813 | 0 | 552.9946 | 0.0092318 | 551.8781 | 0.00028696 | 552.9946 | 0.015127 | 271.4098 | 0
|  | 272.4275 | 0.0079438 | 272.0208 | -0.0073824 | 359.1144 | 0 | 272.4275 | 0.018328 | 272.0208 | 0 | 265.8707 | 0 | 272.0208 | 0 | 272.4275 | 0 | 271.6164 | 0 | 272.4275 | 0 | 272.4275 | 2.2632e-05 | 272.4275 | 0 | 271.823 | 0 | 272.4275 | 0.0047822 | 272.0208 | 0 | 553.1512 | 0.014958 | 552.0355 | 0 | 553.1512 | 0.014165 | 271.6164 | 0
|  | 272.6361 | -0.00012668 | 272.2286 | -0.014199 | 359.2277 | 0.0068328 | 272.6361 | -0.019231 | 272.2286 | 0 | 266.0804 | 0 | 272.2286 | 0 | 272.6361 | 0 | 271.823 | 0 | 272.6361 | 0 | 272.6361 | 0 | 272.6361 | 0 | 272.0296 | 0 | 272.6361 | 0 | 272.2286 | 0 | 553.3078 | 0.016173 | 552.193 | 0 | 553.3078 | 0.014821 | 271.823 | 0
|  | 272.8446 | 0.030962 | 272.4365 | 0.022053 | 359.341 | 0.0018678 | 272.8446 | 0.019543 | 272.4365 | 0 | 266.29 | 0 | 272.4365 | 0 | 272.8446 | 0 | 272.0296 | 0 | 272.8446 | 0 | 272.8446 | 3.3638e-05 | 272.8446 | 0 | 272.2362 | 0 | 272.8446 | 0.0053855 | 272.4365 | 0 | 553.4644 | 0.014958 | 552.3505 | 0 | 553.4644 | 0.013728 | 272.0296 | 0
|  | 273.0532 | 0.0020995 | 272.6443 | -0.0042717 | 359.4543 | 0.0013665 | 273.0532 | 0.001358 | 272.6443 | 0 | 266.4997 | 0 | 272.6443 | 0 | 273.0532 | 0 | 272.2362 | 0 | 273.0532 | 0 | 273.0532 | 0 | 273.0532 | 0 | 272.4428 | 0 | 273.0532 | 0 | 272.6443 | 0 | 553.6211 | 0.0043383 | 552.508 | 9.5653e-05 | 553.6211 | 0.014777 | 272.2362 | 0
|  | 273.2618 | 0.019835 | 272.8522 | 0.0096982 | 359.5676 | 0.00087167 | 273.2618 | 0.003228 | 272.8522 | 0 | 266.7094 | 0 | 272.8522 | 0 | 273.2618 | 0 | 272.4428 | 0 | 273.2618 | 0 | 273.2618 | 4.4491e-05 | 273.2618 | 0 | 272.6494 | 0 | 273.2618 | 0.0090225 | 272.8522 | 0 | 553.7777 | 0.010551 | 552.6655 | 0 | 553.7777 | 0.014122 | 272.4428 | 0
|  | 273.4704 | -0.015073 | 273.0601 | -0.029302 | 359.6809 | 0.0068328 | 273.4704 | -0.0037551 | 273.0601 | 0 | 266.919 | 0 | 273.0601 | 0 | 273.4704 | 0 | 272.6494 | 0 | 273.4704 | 0 | 273.4704 | 0 | 273.4704 | 0 | 272.8561 | 0 | 273.4704 | 0 | 273.0601 | 0 | 553.9343 | 0.010377 | 552.823 | 0.00028696 | 553.9343 | 0.01504 | 272.6494 | 0
|  | 273.679 | 0.018492 | 273.268 | 0.014427 | 359.7942 | 0 | 273.679 | 0.015591 | 273.268 | 0 | 267.1288 | 0 | 273.268 | 0 | 273.679 | 0 | 272.8561 | 0 | 273.679 | 0 | 273.679 | 5.403e-05 | 273.679 | 0 | 273.0628 | 0 | 273.6791 | 0.007533 | 273.268 | 0 | 554.091 | 0.011661 | 552.9805 | 6.3769e-05 | 554.091 | 0.01399 | 272.8561 | 0
|  | 273.8877 | 0.017756 | 273.476 | 0.0053093 | 359.9075 | 0 | 273.8877 | 0.0048701 | 273.476 | 0 | 267.3385 | 0 | 273.476 | 0 | 273.8877 | 0 | 273.0628 | 0 | 273.8877 | 0 | 273.8877 | 0 | 273.8877 | 0 | 273.2695 | 0 | 273.8877 | 0 | 273.476 | 0 | 554.2477 | 0.012147 | 553.138 | 9.5653e-05 | 554.2477 | 0.01469 | 273.0628 | 0
|  | 274.0963 | 0.046544 | 273.6839 | 0.030706 | 360.0208 | 0 | 274.0963 | -0.00025535 | 273.6839 | 0 | 267.5482 | 0 | 273.6839 | 0 | 274.0963 | 0 | 273.2695 | 0 | 274.0963 | 0 | 274.0963 | 5.031e-05 | 274.0963 | 0 | 273.4762 | 0 | 274.0963 | 0.0043091 | 273.6839 | 0 | 554.4043 | 0.013744 | 553.2955 | 0 | 554.4043 | 0.014034 | 273.2695 | 0
|  | 274.305 | -0.016089 | 273.8919 | -0.024886 | 360.1341 | 0 | 274.305 | -0.015362 | 273.8919 | 0 | 267.758 | 0 | 273.8919 | 0 | 274.305 | 0 | 273.4762 | 0 | 274.305 | 0 | 274.305 | 0 | 274.305 | 0 | 273.6829 | 0 | 274.305 | 0 | 273.8919 | 0 | 554.561 | 0.0057959 | 553.453 | 9.5653e-05 | 554.561 | 0.01504 | 273.4762 | 0
|  | 274.5137 | 0.045738 | 274.0999 | 0.018823 | 360.2474 | 0 | 274.5137 | 0.004465 | 274.0999 | 0 | 267.9677 | 0 | 274.0999 | 0 | 274.5137 | 0 | 273.6829 | 0 | 274.5137 | 0 | 274.5137 | 3.8808e-05 | 274.5137 | 0 | 273.8896 | 0 | 274.5137 | 0.0081642 | 274.0999 | 0 | 554.7177 | 0.0089542 | 553.6105 | 6.3769e-05 | 554.7177 | 0.014209 | 273.6829 | 0
|  | 274.7224 | 0.015878 | 274.3079 | -0.019672 | 360.3607 | 0.0014908 | 274.7224 | -0.012461 | 274.3079 | 0 | 268.1775 | 0 | 274.3079 | 0 | 274.7224 | 0 | 273.8896 | 0 | 274.7224 | 0 | 274.7224 | 0 | 274.7224 | 0 | 274.0963 | 0 | 274.7224 | 0 | 274.3079 | 0 | 554.8744 | 0.012147 | 553.7681 | 0.00028696 | 554.8744 | 0.01469 | 273.8896 | 0
|  | 274.9312 | 0.02452 | 274.5159 | 0.035818 | 360.4739 | 0.0029886 | 274.9312 | 0.019332 | 274.5159 | 0 | 268.3873 | 0 | 274.5159 | 0 | 274.9311 | 0 | 274.0963 | 0 | 274.9311 | 0 | 274.9312 | 9.2141e-05 | 274.9311 | 0 | 274.3031 | 0 | 274.9312 | 0.009361 | 274.5159 | 0 | 555.0311 | 0.0094053 | 553.9256 | 0 | 555.0311 | 0.013597 | 274.0963 | 0
|  | 275.1399 | 0.027898 | 274.7239 | -0.012349 | 360.5872 | 0 | 275.1399 | -0.017045 | 274.7239 | 0 | 268.5971 | 0 | 274.7239 | 0 | 275.1399 | 0 | 274.3031 | 0 | 275.1399 | 0 | 275.1399 | 0 | 275.1399 | 0 | 274.5099 | 0 | 275.1399 | 0 | 274.7239 | 0 | 555.1878 | 0.0084683 | 554.0832 | 9.5653e-05 | 555.1878 | 0.014428 | 274.3031 | 0
|  | 275.3486 | 0.029102 | 274.932 | 0.013309 | 360.7005 | 0 | 275.3486 | 0.034296 | 274.932 | 0 | 268.8069 | 0 | 274.932 | 0 | 275.3486 | 0 | 274.5099 | 0 | 275.3486 | 0 | 275.3486 | 4.8028e-05 | 275.3486 | 0 | 274.7166 | 0 | 275.3486 | 0.0073394 | 274.932 | 0 | 555.3445 | 0.017457 | 554.2407 | 6.3769e-05 | 555.3445 | 0.013816 | 274.5099 | 0
|  | 275.5574 | -0.0024079 | 275.14 | -0.005715 | 360.8138 | 0 | 275.5574 | -0.013525 | 275.14 | 0 | 269.0167 | 0 | 275.14 | 0 | 275.5574 | 0 | 274.7166 | 0 | 275.5574 | 0 | 275.5574 | 0 | 275.5574 | 0 | 274.9234 | 0 | 275.5574 | 0 | 275.14 | 0 | 555.5013 | 0.0097524 | 554.3983 | 9.5653e-05 | 555.5013 | 0.014777 | 274.7166 | 0
|  | 275.7662 | 0.023146 | 275.3481 | 0.029562 | 360.9271 | 0 | 275.7662 | 0.037229 | 275.3481 | 0 | 269.2266 | 0 | 275.3481 | 0 | 275.7662 | 0 | 274.9234 | 0 | 275.7662 | 0 | 275.7662 | 3.7928e-05 | 275.7662 | 0 | 275.1302 | 0 | 275.7662 | 0.0031519 | 275.3481 | 0 | 555.658 | 0.013119 | 554.5559 | 6.3769e-05 | 555.658 | 0.013772 | 274.9234 | 0
|  | 275.975 | -0.0048314 | 275.5562 | -0.054028 | 361.0403 | 0.00037273 | 275.975 | -0.010006 | 275.5562 | 0 | 269.4364 | 0 | 275.5562 | 0 | 275.975 | 0 | 275.1302 | 0 | 275.975 | 0 | 275.975 | 0 | 275.975 | 0 | 275.337 | 0 | 275.975 | 0 | 275.5562 | 0 | 555.8147 | 0.0033565 | 554.7135 | 0.00028696 | 555.8147 | 0.014428 | 275.1302 | 0
|  | 276.1838 | 0.025072 | 275.7644 | 0.017838 | 361.1536 | 0 | 276.1838 | 0.017143 | 275.7644 | 0 | 269.6463 | 0 | 275.7644 | 0 | 276.1838 | 0 | 275.337 | 0 | 276.1838 | 0 | 276.1838 | 4.3038e-05 | 276.1838 | 0 | 275.5439 | 0 | 276.1838 | 0.0063283 | 275.7644 | 0 | 555.9715 | 0.010724 | 554.871 | 6.3769e-05 | 555.9715 | 0.013378 | 275.337 | 0
|  | 276.3926 | -0.018683 | 275.9725 | -0.019065 | 361.2669 | 0.0038513 | 276.3926 | -0.0045375 | 275.9725 | 0 | 269.8562 | 0 | 275.9725 | 0 | 276.3926 | 0 | 275.5439 | 0 | 276.3926 | 0 | 276.3926 | 0 | 276.3926 | 0 | 275.7507 | 0 | 276.3926 | 0 | 275.9725 | 0 | 556.1282 | 0.015375 | 555.0286 | 0 | 556.1282 | 0.014253 | 275.5439 | 0
|  | 276.6015 | 0.010165 | 276.1807 | 0.004896 | 361.3801 | 0.003113 | 276.6015 | 0.012961 | 276.1807 | 0 | 270.0661 | 0 | 276.1807 | 0 | 276.6015 | 0 | 275.7507 | 0 | 276.6015 | 0 | 276.6015 | 1.9759e-05 | 276.6015 | 0 | 275.9576 | 0 | 276.6015 | 0.0076037 | 276.1807 | 0 | 556.285 | 0.014229 | 555.1862 | 0 | 556.285 | 0.013728 | 275.7507 | 0
|  | 276.8104 | 0.002229 | 276.3888 | -0.012005 | 361.4934 | 0 | 276.8104 | -0.015111 | 276.3888 | 0 | 270.276 | 0 | 276.3888 | 0 | 276.8104 | 0 | 275.9576 | 0 | 276.8104 | 0 | 276.8104 | 0 | 276.8104 | 0 | 276.1645 | 0 | 276.8104 | 0 | 276.3888 | 0 | 556.4418 | 0.011418 | 555.3438 | 0.00028696 | 556.4418 | 0.01469 | 275.9576 | 0
|  | 277.0193 | 0.03101 | 276.597 | 0.031988 | 361.6067 | 0 | 277.0193 | 0.0011865 | 276.597 | 0 | 270.4859 | 0 | 276.597 | 0 | 277.0192 | 0 | 276.1645 | 0 | 277.0192 | 0 | 277.0193 | 4.3126e-05 | 277.0192 | 0 | 276.3713 | 0 | 277.0193 | 0.0054592 | 276.597 | 0 | 556.5986 | 0.0092665 | 555.5015 | 6.3769e-05 | 556.5986 | 0.013903 | 276.1645 | 0
|  | 277.2281 | -0.012035 | 276.8052 | -0.017488 | 361.7199 | 0.0064601 | 277.2281 | 0.01201 | 276.8052 | 0 | 270.6958 | 0 | 276.8052 | 0 | 277.2281 | 0 | 276.3713 | 0 | 277.2281 | 0 | 277.2281 | 0 | 277.2281 | 0 | 276.5782 | 0 | 277.2282 | 0 | 276.8052 | 0 | 556.7554 | 0.0071842 | 555.6591 | 0.00028696 | 556.7554 | 0.014734 | 276.3713 | 0
|  | 277.4371 | 0.030393 | 277.0135 | 0.02838 | 361.8332 | 0 | 277.4371 | 0.023225 | 277.0135 | 0 | 270.9058 | 0 | 277.0135 | 0 | 277.4371 | 0 | 276.5782 | 0 | 277.4371 | 0 | 277.4371 | 4.1841e-05 | 277.4371 | 0 | 276.7852 | 0 | 277.4371 | 0.006724 | 277.0135 | 0 | 556.9122 | 0.012633 | 555.8167 | 0 | 556.9122 | 0.013903 | 276.5783 | 0
|  | 277.646 | 0.012216 | 277.2217 | -0.0096847 | 361.9465 | 0 | 277.646 | 0.017483 | 277.2217 | 0 | 271.1158 | 0 | 277.2217 | 0 | 277.646 | 0 | 276.7852 | 0 | 277.646 | 0 | 277.646 | 0 | 277.646 | 0 | 276.9921 | 0 | 277.646 | 0 | 277.2217 | 0 | 557.069 | 0.0061777 | 555.9743 | 9.5653e-05 | 557.069 | 0.014996 | 276.7852 | 0
|  | 277.8549 | 0.036915 | 277.43 | 0.017117 | 362.0597 | 0 | 277.8549 | 0.013187 | 277.43 | 0 | 271.3257 | 0 | 277.43 | 0 | 277.8549 | 0 | 276.9921 | 0 | 277.8549 | 0 | 277.8549 | 3.825e-05 | 277.8549 | 0 | 277.199 | 0 | 277.8549 | 0.0069845 | 277.43 | 0 | 557.2258 | 0.0099954 | 556.132 | 6.3769e-05 | 557.2258 | 0.01399 | 276.9921 | 0
|  | 278.0639 | 0.0097585 | 277.6383 | -0.014858 | 362.173 | 0.0065843 | 278.0639 | -0.020495 | 277.6383 | 0 | 271.5357 | 0 | 277.6383 | 0 | 278.0639 | 0 | 277.199 | 0 | 278.0639 | 0 | 278.0639 | 0 | 278.0639 | 0 | 277.406 | 0 | 278.0639 | 0 | 277.6383 | 0 | 557.3826 | 0.0092665 | 556.2897 | 9.5653e-05 | 557.3826 | 0.01469 | 277.199 | 0
|  | 278.2729 | 0.02181 | 277.8465 | 0.02067 | 362.2862 | 0 | 278.2729 | -0.0078072 | 277.8465 | 0 | 271.7457 | 0 | 277.8465 | 0 | 278.2729 | 0 | 277.406 | 0 | 278.2729 | 0 | 278.2729 | 4.304e-05 | 278.2729 | 0 | 277.6129 | 0 | 278.2729 | 0.0085367 | 277.8465 | 0 | 557.5394 | 0.016242 | 556.4473 | 6.3769e-05 | 557.5394 | 0.013597 | 277.406 | 0
|  | 278.4819 | 0.014726 | 278.0549 | -0.020604 | 362.3995 | 0.0042239 | 278.4819 | -0.0027754 | 278.0549 | 0 | 271.9557 | 0 | 278.0549 | 0 | 278.4819 | 0 | 277.6129 | 0 | 278.4819 | 0 | 278.4819 | 0 | 278.4819 | 0 | 277.8199 | 0 | 278.4819 | 0 | 278.0549 | 0 | 557.6963 | 0.0074618 | 556.605 | 0 | 557.6963 | 0.014253 | 277.613 | 0
|  | 278.6909 | 0.023884 | 278.2632 | 0.023819 | 362.5127 | 0.0038602 | 278.6909 | 0.016273 | 278.2632 | 0 | 272.1657 | 0 | 278.2632 | 0 | 278.6909 | 0 | 277.8199 | 0 | 278.6909 | 0 | 278.6909 | 2.8231e-05 | 278.6909 | 0 | 278.0269 | 0 | 278.6909 | 0.010042 | 278.2632 | 0 | 557.8532 | 0.011765 | 556.7626 | 6.3769e-05 | 557.8532 | 0.013509 | 277.8199 | 0
|  | 278.8999 | 0.0027087 | 278.4715 | -0.008249 | 362.626 | 0.0026089 | 278.8999 | -0.015856 | 278.4715 | 0 | 272.3758 | 0 | 278.4715 | 0 | 278.8999 | 0 | 278.0269 | 0 | 278.8999 | 0 | 278.8999 | 0 | 278.8999 | 0 | 278.2339 | 0 | 278.8999 | 0 | 278.4715 | 0 | 558.01 | 0.011488 | 556.9203 | 0.00028696 | 558.01 | 0.01399 | 278.0269 | 0
|  | 279.1089 | 0.048003 | 278.6799 | -0.0095241 | 362.7392 | 0.0018678 | 279.1089 | 0.0069217 | 278.6799 | 0 | 272.5858 | 0 | 278.6799 | 0 | 279.109 | 0 | 278.2339 | 0 | 279.109 | 0 | 279.1089 | 2.3963e-05 | 279.109 | 0 | 278.4409 | 0 | 279.1089 | 0.0064105 | 278.6799 | 0 | 558.1669 | 0.016902 | 557.078 | 6.3769e-05 | 558.1669 | 0.013553 | 278.2339 | 0
|  | 279.318 | 0.0070975 | 278.8883 | -0.021226 | 362.8524 | 0.00012424 | 279.318 | -0.0017065 | 278.8883 | 0 | 272.7959 | 0 | 278.8883 | 0 | 279.318 | 0 | 278.4409 | 0 | 279.318 | 0 | 279.318 | 0 | 279.318 | 0 | 278.648 | 0 | 279.318 | 0 | 278.8883 | 0 | 558.3238 | 0.0081212 | 557.2357 | 9.5653e-05 | 558.3238 | 0.014253 | 278.4409 | 0
|  | 279.5271 | 0.0094142 | 279.0967 | 0.016084 | 362.9657 | 0.0051054 | 279.5271 | 0.0017036 | 279.0967 | 0 | 273.006 | 0 | 279.0967 | 0 | 279.5271 | 0 | 278.648 | 0 | 279.5271 | 0 | 279.5271 | 4.9629e-05 | 279.5271 | 0 | 278.855 | 0 | 279.5271 | 0.0038718 | 279.0967 | 0 | 558.4806 | 0.010863 | 557.3934 | 0 | 558.4806 | 0.013816 | 278.648 | 0
|  | 279.7362 | 0.00076532 | 279.3051 | -0.0049867 | 363.0789 | 0.0042239 | 279.7362 | -0.0086078 | 279.3051 | 0 | 273.2161 | 0 | 279.3051 | 0 | 279.7362 | 0 | 278.855 | 0 | 279.7362 | 0 | 279.7362 | 0 | 279.7362 | 0 | 279.0621 | 0 | 279.7362 | 0 | 279.3051 | 0 | 558.6375 | 0.0081906 | 557.5511 | 0.00028696 | 558.6375 | 0.014165 | 278.855 | 0
|  | 279.9453 | 0.037213 | 279.5135 | -0.0028347 | 363.1922 | 0 | 279.9453 | -0.0046128 | 279.5135 | 0 | 273.4262 | 0 | 279.5135 | 0 | 279.9453 | 0 | 279.0621 | 0 | 279.9453 | 0 | 279.9453 | 2.8881e-05 | 279.9453 | 0 | 279.2692 | 0 | 279.9453 | 0.00661 | 279.5135 | 0 | 558.7944 | 0.011349 | 557.7088 | 6.3769e-05 | 558.7944 | 0.013509 | 279.0621 | 0
|  | 280.1544 | 0.010922 | 279.722 | -0.0054438 | 363.3054 | 0.0028574 | 280.1544 | -0.0070747 | 279.722 | 0 | 273.6363 | 0 | 279.722 | 0 | 280.1544 | 0 | 279.2692 | 0 | 280.1544 | 0 | 280.1544 | 0 | 280.1544 | 0 | 279.4763 | 0 | 280.1544 | 0 | 279.722 | 0 | 558.9513 | 0.0095789 | 557.8665 | 0 | 558.9513 | 0.01434 | 279.2692 | 0
|  | 280.3635 | 0.015743 | 279.9305 | 0.0086695 | 363.4186 | 0.0026149 | 280.3635 | 0.009915 | 279.9305 | 0 | 273.8465 | 0 | 279.9305 | 0 | 280.3635 | 0 | 279.4763 | 0 | 280.3635 | 0 | 280.3635 | 3.942e-05 | 280.3635 | 0 | 279.6833 | 0 | 280.3635 | 0.008476 | 279.9305 | 0 | 559.1082 | 0.013744 | 558.0243 | 0 | 559.1082 | 0.014034 | 279.4763 | 0
|  | 280.5727 | -0.0019705 | 280.1389 | -0.022014 | 363.5319 | 0.003727 | 280.5727 | 0.0013428 | 280.1389 | 0 | 274.0566 | 0 | 280.1389 | 0 | 280.5727 | 0 | 279.6833 | 0 | 280.5727 | 0 | 280.5727 | 0 | 280.5727 | 0 | 279.8905 | 0 | 280.5727 | 0 | 280.1389 | 0 | 559.2652 | 0.012772 | 558.182 | 0.00028696 | 559.2652 | 0.014777 | 279.6834 | 0
|  | 280.7819 | 0.02897 | 280.3474 | 0.013179 | 363.6451 | 0.00074714 | 280.7819 | -0.014496 | 280.3474 | 0 | 274.2668 | 0 | 280.3474 | 0 | 280.7819 | 0 | 279.8905 | 0 | 280.7819 | 0 | 280.7819 | 3.8165e-05 | 280.7819 | 0 | 280.0976 | 0 | 280.7819 | 0.0016617 | 280.3474 | 0 | 559.4221 | 0.016242 | 558.3397 | 6.3769e-05 | 559.4221 | 0.013816 | 279.8905 | 0
|  | 280.9911 | -0.02093 | 280.556 | -0.040597 | 363.7583 | 0.0004969 | 280.9911 | 0.0062299 | 280.556 | 0 | 274.4769 | 0 | 280.556 | 0 | 280.991 | 0 | 280.0976 | 0 | 280.991 | 0 | 280.9911 | 0 | 280.991 | 0 | 280.3047 | 0 | 280.9911 | 0 | 280.556 | 0 | 559.579 | 0.010377 | 558.4975 | 0 | 559.579 | 0.014471 | 280.0976 | 0
|  | 281.2003 | 0.036425 | 280.7645 | 0.023619 | 363.8715 | 0 | 281.2003 | 0.0094869 | 280.7645 | 0 | 274.6871 | 0 | 280.7645 | 0 | 281.2002 | 0 | 280.3047 | 0 | 281.2002 | 0 | 281.2003 | 4.8368e-05 | 281.2002 | 0 | 280.5119 | 0 | 281.2003 | 0.0064918 | 280.7645 | 0 | 559.736 | 0.010377 | 558.6552 | 0 | 559.736 | 0.013378 | 280.3048 | 0
|  | 281.4095 | 0.0048188 | 280.9731 | 0.0017696 | 363.9848 | 0 | 281.4095 | -0.040012 | 280.9731 | 0 | 274.8973 | 0 | 280.9731 | 0 | 281.4095 | 0 | 280.5119 | 0 | 281.4095 | 0 | 281.4095 | 0 | 281.4095 | 0 | 280.7191 | 0 | 281.4094 | 0 | 280.9731 | 0 | 559.893 | 0.010065 | 558.813 | 9.5653e-05 | 559.893 | 0.014122 | 280.5119 | 0
|  | 281.6187 | 0.03415 | 281.1816 | 0.020267 | 364.098 | 0 | 281.6187 | 0.0010965 | 281.1816 | 0 | 275.1075 | 0 | 281.1816 | 0 | 281.6187 | 0 | 280.7191 | 0 | 281.6187 | 0 | 281.6187 | 3.1583e-05 | 281.6187 | 0 | 280.9263 | 0 | 281.6187 | 0.0061488 | 281.1816 | 0 | 560.0499 | 0.014403 | 558.9707 | 0 | 560.0499 | 0.01316 | 280.7191 | 0
|  | 281.8279 | 0.0047556 | 281.3902 | 0.010289 | 364.2112 | 0.0013665 | 281.8279 | -0.014391 | 281.3902 | 0 | 275.3178 | 0 | 281.3902 | 0 | 281.8279 | 0 | 280.9263 | 0 | 281.8279 | 0 | 281.8279 | 0 | 281.8279 | 0 | 281.1335 | 0 | 281.8279 | 0 | 281.3902 | 0 | 560.2069 | 0.0043383 | 559.1285 | 0 | 560.2069 | 0.014384 | 280.9263 | 0
|  | 282.0372 | 0.017873 | 281.5988 | 0.020823 | 364.3244 | 0 | 282.0372 | 0.018776 | 281.5988 | 0 | 275.528 | 0 | 281.5988 | 0 | 282.0372 | 0 | 281.1335 | 0 | 282.0372 | 0 | 282.0372 | 4.4293e-05 | 282.0372 | 0 | 281.3407 | 0 | 282.0372 | 0.0045259 | 281.5988 | 0 | 560.3639 | 0.012078 | 559.2863 | 6.3769e-05 | 560.3639 | 0.013597 | 281.1334 | 0
|  | 282.2465 | -0.0064584 | 281.8075 | 0.004948 | 364.4376 | 0.0018635 | 282.2465 | -0.028276 | 281.8075 | 0 | 275.7383 | 0 | 281.8075 | 0 | 282.2465 | 0 | 281.3407 | 0 | 282.2465 | 0 | 282.2465 | 5.8669e-06 | 282.2465 | 0 | 281.5479 | 0 | 282.2465 | 0 | 281.8075 | 0 | 560.5209 | 0.0043383 | 559.4441 | 0.00028696 | 560.5209 | 0.014602 | 281.3407 | 0
|  | 282.4558 | 0.0014787 | 282.0161 | 0.017817 | 364.5508 | 0.0043583 | 282.4558 | 0.03343 | 282.0161 | 0 | 275.9485 | 0 | 282.0161 | 0 | 282.4558 | 0 | 281.5479 | 0 | 282.4558 | 0 | 282.4558 | 3.1024e-05 | 282.4558 | 0 | 281.7551 | 0 | 282.4558 | 0.0038228 | 282.0161 | 0 | 560.6779 | 0.0097524 | 559.6019 | 6.3769e-05 | 560.6779 | 0.013466 | 281.5479 | 0
|  | 282.6651 | 0.0078285 | 282.2247 | -0.043863 | 364.664 | 0.0042239 | 282.6651 | -0.011674 | 282.2247 | 0 | 276.1588 | 0 | 282.2247 | 0 | 282.6651 | 0 | 281.7551 | 0 | 282.6651 | 0 | 282.6651 | 0 | 282.6651 | 0 | 281.9624 | 0 | 282.6651 | 0 | 282.2247 | 0 | 560.8349 | 0.0086071 | 559.7597 | 0.00028696 | 560.8349 | 0.014296 | 281.7551 | 0
|  | 282.8744 | 0.0092846 | 282.4334 | 0.0010801 | 364.7772 | 0 | 282.8744 | 0.0098358 | 282.4334 | 0 | 276.3691 | 0 | 282.4334 | 0 | 282.8744 | 0 | 281.9624 | 0 | 282.8744 | 0 | 282.8744 | 2.9948e-05 | 282.8744 | 0 | 282.1696 | 0 | 282.8744 | 0.0056409 | 282.4334 | 0 | 560.9919 | 0.014889 | 559.9175 | 6.3769e-05 | 560.9919 | 0.013335 | 281.9624 | 0
|  | 283.0838 | 0.0014299 | 282.6421 | -0.030315 | 364.8904 | 0.0099586 | 283.0838 | -0.0022998 | 282.6421 | 0 | 276.5794 | 0 | 282.6421 | 0 | 283.0838 | 0 | 282.1696 | 0 | 283.0838 | 0 | 283.0838 | 0 | 283.0838 | 0 | 282.3769 | 0 | 283.0838 | 0 | 282.6421 | 0 | 561.1489 | 0.0090236 | 560.0753 | 0.00047827 | 561.1489 | 0.014078 | 282.1696 | 0
|  | 283.2931 | 0.027265 | 282.8508 | 0.029664 | 365.0036 | 0.0027395 | 283.2931 | 0.0087991 | 282.8508 | 0 | 276.7897 | 0 | 282.8508 | 0 | 283.2931 | 0 | 282.3769 | 0 | 283.2931 | 0 | 283.2931 | 5.821e-05 | 283.2931 | 0 | 282.5842 | 0 | 283.2931 | 0.0048582 | 282.8508 | 0 | 561.3059 | 0.011731 | 560.2331 | 0 | 561.3059 | 0.013291 | 282.3769 | 0
|  | 283.5025 | 0.010137 | 283.0596 | -0.0072273 | 365.1168 | 0.00323 | 283.5025 | -0.0065101 | 283.0596 | 0 | 277.0001 | 0 | 283.0596 | 0 | 283.5025 | 0 | 282.5842 | 0 | 283.5025 | 0 | 283.5025 | 0 | 283.5025 | 0 | 282.7915 | 0 | 283.5025 | 0 | 283.0596 | 0 | 561.463 | 0.011106 | 560.391 | 9.5653e-05 | 561.463 | 0.014078 | 282.5842 | 0
|  | 283.7119 | 0.031949 | 283.2683 | 0.034372 | 365.2301 | 0 | 283.7119 | 0.019433 | 283.2683 | 0 | 277.2104 | 0 | 283.2683 | 0 | 283.7119 | 0 | 282.7915 | 0 | 283.7119 | 0 | 283.7119 | 4.876e-05 | 283.7119 | 0 | 282.9988 | 0 | 283.7119 | 0.0057915 | 283.2683 | 0 | 561.62 | 0.010724 | 560.5488 | 0 | 561.62 | 0.013509 | 282.7915 | 0
|  | 283.9213 | 0.0041433 | 283.4771 | -0.016075 | 365.3433 | 0.010818 | 283.9213 | -0.0069246 | 283.4771 | 0 | 277.4208 | 0 | 283.4771 | 0 | 283.9213 | 0 | 282.9988 | 0 | 283.9213 | 0 | 283.9213 | 0 | 283.9213 | 0 | 283.2062 | 0 | 283.9213 | 0 | 283.4771 | 0 | 561.7771 | 0.010134 | 560.7066 | 0.00028696 | 561.7771 | 0.014165 | 282.9988 | 0
|  | 284.1307 | 0.026977 | 283.6858 | 0.036053 | 365.4564 | 0 | 284.1307 | 0.019615 | 283.6858 | 0 | 277.6312 | 0 | 283.6858 | 0 | 284.1307 | 0 | 283.2062 | 0 | 284.1307 | 0 | 284.1307 | 6.3358e-05 | 284.1307 | 0 | 283.4135 | 0 | 284.1307 | 0.0061812 | 283.6858 | 0 | 561.9341 | 0.015375 | 560.8645 | 0 | 561.9341 | 0.013247 | 283.2062 | 0
|  | 284.3402 | -0.0062284 | 283.8946 | -0.0039458 | 365.5696 | 0.0019878 | 284.3402 | -0.027849 | 283.8946 | 0 | 277.8416 | 0 | 283.8946 | 0 | 284.3402 | 0 | 283.4135 | 0 | 284.3402 | 0 | 284.3402 | 0 | 284.3402 | 0 | 283.6209 | 0 | 284.3402 | 0 | 283.8946 | 0 | 562.0912 | 0.0057265 | 561.0223 | 0.00028696 | 562.0912 | 0.013641 | 283.4135 | 0
|  | 284.5496 | 0.043874 | 284.1034 | -0.00018423 | 365.6828 | 0.0029886 | 284.5496 | 0.01031 | 284.1034 | 0 | 278.052 | 0 | 284.1034 | 0 | 284.5496 | 0 | 283.6209 | 0 | 284.5496 | 0 | 284.5496 | 3.1586e-05 | 284.5496 | 0 | 283.8282 | 0 | 284.5496 | 0.0082496 | 284.1035 | 0 | 562.2483 | 0.014715 | 561.1802 | 0.00025508 | 562.2483 | 0.013029 | 283.6209 | 0
|  | 284.7591 | 0.0021868 | 284.3123 | -0.015892 | 365.796 | 0.003727 | 284.7591 | -0.029383 | 284.3123 | 0 | 278.2624 | 0 | 284.3123 | 0 | 284.7591 | 0 | 283.8282 | 0 | 284.7591 | 0 | 284.7591 | 0 | 284.7591 | 0 | 284.0356 | 0 | 284.7591 | 0 | 284.3123 | 0 | 562.4054 | 0.009093 | 561.3381 | 0 | 562.4054 | 0.013684 | 283.8283 | 0
|  | 284.9686 | 0.02601 | 284.5211 | -0.041314 | 365.9092 | 0 | 284.9686 | 0.015448 | 284.5211 | 0 | 278.4728 | 0 | 284.5211 | 0 | 284.9686 | 0 | 284.0356 | 0 | 284.9686 | 0 | 284.9686 | 4.0947e-05 | 284.9686 | 0 | 284.243 | 0 | 284.9686 | 0.0052058 | 284.5211 | 0 | 562.5625 | 0.0079477 | 561.496 | 6.3769e-05 | 562.5625 | 0.012985 | 284.0356 | 0
|  | 285.1781 | 0.0083368 | 284.73 | -0.0036006 | 366.0224 | 0.0099586 | 285.1781 | -0.027161 | 284.73 | 0 | 278.6832 | 0 | 284.73 | 0 | 285.1781 | 0 | 284.243 | 0 | 285.1781 | 0 | 285.1781 | 0 | 285.1781 | 0 | 284.4504 | 0 | 285.1781 | 0 | 284.73 | 0 | 562.7196 | 0.0090236 | 561.6539 | 9.5653e-05 | 562.7196 | 0.013728 | 284.243 | 0
|  | 285.3876 | 0.034094 | 284.9389 | 0.005805 | 366.1356 | 0 | 285.3876 | 0.011095 | 284.9389 | 0 | 278.8937 | 0 | 284.9389 | 0 | 285.3876 | 0 | 284.4504 | 0 | 285.3876 | 0 | 285.3876 | 3.1686e-05 | 285.3876 | 0 | 284.6579 | 0 | 285.3876 | 0.0061926 | 284.9389 | 0 | 562.8767 | 0.01416 | 561.8117 | 0 | 562.8767 | 0.012985 | 284.4504 | 0
|  | 285.5971 | 0.0031136 | 285.1478 | -0.028465 | 366.2488 | 0.001615 | 285.5971 | -0.024356 | 285.1478 | 0 | 279.1042 | 0 | 285.1478 | 0 | 285.5971 | 0 | 284.6579 | 0 | 285.5971 | 0 | 285.5971 | 0 | 285.5971 | 0 | 284.8653 | 0 | 285.5971 | 0 | 285.1478 | 0 | 563.0338 | 0.0075659 | 561.9696 | 9.5653e-05 | 563.0338 | 0.013859 | 284.6579 | 0
|  | 285.8067 | 0.028613 | 285.3567 | 0.019434 | 366.3619 | 0 | 285.8067 | -0.0010833 | 285.3567 | 0 | 279.3146 | 0 | 285.3567 | 0 | 285.8067 | 0 | 284.8653 | 0 | 285.8067 | 0 | 285.8067 | 5.1634e-05 | 285.8067 | 0 | 285.0728 | 0 | 285.8067 | 0.0065694 | 285.3567 | 0 | 563.1909 | 0.014958 | 562.1276 | 6.3769e-05 | 563.1909 | 0.013116 | 284.8653 | 0
|  | 286.0163 | 0.015904 | 285.5656 | -0.010506 | 366.4751 | 0 | 286.0163 | -0.0085462 | 285.5656 | 0 | 279.5251 | 0 | 285.5656 | 0 | 286.0163 | 0 | 285.0728 | 0 | 286.0163 | 0 | 286.0163 | 0 | 286.0163 | 0 | 285.2802 | 0 | 286.0163 | 0 | 285.5656 | 0 | 563.348 | 0.0097177 | 562.2855 | 9.5653e-05 | 563.348 | 0.013728 | 285.0727 | 0
|  | 286.2258 | 0.056297 | 285.7746 | -0.0020905 | 366.5883 | 0.0026149 | 286.2258 | 0.013314 | 285.7746 | 0 | 279.7357 | 0 | 285.7746 | 0 | 286.2258 | 0 | 285.2802 | 0 | 286.2258 | 0 | 286.2258 | 2.3874e-05 | 286.2258 | 0 | 285.4877 | 0 | 286.2258 | 0.0037202 | 285.7746 | 0 | 563.5052 | 0.011661 | 562.4434 | 0 | 563.5052 | 0.012941 | 285.2802 | 0
|  | 286.4354 | 0.017683 | 285.9835 | 0.0021689 | 366.7015 | 0.0081675 | 286.4354 | -0.0051961 | 285.9835 | 0 | 279.9462 | 0 | 285.9835 | 0 | 286.4354 | 0 | 285.4877 | 0 | 286.4354 | 0 | 286.4354 | 0 | 286.4354 | 0 | 285.6952 | 0 | 286.4354 | 0 | 285.9835 | 0 | 563.6623 | 0.01062 | 562.6013 | 9.5653e-05 | 563.6623 | 0.013203 | 285.4877 | 0
|  | 286.6451 | 0.037066 | 286.1925 | 0.0088329 | 366.8146 | 0.0011207 | 286.6451 | 0.013869 | 286.1925 | 0 | 280.1567 | 0 | 286.1925 | 0 | 286.645 | 0 | 285.6952 | 0 | 286.645 | 0 | 286.6451 | 2.6364e-05 | 286.645 | 0 | 285.9027 | 0 | 286.6451 | 0.0069118 | 286.1925 | 0 | 563.8195 | 0.01777 | 562.7592 | 0 | 563.8195 | 0.012679 | 285.6952 | 0
|  | 286.8547 | 0.0085447 | 286.4015 | -0.011327 | 366.9278 | 0.00062115 | 286.8547 | -0.0061726 | 286.4015 | 0 | 280.3672 | 0 | 286.4015 | 0 | 286.8547 | 0 | 285.9027 | 0 | 286.8547 | 0 | 286.8547 | 0 | 286.8547 | 0 | 286.1102 | 0 | 286.8547 | 0 | 286.4015 | 0 | 563.9767 | 0.011245 | 562.9172 | 0 | 563.9767 | 0.013466 | 285.9027 | 0
|  | 287.0643 | 0.037471 | 286.6105 | 0.011222 | 367.041 | 0.0058525 | 287.0643 | 0.010374 | 286.6105 | 0 | 280.5778 | 0 | 286.6105 | 0 | 287.0643 | 0 | 286.1102 | 0 | 287.0643 | 0 | 287.0643 | 2.3599e-05 | 287.0643 | 0 | 286.3177 | 0 | 287.0643 | 0.0036607 | 286.6105 | 0 | 564.1339 | 0.012702 | 563.0751 | 6.3769e-05 | 564.1339 | 0.013116 | 286.1102 | 0
|  | 287.274 | 0.0068007 | 286.8196 | 0.0083037 | 367.1542 | 0 | 287.274 | 0.012237 | 286.8196 | 0 | 280.7884 | 0 | 286.8196 | 0 | 287.274 | 0 | 286.3177 | 0 | 287.274 | 0 | 287.274 | 0 | 287.274 | 0 | 286.5253 | 0 | 287.274 | 0 | 286.8196 | 0 | 564.291 | 0.013778 | 563.2331 | 0 | 564.291 | 0.013641 | 286.3177 | 0
|  | 287.4836 | 0.023486 | 287.0286 | -0.0099686 | 367.2673 | 0.0019923 | 287.4836 | -0.002688 | 287.0286 | 0 | 280.999 | 0 | 287.0286 | 0 | 287.4837 | 0 | 286.5253 | 0 | 287.4837 | 0 | 287.4836 | 1.4903e-05 | 287.4837 | 0 | 286.7329 | 0 | 287.4836 | 0.0080853 | 287.0286 | 0 | 564.4482 | 0.018255 | 563.391 | 6.3769e-05 | 564.4482 | 0.012854 | 286.5253 | 0
|  | 287.6934 | 0.028237 | 287.2377 | 0.012574 | 367.3805 | 0.0042239 | 287.6934 | -0.017499 | 287.2377 | 0 | 281.2096 | 0 | 287.2377 | 0 | 287.6934 | 0 | 286.7329 | 0 | 287.6934 | 0 | 287.6934 | 0 | 287.6934 | 0 | 286.9404 | 0 | 287.6934 | 0 | 287.2377 | 0 | 564.6054 | 0.011592 | 563.549 | 0.00047827 | 564.6054 | 0.013684 | 286.7329 | 0
|  | 287.903 | 0.023457 | 287.4468 | 0.017414 | 367.4936 | 0.002864 | 287.903 | 0.001809 | 287.4468 | 0 | 281.4202 | 0 | 287.4468 | 0 | 287.9031 | 0 | 286.9404 | 0 | 287.9031 | 0 | 287.903 | 4.2656e-05 | 287.9031 | 0 | 287.148 | 0 | 287.9031 | 0.0028148 | 287.4468 | 0 | 564.7626 | 0.012078 | 563.707 | 0 | 564.7626 | 0.01316 | 286.9404 | 0
|  | 288.1128 | 0.012217 | 287.6559 | 0.015409 | 367.6068 | 0 | 288.1128 | -0.01066 | 287.6559 | 0 | 281.6308 | 0 | 287.6559 | 0 | 288.1128 | 0 | 287.148 | 0 | 288.1128 | 0 | 288.1128 | 0 | 288.1128 | 0 | 287.3556 | 0 | 288.1128 | 0 | 287.6559 | 0 | 564.9198 | 0.010481 | 563.865 | 9.5653e-05 | 564.9198 | 0.013772 | 287.148 | 0
|  | 288.3225 | 0.02956 | 287.865 | 0.018404 | 367.7199 | 0 | 288.3225 | 0.025574 | 287.865 | 0 | 281.8415 | 0 | 287.865 | 0 | 288.3225 | 0 | 287.3556 | 0 | 288.3225 | 0 | 288.3225 | 5.3049e-05 | 288.3225 | 0 | 287.5632 | 0 | 288.3225 | 0.0047858 | 287.865 | 0 | 565.0771 | 0.013466 | 564.0229 | 6.3769e-05 | 565.0771 | 0.012985 | 287.3556 | 0
|  | 288.5323 | -0.0059335 | 288.0741 | -0.012249 | 367.8331 | 0.0019878 | 288.5323 | -0.0037765 | 288.0741 | 0 | 282.0521 | 0 | 288.0741 | 0 | 288.5323 | 0 | 287.5632 | 0 | 288.5323 | 0 | 288.5323 | 0 | 288.5323 | 0 | 287.7709 | 0 | 288.5323 | 0 | 288.0741 | 0 | 565.2343 | 0.010238 | 564.1809 | 0 | 565.2343 | 0.013422 | 287.5632 | 0
|  | 288.742 | 0.029554 | 288.2833 | 0.0296 | 367.9463 | 0 | 288.742 | 0.015437 | 288.2833 | 0 | 282.2628 | 0 | 288.2833 | 0 | 288.742 | 0 | 287.7709 | 0 | 288.742 | 0 | 288.742 | 6.2305e-05 | 288.742 | 0 | 287.9785 | 0 | 288.742 | 0.012243 | 288.2833 | 0 | 565.3916 | 0.01121 | 564.3389 | 6.3769e-05 | 565.3916 | 0.012591 | 287.7709 | 0
|  | 288.9518 | 0.017299 | 288.4925 | -0.002174 | 368.0594 | 0.0052178 | 288.9518 | -0.023479 | 288.4925 | 0 | 282.4734 | 0 | 288.4925 | 0 | 288.9518 | 0 | 287.9785 | 0 | 288.9518 | 0 | 288.9518 | 0 | 288.9518 | 0 | 288.1862 | 0 | 288.9518 | 0 | 288.4925 | 0 | 565.5488 | 0.0071842 | 564.4969 | 0.00028696 | 565.5488 | 0.013378 | 287.9785 | 0
|  | 289.1617 | 0.0144 | 288.7017 | 0.018109 | 368.1726 | 0 | 289.1617 | 0.0013766 | 288.7017 | 0 | 282.6841 | 0 | 288.7017 | 0 | 289.1616 | 0 | 288.1862 | 0 | 289.1616 | 0 | 289.1617 | 3.6298e-05 | 289.1616 | 0 | 288.3938 | 0 | 289.1617 | 0.0094922 | 288.7017 | 0 | 565.7061 | 0.018915 | 564.655 | 6.3769e-05 | 565.7061 | 0.012897 | 288.1862 | 0
|  | 289.3715 | 0.018533 | 288.9109 | -0.054245 | 368.2857 | 0.01046 | 289.3715 | -0.012222 | 288.9109 | 0 | 282.8948 | 0 | 288.9109 | 0 | 289.3715 | 0 | 288.3938 | 0 | 289.3715 | 0 | 289.3715 | 0 | 289.3715 | 0 | 288.6015 | 0 | 289.3715 | 0 | 288.9109 | 0 | 565.8633 | 0.005553 | 564.813 | 0.00028696 | 565.8633 | 0.013728 | 288.3938 | 0
|  | 289.5813 | 0.03655 | 289.1201 | -0.0034164 | 368.3989 | 0.00099621 | 289.5813 | 0.022163 | 289.1201 | 0 | 283.1056 | 0 | 289.1201 | 0 | 289.5813 | 0 | 288.6015 | 0 | 289.5813 | 0 | 289.5813 | 3.5415e-05 | 289.5813 | 0 | 288.8092 | 0 | 289.5813 | 0.0043056 | 289.1201 | 0 | 566.0206 | 0.011175 | 564.971 | 0 | 566.0206 | 0.012897 | 288.6015 | 0
|  | 289.7911 | 0.0087368 | 289.3293 | 0.039158 | 368.512 | 0.0052178 | 289.7911 | -0.0055096 | 289.3293 | 0 | 283.3163 | 0 | 289.3293 | 0 | 289.7911 | 0 | 288.8092 | 0 | 289.7911 | 0 | 289.7911 | 2.1357e-06 | 289.7911 | 0 | 289.0169 | 0 | 289.7911 | 0 | 289.3293 | 0 | 566.1779 | 0.0090236 | 565.1291 | 0.00028696 | 566.1779 | 0.013422 | 288.8092 | 0
|  | 290.001 | 0.03083 | 289.5386 | 0.020677 | 368.6252 | 0.0034866 | 290.001 | 0.022237 | 289.5386 | 0 | 283.527 | 0 | 289.5386 | 0 | 290.001 | 0 | 289.0169 | 0 | 290.001 | 0 | 290.001 | 3.1698e-05 | 290.001 | 0 | 289.2246 | 0 | 290.001 | 0.0061961 | 289.5386 | 0 | 566.3352 | 0.013674 | 565.2871 | 0 | 566.3352 | 0.012591 | 289.0169 | 0
|  | 290.2109 | 0.012715 | 289.7479 | -0.021043 | 368.7383 | 0.0036028 | 290.2109 | -0.012534 | 289.7479 | 0 | 283.7378 | 0 | 289.7479 | 0 | 290.2109 | 0 | 289.2246 | 0 | 290.2109 | 0 | 290.2109 | 0 | 290.2109 | 0 | 289.4324 | 0 | 290.2109 | 0 | 289.7479 | 0 | 566.4924 | 0.0068371 | 565.4451 | 0 | 566.4924 | 0.013291 | 289.2246 | 0
|  | 290.4208 | 0.033488 | 289.9572 | 0.0071539 | 368.8514 | 0.0068487 | 290.4208 | 0.035086 | 289.9572 | 0 | 283.9486 | 0 | 289.9572 | 0 | 290.4208 | 0 | 289.4324 | 0 | 290.4208 | 0 | 290.4208 | 1.8739e-05 | 290.4208 | 0 | 289.6401 | 0 | 290.4208 | 0.011351 | 289.9572 | 0 | 566.6498 | 0.013049 | 565.6032 | 0 | 566.6498 | 0.012679 | 289.4324 | 0
|  | 290.6307 | 0.024358 | 290.1665 | -0.0074133 | 368.9646 | 0.011463 | 290.6307 | 0.0098556 | 290.1665 | 0 | 284.1594 | 0 | 290.1665 | 0 | 290.6307 | 0 | 289.6401 | 0 | 290.6307 | 0 | 290.6307 | 0 | 290.6307 | 0 | 289.8479 | 0 | 290.6307 | 0 | 290.1665 | 0 | 566.8071 | 0.010377 | 565.7613 | 0.00028696 | 566.8071 | 0.013816 | 289.6401 | 0
|  | 290.8406 | 0.03389 | 290.3758 | 0.0156 | 369.0777 | 0.0073794 | 290.8406 | 0.005107 | 290.3758 | 0 | 284.3701 | 0 | 290.3758 | 0 | 290.8406 | 0 | 289.8479 | 0 | 290.8406 | 0 | 290.8406 | 7.3391e-05 | 290.8406 | 0 | 290.0557 | 0 | 290.8406 | 0.0093827 | 290.3758 | 0 | 566.9644 | 0.014646 | 565.9193 | 6.3769e-05 | 566.9644 | 0.012985 | 289.8479 | 0
|  | 291.0506 | 0.021865 | 290.5851 | 0.033115 | 369.1908 | 0 | 291.0506 | -0.017623 | 290.5851 | 0 | 284.581 | 0 | 290.5851 | 0 | 291.0506 | 0 | 290.0557 | 0 | 291.0506 | 0 | 291.0506 | 1.3328e-05 | 291.0506 | 0 | 290.2635 | 0 | 291.0506 | 0 | 290.5851 | 0 | 567.1217 | 0.011106 | 566.0774 | 0.00028696 | 567.1217 | 0.013859 | 290.0557 | 0
|  | 291.2605 | 0.040555 | 290.7945 | 0.0094691 | 369.304 | 0.0041092 | 291.2605 | -0.0063757 | 290.7945 | 0 | 284.7918 | 0 | 290.7945 | 0 | 291.2605 | 0 | 290.2635 | 0 | 291.2605 | 0 | 291.2605 | 1.7072e-05 | 291.2605 | 0 | 290.4713 | 0 | 291.2605 | 0.0087628 | 290.7945 | 0 | 567.2791 | 0.014993 | 566.2355 | 0 | 567.2791 | 0.01246 | 290.2635 | 0
|  | 291.4705 | -0.0029219 | 291.0039 | -0.019813 | 369.4171 | 0.0023604 | 291.4705 | -0.008276 | 291.0039 | 0 | 285.0026 | 0 | 291.0039 | 0 | 291.4705 | 0 | 290.4713 | 0 | 291.4705 | 0 | 291.4705 | 0 | 291.4705 | 0 | 290.679 | 0 | 291.4705 | 0 | 291.0039 | 0 | 567.4364 | 0.0067677 | 566.3936 | 9.5653e-05 | 567.4364 | 0.013203 | 290.4712 | 0
|  | 291.6805 | 0.019998 | 291.2133 | 0.037359 | 369.5302 | 0.0029886 | 291.6805 | 0.0054414 | 291.2133 | 0 | 285.2135 | 0 | 291.2133 | 0 | 291.6805 | 0 | 290.679 | 0 | 291.6805 | 0 | 291.6805 | 4.9194e-05 | 291.6805 | 0 | 290.8869 | 0 | 291.6805 | 0.003487 | 291.2133 | 0 | 567.5938 | 0.013466 | 566.5517 | 6.3769e-05 | 567.5938 | 0.012373 | 290.6791 | 0
|  | 291.8905 | 0.0011693 | 291.4227 | -0.0017341 | 369.6433 | 0.0065843 | 291.8905 | -0.0085809 | 291.4227 | 0 | 285.4243 | 0 | 291.4227 | 0 | 291.8905 | 0 | 290.8869 | 0 | 291.8905 | 0 | 291.8905 | 0 | 291.8905 | 0 | 291.0947 | 0 | 291.8905 | 0 | 291.4227 | 0 | 567.7511 | 0.0077048 | 566.7098 | 0.00028696 | 567.7511 | 0.013509 | 290.8869 | 0
|  | 292.1005 | 0.033649 | 291.6321 | 0.0088717 | 369.7565 | 0.0047318 | 292.1005 | 0.026053 | 291.6321 | 0 | 285.6352 | 0 | 291.6321 | 0 | 292.1005 | 0 | 291.0947 | 0 | 292.1005 | 0 | 292.1005 | 2.7238e-05 | 292.1005 | 0 | 291.3026 | 0 | 292.1005 | 0.0067896 | 291.6321 | 0 | 567.9085 | 0.012702 | 566.8679 | 0 | 567.9085 | 0.012591 | 291.0947 | 0
|  | 292.3106 | -0.01009 | 291.8416 | -0.040808 | 369.8696 | 0.0091705 | 292.3106 | -0.023087 | 291.8416 | 0 | 285.8461 | 0 | 291.8416 | 0 | 292.3106 | 0 | 291.3026 | 0 | 292.3106 | 0 | 292.3106 | 0 | 292.3106 | 0 | 291.5104 | 0 | 292.3106 | 0 | 291.8416 | 0 | 568.0659 | 0.0097177 | 567.026 | 0.00047827 | 568.0659 | 0.013466 | 291.3026 | 0
|  | 292.5206 | 0.025217 | 292.051 | 0.0092923 | 369.9827 | 0.0041092 | 292.5206 | 0.0073044 | 292.051 | 0 | 286.057 | 0 | 292.051 | 0 | 292.5206 | 0 | 291.5104 | 0 | 292.5206 | 0 | 292.5206 | 4.4055e-05 | 292.5206 | 0 | 291.7183 | 0 | 292.5206 | 0.0056232 | 292.051 | 0 | 568.2232 | 0.013987 | 567.1841 | 0 | 568.2232 | 0.012416 | 291.5104 | 0
|  | 292.7307 | 0.0084535 | 292.2605 | -0.011531 | 370.0958 | 0.0075944 | 292.7307 | -0.043204 | 292.2605 | 0 | 286.2679 | 0 | 292.2605 | 0 | 292.7307 | 0 | 291.7183 | 0 | 292.7307 | 0 | 292.7307 | 0 | 292.7307 | 0 | 291.9262 | 0 | 292.7307 | 0 | 292.2605 | 0 | 568.3806 | 0.012078 | 567.3423 | 9.5653e-05 | 568.3806 | 0.013247 | 291.7183 | 0
|  | 292.9408 | 0.016924 | 292.47 | 0.040471 | 370.209 | 0.002864 | 292.9408 | 0.014111 | 292.47 | 0 | 286.4789 | 0 | 292.47 | 0 | 292.9408 | 0 | 291.9262 | 0 | 292.9408 | 0 | 292.9408 | 4.7983e-05 | 292.9408 | 0 | 292.1341 | 0 | 292.9408 | 0.004122 | 292.47 | 0 | 568.538 | 0.010238 | 567.5004 | 0 | 568.538 | 0.012416 | 291.9262 | 0
|  | 293.1509 | 0.019901 | 292.6795 | -0.019634 | 370.3221 | 0.01132 | 293.1509 | -0.027939 | 292.6795 | 0 | 286.6898 | 0 | 292.6795 | 0 | 293.1509 | 0 | 292.1341 | 0 | 293.1509 | 0 | 293.1509 | 0 | 293.1509 | 0 | 292.3421 | 0 | 293.1509 | 0 | 292.6795 | 0 | 568.6955 | 0.011418 | 567.6585 | 0.00028696 | 568.6955 | 0.013291 | 292.1341 | 0
|  | 293.361 | 0.02091 | 292.889 | 0.0097621 | 370.4352 | 0.0079526 | 293.361 | -0.012404 | 292.889 | 0 | 286.9008 | 0 | 292.889 | 0 | 293.361 | 0 | 292.3421 | 0 | 293.361 | 0 | 293.361 | 2.5102e-05 | 293.361 | 0 | 292.55 | 0 | 293.361 | 0.00092962 | 292.889 | 0 | 568.8529 | 0.016902 | 567.8167 | 0.00044638 | 568.8529 | 0.012635 | 292.3421 | 0
|  | 293.5711 | 0.019246 | 293.0986 | 0.028709 | 370.5483 | 0.013398 | 293.5711 | -0.017032 | 293.0986 | 0 | 287.1118 | 0 | 293.0986 | 0 | 293.5711 | 0 | 292.55 | 0 | 293.5711 | 0 | 293.5711 | 0 | 293.5711 | 0 | 292.7579 | 0 | 293.5711 | 0 | 293.0986 | 0 | 569.0103 | 0.0068371 | 567.9748 | 9.5653e-05 | 569.0103 | 0.012985 | 292.55 | 0
|  | 293.7813 | 0.047347 | 293.3082 | 0.040966 | 370.6614 | 0.011463 | 293.7813 | 0.0026276 | 293.3082 | 0 | 287.3227 | 0 | 293.3082 | 0 | 293.7813 | 0 | 292.7579 | 0 | 293.7813 | 0 | 293.7813 | 6.0254e-05 | 293.7813 | 0 | 292.9659 | 0 | 293.7813 | 0.0065108 | 293.3082 | 0 | 569.1677 | 0.014819 | 568.133 | 6.3769e-05 | 569.1677 | 0.01246 | 292.7579 | 0
|  | 293.9915 | 0.0089663 | 293.5177 | 0.011332 | 370.7745 | 0.013684 | 293.9915 | 0.0025891 | 293.5177 | 0 | 287.5337 | 0 | 293.5177 | 0 | 293.9915 | 0 | 292.9659 | 0 | 293.9915 | 0 | 293.9915 | 5.0622e-07 | 293.9915 | 0 | 293.1739 | 0 | 293.9915 | 0 | 293.5177 | 0 | 569.3252 | 0.012321 | 568.2912 | 9.5653e-05 | 569.3252 | 0.013203 | 292.9659 | 0
|  | 294.2016 | 0.0042273 | 293.7273 | -0.013276 | 370.8876 | 0.013326 | 294.2016 | 0.029711 | 293.7273 | 0 | 287.7448 | 0 | 293.7273 | 0 | 294.2016 | 0 | 293.1739 | 0 | 294.2016 | 0 | 294.2016 | 3.7885e-05 | 294.2016 | 0 | 293.3819 | 0 | 294.2016 | 0.0047511 | 293.7273 | 0 | 569.4826 | 0.011731 | 568.4494 | 0 | 569.4826 | 0.012723 | 293.1739 | 0
|  | 294.4118 | 0.012894 | 293.9369 | -0.00094613 | 371.0007 | 0.0089556 | 294.4118 | -0.0018138 | 293.9369 | 0 | 287.9557 | 0 | 293.9369 | 0 | 294.4118 | 0 | 293.3819 | 0 | 294.4118 | 0 | 294.4118 | 0 | 294.4118 | 0 | 293.5899 | 0 | 294.4118 | 0 | 293.937 | 0 | 569.6401 | 0.0098218 | 568.6075 | 0.00028696 | 569.6401 | 0.013553 | 293.3819 | 0
|  | 294.622 | 0.026132 | 294.1466 | 0.01845 | 371.1138 | 0.013469 | 294.622 | 0.026275 | 294.1466 | 0 | 288.1668 | 0 | 294.1466 | 0 | 294.622 | 0 | 293.5899 | 0 | 294.622 | 0 | 294.622 | 3.907e-05 | 294.622 | 0 | 293.7979 | 0 | 294.622 | 0.0086231 | 294.1466 | 0 | 569.7975 | 0.017318 | 568.7657 | 0 | 569.7975 | 0.012941 | 293.5899 | 0
|  | 294.8323 | -0.0039667 | 294.3562 | 0.0065929 | 371.2269 | 0.01741 | 294.8323 | -0.029981 | 294.3562 | 0 | 288.3778 | 0 | 294.3562 | 0 | 294.8323 | 0 | 293.7979 | 0 | 294.8323 | 0 | 294.8323 | 0 | 294.8323 | 0 | 294.0059 | 0 | 294.8323 | 0 | 294.3562 | 0 | 569.955 | 0.0059694 | 568.9239 | 9.5653e-05 | 569.955 | 0.013772 | 293.7979 | 0
|  | 295.0425 | 0.028142 | 294.5659 | 0.024047 | 371.34 | 0.01655 | 295.0425 | 0.019144 | 294.5659 | 0 | 288.5889 | 0 | 294.5659 | 0 | 295.0425 | 0 | 294.0059 | 0 | 295.0425 | 0 | 295.0425 | 4.1925e-05 | 295.0425 | 0 | 294.214 | 0 | 295.0425 | 0.0049018 | 294.5659 | 0 | 570.1125 | 0.013223 | 569.0821 | 0 | 570.1125 | 0.012679 | 294.0059 | 0
|  | 295.2528 | 0.0040209 | 294.7756 | -0.016569 | 371.4531 | 0.024001 | 295.2528 | -0.019343 | 294.7756 | 0 | 288.8 | 0 | 294.7756 | 0 | 295.2528 | 0 | 294.214 | 0 | 295.2528 | 0 | 295.2528 | 0 | 295.2528 | 0 | 294.422 | 0 | 295.2528 | 0 | 294.7756 | 0 | 570.27 | 0.0092318 | 569.2404 | 0 | 570.27 | 0.01316 | 294.214 | 0
|  | 295.463 | 0.022239 | 294.9853 | 0.0084502 | 371.5662 | 0.01784 | 295.463 | 0.028147 | 294.9853 | 0 | 289.0111 | 0 | 294.9853 | 0 | 295.4631 | 0 | 294.422 | 0 | 295.4631 | 0 | 295.463 | 5.1057e-05 | 295.4631 | 0 | 294.6301 | 0 | 295.463 | 0.0072525 | 294.9853 | 0 | 570.4275 | 0.013744 | 569.3986 | 6.3769e-05 | 570.4275 | 0.012067 | 294.422 | 0
|  | 295.6733 | 0.024796 | 295.195 | 0.011485 | 371.6793 | 0.023213 | 295.6733 | -0.023588 | 295.195 | 0 | 289.2222 | 0 | 295.195 | 0 | 295.6733 | 0 | 294.6301 | 0 | 295.6733 | 0 | 295.6733 | 0 | 295.6733 | 0 | 294.8382 | 0 | 295.6733 | 0 | 295.195 | 0 | 570.585 | 0.010377 | 569.5568 | 9.5653e-05 | 570.585 | 0.013116 | 294.6301 | 0
|  | 295.8836 | 0.05079 | 295.4047 | 0.01179 | 371.7924 | 0.019272 | 295.8836 | 0.025951 | 295.4047 | 0 | 289.4333 | 0 | 295.4047 | 0 | 295.8837 | 0 | 294.8382 | 0 | 295.8837 | 0 | 295.8836 | 2.4796e-05 | 295.8837 | 0 | 295.0463 | 0 | 295.8836 | 0.0056368 | 295.4047 | 0 | 570.7425 | 0.018672 | 569.715 | 6.3769e-05 | 570.7425 | 0.012285 | 294.8382 | 0
|  | 296.094 | -0.0024799 | 295.6145 | -0.0016435 | 371.9055 | 0.031524 | 296.094 | -0.016019 | 295.6145 | 0 | 289.6444 | 0 | 295.6145 | 0 | 296.094 | 0 | 295.0463 | 0 | 296.094 | 0 | 296.094 | 0 | 296.094 | 0 | 295.2544 | 0 | 296.094 | 0 | 295.6145 | 0 | 570.9 | 0.0057265 | 569.8733 | 9.5653e-05 | 570.9 | 0.012985 | 295.0463 | 0
|  | 296.3043 | 0.030649 | 295.8242 | 0.021668 | 372.0186 | 0.028371 | 296.3043 | 0.030826 | 295.8242 | 0 | 289.8556 | 0 | 295.8242 | 0 | 296.3043 | 0 | 295.2544 | 0 | 296.3043 | 0 | 296.3043 | 4.9835e-05 | 296.3043 | 0 | 295.4625 | 0 | 296.3043 | 0.0061695 | 295.8243 | 0 | 571.0575 | 0.012876 | 570.0315 | 0 | 571.0575 | 0.012329 | 295.2544 | 0
|  | 296.5146 | 0.0054696 | 296.034 | 0.0021713 | 372.1317 | 0.030807 | 296.5146 | -0.0021933 | 296.034 | 0 | 290.0667 | 0 | 296.034 | 0 | 296.5147 | 0 | 295.4625 | 0 | 296.5147 | 0 | 296.5146 | 0 | 296.5147 | 0 | 295.6706 | 0 | 296.5147 | 0 | 296.034 | 0 | 571.2151 | 0.013987 | 570.1898 | 0 | 571.2151 | 0.01316 | 295.4625 | 0
|  | 296.725 | 0.039539 | 296.2438 | -0.0019034 | 372.2448 | 0.037757 | 296.725 | 0.010049 | 296.2438 | 0 | 290.2779 | 0 | 296.2438 | 0 | 296.725 | 0 | 295.6706 | 0 | 296.725 | 0 | 296.725 | 1.9032e-05 | 296.725 | 0 | 295.8788 | 0 | 296.725 | 0.0065762 | 296.2438 | 0 | 571.3726 | 0.014577 | 570.348 | 0.00025508 | 571.3726 | 0.012416 | 295.6706 | 0
|  | 296.9354 | 0.0036235 | 296.4537 | -0.024047 | 372.3579 | 0.042342 | 296.9354 | -0.0096664 | 296.4537 | 0 | 290.4891 | 0 | 296.4537 | 0 | 296.9354 | 0 | 295.8788 | 0 | 296.9354 | 0 | 296.9354 | 0 | 296.9354 | 0 | 296.0869 | 0 | 296.9354 | 0 | 296.4537 | 0 | 571.5302 | 0.010308 | 570.5063 | 9.5653e-05 | 571.5302 | 0.012591 | 295.8788 | 0
|  | 297.1458 | 0.022871 | 296.6635 | 0.000293 | 372.471 | 0.046927 | 297.1458 | 0.015815 | 296.6635 | 0 | 290.7003 | 0 | 296.6635 | 0 | 297.1458 | 0 | 296.0869 | 0 | 297.1458 | 0 | 297.1458 | 3.1425e-05 | 297.1458 | 0 | 296.2951 | 0 | 297.1458 | 0.0059019 | 296.6635 | 0 | 571.6877 | 0.013535 | 570.6646 | 6.3769e-05 | 571.6877 | 0.011936 | 296.0869 | 0
|  | 297.3562 | 0.010238 | 296.8733 | -0.0095132 | 372.584 | 0.05094 | 297.3562 | -0.0034504 | 296.8733 | 0 | 290.9115 | 0 | 296.8733 | 0 | 297.3562 | 0 | 296.2951 | 0 | 297.3562 | 0 | 297.3562 | 0 | 297.3562 | 0 | 296.5033 | 0 | 297.3562 | 0 | 296.8733 | 0 | 571.8453 | 0.0074618 | 570.8229 | 9.5653e-05 | 571.8453 | 0.012985 | 296.2951 | 0
|  | 297.5667 | 0.026045 | 297.0832 | -0.00022633 | 372.6971 | 0.056385 | 297.5667 | 0.015212 | 297.0832 | 0 | 291.1227 | 0 | 297.0832 | 0 | 297.5667 | 0 | 296.5033 | 0 | 297.5667 | 0 | 297.5667 | 2.1867e-05 | 297.5667 | 0 | 296.7115 | 0 | 297.5666 | 0.0049486 | 297.0832 | 0 | 572.0029 | 0.014021 | 570.9811 | 0 | 572.0029 | 0.012416 | 296.5033 | 0
|  | 297.7771 | -0.0071585 | 297.2931 | -0.0046385 | 372.8102 | 0.066701 | 297.7771 | 0.0044929 | 297.2931 | 0 | 291.3339 | 0 | 297.2931 | 0 | 297.7771 | 0 | 296.7115 | 0 | 297.7771 | 0 | 297.7771 | 0 | 297.7771 | 0 | 296.9197 | 0 | 297.7771 | 0 | 297.2931 | 0 | 572.1604 | 0.010551 | 571.1394 | 9.5653e-05 | 572.1604 | 0.012897 | 296.7115 | 0
|  | 297.9876 | 0.018798 | 297.503 | 0.033577 | 372.9233 | 0.060898 | 297.9876 | 0.019605 | 297.503 | 0 | 291.5452 | 0 | 297.503 | 0 | 297.9876 | 0 | 296.9197 | 0 | 297.9876 | 0 | 297.9876 | 5.5765e-05 | 297.9876 | 0 | 297.1279 | 0 | 297.9876 | 0.0060922 | 297.503 | 0 | 572.318 | 0.015687 | 571.2977 | 0 | 572.318 | 0.011892 | 296.9197 | 0
|  | 298.1981 | 0.019691 | 297.7129 | -0.0096109 | 373.0364 | 0.083466 | 298.1981 | -0.016871 | 297.7129 | 0 | 291.7564 | 0 | 297.7129 | 0 | 298.1981 | 0 | 297.1279 | 0 | 298.1981 | 0 | 298.1981 | 0 | 298.1981 | 0 | 297.3362 | 0 | 298.1981 | 0 | 297.7129 | 0 | 572.4756 | 0.0060389 | 571.4561 | 9.5653e-05 | 572.4756 | 0.012941 | 297.1279 | 0
|  | 298.4085 | 0.024167 | 297.9229 | 0.0058843 | 373.1494 | 0.079669 | 298.4085 | 0.016516 | 297.9229 | 0 | 291.9677 | 0 | 297.9229 | 0 | 298.4085 | 0 | 297.3362 | 0 | 298.4085 | 0 | 298.4085 | 5.6398e-05 | 298.4085 | 0 | 297.5444 | 0 | 298.4085 | 0.0073121 | 297.9229 | 0 | 572.6332 | 0.015305 | 571.6144 | 0 | 572.6332 | 0.01246 | 297.3362 | 0
|  | 298.619 | -0.0068739 | 298.1328 | -0.0068113 | 373.2625 | 0.098153 | 298.619 | -0.018271 | 298.1328 | 0 | 292.179 | 0 | 298.1328 | 0 | 298.6191 | 0 | 297.5444 | 0 | 298.6191 | 0 | 298.619 | 0 | 298.6191 | 0 | 297.7527 | 0 | 298.6191 | 0 | 298.1328 | 0 | 572.7909 | 0.010447 | 571.7727 | 0 | 572.7909 | 0.013335 | 297.5444 | 0
|  | 298.8296 | 0.028422 | 298.3428 | 0.0091381 | 373.3756 | 0.10188 | 298.8296 | -0.00065823 | 298.3428 | 0 | 292.3903 | 0 | 298.3428 | 0 | 298.8296 | 0 | 297.7527 | 0 | 298.8296 | 0 | 298.8296 | 3.4771e-05 | 298.8296 | 0 | 297.961 | 0 | 298.8296 | 0.0042867 | 298.3428 | 0 | 572.9485 | 0.012459 | 571.931 | 0.00025508 | 572.9485 | 0.012198 | 297.7527 | 0
|  | 299.0401 | 0.0011303 | 298.5528 | -0.013374 | 373.4886 | 0.12724 | 299.0401 | -0.0092292 | 298.5528 | 0 | 292.6016 | 0 | 298.5528 | 0 | 299.0401 | 0 | 297.961 | 0 | 299.0401 | 0 | 299.0401 | 0 | 299.0401 | 0 | 298.1693 | 0 | 299.0401 | 0 | 298.5528 | 0 | 573.1061 | 0.0084683 | 572.0893 | 9.5653e-05 | 573.1061 | 0.013029 | 297.961 | 0
|  | 299.2507 | 0.027688 | 298.7628 | 0.013694 | 373.6017 | 0.14286 | 299.2507 | 0.014475 | 298.7628 | 0 | 292.8129 | 0 | 298.7628 | 0 | 299.2507 | 0 | 298.1693 | 0 | 299.2507 | 0 | 299.2507 | 3.7043e-05 | 299.2507 | 0 | 298.3776 | 0 | 299.2507 | 0.0057194 | 298.7628 | 0 | 573.2638 | 0.011765 | 572.2477 | 6.3769e-05 | 573.2638 | 0.012242 | 298.1693 | 0
|  | 299.4612 | 0.0091005 | 298.9728 | 0.023836 | 373.7148 | 0.15368 | 299.4612 | 0.0053936 | 298.9728 | 0 | 293.0243 | 0 | 298.9728 | 0 | 299.4613 | 0 | 298.3776 | 0 | 299.4613 | 0 | 299.4612 | 0 | 299.4613 | 0 | 298.5859 | 0 | 299.4612 | 0 | 298.9728 | 0 | 573.4214 | 0.0069065 | 572.406 | 9.5653e-05 | 573.4214 | 0.012941 | 298.3776 | 0
|  | 299.6718 | 0.030679 | 299.1828 | 0.0021082 | 373.8278 | 0.17446 | 299.6718 | 0.011555 | 299.1828 | 0 | 293.2356 | 0 | 299.1828 | 0 | 299.6718 | 0 | 298.5859 | 0 | 299.6718 | 0 | 299.6718 | 3.1749e-05 | 299.6718 | 0 | 298.7942 | 0 | 299.6718 | 0.0047126 | 299.1828 | 0 | 573.5791 | 0.010863 | 572.5644 | 0 | 573.5791 | 0.012023 | 298.5859 | 0
|  | 299.8824 | 0.0056683 | 299.3929 | -0.023606 | 373.9409 | 0.20634 | 299.8824 | 0.0026073 | 299.3929 | 0 | 293.447 | 0 | 299.3929 | 0 | 299.8824 | 0 | 298.7942 | 0 | 299.8824 | 0 | 299.8824 | 0 | 299.8824 | 0 | 299.0026 | 0 | 299.8825 | 0 | 299.3929 | 0 | 573.7367 | 0.013778 | 572.7228 | 0.00028696 | 573.7367 | 0.01246 | 298.7942 | 0
|  | 300.0931 | 0.0013856 | 299.603 | 0.013848 | 374.0539 | 0.20483 | 300.0931 | -0.0074763 | 299.603 | 0 | 293.6584 | 0.00012891 | 299.603 | 0 | 300.0931 | 0 | 299.0026 | 0 | 300.0931 | 0 | 300.0931 | 5.6036e-05 | 300.0931 | 0 | 299.2109 | 0 | 300.0931 | 0.00557 | 299.603 | 0 | 573.8944 | 0.011765 | 572.8811 | 6.3769e-05 | 573.8944 | 0.011761 | 299.0026 | 0
|  | 300.3037 | -0.0013999 | 299.8131 | -0.045096 | 374.167 | 0.26136 | 300.3037 | -0.01702 | 299.8131 | 0 | 293.8698 | -0.00010379 | 299.8131 | 0 | 300.3037 | 0 | 299.2109 | 0 | 300.3037 | 0 | 300.3037 | 0 | 300.3037 | 0 | 299.4193 | 0 | 300.3037 | 0 | 299.8131 | 0 | 574.0521 | 0.0095789 | 573.0395 | 0 | 574.0521 | 0.01281 | 299.2109 | 0
|  | 300.5143 | 0.03631 | 300.0232 | 0.045258 | 374.2801 | 0.27082 | 300.5143 | 0.01987 | 300.0232 | 0 | 294.0812 | 9.7185e-05 | 300.0232 | 0 | 300.5144 | 0 | 299.4193 | 0 | 300.5144 | 0 | 300.5143 | 6.1955e-05 | 300.5144 | 0 | 299.6277 | 0 | 300.5143 | 0.0064364 | 300.0232 | 0 | 574.2098 | 0.012078 | 573.1979 | 0.00025508 | 574.2098 | 0.012329 | 299.4193 | 0
|  | 300.725 | 0.021386 | 300.2333 | 0.0070311 | 374.3931 | 0.29023 | 300.725 | 0.0014614 | 300.2333 | 0 | 294.2926 | -7.167e-05 | 300.2333 | 0 | 300.725 | 0 | 299.6277 | 0 | 300.725 | 0 | 300.725 | 0 | 300.725 | 0 | 299.8361 | 0 | 300.725 | 0 | 300.2333 | 0 | 574.3675 | 0.0079824 | 573.3563 | 9.5653e-05 | 574.3675 | 0.013072 | 299.6277 | 0
|  | 300.9357 | 0.029782 | 300.4434 | 0.03609 | 374.5062 | 0.30635 | 300.9357 | -0.0038056 | 300.4434 | 0 | 294.504 | 0.00018617 | 300.4434 | 0 | 300.9357 | 0 | 299.8361 | 0 | 300.9357 | 0 | 300.9357 | 3.6635e-05 | 300.9357 | 0 | 300.0445 | 0 | 300.9357 | 0.0070032 | 300.4434 | 0 | 574.5252 | 0.014403 | 573.5147 | 6.3769e-05 | 574.5252 | 0.011848 | 299.8361 | 0
|  | 301.1464 | 0.026335 | 300.6536 | 0.00081179 | 374.6192 | 0.3583 | 301.1464 | -0.0097001 | 300.6536 | 0 | 294.7155 | -0.0001183 | 300.6536 | 0 | 301.1464 | 0 | 300.0445 | 0 | 301.1464 | 0 | 301.1464 | 0 | 301.1464 | 0 | 300.253 | 0 | 301.1464 | 0 | 300.6536 | 0 | 574.6829 | 0.015201 | 573.6731 | 0 | 574.6829 | 0.012242 | 300.0445 | 0
|  | 301.3571 | 0.037374 | 300.8638 | 0.018653 | 374.7323 | 0.37907 | 301.3571 | 0.018024 | 300.8638 | 0 | 294.9269 | 0.00013845 | 300.8638 | 0 | 301.3571 | 0 | 300.253 | 0 | 301.3571 | 0 | 301.3571 | 3.1609e-05 | 301.3571 | 0 | 300.4614 | 0 | 301.3571 | 0.0030971 | 300.8638 | 0 | 574.8406 | 0.014958 | 573.8315 | 0 | 574.8406 | 0.01128 | 300.253 | 0
|  | 301.5678 | 0.0051751 | 301.0739 | 0.025625 | 374.8453 | 0.4015 | 301.5678 | -0.012539 | 301.0739 | 0 | 295.1384 | -8.2797e-05 | 301.0739 | 0 | 301.5678 | 0 | 300.4614 | 0 | 301.5678 | 0 | 301.5678 | 9.1554e-06 | 301.5678 | 0 | 300.6698 | 0 | 301.5678 | 0 | 301.074 | 0 | 574.9983 | 0.0092665 | 573.9899 | 0.00028696 | 574.9983 | 0.012198 | 300.4614 | 0
|  | 301.7786 | 0.041905 | 301.2842 | 0.014965 | 374.9584 | 0.44341 | 301.7786 | 0.0036404 | 301.2842 | 0 | 295.3499 | 0.00010997 | 301.2842 | 0 | 301.7786 | 0 | 300.6698 | 0 | 301.7786 | 0 | 301.7786 | 3.7324e-05 | 301.7786 | 0 | 300.8783 | 0 | 301.7786 | 0.0030754 | 301.2842 | 0 | 575.1561 | 0.011835 | 574.1483 | 6.3769e-05 | 575.1561 | 0.011761 | 300.6698 | 0
|  | 301.9893 | 0.00072191 | 301.4944 | -0.0069064 | 375.0714 | 0.46612 | 301.9893 | -0.01956 | 301.4944 | 0 | 295.5614 | -4.1045e-05 | 301.4944 | 0 | 301.9893 | 0 | 300.8783 | 0 | 301.9893 | 0 | 301.9893 | 0 | 301.9893 | 0 | 301.0868 | 0 | 301.9894 | 0 | 301.4944 | 0 | 575.3138 | 0.0081212 | 574.3067 | 9.5653e-05 | 575.3138 | 0.012635 | 300.8783 | 0
|  | 302.2001 | 0.014971 | 301.7046 | 0.01655 | 375.1845 | 0.5286 | 302.2001 | -0.0097829 | 301.7046 | 0 | 295.7729 | 0.00019774 | 301.7046 | 0 | 302.2001 | 0 | 301.0868 | 0 | 302.2001 | 0 | 302.2001 | 2.0356e-05 | 302.2001 | 0 | 301.2953 | 0 | 302.2001 | 0.0026397 | 301.7046 | 0 | 575.4715 | 0.0086765 | 574.4652 | 0 | 575.4715 | 0.011848 | 301.0868 | 0
|  | 302.4109 | 0.012002 | 301.9149 | 0.0075442 | 375.2975 | 0.56091 | 302.4109 | -0.0035891 | 301.9149 | 0 | 295.9844 | -4.4382e-05 | 301.9149 | 0 | 302.4109 | 0 | 301.2953 | 0 | 302.4109 | 0 | 302.4109 | 0 | 302.4109 | 0 | 301.5038 | 0 | 302.4109 | 0 | 301.9149 | 0 | 575.6293 | 0.01416 | 574.6236 | 0.00028696 | 575.6293 | 0.012897 | 301.2953 | 0
|  | 302.6217 | 0.026307 | 302.1252 | 0.015814 | 375.4106 | 0.60167 | 302.6217 | 0.042703 | 302.1252 | 0 | 296.1959 | 0.00017504 | 302.1252 | 0 | 302.6217 | 0 | 301.5038 | 0 | 302.6217 | 0 | 302.6217 | 2.9627e-05 | 302.6217 | 0 | 301.7123 | 0 | 302.6217 | 0.0056839 | 302.1252 | 0 | 575.7871 | 0.012459 | 574.7821 | 6.3769e-05 | 575.7871 | 0.01211 | 301.5038 | 0
|  | 302.8326 | 0.007703 | 302.3354 | -0.0046638 | 375.5236 | 0.66601 | 302.8326 | 0.0018994 | 302.3354 | 0 | 296.4075 | -0.00017777 | 302.3354 | 0 | 302.8325 | 0 | 301.7123 | 0 | 302.8325 | 0 | 302.8326 | 0 | 302.8325 | 0 | 301.9208 | 0 | 302.8326 | 0 | 302.3354 | 0 | 575.9448 | 0.01062 | 574.9405 | 0.00028696 | 575.9448 | 0.012679 | 301.7123 | 0
|  | 303.0434 | 0.040976 | 302.5458 | 0.040464 | 375.6366 | 0.67081 | 303.0434 | 0.01281 | 302.5458 | 0 | 296.619 | 9.5312e-05 | 302.5458 | 0 | 303.0434 | 0 | 301.9208 | 0 | 303.0434 | 0 | 303.0434 | 4.2236e-05 | 303.0434 | 0 | 302.1294 | 0 | 303.0434 | 0.0060204 | 302.5457 | 0 | 576.1026 | 0.0070106 | 575.099 | 6.3769e-05 | 576.1026 | 0.011804 | 301.9208 | 0
|  | 303.2542 | 0.017441 | 302.7561 | -0.0097937 | 375.7497 | 0.70735 | 303.2542 | -0.037066 | 302.7561 | 0 | 296.8306 | -7.9128e-05 | 302.7561 | 0 | 303.2542 | 0 | 302.1294 | 0 | 303.2542 | 0 | 303.2542 | 0 | 303.2542 | 0 | 302.338 | 0 | 303.2542 | 0 | 302.7561 | 0 | 576.2604 | 0.010065 | 575.2574 | 0.00028696 | 576.2604 | 0.012766 | 302.1294 | 0
|  | 303.4651 | 0.021559 | 302.9664 | -0.0062904 | 375.8627 | 0.72562 | 303.4651 | 0.018254 | 302.9664 | 0 | 297.0422 | 0.00010096 | 302.9664 | 0 | 303.4651 | 0 | 302.338 | 0 | 303.4651 | 0 | 303.4651 | 7.4803e-06 | 303.4651 | 0 | 302.5465 | 0 | 303.4651 | 0.0055387 | 302.9664 | 0 | 576.4182 | 0.012494 | 575.4159 | 0 | 576.4182 | 0.012198 | 302.3379 | 0
|  | 303.676 | -0.0076877 | 303.1768 | -0.018464 | 375.9757 | 0.80221 | 303.676 | -0.019896 | 303.1768 | 0 | 297.2538 | -0.00011027 | 303.1768 | 0 | 303.676 | 0 | 302.5465 | 0 | 303.676 | 0 | 303.676 | 0 | 303.676 | 0 | 302.7551 | 0 | 303.676 | 0 | 303.1768 | 0 | 576.576 | 0.0082253 | 575.5744 | 0.00028696 | 576.576 | 0.012373 | 302.5465 | 0
|  | 303.8869 | 0.010245 | 303.3872 | 0.02812 | 376.0888 | 0.83918 | 303.8869 | 0.016642 | 303.3872 | 0 | 297.4654 | 4.1962e-05 | 303.3872 | 0 | 303.8869 | 0 | 302.7551 | 0 | 303.8869 | 0 | 303.8869 | 3.5472e-05 | 303.8869 | 0 | 302.9637 | 0 | 303.8869 | 0.0081591 | 303.3872 | 0 | 576.7338 | 0.0061083 | 575.7329 | 0 | 576.7338 | 0.011149 | 302.7551 | 0
|  | 304.0978 | 0.020983 | 303.5975 | -0.02229 | 376.2018 | 0.88109 | 304.0978 | -0.015268 | 303.5975 | 0 | 297.6771 | 4.4471e-06 | 303.5975 | 0 | 304.0978 | 0 | 302.9637 | 0 | 304.0978 | 0 | 304.0978 | 0 | 304.0978 | 0 | 303.1723 | 0 | 304.0978 | 0 | 303.5976 | 0 | 576.8916 | 0.010932 | 575.8914 | 0.00028696 | 576.8916 | 0.011804 | 302.9637 | 0
|  | 304.3087 | 0.043862 | 303.808 | -0.017535 | 376.3148 | 0.90767 | 304.3087 | 0.012333 | 303.808 | 0 | 297.8887 | 0.0001051 | 303.808 | 0 | 304.3087 | 0 | 303.1723 | 0 | 304.3087 | 0 | 304.3087 | 4.4137e-05 | 304.3087 | 0 | 303.381 | 0 | 304.3087 | 0.0048951 | 303.808 | 0 | 577.0495 | 0.012876 | 576.0499 | 0 | 577.0495 | 0.011411 | 303.1723 | 0
|  | 304.5197 | 0.001188 | 304.0184 | 0.0047954 | 376.4279 | 0.96334 | 304.5197 | -0.0088484 | 304.0184 | 0 | 298.1003 | -5.5845e-05 | 304.0184 | 0 | 304.5197 | 0 | 303.381 | 0 | 304.5197 | 0 | 304.5197 | 0 | 304.5197 | 0 | 303.5896 | 0 | 304.5197 | 0 | 304.0184 | 0 | 577.2073 | 0.013188 | 576.2084 | 0 | 577.2073 | 0.012242 | 303.3809 | 0
|  | 304.7307 | 0.040106 | 304.2288 | 0.072389 | 376.5409 | 1.0015 | 304.7307 | 0.011139 | 304.2288 | 0 | 298.312 | 8.8576e-05 | 304.2288 | 0 | 304.7306 | 0 | 303.5896 | 0 | 304.7306 | 0 | 304.7307 | 9.4954e-05 | 304.7306 | 0 | 303.7982 | 0 | 304.7307 | 0.0080963 | 304.2288 | 0 | 577.3651 | 0.012494 | 576.3669 | 0 | 577.3651 | 0.011367 | 303.5896 | 0
|  | 304.9416 | 0.0086157 | 304.4393 | -0.025536 | 376.6539 | 1.0282 | 304.9416 | 0.0038535 | 304.4393 | 0 | 298.5237 | -7.9622e-05 | 304.4393 | 0 | 304.9416 | 0 | 303.7982 | 0 | 304.9416 | 0 | 304.9416 | 0 | 304.9416 | 0 | 304.0069 | 0 | 304.9416 | 0 | 304.4393 | 0 | 577.523 | 0.011002 | 576.5254 | 0.00028696 | 577.523 | 0.011936 | 303.7982 | 0
|  | 305.1526 | 0.038707 | 304.6498 | 0.0055415 | 376.7669 | 1.0714 | 305.1526 | 0.0089822 | 304.6498 | 0 | 298.7354 | 4.9695e-05 | 304.6498 | 0 | 305.1526 | 0 | 304.0069 | 0 | 305.1526 | 0 | 305.1526 | 3.459e-05 | 305.1526 | 0 | 304.2156 | 0 | 305.1526 | 0.0094093 | 304.6498 | 0 | 577.6809 | 0.015757 | 576.684 | 6.3769e-05 | 577.6809 | 0.011367 | 304.0069 | 0
|  | 305.3636 | 0.01856 | 304.8603 | -0.013266 | 376.88 | 1.1264 | 305.3636 | -0.014327 | 304.8603 | 0 | 298.9471 | -6.9215e-05 | 304.8603 | 0 | 305.3636 | 0 | 304.2156 | 0 | 305.3636 | 0 | 305.3636 | 0 | 305.3636 | 0 | 304.4243 | 0 | 305.3636 | 0 | 304.8603 | 0 | 577.8387 | 0.010238 | 576.8425 | 9.5653e-05 | 577.8387 | 0.012067 | 304.2156 | 0
|  | 305.5746 | 0.035368 | 305.0708 | 0.027939 | 376.993 | 1.1834 | 305.5746 | 0.038016 | 305.0708 | 0 | 299.1588 | 0.000165 | 305.0708 | 0 | 305.5746 | 0 | 304.4243 | 0 | 305.5746 | 0 | 305.5746 | 5.0135e-05 | 305.5746 | 0 | 304.633 | 0 | 305.5747 | 0.0049053 | 305.0708 | 0 | 577.9966 | 0.012876 | 577.001 | 0 | 577.9966 | 0.011498 | 304.4243 | 0
|  | 305.7857 | 0.010742 | 305.2813 | -0.030291 | 377.106 | 1.2118 | 305.7857 | 0.0088355 | 305.2813 | 0 | 299.3705 | -6.635e-05 | 305.2813 | 0 | 305.7857 | 0 | 304.633 | 0 | 305.7857 | 0 | 305.7857 | 0 | 305.7857 | 0 | 304.8417 | 0 | 305.7857 | 0 | 305.2813 | 0 | 578.1545 | 0.011037 | 577.1596 | 0.00028696 | 578.1545 | 0.011979 | 304.633 | 0
|  | 305.9967 | 0.024842 | 305.4918 | 0.017881 | 377.219 | 1.2721 | 305.9967 | -0.0036212 | 305.4918 | 0 | 299.5823 | 0.00013849 | 305.4918 | 0 | 305.9967 | 0 | 304.8417 | 0 | 305.9967 | 0 | 305.9967 | 3.7607e-05 | 305.9967 | 0 | 305.0504 | 0 | 305.9967 | 0.0058229 | 305.4918 | 0 | 578.3124 | 0.011037 | 577.3182 | 0 | 578.3124 | 0.011498 | 304.8417 | 0
|  | 306.2078 | -0.0030135 | 305.7024 | -0.0047519 | 377.332 | 1.31 | 306.2078 | 0.0021145 | 305.7024 | 0 | 299.794 | -7.6121e-05 | 305.7024 | 0 | 306.2078 | 0 | 305.0504 | 0 | 306.2078 | 0 | 306.2078 | 0 | 306.2078 | 0 | 305.2592 | 0 | 306.2078 | 0 | 305.7024 | 0 | 578.4703 | 0.0084683 | 577.4767 | 0 | 578.4703 | 0.012373 | 305.0504 | 0
|  | 306.4189 | 0.019609 | 305.913 | -0.0094236 | 377.445 | 1.3686 | 306.4189 | 0.016156 | 305.913 | 0 | 300.0058 | 9.3827e-05 | 305.913 | 0 | 306.4189 | 0 | 305.2592 | 0 | 306.4189 | 0 | 306.4189 | 3.1389e-05 | 306.4189 | 0 | 305.4679 | 0 | 306.4189 | 0.005301 | 305.913 | 0 | 578.6282 | 0.013292 | 577.6353 | 0 | 578.6282 | 0.011892 | 305.2592 | 0
|  | 306.63 | 0.012491 | 306.1236 | -0.0026122 | 377.5581 | 1.4186 | 306.63 | -0.020437 | 306.1236 | 0 | 300.2176 | -0.00010188 | 306.1236 | 0 | 306.63 | 0 | 305.4679 | 0 | 306.63 | 0 | 306.63 | 0 | 306.63 | 0 | 305.6767 | 0 | 306.63 | 0 | 306.1236 | 0 | 578.7861 | 0.011731 | 577.7939 | 9.5653e-05 | 578.7861 | 0.01281 | 305.4679 | 0
|  | 306.8411 | 0.028603 | 306.3342 | 0.021511 | 377.6711 | 1.5081 | 306.8411 | 0.014414 | 306.3342 | 0 | 300.4294 | 0.00019898 | 306.3342 | 0 | 306.8411 | 0 | 305.6767 | 0 | 306.8411 | 0 | 306.8411 | 3.3424e-05 | 306.8411 | 0 | 305.8855 | 0 | 306.8411 | 0.0095604 | 306.3342 | 0 | 578.944 | 0.014507 | 577.9524 | 0 | 578.944 | 0.011892 | 305.6767 | 0
|  | 307.0522 | 0.002609 | 306.5448 | -0.0073514 | 377.7841 | 1.5245 | 307.0522 | 0.00045959 | 306.5448 | 0 | 300.6412 | -8.1143e-05 | 306.5448 | 0 | 307.0522 | 0 | 305.8855 | 0 | 307.0522 | 0 | 307.0522 | 0 | 307.0522 | 0 | 306.0943 | 0 | 307.0523 | 0 | 306.5448 | 0 | 579.1019 | 0.011731 | 578.111 | 0.00028696 | 579.1019 | 0.012373 | 305.8855 | 0
|  | 307.2634 | 0.0045637 | 306.7554 | 0.032747 | 377.8971 | 1.5998 | 307.2634 | -0.012173 | 306.7554 | 0 | 300.853 | 0.00011953 | 306.7554 | 0 | 307.2634 | 0 | 306.0943 | 0 | 307.2634 | 0 | 307.2634 | 4.2234e-05 | 307.2634 | 0 | 306.3031 | 0 | 307.2634 | 0.0091816 | 306.7554 | 0 | 579.2599 | 0.012876 | 578.2696 | 0 | 579.2599 | 0.011455 | 306.0943 | 0
|  | 307.4745 | 0.0039929 | 306.9661 | 0.0062921 | 378.0101 | 1.6448 | 307.4745 | 0.0036074 | 306.9661 | 0 | 301.0649 | 1.6891e-05 | 306.9661 | 0 | 307.4746 | 0 | 306.3031 | 0 | 307.4746 | 0 | 307.4745 | 0 | 307.4746 | 0 | 306.5119 | 0 | 307.4746 | 0 | 306.9661 | 0 | 579.4178 | 0.0099606 | 578.4282 | 9.5653e-05 | 579.4178 | 0.011804 | 306.3031 | 0
|  | 307.6857 | -0.0024616 | 307.1768 | 0.0059071 | 378.1231 | 1.7398 | 307.6857 | 0.011821 | 307.1768 | 0 | 301.2767 | 0.00011042 | 307.1768 | 0 | 307.6857 | 0 | 306.5119 | 0 | 307.6857 | 0 | 307.6857 | 2.0039e-05 | 307.6857 | 0 | 306.7207 | 0 | 307.6857 | 0.0070187 | 307.1768 | 0 | 579.5758 | 0.015687 | 578.5869 | 0.00025508 | 579.5758 | 0.01128 | 306.5119 | 0
|  | 307.8969 | 0.009884 | 307.3875 | 0.0015103 | 378.2361 | 1.832 | 307.8969 | -0.016163 | 307.3875 | 0 | 301.4886 | -3.4234e-05 | 307.3875 | 0 | 307.8969 | 0 | 306.7207 | 0 | 307.8969 | 0 | 307.8969 | 0 | 307.8969 | 0 | 306.9296 | 0 | 307.8969 | 0 | 307.3875 | 0 | 579.7337 | 0.012876 | 578.7455 | 9.5653e-05 | 579.7337 | 0.011717 | 306.7207 | 0
|  | 308.1082 | 0.012553 | 307.5982 | 0.0089605 | 378.3491 | 1.8748 | 308.1082 | 0.006475 | 307.5982 | 0 | 301.7005 | 1.3247e-05 | 307.5982 | 0 | 308.1081 | 0 | 306.9296 | 0 | 308.1081 | 0 | 308.1082 | 3.019e-05 | 308.1081 | 0 | 307.1385 | 0 | 308.1082 | 0.0061858 | 307.5982 | 0 | 579.8917 | 0.018047 | 578.9041 | 6.3769e-05 | 579.8917 | 0.011455 | 306.9296 | 0
|  | 308.3194 | 0.018438 | 307.8089 | 0.0082557 | 378.4621 | 1.9654 | 308.3194 | -0.008668 | 307.8089 | 0 | 301.9124 | -9.4992e-06 | 307.8089 | 0 | 308.3194 | 0 | 307.1385 | 0 | 308.3194 | 0 | 308.3194 | 0 | 308.3194 | 0 | 307.3473 | 0 | 308.3194 | 0 | 307.8089 | 0 | 580.0497 | 0.012147 | 579.0627 | 9.5653e-05 | 580.0497 | 0.012242 | 307.1385 | 0
|  | 308.5306 | 0.039597 | 308.0197 | 0.006493 | 378.5751 | 1.9962 | 308.5306 | -0.0049052 | 308.0197 | 0 | 302.1242 | 9.3228e-05 | 308.0197 | 0 | 308.5306 | 0 | 307.3473 | 0 | 308.5306 | 0 | 308.5306 | 3.1575e-05 | 308.5306 | 0 | 307.5562 | 0 | 308.5306 | 0.0040756 | 308.0197 | 0 | 580.2077 | 0.01829 | 579.2214 | 6.3769e-05 | 580.2077 | 0.011673 | 307.3473 | 0
|  | 308.7419 | 0.0094613 | 308.2304 | -0.0089614 | 378.6881 | 2.0823 | 308.7419 | -0.010466 | 308.2304 | 0 | 302.3362 | 2.536e-05 | 308.2304 | 0 | 308.7419 | 0 | 307.5562 | 0 | 308.7419 | 0 | 308.7419 | 0 | 308.7419 | 0 | 307.7651 | 0 | 308.7419 | 0 | 308.2304 | 0 | 580.3657 | 0.0093359 | 579.38 | 9.5653e-05 | 580.3657 | 0.012154 | 307.5562 | 0
|  | 308.9532 | 0.038438 | 308.4412 | -0.0038541 | 378.8011 | 2.1475 | 308.9532 | -0.0047249 | 308.4412 | 0 | 302.5481 | 0.00014085 | 308.4412 | 0 | 308.9531 | 0 | 307.7651 | 0 | 308.9531 | 0 | 308.9532 | 2.4826e-05 | 308.9531 | 0 | 307.974 | 0 | 308.9532 | 0.0055036 | 308.4412 | 0 | 580.5237 | 0.016416 | 579.5386 | 6.3769e-05 | 580.5237 | 0.011323 | 307.7651 | 0
|  | 309.1644 | 0.020119 | 308.652 | -0.00077986 | 378.9141 | 2.264 | 309.1644 | 0.0082533 | 308.652 | 0 | 302.76 | -0.00010182 | 308.652 | 0 | 309.1644 | 0 | 307.974 | 0 | 309.1644 | 0 | 309.1644 | 0 | 309.1644 | 0 | 308.183 | 0 | 309.1644 | 0 | 308.652 | 0 | 580.6817 | 0.011661 | 579.6973 | 0 | 580.6817 | 0.01211 | 307.974 | 0
|  | 309.3757 | 0.017594 | 308.8628 | 0.0069137 | 379.0271 | 2.3582 | 309.3757 | 0.023341 | 308.8628 | 0 | 302.972 | 0.00011433 | 308.8628 | 0 | 309.3757 | 0 | 308.183 | 0 | 309.3757 | 0 | 309.3757 | 3.5363e-05 | 309.3757 | 0 | 308.3919 | 0 | 309.3757 | 0.0047429 | 308.8628 | 0 | 580.8397 | 0.014021 | 579.856 | 6.3769e-05 | 580.8397 | 0.011411 | 308.183 | 0
|  | 309.5871 | 0.0057413 | 309.0736 | 0.019707 | 379.1401 | 2.4521 | 309.5871 | -0.002251 | 309.0736 | 0 | 303.184 | -8.5355e-05 | 309.0736 | 0 | 309.5871 | 0 | 308.3919 | 0 | 309.5871 | 0 | 309.5871 | 0 | 309.5871 | 0 | 308.6009 | 0 | 309.5871 | 0 | 309.0736 | 0 | 580.9977 | 0.012633 | 580.0146 | 9.5653e-05 | 580.9977 | 0.011892 | 308.3919 | 0
|  | 309.7984 | 0.032617 | 309.2845 | 0.0061597 | 379.2531 | 2.5481 | 309.7984 | -0.0028402 | 309.2845 | 0 | 303.3959 | 0.00010277 | 309.2845 | 0 | 309.7984 | 0 | 308.6009 | 0 | 309.7984 | 0 | 309.7984 | 1.0311e-05 | 309.7984 | 0 | 308.8098 | 0 | 309.7984 | 0.0023089 | 309.2845 | 0 | 581.1558 | 0.015305 | 580.1733 | 0 | 581.1558 | 0.010886 | 308.6009 | 0
|  | 310.0097 | 0.022967 | 309.4953 | -0.015259 | 379.3661 | 2.6208 | 310.0097 | -0.017221 | 309.4953 | 0 | 303.6079 | -8.8104e-06 | 309.4953 | 0 | 310.0097 | 0 | 308.8098 | 0 | 310.0097 | 0 | 310.0097 | 0 | 310.0097 | 0 | 309.0188 | 0 | 310.0097 | 0 | 309.4953 | 0 | 581.3138 | 0.010689 | 580.332 | 9.5653e-05 | 581.3138 | 0.011586 | 308.8098 | 0
|  | 310.2211 | 0.028202 | 309.7062 | 0.0050697 | 379.4791 | 2.7646 | 310.2211 | 0.0039821 | 309.7062 | 0 | 303.8199 | 6.7155e-05 | 309.7062 | 0 | 310.2211 | 0 | 309.0188 | 0 | 310.2211 | 0 | 310.2211 | 2.3549e-05 | 310.2211 | 0 | 309.2278 | 0 | 310.2211 | 0.0082957 | 309.7062 | 0 | 581.4718 | 0.018186 | 580.4907 | 6.3769e-05 | 581.4718 | 0.011061 | 309.0188 | 0
|  | 310.4325 | 0.0088521 | 309.9171 | 0.014503 | 379.592 | 2.8573 | 310.4325 | -0.004642 | 309.9171 | 0 | 304.032 | -1.8738e-05 | 309.9171 | 0 | 310.4325 | 0 | 309.2278 | 0 | 310.4325 | 0 | 310.4325 | 0 | 310.4325 | 0 | 309.4368 | 0 | 310.4325 | 0 | 309.9171 | 0 | 581.6299 | 0.011974 | 580.6494 | 9.5653e-05 | 581.6299 | 0.011717 | 309.2278 | 0
|  | 310.6439 | 0.0072483 | 310.128 | 0.030829 | 379.705 | 3.0138 | 310.6439 | 0.0014064 | 310.128 | 0 | 304.244 | 4.0541e-05 | 310.128 | 0 | 310.6439 | 0 | 309.4368 | 0 | 310.6439 | 0 | 310.6439 | 4.227e-05 | 310.6439 | 0 | 309.6458 | 0 | 310.6439 | 0.0065438 | 310.128 | 0 | 581.788 | 0.014091 | 580.8081 | 0 | 581.788 | 0.011105 | 309.4368 | 0
|  | 310.8553 | 0.018244 | 310.3389 | -0.022618 | 379.818 | 3.0785 | 310.8553 | 0.012863 | 310.3389 | 0 | 304.456 | -8.1632e-05 | 310.3389 | 0 | 310.8553 | 0 | 309.6458 | 0 | 310.8553 | 0 | 310.8553 | 0 | 310.8553 | 0 | 309.8549 | 0 | 310.8553 | 0 | 310.339 | 0 | 581.946 | 0.01239 | 580.9668 | 0 | 581.946 | 0.011892 | 309.6458 | 0
|  | 311.0667 | 0.015232 | 310.5499 | 0.00045707 | 379.931 | 3.1898 | 311.0667 | 0.012338 | 310.5499 | 0 | 304.6681 | 0.00011379 | 310.5499 | 0 | 311.0667 | 0 | 309.8549 | 0 | 311.0667 | 0 | 311.0667 | 4.3794e-06 | 311.0667 | 0 | 310.0639 | 0 | 311.0667 | 0.0016537 | 310.5499 | 0 | 582.1041 | 0.017214 | 581.1255 | 0 | 582.1041 | 0.011367 | 309.8549 | 0
|  | 311.2782 | 0.0048928 | 310.7609 | -0.024633 | 380.044 | 3.3081 | 311.2782 | -0.018485 | 310.7609 | 0 | 304.8802 | -2.5247e-05 | 310.7609 | 0 | 311.2782 | 0 | 310.0639 | 0 | 311.2782 | 0 | 311.2782 | 0 | 311.2782 | 0 | 310.273 | 0 | 311.2782 | 0 | 310.7609 | 0 | 582.2622 | 0.014472 | 581.2842 | 0 | 582.2622 | 0.011979 | 310.0639 | 0
|  | 311.4896 | 0.026959 | 310.9718 | -0.0043246 | 380.157 | 3.4443 | 311.4896 | 0.02235 | 310.9718 | 0 | 305.0923 | 5.4707e-05 | 310.9718 | 0 | 311.4896 | 0 | 310.273 | 0 | 311.4896 | 0 | 311.4896 | 2.0703e-05 | 311.4896 | 0 | 310.4821 | 0 | 311.4896 | 0.0001974 | 310.9718 | 0 | 582.4203 | 0.014507 | 581.443 | 0 | 582.4203 | 0.011192 | 310.273 | 0
|  | 311.7011 | 0.017603 | 311.1828 | -0.023447 | 380.2699 | 3.561 | 311.7011 | -0.0062634 | 311.1828 | 0 | 305.3044 | -0.00012327 | 311.1828 | 0 | 311.7011 | 0 | 310.4821 | 0 | 311.7011 | 0 | 311.7011 | 0 | 311.7011 | 0 | 310.6911 | 0 | 311.7011 | 0 | 311.1828 | 0 | 582.5784 | 0.015305 | 581.6017 | 0.00028696 | 582.5784 | 0.011804 | 310.4821 | 0
|  | 311.9126 | 0.020948 | 311.3938 | 0.030694 | 380.3829 | 3.6852 | 311.9126 | 0.02691 | 311.3938 | 0 | 305.5164 | 0.00014706 | 311.3938 | 0 | 311.9126 | 0 | 310.6911 | 0 | 311.9126 | 0 | 311.9126 | 4.26e-05 | 311.9126 | 0 | 310.9002 | 0 | 311.9126 | 0.0073095 | 311.3938 | 0 | 582.7365 | 0.010134 | 581.7604 | 6.3769e-05 | 582.7365 | 0.011105 | 310.6911 | 0
|  | 312.1241 | -0.0025638 | 311.6049 | -0.0016299 | 380.4959 | 3.8326 | 312.1241 | -0.0089832 | 311.6049 | 0 | 305.7286 | -4.5603e-05 | 311.6049 | 0 | 312.1241 | 0 | 310.9002 | 0 | 312.1241 | 0 | 312.1241 | 0 | 312.1241 | 0 | 311.1093 | 0 | 312.1241 | 0 | 311.6049 | 0 | 582.8946 | 0.0096483 | 581.9192 | 0.00028696 | 582.8946 | 0.011804 | 310.9002 | 0
|  | 312.3356 | 0.025865 | 311.8159 | 0.023453 | 380.6089 | 3.9893 | 312.3356 | 0.036667 | 311.8159 | 0 | 305.9407 | 0.00014055 | 311.8159 | 0 | 312.3356 | 0 | 311.1093 | 0 | 312.3356 | 0 | 312.3356 | 3.6071e-05 | 312.3356 | 0 | 311.3185 | 0 | 312.3356 | 0.0054223 | 311.8159 | 0 | 583.0527 | 0.018672 | 582.0779 | 0 | 583.0527 | 0.011105 | 311.1093 | 0
|  | 312.5471 | 0.0063556 | 312.027 | 0.0082537 | 380.7218 | 4.1412 | 312.5471 | -0.0011954 | 312.027 | 0 | 306.1529 | -8.2629e-05 | 312.027 | 0 | 312.5471 | 0 | 311.3185 | 0 | 312.5471 | 0 | 312.5471 | 0 | 312.5471 | 0 | 311.5276 | 0 | 312.5471 | 0 | 312.027 | 0 | 583.2109 | 0.0097177 | 582.2367 | 0.00066945 | 583.2109 | 0.011717 | 311.3185 | 0
|  | 312.7587 | 0.020319 | 312.238 | 0.0038089 | 380.8348 | 4.2416 | 312.7587 | -0.01417 | 312.238 | 0 | 306.365 | 8.2085e-05 | 312.238 | 0 | 312.7587 | 0 | 311.5276 | 0 | 312.7587 | 0 | 312.7587 | 4.0662e-05 | 312.7587 | 0 | 311.7368 | 0 | 312.7587 | 0.0068516 | 312.238 | 0 | 583.369 | 0.013848 | 582.3955 | 0 | 583.369 | 0.010799 | 311.5276 | 0
|  | 312.9703 | -0.014176 | 312.4491 | -0.0076498 | 380.9478 | 4.3958 | 312.9703 | -0.016098 | 312.4491 | 0 | 306.5772 | -6.8027e-05 | 312.4491 | 0 | 312.9703 | 0 | 311.7368 | 0 | 312.9703 | 0 | 312.9703 | 0 | 312.9703 | 0 | 311.9459 | 0 | 312.9703 | 0 | 312.4491 | 0 | 583.5272 | 0.014472 | 582.5543 | 9.5653e-05 | 583.5272 | 0.01128 | 311.7368 | 0
|  | 313.1819 | -0.0031588 | 312.6603 | 0.014559 | 381.0607 | 4.5251 | 313.1819 | 0.031256 | 312.6603 | 0 | 306.7894 | 8.9244e-05 | 312.6603 | 0 | 313.1818 | 0 | 311.9459 | 0 | 313.1818 | 0 | 313.1819 | 3.5827e-05 | 313.1818 | 0 | 312.1551 | 0 | 313.1818 | 0.0053681 | 312.6603 | 0 | 583.6853 | 0.011592 | 582.713 | 0 | 583.6853 | 0.010755 | 311.9459 | 0
|  | 313.3934 | 0.016207 | 312.8714 | -0.036373 | 381.1737 | 4.6913 | 313.3934 | -0.017618 | 312.8714 | 0 | 307.0016 | -2.0016e-05 | 312.8714 | 0 | 313.3934 | 0 | 312.1551 | 0 | 313.3934 | 0 | 313.3934 | 0 | 313.3934 | 0 | 312.3643 | 0 | 313.3934 | 0 | 312.8714 | 0 | 583.8435 | 0.013119 | 582.8718 | 0 | 583.8435 | 0.01163 | 312.1551 | 0
|  | 313.605 | 0.028535 | 313.0825 | 0.0067833 | 381.2867 | 4.7852 | 313.605 | 0.032468 | 313.0825 | 0 | 307.2138 | 6.674e-05 | 313.0825 | 0 | 313.6051 | 0 | 312.3643 | 0 | 313.6051 | 0 | 313.605 | 3.7508e-05 | 313.6051 | 0 | 312.5735 | 0 | 313.605 | 0.0085271 | 313.0825 | 0 | 584.0016 | 0.011037 | 583.0306 | 0 | 584.0016 | 0.011017 | 312.3643 | 0
|  | 313.8167 | 0.011017 | 313.2937 | 0.0002987 | 381.3997 | 4.9246 | 313.8167 | -0.0075717 | 313.2937 | 0 | 307.426 | -4.6131e-05 | 313.2937 | 0 | 313.8167 | 0 | 312.5735 | 0 | 313.8167 | 0 | 313.8167 | 0 | 313.8167 | 0 | 312.7827 | 0 | 313.8167 | 0 | 313.2937 | 0 | 584.1598 | 0.0080518 | 583.1894 | 0.00047827 | 584.1598 | 0.011455 | 312.5735 | 0
|  | 314.0283 | 0.020112 | 313.5049 | 0.029104 | 381.5126 | 4.9754 | 314.0283 | 0.035994 | 313.5049 | 0 | 307.6383 | 0.0001106 | 313.5049 | 0 | 314.0283 | 0 | 312.7827 | 0 | 314.0283 | 0 | 314.0283 | 3.4181e-05 | 314.0283 | 0 | 312.9919 | 0 | 314.0283 | 0.0087488 | 313.5049 | 0 | 584.318 | 0.014993 | 583.3482 | 0 | 584.318 | 0.010755 | 312.7827 | 0
|  | 314.24 | -0.0024569 | 313.7161 | -0.015155 | 381.6256 | 5.1512 | 314.24 | -0.0055194 | 313.7161 | 0 | 307.8505 | -0.00014197 | 313.7161 | 0 | 314.24 | 0 | 312.9919 | 0 | 314.24 | 0 | 314.24 | 0 | 314.24 | 0 | 313.2012 | 0 | 314.24 | 0 | 313.7161 | 0 | 584.4762 | 0.0083642 | 583.5071 | 9.5653e-05 | 584.4762 | 0.011498 | 312.9919 | 0
|  | 314.4517 | 0.035504 | 313.9273 | 0.020791 | 381.7385 | 5.2519 | 314.4517 | 0.012274 | 313.9273 | 0 | 308.0628 | 0.00010001 | 313.9273 | 0 | 314.4517 | 0 | 313.2012 | 0 | 314.4517 | 0 | 314.4517 | 2.3646e-05 | 314.4517 | 0 | 313.4105 | 0 | 314.4517 | 0.0067486 | 313.9273 | 0 | 584.6344 | 0.010863 | 583.6659 | 6.3769e-05 | 584.6344 | 0.011061 | 313.2012 | 0
|  | 314.6634 | -0.014439 | 314.1385 | 0.014299 | 381.8515 | 5.3771 | 314.6634 | -0.011105 | 314.1385 | 0 | 308.2751 | -1.1605e-05 | 314.1385 | 0 | 314.6633 | 0 | 313.4105 | 0 | 314.6633 | 0 | 314.6634 | 0 | 314.6633 | 0 | 313.6197 | 0 | 314.6634 | 0 | 314.1385 | 0 | 584.7926 | 0.011835 | 583.8247 | 0.00028696 | 584.7926 | 0.012023 | 313.4105 | 0
|  | 314.8751 | 0.013938 | 314.3497 | -0.0031847 | 381.9645 | 5.4331 | 314.8751 | 0.0031131 | 314.3497 | 0 | 308.4874 | 0.00022983 | 314.3497 | 0 | 314.8751 | 0 | 313.6197 | 0 | 314.8751 | 0 | 314.8751 | 0 | 314.8751 | 0 | 313.829 | 0 | 314.8751 | 0.0033495 | 314.3497 | 0 | 584.9508 | 0.014472 | 583.9836 | 0 | 584.9508 | 0.011236 | 313.6197 | 0
|  | 315.0868 | 0.00027581 | 314.561 | -0.018164 | 382.0774 | 5.5816 | 315.0868 | -0.011764 | 314.561 | 0 | 308.6997 | -8.3537e-05 | 314.561 | 0 | 315.0868 | 0 | 313.829 | 0 | 315.0868 | 0 | 315.0868 | 0 | 315.0868 | 0 | 314.0383 | 0 | 315.0868 | 0 | 314.561 | 0 | 585.109 | 0.0098218 | 584.1424 | 0.00028696 | 585.109 | 0.011761 | 313.829 | 0
|  | 315.2985 | 0.044327 | 314.7723 | 0.022385 | 382.1904 | 5.6802 | 315.2985 | 0.042776 | 314.7723 | 0 | 308.912 | 9.8854e-05 | 314.7723 | 0 | 315.2985 | 0 | 314.0383 | 0 | 315.2985 | 0 | 315.2985 | 4.2239e-05 | 315.2985 | 0 | 314.2476 | 0 | 315.2985 | 0.0080573 | 314.7723 | 0 | 585.2673 | 0.014993 | 584.3012 | 6.3769e-05 | 585.2673 | 0.010537 | 314.0383 | 0
|  | 315.5103 | -0.015625 | 314.9836 | 0.014179 | 382.3033 | 5.8121 | 315.5103 | -0.016048 | 314.9836 | 0 | 309.1243 | -4.6033e-05 | 314.9836 | 0 | 315.5103 | 0 | 314.2476 | 0 | 315.5103 | 0 | 315.5103 | 0 | 315.5103 | 0 | 314.4569 | 0 | 315.5102 | 0 | 314.9836 | 0 | 585.4255 | 0.0082948 | 584.4601 | 9.5653e-05 | 585.4255 | 0.011105 | 314.2476 | 0
|  | 315.722 | 0.027923 | 315.1949 | 0.0065837 | 382.4163 | 5.8474 | 315.722 | 0.016131 | 315.1949 | 0 | 309.3367 | 0.00013339 | 315.1949 | 0 | 315.722 | 0 | 314.4569 | 0 | 315.722 | 0 | 315.722 | 2.1448e-05 | 315.722 | 0 | 314.6663 | 0 | 315.722 | 0.0047211 | 315.1949 | 0 | 585.5838 | 0.0098912 | 584.619 | 0 | 585.5838 | 0.010405 | 314.4569 | 0
|  | 315.9338 | 0.04788 | 315.4062 | -0.024476 | 382.5292 | 5.9619 | 315.9338 | -0.0074247 | 315.4062 | 0 | 309.549 | -9.3287e-06 | 315.4062 | 0 | 315.9338 | 0 | 314.6663 | 0 | 315.9338 | 0 | 315.9338 | 0 | 315.9338 | 0 | 314.8756 | 0 | 315.9338 | 0 | 315.4062 | 0 | 585.742 | 0.011349 | 584.7778 | 9.5653e-05 | 585.742 | 0.01128 | 314.6663 | 0
|  | 316.1456 | 0.041132 | 315.6176 | 0.028038 | 382.6422 | 6.0189 | 316.1456 | 0.010488 | 315.6176 | 0 | 309.7614 | 5.0482e-05 | 315.6176 | 0 | 316.1456 | 0 | 314.8756 | 0 | 316.1456 | 0 | 316.1456 | 4.2494e-05 | 316.1456 | 0 | 315.085 | 0 | 316.1456 | 0.006029 | 315.6175 | 0 | 585.9003 | 0.01777 | 584.9367 | 6.3769e-05 | 585.9003 | 0.011061 | 314.8756 | 0
|  | 316.3574 | 0.0060657 | 315.8289 | 0.013708 | 382.7551 | 6.1013 | 316.3574 | -0.014529 | 315.8289 | 0 | 309.9738 | -9.7955e-05 | 315.8289 | 0 | 316.3574 | 0 | 315.085 | 0 | 316.3574 | 0 | 316.3574 | 0 | 316.3574 | 0 | 315.2944 | 0 | 316.3574 | 0 | 315.8289 | 0 | 586.0585 | 0.010863 | 585.0956 | 9.5653e-05 | 586.0585 | 0.01163 | 315.085 | 0
|  | 316.5692 | 0.019854 | 316.0403 | -0.025959 | 382.8681 | 6.2318 | 316.5692 | 0.023238 | 316.0403 | 0 | 310.1862 | 0.00017241 | 316.0403 | 0 | 316.5692 | 0 | 315.2944 | 0 | 316.5692 | 0 | 316.5692 | 4.2589e-05 | 316.5692 | 0 | 315.5038 | 0 | 316.5692 | 0.0060738 | 316.0403 | 0 | 586.2168 | 0.010689 | 585.2545 | 6.3769e-05 | 586.2168 | 0.011061 | 315.2944 | 0
|  | 316.7811 | 0.0084699 | 316.2517 | -0.040108 | 382.981 | 6.2962 | 316.7811 | -0.023062 | 316.2517 | 0 | 310.3986 | -4.9924e-05 | 316.2517 | 0 | 316.7811 | 0 | 315.5038 | 0 | 316.7811 | 0 | 316.7811 | 0 | 316.7811 | 0 | 315.7131 | 0 | 316.7811 | 0 | 316.2517 | 0 | 586.3751 | 0.012807 | 585.4134 | 0 | 586.3751 | 0.011061 | 315.5038 | 0
|  | 316.993 | 0.034293 | 316.4631 | 0.0059971 | 383.094 | 6.3621 | 316.993 | -0.010253 | 316.4631 | 0 | 310.611 | 9.2068e-05 | 316.4631 | 0 | 316.9929 | 0 | 315.7131 | 0 | 316.9929 | 0 | 316.993 | 1.805e-05 | 316.9929 | 0 | 315.9225 | 0 | 316.993 | 0.0064382 | 316.4631 | 0 | 586.5334 | 0.015444 | 585.5723 | 0 | 586.5334 | 0.010493 | 315.7131 | 0
|  | 317.2048 | 0.013467 | 316.6745 | -0.0074472 | 383.2069 | 6.4467 | 317.2048 | -0.00013409 | 316.6745 | 0 | 310.8234 | -5.3226e-05 | 316.6745 | 0 | 317.2048 | 0 | 315.9225 | 0 | 317.2048 | 0 | 317.2048 | 0 | 317.2048 | 0 | 316.132 | 0 | 317.2048 | 0 | 316.6745 | 0 | 586.6917 | 0.014889 | 585.7312 | 0.00028696 | 586.6917 | 0.011236 | 315.9226 | 0
|  | 317.4167 | 0.019295 | 316.886 | 0.015546 | 383.3199 | 6.4964 | 317.4167 | 0.0096056 | 316.886 | 0 | 311.0359 | 0.00014483 | 316.886 | 0 | 317.4167 | 0 | 316.132 | 0 | 317.4167 | 0 | 317.4167 | 3.4039e-05 | 317.4167 | 0 | 316.3414 | 0 | 317.4167 | 0.0070637 | 316.886 | 0 | 586.85 | 0.013744 | 585.8901 | 0.00025508 | 586.85 | 0.010799 | 316.132 | 0
|  | 317.6286 | -0.010385 | 317.0974 | -0.026393 | 383.4328 | 6.5076 | 317.6286 | -0.01252 | 317.0974 | 0 | 311.2484 | -2.4399e-05 | 317.0974 | 0 | 317.6286 | 0 | 316.3414 | 0 | 317.6286 | 0 | 317.6286 | 0 | 317.6286 | 0 | 316.5509 | 0 | 317.6286 | 0 | 317.0974 | 0 | 587.0083 | 0.0098218 | 586.049 | 0 | 587.0083 | 0.01128 | 316.3414 | 0
|  | 317.8405 | 0.019029 | 317.3089 | 0.015189 | 383.5457 | 6.5865 | 317.8405 | 0.0087748 | 317.3089 | 0 | 311.4608 | 4.0976e-05 | 317.3089 | 0 | 317.8405 | 0 | 316.5509 | 0 | 317.8405 | 0 | 317.8405 | 2.1408e-05 | 317.8405 | 0 | 316.7603 | 0 | 317.8406 | 0.0099526 | 317.3089 | 0 | 587.1667 | 0.017561 | 586.2079 | 0.00025508 | 587.1667 | 0.010449 | 316.5509 | 0
|  | 318.0525 | 0.0032201 | 317.5204 | -0.052733 | 383.6587 | 6.5521 | 318.0525 | -0.01298 | 317.5204 | 0 | 311.6733 | 2.3148e-05 | 317.5204 | 0 | 318.0525 | 0 | 316.7603 | 0 | 318.0525 | 0 | 318.0525 | 0 | 318.0525 | 0 | 316.9698 | 0 | 318.0525 | 0 | 317.5204 | 0 | 587.325 | 0.017457 | 586.3669 | 9.5653e-05 | 587.325 | 0.011192 | 316.7604 | 0
|  | 318.2644 | 0.042551 | 317.7319 | 0.022007 | 383.7716 | 6.6673 | 318.2644 | 0.0071466 | 317.7319 | 0 | 311.8858 | 0.00016016 | 317.7319 | 0 | 318.2644 | 0 | 316.9698 | 0 | 318.2644 | 0 | 318.2644 | 2.4129e-05 | 318.2644 | 0 | 317.1793 | 0 | 318.2644 | 0.011009 | 317.7319 | 0 | 587.4833 | 0.015375 | 586.5258 | 6.3769e-05 | 587.4833 | 0.010755 | 316.9698 | 0
|  | 318.4764 | 0.0078975 | 317.9434 | 0.02088 | 383.8846 | 6.6477 | 318.4764 | 0.010415 | 317.9434 | 0 | 312.0983 | -0.00011669 | 317.9434 | 0 | 318.4764 | 0 | 317.1793 | 0 | 318.4764 | 0 | 318.4764 | 0 | 318.4764 | 0 | 317.3888 | 0 | 318.4764 | 0 | 317.9434 | 0 | 587.6417 | 0.015861 | 586.6848 | 0 | 587.6417 | 0.011411 | 317.1793 | 0
|  | 318.6884 | 0.01749 | 318.155 | -0.0032988 | 383.9975 | 6.7113 | 318.6884 | 0.0071825 | 318.155 | 0 | 312.3109 | 7.3626e-05 | 318.155 | 0 | 318.6884 | 0 | 317.3888 | 0 | 318.6884 | 0 | 318.6884 | 1.6243e-05 | 318.6884 | 0 | 317.5983 | 0 | 318.6884 | 0.003737 | 318.155 | 0 | 587.8 | 0.019227 | 586.8437 | 0.00025508 | 587.8 | 0.010843 | 317.3888 | 0
|  | 318.9004 | 0.0051225 | 318.3665 | 0.0032392 | 384.1104 | 6.7225 | 318.9004 | -0.010667 | 318.3665 | 0 | 312.5234 | -6.0636e-05 | 318.3665 | 0 | 318.9004 | 0 | 317.5983 | 0 | 318.9004 | 0 | 318.9004 | 0 | 318.9004 | 0 | 317.8079 | 0 | 318.9004 | 0 | 318.3665 | 0 | 587.9584 | 0.010308 | 587.0027 | 9.5653e-05 | 587.9584 | 0.011105 | 317.5983 | 0
|  | 319.1124 | 0.030151 | 318.5781 | -0.0016005 | 384.2234 | 6.7391 | 319.1124 | 0.02702 | 318.5781 | 0 | 312.7359 | 0.00014671 | 318.5781 | 0 | 319.1124 | 0 | 317.8079 | 0 | 319.1124 | 0 | 319.1124 | 3.6447e-05 | 319.1124 | 0 | 318.0174 | 0 | 319.1124 | 0.0030446 | 318.5781 | 0 | 588.1168 | 0.012633 | 587.1617 | 0.00025508 | 588.1168 | 0.010493 | 317.8079 | 0
|  | 319.3244 | 0.015319 | 318.7897 | -0.00014702 | 384.3363 | 6.8249 | 319.3244 | -0.0072945 | 318.7897 | 0 | 312.9485 | -0.00015354 | 318.7897 | 0 | 319.3244 | 0 | 318.0174 | 0 | 319.3244 | 0 | 319.3244 | 0 | 319.3244 | 0 | 318.227 | 0 | 319.3244 | 0 | 318.7897 | 0 | 588.2751 | 0.013188 | 587.3206 | 9.5653e-05 | 588.2751 | 0.010886 | 318.0174 | 0
|  | 319.5364 | 0.035082 | 319.0013 | 0.0072619 | 384.4492 | 6.841 | 319.5364 | 0.01487 | 319.0013 | 0 | 313.1611 | 4.9475e-05 | 319.0013 | 0 | 319.5365 | 0 | 318.227 | 0 | 319.5365 | 0 | 319.5364 | 1.736e-05 | 319.5365 | 0 | 318.4366 | 0 | 319.5364 | 0.0075885 | 319.0013 | 0 | 588.4335 | 0.016034 | 587.4796 | 0 | 588.4335 | 0.010493 | 318.227 | 0
|  | 319.7485 | 0.016103 | 319.2129 | -0.012956 | 384.5622 | 6.8735 | 319.7485 | -0.0099568 | 319.2129 | 0 | 313.3737 | -3.3702e-05 | 319.2129 | 0 | 319.7485 | 0 | 318.4366 | 0 | 319.7485 | 0 | 319.7485 | 0 | 319.7485 | 0 | 318.6461 | 0 | 319.7485 | 0 | 319.2129 | 0 | 588.5919 | 0.011106 | 587.6386 | 0 | 588.5919 | 0.011192 | 318.4366 | 0
|  | 319.9606 | 0.033775 | 319.4246 | 0.022184 | 384.6751 | 6.7954 | 319.9606 | 0.0057774 | 319.4246 | 0 | 313.5863 | 0.00011164 | 319.4246 | 0 | 319.9606 | 0 | 318.6461 | 0 | 319.9606 | 0 | 319.9606 | 4.9186e-05 | 319.9606 | 0 | 318.8557 | 0 | 319.9606 | 0.0085887 | 319.4246 | 0 | 588.7503 | 0.012217 | 587.7976 | 6.3769e-05 | 588.7503 | 0.010843 | 318.6461 | 0
|  | 320.1727 | -0.0016166 | 319.6362 | -0.016201 | 384.788 | 6.8706 | 320.1727 | -0.0016378 | 319.6362 | 0 | 313.7989 | -6.4915e-05 | 319.6362 | 0 | 320.1727 | 0 | 318.8557 | 0 | 320.1727 | 0 | 320.1727 | 0 | 320.1727 | 0 | 319.0653 | 0 | 320.1727 | 0 | 319.6362 | 0 | 588.9087 | 0.01239 | 587.9566 | 0 | 588.9087 | 0.011192 | 318.8557 | 0
|  | 320.3848 | 0.015974 | 319.8479 | -0.00030677 | 384.901 | 6.8615 | 320.3848 | 0.014798 | 319.8479 | 0 | 314.0115 | 0.00012681 | 319.8479 | 0 | 320.3848 | 0 | 319.0653 | 0 | 320.3848 | 0 | 320.3848 | 3.3514e-05 | 320.3848 | 0 | 319.275 | 0 | 320.3848 | 0.0053163 | 319.8479 | 0 | 589.0671 | 0.009093 | 588.1156 | 6.3769e-05 | 589.0671 | 0.010624 | 319.0653 | 0
|  | 320.5969 | -0.0092169 | 320.0596 | -0.0083803 | 385.0139 | 6.8875 | 320.5969 | 0.0012703 | 320.0596 | 0 | 314.2242 | -9.9119e-05 | 320.0596 | 0 | 320.5969 | 0 | 319.275 | 0 | 320.5969 | 0 | 320.5969 | 0 | 320.5969 | 0 | 319.4846 | 0 | 320.5969 | 0 | 320.0596 | 0 | 589.2256 | 0.014472 | 588.2746 | 0.00028696 | 589.2256 | 0.011149 | 319.275 | 0
|  | 320.809 | 0.035157 | 320.2713 | 0.0095986 | 385.1268 | 6.9065 | 320.809 | 0.019265 | 320.2713 | 0 | 314.4368 | 0.00014394 | 320.2713 | 0 | 320.809 | 0 | 319.4846 | 0 | 320.809 | 0 | 320.809 | 1.519e-05 | 320.809 | 0 | 319.6942 | 0 | 320.809 | 0.0057227 | 320.2713 | 0 | 589.384 | 0.01659 | 588.4336 | 6.3769e-05 | 589.384 | 0.011017 | 319.4846 | 0
|  | 321.0212 | 0.010677 | 320.483 | -0.025759 | 385.2397 | 6.9332 | 321.0212 | -0.0041484 | 320.483 | 0 | 314.6495 | -0.00010621 | 320.483 | 0 | 321.0212 | 0 | 319.6942 | 0 | 321.0212 | 0 | 321.0212 | 0 | 321.0212 | 0 | 319.9039 | 0 | 321.0212 | 0 | 320.483 | 0 | 589.5424 | 0.010794 | 588.5927 | 0.00028696 | 589.5424 | 0.011323 | 319.6942 | 0
|  | 321.2333 | 0.016259 | 320.6948 | 0.02575 | 385.3526 | 6.9501 | 321.2333 | 0.018607 | 320.6948 | 0 | 314.8622 | 9.5281e-05 | 320.6948 | 0 | 321.2333 | 0 | 319.9039 | 0 | 321.2333 | 0 | 321.2333 | 3.1219e-05 | 321.2333 | 0 | 320.1136 | 0 | 321.2333 | 0.0063385 | 320.6948 | 0 | 589.7009 | 0.012702 | 588.7517 | 0 | 589.7009 | 0.010843 | 319.9039 | 0
|  | 321.4455 | -0.00076116 | 320.9065 | 0.018195 | 385.4656 | 6.9571 | 321.4455 | -0.0059705 | 320.9065 | 0 | 315.0749 | -9.4037e-05 | 320.9065 | 0 | 321.4455 | 0 | 320.1136 | 0 | 321.4455 | 0 | 321.4455 | 0 | 321.4455 | 0 | 320.3233 | 0 | 321.4455 | 0 | 320.9065 | 0 | 589.8593 | 0.011765 | 588.9107 | 0.00028696 | 589.8593 | 0.011105 | 320.1136 | 0
|  | 321.6577 | 0.0026732 | 321.1183 | 0.018777 | 385.5785 | 6.9124 | 321.6577 | 0.018129 | 321.1183 | 0 | 315.2876 | 8.5346e-05 | 321.1183 | 0 | 321.6577 | 0 | 320.3233 | 0 | 321.6577 | 0 | 321.6577 | 3.8364e-05 | 321.6577 | 0 | 320.533 | 0 | 321.6577 | 0.0060662 | 321.1183 | 0 | 590.0178 | 0.011106 | 589.0698 | 0 | 590.0178 | 0.010449 | 320.3233 | 0
|  | 321.8699 | 0.013927 | 321.3301 | -0.011997 | 385.6914 | 6.9849 | 321.8699 | -0.010377 | 321.3301 | 0 | 315.5003 | -8.8586e-05 | 321.3301 | 0 | 321.8699 | 0 | 320.533 | 0 | 321.8699 | 0 | 321.8699 | 0 | 321.8699 | 0 | 320.7427 | 0 | 321.8699 | 0 | 321.3301 | 0 | 590.1763 | 0.0092665 | 589.2288 | 0.00028696 | 590.1763 | 0.010843 | 320.533 | 0
|  | 322.0822 | 0.033294 | 321.5419 | 0.0086076 | 385.8043 | 6.9892 | 322.0822 | 0.010272 | 321.5419 | 0 | 315.713 | 0.00012433 | 321.5419 | 0 | 322.0822 | 0 | 320.7427 | 0 | 322.0822 | 0 | 322.0822 | 3.7491e-05 | 322.0822 | 0 | 320.9524 | 0 | 322.0822 | 0.0052793 | 321.5419 | 0 | 590.3347 | 0.019088 | 589.3879 | 0 | 590.3347 | 0.01023 | 320.7427 | 0
|  | 322.2944 | 0.02023 | 321.7537 | 0.0059561 | 385.9172 | 7.0033 | 322.2944 | -0.0071192 | 321.7537 | 0 | 315.9258 | -6.9647e-05 | 321.7537 | 0 | 322.2944 | 0 | 320.9524 | 0 | 322.2944 | 0 | 322.2944 | 0 | 322.2944 | 0 | 321.1621 | 0 | 322.2944 | 0 | 321.7537 | 0 | 590.4932 | 0.0082948 | 589.547 | 9.5653e-05 | 590.4932 | 0.01093 | 320.9524 | 0
|  | 322.5067 | 0.038559 | 321.9655 | 0.00034517 | 386.0301 | 7.0402 | 322.5067 | -0.0037176 | 321.9655 | 0 | 316.1385 | 0.00015315 | 321.9655 | 0 | 322.5067 | 0 | 321.1621 | 0 | 322.5067 | 0 | 322.5067 | 1.588e-05 | 322.5067 | 0 | 321.3719 | 0 | 322.5066 | 0.0046597 | 321.9655 | 0 | 590.6517 | 0.010967 | 589.706 | 0 | 590.6517 | 0.010318 | 321.1621 | 0
|  | 322.7189 | 0.013343 | 322.1774 | -0.026623 | 386.1431 | 7.085 | 322.7189 | -0.016328 | 322.1774 | 0 | 316.3513 | -5.8522e-05 | 322.1774 | 0 | 322.7189 | 0 | 321.3719 | 0 | 322.7189 | 0 | 322.7189 | 0 | 322.7189 | 0 | 321.5817 | 0 | 322.7189 | 0 | 322.1774 | 0 | 590.8102 | 0.011488 | 589.8651 | 0 | 590.8102 | 0.010755 | 321.3719 | 0
|  | 322.9312 | 0.019578 | 322.3893 | 0.023584 | 386.256 | 7.0763 | 322.9312 | 0.022968 | 322.3893 | 0 | 316.5641 | 5.7039e-05 | 322.3893 | 0 | 322.9312 | 0 | 321.5817 | 0 | 322.9312 | 0 | 322.9312 | 2.9531e-05 | 322.9312 | 0 | 321.7914 | 0 | 322.9312 | 0.0043851 | 322.3893 | 0 | 590.9687 | 0.014646 | 590.0242 | 6.3769e-05 | 590.9687 | 0.01023 | 321.5817 | 0
|  | 323.1435 | 0.014676 | 322.6012 | -0.027594 | 386.3689 | 7.126 | 323.1435 | 0.0041417 | 322.6012 | 0 | 316.7769 | -7.4239e-05 | 322.6012 | 0 | 323.1435 | 0 | 321.7914 | 0 | 323.1435 | 0 | 323.1435 | 0 | 323.1435 | 0 | 322.0012 | 0 | 323.1435 | 0 | 322.6012 | 0 | 591.1272 | 0.010551 | 590.1833 | 9.5653e-05 | 591.1272 | 0.010668 | 321.7914 | 0
|  | 323.3558 | 0.026684 | 322.8131 | 0.01894 | 386.4818 | 7.1107 | 323.3558 | 0.020642 | 322.8131 | 0 | 316.9897 | 0.00010819 | 322.8131 | 0 | 323.3558 | 0 | 322.0012 | 0 | 323.3558 | 0 | 323.3558 | 2.4439e-05 | 323.3558 | 0 | 322.211 | 0 | 323.3558 | 0.0049619 | 322.8131 | 0 | 591.2858 | 0.016485 | 590.3424 | 0 | 591.2858 | 0.010449 | 322.0012 | 0
|  | 323.5682 | -0.0036125 | 323.025 | -0.0082755 | 386.5947 | 7.1506 | 323.5682 | 0.013517 | 323.025 | 0 | 317.2025 | 4.0191e-05 | 323.025 | 0 | 323.5682 | 0 | 322.211 | 0 | 323.5682 | 0 | 323.5682 | 0 | 323.5682 | 0 | 322.4209 | 0 | 323.5682 | 0 | 323.025 | 0 | 591.4443 | 0.011106 | 590.5015 | 9.5653e-05 | 591.4443 | 0.010886 | 322.211 | 0
|  | 323.7805 | 0.055334 | 323.2369 | 0.024298 | 386.7076 | 7.1645 | 323.7805 | 0.027007 | 323.2369 | 0 | 317.4153 | 0.00013925 | 323.2369 | 0 | 323.7805 | 0 | 322.4209 | 0 | 323.7805 | 0 | 323.7805 | 3.3652e-05 | 323.7805 | 0 | 322.6307 | 0 | 323.7805 | 0.0039352 | 323.2369 | 0 | 591.6028 | 0.0071842 | 590.6606 | 6.3769e-05 | 591.6028 | 0.010362 | 322.4209 | 0
|  | 323.9929 | 0.022037 | 323.4489 | 0.018576 | 386.8205 | 7.0781 | 323.9929 | 0.0044553 | 323.4489 | 0 | 317.6282 | -7.5607e-06 | 323.4489 | 0 | 323.9929 | 0 | 322.6307 | 0 | 323.9929 | 0 | 323.9929 | 0 | 323.9929 | 0 | 322.8405 | 0 | 323.9929 | 0 | 323.4489 | 0 | 591.7614 | 0.012702 | 590.8197 | 0.00028696 | 591.7614 | 0.010405 | 322.6307 | 0
|  | 324.2053 | 0.035572 | 323.6608 | 5.6647e-05 | 386.9334 | 7.0639 | 324.2053 | 0.027763 | 323.6608 | 0 | 317.8411 | 0.0001 | 323.6608 | 0 | 324.2053 | 0 | 322.8405 | 0 | 324.2053 | 0 | 324.2053 | 2.0753e-05 | 324.2053 | 0 | 323.0504 | 0 | 324.2053 | 0.0084273 | 323.6608 | 0 | 591.9199 | 0.018741 | 590.9789 | 0.00025508 | 591.9199 | 0.0096184 | 322.8406 | 0
|  | 324.4177 | 0.013483 | 323.8728 | -0.023179 | 387.0463 | 7.0602 | 324.4177 | -0.0032479 | 323.8728 | 0 | 318.0539 | -0.00014932 | 323.8728 | 0 | 324.4177 | 0 | 323.0504 | 0 | 324.4177 | 0 | 324.4177 | 0 | 324.4177 | 0 | 323.2603 | 0 | 324.4177 | 0 | 323.8728 | 0 | 592.0785 | 0.012494 | 591.138 | 9.5653e-05 | 592.0785 | 0.010187 | 323.0504 | 0
|  | 324.6301 | 0.044613 | 324.0848 | 0.0019361 | 387.1592 | 7.004 | 324.6301 | 0.021481 | 324.0848 | 0 | 318.2668 | 0.00015283 | 324.0848 | 0 | 324.6301 | 0 | 323.2603 | 0 | 324.6301 | 0 | 324.6301 | 8.6287e-06 | 324.6301 | 0 | 323.4702 | 0 | 324.6301 | 0.0027839 | 324.0848 | 0 | 592.2371 | 0.016242 | 591.2971 | 6.3769e-05 | 592.2371 | 0.0097933 | 323.2602 | 0
|  | 324.8425 | 0.0092109 | 324.2969 | -0.0031053 | 387.2721 | 6.959 | 324.8425 | 0.0014027 | 324.2969 | 0 | 318.4797 | -0.00011139 | 324.2969 | 0 | 324.8425 | 0 | 323.4702 | 0 | 324.8425 | 0 | 324.8425 | 0 | 324.8425 | 0 | 323.68 | 0 | 324.8425 | 0 | 324.2969 | 0 | 592.3956 | 0.0077048 | 591.4563 | 0.00028696 | 592.3956 | 0.010187 | 323.4701 | 0
|  | 325.0549 | 0.047696 | 324.5089 | 0.013302 | 387.385 | 6.9175 | 325.0549 | -0.0025544 | 324.5089 | 0 | 318.6926 | 0.00022184 | 324.5089 | 0 | 325.0549 | 0 | 323.68 | 0 | 325.0549 | 0 | 325.0549 | 3.086e-05 | 325.0549 | 0 | 323.89 | 0 | 325.0549 | 0.0010609 | 324.5089 | 0 | 592.5542 | 0.015201 | 591.6154 | 6.3769e-05 | 592.5542 | 0.009531 | 323.68 | 0
|  | 325.2674 | 0.0028709 | 324.7209 | 0.0044087 | 387.498 | 6.7647 | 325.2674 | -0.016462 | 324.7209 | 0.0019076 | 318.9055 | -4.2625e-05 | 324.7209 | 0 | 325.2674 | 0 | 323.89 | 0 | 325.2674 | 0 | 325.2674 | 0 | 325.2674 | 0 | 324.0999 | 0 | 325.2674 | 0 | 324.7209 | 0 | 592.7128 | 0.011175 | 591.7746 | 0 | 592.7128 | 0.0099682 | 323.8899 | 0
|  | 325.4799 | 0.057379 | 324.933 | 0.012352 | 387.6109 | 6.7371 | 325.4799 | 0.012443 | 324.933 | 0.031124 | 319.1185 | 0.00012052 | 324.933 | 0 | 325.4799 | 0 | 324.0999 | 0 | 325.4799 | 0 | 325.4799 | 2.1853e-05 | 325.4799 | 0 | 324.3098 | 0 | 325.4799 | 0.0064278 | 324.933 | 0 | 592.8714 | 0.010689 | 591.9338 | 0 | 592.8714 | 0.0097058 | 324.0999 | 0
|  | 325.6924 | 0.014638 | 325.1451 | 0.003938 | 387.7237 | 6.6514 | 325.6924 | 0.011926 | 325.1451 | -0.0089404 | 319.3315 | -9.6955e-05 | 325.1451 | 0 | 325.6924 | 0 | 324.3098 | 0 | 325.6924 | 0 | 325.6924 | 0 | 325.6924 | 0 | 324.5197 | 0 | 325.6923 | 0 | 325.1451 | 0 | 593.03 | 0.018568 | 592.0929 | 0 | 593.03 | 0.01023 | 324.3098 | 0
|  | 325.9048 | 0.0097979 | 325.3572 | 0.042388 | 387.8366 | 6.512 | 325.9048 | 0.0099895 | 325.3572 | 0.03805 | 319.5444 | 0.00016973 | 325.3572 | 0 | 325.9049 | 0 | 324.5197 | 0 | 325.9049 | 0 | 325.9048 | 6.6317e-05 | 325.9049 | 0 | 324.7297 | 0 | 325.9049 | 0.0069606 | 325.3572 | 0 | 593.1886 | 0.014091 | 592.2521 | 0 | 593.1886 | 0.0097933 | 324.5197 | 0
|  | 326.1174 | 0.0076487 | 325.5693 | -0.027567 | 387.9495 | 6.4035 | 326.1174 | -0.0034955 | 325.5693 | -0.018841 | 319.7574 | -8.6421e-05 | 325.5693 | 0 | 326.1174 | 0 | 324.7297 | 0 | 326.1174 | 0 | 326.1174 | 0 | 326.1174 | 0 | 324.9397 | 0 | 326.1174 | 0 | 325.5693 | 0 | 593.3472 | 0.014334 | 592.4113 | 9.5653e-05 | 593.3472 | 0.010318 | 324.7297 | 0
|  | 326.3299 | 0.029278 | 325.7814 | 0.022358 | 388.0624 | 6.256 | 326.3299 | 0.021805 | 325.7814 | 0.03507 | 319.9704 | 4.5085e-05 | 325.7814 | 0 | 326.3299 | 0 | 324.9397 | 0 | 326.3299 | 0 | 326.3299 | 2.5528e-05 | 326.3299 | 0 | 325.1497 | 0 | 326.3299 | 0.005785 | 325.7815 | 0 | 593.5059 | 0.014403 | 592.5705 | 0 | 593.5059 | 0.010012 | 324.9397 | 0
|  | 326.5424 | -0.024474 | 325.9936 | -0.007171 | 388.1753 | 6.1923 | 326.5424 | 0.024623 | 325.9936 | -0.0066807 | 320.1834 | -9.0318e-05 | 325.9936 | 0 | 326.5425 | 0 | 325.1497 | 0 | 326.5425 | 0 | 326.5424 | 0 | 326.5425 | 0 | 325.3597 | 0 | 326.5424 | 0 | 325.9936 | 0 | 593.6645 | 0.011592 | 592.7297 | 9.5653e-05 | 593.6645 | 0.010449 | 325.1497 | 0
|  | 326.755 | 0.015081 | 326.2058 | 0.003518 | 388.2882 | 6.0003 | 326.755 | -0.0078527 | 326.2058 | 0.017474 | 320.3964 | 0.0001862 | 326.2058 | 0 | 326.755 | 0 | 325.3597 | 0 | 326.755 | 0 | 326.755 | 2.763e-05 | 326.755 | 0 | 325.5697 | 0 | 326.755 | 0.0036181 | 326.2058 | 0 | 593.8232 | 0.016 | 592.8889 | 0 | 593.8232 | 0.009837 | 325.3597 | 0
|  | 326.9676 | 0.015897 | 326.4179 | 0.0068318 | 388.4011 | 5.8815 | 326.9676 | -0.017559 | 326.4179 | -0.016527 | 320.6094 | -0.00011151 | 326.4179 | 0 | 326.9676 | 0 | 325.5697 | 0 | 326.9676 | 0 | 326.9676 | 0 | 326.9676 | 0 | 325.7797 | 0 | 326.9676 | 0 | 326.418 | 0 | 593.9818 | 0.009093 | 593.0481 | 0 | 593.9818 | 0.010099 | 325.5697 | 0
|  | 327.1802 | 0.030765 | 326.6301 | 0.018965 | 388.514 | 5.7698 | 327.1802 | 0.040705 | 326.6301 | 0.036908 | 320.8224 | 0.0001264 | 326.6301 | 0 | 327.1802 | 0 | 325.7797 | 0 | 327.1802 | 0 | 327.1802 | 5.5837e-05 | 327.1802 | 0 | 325.9897 | 0 | 327.1802 | 0.0046299 | 326.6302 | 0 | 594.1405 | 0.013431 | 593.2073 | 0 | 594.1405 | 0.0097496 | 325.7797 | 0
|  | 327.3928 | 0.0057602 | 326.8424 | -0.013912 | 388.6269 | 5.6158 | 327.3928 | -0.0056516 | 326.8424 | -0.022797 | 321.0355 | -0.00010112 | 326.8424 | 0 | 327.3928 | 0 | 325.9897 | 0 | 327.3928 | 0 | 327.3928 | 0 | 327.3928 | 0 | 326.1998 | 0 | 327.3928 | 0 | 326.8424 | 0 | 594.2991 | 0.013605 | 593.3665 | 9.5653e-05 | 594.2991 | 0.010187 | 325.9898 | 0
|  | 327.6054 | 0.047669 | 327.0546 | 0.0096767 | 388.7398 | 5.4598 | 327.6054 | 0.01088 | 327.0546 | 0.015785 | 321.2486 | 0.00012815 | 327.0546 | 0 | 327.6054 | 0 | 326.1998 | 0 | 327.6054 | 0 | 327.6054 | 2.5692e-05 | 327.6054 | 0 | 326.4099 | 0 | 327.6054 | 0.0037082 | 327.0546 | 0 | 594.4578 | 0.017943 | 593.5258 | 6.3769e-05 | 594.4578 | 0.0097933 | 326.1998 | 0
|  | 327.8181 | 0.0015514 | 327.2668 | 0.011452 | 388.8527 | 5.336 | 327.8181 | -0.0063138 | 327.2668 | 0.001286 | 321.4617 | -1.899e-05 | 327.2668 | 0 | 327.8181 | 0 | 326.4099 | 0 | 327.8181 | 0 | 327.8181 | 0 | 327.8181 | 0 | 326.6199 | 0 | 327.8181 | 0 | 327.2668 | 0 | 594.6165 | 0.012633 | 593.685 | 0 | 594.6165 | 0.010187 | 326.4099 | 0
|  | 328.0307 | 0.019262 | 327.4791 | -0.004642 | 388.9656 | 5.2232 | 328.0307 | 0.016564 | 327.4791 | 0.048036 | 321.6747 | 9.6445e-05 | 327.4791 | 0 | 328.0307 | 0 | 326.6199 | 0 | 328.0307 | 0 | 328.0307 | 2.5923e-05 | 328.0307 | 0 | 326.83 | 0 | 328.0307 | 0.0049704 | 327.4791 | 0 | 594.7752 | 0.014091 | 593.8442 | 0 | 594.7752 | 0.009531 | 326.6199 | 0
|  | 328.2434 | 0.018124 | 327.6914 | -0.019711 | 389.0784 | 5.0598 | 328.2434 | -0.031608 | 327.6914 | -0.04509 | 321.8879 | -6.5209e-05 | 327.6914 | 0 | 328.2434 | 0 | 326.83 | 0 | 328.2434 | 0 | 328.2434 | 0 | 328.2434 | 0 | 327.0401 | 0 | 328.2434 | 0 | 327.6914 | 0 | 594.9339 | 0.012459 | 594.0035 | 9.5653e-05 | 594.9339 | 0.01023 | 326.83 | 0
|  | 328.4561 | 0.035312 | 327.9037 | 0.010533 | 389.1913 | 4.9608 | 328.4561 | 0.02048 | 327.9037 | 0.039217 | 322.101 | 3.9181e-05 | 327.9037 | 0 | 328.4561 | 0 | 327.0401 | 0 | 328.4561 | 0 | 328.4561 | 2.4675e-05 | 328.4561 | 0 | 327.2502 | 0 | 328.4561 | 0.0042715 | 327.9037 | 0 | 595.0926 | 0.015861 | 594.1627 | 6.3769e-05 | 595.0926 | 0.0097496 | 327.0401 | 0
|  | 328.6688 | 0.021975 | 328.116 | -0.014686 | 389.3042 | 4.7695 | 328.6688 | -0.013645 | 328.116 | -0.0070582 | 322.3141 | -0.0001879 | 328.116 | 0 | 328.6688 | 0 | 327.2502 | 0 | 328.6688 | 0 | 328.6688 | 0 | 328.6688 | 0 | 327.4604 | 0 | 328.6688 | 0 | 328.116 | 0 | 595.2513 | 0.012078 | 594.322 | 0 | 595.2513 | 0.01058 | 327.2502 | 0
|  | 328.8815 | 0.037879 | 328.3283 | -0.0041749 | 389.4171 | 4.6457 | 328.8815 | 0.0076621 | 328.3283 | 0.010439 | 322.5273 | 0.00010525 | 328.3283 | 0 | 328.8815 | 0 | 327.4604 | 0 | 328.8815 | 0 | 328.8815 | 4.6643e-05 | 328.8815 | 0 | 327.6705 | 0 | 328.8815 | 0.0069679 | 328.3283 | 0 | 595.41 | 0.01593 | 594.4813 | 0.00025508 | 595.41 | 0.0096184 | 327.4604 | 0
|  | 329.0942 | 0.0070904 | 328.5407 | -0.01356 | 389.53 | 4.4966 | 329.0942 | -0.0053229 | 328.5407 | -0.020302 | 322.7404 | -3.988e-05 | 328.5407 | 0 | 329.0942 | 0 | 327.6705 | 0 | 329.0942 | 0 | 329.0942 | 0 | 329.0942 | 0 | 327.8807 | 0 | 329.0942 | 0 | 328.5407 | 0 | 595.5687 | 0.0094053 | 594.6405 | 0.00047827 | 595.5687 | 0.010012 | 327.6705 | 0
|  | 329.3069 | 0.045846 | 328.753 | 0.0083486 | 389.6429 | 4.3661 | 329.3069 | 0.023237 | 328.753 | 0.038547 | 322.9536 | 0.00014638 | 328.753 | 0 | 329.307 | 0 | 327.8807 | 0 | 329.307 | 0 | 329.3069 | 2.3527e-05 | 329.307 | 0 | 328.0909 | 0 | 329.3069 | 0.0049251 | 328.753 | 0 | 595.7275 | 0.012147 | 594.7998 | 0 | 595.7275 | 0.0093561 | 327.8807 | 0
|  | 329.5197 | 0.0046804 | 328.9654 | -0.023549 | 389.7557 | 4.2858 | 329.5197 | -0.00074626 | 328.9654 | -0.010868 | 323.1668 | -5.339e-05 | 328.9654 | 0 | 329.5197 | 0 | 328.0909 | 0 | 329.5197 | 0 | 329.5197 | 0 | 329.5197 | 0 | 328.301 | 0 | 329.5197 | 0 | 328.9654 | 0 | 595.8862 | 0.012702 | 594.9591 | 0.00028696 | 595.8862 | 0.0099682 | 328.0908 | 0
|  | 329.7325 | 0.023471 | 329.1778 | 0.011461 | 389.8686 | 4.0867 | 329.7325 | 0.0060492 | 329.1778 | 0.023225 | 323.38 | 0.00010483 | 329.1778 | 0 | 329.7325 | 0 | 328.301 | 0 | 329.7325 | 0 | 329.7325 | 4.2953e-05 | 329.7325 | 0 | 328.5112 | 0 | 329.7325 | 0.0033675 | 329.1778 | 0 | 596.0449 | 0.0177 | 595.1184 | 0 | 596.0449 | 0.0097058 | 328.301 | 0
|  | 329.9453 | -0.00086945 | 329.3902 | 0.0096777 | 389.9815 | 3.9849 | 329.9453 | -0.0096801 | 329.3902 | -0.015655 | 323.5932 | 1.6983e-05 | 329.3902 | 0 | 329.9453 | 0 | 328.5112 | 0 | 329.9453 | 0 | 329.9453 | 0 | 329.9453 | 0 | 328.7214 | 0 | 329.9453 | 0 | 329.3902 | 0 | 596.2037 | 0.013778 | 595.2777 | 0 | 596.2037 | 0.010143 | 328.5112 | 0
|  | 330.1581 | 0.021791 | 329.6027 | 0.010591 | 390.0944 | 3.8094 | 330.1581 | 0.0071609 | 329.6027 | 0.011182 | 323.8064 | 0.00011196 | 329.6027 | 0 | 330.1581 | 0 | 328.7214 | 0 | 330.1581 | 0 | 330.1581 | 2.4019e-05 | 330.1581 | 0 | 328.9316 | 0 | 330.1581 | 0.005798 | 329.6027 | 0 | 596.3625 | 0.017804 | 595.437 | 0 | 596.3625 | 0.0097496 | 328.7214 | 0
|  | 330.3709 | 0.02584 | 329.8151 | -0.020007 | 390.2072 | 3.7804 | 330.3709 | -0.019026 | 329.8151 | -0.030633 | 324.0196 | 2.8513e-05 | 329.8151 | 0 | 330.3709 | 0 | 328.9316 | 0 | 330.3709 | 0 | 330.3709 | 0 | 330.3709 | 0 | 329.1419 | 0 | 330.3709 | 0 | 329.8151 | 0 | 596.5212 | 0.01416 | 595.5963 | 0 | 596.5212 | 0.010056 | 328.9316 | 0
|  | 330.5837 | 0.033571 | 330.0276 | -0.01085 | 390.3201 | 3.6156 | 330.5837 | 0.033734 | 330.0276 | 0.029103 | 324.2329 | 0.00012665 | 330.0276 | 0 | 330.5837 | 0 | 329.1419 | 0 | 330.5837 | 0 | 330.5837 | 3.4802e-05 | 330.5837 | 0 | 329.3521 | 0 | 330.5837 | 0.0029978 | 330.0276 | 0 | 596.68 | 0.016659 | 595.7557 | 6.3769e-05 | 596.68 | 0.0097058 | 329.1419 | 0
|  | 330.7966 | 0.010696 | 330.24 | -0.0066287 | 390.433 | 3.4969 | 330.7966 | 0.00024971 | 330.24 | -0.029763 | 324.4461 | -0.00013075 | 330.24 | 0 | 330.7966 | 0 | 329.3521 | 0 | 330.7966 | 0 | 330.7966 | 0 | 330.7966 | 0 | 329.5624 | 0 | 330.7966 | 0 | 330.24 | 0 | 596.8388 | 0.010551 | 595.915 | 0 | 596.8388 | 0.009837 | 329.3521 | 0
|  | 331.0095 | 0.026525 | 330.4525 | 0.01694 | 390.5459 | 3.4223 | 331.0095 | 0.02143 | 330.4525 | 0.044398 | 324.6594 | 7.3576e-05 | 330.4525 | 0 | 331.0095 | 0 | 329.5624 | 0 | 331.0095 | 0 | 331.0095 | 2.4119e-05 | 331.0095 | 0 | 329.7726 | 0 | 331.0095 | 0.0052482 | 330.4525 | 0 | 596.9976 | 0.015132 | 596.0743 | 6.3769e-05 | 596.9976 | 0.0094435 | 329.5624 | 0
|  | 331.2224 | 0.012177 | 330.665 | -0.013279 | 390.6587 | 3.2934 | 331.2224 | 0.0047732 | 330.665 | -0.027896 | 324.8727 | -4.1435e-05 | 330.665 | 0 | 331.2223 | 0 | 329.7726 | 0 | 331.2223 | 0 | 331.2224 | 0 | 331.2223 | 0 | 329.9829 | 0 | 331.2224 | 0 | 330.665 | 0 | 597.1564 | 0.012702 | 596.2337 | 9.5653e-05 | 597.1564 | 0.0099244 | 329.7726 | 0
|  | 331.4352 | 0.048052 | 330.8776 | -0.019218 | 390.7716 | 3.2502 | 331.4352 | -0.0048548 | 330.8776 | 0.025078 | 325.086 | 9.0619e-06 | 330.8776 | 0 | 331.4352 | 0 | 329.9829 | 0 | 331.4352 | 0 | 331.4352 | 2.5144e-05 | 331.4352 | 0 | 330.1932 | 0 | 331.4352 | 0.0072742 | 330.8776 | 0 | 597.3152 | 0.010065 | 596.393 | 6.3769e-05 | 597.3152 | 0.0097058 | 329.9829 | 0
|  | 331.6482 | 0.016336 | 331.0901 | -0.0080428 | 390.8845 | 3.159 | 331.6482 | -0.0053027 | 331.0901 | -0.012957 | 325.2993 | -3.7467e-05 | 331.0901 | 0 | 331.6481 | 0 | 330.1932 | 0 | 331.6481 | 0 | 331.6482 | 0 | 331.6481 | 0 | 330.4035 | 0 | 331.6482 | 0 | 331.0901 | 0 | 597.474 | 0.015028 | 596.5524 | 9.5653e-05 | 597.474 | 0.010056 | 330.1932 | 0
|  | 331.8611 | 0.032739 | 331.3027 | 0.037073 | 390.9973 | 3.0776 | 331.8611 | 0.02037 | 331.3027 | 0.034694 | 325.5126 | 0.00013159 | 331.3027 | 0 | 331.8611 | 0 | 330.4035 | 0 | 331.8611 | 0 | 331.8611 | 4.7859e-05 | 331.8611 | 0 | 330.6139 | 0 | 331.8611 | 0.0041239 | 331.3027 | 0 | 597.6328 | 0.01652 | 596.7117 | 6.3769e-05 | 597.6328 | 0.0093998 | 330.4035 | 0
|  | 332.074 | 0.0048805 | 331.5152 | -0.013873 | 391.1102 | 3.0164 | 332.074 | 0.020052 | 331.5152 | -0.041293 | 325.726 | -0.0001622 | 331.5152 | 0 | 332.074 | 0 | 330.6139 | 0 | 332.074 | 0 | 332.074 | 0 | 332.074 | 0 | 330.8242 | 0 | 332.074 | 0 | 331.5152 | 0 | 597.7917 | 0.011002 | 596.8711 | 0.00028696 | 597.7917 | 0.010012 | 330.6139 | 0
|  | 332.287 | 0.014314 | 331.7278 | 0.02213 | 391.2231 | 2.9627 | 332.287 | 0.030524 | 331.7278 | 0.036102 | 325.9393 | 0.00014603 | 331.7278 | 0 | 332.287 | 0 | 330.8242 | 0 | 332.287 | 0 | 332.287 | 2.912e-05 | 332.287 | 0 | 331.0345 | 0 | 332.287 | 0.0026762 | 331.7278 | 0 | 597.9505 | 0.017145 | 597.0305 | 0 | 597.9505 | 0.009531 | 330.8242 | 0
|  | 332.4999 | 0.0083661 | 331.9404 | 0.017256 | 391.336 | 2.8683 | 332.4999 | -0.0010188 | 331.9404 | 0.00051988 | 326.1527 | -5.8222e-05 | 331.9404 | 0 | 332.4999 | 0 | 331.0345 | 0 | 332.4999 | 0 | 332.4999 | 0 | 332.4999 | 0 | 331.2449 | 0 | 332.4999 | 0 | 331.9404 | 0 | 598.1094 | 0.015201 | 597.1898 | 9.5653e-05 | 598.1094 | 0.010143 | 331.0346 | 0
|  | 332.7129 | 0.038011 | 332.1531 | 0.028958 | 391.4488 | 2.8097 | 332.7129 | 0.01452 | 332.1531 | 0.036319 | 326.3661 | 0.00013169 | 332.1531 | 0 | 332.7129 | 0 | 331.2449 | 0 | 332.7129 | 0 | 332.7129 | 2.4074e-05 | 332.7129 | 0 | 331.4553 | 0 | 332.7129 | 0.0064907 | 332.1531 | 0 | 598.2682 | 0.01829 | 597.3492 | 6.3769e-05 | 598.2682 | 0.0095747 | 331.2449 | 0
|  | 332.9259 | 0.013831 | 332.3657 | 0.005004 | 391.5617 | 2.7393 | 332.9259 | 0.0085557 | 332.3657 | -0.024048 | 326.5794 | -0.0001309 | 332.3657 | 0 | 332.9259 | 0 | 331.4553 | 0 | 332.9259 | 0 | 332.9259 | 0 | 332.9259 | 0 | 331.6656 | 0 | 332.9259 | 0 | 332.3657 | 0 | 598.4271 | 0.013917 | 597.5086 | 0.00028696 | 598.4271 | 0.0097933 | 331.4553 | 0
|  | 333.1389 | 0.033963 | 332.5784 | 0.029359 | 391.6746 | 2.7193 | 333.1389 | 0.025261 | 332.5784 | 0.01649 | 326.7928 | 8.2918e-05 | 332.5784 | 0 | 333.139 | 0 | 331.6656 | 0 | 333.139 | 0 | 333.1389 | 3.3026e-05 | 333.139 | 0 | 331.8761 | 0 | 333.139 | 0.0082688 | 332.5784 | 0 | 598.5859 | 0.011453 | 597.668 | 0 | 598.5859 | 0.0092686 | 331.6657 | 0
|  | 333.352 | -0.0056138 | 332.791 | 0.01211 | 391.7874 | 2.6537 | 333.352 | 0.0067278 | 332.791 | -0.014013 | 327.0063 | -8.2994e-05 | 332.791 | 0 | 333.352 | 0 | 331.8761 | 0 | 333.352 | 0 | 333.352 | 0 | 333.352 | 0 | 332.0865 | 0 | 333.352 | 0 | 332.791 | 0 | 598.7448 | 0.014091 | 597.8274 | 0 | 598.7448 | 0.0094435 | 331.8761 | 0
|  | 333.565 | 0.018061 | 333.0037 | 0.024272 | 391.9003 | 2.5935 | 333.565 | 0.026617 | 333.0037 | 0.02455 | 327.2197 | 0.00017758 | 333.0037 | 0 | 333.565 | 0 | 332.0865 | 0 | 333.565 | 0 | 333.565 | 3.5065e-05 | 333.565 | 0 | 332.2969 | 0 | 333.565 | 0.0039067 | 333.0037 | 0 | 598.9037 | 0.015236 | 597.9868 | 0 | 598.9037 | 0.0091812 | 332.0865 | 0
|  | 333.7781 | 0.02502 | 333.2164 | -0.0086527 | 392.0131 | 2.5746 | 333.7781 | -0.0096769 | 333.2164 | -0.016692 | 327.4331 | -3.2236e-05 | 333.2164 | 0 | 333.7781 | 0 | 332.2969 | 0 | 333.7781 | 0 | 333.7781 | 0 | 333.7781 | 0 | 332.5073 | 0 | 333.7781 | 0 | 333.2164 | 0 | 599.0626 | 0.012321 | 598.1463 | 9.5653e-05 | 599.0626 | 0.0096621 | 332.2969 | 0
|  | 333.9912 | 0.029571 | 333.4292 | 0.0083423 | 392.126 | 2.5772 | 333.9912 | 0.0033584 | 333.4292 | 0.027887 | 327.6466 | 7.6208e-05 | 333.4292 | 0 | 333.9912 | 0 | 332.5073 | 0 | 333.9912 | 0 | 333.9912 | 3.1727e-05 | 333.9912 | 0 | 332.7178 | 0 | 333.9912 | 0.0026618 | 333.4291 | 0 | 599.2215 | 0.018012 | 598.3057 | 0 | 599.2215 | 0.0095747 | 332.5073 | 0
|  | 334.2043 | 0.00033154 | 333.6419 | -0.0064336 | 392.2389 | 2.51 | 334.2043 | -0.014577 | 333.6419 | -0.013744 | 327.86 | -3.2085e-05 | 333.6419 | 0 | 334.2043 | 0 | 332.7178 | 0 | 334.2043 | 0 | 334.2043 | 0 | 334.2043 | 0 | 332.9283 | 0 | 334.2043 | 0 | 333.6419 | 0 | 599.3804 | 0.012217 | 598.4651 | 0.00028696 | 599.3804 | 0.0097496 | 332.7178 | 0
|  | 334.4174 | 0.047192 | 333.8546 | 0.02304 | 392.3517 | 2.507 | 334.4174 | 0.011414 | 333.8546 | 0.027376 | 328.0735 | 0.00013193 | 333.8546 | 0 | 334.4174 | 0 | 332.9283 | 0 | 334.4174 | 0 | 334.4174 | 3.8387e-05 | 334.4174 | 0 | 333.1387 | 0 | 334.4174 | 0.0090977 | 333.8546 | 0 | 599.5393 | 0.012737 | 598.6245 | 0 | 599.5393 | 0.0090938 | 332.9282 | 0
|  | 334.6305 | 0.0080522 | 334.0674 | -0.030278 | 392.4646 | 2.4822 | 334.6305 | -0.0007786 | 334.0674 | -0.018605 | 328.287 | -8.4728e-05 | 334.0674 | 0 | 334.6305 | 0 | 333.1387 | 0 | 334.6305 | 0 | 334.6305 | 0 | 334.6305 | 0 | 333.3492 | 0 | 334.6305 | 0 | 334.0674 | 0 | 599.6982 | 0.0095789 | 598.784 | 0.00028696 | 599.6982 | 0.0093561 | 333.1387 | 0
|  | 334.8436 | 0.049254 | 334.2802 | -0.026279 | 392.5774 | 2.4674 | 334.8436 | 0.01206 | 334.2802 | 0.016661 | 328.5005 | 6.525e-05 | 334.2802 | 0 | 334.8436 | 0 | 333.3492 | 0 | 334.8436 | 0 | 334.8436 | 8.4075e-06 | 334.8436 | 0 | 333.5597 | 0 | 334.8436 | 0.006547 | 334.2802 | 0 | 599.8572 | 0.017631 | 598.9434 | 6.3769e-05 | 599.8572 | 0.0093124 | 333.3492 | 0
|  | 335.0568 | -0.0068903 | 334.493 | 0.017449 | 392.6903 | 2.4154 | 335.0568 | -0.0024987 | 334.493 | 0.0041016 | 328.714 | -8.9577e-05 | 334.493 | 0 | 335.0568 | 0 | 333.5597 | 0 | 335.0568 | 0 | 335.0568 | 0 | 335.0568 | 0 | 333.7702 | 0 | 335.0568 | 0 | 334.493 | 0 | 600.0161 | 0.009093 | 599.1029 | 9.5653e-05 | 600.0161 | 0.010012 | 333.5597 | 0
|  | 335.27 | 0.017961 | 334.7058 | 0.024154 | 392.8031 | 2.3808 | 335.27 | 0.022567 | 334.7058 | 0.031001 | 328.9276 | 8.5615e-05 | 334.7058 | 0 | 335.27 | 0 | 333.7702 | 0 | 335.27 | 0 | 335.27 | 4.3865e-05 | 335.27 | 0 | 333.9808 | 0 | 335.27 | 0.0058382 | 334.7058 | 0 | 600.175 | 0.017457 | 599.2623 | 6.3769e-05 | 600.175 | 0.0097058 | 333.7702 | 0
|  | 335.4832 | 0.01714 | 334.9187 | 0.0010683 | 392.916 | 2.4184 | 335.4832 | -0.019612 | 334.9187 | -0.017741 | 329.1411 | -5.798e-05 | 334.9187 | 0 | 335.4831 | 0 | 333.9808 | 0 | 335.4831 | 0 | 335.4832 | 0 | 335.4831 | 0 | 334.1913 | 0 | 335.4832 | 0 | 334.9187 | 0 | 600.334 | 0.017943 | 599.4218 | 0 | 600.334 | 0.01023 | 333.9808 | 0
|  | 335.6964 | 0.031945 | 335.1315 | 0.082191 | 393.0288 | 2.3668 | 335.6964 | 0.012305 | 335.1315 | 0.079169 | 329.3546 | 0.0001086 | 335.1315 | 0 | 335.6963 | 0 | 334.1913 | 0 | 335.6963 | 0 | 335.6964 | 0.00010458 | 335.6963 | 0 | 334.4019 | 0 | 335.6963 | 0.010952 | 335.1315 | 0 | 600.4929 | 0.016728 | 599.5813 | 6.3769e-05 | 600.4929 | 0.0097933 | 334.1913 | 0
|  | 335.9096 | 0.0128 | 335.3444 | 0.011813 | 393.1417 | 2.3255 | 335.9096 | 0.0081069 | 335.3444 | -0.00066478 | 329.5682 | -5.239e-05 | 335.3444 | 0 | 335.9096 | 0 | 334.4019 | 0 | 335.9096 | 0 | 335.9096 | 0 | 335.9096 | 0 | 334.6124 | 0 | 335.9096 | 0 | 335.3444 | 0 | 600.6519 | 0.011904 | 599.7408 | 0.00028696 | 600.6519 | 0.01023 | 334.4019 | 0
|  | 336.1228 | 0.030544 | 335.5573 | 0.010764 | 393.2545 | 2.2896 | 336.1228 | 0.011156 | 335.5573 | 0.012976 | 329.7818 | 9.3156e-05 | 335.5573 | 0 | 336.1228 | 0 | 334.6124 | 0 | 336.1228 | 0 | 336.1228 | 2.6845e-05 | 336.1228 | 0 | 334.823 | 0 | 336.1228 | 0.0058115 | 335.5573 | 0 | 600.8109 | 0.010065 | 599.9003 | 6.3769e-05 | 600.8109 | 0.0094872 | 334.6124 | 0
|  | 336.336 | 0.0031067 | 335.7702 | -0.00096361 | 393.3674 | 2.2913 | 336.336 | -0.0016216 | 335.7702 | -0.021124 | 329.9954 | -2.2896e-06 | 335.7702 | 0 | 336.336 | 0 | 334.823 | 0 | 336.336 | 0 | 336.336 | 0 | 336.336 | 0 | 335.0336 | 0 | 336.336 | 0 | 335.7702 | 0 | 600.9698 | 0.012807 | 600.0598 | 9.5653e-05 | 600.9698 | 0.009837 | 334.823 | 0
|  | 336.5493 | 0.04245 | 335.9831 | 0.026366 | 393.4802 | 2.2782 | 336.5493 | 0.016817 | 335.9831 | 0.017106 | 330.209 | 0.00012987 | 335.9831 | 0 | 336.5493 | 0 | 335.0336 | 0 | 336.5493 | 0 | 336.5493 | 2.7458e-05 | 336.5493 | 0 | 335.2442 | 0 | 336.5493 | 0.0071172 | 335.9831 | 0 | 601.1288 | 0.018117 | 600.2193 | 0 | 601.1288 | 0.0093124 | 335.0336 | 0
|  | 336.7626 | 0.0088901 | 336.196 | 0.010358 | 393.5931 | 2.2459 | 336.7626 | -0.0026892 | 336.196 | -0.017033 | 330.4226 | -7.5634e-05 | 336.196 | 0 | 336.7626 | 0 | 335.2442 | 0 | 336.7626 | 0 | 336.7626 | 0 | 336.7626 | 0 | 335.4548 | 0 | 336.7626 | 0 | 336.196 | 0 | 601.2878 | 0.01239 | 600.3788 | 0 | 601.2878 | 0.0096184 | 335.2442 | 0
|  | 336.9759 | 0.053377 | 336.409 | 0.029664 | 393.7059 | 2.1971 | 336.9759 | 0.016623 | 336.409 | 0.051105 | 330.6363 | 0.00013628 | 336.409 | 0 | 336.9759 | 0 | 335.4548 | 0 | 336.9759 | 0 | 336.9759 | 3.6365e-05 | 336.9759 | 0 | 335.6654 | 0 | 336.9759 | 0.0073368 | 336.409 | 0 | 601.4468 | 0.014334 | 600.5383 | 0 | 601.4468 | 0.00905 | 335.4548 | 0
|  | 337.1892 | 0.0086672 | 336.6219 | 0.0061156 | 393.8188 | 2.1839 | 337.1892 | 0.0031937 | 336.6219 | 0.00066121 | 330.8499 | -3.3869e-05 | 336.6219 | 0 | 337.1892 | 0 | 335.6654 | 0 | 337.1892 | 0 | 337.1892 | 0 | 337.1892 | 0 | 335.8761 | 0 | 337.1892 | 0 | 336.6219 | 0 | 601.6059 | 0.014403 | 600.6978 | 9.5653e-05 | 601.6059 | 0.0094435 | 335.6654 | 0
|  | 337.4025 | 0.058403 | 336.8349 | 0.015104 | 393.9316 | 2.1382 | 337.4025 | 0.0033951 | 336.8349 | 0.025846 | 331.0635 | 9.7601e-05 | 336.8349 | 0 | 337.4025 | 0 | 335.8761 | 0 | 337.4025 | 0 | 337.4025 | 3.3792e-05 | 337.4025 | 0 | 336.0868 | 0 | 337.4025 | 0.0090062 | 336.8349 | 0 | 601.7649 | 0.016277 | 600.8573 | 0 | 601.7649 | 0.0091375 | 335.8761 | 0
|  | 337.6158 | 0.019743 | 337.0479 | 0.0065053 | 394.0445 | 2.0881 | 337.6158 | 0.011943 | 337.0479 | -0.01175 | 331.2772 | -7.5637e-05 | 337.0479 | 0 | 337.6158 | 0 | 336.0868 | 0 | 337.6158 | 0 | 337.6158 | 0 | 337.6158 | 0 | 336.2974 | 0 | 337.6158 | 0 | 337.0479 | 0 | 601.9239 | 0.0092318 | 601.0169 | 9.5653e-05 | 601.9239 | 0.0095747 | 336.0868 | 0
|  | 337.8292 | 0.051031 | 337.2609 | 0.040413 | 394.1573 | 2.0587 | 337.8292 | 0.014129 | 337.2609 | 0.025703 | 331.4909 | 0.0001261 | 337.2609 | 0 | 337.8292 | 0 | 336.2974 | 0 | 337.8292 | 0 | 337.8292 | 3.8843e-05 | 337.8292 | 0 | 336.5081 | 0 | 337.8292 | 0.0096326 | 337.2609 | 0 | 602.0829 | 0.014334 | 601.1764 | 6.3769e-05 | 602.0829 | 0.0091375 | 336.2974 | 0
|  | 338.0425 | 0.030058 | 337.4739 | 0.015031 | 394.2702 | 2.025 | 338.0425 | -0.0097267 | 337.4739 | 0.011055 | 331.7046 | -5.1306e-05 | 337.4739 | 0 | 338.0425 | 0 | 336.5081 | 0 | 338.0425 | 0 | 338.0425 | 0 | 338.0425 | 0 | 336.7188 | 0 | 338.0425 | 0 | 337.4739 | 0 | 602.242 | 0.015757 | 601.336 | 9.5653e-05 | 602.242 | 0.0093998 | 336.5081 | 0
|  | 338.2559 | 0.055603 | 337.687 | 0.031156 | 394.383 | 2.0002 | 338.2559 | 0.0048427 | 337.687 | 0.040727 | 331.9183 | 0.00013331 | 337.687 | 0 | 338.2559 | 0 | 336.7188 | 0 | 338.2559 | 0 | 338.2559 | 3.9984e-05 | 338.2559 | 0 | 336.9295 | 0 | 338.2559 | 0.0090173 | 337.687 | 0 | 602.401 | 0.02301 | 601.4955 | 0.00044638 | 602.401 | 0.0089189 | 336.7188 | 0
|  | 338.4693 | 0.010671 | 337.9 | 0.0042746 | 394.4959 | 1.9601 | 338.4693 | 0.012988 | 337.9 | -0.024599 | 332.132 | -9.777e-06 | 337.9 | 0 | 338.4693 | 0 | 336.9295 | 0 | 338.4693 | 0 | 338.4693 | 0 | 338.4693 | 0 | 337.1402 | 0 | 338.4693 | 0 | 337.9 | 0 | 602.5601 | 0.0075659 | 601.6551 | 0 | 602.5601 | 0.0096184 | 336.9295 | 0
|  | 338.6827 | 0.041708 | 338.1131 | 0.026955 | 394.6087 | 1.8976 | 338.6827 | 0.014334 | 338.1131 | 0.01825 | 332.3458 | 0.0001313 | 338.1131 | 0 | 338.6827 | 0 | 337.1402 | 0 | 338.6827 | 0 | 338.6827 | 1.5173e-05 | 338.6827 | 0 | 337.351 | 0 | 338.6827 | 0.006916 | 338.1131 | 0 | 602.7191 | 0.016763 | 601.8146 | 6.3769e-05 | 602.7191 | 0.0093124 | 337.1402 | 0
|  | 338.8961 | 0.014211 | 338.3262 | 0.025562 | 394.7215 | 1.8777 | 338.8961 | 0.017869 | 338.3262 | -0.012259 | 332.5595 | -3.957e-05 | 338.3262 | 0 | 338.8961 | 0 | 337.351 | 0 | 338.8961 | 0 | 338.8961 | 0 | 338.8961 | 0 | 337.5617 | 0 | 338.8961 | 0 | 338.3262 | 0 | 602.8782 | 0.016832 | 601.9742 | 0 | 602.8782 | 0.0097933 | 337.351 | 0
|  | 339.1096 | 0.017564 | 338.5393 | 0.042407 | 394.8344 | 1.8305 | 339.1096 | 0.026535 | 338.5393 | 0.045818 | 332.7733 | 0.00014901 | 338.5393 | 0 | 339.1096 | 0 | 337.5617 | 0 | 339.1096 | 0 | 339.1096 | 5.4017e-05 | 339.1096 | 0 | 337.7725 | 0 | 339.1096 | 0.00803 | 338.5393 | 0 | 603.0373 | 0.023322 | 602.1338 | 6.3769e-05 | 603.0373 | 0.0089626 | 337.5617 | 0
|  | 339.323 | 0.039145 | 338.7524 | 0.029707 | 394.9472 | 1.8017 | 339.323 | -0.0013455 | 338.7524 | -0.0040551 | 332.987 | -9.2733e-05 | 338.7524 | 0 | 339.323 | 0 | 337.7725 | 0 | 339.323 | 0 | 339.323 | 0 | 339.323 | 0 | 337.9832 | 0 | 339.323 | 0 | 338.7525 | 0 | 603.1963 | 0.012078 | 602.2934 | 0 | 603.1963 | 0.0094872 | 337.7725 | 0
|  | 339.5365 | 0.036193 | 338.9656 | 0.039587 | 395.06 | 1.7552 | 339.5365 | 0.010214 | 338.9656 | 0.034459 | 333.2008 | 9.2025e-05 | 338.9656 | 0 | 339.5365 | 0 | 337.9832 | 0 | 339.5365 | 0 | 339.5365 | 1.7987e-05 | 339.5365 | 0 | 338.194 | 0 | 339.5365 | 0.0063873 | 338.9656 | 0 | 603.3554 | 0.018845 | 602.453 | 0 | 603.3554 | 0.0091375 | 337.9832 | 0
|  | 339.75 | 0.022672 | 339.1787 | -0.018256 | 395.1729 | 1.7013 | 339.75 | -0.018938 | 339.1787 | -0.044705 | 333.4146 | -0.00011498 | 339.1787 | 0 | 339.75 | 0 | 338.194 | 0 | 339.75 | 0 | 339.75 | 0 | 339.75 | 0 | 338.4048 | 0 | 339.75 | 0 | 339.1787 | 0 | 603.5145 | 0.010308 | 602.6126 | 0 | 603.5145 | 0.0098807 | 338.194 | 0
|  | 339.9635 | 0.045269 | 339.3919 | 0.0059626 | 395.2857 | 1.6895 | 339.9635 | 0.012949 | 339.3919 | 0.018393 | 333.6284 | 6.5896e-05 | 339.3919 | 0 | 339.9635 | 0 | 338.4048 | 0 | 339.9635 | 0 | 339.9635 | 6.3896e-06 | 339.9635 | 0 | 338.6156 | 0 | 339.9635 | 0.0029489 | 339.3919 | 0 | 603.6736 | 0.018012 | 602.7722 | 6.3769e-05 | 603.6736 | 0.0094435 | 338.4048 | 0
|  | 340.177 | 0.0072767 | 339.6051 | 0.045137 | 395.3986 | 1.6502 | 340.177 | -0.0060483 | 339.6051 | -0.0039916 | 333.8423 | -9.6221e-05 | 339.6051 | 0 | 340.177 | 0 | 338.6156 | 0 | 340.177 | 0 | 340.177 | 0 | 340.177 | 0 | 338.8264 | 0 | 340.177 | 0 | 339.6051 | 0 | 603.8328 | 0.011765 | 602.9318 | 0.00028696 | 603.8328 | 0.0098807 | 338.6156 | 0
|  | 340.3905 | 0.033512 | 339.8183 | 0.023585 | 395.5114 | 1.5978 | 340.3905 | 0.01746 | 339.8183 | 0.018149 | 334.0561 | 0.00019228 | 339.8183 | 0 | 340.3905 | 0 | 338.8264 | 0 | 340.3905 | 0 | 340.3905 | 2.2428e-05 | 340.3905 | 0 | 339.0373 | 0 | 340.3905 | 0.007441 | 339.8183 | 0 | 603.9919 | 0.013917 | 603.0914 | 0 | 603.9919 | 0.0092249 | 338.8265 | 0
|  | 340.6041 | 0.017983 | 340.0315 | 0.026707 | 395.6242 | 1.5598 | 340.6041 | -0.031228 | 340.0315 | 0.0047205 | 334.2699 | -5.4229e-05 | 340.0315 | 0 | 340.6041 | 0 | 339.0373 | 0 | 340.6041 | 0 | 340.6041 | 0 | 340.6041 | 0 | 339.2481 | 0 | 340.6041 | 0 | 340.0315 | 0 | 604.151 | 0.011175 | 603.251 | 9.5653e-05 | 604.151 | 0.0097933 | 339.0373 | 0
|  | 340.8177 | 0.037074 | 340.2448 | 0.023425 | 395.7371 | 1.5156 | 340.8177 | 0.0035768 | 340.2448 | 0.041994 | 334.4838 | 9.3305e-05 | 340.2448 | 0 | 340.8176 | 0 | 339.2481 | 0 | 340.8176 | 0 | 340.8177 | 2.4354e-05 | 340.8176 | 0 | 339.459 | 0 | 340.8177 | 0.0072141 | 340.2448 | 0 | 604.3101 | 0.01652 | 603.4107 | 0 | 604.3101 | 0.0092249 | 339.2481 | 0
|  | 341.0312 | 0.011607 | 340.458 | 0.020601 | 395.8499 | 1.5004 | 341.0312 | -0.0068785 | 340.458 | -0.0071717 | 334.6977 | -1.3567e-05 | 340.458 | 0 | 341.0312 | 0 | 339.459 | 0 | 341.0312 | 0 | 341.0312 | 0 | 341.0312 | 0 | 339.6699 | 0 | 341.0312 | 0 | 340.458 | 0 | 604.4693 | 0.013778 | 603.5703 | 9.5653e-05 | 604.4693 | 0.0098807 | 339.459 | 0
|  | 341.2448 | 0.045916 | 340.6713 | 0.042773 | 395.9627 | 1.4206 | 341.2448 | 0.027569 | 340.6713 | 0.023466 | 334.9116 | 9.6671e-05 | 340.6713 | 0 | 341.2448 | 0 | 339.6699 | 0 | 341.2448 | 0 | 341.2448 | 3.4772e-05 | 341.2448 | 0 | 339.8808 | 0 | 341.2448 | 0.0035288 | 340.6713 | 0 | 604.6284 | 0.019158 | 603.7299 | 0 | 604.6284 | 0.0091375 | 339.6699 | 0
|  | 341.4584 | 0.02063 | 340.8846 | 0.00097377 | 396.0756 | 1.4022 | 341.4584 | -0.00030857 | 340.8846 | -0.017051 | 335.1255 | -3.0214e-05 | 340.8846 | 0 | 341.4584 | 0 | 339.8808 | 0 | 341.4584 | 0 | 341.4584 | 0 | 341.4584 | 0 | 340.0917 | 0 | 341.4584 | 0 | 340.8846 | 0 | 604.7876 | 0.015548 | 603.8896 | 9.5653e-05 | 604.7876 | 0.0092686 | 339.8808 | 0
|  | 341.672 | 0.045006 | 341.0979 | 0.032203 | 396.1884 | 1.3588 | 341.672 | 0.0016139 | 341.0979 | 0.020155 | 335.3394 | 0.00019605 | 341.0979 | 0 | 341.672 | 0 | 340.0917 | 0 | 341.672 | 0 | 341.672 | 2.1511e-05 | 341.672 | 0 | 340.3026 | 0 | 341.672 | 0.0058143 | 341.0979 | 0 | 604.9467 | 0.021969 | 604.0492 | 0 | 604.9467 | 0.008744 | 340.0917 | 0
|  | 341.8857 | 0.014037 | 341.3112 | -0.0067016 | 396.3012 | 1.3453 | 341.8857 | -0.042596 | 341.3112 | -0.014723 | 335.5533 | -0.00010188 | 341.3112 | 0 | 341.8857 | 0 | 340.3026 | 0 | 341.8857 | 0 | 341.8857 | 0 | 341.8857 | 0 | 340.5135 | 0 | 341.8857 | 0 | 341.3112 | 0 | 605.1059 | 0.011002 | 604.2089 | 0.00028696 | 605.1059 | 0.0092249 | 340.3026 | 0
|  | 342.0993 | 0.013805 | 341.5246 | -0.0012353 | 396.414 | 1.299 | 342.0993 | 0.026884 | 341.5246 | 0.028462 | 335.7672 | 0.0001692 | 341.5246 | 0 | 342.0993 | 0 | 340.5135 | 0 | 342.0993 | 0 | 342.0993 | 3.9152e-05 | 342.0993 | 0 | 340.7244 | 0 | 342.0993 | 0.0062649 | 341.5245 | 0 | 605.2651 | 0.020268 | 604.3686 | 0 | 605.2651 | 0.0093124 | 340.5135 | 0
|  | 342.313 | 0.017456 | 341.7379 | 0.0091263 | 396.5269 | 1.2821 | 342.313 | -0.0029823 | 341.7379 | -0.017442 | 335.9812 | 2.458e-06 | 341.7379 | 0 | 342.313 | 0 | 340.7244 | 0 | 342.313 | 0 | 342.313 | 0 | 342.313 | 0 | 340.9354 | 0 | 342.313 | 0 | 341.7379 | 0 | 605.4243 | 0.014264 | 604.5282 | 0.00028696 | 605.4243 | 0.0097058 | 340.7244 | 0
|  | 342.5267 | 0.028417 | 341.9513 | 0.0081501 | 396.6397 | 1.2501 | 342.5267 | 0.0037835 | 341.9513 | 0.04081 | 336.1951 | 0.00014257 | 341.9513 | 0 | 342.5267 | 0 | 340.9354 | 0 | 342.5267 | 0 | 342.5267 | 2.0134e-05 | 342.5267 | 0 | 341.1464 | 0 | 342.5267 | 0.0064232 | 341.9513 | 0 | 605.5835 | 0.019401 | 604.6879 | 0 | 605.5835 | 0.0093561 | 340.9354 | 0
|  | 342.7404 | 0.037879 | 342.1647 | 0.025588 | 396.7525 | 1.2286 | 342.7404 | -0.0084941 | 342.1647 | -0.0052091 | 336.4091 | -9.9264e-05 | 342.1647 | 0 | 342.7404 | 0 | 341.1464 | 0 | 342.7404 | 0 | 342.7404 | 0 | 342.7404 | 0 | 341.3573 | 0 | 342.7404 | 0 | 342.1646 | 0 | 605.7427 | 0.01239 | 604.8476 | 9.5653e-05 | 605.7427 | 0.0094435 | 341.1464 | 0
|  | 342.9541 | 0.046187 | 342.3781 | 0.030671 | 396.8654 | 1.1805 | 342.9541 | 0.0098841 | 342.3781 | 0.044261 | 336.6231 | 0.00012333 | 342.3781 | 0 | 342.9541 | 0 | 341.3573 | 0 | 342.9541 | 0 | 342.9541 | 3.5817e-05 | 342.9541 | 0 | 341.5683 | 0 | 342.9541 | 0.0058032 | 342.378 | 0 | 605.9019 | 0.017804 | 605.0073 | 6.3769e-05 | 605.9019 | 0.0088752 | 341.3573 | 0
|  | 343.1678 | 0.024354 | 342.5915 | -0.0098617 | 396.9782 | 1.1489 | 343.1678 | -0.027075 | 342.5915 | -0.022636 | 336.8371 | -9.9987e-05 | 342.5915 | 0 | 343.1678 | 0 | 341.5683 | 0 | 343.1678 | 0 | 343.1678 | 0 | 343.1678 | 0 | 341.7793 | 0 | 343.1678 | 0 | 342.5915 | 0 | 606.0611 | 0.012702 | 605.167 | 0.00047827 | 606.0611 | 0.0093561 | 341.5683 | 0
|  | 343.3816 | 0.054205 | 342.8049 | 0.028962 | 397.091 | 1.1124 | 343.3816 | 0.020292 | 342.8049 | 0.047855 | 337.0511 | 0.00020768 | 342.8049 | 0 | 343.3815 | 0 | 341.7793 | 0 | 343.3815 | 0 | 343.3816 | 1.7221e-05 | 343.3815 | 0 | 341.9903 | 0 | 343.3816 | 0.0080565 | 342.8049 | 0 | 606.2203 | 0.013744 | 605.3267 | 0 | 606.2203 | 0.0088752 | 341.7793 | 0
|  | 343.5953 | 0.0070695 | 343.0183 | 0.0081333 | 397.2038 | 1.1136 | 343.5953 | -0.0046969 | 343.0183 | -0.016086 | 337.2651 | 9.5626e-07 | 343.0183 | 0 | 343.5953 | 0 | 341.9903 | 0 | 343.5953 | 0 | 343.5953 | 0 | 343.5953 | 0 | 342.2014 | 0 | 343.5953 | 0 | 343.0183 | 0 | 606.3795 | 0.015791 | 605.4864 | 0.00028696 | 606.3795 | 0.009531 | 341.9903 | 0
|  | 343.8091 | 0.053668 | 343.2318 | 0.041177 | 397.3166 | 1.0658 | 343.8091 | 0.030043 | 343.2318 | 0.047559 | 337.4792 | 0.00010508 | 343.2318 | 0 | 343.8091 | 0 | 342.2014 | 0 | 343.8091 | 0 | 343.8091 | 4.2031e-05 | 343.8091 | 0 | 342.4124 | 0 | 343.8091 | 0.0076439 | 343.2318 | 0 | 606.5388 | 0.0097177 | 605.6461 | 6.3769e-05 | 606.5388 | 0.0088752 | 342.2013 | 0
|  | 344.0229 | 0.02128 | 343.4453 | 0.027254 | 397.4295 | 1.038 | 344.0229 | -0.012132 | 343.4453 | -0.0098376 | 337.6932 | -0.00012278 | 343.4453 | 0 | 344.0229 | 0 | 342.4124 | 0 | 344.0229 | 0 | 344.0229 | 0 | 344.0229 | 0 | 342.6234 | 0 | 344.0229 | 0 | 343.4453 | 0 | 606.698 | 0.016277 | 605.8059 | 0.00028696 | 606.698 | 0.0097496 | 342.4124 | 0
|  | 344.2367 | 0.039599 | 343.6588 | 0.045471 | 397.5423 | 0.99594 | 344.2367 | 0.026304 | 343.6588 | 0.055022 | 337.9073 | 0.00011091 | 343.6588 | 0 | 344.2367 | 0 | 342.6234 | 0 | 344.2367 | 0 | 344.2367 | 5.1179e-05 | 344.2367 | 0 | 342.8345 | 0 | 344.2367 | 0.0095338 | 343.6588 | 0 | 606.8573 | 0.019782 | 605.9656 | 0 | 606.8573 | 0.0089626 | 342.6234 | 0
|  | 344.4505 | 0.023994 | 343.8723 | 0.010585 | 397.6551 | 1.012 | 344.4505 | -0.0040372 | 343.8723 | -0.020509 | 338.1214 | -8.2811e-05 | 343.8723 | 0 | 344.4505 | 0 | 342.8345 | 0 | 344.4505 | 0 | 344.4505 | 0 | 344.4505 | 0 | 343.0456 | 0 | 344.4505 | 0 | 343.8723 | 0 | 607.0165 | 0.010794 | 606.1253 | 0 | 607.0165 | 0.0097933 | 342.8345 | 0
|  | 344.6643 | 0.051339 | 344.0858 | 0.025133 | 397.7679 | 0.9685 | 344.6643 | 0.02655 | 344.0858 | 0.023038 | 338.3354 | 4.8639e-05 | 344.0858 | 0 | 344.6643 | 0 | 343.0456 | 0 | 344.6643 | 0 | 344.6643 | 3.2331e-05 | 344.6643 | 0 | 343.2567 | 0 | 344.6643 | 0.002495 | 344.0858 | 0 | 607.1758 | 0.016832 | 606.2851 | 0 | 607.1758 | 0.008744 | 343.0456 | 0
|  | 344.8781 | 0.027599 | 344.2994 | 0.017895 | 397.8808 | 0.95302 | 344.8781 | -0.01808 | 344.2994 | -0.0060507 | 338.5496 | -8.552e-05 | 344.2994 | 0 | 344.8782 | 0 | 343.2567 | 0 | 344.8782 | 0 | 344.8781 | 0 | 344.8782 | 0 | 343.4678 | 0 | 344.8781 | 0 | 344.2994 | 0 | 607.3351 | 0.013535 | 606.4448 | 9.5653e-05 | 607.3351 | 0.0091812 | 343.2567 | 0
|  | 345.092 | 0.046733 | 344.5129 | 0.036614 | 397.9936 | 0.94478 | 345.092 | 0.0023236 | 344.5129 | 0.02336 | 338.7637 | 6.9462e-05 | 344.5129 | 0 | 345.092 | 0 | 343.4678 | 0 | 345.092 | 0 | 345.092 | 2.1512e-05 | 345.092 | 0 | 343.6789 | 0 | 345.092 | 0.0047418 | 344.5129 | 0 | 607.4944 | 0.010932 | 606.6046 | 0 | 607.4944 | 0.0084817 | 343.4678 | 0
|  | 345.3059 | 0.024717 | 344.7265 | 0.00026687 | 398.1064 | 0.9096 | 345.3059 | -0.01891 | 344.7265 | -0.019916 | 338.9778 | -9.0386e-05 | 344.7265 | 0 | 345.3059 | 0 | 343.6789 | 0 | 345.3059 | 0 | 345.3059 | 0 | 345.3059 | 0 | 343.89 | 0 | 345.3059 | 0 | 344.7265 | 0 | 607.6536 | 0.015132 | 606.7644 | 0.00047827 | 607.6536 | 0.00905 | 343.6789 | 0
|  | 345.5198 | 0.066195 | 344.9401 | 0.035083 | 398.2192 | 0.87013 | 345.5198 | 0.01745 | 344.9401 | 0.03277 | 339.1919 | 9.5997e-05 | 344.9401 | 0 | 345.5198 | 0 | 343.89 | 0 | 345.5198 | 0 | 345.5198 | 3.4164e-05 | 345.5198 | 0 | 344.1012 | 0 | 345.5198 | 0.0072253 | 344.9401 | 0 | 607.8129 | 0.015444 | 606.9241 | 0 | 607.8129 | 0.0086128 | 343.89 | 0
|  | 345.7337 | 0.040152 | 345.1537 | 0.061311 | 398.332 | 0.8889 | 345.7337 | 0.019027 | 345.1537 | 0.023512 | 339.4061 | -7.9371e-05 | 345.1537 | 0 | 345.7337 | 0 | 344.1012 | 0 | 345.7337 | 0 | 345.7337 | 0 | 345.7337 | 0 | 344.3123 | 0 | 345.7337 | 0 | 345.1537 | 0 | 607.9723 | 0.011835 | 607.0839 | 9.5653e-05 | 607.9723 | 0.0090938 | 344.1012 | 0
|  | 345.9476 | 0.033654 | 345.3673 | 0.068067 | 398.4448 | 0.85114 | 345.9476 | 0.025655 | 345.3673 | 0.061173 | 339.6202 | 0.00015801 | 345.3673 | 0 | 345.9476 | 0 | 344.3123 | 0 | 345.9476 | 0 | 345.9476 | 3.6216e-05 | 345.9476 | 0 | 344.5235 | 0 | 345.9476 | 0.0050241 | 345.3673 | 0 | 608.1316 | 0.015132 | 607.2437 | 6.3769e-05 | 608.1316 | 0.0082631 | 344.3123 | 0
|  | 346.1615 | 0.020295 | 345.581 | 0.021911 | 398.5577 | 0.8515 | 346.1615 | -0.011038 | 345.581 | -0.021556 | 339.8344 | -3.8104e-05 | 345.581 | 0 | 346.1615 | 0 | 344.5235 | 0 | 346.1615 | 0 | 346.1615 | 0 | 346.1615 | 0 | 344.7347 | 0 | 346.1615 | 0 | 345.581 | 0 | 608.2909 | 0.0095095 | 607.4035 | 9.5653e-05 | 608.2909 | 0.0087003 | 344.5235 | 0
|  | 346.3755 | 0.043644 | 345.7946 | 0.051456 | 398.6705 | 0.82084 | 346.3755 | -0.0083998 | 345.7946 | 0.027272 | 340.0486 | 0.00010071 | 345.7946 | 0 | 346.3755 | 0 | 344.7347 | 0 | 346.3755 | 0 | 346.3755 | 2.4286e-05 | 346.3755 | 0 | 344.9459 | 0 | 346.3755 | 0.0047202 | 345.7946 | 0 | 608.4502 | 0.012807 | 607.5633 | 0 | 608.4502 | 0.0079133 | 344.7347 | 0
|  | 346.5894 | 0.05324 | 346.0083 | -0.0039292 | 398.7833 | 0.82327 | 346.5894 | -0.024304 | 346.0083 | -0.036014 | 340.2628 | -5.1535e-05 | 346.0083 | 0 | 346.5895 | 0 | 344.9459 | 0 | 346.5895 | 0 | 346.5894 | 0 | 346.5895 | 0 | 345.1571 | 0 | 346.5894 | 0 | 346.0083 | 0 | 608.6095 | 0.015375 | 607.7231 | 9.5653e-05 | 608.6095 | 0.008744 | 344.9459 | 0
|  | 346.8034 | 0.063983 | 346.222 | 0.043726 | 398.8961 | 0.78981 | 346.8034 | 0.018964 | 346.222 | 0.036732 | 340.4771 | 0.00011446 | 346.222 | 0 | 346.8034 | 0 | 345.1571 | 0 | 346.8034 | 0 | 346.8034 | 4.2446e-05 | 346.8034 | 0 | 345.3683 | 0 | 346.8034 | 0.0041785 | 346.222 | 0 | 608.7689 | 0.017006 | 607.8829 | 6.3769e-05 | 608.7689 | 0.008744 | 345.1571 | 0
|  | 347.0174 | 0.037985 | 346.4357 | 0.041059 | 399.0089 | 0.78924 | 347.0174 | 0.017648 | 346.4357 | -0.0071656 | 340.6913 | -0.00010612 | 346.4357 | 0 | 347.0174 | 0 | 345.3683 | 0 | 347.0174 | 0 | 347.0174 | 0 | 347.0174 | 0 | 345.5795 | 0 | 347.0174 | 0 | 346.4357 | 0 | 608.9282 | 0.018498 | 608.0427 | 0.00047827 | 608.9282 | 0.0093998 | 345.3683 | 0
|  | 347.2314 | 0.054626 | 346.6494 | 0.052377 | 399.1217 | 0.76094 | 347.2314 | 0.031963 | 346.6494 | 0.074857 | 340.9055 | 0.00011286 | 346.6494 | 0 | 347.2314 | 0 | 345.5795 | 0 | 347.2314 | 0 | 347.2314 | 5.1495e-05 | 347.2314 | 0 | 345.7908 | 0 | 347.2314 | 0.0069757 | 346.6494 | 0 | 609.0876 | 0.017874 | 608.2025 | 6.3769e-05 | 609.0876 | 0.0089626 | 345.5795 | 0
|  | 347.4455 | 0.053034 | 346.8632 | 0.02927 | 399.2346 | 0.76939 | 347.4455 | -0.017595 | 346.8632 | -0.013798 | 341.1198 | -4.5995e-05 | 346.8632 | 0 | 347.4455 | 0 | 345.7908 | 0 | 347.4455 | 0 | 347.4455 | 0 | 347.4455 | 0 | 346.002 | 0 | 347.4455 | 0 | 346.8632 | 0 | 609.2469 | 0.016659 | 608.3623 | 0 | 609.2469 | 0.0092686 | 345.7908 | 0
|  | 347.6595 | 0.051853 | 347.0769 | 0.032698 | 399.3474 | 0.75421 | 347.6595 | 0.031661 | 347.0769 | 0.051801 | 341.334 | 0.00016828 | 347.0769 | 0 | 347.6595 | 0 | 346.002 | 0 | 347.6595 | 0 | 347.6595 | 4.154e-05 | 347.6595 | 0 | 346.2133 | 0 | 347.6595 | 0.0032873 | 347.0769 | 0 | 609.4063 | 0.01947 | 608.5222 | 0.00025508 | 609.4063 | 0.0087877 | 346.002 | 0
|  | 347.8736 | 0.0638 | 347.2907 | -0.0047602 | 399.4602 | 0.76825 | 347.8736 | -0.013873 | 347.2907 | -0.0048958 | 341.5483 | -9.8282e-05 | 347.2907 | 0 | 347.8736 | 0 | 346.2133 | 0 | 347.8736 | 0 | 347.8736 | 0 | 347.8736 | 0 | 346.4246 | 0 | 347.8736 | 0 | 347.2907 | 0 | 609.5657 | 0.017527 | 608.682 | 0.00028696 | 609.5657 | 0.0092249 | 346.2133 | 0
|  | 348.0876 | 0.069265 | 347.5045 | 0.061915 | 399.573 | 0.72849 | 348.0876 | 0.033517 | 347.5045 | 0.062486 | 341.7626 | 9.8349e-05 | 347.5045 | 0 | 348.0876 | 0 | 346.4246 | 0 | 348.0876 | 0 | 348.0876 | 5.4502e-05 | 348.0876 | 0 | 346.6359 | 0 | 348.0876 | 0.0020707 | 347.5045 | 0 | 609.7251 | 0.021587 | 608.8419 | 6.3769e-05 | 609.7251 | 0.0084817 | 346.4246 | 0
|  | 348.3017 | 0.020527 | 347.7183 | 0.031922 | 399.6858 | 0.72899 | 348.3017 | -0.0089815 | 347.7183 | -0.017398 | 341.9769 | -6.9782e-05 | 347.7183 | 0 | 348.3017 | 0 | 346.6359 | 0 | 348.3017 | 0 | 348.3017 | 0 | 348.3017 | 0 | 346.8472 | 0 | 348.3017 | 0 | 347.7183 | 0 | 609.8845 | 0.012217 | 609.0017 | 9.5653e-05 | 609.8845 | 0.0087877 | 346.6359 | 0
|  | 348.5158 | 0.057324 | 347.9321 | -0.011541 | 399.7986 | 0.71014 | 348.5158 | 0.0072511 | 347.9321 | 0.02073 | 342.1912 | 7.8187e-05 | 347.9321 | 0 | 348.5158 | 0 | 346.8472 | 0 | 348.5158 | 0 | 348.5158 | 4.3469e-05 | 348.5158 | 0 | 347.0585 | 0 | 348.5158 | 0.0056608 | 347.9321 | 0 | 610.0438 | 0.013674 | 609.1616 | 0 | 610.0438 | 0.007957 | 346.8472 | 0
|  | 348.7299 | 0.042715 | 348.1459 | 0.025063 | 399.9114 | 0.69288 | 348.7299 | 0.0054657 | 348.1459 | -0.0088238 | 342.4055 | -0.00010626 | 348.1459 | 0 | 348.7299 | 0 | 347.0585 | 0 | 348.7299 | 0 | 348.7299 | 0 | 348.7299 | 0 | 347.2698 | 0 | 348.7299 | 0 | 348.1459 | 0 | 610.2033 | 0.013535 | 609.3214 | 9.5653e-05 | 610.2033 | 0.0083068 | 347.0585 | 0
|  | 348.9441 | 0.065956 | 348.3598 | 0.058094 | 400.0242 | 0.69667 | 348.9441 | 0.036276 | 348.3598 | 0.051838 | 342.6199 | 0.00017858 | 348.3598 | 0 | 348.9441 | 0 | 347.2698 | 0 | 348.9441 | 0 | 348.9441 | 1.358e-05 | 348.9441 | 0 | 347.4812 | 0 | 348.9441 | 0.0047421 | 348.3598 | 0 | 610.3627 | 0.018776 | 609.4813 | 6.3769e-05 | 610.3627 | 0.0077384 | 347.2698 | 0
|  | 349.1582 | 0.047589 | 348.5736 | 0.068341 | 400.137 | 0.67919 | 349.1582 | -0.014412 | 348.5736 | -0.023835 | 342.8343 | -2.4945e-05 | 348.5736 | 0 | 349.1582 | 0 | 347.4812 | 0 | 349.1582 | 0 | 349.1582 | 0 | 349.1582 | 0 | 347.6925 | 0 | 349.1582 | 0 | 348.5736 | 0 | 610.5221 | 0.011765 | 609.6412 | 0.00028696 | 610.5221 | 0.0083942 | 347.4812 | 0
|  | 349.3723 | 0.056467 | 348.7875 | 0.046892 | 400.2498 | 0.64402 | 349.3723 | 0.030641 | 348.7875 | 0.052008 | 343.0486 | 0.00010458 | 348.7875 | 0 | 349.3724 | 0 | 347.6925 | 0 | 349.3724 | 0 | 349.3723 | 4.9364e-05 | 349.3724 | 0 | 347.9039 | 0 | 349.3723 | 0.0075803 | 348.7875 | 0 | 610.6815 | 0.019019 | 609.8011 | 6.3769e-05 | 610.6815 | 0.0079133 | 347.6925 | 0
|  | 349.5865 | 0.046559 | 349.0014 | 0.047025 | 400.3626 | 0.64753 | 349.5865 | -0.011752 | 349.0014 | -0.016062 | 343.263 | 3.2921e-06 | 349.0014 | 0 | 349.5865 | 0 | 347.9039 | 0 | 349.5865 | 0 | 349.5865 | 0 | 349.5865 | 0 | 348.1153 | 0 | 349.5865 | 0 | 349.0014 | 0 | 610.8409 | 0.01239 | 609.961 | 9.5653e-05 | 610.8409 | 0.0082194 | 347.9039 | 0
|  | 349.8007 | 0.067802 | 349.2153 | 0.057079 | 400.4754 | 0.63485 | 349.8007 | 0.03475 | 349.2153 | 0.034711 | 343.4774 | 0.00011565 | 349.2153 | 0 | 349.8007 | 0 | 348.1153 | 0 | 349.8007 | 0 | 349.8007 | 1.1877e-05 | 349.8007 | 0 | 348.3267 | 0 | 349.8007 | 0.0045916 | 349.2153 | 0 | 611.0004 | 0.020754 | 610.1209 | 0 | 611.0004 | 0.0076073 | 348.1153 | 0
|  | 350.0149 | 0.054086 | 349.4292 | 0.020443 | 400.5882 | 0.63793 | 350.0149 | -0.0074624 | 349.4292 | 0.0032589 | 343.6918 | 1.7252e-05 | 349.4292 | 0 | 350.0149 | 0 | 348.3267 | 0 | 350.0149 | 0 | 350.0149 | 0 | 350.0149 | 0 | 348.5381 | 0 | 350.0149 | 0 | 349.4292 | 0 | 611.1598 | 0.012945 | 610.2808 | 0 | 611.1598 | 0.0082194 | 348.3267 | 0
|  | 350.2291 | 0.071261 | 349.6432 | 0.034248 | 400.7011 | 0.60569 | 350.2291 | 0.02296 | 349.6432 | 0.048729 | 343.9062 | 0.00017182 | 349.6432 | 0 | 350.2291 | 0 | 348.5381 | 0 | 350.2291 | 0 | 350.2291 | 3.223e-05 | 350.2291 | 0 | 348.7495 | 0 | 350.2291 | 0.0098149 | 349.6432 | 0 | 611.3193 | 0.014819 | 610.4407 | 6.3769e-05 | 611.3193 | 0.0083068 | 348.5381 | 0
|  | 350.4434 | 0.05208 | 349.8571 | 0.074069 | 400.8139 | 0.5978 | 350.4434 | -0.0010655 | 349.8571 | 0.0058474 | 344.1206 | -0.0001682 | 349.8571 | 0 | 350.4434 | 0 | 348.7495 | 0 | 350.4434 | 0 | 350.4434 | 0 | 350.4434 | 0 | 348.961 | 0 | 350.4434 | 0 | 349.8571 | 0 | 611.4787 | 0.016104 | 610.6006 | 0 | 611.4787 | 0.0087877 | 348.7495 | 0
|  | 350.6576 | 0.084928 | 350.0711 | 0.034671 | 400.9267 | 0.57918 | 350.6576 | 0.027342 | 350.0711 | 0.047377 | 344.3351 | 0.00014891 | 350.0711 | 0 | 350.6576 | 0 | 348.961 | 0 | 350.6576 | 0 | 350.6576 | 4.1971e-05 | 350.6576 | 0 | 349.1724 | 0 | 350.6576 | 0.0054727 | 350.0711 | 0 | 611.6382 | 0.013778 | 610.7605 | 0 | 611.6382 | 0.0084817 | 348.961 | 0
|  | 350.8719 | 0.07822 | 350.2851 | 0.054831 | 401.0395 | 0.57495 | 350.8719 | 0.010583 | 350.2851 | -0.013 | 344.5496 | 1.4318e-05 | 350.2851 | 0 | 350.8719 | 0 | 349.1724 | 0 | 350.8719 | 0 | 350.8719 | 0 | 350.8719 | 0 | 349.3839 | 0 | 350.8719 | 0 | 350.2851 | 0 | 611.7977 | 0.011731 | 610.9204 | 0 | 611.7977 | 0.0087877 | 349.1724 | 0
|  | 351.0862 | 0.079879 | 350.4991 | 0.089173 | 401.1523 | 0.53956 | 351.0862 | 0.029489 | 350.4991 | 0.034187 | 344.764 | 0.00014496 | 350.4991 | 0 | 351.0862 | 0 | 349.3839 | 0 | 351.0862 | 0 | 351.0862 | 0 | 351.0862 | 0 | 349.5953 | 0 | 351.0861 | 0.0073264 | 350.4991 | 0 | 611.9572 | 0.016242 | 611.0804 | 6.3769e-05 | 611.9572 | 0.0083505 | 349.3839 | 0
|  | 351.3004 | 0.078174 | 350.7131 | 0.064947 | 401.2651 | 0.53368 | 351.3004 | 0.011618 | 350.7131 | -0.020498 | 344.9785 | -3.6689e-05 | 350.7131 | 0 | 351.3005 | 0 | 349.5953 | 0 | 351.3005 | 0 | 351.3004 | 0 | 351.3005 | 0 | 349.8068 | 0 | 351.3005 | 0 | 350.7131 | 0 | 612.1167 | 0.0097524 | 611.2403 | 0.00028696 | 612.1167 | 0.0088314 | 349.5953 | 0
|  | 351.5148 | 0.087805 | 350.9272 | 0.13649 | 401.3779 | 0.51004 | 351.5148 | 0.015508 | 350.9272 | 0.032611 | 345.193 | 0.00012801 | 350.9272 | 0 | 351.5148 | 0 | 349.8068 | 0 | 351.5148 | 0 | 351.5148 | 4.0928e-05 | 351.5148 | 0 | 350.0183 | 0 | 351.5148 | 0.0060582 | 350.9272 | 0 | 612.2762 | 0.013049 | 611.4003 | 6.3769e-05 | 612.2762 | 0.0082194 | 349.8068 | 0
|  | 351.7291 | 0.077051 | 351.1412 | 0.12735 | 401.4907 | 0.49793 | 351.7291 | -0.02384 | 351.1412 | 0.011715 | 345.4075 | -4.9363e-05 | 351.1412 | 0 | 351.7291 | 0 | 350.0183 | 0 | 351.7291 | 0 | 351.7291 | 0 | 351.7291 | 0 | 350.2298 | 0 | 351.7291 | 0 | 351.1412 | 0 | 612.4357 | 0.013015 | 611.5602 | 0 | 612.4357 | 0.0088314 | 350.0183 | 0
|  | 351.9434 | 0.10207 | 351.3553 | 0.16542 | 401.6035 | 0.48117 | 351.9434 | 0.018513 | 351.3553 | 0.040368 | 345.622 | 0.00015232 | 351.3553 | 0 | 351.9434 | 0 | 350.2298 | 0 | 351.9434 | 0 | 351.9434 | 4.7085e-05 | 351.9434 | 0 | 350.4413 | 0 | 351.9434 | 0.0034523 | 351.3553 | 0 | 612.5952 | 0.018533 | 611.7202 | 6.3769e-05 | 612.5952 | 0.0080882 | 350.2298 | 0
|  | 352.1578 | 0.081165 | 351.5694 | 0.14309 | 401.7163 | 0.48203 | 352.1578 | 0.012182 | 351.5694 | -0.0039249 | 345.8365 | -6.5811e-05 | 351.5694 | 0 | 352.1578 | 0 | 350.4413 | 0 | 352.1578 | 0 | 352.1578 | 0 | 352.1578 | 0 | 350.6529 | 0 | 352.1578 | 0 | 351.5694 | 0 | 612.7547 | 0.012147 | 611.8801 | 9.5653e-05 | 612.7547 | 0.0086128 | 350.4413 | 0
|  | 352.3721 | 0.11281 | 351.7835 | 0.19933 | 401.8291 | 0.45537 | 352.3721 | 0.020922 | 351.7835 | 0.026784 | 346.0511 | 6.3982e-05 | 351.7835 | 0 | 352.3721 | 0 | 350.6529 | 0 | 352.3721 | 0 | 352.3721 | 2.4136e-05 | 352.3721 | 0 | 350.8644 | 0 | 352.3721 | 0.0064123 | 351.7835 | 0 | 612.9142 | 0.019956 | 612.0401 | 6.3769e-05 | 612.9142 | 0.0079133 | 350.6529 | 0
|  | 352.5865 | 0.10554 | 351.9976 | 0.20718 | 401.9419 | 0.45022 | 352.5865 | 0.0050207 | 351.9976 | -0.010123 | 346.2657 | -1.1078e-05 | 351.9976 | 0 | 352.5865 | 0 | 350.8644 | 0 | 352.5865 | 0 | 352.5865 | 0 | 352.5865 | 0 | 351.076 | 0 | 352.5865 | 0 | 351.9976 | 0 | 613.0738 | 0.015514 | 612.2001 | 0.00028696 | 613.0738 | 0.0085254 | 350.8644 | 0
|  | 352.8009 | 0.1244 | 352.2117 | 0.27209 | 402.0547 | 0.42127 | 352.8009 | 0.022522 | 352.2117 | 0.042621 | 346.4802 | 0.00014047 | 352.2117 | 0 | 352.8009 | 0 | 351.076 | 0 | 352.8009 | 0 | 352.8009 | 4.4757e-05 | 352.8009 | 0 | 351.2876 | 0 | 352.8009 | 0.0074578 | 352.2117 | 0 | 613.2333 | 0.014507 | 612.3601 | 6.3769e-05 | 613.2333 | 0.0081756 | 351.076 | 0
|  | 353.0153 | 0.12104 | 352.4259 | 0.25723 | 402.1675 | 0.4111 | 353.0153 | 0.0062266 | 352.4259 | -0.0085148 | 346.6948 | -7.4832e-05 | 352.4259 | 0 | 353.0153 | 0 | 351.2876 | 0 | 353.0153 | 0 | 353.0153 | 0 | 353.0153 | 0 | 351.4992 | 0 | 353.0153 | 0 | 352.4259 | 0 | 613.3928 | 0.010134 | 612.5201 | 9.5653e-05 | 613.3928 | 0.0090063 | 351.2876 | 0
|  | 353.2298 | 0.17488 | 352.6401 | 0.33214 | 402.2803 | 0.40135 | 353.2298 | 0.0048913 | 352.6401 | 0.053134 | 346.9094 | 0.0001333 | 352.6401 | 0 | 353.2298 | 0 | 351.4992 | 0 | 353.2298 | 0 | 353.2298 | 5.5317e-05 | 353.2298 | 0 | 351.7108 | 0 | 353.2298 | 0.0068602 | 352.64 | 0 | 613.5524 | 0.014993 | 612.6801 | 0 | 613.5524 | 0.0085691 | 351.4992 | 0
|  | 353.4442 | 0.13089 | 352.8542 | 0.33286 | 402.3931 | 0.37864 | 353.4442 | 0.0095593 | 352.8542 | 0.01977 | 347.124 | -1.9075e-05 | 352.8542 | 0 | 353.4442 | 0 | 351.7108 | 0 | 353.4442 | 0 | 353.4442 | 0 | 353.4442 | 0 | 351.9224 | 0 | 353.4442 | 0 | 352.8542 | 0 | 613.712 | 0.019782 | 612.8401 | 9.5653e-05 | 613.712 | 0.00905 | 351.7108 | 0
|  | 353.6587 | 0.1953 | 353.0684 | 0.3854 | 402.5059 | 0.37778 | 353.6587 | 0.017947 | 353.0684 | 0.069994 | 347.3386 | 0.00021092 | 353.0684 | 0 | 353.6587 | 0 | 351.9224 | 0 | 353.6587 | 0 | 353.6587 | 4.6305e-05 | 353.6587 | 0 | 352.134 | 0 | 353.6587 | 0.0069727 | 353.0684 | 0 | 613.8715 | 0.017804 | 613.0001 | 6.3769e-05 | 613.8715 | 0.0080882 | 351.9224 | 0
|  | 353.8731 | 0.17066 | 353.2826 | 0.37593 | 402.6186 | 0.36088 | 353.8731 | -0.0029618 | 353.2826 | -0.013113 | 347.5533 | -1.6614e-05 | 353.2826 | 0 | 353.8731 | 0 | 352.134 | 0 | 353.8731 | 0 | 353.8731 | 0 | 353.8731 | 0 | 352.3456 | 0 | 353.8731 | 0 | 353.2826 | 0 | 614.0311 | 0.016832 | 613.1601 | 0.00028696 | 614.0311 | 0.0088752 | 352.134 | 0
|  | 354.0876 | 0.23277 | 353.4969 | 0.44528 | 402.7314 | 0.33136 | 354.0876 | 0.024328 | 353.4969 | 0.062556 | 347.7679 | 0.00015751 | 353.4969 | 0 | 354.0876 | 0 | 352.3456 | 0 | 354.0876 | 0 | 354.0876 | 2.8511e-05 | 354.0876 | 0 | 352.5573 | 0 | 354.0876 | 0.0069589 | 353.4969 | 0 | 614.1907 | 0.017145 | 613.3201 | 6.3769e-05 | 614.1907 | 0.0083505 | 352.3456 | 0
|  | 354.3021 | 0.22303 | 353.7111 | 0.37763 | 402.8442 | 0.33917 | 354.3021 | -0.0014758 | 353.7111 | 0.0074041 | 347.9826 | -0.00017935 | 353.7111 | 0 | 354.3021 | 0 | 352.5573 | 0 | 354.3021 | 0 | 354.3021 | 0 | 354.3021 | 0 | 352.769 | 0 | 354.3021 | 0 | 353.7111 | 0 | 614.3503 | 0.014715 | 613.4802 | 9.5653e-05 | 614.3503 | 0.008438 | 352.5573 | 0
|  | 354.5166 | 0.28972 | 353.9254 | 0.46011 | 402.957 | 0.31631 | 354.5166 | 0.025174 | 353.9254 | 0.028311 | 348.1972 | 0.00016722 | 353.9254 | 0 | 354.5166 | 0 | 352.769 | 0 | 354.5166 | 0 | 354.5166 | 6.8787e-06 | 354.5166 | 0 | 352.9806 | 0 | 354.5166 | 0.0044512 | 353.9254 | 0 | 614.5099 | 0.016485 | 613.6402 | 0 | 614.5099 | 0.0075198 | 352.769 | 0
|  | 354.7312 | 0.29312 | 354.1397 | 0.55159 | 403.0698 | 0.31689 | 354.7312 | -0.0026827 | 354.1397 | 0.00075976 | 348.4119 | -0.00010083 | 354.1397 | 0 | 354.7312 | 0 | 352.9806 | 0 | 354.7312 | 0 | 354.7312 | 0 | 354.7312 | 0 | 353.1923 | 0 | 354.7312 | 0 | 354.1397 | 0 | 614.6695 | 0.015618 | 613.8002 | 0.00028696 | 614.6695 | 0.0081756 | 352.9806 | 0
|  | 354.9457 | 0.3801 | 354.354 | 0.63642 | 403.1826 | 0.29274 | 354.9457 | 0.044292 | 354.354 | 0.044256 | 348.6266 | 6.8675e-05 | 354.354 | 0 | 354.9457 | 0 | 353.1923 | 0 | 354.9457 | 0 | 354.9457 | 2.3515e-05 | 354.9457 | 0 | 353.404 | 0 | 354.9457 | 0.0037895 | 354.354 | 0 | 614.8291 | 0.015201 | 613.9603 | 0 | 614.8291 | 0.0080445 | 353.1923 | 0
|  | 355.1602 | 0.40272 | 354.5683 | 0.63182 | 403.2954 | 0.28515 | 355.1602 | 0.022687 | 354.5683 | -0.011796 | 348.8413 | -0.00011054 | 354.5683 | 0 | 355.1603 | 0 | 353.404 | 0 | 355.1603 | 0 | 355.1602 | 0 | 355.1603 | 0 | 353.6157 | 0 | 355.1603 | 0 | 354.5683 | 0 | 614.9887 | 0.014229 | 614.1203 | 0.00028696 | 614.9887 | 0.0085254 | 353.404 | 0
|  | 355.3748 | 0.5084 | 354.7826 | 0.72053 | 403.4082 | 0.259 | 355.3748 | 0.037296 | 354.7826 | 0.020309 | 349.056 | 8.208e-05 | 354.7826 | 0 | 355.3748 | 0 | 353.6157 | 0 | 355.3748 | 0 | 355.3748 | 3.2283e-05 | 355.3748 | 0 | 353.8275 | 0 | 355.3748 | 0.0039707 | 354.7826 | 0 | 615.1484 | 0.018117 | 614.2804 | 0.00044638 | 615.1484 | 0.007651 | 353.6157 | 0
|  | 355.5894 | 0.53206 | 354.9969 | 0.79894 | 403.521 | 0.26229 | 355.5894 | -0.0093448 | 354.9969 | 0.0040415 | 349.2708 | 2.0451e-05 | 354.9969 | 0 | 355.5894 | 0 | 353.8275 | 0 | 355.5894 | 0 | 355.5894 | 0 | 355.5894 | 0 | 354.0392 | 0 | 355.5894 | 0 | 354.9969 | 0 | 615.308 | 0.012217 | 614.4405 | 0.00028696 | 615.308 | 0.0083068 | 353.8274 | 0
|  | 355.804 | 0.63474 | 355.2113 | 0.87179 | 403.6338 | 0.24209 | 355.804 | 0.014642 | 355.2113 | 0.056275 | 349.4855 | 0.00010365 | 355.2113 | 0 | 355.804 | 0 | 354.0392 | 0 | 355.804 | 0 | 355.804 | 2.0657e-05 | 355.804 | 0 | 354.2509 | 0 | 355.804 | 0.0064281 | 355.2113 | 0 | 615.4676 | 0.016902 | 614.6005 | 0 | 615.4676 | 0.0078696 | 354.0392 | 0
|  | 356.0186 | 0.70757 | 355.4257 | 0.91648 | 403.7466 | 0.22633 | 356.0186 | 0.019256 | 355.4257 | -0.016415 | 349.7003 | -6.1343e-05 | 355.4257 | 0 | 356.0186 | 0 | 354.2509 | 0 | 356.0186 | 0 | 356.0186 | 0 | 356.0186 | 0 | 354.4627 | 0 | 356.0186 | 0 | 355.4257 | 0 | 615.6273 | 0.014021 | 614.7606 | 9.5653e-05 | 615.6273 | 0.0082194 | 354.2509 | 0
|  | 356.2333 | 0.80367 | 355.64 | 0.99872 | 403.8594 | 0.22253 | 356.2333 | 0.011781 | 355.64 | 0.027705 | 349.915 | 0.00014721 | 355.64 | 0 | 356.2333 | 0 | 354.4627 | 0 | 356.2333 | 0 | 356.2333 | 1.0174e-05 | 356.2333 | 0 | 354.6745 | 0 | 356.2333 | 0.0021798 | 355.64 | 0 | 615.7869 | 0.021587 | 614.9207 | 6.3769e-05 | 615.7869 | 0.0077384 | 354.4627 | 0
|  | 356.4479 | 0.89386 | 355.8545 | 1.1081 | 403.9721 | 0.22117 | 356.4479 | 0.014949 | 355.8545 | 0.0047094 | 350.1298 | -3.1238e-05 | 355.8545 | 0 | 356.4479 | 0 | 354.6745 | 0 | 356.4479 | 0 | 356.4479 | 0 | 356.4479 | 0 | 354.8863 | 0 | 356.4479 | 0 | 355.8544 | 0 | 615.9466 | 0.012876 | 615.0808 | 0.00028696 | 615.9466 | 0.0084817 | 354.6745 | 0
|  | 356.6626 | 1.0258 | 356.0689 | 1.2358 | 404.0849 | 0.20992 | 356.6626 | 0.022811 | 356.0689 | 0.08887 | 350.3446 | 0.00014569 | 356.0689 | 0 | 356.6626 | 0 | 354.8863 | 0 | 356.6626 | 0 | 356.6626 | 4.9913e-05 | 356.6626 | 0 | 355.0981 | 0 | 356.6626 | 0.0072645 | 356.0689 | 0 | 616.1063 | 0.017874 | 615.2409 | 0.00025508 | 616.1063 | 0.0082631 | 354.8863 | 0
|  | 356.8773 | 1.126 | 356.2833 | 1.2907 | 404.1977 | 0.19788 | 356.8773 | 0.011123 | 356.2833 | 0.012908 | 350.5594 | -0.00012525 | 356.2833 | 0 | 356.8773 | 0 | 355.0981 | 0 | 356.8773 | 0 | 356.8773 | 0 | 356.8773 | 0 | 355.3099 | 0 | 356.8773 | 0 | 356.2833 | 0 | 616.2659 | 0.012945 | 615.401 | 0 | 616.2659 | 0.0092249 | 355.0981 | 0
|  | 357.092 | 1.275 | 356.4978 | 1.3648 | 404.3105 | 0.19846 | 357.092 | 0.024799 | 356.4978 | 0.037098 | 350.7743 | 0.00012927 | 356.4978 | 0 | 357.092 | 0 | 355.3099 | 0 | 357.092 | 0 | 357.092 | 4.6297e-05 | 357.092 | 0 | 355.5217 | 0 | 357.092 | 0.0083029 | 356.4978 | 0 | 616.4256 | 0.016485 | 615.5611 | 0.00025508 | 616.4256 | 0.0086566 | 355.3099 | 0
|  | 357.3067 | 1.3656 | 356.7122 | 1.5082 | 404.4233 | 0.18706 | 357.3067 | -0.0029142 | 356.7122 | 0.014152 | 350.9891 | 2.8718e-06 | 356.7122 | 0 | 357.3067 | 0 | 355.5217 | 0 | 357.3067 | 0 | 357.3067 | 0 | 357.3067 | 0 | 355.7336 | 0 | 357.3067 | 0 | 356.7122 | 0 | 616.5853 | 0.012702 | 615.7212 | 9.5653e-05 | 616.5853 | 0.0091812 | 355.5217 | 0
|  | 357.5214 | 1.5551 | 356.9267 | 1.6155 | 404.5361 | 0.1814 | 357.5214 | 0.039993 | 356.9267 | 0.039024 | 351.2039 | 0.00018547 | 356.9267 | 0 | 357.5214 | 0 | 355.7336 | 0 | 357.5214 | 0 | 357.5214 | 2.7979e-05 | 357.5214 | 0 | 355.9454 | 0 | 357.5214 | 0.0034275 | 356.9267 | 0 | 616.745 | 0.016242 | 615.8814 | 0.00025508 | 616.745 | 0.007957 | 355.7335 | 0
|  | 357.7361 | 1.7259 | 357.1412 | 1.7768 | 404.6489 | 0.17395 | 357.7361 | 0.0024941 | 357.1412 | 0.010694 | 351.4188 | -8.3549e-05 | 357.1412 | 0 | 357.7361 | 0 | 355.9454 | 0 | 357.7361 | 0 | 357.7361 | 0 | 357.7361 | 0 | 356.1573 | 0 | 357.7362 | 0 | 357.1412 | 0 | 616.9047 | 0.011731 | 616.0415 | 9.5653e-05 | 616.9047 | 0.0082194 | 355.9454 | 0
|  | 357.9509 | 1.8828 | 357.3557 | 1.9211 | 404.7617 | 0.16586 | 357.9509 | 0.039918 | 357.3557 | 0.058206 | 351.6337 | 9.7235e-05 | 357.3557 | 0 | 357.9509 | 0 | 356.1573 | 0 | 357.9509 | 0 | 357.9509 | 4.6785e-05 | 357.9509 | 0 | 356.3691 | 0 | 357.9509 | 0.005488 | 357.3557 | 0 | 617.0644 | 0.024641 | 616.2016 | 0.00025508 | 617.0644 | 0.0078259 | 356.1573 | 0
|  | 358.1656 | 2.0266 | 357.5703 | 2.0812 | 404.8745 | 0.18148 | 358.1656 | -0.010788 | 357.5703 | -0.0030175 | 351.8486 | -7.4473e-05 | 357.5703 | 0 | 358.1657 | 0 | 356.3691 | 0 | 358.1657 | 0 | 358.1656 | 0 | 358.1657 | 0 | 356.581 | 0 | 358.1657 | 0 | 357.5702 | 0 | 617.2242 | 0.012008 | 616.3618 | 0 | 617.2242 | 0.0084817 | 356.3691 | 0
|  | 358.3804 | 2.2694 | 357.7848 | 2.2802 | 404.9872 | 0.14236 | 358.3804 | 0.0242 | 357.7848 | 0.055323 | 352.0634 | 0.00013335 | 357.7848 | 0 | 358.3804 | 0 | 356.581 | 0 | 358.3804 | 0 | 358.3804 | 2.9709e-05 | 358.3804 | 0 | 356.7929 | 0 | 358.3804 | 0.0068323 | 357.7848 | 0 | 617.3839 | 0.016832 | 616.5219 | 6.3769e-05 | 617.3839 | 0.007957 | 356.581 | 0
|  | 358.5952 | 2.4703 | 357.9994 | 2.4276 | 405.1 | 0.15031 | 358.5952 | 0.0023921 | 357.9994 | 0.0092394 | 352.2784 | -7.3894e-05 | 357.9994 | 0 | 358.5952 | 0 | 356.7929 | 0 | 358.5952 | 0 | 358.5952 | 0 | 358.5952 | 0 | 357.0048 | 0 | 358.5953 | 0 | 357.9994 | 0 | 617.5436 | 0.011592 | 616.6821 | 9.5653e-05 | 617.5436 | 0.0082194 | 356.7929 | 0
|  | 358.81 | 2.6983 | 358.2139 | 2.657 | 405.2128 | 0.14236 | 358.81 | 0.031923 | 358.2139 | 0.029748 | 352.4933 | 0.00013812 | 358.2139 | 0 | 358.81 | 0 | 357.0048 | 0 | 358.81 | 0 | 358.81 | 1.7081e-05 | 358.81 | 0 | 357.2168 | 0 | 358.81 | 0.0051477 | 358.2139 | 0 | 617.7034 | 0.01947 | 616.8422 | 0.00025508 | 617.7034 | 0.0078259 | 357.0048 | 0
|  | 359.0249 | 2.9749 | 358.4285 | 2.8934 | 405.3256 | 0.14945 | 359.0249 | 0.010209 | 358.4285 | 0.027535 | 352.7082 | -9.2071e-06 | 358.4285 | 0 | 359.0249 | 0 | 357.2168 | 0 | 359.0249 | 0 | 359.0249 | 0 | 359.0249 | 0 | 357.4287 | 0 | 359.0249 | 0 | 358.4285 | 0 | 617.8631 | 0.011904 | 617.0024 | 0 | 617.8631 | 0.0083068 | 357.2168 | 0
|  | 359.2397 | 3.2299 | 358.6431 | 3.1867 | 405.4384 | 0.14809 | 359.2397 | 0.03153 | 358.6431 | 0.098826 | 352.9232 | 0.00012644 | 358.6431 | 0 | 359.2397 | 0 | 357.4287 | 0 | 359.2397 | 0 | 359.2397 | 5.2862e-05 | 359.2397 | 0 | 357.6407 | 0 | 359.2397 | 0.0069104 | 358.6431 | 0 | 618.0229 | 0.01954 | 617.1626 | 6.3769e-05 | 618.0229 | 0.0080008 | 357.4287 | 0
|  | 359.4546 | 3.5427 | 358.8578 | 3.3854 | 405.5512 | 0.13541 | 359.4546 | 0.01028 | 358.8578 | 0.021456 | 353.1381 | -2.9708e-05 | 358.8578 | 0 | 359.4546 | 0 | 357.6407 | 0 | 359.4546 | 0 | 359.4546 | 0 | 359.4546 | 0 | 357.8526 | 0 | 359.4546 | 0 | 358.8578 | 0 | 618.1826 | 0.012251 | 617.3228 | 0.00028696 | 618.1826 | 0.008438 | 357.6407 | 0
|  | 359.6694 | 3.9634 | 359.0724 | 3.722 | 405.6639 | 0.13663 | 359.6694 | 0.024261 | 359.0724 | 0.096329 | 353.3531 | 5.8895e-05 | 359.0724 | 0 | 359.6694 | 0 | 357.8526 | 0 | 359.6694 | 0 | 359.6694 | 1.4525e-05 | 359.6694 | 0 | 358.0646 | 0 | 359.6694 | 0.0063324 | 359.0724 | 0 | 618.3424 | 0.021726 | 617.4829 | 0 | 618.3424 | 0.0081319 | 357.8526 | 0
|  | 359.8843 | 4.2379 | 359.2871 | 4.0366 | 405.7767 | 0.13133 | 359.8843 | 0.022275 | 359.2871 | 0.036629 | 353.5681 | 1.9689e-05 | 359.2871 | 0 | 359.8843 | 0 | 358.0646 | 0 | 359.8843 | 0 | 359.8843 | 0 | 359.8843 | 0 | 358.2766 | 0 | 359.8843 | 0 | 359.2871 | 0 | 618.5022 | 0.01239 | 617.6431 | 0 | 618.5022 | 0.0085691 | 358.0646 | 0
|  | 360.0992 | 4.6813 | 359.5017 | 4.4254 | 405.8895 | 0.10195 | 360.0992 | 0.026014 | 359.5017 | 0.077703 | 353.7831 | 0.0001782 | 359.5017 | 0 | 360.0992 | 0 | 358.2766 | 0 | 360.0992 | 0 | 360.0992 | 5.1536e-05 | 360.0992 | 0 | 358.4886 | 0 | 360.0992 | 0.0040426 | 359.5017 | 0 | 618.662 | 0.015444 | 617.8033 | 0 | 618.662 | 0.0081319 | 358.2766 | 0
|  | 360.3141 | 5.1372 | 359.7164 | 4.713 | 406.0023 | 0.11657 | 360.3141 | 0.021723 | 359.7164 | 0.022217 | 353.9981 | -0.071639 | 359.7164 | 0 | 360.3141 | 0 | 358.4886 | 0 | 360.3141 | 0 | 360.3141 | 0 | 360.3141 | 0 | 358.7006 | 0 | 360.3141 | 0 | 359.7164 | 0 | 618.8218 | 0.016798 | 617.9635 | 9.5653e-05 | 618.8218 | 0.0086566 | 358.4886 | 0
|  | 360.5291 | 5.5888 | 359.9311 | 5.1911 | 406.1151 | 0.12939 | 360.5291 | 0.067035 | 359.9311 | 0.1014 | 354.2131 | 0.091363 | 359.9311 | 0 | 360.5291 | 0 | 358.7006 | 0 | 360.5291 | 0 | 360.5291 | 6.5081e-05 | 360.5291 | 0 | 358.9126 | 0 | 360.529 | 0.0062745 | 359.9311 | 0 | 618.9816 | 0.014646 | 618.1237 | 0 | 618.9816 | 0.0080445 | 358.7006 | 0
|  | 360.744 | 6.025 | 360.1458 | 5.5951 | 406.2279 | 0.11478 | 360.744 | 0.051688 | 360.1458 | 0.035266 | 354.4282 | 0.0028207 | 360.1458 | 0 | 360.744 | 0 | 358.9126 | 0 | 360.744 | 0 | 360.744 | 0 | 360.744 | 0 | 359.1247 | 0 | 360.744 | 0 | 360.1458 | 0 | 619.1414 | 0.010932 | 618.284 | 0.00028696 | 619.1414 | 0.0082194 | 358.9126 | 0
|  | 360.959 | 6.6259 | 360.3606 | 6.0685 | 406.3406 | 0.11864 | 360.959 | 0.047194 | 360.3606 | 0.081251 | 354.6432 | 0.041228 | 360.3606 | 0 | 360.959 | 0 | 359.1247 | 0 | 360.959 | 0 | 360.959 | 3.015e-05 | 360.959 | 0 | 359.3367 | 0 | 360.959 | 0.0050504 | 360.3606 | 0 | 619.3012 | 0.010794 | 618.4442 | 0 | 619.3012 | 0.0074761 | 359.1247 | 0
|  | 361.174 | 7.2287 | 360.5753 | 6.5534 | 406.4534 | 0.12724 | 361.174 | 0.018365 | 360.5753 | 0.049817 | 354.8582 | -0.025899 | 360.5753 | 0 | 361.1739 | 0 | 359.3367 | 0 | 361.1739 | 0 | 361.174 | 0 | 361.1739 | 0 | 359.5488 | 0 | 361.1739 | 0 | 360.5753 | 0 | 619.461 | 0.016 | 618.6044 | 0.00028696 | 619.461 | 0.0080008 | 359.3367 | 0
|  | 361.3889 | 7.8687 | 360.7901 | 7.0583 | 406.5662 | 0.10102 | 361.3889 | 0.044949 | 360.7901 | 0.077512 | 355.0733 | 0.049352 | 360.7901 | 0 | 361.3889 | 0 | 359.5488 | 0 | 361.3889 | 0 | 361.3889 | 1.7777e-05 | 361.3889 | 0 | 359.7609 | 0 | 361.3889 | 0.0070406 | 360.7901 | 0 | 619.6208 | 0.016832 | 618.7646 | 6.3769e-05 | 619.6208 | 0.0082194 | 359.5488 | 0
|  | 361.6039 | 8.5629 | 361.0049 | 7.691 | 406.679 | 0.10439 | 361.6039 | 0.030066 | 361.0049 | 0.04108 | 355.2884 | 0.039252 | 361.0049 | 0 | 361.6039 | 0 | 359.7609 | 0 | 361.6039 | 0 | 361.6039 | 0 | 361.6039 | 0 | 359.973 | 0 | 361.6039 | 0 | 361.0049 | 0 | 619.7807 | 0.010794 | 618.9249 | 9.5653e-05 | 619.7807 | 0.008744 | 359.7609 | 0
|  | 361.8189 | 9.3664 | 361.2197 | 8.3794 | 406.7918 | 0.09364 | 361.8189 | 0.055844 | 361.2197 | 0.10314 | 355.5035 | 0.14252 | 361.2197 | 0 | 361.8189 | 0 | 359.973 | 0 | 361.8189 | 0 | 361.8189 | 4.5019e-05 | 361.8189 | 0 | 360.1851 | 0 | 361.8189 | 0.0059946 | 361.2197 | 0 | 619.9405 | 0.0095095 | 619.0851 | 0 | 619.9405 | 0.0083942 | 359.973 | 0
|  | 362.034 | 10.2055 | 361.4345 | 9.0163 | 406.9045 | 0.10295 | 362.034 | 0.025123 | 361.4345 | 0.033373 | 355.7186 | -0.041321 | 361.4345 | 0 | 362.034 | 0 | 360.1851 | 0 | 362.034 | 0 | 362.034 | 0 | 362.034 | 0 | 360.3972 | 0 | 362.034 | 0 | 361.4345 | 0 | 620.1004 | 0.016104 | 619.2454 | 0.00047827 | 620.1004 | 0.0084817 | 360.1851 | 0
|  | 362.249 | 10.9517 | 361.6493 | 9.7786 | 407.0173 | 0.07623 | 362.249 | 0.049359 | 361.6493 | 0.10303 | 355.9337 | 0.075217 | 361.6493 | 0 | 362.249 | 0 | 360.3972 | 0 | 362.249 | 0 | 362.249 | 3.6012e-05 | 362.249 | 0 | 360.6093 | 0 | 362.249 | 0.0069633 | 361.6493 | 0 | 620.2602 | 0.015132 | 619.4057 | 6.3769e-05 | 620.2602 | 0.0078696 | 360.3972 | 0
|  | 362.4641 | 11.8591 | 361.8642 | 10.5098 | 407.1301 | 0.094428 | 362.4641 | 0.019929 | 361.8642 | 0.060092 | 356.1489 | -0.080332 | 361.8642 | 0 | 362.4641 | 0 | 360.6093 | 0 | 362.4641 | 0 | 362.4641 | 0 | 362.4641 | 0 | 360.8214 | 0 | 362.4641 | 0 | 361.8642 | 0 | 620.4201 | 0.016728 | 619.5659 | 9.5653e-05 | 620.4201 | 0.0078696 | 360.6093 | 0
|  | 362.6792 | 12.8605 | 362.079 | 11.428 | 407.2429 | 0.075585 | 362.6792 | 0.060588 | 362.079 | 0.1297 | 356.364 | 0.077512 | 362.079 | 0 | 362.6792 | 0 | 360.8214 | 0 | 362.6792 | 0 | 362.6792 | 3.2885e-05 | 362.6792 | 0 | 361.0336 | 0 | 362.6792 | 0.0052724 | 362.079 | 0 | 620.5799 | 0.016173 | 619.7262 | 0 | 620.5799 | 0.007345 | 360.8214 | 0
|  | 362.8943 | 13.8588 | 362.2939 | 12.2075 | 407.3557 | 0.090917 | 362.8943 | 0.028674 | 362.2939 | 0.055924 | 356.5792 | -0.0058604 | 362.2939 | 0 | 362.8943 | 0 | 361.0336 | 0 | 362.8943 | 0 | 362.8943 | 0 | 362.8943 | 0 | 361.2458 | 0 | 362.8943 | 0 | 362.2939 | 0 | 620.7398 | 0.014542 | 619.8865 | 9.5653e-05 | 620.7398 | 0.0076947 | 361.0336 | 0
|  | 363.1094 | 14.8886 | 362.5088 | 13.178 | 407.4684 | 0.067991 | 363.1094 | 0.047743 | 362.5088 | 0.12681 | 356.7944 | 0.07989 | 362.5088 | 0 | 363.1094 | 0 | 361.2458 | 0 | 363.1094 | 0 | 363.1094 | 3.372e-05 | 363.1094 | 0 | 361.4579 | 0 | 363.1094 | 0.0071452 | 362.5088 | 0 | 620.8997 | 0.015444 | 620.0468 | 6.3769e-05 | 620.8997 | 0.0073887 | 361.2458 | 0
|  | 363.3245 | 15.8197 | 362.7237 | 14.1085 | 407.5812 | 0.084756 | 363.3245 | 0.049129 | 362.7237 | 0.096774 | 357.0096 | -0.072777 | 362.7237 | 0 | 363.3245 | 0 | 361.4579 | 0 | 363.3245 | 0 | 363.3245 | 0 | 363.3245 | 0 | 361.6701 | 0 | 363.3245 | 0 | 362.7237 | 0 | 621.0596 | 0.015687 | 620.207 | 9.5653e-05 | 621.0596 | 0.0077822 | 361.4579 | 0
|  | 363.5396 | 16.9218 | 362.9386 | 15.195 | 407.694 | 0.071 | 363.5396 | 0.056556 | 362.9386 | 0.14053 | 357.2247 | 0.11596 | 362.9386 | 0 | 363.5396 | 0 | 361.6701 | 0 | 363.5396 | 0 | 363.5396 | 2.9284e-05 | 363.5396 | 0 | 361.8823 | 0 | 363.5396 | 0.010538 | 362.9386 | 0 | 621.2195 | 0.01836 | 620.3673 | 0 | 621.2195 | 0.0075198 | 361.6701 | 0
|  | 363.7548 | 18.1606 | 363.1536 | 16.2714 | 407.8068 | 0.071931 | 363.7548 | 0.052058 | 363.1536 | 0.13379 | 357.4399 | -0.073827 | 363.1536 | 0 | 363.7548 | 0 | 361.8823 | 0 | 363.7548 | 0 | 363.7548 | 0 | 363.7548 | 0 | 362.0945 | 0 | 363.7548 | 0 | 363.1536 | 0 | 621.3794 | 0.013778 | 620.5276 | 9.5653e-05 | 621.3794 | 0.0081319 | 361.8823 | 0
|  | 363.9699 | 19.1534 | 363.3685 | 17.475 | 407.9196 | 0.057173 | 363.9699 | 0.061881 | 363.3685 | 0.16617 | 357.6552 | 0.11203 | 363.3685 | 0 | 363.9699 | 0 | 362.0945 | 0 | 363.9699 | 0 | 363.9699 | 4.7381e-05 | 363.9699 | 0 | 362.3068 | 0 | 363.9699 | 0.0039428 | 363.3685 | 0 | 621.5393 | 0.020372 | 620.688 | 0 | 621.5393 | 0.0077822 | 362.0945 | 0
|  | 364.1851 | 20.3027 | 363.5835 | 18.6159 | 408.0323 | 0.066845 | 364.1851 | 0.047006 | 363.5835 | 0.12318 | 357.8704 | -0.04136 | 363.5835 | 0 | 364.1851 | 0 | 362.3068 | 0 | 364.1851 | 0 | 364.1851 | 0 | 364.1851 | 0 | 362.519 | 0 | 364.1851 | 0 | 363.5835 | 0 | 621.6992 | 0.013674 | 620.8483 | 0.00028696 | 621.6992 | 0.0082631 | 362.3068 | 0
|  | 364.4003 | 21.3121 | 363.7985 | 19.8262 | 408.1451 | 0.05968 | 364.4003 | 0.061139 | 363.7985 | 0.19707 | 358.0857 | 0.057787 | 363.7985 | 0 | 364.4003 | 0 | 362.519 | 0 | 364.4003 | 0 | 364.4003 | 4.433e-05 | 364.4003 | 0 | 362.7313 | 0 | 364.4003 | 0.0067986 | 363.7985 | 0 | 621.8591 | 0.016971 | 621.0086 | 0 | 621.8591 | 0.0075636 | 362.519 | 0
|  | 364.6155 | 22.1057 | 364.0135 | 20.9808 | 408.2579 | 0.05617 | 364.6155 | 0.048465 | 364.0135 | 0.15428 | 358.3009 | -0.020601 | 364.0135 | 0 | 364.6155 | 0 | 362.7313 | 0 | 364.6155 | 0 | 364.6155 | 0 | 364.6155 | 0 | 362.9435 | 0 | 364.6155 | 0 | 364.0135 | 0 | 622.0191 | 0.014785 | 621.1689 | 0.00028696 | 622.0191 | 0.0080008 | 362.7313 | 0
|  | 364.8307 | 22.9182 | 364.2285 | 22.1133 | 408.3707 | 0.035393 | 364.8307 | 0.071677 | 364.2285 | 0.20718 | 358.5162 | 0.046698 | 364.2285 | 0 | 364.8307 | 0 | 362.9435 | 0 | 364.8307 | 0 | 364.8307 | 4.2487e-05 | 364.8307 | 0 | 363.1558 | 0 | 364.8308 | 0.005751 | 364.2285 | 0 | 622.179 | 0.016104 | 621.3293 | 6.3769e-05 | 622.179 | 0.0077822 | 362.9435 | 0
|  | 365.046 | 23.6171 | 364.4435 | 23.212 | 408.4834 | 0.055381 | 365.046 | 0.054547 | 364.4435 | 0.13527 | 358.7315 | -0.0016712 | 364.4435 | 0 | 365.046 | 0 | 363.1558 | 0 | 365.046 | 0 | 365.046 | 0 | 365.046 | 0 | 363.3681 | 0 | 365.046 | 0 | 364.4435 | 0 | 622.339 | 0.015271 | 621.4896 | 0.00047827 | 622.339 | 0.0085691 | 363.1558 | 0
|  | 365.2612 | 24.2813 | 364.6586 | 24.4409 | 408.5962 | 0.03396 | 365.2612 | 0.080062 | 364.6586 | 0.21794 | 358.9468 | 0.10599 | 364.6586 | 0 | 365.2612 | 0 | 363.3681 | 0 | 365.2612 | 0 | 365.2612 | 2.9698e-05 | 365.2612 | 0 | 363.5804 | 0 | 365.2612 | 0.0039265 | 364.6586 | 0 | 622.4989 | 0.017006 | 621.65 | 6.3769e-05 | 622.4989 | 0.0081319 | 363.3681 | 0
|  | 365.4765 | 25.025 | 364.8736 | 25.5351 | 408.709 | 0.051441 | 365.4765 | 0.072199 | 364.8736 | 0.16215 | 359.1621 | -0.012659 | 364.8736 | 0 | 365.4765 | 0 | 363.5804 | 0 | 365.4765 | 0 | 365.4765 | 0 | 365.4765 | 0 | 363.7927 | 0 | 365.4765 | 0 | 364.8736 | 0 | 622.6589 | 0.013605 | 621.8103 | 9.5653e-05 | 622.6589 | 0.0084817 | 363.5804 | 0
|  | 365.6918 | 25.4494 | 365.0887 | 26.7217 | 408.8218 | 0.03919 | 365.6918 | 0.11588 | 365.0887 | 0.26856 | 359.3774 | 0.035096 | 365.0887 | 0 | 365.6918 | 0 | 363.7927 | 0 | 365.6918 | 0 | 365.6918 | 4.3911e-05 | 365.6918 | 0 | 364.005 | 0 | 365.6918 | 0.0084529 | 365.0887 | 0 | 622.8188 | 0.013778 | 621.9707 | 0 | 622.8188 | 0.0077384 | 363.7927 | 0
|  | 365.9071 | 25.836 | 365.3038 | 27.798 | 408.9345 | 0.05008 | 365.9071 | 0.079777 | 365.3038 | 0.21962 | 359.5927 | -0.026577 | 365.3038 | 0 | 365.9071 | 0 | 364.005 | 0 | 365.9071 | 0 | 365.9071 | 0 | 365.9071 | 0 | 364.2174 | 0 | 365.9071 | 0 | 365.3038 | 0 | 622.9788 | 0.011592 | 622.131 | 9.5653e-05 | 622.9788 | 0.0080008 | 364.005 | 0
|  | 366.1224 | 26.2418 | 365.5189 | 28.769 | 409.0473 | 0.021064 | 366.1224 | 0.10261 | 365.5189 | 0.30456 | 359.8081 | 0.064252 | 365.5189 | 0 | 366.1224 | 0 | 364.2174 | 0 | 366.1224 | 0 | 366.1224 | 4.2644e-05 | 366.1224 | 0 | 364.4297 | 0 | 366.1224 | 0.0072887 | 365.5189 | 0 | 623.1388 | 0.016902 | 622.2914 | 6.3769e-05 | 623.1388 | 0.0075636 | 364.2174 | 0
|  | 366.3377 | 26.4017 | 365.7341 | 29.5908 | 409.1601 | 0.034533 | 366.3377 | 0.097605 | 365.7341 | 0.26412 | 360.0234 | 0.013382 | 365.7341 | 0 | 366.3377 | 0 | 364.4297 | 0 | 366.3377 | 0 | 366.3377 | 0 | 366.3377 | 0 | 364.6421 | 0 | 366.3377 | 0 | 365.7341 | 0 | 623.2988 | 0.010794 | 622.4518 | 9.5653e-05 | 623.2988 | 0.0077384 | 364.4298 | 0
|  | 366.553 | 26.5756 | 365.9492 | 30.4745 | 409.2729 | 0.020204 | 366.553 | 0.11271 | 365.9492 | 0.28917 | 360.2388 | 0.052364 | 365.9492 | 0 | 366.553 | 0 | 364.6421 | 0 | 366.553 | 0 | 366.553 | 4.371e-05 | 366.553 | 0 | 364.8545 | 0 | 366.553 | 0.0077691 | 365.9492 | 0 | 623.4588 | 0.01829 | 622.6122 | 0 | 623.4588 | 0.0075198 | 364.6421 | 0
|  | 366.7684 | 26.4448 | 366.1644 | 31.11 | 409.3856 | 0.038617 | 366.7684 | 0.095898 | 366.1644 | 0.28876 | 360.4542 | -0.025608 | 366.1644 | 0 | 366.7684 | 0 | 364.8545 | 0 | 366.7684 | 0 | 366.7684 | 0 | 366.7684 | 0 | 365.0669 | 0 | 366.7684 | 0 | 366.1644 | 0 | 623.6188 | 0.012807 | 622.7726 | 9.5653e-05 | 623.6188 | 0.0080008 | 364.8545 | 0
|  | 366.9838 | 26.4891 | 366.3795 | 31.6228 | 409.4984 | 0.019774 | 366.9838 | 0.13062 | 366.3795 | 0.37245 | 360.6696 | 0.07722 | 366.3795 | 0 | 366.9838 | 0 | 365.0669 | 0 | 366.9838 | 0 | 366.9838 | 3.9897e-05 | 366.9838 | 0 | 365.2793 | 0 | 366.9838 | 0.0080654 | 366.3795 | 0 | 623.7788 | 0.017804 | 622.933 | 6.3769e-05 | 623.7788 | 0.007957 | 365.0669 | 0
|  | 367.1992 | 26.1497 | 366.5947 | 32.0368 | 409.6112 | 0.034819 | 367.1992 | 0.12265 | 366.5947 | 0.37299 | 360.885 | -0.0058859 | 366.5947 | 0 | 367.1992 | 0 | 365.2793 | 0 | 367.1992 | 0 | 367.1992 | 0 | 367.1992 | 0 | 365.4917 | 0 | 367.1992 | 0 | 366.5947 | 0 | 623.9388 | 0.014542 | 623.0934 | 0 | 623.9388 | 0.0082194 | 365.2793 | 0
|  | 367.4146 | 25.9498 | 366.8099 | 32.1685 | 409.724 | 0.017195 | 367.4146 | 0.15652 | 366.8099 | 0.4139 | 361.1004 | 0.066555 | 366.8099 | 0 | 367.4146 | 0 | 365.4917 | 0 | 367.4146 | 0 | 367.4146 | 2.6172e-05 | 367.4146 | 0 | 365.7041 | 0 | 367.4146 | 0.0038981 | 366.8099 | 0 | 624.0988 | 0.021587 | 623.2538 | 0 | 624.0988 | 0.0076073 | 365.4917 | 0
|  | 367.63 | 25.4399 | 367.0252 | 32.3726 | 409.8367 | 0.033172 | 367.63 | 0.11802 | 367.0252 | 0.36796 | 361.3159 | -0.013333 | 367.0252 | 0 | 367.63 | 0 | 365.7041 | 0 | 367.63 | 0 | 367.63 | 0 | 367.63 | 0 | 365.9166 | 0 | 367.63 | 0 | 367.0251 | 0 | 624.2589 | 0.015375 | 623.4142 | 9.5653e-05 | 624.2589 | 0.0081319 | 365.7041 | 0
|  | 367.8454 | 25.1525 | 367.2404 | 32.4308 | 409.9495 | 0.0069732 | 367.8454 | 0.17003 | 367.2404 | 0.45826 | 361.5313 | 0.064872 | 367.2404 | 0 | 367.8454 | 0 | 365.9166 | 0 | 367.8454 | 0 | 367.8454 | 3.7088e-05 | 367.8454 | 0 | 366.129 | 0 | 367.8454 | 0.005153 | 367.2404 | 0 | 624.4189 | 0.018672 | 623.5746 | 0.00025508 | 624.4189 | 0.0080008 | 365.9166 | 0
|  | 368.0609 | 24.6812 | 367.4556 | 32.3536 | 410.0623 | 0.02873 | 368.0609 | 0.18515 | 367.4556 | 0.46566 | 361.7468 | -0.017806 | 367.4556 | 0 | 368.0608 | 0 | 366.129 | 0 | 368.0608 | 0 | 368.0609 | 0 | 368.0608 | 0 | 366.3415 | 0 | 368.0609 | 0 | 367.4556 | 0 | 624.5789 | 0.012945 | 623.735 | 9.5653e-05 | 624.5789 | 0.0084817 | 366.129 | 0
|  | 368.2763 | 24.2811 | 367.6709 | 32.1803 | 410.175 | 0.0088123 | 368.2763 | 0.19762 | 367.6709 | 0.53061 | 361.9622 | 0.050767 | 367.6709 | 0 | 368.2763 | 0 | 366.3415 | 0 | 368.2763 | 0 | 368.2763 | 4.7157e-05 | 368.2763 | 0 | 366.554 | 0 | 368.2763 | 0.0085946 | 367.6709 | 0 | 624.739 | 0.017804 | 623.8955 | 0 | 624.739 | 0.0076073 | 366.3415 | 0
|  | 368.4918 | 23.4771 | 367.8862 | 31.9443 | 410.2878 | 0.026938 | 368.4918 | 0.20434 | 367.8862 | 0.5182 | 362.1777 | 0.012929 | 367.8862 | 0 | 368.4918 | 0 | 366.554 | 0 | 368.4918 | 0 | 368.4918 | 0 | 368.4918 | 0 | 366.7664 | 0 | 368.4918 | 0 | 367.8862 | 0 | 624.8991 | 0.013049 | 624.0559 | 0 | 624.8991 | 0.0078696 | 366.554 | 0
|  | 368.7072 | 23.0035 | 368.1015 | 31.6231 | 410.4006 | 0.012323 | 368.7072 | 0.2135 | 368.1015 | 0.61678 | 362.3932 | 0.048453 | 368.1015 | 0 | 368.7073 | 0 | 366.7664 | 0 | 368.7073 | 0 | 368.7072 | 3.3891e-05 | 368.7073 | 0 | 366.9789 | 0 | 368.7072 | 0.0064274 | 368.1015 | 0 | 625.0591 | 0.010967 | 624.2164 | 6.3769e-05 | 625.0591 | 0.0074761 | 366.7665 | 0
|  | 368.9228 | 22.2458 | 368.3168 | 31.0312 | 410.5134 | 0.019129 | 368.9228 | 0.22726 | 368.3168 | 0.57248 | 362.6087 | -0.021522 | 368.3168 | 0 | 368.9228 | 0 | 366.9789 | 0 | 368.9228 | 0 | 368.9228 | 0 | 368.9228 | 0 | 367.1915 | 0 | 368.9228 | 0 | 368.3168 | 0 | 625.2192 | 0.013362 | 624.3768 | 0.00028696 | 625.2192 | 0.0083942 | 366.9789 | 0
|  | 369.1383 | 21.4356 | 368.5321 | 30.3426 | 410.6261 | 0.0068487 | 369.1383 | 0.27185 | 368.5321 | 0.68556 | 362.8242 | 0.083952 | 368.5321 | 0 | 369.1383 | 0 | 367.1915 | 0 | 369.1383 | 0 | 369.1383 | 2.7046e-05 | 369.1383 | 0 | 367.404 | 0 | 369.1383 | 0.0065885 | 368.5321 | 0 | 625.3793 | 0.019956 | 624.5373 | 6.3769e-05 | 625.3793 | 0.0080008 | 367.1915 | 0
|  | 369.3538 | 20.6763 | 368.7475 | 29.5309 | 410.7389 | 0.020634 | 369.3538 | 0.2903 | 368.7475 | 0.65908 | 363.0398 | -0.02978 | 368.7475 | 0 | 369.3538 | 0 | 367.404 | 0 | 369.3538 | 0 | 369.3538 | 0 | 369.3538 | 0 | 367.6165 | 0 | 369.3538 | 0 | 368.7475 | 0 | 625.5394 | 0.013917 | 624.6977 | 0.00028696 | 625.5394 | 0.0081756 | 367.404 | 0
|  | 369.5693 | 19.8959 | 368.9628 | 28.7801 | 410.8517 | 0.0077376 | 369.5693 | 0.31213 | 368.9628 | 0.76561 | 363.2553 | 0.040802 | 368.9628 | 0 | 369.5694 | 0 | 367.6165 | 0 | 369.5694 | 0 | 369.5693 | 3.5539e-05 | 369.5694 | 0 | 367.8291 | 0 | 369.5693 | 0.0043769 | 368.9629 | 0 | 625.6995 | 0.01829 | 624.8582 | 0.00025508 | 625.6995 | 0.0075198 | 367.6165 | 0
|  | 369.7849 | 19.1949 | 369.1782 | 28.1959 | 410.9644 | 0.022353 | 369.7849 | 0.28768 | 369.1782 | 0.7793 | 363.4709 | 0.013006 | 369.1782 | 0 | 369.7849 | 0 | 367.8291 | 0 | 369.7849 | 0 | 369.7849 | 0 | 369.7849 | 0 | 368.0416 | 0 | 369.7849 | 0 | 369.1782 | 0 | 625.8596 | 0.012807 | 625.0187 | 0.00028696 | 625.8596 | 0.0078259 | 367.8291 | 0
|  | 370.0005 | 18.6479 | 369.3936 | 27.6867 | 411.0772 | 0.0072361 | 370.0005 | 0.34597 | 369.3936 | 0.88521 | 363.6865 | 0.055403 | 369.3936 | 0 | 370.0005 | 0 | 368.0416 | 0 | 370.0005 | 0 | 370.0005 | 2.0082e-05 | 370.0005 | 0 | 368.2542 | 0 | 370.0005 | 0.0056471 | 369.3936 | 0 | 626.0197 | 0.019817 | 625.1792 | 0 | 626.0197 | 0.0075636 | 368.0416 | 0
|  | 370.2161 | 17.9293 | 369.609 | 26.9817 | 411.19 | 0.024073 | 370.2161 | 0.33754 | 369.609 | 0.90858 | 363.9021 | -0.0092239 | 369.609 | 0 | 370.2161 | 0 | 368.2542 | 0 | 370.2161 | 0 | 370.2161 | 0 | 370.2161 | 0 | 368.4668 | 0 | 370.2161 | 0 | 369.609 | 0 | 626.1798 | 0.012321 | 625.3397 | 9.5653e-05 | 626.1798 | 0.0078259 | 368.2542 | 0
|  | 370.4317 | 17.381 | 369.8244 | 26.3699 | 411.3028 | 0.0018678 | 370.4317 | 0.35383 | 369.8244 | 0.98616 | 364.1176 | 0.036202 | 369.8244 | 0 | 370.4317 | 0 | 368.4668 | 0 | 370.4317 | 0 | 370.4317 | 4.3006e-05 | 370.4317 | 0 | 368.6794 | 0 | 370.4317 | 0.0047665 | 369.8245 | 0 | 626.3399 | 0.01659 | 625.5001 | 6.3769e-05 | 626.3399 | 0.0074761 | 368.4668 | 0
|  | 370.6473 | 16.6103 | 370.0399 | 25.4555 | 411.4155 | 0.017051 | 370.6473 | 0.38631 | 370.0399 | 1.0045 | 364.3333 | -0.010881 | 370.0399 | 0 | 370.6473 | 0 | 368.6794 | 0 | 370.6473 | 0 | 370.6473 | 0 | 370.6473 | 0 | 368.892 | 0 | 370.6473 | 0 | 370.0399 | 0 | 626.5 | 0.012633 | 625.6607 | 0.00028696 | 626.5 | 0.0082194 | 368.6794 | 0
|  | 370.8629 | 15.8703 | 370.2553 | 24.4998 | 411.5283 | 0.0018678 | 370.8629 | 0.4003 | 370.2553 | 1.1134 | 364.5489 | 0.048161 | 370.2553 | 0 | 370.8629 | 0 | 368.892 | 0 | 370.8629 | 0 | 370.8629 | 5.0382e-05 | 370.8629 | 0 | 369.1046 | 0 | 370.8629 | 0.010339 | 370.2553 | 0 | 626.6602 | 0.017874 | 625.8212 | 6.3769e-05 | 626.6602 | 0.0079133 | 368.892 | 0
|  | 371.0786 | 15.0284 | 370.4708 | 23.5633 | 411.6411 | 0.014186 | 371.0786 | 0.42679 | 370.4708 | 1.1618 | 364.7645 | 0.021588 | 370.4708 | 0 | 371.0786 | 0 | 369.1046 | 0 | 371.0786 | 0 | 371.0786 | 1.508e-05 | 371.0786 | 0 | 369.3173 | 0 | 371.0786 | 0 | 370.4708 | 0 | 626.8203 | 0.012564 | 625.9817 | 9.5653e-05 | 626.8203 | 0.0082194 | 369.1046 | 0
|  | 371.2943 | 14.3817 | 370.6863 | 22.6578 | 411.7538 | 0 | 371.2943 | 0.46085 | 370.6863 | 1.2321 | 364.9802 | 0.072718 | 370.6863 | 0 | 371.2942 | 0 | 369.3173 | 0 | 371.2942 | 0 | 371.2943 | 2.8609e-05 | 371.2942 | 0 | 369.5299 | 0 | 371.2942 | 0.0056817 | 370.6863 | 0 | 626.9805 | 0.020442 | 626.1422 | 0 | 626.9805 | 0.0076073 | 369.3173 | 0
|  | 371.5099 | 13.7126 | 370.9018 | 21.8661 | 411.8666 | 0.017481 | 371.5099 | 0.46521 | 370.9018 | 1.2664 | 365.1958 | -0.027779 | 370.9018 | 0 | 371.5099 | 0 | 369.5299 | 0 | 371.5099 | 0 | 371.5099 | 0 | 371.5099 | 0 | 369.7426 | 0 | 371.5099 | 0 | 370.9018 | 0 | 627.1406 | 0.014334 | 626.3027 | 9.5653e-05 | 627.1406 | 0.0080882 | 369.5299 | 0
|  | 371.7256 | 13.1856 | 371.1173 | 21.1173 | 411.9794 | 0.003113 | 371.7256 | 0.53174 | 371.1173 | 1.4072 | 365.4115 | 0.077271 | 371.1173 | 0 | 371.7256 | 0 | 369.7426 | 0 | 371.7256 | 0 | 371.7256 | 3.7491e-05 | 371.7256 | 0 | 369.9553 | 0 | 371.7256 | 0.0070212 | 371.1173 | 0 | 627.3008 | 0.022385 | 626.4633 | 0 | 627.3008 | 0.0075636 | 369.7426 | 0
|  | 371.9413 | 12.6052 | 371.3328 | 20.2711 | 412.0922 | 0.01526 | 371.9413 | 0.57609 | 371.3328 | 1.4509 | 365.6272 | 0.0086782 | 371.3328 | 0 | 371.9413 | 0 | 369.9553 | 0 | 371.9413 | 0 | 371.9413 | 0 | 371.9413 | 0 | 370.168 | 0 | 371.9413 | 0 | 371.3329 | 0 | 627.461 | 0.007323 | 626.6238 | 0.00047827 | 627.461 | 0.0079133 | 369.9553 | 0
|  | 372.157 | 12.1186 | 371.5484 | 19.6225 | 412.2049 | 0.0011207 | 372.157 | 0.61014 | 371.5484 | 1.6043 | 365.8429 | 0.065613 | 371.5484 | 0 | 372.157 | 0 | 370.168 | 0 | 372.157 | 0 | 372.157 | 3.7803e-05 | 372.157 | 0 | 370.3807 | 0 | 372.157 | 0.005262 | 371.5484 | 0 | 627.6211 | 0.013674 | 626.7843 | 0 | 627.6211 | 0.0074324 | 370.168 | 0
|  | 372.3728 | 11.5712 | 371.764 | 18.8709 | 412.3177 | 0.018126 | 372.3728 | 0.62839 | 371.764 | 1.6234 | 366.0586 | -0.020875 | 371.764 | 0 | 372.3728 | 0 | 370.3807 | 0 | 372.3728 | 0 | 372.3728 | 0 | 372.3728 | 0 | 370.5934 | 0 | 372.3728 | 0 | 371.764 | 0 | 627.7813 | 0.010689 | 626.9449 | 0 | 627.7813 | 0.007957 | 370.3807 | 0
|  | 372.5885 | 11.0953 | 371.9795 | 18.1728 | 412.4305 | 0 | 372.5885 | 0.68228 | 371.9795 | 1.7867 | 366.2743 | 0.063346 | 371.9795 | 0 | 372.5885 | 0 | 370.5934 | 0 | 372.5885 | 0 | 372.5885 | 1.9058e-05 | 372.5885 | 0 | 370.8061 | 0 | 372.5885 | 0.009676 | 371.9795 | 0 | 627.9415 | 0.019782 | 627.1055 | 0 | 627.9415 | 0.0074324 | 370.5934 | 0
|  | 372.8043 | 10.5907 | 372.1951 | 17.503 | 412.5432 | 0.011893 | 372.8043 | 0.71149 | 372.1951 | 1.8505 | 366.4901 | -0.0031729 | 372.1951 | 0 | 372.8043 | 0 | 370.8061 | 0 | 372.8043 | 0 | 372.8043 | 0 | 372.8043 | 0 | 371.0189 | 0 | 372.8043 | 0 | 372.1951 | 0 | 628.1017 | 0.0090236 | 627.266 | 0.00028696 | 628.1017 | 0.0080882 | 370.8061 | 0
|  | 373.0201 | 10.0853 | 372.4107 | 16.8181 | 412.656 | 0.00049807 | 373.0201 | 0.78572 | 372.4107 | 1.9981 | 366.7058 | 0.045711 | 372.4107 | 0 | 373.0201 | 0 | 371.0189 | 0 | 373.0201 | 0 | 373.0201 | 5.7534e-05 | 373.0201 | 0 | 371.2316 | 0 | 373.0201 | 0.0049719 | 372.4107 | 0 | 628.2619 | 0.015514 | 627.4266 | 0 | 628.2619 | 0.0080008 | 371.0189 | 0
|  | 373.2358 | 9.6401 | 372.6264 | 16.1555 | 412.7688 | 0.013183 | 373.2358 | 0.83874 | 372.6264 | 2.1193 | 366.9215 | 0.0072444 | 372.6264 | 0 | 373.2358 | 0 | 371.2316 | 0 | 373.2358 | 0 | 373.2358 | 0 | 373.2358 | 0 | 371.4444 | 0 | 373.2358 | 0 | 372.6264 | 0 | 628.4221 | 0.01659 | 627.5871 | 0.00047827 | 628.4221 | 0.0082631 | 371.2316 | 0
|  | 373.4517 | 9.308 | 372.842 | 15.4295 | 412.8816 | 0 | 373.4517 | 0.88215 | 372.842 | 2.289 | 367.1373 | 0.050852 | 372.842 | 0 | 373.4517 | 0 | 371.4444 | 0 | 373.4517 | 0 | 373.4517 | 4.149e-05 | 373.4517 | 0 | 371.6571 | 0 | 373.4517 | 0.0059625 | 372.842 | 0 | 628.5823 | 0.013605 | 627.7477 | 6.3769e-05 | 628.5823 | 0.007651 | 371.4444 | 0
|  | 373.6675 | 8.7866 | 373.0577 | 14.8272 | 412.9943 | 0.015404 | 373.6675 | 0.94621 | 373.0577 | 2.4004 | 367.3531 | -0.0034574 | 373.0577 | 0 | 373.6675 | 0 | 371.6571 | 0 | 373.6675 | 0 | 373.6675 | 0 | 373.6675 | 0 | 371.8699 | 0 | 373.6675 | 0 | 373.0577 | 0 | 628.7426 | 0.012008 | 627.9083 | 9.5653e-05 | 628.7426 | 0.007651 | 371.6571 | 0
|  | 373.8833 | 8.4381 | 373.2733 | 14.2364 | 413.1071 | 0 | 373.8833 | 1.0442 | 373.2733 | 2.5419 | 367.5689 | 0.055688 | 373.2733 | 0 | 373.8833 | 0 | 371.8699 | 0 | 373.8833 | 0 | 373.8833 | 1.6835e-05 | 373.8833 | 0 | 372.0827 | 0 | 373.8833 | 0.003677 | 373.2733 | 0 | 628.9028 | 0.016277 | 628.0689 | 0 | 628.9028 | 0.007345 | 371.8699 | 0
|  | 374.0992 | 7.9656 | 373.489 | 13.5408 | 413.2199 | 0.01526 | 374.0992 | 1.1017 | 373.489 | 2.7141 | 367.7847 | 0.015499 | 373.489 | 0 | 374.0992 | 0 | 372.0827 | 0 | 374.0992 | 0 | 374.0992 | 0 | 374.0992 | 0 | 372.2956 | 0 | 374.0992 | 0 | 373.489 | 0 | 629.063 | 0.016242 | 628.2295 | 9.5653e-05 | 629.063 | 0.0074761 | 372.0827 | 0
|  | 374.315 | 7.627 | 373.7047 | 13.0959 | 413.3326 | 0 | 374.315 | 1.1752 | 373.7047 | 2.9519 | 368.0005 | 0.055585 | 373.7047 | 0 | 374.315 | 0 | 372.2956 | 0 | 374.315 | 0 | 374.315 | 5.1057e-05 | 374.315 | 0 | 372.5084 | 0 | 374.315 | 0.0065617 | 373.7047 | 0 | 629.2233 | 0.016971 | 628.3901 | 6.3769e-05 | 629.2233 | 0.0070389 | 372.2956 | 0
|  | 374.5309 | 7.3666 | 373.9204 | 12.5785 | 413.4454 | 0.0094571 | 374.5309 | 1.1934 | 373.9204 | 3.0743 | 368.2163 | 0.020594 | 373.9204 | 0 | 374.5309 | 0 | 372.5084 | 0 | 374.5309 | 0 | 374.5309 | 0 | 374.5309 | 0 | 372.7212 | 0 | 374.5309 | 0 | 373.9204 | 0 | 629.3835 | 0.014542 | 628.5507 | 9.5653e-05 | 629.3835 | 0.0077822 | 372.5084 | 0
|  | 374.7468 | 6.9734 | 374.1362 | 12.021 | 413.5582 | 0 | 374.7468 | 1.3314 | 374.1362 | 3.3166 | 368.4322 | 0.076807 | 374.1362 | 0 | 374.7468 | 0 | 372.7212 | 0 | 374.7468 | 0 | 374.7468 | 3.4055e-05 | 374.7468 | 0 | 372.9341 | 0 | 374.7468 | 0.0074788 | 374.1362 | 0 | 629.5438 | 0.013535 | 628.7114 | 0 | 629.5438 | 0.0077384 | 372.7212 | 0
|  | 374.9627 | 6.6528 | 374.3519 | 11.5454 | 413.6709 | 0.021135 | 374.9627 | 1.3849 | 374.3519 | 3.5102 | 368.6481 | 0.020528 | 374.3519 | 0 | 374.9627 | 0 | 372.9341 | 0 | 374.9627 | 0 | 374.9627 | 0 | 374.9627 | 0 | 373.1469 | 0 | 374.9627 | 0 | 374.3519 | 0 | 629.7041 | 0.01062 | 628.872 | 9.5653e-05 | 629.7041 | 0.0081319 | 372.9341 | 0
|  | 375.1786 | 6.4015 | 374.5677 | 11.1037 | 413.7837 | 0 | 375.1786 | 1.5142 | 374.5677 | 3.7823 | 368.8639 | 0.085628 | 374.5677 | 0 | 375.1786 | 0 | 373.1469 | 0 | 375.1786 | 0 | 375.1786 | 6.2424e-05 | 375.1786 | 0 | 373.3598 | 0 | 375.1787 | 0.0094623 | 374.5677 | 0 | 629.8643 | 0.016 | 629.0326 | 6.3769e-05 | 629.8643 | 0.0077384 | 373.1469 | 0
|  | 375.3946 | 6.1105 | 374.7835 | 10.5386 | 413.8965 | 0.01218 | 375.3946 | 1.627 | 374.7835 | 3.9609 | 369.0798 | -0.022208 | 374.7835 | 0 | 375.3946 | 0 | 373.3598 | 0 | 375.3946 | 0 | 375.3946 | 0 | 375.3946 | 0 | 373.5727 | 0 | 375.3946 | 0 | 374.7835 | 0 | 630.0246 | 0.016728 | 629.1932 | 0.00047827 | 630.0246 | 0.0079133 | 373.3598 | 0
|  | 375.6105 | 5.8661 | 374.9993 | 10.1754 | 414.0092 | 0 | 375.6105 | 1.7794 | 374.9993 | 4.236 | 369.2957 | 0.050582 | 374.9993 | 0 | 375.6105 | 0 | 373.5727 | 0 | 375.6105 | 0 | 375.6105 | 3.8002e-05 | 375.6105 | 0 | 373.7856 | 0 | 375.6105 | 0.0065042 | 374.9993 | 0 | 630.1849 | 0.014889 | 629.3539 | 0 | 630.1849 | 0.0078259 | 373.5727 | 0
|  | 375.8265 | 5.6034 | 375.2151 | 9.6557 | 414.122 | 0.018269 | 375.8265 | 1.8522 | 375.2151 | 4.509 | 369.5116 | 0.01115 | 375.2151 | 0 | 375.8265 | 0 | 373.7856 | 0 | 375.8265 | 0 | 375.8265 | 0 | 375.8265 | 0 | 373.9985 | 0 | 375.8265 | 0 | 375.2151 | 0 | 630.3452 | 0.011974 | 629.5145 | 9.5653e-05 | 630.3452 | 0.0080008 | 373.7856 | 0
|  | 376.0425 | 5.3512 | 375.4309 | 9.3775 | 414.2348 | 0 | 376.0425 | 2.0036 | 375.4309 | 4.8588 | 369.7275 | 0.060226 | 375.4309 | 0 | 376.0425 | 0 | 373.9985 | 0 | 376.0425 | 0 | 376.0425 | 5.1343e-05 | 376.0425 | 0 | 374.2114 | 0 | 376.0425 | 0.0049078 | 375.4309 | 0 | 630.5055 | 0.018741 | 629.6752 | 6.3769e-05 | 630.5055 | 0.0078259 | 373.9985 | 0
|  | 376.2585 | 5.117 | 375.6467 | 9.0136 | 414.3475 | 0.0074511 | 376.2585 | 2.1003 | 375.6467 | 5.1574 | 369.9435 | 0.023724 | 375.6467 | 0 | 376.2585 | 0 | 374.2114 | 0 | 376.2585 | 0 | 376.2585 | 0 | 376.2585 | 0 | 374.4243 | 0 | 376.2585 | 0 | 375.6467 | 0 | 630.6658 | 0.015028 | 629.8359 | 0 | 630.6658 | 0.0080008 | 374.2114 | 0
|  | 376.4745 | 4.9798 | 375.8626 | 8.7174 | 414.4603 | 0 | 376.4745 | 2.3204 | 375.8626 | 5.5319 | 370.1594 | 0.065275 | 375.8626 | 0 | 376.4745 | 0 | 374.4243 | 0 | 376.4745 | 0 | 376.4745 | 4.2737e-05 | 376.4745 | 0 | 374.6373 | 0 | 376.4745 | 0.0029569 | 375.8626 | 0 | 630.8261 | 0.014264 | 629.9965 | 6.3769e-05 | 630.8261 | 0.0075636 | 374.4244 | 0
|  | 376.6905 | 4.7177 | 376.0785 | 8.3623 | 414.5731 | 0.0073078 | 376.6905 | 2.4762 | 376.0785 | 5.8845 | 370.3754 | 0.025745 | 376.0785 | 0 | 376.6905 | 0 | 374.6373 | 0 | 376.6905 | 0 | 376.6905 | 0 | 376.6905 | 0 | 374.8503 | 0 | 376.6905 | 0 | 376.0785 | 0 | 630.9864 | 0.013188 | 630.1572 | 0.00028696 | 630.9864 | 0.0078259 | 374.6373 | 0
|  | 376.9066 | 4.5969 | 376.2944 | 7.9842 | 414.6859 | 0 | 376.9066 | 2.6502 | 376.2944 | 6.2701 | 370.5913 | 0.080886 | 376.2944 | 0 | 376.9066 | 0 | 374.8503 | 0 | 376.9066 | 0 | 376.9066 | 5.0082e-05 | 376.9066 | 0 | 375.0632 | 0 | 376.9066 | 0.0091169 | 376.2944 | 0 | 631.1468 | 0.012078 | 630.3179 | 6.3769e-05 | 631.1468 | 0.0075198 | 374.8503 | 0
|  | 377.1226 | 4.4022 | 376.5103 | 7.7687 | 414.7986 | 0.012395 | 377.1226 | 2.8028 | 376.5103 | 6.6659 | 370.8073 | -0.006693 | 376.5103 | 0 | 377.1226 | 0 | 375.0632 | 0 | 377.1226 | 0 | 377.1226 | 0 | 377.1226 | 0 | 375.2762 | 0 | 377.1226 | 0 | 376.5103 | 0 | 631.3071 | 0.014403 | 630.4786 | 0 | 631.3071 | 0.0081319 | 375.0632 | 0
|  | 377.3387 | 4.2315 | 376.7262 | 7.5279 | 414.9114 | 0 | 377.3387 | 3.0378 | 376.7262 | 7.1976 | 371.0233 | 0.097273 | 376.7262 | 0 | 377.3387 | 0 | 375.2762 | 0 | 377.3387 | 0 | 377.3387 | 5.5961e-05 | 377.3387 | 0 | 375.4892 | 0 | 377.3387 | 0.0074048 | 376.7262 | 0 | 631.4674 | 0.022073 | 630.6392 | 6.3769e-05 | 631.4674 | 0.0075198 | 375.2763 | 0
|  | 377.5547 | 4.0887 | 376.9421 | 7.2467 | 415.0242 | 0.012395 | 377.5547 | 3.2685 | 376.9421 | 7.58 | 371.2393 | 0.015837 | 376.9421 | 0 | 377.5548 | 0 | 375.4892 | 0 | 377.5548 | 0 | 377.5547 | 0 | 377.5548 | 0 | 375.7022 | 0 | 377.5548 | 0 | 376.9421 | 0 | 631.6278 | 0.016798 | 630.7999 | 0 | 631.6278 | 0.0080008 | 375.4892 | 0
|  | 377.7708 | 3.8822 | 377.1581 | 7.0096 | 415.1369 | 0 | 377.7708 | 3.5461 | 377.1581 | 8.1802 | 371.4553 | 0.11345 | 377.1581 | 0 | 377.7709 | 0 | 375.7022 | 0 | 377.7709 | 0 | 377.7708 | 5.8161e-05 | 377.7709 | 0 | 375.9153 | 0 | 377.7708 | 0.0060687 | 377.1581 | 0 | 631.7881 | 0.020268 | 630.9606 | 6.3769e-05 | 631.7881 | 0.0073012 | 375.7022 | 0
|  | 377.987 | 3.8071 | 377.374 | 6.8122 | 415.2497 | 0.0091705 | 377.987 | 3.6871 | 377.374 | 8.6955 | 371.6714 | 0.044431 | 377.374 | 0 | 377.987 | 0 | 375.9153 | 0 | 377.987 | 0 | 377.987 | 0 | 377.987 | 0 | 376.1283 | 0 | 377.987 | 0 | 377.374 | 0 | 631.9485 | 0.015548 | 631.1214 | 0.00028696 | 631.9485 | 0.0081319 | 375.9153 | 0
|  | 378.2031 | 3.701 | 377.59 | 6.5688 | 415.3625 | 0 | 378.2031 | 4.0733 | 377.59 | 9.2407 | 371.8874 | 0.068898 | 377.59 | 0 | 378.2031 | 0 | 376.1283 | 0 | 378.2031 | 0 | 378.2031 | 3.0204e-05 | 378.2031 | 0 | 376.3413 | 0 | 378.2031 | 0.0036451 | 377.59 | 0 | 632.1089 | 0.018602 | 631.2821 | 0.00025508 | 632.1089 | 0.0072138 | 376.1283 | 0
|  | 378.4193 | 3.5947 | 377.806 | 6.4424 | 415.4752 | 0.008669 | 378.4193 | 4.3576 | 377.806 | 9.9761 | 372.1035 | 0.048612 | 377.806 | 0 | 378.4192 | 0 | 376.3413 | 0 | 378.4192 | 0 | 378.4193 | 0 | 378.4192 | 0 | 376.5544 | 0 | 378.4192 | 0 | 377.806 | 0 | 632.2693 | 0.01416 | 631.4428 | 9.5653e-05 | 632.2693 | 0.0079133 | 376.3413 | 0
|  | 378.6354 | 3.5169 | 378.022 | 6.2049 | 415.588 | 0 | 378.6354 | 4.7657 | 378.022 | 10.7362 | 372.3195 | 0.0898 | 378.022 | 0 | 378.6354 | 0.10273 | 376.5544 | 0 | 378.6354 | 0.023445 | 378.6354 | 0.022402 | 378.6354 | 0.021893 | 376.7675 | 0 | 378.6354 | 0.0048171 | 378.022 | 0 | 632.4296 | 0.02124 | 631.6035 | 0 | 632.4296 | 0.0070389 | 376.5544 | 0
|  | 378.8516 | 3.3055 | 378.2381 | 5.9811 | 415.7008 | 0.0081675 | 378.8516 | 5.0197 | 378.2381 | 11.0727 | 372.5356 | 0.054723 | 378.2381 | 0 | 378.8516 | 0 | 376.7675 | 0 | 378.8516 | 0 | 378.8516 | 0 | 378.8516 | 0 | 376.9806 | 0 | 378.8516 | 0 | 378.2381 | 0 | 632.59 | 0.010794 | 631.7643 | 9.5653e-05 | 632.59 | 0.0079133 | 376.7675 | 0
|  | 379.0677 | 3.1335 | 378.4541 | 5.7206 | 415.8135 | 0 | 379.0677 | 5.246 | 378.4541 | 11.6087 | 372.7517 | 0.091253 | 378.4541 | 0 | 379.0677 | 0.099204 | 376.9806 | 0 | 379.0677 | 0.030812 | 379.0677 | 0.016023 | 379.0677 | 0.0079647 | 377.1937 | 0 | 379.0677 | 0.0045169 | 378.4541 | 0 | 632.7504 | 0.017006 | 631.925 | 0 | 632.7504 | 0.0071264 | 376.9806 | 0
|  | 379.2839 | 3.0246 | 378.6702 | 5.4444 | 415.9263 | 0.0072361 | 379.2839 | 5.5233 | 378.6702 | 12.1655 | 372.9678 | 0.043465 | 378.6702 | 0 | 379.2839 | 0 | 377.1937 | 0 | 379.2839 | 0 | 379.2839 | 0 | 379.2839 | 0 | 377.4068 | 0 | 379.2839 | 0 | 378.6702 | 0 | 632.9108 | 0.012633 | 632.0857 | 9.5653e-05 | 632.9108 | 0.0074761 | 377.1937 | 0
|  | 379.5002 | 2.9853 | 378.8862 | 5.4391 | 416.0391 | 0.00037353 | 379.5002 | 6.0238 | 378.8862 | 13.0583 | 373.1839 | 0.094801 | 378.8862 | 0 | 379.5002 | 0.074066 | 377.4068 | 0 | 379.5002 | 0.031644 | 379.5002 | 0.018221 | 379.5002 | 0.0081957 | 377.6199 | 0 | 379.5002 | 0.0011639 | 378.8862 | 0 | 633.0712 | 0.02131 | 632.2465 | 0 | 633.0712 | 0.0071701 | 377.4068 | 0
|  | 379.7164 | 2.9296 | 379.1023 | 5.3758 | 416.1518 | 0.0077376 | 379.7164 | 6.4407 | 379.1023 | 14.0589 | 373.4001 | 0.048391 | 379.1023 | 0 | 379.7164 | 0 | 377.6199 | 0 | 379.7164 | 0 | 379.7164 | 0.0037087 | 379.7164 | 0 | 377.833 | 0 | 379.7164 | 0 | 379.1023 | 0 | 633.2317 | 0.012459 | 632.4072 | 9.5653e-05 | 633.2317 | 0.0076947 | 377.6199 | 0
|  | 379.9326 | 2.8805 | 379.3184 | 5.3156 | 416.2646 | 0 | 379.9326 | 7.0463 | 379.3184 | 15.1008 | 373.6162 | 0.10419 | 379.3184 | 0 | 379.9326 | 0.083576 | 377.833 | 0 | 379.9326 | 0.022458 | 379.9326 | 0.012301 | 379.9326 | 0.010023 | 378.0462 | 0 | 379.9326 | 0.0038394 | 379.3184 | 0 | 633.3921 | 0.017943 | 632.568 | 6.3769e-05 | 633.3921 | 0.0075198 | 377.833 | 0
|  | 380.1489 | 2.8064 | 379.5345 | 5.2133 | 416.3774 | 0.0098153 | 380.1489 | 7.4752 | 379.5345 | 16.0193 | 373.8323 | 0.054818 | 379.5345 | 0 | 380.1489 | 0 | 378.0462 | 0 | 380.1489 | 0 | 380.1489 | 0.0018984 | 380.1489 | 0 | 378.2593 | 0 | 380.1489 | 0 | 379.5345 | 0 | 633.5525 | 0.010481 | 632.7288 | 9.5653e-05 | 633.5525 | 0.0077384 | 378.0462 | 0
|  | 380.3652 | 2.772 | 379.7507 | 5.1031 | 416.4901 | 0 | 380.3652 | 8.1988 | 379.7507 | 17.1364 | 374.0485 | 0.12999 | 379.7507 | 0 | 380.3652 | 0.10052 | 378.2593 | 0 | 380.3652 | 0.021378 | 380.3652 | 0.00838 | 380.3652 | 0.021744 | 378.4725 | 0 | 380.3652 | 0.0011882 | 379.7507 | 0 | 633.713 | 0.016763 | 632.8896 | 6.3769e-05 | 633.713 | 0.0074324 | 378.2593 | 0
|  | 380.5815 | 2.7024 | 379.9668 | 5.0231 | 416.6029 | 0.0043482 | 380.5815 | 8.7148 | 379.9668 | 18.2089 | 374.2647 | 0.061928 | 379.9668 | 0 | 380.5814 | 0 | 378.4725 | 0 | 380.5814 | 0 | 380.5815 | 0 | 380.5814 | 0 | 378.6857 | 0 | 380.5815 | 0 | 379.9668 | 0 | 633.8734 | 0.014264 | 633.0503 | 0.00028696 | 633.8734 | 0.0076073 | 378.4725 | 0
|  | 380.7977 | 2.668 | 380.183 | 4.9805 | 416.7157 | 0 | 380.7977 | 9.3353 | 380.183 | 19.307 | 374.4809 | 0.10899 | 380.183 | 0 | 380.7977 | 0.084166 | 378.6857 | 0 | 380.7977 | 0.01787 | 380.7977 | 0.0188 | 380.7977 | 0.016788 | 378.8989 | 0 | 380.7977 | 0.0047558 | 380.183 | 0 | 634.0339 | 0.017075 | 633.2111 | 0 | 634.0339 | 0.007345 | 378.6857 | 0
|  | 381.0141 | 2.5561 | 380.3992 | 4.8468 | 416.8284 | 0.014759 | 381.0141 | 10.0036 | 380.3992 | 20.4494 | 374.6971 | 0.071748 | 380.3992 | 0 | 381.0141 | 0 | 378.8989 | 0 | 381.0141 | 0 | 381.0141 | 0 | 381.0141 | 0 | 379.1121 | 0 | 381.0141 | 0 | 380.3992 | 0 | 634.1943 | 0.016173 | 633.3719 | 0 | 634.1943 | 0.007651 | 378.8989 | 0
|  | 381.2304 | 2.5711 | 380.6154 | 4.7875 | 416.9412 | 0 | 381.2304 | 10.7294 | 380.6154 | 21.77 | 374.9133 | 0.12333 | 380.6154 | 0 | 381.2304 | 0.075665 | 379.1121 | 0 | 381.2304 | 0.026384 | 381.2304 | 0.0067788 | 381.2304 | 0.0047408 | 379.3253 | 0 | 381.2304 | 0.004661 | 380.6154 | 0 | 634.3548 | 0.022038 | 633.5327 | 6.3769e-05 | 634.3548 | 0.0075198 | 379.1121 | 0
|  | 381.4467 | 2.5213 | 380.8316 | 4.7052 | 417.054 | 0.011177 | 381.4467 | 11.4791 | 380.8316 | 23.1441 | 375.1295 | 0.097181 | 380.8316 | 0 | 381.4467 | 0 | 379.3253 | 0 | 381.4467 | 0 | 381.4467 | 0 | 381.4467 | 0 | 379.5385 | 0 | 381.4467 | 0 | 380.8316 | 0 | 634.5153 | 0.016242 | 633.6935 | 9.5653e-05 | 634.5153 | 0.007651 | 379.3253 | 0
|  | 381.6631 | 2.4927 | 381.0478 | 4.6586 | 417.1668 | 0 | 381.6631 | 12.3246 | 381.0478 | 24.5065 | 375.3458 | 0.14009 | 381.0478 | 0.32853 | 381.6631 | 0.083375 | 379.5385 | 0 | 381.6631 | 0.038048 | 381.6631 | 0.010806 | 381.6631 | 0.01894 | 379.7518 | 0 | 381.6631 | 0.0082677 | 381.0478 | 0.094138 | 634.6757 | 0.01659 | 633.8543 | 0 | 634.6757 | 0.007345 | 379.5385 | 0
|  | 381.8795 | 2.4242 | 381.2641 | 4.5584 | 417.2795 | 0.0080959 | 381.8795 | 13.0303 | 381.2641 | 24.755 | 375.562 | 0.095024 | 381.2641 | 0.11316 | 381.8795 | 0 | 379.7518 | 0 | 381.8795 | 0 | 381.8795 | 0 | 381.8795 | 0 | 379.9651 | 0 | 381.8795 | 0 | 381.264 | -0.13314 | 634.8362 | 0.012494 | 634.0152 | 9.5653e-05 | 634.8362 | 0.0075198 | 379.7518 | 0
|  | 382.0959 | 2.3503 | 381.4803 | 4.5523 | 417.3923 | 0 | 382.0959 | 14.1183 | 381.4803 | 25.0285 | 375.7783 | 0.13413 | 381.4803 | 0.34304 | 382.0958 | 0.052092 | 379.9651 | 0 | 382.0958 | 0.019814 | 382.0959 | 0.011353 | 382.0958 | 0.016834 | 380.1783 | 0 | 382.0959 | 0.0065792 | 381.4803 | 0.059052 | 634.9967 | 0.016104 | 634.176 | 0 | 634.9967 | 0.0075636 | 379.9651 | 0
|  | 382.3123 | 2.3287 | 381.6966 | 4.5093 | 417.5051 | 0.01218 | 382.3123 | 15.1244 | 381.6966 | 26.4043 | 375.9946 | 0.10158 | 381.6966 | 0.13055 | 382.3122 | 0 | 380.1783 | 0 | 382.3122 | 0 | 382.3123 | 0 | 382.3122 | 0 | 380.3916 | 0 | 382.3123 | 0 | 381.6966 | -0.073775 | 635.1572 | 0.012945 | 634.3368 | 9.5653e-05 | 635.1572 | 0.0078259 | 380.1783 | 0
|  | 382.5287 | 2.3317 | 381.9129 | 4.5359 | 417.6178 | 0 | 382.5287 | 16.3061 | 381.9129 | 27.8607 | 376.2108 | 0.13553 | 381.9129 | 0.39706 | 382.5287 | 0.1003 | 380.3916 | 0 | 382.5287 | 0.019032 | 382.5287 | 0.0099731 | 382.5287 | 0.01083 | 380.6049 | 0 | 382.5287 | 0.0047051 | 381.9129 | 0.062811 | 635.3177 | 0.018186 | 634.4977 | 0 | 635.3177 | 0.0076947 | 380.3916 | 0
|  | 382.7451 | 2.3329 | 382.1292 | 4.5057 | 417.7306 | 0.0022362 | 382.7451 | 17.5642 | 382.1292 | 28.7928 | 376.4272 | 0.12211 | 382.1292 | 0.18593 | 382.7451 | 0 | 380.6049 | 0 | 382.7451 | 0 | 382.7451 | 0 | 382.7451 | 0 | 380.8182 | 0 | 382.7451 | 0 | 382.1292 | -0.086149 | 635.4782 | 0.0089542 | 634.6585 | 0.00028696 | 635.4782 | 0.0078259 | 380.6049 | 0
|  | 382.9615 | 2.345 | 382.3455 | 4.5422 | 417.8434 | 0 | 382.9615 | 18.9481 | 382.3455 | 29.335 | 376.6435 | 0.16933 | 382.3455 | 0.422 | 382.9615 | 0.036981 | 380.8182 | 0 | 382.9615 | 0.019809 | 382.9615 | 0.016975 | 382.9615 | 0.019087 | 381.0315 | 0 | 382.9615 | 0.0039948 | 382.3455 | 0.10119 | 635.6387 | 0.019019 | 634.8193 | 6.3769e-05 | 635.6387 | 0.0073887 | 380.8182 | 0
|  | 383.178 | 2.2651 | 382.5618 | 4.403 | 417.9561 | 0.0078093 | 383.178 | 19.9721 | 382.5618 | 29.1839 | 376.8598 | 0.14983 | 382.5618 | 0.23428 | 383.178 | 0 | 381.0315 | 0 | 383.178 | 0 | 383.178 | 0 | 383.178 | 0 | 381.2449 | 0 | 383.178 | 0 | 382.5618 | -0.062028 | 635.7993 | 0.0098912 | 634.9802 | 0.00028696 | 635.7993 | 0.0075198 | 381.0315 | 0
|  | 383.3945 | 2.2419 | 382.7782 | 4.364 | 418.0689 | 0 | 383.3945 | 21.0036 | 382.7782 | 30.6072 | 377.0761 | 0.19751 | 382.7782 | 0.42672 | 383.3945 | 0.054792 | 381.2449 | 0 | 383.3945 | 0.01876 | 383.3945 | 0.0073558 | 383.3945 | 0.0098298 | 381.4582 | 0 | 383.3945 | 0.0029366 | 382.7782 | 0.038376 | 635.9598 | 0.015132 | 635.1411 | 6.3769e-05 | 635.9598 | 0.0071264 | 381.2449 | 0
|  | 383.611 | 2.1643 | 382.9945 | 4.2794 | 418.1817 | 0.010675 | 383.611 | 22.1591 | 382.9945 | 30.5537 | 377.2925 | 0.14909 | 382.9945 | 0.28493 | 383.611 | 0 | 381.4582 | 0 | 383.611 | 0 | 383.611 | 0 | 383.611 | 0 | 381.6716 | 0 | 383.611 | 0 | 382.9946 | -0.044798 | 636.1204 | 0.014264 | 635.3019 | 0.00028696 | 636.1204 | 0.0074761 | 381.4582 | 0
|  | 383.8275 | 2.1399 | 383.2109 | 4.1691 | 418.2945 | 0 | 383.8275 | 23.0714 | 383.2109 | 31.4577 | 377.5089 | 0.19261 | 383.2109 | 0.44935 | 383.8275 | 0.052 | 381.6716 | 0 | 383.8275 | 0.011987 | 383.8275 | 0.0066222 | 383.8275 | 0.00084936 | 381.8849 | 0 | 383.8274 | 0.002506 | 383.2109 | 0.062028 | 636.2809 | 0.015791 | 635.4628 | 0 | 636.2809 | 0.0073887 | 381.6716 | 0
|  | 384.044 | 2.053 | 383.4273 | 4.1111 | 418.4072 | 0.0054663 | 384.044 | 24.208 | 383.4273 | 31.9397 | 377.7252 | 0.18279 | 383.4273 | 0.31815 | 384.044 | 0 | 381.8849 | 0 | 384.044 | 0.00012953 | 384.044 | 0 | 384.044 | 0 | 382.0983 | 0 | 384.044 | 0 | 383.4273 | -0.086149 | 636.4415 | 0.014542 | 635.6237 | 9.5653e-05 | 636.4415 | 0.0079133 | 381.885 | 0
|  | 384.2605 | 2.0201 | 383.6437 | 4.0393 | 418.52 | 0 | 384.2605 | 25.3222 | 383.6437 | 33.4804 | 377.9416 | 0.2111 | 383.6437 | 0.49203 | 384.2605 | 0.071073 | 382.0983 | 0 | 384.2605 | 0.0034963 | 384.2605 | 0.011421 | 384.2605 | 0.00066103 | 382.3117 | 0 | 384.2605 | 0.005887 | 383.6437 | 0.044954 | 636.602 | 0.015236 | 635.7846 | 0 | 636.602 | 0.0078259 | 382.0983 | 0
|  | 384.4771 | 1.9309 | 383.8602 | 3.9441 | 418.6328 | 0.02135 | 384.4771 | 26.5738 | 383.8602 | 33.936 | 378.158 | 0.19403 | 383.8602 | 0.36868 | 384.4771 | 0 | 382.3117 | 0 | 384.4771 | 0 | 384.4771 | 0 | 384.4771 | 0 | 382.5251 | 0 | 384.4771 | 0 | 383.8602 | -0.06892 | 636.7626 | 0.012772 | 635.9455 | 0.00028696 | 636.7626 | 0.007957 | 382.3117 | 0
|  | 384.6936 | 1.936 | 384.0766 | 3.9126 | 418.7455 | 0 | 384.6936 | 27.8488 | 384.0766 | 35.5803 | 378.3744 | 0.23511 | 384.0766 | 0.56756 | 384.6936 | 0.056283 | 382.5251 | 0 | 384.6936 | 0.011134 | 384.6936 | 0.012777 | 384.6936 | 0.011941 | 382.7385 | 0 | 384.6936 | 0.0079324 | 384.0766 | 0.03164 | 636.9231 | 0.015861 | 636.1064 | 0 | 636.9231 | 0.0074761 | 382.5251 | 0
|  | 384.9102 | 1.8723 | 384.2931 | 3.859 | 418.8583 | 0.012036 | 384.9102 | 28.8556 | 384.2931 | 35.7826 | 378.5909 | 0.20859 | 384.2931 | 0.42725 | 384.9102 | 0 | 382.7385 | 0 | 384.9102 | 0 | 384.9102 | 0 | 384.9102 | 0 | 382.952 | 0 | 384.9102 | 0 | 384.2931 | -0.066413 | 637.0837 | 0.015028 | 636.2673 | 9.5653e-05 | 637.0837 | 0.0073887 | 382.7385 | 0
|  | 385.1268 | 1.8926 | 384.5095 | 3.7756 | 418.9711 | 0 | 385.1268 | 29.8774 | 384.5095 | 36.7694 | 378.8073 | 0.26144 | 384.5095 | 0.63447 | 385.1268 | 0.090558 | 382.952 | 0 | 385.1268 | 0.017729 | 385.1268 | 0.010586 | 385.1268 | 0.0035577 | 383.1654 | 0 | 385.1268 | 0.0050077 | 384.5095 | 0.020363 | 637.2443 | 0.016347 | 636.4282 | 6.3769e-05 | 637.2443 | 0.0067766 | 382.952 | 0
|  | 385.3434 | 1.763 | 384.726 | 3.7148 | 419.0838 | 0.012323 | 385.3434 | 30.877 | 384.726 | 37.2707 | 379.0237 | 0.24243 | 384.726 | 0.53059 | 385.3434 | 0 | 383.1654 | 0 | 385.3434 | 0.0033385 | 385.3434 | 0.0038889 | 385.3434 | 0 | 383.3789 | 0 | 385.3434 | 0 | 384.726 | -0.032893 | 637.4049 | 0.012945 | 636.5891 | 9.5653e-05 | 637.4049 | 0.0073012 | 383.1654 | 0
|  | 385.56 | 1.7385 | 384.9425 | 3.6332 | 419.1966 | 0 | 385.56 | 31.6058 | 384.9425 | 37.7699 | 379.2402 | 0.29135 | 384.9425 | 0.69015 | 385.56 | 0.041185 | 383.3789 | 0 | 385.56 | 0.0090623 | 385.56 | 0.012245 | 385.56 | 0.0078582 | 383.5923 | 0 | 385.56 | 0.0072905 | 384.9425 | 0.020676 | 637.5655 | 0.017561 | 636.75 | 6.3769e-05 | 637.5655 | 0.0071264 | 383.3789 | 0
|  | 385.7766 | 1.6465 | 385.159 | 3.4254 | 419.3094 | 0.018986 | 385.7766 | 32.1454 | 385.159 | 37.6685 | 379.4567 | 0.26075 | 385.159 | 0.55575 | 385.7766 | 0 | 383.5923 | 0 | 385.7766 | 0 | 385.7766 | 0 | 385.7766 | 0 | 383.8058 | 0 | 385.7766 | 0 | 385.159 | -0.041508 | 637.7261 | 0.015514 | 636.9109 | 0 | 637.7261 | 0.0076073 | 383.5923 | 0
|  | 385.9933 | 1.6334 | 385.3756 | 3.4595 | 419.4222 | 0 | 385.9933 | 33.101 | 385.3756 | 37.9856 | 379.6732 | 0.31746 | 385.3756 | 0.78295 | 385.9933 | 0.023517 | 383.8058 | 0 | 385.9933 | 0.015044 | 385.9933 | 0.0075642 | 385.9933 | 0.0024439 | 384.0193 | 0 | 385.9933 | 0.0092792 | 385.3756 | 0.033363 | 637.8867 | 0.018915 | 637.0719 | 0 | 637.8867 | 0.0069078 | 383.8058 | 0
|  | 386.2099 | 1.6027 | 385.5921 | 3.3475 | 419.5349 | 0.0057147 | 386.2099 | 33.5193 | 385.5921 | 38.074 | 379.8896 | 0.30791 | 385.5921 | 0.65548 | 386.2099 | 0 | 384.0193 | 0 | 386.2099 | 0 | 386.2099 | 0 | 386.2099 | 0 | 384.2328 | 0 | 386.2099 | 0 | 385.5921 | -0.059052 | 638.0474 | 0.012078 | 637.2328 | 9.5653e-05 | 638.0474 | 0.0075636 | 384.0193 | 0
|  | 386.4266 | 1.5539 | 385.8087 | 3.2562 | 419.6477 | 0 | 386.4266 | 34.2995 | 385.8087 | 38.7127 | 380.1062 | 0.35811 | 385.8087 | 0.87307 | 386.4266 | 0.094673 | 384.2328 | 0 | 386.4266 | 0.017954 | 386.4266 | 0.012593 | 386.4266 | 0.0050875 | 384.4463 | 0 | 386.4266 | 0.0074933 | 385.8087 | 0.042605 | 638.208 | 0.01836 | 637.3938 | 0 | 638.208 | 0.0075198 | 384.2328 | 0
|  | 386.6433 | 1.5177 | 386.0253 | 3.2293 | 419.7605 | 0.011678 | 386.6433 | 34.8753 | 386.0253 | 37.7348 | 380.3227 | 0.33124 | 386.0253 | 0.74466 | 386.6433 | 0 | 384.4463 | 0 | 386.6433 | 0 | 386.6433 | 0 | 386.6433 | 0 | 384.6599 | 0 | 386.6433 | 0 | 386.0253 | -0.038846 | 638.3686 | 0.015062 | 637.5547 | 0.00028696 | 638.3686 | 0.0077384 | 384.4463 | 0
|  | 386.86 | 1.4902 | 386.2419 | 3.1711 | 419.8733 | 0 | 386.86 | 35.3467 | 386.2419 | 37.3206 | 380.5392 | 0.38407 | 386.2419 | 0.91604 | 386.86 | 0.047473 | 384.6599 | 0 | 386.86 | 0.0096721 | 386.86 | 0.0090652 | 386.86 | 0.0096304 | 384.8734 | 0 | 386.86 | 0.004939 | 386.2419 | 0.018483 | 638.5293 | 0.016416 | 637.7157 | 0.00025508 | 638.5293 | 0.0073012 | 384.6599 | 0
|  | 387.0767 | 1.462 | 386.4585 | 3.0835 | 419.986 | 0.012395 | 387.0767 | 35.6281 | 386.4585 | 36.7879 | 380.7558 | 0.38773 | 386.4585 | 0.8394 | 387.0767 | 0 | 384.8734 | 0 | 387.0767 | 0 | 387.0767 | 0 | 387.0767 | 0 | 385.0869 | 0 | 387.0767 | 0 | 386.4585 | -0.05216 | 638.6899 | 0.013258 | 637.8766 | 0.00047827 | 638.6899 | 0.0074761 | 384.8734 | 0
|  | 387.2935 | 1.4339 | 386.6751 | 3.047 | 420.0988 | 0 | 387.2935 | 35.7178 | 386.6751 | 36.8476 | 380.9724 | 0.43809 | 386.6751 | 0.99304 | 387.2935 | 0.02579 | 385.0869 | 0 | 387.2935 | 0.00094618 | 387.2935 | 0.0053311 | 387.2935 | 0 | 385.3005 | 0 | 387.2935 | 0.0025307 | 386.6751 | 0.0177 | 638.8506 | 0.020789 | 638.0376 | 6.3769e-05 | 638.8506 | 0.0073012 | 385.0869 | 0
|  | 387.5102 | 1.3838 | 386.8917 | 2.9657 | 420.2116 | 0.012538 | 387.5102 | 35.7223 | 386.8917 | 35.0245 | 381.1889 | 0.42514 | 386.8917 | 0.88033 | 387.5102 | 0 | 385.3005 | 0 | 387.5102 | 0 | 387.5102 | 0 | 387.5102 | 0 | 385.5141 | 0 | 387.5102 | 0 | 386.8917 | -0.012729 | 639.0112 | 0.016555 | 638.1986 | 9.5653e-05 | 639.0112 | 0.007345 | 385.3005 | 0
|  | 387.727 | 1.3355 | 387.1084 | 2.8784 | 420.3243 | 0 | 387.727 | 35.7173 | 387.1084 | 34.6587 | 381.4055 | 0.48423 | 387.1084 | 1.0834 | 387.727 | 0.053355 | 385.5141 | 0 | 387.727 | 0.018598 | 387.727 | 0.0087323 | 387.727 | 0.0036016 | 385.7277 | 0 | 387.727 | 0.0029128 | 387.1084 | 0.041195 | 639.1719 | 0.023427 | 638.3596 | 0 | 639.1719 | 0.0069952 | 385.5141 | 0
|  | 387.9437 | 1.2572 | 387.3251 | 2.8258 | 420.4371 | 0.0019878 | 387.9437 | 35.4776 | 387.3251 | 33.9688 | 381.6221 | 0.49018 | 387.3251 | 1.0101 | 387.9437 | 0 | 385.7277 | 0 | 387.9437 | 0 | 387.9437 | 0 | 387.9437 | 0 | 385.9413 | 0 | 387.9437 | 0 | 387.3251 | -0.030857 | 639.3326 | 0.0094748 | 638.5205 | 9.5653e-05 | 639.3326 | 0.0074324 | 385.7277 | 0
|  | 388.1605 | 1.2645 | 387.5417 | 2.8023 | 420.5499 | 0 | 388.1605 | 35.1414 | 387.5417 | 34.3713 | 381.8387 | 0.54647 | 387.5417 | 1.2395 | 388.1605 | 0.061266 | 385.9413 | 0 | 388.1605 | 0.015874 | 388.1605 | 0.012391 | 388.1605 | 0.0096748 | 386.1549 | 0 | 388.1605 | 0.0057881 | 387.5417 | 0.025218 | 639.4932 | 0.016659 | 638.6815 | 6.3769e-05 | 639.4932 | 0.0072575 | 385.9413 | 0
|  | 388.3773 | 1.2035 | 387.7584 | 2.7293 | 420.6627 | 0.0014908 | 388.3773 | 34.8272 | 387.7584 | 32.7152 | 382.0553 | 0.539 | 387.7584 | 1.1283 | 388.3773 | 0 | 386.1549 | 0 | 388.3773 | 0 | 388.3773 | 0.0045714 | 388.3773 | 0 | 386.3685 | 0 | 388.3773 | 0 | 387.7584 | -0.023495 | 639.6539 | 0.011418 | 638.8425 | 0 | 639.6539 | 0.0078696 | 386.1549 | 0
|  | 388.5941 | 1.1803 | 387.9752 | 2.6753 | 420.7754 | 0 | 388.5941 | 34.3554 | 387.9752 | 32.6964 | 382.272 | 0.59553 | 387.9752 | 1.3304 | 388.5941 | 0.048168 | 386.3685 | 0 | 388.5941 | 0.012461 | 388.5941 | 0.0111 | 388.5941 | 0.010369 | 386.5822 | 0 | 388.5942 | 0.0021465 | 387.9752 | 0.031014 | 639.8146 | 0.022316 | 639.0035 | 0 | 639.8146 | 0.0071264 | 386.3685 | 0
|  | 388.811 | 1.1712 | 388.1919 | 2.5587 | 420.8882 | 0.0084541 | 388.811 | 33.724 | 388.1919 | 31.3465 | 382.4886 | 0.6222 | 388.1919 | 1.2582 | 388.811 | 0 | 386.5822 | 0 | 388.811 | 0 | 388.811 | 0 | 388.811 | 0 | 386.7958 | 0 | 388.811 | 0 | 388.1919 | -0.051846 | 639.9753 | 0.011418 | 639.1645 | 9.5653e-05 | 639.9753 | 0.0077822 | 386.5822 | 0
|  | 389.0278 | 1.1115 | 388.4086 | 2.5163 | 421.001 | 0 | 389.0278 | 33.1622 | 388.4086 | 30.8442 | 382.7053 | 0.66658 | 388.4086 | 1.478 | 389.0278 | 0.063874 | 386.7958 | 0 | 389.0278 | 0.0092958 | 389.0278 | 0.0056538 | 389.0278 | 0.0084291 | 387.0095 | 0 | 389.0278 | 0.0046502 | 388.4086 | 0.045738 | 640.136 | 0.016659 | 639.3256 | 0 | 640.136 | 0.0072575 | 386.7958 | 0
|  | 389.2447 | 1.0609 | 388.6254 | 2.4243 | 421.1138 | 0.01046 | 389.2447 | 32.5116 | 388.6254 | 29.7319 | 382.9219 | 0.66678 | 388.6254 | 1.4126 | 389.2447 | 0 | 387.0095 | 0 | 389.2447 | 0 | 389.2447 | 0 | 389.2447 | 0 | 387.2231 | 0 | 389.2447 | 0 | 388.6254 | -0.032267 | 640.2968 | 0.010794 | 639.4866 | 9.5653e-05 | 640.2968 | 0.0078259 | 387.0095 | 0
|  | 389.4615 | 1.0242 | 388.8422 | 2.3963 | 421.2265 | 0 | 389.4615 | 31.748 | 388.8422 | 29.2916 | 383.1386 | 0.7412 | 388.8422 | 1.6119 | 389.4616 | 0.047038 | 387.2231 | 0 | 389.4616 | 0.0072759 | 389.4615 | 0.0072188 | 389.4616 | 0.0090795 | 387.4368 | 0 | 389.4615 | 0.0084855 | 388.8422 | 0.021929 | 640.4575 | 0.010724 | 639.6476 | 0 | 640.4575 | 0.0073012 | 387.2231 | 0
|  | 389.6784 | 0.96855 | 389.059 | 2.3193 | 421.3393 | 0.01003 | 389.6784 | 30.9118 | 389.059 | 28.3648 | 383.3553 | 0.75876 | 389.059 | 1.5845 | 389.6784 | 0 | 387.4368 | 0 | 389.6784 | 0 | 389.6784 | 0 | 389.6784 | 0 | 387.6505 | 0 | 389.6784 | 0 | 389.059 | -0.062184 | 640.6182 | 0.0080518 | 639.8087 | 0 | 640.6182 | 0.0078259 | 387.4368 | 0
|  | 389.8954 | 0.9986 | 389.2758 | 2.359 | 421.4521 | 0 | 389.8954 | 30.0855 | 389.2758 | 28.52 | 383.572 | 0.84751 | 389.2758 | 1.8686 | 389.8954 | 0.083246 | 387.6505 | 0 | 389.8954 | 0.018314 | 389.8954 | 0.013881 | 389.8954 | 0.015008 | 387.8642 | 0 | 389.8954 | 0.013769 | 389.2758 | 0.033677 | 640.779 | 0.014993 | 639.9697 | 6.3769e-05 | 640.779 | 0.0075636 | 387.6505 | 0
|  | 390.1123 | 0.92414 | 389.4926 | 2.2144 | 421.5649 | 0.011678 | 390.1123 | 29.1893 | 389.4926 | 27.6626 | 383.7887 | 0.83773 | 389.4926 | 1.8453 | 390.1123 | 0 | 387.8642 | 0 | 390.1123 | 0 | 390.1123 | 0 | 390.1123 | 0 | 388.078 | 0 | 390.1123 | 0 | 389.4926 | -0.028038 | 640.9397 | 0.011731 | 640.1308 | 0 | 640.9397 | 0.0078259 | 387.8642 | 0
|  | 390.3292 | 0.9294 | 389.7094 | 2.2092 | 421.6777 | 0 | 390.3292 | 28.4327 | 389.7094 | 27.593 | 384.0055 | 0.93238 | 389.7094 | 2.13 | 390.3292 | 0.070321 | 388.078 | 0 | 390.3292 | 0.012172 | 390.3292 | 0.0095639 | 390.3292 | 0.0072628 | 388.2917 | 0 | 390.3292 | 0.003152 | 389.7094 | 0.037592 | 641.1004 | 0.02301 | 640.2918 | 6.3769e-05 | 641.1004 | 0.0069952 | 388.078 | 0
|  | 390.5461 | 0.87407 | 389.9263 | 2.1396 | 421.7904 | 0.0078093 | 390.5461 | 27.4902 | 389.9263 | 26.5589 | 384.2222 | 0.95364 | 389.9263 | 2.117 | 390.5461 | 0 | 388.2917 | 0 | 390.5461 | 0 | 390.5461 | 0 | 390.5461 | 0 | 388.5055 | 0 | 390.5461 | 0 | 389.9263 | -0.042918 | 641.2612 | 0.011904 | 640.4529 | 0.00028696 | 641.2612 | 0.0074324 | 388.2917 | 0
|  | 390.7631 | 0.89707 | 390.1432 | 2.1156 | 421.9032 | 0 | 390.7631 | 26.5898 | 390.1432 | 25.8607 | 384.439 | 1.0471 | 390.1432 | 2.3489 | 390.7631 | 0.061254 | 388.5055 | 0 | 390.7631 | 0.011597 | 390.7631 | 0.007224 | 390.7631 | 0.0083419 | 388.7192 | 0 | 390.7631 | 0.0037493 | 390.1432 | -0.01315 | 641.422 | 0.018117 | 640.6139 | 0 | 641.422 | 0.0070389 | 388.5055 | 0
|  | 390.9801 | 0.85675 | 390.36 | 2.0395 | 422.016 | 0.0040997 | 390.9801 | 25.6356 | 390.36 | 24.9117 | 384.6557 | 1.0737 | 390.36 | 2.3442 | 390.9801 | 0 | 388.7192 | 0 | 390.9801 | 0 | 390.9801 | 0 | 390.9801 | 0 | 388.933 | 0 | 390.9801 | 0 | 390.36 | -0.043858 | 641.5827 | 0.014958 | 640.775 | 0.00028696 | 641.5827 | 0.007651 | 388.7192 | 0
|  | 391.1971 | 0.83874 | 390.5769 | 2.0083 | 422.1288 | 0 | 391.1971 | 24.9741 | 390.5769 | 24.2951 | 384.8725 | 1.1523 | 390.5769 | 2.5748 | 391.1971 | 0.058926 | 388.933 | 0 | 391.1971 | 0.012197 | 391.1971 | 0.0048031 | 391.1971 | 0.0016901 | 389.1468 | 0 | 391.1971 | 0.0016259 | 390.5769 | 0.012323 | 641.7435 | 0.020442 | 640.9361 | 6.3769e-05 | 641.7435 | 0.0069515 | 388.933 | 0
|  | 391.4141 | 0.77496 | 390.7939 | 1.9562 | 422.2415 | 0.0094571 | 391.4141 | 24.008 | 390.7939 | 22.6559 | 385.0893 | 1.1976 | 390.7939 | 2.5473 | 391.4141 | 0 | 389.1468 | 0 | 391.4141 | 0 | 391.4141 | 0 | 391.4141 | 0 | 389.3606 | 0 | 391.4141 | 0 | 390.7939 | -0.040255 | 641.9043 | 0.019782 | 641.0972 | 9.5653e-05 | 641.9043 | 0.0075636 | 389.1468 | 0
|  | 391.6311 | 0.77385 | 391.0108 | 1.918 | 422.3543 | 0 | 391.6311 | 23.1274 | 391.0108 | 22.3145 | 385.3061 | 1.2915 | 391.0108 | 2.803 | 391.6311 | 0.057172 | 389.3606 | 0 | 391.6311 | 0.01042 | 391.6311 | 0.0095179 | 391.6311 | 0.010023 | 389.5744 | 0 | 391.6311 | 0.0080444 | 391.0108 | 0.0091474 | 642.0651 | 0.017804 | 641.2582 | 6.3769e-05 | 642.0651 | 0.0071264 | 389.3606 | 0
|  | 391.8481 | 0.73601 | 391.2277 | 1.8753 | 422.4671 | 0.010532 | 391.8481 | 22.0733 | 391.2277 | 20.9055 | 385.5229 | 1.3128 | 391.2277 | 2.7597 | 391.8481 | 0 | 389.5744 | 0 | 391.8481 | 0 | 391.8481 | 0 | 391.8481 | 0 | 389.7882 | 0 | 391.8481 | 0 | 391.2277 | -0.051376 | 642.2259 | 0.0095095 | 641.4193 | 9.5653e-05 | 642.2259 | 0.0076947 | 389.5744 | 0
|  | 392.0652 | 0.72826 | 391.4447 | 1.8331 | 422.5799 | 0 | 392.0652 | 21.3151 | 391.4447 | 20.3999 | 385.7398 | 1.4339 | 391.4447 | 3.0437 | 392.0652 | 0.065685 | 389.7882 | 0 | 392.0652 | 0.012948 | 392.0652 | 0.0087997 | 392.0652 | 0.0085793 | 390.002 | 0 | 392.0652 | 0.0076446 | 391.4447 | 0.042605 | 642.3867 | 0.017388 | 641.5804 | 0 | 642.3867 | 0.0070826 | 389.7882 | 0
|  | 392.2822 | 0.68248 | 391.6617 | 1.7758 | 422.6926 | 0.0081675 | 392.2822 | 20.5149 | 391.6617 | 19.3421 | 385.9566 | 1.465 | 391.6617 | 3.0679 | 392.2822 | 0 | 390.002 | 0 | 392.2822 | 0 | 392.2822 | 0 | 392.2822 | 0 | 390.2159 | 0 | 392.2822 | 0 | 391.6617 | -0.030231 | 642.5475 | 0.013015 | 641.7415 | 0 | 642.5475 | 0.0074324 | 390.002 | 0
|  | 392.4993 | 0.71398 | 391.8787 | 1.7547 | 422.8054 | 0 | 392.4993 | 19.6973 | 391.8787 | 18.9375 | 386.1735 | 1.5742 | 391.8787 | 3.3896 | 392.4993 | 0.041891 | 390.2159 | 0 | 392.4993 | 0.011876 | 392.4993 | 0.0083265 | 392.4993 | 0.0037495 | 390.4297 | 0 | 392.4993 | 0.008171 | 391.8786 | 0.025062 | 642.7083 | 0.015305 | 641.9027 | 0 | 642.7083 | 0.0069952 | 390.2159 | 0
|  | 392.7164 | 0.64283 | 392.0957 | 1.7009 | 422.9182 | 0.0065843 | 392.7164 | 18.9255 | 392.0957 | 17.8064 | 386.3903 | 1.6324 | 392.0957 | 3.3719 | 392.7164 | 0 | 390.4297 | 0 | 392.7164 | 0 | 392.7164 | 0 | 392.7164 | 0 | 390.6436 | 0 | 392.7164 | 0 | 392.0957 | -0.047147 | 642.8691 | 0.015132 | 642.0638 | 0.00028696 | 642.8691 | 0.0075198 | 390.4297 | 0
|  | 392.9335 | 0.64644 | 392.3127 | 1.6417 | 423.031 | 0 | 392.9335 | 18.2384 | 392.3127 | 17.267 | 386.6072 | 1.7479 | 392.3127 | 3.6427 | 392.9335 | 0.029343 | 390.6436 | 0 | 392.9335 | 0.01079 | 392.9335 | 0.004245 | 392.9335 | 0.0069166 | 390.8575 | 0 | 392.9335 | 0.0057832 | 392.3127 | 0.023339 | 643.0299 | 0.016763 | 642.2249 | 0 | 643.0299 | 0.0072138 | 390.6436 | 0
|  | 393.1506 | 0.61484 | 392.5297 | 1.5961 | 423.1438 | 0.011535 | 393.1506 | 17.3995 | 392.5297 | 16.3752 | 386.8241 | 1.8132 | 392.5297 | 3.6639 | 393.1506 | 0 | 390.8575 | 0 | 393.1506 | 0 | 393.1506 | 0 | 393.1506 | 0 | 391.0714 | 0 | 393.1506 | 0 | 392.5297 | -0.022242 | 643.1908 | 0.014229 | 642.386 | 0 | 643.1908 | 0.0078259 | 390.8575 | 0
|  | 393.3678 | 0.60326 | 392.7468 | 1.5616 | 423.2565 | 0 | 393.3678 | 16.6202 | 392.7468 | 15.6473 | 387.041 | 1.9536 | 392.7468 | 3.9227 | 393.3678 | 0.071143 | 391.0714 | 0 | 393.3678 | 0.010723 | 393.3678 | 0.0069311 | 393.3678 | 0.0081035 | 391.2853 | 0 | 393.3678 | 0.0039941 | 392.7468 | 0.049967 | 643.3516 | 0.016971 | 642.5472 | 0 | 643.3516 | 0.007345 | 391.0714 | 0
|  | 393.5849 | 0.54568 | 392.9638 | 1.5075 | 423.3693 | 0.0098153 | 393.5849 | 15.9127 | 392.9638 | 14.8191 | 387.2579 | 2.0027 | 392.9638 | 3.954 | 393.5849 | 0 | 391.2853 | 0 | 393.5849 | 0 | 393.5849 | 0 | 393.5849 | 0 | 391.4992 | 0 | 393.5849 | 0 | 392.9638 | -0.046521 | 643.5125 | 0.010932 | 642.7083 | 9.5653e-05 | 643.5125 | 0.0081319 | 391.2853 | 0
|  | 393.8021 | 0.55892 | 393.1809 | 1.5055 | 423.4821 | 0 | 393.8021 | 15.2195 | 393.1809 | 14.3883 | 387.4749 | 2.1298 | 393.1809 | 4.2199 | 393.8021 | 0.046924 | 391.4992 | 0 | 393.8021 | 0.010045 | 393.8021 | 0.0061424 | 393.8021 | 0.0082957 | 391.7131 | 0 | 393.8021 | 0.010371 | 393.1809 | 0.0091129 | 643.6733 | 0.011592 | 642.8695 | 0 | 643.6733 | 0.0075636 | 391.4992 | 0
|  | 394.0193 | 0.55436 | 393.398 | 1.4554 | 423.5949 | 0.0057147 | 394.0193 | 14.4746 | 393.398 | 13.5784 | 387.6918 | 2.2119 | 393.398 | 4.3023 | 394.0192 | 0 | 391.7131 | 0 | 394.0192 | 0 | 394.0193 | 0 | 394.0192 | 0 | 391.9271 | 0 | 394.0193 | 0 | 393.398 | -0.038532 | 643.8342 | 0.010863 | 643.0306 | 0.00028696 | 643.8342 | 0.007957 | 391.7131 | 0
|  | 394.2364 | 0.5542 | 393.6151 | 1.4498 | 423.7077 | 0 | 394.2364 | 14.0167 | 393.6151 | 13.1711 | 387.9088 | 2.3873 | 393.6151 | 4.633 | 394.2364 | 0.075383 | 391.9271 | 0 | 394.2364 | 0.020016 | 394.2364 | 0.0099217 | 394.2364 | 0 | 392.141 | 0 | 394.2364 | 0.0088126 | 393.6151 | 0.012952 | 643.9951 | 0.020268 | 643.1918 | 0 | 643.9951 | 0.0071264 | 391.9271 | 0
|  | 394.4536 | 0.48901 | 393.8322 | 1.3768 | 423.8204 | 0.0065843 | 394.4536 | 13.4587 | 393.8322 | 12.5592 | 388.1257 | 2.4616 | 393.8322 | 4.7375 | 394.4536 | 0 | 392.141 | 0 | 394.4536 | 0 | 394.4536 | 0 | 394.4536 | 0 | 392.355 | 0 | 394.4536 | 0 | 393.8322 | -0.033363 | 644.1559 | 0.013917 | 643.3529 | 9.5653e-05 | 644.1559 | 0.0076073 | 392.141 | 0
|  | 394.6708 | 0.49227 | 394.0494 | 1.3804 | 423.9332 | 0 | 394.6708 | 12.7891 | 394.0494 | 12.378 | 388.3427 | 2.6192 | 394.0494 | 5.089 | 394.6709 | 0.06385 | 392.355 | 0 | 394.6709 | 0.009598 | 394.6708 | 0.0094598 | 394.6709 | 0.0051086 | 392.569 | 0 | 394.6708 | 0.0076504 | 394.0494 | 0.052943 | 644.3168 | 0.019713 | 643.5141 | 6.3769e-05 | 644.3168 | 0.0070826 | 392.355 | 0
|  | 394.8881 | 0.46375 | 394.2665 | 1.3148 | 424.046 | 0.001615 | 394.8881 | 12.2886 | 394.2665 | 11.656 | 388.5597 | 2.7276 | 394.2665 | 5.2525 | 394.8881 | 0 | 392.569 | 0 | 394.8881 | 0 | 394.8881 | 0 | 394.8881 | 0 | 392.783 | 0 | 394.8881 | 0 | 394.2665 | -0.046991 | 644.4777 | 0.015062 | 643.6753 | 0.00028696 | 644.4777 | 0.0076073 | 392.569 | 0
|  | 395.1053 | 0.46415 | 394.4837 | 1.3057 | 424.1588 | 0 | 395.1053 | 11.7356 | 394.4837 | 11.5539 | 388.7767 | 2.8893 | 394.4837 | 5.6944 | 395.1053 | 0.039648 | 392.783 | 0 | 395.1053 | 0.010577 | 395.1053 | 0.0047304 | 395.1053 | 0.010778 | 392.997 | 0 | 395.1053 | 0.0066047 | 394.4837 | 0.00056307 | 644.6386 | 0.01954 | 643.8365 | 0.00025508 | 644.6386 | 0.0071701 | 392.783 | 0
|  | 395.3226 | 0.43223 | 394.7009 | 1.284 | 424.2716 | 0.011678 | 395.3226 | 11.1783 | 394.7009 | 10.9552 | 388.9937 | 2.9708 | 394.7009 | 5.8077 | 395.3226 | 0 | 392.997 | 0 | 395.3226 | 0.0039055 | 395.3226 | 0.0020245 | 395.3226 | 0 | 393.211 | 0 | 395.3226 | 0 | 394.7009 | -0.037749 | 644.7995 | 0.012633 | 643.9977 | 0.00028696 | 644.7995 | 0.0075636 | 392.997 | 0
|  | 395.5399 | 0.4369 | 394.9181 | 1.2418 | 424.3844 | 0 | 395.5399 | 10.6509 | 394.9181 | 10.6988 | 389.2107 | 3.1352 | 394.9181 | 6.2163 | 395.5399 | 0.058857 | 393.211 | 0 | 395.5399 | 0.009939 | 395.5399 | 0.0084533 | 395.5399 | 0.0018363 | 393.425 | 0 | 395.5399 | 0.0082857 | 394.9181 | 0.019736 | 644.9604 | 0.01652 | 644.1589 | 0 | 644.9604 | 0.0069515 | 393.211 | 0
|  | 395.7571 | 0.39719 | 395.1353 | 1.1842 | 424.4971 | 0.0069571 | 395.7571 | 10.1398 | 395.1353 | 10.3881 | 389.4277 | 3.2674 | 395.1353 | 6.4135 | 395.7572 | 0 | 393.425 | 0 | 395.7572 | 0 | 395.7571 | 0 | 395.7572 | 0 | 393.6391 | 0 | 395.7571 | 0 | 395.1353 | -0.055449 | 645.1213 | 0.013431 | 644.3201 | 0 | 645.1213 | 0.0072575 | 393.425 | 0
|  | 395.9745 | 0.4181 | 395.3525 | 1.1671 | 424.6099 | 0 | 395.9745 | 9.7919 | 395.3525 | 10.0928 | 389.6448 | 3.4709 | 395.3525 | 6.8559 | 395.9745 | 0.044228 | 393.6391 | 0 | 395.9745 | 0.010818 | 395.9745 | 0.0084333 | 395.9745 | 0.015001 | 393.8531 | 0 | 395.9745 | 0.0073193 | 395.3525 | 0.00806 | 645.2823 | 0.015514 | 644.4813 | 0 | 645.2823 | 0.0071264 | 393.6391 | 0
|  | 396.1918 | 0.36224 | 395.5698 | 1.1186 | 424.7227 | 0.001615 | 396.1918 | 9.2288 | 395.5698 | 9.5693 | 389.8618 | 3.5978 | 395.5698 | 7.0799 | 396.1918 | 0 | 393.8531 | 0 | 396.1918 | 0 | 396.1918 | 0 | 396.1918 | 0 | 394.0672 | 0 | 396.1918 | 0 | 395.5698 | -0.022399 | 645.4432 | 0.016242 | 644.6425 | 9.5653e-05 | 645.4432 | 0.007651 | 393.8531 | 0
|  | 396.4091 | 0.40711 | 395.787 | 1.1479 | 424.8355 | 0 | 396.4091 | 8.8601 | 395.787 | 9.289 | 390.0789 | 3.8161 | 395.787 | 7.5574 | 396.4091 | 0.068008 | 394.0672 | 0 | 396.4091 | 0.01254 | 396.4091 | 0.0074484 | 396.4091 | 0.0079463 | 394.2812 | 0 | 396.4091 | 0.0090187 | 395.7871 | 0.033207 | 645.6041 | 0.015548 | 644.8037 | 0 | 645.6041 | 0.0072575 | 394.0672 | 0
|  | 396.6265 | 0.34428 | 396.0043 | 1.0703 | 424.9483 | 0.0018635 | 396.6265 | 8.5637 | 396.0043 | 8.9041 | 390.296 | 3.9685 | 396.0043 | 7.8428 | 396.6265 | 0 | 394.2812 | 0 | 396.6265 | 0 | 396.6265 | 0 | 396.6265 | 0 | 394.4954 | 0 | 396.6265 | 0 | 396.0043 | -0.046834 | 645.7651 | 0.011765 | 644.9649 | 0 | 645.7651 | 0.0075636 | 394.2812 | 0
|  | 396.8438 | 0.35998 | 396.2216 | 1.0714 | 425.0611 | 0 | 396.8438 | 8.1866 | 396.2216 | 8.8328 | 390.5131 | 4.1928 | 396.2216 | 8.3076 | 396.8438 | 0.055453 | 394.4954 | 0 | 396.8438 | 0.012167 | 396.8438 | 0.0074935 | 396.8438 | 0 | 394.7094 | 0 | 396.8438 | 0.0068558 | 396.2216 | 0.044798 | 645.926 | 0.013362 | 645.1262 | 0 | 645.926 | 0.0073012 | 394.4954 | 0
|  | 397.0612 | 0.32575 | 396.4389 | 1.0517 | 425.1739 | 0.0083108 | 397.0612 | 7.8219 | 396.4389 | 8.3245 | 390.7302 | 4.3706 | 396.4389 | 8.5949 | 397.0612 | 0 | 394.7094 | 0 | 397.0612 | 0 | 397.0612 | 0 | 397.0612 | 0 | 394.9236 | 0 | 397.0612 | 0 | 396.4389 | -0.078004 | 646.087 | 0.018811 | 645.2874 | 0.00028696 | 646.087 | 0.007651 | 394.7094 | 0
|  | 397.2786 | 0.34383 | 396.6562 | 1.0545 | 425.2866 | 0 | 397.2786 | 7.5999 | 396.6562 | 8.2452 | 390.9474 | 4.6421 | 396.6562 | 9.1252 | 397.2786 | 0.063258 | 394.9236 | 0 | 397.2786 | 0.0090206 | 397.2786 | 0.0042246 | 397.2786 | 0.0045392 | 395.1377 | 0 | 397.2786 | 0.0046559 | 396.6562 | 0.018326 | 646.2479 | 0.016902 | 645.4487 | 0.00025508 | 646.2479 | 0.0070389 | 394.9235 | 0
|  | 397.496 | 0.32135 | 396.8736 | 1.0237 | 425.3994 | 0.0085974 | 397.496 | 7.2387 | 396.8736 | 7.9271 | 391.1645 | 4.8049 | 396.8736 | 9.4537 | 397.496 | 0 | 395.1377 | 0 | 397.496 | 0 | 397.496 | 0 | 397.496 | 0 | 395.3518 | 0 | 397.496 | 0 | 396.8736 | -0.036496 | 646.4089 | 0.012702 | 645.6099 | 9.5653e-05 | 646.4089 | 0.0078259 | 395.1377 | 0
|  | 397.7134 | 0.31617 | 397.0909 | 1.0198 | 425.5122 | 0 | 397.7134 | 6.9065 | 397.0909 | 7.6974 | 391.3816 | 5.0648 | 397.0909 | 9.9818 | 397.7134 | 0.032438 | 395.3518 | 0 | 397.7134 | 0.011815 | 397.7134 | 0.0059544 | 397.7134 | 0.0039261 | 395.566 | 0 | 397.7134 | 0.0053456 | 397.0909 | 0.043858 | 646.5699 | 0.016416 | 645.7712 | 6.3769e-05 | 646.5699 | 0.007345 | 395.3518 | 0
|  | 397.9308 | 0.29634 | 397.3083 | 0.96374 | 425.625 | 0.0060874 | 397.9308 | 6.5511 | 397.3083 | 7.1972 | 391.5988 | 5.2683 | 397.3083 | 10.3392 | 397.9308 | 0 | 395.566 | 0 | 397.9308 | 0 | 397.9308 | 0 | 397.9308 | 0 | 395.7802 | 0 | 397.9308 | 0 | 397.3083 | -0.049653 | 646.7309 | 0.015305 | 645.9324 | 9.5653e-05 | 646.7309 | 0.0080445 | 395.566 | 0
|  | 398.1483 | 0.31405 | 397.5257 | 0.99909 | 425.7378 | 0 | 398.1483 | 6.2909 | 397.5257 | 7.3058 | 391.8159 | 5.5432 | 397.5257 | 10.9106 | 398.1483 | 0.053402 | 395.7802 | 0 | 398.1483 | 0.0098608 | 398.1483 | 0.0125 | 398.1483 | 0.0076423 | 395.9943 | 0 | 398.1483 | 0.0079619 | 397.5257 | 0.025845 | 646.8918 | 0.014091 | 646.0937 | 6.3769e-05 | 646.8918 | 0.0070826 | 395.7801 | 0
|  | 398.3657 | 0.30613 | 397.7431 | 0.95293 | 425.8506 | 0.012323 | 398.3657 | 6.0195 | 397.7431 | 6.8726 | 392.0331 | 5.7568 | 397.7431 | 11.2222 | 398.3657 | 0 | 395.9943 | 0 | 398.3657 | 0.00059267 | 398.3657 | 0 | 398.3657 | 0 | 396.2085 | 0 | 398.3657 | 0 | 397.7431 | -0.030074 | 647.0528 | 0.010377 | 646.255 | 9.5653e-05 | 647.0528 | 0.0077822 | 395.9943 | 0
|  | 398.5832 | 0.27596 | 397.9605 | 0.93848 | 425.9634 | 0 | 398.5832 | 5.813 | 397.9605 | 6.6609 | 392.2503 | 6.0759 | 397.9605 | 11.7858 | 398.5832 | 0.065414 | 396.2085 | 0 | 398.5832 | 0.0094982 | 398.5832 | 0.010463 | 398.5832 | 0.010369 | 396.4227 | 0 | 398.5832 | 0.0038036 | 397.9605 | 0.034146 | 647.2138 | 0.014993 | 646.4162 | 6.3769e-05 | 647.2138 | 0.0070389 | 396.2085 | 0
|  | 398.8007 | 0.25759 | 398.1779 | 0.91226 | 426.0762 | 0.00323 | 398.8007 | 5.5679 | 398.1779 | 6.0512 | 392.4676 | 6.2589 | 398.1779 | 12.0885 | 398.8007 | 0 | 396.4227 | 0 | 398.8007 | 0 | 398.8007 | 0 | 398.8007 | 0 | 396.6369 | 0 | 398.8007 | 0 | 398.1779 | -0.046521 | 647.3749 | 0.010204 | 646.5775 | 0.00047827 | 647.3749 | 0.0074761 | 396.4227 | 0
|  | 399.0182 | 0.26556 | 398.3954 | 0.91469 | 426.1889 | 0 | 399.0182 | 5.355 | 398.3954 | 6.1654 | 392.6848 | 6.621 | 398.3954 | 12.7379 | 399.0182 | 0.054557 | 396.6369 | 0 | 399.0182 | 0.0080497 | 399.0182 | 0.0087028 | 399.0182 | 0.0032086 | 396.8511 | 0 | 399.0182 | 0.0054179 | 398.3954 | 0.016917 | 647.5359 | 0.01298 | 646.7388 | 6.3769e-05 | 647.5359 | 0.0069078 | 396.6369 | 0
|  | 399.2357 | 0.23716 | 398.6128 | 0.82637 | 426.3017 | 0.0059632 | 399.2357 | 5.1246 | 398.6128 | 5.6265 | 392.902 | 6.8865 | 398.6128 | 13.0887 | 399.2357 | 0 | 396.8511 | 0 | 399.2357 | 0 | 399.2357 | 0 | 399.2357 | 0 | 397.0654 | 0 | 399.2357 | 0 | 398.6128 | -0.030387 | 647.6969 | 0.01416 | 646.9001 | 0.00028696 | 647.6969 | 0.0074324 | 396.8511 | 0
|  | 399.4532 | 0.25882 | 398.8303 | 0.87182 | 426.4145 | 0 | 399.4532 | 4.9293 | 398.8303 | 5.6642 | 393.1192 | 7.1992 | 398.8303 | 13.6597 | 399.4532 | 0.065633 | 397.0654 | 0 | 399.4532 | 0.0087469 | 399.4532 | 0.0088806 | 399.4532 | 0.0048501 | 397.2796 | 0 | 399.4533 | 0.006508 | 398.8303 | 0.013927 | 647.8579 | 0.018915 | 647.0614 | 6.3769e-05 | 647.8579 | 0.0070826 | 397.0654 | 0
|  | 399.6708 | 0.20729 | 399.0478 | 0.84524 | 426.5273 | 0.0096721 | 399.6708 | 4.6682 | 399.0478 | 5.2491 | 393.3365 | 7.4528 | 399.0478 | 14.0887 | 399.6708 | 0 | 397.2796 | 0 | 399.6708 | 0 | 399.6708 | 0 | 399.6708 | 0 | 397.4939 | 0 | 399.6708 | 0 | 399.0478 | -0.050123 | 648.0189 | 0.014958 | 647.2227 | 9.5653e-05 | 648.0189 | 0.007651 | 397.2796 | 0
|  | 399.8883 | 0.21772 | 399.2653 | 0.83905 | 426.6401 | 0 | 399.8883 | 4.5101 | 399.2653 | 5.3643 | 393.5538 | 7.8566 | 399.2653 | 14.7874 | 399.8883 | 0.042391 | 397.4939 | 0 | 399.8883 | 0.0088068 | 399.8883 | 0.0080725 | 399.8883 | 0.0061981 | 397.7081 | 0 | 399.8883 | 0.0084561 | 399.2653 | 0.01629 | 648.18 | 0.018255 | 647.384 | 6.3769e-05 | 648.18 | 0.0071701 | 397.4939 | 0
|  | 400.1059 | 0.21942 | 399.4828 | 0.80215 | 426.7529 | 0.0083108 | 400.1059 | 4.2848 | 399.4828 | 4.8768 | 393.7711 | 8.1023 | 399.4828 | 15.2086 | 400.1059 | 0 | 397.7081 | 0 | 400.1059 | 0 | 400.1059 | 0 | 400.1059 | 0 | 397.9224 | 0 | 400.1059 | 0 | 399.4828 | -0.062341 | 648.341 | 0.012008 | 647.5454 | 0 | 648.341 | 0.0073887 | 397.7081 | 0
|  | 400.3235 | 0.25257 | 399.7003 | 0.82423 | 426.8657 | 0 | 400.3235 | 4.2121 | 399.7003 | 4.8765 | 393.9883 | 8.49 | 399.7003 | 15.8987 | 400.3235 | 0.038411 | 397.9224 | 0 | 400.3235 | 0.0067889 | 400.3235 | 0.0061433 | 400.3235 | 0.0045844 | 398.1367 | 0 | 400.3235 | 0.0060317 | 399.7003 | 0.03305 | 648.5021 | 0.015548 | 647.7067 | 6.3769e-05 | 648.5021 | 0.006864 | 397.9224 | 0
|  | 400.5411 | 0.20646 | 399.9179 | 0.79465 | 426.9785 | 0.014759 | 400.5411 | 4.0492 | 399.9179 | 4.6672 | 394.2057 | 8.8006 | 399.9179 | 16.3408 | 400.5411 | 0 | 398.1367 | 0 | 400.5411 | 0 | 400.5411 | 0 | 400.5411 | 0 | 398.351 | 0 | 400.5411 | 0 | 399.9179 | -0.066883 | 648.6631 | 0.013015 | 647.868 | 9.5653e-05 | 648.6631 | 0.007345 | 398.1367 | 0
|  | 400.7587 | 0.23228 | 400.1354 | 0.82699 | 427.0913 | 0 | 400.7587 | 3.9611 | 400.1354 | 4.6986 | 394.423 | 9.2467 | 400.1354 | 17.0529 | 400.7587 | 0.044191 | 398.351 | 0 | 400.7587 | 0.0084764 | 400.7587 | 0.0089605 | 400.7587 | 0.0093296 | 398.5653 | 0 | 400.7587 | 0.0066812 | 400.1354 | 0.076438 | 648.8242 | 0.02891 | 648.0294 | 6.3769e-05 | 648.8242 | 0.0074324 | 398.351 | 0
|  | 400.9763 | 0.19757 | 400.353 | 0.79145 | 427.2041 | 0.0052178 | 400.9763 | 3.8018 | 400.353 | 4.4025 | 394.6403 | 9.5641 | 400.353 | 17.61 | 400.9764 | 0 | 398.5653 | 0 | 400.9764 | 0 | 400.9763 | 0 | 400.9764 | 0 | 398.7797 | 0 | 400.9764 | 0 | 400.353 | -0.015156 | 648.9853 | 0.013987 | 648.1907 | 0 | 648.9853 | 0.0078259 | 398.5653 | 0
|  | 401.194 | 0.22342 | 400.5706 | 0.77487 | 427.3169 | 0 | 401.194 | 3.6983 | 400.5706 | 4.3072 | 394.8576 | 9.9603 | 400.5706 | 18.149 | 401.194 | 0.048744 | 398.7797 | 0 | 401.194 | 0.010454 | 401.194 | 0.010069 | 401.194 | 0.0018304 | 398.994 | 0 | 401.194 | 0.0088812 | 400.5706 | 0.022242 | 649.1464 | 0.018533 | 648.3521 | 6.3769e-05 | 649.1464 | 0.0073887 | 398.7797 | 0
|  | 401.4117 | 0.1902 | 400.7882 | 0.67923 | 427.4297 | 0.0094571 | 401.4117 | 3.5088 | 400.7882 | 4.0418 | 395.075 | 10.3069 | 400.7882 | 18.5455 | 401.4117 | 0.0061929 | 398.994 | 0 | 401.4117 | 0 | 401.4117 | 0 | 401.4117 | 0 | 399.2084 | 0 | 401.4117 | 0 | 400.7882 | -0.0072928 | 649.3075 | 0.016277 | 648.5134 | 0 | 649.3075 | 0.0076073 | 398.994 | 0
|  | 401.6293 | 0.20129 | 401.0058 | 0.7202 | 427.5425 | 0 | 401.6293 | 3.4231 | 401.0058 | 3.9364 | 395.2924 | 10.6909 | 401.0058 | 18.9945 | 401.6293 | 0.056832 | 399.2084 | 0 | 401.6293 | 0.008316 | 401.6293 | 0.0054688 | 401.6293 | 0.0053579 | 399.4227 | 0 | 401.6293 | 0.003938 | 401.0058 | 0.01629 | 649.4686 | 0.023357 | 648.6748 | 6.3769e-05 | 649.4686 | 0.0071264 | 399.2084 | 0
|  | 401.847 | 0.17354 | 401.2235 | 0.73574 | 427.6553 | 0.013899 | 401.847 | 3.247 | 401.2235 | 3.7866 | 395.5097 | 11.043 | 401.2235 | 19.593 | 401.847 | 0.013511 | 399.4227 | 0 | 401.847 | 0 | 401.847 | 0.0011579 | 401.847 | 0 | 399.6371 | 0 | 401.847 | 0 | 401.2235 | -0.050437 | 649.6296 | 0.013778 | 648.8361 | 0.00028696 | 649.6296 | 0.007651 | 399.4227 | 0
|  | 402.0647 | 0.20184 | 401.4411 | 0.70359 | 427.7681 | 0 | 402.0647 | 3.2231 | 401.4411 | 3.7718 | 395.7271 | 11.5288 | 401.4411 | 20.1271 | 402.0647 | 0.044942 | 399.6371 | 0 | 402.0647 | 0.0085366 | 402.0647 | 0.0063759 | 402.0647 | 0.0053407 | 399.8515 | 0 | 402.0647 | 0.0094321 | 401.4411 | 0.044171 | 649.7908 | 0.020997 | 648.9975 | 0 | 649.7908 | 0.0070826 | 399.6371 | 0
|  | 402.2824 | 0.18075 | 401.6588 | 0.67505 | 427.8809 | 0.0059632 | 402.2824 | 3.1164 | 401.6588 | 3.4175 | 395.9445 | 11.9224 | 401.6588 | 20.6262 | 402.2824 | 0 | 399.8515 | 0 | 402.2824 | 0 | 402.2824 | 0.00088117 | 402.2824 | 0 | 400.0659 | 0 | 402.2824 | 0 | 401.6588 | -0.023182 | 649.9519 | 0.0089542 | 649.1589 | 0 | 649.9519 | 0.007651 | 399.8515 | 0
|  | 402.5002 | 0.1705 | 401.8765 | 0.6584 | 427.9937 | 0 | 402.5002 | 3.095 | 401.8765 | 3.4318 | 396.1619 | 12.4336 | 401.8765 | 21.3985 | 402.5002 | 0.075924 | 400.0659 | 0.013601 | 402.5002 | 0.0095838 | 402.5002 | 0.0061039 | 402.5002 | 0.0059634 | 400.2803 | 0.029819 | 402.5002 | 0.0047765 | 401.8765 | 0.016917 | 650.113 | 0.014472 | 649.3203 | 0 | 650.113 | 0.0074324 | 400.0659 | 0.032899
|  | 402.7179 | 0.17713 | 402.0942 | 0.66113 | 428.1064 | 0.0083108 | 402.7179 | 2.9586 | 402.0942 | 3.1695 | 396.3794 | 12.8734 | 402.0942 | 22.0649 | 402.7179 | 0 | 400.2803 | 0.0307 | 402.7179 | 0 | 402.7179 | 0 | 402.7179 | 0 | 400.4948 | 0.025724 | 402.7179 | 0 | 402.0942 | -0.05075 | 650.2741 | 0.013778 | 649.4817 | 9.5653e-05 | 650.2741 | 0.0078259 | 400.2803 | 0.025342
|  | 402.9357 | 0.20716 | 402.3119 | 0.64668 | 428.2192 | 0 | 402.9357 | 2.9269 | 402.3119 | 3.3045 | 396.5968 | 13.3557 | 402.3119 | 22.4207 | 402.9357 | 0.059956 | 400.4948 | 0.053224 | 402.9357 | 0.0055912 | 402.9357 | 0.0064801 | 402.9357 | 0.0031505 | 400.7092 | 0.019889 | 402.9357 | 0.0026275 | 402.3119 | 0.011893 | 650.4352 | 0.017943 | 649.6431 | 6.3769e-05 | 650.4352 | 0.0077384 | 400.4948 | 0.044556
|  | 403.1534 | 0.15524 | 402.5296 | 0.65025 | 428.332 | 0.0055905 | 403.1534 | 2.8053 | 402.5296 | 3.0247 | 396.8142 | 13.7738 | 402.5296 | 22.8147 | 403.1534 | 0.0077891 | 400.7092 | 0.048376 | 403.1534 | 0.0053926 | 403.1534 | 0 | 403.1534 | 0 | 400.9236 | -0.00090972 | 403.1534 | 0 | 402.5296 | -0.03211 | 650.5964 | 0.012494 | 649.8045 | 9.5653e-05 | 650.5964 | 0.0081319 | 400.7092 | 0.023776
|  | 403.3712 | 0.17656 | 402.7474 | 0.63828 | 428.4448 | 0 | 403.3712 | 2.7703 | 402.7474 | 3.0633 | 397.0317 | 14.2339 | 402.7474 | 23.31 | 403.3712 | 0.074626 | 400.9236 | 0.042799 | 403.3712 | 0.0077311 | 403.3712 | 0.0094702 | 403.3712 | 0.0049885 | 401.1381 | 0.085225 | 403.3712 | 0.003755 | 402.7474 | 0.031014 | 650.7575 | 0.025683 | 649.9659 | 0 | 650.7575 | 0.0080008 | 400.9237 | 0.043174
|  | 403.589 | 0.16162 | 402.9651 | 0.66699 | 428.5577 | 0.01132 | 403.589 | 2.6394 | 402.9651 | 2.8888 | 397.2492 | 14.6476 | 402.9651 | 23.9614 | 403.589 | 0 | 401.1381 | 0.017974 | 403.589 | 0.0021183 | 403.589 | 0.00072194 | 403.589 | 0 | 401.3526 | -0.0038733 | 403.589 | 0 | 402.9651 | -0.025845 | 650.9187 | 0.013362 | 650.1273 | 0.00028696 | 650.9187 | 0.0076947 | 401.1381 | 0.033221
|  | 403.8068 | 0.16749 | 403.1829 | 0.65086 | 428.6705 | 0 | 403.8068 | 2.617 | 403.1829 | 2.9685 | 397.4667 | 15.1486 | 403.1829 | 24.5628 | 403.8068 | 0.076585 | 401.3526 | 0.048457 | 403.8068 | 0.0075539 | 403.8068 | 0.0081655 | 403.8068 | 0.013945 | 401.5671 | 0.022652 | 403.8068 | 0.0080926 | 403.1829 | 0.038376 | 651.0798 | 0.020546 | 650.2887 | 0 | 651.0798 | 0.0071264 | 401.3526 | 0.043082
|  | 404.0247 | 0.15202 | 403.4007 | 0.60837 | 428.7833 | 0.0089556 | 404.0247 | 2.5065 | 403.4007 | 2.6247 | 397.6842 | 15.4995 | 403.4007 | 24.7657 | 404.0247 | 0 | 401.5671 | 0.022897 | 404.0247 | 0 | 404.0247 | 0 | 404.0247 | 0 | 401.7816 | -0.020392 | 404.0247 | 0 | 403.4007 | -0.03352 | 651.241 | 0.011904 | 650.4501 | 9.5653e-05 | 651.241 | 0.0075198 | 401.5671 | 0.027784
|  | 404.2425 | 0.17485 | 403.6185 | 0.63185 | 428.8961 | 0 | 404.2425 | 2.4855 | 403.6185 | 2.6502 | 397.9017 | 15.9334 | 403.6185 | 25.405 | 404.2425 | 0.08135 | 401.7816 | 0.009836 | 404.2425 | 0.012473 | 404.2425 | 0.0069163 | 404.2425 | 0.0085128 | 401.9961 | -0.0062166 | 404.2425 | 0.0030873 | 403.6185 | 0.029447 | 651.4022 | 0.022073 | 650.6116 | 0 | 651.4022 | 0.0075636 | 401.7816 | 0.040824
|  | 404.4604 | 0.16249 | 403.8363 | 0.60606 | 429.0089 | 0.010174 | 404.4604 | 2.3973 | 403.8363 | 2.5501 | 398.1192 | 16.2726 | 403.8363 | 25.7236 | 404.4603 | 0 | 401.9961 | 0.038227 | 404.4603 | 0.00030627 | 404.4604 | 0 | 404.4603 | 0 | 402.2106 | 0.0062698 | 404.4604 | 0 | 403.8363 | -0.035243 | 651.5634 | 0.010724 | 650.773 | 9.5653e-05 | 651.5634 | 0.0078259 | 401.9961 | 0.035525
|  | 404.6782 | 0.18306 | 404.0541 | 0.62696 | 429.1217 | 0 | 404.6782 | 2.3726 | 404.0541 | 2.6357 | 398.3367 | 16.7463 | 404.0541 | 26.2588 | 404.6782 | 0.050151 | 402.2106 | 0.038682 | 404.6782 | 0.0081492 | 404.6782 | 0.0059328 | 404.6782 | 0.0044308 | 402.4252 | 0.081622 | 404.6782 | 0.0018767 | 404.0541 | 0.049183 | 651.7245 | 0.021726 | 650.9345 | 6.3769e-05 | 651.7245 | 0.0072575 | 402.2106 | 0.040041
|  | 404.8961 | 0.15821 | 404.272 | 0.60304 | 429.2345 | 0.0068328 | 404.8961 | 2.2578 | 404.272 | 2.3871 | 398.5543 | 17.1182 | 404.272 | 26.3745 | 404.8961 | 0 | 402.4252 | 0.023988 | 404.8961 | 0 | 404.8961 | 0 | 404.8961 | 0 | 402.6397 | -0.015552 | 404.8961 | 0 | 404.272 | -0.034616 | 651.8857 | 0.017318 | 651.0959 | 9.5653e-05 | 651.8857 | 0.0075198 | 402.4252 | 0.02737
|  | 405.114 | 0.17196 | 404.4898 | 0.58089 | 429.3473 | 0 | 405.114 | 2.2608 | 404.4898 | 2.3856 | 398.7719 | 17.4605 | 404.4898 | 26.5692 | 405.114 | 0.073873 | 402.6397 | 0.063135 | 405.114 | 0.0092311 | 405.114 | 0.0056874 | 405.114 | 0.0047829 | 402.8543 | 0.027195 | 405.114 | 0.0035121 | 404.4898 | 0.018796 | 652.0469 | 0.015757 | 651.2574 | 0 | 652.0469 | 0.0074324 | 402.6397 | 0.043312
|  | 405.3319 | 0.14047 | 404.7077 | 0.5806 | 429.4601 | 0.01003 | 405.3319 | 2.1716 | 404.7077 | 2.1572 | 398.9894 | 17.7663 | 404.7077 | 27.0831 | 405.3319 | 0 | 402.8543 | 0.0046861 | 405.3319 | 0 | 405.3319 | 0 | 405.3319 | 0 | 403.0688 | -0.019512 | 405.3319 | 0 | 404.7077 | -0.029604 | 652.2081 | 0.011175 | 651.4188 | 9.5653e-05 | 652.2081 | 0.0077384 | 402.8543 | 0.02995
|  | 405.5498 | 0.1841 | 404.9256 | 0.58325 | 429.5729 | 0 | 405.5498 | 2.1474 | 404.9256 | 2.239 | 399.207 | 18.1 | 404.9256 | 27.1546 | 405.5498 | 0.048369 | 403.0688 | 0.045733 | 405.5498 | 0.013007 | 405.5498 | 0.0059765 | 405.5498 | 0.0050785 | 403.2834 | 0.085195 | 405.5498 | 0.0033035 | 404.9256 | 0.012006 | 652.3693 | 0.01239 | 651.5803 | 0.00025508 | 652.3693 | 0.0075198 | 403.0688 | 0.052113
|  | 405.7678 | 0.1223 | 405.1435 | 0.55898 | 429.6857 | 0.0039754 | 405.7678 | 2.0865 | 405.1435 | 2.12 | 399.4246 | 18.3901 | 405.1435 | 26.905 | 405.7678 | 0.012515 | 403.2834 | 0.0070122 | 405.7678 | 0 | 405.7678 | 0 | 405.7678 | 0 | 403.498 | 0.012725 | 405.7678 | 0 | 405.1435 | -0.031797 | 652.5306 | 0.011106 | 651.7418 | 9.5653e-05 | 652.5306 | 0.007651 | 403.2834 | 0.034235
|  | 405.9857 | 0.16789 | 405.3614 | 0.57059 | 429.7985 | 0 | 405.9857 | 2.1014 | 405.3614 | 2.099 | 399.6422 | 18.6232 | 405.3614 | 27.1017 | 405.9857 | 0.050778 | 403.498 | 0.064303 | 405.9857 | 0.0070197 | 405.9857 | 0.0083146 | 405.9857 | 0.0010703 | 403.7126 | 0.068843 | 405.9857 | 0.0093413 | 405.3614 | 0.021616 | 652.6918 | 0.01475 | 651.9032 | 6.3769e-05 | 652.6918 | 0.0069952 | 403.498 | 0.057227
|  | 406.2037 | 0.14132 | 405.5794 | 0.54084 | 429.9113 | 0.0077376 | 406.2037 | 1.9686 | 405.5794 | 1.9669 | 399.8598 | 18.7704 | 405.5794 | 27.3583 | 406.2037 | 0.0046602 | 403.7126 | 0.0061077 | 406.2037 | 0 | 406.2037 | 0 | 406.2037 | 0 | 403.9272 | -0.032099 | 406.2037 | 0 | 405.5794 | -0.036966 | 652.853 | 0.013848 | 652.0647 | 0.00028696 | 652.853 | 0.0070826 | 403.7126 | 0.03359
|  | 406.4217 | 0.14771 | 405.7973 | 0.56605 | 430.0241 | 0 | 406.4217 | 1.9881 | 405.7973 | 2.0668 | 400.0775 | 18.9865 | 405.7973 | 27.474 | 406.4217 | 0.061918 | 403.9272 | 0.049833 | 406.4217 | 0.0071977 | 406.4217 | 0.0076115 | 406.4217 | 0.0046923 | 404.1419 | 0.021702 | 406.4217 | 0.0047335 | 405.7973 | 0.0043837 | 653.0142 | 0.017388 | 652.2262 | 0 | 653.0142 | 0.0066892 | 403.9273 | 0.041054
|  | 406.6397 | 0.15732 | 406.0153 | 0.53098 | 430.1369 | 0.0078093 | 406.6397 | 1.882 | 406.0153 | 1.8505 | 400.2951 | 19.1092 | 406.0153 | 27.2196 | 406.6397 | 0.0015934 | 404.1419 | 0.010178 | 406.6397 | 0 | 406.6397 | 0 | 406.6397 | 0 | 404.3565 | -0.02586 | 406.6397 | 0 | 406.0153 | -0.026785 | 653.1755 | 0.010932 | 652.3877 | 9.5653e-05 | 653.1755 | 0.007345 | 404.1419 | 0.04345
|  | 406.8577 | 0.18775 | 406.2333 | 0.55854 | 430.2497 | 0 | 406.8577 | 1.9249 | 406.2333 | 2.0298 | 400.5128 | 19.2222 | 406.2333 | 27.1915 | 406.8577 | 0.077878 | 404.3565 | 0.028918 | 406.8577 | 0.012107 | 406.8577 | 0.0061136 | 406.8577 | 0.0073801 | 404.5712 | 0.1001 | 406.8577 | 0.007616 | 406.2333 | 0.027411 | 653.3367 | 0.014264 | 652.5492 | 0 | 653.3367 | 0.0072575 | 404.3565 | 0.054969
|  | 407.0757 | 0.12496 | 406.4513 | 0.55796 | 430.3625 | 0.012824 | 407.0757 | 1.8326 | 406.4513 | 1.7615 | 400.7304 | 19.3157 | 406.4513 | 27.0564 | 407.0757 | 0 | 404.5712 | 0.010719 | 407.0757 | 0 | 407.0757 | 0 | 407.0757 | 0 | 404.7859 | 0.0083248 | 407.0757 | 0 | 406.4513 | -0.011563 | 653.498 | 0.011349 | 652.7107 | 0.00028696 | 653.498 | 0.007957 | 404.5712 | 0.040594
|  | 407.2938 | 0.12798 | 406.6693 | 0.54884 | 430.4753 | 0 | 407.2938 | 1.791 | 406.6693 | 1.7891 | 400.9481 | 19.3385 | 406.6693 | 27.0655 | 407.2938 | 0.086296 | 404.7859 | 0.017328 | 407.2938 | 0.012364 | 407.2938 | 0.0072486 | 407.2938 | 0.0048134 | 405.0005 | 0.03573 | 407.2938 | 0.0063793 | 406.6693 | 0.037123 | 653.6593 | 0.017318 | 652.8722 | 6.3769e-05 | 653.6593 | 0.0077822 | 404.7859 | 0.043358
|  | 407.5118 | 0.11548 | 406.8873 | 0.54297 | 430.5881 | 0.0036028 | 407.5118 | 1.7501 | 406.8873 | 1.6896 | 401.1658 | 19.3401 | 406.8873 | 26.3763 | 407.5118 | 0 | 405.0005 | 0.022764 | 407.5118 | 0 | 407.5118 | 0.0010667 | 407.5118 | 0 | 405.2152 | 0.0044763 | 407.5118 | 0 | 406.8873 | -0.039002 | 653.8205 | 0.013778 | 653.0338 | 0.00028696 | 653.8205 | 0.0080445 | 405.0005 | 0.043266
|  | 407.7299 | 0.14684 | 407.1053 | 0.50664 | 430.701 | 0 | 407.7299 | 1.7017 | 407.1053 | 1.6992 | 401.3835 | 19.2879 | 407.1053 | 25.9741 | 407.7299 | 0.082374 | 405.2152 | 0.039225 | 407.7299 | 0.0095488 | 407.7299 | 0.007605 | 407.7299 | 0.0056531 | 405.4299 | 0.049369 | 407.7299 | 0.0034 | 407.1053 | 0.027568 | 653.9818 | 0.014334 | 653.1953 | 0.00025508 | 653.9818 | 0.0074761 | 405.2152 | 0.046445
|  | 407.948 | 0.11739 | 407.3234 | 0.49955 | 430.8138 | 0.01218 | 407.948 | 1.6843 | 407.3234 | 1.5078 | 401.6012 | 19.1403 | 407.3234 | 25.3279 | 407.948 | 0.024524 | 405.4299 | 0.050465 | 407.948 | 0 | 407.948 | 0 | 407.948 | 0 | 405.6447 | 0.0033501 | 407.948 | 0 | 407.3234 | -0.033207 | 654.1431 | 0.010308 | 653.3568 | 9.5653e-05 | 654.1431 | 0.0079133 | 405.4299 | 0.046445
|  | 408.166 | 0.13369 | 407.5415 | 0.51901 | 430.9266 | 0 | 408.166 | 1.6304 | 407.5415 | 1.6459 | 401.819 | 18.9934 | 407.5415 | 25.1188 | 408.166 | 0.075383 | 405.6447 | 0.045858 | 408.166 | 0.0094047 | 408.166 | 0.0070708 | 408.166 | 0 | 405.8594 | 0.011135 | 408.166 | 0.0065053 | 407.5415 | 0.018326 | 654.3044 | 0.01659 | 653.5184 | 0.00044638 | 654.3044 | 0.0072138 | 405.6447 | 0.048381
|  | 408.3842 | 0.14367 | 407.7595 | 0.49558 | 431.0394 | 0.005342 | 408.3842 | 1.5813 | 407.7595 | 1.4222 | 402.0367 | 18.7893 | 407.7595 | 24.4221 | 408.3842 | 0.012678 | 405.8594 | 0.015093 | 408.3842 | 0 | 408.3842 | 0 | 408.3842 | 0 | 406.0741 | 0.026032 | 408.3842 | 0 | 407.7595 | -0.032424 | 654.4657 | 0.018047 | 653.6799 | 0.00028696 | 654.4657 | 0.0074761 | 405.8594 | 0.04216
|  | 408.6023 | 0.14045 | 407.9776 | 0.46552 | 431.1522 | 0 | 408.6023 | 1.572 | 407.9776 | 1.4538 | 402.2545 | 18.5569 | 407.9776 | 23.7843 | 408.6023 | 0.064115 | 406.0741 | 0.043881 | 408.6023 | 0.0094798 | 408.6023 | 0.0078878 | 408.6023 | 0.0016621 | 406.2889 | 0.009092 | 408.6023 | 0.0066875 | 407.9776 | 0.027881 | 654.627 | 0.018012 | 653.8415 | 6.3769e-05 | 654.627 | 0.006864 | 406.0741 | 0.064415
|  | 408.8204 | 0.13696 | 408.1958 | 0.48255 | 431.265 | 0.0047209 | 408.8204 | 1.5205 | 408.1958 | 1.3559 | 402.4722 | 18.2753 | 408.1958 | 23.2137 | 408.8204 | 0.0090847 | 406.2889 | 0.010066 | 408.8204 | 0 | 408.8204 | 0 | 408.8204 | 0 | 406.5036 | -0.0075439 | 408.8204 | 0 | 408.1958 | -0.031014 | 654.7883 | 0.013431 | 654.003 | 0.00028696 | 654.7883 | 0.0072138 | 406.2889 | 0.054094
|  | 409.0386 | 0.12495 | 408.4139 | 0.49589 | 431.3778 | 0 | 409.0386 | 1.4476 | 408.4139 | 1.2732 | 402.69 | 17.915 | 408.4139 | 22.3943 | 409.0386 | 0.042952 | 406.5036 | 0.031404 | 409.0386 | 0 | 409.0386 | 0.00064424 | 409.0386 | 0 | 406.7184 | -0.012953 | 409.0386 | 0 | 408.4139 | -0.036809 | 654.9496 | 0.014577 | 654.1646 | 0 | 654.9496 | 0.0073887 | 406.5036 | 0.054278
|  | 409.2567 | 0.14523 | 408.632 | 0.50306 | 431.4907 | 0.0088123 | 409.2567 | 1.4469 | 408.632 | 1.335 | 402.9078 | 17.5435 | 408.632 | 21.8986 | 409.2567 | 0.090525 | 406.7184 | 0.011053 | 409.2567 | 0.0063706 | 409.2567 | 0.0066882 | 409.2567 | 0.0028474 | 406.9332 | 0.057444 | 409.2567 | 0.0040938 | 408.632 | 0.01582 | 655.1109 | 0.012702 | 654.3261 | 0.00066945 | 655.1109 | 0.0073012 | 406.7184 | 0.064369
|  | 409.4749 | 0.12941 | 408.8502 | 0.47434 | 431.6035 | 0 | 409.4749 | 1.3295 | 408.8502 | 1.1927 | 403.1256 | 17.153 | 408.8502 | 21.0227 | 409.4749 | 0.012994 | 406.9332 | 0.024494 | 409.4749 | 0 | 409.4749 | 0 | 409.4749 | 0 | 407.148 | 0.0027566 | 409.4749 | 0 | 408.8502 | -0.017543 | 655.2722 | 0.014472 | 654.4877 | 0 | 655.2722 | 0.0080445 | 406.9332 | 0.057043
|  | 409.6931 | 0.12947 | 409.0684 | 0.47791 | 431.7163 | 0.0084541 | 409.6931 | 1.3653 | 409.0684 | 1.2916 | 403.3434 | 16.781 | 409.0684 | 20.416 | 409.6931 | 0.092184 | 407.148 | 0.041044 | 409.6931 | 0.012651 | 409.6931 | 0.006372 | 409.6931 | 0.0061704 | 407.3628 | 0.018857 | 409.6931 | 0.0066067 | 409.0684 | 0.010807 | 655.4336 | 0.016485 | 654.6493 | 0.00066945 | 655.4336 | 0.0072575 | 407.148 | 0.063908
|  | 409.9113 | 0.13182 | 409.2866 | 0.47383 | 431.8291 | 0 | 409.9113 | 1.2828 | 409.2866 | 1.0905 | 403.5612 | 16.3006 | 409.2866 | 19.8235 | 409.9113 | 0.047597 | 407.3628 | 0.026977 | 409.9113 | 0 | 409.9113 | 0 | 409.9113 | 0 | 407.5776 | -0.024733 | 409.9113 | 0 | 409.2865 | -0.052316 | 655.5949 | 0.011349 | 654.8109 | 0 | 655.5949 | 0.007957 | 407.3628 | 0.067779
|  | 410.1295 | 0.12934 | 409.5048 | 0.4786 | 431.9419 | 0.010818 | 410.1295 | 1.2754 | 409.5048 | 1.1959 | 403.7791 | 15.901 | 409.5048 | 19.1856 | 410.1295 | 0.10916 | 407.5776 | 0.04778 | 410.1295 | 0.00796 | 410.1295 | 0.0082039 | 410.1295 | 0.0078978 | 407.7925 | 0.026255 | 410.1295 | 0.0082275 | 409.5048 | 0.018953 | 655.7563 | 0.015861 | 654.9725 | 0.00066945 | 655.7563 | 0.0075198 | 407.5776 | 0.071557
|  | 410.3478 | 0.10661 | 409.723 | 0.46296 | 432.0547 | 0 | 410.3478 | 1.2178 | 409.723 | 1.002 | 403.9969 | 15.4024 | 409.723 | 18.3546 | 410.3478 | 0.043654 | 407.7925 | 0.017202 | 410.3478 | 0 | 410.3478 | 0 | 410.3478 | 0 | 408.0073 | -0.013386 | 410.3478 | 0 | 409.723 | -0.036026 | 655.9176 | 0.014889 | 655.1341 | 0 | 655.9176 | 0.0083068 | 407.7925 | 0.063309
|  | 410.566 | 0.14552 | 409.9412 | 0.45349 | 432.1676 | 0.0048451 | 410.566 | 1.2279 | 409.9412 | 1.1425 | 404.2148 | 15.0068 | 409.9412 | 17.9098 | 410.566 | 0.093192 | 408.0073 | 0.05711 | 410.566 | 0.0078913 | 410.566 | 0.007041 | 410.566 | 0.0067284 | 408.2222 | -0.00061232 | 410.566 | 0.0053287 | 409.9412 | 0.013854 | 656.079 | 0.016728 | 655.2957 | 0.00066945 | 656.079 | 0.0076947 | 408.0073 | 0.070405
|  | 410.7843 | 0.10677 | 410.1595 | 0.45158 | 432.2804 | 0 | 410.7843 | 1.1584 | 410.1595 | 0.97094 | 404.4326 | 14.5867 | 410.1595 | 17.4332 | 410.7843 | 0.035666 | 408.2222 | 0.040913 | 410.7843 | 0 | 410.7843 | 0 | 410.7843 | 0 | 408.4371 | -0.024753 | 410.7843 | 0 | 410.1595 | -0.03211 | 656.2403 | 0.0091971 | 655.4573 | 0 | 656.2403 | 0.0078259 | 408.2222 | 0.077685
|  | 411.0026 | 0.13341 | 410.3777 | 0.47472 | 432.3932 | 0.0070813 | 411.0026 | 1.1787 | 410.3777 | 1.0928 | 404.6505 | 14.1195 | 410.3777 | 17.0597 | 411.0026 | 0.11937 | 408.4371 | 0.052891 | 411.0026 | 0.0099445 | 411.0026 | 0.0068903 | 411.0026 | 0.0075422 | 408.6519 | 0.046047 | 411.0026 | 0.0062529 | 410.3777 | 0.031327 | 656.4017 | 0.013258 | 655.6189 | 0.00047827 | 656.4017 | 0.0074761 | 408.4371 | 0.076533
|  | 411.2209 | 0.096087 | 410.596 | 0.44628 | 432.506 | 0 | 411.2209 | 1.1046 | 410.596 | 0.92942 | 404.8684 | 13.708 | 410.596 | 16.5753 | 411.2208 | 0.06031 | 408.6519 | 0.011543 | 411.2208 | 0 | 411.2209 | 0 | 411.2208 | 0 | 408.8669 | 0.015142 | 411.2209 | 0 | 410.596 | -0.015977 | 656.5631 | 0.024294 | 655.7805 | 0 | 656.5631 | 0.0081756 | 408.6519 | 0.069484
|  | 411.4391 | 0.1393 | 410.8143 | 0.44011 | 432.6189 | 0.016048 | 411.4391 | 1.0946 | 410.8143 | 1.0103 | 405.0863 | 13.2988 | 410.8143 | 16.0821 | 411.4392 | 0.10306 | 408.8669 | 0.052776 | 411.4392 | 0.0069326 | 411.4391 | 0.0042053 | 411.4392 | 0.0013185 | 409.0818 | 0.043499 | 411.4391 | 0.0038819 | 410.8143 | 0.0074794 | 656.7245 | 0.014577 | 655.9421 | 0.00047827 | 656.7245 | 0.0076947 | 408.8668 | 0.083445
|  | 411.6575 | 0.093337 | 411.0326 | 0.45084 | 432.7317 | 0 | 411.6575 | 1.0259 | 411.0326 | 0.81471 | 405.3043 | 12.8378 | 411.0326 | 15.3325 | 411.6575 | 0.073766 | 409.0818 | 0.01301 | 411.6575 | 0 | 411.6575 | 0 | 411.6575 | 0 | 409.2967 | 0.0022375 | 411.6575 | 0 | 411.0326 | -0.039942 | 656.8859 | 0.012564 | 656.1037 | 0 | 656.8859 | 0.0080445 | 409.0818 | 0.076902
|  | 411.8758 | 0.10924 | 411.2509 | 0.47243 | 432.8445 | 0.0098153 | 411.8758 | 0.99724 | 411.2509 | 0.96945 | 405.5222 | 12.4325 | 411.2509 | 15.0686 | 411.8758 | 0.12223 | 409.2967 | 0.040464 | 411.8758 | 0.008472 | 411.8758 | 0.0088229 | 411.8758 | 0.0079513 | 409.5116 | 0.0026322 | 411.8758 | 0.0055892 | 411.2509 | 0.022555 | 657.0472 | 0.017041 | 656.2654 | 0.00047827 | 657.0472 | 0.0070826 | 409.2967 | 0.089665
|  | 412.0941 | 0.090218 | 411.4693 | 0.42771 | 432.9573 | 0 | 412.0941 | 0.9437 | 411.4693 | 0.8393 | 405.7401 | 12.0019 | 411.4693 | 14.5942 | 412.0942 | 0.068632 | 409.5116 | 0.005377 | 412.0942 | 0 | 412.0941 | 0 | 412.0942 | 0 | 409.7266 | 0.023969 | 412.0942 | 0 | 411.4692 | -0.025375 | 657.2087 | 0.010238 | 656.427 | 0 | 657.2087 | 0.0076073 | 409.5116 | 0.085564
|  | 412.3125 | 0.11931 | 411.6876 | 0.43008 | 433.0701 | 0.01612 | 412.3125 | 0.96936 | 411.6876 | 0.93864 | 405.9581 | 11.627 | 411.6876 | 14.0955 | 412.3125 | 0.12596 | 409.7266 | 0.025204 | 412.3125 | 0.0086757 | 412.3125 | 0.0057033 | 412.3125 | 0.0028864 | 409.9415 | 0.024347 | 412.3125 | 0.006735 | 411.6876 | -0.0015954 | 657.3701 | 0.01836 | 656.5887 | 0.00047827 | 657.3701 | 0.006864 | 409.7266 | 0.086209
|  | 412.5309 | 0.10382 | 411.906 | 0.43031 | 433.183 | 0 | 412.5309 | 0.91644 | 411.906 | 0.7509 | 406.1761 | 11.2314 | 411.906 | 13.4036 | 412.5309 | 0.067125 | 409.9415 | 0.0083827 | 412.5309 | 0 | 412.5309 | 0.00092296 | 412.5309 | 0 | 410.1565 | -0.055922 | 412.5309 | 0 | 411.906 | -0.034303 | 657.5315 | 0.012564 | 656.7503 | 0 | 657.5315 | 0.0075636 | 409.9415 | 0.090034
|  | 412.7493 | 0.1197 | 412.1244 | 0.42339 | 433.2958 | 0.01132 | 412.7493 | 0.89709 | 412.1244 | 0.8806 | 406.394 | 10.8659 | 412.1244 | 13.1288 | 412.7493 | 0.13829 | 410.1565 | 0.029868 | 412.7493 | 0.007412 | 412.7493 | 0.003945 | 412.7493 | 6.6354e-05 | 410.3715 | 0.026045 | 412.7493 | 0.0094539 | 412.1243 | 0.033677 | 657.6929 | 0.015305 | 656.912 | 0.00066945 | 657.6929 | 0.0070826 | 410.1565 | 0.10805
|  | 412.9677 | 0.077283 | 412.3427 | 0.43859 | 433.4086 | 0 | 412.9677 | 0.86563 | 412.3427 | 0.67939 | 406.612 | 10.5008 | 412.3427 | 12.6465 | 412.9677 | 0.09434 | 410.3715 | 0.014085 | 412.9677 | 0.0015518 | 412.9677 | 0.00024182 | 412.9677 | 0 | 410.5865 | 0.051841 | 412.9677 | 0 | 412.3428 | -0.013395 | 657.8543 | 0.015757 | 657.0737 | 0 | 657.8543 | 0.007651 | 410.3715 | 0.098097
|  | 413.1861 | 0.12605 | 412.5612 | 0.424 | 433.5215 | 0.013684 | 413.1861 | 0.83961 | 412.5612 | 0.79127 | 406.83 | 10.2187 | 412.5612 | 12.1486 | 413.1861 | 0.14777 | 410.5865 | 0.0050326 | 413.1861 | 0.009514 | 413.1861 | 0.0055201 | 413.1861 | 0.0084388 | 410.8015 | 0.011788 | 413.1861 | 0.0091879 | 412.5612 | 0.015557 | 658.0158 | 0.014264 | 657.2353 | 0.00028696 | 658.0158 | 0.0070389 | 410.5865 | 0.098788
|  | 413.4045 | 0.098824 | 412.7796 | 0.40207 | 433.6343 | 0 | 413.4045 | 0.79921 | 412.7796 | 0.63703 | 407.0481 | 9.8469 | 412.7796 | 11.5955 | 413.4045 | 0.088871 | 410.8015 | 0.01062 | 413.4045 | 0 | 413.4045 | 0 | 413.4045 | 0 | 411.0165 | 0.005734 | 413.4045 | 0 | 412.7796 | -0.022712 | 658.1772 | 0.012945 | 657.397 | 0 | 658.1772 | 0.007651 | 410.8014 | 0.10699
|  | 413.623 | 0.10585 | 412.998 | 0.41305 | 433.7471 | 0.018269 | 413.623 | 0.7764 | 412.998 | 0.78657 | 407.2661 | 9.593 | 412.998 | 11.3742 | 413.623 | 0.16919 | 411.0165 | 0.038927 | 413.623 | 0.0013645 | 413.623 | 0.0041059 | 413.623 | 0.0046913 | 411.2315 | 0.052898 | 413.623 | 0.0064092 | 412.998 | 0.01723 | 658.3387 | 0.014264 | 657.5587 | 0.00066945 | 658.3387 | 0.0073012 | 411.0165 | 0.11759
|  | 413.8414 | 0.10313 | 413.2165 | 0.40927 | 433.8599 | 0 | 413.8414 | 0.75314 | 413.2165 | 0.64829 | 407.4841 | 9.306 | 413.2165 | 10.943 | 413.8414 | 0.12999 | 411.2315 | 0.020477 | 413.8414 | 0 | 413.8414 | 0.002088 | 413.8414 | 0 | 411.4465 | 0.00055888 | 413.8414 | 0 | 413.2165 | -0.017387 | 658.5001 | 0.0096483 | 657.7204 | 0 | 658.5001 | 0.0081756 | 411.2315 | 0.11008
|  | 414.0599 | 0.12667 | 413.435 | 0.42204 | 433.9728 | 0.0044724 | 414.0599 | 0.73976 | 413.435 | 0.74402 | 407.7022 | 9.0229 | 413.435 | 10.7113 | 414.0599 | 0.19834 | 411.4465 | 0.072884 | 414.0599 | 0.0055129 | 414.0599 | 0.006341 | 414.0599 | 0.0053008 | 411.6616 | -0.025922 | 414.0599 | 0.0087905 | 413.435 | 0.022712 | 658.6616 | 0.016347 | 657.8821 | 0.00066945 | 658.6616 | 0.007651 | 411.4465 | 0.11832
|  | 414.2784 | 0.085436 | 413.6534 | 0.37302 | 434.0856 | 0 | 414.2784 | 0.70549 | 413.6534 | 0.56606 | 407.9203 | 8.7359 | 413.6534 | 10.2795 | 414.2784 | 0.13775 | 411.6616 | 0.013981 | 414.2784 | 0 | 414.2784 | 0 | 414.2784 | 0 | 411.8766 | -0.011581 | 414.2784 | 0 | 413.6534 | -0.021772 | 658.823 | 0.014715 | 658.0438 | 0 | 658.823 | 0.008438 | 411.6616 | 0.12408
|  | 414.4969 | 0.0836 | 413.8719 | 0.3958 | 434.1984 | 0.014401 | 414.4969 | 0.70879 | 413.8719 | 0.71534 | 408.1383 | 8.5522 | 413.8719 | 10.0244 | 414.4969 | 0.21386 | 411.8766 | 0.036937 | 414.4969 | 0.009303 | 414.4969 | 0.0047162 | 414.4969 | 0.0040187 | 412.0917 | 0.014762 | 414.4969 | 0.0039774 | 413.8719 | 0.015101 | 658.9845 | 0.016034 | 658.2055 | 0.00047827 | 658.9845 | 0.007651 | 411.8766 | 0.11943
|  | 414.7154 | 0.084146 | 414.0904 | 0.40435 | 434.3113 | 0 | 414.7154 | 0.6507 | 414.0904 | 0.60416 | 408.3564 | 8.2784 | 414.0904 | 9.7722 | 414.7154 | 0.13903 | 412.0917 | 0.019978 | 414.7154 | 3.4896e-05 | 414.7154 | 0.00010305 | 414.7154 | 0 | 412.3068 | -0.041365 | 414.7154 | 0 | 414.0904 | -0.028194 | 659.146 | 0.014993 | 658.3672 | 0 | 659.146 | 0.0082194 | 412.0917 | 0.12468
|  | 414.9339 | 0.1051 | 414.309 | 0.4115 | 434.4241 | 0.012323 | 414.9339 | 0.66841 | 414.309 | 0.66057 | 408.5745 | 8.0935 | 414.309 | 9.6374 | 414.9339 | 0.20925 | 412.3068 | 0.033622 | 414.9339 | 0.0085957 | 414.9339 | 0.005523 | 414.9339 | 0.0037313 | 412.5219 | -0.0080894 | 414.9339 | 0.0072986 | 414.309 | 0.015163 | 659.3075 | 0.014577 | 658.5289 | 0.00066945 | 659.3075 | 0.0076073 | 412.3068 | 0.15196
|  | 415.1525 | 0.075956 | 414.5275 | 0.39818 | 434.5369 | 0 | 415.1525 | 0.5787 | 414.5275 | 0.49726 | 408.7926 | 7.8867 | 414.5275 | 9.2376 | 415.1525 | 0.15942 | 412.5219 | 0.022566 | 415.1525 | 0 | 415.1525 | 0.00076756 | 415.1525 | 0 | 412.737 | 0.021407 | 415.1525 | 0 | 414.5275 | -0.01676 | 659.469 | 0.0095095 | 658.6906 | 0 | 659.469 | 0.0080882 | 412.5219 | 0.13284
|  | 415.371 | 0.10356 | 414.7461 | 0.39179 | 434.6498 | 0.0088123 | 415.371 | 0.63672 | 414.7461 | 0.57295 | 409.0108 | 7.7191 | 414.7461 | 9.1019 | 415.371 | 0.23701 | 412.737 | 0.036046 | 415.371 | 0.0076787 | 415.371 | 0.0042976 | 415.371 | 0.0055503 | 412.9521 | 0.011329 | 415.371 | 0.0076626 | 414.7461 | 0.018326 | 659.6305 | 0.012945 | 658.8524 | 0.00047827 | 659.6305 | 0.007345 | 412.737 | 0.15832
|  | 415.5896 | 0.093051 | 414.9647 | 0.37413 | 434.7626 | 0 | 415.5896 | 0.57759 | 414.9647 | 0.46704 | 409.2289 | 7.5158 | 414.9647 | 8.9123 | 415.5896 | 0.19181 | 412.9521 | 0.004936 | 415.5896 | 0 | 415.5896 | 0 | 415.5896 | 0 | 413.1673 | -0.038088 | 415.5896 | 0 | 414.9647 | -0.018326 | 659.792 | 0.011175 | 659.0141 | 0 | 659.792 | 0.0077822 | 412.9522 | 0.14698
|  | 415.8082 | 0.10223 | 415.1832 | 0.40301 | 434.8754 | 0.0078093 | 415.8082 | 0.59819 | 415.1832 | 0.57765 | 409.4471 | 7.3468 | 415.1832 | 8.9 | 415.8082 | 0.273 | 413.1673 | 0.047056 | 415.8082 | 0.0086179 | 415.8082 | 0.0067434 | 415.8082 | 0.0047606 | 413.3824 | 0.041671 | 415.8082 | 0.0061913 | 415.1832 | 0.015039 | 659.9535 | 0.01593 | 659.1758 | 0.00066945 | 659.9535 | 0.0070826 | 413.1673 | 0.16841
|  | 416.0268 | 0.076208 | 415.4018 | 0.38475 | 434.9883 | 0 | 416.0268 | 0.54593 | 415.4018 | 0.49802 | 409.6652 | 7.1054 | 415.4018 | 8.5234 | 416.0268 | 0.21039 | 413.3824 | 0.030869 | 416.0268 | 0 | 416.0268 | 0 | 416.0268 | 0 | 413.5976 | -0.019209 | 416.0268 | 0 | 415.4018 | -0.026001 | 660.115 | 0.014264 | 659.3376 | 0 | 660.115 | 0.0078259 | 413.3825 | 0.16463
|  | 416.2454 | 0.101 | 415.6205 | 0.39359 | 435.1011 | 0.0058389 | 416.2454 | 0.55495 | 415.6205 | 0.57806 | 409.8834 | 6.9337 | 415.6205 | 8.4324 | 416.2454 | 0.26948 | 413.5976 | 0.051508 | 416.2454 | 0.0059216 | 416.2454 | 0.0068262 | 416.2454 | 0.0032554 | 413.8128 | 0.01716 | 416.2454 | 0.009499 | 415.6205 | 0.015324 | 660.2766 | 0.014819 | 659.4993 | 0.00066945 | 660.2766 | 0.0070389 | 413.5976 | 0.17177
|  | 416.464 | 0.070037 | 415.8391 | 0.37746 | 435.214 | 0 | 416.464 | 0.48004 | 415.8391 | 0.40896 | 410.1016 | 6.7381 | 415.8391 | 8.2835 | 416.464 | 0.2405 | 413.8128 | 0.024968 | 416.464 | 0 | 416.464 | 0 | 416.464 | 0 | 414.028 | -0.0085698 | 416.464 | 0 | 415.8391 | -0.018013 | 660.4381 | 0.013778 | 659.6611 | 0 | 660.4381 | 0.0080882 | 413.8128 | 0.18085
|  | 416.6827 | 0.085394 | 416.0577 | 0.41038 | 435.3268 | 0.0085974 | 416.6827 | 0.51678 | 416.0577 | 0.55934 | 410.3198 | 6.6188 | 416.0577 | 8.2122 | 416.6827 | 0.29756 | 414.028 | 0.059991 | 416.6827 | 0.010992 | 416.6827 | 0.0069205 | 416.6827 | 0.0099065 | 414.2432 | 0.083229 | 416.6827 | 0.0082652 | 416.0577 | 0.030857 | 660.5996 | 0.023982 | 659.8229 | 0.00066945 | 660.5996 | 0.0075198 | 414.0279 | 0.17836
|  | 416.9013 | 0.089277 | 416.2764 | 0.36937 | 435.4396 | 0 | 416.9013 | 0.46782 | 416.2764 | 0.48222 | 410.538 | 6.4503 | 416.2764 | 7.8974 | 416.9013 | 0.24655 | 414.2432 | 0.017158 | 416.9013 | 3.0737e-06 | 416.9013 | 0 | 416.9013 | 0 | 414.4584 | -0.025027 | 416.9013 | 0 | 416.2764 | -0.03164 | 660.7612 | 0.013431 | 659.9846 | 0 | 660.7612 | 0.0080882 | 414.2432 | 0.17141
|  | 417.12 | 0.10181 | 416.4951 | 0.39482 | 435.5525 | 0.01132 | 417.12 | 0.49772 | 416.4951 | 0.55274 | 410.7562 | 6.3646 | 416.4951 | 7.8864 | 417.12 | 0.3479 | 414.4584 | 0.052826 | 417.12 | 0.0065017 | 417.12 | 0.0047858 | 417.12 | 0.0057807 | 414.6736 | 0.032172 | 417.12 | 0.0070844 | 416.4951 | 0.014095 | 660.9227 | 0.013674 | 660.1464 | 0.00066945 | 660.9227 | 0.0073887 | 414.4584 | 0.19845
|  | 417.3387 | 0.061181 | 416.7138 | 0.38077 | 435.6653 | 0 | 417.3387 | 0.43427 | 416.7138 | 0.42629 | 410.9744 | 6.2229 | 416.7138 | 7.6256 | 417.3387 | 0.27865 | 414.6736 | 0.0086711 | 417.3387 | 0 | 417.3387 | 0 | 417.3387 | 0 | 414.8888 | -0.00016162 | 417.3387 | 0 | 416.7138 | -0.025218 | 661.0843 | 0.01652 | 660.3082 | 0 | 661.0843 | 0.007957 | 414.6736 | 0.19302
|  | 417.5574 | 0.081764 | 416.9325 | 0.39864 | 435.7782 | 0.01132 | 417.5574 | 0.4579 | 416.9325 | 0.56342 | 411.1927 | 6.0748 | 416.9325 | 7.5747 | 417.5574 | 0.39816 | 414.8888 | 0.020854 | 417.5574 | 0.0094732 | 417.5574 | 0.0061916 | 417.5574 | 0.0040607 | 415.1041 | 0.054703 | 417.5574 | 0.0078402 | 416.9325 | 0.032267 | 661.2458 | 0.013431 | 660.47 | 0.00047827 | 661.2458 | 0.007651 | 414.8888 | 0.20753
|  | 417.7761 | 0.073663 | 417.1512 | 0.34626 | 435.891 | 0 | 417.7761 | 0.41309 | 417.1512 | 0.37685 | 411.4109 | 5.8927 | 417.1512 | 7.241 | 417.7761 | 0.32272 | 415.1041 | 0.03806 | 417.7761 | 0 | 417.7761 | 0 | 417.7761 | 0 | 415.3193 | 0.055755 | 417.7761 | 0 | 417.1512 | -0.03164 | 661.4074 | 0.014993 | 660.6318 | 0 | 661.4074 | 0.0082631 | 415.1041 | 0.20817
|  | 417.9948 | 0.098923 | 417.3699 | 0.3865 | 436.0038 | 0.016048 | 417.9948 | 0.41125 | 417.3699 | 0.42886 | 411.6292 | 5.6876 | 417.3699 | 7.0977 | 417.9948 | 0.40302 | 415.3193 | 0.05341 | 417.9948 | 0.0083052 | 417.9948 | 0.0039262 | 417.9948 | 0.0021192 | 415.5346 | 0.047431 | 417.9948 | 0.0049521 | 417.3699 | 0.01911 | 661.569 | 0.015271 | 660.7935 | 0.00066945 | 661.569 | 0.007651 | 415.3193 | 0.21707
|  | 418.2135 | 0.086763 | 417.5887 | 0.37399 | 436.1167 | 0 | 418.2135 | 0.39836 | 417.5887 | 0.40265 | 411.8475 | 5.5318 | 417.5887 | 6.8544 | 418.2135 | 0.34617 | 415.5346 | 0.015116 | 418.2135 | 0 | 418.2135 | 0 | 418.2135 | 0 | 415.7498 | -0.032717 | 418.2135 | 0 | 417.5887 | -0.028038 | 661.7306 | 0.015132 | 660.9554 | 0 | 661.7306 | 0.007957 | 415.5346 | 0.2384
|  | 418.4323 | 0.094363 | 417.8074 | 0.4304 | 436.2295 | 0.0064601 | 418.4323 | 0.385 | 417.8074 | 0.46051 | 412.0658 | 5.3806 | 417.8074 | 6.8276 | 418.4323 | 0.44563 | 415.7498 | 0.049808 | 418.4323 | 0.012731 | 418.4323 | 0.0091277 | 418.4323 | 0.010618 | 415.9651 | 0.056006 | 418.4323 | 0.0095319 | 417.8074 | 0.045424 | 661.8922 | 0.015375 | 661.1172 | 0.00028696 | 661.8922 | 0.0073012 | 415.7498 | 0.23706
|  | 418.6511 | 0.073531 | 418.0262 | 0.37008 | 436.3424 | 0 | 418.6511 | 0.34006 | 418.0262 | 0.37934 | 412.2841 | 5.1939 | 418.0262 | 6.4909 | 418.6511 | 0.40054 | 415.9651 | 0.036665 | 418.6511 | 0 | 418.6511 | 0 | 418.6511 | 0 | 416.1805 | -0.0056234 | 418.6511 | 0 | 418.0262 | -0.026471 | 662.0537 | 0.017214 | 661.279 | 0 | 662.0537 | 0.0078259 | 415.9651 | 0.23725
|  | 418.8698 | 0.089207 | 418.245 | 0.37656 | 436.4552 | 0.0072361 | 418.8698 | 0.37247 | 418.245 | 0.43617 | 412.5024 | 5.0925 | 418.245 | 6.4459 | 418.8698 | 0.4657 | 416.1805 | 0.018375 | 418.8698 | 0.00423 | 418.8698 | 0.0029027 | 418.8698 | 0.0039049 | 416.3958 | 0.017081 | 418.8698 | 0.0064427 | 418.245 | 0.0115 | 662.2153 | 0.015028 | 661.4408 | 0.00066945 | 662.2153 | 0.007345 | 416.1805 | 0.25702
|  | 419.0886 | 0.050272 | 418.4638 | 0.3551 | 436.5681 | 0 | 419.0886 | 0.3172 | 418.4638 | 0.3009 | 412.7207 | 4.899 | 418.4638 | 6.1412 | 419.0886 | 0.43029 | 416.3958 | 0.013691 | 419.0886 | 0 | 419.0886 | 0 | 419.0886 | 0 | 416.6111 | -0.022042 | 419.0886 | 0 | 418.4638 | -0.040255 | 662.3769 | 0.013223 | 661.6026 | 0 | 662.3769 | 0.0079133 | 416.3958 | 0.26061
|  | 419.3074 | 0.090752 | 418.6826 | 0.36942 | 436.6809 | 0.00323 | 419.3074 | 0.34986 | 418.6826 | 0.46124 | 412.9391 | 4.7829 | 418.6826 | 6.0661 | 419.3074 | 0.54839 | 416.6111 | 0.042627 | 419.3074 | 0.013009 | 419.3074 | 0.0089494 | 419.3074 | 0.010133 | 416.8264 | 0.064341 | 419.3074 | 0.0067538 | 418.6826 | 0.021929 | 662.5386 | 0.011175 | 661.7645 | 0.00047827 | 662.5386 | 0.0076073 | 416.6111 | 0.28374
|  | 419.5262 | 0.053962 | 418.9015 | 0.35208 | 436.7938 | 0 | 419.5262 | 0.29652 | 418.9015 | 0.28896 | 413.1574 | 4.5928 | 418.9015 | 5.7578 | 419.5263 | 0.49633 | 416.8264 | 0.026004 | 419.5263 | 0 | 419.5262 | 0 | 419.5263 | 0 | 417.0418 | -0.01169 | 419.5263 | 0 | 418.9015 | -0.028664 | 662.7002 | 0.017145 | 661.9263 | 0 | 662.7002 | 0.0080008 | 416.8264 | 0.27775
|  | 419.7451 | 0.08412 | 419.1203 | 0.36781 | 436.9066 | 0.012896 | 419.7451 | 0.33037 | 419.1203 | 0.39814 | 413.3758 | 4.4836 | 419.1203 | 5.6202 | 419.7451 | 0.56762 | 417.0418 | 0.014938 | 419.7451 | 0.0096589 | 419.7451 | 0.0062282 | 419.7451 | 0.0014065 | 417.2571 | -0.012658 | 419.7451 | 0.0107 | 419.1203 | 0.021146 | 662.8618 | 0.010377 | 662.0881 | 0.00047827 | 662.8618 | 0.0072575 | 417.0418 | 0.30208
|  | 419.9639 | 0.047763 | 419.3392 | 0.34972 | 437.0195 | 0 | 419.9639 | 0.29301 | 419.3392 | 0.31327 | 413.5942 | 4.3379 | 419.3392 | 5.4085 | 419.9639 | 0.52219 | 417.2571 | 0.016068 | 419.9639 | 0 | 419.9639 | 0 | 419.9639 | 0 | 417.4725 | -0.030327 | 419.9639 | 0 | 419.3392 | -0.019893 | 663.0234 | 0.018429 | 662.25 | 0 | 663.0234 | 0.0075198 | 417.2571 | 0.31
|  | 420.1828 | 0.087461 | 419.5581 | 0.37667 | 437.1323 | 0.0045966 | 420.1828 | 0.29613 | 419.5581 | 0.3748 | 413.8126 | 4.1779 | 419.5581 | 5.3583 | 420.1828 | 0.62697 | 417.4725 | 0.057414 | 420.1828 | 0.013675 | 420.1828 | 0.0091049 | 420.1828 | 0.0044754 | 417.6879 | 0.018038 | 420.1828 | 0.0071791 | 419.5581 | 0.033833 | 663.1851 | 0.018672 | 662.4118 | 0.00086076 | 663.1851 | 0.0073012 | 417.4725 | 0.32203
|  | 420.4017 | 0.053716 | 419.777 | 0.35359 | 437.2452 | 0 | 420.4017 | 0.25078 | 419.777 | 0.31074 | 414.031 | 4.0447 | 419.777 | 5.0308 | 420.4017 | 0.58044 | 417.6879 | 0.020708 | 420.4017 | 0 | 420.4017 | 0 | 420.4017 | 0 | 417.9033 | 0.017096 | 420.4017 | 0 | 419.777 | -0.037279 | 663.3467 | 0.011592 | 662.5737 | 0 | 663.3467 | 0.007957 | 417.6879 | 0.33235
|  | 420.6206 | 0.079288 | 419.9959 | 0.36309 | 437.358 | 0.0049693 | 420.6206 | 0.29476 | 419.9959 | 0.33998 | 414.2494 | 3.8807 | 419.9959 | 4.9142 | 420.6206 | 0.6821 | 417.9033 | 0.040599 | 420.6206 | 0.0067198 | 420.6206 | 0.0075685 | 420.6206 | 0.0014415 | 418.1187 | 0.087434 | 420.6206 | 0.0094799 | 419.9959 | 0.0084731 | 663.5084 | 0.012217 | 662.7356 | 0.00066945 | 663.5084 | 0.0074761 | 417.9033 | 0.34839
|  | 420.8395 | 0.056233 | 420.2148 | 0.3507 | 437.4709 | 0 | 420.8395 | 0.22403 | 420.2148 | 0.22583 | 414.4678 | 3.7697 | 420.2148 | 4.6576 | 420.8395 | 0.62796 | 418.1187 | 0.030697 | 420.8395 | 0 | 420.8395 | 0 | 420.8395 | 0 | 418.3341 | -0.042251 | 420.8395 | 0 | 420.2148 | -0.026158 | 663.67 | 0.01475 | 662.8975 | 0 | 663.67 | 0.0080008 | 418.1187 | 0.34968
|  | 421.0584 | 0.065286 | 420.4338 | 0.32333 | 437.5838 | 0.0098153 | 421.0584 | 0.27191 | 420.4338 | 0.35802 | 414.6862 | 3.6448 | 420.4338 | 4.5935 | 421.0584 | 0.70318 | 418.3341 | 0.039316 | 421.0584 | 0.011038 | 421.0584 | 0.0059174 | 421.0584 | 0.0063257 | 418.5496 | 0.03465 | 421.0584 | 0.0066386 | 420.4337 | 0.012511 | 663.8317 | 0.015132 | 663.0593 | 0.00047827 | 663.8317 | 0.0072575 | 418.3341 | 0.37811
|  | 421.2773 | 0.066552 | 420.6527 | 0.34446 | 437.6966 | 0 | 421.2773 | 0.22504 | 420.6527 | 0.25793 | 414.9047 | 3.5034 | 420.6527 | 4.3391 | 421.2773 | 0.67568 | 418.5496 | 0.032954 | 421.2773 | 0 | 421.2773 | 0 | 421.2773 | 0 | 418.765 | -0.018679 | 421.2773 | 0 | 420.6527 | -0.027568 | 663.9934 | 0.013917 | 663.2212 | 0 | 663.9934 | 0.0078696 | 418.5496 | 0.38239
|  | 421.4963 | 0.068551 | 420.8717 | 0.33928 | 437.8095 | 0.014042 | 421.4963 | 0.26008 | 420.8717 | 0.29789 | 415.1232 | 3.4051 | 420.8717 | 4.2511 | 421.4963 | 0.75441 | 418.765 | 0.055958 | 421.4963 | 0.0078682 | 421.4963 | 0.0069414 | 421.4963 | 0.0014423 | 418.9805 | 0.026939 | 421.4963 | 0.0047622 | 420.8717 | 0.019579 | 664.155 | 0.020442 | 663.3831 | 0.00066945 | 664.155 | 0.0071701 | 418.765 | 0.40552
|  | 421.7152 | 0.053087 | 421.0907 | 0.31922 | 437.9223 | 0 | 421.7152 | 0.20628 | 421.0907 | 0.23726 | 415.3416 | 3.2765 | 421.0907 | 4.0166 | 421.7152 | 0.73385 | 418.9805 | 0.04532 | 421.7152 | 0 | 421.7152 | 0 | 421.7152 | 0 | 419.1959 | -0.011989 | 421.7152 | 0 | 421.0907 | -0.023652 | 664.3167 | 0.015201 | 663.545 | 0 | 664.3167 | 0.0080008 | 418.9805 | 0.39718
|  | 421.9342 | 0.071164 | 421.3097 | 0.35409 | 438.0352 | 0.0081675 | 421.9342 | 0.23329 | 421.3097 | 0.35599 | 415.5601 | 3.168 | 421.3097 | 3.9784 | 421.9342 | 0.80812 | 419.1959 | 0.031335 | 421.9342 | 0.010354 | 421.9342 | 0.0072544 | 421.9342 | 0.0064093 | 419.4114 | 0.024962 | 421.9342 | 0.008465 | 421.3097 | 0.0177 | 664.4784 | 0.01836 | 663.7069 | 0.00047827 | 664.4784 | 0.0073887 | 419.1959 | 0.4287
|  | 422.1532 | 0.054349 | 421.5287 | 0.33323 | 438.1481 | 0 | 422.1532 | 0.22984 | 421.5287 | 0.19306 | 415.7786 | 3.0475 | 421.5287 | 3.7493 | 422.1532 | 0.76364 | 419.4114 | 0.028989 | 422.1532 | 0 | 422.1532 | 0 | 422.1532 | 0 | 419.6269 | -0.028048 | 422.1532 | 0 | 421.5287 | -0.010392 | 664.6401 | 0.012633 | 663.8688 | 0 | 664.6401 | 0.0079133 | 419.4114 | 0.43496
|  | 422.3722 | 0.078156 | 421.7477 | 0.3576 | 438.2609 | 0.0059632 | 422.3722 | 0.22789 | 421.7477 | 0.30185 | 415.9971 | 2.935 | 421.7477 | 3.7237 | 422.3722 | 0.88084 | 419.6269 | 0.024916 | 422.3722 | 0.016541 | 422.3722 | 0.0063621 | 422.3722 | 0.0076357 | 419.8424 | 0.018724 | 422.3722 | 0.0069218 | 421.7477 | 0.041352 | 664.8018 | 0.011037 | 664.0307 | 0.00047827 | 664.8018 | 0.0072575 | 419.6269 | 0.45703
|  | 422.5912 | 0.043511 | 421.9667 | 0.33754 | 438.3738 | 0 | 422.5912 | 0.22002 | 421.9667 | 0.21589 | 416.2156 | 2.8139 | 421.9667 | 3.5362 | 422.5912 | 0.83421 | 419.8424 | 0.052579 | 422.5912 | 0 | 422.5912 | 0 | 422.5912 | 0 | 420.0579 | -0.034593 | 422.5912 | 0 | 421.9667 | -0.021459 | 664.9635 | 0.014507 | 664.1926 | 0 | 664.9635 | 0.0077384 | 419.8424 | 0.46772
|  | 422.8102 | 0.064548 | 422.1858 | 0.34304 | 438.4866 | 0.0088123 | 422.8102 | 0.18608 | 422.1858 | 0.32366 | 416.4342 | 2.7413 | 422.1858 | 3.4941 | 422.8102 | 0.92085 | 420.0579 | 0.063766 | 422.8102 | 0.009223 | 422.8102 | 0.0054907 | 422.8102 | 0.0073037 | 420.2734 | 0.067493 | 422.8102 | 0.0021801 | 422.1858 | 0.029291 | 665.1252 | 0.014334 | 664.3546 | 0.00047827 | 665.1252 | 0.0074324 | 420.0579 | 0.47284
|  | 423.0293 | 0.054894 | 422.4049 | 0.3525 | 438.5995 | 0 | 423.0293 | 0.16571 | 422.4049 | 0.21857 | 416.6527 | 2.622 | 422.4049 | 3.2874 | 423.0293 | 0.90994 | 420.2734 | 0.025884 | 423.0293 | 0 | 423.0293 | 0.0011878 | 423.0293 | 0 | 420.489 | -0.041652 | 423.0293 | 0 | 422.4049 | -0.026158 | 665.287 | 0.016104 | 664.5165 | 0 | 665.287 | 0.0081756 | 420.2734 | 0.48929
|  | 423.2484 | 0.058956 | 422.624 | 0.34967 | 438.7124 | 0.0065843 | 423.2484 | 0.19166 | 422.624 | 0.27152 | 416.8713 | 2.5145 | 422.624 | 3.2691 | 423.2483 | 1.0145 | 420.489 | 0.04425 | 423.2483 | 0.0089146 | 423.2484 | 0.0052057 | 423.2483 | 0.0046524 | 420.7045 | 0.031734 | 423.2484 | 0.0093264 | 422.6239 | 0.018013 | 665.4487 | 0.017214 | 664.6784 | 0.00066945 | 665.4487 | 0.007651 | 420.489 | 0.50002
|  | 423.4674 | 0.051261 | 422.8431 | 0.32228 | 438.8252 | 0 | 423.4674 | 0.16932 | 422.8431 | 0.18598 | 417.0898 | 2.4186 | 422.8431 | 3.092 | 423.4674 | 1.0091 | 420.7045 | 0.049445 | 423.4674 | 0 | 423.4674 | 0 | 423.4674 | 0 | 420.9201 | -0.0014348 | 423.4674 | 0 | 422.8431 | -0.024748 | 665.6104 | 0.013535 | 664.8404 | 0 | 665.6104 | 0.0079133 | 420.7045 | 0.52127
|  | 423.6865 | 0.055155 | 423.0622 | 0.32159 | 438.9381 | 0.011821 | 423.6865 | 0.20694 | 423.0622 | 0.26221 | 417.3084 | 2.3796 | 423.0622 | 3.0841 | 423.6865 | 1.1001 | 420.9201 | 0.054108 | 423.6865 | 0.0048709 | 423.6865 | 0.0040653 | 423.6865 | 0.00068685 | 421.1357 | 0.041627 | 423.6865 | 0.0077077 | 423.0622 | 0.023495 | 665.7722 | 0.018117 | 665.0023 | 0.00066945 | 665.7722 | 0.0070826 | 420.9201 | 0.5302
|  | 423.9056 | 0.050806 | 423.2813 | 0.34155 | 439.051 | 0.0024904 | 423.9056 | 0.15709 | 423.2813 | 0.17978 | 417.527 | 2.2685 | 423.2813 | 2.9032 | 423.9056 | 1.1106 | 421.1357 | 0.040527 | 423.9056 | 0 | 423.9056 | 0 | 423.9056 | 0 | 421.3513 | -0.033818 | 423.9056 | 0 | 423.2813 | -0.008162 | 665.9339 | 0.012737 | 665.1643 | 0 | 665.9339 | 0.0076073 | 421.1357 | 0.55301
|  | 424.1247 | 0.037936 | 423.5004 | 0.34246 | 439.1639 | 0.011821 | 424.1247 | 0.1522 | 423.5004 | 0.24762 | 417.7456 | 2.2123 | 423.5004 | 2.8739 | 424.1247 | 1.2302 | 421.3513 | 0.029646 | 424.1247 | 0.011175 | 424.1247 | 0.0044478 | 424.1247 | 0.008648 | 421.5669 | 0.03524 | 424.1247 | 0.0054319 | 423.5004 | 0.014216 | 666.0957 | 0.012564 | 665.3262 | 0.00066945 | 666.0957 | 0.0070389 | 421.3513 | 0.58112
|  | 424.3438 | 0.045923 | 423.7196 | 0.33293 | 439.2767 | 0 | 424.3438 | 0.13173 | 423.7196 | 0.17092 | 417.9642 | 2.1244 | 423.7196 | 2.7313 | 424.3438 | 1.1839 | 421.5669 | 0.028094 | 424.3438 | 0 | 424.3438 | 0 | 424.3438 | 0 | 421.7825 | -0.032763 | 424.3438 | 0 | 423.7196 | -0.025845 | 666.2574 | 0.015444 | 665.4882 | 0 | 666.2574 | 0.0077384 | 421.5669 | 0.58388
|  | 424.563 | 0.056905 | 423.9388 | 0.34298 | 439.3896 | 0.011821 | 424.563 | 0.16662 | 423.9388 | 0.27028 | 418.1829 | 2.0708 | 423.9388 | 2.7417 | 424.563 | 1.3291 | 421.7825 | 0.03495 | 424.563 | 0.010171 | 424.563 | 0.0078028 | 424.563 | 0.0050407 | 421.9981 | 0.029111 | 424.563 | 0.0066331 | 423.9388 | 0.0023627 | 666.4192 | 0.016 | 665.6502 | 0.00047827 | 666.4192 | 0.0073887 | 421.7825 | 0.60996
|  | 424.7821 | 0.029413 | 424.158 | 0.3138 | 439.5025 | 0 | 424.7821 | 0.1531 | 424.158 | 0.1423 | 418.4015 | 1.9723 | 424.158 | 2.6392 | 424.7821 | 1.3409 | 421.9981 | 0.034018 | 424.7821 | 0 | 424.7821 | 0 | 424.7821 | 0 | 422.2137 | 0.015861 | 424.7821 | 0 | 424.158 | -0.033677 | 666.581 | 0.019158 | 665.8121 | 0 | 666.581 | 0.0082631 | 421.9981 | 0.60102
|  | 425.0013 | 0.056394 | 424.3772 | 0.33461 | 439.6153 | 0.010532 | 425.0013 | 0.14857 | 424.3772 | 0.27445 | 418.6201 | 1.9136 | 424.3772 | 2.6616 | 425.0013 | 1.4709 | 422.2137 | 0.074752 | 425.0013 | 0.0083649 | 425.0013 | 0.0078025 | 425.0013 | 0.0061136 | 422.4294 | 0.052472 | 425.0013 | 0.0065672 | 424.3772 | 0.01911 | 666.7427 | 0.012633 | 665.9741 | 0.00066945 | 666.7427 | 0.0077822 | 422.2138 | 0.62941
|  | 425.2205 | 0.038689 | 424.5964 | 0.3434 | 439.7282 | 0 | 425.2205 | 0.13039 | 424.5964 | 0.15945 | 418.8388 | 1.8496 | 424.5964 | 2.5029 | 425.2205 | 1.491 | 422.4294 | 0.037736 | 425.2205 | 0 | 425.2205 | 0 | 425.2205 | 0 | 422.6451 | -0.046106 | 425.2205 | 0 | 424.5964 | -0.022242 | 666.9045 | 0.0099954 | 666.1361 | 0 | 666.9045 | 0.0080882 | 422.4294 | 0.66221
|  | 425.4397 | 0.048976 | 424.8156 | 0.31606 | 439.8411 | 0.0089556 | 425.4397 | 0.15429 | 424.8156 | 0.26528 | 419.0575 | 1.7965 | 424.8156 | 2.4859 | 425.4397 | 1.5819 | 422.6451 | 0.078832 | 425.4397 | 0.0071623 | 425.4397 | 0.0059705 | 425.4397 | 0.010915 | 422.8607 | 0.041326 | 425.4397 | 0.0060531 | 424.8156 | 0.011063 | 667.0663 | 0.012945 | 666.2981 | 0.00086076 | 667.0663 | 0.0073012 | 422.6451 | 0.67166
|  | 425.6589 | 0.021998 | 425.0349 | 0.32771 | 439.954 | 0 | 425.6589 | 0.11551 | 425.0349 | 0.14514 | 419.2762 | 1.7196 | 425.0349 | 2.3209 | 425.6589 | 1.5825 | 422.8607 | 0.079104 | 425.6589 | 0 | 425.6589 | 0 | 425.6589 | 0 | 423.0764 | 0.0051867 | 425.6589 | 0 | 425.0349 | -0.029134 | 667.2281 | 0.014993 | 666.4601 | 0 | 667.2281 | 0.0077822 | 422.8607 | 0.67848
|  | 425.8781 | 0.0519 | 425.2541 | 0.35288 | 440.0668 | 0.0074511 | 425.8781 | 0.17036 | 425.2541 | 0.27892 | 419.4949 | 1.6881 | 425.2541 | 2.3482 | 425.8781 | 1.7313 | 423.0764 | 0.066937 | 425.8781 | 0.0055947 | 425.8781 | 0.006068 | 425.8781 | 0.0071773 | 423.2921 | 0.020876 | 425.8781 | 0.0073995 | 425.2541 | 0.020989 | 667.3899 | 0.016555 | 666.6221 | 0.00066945 | 667.3899 | 0.0073887 | 423.0764 | 0.70981
|  | 426.0973 | 0.032358 | 425.4734 | 0.31697 | 440.1797 | 0 | 426.0973 | 0.13204 | 425.4734 | 0.12508 | 419.7136 | 1.6267 | 425.4734 | 2.1857 | 426.0973 | 1.7319 | 423.2921 | 0.041522 | 426.0973 | 0 | 426.0973 | 0 | 426.0973 | 0 | 423.5078 | -0.015916 | 426.0973 | 0 | 425.4734 | -0.031014 | 667.5517 | 0.013535 | 666.7841 | 0 | 667.5517 | 0.0076947 | 423.2921 | 0.73276
|  | 426.3166 | 0.0597 | 425.6927 | 0.27806 | 440.2926 | 0.0098153 | 426.3166 | 0.1326 | 425.6927 | 0.26105 | 419.9323 | 1.5953 | 425.6927 | 2.1899 | 426.3166 | 1.8548 | 423.5078 | 0.064377 | 426.3166 | 0.0046777 | 426.3166 | 0.002239 | 426.3166 | 0.0016602 | 423.7235 | 0.042955 | 426.3166 | 0.0078964 | 425.6927 | 0.0051132 | 667.7135 | 0.020685 | 666.9461 | 0.00047827 | 667.7135 | 0.0072138 | 423.5078 | 0.74865
|  | 426.5359 | 0.055944 | 425.912 | 0.31175 | 440.4055 | 0 | 426.5359 | 0.13299 | 425.912 | 0.10913 | 420.1511 | 1.5283 | 425.912 | 2.0452 | 426.5358 | 1.8559 | 423.7235 | 0.036811 | 426.5358 | 0 | 426.5359 | 0 | 426.5358 | 0 | 423.9392 | 2.199e-05 | 426.5359 | 0 | 425.912 | -0.021459 | 667.8753 | 0.014091 | 667.1081 | 6.3769e-05 | 667.8753 | 0.0081756 | 423.7235 | 0.78137
|  | 426.7551 | 0.072098 | 426.1313 | 0.34508 | 440.5184 | 0.012036 | 426.7551 | 0.12016 | 426.1313 | 0.21546 | 420.3698 | 1.4886 | 426.1313 | 2.0725 | 426.7551 | 2.0227 | 423.9392 | 0.081018 | 426.7551 | 0.009352 | 426.7551 | 0.0070799 | 426.7551 | 0.003693 | 424.155 | 0.05869 | 426.7551 | 0.0063208 | 426.1313 | 0.011759 | 668.0372 | 0.014542 | 667.2702 | 0.00066945 | 668.0372 | 0.0078259 | 423.9392 | 0.7986
|  | 426.9744 | 0.039575 | 426.3506 | 0.32348 | 440.6313 | 0 | 426.9744 | 0.10663 | 426.3506 | 0.19103 | 420.5886 | 1.4251 | 426.3506 | 1.957 | 426.9744 | 2.0418 | 424.155 | 0.065376 | 426.9744 | 0 | 426.9744 | 0 | 426.9744 | 0 | 424.3707 | -0.029246 | 426.9744 | 0 | 426.3506 | -0.021929 | 668.199 | 0.013431 | 667.4322 | 0 | 668.199 | 0.0083942 | 424.155 | 0.80183
|  | 427.1937 | 0.07489 | 426.57 | 0.33281 | 440.7441 | 0.014544 | 427.1937 | 0.12691 | 426.57 | 0.24722 | 420.8073 | 1.407 | 426.57 | 1.9977 | 427.1937 | 2.1978 | 424.3707 | 0.082772 | 427.1937 | 0.0072049 | 427.1937 | 0.0067116 | 427.1937 | 0.0032047 | 424.5865 | 0.088394 | 427.1937 | 0.00352 | 426.57 | 0.030074 | 668.3608 | 0.011002 | 667.5942 | 0.00066945 | 668.3608 | 0.007345 | 424.3707 | 0.8298
|  | 427.413 | 0.0087873 | 426.7894 | 0.30306 | 440.857 | 0 | 427.413 | 0.06667 | 426.7894 | 0.13559 | 421.0261 | 1.3516 | 426.7894 | 1.8345 | 427.413 | 2.2071 | 424.5865 | 0.041411 | 427.413 | 0 | 427.413 | 0 | 427.413 | 0 | 424.8023 | 0.011739 | 427.413 | 0 | 426.7894 | -0.050593 | 668.5227 | 0.012945 | 667.7563 | 0 | 668.5227 | 0.0080008 | 424.5865 | 0.86348
|  | 427.6324 | 0.045531 | 427.0087 | 0.32425 | 440.9699 | 0.012323 | 427.6324 | 0.12725 | 427.0087 | 0.19239 | 421.2449 | 1.3242 | 427.0087 | 1.854 | 427.6324 | 2.4218 | 424.8023 | 0.080679 | 427.6324 | 0.010302 | 427.6324 | 0.0053868 | 427.6324 | 0.0043299 | 425.0181 | 0.022835 | 427.6324 | 0.0093306 | 427.0087 | 0.03399 | 668.6845 | 0.014958 | 667.9183 | 0.00066945 | 668.6845 | 0.0074324 | 424.8023 | 0.89919
|  | 427.8517 | 0.04575 | 427.2281 | 0.33836 | 441.0828 | 0 | 427.8517 | 0.10551 | 427.2281 | 0.10748 | 421.4637 | 1.2829 | 427.2281 | 1.7359 | 427.8517 | 2.4419 | 425.0181 | 0.066462 | 427.8517 | 0 | 427.8517 | 0.0022784 | 427.8517 | 0 | 425.2339 | -0.054597 | 427.8517 | 0 | 427.2281 | -0.020363 | 668.8464 | 0.014715 | 668.0804 | 0 | 668.8464 | 0.0079133 | 425.0181 | 0.926
|  | 428.0711 | 0.076153 | 427.4475 | 0.31676 | 441.1957 | 0.0074511 | 428.0711 | 0.11755 | 427.4475 | 0.21452 | 421.6825 | 1.266 | 427.4475 | 1.7286 | 428.0711 | 2.5815 | 425.2339 | 0.084302 | 428.0711 | 0.0065609 | 428.0711 | 0.0056489 | 428.0711 | 0.0037501 | 425.4497 | -0.0045722 | 428.0711 | 0.0058298 | 427.4475 | 0.017387 | 669.0083 | 0.024537 | 668.2424 | 0.00047827 | 669.0083 | 0.0071701 | 425.2339 | 0.95125
|  | 428.2904 | 0.043946 | 427.6669 | 0.2936 | 441.3086 | 0 | 428.2904 | 0.081483 | 427.6669 | 0.11726 | 421.9014 | 1.2198 | 427.6669 | 1.5679 | 428.2905 | 2.5628 | 425.4497 | 0.068721 | 428.2905 | 0 | 428.2904 | 0 | 428.2905 | 0 | 425.6655 | 0.0012949 | 428.2904 | 0 | 427.6669 | -0.029447 | 669.1701 | 0.013605 | 668.4045 | 0 | 669.1701 | 0.0072138 | 425.4497 | 0.96333
|  | 428.5098 | 0.043975 | 427.8864 | 0.31237 | 441.4214 | 0.0093138 | 428.5098 | 0.12095 | 427.8864 | 0.20261 | 422.1202 | 1.2024 | 427.8864 | 1.6119 | 428.5098 | 2.7485 | 425.6655 | 0.071943 | 428.5098 | 0.0077135 | 428.5098 | 0.0062138 | 428.5098 | 0.0012264 | 425.8813 | 0.073544 | 428.5098 | 0.0051873 | 427.8864 | 0.0098084 | 669.332 | 0.01593 | 668.5666 | 0.0010521 | 669.332 | 0.0066454 | 425.6655 | 0.99553
|  | 428.7292 | 0.061754 | 428.1058 | 0.29212 | 441.5343 | 0 | 428.7292 | 0.13269 | 428.1058 | 0.11015 | 422.3391 | 1.1473 | 428.1058 | 1.4809 | 428.7292 | 2.783 | 425.8813 | 0.087701 | 428.7292 | 0 | 428.7292 | 0 | 428.7292 | 0 | 426.0972 | -0.0010292 | 428.7292 | 0 | 428.1058 | -0.025532 | 669.4939 | 0.013466 | 668.7287 | 0 | 669.4939 | 0.007651 | 425.8813 | 1.0234
|  | 428.9487 | 0.055433 | 428.3253 | 0.31533 | 441.6472 | 0.0044724 | 428.9487 | 0.11527 | 428.3253 | 0.20929 | 422.5579 | 1.1542 | 428.3253 | 1.5336 | 428.9487 | 2.9543 | 426.0972 | 0.074803 | 428.9487 | 0.011351 | 428.9487 | 0.0070633 | 428.9487 | 0.0073909 | 426.313 | -0.00061634 | 428.9487 | 0.0061413 | 428.3253 | 0.021146 | 669.6558 | 0.016728 | 668.8907 | 0.00086076 | 669.6558 | 0.0075198 | 426.0972 | 1.0446
|  | 429.1681 | 0.046126 | 428.5448 | 0.30884 | 441.7601 | 0 | 429.1681 | 0.11133 | 428.5448 | 0.078707 | 422.7768 | 1.1005 | 428.5448 | 1.3974 | 429.1681 | 2.944 | 426.313 | 0.087721 | 429.1681 | 0 | 429.1681 | 0 | 429.1681 | 0 | 426.5289 | 0.011185 | 429.1681 | 0 | 428.5448 | -0.025688 | 669.8177 | 0.016832 | 669.0528 | 0 | 669.8177 | 0.0082631 | 426.313 | 1.0781
|  | 429.3875 | 0.052946 | 428.7643 | 0.31228 | 441.873 | 0.0069571 | 429.3875 | 0.10079 | 428.7643 | 0.1875 | 422.9957 | 1.0922 | 428.7643 | 1.4485 | 429.3875 | 3.1232 | 426.5289 | 0.10662 | 429.3875 | 0.010579 | 429.3875 | 0.005521 | 429.3875 | 0.0039741 | 426.7448 | 0.0074422 | 429.3875 | 0.0084525 | 428.7643 | 0.0051672 | 669.9796 | 0.0095789 | 669.2149 | 0.00086076 | 669.9796 | 0.0075198 | 426.5289 | 1.1178
|  | 429.607 | 0.076755 | 428.9838 | 0.30247 | 441.9859 | 0 | 429.607 | 0.086949 | 428.9838 | 0.10458 | 423.2146 | 1.0348 | 428.9838 | 1.3659 | 429.607 | 3.2462 | 426.7448 | 0.085731 | 429.607 | 0 | 429.607 | 0 | 429.607 | 0 | 426.9607 | 0.00099205 | 429.607 | 0 | 428.9838 | -0.025532 | 670.1415 | 0.013119 | 669.377 | 0 | 670.1415 | 0.0081319 | 426.7448 | 1.1578
|  | 429.8264 | 0.046907 | 429.2033 | 0.31647 | 442.0988 | 0.0096004 | 429.8264 | 0.10056 | 429.2033 | 0.2342 | 423.4335 | 1.0278 | 429.2033 | 1.4042 | 429.8265 | 3.439 | 426.9607 | 0.10621 | 429.8265 | 0.010908 | 429.8264 | 0.0055996 | 429.8265 | 0.0034782 | 427.1766 | 0.039817 | 429.8265 | 0.0073823 | 429.2033 | 0.0074865 | 670.3034 | 0.014646 | 669.5391 | 0.00047827 | 670.3034 | 0.0074324 | 426.9607 | 1.2026
|  | 430.0459 | 0.031815 | 429.4228 | 0.30241 | 442.2117 | 0 | 430.0459 | 0.071665 | 429.4228 | 0.13707 | 423.6524 | 0.97996 | 429.4228 | 1.2838 | 430.0459 | 3.4573 | 427.1766 | 0.088723 | 430.0459 | 0 | 430.0459 | 0 | 430.0459 | 0 | 427.3925 | -0.0090039 | 430.0459 | 0 | 429.4228 | -0.013786 | 670.4653 | 0.012459 | 669.7012 | 0 | 670.4653 | 0.0083068 | 427.1766 | 1.2202
|  | 430.2654 | 0.057175 | 429.6424 | 0.29315 | 442.3246 | 0.0078093 | 430.2654 | 0.11702 | 429.6424 | 0.19217 | 423.8714 | 0.98711 | 429.6424 | 1.3311 | 430.2654 | 3.6155 | 427.3925 | 0.094637 | 430.2654 | 0.010544 | 430.2654 | 0.0055656 | 430.2654 | 0.0096378 | 427.6084 | 0.033633 | 430.2654 | 0.0032788 | 429.6424 | 0.023025 | 670.6272 | 0.014542 | 669.8634 | 0.00047827 | 670.6272 | 0.0077822 | 427.3925 | 1.2505
|  | 430.485 | 0.022066 | 429.8619 | 0.29353 | 442.4375 | 0 | 430.485 | 0.087999 | 429.8619 | 0.04562 | 424.0903 | 0.94852 | 429.8619 | 1.2355 | 430.4849 | 3.6506 | 427.6084 | 0.062366 | 430.4849 | 0 | 430.485 | 0 | 430.4849 | 0 | 427.8244 | 0.034112 | 430.485 | 0 | 429.8619 | -0.018483 | 670.7892 | 0.015062 | 670.0255 | 0 | 670.7892 | 0.0084817 | 427.6084 | 1.2845
|  | 430.7045 | 0.061053 | 430.0815 | 0.27726 | 442.5504 | 0.0031058 | 430.7045 | 0.072782 | 430.0815 | 0.20237 | 424.3093 | 0.94356 | 430.0815 | 1.2872 | 430.7045 | 3.8603 | 427.8244 | 0.1229 | 430.7045 | 0.012521 | 430.7045 | 0.0052841 | 430.7045 | 0.006187 | 428.0403 | 0.043017 | 430.7045 | 0.0027077 | 430.0815 | 0.026471 | 670.9511 | 0.013188 | 670.1876 | 0.00066945 | 670.9511 | 0.007651 | 427.8244 | 1.3219
|  | 430.924 | 0.044796 | 430.3011 | 0.29705 | 442.6633 | 0 | 430.924 | 0.067624 | 430.3011 | 0.054714 | 424.5283 | 0.89583 | 430.3011 | 1.1919 | 430.924 | 3.9069 | 428.0403 | 0.10321 | 430.924 | 0 | 430.924 | 0 | 430.924 | 0 | 428.2563 | -0.01427 | 430.924 | 0 | 430.3011 | -0.025375 | 671.1131 | 0.013674 | 670.3497 | 0 | 671.1131 | 0.0083068 | 428.0403 | 1.3507
|  | 431.1436 | 0.057985 | 430.5207 | 0.30256 | 442.7762 | 0.0084541 | 431.1436 | 0.097642 | 430.5207 | 0.20359 | 424.7473 | 0.88225 | 430.5207 | 1.2391 | 431.1436 | 4.1008 | 428.2563 | 0.11802 | 431.1436 | 0.013191 | 431.1436 | 0.0043592 | 431.1436 | 0.0048684 | 428.4723 | 0.0002122 | 431.1436 | 0.0069341 | 430.5207 | 0.011593 | 671.275 | 0.011037 | 670.5119 | 0.00066945 | 671.275 | 0.0075198 | 428.2563 | 1.3985
|  | 431.3631 | 0.047202 | 430.7404 | 0.29246 | 442.8891 | 0 | 431.3631 | 0.091518 | 430.7404 | 0.11168 | 424.9662 | 0.85223 | 430.7404 | 1.1406 | 431.3631 | 4.2118 | 428.4723 | 0.13072 | 431.3631 | 0 | 431.3631 | 0 | 431.3631 | 0 | 428.6882 | -0.019815 | 431.3631 | 0 | 430.7403 | -0.032267 | 671.437 | 0.014958 | 670.674 | 0 | 671.437 | 0.007957 | 428.4723 | 1.4123
|  | 431.5827 | 0.042337 | 430.96 | 0.32393 | 443.002 | 0.0099586 | 431.5827 | 0.11565 | 430.96 | 0.17571 | 425.1852 | 0.84511 | 430.96 | 1.2 | 431.5827 | 4.5215 | 428.6882 | 0.1243 | 431.5827 | 0.010529 | 431.5827 | 0.0066427 | 431.5827 | 0.0048942 | 428.9042 | 0.053072 | 431.5827 | 0.0057408 | 430.96 | 0.017073 | 671.5989 | 0.012876 | 670.8362 | 0.00047827 | 671.5989 | 0.0073887 | 428.6882 | 1.4443
|  | 431.8023 | 0.034632 | 431.1796 | 0.30856 | 443.1149 | 0 | 431.8023 | 0.055943 | 431.1796 | 0.090275 | 425.4043 | 0.81 | 431.1796 | 1.1093 | 431.8023 | 4.7018 | 428.9042 | 0.138 | 431.8023 | 0 | 431.8023 | 0 | 431.8023 | 0 | 429.1203 | -0.014044 | 431.8023 | 0 | 431.1796 | -0.018796 | 671.7609 | 0.010204 | 670.9983 | 0 | 671.7609 | 0.0084817 | 428.9042 | 1.4669
|  | 432.0219 | 0.062915 | 431.3993 | 0.33289 | 443.2278 | 0.0033543 | 432.0219 | 0.089687 | 431.3993 | 0.14795 | 425.6233 | 0.81422 | 431.3993 | 1.1606 | 432.0219 | 4.9333 | 429.1203 | 0.14042 | 432.0219 | 0.0098445 | 432.0219 | 0.0076535 | 432.0219 | 0.0081283 | 429.3363 | 0.033195 | 432.0219 | 0.0072437 | 431.3993 | 0.020832 | 671.9229 | 0.019782 | 671.1605 | 0.00066945 | 671.9229 | 0.0079133 | 429.1203 | 1.5447
|  | 432.2415 | 0.049976 | 431.619 | 0.30772 | 443.3407 | 0 | 432.2415 | 0.048148 | 431.619 | 0.065741 | 425.8423 | 0.77348 | 431.619 | 1.0624 | 432.2415 | 5.0627 | 429.3363 | 0.14162 | 432.2415 | 0 | 432.2415 | 0 | 432.2415 | 0 | 429.5523 | -0.0063014 | 432.2415 | 0 | 431.619 | -0.017073 | 672.0848 | 0.013431 | 671.3227 | 0 | 672.0848 | 0.0083942 | 429.3363 | 1.5423
|  | 432.4612 | 0.046092 | 431.8387 | 0.32777 | 443.4536 | 0.0038513 | 432.4612 | 0.091923 | 431.8387 | 0.16517 | 426.0614 | 0.78359 | 431.8387 | 1.0752 | 432.4612 | 5.2449 | 429.5523 | 0.13572 | 432.4612 | 0.0086611 | 432.4612 | 0.0072431 | 432.4612 | 0.0027839 | 429.7684 | 0.037943 | 432.4611 | 0.0059693 | 431.8387 | 0.010924 | 672.2468 | 0.015132 | 671.4848 | 0.00047827 | 672.2468 | 0.0076947 | 429.5523 | 1.5943
|  | 432.6808 | 0.038989 | 432.0584 | 0.29989 | 443.5666 | 0 | 432.6808 | 0.06073 | 432.0584 | 0.060828 | 426.2805 | 0.73691 | 432.0584 | 0.96689 | 432.6808 | 5.2959 | 429.7684 | 0.14985 | 432.6808 | 0 | 432.6808 | 0 | 432.6808 | 0 | 429.9844 | 0.0032993 | 432.6808 | 0 | 432.0584 | -0.0088577 | 672.4088 | 0.012737 | 671.647 | 0 | 672.4088 | 0.0083068 | 429.7684 | 1.6155
|  | 432.9005 | 0.050562 | 432.2781 | 0.28119 | 443.6795 | 0.0047209 | 432.9005 | 0.085845 | 432.2781 | 0.1902 | 426.4995 | 0.71026 | 432.2781 | 0.99886 | 432.9005 | 5.5556 | 429.9844 | 0.15602 | 432.9005 | 0.0082985 | 432.9005 | 0.00616 | 432.9005 | 0.0022722 | 430.2005 | 0.00054639 | 432.9005 | 0.0077841 | 432.2781 | 0.0066466 | 672.5708 | 0.013188 | 671.8092 | 0.00066945 | 672.5708 | 0.007651 | 429.9844 | 1.6513
|  | 433.1201 | 0.040274 | 432.4979 | 0.27638 | 443.7924 | 0 | 433.1201 | 0.073831 | 432.4979 | 0.10431 | 426.7186 | 0.68921 | 432.4979 | 0.90877 | 433.1202 | 5.6494 | 430.2005 | 0.15283 | 433.1202 | 0 | 433.1201 | 0 | 433.1202 | 0 | 430.4166 | -0.035321 | 433.1202 | 0 | 432.4979 | -0.035243 | 672.7328 | 0.013674 | 671.9714 | 0 | 672.7328 | 0.0083068 | 430.2005 | 1.6851
|  | 433.3398 | 0.073494 | 432.7176 | 0.30029 | 443.9053 | 0.012323 | 433.3398 | 0.074523 | 432.7176 | 0.19751 | 426.9377 | 0.6839 | 432.7176 | 0.95432 | 433.3398 | 5.9258 | 430.4166 | 0.16754 | 433.3398 | 0.0071365 | 433.3398 | 0.0061089 | 433.3398 | 0.0044534 | 430.6327 | 0.039245 | 433.3398 | 0.0086119 | 432.7176 | 0.036653 | 672.8948 | 0.015201 | 672.1336 | 0.00066945 | 672.8948 | 0.0080008 | 430.4166 | 1.734
|  | 433.5595 | 0.019243 | 432.9374 | 0.30458 | 444.0182 | 0 | 433.5595 | 0.054406 | 432.9374 | 0.091269 | 427.1569 | 0.64763 | 432.9374 | 0.86087 | 433.5595 | 6.0668 | 430.6327 | 0.15166 | 433.5595 | 0.00077417 | 433.5595 | 0 | 433.5595 | 0 | 430.8488 | 0.019809 | 433.5595 | 0 | 432.9374 | -0.021616 | 673.0569 | 0.016173 | 672.2958 | 0 | 673.0569 | 0.008438 | 430.6327 | 1.7794
|  | 433.7793 | 0.076972 | 433.1572 | 0.29777 | 444.1311 | 0.017983 | 433.7793 | 0.069239 | 433.1572 | 0.16038 | 427.376 | 0.65079 | 433.1572 | 0.90609 | 433.7793 | 6.4009 | 430.8488 | 0.20103 | 433.7793 | 0.0094856 | 433.7793 | 0.0027956 | 433.7793 | 0.0026885 | 431.0649 | 0.015232 | 433.7793 | 0.0084904 | 433.1572 | 0.0047146 | 673.2189 | 0.017631 | 672.458 | 0.00047827 | 673.2189 | 0.0075198 | 430.8487 | 1.7963
|  | 433.999 | 0.056119 | 433.377 | 0.28708 | 444.244 | 0 | 433.999 | 0.048001 | 433.377 | 0.043136 | 427.5951 | 0.6174 | 433.377 | 0.82513 | 433.999 | 6.5576 | 431.0649 | 0.20072 | 433.999 | 0 | 433.999 | 0 | 433.999 | 0 | 431.281 | 0.002957 | 433.999 | 0 | 433.377 | -0.037749 | 673.3809 | 0.011349 | 672.6202 | 0 | 673.3809 | 0.0080882 | 431.0649 | 1.8261
|  | 434.2188 | 0.061884 | 433.5968 | 0.30405 | 444.3569 | 0.0045966 | 434.2188 | 0.068168 | 433.5968 | 0.16887 | 427.8143 | 0.61161 | 433.5968 | 0.8662 | 434.2187 | 6.8739 | 431.281 | 0.19671 | 434.2187 | 0.0041052 | 434.2188 | 0.0039528 | 434.2187 | 0.0030389 | 431.4972 | 0.019553 | 434.2188 | 0.0062093 | 433.5968 | 0.01817 | 673.543 | 0.016832 | 672.7824 | 0.00066945 | 673.543 | 0.0076947 | 431.281 | 1.8767
|  | 434.4385 | 0.035355 | 433.8166 | 0.29599 | 444.4699 | 0 | 434.4385 | 0.059836 | 433.8166 | 0.070971 | 428.0334 | 0.57673 | 433.8166 | 0.77543 | 434.4385 | 7.0754 | 431.4972 | 0.2206 | 434.4385 | 0.0042751 | 434.4385 | 0 | 434.4385 | 0 | 431.7133 | 0.0042691 | 434.4385 | 0 | 433.8166 | -0.021616 | 673.705 | 0.012147 | 672.9447 | 0 | 673.705 | 0.0082631 | 431.4972 | 1.9127
|  | 434.6583 | 0.065117 | 434.0364 | 0.30278 | 444.5828 | 0.0055905 | 434.6583 | 0.083978 | 434.0364 | 0.17352 | 428.2526 | 0.58199 | 434.0364 | 0.80724 | 434.6583 | 7.3027 | 431.7133 | 0.20389 | 434.6583 | 0.0070579 | 434.6583 | 0.004952 | 434.6583 | 0.006533 | 431.9295 | 0.04197 | 434.6583 | 0.0064869 | 434.0364 | 0.029291 | 673.867 | 0.015444 | 673.1069 | 0.00066945 | 673.867 | 0.0075198 | 431.7133 | 1.9554
|  | 434.8781 | 0.044566 | 434.2563 | 0.27869 | 444.6957 | 0 | 434.8781 | 0.066128 | 434.2563 | 0.053982 | 428.4718 | 0.53151 | 434.2563 | 0.71521 | 434.8781 | 7.3183 | 431.9295 | 0.20499 | 434.8781 | 0 | 434.8781 | 0 | 434.8781 | 0 | 432.1456 | -0.025876 | 434.878 | 0 | 434.2563 | -0.021302 | 674.0291 | 0.023322 | 673.2691 | 0 | 674.0291 | 0.0080445 | 431.9295 | 2.0016
|  | 435.0978 | 0.061009 | 434.4761 | 0.30444 | 444.8086 | 0.0084541 | 435.0978 | 0.10094 | 434.4761 | 0.19531 | 428.691 | 0.54059 | 434.4761 | 0.75167 | 435.0978 | 7.4763 | 432.1456 | 0.21968 | 435.0978 | 0.010349 | 435.0978 | 0.0052104 | 435.0978 | 0.006274 | 432.3618 | 0.01348 | 435.0978 | 0.0046345 | 434.4762 | 0.032267 | 674.1912 | 0.018568 | 673.4314 | 0.00047827 | 674.1912 | 0.0074761 | 432.1456 | 2.03
|  | 435.3177 | 0.046357 | 434.696 | 0.28484 | 444.9216 | 0 | 435.3177 | 0.067421 | 434.696 | 0.028148 | 428.9102 | 0.50633 | 434.696 | 0.65896 | 435.3177 | 7.596 | 432.3618 | 0.19711 | 435.3177 | 0.0029211 | 435.3177 | 0 | 435.3177 | 0 | 432.578 | 0.0055372 | 435.3177 | 0 | 434.696 | -0.018796 | 674.3532 | 0.016728 | 673.5936 | 0 | 674.3532 | 0.0080008 | 432.3618 | 2.065
|  | 435.5375 | 0.069991 | 434.9159 | 0.30248 | 445.0345 | 0.0067086 | 435.5375 | 0.077038 | 434.9159 | 0.16051 | 429.1294 | 0.50126 | 434.9159 | 0.70205 | 435.5375 | 7.8814 | 432.578 | 0.2546 | 435.5375 | 0.011477 | 435.5375 | 0.0062552 | 435.5375 | 0.0066936 | 432.7943 | 0.015516 | 435.5375 | 0.0042586 | 434.9159 | 0.014593 | 674.5153 | 0.013917 | 673.7559 | 0.00066945 | 674.5153 | 0.007651 | 432.578 | 2.1141
|  | 435.7573 | 0.022755 | 435.1358 | 0.2799 | 445.1474 | 0 | 435.7573 | 0.052669 | 435.1358 | 0.063468 | 429.3487 | 0.4787 | 435.1358 | 0.63766 | 435.7573 | 8.15 | 432.7943 | 0.23473 | 435.7573 | 0.0043307 | 435.7573 | 0.00035707 | 435.7573 | 0 | 433.0105 | 3.8331e-05 | 435.7573 | 0 | 435.1358 | -0.0092712 | 674.6774 | 0.010689 | 673.9181 | 0 | 674.6774 | 0.0083942 | 432.7942 | 2.1439
|  | 435.9772 | 0.072126 | 435.3558 | 0.29388 | 445.2603 | 0.012323 | 435.9772 | 0.079083 | 435.3558 | 0.13385 | 429.5679 | 0.48233 | 435.3558 | 0.68306 | 435.9772 | 8.4732 | 433.0105 | 0.26358 | 435.9772 | 0.0055693 | 435.9772 | 0.0041537 | 435.9772 | 0.0014545 | 433.2267 | -0.0038225 | 435.9772 | 0.0012447 | 435.3558 | 0.011798 | 674.8395 | 0.015132 | 674.0804 | 0.00066945 | 674.8395 | 0.0078259 | 433.0105 | 2.194
|  | 436.1971 | 0.053928 | 435.5757 | 0.27956 | 445.3733 | 0 | 436.1971 | 0.067032 | 435.5757 | 0.055144 | 429.7872 | 0.44388 | 435.5757 | 0.59707 | 436.197 | 8.6583 | 433.2267 | 0.27114 | 436.197 | 0 | 436.1971 | 0 | 436.197 | 0 | 433.4429 | -0.00076581 | 436.197 | 0 | 435.5757 | -0.030857 | 675.0015 | 0.011974 | 674.2427 | 0 | 675.0015 | 0.0081756 | 433.2267 | 2.1874
|  | 436.4169 | 0.073335 | 435.7957 | 0.30626 | 445.4862 | 0.01132 | 436.4169 | 0.086226 | 435.7957 | 0.13073 | 430.0064 | 0.44085 | 435.7957 | 0.6442 | 436.4169 | 8.9444 | 433.4429 | 0.25857 | 436.4169 | 0.011826 | 436.4169 | 0.0063255 | 436.4169 | 0.0032276 | 433.6592 | 0.031907 | 436.4169 | 0.0040864 | 435.7957 | 0.013687 | 675.1636 | 0.016347 | 674.4049 | 0.00047827 | 675.1636 | 0.0074761 | 433.4429 | 2.2467
|  | 436.6368 | 0.037416 | 436.0156 | 0.28011 | 445.5991 | 0 | 436.6368 | 0.05375 | 436.0156 | 0.019715 | 430.2257 | 0.40836 | 436.0156 | 0.56305 | 436.6368 | 9.1706 | 433.6592 | 0.27934 | 436.6368 | 0.0018453 | 436.6368 | 0.00012526 | 436.6368 | 0 | 433.8755 | -0.0091595 | 436.6368 | 0 | 436.0156 | -0.026158 | 675.3257 | 0.013848 | 674.5672 | 0 | 675.3257 | 0.0077822 | 433.6592 | 2.2912
|  | 436.8567 | 0.059484 | 436.2356 | 0.28796 | 445.712 | 0.0073078 | 436.8567 | 0.074614 | 436.2356 | 0.15595 | 430.445 | 0.42246 | 436.2356 | 0.59966 | 436.8567 | 9.4957 | 433.8755 | 0.29995 | 436.8567 | 0.0082343 | 436.8567 | 0.0054089 | 436.8567 | 0.0037157 | 434.0917 | 0.039908 | 436.8567 | 0.0033512 | 436.2356 | 0.015328 | 675.4879 | 0.015791 | 674.7295 | 0.00066945 | 675.4879 | 0.0070826 | 433.8755 | 2.3236
|  | 437.0767 | 0.049754 | 436.4556 | 0.27896 | 445.825 | 0 | 437.0767 | 0.041049 | 436.4556 | 0.040528 | 430.6643 | 0.38686 | 436.4556 | 0.51904 | 437.0767 | 9.654 | 434.0917 | 0.29159 | 437.0767 | 0.0027346 | 437.0767 | 0 | 437.0767 | 0 | 434.308 | -0.018926 | 437.0767 | 0 | 436.4556 | -0.0088365 | 675.65 | 0.014889 | 674.8918 | 0 | 675.65 | 0.0077384 | 434.0917 | 2.3923
|  | 437.2966 | 0.058043 | 436.6756 | 0.28831 | 445.9379 | 0.0098153 | 437.2966 | 0.090708 | 436.6756 | 0.13264 | 430.8836 | 0.39533 | 436.6756 | 0.55838 | 437.2966 | 9.9968 | 434.308 | 0.31233 | 437.2966 | 0.010628 | 437.2966 | 0.0050799 | 437.2966 | 0.0034877 | 434.5244 | 0.057348 | 437.2966 | 0.0069162 | 436.6756 | 0.021302 | 675.8121 | 0.012147 | 675.0541 | 0.00047827 | 675.8121 | 0.0070389 | 434.308 | 2.4134
|  | 437.5165 | 0.040988 | 436.8956 | 0.28439 | 446.0509 | 0 | 437.5165 | 0.061247 | 436.8956 | 0.054639 | 431.1029 | 0.36443 | 436.8956 | 0.48932 | 437.5165 | 10.2308 | 434.5244 | 0.29704 | 437.5165 | 0.0021019 | 437.5165 | 0.00023505 | 437.5165 | 0 | 434.7407 | 0.057832 | 437.5165 | 0 | 436.8956 | -0.012864 | 675.9742 | 0.013466 | 675.2164 | 0 | 675.9742 | 0.007651 | 434.5244 | 2.4565
|  | 437.7365 | 0.051258 | 437.1157 | 0.28702 | 446.1638 | 0.0043482 | 437.7365 | 0.051654 | 437.1157 | 0.13174 | 431.3223 | 0.37055 | 437.1157 | 0.53474 | 437.7365 | 10.491 | 434.7407 | 0.31812 | 437.7365 | 0.012723 | 437.7365 | 0.003282 | 437.7365 | 0.002444 | 434.957 | 0.00935 | 437.7365 | 0.0060153 | 437.1157 | 0.012352 | 676.1364 | 0.015514 | 675.3787 | 0.00047827 | 676.1364 | 0.0072138 | 434.7407 | 2.5032
|  | 437.9565 | 0.043731 | 437.3357 | 0.27324 | 446.2767 | 0 | 437.9565 | 0.052226 | 437.3357 | 0.063262 | 431.5416 | 0.33411 | 437.3357 | 0.4492 | 437.9565 | 10.5867 | 434.957 | 0.35288 | 437.9565 | 0.0026941 | 437.9565 | 0 | 437.9565 | 0 | 435.1733 | -0.042167 | 437.9565 | 0 | 437.3357 | -0.016447 | 676.2985 | 0.013535 | 675.541 | 0 | 676.2985 | 0.0080445 | 434.957 | 2.5435
|  | 438.1765 | 0.051306 | 437.5558 | 0.28869 | 446.3897 | 0.010962 | 438.1765 | 0.09446 | 437.5558 | 0.17717 | 431.761 | 0.33699 | 437.5558 | 0.50146 | 438.1765 | 11.0422 | 435.1733 | 0.37458 | 438.1765 | 0.0097348 | 438.1765 | 0.0048902 | 438.1765 | 0.0062451 | 435.3897 | -0.041578 | 438.1764 | 0.00232 | 437.5558 | 0.0086512 | 676.4606 | 0.013987 | 675.7033 | 0.00066945 | 676.4606 | 0.0075636 | 435.1733 | 2.6261
|  | 438.3965 | 0.044783 | 437.7759 | 0.26538 | 446.5026 | 0 | 438.3965 | 0.042546 | 437.7759 | 0.050411 | 431.9804 | 0.31506 | 437.7759 | 0.43117 | 438.3965 | 11.2685 | 435.3897 | 0.34006 | 438.3965 | 0.0021893 | 438.3965 | 0 | 438.3965 | 0 | 435.606 | -0.023378 | 438.3965 | 0 | 437.7759 | -0.016447 | 676.6228 | 0.017943 | 675.8656 | 0 | 676.6228 | 0.0078259 | 435.3897 | 2.648
|  | 438.6165 | 0.059846 | 437.996 | 0.2878 | 446.6155 | 0.0028574 | 438.6165 | 0.071617 | 437.996 | 0.15586 | 432.1998 | 0.3181 | 437.996 | 0.49228 | 438.6165 | 11.6926 | 435.606 | 0.38867 | 438.6165 | 0.016737 | 438.6165 | 0.0078991 | 438.6165 | 0.0091033 | 435.8224 | 0.050156 | 438.6165 | 0.011856 | 437.996 | 0.021772 | 676.785 | 0.01062 | 676.028 | 0.00047827 | 676.785 | 0.0074324 | 435.606 | 2.6658
|  | 438.8365 | 0.050721 | 438.2161 | 0.27655 | 446.7285 | 0 | 438.8365 | 0.052204 | 438.2161 | 0.012218 | 432.4192 | 0.29762 | 438.2161 | 0.42047 | 438.8365 | 12.0021 | 435.8224 | 0.37175 | 438.8365 | 0.0029563 | 438.8365 | 0.00042329 | 438.8365 | 0 | 436.0388 | 0.0094898 | 438.8365 | 0 | 438.2161 | -0.020049 | 676.9471 | 0.016763 | 676.1903 | 0 | 676.9471 | 0.0079133 | 435.8224 | 2.7427
|  | 439.0565 | 0.072219 | 438.4362 | 0.2847 | 446.8414 | 0.00074539 | 439.0565 | 0.060573 | 438.4362 | 0.10321 | 432.6386 | 0.30335 | 438.4362 | 0.45544 | 439.0566 | 12.3998 | 436.0388 | 0.41526 | 439.0566 | 0.011155 | 439.0565 | 0.0047481 | 439.0566 | 0.0055101 | 436.2552 | 0.051581 | 439.0566 | 0.0061384 | 438.4362 | 0.0058836 | 677.1093 | 0.018602 | 676.3527 | 0.00047827 | 677.1093 | 0.0076947 | 436.0388 | 2.7842
|  | 439.2766 | 0.045731 | 438.6564 | 0.2639 | 446.9544 | 0 | 439.2766 | 0.056092 | 438.6564 | 0.085118 | 432.858 | 0.28404 | 438.6564 | 0.38056 | 439.2766 | 12.6436 | 436.2552 | 0.40608 | 439.2766 | 0 | 439.2766 | 0 | 439.2766 | 0 | 436.4716 | 0.0053059 | 439.2766 | 0 | 438.6564 | -0.015467 | 677.2715 | 0.014021 | 676.515 | 0 | 677.2715 | 0.0082631 | 436.2552 | 2.8734
|  | 439.4967 | 0.047226 | 438.8765 | 0.28862 | 447.0673 | 0.01526 | 439.4967 | 0.0828 | 438.8765 | 0.14629 | 433.0774 | 0.28537 | 438.8765 | 0.43596 | 439.4967 | 13.0257 | 436.4716 | 0.44869 | 439.4967 | 0.014273 | 439.4967 | 0.0066798 | 439.4967 | 0.0042706 | 436.688 | 0.035687 | 439.4967 | 0.0040813 | 438.8765 | 0.024278 | 677.4336 | 0.014542 | 676.6774 | 0.00047827 | 677.4336 | 0.0077822 | 436.4716 | 2.8867
|  | 439.7168 | 0.037676 | 439.0967 | 0.26167 | 447.1803 | 0 | 439.7168 | 0.028953 | 439.0967 | 0.095058 | 433.2969 | 0.25822 | 439.0967 | 0.3546 | 439.7168 | 13.1632 | 436.688 | 0.41302 | 439.7168 | 0.0035585 | 439.7168 | 0 | 439.7168 | 0 | 436.9044 | -0.0071302 | 439.7168 | 0 | 439.0967 | -0.020989 | 677.5958 | 0.01062 | 676.8397 | 0 | 677.5958 | 0.0082631 | 436.688 | 2.936
|  | 439.9369 | 0.046695 | 439.3169 | 0.27801 | 447.2932 | 0.014902 | 439.9369 | 0.054192 | 439.3169 | 0.11016 | 433.5163 | 0.26485 | 439.3169 | 0.40525 | 439.9369 | 13.4223 | 436.9044 | 0.48929 | 439.9369 | 0.01528 | 439.9369 | 0.0070668 | 439.9369 | 0.0025523 | 437.1209 | -0.0061818 | 439.9369 | 0.0061382 | 439.3169 | 0.017387 | 677.758 | 0.015132 | 677.0021 | 0.00047827 | 677.758 | 0.007651 | 436.9044 | 3.0271
|  | 440.157 | 0.04379 | 439.5371 | 0.26133 | 447.4062 | 0 | 440.157 | 0.040181 | 439.5371 | 0.075469 | 433.7358 | 0.24393 | 439.5371 | 0.33247 | 440.157 | 13.5681 | 437.1209 | 0.47736 | 440.157 | 0.0039336 | 440.157 | 0 | 440.157 | 0 | 437.3373 | -0.0014334 | 440.157 | 0 | 439.5371 | -0.01582 | 677.9202 | 0.012078 | 677.1644 | 0 | 677.9202 | 0.0082194 | 437.1209 | 3.0573
|  | 440.3771 | 0.067641 | 439.7573 | 0.2604 | 447.5191 | 0.01132 | 440.3771 | 0.079402 | 439.7573 | 0.093733 | 433.9553 | 0.25523 | 439.7573 | 0.38535 | 440.3771 | 13.9865 | 437.3373 | 0.49859 | 440.3771 | 0.014918 | 440.3771 | 0.0057315 | 440.3771 | 0.0061009 | 437.5538 | 0.035332 | 440.3771 | 0.0037834 | 439.7573 | 0.01676 | 678.0824 | 0.012147 | 677.3268 | 0.00086076 | 678.0824 | 0.0074761 | 437.3373 | 3.1335
|  | 440.5973 | 0.038841 | 439.9775 | 0.26145 | 447.6321 | 0 | 440.5973 | 0.032107 | 439.9775 | 0.056771 | 434.1748 | 0.22646 | 439.9775 | 0.319 | 440.5973 | 14.2202 | 437.5538 | 0.51249 | 440.5973 | 0.0039435 | 440.5973 | 0 | 440.5973 | 0 | 437.7703 | 0.013602 | 440.5973 | 0 | 439.9775 | -0.0094647 | 678.2446 | 0.011349 | 677.4892 | 0 | 678.2446 | 0.0080008 | 437.5538 | 3.1922
|  | 440.8174 | 0.056255 | 440.1977 | 0.27763 | 447.745 | 0.017123 | 440.8174 | 0.071627 | 440.1977 | 0.13967 | 434.3943 | 0.24204 | 440.1977 | 0.36407 | 440.8174 | 14.4789 | 437.7703 | 0.51762 | 440.8174 | 0.016985 | 440.8174 | 0.0085098 | 440.8174 | 0.0044136 | 437.9868 | 0.016782 | 440.8174 | 0.0093924 | 440.1977 | 0.035556 | 678.4069 | 0.015757 | 677.6516 | 0.00066945 | 678.4069 | 0.0074324 | 437.7703 | 3.2476
|  | 441.0376 | 0.039546 | 440.418 | 0.25542 | 447.858 | 0 | 441.0376 | 0.036425 | 440.418 | 0.017824 | 434.6138 | 0.22007 | 440.418 | 0.30331 | 441.0376 | 14.6321 | 437.9868 | 0.55868 | 441.0376 | 0.0033501 | 441.0376 | 0 | 441.0376 | 0 | 438.2033 | 0.014231 | 441.0376 | 0 | 440.418 | -0.012075 | 678.5691 | 0.013674 | 677.814 | 0 | 678.5691 | 0.0082631 | 437.9868 | 3.2819
|  | 441.2578 | 0.056095 | 440.6383 | 0.27342 | 447.971 | 0.020347 | 441.2578 | 0.063035 | 440.6383 | 0.14601 | 434.8333 | 0.22765 | 440.6383 | 0.34366 | 441.2578 | 15.0989 | 438.2033 | 0.58237 | 441.2578 | 0.014685 | 441.2578 | 0.005584 | 441.2578 | 0.0027818 | 438.4198 | 0.018799 | 441.2577 | 0.0061658 | 440.6383 | 0.020363 | 678.7313 | 0.012772 | 677.9764 | 0.00066945 | 678.7313 | 0.0078696 | 438.2033 | 3.3343
|  | 441.4779 | 0.042289 | 440.8585 | 0.2611 | 448.0839 | 0 | 441.4779 | 0.025179 | 440.8585 | 0.02934 | 435.0529 | 0.21628 | 440.8585 | 0.30113 | 441.4779 | 15.2825 | 438.4198 | 0.60509 | 441.4779 | 0.0060675 | 441.4779 | 0.0019383 | 441.4779 | 0 | 438.6363 | -0.065969 | 441.4779 | 0 | 440.8585 | -0.020989 | 678.8936 | 0.010724 | 678.1388 | 0 | 678.8936 | 0.0081756 | 438.4198 | 3.4085
|  | 441.6982 | 0.061748 | 441.0788 | 0.27253 | 448.1969 | 0.0033543 | 441.6982 | 0.073251 | 441.0788 | 0.11048 | 435.2724 | 0.21687 | 441.0788 | 0.32859 | 441.6982 | 15.5937 | 438.6363 | 0.60239 | 441.6982 | 0.017708 | 441.6982 | 0.0066157 | 441.6982 | 0.0045066 | 438.8529 | 0.027278 | 441.6981 | 0.0090707 | 441.0788 | 0.011489 | 679.0558 | 0.014889 | 678.3012 | 0.00086076 | 679.0558 | 0.007651 | 438.6363 | 3.4622
|  | 441.9184 | 0.035032 | 441.2992 | 0.25355 | 448.3098 | 0 | 441.9184 | 0.042872 | 441.2992 | 0.031978 | 435.492 | 0.20109 | 441.2992 | 0.27074 | 441.9184 | 15.8776 | 438.8529 | 0.62457 | 441.9184 | 0.0068542 | 441.9184 | 0 | 441.9184 | 0 | 439.0694 | 0.021861 | 441.9184 | 0 | 441.2991 | -0.0060374 | 679.218 | 0.018429 | 678.4636 | 0 | 679.218 | 0.0077384 | 438.8529 | 3.4695
|  | 442.1386 | 0.076044 | 441.5195 | 0.25154 | 448.4228 | 0.0039754 | 442.1386 | 0.068536 | 441.5195 | 0.11453 | 435.7115 | 0.21096 | 441.5195 | 0.31785 | 442.1386 | 16.1844 | 439.0694 | 0.6597 | 442.1386 | 0.016643 | 442.1386 | 0.0048144 | 442.1386 | 0.0035912 | 439.286 | 0.010752 | 442.1386 | 0.0063632 | 441.5195 | 0.0083489 | 679.3803 | 0.010481 | 678.626 | 0.00066945 | 679.3803 | 0.0074761 | 439.0694 | 3.5506
|  | 442.3589 | 0.040417 | 441.7398 | 0.26093 | 448.5358 | 0 | 442.3589 | 0.05604 | 441.7398 | 0.044815 | 435.9311 | 0.1885 | 441.7398 | 0.25736 | 442.3589 | 16.3566 | 439.286 | 0.69861 | 442.3589 | 0.010934 | 442.3589 | 0.0014472 | 442.3589 | 0 | 439.5025 | 0.001218 | 442.3589 | 0 | 441.7398 | -0.023965 | 679.5426 | 0.015444 | 678.7885 | 0 | 679.5426 | 0.0075636 | 439.286 | 3.6029
|  | 442.5791 | 0.067662 | 441.9602 | 0.27294 | 448.6487 | 0.0096004 | 442.5791 | 0.047447 | 441.9602 | 0.12807 | 436.1507 | 0.19783 | 441.9602 | 0.31071 | 442.5791 | 16.6634 | 439.5025 | 0.72452 | 442.5791 | 0.01984 | 442.5791 | 0.0077321 | 442.5791 | 0.0051335 | 439.7191 | -0.012308 | 442.5791 | 0.0063513 | 441.9602 | 0.015556 | 679.7048 | 0.01062 | 678.9509 | 0.00066945 | 679.7048 | 0.007651 | 439.5025 | 3.6573
|  | 442.7994 | 0.048739 | 442.1805 | 0.24637 | 448.7617 | 0 | 442.7994 | 0.037219 | 442.1805 | 0.013858 | 436.3703 | 0.17917 | 442.1805 | 0.25715 | 442.7994 | 17.0267 | 439.7191 | 0.72357 | 442.7994 | 0.010745 | 442.7994 | 0.0010971 | 442.7994 | 0 | 439.9357 | 0.031414 | 442.7994 | 0 | 442.1805 | -0.029917 | 679.8671 | 0.013674 | 679.1133 | 0 | 679.8671 | 0.0081319 | 439.7191 | 3.7458
|  | 443.0197 | 0.082699 | 442.4009 | 0.26714 | 448.8746 | 0.0070813 | 443.0197 | 0.068734 | 442.4009 | 0.12355 | 436.59 | 0.19521 | 442.4009 | 0.29684 | 443.0197 | 17.4879 | 439.9357 | 0.7521 | 443.0197 | 0.01775 | 443.0197 | 0.0057461 | 443.0197 | 0.0050221 | 440.1523 | 0.061438 | 443.0197 | 0.0086296 | 442.4009 | 0.012456 | 680.0294 | 0.014091 | 679.2758 | 0.00066945 | 680.0294 | 0.0080008 | 439.9357 | 3.7898
|  | 443.24 | 0.050645 | 442.6213 | 0.26475 | 448.9876 | 0 | 443.24 | 0.050667 | 442.6213 | 0.035896 | 436.8096 | 0.17897 | 442.6213 | 0.23889 | 443.24 | 17.8365 | 440.1523 | 0.75256 | 443.24 | 0.012518 | 443.24 | 0.0016226 | 443.24 | 0 | 440.369 | -0.014362 | 443.24 | 0 | 442.6213 | -0.014519 | 680.1917 | 0.016173 | 679.4382 | 0 | 680.1917 | 0.0085254 | 440.1523 | 3.8551
|  | 443.4603 | 0.064825 | 442.8417 | 0.26491 | 449.1006 | 0.0055905 | 443.4603 | 0.062195 | 442.8417 | 0.11677 | 437.0292 | 0.18351 | 442.8417 | 0.28167 | 443.4603 | 18.1072 | 440.369 | 0.79768 | 443.4603 | 0.020963 | 443.4603 | 0.0026847 | 443.4603 | 0.0040132 | 440.5856 | 0.014346 | 443.4603 | 0.0037999 | 442.8417 | 0.012382 | 680.354 | 0.015791 | 679.6006 | 0.00086076 | 680.354 | 0.0080445 | 440.369 | 3.9279
|  | 443.6806 | 0.048376 | 443.0622 | 0.25598 | 449.2136 | 0 | 443.6806 | 0.049698 | 443.0622 | 0.029671 | 437.2489 | 0.1548 | 443.0622 | 0.22634 | 443.6806 | 18.0632 | 440.5856 | 0.80957 | 443.6806 | 0.010642 | 443.6806 | 0 | 443.6806 | 0 | 440.8022 | 0.0049521 | 443.6806 | 0 | 443.0622 | -0.014904 | 680.5163 | 0.012459 | 679.7631 | 0 | 680.5163 | 0.0085691 | 440.5856 | 3.9804
|  | 443.901 | 0.054411 | 443.2826 | 0.25147 | 449.3265 | 0.0084541 | 443.901 | 0.070928 | 443.2826 | 0.13965 | 437.4686 | 0.15385 | 443.2826 | 0.27518 | 443.901 | 18.0731 | 440.8022 | 0.83855 | 443.901 | 0.017984 | 443.901 | 0.0046816 | 443.901 | 0.0012541 | 441.0189 | -0.0025105 | 443.901 | 0.0060644 | 443.2826 | 0.0072599 | 680.6786 | 0.018429 | 679.9256 | 0.00028696 | 680.6786 | 0.0080008 | 440.8022 | 4.0354
|  | 444.1213 | 0.033524 | 443.5031 | 0.2485 | 449.4395 | 0 | 444.1213 | 0.015658 | 443.5031 | 0.024669 | 437.6882 | 0.15345 | 443.5031 | 0.20797 | 444.1213 | 18.0511 | 441.0189 | 0.85667 | 444.1213 | 0.011623 | 444.1213 | 0.0017396 | 444.1213 | 0 | 441.2355 | -0.033029 | 444.1213 | 0 | 443.503 | -0.029447 | 680.8409 | 0.0083642 | 680.088 | 0 | 680.8409 | 0.0083505 | 441.0189 | 4.0569
|  | 444.3417 | 0.042085 | 443.7235 | 0.25456 | 449.5525 | 0.014759 | 444.3417 | 0.055899 | 443.7235 | 0.07292 | 437.9079 | 0.14932 | 443.7235 | 0.25523 | 444.3417 | 18.0712 | 441.2355 | 0.9096 | 444.3417 | 0.022499 | 444.3417 | 0.006796 | 444.3417 | 0.005264 | 441.4522 | 0.0029162 | 444.3417 | 0.0091059 | 443.7235 | 0.023182 | 681.0032 | 0.015028 | 680.2505 | 0.00028696 | 681.0032 | 0.0077384 | 441.2355 | 4.1245
|  | 444.5621 | 0.031202 | 443.944 | 0.23713 | 449.6655 | 0 | 444.5621 | 0.030932 | 443.944 | -0.0091518 | 438.1277 | 0.13691 | 443.944 | 0.19158 | 444.5621 | 18.0484 | 441.4522 | 0.91146 | 444.5621 | 0.013563 | 444.5621 | 0.00093577 | 444.5621 | 0 | 441.6689 | -0.035625 | 444.5621 | 0 | 443.944 | -0.026315 | 681.1655 | 0.010724 | 680.413 | 0 | 681.1655 | 0.0081756 | 441.4522 | 4.1756
|  | 444.7825 | 0.065808 | 444.1645 | 0.2468 | 449.7784 | 0.0045966 | 444.7825 | 0.03395 | 444.1645 | 0.090092 | 438.3474 | 0.14195 | 444.1645 | 0.24341 | 444.7825 | 18.125 | 441.6689 | 0.97399 | 444.7825 | 0.022623 | 444.7825 | 0.0057164 | 444.7825 | 0.0029496 | 441.8856 | 0.023708 | 444.7825 | 0.0052244 | 444.1645 | 0.017543 | 681.3278 | 0.013535 | 680.5755 | 0.00047827 | 681.3278 | 0.0075636 | 441.6689 | 4.2317
|  | 445.0029 | 0.02523 | 444.385 | 0.24737 | 449.8914 | 0 | 445.0029 | 0.027759 | 444.385 | 0.0018034 | 438.5671 | 0.12173 | 444.385 | 0.19165 | 445.0029 | 18.4898 | 441.8856 | 0.98327 | 445.0029 | 0.017241 | 445.0029 | 0.002863 | 445.0029 | 0 | 442.1023 | 0.032885 | 445.0029 | 0 | 444.385 | -0.014538 | 681.4902 | 0.011731 | 680.738 | 0 | 681.4902 | 0.0083068 | 441.8856 | 4.2512
|  | 445.2233 | 0.069211 | 444.6055 | 0.23475 | 450.0044 | 0.0054663 | 445.2233 | 0.051079 | 444.6055 | 0.083883 | 438.7868 | 0.13646 | 444.6055 | 0.23194 | 445.2233 | 18.6658 | 442.1023 | 1.0095 | 445.2233 | 0.022087 | 445.2233 | 0.0067656 | 445.2233 | 0.0071579 | 442.319 | 0.018338 | 445.2233 | 0.0050496 | 444.6055 | 0.0082893 | 681.6525 | 0.015618 | 680.9005 | 0.00047827 | 681.6525 | 0.0077384 | 442.1023 | 4.3115
|  | 445.4438 | 0.031494 | 444.8261 | 0.23809 | 450.1174 | 0 | 445.4438 | 0.031181 | 444.8261 | 0.048857 | 439.0066 | 0.12034 | 444.8261 | 0.18373 | 445.4438 | 18.768 | 442.319 | 1.064 | 445.4438 | 0.014004 | 445.4438 | 0.001506 | 445.4438 | 0 | 442.5358 | 0.0038641 | 445.4438 | 0 | 444.8261 | -0.023652 | 681.8148 | 0.014229 | 681.063 | 0 | 681.8148 | 0.0081756 | 442.319 | 4.3361
|  | 445.6642 | 0.054617 | 445.0466 | 0.24521 | 450.2304 | 0.012036 | 445.6642 | 0.045386 | 445.0466 | 0.10753 | 439.2263 | 0.13437 | 445.0466 | 0.23307 | 445.6642 | 19.0925 | 442.5358 | 1.0961 | 445.6642 | 0.025632 | 445.6642 | 0.0052103 | 445.6642 | 0.0052292 | 442.7525 | 0.024325 | 445.6642 | 0.0072141 | 445.0466 | 0.011239 | 681.9772 | 0.011661 | 681.2255 | 0.00066945 | 681.9772 | 0.0072575 | 442.5358 | 4.3861
|  | 445.8847 | 0.03713 | 445.2672 | 0.21633 | 450.3433 | 0 | 445.8847 | 0.018833 | 445.2672 | 0.012973 | 439.4461 | 0.11593 | 445.2672 | 0.17221 | 445.8847 | 19.4566 | 442.7525 | 1.137 | 445.8847 | 0.016884 | 445.8847 | 0 | 445.8847 | 0 | 442.9693 | -0.017225 | 445.8847 | 0 | 445.2672 | -0.017856 | 682.1396 | 0.016034 | 681.388 | 0 | 682.1396 | 0.0077822 | 442.7525 | 4.4206
|  | 446.1052 | 0.054308 | 445.4878 | 0.24834 | 450.4563 | 0.0098153 | 446.1052 | 0.035064 | 445.4878 | 0.090192 | 439.6659 | 0.12993 | 445.4878 | 0.22615 | 446.1051 | 20.0448 | 442.9693 | 1.1902 | 446.1051 | 0.026375 | 446.1052 | 0.0061108 | 446.1051 | 0.0027849 | 443.186 | 0.04495 | 446.1052 | 0.0064314 | 445.4878 | 0.023809 | 682.3019 | 0.016104 | 681.5505 | 0.00047827 | 682.3019 | 0.0073887 | 442.9693 | 4.4839
|  | 446.3257 | 0.030926 | 445.7084 | 0.24704 | 450.5693 | 0 | 446.3257 | 0.0076936 | 445.7084 | 0.032611 | 439.8857 | 0.11999 | 445.7084 | 0.17409 | 446.3256 | 20.4593 | 443.186 | 1.1658 | 446.3256 | 0.020071 | 446.3257 | 0.0020084 | 446.3256 | 0 | 443.4028 | -0.01016 | 446.3256 | 0 | 445.7084 | -0.0079039 | 682.4643 | 0.014472 | 681.713 | 0 | 682.4643 | 0.0080882 | 443.186 | 4.4974
|  | 446.5461 | 0.066867 | 445.929 | 0.25469 | 450.6823 | 0.010675 | 446.5461 | 0.057923 | 445.929 | 0.1339 | 440.1055 | 0.13292 | 445.929 | 0.22731 | 446.5461 | 20.699 | 443.4028 | 1.212 | 446.5461 | 0.025691 | 446.5461 | 0.0064916 | 446.5461 | 0.007056 | 443.6196 | 0.047119 | 446.5461 | 0.0045073 | 445.929 | 0.005926 | 682.6267 | 0.015201 | 681.8756 | 0.00028696 | 682.6267 | 0.0074324 | 443.4028 | 4.5372
|  | 446.7667 | 0.050261 | 446.1496 | 0.25481 | 450.7953 | 0 | 446.7667 | 0.028443 | 446.1496 | 0.023597 | 440.3253 | 0.11662 | 446.1496 | 0.16906 | 446.7667 | 21.0118 | 443.6196 | 1.2242 | 446.7667 | 0.023189 | 446.7667 | 0.001439 | 446.7667 | 0 | 443.8364 | 0.0087947 | 446.7667 | 0 | 446.1496 | -0.020832 | 682.789 | 0.012876 | 682.0381 | 0 | 682.789 | 0.0082631 | 443.6196 | 4.5465
|  | 446.9872 | 0.068878 | 446.3702 | 0.27496 | 450.9083 | 0.013756 | 446.9872 | 0.054577 | 446.3702 | 0.1618 | 440.5452 | 0.11841 | 446.3702 | 0.22669 | 446.9872 | 21.5023 | 443.8364 | 1.3314 | 446.9872 | 0.034494 | 446.9872 | 0.0099751 | 446.9872 | 0.0093987 | 444.0532 | 0.053243 | 446.9872 | 0.0068304 | 446.3702 | 0.024278 | 682.9514 | 0.011731 | 682.2006 | 0.00066945 | 682.9514 | 0.0077384 | 443.8364 | 4.5969
|  | 447.2077 | 0.013361 | 446.5909 | 0.24537 | 451.0213 | 0 | 447.2077 | 0.040182 | 446.5909 | 0.048663 | 440.765 | 0.11693 | 446.5909 | 0.1584 | 447.2077 | 21.5584 | 444.0532 | 1.2943 | 447.2077 | 0.025159 | 447.2077 | 0.00079669 | 447.2077 | 0 | 444.2701 | -0.03046 | 447.2077 | 0 | 446.5909 | -0.021459 | 683.1138 | 0.0094053 | 682.3632 | 0 | 683.1138 | 0.0083942 | 444.0532 | 4.5915
|  | 447.4283 | 0.047003 | 446.8116 | 0.25518 | 451.1343 | 0.0099586 | 447.4283 | 0.040693 | 446.8116 | 0.096767 | 440.9849 | 0.11947 | 446.8116 | 0.2118 | 447.4283 | 21.4379 | 444.2701 | 1.3779 | 447.4283 | 0.033803 | 447.4283 | 0.0081852 | 447.4283 | 0.0042975 | 444.4869 | 0.051861 | 447.4283 | 0.0070319 | 446.8116 | 0.01817 | 683.2762 | 0.010863 | 682.5257 | 0.00086076 | 683.2762 | 0.0075636 | 444.2701 | 4.6077
|  | 447.6489 | 0.034514 | 447.0322 | 0.24884 | 451.2473 | 0 | 447.6489 | 0.024118 | 447.0322 | 0.037709 | 441.2047 | 0.095359 | 447.0322 | 0.1455 | 447.6489 | 21.0046 | 444.4869 | 1.4116 | 447.6489 | 0.027219 | 447.6489 | 0.0024028 | 447.6489 | 0 | 444.7037 | -0.046882 | 447.6489 | 0 | 447.0322 | -0.010064 | 683.4386 | 0.01239 | 682.6883 | 0 | 683.4386 | 0.0080445 | 444.4869 | 4.5767
|  | 447.8694 | 0.058878 | 447.2529 | 0.2213 | 451.3603 | 0.0059632 | 447.8694 | 0.052525 | 447.2529 | 0.0813 | 441.4246 | 0.11953 | 447.2529 | 0.19315 | 447.8695 | 20.7885 | 444.7037 | 1.4585 | 447.8695 | 0.035622 | 447.8694 | 0.00762 | 447.8695 | 0.0050445 | 444.9206 | -0.012812 | 447.8694 | 0.0057511 | 447.2529 | 0.026001 | 683.601 | 0.016902 | 682.8509 | 0.00086076 | 683.601 | 0.0074761 | 444.7037 | 4.5829
|  | 448.0901 | 0.038966 | 447.4736 | 0.23741 | 451.4733 | 0 | 448.0901 | 0.014515 | 447.4736 | 0.01033 | 441.6445 | 0.09354 | 447.4736 | 0.13454 | 448.0901 | 20.5306 | 444.9206 | 1.478 | 448.0901 | 0.025915 | 448.0901 | 0.0013879 | 448.0901 | 0 | 445.1375 | -0.0094926 | 448.0901 | 0 | 447.4736 | -0.012353 | 683.7635 | 0.016 | 683.0134 | 0 | 683.7635 | 0.0081756 | 444.9206 | 4.6037
|  | 448.3107 | 0.055548 | 447.6944 | 0.24994 | 451.5863 | 0.010675 | 448.3107 | 0.028962 | 447.6944 | 0.099378 | 441.8644 | 0.11244 | 447.6944 | 0.18898 | 448.3107 | 20.5232 | 445.1375 | 1.5208 | 448.3107 | 0.039096 | 448.3107 | 0.0081641 | 448.3107 | 0.0054057 | 445.3544 | 0.0032364 | 448.3107 | 0.005324 | 447.6944 | 0.013077 | 683.9259 | 0.016347 | 683.176 | 0.00066945 | 683.9259 | 0.0077384 | 445.1375 | 4.5924
|  | 448.5313 | 0.037992 | 447.9151 | 0.22821 | 451.6993 | 0 | 448.5313 | 0.043803 | 447.9151 | 0.044568 | 442.0843 | 0.089718 | 447.9151 | 0.14541 | 448.5313 | 20.4266 | 445.3544 | 1.5678 | 448.5313 | 0.029119 | 448.5313 | 0.0023767 | 448.5313 | 0 | 445.5713 | -0.012932 | 448.5313 | 0 | 447.9151 | -0.018796 | 684.0883 | 0.012147 | 683.3386 | 0 | 684.0883 | 0.0083505 | 445.3544 | 4.5651
|  | 448.752 | 0.066917 | 448.1359 | 0.24246 | 451.8123 | 0.012538 | 448.752 | 0.066865 | 448.1359 | 0.077578 | 442.3042 | 0.095976 | 448.1359 | 0.18512 | 448.7519 | 20.6214 | 445.5713 | 1.6555 | 448.7519 | 0.041304 | 448.752 | 0.0066706 | 448.7519 | 0.0036168 | 445.7882 | 0.048098 | 448.752 | 0.0031206 | 448.1359 | 0.025218 | 684.2507 | 0.014229 | 683.5012 | 0.00028696 | 684.2507 | 0.0076947 | 445.5713 | 4.5524
|  | 448.9726 | 0.032055 | 448.3566 | 0.24142 | 451.9253 | 0.0006226 | 448.9726 | 0.030985 | 448.3566 | 0.00035938 | 442.5242 | 0.087888 | 448.3566 | 0.12754 | 448.9726 | 20.7768 | 445.7882 | 1.6634 | 448.9726 | 0.036113 | 448.9726 | 0.0028716 | 448.9726 | 0 | 446.0051 | 0.0094528 | 448.9726 | 0 | 448.3566 | -0.013374 | 684.4132 | 0.013223 | 683.6638 | 0 | 684.4132 | 0.0085254 | 445.7882 | 4.5342
|  | 449.1933 | 0.052929 | 448.5774 | 0.26144 | 452.0383 | 0.0084541 | 449.1933 | 0.039382 | 448.5774 | 0.11787 | 442.7441 | 0.1059 | 448.5774 | 0.18834 | 449.1933 | 20.6726 | 446.0051 | 1.7459 | 449.1933 | 0.044445 | 449.1933 | 0.0097774 | 449.1933 | 0.0031873 | 446.222 | 0.022313 | 449.1933 | 0.008074 | 448.5774 | 0.01582 | 684.5756 | 0.015305 | 683.8264 | 0.00066945 | 684.5756 | 0.007957 | 446.0051 | 4.5121
|  | 449.4139 | 0.029281 | 448.7982 | 0.23933 | 452.1513 | 0 | 449.4139 | 0.012842 | 448.7982 | 0.0417 | 442.9641 | 0.084826 | 448.7982 | 0.12679 | 449.4139 | 20.3751 | 446.222 | 1.7409 | 449.4139 | 0.037932 | 449.4139 | 0.0023242 | 449.4139 | 0 | 446.439 | -0.051244 | 449.4139 | 0 | 448.7982 | -0.0057776 | 684.7381 | 0.0064553 | 683.989 | 0 | 684.7381 | 0.0087877 | 446.222 | 4.4828
|  | 449.6346 | 0.050935 | 449.019 | 0.25998 | 452.2643 | 0.013541 | 449.6346 | 0.054927 | 449.019 | 0.14321 | 443.1841 | 0.088084 | 449.019 | 0.18693 | 449.6346 | 20.2862 | 446.439 | 1.8244 | 449.6346 | 0.046348 | 449.6346 | 0.010666 | 449.6346 | 0.0094114 | 446.6559 | 0.018511 | 449.6346 | 0.0067872 | 449.019 | 0.011414 | 684.9005 | 0.019297 | 684.1516 | 0.00047827 | 684.9005 | 0.0080445 | 446.439 | 4.4434
|  | 449.8553 | 0.047076 | 449.2398 | 0.22468 | 452.3773 | 0 | 449.8553 | 0.036403 | 449.2398 | 0.016546 | 443.4041 | 0.076371 | 449.2398 | 0.12026 | 449.8553 | 20.1356 | 446.6559 | 1.8969 | 449.8553 | 0.04458 | 449.8553 | 0.0029128 | 449.8553 | 0 | 446.8729 | 0.01759 | 449.8553 | 0 | 449.2398 | -0.012906 | 685.063 | 0.013466 | 684.3142 | 0 | 685.063 | 0.0087877 | 446.6559 | 4.4042
|  | 450.076 | 0.068916 | 449.4607 | 0.24064 | 452.4903 | 0.0062117 | 450.076 | 0.029442 | 449.4607 | 0.1058 | 443.6241 | 0.086185 | 449.4607 | 0.16924 | 450.0761 | 20.0404 | 446.8729 | 1.937 | 450.0761 | 0.049054 | 450.076 | 0.0082792 | 450.0761 | 0.0060621 | 447.0898 | 0.00010179 | 450.0761 | 0.00657 | 449.4606 | 0.00078756 | 685.2255 | 0.017214 | 684.4768 | 0.00066945 | 685.2255 | 0.007957 | 446.8729 | 4.3673
|  | 450.2968 | 0.038031 | 449.6815 | 0.23589 | 452.6033 | 0 | 450.2968 | 0.0043367 | 449.6815 | 0.02295 | 443.8441 | 0.064729 | 449.6815 | 0.10858 | 450.2968 | 19.7127 | 447.0898 | 1.9708 | 450.2968 | 0.043792 | 450.2968 | 0.0024613 | 450.2968 | 0 | 447.3069 | -0.02989 | 450.2968 | 0 | 449.6815 | -0.030231 | 685.3879 | 0.016104 | 684.6394 | 0 | 685.3879 | 0.0081319 | 447.0898 | 4.344
|  | 450.5175 | 0.059097 | 449.9024 | 0.24118 | 452.7163 | 0.0063359 | 450.5175 | 0.045666 | 449.9024 | 0.1085 | 444.0641 | 0.072427 | 449.9024 | 0.16435 | 450.5175 | 19.5232 | 447.3069 | 2.0509 | 450.5175 | 0.053357 | 450.5175 | 0.0084197 | 450.5175 | 0.00042205 | 447.5238 | -0.00022207 | 450.5176 | 0.002572 | 449.9024 | 0.026628 | 685.5504 | 0.012876 | 684.8021 | 0.00066945 | 685.5504 | 0.0072138 | 447.3068 | 4.257
|  | 450.7383 | 0.041456 | 450.1232 | 0.24346 | 452.8294 | 0 | 450.7383 | -0.0010335 | 450.1232 | 0.067634 | 444.2841 | 0.066375 | 450.1232 | 0.11025 | 450.7383 | 19.1875 | 447.5238 | 2.0854 | 450.7383 | 0.048315 | 450.7383 | 0.003497 | 450.7383 | 0 | 447.7408 | -0.016702 | 450.7383 | 0 | 450.1232 | -0.037436 | 685.7129 | 0.013466 | 684.9647 | 0 | 685.7129 | 0.0078259 | 447.5238 | 4.2067
|  | 450.9591 | 0.050477 | 450.3441 | 0.24313 | 452.9424 | 0.0048451 | 450.9591 | 0.05887 | 450.3441 | 0.12818 | 444.5042 | 0.076899 | 450.3441 | 0.16839 | 450.9591 | 19.0845 | 447.7408 | 2.1415 | 450.9591 | 0.056567 | 450.9591 | 0.0095182 | 450.9591 | 0.0062477 | 447.9579 | 0.043705 | 450.9591 | 0.0091929 | 450.3441 | 0.022712 | 685.8754 | 0.016242 | 685.1273 | 0.00086076 | 685.8754 | 0.007651 | 447.7408 | 4.1713
|  | 451.1799 | 0.048581 | 450.565 | 0.23091 | 453.0554 | 0 | 451.1799 | 0.0033968 | 450.565 | 0.012513 | 444.7242 | 0.059141 | 450.565 | 0.095673 | 451.1799 | 18.7311 | 447.9579 | 2.1906 | 451.1799 | 0.045618 | 451.1799 | 0.0026413 | 451.1799 | 0 | 448.1749 | -0.017296 | 451.1799 | 0 | 450.565 | -0.024592 | 686.0379 | 0.016 | 685.29 | 0 | 686.0379 | 0.008438 | 447.9579 | 4.0635
|  | 451.4007 | 0.047 | 450.786 | 0.19046 | 453.1684 | 0.010317 | 451.4007 | 0.031828 | 450.786 | 0.12187 | 444.9443 | 0.079209 | 450.786 | 0.16664 | 451.4007 | 18.5525 | 448.1749 | 2.3193 | 451.4007 | 0.06086 | 451.4007 | 0.011269 | 451.4007 | 0.0035147 | 448.392 | 0.0090469 | 451.4007 | 0.0045699 | 450.786 | 0.021302 | 686.2004 | 0.017214 | 685.4526 | 0.00066945 | 686.2004 | 0.0080445 | 448.1749 | 4.0327
|  | 451.6215 | 0.021895 | 451.0069 | 0.17933 | 453.2815 | 0 | 451.6215 | 0.011499 | 451.0069 | 0.034198 | 445.1643 | 0.061479 | 451.0069 | 0.099789 | 451.6215 | 18.2166 | 448.392 | 2.3231 | 451.6215 | 0.055442 | 451.6215 | 0.0047184 | 451.6215 | 0 | 448.609 | -0.036809 | 451.6215 | 0 | 451.0069 | -0.030701 | 686.3629 | 0.013049 | 685.6153 | 0 | 686.3629 | 0.0082631 | 448.392 | 3.9547
|  | 451.8423 | 0.073596 | 451.2278 | 0.24026 | 453.3945 | 0.0045966 | 451.8423 | 0.03233 | 451.2278 | 0.13236 | 445.3844 | 0.066955 | 451.2278 | 0.16006 | 451.8423 | 17.9413 | 448.609 | 2.4043 | 451.8423 | 0.068015 | 451.8423 | 0.0097633 | 451.8423 | 0.0073563 | 448.8261 | 0.0039512 | 451.8423 | 0.0056379 | 451.2278 | 0.018796 | 686.5254 | 0.017318 | 685.7779 | 0.00066945 | 686.5254 | 0.0074761 | 448.609 | 3.8951
|  | 452.0631 | 0.042896 | 451.4488 | 0.23717 | 453.5075 | 0 | 452.0631 | 0.020034 | 451.4488 | 0.026175 | 445.6045 | 0.061899 | 451.4488 | 0.099884 | 452.0632 | 17.6346 | 448.8261 | 2.4801 | 452.0632 | 0.054218 | 452.0631 | 0.0039013 | 452.0632 | 0 | 449.0432 | -0.034324 | 452.0631 | 0 | 451.4488 | -0.01049 | 686.688 | 0.0095095 | 685.9406 | 0 | 686.688 | 0.0077822 | 448.8261 | 3.8189
|  | 452.284 | 0.068569 | 451.6698 | 0.25824 | 453.6205 | 0.0093138 | 452.284 | 0.057862 | 451.6698 | 0.063351 | 445.8246 | 0.062007 | 451.6698 | 0.15768 | 452.284 | 17.3051 | 449.0432 | 2.5377 | 452.284 | 0.067922 | 452.284 | 0.013173 | 452.284 | 0.0043284 | 449.2603 | 0.034521 | 452.284 | 0.0068112 | 451.6698 | 0.021302 | 686.8505 | 0.015444 | 686.1033 | 0.00047827 | 686.8505 | 0.0076073 | 449.0432 | 3.7347
|  | 452.5049 | 0.046581 | 451.8908 | 0.24675 | 453.7335 | 0 | 452.5049 | 0.0045593 | 451.8908 | 0.0013349 | 446.0448 | 0.048431 | 451.8908 | 0.1013 | 452.5049 | 16.8713 | 449.2603 | 2.6326 | 452.5049 | 0.060711 | 452.5049 | 0.0055752 | 452.5049 | 0 | 449.4774 | -0.071869 | 452.5049 | 0 | 451.8908 | -0.018326 | 687.013 | 0.010794 | 686.2659 | 0 | 687.013 | 0.0084817 | 449.2602 | 3.6761
|  | 452.7258 | 0.054775 | 452.1118 | 0.24706 | 453.8466 | 0.012896 | 452.7258 | 0.045612 | 452.1118 | 0.11765 | 446.2649 | 0.071664 | 452.1118 | 0.14324 | 452.7258 | 16.587 | 449.4774 | 2.7654 | 452.7258 | 0.073259 | 452.7258 | 0.0097154 | 452.7258 | 0.010102 | 449.6945 | 0.046253 | 452.7258 | 0.0063074 | 452.1118 | 0.0052347 | 687.1756 | 0.012251 | 686.4286 | 0.00086076 | 687.1756 | 0.0082631 | 449.4774 | 3.6092
|  | 452.9467 | 0.037694 | 452.3328 | 0.22902 | 453.9596 | 0 | 452.9467 | -0.005387 | 452.3328 | 0.011532 | 446.485 | 0.055718 | 452.3328 | 0.085844 | 452.9467 | 16.1301 | 449.6945 | 2.7435 | 452.9467 | 0.063623 | 452.9467 | 0.0046124 | 452.9467 | 0 | 449.9116 | -0.027053 | 452.9467 | 0 | 452.3328 | -0.015257 | 687.3381 | 0.01593 | 686.5913 | 0 | 687.3381 | 0.008744 | 449.6945 | 3.5022
|  | 453.1676 | 0.059109 | 452.5538 | 0.24513 | 454.0727 | 0.011177 | 453.1676 | 0.067799 | 452.5538 | 0.11079 | 446.7052 | 0.066633 | 452.5538 | 0.14934 | 453.1676 | 15.8051 | 449.9116 | 2.8186 | 453.1676 | 0.080525 | 453.1676 | 0.011826 | 453.1676 | 0.0070091 | 450.1287 | 0.010828 | 453.1676 | 0.0037691 | 452.5538 | 0.026471 | 687.5006 | 0.017284 | 686.754 | 0.00066945 | 687.5006 | 0.0079133 | 449.9116 | 3.4048
|  | 453.3885 | 0.037614 | 452.7749 | 0.24282 | 454.1857 | 0 | 453.3885 | 0.018813 | 452.7749 | 0.0098374 | 446.9254 | 0.046452 | 452.7749 | 0.089207 | 453.3885 | 15.2235 | 450.1287 | 2.9036 | 453.3885 | 0.074048 | 453.3885 | 0.0066597 | 453.3885 | 0 | 450.3459 | 0.014894 | 453.3885 | 0 | 452.7749 | -0.0025237 | 687.6632 | 0.016971 | 686.9167 | 0 | 687.6632 | 0.0086566 | 450.1287 | 3.3448
|  | 453.6094 | 0.043372 | 452.9959 | 0.22878 | 454.2987 | 0.0075944 | 453.6094 | 0.055264 | 452.9959 | 0.097685 | 447.1456 | 0.061309 | 452.9959 | 0.13722 | 453.6094 | 14.7974 | 450.3459 | 2.9713 | 453.6094 | 0.077425 | 453.6094 | 0.010202 | 453.6094 | 0.001253 | 450.563 | 0.021877 | 453.6094 | 0.0056128 | 452.9959 | 0.023495 | 687.8258 | 0.013188 | 687.0794 | 0.00028696 | 687.8258 | 0.0080882 | 450.3459 | 3.2522
|  | 453.8304 | 0.045868 | 453.217 | 0.18154 | 454.4118 | 0 | 453.8304 | 0.017446 | 453.217 | 0.027487 | 447.3658 | 0.052999 | 453.217 | 0.081068 | 453.8304 | 14.3547 | 450.563 | 3.0799 | 453.8304 | 0.075372 | 453.8304 | 0.0059714 | 453.8304 | 0 | 450.7802 | -0.024733 | 453.8304 | 0 | 453.217 | -0.01817 | 687.9883 | 0.016485 | 687.2421 | 0 | 687.9883 | 0.0085254 | 450.563 | 3.1874
|  | 454.0513 | 0.051649 | 453.4381 | 0.24108 | 454.5248 | 0.0079526 | 454.0513 | 0.03144 | 453.4381 | 0.10634 | 447.586 | 0.058199 | 453.4381 | 0.14085 | 454.0513 | 14.1092 | 450.7802 | 3.1739 | 454.0513 | 0.088624 | 454.0513 | 0.014655 | 454.0513 | 0.0048295 | 450.9974 | -0.0072002 | 454.0513 | 0.0058978 | 453.4381 | 0.017387 | 688.1509 | 0.016832 | 687.4049 | 0.00086076 | 688.1509 | 0.0076073 | 450.7802 | 3.1043
|  | 454.2723 | 0.052291 | 453.6592 | 0.21446 | 454.6378 | 0 | 454.2723 | 0.0022765 | 453.6592 | 0.039792 | 447.8062 | 0.041023 | 453.6592 | 0.076754 | 454.2723 | 13.6772 | 450.9974 | 3.2323 | 454.2723 | 0.085895 | 454.2723 | 0.0070936 | 454.2723 | 0 | 451.2146 | -0.016632 | 454.2723 | 0 | 453.6592 | -0.013289 | 688.3135 | 0.015687 | 687.5676 | 0 | 688.3135 | 0.0080445 | 450.9974 | 3.0109
|  | 454.4933 | 0.045265 | 453.8803 | 0.24845 | 454.7509 | 0.0070813 | 454.4933 | 0.04208 | 453.8803 | 0.10582 | 448.0264 | 0.054487 | 453.8803 | 0.14192 | 454.4933 | 13.4608 | 451.2146 | 3.3436 | 454.4933 | 0.096017 | 454.4933 | 0.015046 | 454.4933 | 0.0088109 | 451.4318 | 0.042792 | 454.4933 | 0.0094382 | 453.8803 | 0.023652 | 688.4761 | 0.016277 | 687.7303 | 0.00047827 | 688.4761 | 0.0078696 | 451.2146 | 2.9489
|  | 454.7143 | 0.034376 | 454.1015 | 0.2143 | 454.8639 | 0 | 454.7143 | 0.0049542 | 454.1015 | 0.012095 | 448.2466 | 0.038151 | 454.1015 | 0.069645 | 454.7143 | 12.9903 | 451.4318 | 3.4083 | 454.7143 | 0.084303 | 454.7143 | 0.0060468 | 454.7143 | 0 | 451.649 | -0.021249 | 454.7143 | 0 | 454.1015 | -0.021929 | 688.6387 | 0.016173 | 687.893 | 0 | 688.6387 | 0.0088314 | 451.4318 | 2.8464
|  | 454.9353 | 0.055823 | 454.3226 | 0.24658 | 454.977 | 0.01046 | 454.9353 | 0.029607 | 454.3226 | 0.096922 | 448.4669 | 0.054884 | 454.3226 | 0.13345 | 454.9353 | 12.7764 | 451.649 | 3.5053 | 454.9353 | 0.10326 | 454.9353 | 0.016471 | 454.9353 | 0.007387 | 451.8662 | 0.0082842 | 454.9353 | 0.0094334 | 454.3226 | 0.023025 | 688.8013 | 0.016659 | 688.0558 | 0.00028696 | 688.8013 | 0.0085254 | 451.649 | 2.8021
|  | 455.1563 | 0.022962 | 454.5438 | 0.24139 | 455.09 | 0 | 455.1563 | 0.019871 | 454.5438 | 0.008611 | 448.6872 | 0.031636 | 454.5438 | 0.077222 | 455.1563 | 12.3609 | 451.8662 | 3.5844 | 455.1563 | 0.098132 | 455.1563 | 0.010832 | 455.1563 | 0 | 452.0835 | -0.028136 | 455.1563 | 0 | 454.5438 | -0.00557 | 688.9639 | 0.012494 | 688.2185 | 0 | 688.9639 | 0.0091812 | 451.8662 | 2.6953
|  | 455.3774 | 0.048845 | 454.7649 | 0.21596 | 455.2031 | 0.011821 | 455.3774 | 0.034964 | 454.7649 | 0.12267 | 448.9074 | 0.050114 | 454.7649 | 0.1256 | 455.3774 | 11.9714 | 452.0835 | 3.6919 | 455.3774 | 0.10761 | 455.3774 | 0.014105 | 455.3774 | 0.0037534 | 452.3008 | 0.00946 | 455.3774 | 0.0071208 | 454.7649 | 0.015977 | 689.1265 | 0.015757 | 688.3813 | 0.00066945 | 689.1265 | 0.0083068 | 452.0835 | 2.6228
|  | 455.5984 | 0.029138 | 454.9861 | 0.20994 | 455.3161 | 0 | 455.5984 | 0.02691 | 454.9861 | 0.020337 | 449.1277 | 0.03898 | 454.9861 | 0.067862 | 455.5984 | 11.4933 | 452.3008 | 3.7552 | 455.5984 | 0.099018 | 455.5984 | 0.0082229 | 455.5984 | 0 | 452.518 | -0.010789 | 455.5985 | 0 | 454.9861 | -0.01288 | 689.2891 | 0.013778 | 688.544 | 0 | 689.2891 | 0.0088314 | 452.3007 | 2.5463
|  | 455.8195 | 0.054565 | 455.2073 | 0.22575 | 455.4292 | 0.0080959 | 455.8195 | 0.035554 | 455.2073 | 0.12963 | 449.348 | 0.04736 | 455.2073 | 0.12228 | 455.8195 | 11.3401 | 452.518 | 3.8636 | 455.8195 | 0.11069 | 455.8195 | 0.01492 | 455.8195 | 0.004778 | 452.7353 | 0.026528 | 455.8195 | 0.0072729 | 455.2073 | 0.020363 | 689.4517 | 0.015062 | 688.7068 | 0.00066945 | 689.4517 | 0.0078259 | 452.518 | 2.4846
|  | 456.0406 | 0.03469 | 455.4285 | 0.19963 | 455.5422 | 0 | 456.0406 | 0.0065128 | 455.4285 | 0.02076 | 449.5683 | 0.038116 | 455.4285 | 0.06988 | 456.0406 | 11.0178 | 452.7353 | 3.9388 | 456.0406 | 0.10706 | 456.0406 | 0.010171 | 456.0406 | 0 | 452.9526 | 0.0039379 | 456.0406 | 0 | 455.4285 | -0.022712 | 689.6144 | 0.010204 | 688.8696 | 0 | 689.6144 | 0.008438 | 452.7353 | 2.4298
|  | 456.2617 | 0.048625 | 455.6498 | 0.22749 | 455.6553 | 0.010818 | 456.2617 | 0.038262 | 455.6498 | 0.096088 | 449.7887 | 0.04596 | 455.6498 | 0.10719 | 456.2617 | 10.8221 | 452.9526 | 4.0882 | 456.2617 | 0.11788 | 456.2617 | 0.015952 | 456.2617 | 0.0072387 | 453.1699 | 0.017563 | 456.2617 | 0.0064359 | 455.6498 | 0.0076389 | 689.777 | 0.015271 | 689.0323 | 0.00047827 | 689.777 | 0.0079133 | 452.9526 | 2.3624
|  | 456.4828 | 0.038232 | 455.871 | 0.20997 | 455.7683 | 0 | 456.4828 | 0.0081814 | 455.871 | 0.0041885 | 450.009 | 0.029559 | 455.871 | 0.058357 | 456.4828 | 10.3765 | 453.1699 | 4.1634 | 456.4828 | 0.11753 | 456.4828 | 0.011123 | 456.4828 | 0 | 453.3872 | -0.0090914 | 456.4828 | 0 | 455.871 | -0.019736 | 689.9396 | 0.012078 | 689.1951 | 0 | 689.9396 | 0.0086128 | 453.1699 | 2.2628
|  | 456.7039 | 0.057732 | 456.0923 | 0.22772 | 455.8814 | 0.0060874 | 456.7039 | 0.042648 | 456.0923 | 0.058496 | 450.2293 | 0.041115 | 456.0923 | 0.11861 | 456.7039 | 10.2312 | 453.3872 | 4.291 | 456.7039 | 0.13216 | 456.7039 | 0.01667 | 456.7039 | 0.0032544 | 453.6045 | -0.00032879 | 456.7039 | 0.0094426 | 456.0923 | 0.021616 | 690.1023 | 0.015861 | 689.3579 | 0.00028696 | 690.1023 | 0.0079133 | 453.3872 | 2.2132
|  | 456.925 | 0.012359 | 456.3135 | 0.2213 | 455.9944 | 0 | 456.925 | 0.014832 | 456.3135 | -0.0023197 | 450.4497 | 0.024038 | 456.3135 | 0.064466 | 456.9251 | 9.9675 | 453.6045 | 4.3449 | 456.9251 | 0.12548 | 456.925 | 0.011456 | 456.9251 | 0 | 453.8218 | 0.0029151 | 456.925 | 0 | 456.3135 | -0.012774 | 690.2649 | 0.013223 | 689.5207 | 0 | 690.2649 | 0.0080882 | 453.6045 | 2.1534
|  | 457.1462 | 0.059043 | 456.5348 | 0.22296 | 456.1075 | 0.01046 | 457.1462 | 0.037777 | 456.5348 | 0.11681 | 450.6701 | 0.043007 | 456.5348 | 0.11671 | 457.1462 | 9.7841 | 453.8218 | 4.4808 | 457.1462 | 0.1379 | 457.1462 | 0.01596 | 457.1462 | 0.0065096 | 454.0392 | 0.012094 | 457.1462 | 0.0048584 | 456.5348 | 0.011988 | 690.4276 | 0.015305 | 689.6834 | 0.00086076 | 690.4276 | 0.0076947 | 453.8218 | 2.1275
|  | 457.3674 | 0.042383 | 456.7561 | 0.2148 | 456.2206 | 0 | 457.3674 | 0.039753 | 456.7561 | 0.0080957 | 450.8904 | 0.024986 | 456.7561 | 0.060511 | 457.3674 | 9.4851 | 454.0392 | 4.5372 | 457.3674 | 0.13162 | 457.3674 | 0.011714 | 457.3674 | 0 | 454.2565 | -0.015954 | 457.3674 | 0 | 456.7561 | -0.026158 | 690.5902 | 0.014472 | 689.8463 | 0 | 690.5902 | 0.0085254 | 454.0392 | 2.0458
|  | 457.5886 | 0.061339 | 456.9774 | 0.22835 | 456.3336 | 0.01132 | 457.5886 | 0.020843 | 456.9774 | 0.066723 | 451.1108 | 0.03914 | 456.9774 | 0.10645 | 457.5886 | 9.3189 | 454.2565 | 4.6868 | 457.5886 | 0.14804 | 457.5886 | 0.018747 | 457.5886 | 0.0065668 | 454.4739 | 0.0053776 | 457.5886 | 0.0086828 | 456.9774 | 0.018483 | 690.7529 | 0.018255 | 690.0091 | 0.00028696 | 690.7529 | 0.0082194 | 454.2565 | 2.017
|  | 457.8098 | 0.029273 | 457.1988 | 0.20348 | 456.4467 | 0 | 457.8098 | 0.022613 | 457.1988 | 0.040284 | 451.3312 | 0.027966 | 457.1988 | 0.052696 | 457.8097 | 8.9749 | 454.4739 | 4.7598 | 457.8097 | 0.1406 | 457.8098 | 0.012068 | 457.8097 | 0 | 454.6913 | -0.013572 | 457.8098 | 0 | 457.1988 | -0.017856 | 690.9156 | 0.018012 | 690.1719 | 0 | 690.9156 | 0.0088314 | 454.4739 | 1.9412
|  | 458.0309 | 0.062131 | 457.4201 | 0.21079 | 456.5598 | 0.0075944 | 458.0309 | 0.017682 | 457.4201 | 0.1238 | 451.5517 | 0.03816 | 457.4201 | 0.11433 | 458.0309 | 8.7514 | 454.6913 | 4.8471 | 458.0309 | 0.154 | 458.0309 | 0.017572 | 458.0309 | 0.0040499 | 454.9087 | 0.012678 | 458.0309 | 0.0058872 | 457.4201 | 0.011419 | 691.0783 | 0.019227 | 690.3347 | 0.00066945 | 691.0783 | 0.0076947 | 454.6913 | 1.8898
|  | 458.2522 | 0.027758 | 457.6415 | 0.20709 | 456.6728 | 0 | 458.2522 | 0.019876 | 457.6415 | 0.063342 | 451.7721 | 0.026225 | 457.6415 | 0.05657 | 458.2522 | 8.4622 | 454.9087 | 4.9771 | 458.2522 | 0.14889 | 458.2522 | 0.01292 | 458.2522 | 0 | 455.1261 | -0.0030506 | 458.2522 | 0 | 457.6415 | -0.011773 | 691.241 | 0.014334 | 690.4975 | 0 | 691.241 | 0.0084817 | 454.9087 | 1.8558
|  | 458.4734 | 0.044025 | 457.8628 | 0.19581 | 456.7859 | 0.0024847 | 458.4734 | 0.042581 | 457.8628 | 0.084413 | 451.9925 | 0.035607 | 457.8628 | 0.10476 | 458.4734 | 8.2762 | 455.1261 | 5.0917 | 458.4734 | 0.16372 | 458.4734 | 0.019298 | 458.4734 | 0.005046 | 455.3435 | 0.030697 | 458.4734 | 0.0058683 | 457.8628 | 0.0030267 | 691.4036 | 0.015618 | 690.6603 | 0.00086076 | 691.4036 | 0.0078696 | 455.1261 | 1.8122
|  | 458.6946 | 0.034468 | 458.0842 | 0.20176 | 456.899 | 0 | 458.6946 | 0.017575 | 458.0842 | -0.011763 | 452.213 | 0.025819 | 458.0842 | 0.06418 | 458.6946 | 8.1076 | 455.3435 | 5.1658 | 458.6946 | 0.15918 | 458.6946 | 0.01222 | 458.6946 | 0 | 455.5609 | -0.004554 | 458.6946 | 0 | 458.0842 | -0.011404 | 691.5663 | 0.014507 | 690.8232 | 0 | 691.5663 | 0.0089626 | 455.3435 | 1.7525
|  | 458.9159 | 0.052909 | 458.3056 | 0.18465 | 457.0121 | 0.01741 | 458.9159 | 0.04273 | 458.3056 | 0.057953 | 452.4334 | 0.040712 | 458.3056 | 0.11038 | 458.9159 | 7.9478 | 455.5609 | 5.2974 | 458.9159 | 0.17137 | 458.9159 | 0.019596 | 458.9159 | 0.0014067 | 455.7784 | 0.010582 | 458.9159 | 0.009868 | 458.3056 | 0.0050647 | 691.7291 | 0.015375 | 690.986 | 0.00028696 | 691.7291 | 0.0080008 | 455.5609 | 1.7281
|  | 459.1371 | 0.024201 | 458.527 | 0.2138 | 457.1251 | 0 | 459.1371 | 0.0052467 | 458.527 | 0.061646 | 452.6539 | 0.028643 | 458.527 | 0.059956 | 459.1372 | 7.7634 | 455.7784 | 5.4408 | 459.1372 | 0.17392 | 459.1371 | 0.017242 | 459.1372 | 0 | 455.9958 | -0.00012417 | 459.1372 | 0 | 458.527 | -0.021302 | 691.8918 | 0.011279 | 691.1488 | 0 | 691.8918 | 0.0085254 | 455.7783 | 1.6735
|  | 459.3584 | 0.075278 | 458.7484 | 0.22454 | 457.2382 | 0.0085974 | 459.3584 | 0.035886 | 458.7484 | 0.062532 | 452.8744 | 0.042179 | 458.7484 | 0.11004 | 459.3584 | 7.6825 | 455.9958 | 5.5277 | 459.3584 | 0.18873 | 459.3584 | 0.020616 | 459.3584 | 0.0012659 | 456.2133 | 0.0034075 | 459.3584 | 0.012123 | 458.7484 | 0.027881 | 692.0545 | 0.016347 | 691.3117 | 0.00066945 | 692.0545 | 0.0076073 | 455.9958 | 1.68
|  | 459.5797 | 0.044808 | 458.9699 | 0.22016 | 457.3513 | 0 | 459.5797 | 0.012705 | 458.9699 | 0.020567 | 453.0949 | 0.022369 | 458.9699 | 0.057522 | 459.5797 | 7.4846 | 456.2133 | 5.6685 | 459.5797 | 0.18683 | 459.5797 | 0.017369 | 459.5797 | 0 | 456.4307 | -0.00020232 | 459.5797 | 0 | 458.9699 | -0.011825 | 692.2172 | 0.015618 | 691.4745 | 0 | 692.2172 | 0.0084817 | 456.2133 | 1.6112
|  | 459.8011 | 0.062738 | 459.1913 | 0.23216 | 457.4644 | 0.01655 | 459.8011 | 0.054302 | 459.1913 | 0.13497 | 453.3154 | 0.03736 | 459.1913 | 0.11105 | 459.801 | 7.3115 | 456.4307 | 5.7422 | 459.801 | 0.20094 | 459.8011 | 0.023567 | 459.801 | 0.0043313 | 456.6482 | 0.027881 | 459.8011 | 0.010567 | 459.1913 | 0.0080941 | 692.3799 | 0.019817 | 691.6374 | 0.00066945 | 692.3799 | 0.0078696 | 456.4307 | 1.5957
|  | 460.0224 | 0.026208 | 459.4128 | 0.22155 | 457.5774 | 0 | 460.0224 | -0.0063777 | 459.4128 | 0.032832 | 453.5359 | 0.02457 | 459.4128 | 0.058592 | 460.0224 | 7.0494 | 456.6482 | 5.866 | 460.0224 | 0.19631 | 460.0224 | 0.019324 | 460.0224 | 0 | 456.8657 | 0.0073162 | 460.0224 | 0 | 459.4128 | -0.012359 | 692.5426 | 0.017527 | 691.8003 | 0 | 692.5426 | 0.0085254 | 456.6482 | 1.5532
|  | 460.2437 | 0.081481 | 459.6343 | 0.22022 | 457.6905 | 0.0055905 | 460.2437 | 0.027626 | 459.6343 | 0.082932 | 453.7564 | 0.031327 | 459.6343 | 0.10501 | 460.2437 | 6.9805 | 456.8657 | 6.0247 | 460.2437 | 0.21227 | 460.2437 | 0.024586 | 460.2437 | 0.0034306 | 457.0832 | 0.0098574 | 460.2437 | 0.0071328 | 459.6343 | 0.0078533 | 692.7054 | 0.018672 | 691.9631 | 0.00028696 | 692.7054 | 0.0078696 | 456.8657 | 1.5221
|  | 460.4651 | 0.031948 | 459.8558 | 0.21046 | 457.8036 | 0.0019923 | 460.4651 | 0.018009 | 459.8558 | -0.00071728 | 453.977 | 0.017882 | 459.8558 | 0.05351 | 460.4651 | 6.8024 | 457.0832 | 6.1096 | 460.4651 | 0.20297 | 460.4651 | 0.017866 | 460.4651 | 0 | 457.3007 | -0.013642 | 460.4651 | 0 | 459.8558 | -0.024122 | 692.8681 | 0.02124 | 692.126 | 0 | 692.8681 | 0.0083942 | 457.0832 | 1.4901
|  | 460.6864 | 0.057794 | 460.0773 | 0.20842 | 457.9167 | 0.0088123 | 460.6864 | 0.029605 | 460.0773 | 0.07971 | 454.1975 | 0.03006 | 460.0773 | 0.11599 | 460.6864 | 6.6717 | 457.3007 | 6.284 | 460.6864 | 0.2236 | 460.6864 | 0.024093 | 460.6864 | 0.0058334 | 457.5182 | 0.01725 | 460.6864 | 0.0082376 | 460.0773 | 0.008243 | 693.0309 | 0.019574 | 692.2889 | 0.00066945 | 693.0309 | 0.0081319 | 457.3007 | 1.4912
|  | 460.9078 | 0.032902 | 460.2988 | 0.22156 | 458.0298 | 0 | 460.9078 | 0.010456 | 460.2988 | 0.039302 | 454.4181 | 0.019181 | 460.2988 | 0.050356 | 460.9078 | 6.5779 | 457.5182 | 6.3571 | 460.9078 | 0.2243 | 460.9078 | 0.022077 | 460.9078 | 0 | 457.7358 | -0.021023 | 460.9078 | 0 | 460.2988 | -0.016447 | 693.1936 | 0.015375 | 692.4517 | 0 | 693.1936 | 0.0089189 | 457.5183 | 1.4496
|  | 461.1292 | 0.068119 | 460.5203 | 0.20997 | 458.1429 | 0.011678 | 461.1292 | 0.031671 | 460.5203 | 0.1163 | 454.6387 | 0.02936 | 460.5203 | 0.1064 | 461.1292 | 6.5361 | 457.7358 | 6.5015 | 461.1292 | 0.23803 | 461.1292 | 0.025401 | 461.1292 | 0.0020411 | 457.9533 | 0.037408 | 461.1292 | 0.0095438 | 460.5203 | 0.012769 | 693.3564 | 0.020338 | 692.6146 | 0.0010521 | 693.3564 | 0.0081756 | 457.7358 | 1.4385
|  | 461.3506 | 0.045683 | 460.7419 | 0.2173 | 458.256 | 0 | 461.3506 | 0.021688 | 460.7419 | 0.05924 | 454.8593 | 0.021078 | 460.7419 | 0.048444 | 461.3506 | 6.3526 | 457.9533 | 6.6353 | 461.3506 | 0.24218 | 461.3506 | 0.022282 | 461.3506 | 0 | 458.1709 | -0.0019706 | 461.3506 | 0 | 460.7419 | -0.01229 | 693.5192 | 0.014264 | 692.7775 | 0 | 693.5192 | 0.0086566 | 457.9533 | 1.3996
|  | 461.572 | 0.02985 | 460.9634 | 0.2194 | 458.3691 | 0.01132 | 461.572 | 0.034791 | 460.9634 | 0.094044 | 455.0799 | 0.034132 | 460.9634 | 0.10026 | 461.572 | 6.3297 | 458.1709 | 6.7934 | 461.572 | 0.25344 | 461.572 | 0.027237 | 461.572 | 0 | 458.3885 | 0.039799 | 461.572 | 0.0091918 | 460.9635 | 0.020676 | 693.6819 | 0.022385 | 692.9404 | 0.00086076 | 693.6819 | 0.0078696 | 458.1709 | 1.4121
|  | 461.7934 | 0.037096 | 461.185 | 0.17244 | 458.4822 | 0 | 461.7934 | 0.0045235 | 461.185 | 0.027003 | 455.3005 | 0.022811 | 461.185 | 0.064149 | 461.7934 | 6.2349 | 458.3885 | 6.8553 | 461.7934 | 0.26138 | 461.7934 | 0.024979 | 461.7934 | 0 | 458.606 | -0.012451 | 461.7934 | 0 | 461.185 | -0.019423 | 693.8447 | 0.015236 | 693.1033 | 0 | 693.8447 | 0.0087877 | 458.3885 | 1.3742
|  | 462.0149 | 0.05157 | 461.4066 | 0.22126 | 458.5953 | 0.0074511 | 462.0149 | 0.042758 | 461.4066 | 0.091559 | 455.5211 | 0.02694 | 461.4066 | 0.11255 | 462.0149 | 6.1554 | 458.606 | 7.0661 | 462.0149 | 0.2721 | 462.0149 | 0.029173 | 462.0149 | 0.0033853 | 458.8236 | 0.022297 | 462.0149 | 0.0079525 | 461.4066 | 0.019736 | 694.0075 | 0.01659 | 693.2663 | 0.00066945 | 694.0075 | 0.007957 | 458.606 | 1.3587
|  | 462.2363 | 0.032764 | 461.6282 | 0.21595 | 458.7084 | 0 | 462.2363 | 0.00025681 | 461.6282 | 0.037995 | 455.7417 | 0.026587 | 461.6282 | 0.054919 | 462.2363 | 5.9589 | 458.8236 | 7.1747 | 462.2363 | 0.27308 | 462.2363 | 0.02591 | 462.2363 | 0 | 459.0413 | -0.0058984 | 462.2363 | 0 | 461.6282 | -0.0177 | 694.1703 | 0.01947 | 693.4292 | 0 | 694.1703 | 0.0084817 | 458.8236 | 1.3265
|  | 462.4578 | 0.060618 | 461.8498 | 0.20588 | 458.8215 | 0.0052178 | 462.4578 | 0.063845 | 461.8498 | 0.078038 | 455.9624 | 0.024017 | 461.8498 | 0.10496 | 462.4578 | 5.8143 | 459.0413 | 7.3535 | 462.4578 | 0.28153 | 462.4578 | 0.030757 | 462.4578 | 0.0025169 | 459.2589 | 0.038899 | 462.4578 | 0.0091399 | 461.8498 | 0.011895 | 694.3331 | 0.013744 | 693.5921 | 0.00066945 | 694.3331 | 0.007957 | 459.0413 | 1.3316
|  | 462.6793 | 0.042024 | 462.0715 | 0.20584 | 458.9346 | 0 | 462.6793 | 0.020877 | 462.0715 | 0.024635 | 456.183 | 0.017596 | 462.0715 | 0.052939 | 462.6793 | 5.6523 | 459.2589 | 7.4162 | 462.6793 | 0.2807 | 462.6793 | 0.025446 | 462.6793 | 0 | 459.4765 | -0.0023906 | 462.6793 | 0 | 462.0715 | -0.0061623 | 694.4959 | 0.016728 | 693.755 | 0 | 694.4959 | 0.0086566 | 459.2589 | 1.3037
|  | 462.9008 | 0.055841 | 462.2931 | 0.21406 | 459.0477 | 0.012824 | 462.9008 | 0.031214 | 462.2931 | 0.104 | 456.4037 | 0.031647 | 462.2931 | 0.09691 | 462.9008 | 5.541 | 459.4765 | 7.5493 | 462.9008 | 0.30099 | 462.9008 | 0.031803 | 462.9008 | 0.0033549 | 459.6942 | -0.0073799 | 462.9008 | 0.011141 | 462.2931 | 0.026941 | 694.6587 | 0.021483 | 693.918 | 0.00066945 | 694.6587 | 0.0082194 | 459.4765 | 1.2653
|  | 463.1223 | 0.029983 | 462.5148 | 0.20329 | 459.1608 | 0 | 463.1223 | 0.0095828 | 462.5148 | 0.042809 | 456.6244 | 0.016528 | 462.5148 | 0.04242 | 463.1223 | 5.4061 | 459.6942 | 7.6588 | 463.1223 | 0.29647 | 463.1223 | 0.027171 | 463.1223 | 0 | 459.9118 | 0.025888 | 463.1223 | 0 | 462.5148 | -0.010308 | 694.8215 | 0.017631 | 694.0809 | 0 | 694.8215 | 0.00905 | 459.6941 | 1.2725
|  | 463.3438 | 0.070588 | 462.7365 | 0.21738 | 459.2739 | 0.0090989 | 463.3438 | 0.029914 | 462.7365 | 0.11118 | 456.8451 | 0.026706 | 462.7365 | 0.10142 | 463.3438 | 5.3785 | 459.9118 | 7.8512 | 463.3438 | 0.31883 | 463.3438 | 0.034783 | 463.3438 | 0.0026324 | 460.1295 | 0.028704 | 463.3438 | 0.0071774 | 462.7364 | 0.020832 | 694.9843 | 0.023739 | 694.2438 | 0.00047827 | 694.9843 | 0.0087877 | 459.9118 | 1.2613
|  | 463.5653 | 0.025322 | 462.9581 | 0.20193 | 459.387 | 0 | 463.5653 | 0.00072061 | 462.9581 | 0.053889 | 457.0658 | 0.019983 | 462.9581 | 0.05184 | 463.5653 | 5.2342 | 460.1295 | 8.0089 | 463.5653 | 0.31909 | 463.5653 | 0.029791 | 463.5653 | 0 | 460.3471 | 0.014367 | 463.5653 | 0 | 462.9581 | -0.0015723 | 695.1472 | 0.016728 | 694.4068 | 0 | 695.1472 | 0.0093124 | 460.1295 | 1.2421
|  | 463.7869 | 0.054849 | 463.1798 | 0.20692 | 459.5001 | 0.008669 | 463.7869 | 0.035362 | 463.1798 | 0.095895 | 457.2865 | 0.026515 | 463.1798 | 0.096887 | 463.7869 | 5.2253 | 460.3471 | 8.1008 | 463.7869 | 0.34226 | 463.7869 | 0.035683 | 463.7869 | 0.0025234 | 460.5648 | 0.031477 | 463.7869 | 0.0092784 | 463.1798 | 0.010127 | 695.31 | 0.018325 | 694.5697 | 0.00066945 | 695.31 | 0.0081756 | 460.3471 | 1.2095
|  | 464.0085 | 0.04402 | 463.4016 | 0.21067 | 459.6132 | 0 | 464.0085 | 0.01535 | 463.4016 | 0.014389 | 457.5072 | 0.0135 | 463.4016 | 0.054098 | 464.0085 | 5.0987 | 460.5648 | 8.1764 | 464.0085 | 0.34626 | 464.0085 | 0.033974 | 464.0085 | 0 | 460.7825 | 0.016882 | 464.0084 | 0 | 463.4016 | -0.012021 | 695.4728 | 0.01954 | 694.7327 | 0 | 695.4728 | 0.0086566 | 460.5648 | 1.1913
|  | 464.23 | 0.061598 | 463.6233 | 0.21065 | 459.7263 | 0.0065843 | 464.23 | 0.015712 | 463.6233 | 0.06966 | 457.728 | 0.026472 | 463.6233 | 0.097317 | 464.23 | 4.9873 | 460.7825 | 8.3203 | 464.23 | 0.36283 | 464.23 | 0.037479 | 464.23 | 0.0065477 | 461.0002 | 0.013748 | 464.23 | 0.0096227 | 463.6233 | 0.020363 | 695.6357 | 0.022212 | 694.8957 | 0.00028696 | 695.6357 | 0.0081756 | 460.7825 | 1.185
|  | 464.4516 | 0.056541 | 463.845 | 0.19748 | 459.8395 | 0 | 464.4516 | 0.017821 | 463.845 | 0.056412 | 457.9487 | 0.016592 | 463.845 | 0.049203 | 464.4516 | 4.7842 | 461.0002 | 8.4503 | 464.4516 | 0.35696 | 464.4516 | 0.034197 | 464.4516 | 0 | 461.218 | -0.0036392 | 464.4516 | 0 | 463.845 | -0.0019796 | 695.7985 | 0.022871 | 695.0586 | 0 | 695.7985 | 0.0093124 | 461.0002 | 1.162
|  | 464.6732 | 0.066057 | 464.0668 | 0.20026 | 459.9526 | 0.0079526 | 464.6732 | 0.029913 | 464.0668 | 0.11798 | 458.1695 | 0.018611 | 464.0668 | 0.086964 | 464.6732 | 4.6939 | 461.218 | 8.5799 | 464.6732 | 0.37148 | 464.6732 | 0.039101 | 464.6732 | 0.0033585 | 461.4357 | 0.01938 | 464.6732 | 0.0099402 | 464.0668 | 0.0037668 | 695.9614 | 0.024294 | 695.2216 | 0.00066945 | 695.9614 | 0.0085254 | 461.218 | 1.1547
|  | 464.8948 | 0.055445 | 464.2886 | 0.19057 | 460.0657 | 0 | 464.8948 | 0.0017118 | 464.2886 | -0.0062441 | 458.3903 | 0.0083021 | 464.2886 | 0.047573 | 464.8948 | 4.4527 | 461.4357 | 8.7109 | 464.8948 | 0.36672 | 464.8948 | 0.034782 | 464.8948 | 0 | 461.6534 | -0.024884 | 464.8948 | 0 | 464.2886 | -0.0053023 | 696.1242 | 0.018047 | 695.3846 | 0 | 696.1242 | 0.0093124 | 461.4357 | 1.1125
|  | 465.1165 | 0.056598 | 464.5103 | 0.19164 | 460.1788 | 0.013756 | 465.1165 | 0.021327 | 464.5103 | 0.071161 | 458.6111 | 0.024604 | 464.5103 | 0.087284 | 465.1165 | 4.3869 | 461.6534 | 8.8819 | 465.1165 | 0.38524 | 465.1165 | 0.039927 | 465.1165 | 0.0023551 | 461.8712 | 0.054261 | 465.1165 | 0.014208 | 464.5104 | 0.0098701 | 696.2871 | 0.02308 | 695.5476 | 0.00028696 | 696.2871 | 0.0089189 | 461.6534 | 1.1143
|  | 465.3381 | 0.059589 | 464.7321 | 0.19608 | 460.2919 | 0 | 465.3381 | 0.039887 | 464.7321 | 0.094382 | 458.8318 | 0.021706 | 464.7321 | 0.081775 | 465.3381 | 4.2674 | 461.8712 | 9.0998 | 465.3381 | 0.40944 | 465.3381 | 0.0417 | 465.3381 | 0.0014467 | 462.089 | 0.04047 | 465.3381 | 0.010531 | 464.7321 | 0.0085513 | 696.45 | 0.023322 | 695.7106 | 0 | 696.45 | 0.0090938 | 461.8712 | 1.0781
|  | 465.5598 | 0.028547 | 464.954 | 0.20738 | 460.4051 | 0.0044724 | 465.5598 | 0.014164 | 464.954 | 0.04068 | 459.0526 | 0.015432 | 464.954 | 0.054016 | 465.5598 | 4.1493 | 462.089 | 9.2508 | 465.5598 | 0.42343 | 465.5598 | 0.042318 | 465.5598 | 0 | 462.3067 | -0.0059385 | 465.5598 | 0 | 464.954 | -0.01723 | 696.6128 | 0.019297 | 695.8736 | 9.5653e-05 | 696.6128 | 0.0089189 | 462.089 | 1.0494
|  | 465.7814 | 0.063481 | 465.1758 | 0.20852 | 460.5182 | 0 | 465.7814 | 0.041619 | 465.1758 | 0.11882 | 459.2735 | 0.023371 | 465.1758 | 0.091384 | 465.7814 | 4.1404 | 462.3067 | 9.3593 | 465.7814 | 0.4409 | 465.7814 | 0.046394 | 465.7814 | 0.0025818 | 462.5245 | 0.017285 | 465.7814 | 0.0074812 | 465.1758 | 0.017387 | 696.7757 | 0.023253 | 696.0366 | 6.3769e-05 | 696.7757 | 0.008438 | 462.3067 | 1.0318
|  | 466.0031 | 0.044053 | 465.3976 | 0.19697 | 460.6313 | 0.0062117 | 466.0031 | 0.031657 | 465.3976 | 0.041369 | 459.4943 | 0.013061 | 465.3976 | 0.045188 | 466.0031 | 4.011 | 462.5245 | 9.4917 | 466.0031 | 0.4505 | 466.0031 | 0.043455 | 466.0031 | 0 | 462.7423 | 0.0081541 | 466.0031 | 0 | 465.3976 | -0.012084 | 696.9386 | 0.019782 | 696.1996 | 0.00028696 | 696.9386 | 0.0087877 | 462.5245 | 1.0118
|  | 466.2248 | 0.053807 | 465.6195 | 0.20747 | 460.7444 | 0 | 466.2248 | 0.01858 | 465.6195 | 0.097426 | 459.7151 | 0.022464 | 465.6195 | 0.093319 | 466.2248 | 3.9773 | 462.7423 | 9.6036 | 466.2248 | 0.46999 | 466.2248 | 0.04955 | 466.2248 | 0.002111 | 462.9601 | 0.0064098 | 466.2248 | 0.013676 | 465.6195 | 0.022086 | 697.1015 | 0.031721 | 696.3626 | 0 | 697.1015 | 0.0083942 | 462.7423 | 0.99668
|  | 466.4465 | 0.04642 | 465.8414 | 0.18649 | 460.8576 | 0.01046 | 466.4465 | 0.008301 | 465.8414 | 0.031765 | 459.936 | 0.013174 | 465.8414 | 0.048966 | 466.4465 | 3.8153 | 462.9601 | 9.7356 | 466.4465 | 0.47505 | 466.4465 | 0.047052 | 466.4465 | 0 | 463.1779 | -0.019622 | 466.4465 | 0 | 465.8413 | -0.016917 | 697.2644 | 0.024711 | 696.5256 | 0.00028696 | 697.2644 | 0.0086566 | 462.9601 | 0.9789
|  | 466.6682 | 0.059591 | 466.0632 | 0.20646 | 460.9707 | 0 | 466.6682 | 0.024287 | 466.0632 | 0.093438 | 460.1569 | 0.020872 | 466.0632 | 0.089337 | 466.6682 | 3.7876 | 463.1779 | 9.8893 | 466.6682 | 0.49539 | 466.6682 | 0.052867 | 466.6682 | 0.0014431 | 463.3958 | 0.016058 | 466.6682 | 0.010266 | 466.0632 | 0.022086 | 697.4273 | 0.022385 | 696.6886 | 0 | 697.4273 | 0.0082194 | 463.178 | 0.9636
|  | 466.89 | 0.0059213 | 466.2851 | 0.1978 | 461.0839 | 0.0065843 | 466.89 | 0.012652 | 466.2851 | 0.044042 | 460.3777 | 0.0066374 | 466.2851 | 0.038787 | 466.89 | 3.6389 | 463.3958 | 9.9847 | 466.89 | 0.49608 | 466.89 | 0.048434 | 466.89 | 0 | 463.6136 | -0.011745 | 466.8899 | 0 | 466.2851 | -0.013844 | 697.5902 | 0.018984 | 696.8517 | 9.5653e-05 | 697.5902 | 0.0085691 | 463.3958 | 0.9413
|  | 467.1117 | 0.056329 | 466.507 | 0.20222 | 461.197 | 0 | 467.1117 | 0.039394 | 466.507 | 0.082726 | 460.5986 | 0.021373 | 466.507 | 0.088975 | 467.1117 | 3.5558 | 463.6136 | 10.0363 | 467.1117 | 0.51603 | 467.1117 | 0.053995 | 467.1117 | 0.00015988 | 463.8315 | 0.020891 | 467.1117 | 0.0072982 | 466.507 | 0.01911 | 697.7531 | 0.027453 | 697.0147 | 0 | 697.7531 | 0.0082631 | 463.6136 | 0.90734
|  | 467.3335 | 0.052935 | 466.729 | 0.20306 | 461.3101 | 0.013756 | 467.3335 | 0.014498 | 466.729 | 0.043801 | 460.8195 | 0.0095979 | 466.729 | 0.048961 | 467.3335 | 3.4593 | 463.8315 | 10.1589 | 467.3335 | 0.52261 | 467.3335 | 0.050947 | 467.3335 | 0 | 464.0493 | 0.0079493 | 467.3335 | 0 | 466.729 | -0.012305 | 697.9161 | 0.022351 | 697.1777 | 0.00028696 | 697.9161 | 0.008744 | 463.8315 | 0.9025
|  | 467.5552 | 0.073014 | 466.9509 | 0.20946 | 461.4233 | 0 | 467.5552 | 0.035542 | 466.9509 | 0.10324 | 461.0404 | 0.018825 | 466.9509 | 0.088791 | 467.5552 | 3.4127 | 464.0493 | 10.338 | 467.5552 | 0.54445 | 467.5552 | 0.057921 | 467.5552 | 0.0039355 | 464.2672 | 0.030724 | 467.5552 | 0.011526 | 466.9509 | 0.0055123 | 698.079 | 0.030333 | 697.3408 | 6.3769e-05 | 698.079 | 0.008438 | 464.0494 | 0.88762
|  | 467.777 | 0.047296 | 467.1728 | 0.20802 | 461.5364 | 0.0059632 | 467.777 | 0.033495 | 467.1728 | 0.053215 | 461.2614 | 0.009579 | 467.1728 | 0.047178 | 467.777 | 3.2852 | 464.2672 | 10.3308 | 467.777 | 0.55759 | 467.777 | 0.056658 | 467.777 | 0 | 464.4851 | -0.015445 | 467.777 | 0 | 467.1728 | -0.0049658 | 698.2419 | 0.023808 | 697.5038 | 0.00028696 | 698.2419 | 0.0089189 | 464.2672 | 0.85454
|  | 467.9988 | 0.070162 | 467.3948 | 0.20922 | 461.6496 | 0 | 467.9988 | 0.052417 | 467.3948 | 0.087787 | 461.4823 | 0.026655 | 467.3948 | 0.088577 | 467.9988 | 3.2136 | 464.4851 | 10.4409 | 467.9988 | 0.57606 | 467.9988 | 0.060477 | 467.9988 | 0.0013173 | 464.703 | 0.043464 | 467.9988 | 0.010946 | 467.3948 | 0.013272 | 698.4049 | 0.027591 | 697.6669 | 6.3769e-05 | 698.4049 | 0.0085691 | 464.4851 | 0.84505
|  | 468.2206 | 0.051104 | 467.6168 | 0.18771 | 461.7627 | 0.012395 | 468.2206 | 0.00703 | 467.6168 | 0.0069045 | 461.7032 | 0.013102 | 467.6168 | 0.046274 | 468.2206 | 3.0807 | 464.703 | 10.4734 | 468.2206 | 0.58078 | 468.2206 | 0.057689 | 468.2206 | 0 | 464.9209 | -0.0075151 | 468.2206 | 0 | 467.6168 | -0.01864 | 698.5678 | 0.024468 | 697.83 | 9.5653e-05 | 698.5678 | 0.0086128 | 464.703 | 0.82325
|  | 468.4425 | 0.064374 | 467.8388 | 0.21139 | 461.8759 | 0 | 468.4425 | 0.029738 | 467.8388 | 0.085861 | 461.9242 | 0.019909 | 467.8388 | 0.087623 | 468.4425 | 3.0808 | 464.9209 | 10.5491 | 468.4425 | 0.60547 | 468.4425 | 0.062815 | 468.4425 | 0.0029196 | 465.1389 | 0.035165 | 468.4425 | 0.0099474 | 467.8388 | 0.0049611 | 698.7307 | 0.037448 | 697.993 | 6.3769e-05 | 698.7307 | 0.0079133 | 464.9209 | 0.79929
|  | 468.6643 | 0.042808 | 468.0608 | 0.19421 | 461.989 | 0.01132 | 468.6643 | 0.0050852 | 468.0608 | 0.055172 | 462.1452 | 0.010246 | 468.0608 | 0.048922 | 468.6643 | 2.9588 | 465.1389 | 10.6066 | 468.6643 | 0.62302 | 468.6643 | 0.060906 | 468.6643 | 0 | 465.3568 | -0.014859 | 468.6643 | 0 | 468.0608 | -0.018483 | 698.8937 | 0.022698 | 698.1561 | 9.5653e-05 | 698.8937 | 0.0084817 | 465.1388 | 0.7851
|  | 468.8862 | 0.076751 | 468.2828 | 0.21062 | 462.1022 | 0 | 468.8862 | 0.040117 | 468.2828 | 0.062838 | 462.3661 | 0.01474 | 468.2828 | 0.088035 | 468.8862 | 2.9361 | 465.3568 | 10.6952 | 468.8862 | 0.64125 | 468.8862 | 0.067502 | 468.8862 | 0.0037042 | 465.5747 | 0.035232 | 468.8862 | 0.0081516 | 468.2828 | 0.021302 | 699.0567 | 0.032624 | 698.3192 | 0 | 699.0567 | 0.0083068 | 465.3568 | 0.76681
|  | 469.108 | 0.04529 | 468.5048 | 0.20244 | 462.2153 | 0.011893 | 469.108 | 0.01614 | 468.5048 | 0.030531 | 462.5872 | 0.012668 | 468.5048 | 0.04664 | 469.108 | 2.8134 | 465.5747 | 10.8568 | 469.108 | 0.65159 | 469.108 | 0.06512 | 469.108 | 0 | 465.7927 | 0.0035619 | 469.108 | 0 | 468.5048 | -0.016917 | 699.2196 | 0.028077 | 698.4823 | 9.5653e-05 | 699.2196 | 0.0092686 | 465.5747 | 0.737
|  | 469.3299 | 0.060773 | 468.7269 | 0.2053 | 462.3285 | 0 | 469.3299 | 0.049878 | 468.7269 | 0.085179 | 462.8081 | 0.020191 | 468.7269 | 0.091881 | 469.3299 | 2.8121 | 465.7927 | 10.8695 | 469.3299 | 0.68208 | 469.3299 | 0.071696 | 469.3299 | 0.0050116 | 466.0107 | 0.023224 | 469.3299 | 0.0037172 | 468.7269 | 0.01086 | 699.3826 | 0.040745 | 698.6453 | 0 | 699.3826 | 0.0088752 | 465.7927 | 0.73326
|  | 469.5518 | 0.052535 | 468.949 | 0.20476 | 462.4416 | 0.0080959 | 469.5518 | 0.018589 | 468.949 | 0.026211 | 463.0292 | 0.0084306 | 468.949 | 0.044098 | 469.5518 | 2.7033 | 466.0107 | 10.9583 | 469.5518 | 0.69884 | 469.5518 | 0.071141 | 469.5518 | 0 | 466.2287 | 0.0045807 | 469.5518 | 0 | 468.949 | -0.0015163 | 699.5456 | 0.031201 | 698.8084 | 0 | 699.5456 | 0.0092249 | 466.0107 | 0.71055
|  | 469.7737 | 0.060654 | 469.171 | 0.20851 | 462.5548 | 0 | 469.7737 | 0.041572 | 469.171 | 0.096859 | 463.2502 | 0.018556 | 469.171 | 0.090034 | 469.7737 | 2.6774 | 466.2287 | 11.0882 | 469.7737 | 0.72489 | 469.7737 | 0.076698 | 469.7737 | 0.0015635 | 466.4467 | 0.0031913 | 469.7737 | 0.011896 | 469.171 | 0.011415 | 699.7086 | 0.039843 | 698.9715 | 6.3769e-05 | 699.7086 | 0.0083942 | 466.2287 | 0.69917
|  | 469.9956 | 0.045115 | 469.3931 | 0.16132 | 462.668 | 0.0060874 | 469.9956 | -0.0060955 | 469.3931 | 0.063457 | 463.4712 | 0.0084529 | 469.3931 | 0.044936 | 469.9956 | 2.5866 | 466.4467 | 11.0449 | 469.9956 | 0.73572 | 469.9956 | 0.074739 | 469.9956 | 0 | 466.6646 | -0.0024733 | 469.9956 | 0 | 469.3931 | -0.010221 | 699.8715 | 0.031478 | 699.1346 | 9.5653e-05 | 699.8715 | 0.0087877 | 466.4467 | 0.68092
|  | 470.2176 | 0.058895 | 469.6152 | 0.19775 | 462.7811 | 0 | 470.2176 | 0.021941 | 469.6152 | 0.095579 | 463.6923 | 0.015915 | 469.6152 | 0.086086 | 470.2176 | 2.5745 | 466.6646 | 11.1912 | 470.2176 | 0.77447 | 470.2176 | 0.080739 | 470.2176 | 0.00061274 | 466.8827 | 0.053267 | 470.2176 | 0.0081712 | 469.6152 | 0.010357 | 700.0345 | 0.040155 | 699.2977 | 6.3769e-05 | 700.0345 | 0.0087003 | 466.6646 | 0.66613
|  | 470.4395 | 0.025949 | 469.8373 | 0.18398 | 462.8943 | 0 | 470.4395 | 0.0086681 | 469.8373 | 0.037631 | 463.9133 | 0.0077802 | 469.8373 | 0.045188 | 470.4395 | 2.4645 | 466.8827 | 11.2149 | 470.4395 | 0.79075 | 470.4395 | 0.079873 | 470.4395 | 0 | 467.1007 | 0.024253 | 470.4395 | 0 | 469.8373 | -0.013231 | 700.1975 | 0.02714 | 699.4609 | 9.5653e-05 | 700.1975 | 0.0094872 | 466.8827 | 0.64719
|  | 470.6615 | 0.0556 | 470.0595 | 0.19618 | 463.0075 | 0 | 470.6615 | 0.055573 | 470.0595 | 0.097232 | 464.1344 | 0.013883 | 470.0595 | 0.083214 | 470.6615 | 2.4615 | 467.1007 | 11.3254 | 470.6615 | 0.82206 | 470.6615 | 0.085167 | 470.6615 | 0.00028709 | 467.3187 | 0.0099605 | 470.6615 | 0.0073309 | 470.0595 | 0.012931 | 700.3606 | 0.038385 | 699.624 | 6.3769e-05 | 700.3606 | 0.0089626 | 467.1007 | 0.62922
|  | 470.8834 | 0.05942 | 470.2816 | 0.17678 | 463.1206 | 0.0094571 | 470.8834 | 0.012912 | 470.2816 | 0.03829 | 464.3555 | 0.0067807 | 470.2816 | 0.046856 | 470.8834 | 2.3824 | 467.3187 | 11.3664 | 470.8834 | 0.83924 | 470.8834 | 0.084018 | 470.8834 | 0 | 467.5368 | -0.0038895 | 470.8834 | 0 | 470.2816 | -0.013728 | 700.5236 | 0.04432 | 699.7871 | 0.00028696 | 700.5236 | 0.0091812 | 467.3187 | 0.61895
|  | 471.1054 | 0.047203 | 470.5038 | 0.20197 | 463.2338 | 0 | 471.1054 | 0.033908 | 470.5038 | 0.10253 | 464.5766 | 0.01918 | 470.5038 | 0.083313 | 471.1054 | 2.3661 | 467.5368 | 11.5375 | 471.1054 | 0.87433 | 471.1054 | 0.09372 | 471.1054 | 0.0058925 | 467.7549 | 0.0098051 | 471.1054 | 0.010414 | 470.5038 | 0.016917 | 700.6866 | 0.042411 | 699.9502 | 6.3769e-05 | 700.6866 | 0.0083505 | 467.5368 | 0.61347
|  | 471.3274 | 0.056625 | 470.7259 | 0.19411 | 463.347 | 0.015189 | 471.3274 | 0.023377 | 470.7259 | 0.028664 | 464.7977 | 0.0035774 | 470.7259 | 0.045853 | 471.3274 | 2.2659 | 467.7549 | 11.4674 | 471.3274 | 0.89066 | 471.3274 | 0.090681 | 471.3274 | 0 | 467.9729 | -0.016367 | 471.3274 | 0 | 470.7259 | -0.0052838 | 700.8496 | 0.046263 | 700.1134 | 9.5653e-05 | 700.8496 | 0.0086566 | 467.7548 | 0.59338
|  | 471.5494 | 0.060361 | 470.9481 | 0.19423 | 463.4601 | 0 | 471.5494 | 0.039486 | 470.9481 | 0.0713 | 465.0188 | 0.0196 | 470.9481 | 0.075612 | 471.5494 | 2.2509 | 467.9729 | 11.6744 | 471.5494 | 0.92261 | 471.5494 | 0.097109 | 471.5494 | 0.0049321 | 468.191 | 0.021903 | 471.5494 | 0.010592 | 470.9481 | 0.012547 | 701.0126 | 0.03717 | 700.2765 | 0.00044638 | 701.0126 | 0.0082631 | 467.9729 | 0.58762
|  | 471.7715 | 0.041408 | 471.1703 | 0.18254 | 463.5733 | 0.012323 | 471.7715 | 0.010383 | 471.1703 | 0.024107 | 465.2399 | 0.0087439 | 471.1703 | 0.042976 | 471.7715 | 2.1258 | 468.191 | 11.6592 | 471.7715 | 0.9262 | 471.7715 | 0.09368 | 471.7715 | 0 | 468.4091 | -0.0050733 | 471.7715 | 0 | 471.1703 | -0.0097051 | 701.1757 | 0.037344 | 700.4397 | 9.5653e-05 | 701.1757 | 0.008744 | 468.191 | 0.57011
|  | 471.9935 | 0.078644 | 471.3925 | 0.18887 | 463.6865 | 0 | 471.9935 | 0.012777 | 471.3925 | 0.10232 | 465.4611 | 0.021423 | 471.3925 | 0.081202 | 471.9935 | 2.09 | 468.4091 | 11.7387 | 471.9935 | 0.96249 | 471.9935 | 0.10191 | 471.9935 | 0.0049533 | 468.6272 | 0.022905 | 471.9935 | 0.010593 | 471.3925 | 0.0083593 | 701.3387 | 0.047894 | 700.6028 | 0 | 701.3387 | 0.0083068 | 468.4091 | 0.56932
|  | 472.2155 | 0.045259 | 471.6148 | 0.18175 | 463.7997 | 0.015905 | 472.2155 | 0.012972 | 471.6148 | 0.057703 | 465.6823 | 0.0063148 | 471.6148 | 0.042779 | 472.2155 | 2.0079 | 468.6272 | 11.7901 | 472.2155 | 0.96814 | 472.2155 | 0.10016 | 472.2155 | 0 | 468.8453 | 0.019963 | 472.2156 | 0 | 471.6148 | -0.0040737 | 701.5018 | 0.043695 | 700.766 | 0.00028696 | 701.5018 | 0.0090063 | 468.6272 | 0.55011
|  | 472.4376 | 0.058522 | 471.837 | 0.18826 | 463.9129 | 0 | 472.4376 | 0.05536 | 471.837 | 0.092656 | 465.9034 | 0.010801 | 471.837 | 0.07854 | 472.4376 | 1.9704 | 468.8453 | 11.8514 | 472.4376 | 1.003 | 472.4376 | 0.1065 | 472.4376 | 0.0023496 | 469.0634 | 0.034121 | 472.4376 | 0.010047 | 471.837 | 0.0076912 | 701.6648 | 0.046298 | 700.9291 | 6.3769e-05 | 701.6648 | 0.0087877 | 468.8453 | 0.54403
|  | 472.6597 | 0.05189 | 472.0592 | 0.17951 | 464.026 | 0.0047209 | 472.6597 | 0.0051409 | 472.0592 | 0.021389 | 466.1246 | 0.0078901 | 472.0592 | 0.041085 | 472.6597 | 1.878 | 469.0634 | 11.882 | 472.6597 | 1.0086 | 472.6597 | 0.10512 | 472.6597 | 0 | 469.2816 | 0.0022807 | 472.6597 | 0 | 472.0593 | -0.015001 | 701.8279 | 0.045153 | 701.0923 | 9.5653e-05 | 701.8279 | 0.0091812 | 469.0634 | 0.53873
|  | 472.8818 | 0.058028 | 472.2815 | 0.19634 | 464.1392 | 0 | 472.8818 | 0.043431 | 472.2815 | 0.097508 | 466.3458 | 0.013594 | 472.2815 | 0.079916 | 472.8818 | 1.897 | 469.2816 | 11.9323 | 472.8818 | 1.0556 | 472.8818 | 0.11335 | 472.8818 | 0.0031728 | 469.4997 | 0.0075009 | 472.8818 | 0.012125 | 472.2815 | 0.01723 | 701.9909 | 0.047825 | 701.2555 | 0 | 701.9909 | 0.0085691 | 469.2816 | 0.53034
|  | 473.1039 | 0.037368 | 472.5038 | 0.18029 | 464.2524 | 0.0080959 | 473.1039 | 0.014579 | 472.5038 | 0.04507 | 466.567 | 0.0099042 | 472.5038 | 0.04504 | 473.1039 | 1.798 | 469.4997 | 11.9948 | 473.1039 | 1.0784 | 473.1039 | 0.11291 | 473.1039 | 0 | 469.7179 | 0.041665 | 473.1039 | 0 | 472.5038 | -0.015487 | 702.154 | 0.037274 | 701.4186 | 0 | 702.154 | 0.0090938 | 469.4997 | 0.51117
|  | 473.326 | 0.082915 | 472.7261 | 0.18375 | 464.3656 | 0 | 473.326 | 0.044584 | 472.7261 | 0.058607 | 466.7882 | 0.016432 | 472.7261 | 0.074879 | 473.326 | 1.7848 | 469.7179 | 12.1228 | 473.326 | 1.1172 | 473.326 | 0.11878 | 473.326 | 0 | 469.9361 | -0.010748 | 473.326 | 0.0089651 | 472.7261 | 0.013306 | 702.3171 | 0.05022 | 701.5818 | 0 | 702.3171 | 0.0088314 | 469.7179 | 0.51131
|  | 473.5481 | 0.061192 | 472.9484 | 0.17489 | 464.4788 | 0.0059632 | 473.5481 | -0.0073916 | 472.9484 | 0.040931 | 467.0094 | 0.0032971 | 472.9484 | 0.045546 | 473.5481 | 1.7218 | 469.9361 | 12.114 | 473.5481 | 1.1333 | 473.5481 | 0.11812 | 473.5481 | 0 | 470.1543 | -0.010452 | 473.5481 | 0 | 472.9484 | -0.01499 | 702.4802 | 0.043278 | 701.745 | 9.5653e-05 | 702.4802 | 0.00905 | 469.9361 | 0.49721
|  | 473.7703 | 0.091046 | 473.1707 | 0.18058 | 464.592 | 0 | 473.7703 | 0.032198 | 473.1707 | 0.085841 | 467.2306 | 0.014664 | 473.1707 | 0.081623 | 473.7703 | 1.6931 | 470.1543 | 12.209 | 473.7703 | 1.1571 | 473.7703 | 0.12415 | 473.7703 | 0.0037439 | 470.3725 | 0.039256 | 473.7703 | 0.011036 | 473.1707 | 0.01138 | 702.6432 | 0.049526 | 701.9082 | 6.3769e-05 | 702.6432 | 0.0083942 | 470.1543 | 0.49339
|  | 473.9924 | 0.030812 | 473.3931 | 0.17081 | 464.7052 | 0.0079526 | 473.9924 | 0.0083044 | 473.3931 | 0.010651 | 467.4519 | 0.0095466 | 473.3931 | 0.036732 | 473.9924 | 1.6114 | 470.3725 | 12.1259 | 473.9924 | 1.1821 | 473.9924 | 0.12243 | 473.9924 | 0 | 470.5907 | 0.005006 | 473.9924 | 0 | 473.3931 | -0.0098138 | 702.8063 | 0.044354 | 702.0714 | 9.5653e-05 | 702.8063 | 0.0085691 | 470.3725 | 0.47537
|  | 474.2146 | 0.053437 | 473.6154 | 0.1833 | 464.8184 | 0 | 474.2146 | 0.058563 | 473.6154 | 0.074318 | 467.6731 | 0.011739 | 473.6154 | 0.070579 | 474.2146 | 1.5848 | 470.5907 | 12.2906 | 474.2146 | 1.2124 | 474.2146 | 0.13022 | 474.2146 | 0.0030262 | 470.8089 | -0.0028341 | 474.2146 | 0.012856 | 473.6154 | 0.0069656 | 702.9694 | 0.05192 | 702.2346 | 0 | 702.9694 | 0.0083505 | 470.5907 | 0.48791
|  | 474.4368 | 0.046584 | 473.8378 | 0.15463 | 464.9316 | 0.0083108 | 474.4368 | 0.00023054 | 473.8378 | 0.031151 | 467.8944 | 0.0084201 | 473.8378 | 0.044292 | 474.4368 | 1.5275 | 470.8089 | 12.2544 | 474.4368 | 1.2314 | 474.4368 | 0.12816 | 474.4368 | 0 | 471.0271 | -0.011007 | 474.4368 | 0 | 473.8378 | -0.010609 | 703.1325 | 0.039114 | 702.3978 | 9.5653e-05 | 703.1325 | 0.0088752 | 470.8089 | 0.47441
|  | 474.659 | 0.069045 | 474.0601 | 0.17771 | 465.0448 | 0 | 474.659 | 0.059293 | 474.0601 | 0.057159 | 468.1157 | 0.012651 | 474.0601 | 0.075864 | 474.659 | 1.5255 | 471.0271 | 12.3128 | 474.659 | 1.2769 | 474.659 | 0.13594 | 474.659 | 0.0040874 | 471.2454 | 0.020572 | 474.659 | 0.0098468 | 474.0601 | 0.011119 | 703.2956 | 0.050879 | 702.561 | 0 | 703.2956 | 0.0089626 | 471.0271 | 0.47892
|  | 474.8812 | 0.058505 | 474.2825 | 0.18309 | 465.158 | 0.010962 | 474.8812 | 0.009586 | 474.2825 | 0.024334 | 468.337 | 0.0098027 | 474.2825 | 0.041886 | 474.8812 | 1.4656 | 471.2454 | 12.3081 | 474.8812 | 1.3044 | 474.8812 | 0.13751 | 474.8812 | 0 | 471.4636 | -0.025101 | 474.8812 | 0 | 474.2825 | -0.009858 | 703.4588 | 0.053343 | 702.7243 | 9.5653e-05 | 703.4588 | 0.0095747 | 471.2454 | 0.45759
|  | 475.1034 | 0.066218 | 474.5049 | 0.1804 | 465.2712 | 0 | 475.1034 | 0.041013 | 474.5049 | 0.091417 | 468.5583 | 0.017492 | 474.5049 | 0.075149 | 475.1034 | 1.4605 | 471.4636 | 12.2828 | 475.1034 | 1.3455 | 475.1034 | 0.14453 | 475.1034 | 0.0031025 | 471.6819 | 0.022475 | 475.1034 | 0.010923 | 474.5049 | 0.014313 | 703.6219 | 0.050879 | 702.8875 | 0 | 703.6219 | 0.0088752 | 471.4636 | 0.45961
|  | 475.3256 | 0.057485 | 474.7274 | 0.17796 | 465.3844 | 0.010532 | 475.3256 | 0.016354 | 474.7274 | 0.030865 | 468.7796 | 0.0061816 | 474.7274 | 0.043864 | 475.3256 | 1.4027 | 471.6819 | 12.2993 | 475.3256 | 1.369 | 475.3256 | 0.14557 | 475.3256 | 0 | 471.9001 | -0.001168 | 475.3256 | 0 | 474.7274 | -0.01017 | 703.785 | 0.052129 | 703.0507 | 9.5653e-05 | 703.785 | 0.0089189 | 471.6818 | 0.44842
|  | 475.5479 | 0.091702 | 474.9498 | 0.18407 | 465.4976 | 0 | 475.5479 | 0.026837 | 474.9498 | 0.090678 | 469.0009 | 0.015961 | 474.9498 | 0.076843 | 475.5479 | 1.4196 | 471.9001 | 12.3564 | 475.5479 | 1.4125 | 475.5479 | 0.15241 | 475.5479 | 0.0042267 | 472.1184 | -0.0083703 | 475.5479 | 0.0093486 | 474.9498 | 0.01723 | 703.9481 | 0.052892 | 703.2139 | 6.3769e-05 | 703.9481 | 0.0083942 | 471.9001 | 0.44902
|  | 475.7701 | 0.037647 | 475.1722 | 0.17846 | 465.6108 | 0.0027331 | 475.7701 | 0.015621 | 475.1722 | 0.044389 | 469.2222 | 0.009559 | 475.1722 | 0.040802 | 475.7701 | 1.3533 | 472.1184 | 12.2439 | 475.7701 | 1.4437 | 475.7701 | 0.15338 | 475.7701 | 0 | 472.3367 | -0.030156 | 475.7701 | 0 | 475.1722 | -0.0082921 | 704.1113 | 0.051747 | 703.3772 | 0.00028696 | 704.1113 | 0.0091812 | 472.1184 | 0.44344
|  | 475.9924 | 0.073935 | 475.3947 | 0.18978 | 465.724 | 0 | 475.9924 | 0.040719 | 475.3947 | 0.10828 | 469.4436 | 0.011279 | 475.3947 | 0.080476 | 475.9924 | 1.3577 | 472.3367 | 12.273 | 475.9924 | 1.4996 | 475.9924 | 0.16368 | 475.9924 | 0.0033998 | 472.555 | 0.030131 | 475.9924 | 0.0090304 | 475.3947 | 0.027098 | 704.2744 | 0.051608 | 703.5404 | 0 | 704.2744 | 0.0088314 | 472.3367 | 0.44151
|  | 476.2147 | 0.049665 | 475.6172 | 0.18238 | 465.8373 | 0.0083108 | 476.2147 | 0.015675 | 475.6172 | 0.0099854 | 469.6649 | 0.0071355 | 475.6172 | 0.048379 | 476.2147 | 1.302 | 472.555 | 12.3122 | 476.2147 | 1.5271 | 476.2147 | 0.16363 | 476.2147 | 0 | 472.7733 | 0.0050983 | 476.2147 | 0 | 475.6172 | -0.013774 | 704.4375 | 0.051886 | 703.7037 | 0.00028696 | 704.4375 | 0.009531 | 472.555 | 0.44059
|  | 476.437 | 0.05738 | 475.8396 | 0.18201 | 465.9505 | 0 | 476.437 | 0.038972 | 475.8396 | 0.10285 | 469.8863 | 0.010852 | 475.8396 | 0.079224 | 476.437 | 1.3019 | 472.7733 | 12.2941 | 476.437 | 1.5531 | 476.437 | 0.17047 | 476.437 | 0.0054795 | 472.9917 | 0.019805 | 476.437 | 0.0091643 | 475.8396 | 0.0088595 | 704.6007 | 0.052719 | 703.8669 | 0 | 704.6007 | 0.008744 | 472.7733 | 0.43252
|  | 476.6593 | 0.048547 | 476.0621 | 0.17062 | 466.0637 | 0.0064601 | 476.6593 | 0.015104 | 476.0621 | 0.059974 | 470.1077 | 0.004758 | 476.0621 | 0.043641 | 476.6593 | 1.2193 | 472.9917 | 12.211 | 476.6593 | 1.5766 | 476.6593 | 0.16978 | 476.6593 | 0 | 473.21 | 0.016445 | 476.6593 | 0 | 476.0621 | -0.0069874 | 704.7639 | 0.053586 | 704.0302 | 9.5653e-05 | 704.7639 | 0.0090938 | 472.9917 | 0.41423
|  | 476.8816 | 0.061549 | 476.2847 | 0.17958 | 466.1769 | 0 | 476.8816 | 0.036856 | 476.2847 | 0.084415 | 470.3291 | 0.013098 | 476.2847 | 0.077213 | 476.8816 | 1.2122 | 473.21 | 12.1909 | 476.8816 | 1.5996 | 476.8816 | 0.17702 | 476.8816 | 0.0034887 | 473.4284 | 0.020523 | 476.8816 | 0.0098905 | 476.2846 | 0.0099799 | 704.927 | 0.052545 | 704.1935 | 0 | 704.927 | 0.0082194 | 473.21 | 0.42658
|  | 477.104 | 0.05233 | 476.5072 | 0.16203 | 466.2901 | 0.0054663 | 477.104 | -0.0019326 | 476.5072 | 0.0023961 | 470.5505 | 0.0063242 | 476.5072 | 0.044042 | 477.104 | 1.163 | 473.4284 | 12.065 | 477.104 | 1.6447 | 477.104 | 0.17845 | 477.104 | 0 | 473.6468 | 0.0030791 | 477.104 | 0 | 476.5072 | -0.015664 | 705.0902 | 0.054974 | 704.3568 | 0.00028696 | 705.0902 | 0.0090938 | 473.4284 | 0.41174
|  | 477.3263 | 0.067269 | 476.7297 | 0.18245 | 466.4034 | 0 | 477.3263 | 0.025623 | 476.7297 | 0.11635 | 470.7719 | 0.016597 | 476.7297 | 0.076769 | 477.3263 | 1.1641 | 473.6468 | 12.0623 | 477.3263 | 1.6864 | 477.3263 | 0.18788 | 477.3263 | 0.0042143 | 473.8651 | 0.0079706 | 477.3263 | 0.008662 | 476.7297 | 0.01011 | 705.2534 | 0.052233 | 704.52 | 0 | 705.2534 | 0.0087877 | 473.6468 | 0.41879
|  | 477.5487 | 0.060325 | 476.9523 | 0.17349 | 466.5166 | 0.0084541 | 477.5487 | 0.010532 | 476.9523 | 0.03914 | 470.9933 | 0.0030583 | 476.9523 | 0.040672 | 477.5487 | 1.1088 | 473.8651 | 12.002 | 477.5487 | 1.7214 | 477.5487 | 0.18858 | 477.5487 | 0 | 474.0835 | 0.015485 | 477.5487 | 0 | 476.9523 | -0.014551 | 705.4166 | 0.052788 | 704.6833 | 0.00028696 | 705.4166 | 0.0093561 | 473.8651 | 0.41326
|  | 477.7711 | 0.079221 | 477.1748 | 0.18148 | 466.6298 | 0 | 477.7711 | 0.045752 | 477.1748 | 0.085856 | 471.2148 | 0.015297 | 477.1748 | 0.078618 | 477.7711 | 1.1308 | 474.0835 | 11.9478 | 477.7711 | 1.7676 | 477.7711 | 0.19735 | 477.7711 | 0.0018961 | 474.3019 | -0.0063484 | 477.7711 | 0.011572 | 477.1748 | 0.011099 | 705.5797 | 0.050463 | 704.8466 | 0 | 705.5797 | 0.0085691 | 474.0835 | 0.40971
|  | 477.9934 | 0.04443 | 477.3974 | 0.17191 | 466.7431 | 0.011821 | 477.9934 | 0.011183 | 477.3974 | 0.027798 | 471.4362 | 0.0079093 | 477.3974 | 0.03895 | 477.9935 | 1.0789 | 474.3019 | 11.8675 | 477.9935 | 1.8027 | 477.9934 | 0.1983 | 477.9935 | 0 | 474.5203 | -0.014464 | 477.9934 | 0 | 477.3974 | -0.011213 | 705.7429 | 0.05546 | 705.0099 | 9.5653e-05 | 705.7429 | 0.0091812 | 474.3019 | 0.40386
|  | 478.2159 | 0.070782 | 477.62 | 0.17291 | 466.8563 | 0 | 478.2159 | 0.044964 | 477.62 | 0.14848 | 471.6577 | 0.015703 | 477.62 | 0.079772 | 478.2159 | 1.083 | 474.5203 | 11.8273 | 478.2159 | 1.8584 | 478.2159 | 0.20973 | 478.2159 | 0.0017979 | 474.7387 | 0.034484 | 478.2158 | 0.012706 | 477.62 | 0.012394 | 705.9061 | 0.051539 | 705.1732 | 0 | 705.9061 | 0.0085254 | 474.5203 | 0.41239
|  | 478.4383 | 0.039403 | 477.8426 | 0.18368 | 466.9695 | 0.0070813 | 478.4383 | 0.010221 | 477.8426 | 0.027017 | 471.8792 | 0.007028 | 477.8426 | 0.046668 | 478.4383 | 1.0439 | 474.7387 | 11.6543 | 478.4383 | 1.8989 | 478.4383 | 0.21426 | 478.4383 | 0 | 474.9572 | 0.0088144 | 478.4383 | 0 | 477.8426 | -0.0015518 | 706.0693 | 0.055773 | 705.3365 | 0.00028696 | 706.0693 | 0.0092686 | 474.7387 | 0.39022
|  | 478.6607 | 0.061151 | 478.0652 | 0.17712 | 467.0828 | 0 | 478.6607 | 0.031374 | 478.0652 | 0.092477 | 472.1006 | 0.014682 | 478.0652 | 0.082802 | 478.6607 | 1.0587 | 474.9572 | 11.597 | 478.6607 | 1.9555 | 478.6607 | 0.22538 | 478.6607 | 0.0043237 | 475.1756 | 0.005059 | 478.6607 | 0.012999 | 478.0652 | 0.012348 | 706.2325 | 0.051747 | 705.4998 | 6.3769e-05 | 706.2325 | 0.0085254 | 474.9572 | 0.40838
|  | 478.8831 | 0.054156 | 478.2879 | 0.17325 | 467.196 | 0.0013665 | 478.8831 | 0.026277 | 478.2879 | 0.016816 | 472.3221 | 0.0036382 | 478.2879 | 0.038788 | 478.8831 | 0.99442 | 475.1756 | 11.5694 | 478.8831 | 1.981 | 478.8831 | 0.22439 | 478.8831 | 0 | 475.3941 | -0.023694 | 478.8832 | 0 | 478.2879 | -0.0010892 | 706.3958 | 0.05494 | 705.6631 | 0.00028696 | 706.3958 | 0.0091812 | 475.1756 | 0.39778
|  | 479.1056 | 0.069606 | 478.5105 | 0.18525 | 467.3093 | 0 | 479.1056 | 0.040999 | 478.5105 | 0.068232 | 472.5436 | 0.013076 | 478.5105 | 0.079214 | 479.1056 | 1.01 | 475.3941 | 11.4681 | 479.1056 | 2.0259 | 479.1056 | 0.23439 | 479.1056 | 0.0042132 | 475.6125 | 0.053338 | 479.1056 | 0.01257 | 478.5105 | 0.0062394 | 706.559 | 0.05192 | 705.8265 | 0 | 706.559 | 0.008438 | 475.3941 | 0.39695
|  | 479.3281 | 0.049932 | 478.7332 | 0.16168 | 467.4225 | 0.0060874 | 479.3281 | 0.018825 | 478.7332 | 0.033304 | 472.7652 | 0.005334 | 478.7332 | 0.038679 | 479.3281 | 0.94663 | 475.6125 | 11.3437 | 479.3281 | 2.03 | 479.3281 | 0.2319 | 479.3281 | 0 | 475.831 | 0.0023423 | 479.3281 | 0 | 478.7332 | -0.0015165 | 706.7222 | 0.054246 | 705.9898 | 9.5653e-05 | 706.7222 | 0.0093998 | 475.6125 | 0.38686
|  | 479.5505 | 0.058763 | 478.9559 | 0.17471 | 467.5358 | 0 | 479.5505 | 0.021354 | 478.9559 | 0.078116 | 472.9867 | 0.01134 | 478.9559 | 0.080044 | 479.5506 | 0.9482 | 475.831 | 11.3256 | 479.5506 | 2.0567 | 479.5505 | 0.24043 | 479.5506 | 0.0022196 | 476.0495 | 0.034234 | 479.5505 | 0.012701 | 478.9559 | 0.013921 | 706.8854 | 0.049769 | 706.1531 | 0 | 706.8854 | 0.00905 | 475.831 | 0.38939
|  | 479.773 | 0.037979 | 479.1786 | 0.16676 | 467.649 | 0.0038513 | 479.773 | 0.022264 | 479.1786 | 0.040807 | 473.2082 | 0.0035255 | 479.1786 | 0.035132 | 479.773 | 0.88743 | 476.0495 | 11.197 | 479.773 | 2.0744 | 479.773 | 0.24181 | 479.773 | 0 | 476.268 | -0.0054494 | 479.773 | 0 | 479.1785 | -0.0070292 | 707.0487 | 0.054801 | 706.3164 | 9.5653e-05 | 707.0487 | 0.0096184 | 476.0495 | 0.38069
|  | 479.9955 | 0.071879 | 479.4013 | 0.17176 | 467.7622 | 0 | 479.9955 | 0.053191 | 479.4013 | 0.10285 | 473.4298 | 0.010239 | 479.4013 | 0.075896 | 479.9956 | 0.88945 | 476.268 | 11.0733 | 479.9956 | 2.1073 | 479.9955 | 0.24962 | 479.9956 | 0.0050531 | 476.4865 | 0.015285 | 479.9955 | 0.012904 | 479.4013 | 0.008836 | 707.2119 | 0.047513 | 706.4798 | 0 | 707.2119 | 0.0090063 | 476.268 | 0.38764
|  | 480.2181 | 0.021648 | 479.624 | 0.14791 | 467.8755 | 0.0081675 | 480.2181 | 0.015938 | 479.624 | 0.053293 | 473.6514 | 0.0028201 | 479.624 | 0.038103 | 480.2181 | 0.8399 | 476.4865 | 10.9941 | 480.2181 | 2.1408 | 480.2181 | 0.25219 | 480.2181 | 0 | 476.705 | -0.00080912 | 480.2181 | 0 | 479.624 | -0.018483 | 707.3751 | 0.054003 | 706.6431 | 9.5653e-05 | 707.3751 | 0.0092249 | 476.4865 | 0.37921
|  | 480.4406 | 0.065539 | 479.8467 | 0.18193 | 467.9887 | 0 | 480.4406 | 0.04566 | 479.8467 | 0.094196 | 473.8729 | 0.016909 | 479.8467 | 0.079282 | 480.4406 | 0.86397 | 476.705 | 10.9759 | 480.4406 | 2.1987 | 480.4406 | 0.26646 | 480.4406 | 0.0091114 | 476.9236 | 0.010187 | 480.4406 | 0.01343 | 479.8467 | 0.013753 | 707.5384 | 0.047513 | 706.8065 | 0 | 707.5384 | 0.008744 | 476.705 | 0.37682
|  | 480.6631 | 0.032903 | 480.0694 | 0.1664 | 468.102 | 0.0049693 | 480.6631 | 0.014528 | 480.0694 | 0.023467 | 474.0945 | 0.0025144 | 480.0694 | 0.037521 | 480.6632 | 0.81913 | 476.9236 | 10.8143 | 480.6632 | 2.2476 | 480.6631 | 0.26952 | 480.6632 | 0 | 477.1421 | 0.0019148 | 480.6631 | 0 | 480.0695 | 0.00037829 | 707.7017 | 0.054419 | 706.9698 | 0 | 707.7017 | 0.0091375 | 476.9235 | 0.37553
|  | 480.8857 | 0.063704 | 480.2922 | 0.17992 | 468.2153 | 0 | 480.8857 | 0.032245 | 480.2922 | 0.10018 | 474.3161 | 0.0113 | 480.2922 | 0.080993 | 480.8857 | 0.84575 | 477.1421 | 10.6945 | 480.8857 | 2.3059 | 480.8857 | 0.28151 | 480.8857 | 0.0022869 | 477.3607 | 0.028275 | 480.8857 | 0.010629 | 480.2922 | 0.0046451 | 707.8649 | 0.04838 | 707.1332 | 0 | 707.8649 | 0.0086128 | 477.1421 | 0.37235
|  | 481.1083 | 0.057173 | 480.515 | 0.17835 | 468.3285 | 0.0045966 | 481.1083 | 0.036497 | 480.515 | 0.041791 | 474.5377 | 0.0039424 | 480.515 | 0.044758 | 481.1083 | 0.80052 | 477.3607 | 10.5688 | 481.1083 | 2.3362 | 481.1083 | 0.28466 | 481.1083 | 0 | 477.5792 | 0.0045316 | 481.1083 | 0 | 480.515 | 0.0021575 | 708.0282 | 0.054003 | 707.2966 | 9.5653e-05 | 708.0282 | 0.0090938 | 477.3607 | 0.37239
|  | 481.3309 | 0.05684 | 480.7378 | 0.17166 | 468.4418 | 0 | 481.3309 | 0.032076 | 480.7378 | 0.079435 | 474.7593 | 0.011289 | 480.7378 | 0.074023 | 481.3309 | 0.79921 | 477.5792 | 10.5106 | 481.3309 | 2.3692 | 481.3309 | 0.2926 | 481.3309 | 0.00082393 | 477.7978 | 0.027293 | 481.3309 | 0.0094296 | 480.7378 | 0.01146 | 708.1915 | 0.047999 | 707.4599 | 0.00025508 | 708.1915 | 0.0087003 | 477.5792 | 0.36944
|  | 481.5535 | 0.04841 | 480.9606 | 0.15795 | 468.5551 | 0.0038513 | 481.5535 | 0.011793 | 480.9606 | 0.05115 | 474.981 | 0.0037832 | 480.9606 | 0.037342 | 481.5535 | 0.75405 | 477.7978 | 10.2862 | 481.5535 | 2.3951 | 481.5535 | 0.29584 | 481.5535 | 0 | 478.0164 | -0.010352 | 481.5535 | 0 | 480.9606 | -0.0068785 | 708.3547 | 0.054697 | 707.6233 | 0 | 708.3547 | 0.0094435 | 477.7978 | 0.37506
|  | 481.7761 | 0.076502 | 481.1834 | 0.17792 | 468.6683 | 0 | 481.7761 | 0.037399 | 481.1834 | 0.074704 | 475.2026 | 0.012386 | 481.1834 | 0.081353 | 481.7761 | 0.76333 | 478.0164 | 10.2027 | 481.7761 | 2.4227 | 481.7761 | 0.30653 | 481.7761 | 0.0055672 | 478.235 | 0.006983 | 481.7761 | 0.013013 | 481.1834 | 0.006376 | 708.518 | 0.047894 | 707.7867 | 6.3769e-05 | 708.518 | 0.0091375 | 478.0164 | 0.37258
|  | 481.9987 | 0.043311 | 481.4062 | 0.16893 | 468.7816 | 0.0089556 | 481.9987 | 0.017383 | 481.4062 | 0.055956 | 475.4243 | 0.0044689 | 481.4062 | 0.038374 | 481.9987 | 0.70692 | 478.235 | 10.0293 | 481.9987 | 2.4356 | 481.9987 | 0.30729 | 481.9987 | 0 | 478.4536 | -0.0071754 | 481.9987 | 0 | 481.4062 | -0.0083046 | 708.6813 | 0.053517 | 707.9501 | 0.00047827 | 708.6813 | 0.0097933 | 478.235 | 0.35875
|  | 482.2213 | 0.057153 | 481.629 | 0.17277 | 468.8949 | 0 | 482.2213 | 0.030648 | 481.629 | 0.074212 | 475.6459 | 0.010962 | 481.629 | 0.078531 | 482.2214 | 0.70326 | 478.4536 | 9.9675 | 482.2214 | 2.4637 | 482.2213 | 0.3175 | 482.2214 | 0.00096655 | 478.6722 | 0.020424 | 482.2213 | 0.0079396 | 481.629 | 0.023025 | 708.8446 | 0.047339 | 708.1135 | 0 | 708.8446 | 0.0096184 | 478.4536 | 0.36096
|  | 482.444 | 0.04933 | 481.8519 | 0.14568 | 469.0081 | 0.0072361 | 482.444 | 0.020688 | 481.8519 | 0.042675 | 475.8676 | 0.0049415 | 481.8519 | 0.037872 | 482.444 | 0.65394 | 478.6722 | 9.7904 | 482.444 | 2.494 | 482.444 | 0.31996 | 482.444 | 0 | 478.8909 | 0.014784 | 482.444 | 0 | 481.8519 | -0.014271 | 709.0079 | 0.054141 | 708.2769 | 0 | 709.0079 | 0.0099244 | 478.6722 | 0.36447
|  | 482.6667 | 0.062375 | 482.0747 | 0.17248 | 469.1214 | 0 | 482.6667 | 0.061648 | 482.0747 | 0.093154 | 476.0893 | 0.017488 | 482.0747 | 0.074879 | 482.6667 | 0.68338 | 478.8909 | 9.6009 | 482.6667 | 2.5152 | 482.6667 | 0.33195 | 482.6667 | 0.0027536 | 479.1095 | 0.026975 | 482.6667 | 0.0094615 | 482.0747 | 0.014204 | 709.1712 | 0.047409 | 708.4403 | 6.3769e-05 | 709.1712 | 0.0088752 | 478.8909 | 0.36465
|  | 482.8893 | 0.059913 | 482.2976 | 0.16384 | 469.2347 | 0.0098153 | 482.8893 | -0.018305 | 482.2976 | 0.055042 | 476.311 | 0.0044915 | 482.2976 | 0.036322 | 482.8893 | 0.63519 | 479.1095 | 9.4882 | 482.8893 | 2.5461 | 482.8893 | 0.3356 | 482.8893 | 0 | 479.3282 | 0.018259 | 482.8893 | 0 | 482.2976 | -0.0099031 | 709.3345 | 0.058237 | 708.6037 | 9.5653e-05 | 709.3345 | 0.0088314 | 479.1095 | 0.35567
|  | 483.112 | 0.065646 | 482.5205 | 0.16643 | 469.348 | 0 | 483.112 | 0.053776 | 482.5205 | 0.081822 | 476.5327 | 0.0068392 | 482.5205 | 0.07555 | 483.112 | 0.63371 | 479.3282 | 9.4865 | 483.112 | 2.5824 | 483.112 | 0.34391 | 483.112 | 0.0022385 | 479.5468 | 0.038473 | 483.112 | 0.008654 | 482.5205 | 0.01185 | 709.4979 | 0.04727 | 708.7671 | 0 | 709.4979 | 0.0083942 | 479.3282 | 0.36562
|  | 483.3347 | 0.037913 | 482.7434 | 0.16667 | 469.4613 | 0.0080959 | 483.3347 | -0.0087298 | 482.7434 | 0.034984 | 476.7545 | 0.0079544 | 482.7434 | 0.037424 | 483.3347 | 0.59834 | 479.5468 | 9.2779 | 483.3347 | 2.5987 | 483.3347 | 0.34882 | 483.3347 | 0 | 479.7655 | 0.0037773 | 483.3347 | 0 | 482.7434 | -0.011917 | 709.6612 | 0.05671 | 708.9305 | 0.00028696 | 709.6612 | 0.0094435 | 479.5468 | 0.35534
|  | 483.5575 | 0.057984 | 482.9663 | 0.16498 | 469.5745 | 0 | 483.5575 | 0.029137 | 482.9663 | 0.080496 | 476.9762 | 0.0069213 | 482.9663 | 0.078875 | 483.5575 | 0.60934 | 479.7655 | 9.1418 | 483.5575 | 2.634 | 483.5575 | 0.36023 | 483.5575 | 0.0011058 | 479.9842 | 0.029134 | 483.5575 | 0.0081723 | 482.9663 | 0.013338 | 709.8245 | 0.047721 | 709.094 | 0.00025508 | 709.8245 | 0.0090938 | 479.7655 | 0.3535
|  | 483.7802 | 0.023417 | 483.1893 | 0.16613 | 469.6878 | 0.0059632 | 483.7802 | -0.0099075 | 483.1893 | 0.0083731 | 477.1979 | 0.005753 | 483.1893 | 0.039279 | 483.7802 | 0.571 | 479.9842 | 9.0089 | 483.7802 | 2.6525 | 483.7802 | 0.36457 | 483.7802 | 0 | 480.2029 | 0.011197 | 483.7802 | 0 | 483.1893 | -0.0072634 | 709.9878 | 0.055669 | 709.2574 | 0.00028696 | 709.9878 | 0.009531 | 479.9842 | 0.35401
|  | 484.0029 | 0.051164 | 483.4122 | 0.16427 | 469.8011 | 0 | 484.0029 | 0.032375 | 483.4122 | 0.07371 | 477.4197 | 0.012769 | 483.4122 | 0.073157 | 484.0029 | 0.5873 | 480.2029 | 8.9991 | 484.0029 | 2.6814 | 484.0029 | 0.37791 | 484.0029 | 0.0019029 | 480.4216 | 0.025482 | 484.0029 | 0.013499 | 483.4122 | 0.0076894 | 710.1512 | 0.046853 | 709.4208 | 6.3769e-05 | 710.1512 | 0.0087877 | 480.2029 | 0.35912
|  | 484.2257 | 0.049506 | 483.6352 | 0.15948 | 469.9144 | 0.013541 | 484.2257 | 0.019923 | 483.6352 | 0.040416 | 477.6414 | 0.008054 | 483.6352 | 0.038505 | 484.2257 | 0.53427 | 480.4216 | 8.7991 | 484.2257 | 2.7064 | 484.2257 | 0.37965 | 484.2257 | 0 | 480.6403 | 0.0026906 | 484.2257 | 0 | 483.6352 | -0.0073724 | 710.3145 | 0.060042 | 709.5843 | 9.5653e-05 | 710.3145 | 0.0092249 | 480.4216 | 0.34889
|  | 484.4485 | 0.07231 | 483.8582 | 0.15827 | 470.0277 | 0 | 484.4485 | 0.02663 | 483.8582 | 0.09772 | 477.8632 | 0.021189 | 483.8582 | 0.077549 | 484.4485 | 0.55586 | 480.6403 | 8.8728 | 484.4485 | 2.7469 | 484.4485 | 0.39227 | 484.4485 | 0.0029143 | 480.8591 | 0.019709 | 484.4485 | 0.0090022 | 483.8582 | 0.0086967 | 710.4779 | 0.054905 | 709.7477 | 0 | 710.4779 | 0.0088752 | 480.6403 | 0.36202
|  | 484.6712 | 0.024556 | 484.0811 | 0.16263 | 470.141 | 0.003727 | 484.6712 | 0.01051 | 484.0811 | 0.017438 | 478.085 | 0.001152 | 484.0811 | 0.03747 | 484.6712 | 0.50868 | 480.8591 | 8.7421 | 484.6712 | 2.7575 | 484.6712 | 0.39844 | 484.6712 | 0 | 481.0778 | -0.017793 | 484.6712 | 0 | 484.0811 | -0.0092087 | 710.6412 | 0.060736 | 709.9112 | 0 | 710.6412 | 0.0093124 | 480.8591 | 0.35903
|  | 484.894 | 0.081037 | 484.3041 | 0.16287 | 470.2543 | 0 | 484.894 | 0.048241 | 484.3041 | 0.088302 | 478.3068 | 0.016619 | 484.3041 | 0.073594 | 484.894 | 0.53483 | 481.0778 | 8.6914 | 484.894 | 2.7939 | 484.894 | 0.40824 | 484.894 | 0.0050144 | 481.2966 | 0.023775 | 484.894 | 0.0096515 | 484.3041 | 0.008317 | 710.8046 | 0.047582 | 710.0746 | 6.3769e-05 | 710.8046 | 0.008744 | 481.0778 | 0.36672
|  | 485.1168 | 0.046898 | 484.5272 | 0.15431 | 470.3676 | 0.010818 | 485.1168 | 0.004847 | 484.5272 | 0.017096 | 478.5286 | 0.0066071 | 484.5272 | 0.036235 | 485.1168 | 0.47788 | 481.2966 | 8.5685 | 485.1168 | 2.8107 | 485.1168 | 0.41606 | 485.1168 | 0 | 481.5153 | -0.021287 | 485.1168 | 0 | 484.5272 | -0.0070689 | 710.968 | 0.060666 | 710.2381 | 0 | 710.968 | 0.0091812 | 481.2966 | 0.35622
|  | 485.3397 | 0.063705 | 484.7502 | 0.15754 | 470.4809 | 0 | 485.3397 | 0.047606 | 484.7502 | 0.08988 | 478.7505 | 0.018802 | 484.7502 | 0.071436 | 485.3397 | 0.50117 | 481.5153 | 8.5192 | 485.3397 | 2.8368 | 485.3397 | 0.42839 | 485.3397 | 0.0029435 | 481.7341 | -0.0077642 | 485.3397 | 0.0096795 | 484.7502 | 0.017543 | 711.1313 | 0.057786 | 710.4015 | 0 | 711.1313 | 0.0089189 | 481.5153 | 0.37023
|  | 485.5625 | 0.048685 | 484.9732 | 0.1515 | 470.5942 | 0 | 485.5625 | 0.017439 | 484.9732 | 0.040181 | 478.9723 | 0.0070572 | 484.9732 | 0.034224 | 485.5625 | 0.45958 | 481.7341 | 8.4378 | 485.5625 | 2.8577 | 485.5625 | 0.43424 | 485.5625 | 0 | 481.9529 | -0.0086027 | 485.5625 | 0 | 484.9732 | -0.0016006 | 711.2947 | 0.061152 | 710.565 | 0.00028696 | 711.2947 | 0.0096621 | 481.7341 | 0.35788
|  | 485.7853 | 0.066654 | 485.1963 | 0.15314 | 470.7075 | 0 | 485.7853 | 0.06433 | 485.1963 | 0.069923 | 479.1942 | 0.017325 | 485.1963 | 0.07311 | 485.7853 | 0.47294 | 481.9529 | 8.3976 | 485.7853 | 2.8862 | 485.7853 | 0.44702 | 485.7853 | 0.0022898 | 482.1717 | 0.016976 | 485.7853 | 0.0097877 | 485.1963 | 0.020676 | 711.4581 | 0.056606 | 710.7285 | 0 | 711.4581 | 0.0092249 | 481.9529 | 0.37875
|  | 486.0082 | 0.030991 | 485.4193 | 0.15249 | 470.8208 | 0.011033 | 486.0082 | 0.018706 | 485.4193 | 0.013328 | 479.416 | 0.0046003 | 485.4193 | 0.030127 | 486.0082 | 0.43646 | 482.1717 | 8.33 | 486.0082 | 2.8963 | 486.0082 | 0.4551 | 486.0082 | 0 | 482.3905 | -0.012881 | 486.0082 | 0 | 485.4193 | -0.012765 | 711.6215 | 0.04845 | 710.892 | 9.5653e-05 | 711.6215 | 0.0097933 | 482.1717 | 0.37129
|  | 486.231 | 0.067093 | 485.6424 | 0.15391 | 470.9341 | 0 | 486.231 | 0.037782 | 485.6424 | 0.077738 | 479.6379 | 0.01244 | 485.6424 | 0.073713 | 486.2311 | 0.46394 | 482.3905 | 8.2703 | 486.2311 | 2.9433 | 486.231 | 0.46945 | 486.2311 | 0.0037473 | 482.6093 | 0.024167 | 486.231 | 0.011658 | 485.6424 | 0.024278 | 711.7849 | 0.062853 | 711.0555 | 0 | 711.7849 | 0.0089189 | 482.3905 | 0.37474
|  | 486.4539 | 0.05763 | 485.8655 | 0.15188 | 471.0474 | 0.0084541 | 486.4539 | -0.0036123 | 485.8655 | 0.019884 | 479.8598 | -0.00016104 | 485.8655 | 0.029409 | 486.4539 | 0.41253 | 482.6093 | 8.1469 | 486.4539 | 2.9495 | 486.4539 | 0.47491 | 486.4539 | 0 | 482.8282 | 0.014653 | 486.454 | 0 | 485.8655 | 0.0028539 | 711.9483 | 0.056085 | 711.2189 | 9.5653e-05 | 711.9483 | 0.0094435 | 482.6093 | 0.37571
|  | 486.6768 | 0.068765 | 486.0886 | 0.1614 | 471.1607 | 0 | 486.6768 | 0.041657 | 486.0886 | 0.11836 | 480.0817 | 0.014367 | 486.0886 | 0.07637 | 486.6768 | 0.4271 | 482.8282 | 8.1242 | 486.6768 | 2.9927 | 486.6768 | 0.49011 | 486.6768 | 0.003189 | 483.047 | 0.029859 | 486.6769 | 0.0096345 | 486.0886 | 0.0097283 | 712.1117 | 0.061812 | 711.3824 | 0 | 712.1117 | 0.0086566 | 482.8282 | 0.38405
|  | 486.8997 | 0.042644 | 486.3117 | 0.15327 | 471.2741 | 0.0043482 | 486.8997 | 0.012108 | 486.3117 | -0.0074937 | 480.3036 | 0.0016124 | 486.3117 | 0.033226 | 486.8998 | 0.40965 | 483.047 | 7.9217 | 486.8998 | 3.0002 | 486.8997 | 0.49462 | 486.8998 | 0 | 483.2659 | -0.017189 | 486.8997 | 0 | 486.3118 | -0.0096035 | 712.2751 | 0.049977 | 711.5459 | 0.00028696 | 712.2751 | 0.009531 | 483.047 | 0.37935
|  | 487.1227 | 0.073891 | 486.5349 | 0.14898 | 471.3874 | 0 | 487.1227 | 0.023525 | 486.5349 | 0.079756 | 480.5255 | 0.014896 | 486.5349 | 0.074176 | 487.1227 | 0.41875 | 483.2659 | 7.7351 | 487.1227 | 3.0242 | 487.1227 | 0.50938 | 487.1227 | 0.0021879 | 483.4847 | 0.01917 | 487.1227 | 0.0089616 | 486.5349 | 0.0067531 | 712.4385 | 0.060215 | 711.7095 | 6.3769e-05 | 712.4385 | 0.0085691 | 483.2659 | 0.3841
|  | 487.3456 | 0.017973 | 486.758 | 0.1471 | 471.5007 | 0.011033 | 487.3456 | -0.0036925 | 486.758 | 0.010994 | 480.7474 | 0.0013838 | 486.758 | 0.031299 | 487.3456 | 0.36931 | 483.4847 | 7.598 | 487.3456 | 3.0466 | 487.3456 | 0.52096 | 487.3456 | 0 | 483.7036 | -0.015797 | 487.3456 | 0 | 486.758 | -0.015344 | 712.6019 | 0.044979 | 711.873 | 9.5653e-05 | 712.6019 | 0.00905 | 483.4847 | 0.38377
|  | 487.5686 | 0.075572 | 486.9812 | 0.14941 | 471.614 | 0 | 487.5686 | 0.039083 | 486.9812 | 0.079661 | 480.9693 | 0.0086673 | 486.9812 | 0.070179 | 487.5686 | 0.40229 | 483.7036 | 7.5265 | 487.5686 | 3.0848 | 487.5686 | 0.53498 | 487.5686 | 0.0033372 | 483.9225 | 0.035917 | 487.5686 | 0.0057622 | 486.9812 | 0.011591 | 712.7654 | 0.060874 | 712.0365 | 0 | 712.7654 | 0.0085691 | 483.7036 | 0.38764
|  | 487.7915 | 0.051697 | 487.2044 | 0.14409 | 471.7274 | 0.001615 | 487.7915 | 0.025754 | 487.2044 | 0.032375 | 481.1913 | 0.0018694 | 487.2044 | 0.032118 | 487.7915 | 0.36726 | 483.9225 | 7.3873 | 487.7915 | 3.0949 | 487.7915 | 0.54301 | 487.7915 | 0 | 484.1414 | 0.010982 | 487.7915 | 0 | 487.2044 | -0.0088996 | 712.9288 | 0.046923 | 712.2 | 9.5653e-05 | 712.9288 | 0.0093561 | 483.9225 | 0.37626
|  | 488.0145 | 0.059052 | 487.4276 | 0.15637 | 471.8407 | 0 | 488.0145 | 0.032113 | 487.4276 | 0.075068 | 481.4132 | 0.012905 | 487.4276 | 0.072933 | 488.0145 | 0.3786 | 484.1414 | 7.2531 | 488.0145 | 3.1301 | 488.0145 | 0.55919 | 488.0145 | 0.0031946 | 484.3603 | 0.032772 | 488.0145 | 0.010418 | 487.4276 | 0.014754 | 713.0922 | 0.059 | 712.3636 | 0 | 713.0922 | 0.0089189 | 484.1414 | 0.38681
|  | 488.2375 | 0.039034 | 487.6508 | 0.14177 | 471.954 | 0.011177 | 488.2375 | 0.0021702 | 487.6508 | 0.041405 | 481.6352 | 0.0024327 | 487.6508 | 0.036308 | 488.2375 | 0.33743 | 484.3603 | 7.1019 | 488.2375 | 3.1324 | 488.2375 | 0.56876 | 488.2375 | 0 | 484.5792 | -0.0079638 | 488.2375 | 0 | 487.6508 | -0.0070215 | 713.2557 | 0.051087 | 712.5271 | 0.00028696 | 713.2557 | 0.0093998 | 484.3603 | 0.38677
|  | 488.4605 | 0.068779 | 487.874 | 0.14959 | 472.0673 | 0 | 488.4605 | 0.044474 | 487.874 | 0.068061 | 481.8572 | 0.014576 | 487.874 | 0.073144 | 488.4605 | 0.35371 | 484.5792 | 7.014 | 488.4605 | 3.1645 | 488.4605 | 0.58658 | 488.4605 | 0.0037826 | 484.7982 | 0.023203 | 488.4605 | 0.013738 | 487.874 | 0.015664 | 713.4191 | 0.061603 | 712.6906 | 6.3769e-05 | 713.4191 | 0.0090063 | 484.5792 | 0.38543
|  | 488.6835 | 0.054804 | 488.0972 | 0.14333 | 472.1807 | 0.010675 | 488.6835 | 0.023404 | 488.0972 | 0.030245 | 482.0792 | 0.0073209 | 488.0972 | 0.032959 | 488.6835 | 0.32668 | 484.7982 | 6.7579 | 488.6835 | 3.187 | 488.6835 | 0.59476 | 488.6835 | 0 | 485.0171 | -0.0044984 | 488.6835 | 0 | 488.0972 | -0.0082139 | 713.5826 | 0.04661 | 712.8542 | 9.5653e-05 | 713.5826 | 0.0097058 | 484.7982 | 0.37732
|  | 488.9065 | 0.091608 | 488.3204 | 0.16487 | 472.294 | 0 | 488.9065 | 0.03319 | 488.3204 | 0.09191 | 482.3012 | 0.014004 | 488.3204 | 0.072093 | 488.9065 | 0.34919 | 485.0171 | 6.6822 | 488.9065 | 3.2164 | 488.9065 | 0.61403 | 488.9065 | 0.0046583 | 485.2361 | 0.010515 | 488.9065 | 0.011611 | 488.3204 | 0.018796 | 713.746 | 0.051608 | 713.0177 | 6.3769e-05 | 713.746 | 0.0094872 | 485.0171 | 0.38714
|  | 489.1296 | 0.024185 | 488.5437 | 0.15721 | 472.4074 | 0.0088123 | 489.1296 | 0.014642 | 488.5437 | 0.024607 | 482.5232 | 0.0011491 | 488.5437 | 0.03355 | 489.1296 | 0.31226 | 485.2361 | 6.4901 | 489.1296 | 3.2282 | 489.1296 | 0.62628 | 489.1296 | 0 | 485.455 | 0.012296 | 489.1296 | 0 | 488.5437 | -0.0053277 | 713.9095 | 0.045604 | 713.1813 | 9.5653e-05 | 713.9095 | 0.0096621 | 485.2361 | 0.37456
|  | 489.3526 | 0.069248 | 488.767 | 0.1619 | 472.5207 | 0 | 489.3526 | 0.022878 | 488.767 | 0.078728 | 482.7452 | 0.01065 | 488.767 | 0.071991 | 489.3526 | 0.33126 | 485.455 | 6.3715 | 489.3526 | 3.2581 | 489.3526 | 0.64565 | 489.3526 | 0.0022563 | 485.674 | 0.012942 | 489.3526 | 0.011416 | 488.767 | 0.006358 | 714.073 | 0.055634 | 713.3448 | 0.00025508 | 714.073 | 0.0088752 | 485.4551 | 0.39041
|  | 489.5757 | 0.054011 | 488.9902 | 0.14299 | 472.634 | 0.013326 | 489.5757 | 0.011974 | 488.9902 | 0.030728 | 482.9673 | 0.00044178 | 488.9902 | 0.033196 | 489.5757 | 0.29137 | 485.674 | 6.2118 | 489.5757 | 3.277 | 489.5757 | 0.65379 | 489.5757 | 0 | 485.893 | -0.0036208 | 489.5757 | 0 | 488.9903 | -0.013345 | 714.2365 | 0.045639 | 713.5084 | 0 | 714.2365 | 0.00905 | 485.674 | 0.37
|  | 489.7988 | 0.040883 | 489.2135 | 0.14328 | 472.7474 | 0 | 489.7988 | 0.024861 | 489.2135 | 0.070276 | 483.1893 | 0.010366 | 489.2135 | 0.075502 | 489.7988 | 0.31806 | 485.893 | 6.0808 | 489.7988 | 3.3076 | 489.7988 | 0.67497 | 489.7988 | 0.0033521 | 486.112 | 0.02255 | 489.7988 | 0.0088216 | 489.2135 | 0.021616 | 714.3999 | 0.053517 | 713.672 | 6.3769e-05 | 714.3999 | 0.0088752 | 485.893 | 0.38442
|  | 490.0219 | 0.018612 | 489.4369 | 0.1539 | 472.8607 | 0.0088123 | 490.0219 | -0.014033 | 489.4369 | 0.017353 | 483.4114 | -0.00041659 | 489.4369 | 0.029962 | 490.0219 | 0.28687 | 486.112 | 5.9336 | 490.0219 | 3.3293 | 490.0219 | 0.68675 | 490.0219 | 0 | 486.331 | 0.010255 | 490.0218 | 0 | 489.4368 | -0.01582 | 714.5634 | 0.045153 | 713.8355 | 9.5653e-05 | 714.5634 | 0.0097058 | 486.112 | 0.38571
|  | 490.245 | 0.063106 | 489.6602 | 0.14966 | 472.9741 | 0 | 490.245 | 0.034299 | 489.6602 | 0.084035 | 483.6335 | 0.012056 | 489.6602 | 0.071082 | 490.245 | 0.30138 | 486.331 | 5.7633 | 490.245 | 3.363 | 490.245 | 0.70809 | 490.245 | 0.0024273 | 486.55 | 0.0091122 | 490.245 | 0.010253 | 489.6602 | 0.020832 | 714.7269 | 0.054419 | 713.9991 | 0 | 714.7269 | 0.00905 | 486.331 | 0.39207
|  | 490.4681 | 0.038875 | 489.8835 | 0.14688 | 473.0874 | 0.0075944 | 490.4681 | -0.016762 | 489.8835 | 0.021187 | 483.8556 | 0.0014273 | 489.8835 | 0.036882 | 490.4681 | 0.27396 | 486.55 | 5.606 | 490.4681 | 3.3778 | 490.4681 | 0.71995 | 490.4681 | 0 | 486.7691 | -0.013696 | 490.4681 | 0 | 489.8835 | -0.0062591 | 714.8904 | 0.044979 | 714.1627 | 0 | 714.8904 | 0.0097496 | 486.55 | 0.37566
|  | 490.6912 | 0.064384 | 490.1069 | 0.12232 | 473.2008 | 0 | 490.6912 | 0.044469 | 490.1069 | 0.089416 | 484.0777 | 0.010336 | 490.1069 | 0.073595 | 490.6912 | 0.30074 | 486.7691 | 5.4846 | 490.6912 | 3.4148 | 490.6912 | 0.74163 | 490.6912 | 0.0026928 | 486.9881 | 0.017671 | 490.6912 | 0.010584 | 490.1069 | 0.015977 | 715.0539 | 0.052406 | 714.3263 | 0 | 715.0539 | 0.0090938 | 486.7691 | 0.38967
|  | 490.9144 | 0.047177 | 490.3302 | 0.14605 | 473.3141 | 0.0069571 | 490.9144 | 0.023784 | 490.3302 | 0.010418 | 484.2998 | 0.0045229 | 490.3302 | 0.034173 | 490.9144 | 0.26569 | 486.9881 | 5.3017 | 490.9144 | 3.4337 | 490.9144 | 0.75673 | 490.9144 | 0 | 487.2072 | 0.032145 | 490.9144 | 0 | 490.3302 | -0.0025608 | 715.2174 | 0.047617 | 714.4899 | 9.5653e-05 | 715.2174 | 0.0085691 | 486.9881 | 0.38843
|  | 491.1375 | 0.083467 | 490.5536 | 0.15399 | 473.4275 | 0 | 491.1375 | 0.025892 | 490.5536 | 0.10017 | 484.5219 | 0.011106 | 490.5536 | 0.07335 | 491.1375 | 0.2828 | 487.2072 | 5.1665 | 491.1375 | 3.4554 | 491.1375 | 0.77503 | 491.1375 | 0.0036144 | 487.4262 | 0.011351 | 491.1375 | 0.011498 | 490.5536 | 0.01629 | 715.3809 | 0.054489 | 714.6535 | 6.3769e-05 | 715.3809 | 0.0079133 | 487.2072 | 0.38658
|  | 491.3607 | 0.05275 | 490.777 | 0.14691 | 473.5409 | 0.012824 | 491.3607 | 0.0022103 | 490.777 | 0.051678 | 484.744 | 0.0045077 | 490.777 | 0.038199 | 491.3607 | 0.24721 | 487.4262 | 5.0327 | 491.3607 | 3.4566 | 491.3607 | 0.78985 | 491.3607 | 0 | 487.6453 | 5.0748e-05 | 491.3607 | 0 | 490.777 | -0.0040572 | 715.5445 | 0.063894 | 714.8171 | 0.00028696 | 715.5445 | 0.0082631 | 487.4262 | 0.38727
|  | 491.5839 | 0.065064 | 491.0004 | 0.15376 | 473.6542 | 0 | 491.5839 | 0.027574 | 491.0004 | 0.062582 | 484.9662 | 0.009209 | 491.0004 | 0.071398 | 491.5839 | 0.27125 | 487.6453 | 4.9197 | 491.5839 | 3.5016 | 491.5839 | 0.81321 | 491.5839 | 0.0023106 | 487.8644 | 0.043435 | 491.5839 | 0.0092745 | 491.0004 | 0.017543 | 715.708 | 0.094262 | 714.9807 | 6.3769e-05 | 715.708 | 0.0091812 | 487.6453 | 0.37838
|  | 491.8071 | 0.052691 | 491.2238 | 0.1429 | 473.7676 | 0.01046 | 491.8071 | 0.00065138 | 491.2238 | 0.01512 | 485.1883 | -0.00049605 | 491.2238 | 0.030252 | 491.8071 | 0.2386 | 487.8644 | 4.7165 | 491.8071 | 3.5248 | 491.8071 | 0.83051 | 491.8071 | 0 | 488.0835 | 0.0045096 | 491.8071 | 0 | 491.2238 | -0.0033388 | 715.8715 | 0.077915 | 715.1443 | 0 | 715.8715 | 0.0095747 | 487.8644 | 0.38294
|  | 492.0303 | 0.056675 | 491.4472 | 0.14623 | 473.881 | 0 | 492.0303 | 0.029961 | 491.4472 | 0.064016 | 485.4105 | 0.010724 | 491.4472 | 0.067968 | 492.0303 | 0.25299 | 488.0835 | 4.6128 | 492.0303 | 3.5431 | 492.0303 | 0.85194 | 492.0303 | 0.0023778 | 488.3026 | 0.028574 | 492.0303 | 0.01094 | 491.4472 | 0.010598 | 716.0351 | 0.096448 | 715.308 | 0.00025508 | 716.0351 | 0.0092686 | 488.0835 | 0.38359
|  | 492.2535 | 0.055016 | 491.6707 | 0.13605 | 473.9943 | 0.005342 | 492.2535 | 0.0089755 | 491.6707 | 0.0094676 | 485.6327 | 0.0040176 | 491.6707 | 0.031299 | 492.2535 | 0.21088 | 488.3026 | 4.4425 | 492.2535 | 3.548 | 492.2535 | 0.86497 | 492.2535 | 0 | 488.5217 | -0.015487 | 492.2535 | 0 | 491.6707 | -0.01276 | 716.1986 | 0.074445 | 715.4716 | 0.00028696 | 716.1986 | 0.0099244 | 488.3026 | 0.37764
|  | 492.4767 | 0.068543 | 491.8941 | 0.15571 | 474.1077 | 0 | 492.4767 | 0.037088 | 491.8941 | 0.068888 | 485.8549 | 0.014815 | 491.8941 | 0.072146 | 492.4767 | 0.26292 | 488.5217 | 4.3591 | 492.4767 | 3.5685 | 492.4767 | 0.88652 | 492.4767 | 0.0040712 | 488.7409 | 0.038337 | 492.4767 | 0.01226 | 491.8941 | 0.014994 | 716.3621 | 0.097975 | 715.6352 | 0.00025508 | 716.3621 | 0.009531 | 488.5217 | 0.39027
|  | 492.7 | 0.041198 | 492.1176 | 0.14033 | 474.2211 | 0.0039754 | 492.7 | -0.01151 | 492.1176 | 0.041699 | 486.0771 | 0.00038729 | 492.1176 | 0.03568 | 492.7 | 0.21519 | 488.7409 | 4.1689 | 492.7 | 3.5967 | 492.7 | 0.90936 | 492.7 | 0 | 488.96 | 0.0097402 | 492.7 | 0 | 492.1176 | -0.0080494 | 716.5257 | 0.065352 | 715.7988 | 0 | 716.5257 | 0.0095747 | 488.7409 | 0.38248
|  | 492.9232 | 0.072661 | 492.3411 | 0.1519 | 474.3345 | 0 | 492.9232 | 0.031746 | 492.3411 | 0.071676 | 486.2993 | 0.0080533 | 492.3411 | 0.068348 | 492.9232 | 0.23624 | 488.96 | 4.1012 | 492.9232 | 3.6474 | 492.9232 | 0.94026 | 492.9232 | 0.0020015 | 489.1792 | 0.014234 | 492.9232 | 0.0056199 | 492.3411 | 0.014483 | 716.6893 | 0.10117 | 715.9625 | 0.00025508 | 716.6893 | 0.0090063 | 488.96 | 0.38018
|  | 493.1465 | 0.044938 | 492.5646 | 0.14037 | 474.4478 | 0.0031058 | 493.1465 | 0.036338 | 492.5646 | 0.040381 | 486.5215 | 0.0022922 | 492.5646 | 0.030667 | 493.1465 | 0.19544 | 489.1792 | 3.9436 | 493.1465 | 3.6739 | 493.1465 | 0.95858 | 493.1465 | 0 | 489.3983 | 0.0023893 | 493.1465 | 0 | 492.5646 | -0.011951 | 716.8528 | 0.079512 | 716.1261 | 0 | 716.8528 | 0.0093998 | 489.1792 | 0.38774
|  | 493.3698 | 0.068389 | 492.7881 | 0.14139 | 474.5612 | 0 | 493.3698 | 0.046919 | 492.7881 | 0.076141 | 486.7437 | 0.010624 | 492.7881 | 0.07028 | 493.3698 | 0.22564 | 489.3983 | 3.8677 | 493.3698 | 3.6784 | 493.3698 | 0.97575 | 493.3698 | 0.0014147 | 489.6175 | 0.0083942 | 493.3698 | 0.012369 | 492.7881 | 0.0071065 | 717.0164 | 0.10665 | 716.2898 | 6.3769e-05 | 717.0164 | 0.0093561 | 489.3983 | 0.3864
|  | 493.5931 | 0.03461 | 493.0116 | 0.14541 | 474.6746 | 0.0064601 | 493.5931 | 0.025036 | 493.0116 | 0.014178 | 486.9659 | 0.0011416 | 493.0116 | 0.034012 | 493.5931 | 0.20276 | 489.6175 | 3.7404 | 493.5931 | 3.667 | 493.5931 | 0.99262 | 493.5931 | 0 | 489.8367 | 0.0072863 | 493.5931 | 0 | 493.0116 | -0.00067962 | 717.18 | 0.086175 | 716.4534 | 9.5653e-05 | 717.18 | 0.0099682 | 489.6175 | 0.38953
|  | 493.8164 | 0.06655 | 493.2351 | 0.12657 | 474.788 | 0 | 493.8164 | 0.064434 | 493.2351 | 0.065899 | 487.1882 | 0.013672 | 493.2351 | 0.070536 | 493.8164 | 0.224 | 489.8367 | 3.6442 | 493.8164 | 3.6927 | 493.8164 | 1.016 | 493.8164 | 0.0027956 | 490.0559 | 0.0098522 | 493.8164 | 0.011166 | 493.2351 | 0.015232 | 717.3435 | 0.09683 | 716.6171 | 0 | 717.3435 | 0.0093124 | 489.8367 | 0.40561
|  | 494.0397 | 0.030035 | 493.4587 | 0.14141 | 474.9014 | 0.0094571 | 494.0397 | 0.013352 | 493.4587 | 0.014964 | 487.4105 | 0.00026392 | 493.4587 | 0.028896 | 494.0397 | 0.1847 | 490.0559 | 3.5672 | 494.0397 | 3.7341 | 494.0397 | 1.0407 | 494.0397 | 0 | 490.2751 | -0.0083519 | 494.0397 | 0 | 493.4587 | -0.0072907 | 717.5071 | 0.08385 | 716.7808 | 0.00028696 | 717.5071 | 0.0095747 | 490.0559 | 0.39009
|  | 494.263 | 0.063622 | 493.6823 | 0.13199 | 475.0148 | 0 | 494.263 | 0.053448 | 493.6823 | 0.085152 | 487.6328 | 0.0095232 | 493.6823 | 0.069955 | 494.263 | 0.22129 | 490.2751 | 3.4874 | 494.263 | 3.8206 | 494.263 | 1.0896 | 494.263 | 0.0056049 | 490.4944 | -0.017926 | 494.263 | 0.0090605 | 493.6823 | 0.015406 | 717.6707 | 0.11078 | 716.9444 | 6.3769e-05 | 717.6707 | 0.0089626 | 490.2751 | 0.40386
|  | 494.4864 | 0.036745 | 493.9058 | 0.13867 | 475.1282 | 0.0068328 | 494.4864 | -0.0094608 | 493.9058 | 0.0062265 | 487.855 | 0.0039662 | 493.9058 | 0.03133 | 494.4864 | 0.18676 | 490.4944 | 3.4704 | 494.4864 | 3.8711 | 494.4864 | 1.1153 | 494.4864 | 0 | 490.7136 | -0.0066854 | 494.4864 | 0 | 493.9058 | -0.0058102 | 717.8343 | 0.093568 | 717.1081 | 9.5653e-05 | 717.8343 | 0.0095747 | 490.4943 | 0.41239
|  | 494.7097 | 0.072101 | 494.1294 | 0.14936 | 475.2416 | 0 | 494.7097 | 0.062679 | 494.1294 | 0.061358 | 488.0773 | 0.0057617 | 494.1294 | 0.071753 | 494.7098 | 0.21469 | 490.7136 | 3.4292 | 494.7098 | 3.8703 | 494.7097 | 1.1383 | 494.7098 | 0.0023152 | 490.9328 | 0.0069054 | 494.7097 | 0.013034 | 494.1294 | 0.020676 | 717.9979 | 0.11141 | 717.2718 | 0.00025508 | 717.9979 | 0.0093124 | 490.7136 | 0.41133
|  | 494.9331 | 0.035964 | 494.353 | 0.13083 | 475.355 | 0.010962 | 494.9331 | -0.0038546 | 494.353 | 0.015584 | 488.2997 | -0.00017258 | 494.353 | 0.031888 | 494.9331 | 0.18066 | 490.9328 | 3.3653 | 494.9331 | 3.8319 | 494.9331 | 1.1475 | 494.9331 | 0 | 491.1521 | -0.011263 | 494.9331 | 0 | 494.353 | -0.011397 | 718.1615 | 0.094609 | 717.4355 | 0.00028696 | 718.1615 | 0.009837 | 490.9328 | 0.42469
|  | 495.1565 | 0.082802 | 494.5766 | 0.14531 | 475.4684 | 0 | 495.1565 | 0.049132 | 494.5766 | 0.095879 | 488.522 | 0.0172 | 494.5766 | 0.071902 | 495.1565 | 0.20918 | 491.1521 | 3.337 | 495.1565 | 3.853 | 495.1565 | 1.1719 | 495.1565 | 0.0049725 | 491.3713 | 0.032044 | 495.1565 | 0.008507 | 494.5766 | 0.013251 | 718.3251 | 0.096899 | 717.5992 | 6.3769e-05 | 718.3251 | 0.0095747 | 491.1521 | 0.43483
|  | 495.3799 | 0.04539 | 494.8003 | 0.14807 | 475.5818 | 0.012395 | 495.3799 | -0.00087984 | 494.8003 | 0.015314 | 488.7443 | 0.0017473 | 494.8003 | 0.038922 | 495.3799 | 0.1664 | 491.3713 | 3.2938 | 495.3799 | 3.8592 | 495.3799 | 1.1943 | 495.3799 | 0 | 491.5906 | -0.016304 | 495.3799 | 0 | 494.8003 | -0.0017028 | 718.4887 | 0.093845 | 717.7629 | 9.5653e-05 | 718.4887 | 0.010056 | 491.3713 | 0.4428
|  | 495.6033 | 0.089909 | 495.0239 | 0.13254 | 475.6952 | 0 | 495.6033 | 0.028124 | 495.0239 | 0.063553 | 488.9666 | 0.011474 | 495.0239 | 0.06999 | 495.6033 | 0.20313 | 491.5906 | 3.2921 | 495.6033 | 3.896 | 495.6033 | 1.2243 | 495.6033 | 0.0034647 | 491.8099 | 0.02131 | 495.6033 | 0.0086638 | 495.0239 | 0.011794 | 718.6523 | 0.10103 | 717.9266 | 6.3769e-05 | 718.6523 | 0.0094872 | 491.5906 | 0.45233
|  | 495.8268 | 0.05037 | 495.2476 | 0.13736 | 475.8086 | 0.010818 | 495.8268 | 0.028699 | 495.2476 | 0.020702 | 489.189 | 0.0063917 | 495.2476 | 0.032972 | 495.8268 | 0.15633 | 491.8099 | 3.2555 | 495.8268 | 3.9359 | 495.8268 | 1.2548 | 495.8268 | 0 | 492.0292 | -0.016751 | 495.8268 | 0 | 495.2476 | -0.005834 | 718.816 | 0.091798 | 718.0903 | 9.5653e-05 | 718.816 | 0.0099244 | 491.8099 | 0.46565
|  | 496.0502 | 0.059795 | 495.4712 | 0.1508 | 475.922 | 0 | 496.0502 | 0.016858 | 495.4712 | 0.088807 | 489.4114 | 0.0087255 | 495.4712 | 0.072503 | 496.0502 | 0.19867 | 492.0292 | 3.2245 | 496.0502 | 3.9645 | 496.0502 | 1.2896 | 496.0502 | 0.0031437 | 492.2485 | 0.0069064 | 496.0502 | 0.010209 | 495.4712 | 0.01497 | 718.9796 | 0.098218 | 718.254 | 0 | 718.9796 | 0.0094435 | 492.0292 | 0.47431
|  | 496.2737 | 0.061475 | 495.6949 | 0.14377 | 476.0354 | 0.0070813 | 496.2737 | 0.025258 | 495.6949 | 0.017729 | 489.6338 | -0.00020751 | 495.6949 | 0.036128 | 496.2736 | 0.16456 | 492.2485 | 3.1987 | 496.2736 | 4.014 | 496.2737 | 1.3256 | 496.2736 | 0 | 492.4678 | -0.012199 | 496.2736 | 0 | 495.6949 | -0.0038756 | 719.1432 | 0.11814 | 718.4177 | 0 | 719.1432 | 0.009837 | 492.2485 | 0.49532
|  | 496.4971 | 0.05566 | 495.9186 | 0.14538 | 476.1488 | 0 | 496.4971 | 0.017342 | 495.9186 | 0.10176 | 489.8561 | 0.0069479 | 495.9186 | 0.069725 | 496.4971 | 0.1795 | 492.4678 | 3.1742 | 496.4971 | 4.0383 | 496.4971 | 1.3575 | 496.4971 | 0.0034826 | 492.6872 | 0.0018505 | 496.4971 | 0.0078093 | 495.9186 | 0.016133 | 719.3069 | 0.10093 | 718.5815 | 0 | 719.3069 | 0.0092249 | 492.4678 | 0.50671
|  | 496.7206 | 0.050085 | 496.1423 | 0.12813 | 476.2622 | 0.0096721 | 496.7206 | 0.028504 | 496.1423 | 0.036113 | 490.0785 | 0.0060844 | 496.1423 | 0.036324 | 496.7206 | 0.13921 | 492.6872 | 3.1436 | 496.7206 | 4.0045 | 496.7206 | 1.3657 | 496.7206 | 0 | 492.9065 | -6.2486e-05 | 496.7206 | 0 | 496.1423 | -0.01676 | 719.4705 | 0.099294 | 718.7452 | 0.00028696 | 719.4705 | 0.009531 | 492.6872 | 0.50689
|  | 496.9441 | 0.079104 | 496.366 | 0.1134 | 476.3757 | 0 | 496.9441 | 0.038961 | 496.366 | 0.068622 | 490.3009 | 0.0095576 | 496.366 | 0.070019 | 496.9441 | 0.17133 | 492.9065 | 3.1595 | 496.9441 | 3.9975 | 496.9441 | 1.3933 | 496.9441 | 0.0033441 | 493.1259 | 0.011818 | 496.9441 | 0.012139 | 496.366 | 0.023652 | 719.6342 | 0.10127 | 718.9089 | 0 | 719.6342 | 0.0090063 | 492.9065 | 0.52845
|  | 497.1676 | 0.038232 | 496.5898 | 0.14671 | 476.4891 | 0.0069571 | 497.1676 | 0.0030331 | 496.5898 | 0.032612 | 490.5234 | 0.001292 | 496.5898 | 0.036235 | 497.1676 | 0.1525 | 493.1259 | 3.0465 | 497.1676 | 4.002 | 497.1676 | 1.4177 | 497.1676 | 0 | 493.3452 | -0.018036 | 497.1676 | 0 | 496.5898 | 0.0018754 | 719.7979 | 0.13376 | 719.0727 | 9.5653e-05 | 719.7979 | 0.0097933 | 493.1259 | 0.5273
|  | 497.3911 | 0.063927 | 496.8135 | 0.14148 | 476.6025 | 0 | 497.3911 | 0.029821 | 496.8135 | 0.066156 | 490.7458 | 0.0068593 | 496.8135 | 0.063016 | 497.3911 | 0.16588 | 493.3452 | 3.0455 | 497.3911 | 3.9822 | 497.3911 | 1.431 | 497.3911 | 0.0036084 | 493.5646 | -0.0095065 | 497.3911 | 0.010289 | 496.8135 | 0.013702 | 719.9615 | 0.10054 | 719.2364 | 0 | 719.9615 | 0.0094435 | 493.3452 | 0.54928
|  | 497.6146 | 0.057384 | 497.0373 | 0.13844 | 476.7159 | 0.0093138 | 497.6146 | 0.021195 | 497.0373 | 0.01853 | 490.9683 | 0.0013963 | 497.0373 | 0.031263 | 497.6146 | 0.136 | 493.5646 | 2.9938 | 497.6146 | 3.9211 | 497.6146 | 1.4324 | 497.6146 | 0 | 493.784 | 0.022424 | 497.6146 | 0 | 497.0373 | -0.005685 | 720.1252 | 0.13299 | 719.4002 | 0.00028696 | 720.1252 | 0.0099682 | 493.5646 | 0.5502
|  | 497.8382 | 0.065391 | 497.2611 | 0.13939 | 476.8294 | 0 | 497.8382 | 0.046038 | 497.2611 | 0.093955 | 491.1907 | 0.009013 | 497.2611 | 0.065416 | 497.8382 | 0.17175 | 493.784 | 2.9348 | 497.8382 | 3.9304 | 497.8382 | 1.4576 | 497.8382 | 0.0015846 | 494.0034 | 0.028263 | 497.8382 | 0.0089398 | 497.2611 | 0.013491 | 720.2889 | 0.11786 | 719.5639 | 6.3769e-05 | 720.2889 | 0.0094872 | 493.784 | 0.56513
|  | 498.0617 | 0.049937 | 497.4849 | 0.13591 | 476.9428 | 0.0044724 | 498.0617 | 0.017719 | 497.4849 | 0.019333 | 491.4132 | 0.0011417 | 497.4849 | 0.032637 | 498.0617 | 0.1323 | 494.0034 | 2.9289 | 498.0617 | 3.9432 | 498.0617 | 1.4907 | 498.0617 | 0 | 494.2228 | -0.011138 | 498.0617 | 0 | 497.4848 | -0.01047 | 720.4525 | 0.13348 | 719.7277 | 0.00047827 | 720.4525 | 0.010099 | 494.0034 | 0.57416
|  | 498.2853 | 0.072384 | 497.7087 | 0.14861 | 477.0562 | 0 | 498.2853 | 0.050868 | 497.7087 | 0.060445 | 491.6357 | 0.010576 | 497.7087 | 0.066355 | 498.2853 | 0.15745 | 494.2228 | 2.8438 | 498.2853 | 3.9714 | 498.2853 | 1.5277 | 498.2853 | 0.0055105 | 494.4422 | 0.015929 | 498.2853 | 0.013445 | 497.7087 | 0.0073604 | 720.6162 | 0.11984 | 719.8914 | 0 | 720.6162 | 0.0095747 | 494.2228 | 0.58375
|  | 498.5089 | 0.034076 | 497.9325 | 0.12984 | 477.1697 | 0.013541 | 498.5089 | 0.0090772 | 497.9325 | 0.016437 | 491.8582 | 0.0024195 | 497.9325 | 0.030958 | 498.5089 | 0.12072 | 494.4422 | 2.7967 | 498.5089 | 3.9547 | 498.5089 | 1.5457 | 498.5089 | 0 | 494.6617 | -0.0046127 | 498.5088 | 0 | 497.9325 | -0.0093608 | 720.7799 | 0.13327 | 720.0552 | 0.00028696 | 720.7799 | 0.0097933 | 494.4422 | 0.59619
|  | 498.7325 | 0.091607 | 498.1563 | 0.13334 | 477.2831 | 0 | 498.7325 | 0.040384 | 498.1563 | 0.075355 | 492.0807 | 0.0093336 | 498.1563 | 0.065046 | 498.7324 | 0.1516 | 494.6617 | 2.7573 | 498.7324 | 3.9846 | 498.7325 | 1.583 | 498.7324 | 0.002451 | 494.8811 | 0.0028212 | 498.7324 | 0.0072964 | 498.1563 | 0.010263 | 720.9436 | 0.12758 | 720.219 | 0 | 720.9436 | 0.0092686 | 494.6617 | 0.60033
|  | 498.9561 | 0.035482 | 498.3801 | 0.12968 | 477.3965 | 0.0077376 | 498.9561 | -0.02003 | 498.3801 | 0.02997 | 492.3032 | 0.0035797 | 498.3801 | 0.033059 | 498.9561 | 0.11296 | 494.8811 | 2.6719 | 498.9561 | 4.019 | 498.9561 | 1.6229 | 498.9561 | 0 | 495.1005 | -0.0065131 | 498.9561 | 0 | 498.3801 | -0.0062829 | 721.1073 | 0.11863 | 720.3827 | 0.00028696 | 721.1073 | 0.0099244 | 494.8811 | 0.60849
|  | 499.1797 | 0.05049 | 498.604 | 0.1402 | 477.51 | 0 | 499.1797 | 0.056428 | 498.604 | 0.042516 | 492.5257 | 0.011395 | 498.604 | 0.068514 | 499.1797 | 0.15602 | 495.1005 | 2.6385 | 499.1797 | 4.0542 | 499.1797 | 1.6637 | 499.1797 | 0.0019099 | 495.32 | 0.0080563 | 499.1797 | 0.013434 | 498.604 | 0.010527 | 721.271 | 0.12872 | 720.5465 | 6.3769e-05 | 721.271 | 0.0097496 | 495.1005 | 0.61918
|  | 499.4033 | 0.042719 | 498.8279 | 0.10925 | 477.6234 | 0.0074511 | 499.4033 | 0.017569 | 498.8279 | 0.019521 | 492.7482 | 0.0034456 | 498.8279 | 0.033428 | 499.4033 | 0.12252 | 495.32 | 2.6059 | 499.4033 | 4.0701 | 499.4033 | 1.7027 | 499.4033 | 0 | 495.5395 | -0.0008908 | 499.4033 | 0 | 498.8279 | -0.0082604 | 721.4347 | 0.13043 | 720.7103 | 9.5653e-05 | 721.4347 | 0.0098807 | 495.32 | 0.63466
|  | 499.627 | 0.070158 | 499.0517 | 0.13712 | 477.7369 | 0 | 499.627 | 0.047737 | 499.0517 | 0.077216 | 492.9708 | 0.013741 | 499.0517 | 0.065998 | 499.6269 | 0.15157 | 495.5395 | 2.559 | 499.6269 | 4.0433 | 499.627 | 1.7173 | 499.6269 | 0.0017034 | 495.759 | 0.014094 | 499.627 | 0.011461 | 499.0517 | 0.012628 | 721.5984 | 0.13167 | 720.8741 | 0 | 721.5984 | 0.0092249 | 495.5395 | 0.62125
|  | 499.8506 | 0.058276 | 499.2756 | 0.13838 | 477.8503 | 0.0084541 | 499.8506 | 0.0067188 | 499.2756 | 0.035546 | 493.1933 | 0.00295 | 499.2756 | 0.037181 | 499.8506 | 0.10915 | 495.759 | 2.4729 | 499.8506 | 4.0436 | 499.8506 | 1.7479 | 499.8506 | 0 | 495.9785 | 0.0017509 | 499.8506 | 0 | 499.2756 | -0.0041883 | 721.7622 | 0.1179 | 721.0379 | 0.00028696 | 721.7622 | 0.0096621 | 495.759 | 0.6366
|  | 500.0743 | 0.07523 | 499.4995 | 0.13767 | 477.9638 | 0 | 500.0743 | 0.057835 | 499.4995 | 0.090846 | 493.4159 | 0.012577 | 499.4995 | 0.063673 | 500.0743 | 0.14006 | 495.9785 | 2.4217 | 500.0743 | 4.0729 | 500.0743 | 1.7944 | 500.0743 | 0.0028863 | 496.198 | 0.01007 | 500.0743 | 0.010698 | 499.4995 | 0.0084065 | 721.9259 | 0.11751 | 721.2017 | 6.3769e-05 | 721.9259 | 0.009531 | 495.9785 | 0.65374
|  | 500.2979 | 0.046472 | 499.7235 | 0.12142 | 478.0772 | 0.008669 | 500.2979 | 0.014567 | 499.7235 | 0.040001 | 493.6385 | 0.0021785 | 499.7235 | 0.035213 | 500.2979 | 0.11783 | 496.198 | 2.4116 | 500.2979 | 4.066 | 500.2979 | 1.8176 | 500.2979 | 0 | 496.4175 | -0.0031165 | 500.2979 | 0 | 499.7235 | -0.0039473 | 722.0896 | 0.11637 | 721.3655 | 0.00028696 | 722.0896 | 0.010318 | 496.198 | 0.66134
|  | 500.5216 | 0.053305 | 499.9474 | 0.12386 | 478.1907 | 0 | 500.5216 | 0.047816 | 499.9474 | 0.079329 | 493.8611 | 0.01071 | 499.9474 | 0.064814 | 500.5216 | 0.13802 | 496.4175 | 2.3283 | 500.5216 | 4.0766 | 500.5216 | 1.8527 | 500.5216 | 0.0022619 | 496.637 | 0.021921 | 500.5216 | 0.0095439 | 499.9474 | 0.012293 | 722.2534 | 0.11866 | 721.5294 | 6.3769e-05 | 722.2534 | 0.0097496 | 496.4175 | 0.66102
|  | 500.7454 | 0.073421 | 500.1713 | 0.1305 | 478.3042 | 0.012896 | 500.7454 | 0.023402 | 500.1713 | 0.027142 | 494.0837 | 0.0034565 | 500.1713 | 0.032719 | 500.7453 | 0.1089 | 496.637 | 2.2653 | 500.7453 | 4.0401 | 500.7454 | 1.8704 | 500.7453 | 0 | 496.8566 | -0.0029881 | 500.7454 | 0 | 500.1713 | -0.0042112 | 722.4171 | 0.1146 | 721.6932 | 0.00028696 | 722.4171 | 0.010274 | 496.637 | 0.6841
|  | 500.9691 | 0.058058 | 500.3953 | 0.13455 | 478.4176 | 0 | 500.9691 | 0.029246 | 500.3953 | 0.048471 | 494.3063 | 0.010436 | 500.3953 | 0.064809 | 500.9691 | 0.13164 | 496.8566 | 2.2631 | 500.9691 | 4.0546 | 500.9691 | 1.9103 | 500.9691 | 0.0023308 | 497.0761 | 0.013145 | 500.9691 | 0.012879 | 500.3953 | 0.007666 | 722.5809 | 0.1197 | 721.857 | 6.3769e-05 | 722.5809 | 0.0096184 | 496.8566 | 0.69663
|  | 501.1928 | 0.08176 | 500.6193 | 0.13368 | 478.5311 | 0.0098153 | 501.1928 | 0.045989 | 500.6193 | 0.025945 | 494.5289 | 0.002566 | 500.6193 | 0.034784 | 501.1928 | 0.10033 | 497.0761 | 2.1778 | 501.1928 | 4.0588 | 501.1928 | 1.942 | 501.1928 | 0 | 497.2957 | 4.9407e-05 | 501.1928 | 0 | 500.6193 | 0.0016975 | 722.7446 | 0.11509 | 722.0208 | 0.00028696 | 722.7446 | 0.010143 | 497.0761 | 0.68903
|  | 501.4165 | 0.086107 | 500.8433 | 0.12524 | 478.6446 | 0 | 501.4165 | 0.041586 | 500.8433 | 0.060198 | 494.7516 | 0.011001 | 500.8433 | 0.063348 | 501.4165 | 0.12667 | 497.2957 | 2.1673 | 501.4165 | 4.0569 | 501.4165 | 1.9824 | 501.4165 | 0.00090099 | 497.5152 | 0.017688 | 501.4165 | 0.01236 | 500.8433 | 0.012177 | 722.9084 | 0.12043 | 722.1847 | 0 | 722.9084 | 0.0094872 | 497.2957 | 0.71225
|  | 501.6403 | 0.050418 | 501.0673 | 0.12826 | 478.758 | 0.0060874 | 501.6403 | 0.02318 | 501.0673 | 0.033984 | 494.9742 | 5.1984e-05 | 501.0673 | 0.028593 | 501.6403 | 0.092311 | 497.5152 | 2.0905 | 501.6403 | 4.0864 | 501.6403 | 2.0284 | 501.6403 | 0 | 497.7348 | 0.022282 | 501.6403 | 0 | 501.0673 | -0.0063018 | 723.0721 | 0.11699 | 722.3485 | 9.5653e-05 | 723.0721 | 0.0097496 | 497.5152 | 0.70871
|  | 501.8641 | 0.079833 | 501.2913 | 0.12429 | 478.8715 | 0 | 501.8641 | 0.048319 | 501.2913 | 0.07613 | 495.1968 | 0.0089468 | 501.2913 | 0.065999 | 501.8641 | 0.11424 | 497.7348 | 2.0738 | 501.8641 | 4.1078 | 501.8641 | 2.0736 | 501.8641 | 0 | 497.9544 | -0.0034566 | 501.8641 | 0.010079 | 501.2913 | 0.01563 | 723.2359 | 0.12411 | 722.5123 | 6.3769e-05 | 723.2359 | 0.00905 | 497.7348 | 0.71617
|  | 502.0879 | 0.04332 | 501.5153 | 0.11524 | 478.985 | 0.012538 | 502.0879 | 0.015865 | 501.5153 | 0.012124 | 495.4195 | 0.0015053 | 501.5153 | 0.03263 | 502.0879 | 0.090053 | 497.9544 | 2.0012 | 502.0879 | 4.0719 | 502.0879 | 2.0941 | 502.0879 | 0 | 498.174 | 0.0011749 | 502.0879 | 0 | 501.5153 | -0.0014919 | 723.3997 | 0.11838 | 722.6762 | 0 | 723.3997 | 0.0096621 | 497.9544 | 0.72903
|  | 502.3116 | 0.077035 | 501.7393 | 0.13776 | 479.0985 | 0 | 502.3116 | 0.041198 | 501.7393 | 0.057144 | 495.6422 | 0.010744 | 501.7393 | 0.062823 | 502.3117 | 0.11712 | 498.174 | 1.9827 | 502.3117 | 4.0354 | 502.3116 | 2.1155 | 502.3117 | 0.0034134 | 498.3936 | 0.010404 | 502.3116 | 0.0083053 | 501.7393 | 0.016133 | 723.5634 | 0.1272 | 722.8401 | 0.00025508 | 723.5634 | 0.0093561 | 498.174 | 0.74197
|  | 502.5355 | 0.074614 | 501.9634 | 0.12287 | 479.212 | 0.0088123 | 502.5355 | 0.034741 | 501.9634 | 0.040871 | 495.8649 | -0.0012785 | 501.9634 | 0.029418 | 502.5355 | 0.089435 | 498.3936 | 1.9213 | 502.5355 | 3.9939 | 502.5355 | 2.1314 | 502.5355 | 0 | 498.6133 | -0.0095231 | 502.5355 | 0 | 501.9634 | -0.012506 | 723.7272 | 0.11692 | 723.0039 | 0 | 723.7272 | 0.010143 | 498.3936 | 0.75004
|  | 502.7593 | 0.073167 | 502.1875 | 0.12818 | 479.3254 | 0 | 502.7593 | 0.044626 | 502.1875 | 0.057863 | 496.0876 | 0.0095673 | 502.1875 | 0.06151 | 502.7593 | 0.11876 | 498.6133 | 1.9241 | 502.7593 | 3.97 | 502.7593 | 2.1539 | 502.7593 | 0.002927 | 498.8329 | 0.010411 | 502.7593 | 0.010404 | 502.1875 | 0.0096683 | 723.891 | 0.13619 | 723.1678 | 6.3769e-05 | 723.891 | 0.009837 | 498.6133 | 0.76828
|  | 502.9831 | 0.049772 | 502.4115 | 0.12314 | 479.4389 | 0.0069571 | 502.9831 | 0.020188 | 502.4115 | 0.04847 | 496.3103 | 0.0016039 | 502.4115 | 0.033432 | 502.9831 | 0.088864 | 498.8329 | 1.8656 | 502.9831 | 3.9428 | 502.9831 | 2.1834 | 502.9831 | 0 | 499.0526 | 0.001134 | 502.9831 | 0.00094807 | 502.4115 | -0.0055586 | 724.0548 | 0.13188 | 723.3317 | 9.5653e-05 | 724.0548 | 0.010537 | 498.8329 | 0.77994
|  | 503.207 | 0.094277 | 502.6356 | 0.12672 | 479.5524 | 0 | 503.207 | 0.038024 | 502.6356 | 0.056688 | 496.533 | 0.0083783 | 502.6356 | 0.058529 | 503.207 | 0.10404 | 499.0526 | 1.8222 | 503.207 | 3.9469 | 503.207 | 2.2227 | 503.207 | 0.0038931 | 499.2722 | 0.0093917 | 503.207 | 0.010741 | 502.6356 | 0.0045917 | 724.2186 | 0.13692 | 723.4955 | 0.00025508 | 724.2186 | 0.0099244 | 499.0525 | 0.77658
|  | 503.4308 | 0.047425 | 502.8597 | 0.12312 | 479.6659 | 0.011463 | 503.4308 | 0.022618 | 502.8597 | 0.021083 | 496.7558 | 0.00028323 | 502.8597 | 0.031104 | 503.4308 | 0.085715 | 499.2722 | 1.7744 | 503.4308 | 3.9274 | 503.4308 | 2.2574 | 503.4308 | 0 | 499.4919 | -0.014168 | 503.4308 | 0 | 502.8597 | -0.0063456 | 724.3824 | 0.12945 | 723.6594 | 0 | 724.3824 | 0.010274 | 499.2722 | 0.7845
|  | 503.6547 | 0.1177 | 503.0838 | 0.13422 | 479.7794 | 0 | 503.6547 | 0.036814 | 503.0838 | 0.056237 | 496.9785 | 0.009143 | 503.0838 | 0.062625 | 503.6547 | 0.10201 | 499.4919 | 1.763 | 503.6547 | 3.9281 | 503.6547 | 2.2973 | 503.6547 | 0.0027284 | 499.7116 | 0.022704 | 503.6547 | 0.011127 | 503.0838 | 0.010697 | 724.5462 | 0.14708 | 723.8233 | 0 | 724.5462 | 0.0094872 | 499.4919 | 0.80372
|  | 503.8786 | 0.046106 | 503.308 | 0.11888 | 479.8929 | 0.011033 | 503.8786 | -0.0004988 | 503.308 | 0.049173 | 497.2013 | -0.0006512 | 503.308 | 0.03324 | 503.8786 | 0.073434 | 499.7116 | 1.6801 | 503.8786 | 3.8767 | 503.8786 | 2.3082 | 503.8786 | 0 | 499.9313 | 0.00659 | 503.8786 | 0 | 503.308 | -0.0023809 | 724.7101 | 0.13501 | 723.9872 | 9.5653e-05 | 724.7101 | 0.0097058 | 499.7116 | 0.8151
|  | 504.1025 | 0.083025 | 503.5321 | 0.12917 | 480.0064 | 0 | 504.1025 | 0.028053 | 503.5321 | 0.055283 | 497.424 | 0.01172 | 503.5321 | 0.06123 | 504.1025 | 0.097403 | 499.9313 | 1.6984 | 504.1025 | 3.8773 | 504.1025 | 2.3525 | 504.1025 | 0.0021403 | 500.151 | 0.021195 | 504.1025 | 0.010976 | 503.5321 | 0.0066779 | 724.8739 | 0.14434 | 724.1511 | 0 | 724.8739 | 0.0091375 | 499.9313 | 0.82357
|  | 504.3264 | 0.048604 | 503.7563 | 0.12674 | 480.1199 | 0.0019878 | 504.3264 | 0.02881 | 503.7563 | 0.031296 | 497.6468 | 0.0032476 | 503.7563 | 0.035488 | 504.3264 | 0.073219 | 500.151 | 1.6425 | 504.3264 | 3.8479 | 504.3264 | 2.3809 | 504.3264 | 0 | 500.3707 | 6.7972e-06 | 504.3264 | 0 | 503.7563 | -0.0080718 | 725.0377 | 0.14587 | 724.315 | 0.00028696 | 725.0377 | 0.0099244 | 500.151 | 0.82726
|  | 504.5503 | 0.080339 | 503.9804 | 0.13179 | 480.2334 | 0 | 504.5503 | 0.039299 | 503.9804 | 0.054303 | 497.8696 | 0.0090974 | 503.9804 | 0.062972 | 504.5503 | 0.10093 | 500.3707 | 1.5886 | 504.5503 | 3.8403 | 504.5503 | 2.4272 | 504.5503 | 0.0034694 | 500.5904 | 0.028434 | 504.5503 | 0.0094333 | 503.9805 | 0.014693 | 725.2015 | 0.14504 | 724.4789 | 6.3769e-05 | 725.2015 | 0.0097058 | 500.3707 | 0.84389
|  | 504.7742 | 0.050411 | 504.2046 | 0.1249 | 480.3469 | 0.0078093 | 504.7742 | 0.018816 | 504.2046 | 0.033778 | 498.0924 | 0.00018109 | 504.2046 | 0.034609 | 504.7742 | 0.07833 | 500.5904 | 1.5521 | 504.7742 | 3.8141 | 504.7742 | 2.4551 | 504.7742 | 0 | 500.8102 | -0.012768 | 504.7742 | 0 | 504.2046 | -0.0065242 | 725.3654 | 0.13858 | 724.6428 | 9.5653e-05 | 725.3654 | 0.01023 | 500.5904 | 0.85352
|  | 504.9982 | 0.080658 | 504.4288 | 0.12821 | 480.4604 | 0 | 504.9982 | 0.06565 | 504.4288 | 0.070173 | 498.3152 | 0.01082 | 504.4288 | 0.060616 | 504.9982 | 0.10251 | 500.8102 | 1.5486 | 504.9982 | 3.7727 | 504.9982 | 2.4695 | 504.9982 | 0.0022684 | 501.0299 | 0.0061235 | 504.9982 | 0.011813 | 504.4288 | 0.0078693 | 725.5292 | 0.15698 | 724.8067 | 6.3769e-05 | 725.5292 | 0.009531 | 500.8102 | 0.87509
|  | 505.2221 | 0.057111 | 504.653 | 0.11744 | 480.5739 | 0.0077376 | 505.2221 | 0.015949 | 504.653 | 0.027976 | 498.5381 | 0.0010969 | 504.653 | 0.030783 | 505.2221 | 0.073031 | 501.0299 | 1.5113 | 505.2221 | 3.7447 | 505.2221 | 2.5007 | 505.2221 | 0 | 501.2497 | 0.024039 | 505.2221 | 0 | 504.653 | -0.0020874 | 725.6931 | 0.14896 | 724.9706 | 0 | 725.6931 | 0.009837 | 501.0299 | 0.8885
|  | 505.4461 | 0.063715 | 504.8773 | 0.12553 | 480.6875 | 0 | 505.4461 | 0.030203 | 504.8773 | 0.031803 | 498.7609 | 0.011367 | 504.8773 | 0.062309 | 505.4461 | 0.098763 | 501.2497 | 1.5352 | 505.4461 | 3.7514 | 505.4461 | 2.5516 | 505.4461 | 0.0022492 | 501.4694 | -0.011023 | 505.4461 | 0.0092931 | 504.8773 | 0.011912 | 725.8569 | 0.15972 | 725.1346 | 6.3769e-05 | 725.8569 | 0.0095747 | 501.2497 | 0.88421
|  | 505.6701 | 0.063066 | 505.1015 | 0.11534 | 480.801 | 0.0090989 | 505.6701 | 0.040081 | 505.1015 | 0.026481 | 498.9838 | 0.0048533 | 505.1015 | 0.031201 | 505.6701 | 0.064411 | 501.4694 | 1.4415 | 505.6701 | 3.7141 | 505.6701 | 2.583 | 505.6701 | 0 | 501.6892 | 0.0037871 | 505.6701 | 0 | 505.1015 | -0.0084656 | 726.0208 | 0.15725 | 725.2985 | 9.5653e-05 | 726.0208 | 0.010449 | 501.4694 | 0.91706
|  | 505.8941 | 0.090003 | 505.3257 | 0.12875 | 480.9145 | 0 | 505.8941 | 0.0331 | 505.3257 | 0.058504 | 499.2066 | 0.0071424 | 505.3257 | 0.061527 | 505.8941 | 0.089532 | 501.6892 | 1.4237 | 505.8941 | 3.7072 | 505.8941 | 2.6196 | 505.8941 | 0.002424 | 501.909 | 0.021131 | 505.8941 | 0.007357 | 505.3258 | 0.0088173 | 726.1846 | 0.15843 | 725.4624 | 0 | 726.1846 | 0.010449 | 501.6892 | 0.91577
|  | 506.1181 | 0.035365 | 505.55 | 0.12035 | 481.028 | 0.0057147 | 506.1181 | 0.0031838 | 505.55 | 0.020291 | 499.4295 | 0.0022774 | 505.55 | 0.032977 | 506.1181 | 0.059631 | 501.909 | 1.4182 | 506.1181 | 3.6884 | 506.1181 | 2.6637 | 506.1181 | 0 | 502.1288 | -0.0084922 | 506.1181 | 0 | 505.55 | -0.0051254 | 726.3485 | 0.17471 | 725.6264 | 0 | 726.3485 | 0.010843 | 501.909 | 0.94241
|  | 506.3421 | 0.071705 | 505.7743 | 0.13115 | 481.1415 | 0 | 506.3421 | 0.041251 | 505.7743 | 0.067462 | 499.6524 | 0.011548 | 505.7743 | 0.058821 | 506.3421 | 0.085601 | 502.1288 | 1.4107 | 506.3421 | 3.6776 | 506.3421 | 2.7037 | 506.3421 | 0.0030706 | 502.3486 | 0.015579 | 506.3421 | 0.0088175 | 505.7743 | 0.009382 | 726.5124 | 0.17072 | 725.7903 | 6.3769e-05 | 726.5124 | 0.010099 | 502.1288 | 0.94642
|  | 506.5662 | 0.067817 | 505.9986 | 0.12318 | 481.2551 | 0.010174 | 506.5662 | 0.01703 | 505.9986 | 0.023861 | 499.8752 | 0.0046195 | 505.9986 | 0.030147 | 506.5662 | 0.055298 | 502.3486 | 1.3567 | 506.5662 | 3.6415 | 506.5662 | 2.7417 | 506.5662 | 0 | 502.5685 | -0.0032332 | 506.5662 | 0 | 505.9986 | -0.0052338 | 726.6762 | 0.17565 | 725.9543 | 0.00028696 | 726.6762 | 0.010362 | 502.3486 | 0.96457
|  | 506.7902 | 0.055452 | 506.2229 | 0.12152 | 481.3686 | 0 | 506.7902 | 0.053976 | 506.2229 | 0.051399 | 500.0982 | 0.0093942 | 506.2229 | 0.062268 | 506.7902 | 0.090868 | 502.5685 | 1.3316 | 506.7902 | 3.6153 | 506.7902 | 2.7688 | 506.7902 | 0.0020666 | 502.7883 | 0.027502 | 506.7902 | 0.012755 | 506.2229 | 0.0092809 | 726.8401 | 0.17669 | 726.1182 | 6.3769e-05 | 726.8401 | 0.0099682 | 502.5684 | 0.97733
|  | 507.0143 | 0.057309 | 506.4472 | 0.1207 | 481.4821 | 0 | 507.0143 | 0.029219 | 506.4472 | 0.023488 | 500.3211 | 0.0072582 | 506.4472 | 0.030852 | 507.0143 | 0.062403 | 502.7883 | 1.276 | 507.0143 | 3.5498 | 507.0143 | 2.7806 | 507.0143 | 0 | 503.0081 | -0.018805 | 507.0143 | 0 | 506.4472 | -0.008836 | 727.004 | 0.17742 | 726.2822 | 0 | 727.004 | 0.010362 | 502.7883 | 0.9942
|  | 507.2384 | 0.094398 | 506.6715 | 0.12215 | 481.5957 | 0 | 507.2384 | 0.0561 | 506.6715 | 0.063122 | 500.544 | 0.0079292 | 506.6715 | 0.060972 | 507.2384 | 0.081875 | 503.0081 | 1.252 | 507.2384 | 3.5158 | 507.2384 | 2.8094 | 507.2384 | 0.0015636 | 503.228 | 0.052609 | 507.2384 | 0.0093194 | 506.6715 | 0.015349 | 727.1679 | 0.17381 | 726.4462 | 0.00025508 | 727.1679 | 0.0097933 | 503.0081 | 0.99779
|  | 507.4625 | 0.062117 | 506.8959 | 0.12292 | 481.7092 | 0.0099586 | 507.4625 | 0.014951 | 506.8959 | 0.038004 | 500.7669 | 0.0033544 | 506.8959 | 0.034356 | 507.4625 | 0.055107 | 503.228 | 1.2413 | 507.4625 | 3.4726 | 507.4625 | 2.8322 | 507.4625 | 0 | 503.4478 | -0.012965 | 507.4625 | 0 | 506.8958 | -0.009484 | 727.3318 | 0.16912 | 726.6101 | 0 | 727.3318 | 0.010318 | 503.228 | 1.0092
|  | 507.6866 | 0.070463 | 507.1202 | 0.12445 | 481.8227 | 0 | 507.6866 | 0.027843 | 507.1202 | 0.064943 | 500.9899 | 0.0073228 | 507.1202 | 0.057606 | 507.6866 | 0.080954 | 503.4478 | 1.2039 | 507.6866 | 3.4563 | 507.6866 | 2.8742 | 507.6866 | 0.0029744 | 503.6677 | 0.031392 | 507.6866 | 0.0082484 | 507.1202 | 0.01127 | 727.4957 | 0.18484 | 726.7741 | 0 | 727.4957 | 0.0099244 | 503.4479 | 0.99839
|  | 507.9107 | 0.051721 | 507.3446 | 0.1198 | 481.9363 | 0.0024847 | 507.9107 | 0.022256 | 507.3446 | 0.029687 | 501.2129 | 0.0050598 | 507.3446 | 0.032 | 507.9107 | 0.059159 | 503.6677 | 1.1755 | 507.9107 | 3.4204 | 507.9107 | 2.9049 | 507.9107 | 0 | 503.8876 | 0.00034031 | 507.9107 | 0 | 507.3446 | -0.0064478 | 727.6596 | 0.18484 | 726.9381 | 9.5653e-05 | 727.6596 | 0.010668 | 503.6677 | 1.028
|  | 508.1348 | 0.087955 | 507.569 | 0.10801 | 482.0498 | 0 | 508.1348 | 0.041342 | 507.569 | 0.061213 | 501.4358 | 0.0071834 | 507.569 | 0.057193 | 508.1348 | 0.075281 | 503.8876 | 1.1292 | 508.1348 | 3.411 | 508.1348 | 2.9532 | 508.1348 | 0.0014987 | 504.1075 | 0.003489 | 508.1348 | 0.007521 | 507.5689 | 0.010681 | 727.8235 | 0.1845 | 727.1021 | 6.3769e-05 | 727.8235 | 0.0099244 | 503.8876 | 1.0439
|  | 508.3589 | 0.050644 | 507.7933 | 0.11425 | 482.1634 | 0.0048451 | 508.3589 | 0.025269 | 507.7933 | 0.030088 | 501.6588 | 0.003566 | 507.7933 | 0.033946 | 508.3589 | 0.053703 | 504.1075 | 1.1285 | 508.3589 | 3.3927 | 508.3589 | 3.0041 | 508.3589 | 0 | 504.3274 | 0.0098866 | 508.3589 | 0 | 507.7933 | -0.0032961 | 727.9875 | 0.18589 | 727.2661 | 9.5653e-05 | 727.9875 | 0.010537 | 504.1075 | 1.0462
|  | 508.5831 | 0.073835 | 508.0178 | 0.12666 | 482.2769 | 0 | 508.5831 | 0.017952 | 508.0178 | 0.08727 | 501.8818 | 0.0079694 | 508.0178 | 0.060929 | 508.5831 | 0.079595 | 504.3274 | 1.0932 | 508.5831 | 3.3737 | 508.5831 | 3.0424 | 508.5831 | 0.0012704 | 504.5474 | 0.013432 | 508.5831 | 0.010724 | 508.0177 | 0.016917 | 728.1514 | 0.19012 | 727.4301 | 0 | 728.1514 | 0.0097496 | 504.3274 | 1.0763
|  | 508.8073 | 0.060644 | 508.2422 | 0.11861 | 482.3905 | 0.0078093 | 508.8073 | 0.041189 | 508.2422 | 0.032893 | 502.1048 | 0.00060906 | 508.2422 | 0.031532 | 508.8072 | 0.05536 | 504.5474 | 1.0679 | 508.8072 | 3.3323 | 508.8073 | 3.0737 | 508.8072 | 0 | 504.7673 | -0.0019126 | 508.8073 | 0 | 508.2422 | -0.010741 | 728.3153 | 0.18412 | 727.5941 | 9.5653e-05 | 728.3153 | 0.010405 | 504.5474 | 1.0738
|  | 509.0314 | 0.063666 | 508.4666 | 0.11978 | 482.504 | 0 | 509.0314 | 0.058623 | 508.4666 | 0.054509 | 502.3278 | 0.0071778 | 508.4666 | 0.063189 | 509.0314 | 0.067808 | 504.7673 | 1.0696 | 509.0314 | 3.3135 | 509.0314 | 3.1129 | 509.0314 | 0.0025948 | 504.9872 | 0.0085809 | 509.0314 | 0.0092743 | 508.4666 | 0.0032583 | 728.4793 | 0.19078 | 727.7581 | 0 | 728.4793 | 0.0096621 | 504.7673 | 1.0834
|  | 509.2556 | 0.05507 | 508.691 | 0.11338 | 482.6176 | 0.0017393 | 509.2556 | 0.027458 | 508.691 | 0.0273 | 502.5508 | 0.004831 | 508.691 | 0.03138 | 509.2556 | 0.045177 | 504.9872 | 1.025 | 509.2556 | 3.256 | 509.2556 | 3.1269 | 509.2556 | 0 | 505.2072 | 0.02351 | 509.2556 | 0 | 508.6911 | -0.0044298 | 728.6432 | 0.19425 | 727.9221 | 0.00028696 | 728.6432 | 0.0099682 | 504.9872 | 1.097
|  | 509.4798 | 0.074307 | 508.9155 | 0.11481 | 482.7312 | 0 | 509.4798 | 0.046511 | 508.9155 | 0.043817 | 502.7739 | 0.0079539 | 508.9155 | 0.058612 | 509.4798 | 0.066969 | 505.2072 | 1.0141 | 509.4798 | 3.2116 | 509.4798 | 3.1448 | 509.4798 | 0.0020667 | 505.4272 | 0.022609 | 509.4798 | 0.012616 | 508.9155 | 0.0019724 | 728.8071 | 0.204 | 728.0861 | 0 | 728.8071 | 0.0093998 | 505.2072 | 1.1124
|  | 509.704 | 0.034148 | 509.14 | 0.11823 | 482.8447 | 0.0084541 | 509.704 | 0.020622 | 509.14 | 0.023771 | 502.9969 | 0.0032166 | 509.14 | 0.034858 | 509.704 | 0.049596 | 505.4272 | 0.99544 | 509.704 | 3.1745 | 509.704 | 3.1757 | 509.704 | 0 | 505.6471 | 0.0033075 | 509.704 | 0 | 509.14 | -0.0022206 | 728.9711 | 0.20095 | 728.2501 | 0.00066945 | 728.9711 | 0.010274 | 505.4271 | 1.1267
|  | 509.9283 | 0.086936 | 509.3645 | 0.12105 | 482.9583 | 0 | 509.9283 | 0.048922 | 509.3645 | 0.067014 | 503.22 | 0.0077403 | 509.3645 | 0.058475 | 509.9282 | 0.075686 | 505.6471 | 0.9771 | 509.9282 | 3.1239 | 509.9283 | 3.1869 | 509.9282 | 0.0012986 | 505.8671 | 0.0016827 | 509.9282 | 0.0082991 | 509.3645 | 0.0070937 | 729.135 | 0.20237 | 728.4142 | 0 | 729.135 | 0.010274 | 505.6471 | 1.128
|  | 510.1525 | 0.066595 | 509.589 | 0.10669 | 483.0718 | 0.010317 | 510.1525 | 0.014582 | 509.589 | 0.02385 | 503.4431 | -1.4793e-05 | 509.589 | 0.031594 | 510.1525 | 0.04093 | 505.8671 | 0.93744 | 510.1525 | 3.0733 | 510.1525 | 3.1988 | 510.1525 | 0 | 506.0871 | 0.0042509 | 510.1525 | 0 | 509.589 | -0.0089289 | 729.299 | 0.20449 | 728.5782 | 0.00047827 | 729.299 | 0.01093 | 505.8671 | 1.1405
|  | 510.3767 | 0.063485 | 509.8135 | 0.11943 | 483.1854 | 0 | 510.3767 | 0.037916 | 509.8135 | 0.043637 | 503.6661 | 0.0078158 | 509.8135 | 0.059128 | 510.3767 | 0.068365 | 506.0871 | 0.92929 | 510.3767 | 3.042 | 510.3767 | 3.2348 | 510.3767 | 0.0015733 | 506.3071 | 0.020885 | 510.3767 | 0.0081041 | 509.8135 | 0.0090062 | 729.463 | 0.20744 | 728.7422 | 0 | 729.463 | 0.010274 | 506.0871 | 1.1636
|  | 510.601 | 0.043881 | 510.038 | 0.1101 | 483.299 | 0.011177 | 510.601 | 0.044671 | 510.038 | 0.0031221 | 503.8892 | 0.0018377 | 510.038 | 0.032362 | 510.601 | 0.046642 | 506.3071 | 0.93274 | 510.601 | 2.996 | 510.601 | 3.2548 | 510.601 | 0 | 506.5272 | 0.012752 | 510.601 | 0 | 510.038 | -0.0077038 | 729.6269 | 0.20518 | 728.9063 | 9.5653e-05 | 729.6269 | 0.010624 | 506.3071 | 1.1647
|  | 510.8253 | 0.06927 | 510.2625 | 0.1192 | 483.4126 | 0 | 510.8253 | 0.037067 | 510.2625 | 0.084178 | 504.1123 | 0.010188 | 510.2625 | 0.058392 | 510.8253 | 0.057852 | 506.5272 | 0.90576 | 510.8253 | 2.9601 | 510.8253 | 3.2727 | 510.8253 | 0.0016059 | 506.7472 | -0.0040809 | 510.8253 | 0.0088219 | 510.2625 | 0.012583 | 729.7909 | 0.21355 | 729.0703 | 0 | 729.7909 | 0.0098807 | 506.5272 | 1.1852
|  | 511.0496 | 0.067385 | 510.4871 | 0.11343 | 483.5262 | 0.0089556 | 511.0496 | 0.021685 | 510.4871 | 0.0047521 | 504.3354 | 0.0046073 | 510.4871 | 0.030503 | 511.0496 | 0.042219 | 506.7472 | 0.89061 | 511.0496 | 2.9175 | 511.0496 | 3.2991 | 511.0496 | 0 | 506.9672 | -0.0085485 | 511.0496 | 0 | 510.4871 | -0.0013875 | 729.9549 | 0.20702 | 729.2344 | 0 | 729.9549 | 0.010056 | 506.7472 | 1.1972
|  | 511.2739 | 0.09189 | 510.7116 | 0.11811 | 483.6397 | 0 | 511.2739 | 0.062431 | 510.7116 | 0.060537 | 504.5586 | 0.0086336 | 510.7116 | 0.056688 | 511.2739 | 0.063333 | 506.9672 | 0.86509 | 511.2739 | 2.8638 | 511.2739 | 3.3051 | 511.2739 | 0.0033372 | 507.1873 | 0.039013 | 511.2739 | 0.010381 | 510.7116 | 0.008365 | 730.1189 | 0.21334 | 729.3984 | 0 | 730.1189 | 0.0093561 | 506.9672 | 1.2244
|  | 511.4982 | 0.058258 | 510.9362 | 0.11716 | 483.7533 | 0.010317 | 511.4982 | 0.026097 | 510.9362 | 0.017353 | 504.7817 | 0.0027425 | 510.9362 | 0.032823 | 511.4982 | 0.036829 | 507.1873 | 0.8217 | 511.4982 | 2.8233 | 511.4982 | 3.3208 | 511.4982 | 0 | 507.4073 | 0.00067824 | 511.4982 | 0 | 510.9362 | -0.0021534 | 730.2829 | 0.21091 | 729.5625 | 0.00047827 | 730.2829 | 0.010099 | 507.1873 | 1.2184
|  | 511.7225 | 0.047258 | 511.1608 | 0.11855 | 483.8669 | 0 | 511.7225 | 0.041821 | 511.1608 | 0.09117 | 505.0049 | 0.0075495 | 511.1608 | 0.058793 | 511.7225 | 0.061371 | 507.4073 | 0.8445 | 511.7225 | 2.7825 | 511.7225 | 3.3378 | 511.7225 | 0.0026782 | 507.6274 | 0.011411 | 511.7225 | 0.010349 | 511.1608 | 0.017543 | 730.4469 | 0.21421 | 729.7265 | 0 | 730.4469 | 0.010143 | 507.4074 | 1.2356
|  | 511.9468 | 0.066759 | 511.3854 | 0.11125 | 483.9805 | 0.011177 | 511.9468 | 0.040002 | 511.3854 | 0.0010675 | 505.228 | 0.0040921 | 511.3854 | 0.029257 | 511.9469 | 0.044029 | 507.6274 | 0.83163 | 511.9469 | 2.7267 | 511.9468 | 3.3397 | 511.9469 | 0 | 507.8475 | 0.0026702 | 511.9468 | 0 | 511.3854 | -0.0066175 | 730.6109 | 0.21872 | 729.8906 | 9.5653e-05 | 730.6109 | 0.010755 | 507.6274 | 1.2423
|  | 512.1712 | 0.077638 | 511.61 | 0.11565 | 484.0941 | 0 | 512.1712 | 0.035753 | 511.61 | 0.066216 | 505.4512 | 0.0083713 | 511.61 | 0.055006 | 512.1712 | 0.05659 | 507.8475 | 0.80459 | 512.1712 | 2.6931 | 512.1712 | 3.3618 | 512.1712 | 0.0017295 | 508.0676 | -0.020469 | 512.1712 | 0.012433 | 511.61 | 0.018796 | 730.7749 | 0.2167 | 730.0547 | 0 | 730.7749 | 0.010099 | 507.8475 | 1.2578
|  | 512.3956 | 0.055807 | 511.8346 | 0.1115 | 484.2077 | 0.008669 | 512.3956 | 0.016759 | 511.8346 | 0.017835 | 505.6744 | 0.0020606 | 511.8346 | 0.028861 | 512.3956 | 0.03804 | 508.0676 | 0.76266 | 512.3956 | 2.6427 | 512.3956 | 3.365 | 512.3956 | 0 | 508.2877 | 0.0073525 | 512.3956 | 0 | 511.8346 | -0.0045287 | 730.9389 | 0.20938 | 730.2188 | 9.5653e-05 | 730.9389 | 0.010449 | 508.0676 | 1.2864
|  | 512.6199 | 0.066225 | 512.0593 | 0.1091 | 484.3213 | 0 | 512.6199 | 0.032848 | 512.0593 | 0.070285 | 505.8976 | 0.010054 | 512.0593 | 0.056237 | 512.6199 | 0.063029 | 508.2877 | 0.75837 | 512.6199 | 2.6062 | 512.6199 | 3.3811 | 512.6199 | 0.0022305 | 508.5078 | 0.017346 | 512.6199 | 0.0084037 | 512.0593 | 0.0099005 | 731.1029 | 0.22805 | 730.3829 | 0 | 731.1029 | 0.010056 | 508.2877 | 1.3024
|  | 512.8444 | 0.062621 | 512.2839 | 0.11481 | 484.4349 | 0.0059632 | 512.8444 | -0.0035621 | 512.2839 | 0.012135 | 506.1208 | 0.00091219 | 512.2839 | 0.02823 | 512.8443 | 0.040397 | 508.5078 | 0.76192 | 512.8443 | 2.5546 | 512.8444 | 3.3771 | 512.8443 | 0 | 508.7279 | 0.0073647 | 512.8444 | 0 | 512.2839 | -0.0012417 | 731.2669 | 0.2209 | 730.547 | 0.00028696 | 731.2669 | 0.010405 | 508.5078 | 1.3107
|  | 513.0687 | 0.08167 | 512.5086 | 0.11061 | 484.5485 | 0 | 513.0687 | 0.052063 | 512.5086 | 0.059559 | 506.344 | 0.012016 | 512.5086 | 0.056739 | 513.0687 | 0.058098 | 508.7279 | 0.72334 | 513.0687 | 2.5192 | 513.0687 | 3.3913 | 513.0687 | 0.00204 | 508.9481 | 0.029607 | 513.0687 | 0.011256 | 512.5086 | 0.013838 | 731.431 | 0.22483 | 730.7111 | 0 | 731.431 | 0.0098807 | 508.7279 | 1.3283
|  | 513.2932 | 0.062266 | 512.7333 | 0.10526 | 484.6621 | 0.0062117 | 513.2932 | 0.019913 | 512.7333 | 0.018113 | 506.5672 | 0.0011495 | 512.7333 | 0.026088 | 513.2932 | 0.03708 | 508.9481 | 0.74104 | 513.2932 | 2.4902 | 513.2932 | 3.4264 | 513.2932 | 0 | 509.1682 | 0.0052396 | 513.2931 | 0 | 512.7333 | -0.010981 | 731.595 | 0.22923 | 730.8752 | 9.5653e-05 | 731.595 | 0.010056 | 508.9481 | 1.3445
|  | 513.5176 | 0.090839 | 512.958 | 0.116 | 484.7757 | 0 | 513.5176 | 0.040776 | 512.958 | 0.065775 | 506.7904 | 0.011155 | 512.958 | 0.054869 | 513.5176 | 0.059991 | 509.1682 | 0.71061 | 513.5176 | 2.4761 | 513.5176 | 3.4689 | 513.5176 | 0.0024036 | 509.3884 | 0.0032612 | 513.5176 | 0.0091281 | 512.958 | 0.010259 | 731.7591 | 0.23159 | 731.0393 | 6.3769e-05 | 731.7591 | 0.010012 | 509.1682 | 1.3563
|  | 513.742 | 0.055397 | 513.1827 | 0.10369 | 484.8893 | 0.013541 | 513.742 | 0.019635 | 513.1827 | 0.037087 | 507.0137 | 0.0026189 | 513.1827 | 0.033571 | 513.742 | 0.032052 | 509.3884 | 0.71415 | 513.742 | 2.4396 | 513.742 | 3.4908 | 513.742 | 0 | 509.6086 | -0.019699 | 513.742 | 0 | 513.1827 | -0.01194 | 731.9231 | 0.23045 | 731.2034 | 9.5653e-05 | 731.9231 | 0.010624 | 509.3884 | 1.3461
|  | 513.9665 | 0.07183 | 513.4074 | 0.11453 | 485.0029 | 0 | 513.9665 | 0.031532 | 513.4074 | 0.055419 | 507.237 | 0.012559 | 513.4074 | 0.057193 | 513.9665 | 0.057234 | 509.6086 | 0.6883 | 513.9665 | 2.4049 | 513.9665 | 3.5135 | 513.9665 | 0.0019952 | 509.8288 | 0.028527 | 513.9665 | 0.010402 | 513.4074 | 0.010045 | 732.0871 | 0.23531 | 731.3675 | 0 | 732.0871 | 0.010274 | 509.6086 | 1.3714
|  | 514.1909 | 0.039235 | 513.6321 | 0.11056 | 485.1166 | 0.0073078 | 514.1909 | 0.021464 | 513.6321 | 0.032405 | 507.4602 | 0.00058287 | 513.6321 | 0.027531 | 514.1909 | 0.030251 | 509.8288 | 0.64685 | 514.1909 | 2.3804 | 514.1909 | 3.5464 | 514.1909 | 0 | 510.049 | -0.0071051 | 514.1909 | 0 | 513.6321 | -0.012645 | 732.2512 | 0.23673 | 731.5316 | 0.00028696 | 732.2512 | 0.010405 | 509.8288 | 1.3885
|  | 514.4154 | 0.064217 | 513.8569 | 0.11297 | 485.2302 | 0 | 514.4154 | 0.050546 | 513.8569 | 0.059625 | 507.6835 | 0.0089767 | 513.8569 | 0.057361 | 514.4154 | 0.057438 | 510.049 | 0.65116 | 514.4154 | 2.3385 | 514.4154 | 3.5465 | 514.4154 | 0.0030777 | 510.2691 | 0.01601 | 514.4154 | 0.0057303 | 513.8569 | 0.006565 | 732.4153 | 0.24207 | 731.6957 | 6.3769e-05 | 732.4153 | 0.0097058 | 510.0489 | 1.3921
|  | 514.6399 | 0.0512 | 514.0816 | 0.1058 | 485.3438 | 0.010962 | 514.6399 | 0.034649 | 514.0816 | 0.030146 | 507.9068 | 0.0040759 | 514.0816 | 0.028763 | 514.6399 | 0.037601 | 510.2691 | 0.62529 | 514.6399 | 2.2965 | 514.6399 | 3.5503 | 514.6399 | 0 | 510.4893 | 0.00779 | 514.6399 | 0 | 514.0816 | 0.0017397 | 732.5793 | 0.24936 | 731.8599 | 0 | 732.5793 | 0.010318 | 510.2691 | 1.4116
|  | 514.8644 | 0.060611 | 514.3064 | 0.096588 | 485.4574 | 0 | 514.8644 | 0.025334 | 514.3064 | 0.04006 | 508.1301 | 0.011664 | 514.3064 | 0.055522 | 514.8644 | 0.058834 | 510.4893 | 0.62491 | 514.8644 | 2.2741 | 514.8644 | 3.5722 | 514.8644 | 0.0043569 | 510.7096 | 0.012427 | 514.8644 | 0.014006 | 514.3064 | 0.0079112 | 732.7434 | 0.24332 | 732.024 | 6.3769e-05 | 732.7434 | 0.0098807 | 510.4894 | 1.4297
|  | 515.0889 | 0.054756 | 514.5312 | 0.10343 | 485.5711 | 0.0011181 | 515.0889 | 0.014505 | 514.5312 | 0.021981 | 508.3534 | 0.0015937 | 514.5312 | 0.026965 | 515.0889 | 0.03518 | 510.7096 | 0.6167 | 515.0889 | 2.2217 | 515.0889 | 3.5649 | 515.0889 | 0 | 510.9298 | -0.010517 | 515.0889 | 0 | 514.5312 | -0.0077672 | 732.9075 | 0.24777 | 732.1881 | 0 | 732.9075 | 0.010493 | 510.7096 | 1.4299
|  | 515.3135 | 0.087474 | 514.756 | 0.11046 | 485.6847 | 0 | 515.3135 | 0.033772 | 514.756 | 0.049302 | 508.5768 | 0.0061385 | 514.756 | 0.053236 | 515.3135 | 0.058033 | 510.9298 | 0.61942 | 515.3135 | 2.2115 | 515.3135 | 3.608 | 515.3135 | 0.0031176 | 511.1501 | 0.015441 | 515.3135 | 0.0081802 | 514.756 | 0.010013 | 733.0715 | 0.25863 | 732.3523 | 0 | 733.0715 | 0.010187 | 510.9298 | 1.4436
|  | 515.538 | 0.06021 | 514.9808 | 0.10247 | 485.7983 | 0.010174 | 515.538 | 0.00028921 | 514.9808 | 0.010862 | 508.8001 | 0.0026372 | 514.9808 | 0.026456 | 515.538 | 0.02991 | 511.1501 | 0.59287 | 515.538 | 2.1701 | 515.538 | 3.6092 | 515.538 | 0 | 511.3703 | -0.0041715 | 515.538 | 0 | 514.9808 | -0.0031127 | 733.2356 | 0.25839 | 732.5164 | 0.00028696 | 733.2356 | 0.01093 | 511.1501 | 1.4302
|  | 515.7626 | 0.064653 | 515.2056 | 0.10544 | 485.912 | 0 | 515.7626 | 0.035085 | 515.2056 | 0.060187 | 509.0234 | 0.0066379 | 515.2056 | 0.052364 | 515.7625 | 0.054082 | 511.3703 | 0.59505 | 515.7625 | 2.1545 | 515.7626 | 3.6357 | 515.7625 | 0.0020606 | 511.5906 | 0.022089 | 515.7626 | 0.01193 | 515.2056 | 0.01434 | 733.3997 | 0.25703 | 732.6806 | 0 | 733.3997 | 0.010362 | 511.3703 | 1.4448
|  | 515.9871 | 0.051402 | 515.4304 | 0.10515 | 486.0256 | 0.010317 | 515.9871 | -0.018589 | 515.4304 | -0.0038144 | 509.2468 | 0.003353 | 515.4304 | 0.026789 | 515.9871 | 0.028671 | 511.5906 | 0.58098 | 515.9871 | 2.1023 | 515.9871 | 3.6146 | 515.9871 | 0 | 511.8109 | -0.016711 | 515.9871 | 0 | 515.4304 | -0.0058415 | 733.5638 | 0.25821 | 732.8448 | 0 | 733.5638 | 0.010799 | 511.5906 | 1.477
|  | 516.2117 | 0.086872 | 515.6553 | 0.11002 | 486.1393 | 0 | 516.2117 | 0.033914 | 515.6553 | 0.048088 | 509.4702 | 0.007791 | 515.6553 | 0.056382 | 516.2117 | 0.052619 | 511.8109 | 0.56217 | 516.2117 | 2.0795 | 516.2117 | 3.6297 | 516.2117 | 0.0036312 | 512.0312 | 0.028769 | 516.2117 | 0.0097989 | 515.6553 | 0.0088955 | 733.7279 | 0.26894 | 733.0089 | 0 | 733.7279 | 0.010056 | 511.8109 | 1.4868
|  | 516.4363 | 0.057145 | 515.8801 | 0.10052 | 486.2529 | 0.0026089 | 516.4363 | 0.019317 | 515.8801 | 0.031025 | 509.6935 | 0.0038662 | 515.8801 | 0.027848 | 516.4363 | 0.030791 | 512.0312 | 0.55124 | 516.4363 | 2.0484 | 516.4363 | 3.6407 | 516.4363 | 0 | 512.2515 | 0.022906 | 516.4363 | 0 | 515.8801 | -0.0047466 | 733.892 | 0.26852 | 733.1731 | 0.00028696 | 733.892 | 0.010886 | 512.0312 | 1.5078
|  | 516.6609 | 0.065531 | 516.105 | 0.1148 | 486.3666 | 0 | 516.6609 | 0.036708 | 516.105 | 0.060728 | 509.9169 | 0.013004 | 516.105 | 0.056303 | 516.6609 | 0.051889 | 512.2515 | 0.53676 | 516.6609 | 2.0333 | 516.6609 | 3.6699 | 516.6609 | 0.0029921 | 512.4718 | 0.0026028 | 516.6609 | 0.010523 | 516.105 | 0.019893 | 734.0561 | 0.27053 | 733.3373 | 0 | 734.0561 | 0.010362 | 512.2515 | 1.5019
|  | 516.8855 | 0.05796 | 516.3299 | 0.084161 | 486.4802 | 0.010962 | 516.8855 | 0.0027788 | 516.3299 | 0.016929 | 510.1403 | 0.003776 | 516.3299 | 0.024465 | 516.8855 | 0.033598 | 512.4718 | 0.51859 | 516.8855 | 2.0286 | 516.8855 | 3.7208 | 516.8855 | 0 | 512.6921 | -0.015866 | 516.8855 | 0 | 516.3299 | -2.0634e-05 | 734.2202 | 0.26731 | 733.5015 | 9.5653e-05 | 734.2202 | 0.011236 | 512.4718 | 1.5233
|  | 517.1101 | 0.064525 | 516.5548 | 0.10849 | 486.5939 | 0 | 517.1101 | 0.041801 | 516.5548 | 0.064337 | 510.3637 | 0.010879 | 516.5548 | 0.055744 | 517.1101 | 0.056032 | 512.6921 | 0.53764 | 517.1101 | 2.0088 | 517.1101 | 3.7444 | 517.1101 | 0.001416 | 512.9124 | 0.021201 | 517.1101 | 0.0065339 | 516.5548 | 0.011185 | 734.3843 | 0.28223 | 733.6656 | 6.3769e-05 | 734.3843 | 0.01058 | 512.6921 | 1.549
|  | 517.3348 | 0.03197 | 516.7797 | 0.090764 | 486.7075 | 0.0099586 | 517.3348 | 0.0017166 | 516.7797 | 0.010798 | 510.5872 | 0.0015152 | 516.7797 | 0.024522 | 517.3348 | 0.032952 | 512.9124 | 0.51203 | 517.3348 | 1.9794 | 517.3348 | 3.7466 | 517.3348 | 0 | 513.1328 | -0.0095032 | 517.3348 | 0 | 516.7797 | -0.001411 | 734.5485 | 0.27463 | 733.8298 | 9.5653e-05 | 734.5485 | 0.011061 | 512.9124 | 1.553
|  | 517.5594 | 0.051302 | 517.0046 | 0.11579 | 486.8212 | 0 | 517.5594 | 0.019836 | 517.0046 | 0.066633 | 510.8106 | 0.010116 | 517.0046 | 0.060146 | 517.5594 | 0.052954 | 513.1328 | 0.50075 | 517.5594 | 1.9564 | 517.5594 | 3.7524 | 517.5594 | 0.0031682 | 513.3531 | 0.022253 | 517.5594 | 0.0096267 | 517.0046 | 0.01676 | 734.7126 | 0.28442 | 733.994 | 0 | 734.7126 | 0.010493 | 513.1328 | 1.5567
|  | 517.7841 | 0.044844 | 517.2296 | 0.10588 | 486.9348 | 0.0079526 | 517.7841 | 0.014286 | 517.2296 | 0.011929 | 511.0341 | 0.0011254 | 517.2296 | 0.02545 | 517.7841 | 0.026408 | 513.3531 | 0.49034 | 517.7841 | 1.9229 | 517.7841 | 3.7503 | 517.7841 | 0 | 513.5735 | -0.0073942 | 517.7841 | 0 | 517.2296 | -0.0063641 | 734.8767 | 0.27834 | 734.1582 | 9.5653e-05 | 734.8767 | 0.010886 | 513.3532 | 1.5646
|  | 518.0088 | 0.074995 | 517.4545 | 0.10615 | 487.0485 | 0 | 518.0088 | 0.04145 | 517.4545 | 0.061167 | 511.2575 | 0.0099389 | 517.4545 | 0.058945 | 518.0088 | 0.049487 | 513.5735 | 0.49526 | 518.0088 | 1.899 | 518.0088 | 3.763 | 518.0088 | 0.0022836 | 513.7939 | 0.023144 | 518.0088 | 0.0090794 | 517.4545 | 0.010555 | 735.0409 | 0.2857 | 734.3224 | 6.3769e-05 | 735.0409 | 0.010318 | 513.5735 | 1.5602
|  | 518.2335 | 0.053957 | 517.6795 | 0.091171 | 487.1622 | 0.0080959 | 518.2335 | 0.019569 | 517.6795 | -0.0010593 | 511.481 | 0.0043169 | 517.6795 | 0.024779 | 518.2335 | 0.025519 | 513.7939 | 0.46704 | 518.2335 | 1.8534 | 518.2335 | 3.7368 | 518.2335 | 0 | 514.0143 | -0.0019692 | 518.2335 | 0 | 517.6795 | -0.010918 | 735.205 | 0.28102 | 734.4866 | 0 | 735.205 | 0.01093 | 513.7939 | 1.5855
|  | 518.4581 | 0.068464 | 517.9045 | 0.10124 | 487.2758 | 0 | 518.4581 | 0.034799 | 517.9045 | 0.050728 | 511.7045 | 0.012274 | 517.9045 | 0.054702 | 518.4582 | 0.046914 | 514.0143 | 0.46827 | 518.4582 | 1.833 | 518.4581 | 3.7426 | 518.4582 | 0.0030732 | 514.2347 | 0.0082181 | 518.4581 | 0.0089535 | 517.9045 | 0.0080063 | 735.3692 | 0.28834 | 734.6509 | 0 | 735.3692 | 0.010318 | 514.0143 | 1.6075
|  | 518.6829 | 0.044873 | 518.1295 | 0.098913 | 487.3895 | 0.0096721 | 518.6829 | 0.00036706 | 518.1295 | 0.012873 | 511.9279 | 0.002563 | 518.1295 | 0.026571 | 518.6829 | 0.030088 | 514.2347 | 0.44698 | 518.6829 | 1.798 | 518.6829 | 3.7232 | 518.6829 | 0 | 514.4551 | -0.006404 | 518.6829 | 0 | 518.1295 | -0.011119 | 735.5333 | 0.28695 | 734.8151 | 0 | 735.5333 | 0.011105 | 514.2347 | 1.6029
|  | 518.9076 | 0.050195 | 518.3545 | 0.10908 | 487.5032 | 0 | 518.9076 | 0.046629 | 518.3545 | 0.057397 | 512.1514 | 0.011911 | 518.3545 | 0.058387 | 518.9076 | 0.052899 | 514.4551 | 0.46471 | 518.9076 | 1.8001 | 518.9076 | 3.7657 | 518.9076 | 0.0037325 | 514.6755 | 0.00652 | 518.9076 | 0.011568 | 518.3545 | 0.010241 | 735.6975 | 0.28577 | 734.9793 | 6.3769e-05 | 735.6975 | 0.010362 | 514.4551 | 1.6291
|  | 519.1323 | 0.046741 | 518.5795 | 0.10132 | 487.6169 | 0.0081675 | 519.1323 | 0.021597 | 518.5795 | 0.01375 | 512.375 | 0.0010063 | 518.5795 | 0.028276 | 519.1323 | 0.027463 | 514.6755 | 0.44306 | 519.1323 | 1.7667 | 519.1323 | 3.7495 | 519.1323 | 0 | 514.8959 | -0.020089 | 519.1323 | 0 | 518.5795 | -0.011553 | 735.8616 | 0.29691 | 735.1435 | 9.5653e-05 | 735.8616 | 0.011192 | 514.6755 | 1.6373
|  | 519.3571 | 0.072952 | 518.8045 | 0.10936 | 487.7306 | 0 | 519.3571 | 0.048444 | 518.8045 | 0.058975 | 512.5985 | 0.007148 | 518.8045 | 0.054933 | 519.3571 | 0.047172 | 514.8959 | 0.44637 | 519.3571 | 1.7559 | 519.3571 | 3.7781 | 519.3571 | 0.0021164 | 515.1164 | 0.013486 | 519.3571 | 0.010743 | 518.8045 | 0.012454 | 736.0258 | 0.29882 | 735.3078 | 0 | 736.0258 | 0.01058 | 514.8959 | 1.6443
|  | 519.5818 | 0.060161 | 519.0295 | 0.09581 | 487.8442 | 0.0074511 | 519.5818 | 0.010964 | 519.0295 | 0.028117 | 512.822 | 0.0046977 | 519.0295 | 0.023277 | 519.5819 | 0.019764 | 515.1164 | 0.41837 | 519.5819 | 1.7454 | 519.5818 | 3.8146 | 519.5819 | 0 | 515.3369 | 0.0092595 | 519.5819 | 0 | 519.0295 | -0.010927 | 736.19 | 0.30337 | 735.472 | 0.00047827 | 736.19 | 0.010799 | 515.1164 | 1.6664
|  | 519.8066 | 0.078872 | 519.2546 | 0.10814 | 487.9579 | 0 | 519.8066 | 0.052976 | 519.2546 | 0.077499 | 513.0456 | 0.012698 | 519.2546 | 0.053546 | 519.8066 | 0.042213 | 515.3369 | 0.43905 | 519.8066 | 1.7435 | 519.8066 | 3.8339 | 519.8066 | 0.00097863 | 515.5573 | 0.027815 | 519.8066 | 0.011245 | 519.2546 | 0.010768 | 736.3542 | 0.30999 | 735.6363 | 0 | 736.3542 | 0.010143 | 515.3369 | 1.6694
|  | 520.0314 | 0.061542 | 519.4797 | 0.10197 | 488.0716 | 0.0093138 | 520.0314 | 0.0074056 | 519.4797 | 0.015811 | 513.2691 | 9.3377e-05 | 519.4797 | 0.026066 | 520.0314 | 0.02056 | 515.5573 | 0.39658 | 520.0314 | 1.7106 | 520.0314 | 3.8137 | 520.0314 | 0 | 515.7778 | -0.011463 | 520.0314 | 0 | 519.4797 | -0.011658 | 736.5184 | 0.31343 | 735.8005 | 0.00028696 | 736.5184 | 0.010537 | 515.5573 | 1.6794
|  | 520.2562 | 0.051565 | 519.7047 | 0.10518 | 488.1853 | 0 | 520.2562 | 0.022335 | 519.7047 | 0.050894 | 513.4927 | 0.0090128 | 519.7047 | 0.056431 | 520.2562 | 0.048346 | 515.7778 | 0.40541 | 520.2562 | 1.6881 | 520.2562 | 3.8101 | 520.2562 | 0 | 515.9982 | 0.014151 | 520.2562 | 0.0071999 | 519.7047 | 0.0091545 | 736.6825 | 0.30781 | 735.9648 | 0 | 736.6825 | 0.010449 | 515.7778 | 1.7148
|  | 520.4811 | 0.042835 | 519.9298 | 0.092337 | 488.299 | 0.0029816 | 520.4811 | 0.00035866 | 519.9298 | 0.017552 | 513.7163 | 0.0056442 | 519.9298 | 0.024517 | 520.481 | 0.017649 | 515.9982 | 0.40611 | 520.481 | 1.6455 | 520.4811 | 3.7799 | 520.481 | 0 | 516.2188 | -0.0087064 | 520.4811 | 0 | 519.9298 | -0.0037348 | 736.8467 | 0.30829 | 736.129 | 0.00028696 | 736.8467 | 0.011017 | 515.9982 | 1.7098
|  | 520.7059 | 0.056638 | 520.1549 | 0.10832 | 488.4127 | 0 | 520.7059 | 0.043959 | 520.1549 | 0.046425 | 513.9399 | 0.0098528 | 520.1549 | 0.059512 | 520.7059 | 0.051288 | 516.2188 | 0.39859 | 520.7059 | 1.6447 | 520.7059 | 3.8113 | 520.7059 | 0.0047912 | 516.4393 | 0.0093173 | 520.7059 | 0.013848 | 520.1549 | 0.016917 | 737.0109 | 0.31822 | 736.2933 | 0.00025508 | 737.0109 | 0.010449 | 516.2188 | 1.7202
|  | 520.9307 | 0.03934 | 520.3801 | 0.10823 | 488.5264 | 0.012323 | 520.9307 | 0.024087 | 520.3801 | 0.019419 | 514.1635 | 0.00027161 | 520.3801 | 0.02882 | 520.9307 | 0.023578 | 516.4393 | 0.38199 | 520.9307 | 1.6342 | 520.9307 | 3.842 | 520.9307 | 0 | 516.6598 | -0.00068857 | 520.9307 | 0 | 520.38 | -0.0061692 | 737.1751 | 0.32145 | 736.4575 | 9.5653e-05 | 737.1751 | 0.011061 | 516.4393 | 1.7469
|  | 521.1556 | 0.074942 | 520.6052 | 0.10398 | 488.6401 | 0 | 521.1556 | 0.041032 | 520.6052 | 0.059322 | 514.3871 | 0.0086831 | 520.6052 | 0.056925 | 521.1556 | 0.040083 | 516.6598 | 0.39505 | 521.1556 | 1.6201 | 521.1556 | 3.8335 | 521.1556 | 0.0021898 | 516.8803 | 0.03198 | 521.1556 | 0.0056852 | 520.6052 | -0.00030136 | 737.3393 | 0.31964 | 736.6218 | 0 | 737.3393 | 0.010405 | 516.6598 | 1.7399
|  | 521.3804 | 0.055586 | 520.8303 | 0.092385 | 488.7538 | 0.013326 | 521.3804 | 0.012976 | 520.8303 | 0.0053455 | 514.6107 | 0.0029584 | 520.8303 | 0.023512 | 521.3804 | 0.017116 | 516.8803 | 0.36406 | 521.3804 | 1.5805 | 521.3804 | 3.8135 | 521.3804 | 0 | 517.1008 | 0.0062485 | 521.3804 | 0 | 520.8303 | -0.009949 | 737.5036 | 0.31954 | 736.7861 | 0.00028696 | 737.5036 | 0.01128 | 516.8803 | 1.7503
|  | 521.6053 | 0.083612 | 521.0555 | 0.10661 | 488.8675 | 0 | 521.6053 | 0.02291 | 521.0555 | 0.070829 | 514.8344 | 0.010951 | 521.0555 | 0.06024 | 521.6053 | 0.051401 | 517.1008 | 0.36621 | 521.6053 | 1.5743 | 521.6053 | 3.8209 | 521.6053 | 0.0028946 | 517.3214 | -0.0091965 | 521.6053 | 0.012085 | 521.0555 | 0.013158 | 737.6678 | 0.32915 | 736.9504 | 6.3769e-05 | 737.6678 | 0.010624 | 517.1008 | 1.7615
|  | 521.8302 | 0.053552 | 521.2807 | 0.095374 | 488.9812 | 0.011177 | 521.8302 | 0.018579 | 521.2807 | 0.014388 | 515.058 | 0.00032748 | 521.2807 | 0.023867 | 521.8302 | 0.030525 | 517.3214 | 0.33577 | 521.8302 | 1.5569 | 521.8302 | 3.8395 | 521.8302 | 0 | 517.5419 | -0.02782 | 521.8302 | 0 | 521.2807 | -0.0013863 | 737.832 | 0.33304 | 737.1147 | 9.5653e-05 | 737.832 | 0.010974 | 517.3214 | 1.7685
|  | 522.0551 | 0.069564 | 521.5058 | 0.10542 | 489.095 | 0 | 522.0551 | 0.019949 | 521.5058 | 0.049527 | 515.2816 | 0.010384 | 521.5058 | 0.060194 | 522.0551 | 0.051025 | 517.5419 | 0.37439 | 522.0551 | 1.5631 | 522.0551 | 3.8685 | 522.0551 | 0.0029229 | 517.7625 | 0.027369 | 522.0551 | 0.0087948 | 521.5058 | 0.015108 | 737.9962 | 0.33682 | 737.279 | 6.3769e-05 | 737.9962 | 0.010449 | 517.5419 | 1.7951
|  | 522.28 | 0.049431 | 521.731 | 0.097744 | 489.2087 | 0.0085974 | 522.28 | 0.017563 | 521.731 | 0.015774 | 515.5053 | 0.00024074 | 521.731 | 0.021543 | 522.28 | 0.01792 | 517.7625 | 0.34962 | 522.28 | 1.5178 | 522.28 | 3.8226 | 522.28 | 0 | 517.9831 | 0.0090268 | 522.28 | 0 | 521.731 | -0.0064484 | 738.1605 | 0.34494 | 737.4433 | 0.00028696 | 738.1605 | 0.010537 | 517.7625 | 1.781
|  | 522.5049 | 0.040749 | 521.9562 | 0.087185 | 489.3224 | 0 | 522.5049 | 0.030262 | 521.9562 | 0.0051957 | 515.729 | 0.00039942 | 521.9562 | 0.025484 | 522.505 | 0.011996 | 517.9831 | 0.33739 | 522.505 | 1.4604 | 522.5049 | 3.7624 | 522.505 | 0 | 518.2037 | -0.0080087 | 522.5049 | 0 | 521.9562 | -0.011047 | 738.3247 | 0.3497 | 737.6076 | 0 | 738.3247 | 0.010493 | 517.9831 | 1.8275
|  | 522.7299 | 0.06605 | 522.1815 | 0.1048 | 489.4361 | 0.0043482 | 522.7299 | 0.030701 | 522.1815 | 0.064532 | 515.9527 | 0.010178 | 522.1815 | 0.053679 | 522.7299 | 0.039725 | 518.2037 | 0.32954 | 522.7299 | 1.4476 | 522.7299 | 3.7439 | 522.7299 | 0.0044058 | 518.4243 | 0.002756 | 522.7299 | 0.010419 | 522.1815 | 0.0091171 | 738.489 | 0.35591 | 737.7719 | 0.00066945 | 738.489 | 0.010449 | 518.2037 | 1.8404
|  | 522.9548 | 0.044908 | 522.4067 | 0.098366 | 489.5499 | 0 | 522.9548 | -0.003289 | 522.4067 | 0.0081792 | 516.1764 | -0.00083635 | 522.4067 | 0.019556 | 522.9548 | 0.025334 | 518.4243 | 0.33609 | 522.9548 | 1.4192 | 522.9548 | 3.7243 | 522.9548 | 0 | 518.6449 | -0.012874 | 522.9548 | 0 | 522.4067 | -0.014104 | 738.6532 | 0.35435 | 737.9362 | 0 | 738.6532 | 0.011061 | 518.4243 | 1.8346
|  | 523.1798 | 0.070347 | 522.6319 | 0.10293 | 489.6636 | 0.01526 | 523.1798 | 0.031058 | 522.6319 | 0.070435 | 516.4001 | 0.012546 | 522.6319 | 0.055348 | 523.1798 | 0.041884 | 518.6449 | 0.32424 | 523.1798 | 1.3996 | 523.1798 | 3.6906 | 523.1798 | 0.0040138 | 518.8655 | 0.0038525 | 523.1798 | 0.0090105 | 522.6319 | 0.014703 | 738.8175 | 0.35279 | 738.1005 | 0.00066945 | 738.8175 | 0.010624 | 518.6449 | 1.8619
|  | 523.4048 | 0.060476 | 522.8572 | 0.096431 | 489.7773 | 0 | 523.4048 | 0.016667 | 522.8572 | 0.018593 | 516.6238 | 0.0014333 | 522.8572 | 0.02396 | 523.4048 | 0.019238 | 518.8655 | 0.30062 | 523.4048 | 1.3744 | 523.4048 | 3.6707 | 523.4048 | 0 | 519.0862 | 0.017358 | 523.4048 | 0 | 522.8572 | -0.01432 | 738.9817 | 0.3691 | 738.2648 | 0 | 738.9817 | 0.011192 | 518.8655 | 1.8519
|  | 523.6298 | 0.098943 | 523.0825 | 0.088252 | 489.8911 | 0.0028574 | 523.6298 | 0.021947 | 523.0825 | 0.027995 | 516.8475 | 0.01164 | 523.0825 | 0.050202 | 523.6298 | 0.032875 | 519.0862 | 0.32419 | 523.6298 | 1.3516 | 523.6298 | 3.6382 | 523.6298 | 0.0023181 | 519.3068 | 0.031726 | 523.6298 | 0.010051 | 523.0825 | 0.00061147 | 739.146 | 0.36969 | 738.4292 | 0.00086076 | 739.146 | 0.01058 | 519.0862 | 1.8764
|  | 523.8548 | 0.057662 | 523.3077 | 0.10034 | 490.0048 | 0 | 523.8548 | -0.010131 | 523.3077 | 0.0022962 | 517.0713 | 0.002471 | 523.3077 | 0.018334 | 523.8548 | 0.0090106 | 519.3068 | 0.29084 | 523.8548 | 1.3342 | 523.8548 | 3.635 | 523.8548 | 0 | 519.5275 | 0.0026212 | 523.8548 | 0 | 523.3077 | -0.0050902 | 739.3102 | 0.37753 | 738.5935 | 0 | 739.3102 | 0.011367 | 519.3068 | 1.8856
|  | 524.0798 | 0.073691 | 523.533 | 0.099785 | 490.1186 | 0.005342 | 524.0798 | 0.035663 | 523.533 | 0.05227 | 517.295 | 0.011963 | 523.533 | 0.054012 | 524.0798 | 0.049636 | 519.5275 | 0.29783 | 524.0798 | 1.3171 | 524.0798 | 3.602 | 524.0798 | 0.004198 | 519.7481 | 0.029491 | 524.0798 | 0.01174 | 523.533 | 0.012037 | 739.4745 | 0.37555 | 738.7578 | 0.00066945 | 739.4745 | 0.010886 | 519.5275 | 1.8985
|  | 524.3048 | 0.067428 | 523.7584 | 0.094449 | 490.2323 | 0 | 524.3048 | 0.014296 | 523.7584 | 0.021534 | 517.5188 | 0.0041003 | 523.7584 | 0.023259 | 524.3048 | 0.014095 | 519.7481 | 0.27728 | 524.3048 | 1.2811 | 524.3048 | 3.5676 | 524.3048 | 0 | 519.9688 | -0.0039655 | 524.3048 | 0 | 523.7583 | -0.0062457 | 739.6388 | 0.38895 | 738.9222 | 0 | 739.6388 | 0.01128 | 519.7481 | 1.89
|  | 524.5298 | 0.064907 | 523.9837 | 0.089083 | 490.346 | 0.00323 | 524.5298 | 0.041938 | 523.9837 | 0.055589 | 517.7426 | 0.014474 | 523.9837 | 0.055885 | 524.5299 | 0.044009 | 519.9688 | 0.27839 | 524.5299 | 1.2736 | 524.5298 | 3.5464 | 524.5299 | 0.0040723 | 520.1895 | 0.015134 | 524.5299 | 0.013368 | 523.9837 | 0.0097184 | 739.8031 | 0.38003 | 739.0865 | 0.00047827 | 739.8031 | 0.010493 | 519.9688 | 1.8931
|  | 524.7549 | 0.040689 | 524.209 | 0.092466 | 490.4598 | 0 | 524.7549 | 0.022042 | 524.209 | 0.013641 | 517.9664 | 0.0009279 | 524.209 | 0.018653 | 524.7549 | 0.0043686 | 520.1895 | 0.27037 | 524.7549 | 1.2483 | 524.7549 | 3.5256 | 524.7549 | 0 | 520.4102 | 0.0043433 | 524.7549 | 0 | 524.209 | -0.0095434 | 739.9674 | 0.39089 | 739.2509 | 0 | 739.9674 | 0.010886 | 520.1895 | 1.8993
|  | 524.98 | 0.073636 | 524.4344 | 0.10673 | 490.5736 | 0.011821 | 524.98 | 0.02174 | 524.4344 | 0.03797 | 518.1902 | 0.0081233 | 524.4344 | 0.055317 | 524.98 | 0.044007 | 520.4102 | 0.27062 | 524.98 | 1.2321 | 524.98 | 3.5018 | 524.98 | 0.0049325 | 520.6309 | 0.040328 | 524.98 | 0.0077212 | 524.4344 | 0.013607 | 740.1317 | 0.39138 | 739.4152 | 0.00066945 | 740.1317 | 0.010274 | 520.4102 | 1.906
|  | 525.2051 | 0.044053 | 524.6597 | 0.093043 | 490.6873 | 0 | 525.2051 | -0.0112 | 524.6597 | 0.032278 | 518.414 | 0.0019826 | 524.6597 | 0.023652 | 525.2051 | 0.012957 | 520.6309 | 0.25458 | 525.2051 | 1.2079 | 525.2051 | 3.4741 | 525.2051 | 0 | 520.8516 | 0.020282 | 525.2051 | 0 | 524.6597 | -0.0026619 | 740.296 | 0.4061 | 739.5796 | 0 | 740.296 | 0.011061 | 520.6309 | 1.9124
|  | 525.4301 | 0.07874 | 524.8851 | 0.096931 | 490.8011 | 0.01046 | 525.4301 | 0.018491 | 524.8851 | 0.064035 | 518.6378 | 0.012372 | 524.8851 | 0.050994 | 525.4301 | 0.039659 | 520.8516 | 0.24601 | 525.4301 | 1.1785 | 525.4301 | 3.3983 | 525.4301 | 0.0033046 | 521.0723 | 0.02238 | 525.4301 | 0.0063464 | 524.8851 | 0.0027182 | 740.4603 | 0.39985 | 739.744 | 0.00047827 | 740.4603 | 0.010624 | 520.8516 | 1.9225
|  | 525.6552 | 0.052688 | 525.1105 | 0.086739 | 490.9148 | 0 | 525.6552 | 0.01169 | 525.1105 | 0.00062628 | 518.8616 | 0.0054992 | 525.1105 | 0.018731 | 525.6552 | 0.0089389 | 521.0723 | 0.24312 | 525.6552 | 1.1528 | 525.6552 | 3.3595 | 525.6552 | 0 | 521.2931 | 0.003165 | 525.6552 | 0 | 525.1105 | -0.01046 | 740.6246 | 0.41449 | 739.9083 | 0 | 740.6246 | 0.011455 | 521.0723 | 1.9223
|  | 525.8804 | 0.06845 | 525.3359 | 0.096116 | 491.0286 | 0.011463 | 525.8804 | 0.016757 | 525.3359 | 0.045403 | 519.0855 | 0.0092038 | 525.3359 | 0.055537 | 525.8804 | 0.039099 | 521.2931 | 0.24893 | 525.8804 | 1.1385 | 525.8804 | 3.3355 | 525.8804 | 0.0025483 | 521.5139 | 0.021411 | 525.8804 | 0.010022 | 525.3359 | 0.0083194 | 740.7889 | 0.40224 | 740.0727 | 0.00066945 | 740.7889 | 0.011105 | 521.2931 | 1.9404
|  | 526.1055 | 0.067576 | 525.5613 | 0.091453 | 491.1424 | 0 | 526.1055 | 0.0025876 | 525.5613 | 0.015494 | 519.3093 | 0.0023487 | 525.5613 | 0.018267 | 526.1055 | 0.012957 | 521.5139 | 0.22981 | 526.1055 | 1.1203 | 526.1055 | 3.3258 | 526.1055 | 0 | 521.7346 | -0.0029703 | 526.1055 | 0 | 525.5613 | -0.0073587 | 740.9532 | 0.41456 | 740.2371 | 0 | 740.9532 | 0.011673 | 521.5139 | 1.9278
|  | 526.3306 | 0.067773 | 525.7867 | 0.097303 | 491.2561 | 0.013039 | 526.3306 | 0.042388 | 525.7867 | 0.043689 | 519.5332 | 0.0095414 | 525.7867 | 0.052994 | 526.3306 | 0.040222 | 521.7346 | 0.24149 | 526.3306 | 1.1033 | 526.3306 | 3.2817 | 526.3306 | 0.0060621 | 521.9554 | 0.018012 | 526.3306 | 0.0059618 | 525.7867 | 0.018953 | 741.1175 | 0.41536 | 740.4015 | 0.00047827 | 741.1175 | 0.010886 | 521.7346 | 1.9535
|  | 526.5558 | 0.043067 | 526.0121 | 0.095182 | 491.3699 | 0 | 526.5558 | 0.016833 | 526.0121 | -9.9364e-05 | 519.7571 | 0.0047603 | 526.0121 | 0.019611 | 526.5558 | 0.0099399 | 521.9554 | 0.21583 | 526.5558 | 1.0812 | 526.5558 | 3.2696 | 526.5558 | 0 | 522.1761 | -0.012439 | 526.5558 | 0 | 526.0122 | -0.011733 | 741.2819 | 0.4164 | 740.5659 | 0 | 741.2819 | 0.011411 | 521.9554 | 1.9587
|  | 526.7809 | 0.079585 | 526.2376 | 0.091042 | 491.4837 | 0.0050935 | 526.7809 | 0.025596 | 526.2376 | 0.032759 | 519.981 | 0.013248 | 526.2376 | 0.051616 | 526.7809 | 0.034916 | 522.1761 | 0.22714 | 526.7809 | 1.068 | 526.7809 | 3.2466 | 526.7809 | 0.0017382 | 522.397 | 0.013752 | 526.7809 | 0.0056367 | 526.2376 | 0.0061538 | 741.4462 | 0.42494 | 740.7303 | 0.00047827 | 741.4462 | 0.010843 | 522.1762 | 1.9574
|  | 527.0061 | 0.040996 | 526.4631 | 0.097302 | 491.5975 | 0 | 527.0061 | 0.00061746 | 526.4631 | -0.02778 | 520.2048 | -0.00043587 | 526.4631 | 0.018691 | 527.0061 | 0.014403 | 522.397 | 0.22122 | 527.0061 | 1.0429 | 527.0061 | 3.1966 | 527.0061 | 0 | 522.6177 | -0.0045844 | 527.0061 | 0 | 526.4631 | -0.00053302 | 741.6105 | 0.43334 | 740.8947 | 0 | 741.6105 | 0.011761 | 522.397 | 1.9617
|  | 527.2313 | 0.070067 | 526.6885 | 0.10008 | 491.7113 | 0.0093138 | 527.2313 | 0.021994 | 526.6885 | 0.03605 | 520.4288 | 0.013645 | 526.6885 | 0.053883 | 527.2313 | 0.045007 | 522.6177 | 0.234 | 527.2313 | 1.0239 | 527.2313 | 3.1506 | 527.2313 | 0.0013396 | 522.8386 | 0.016426 | 527.2313 | 0.010974 | 526.6885 | 0.0059327 | 741.7749 | 0.43806 | 741.0591 | 0.00028696 | 741.7749 | 0.010799 | 522.6177 | 1.9829
|  | 527.4565 | 0.046034 | 526.914 | 0.091374 | 491.8251 | 0 | 527.4565 | 0.003018 | 526.914 | 0.015371 | 520.6527 | 0.0028449 | 526.914 | 0.018167 | 527.4565 | 0.010152 | 522.8386 | 0.2173 | 527.4565 | 0.99954 | 527.4565 | 3.1117 | 527.4565 | 0 | 523.0594 | -0.018703 | 527.4565 | 0 | 526.914 | -0.0022606 | 741.9392 | 0.43282 | 741.2235 | 0 | 741.9392 | 0.011455 | 522.8386 | 1.9848
|  | 527.6817 | 0.083304 | 527.1395 | 0.091967 | 491.9389 | 0.01046 | 527.6817 | 0.0491 | 527.1395 | 0.065469 | 520.8766 | 0.010645 | 527.1395 | 0.051747 | 527.6817 | 0.034878 | 523.0594 | 0.21481 | 527.6817 | 0.98525 | 527.6817 | 3.08 | 527.6817 | 0.0027028 | 523.2803 | 0.021185 | 527.6817 | 0.013637 | 527.1395 | 0.0079383 | 742.1036 | 0.44354 | 741.3879 | 0.00066945 | 742.1036 | 0.010755 | 523.0594 | 1.9958
|  | 527.9069 | 0.056429 | 527.365 | 0.082759 | 492.0526 | 0 | 527.9069 | 0.023745 | 527.365 | 0.021597 | 521.1006 | 0.002569 | 527.365 | 0.017787 | 527.9069 | 0.018636 | 523.2803 | 0.20791 | 527.9069 | 0.96155 | 527.9069 | 3.0416 | 527.9069 | 0 | 523.5011 | -0.0080695 | 527.9069 | 0 | 527.365 | -0.013887 | 742.268 | 0.44691 | 741.5523 | 0 | 742.268 | 0.011979 | 523.2803 | 1.9981
|  | 528.1322 | 0.083011 | 527.5906 | 0.08963 | 492.1664 | 0.0073078 | 528.1322 | 0.018094 | 527.5906 | 0.05858 | 521.3245 | 0.013012 | 527.5906 | 0.05377 | 528.1322 | 0.032379 | 523.5011 | 0.20977 | 528.1322 | 0.95434 | 528.1322 | 3.0331 | 528.1322 | 0.0039817 | 523.722 | 0.035613 | 528.1322 | 0.0078965 | 527.5906 | 0.010867 | 742.4323 | 0.4576 | 741.7167 | 0.00047827 | 742.4323 | 0.011673 | 523.5011 | 1.9883
|  | 528.3574 | 0.055438 | 527.8161 | 0.088616 | 492.2802 | 0 | 528.3574 | 0.014961 | 527.8161 | 0.011723 | 521.5485 | 0.0042636 | 527.8161 | 0.019851 | 528.3574 | 0.019097 | 523.722 | 0.18084 | 528.3574 | 0.9385 | 528.3574 | 2.9963 | 528.3574 | 0 | 523.9428 | 0.0064536 | 528.3574 | 0 | 527.8161 | -0.0096859 | 742.5967 | 0.45618 | 741.8812 | 0 | 742.5967 | 0.012285 | 523.722 | 2.0048
|  | 528.5827 | 0.096875 | 528.0417 | 0.090919 | 492.394 | 0.0048451 | 528.5827 | 0.018256 | 528.0417 | 0.056435 | 521.7725 | 0.0074177 | 528.0417 | 0.050125 | 528.5827 | 0.036778 | 523.9428 | 0.19271 | 528.5827 | 0.91513 | 528.5827 | 2.9441 | 528.5827 | 0.0031624 | 524.1637 | 0.011695 | 528.5827 | 0.0053627 | 528.0417 | 0.011945 | 742.761 | 0.45101 | 742.0456 | 0.00086076 | 742.761 | 0.011236 | 523.9428 | 2.0129
|  | 528.808 | 0.058813 | 528.2672 | 0.092558 | 492.5079 | 0 | 528.808 | 0.00045433 | 528.2672 | 0.020106 | 521.9965 | 0.0022612 | 528.2672 | 0.023826 | 528.808 | 0.0083817 | 524.1637 | 0.18718 | 528.808 | 0.89905 | 528.808 | 2.9274 | 528.808 | 0 | 524.3846 | -0.012075 | 528.808 | 0 | 528.2672 | -0.015277 | 742.9254 | 0.45902 | 742.2101 | 0 | 742.9254 | 0.011848 | 524.1637 | 2.0045
|  | 529.0333 | 0.080608 | 528.4928 | 0.094123 | 492.6217 | 0.0084541 | 529.0333 | 0.014369 | 528.4928 | 0.055058 | 522.2205 | 0.0076675 | 528.4928 | 0.056097 | 529.0332 | 0.038046 | 524.3846 | 0.19366 | 529.0332 | 0.89035 | 529.0333 | 2.9146 | 529.0332 | 0.0038822 | 524.6055 | 0.033955 | 529.0333 | 0.0072542 | 528.4928 | 0.012687 | 743.0898 | 0.4627 | 742.3745 | 0.00066945 | 743.0898 | 0.011323 | 524.3846 | 2.0169
|  | 529.2585 | 0.073003 | 528.7184 | 0.085584 | 492.7355 | 0 | 529.2585 | 0.030101 | 528.7184 | -0.031991 | 522.4445 | 0.0061675 | 528.7184 | 0.016656 | 529.2585 | 0.010782 | 524.6055 | 0.17253 | 529.2585 | 0.87567 | 529.2585 | 2.8901 | 529.2585 | 0 | 524.8264 | -0.00081879 | 529.2585 | 0 | 528.7184 | -0.011183 | 743.2542 | 0.46985 | 742.5389 | 0 | 743.2542 | 0.012154 | 524.6055 | 2.004
|  | 529.4839 | 0.078194 | 528.944 | 0.099428 | 492.8493 | 0.011893 | 529.4839 | 0.031188 | 528.944 | 0.069244 | 522.6685 | 0.013315 | 528.944 | 0.054063 | 529.4839 | 0.044549 | 524.8264 | 0.20009 | 529.4839 | 0.8605 | 529.4839 | 2.8508 | 529.4839 | 0.0034675 | 525.0474 | 0.01656 | 529.4839 | 0.0078139 | 528.944 | 0.013015 | 743.4186 | 0.47072 | 742.7034 | 0.00047827 | 743.4186 | 0.01163 | 524.8264 | 2.0091
|  | 529.7092 | 0.067429 | 529.1696 | 0.082697 | 492.9631 | 0 | 529.7092 | 0.031599 | 529.1696 | -0.015672 | 522.8925 | 0.0010027 | 529.1696 | 0.019853 | 529.7092 | 0.013321 | 525.0474 | 0.17384 | 529.7092 | 0.8393 | 529.7092 | 2.8193 | 529.7092 | 0 | 525.2682 | -0.0002655 | 529.7092 | 0 | 529.1696 | -0.0091986 | 743.583 | 0.48772 | 742.8679 | 0 | 743.583 | 0.012285 | 525.0474 | 2.0103
|  | 529.9345 | 0.097988 | 529.3952 | 0.096994 | 493.0769 | 0.017266 | 529.9345 | 0.020062 | 529.3952 | 0.025823 | 523.1165 | 0.010205 | 529.3952 | 0.048479 | 529.9345 | 0.035601 | 525.2682 | 0.17436 | 529.9345 | 0.83351 | 529.9345 | 2.7789 | 529.9345 | 0.0032294 | 525.4892 | 0.015494 | 529.9345 | 0.0098586 | 529.3952 | 0.012029 | 743.7474 | 0.48589 | 743.0323 | 0.00066945 | 743.7474 | 0.011542 | 525.2682 | 2.0431
|  | 530.1599 | 0.044677 | 529.6209 | 0.089621 | 493.1907 | 0 | 530.1599 | -0.0077134 | 529.6209 | 0.015582 | 523.3406 | 0.0015222 | 529.6209 | 0.022251 | 530.1599 | 0.00488 | 525.4892 | 0.175 | 530.1599 | 0.80691 | 530.1599 | 2.7488 | 530.1599 | 0 | 525.7101 | 0.0098822 | 530.1599 | 0 | 529.6209 | -0.0034229 | 743.9118 | 0.49106 | 743.1968 | 0 | 743.9118 | 0.012067 | 525.4892 | 2.0449
|  | 530.3853 | 0.073038 | 529.8465 | 0.085455 | 493.3046 | 0.012323 | 530.3853 | 0.047563 | 529.8465 | 0.02401 | 523.5646 | 0.011084 | 529.8465 | 0.048167 | 530.3852 | 0.044777 | 525.7101 | 0.17669 | 530.3852 | 0.80565 | 530.3853 | 2.7321 | 530.3852 | 0.0036991 | 525.9312 | 0.01853 | 530.3853 | 0.0037594 | 529.8465 | 0.010926 | 744.0762 | 0.49085 | 743.3613 | 0.00028696 | 744.0762 | 0.01128 | 525.7101 | 2.0477
|  | 530.6106 | 0.036208 | 530.0722 | 0.08898 | 493.4184 | 0 | 530.6106 | 0.0076683 | 530.0722 | -0.025318 | 523.7887 | 0.0031841 | 530.0722 | 0.020429 | 530.6106 | 0 | 525.9312 | 0.17382 | 530.6106 | 0.79031 | 530.6106 | 2.7182 | 530.6106 | 0 | 526.1521 | 0.012193 | 530.6106 | 0 | 530.0722 | -0.016447 | 744.2406 | 0.49553 | 743.5257 | 0 | 744.2406 | 0.011761 | 525.9312 | 2.0805
|  | 530.836 | 0.07621 | 530.2979 | 0.089615 | 493.5322 | 0.0073078 | 530.836 | 0.017336 | 530.2979 | 0.059952 | 524.0128 | 0.011585 | 530.2979 | 0.048632 | 530.836 | 0.043572 | 526.1521 | 0.18337 | 530.836 | 0.78408 | 530.836 | 2.6997 | 530.836 | 0.0043486 | 526.3731 | 0.023135 | 530.836 | 0.010332 | 530.2979 | 0.011378 | 744.405 | 0.50383 | 743.6902 | 0.00066945 | 744.405 | 0.011061 | 526.1521 | 2.0705
|  | 531.0614 | 0.066558 | 530.5236 | 0.086956 | 493.6461 | 0 | 531.0614 | 0.020597 | 530.5236 | 0.0084892 | 524.2369 | 0.0014437 | 530.5236 | 0.021716 | 531.0614 | 0.012794 | 526.3731 | 0.1616 | 531.0614 | 0.75838 | 531.0614 | 2.6428 | 531.0614 | 0 | 526.5941 | 0.0078175 | 531.0614 | 0 | 530.5236 | -0.0021167 | 744.5695 | 0.50657 | 743.8547 | 0 | 744.5695 | 0.011892 | 526.3731 | 2.0684
|  | 531.2868 | 0.068826 | 530.7493 | 0.096141 | 493.7599 | 0.016263 | 531.2868 | 0.05923 | 530.7493 | 0.081021 | 524.461 | 0.0080902 | 530.7493 | 0.049363 | 531.2868 | 0.039415 | 526.5941 | 0.16679 | 531.2868 | 0.75419 | 531.2868 | 2.6223 | 531.2868 | 0.005912 | 526.8151 | 0.0019104 | 531.2868 | 0.0068138 | 530.7493 | 0.015196 | 744.7339 | 0.50903 | 744.0192 | 0.00066945 | 744.7339 | 0.011323 | 526.5941 | 2.0659
|  | 531.5122 | 0.047661 | 530.975 | 0.076629 | 493.8738 | 0 | 531.5122 | 0.017475 | 530.975 | 0.020012 | 524.6851 | 0.0033087 | 530.975 | 0.012587 | 531.5122 | 0.014667 | 526.8151 | 0.17215 | 531.5122 | 0.73063 | 531.5122 | 2.5861 | 531.5122 | 0 | 527.0361 | -0.013896 | 531.5122 | 0 | 530.975 | -0.0033542 | 744.8984 | 0.52139 | 744.1837 | 0 | 744.8984 | 0.012198 | 526.8151 | 2.0481
|  | 531.7377 | 0.079027 | 531.2007 | 0.095414 | 493.9876 | 0.0080959 | 531.7377 | 0.024618 | 531.2007 | 0.061054 | 524.9092 | 0.013478 | 531.2007 | 0.051086 | 531.7377 | 0.03508 | 527.0361 | 0.17926 | 531.7377 | 0.72491 | 531.7377 | 2.5582 | 531.7377 | 0.0036019 | 527.2571 | 0.019488 | 531.7377 | 0.017849 | 531.2007 | 0.015195 | 745.0628 | 0.5418 | 744.3482 | 0.00047827 | 745.0628 | 0.011542 | 527.0361 | 2.0564
|  | 531.9631 | 0.07531 | 531.4264 | 0.076765 | 494.1014 | 0 | 531.9631 | -0.0074174 | 531.4264 | -0.0073038 | 525.1334 | 0.002095 | 531.4264 | 0.017419 | 531.9631 | 0 | 527.2571 | 0.13177 | 531.9631 | 0.70261 | 531.9631 | 2.5189 | 531.9631 | 0 | 527.4782 | -0.0072314 | 531.9631 | 0 | 531.4264 | -0.014423 | 745.2272 | 0.53694 | 744.5127 | 0 | 745.2272 | 0.012504 | 527.2571 | 2.0538
|  | 532.1885 | 0.080952 | 531.6522 | 0.08787 | 494.2153 | 0.0047209 | 532.1885 | 0.035269 | 531.6522 | 0.047906 | 525.3575 | 0.011362 | 531.6522 | 0.053043 | 532.1886 | 0.03475 | 527.4782 | 0.14969 | 532.1886 | 0.69318 | 532.1885 | 2.4811 | 532.1886 | 0.003919 | 527.6992 | 0.018509 | 532.1885 | 0.0076851 | 531.6522 | 0.007308 | 745.3917 | 0.54936 | 744.6772 | 0.00066945 | 745.3917 | 0.011542 | 527.4782 | 2.0749
|  | 532.414 | 0.056008 | 531.878 | 0.066976 | 494.3292 | 0 | 532.414 | 0.023658 | 531.878 | -0.023461 | 525.5817 | 0.0017738 | 531.878 | 0.022095 | 532.414 | 0.018698 | 527.6992 | 0.14769 | 532.414 | 0.67164 | 532.414 | 2.4312 | 532.414 | 0 | 527.9203 | -0.0071825 | 532.414 | 0 | 531.878 | -0.013108 | 745.5561 | 0.53541 | 744.8417 | 0 | 745.5561 | 0.012373 | 527.6992 | 2.0872
|  | 532.6395 | 0.06164 | 532.1037 | 0.090925 | 494.443 | 0.0069571 | 532.6395 | 0.024599 | 532.1037 | 0.042659 | 525.8058 | 0.0079114 | 532.1037 | 0.05291 | 532.6395 | 0.039519 | 527.9203 | 0.15432 | 532.6395 | 0.6674 | 532.6395 | 2.4041 | 532.6395 | 0.0056884 | 528.1414 | 0.0056791 | 532.6395 | 0.013855 | 532.1037 | 0.008359 | 745.7206 | 0.54853 | 745.0063 | 0.00086076 | 745.7206 | 0.011936 | 527.9203 | 2.0937
|  | 532.865 | 0.059759 | 532.3295 | 0.080987 | 494.5569 | 0 | 532.865 | 0.0090136 | 532.3295 | 0.0049762 | 526.03 | 0.0031346 | 532.3295 | 0.017653 | 532.865 | 0.013738 | 528.1414 | 0.13814 | 532.865 | 0.6448 | 532.865 | 2.3663 | 532.865 | 0 | 528.3624 | -0.0048215 | 532.865 | 0 | 532.3295 | -0.011343 | 745.8851 | 0.55672 | 745.1708 | 0 | 745.8851 | 0.012591 | 528.1414 | 2.092
|  | 533.0905 | 0.088024 | 532.5553 | 0.087235 | 494.6707 | 0.014257 | 533.0905 | 0.029142 | 532.5553 | 0.045646 | 526.2542 | 0.010263 | 532.5553 | 0.045971 | 533.0905 | 0.037481 | 528.3624 | 0.16482 | 533.0905 | 0.6403 | 533.0905 | 2.3439 | 533.0905 | 0.0030203 | 528.5836 | 0.012886 | 533.0905 | 0.0086873 | 532.5553 | 0.0063249 | 746.0495 | 0.56071 | 745.3353 | 0.00047827 | 746.0495 | 0.011673 | 528.3624 | 2.0881
|  | 533.316 | 0.057866 | 532.7812 | 0.082078 | 494.7846 | 0 | 533.316 | 0.01297 | 532.7812 | -0.0088757 | 526.4785 | 0.0020183 | 532.7812 | 0.018741 | 533.316 | 0.0031854 | 528.5836 | 0.13557 | 533.316 | 0.61899 | 533.316 | 2.3005 | 533.316 | 0 | 528.8046 | -0.0041447 | 533.316 | 0 | 532.7812 | -0.0088168 | 746.214 | 0.56526 | 745.4999 | 0 | 746.214 | 0.012067 | 528.5836 | 2.1237
|  | 533.5416 | 0.068739 | 533.007 | 0.084303 | 494.8985 | 0.014186 | 533.5416 | 0.036049 | 533.007 | 0.059886 | 526.7026 | 0.011245 | 533.007 | 0.049246 | 533.5416 | 0.033152 | 528.8046 | 0.1393 | 533.5416 | 0.61359 | 533.5416 | 2.2642 | 533.5416 | 0.0046476 | 529.0258 | 0.012701 | 533.5416 | 0.0086278 | 533.007 | 0.0094006 | 746.3785 | 0.58324 | 745.6644 | 0.00066945 | 746.3785 | 0.011323 | 528.8046 | 2.1216
|  | 533.7672 | 0.059872 | 533.2328 | 0.084312 | 495.0124 | 0 | 533.7672 | 0.007294 | 533.2328 | -0.022324 | 526.9269 | 0.0014751 | 533.2328 | 0.017685 | 533.7671 | 0.013497 | 529.0258 | 0.13314 | 533.7671 | 0.5902 | 533.7672 | 2.2189 | 533.7671 | 0 | 529.2469 | 0.010033 | 533.7672 | 0 | 533.2328 | -0.0031481 | 746.543 | 0.58528 | 745.8289 | 0 | 746.543 | 0.01246 | 529.0258 | 2.1101
|  | 533.9927 | 0.082828 | 533.4587 | 0.080869 | 495.1262 | 0.0013665 | 533.9927 | 0.065223 | 533.4587 | 0.036423 | 527.1511 | 0.0097805 | 533.4587 | 0.047236 | 533.9927 | 0.032575 | 529.2469 | 0.14716 | 533.9927 | 0.58607 | 533.9927 | 2.1898 | 533.9927 | 0.0045823 | 529.468 | 0.0036399 | 533.9927 | 0.010744 | 533.4587 | 0.0054219 | 746.7075 | 0.58653 | 745.9935 | 0.00066945 | 746.7075 | 0.011804 | 529.2469 | 2.1181
|  | 534.2183 | 0.051527 | 533.6845 | 0.077837 | 495.2401 | 0 | 534.2183 | 0.016314 | 533.6845 | 0.019256 | 527.3754 | 0.0039021 | 533.6845 | 0.015257 | 534.2182 | 0.0016367 | 529.468 | 0.11917 | 534.2182 | 0.56833 | 534.2183 | 2.1454 | 534.2182 | 0 | 529.6891 | -0.017991 | 534.2183 | 0 | 533.6845 | -0.00067036 | 746.872 | 0.59448 | 746.1581 | 0 | 746.872 | 0.01246 | 529.468 | 2.1412
|  | 534.4438 | 0.085578 | 533.9104 | 0.08963 | 495.354 | 0.0065843 | 534.4438 | 0.054537 | 533.9104 | 0.054995 | 527.5996 | 0.01013 | 533.9104 | 0.046424 | 534.4438 | 0.034238 | 529.6891 | 0.13122 | 534.4438 | 0.56254 | 534.4438 | 2.1199 | 534.4438 | 0.004639 | 529.9103 | 0.012276 | 534.4438 | 0.0071262 | 533.9104 | 0.013227 | 747.0365 | 0.58934 | 746.3226 | 0.00066945 | 747.0365 | 0.011761 | 529.6892 | 2.1549
|  | 534.6694 | 0.042953 | 534.1363 | 0.077508 | 495.4679 | 0 | 534.6694 | 0.011373 | 534.1363 | -0.0094607 | 527.8239 | 0.0016065 | 534.1363 | 0.015444 | 534.6694 | 0.006476 | 529.9103 | 0.13305 | 534.6694 | 0.54107 | 534.6694 | 2.0836 | 534.6694 | 0.00013256 | 530.1315 | -0.0011405 | 534.6694 | 0 | 534.1363 | -0.0091413 | 747.201 | 0.60461 | 746.4872 | 0 | 747.201 | 0.012242 | 529.9103 | 2.164
|  | 534.895 | 0.096555 | 534.3622 | 0.082384 | 495.5818 | 0.01046 | 534.895 | 0.019021 | 534.3622 | 0.03043 | 528.0482 | 0.0095955 | 534.3622 | 0.049134 | 534.895 | 0.033812 | 530.1315 | 0.11615 | 534.895 | 0.53527 | 534.895 | 2.053 | 534.895 | 0.002739 | 530.3527 | 0.015337 | 534.895 | 0.0085821 | 534.3622 | 0.010891 | 747.3655 | 0.60496 | 746.6517 | 0.00086076 | 747.3655 | 0.011673 | 530.1315 | 2.1718
|  | 535.1207 | 0.062247 | 534.5881 | 0.07574 | 495.6957 | 0 | 535.1207 | -0.015708 | 534.5881 | -0.0023458 | 528.2725 | -0.0016112 | 534.5881 | 0.016282 | 535.1207 | 0.0059358 | 530.3527 | 0.10144 | 535.1207 | 0.52012 | 535.1207 | 2.0256 | 535.1207 | 0 | 530.5739 | -0.0063359 | 535.1207 | 0 | 534.5882 | -0.0078902 | 747.53 | 0.60767 | 746.8163 | 0 | 747.53 | 0.012329 | 530.3527 | 2.1805
|  | 535.3463 | 0.072577 | 534.8141 | 0.083469 | 495.8096 | 0.0088123 | 535.3463 | 0.023156 | 534.8141 | 0.048646 | 528.4968 | 0.0089746 | 534.8141 | 0.048286 | 535.3463 | 0.032503 | 530.5739 | 0.1087 | 535.3463 | 0.5196 | 535.3463 | 2.0008 | 535.3463 | 0.0047914 | 530.795 | 0.02443 | 535.3463 | 0.010414 | 534.8141 | 0.01337 | 747.6945 | 0.62065 | 746.9809 | 0.0010521 | 747.6945 | 0.011717 | 530.5738 | 2.1999
|  | 535.5719 | 0.058772 | 535.04 | 0.076753 | 495.9235 | 0 | 535.5719 | 0.028816 | 535.04 | -0.012733 | 528.7211 | 0.0040875 | 535.04 | 0.014501 | 535.5719 | 0.0081083 | 530.795 | 0.10758 | 535.5719 | 0.50851 | 535.5719 | 1.9833 | 535.5719 | 0 | 531.0162 | -0.020808 | 535.5719 | 0 | 535.04 | -0.010847 | 747.859 | 0.6431 | 747.1455 | 0 | 747.859 | 0.012504 | 530.795 | 2.1971
|  | 535.7976 | 0.05456 | 535.266 | 0.081997 | 496.0374 | 0.0098153 | 535.7976 | 0.040846 | 535.266 | 0.040114 | 528.9454 | 0.011727 | 535.266 | 0.04536 | 535.7976 | 0.024644 | 531.0162 | 0.13831 | 535.7976 | 0.49968 | 535.7976 | 1.9609 | 535.7976 | 0.0060397 | 531.2375 | 0.0040629 | 535.7976 | 0.0108 | 535.266 | 0.013983 | 748.0236 | 0.64453 | 747.3101 | 0.00086076 | 748.0236 | 0.011761 | 531.0162 | 2.1877
|  | 536.0233 | 0.049959 | 535.4919 | 0.077955 | 496.1513 | 0 | 536.0233 | 0.013267 | 535.4919 | 0.00033245 | 529.1697 | 0.0057177 | 535.4919 | 0.016452 | 536.0233 | 0 | 531.2375 | 0.11463 | 536.0233 | 0.49025 | 536.0233 | 1.9437 | 536.0233 | 0 | 531.4587 | 0.0088677 | 536.0232 | 0 | 535.4919 | -0.0043815 | 748.1881 | 0.64439 | 747.4747 | 0 | 748.1881 | 0.012766 | 531.2375 | 2.1938
|  | 536.2489 | 0.098021 | 535.7179 | 0.081351 | 496.2652 | 0.013183 | 536.2489 | 0.041538 | 535.7179 | 0.038705 | 529.394 | 0.011345 | 535.7179 | 0.045621 | 536.2489 | 0.032693 | 531.4587 | 0.11781 | 536.2489 | 0.48944 | 536.2489 | 1.9261 | 536.2489 | 0.0058214 | 531.6799 | 0.019145 | 536.2489 | 0.0099658 | 535.7179 | 0.0063596 | 748.3526 | 0.64682 | 747.6393 | 0.00086076 | 748.3526 | 0.012023 | 531.4587 | 2.2086
|  | 536.4746 | 0.048562 | 535.9439 | 0.077301 | 496.3791 | 0 | 536.4746 | 0.011085 | 535.9439 | 0.011283 | 529.6184 | 0.0041101 | 535.9439 | 0.0155 | 536.4746 | 0.0067865 | 531.6799 | 0.10638 | 536.4746 | 0.47561 | 536.4746 | 1.9025 | 536.4746 | 0.00074767 | 531.9012 | -0.019038 | 536.4746 | 0 | 535.9439 | -0.0032821 | 748.5172 | 0.66115 | 747.8039 | 0 | 748.5172 | 0.012635 | 531.6799 | 2.2035
|  | 536.7003 | 0.067662 | 536.1699 | 0.085867 | 496.493 | 0.01132 | 536.7003 | 0.028061 | 536.1699 | 0.063975 | 529.8428 | 0.011268 | 536.1699 | 0.048886 | 536.7003 | 0.028801 | 531.9012 | 0.11363 | 536.7003 | 0.47058 | 536.7003 | 1.8742 | 536.7003 | 0.0066938 | 532.1225 | 0.013969 | 536.7003 | 0.010045 | 536.1699 | 0.015116 | 748.6817 | 0.65716 | 747.9685 | 0.00066945 | 748.6817 | 0.011848 | 531.9012 | 2.219
|  | 536.926 | 0.065093 | 536.3959 | 0.076591 | 496.6069 | 0 | 536.926 | -0.0016286 | 536.3959 | -0.019394 | 530.0672 | 0.0042443 | 536.3959 | 0.013983 | 536.926 | 0.011373 | 532.1225 | 0.10817 | 536.926 | 0.45516 | 536.926 | 1.8443 | 536.926 | 0 | 532.3438 | 0.0060652 | 536.926 | 0 | 536.3959 | -0.0062715 | 748.8463 | 0.66958 | 748.1331 | 0 | 748.8463 | 0.012854 | 532.1225 | 2.2078
|  | 537.1518 | 0.078847 | 536.622 | 0.082658 | 496.7208 | 0.015404 | 537.1518 | 0.040373 | 536.622 | 0.042704 | 530.2916 | 0.010789 | 536.622 | 0.043011 | 537.1518 | 0.037534 | 532.3438 | 0.11334 | 537.1518 | 0.45334 | 537.1518 | 1.8265 | 537.1518 | 0.0059172 | 532.565 | 0.02586 | 537.1518 | 0.007948 | 536.622 | 0.011574 | 749.0108 | 0.67094 | 748.2977 | 0.00028696 | 749.0108 | 0.012154 | 532.3438 | 2.2184
|  | 537.3775 | 0.054229 | 536.848 | 0.083398 | 496.8348 | 0 | 537.3775 | 0.0094642 | 536.848 | 0.022776 | 530.5159 | 0.00046089 | 536.848 | 0.015992 | 537.3775 | 0 | 532.565 | 0.089202 | 537.3775 | 0.44383 | 537.3775 | 1.8074 | 537.3775 | 0.0026435 | 532.7863 | 0.0042049 | 537.3775 | 0 | 536.848 | -0.0094208 | 749.1754 | 0.66507 | 748.4623 | 0 | 749.1754 | 0.012941 | 532.565 | 2.2058
|  | 537.6033 | 0.077271 | 537.0741 | 0.080512 | 496.9487 | 0.014759 | 537.6033 | 0.048669 | 537.0741 | 0.030731 | 530.7404 | 0.0145 | 537.0741 | 0.043154 | 537.6033 | 0.029792 | 532.7863 | 0.10579 | 537.6033 | 0.44348 | 537.6033 | 1.8009 | 537.6033 | 0.0055967 | 533.0076 | 0.015077 | 537.6033 | 0.0066176 | 537.0741 | 0.0058715 | 749.34 | 0.69405 | 748.627 | 0.00066945 | 749.34 | 0.011761 | 532.7863 | 2.2203
|  | 537.829 | 0.059294 | 537.3001 | 0.072991 | 497.0626 | 0 | 537.829 | 0.0092883 | 537.3001 | -0.017972 | 530.9648 | 0.0042565 | 537.3001 | 0.017786 | 537.829 | 0.0021939 | 533.0076 | 0.09783 | 537.829 | 0.42966 | 537.829 | 1.7765 | 537.829 | 0 | 533.2289 | 0.019181 | 537.829 | 0 | 537.3001 | -0.0082144 | 749.5045 | 0.67764 | 748.7916 | 0 | 749.5045 | 0.012679 | 533.0076 | 2.2215
|  | 538.0548 | 0.084982 | 537.5262 | 0.078769 | 497.1766 | 0.013541 | 538.0548 | 0.050867 | 537.5262 | 0.043024 | 531.1892 | 0.0089509 | 537.5262 | 0.046452 | 538.0548 | 0.038285 | 533.2289 | 0.11638 | 538.0548 | 0.42859 | 538.0548 | 1.7571 | 538.0548 | 0.0064425 | 533.4503 | 0.010825 | 538.0548 | 0.012513 | 537.5262 | 0.00070675 | 749.6691 | 0.69936 | 748.9562 | 0.00066945 | 749.6691 | 0.011717 | 533.2289 | 2.2314
|  | 538.2806 | 0.043863 | 537.7523 | 0.075674 | 497.2905 | 0 | 538.2806 | 0.037846 | 537.7523 | -0.011293 | 531.4136 | 0.0029305 | 537.7523 | 0.017503 | 538.2806 | 0.0074491 | 533.4503 | 0.092861 | 538.2806 | 0.41814 | 538.2806 | 1.7381 | 538.2806 | 1.6011e-05 | 533.6716 | 0.021535 | 538.2806 | 0 | 537.7523 | -0.012164 | 749.8337 | 0.71772 | 749.1209 | 0 | 749.8337 | 0.012723 | 533.4503 | 2.1942
|  | 538.5064 | 0.073244 | 537.9784 | 0.078322 | 497.4044 | 0.012681 | 538.5064 | 0.034312 | 537.9784 | 0.043939 | 531.6381 | 0.0098491 | 537.9784 | 0.046958 | 538.5064 | 0.035252 | 533.6716 | 0.11592 | 538.5064 | 0.41291 | 538.5064 | 1.7184 | 538.5064 | 0.0061662 | 533.8929 | 0.027569 | 538.5064 | 0.011156 | 537.9784 | 0.010894 | 749.9983 | 0.72109 | 749.2855 | 0.00028696 | 749.9983 | 0.011848 | 533.6716 | 2.2209
|  | 538.7322 | 0.060845 | 538.2045 | 0.079254 | 497.5184 | 0 | 538.7322 | -0.0023074 | 538.2045 | 0.020345 | 531.8626 | 0.0034896 | 538.2045 | 0.01973 | 538.7322 | 0.015399 | 533.8929 | 0.08395 | 538.7322 | 0.40656 | 538.7322 | 1.6991 | 538.7322 | 0.0016192 | 534.1143 | -0.0095949 | 538.7322 | 0 | 538.2045 | -0.00057427 | 750.1629 | 0.7298 | 749.4502 | 0 | 750.1629 | 0.01281 | 533.8929 | 2.2242
|  | 538.9581 | 0.072225 | 538.4307 | 0.069801 | 497.6323 | 0.0059632 | 538.9581 | 0.034724 | 538.4307 | 0.045463 | 532.087 | 0.01346 | 538.4307 | 0.045644 | 538.9581 | 0.029175 | 534.1143 | 0.093536 | 538.9581 | 0.40098 | 538.9581 | 1.679 | 538.9581 | 0.006746 | 534.3357 | 0.011574 | 538.9581 | 0.005565 | 538.4307 | 0.0046037 | 750.3275 | 0.72227 | 749.6148 | 0.00028696 | 750.3275 | 0.012023 | 534.1143 | 2.2264
|  | 539.1839 | 0.045745 | 538.6568 | 0.07384 | 497.7463 | 0 | 539.1839 | -0.0020589 | 538.6568 | 0.015912 | 532.3115 | 0.0017697 | 538.6568 | 0.0167 | 539.1839 | 0.0071565 | 534.3357 | 0.089062 | 539.1839 | 0.39491 | 539.1839 | 1.6734 | 539.1839 | 0.0017897 | 534.5571 | 0.0095301 | 539.1839 | 0 | 538.6568 | -0.0058405 | 750.4921 | 0.74413 | 749.7795 | 0 | 750.4921 | 0.012723 | 534.3357 | 2.2176
|  | 539.4097 | 0.076086 | 538.883 | 0.078583 | 497.8602 | 0.016765 | 539.4097 | 0.039584 | 538.883 | 0.036711 | 532.536 | 0.0091286 | 538.883 | 0.041349 | 539.4097 | 0.035308 | 534.5571 | 0.10048 | 539.4097 | 0.39197 | 539.4097 | 1.6519 | 539.4097 | 0.0079731 | 534.7784 | 0.023027 | 539.4097 | 0.010995 | 538.883 | 0.009338 | 750.6567 | 0.74809 | 749.9441 | 0.00066945 | 750.6567 | 0.011892 | 534.5571 | 2.238
|  | 539.6356 | 0.063851 | 539.1091 | 0.071381 | 497.9742 | 0 | 539.6356 | -0.0015904 | 539.1091 | 0.026772 | 532.7606 | 0.0045634 | 539.1091 | 0.016357 | 539.6356 | 0.0059089 | 534.7784 | 0.085021 | 539.6356 | 0.38031 | 539.6356 | 1.6219 | 539.6356 | 0.0022515 | 534.9998 | -0.0075682 | 539.6356 | 0 | 539.1091 | -0.0028034 | 750.8213 | 0.75798 | 750.1088 | 0 | 750.8213 | 0.012941 | 534.7784 | 2.2287
|  | 539.8615 | 0.072407 | 539.3353 | 0.064917 | 498.0881 | 0.013039 | 539.8615 | 0.053194 | 539.3353 | 0.046189 | 532.985 | 0.0079889 | 539.3353 | 0.042497 | 539.8615 | 0.030377 | 534.9998 | 0.091854 | 539.8615 | 0.38048 | 539.8615 | 1.6051 | 539.8615 | 0.0069445 | 535.2213 | 0.0059759 | 539.8615 | 0.011397 | 539.3353 | 0.011607 | 750.9859 | 0.74271 | 750.2735 | 0.00028696 | 750.9859 | 0.012198 | 534.9998 | 2.2204
|  | 540.0873 | 0.077223 | 539.5615 | 0.069692 | 498.2021 | 0 | 540.0873 | 0.0054688 | 539.5615 | 0.010469 | 533.2096 | 0.0015446 | 539.5615 | 0.017141 | 540.0874 | 0.0078638 | 535.2213 | 0.084492 | 540.0874 | 0.36788 | 540.0873 | 1.5831 | 540.0874 | 0.0025313 | 535.4427 | -0.00475 | 540.0873 | 0 | 539.5615 | -0.0065341 | 751.1505 | 0.77349 | 750.4382 | 0 | 751.1505 | 0.01316 | 535.2213 | 2.2406
|  | 540.3133 | 0.079549 | 539.7877 | 0.079542 | 498.3161 | 0.003727 | 540.3133 | 0.033355 | 539.7877 | 0.061697 | 533.4341 | 0.010336 | 539.7877 | 0.041928 | 540.3133 | 0.03133 | 535.4427 | 0.09439 | 540.3133 | 0.36711 | 540.3133 | 1.5687 | 540.3133 | 0.00795 | 535.6641 | 0.016119 | 540.3133 | 0.011082 | 539.7877 | 0.010273 | 751.3151 | 0.77461 | 750.6028 | 0.00047827 | 751.3151 | 0.012373 | 535.4427 | 2.2398
|  | 540.5392 | 0.06325 | 540.0139 | 0.070981 | 498.43 | 0 | 540.5392 | -0.0034136 | 540.0139 | 0.0095428 | 533.6587 | 0.0049945 | 540.0139 | 0.015325 | 540.5392 | 0.0071295 | 535.6641 | 0.066612 | 540.5392 | 0.3554 | 540.5392 | 1.5454 | 540.5392 | 0.0037291 | 535.8856 | 0.012098 | 540.5392 | 0 | 540.0139 | -0.0073287 | 751.4798 | 0.78613 | 750.7675 | 0 | 751.4798 | 0.013291 | 535.6641 | 2.2332
|  | 540.7651 | 0.08218 | 540.2402 | 0.067476 | 498.544 | 0.0073078 | 540.7651 | 0.053854 | 540.2402 | 0.020858 | 533.8832 | 0.010679 | 540.2402 | 0.039603 | 540.7651 | 0.032211 | 535.8856 | 0.091139 | 540.7651 | 0.35105 | 540.7651 | 1.5236 | 540.7651 | 0.0071742 | 536.107 | 0.0091194 | 540.7651 | 0.0091659 | 540.2402 | 0.0092186 | 751.6444 | 0.78078 | 750.9322 | 0.00047827 | 751.6444 | 0.012329 | 535.8856 | 2.2331
|  | 540.991 | 0.047525 | 540.4664 | 0.073186 | 498.658 | 0 | 540.991 | 0.041501 | 540.4664 | 0.0011841 | 534.1078 | 0.0020778 | 540.4664 | 0.017977 | 540.991 | 0.0096589 | 536.107 | 0.075466 | 540.991 | 0.34273 | 540.991 | 1.5006 | 540.991 | 0.0022911 | 536.3284 | 0.0070009 | 540.991 | 0 | 540.4664 | -0.008009 | 751.809 | 0.79668 | 751.0969 | 0 | 751.809 | 0.012897 | 536.107 | 2.2469
|  | 541.217 | 0.067816 | 540.6927 | 0.075158 | 498.772 | 0.010675 | 541.217 | 0.039625 | 540.6927 | 0.030082 | 534.3324 | 0.01235 | 540.6927 | 0.044915 | 541.217 | 0.030555 | 536.3284 | 0.089495 | 541.217 | 0.34314 | 541.217 | 1.4889 | 541.217 | 0.0093074 | 536.5499 | 0.024513 | 541.217 | 0.012702 | 540.6927 | 0.010676 | 751.9737 | 0.81424 | 751.2616 | 0.00028696 | 751.9737 | 0.01211 | 536.3284 | 2.2375
|  | 541.4429 | 0.045872 | 540.9189 | 0.060644 | 498.8859 | 0 | 541.4429 | 0.026262 | 540.9189 | 0.003895 | 534.557 | 0.0037671 | 540.9189 | 0.017976 | 541.443 | 0.0090637 | 536.5499 | 0.068918 | 541.443 | 0.33361 | 541.4429 | 1.4683 | 541.443 | 0.0032967 | 536.7714 | 0.0023759 | 541.4429 | 0 | 540.9189 | -0.010982 | 752.1383 | 0.81868 | 751.4263 | 0 | 752.1383 | 0.012591 | 536.5499 | 2.2542
|  | 541.6689 | 0.06354 | 541.1452 | 0.075463 | 498.9999 | 0.012681 | 541.6689 | 0.03734 | 541.1452 | 0.04043 | 534.7816 | 0.009254 | 541.1452 | 0.039127 | 541.6689 | 0.027991 | 536.7714 | 0.097217 | 541.6689 | 0.33578 | 541.6689 | 1.4534 | 541.6689 | 0.0064965 | 536.9929 | 0.030493 | 541.6689 | 0.0069385 | 541.1452 | 0.0077865 | 752.303 | 0.82319 | 751.5911 | 0.00066945 | 752.303 | 0.012023 | 536.7714 | 2.2579
|  | 541.8949 | 0.063723 | 541.3715 | 0.068301 | 499.1139 | 0 | 541.8949 | 0.029335 | 541.3715 | -0.0060806 | 535.0062 | 0.0042616 | 541.3715 | 0.014185 | 541.8949 | 0.0031097 | 536.9929 | 0.073302 | 541.8949 | 0.32402 | 541.8949 | 1.4352 | 541.8949 | 0.004156 | 537.2144 | -0.0093894 | 541.8949 | 0 | 541.3715 | -0.0073599 | 752.4677 | 0.84058 | 751.7558 | 0 | 752.4677 | 0.012854 | 536.9929 | 2.2425
|  | 542.1209 | 0.085677 | 541.5978 | 0.077269 | 499.2279 | 0.0058389 | 542.1209 | 0.050126 | 541.5978 | 0.05334 | 535.2308 | 0.011355 | 541.5978 | 0.043562 | 542.1209 | 0.027449 | 537.2144 | 0.085084 | 542.1209 | 0.3226 | 542.1209 | 1.4164 | 542.1209 | 0.0096056 | 537.4359 | 0.0051018 | 542.1209 | 0.011044 | 541.5978 | 0.0082726 | 752.6323 | 0.8495 | 751.9205 | 0.00047827 | 752.6323 | 0.012591 | 537.2144 | 2.2349
|  | 542.3469 | 0.055003 | 541.8241 | 0.066429 | 499.3419 | 0 | 542.3469 | 0.02739 | 541.8241 | 0.0089541 | 535.4555 | 0.0058368 | 541.8241 | 0.017809 | 542.3469 | 0.010374 | 537.4359 | 0.070953 | 542.3469 | 0.31171 | 542.3469 | 1.3865 | 542.3469 | 0.00368 | 537.6575 | -0.00927 | 542.3469 | 0 | 541.8241 | -0.011988 | 752.797 | 0.85603 | 752.0852 | 0 | 752.797 | 0.013247 | 537.4359 | 2.2499
|  | 542.5729 | 0.065292 | 542.0505 | 0.068393 | 499.4559 | 0.0073078 | 542.5729 | 0.046317 | 542.0505 | 0.042778 | 535.6801 | 0.0092154 | 542.0505 | 0.039856 | 542.5729 | 0.027752 | 537.6575 | 0.071274 | 542.5729 | 0.30996 | 542.5729 | 1.3716 | 542.5729 | 0.0084169 | 537.879 | -0.0050047 | 542.5729 | 0.0083878 | 542.0505 | 0.003901 | 752.9616 | 0.8774 | 752.25 | 0.00047827 | 752.9616 | 0.012373 | 537.6575 | 2.2614
|  | 542.799 | 0.052155 | 542.2768 | 0.068505 | 499.5699 | 0 | 542.799 | 0.033688 | 542.2768 | 0.02017 | 535.9048 | 0.0044164 | 542.2768 | 0.017298 | 542.799 | 0 | 537.879 | 0.063169 | 542.799 | 0.30065 | 542.799 | 1.3494 | 542.799 | 0.005032 | 538.1005 | -0.010503 | 542.7989 | 0 | 542.2768 | -0.0061437 | 753.1263 | 0.85748 | 752.4147 | 0 | 753.1263 | 0.013072 | 537.879 | 2.2507
|  | 543.025 | 0.071641 | 542.5032 | 0.074708 | 499.6839 | 0.0088123 | 543.025 | 0.02967 | 542.5032 | 0.040834 | 536.1295 | 0.011125 | 542.5032 | 0.040481 | 543.025 | 0.028048 | 538.1005 | 0.067402 | 543.025 | 0.29859 | 543.025 | 1.3336 | 543.025 | 0.010734 | 538.3221 | 0.0071313 | 543.025 | 0.0072019 | 542.5032 | 0.007487 | 753.291 | 0.87081 | 752.5794 | 0.00028696 | 753.291 | 0.01246 | 538.1005 | 2.2471
|  | 543.2511 | 0.056657 | 542.7295 | 0.06455 | 499.7979 | 0 | 543.2511 | 0.020877 | 542.7295 | -0.0083158 | 536.3541 | 0.0024462 | 542.7295 | 0.016557 | 543.2511 | 0.00553 | 538.3221 | 0.06554 | 543.2511 | 0.2894 | 543.2511 | 1.3074 | 543.2511 | 0.0044303 | 538.5436 | -0.017344 | 543.2511 | 0 | 542.7295 | -0.011599 | 753.4557 | 0.88861 | 752.7442 | 0 | 753.4557 | 0.013247 | 538.3221 | 2.2407
|  | 543.4772 | 0.077037 | 542.9559 | 0.069494 | 499.9119 | 0.017123 | 543.4772 | 0.033142 | 542.9559 | 0.050719 | 536.5789 | 0.006961 | 542.9559 | 0.043024 | 543.4772 | 0.033666 | 538.5436 | 0.078432 | 543.4772 | 0.28953 | 543.4772 | 1.2914 | 543.4772 | 0.0099038 | 538.7653 | 0.012632 | 543.4772 | 0.011204 | 542.9559 | 0.0028126 | 753.6204 | 0.90437 | 752.9089 | 0.00028696 | 753.6204 | 0.012591 | 538.5436 | 2.2578
|  | 543.7032 | 0.048736 | 543.1823 | 0.065921 | 500.026 | 0 | 543.7032 | 0.029144 | 543.1823 | 0.013847 | 536.8035 | 0.004685 | 543.1823 | 0.016995 | 543.7032 | 0.0039721 | 538.7653 | 0.060436 | 543.7032 | 0.27793 | 543.7032 | 1.2651 | 543.7032 | 0.0052049 | 538.9868 | 0.018894 | 543.7033 | 0 | 543.1823 | -0.0026519 | 753.7851 | 0.91246 | 753.0737 | 0 | 753.7851 | 0.013335 | 538.7653 | 2.2617
|  | 543.9293 | 0.078078 | 543.4087 | 0.079119 | 500.14 | 0.016622 | 543.9293 | 0.039489 | 543.4087 | 0.050845 | 537.0283 | 0.0084285 | 543.4087 | 0.038822 | 543.9293 | 0.034578 | 538.9868 | 0.069211 | 543.9293 | 0.27824 | 543.9293 | 1.2511 | 543.9293 | 0.014519 | 539.2084 | 0.019938 | 543.9293 | 0.011512 | 543.4087 | 0.0034261 | 753.9498 | 0.92263 | 753.2384 | 0.00066945 | 753.9498 | 0.01281 | 538.9868 | 2.2565
|  | 544.1555 | 0.052528 | 543.6351 | 0.05195 | 500.254 | 0 | 544.1555 | -0.0033186 | 543.6351 | 0.010591 | 537.253 | 0.0040413 | 543.6351 | 0.014752 | 544.1554 | 0.011685 | 539.2084 | 0.060647 | 544.1554 | 0.26912 | 544.1555 | 1.2344 | 544.1554 | 0.0048046 | 539.4301 | -0.014659 | 544.1555 | 0 | 543.6351 | -0.0078301 | 754.1145 | 0.90416 | 753.4032 | 0 | 754.1145 | 0.013641 | 539.2084 | 2.2488
|  | 544.3815 | 0.093706 | 543.8616 | 0.074509 | 500.368 | 0.0048451 | 544.3815 | 0.050417 | 543.8616 | 0.03655 | 537.4777 | 0.0080976 | 543.8616 | 0.041876 | 544.3816 | 0.028934 | 539.4301 | 0.071213 | 544.3816 | 0.27089 | 544.3815 | 1.2208 | 544.3816 | 0.011823 | 539.6517 | 0.033035 | 544.3815 | 0.012116 | 543.8616 | 0.0090649 | 754.2792 | 0.92492 | 753.568 | 0.00066945 | 754.2792 | 0.012941 | 539.4301 | 2.2525
|  | 544.6077 | 0.041752 | 544.088 | 0.068929 | 500.4821 | 0 | 544.6077 | 0.009251 | 544.088 | 0.0011515 | 537.7025 | 0.002695 | 544.088 | 0.018231 | 544.6077 | 0 | 539.6517 | 0.044635 | 544.6077 | 0.26224 | 544.6077 | 1.2047 | 544.6077 | 0.0060386 | 539.8733 | -0.003318 | 544.6077 | 0 | 544.088 | -0.0071316 | 754.4439 | 0.93748 | 753.7328 | 0 | 754.4439 | 0.013816 | 539.6517 | 2.2636
|  | 544.8339 | 0.071542 | 544.3145 | 0.075029 | 500.5961 | 0.01132 | 544.8339 | 0.04211 | 544.3145 | 0.051958 | 537.9272 | 0.0097891 | 544.3145 | 0.040406 | 544.8338 | 0.027329 | 539.8733 | 0.062723 | 544.8338 | 0.26243 | 544.8339 | 1.196 | 544.8338 | 0.013055 | 540.0949 | 0.020698 | 544.8339 | 0.014386 | 544.3144 | 0.0080731 | 754.6086 | 0.94588 | 753.8975 | 0.0010521 | 754.6086 | 0.012897 | 539.8733 | 2.269
|  | 545.06 | 0.044035 | 544.5409 | 0.062104 | 500.7101 | 0 | 545.06 | 0.01333 | 544.5409 | 0.0282 | 538.152 | 0.0010209 | 544.5409 | 0.016161 | 545.06 | 0.0018599 | 540.0949 | 0.064206 | 545.06 | 0.254 | 545.06 | 1.1818 | 545.06 | 0.0090085 | 540.3166 | -0.0085729 | 545.06 | 0 | 544.5409 | -0.010045 | 754.7734 | 0.9481 | 754.0623 | 0 | 754.7734 | 0.013816 | 540.0949 | 2.2643
|  | 545.2861 | 0.072423 | 544.7674 | 0.071707 | 500.8242 | 0.005342 | 545.2861 | 0.025726 | 544.7674 | 0.028747 | 538.3768 | 0.0094847 | 544.7674 | 0.041897 | 545.2862 | 0.034599 | 540.3166 | 0.059037 | 545.2862 | 0.2545 | 545.2861 | 1.166 | 545.2862 | 0.012631 | 540.5382 | 0.026487 | 545.2861 | 0.012232 | 544.7674 | 0.0094997 | 754.9381 | 0.96032 | 754.2271 | 0.00066945 | 754.9381 | 0.012941 | 540.3166 | 2.2619
|  | 545.5123 | 0.056998 | 544.9939 | 0.06473 | 500.9382 | 0 | 545.5123 | -0.0032625 | 544.9939 | -0.004559 | 538.6016 | 0.0024928 | 544.9939 | 0.015001 | 545.5123 | 0 | 540.5382 | 0.049131 | 545.5123 | 0.24677 | 545.5123 | 1.1501 | 545.5123 | 0.0079073 | 540.7599 | 0.0083381 | 545.5123 | 0 | 544.9939 | -0.0065463 | 755.1028 | 0.96091 | 754.3919 | 0 | 755.1028 | 0.013641 | 540.5382 | 2.2559
|  | 545.7385 | 0.082972 | 545.2204 | 0.062046 | 501.0522 | 0.014042 | 545.7385 | 0.032395 | 545.2204 | 0.028647 | 538.8264 | 0.0085208 | 545.2204 | 0.042565 | 545.7385 | 0.029548 | 540.7599 | 0.074836 | 545.7385 | 0.24859 | 545.7385 | 1.1405 | 545.7385 | 0.013895 | 540.9816 | 0.0086801 | 545.7385 | 0.014345 | 545.2204 | 0.0073304 | 755.2676 | 0.9851 | 754.5567 | 0.00066945 | 755.2676 | 0.012766 | 540.7599 | 2.2896
|  | 545.9647 | 0.062564 | 545.4469 | 0.06524 | 501.1663 | 0 | 545.9647 | 0.015505 | 545.4469 | 0.018917 | 539.0511 | 0.0054846 | 545.4469 | 0.015795 | 545.9647 | 0.0067087 | 540.9816 | 0.052619 | 545.9647 | 0.23838 | 545.9647 | 1.1175 | 545.9647 | 0.0097015 | 541.2032 | 0.0045563 | 545.9647 | 0 | 545.4469 | -0.00031273 | 755.4323 | 0.99506 | 754.7215 | 0 | 755.4323 | 0.013466 | 540.9816 | 2.2676
|  | 546.191 | 0.089287 | 545.6734 | 0.06332 | 501.2803 | 0.013183 | 546.191 | 0.031453 | 545.6734 | 0.050466 | 539.2759 | 0.0092176 | 545.6734 | 0.044091 | 546.191 | 0.024833 | 541.2032 | 0.073629 | 546.191 | 0.23875 | 546.191 | 1.102 | 546.191 | 0.014391 | 541.425 | 0.031866 | 546.191 | 0.009549 | 545.6734 | 0.0067405 | 755.597 | 0.99561 | 754.8863 | 0.00066945 | 755.597 | 0.012854 | 541.2033 | 2.2828
|  | 546.4172 | 0.058491 | 545.9 | 0.064659 | 501.3944 | 0 | 546.4172 | 0.015785 | 545.9 | 0.017098 | 539.5008 | 0.0033522 | 545.9 | 0.015946 | 546.4172 | 0.0064069 | 541.425 | 0.060286 | 546.4172 | 0.2332 | 546.4172 | 1.0891 | 546.4172 | 0.009482 | 541.6467 | -0.0037859 | 546.4172 | 0 | 545.9 | -0.0035524 | 755.7618 | 0.99457 | 755.0511 | 0 | 755.7618 | 0.013553 | 541.425 | 2.2741
|  | 546.6434 | 0.084924 | 546.1265 | 0.063492 | 501.5085 | 0.012323 | 546.6434 | 0.040105 | 546.1265 | 0.051301 | 539.7256 | 0.0096654 | 546.1265 | 0.036904 | 546.6434 | 0.024162 | 541.6467 | 0.062545 | 546.6434 | 0.23122 | 546.6434 | 1.0779 | 546.6434 | 0.014516 | 541.8684 | 0.024965 | 546.6434 | 0.013397 | 546.1265 | 0.0022865 | 755.9265 | 1.0131 | 755.2159 | 0.00066945 | 755.9265 | 0.012766 | 541.6467 | 2.2927
|  | 546.8697 | 0.050085 | 546.3531 | 0.065045 | 501.6225 | 0 | 546.8697 | -0.001112 | 546.3531 | -0.0044922 | 539.9505 | 0.0066023 | 546.3531 | 0.017921 | 546.8697 | 0.0006647 | 541.8684 | 0.059687 | 546.8697 | 0.22572 | 546.8697 | 1.0649 | 546.8697 | 0.012224 | 542.0901 | 0.0049595 | 546.8697 | 0 | 546.3531 | -0.0033657 | 756.0913 | 1.0218 | 755.3808 | 0 | 756.0913 | 0.013903 | 541.8684 | 2.2911
|  | 547.0959 | 0.096929 | 546.5797 | 0.058127 | 501.7366 | 0.013398 | 547.0959 | 0.062142 | 546.5797 | 0.026258 | 540.1754 | 0.010485 | 546.5797 | 0.03658 | 547.0959 | 0.024661 | 542.0901 | 0.066054 | 547.0959 | 0.22635 | 547.0959 | 1.0525 | 547.0959 | 0.015972 | 542.3119 | 0.013165 | 547.096 | 0.011125 | 546.5797 | 0.006464 | 756.2561 | 1.0387 | 755.5456 | 0.00047827 | 756.2561 | 0.012985 | 542.0901 | 2.3057
|  | 547.3222 | 0.047 | 546.8063 | 0.06021 | 501.8507 | 0 | 547.3222 | -0.0032611 | 546.8063 | -0.00039454 | 540.4002 | 0.0027954 | 546.8063 | 0.014922 | 547.3222 | 0.0036987 | 542.3119 | 0.059802 | 547.3222 | 0.2166 | 547.3222 | 1.0334 | 547.3222 | 0.011036 | 542.5336 | 0.012623 | 547.3222 | 0 | 546.8063 | -0.0051126 | 756.4208 | 1.0372 | 755.7104 | 0 | 756.4208 | 0.013684 | 542.3119 | 2.2863
|  | 547.5485 | 0.077729 | 547.0329 | 0.063334 | 501.9647 | 0.0073078 | 547.5485 | 0.031671 | 547.0329 | 0.025253 | 540.6251 | 0.0095777 | 547.0329 | 0.037896 | 547.5485 | 0.017608 | 542.5336 | 0.063598 | 547.5485 | 0.21586 | 547.5485 | 1.0141 | 547.5485 | 0.017175 | 542.7554 | 0.019616 | 547.5485 | 0.012099 | 547.0329 | 0.0076872 | 756.5856 | 1.0567 | 755.8752 | 0.00047827 | 756.5856 | 0.012635 | 542.5336 | 2.2943
|  | 547.7748 | 0.058209 | 547.2595 | 0.055526 | 502.0788 | 0 | 547.7748 | 0.011894 | 547.2595 | 0.012343 | 540.85 | 0.0045358 | 547.2595 | 0.01421 | 547.7748 | 0.007257 | 542.7554 | 0.043532 | 547.7748 | 0.20956 | 547.7748 | 0.99999 | 547.7748 | 0.011366 | 542.9772 | 0.029437 | 547.7748 | 0 | 547.2595 | -0.0010851 | 756.7504 | 1.0547 | 756.0401 | 0 | 756.7504 | 0.013509 | 542.7554 | 2.2975
|  | 548.0011 | 0.064358 | 547.4861 | 0.065999 | 502.1929 | 0.018269 | 548.0011 | 0.043427 | 547.4861 | 0.023673 | 541.0749 | 0.0097352 | 547.4861 | 0.040241 | 548.0011 | 0.021973 | 542.9772 | 0.057508 | 548.0011 | 0.20868 | 548.0011 | 0.98496 | 548.0011 | 0.016889 | 543.199 | 0.042749 | 548.0011 | 0.0094641 | 547.4861 | 0.0096722 | 756.9152 | 1.0743 | 756.2049 | 0.00047827 | 756.9152 | 0.01281 | 542.9772 | 2.3145
|  | 548.2274 | 0.062079 | 547.7128 | 0.062454 | 502.307 | 0 | 548.2274 | 0.016744 | 547.7128 | 0.0067207 | 541.2998 | 0.004565 | 547.7128 | 0.013649 | 548.2274 | 0.0038775 | 543.199 | 0.055395 | 548.2274 | 0.20279 | 548.2274 | 0.97006 | 548.2274 | 0.013695 | 543.4208 | 0.019314 | 548.2274 | 0 | 547.7128 | -0.0062571 | 757.08 | 1.0999 | 756.3698 | 0 | 757.08 | 0.013641 | 543.199 | 2.3044
|  | 548.4538 | 0.08821 | 547.9394 | 0.062329 | 502.4211 | 0.012896 | 548.4538 | 0.024474 | 547.9394 | 0.039391 | 541.5248 | 0.010003 | 547.9394 | 0.034125 | 548.4538 | 0.019178 | 543.4208 | 0.05695 | 548.4538 | 0.2011 | 548.4538 | 0.95388 | 548.4538 | 0.018581 | 543.6426 | 0.039878 | 548.4538 | 0.010759 | 547.9394 | 0.0096289 | 757.2448 | 1.1163 | 756.5346 | 0.00028696 | 757.2448 | 0.01316 | 543.4208 | 2.3027
|  | 548.6801 | 0.062806 | 548.1661 | 0.057468 | 502.5351 | 0 | 548.6801 | 0.014086 | 548.1661 | -0.0025193 | 541.7497 | 0.0022272 | 548.1661 | 0.015866 | 548.6801 | 0.0034681 | 543.6426 | 0.055162 | 548.6801 | 0.19604 | 548.6801 | 0.94098 | 548.6801 | 0.014373 | 543.8644 | -0.012567 | 548.6801 | 0 | 548.1661 | -0.011033 | 757.4096 | 1.1079 | 756.6995 | 0 | 757.4096 | 0.014209 | 543.6426 | 2.3077
|  | 548.9065 | 0.069403 | 548.3928 | 0.065898 | 502.6492 | 0.0040997 | 548.9065 | 0.043752 | 548.3928 | 0.036372 | 541.9747 | 0.011231 | 548.3928 | 0.03817 | 548.9065 | 0.022841 | 543.8644 | 0.048415 | 548.9065 | 0.19463 | 548.9065 | 0.92715 | 548.9065 | 0.019953 | 544.0862 | 0.0035008 | 548.9065 | 0.0084172 | 548.3928 | 0.0074247 | 757.5744 | 1.1055 | 756.8643 | 0.00086076 | 757.5744 | 0.013422 | 543.8644 | 2.3116
|  | 549.1329 | 0.064324 | 548.6194 | 0.065336 | 502.7633 | 0 | 549.1329 | -0.0015111 | 548.6194 | 0.0058982 | 542.1996 | 0.0015479 | 548.6194 | 0.015777 | 549.1329 | 0.011521 | 544.0862 | 0.055805 | 549.1329 | 0.18859 | 549.1329 | 0.91032 | 549.1329 | 0.017568 | 544.308 | 0.00033091 | 549.1329 | 0 | 548.6195 | -0.0022628 | 757.7392 | 1.1354 | 757.0292 | 0 | 757.7392 | 0.014428 | 544.0862 | 2.3268
|  | 549.3593 | 0.079011 | 548.8462 | 0.061797 | 502.8774 | 0.01003 | 549.3593 | 0.056956 | 548.8462 | 0.032038 | 542.4246 | 0.012396 | 548.8462 | 0.03669 | 549.3592 | 0.026032 | 544.308 | 0.068325 | 549.3592 | 0.18911 | 549.3593 | 0.89619 | 549.3592 | 0.018738 | 544.5299 | 0.017441 | 549.3592 | 0.0094464 | 548.8461 | 0.0076357 | 757.904 | 1.118 | 757.1941 | 9.5653e-05 | 757.904 | 0.013684 | 544.308 | 2.3265
|  | 549.5856 | 0.055255 | 549.0729 | 0.062 | 502.9915 | 0 | 549.5856 | 0.016648 | 549.0729 | 0.005999 | 542.6495 | 0.0060857 | 549.0729 | 0.017392 | 549.5856 | 0.008077 | 544.5299 | 0.03936 | 549.5856 | 0.18219 | 549.5856 | 0.88633 | 549.5856 | 0.016035 | 544.7518 | -0.0023159 | 549.5856 | 0 | 549.0729 | -0.0066218 | 758.0688 | 1.1762 | 757.359 | 0 | 758.0688 | 0.014602 | 544.5299 | 2.3275
|  | 549.8121 | 0.084666 | 549.2996 | 0.060884 | 503.1057 | 0.0083108 | 549.8121 | 0.045376 | 549.2996 | 0.039154 | 542.8746 | 0.010515 | 549.2996 | 0.036985 | 549.8121 | 0.025255 | 544.7518 | 0.058581 | 549.8121 | 0.18421 | 549.8121 | 0.87854 | 549.8121 | 0.02086 | 544.9736 | 0.0086426 | 549.8121 | 0.011964 | 549.2996 | 0.0096277 | 758.2336 | 1.1962 | 757.5239 | 0.00047827 | 758.2336 | 0.013335 | 544.7518 | 2.3423
|  | 550.0385 | 0.049487 | 549.5263 | 0.057141 | 503.2198 | 0 | 550.0385 | 0.008607 | 549.5263 | 0.018712 | 543.0995 | 0.0051324 | 549.5263 | 0.017274 | 550.0385 | 0.0067245 | 544.9736 | 0.029691 | 550.0385 | 0.1779 | 550.0385 | 0.86618 | 550.0385 | 0.01687 | 545.1956 | -0.010778 | 550.0385 | 0 | 549.5263 | -0.0082379 | 758.3985 | 1.1996 | 757.6887 | 0 | 758.3985 | 0.014078 | 544.9736 | 2.3239
|  | 550.2649 | 0.097824 | 549.7531 | 0.060447 | 503.3339 | 0.0081675 | 550.2649 | 0.054996 | 549.7531 | 0.032306 | 543.3246 | 0.010143 | 549.7531 | 0.037121 | 550.2649 | 0.017098 | 545.1956 | 0.051469 | 550.2649 | 0.1781 | 550.2649 | 0.85854 | 550.2649 | 0.023879 | 545.4174 | 0.019244 | 550.2649 | 0.0085024 | 549.7531 | 0.009338 | 758.5633 | 1.2059 | 757.8536 | 0.00028696 | 758.5633 | 0.013291 | 545.1956 | 2.3391
|  | 550.4913 | 0.074148 | 549.9798 | 0.060025 | 503.448 | 0 | 550.4913 | 0.024902 | 549.9798 | 0.012338 | 543.5496 | 0.0051501 | 549.9798 | 0.015717 | 550.4914 | 0.0061994 | 545.4174 | 0.044356 | 550.4914 | 0.1737 | 550.4913 | 0.84631 | 550.4914 | 0.019602 | 545.6393 | -0.00053292 | 550.4913 | 0 | 549.9799 | -0.0027846 | 758.7281 | 1.2052 | 758.0185 | 0 | 758.7281 | 0.014209 | 545.4174 | 2.3078
|  | 550.7178 | 0.095185 | 550.2066 | 0.065806 | 503.5621 | 0.0052178 | 550.7178 | 0.047252 | 550.2066 | 0.0316 | 543.7747 | 0.0096624 | 550.2066 | 0.036984 | 550.7178 | 0.029118 | 545.6393 | 0.057444 | 550.7178 | 0.17451 | 550.7178 | 0.83783 | 550.7178 | 0.024494 | 545.8613 | 0.029441 | 550.7178 | 0.013934 | 550.2066 | 0.0071931 | 758.893 | 1.2245 | 758.1834 | 0.00066945 | 758.893 | 0.013422 | 545.6393 | 2.3129
|  | 550.9443 | 0.070031 | 550.4334 | 0.061655 | 503.6762 | 0 | 550.9443 | 0.019891 | 550.4334 | 0.010261 | 543.9997 | 0.0050573 | 550.4334 | 0.016254 | 550.9443 | 0.0068693 | 545.8613 | 0.043942 | 550.9443 | 0.1677 | 550.9443 | 0.82468 | 550.9443 | 0.020326 | 546.0832 | -0.0039889 | 550.9443 | 0 | 550.4334 | -0.0021617 | 759.0578 | 1.2304 | 758.3483 | 0 | 759.0578 | 0.014122 | 545.8613 | 2.3181
|  | 551.1708 | 0.094618 | 550.6602 | 0.06467 | 503.7904 | 0.0090989 | 551.1708 | 0.045273 | 550.6602 | 0.049942 | 544.2247 | 0.011697 | 550.6602 | 0.039176 | 551.1708 | 0.02506 | 546.0832 | 0.061799 | 551.1708 | 0.1683 | 551.1708 | 0.8151 | 551.1708 | 0.025991 | 546.3051 | 0.021763 | 551.1708 | 0.012573 | 550.6602 | 0.0054428 | 759.2227 | 1.2522 | 758.5132 | 0.00047827 | 759.2227 | 0.013509 | 546.0832 | 2.3133
|  | 551.3973 | 0.052634 | 550.887 | 0.044857 | 503.9045 | 0 | 551.3973 | 0.028266 | 550.887 | 0.0093867 | 544.4498 | 0.0039302 | 550.887 | 0.014803 | 551.3973 | 0.016535 | 546.3051 | 0.042336 | 551.3973 | 0.16315 | 551.3973 | 0.80225 | 551.3973 | 0.022119 | 546.527 | -0.00091695 | 551.3973 | 0 | 550.887 | -0.0052912 | 759.3875 | 1.2647 | 758.6782 | 0 | 759.3875 | 0.014559 | 546.3051 | 2.3074
|  | 551.6238 | 0.085955 | 551.1139 | 0.059204 | 504.0186 | 0.01003 | 551.6238 | 0.031142 | 551.1139 | 0.021923 | 544.6749 | 0.009755 | 551.1139 | 0.037231 | 551.6238 | 0.024385 | 546.527 | 0.049285 | 551.6238 | 0.16365 | 551.6238 | 0.78994 | 551.6238 | 0.027889 | 546.749 | 0.029096 | 551.6238 | 0.011374 | 551.1138 | 0.01016 | 759.5524 | 1.2881 | 758.8431 | 0.00066945 | 759.5524 | 0.01399 | 546.527 | 2.2996
|  | 551.8503 | 0.054286 | 551.3407 | 0.056012 | 504.1328 | 0 | 551.8503 | 0.026957 | 551.3407 | 0.011542 | 544.9 | 0.0028701 | 551.3407 | 0.013489 | 551.8503 | 0.0070012 | 546.749 | 0.042496 | 551.8503 | 0.15541 | 551.8503 | 0.77565 | 551.8503 | 0.023741 | 546.9709 | -0.013542 | 551.8503 | 0 | 551.3407 | -0.0044658 | 759.7172 | 1.2877 | 759.008 | 0 | 759.7172 | 0.014821 | 546.749 | 2.3061
|  | 552.0768 | 0.072031 | 551.5675 | 0.062522 | 504.2469 | 0.011893 | 552.0768 | 0.051295 | 551.5675 | 0.023344 | 545.1251 | 0.0082432 | 551.5675 | 0.035605 | 552.0768 | 0.021425 | 546.9709 | 0.047562 | 552.0768 | 0.15658 | 552.0768 | 0.76622 | 552.0768 | 0.031303 | 547.1929 | 0.026559 | 552.0768 | 0.015804 | 551.5675 | 0.010936 | 759.8821 | 1.3131 | 759.1729 | 0.00028696 | 759.8821 | 0.013947 | 546.971 | 2.3123
|  | 552.3033 | 0.048621 | 551.7944 | 0.060832 | 504.361 | 0 | 552.3033 | 0.022594 | 551.7944 | -0.0082399 | 545.3502 | 0.003667 | 551.7944 | 0.018106 | 552.3034 | 0.0084616 | 547.1929 | 0.033096 | 552.3034 | 0.1519 | 552.3033 | 0.75094 | 552.3034 | 0.024622 | 547.4149 | 0.0055701 | 552.3033 | 0 | 551.7944 | -0.0072244 | 760.047 | 1.3211 | 759.3379 | 0 | 760.047 | 0.014734 | 547.1929 | 2.3105
|  | 552.5299 | 0.080959 | 552.0213 | 0.063675 | 504.4752 | 0.0065843 | 552.5299 | 0.05437 | 552.0213 | 0.030858 | 545.5753 | 0.012585 | 552.0213 | 0.037292 | 552.5299 | 0.028713 | 547.4149 | 0.051585 | 552.5299 | 0.15224 | 552.5299 | 0.74125 | 552.5299 | 0.031676 | 547.6369 | 0.039898 | 552.5299 | 0.0099749 | 552.0213 | 0.0076575 | 760.2118 | 1.3231 | 759.5028 | 0.00066945 | 760.2118 | 0.014078 | 547.4149 | 2.3166
|  | 552.7565 | 0.064644 | 552.2482 | 0.057663 | 504.5894 | 0 | 552.7565 | 0.0022778 | 552.2482 | 0.0088446 | 545.8004 | 0.0047574 | 552.2482 | 0.012571 | 552.7565 | 0.0036066 | 547.6369 | 0.037731 | 552.7565 | 0.14622 | 552.7565 | 0.72928 | 552.7565 | 0.027206 | 547.8589 | 0.014958 | 552.7565 | 0 | 552.2482 | -0.0032122 | 760.3767 | 1.3234 | 759.6677 | 0 | 760.3767 | 0.014821 | 547.6369 | 2.2998
|  | 552.983 | 0.081117 | 552.4751 | 0.063175 | 504.7035 | 0.0088123 | 552.983 | 0.029577 | 552.4751 | 0.026006 | 546.0256 | 0.0099777 | 552.4751 | 0.034752 | 552.9831 | 0.021287 | 547.8589 | 0.04042 | 552.9831 | 0.1486 | 552.983 | 0.72123 | 552.9831 | 0.032462 | 548.0809 | 0.00039626 | 552.983 | 0.010527 | 552.4751 | 0.0050995 | 760.5416 | 1.353 | 759.8327 | 0.00047827 | 760.5416 | 0.013728 | 547.8589 | 2.3
|  | 553.2097 | 0.065003 | 552.702 | 0.059212 | 504.8177 | 0 | 553.2097 | 0.038713 | 552.702 | 0.0098306 | 546.2507 | 0.006683 | 552.702 | 0.013869 | 553.2096 | 0.0042134 | 548.0809 | 0.038791 | 553.2096 | 0.14057 | 553.2097 | 0.70958 | 553.2096 | 0.028872 | 548.303 | -0.0099911 | 553.2097 | 0 | 552.702 | -0.0054613 | 760.7065 | 1.3578 | 759.9976 | 0 | 760.7065 | 0.01469 | 548.0809 | 2.291
|  | 553.4363 | 0.070263 | 552.9289 | 0.060737 | 504.9318 | 0.0079526 | 553.4363 | 0.045122 | 552.9289 | 0.034325 | 546.4759 | 0.010261 | 552.9289 | 0.033797 | 553.4362 | 0.022959 | 548.303 | 0.036855 | 553.4362 | 0.14109 | 553.4363 | 0.69907 | 553.4362 | 0.034255 | 548.525 | 0.022616 | 553.4363 | 0.012693 | 552.9289 | 0.0079825 | 760.8714 | 1.3937 | 760.1626 | 0.00047827 | 760.8714 | 0.014034 | 548.303 | 2.3058
|  | 553.6628 | 0.076646 | 553.1558 | 0.053881 | 505.046 | 0 | 553.6628 | 0.011572 | 553.1558 | 0.016352 | 546.701 | 0.003503 | 553.1558 | 0.013095 | 553.6629 | 0.0037394 | 548.525 | 0.032119 | 553.6629 | 0.13614 | 553.6628 | 0.68543 | 553.6629 | 0.030184 | 548.7471 | 0.0052425 | 553.6628 | 0 | 553.1558 | -0.0050356 | 761.0363 | 1.4015 | 760.3276 | 0 | 761.0363 | 0.014909 | 548.525 | 2.2985
|  | 553.8895 | 0.09783 | 553.3828 | 0.061576 | 505.1602 | 0.0083108 | 553.8895 | 0.072461 | 553.3828 | 0.038845 | 546.9263 | 0.0086941 | 553.3828 | 0.036603 | 553.8895 | 0.022087 | 548.7471 | 0.042931 | 553.8895 | 0.13765 | 553.8895 | 0.67669 | 553.8895 | 0.035558 | 548.9691 | 0.019703 | 553.8895 | 0.013258 | 553.3828 | 0.0069837 | 761.2012 | 1.4086 | 760.4925 | 0.00047827 | 761.2012 | 0.01399 | 548.7471 | 2.3277
|  | 554.1161 | 0.063471 | 553.6097 | 0.052449 | 505.2743 | 0 | 554.1161 | 0.024077 | 553.6097 | 0.02119 | 547.1514 | 0.0026238 | 553.6097 | 0.014897 | 554.1161 | 0.0010438 | 548.9691 | 0.02473 | 554.1161 | 0.13198 | 554.1161 | 0.66609 | 554.1161 | 0.033732 | 549.1912 | -0.012531 | 554.1161 | 0 | 553.6097 | -0.011833 | 761.3661 | 1.4215 | 760.6575 | 0 | 761.3661 | 0.014734 | 548.9691 | 2.3118
|  | 554.3428 | 0.073002 | 553.8367 | 0.060227 | 505.3885 | 0.0068328 | 554.3428 | 0.040105 | 553.8367 | 0.04092 | 547.3766 | 0.0085352 | 553.8367 | 0.035805 | 554.3428 | 0.03133 | 549.1912 | 0.055304 | 554.3428 | 0.13498 | 554.3428 | 0.66173 | 554.3428 | 0.03699 | 549.4133 | 0.026207 | 554.3428 | 0.0094838 | 553.8367 | 0.010449 | 761.531 | 1.4201 | 760.8225 | 0.00047827 | 761.531 | 0.013903 | 549.1912 | 2.3128
|  | 554.5695 | 0.080735 | 554.0637 | 0.05297 | 505.5027 | 0 | 554.5695 | 0.0088073 | 554.0637 | 0.0063558 | 547.6019 | 0.003733 | 554.0637 | 0.011212 | 554.5694 | 0.0060687 | 549.4133 | 0.039379 | 554.5694 | 0.12868 | 554.5695 | 0.64786 | 554.5694 | 0.034288 | 549.6353 | -0.0039489 | 554.5695 | 0 | 554.0637 | -0.0036812 | 761.6959 | 1.4517 | 760.9874 | 0 | 761.6959 | 0.014515 | 549.4133 | 2.3015
|  | 554.7961 | 0.08444 | 554.2907 | 0.057096 | 505.6169 | 0.011033 | 554.7961 | 0.057215 | 554.2907 | 0.03433 | 547.8271 | 0.0085224 | 554.2907 | 0.03372 | 554.7961 | 0.021823 | 549.6353 | 0.05514 | 554.7961 | 0.12885 | 554.7961 | 0.64067 | 554.7961 | 0.041438 | 549.8574 | 0.007154 | 554.7961 | 0.011699 | 554.2907 | 0.0066267 | 761.8609 | 1.4625 | 761.1524 | 0.00066945 | 761.8609 | 0.013378 | 549.6353 | 2.3089
|  | 555.0228 | 0.065458 | 554.5177 | 0.056045 | 505.7311 | 0 | 555.0228 | 0.015499 | 554.5177 | -0.012692 | 548.0524 | 0.0033767 | 554.5177 | 0.01364 | 555.0228 | 0.0046914 | 549.8574 | 0.040962 | 555.0228 | 0.12488 | 555.0228 | 0.62906 | 555.0228 | 0.037317 | 550.0795 | -0.025096 | 555.0228 | 0 | 554.5177 | -0.00073079 | 762.0258 | 1.4903 | 761.3174 | 0 | 762.0258 | 0.014602 | 549.8574 | 2.3073
|  | 555.2495 | 0.10578 | 554.7447 | 0.053302 | 505.8453 | 0.0098153 | 555.2495 | 0.037111 | 554.7447 | 0.038428 | 548.2776 | 0.0078785 | 554.7447 | 0.035065 | 555.2495 | 0.022699 | 550.0795 | 0.036502 | 555.2495 | 0.12747 | 555.2495 | 0.62402 | 555.2495 | 0.043511 | 550.3016 | 0.02764 | 555.2495 | 0.013345 | 554.7447 | 0.0083469 | 762.1907 | 1.5037 | 761.4824 | 0.00066945 | 762.1907 | 0.013947 | 550.0795 | 2.3141
|  | 555.4762 | 0.061237 | 554.9718 | 0.054432 | 505.9595 | 0 | 555.4762 | 0.013418 | 554.9718 | 0.0028919 | 548.5029 | 0.0031661 | 554.9718 | 0.012187 | 555.4762 | 0.010043 | 550.3016 | 0.020143 | 555.4762 | 0.12094 | 555.4762 | 0.61439 | 555.4762 | 0.039193 | 550.5238 | -0.0034126 | 555.4762 | 0 | 554.9718 | -0.0045726 | 762.3557 | 1.4966 | 761.6474 | 0 | 762.3557 | 0.015477 | 550.3016 | 2.3005
|  | 555.7029 | 0.073002 | 555.1988 | 0.056036 | 506.0736 | 0.012036 | 555.7029 | 0.043975 | 555.1988 | 0.0308 | 548.7281 | 0.0093934 | 555.1988 | 0.034568 | 555.7029 | 0.017981 | 550.5238 | 0.040394 | 555.7029 | 0.12052 | 555.7029 | 0.60663 | 555.7029 | 0.044701 | 550.7459 | 0.044388 | 555.7029 | 0.011936 | 555.1988 | 0.0020896 | 762.5206 | 1.5223 | 761.8124 | 0.00066945 | 762.5206 | 0.014515 | 550.5238 | 2.3241
|  | 555.9297 | 0.067513 | 555.4259 | 0.050143 | 506.1879 | 0 | 555.9297 | 0.016139 | 555.4259 | -0.0086609 | 548.9534 | 0.0037864 | 555.4259 | 0.012062 | 555.9297 | 0.0054147 | 550.7459 | 0.031078 | 555.9297 | 0.11581 | 555.9297 | 0.59666 | 555.9297 | 0.043076 | 550.9681 | 0.0040514 | 555.9297 | 0 | 555.4259 | -0.0043185 | 762.6855 | 1.5324 | 761.9774 | 0 | 762.6855 | 0.015564 | 550.7459 | 2.3066
|  | 556.1564 | 0.084138 | 555.6529 | 0.059501 | 506.3021 | 0.0074511 | 556.1564 | 0.081946 | 555.6529 | 0.024889 | 549.1787 | 0.0060183 | 555.6529 | 0.035753 | 556.1564 | 0.017354 | 550.9681 | 0.043415 | 556.1564 | 0.1185 | 556.1564 | 0.59012 | 556.1564 | 0.048494 | 551.1902 | 0.026687 | 556.1564 | 0.01332 | 555.6529 | 0.0071741 | 762.8505 | 1.5691 | 762.1424 | 0.00028696 | 762.8505 | 0.014602 | 550.9681 | 2.305
|  | 556.3832 | 0.067739 | 555.88 | 0.056891 | 506.4163 | 0 | 556.3832 | 0.010338 | 555.88 | 0.015918 | 549.404 | 0.0031203 | 555.88 | 0.014012 | 556.3832 | 0.0017017 | 551.1902 | 0.027698 | 556.3832 | 0.1112 | 556.3832 | 0.57959 | 556.3832 | 0.045781 | 551.4124 | -0.024853 | 556.3832 | 0.00098223 | 555.88 | -0.0045353 | 763.0154 | 1.5711 | 762.3075 | 0 | 763.0154 | 0.015739 | 551.1902 | 2.3073
|  | 556.6099 | 0.098702 | 556.1071 | 0.057442 | 506.5305 | 0.0047209 | 556.6099 | 0.047452 | 556.1071 | 0.040722 | 549.6293 | 0.0097176 | 556.1071 | 0.032887 | 556.6099 | 0.021618 | 551.4124 | 0.03846 | 556.6099 | 0.11389 | 556.6099 | 0.56915 | 556.6099 | 0.050932 | 551.6346 | 0.022826 | 556.6099 | 0.01377 | 556.1071 | 0.0068742 | 763.1804 | 1.5921 | 762.4725 | 0.00066945 | 763.1804 | 0.014515 | 551.4124 | 2.3147
|  | 556.8367 | 0.062476 | 556.3342 | 0.050416 | 506.6447 | 0 | 556.8367 | -0.00072277 | 556.3342 | 0.0033623 | 549.8547 | 0.0043735 | 556.3342 | 0.011115 | 556.8367 | 0.0087413 | 551.6346 | 0.040709 | 556.8367 | 0.10894 | 556.8367 | 0.56008 | 556.8367 | 0.048196 | 551.8568 | -0.009618 | 556.8367 | 0 | 556.3342 | -0.0062323 | 763.3454 | 1.6054 | 762.6375 | 0 | 763.3454 | 0.015258 | 551.6346 | 2.3083
|  | 557.0635 | 0.078967 | 556.5613 | 0.055332 | 506.7589 | 0.017768 | 557.0635 | 0.034504 | 556.5613 | 0.029719 | 550.08 | 0.011274 | 556.5613 | 0.035913 | 557.0635 | 0.023223 | 551.8568 | 0.031783 | 557.0635 | 0.10947 | 557.0635 | 0.55096 | 557.0635 | 0.055163 | 552.079 | 0.016852 | 557.0635 | 0.013442 | 556.5613 | 0.0069371 | 763.5103 | 1.6308 | 762.8025 | 0.00047827 | 763.5103 | 0.014384 | 551.8568 | 2.3298
|  | 557.2903 | 0.066909 | 556.7885 | 0.052787 | 506.8731 | 0 | 557.2903 | 0.032573 | 556.7885 | -0.0075931 | 550.3053 | 0.0012051 | 556.7885 | 0.0089819 | 557.2903 | 0.0072831 | 552.079 | 0.027343 | 557.2903 | 0.10474 | 557.2903 | 0.54156 | 557.2903 | 0.052012 | 552.3012 | -0.0030768 | 557.2903 | 0 | 556.7885 | -0.0018461 | 763.6753 | 1.6392 | 762.9676 | 0 | 763.6753 | 0.015827 | 552.079 | 2.3147
|  | 557.5172 | 0.082743 | 557.0156 | 0.055587 | 506.9874 | 0.012896 | 557.5172 | 0.041638 | 557.0156 | 0.03427 | 550.5307 | 0.01103 | 557.0156 | 0.034175 | 557.5171 | 0.027614 | 552.3012 | 0.030574 | 557.5171 | 0.1073 | 557.5172 | 0.53461 | 557.5171 | 0.056461 | 552.5234 | 0.027118 | 557.5172 | 0.016961 | 557.0156 | -0.0010442 | 763.8403 | 1.6536 | 763.1326 | 0.00066945 | 763.8403 | 0.014952 | 552.3012 | 2.3389
|  | 557.744 | 0.067272 | 557.2428 | 0.046269 | 507.1016 | 0 | 557.744 | 0.03021 | 557.2428 | 0.0050303 | 550.756 | 0.0036039 | 557.2428 | 0.010335 | 557.744 | 0.0079163 | 552.5234 | 0.029983 | 557.744 | 0.099338 | 557.744 | 0.52354 | 557.744 | 0.054008 | 552.7457 | -0.00092981 | 557.744 | 0 | 557.2428 | -0.0045541 | 764.0053 | 1.6711 | 763.2976 | 0 | 764.0053 | 0.015739 | 552.5234 | 2.3417
|  | 557.9708 | 0.085775 | 557.4699 | 0.057675 | 507.2158 | 0.0074511 | 557.9708 | 0.035889 | 557.4699 | 0.031264 | 550.9814 | 0.0062559 | 557.4699 | 0.031454 | 557.9708 | 0.02243 | 552.7457 | 0.04706 | 557.9708 | 0.10371 | 557.9708 | 0.51855 | 557.9708 | 0.060375 | 552.9679 | 0.024367 | 557.9708 | 0.016437 | 557.4699 | 0.0090924 | 764.1703 | 1.6812 | 763.4627 | 0.00028696 | 764.1703 | 0.014515 | 552.7457 | 2.3395
|  | 558.1977 | 0.07753 | 557.6971 | 0.053596 | 507.3301 | 0 | 558.1977 | 0.013931 | 557.6971 | -0.0084312 | 551.2068 | 0.004552 | 557.6971 | 0.0091507 | 558.1977 | 0.00090387 | 552.9679 | 0.029565 | 558.1977 | 0.096767 | 558.1977 | 0.50918 | 558.1977 | 0.056771 | 553.1902 | -0.014682 | 558.1977 | 0 | 557.6971 | -0.0033866 | 764.3352 | 1.6841 | 763.6277 | 0 | 764.3352 | 0.015827 | 552.9679 | 2.3292
|  | 558.4246 | 0.076427 | 557.9243 | 0.058432 | 507.4443 | 0.0080959 | 558.4246 | 0.053424 | 557.9243 | 0.036965 | 551.4322 | 0.0075322 | 557.9243 | 0.034425 | 558.4245 | 0.021584 | 553.1902 | 0.02806 | 558.4245 | 0.10023 | 558.4246 | 0.50102 | 558.4245 | 0.064719 | 553.4124 | 0.010389 | 558.4246 | 0.017581 | 557.9243 | 0.0055186 | 764.5003 | 1.704 | 763.7928 | 0.00066945 | 764.5003 | 0.015127 | 553.1902 | 2.344
|  | 558.6514 | 0.070888 | 558.1515 | 0.049797 | 507.5585 | 0 | 558.6514 | 0.019538 | 558.1515 | 0.011398 | 551.6577 | 0.008111 | 558.1515 | 0.010524 | 558.6514 | 0.0037 | 553.4124 | 0.018381 | 558.6514 | 0.093955 | 558.6514 | 0.48976 | 558.6514 | 0.05969 | 553.6347 | 0.010521 | 558.6514 | 0 | 558.1515 | -0.0023297 | 764.6653 | 1.7418 | 763.9579 | 0 | 764.6653 | 0.016264 | 553.4124 | 2.3344
|  | 558.8783 | 0.080449 | 558.3787 | 0.054654 | 507.6728 | 0.013899 | 558.8783 | 0.054517 | 558.3787 | 0.025776 | 551.8831 | 0.010605 | 558.3787 | 0.031143 | 558.8783 | 0.026844 | 553.6347 | 0.057178 | 558.8783 | 0.095679 | 558.8783 | 0.48295 | 558.8783 | 0.067832 | 553.857 | 0.030748 | 558.8783 | 0.0116 | 558.3787 | 0.0025657 | 764.8302 | 1.7502 | 764.1229 | 0.00086076 | 764.8302 | 0.015171 | 553.6347 | 2.3275
|  | 559.1052 | 0.05701 | 558.606 | 0.055684 | 507.787 | 0 | 559.1052 | 0.02696 | 558.606 | 0.0047785 | 552.1085 | 0.0028829 | 558.606 | 0.01236 | 559.1052 | 0.012084 | 553.857 | 0.0095635 | 559.1052 | 0.092471 | 559.1052 | 0.47337 | 559.1052 | 0.063579 | 554.0793 | -0.0034489 | 559.1052 | 0 | 558.606 | -0.0023302 | 764.9953 | 1.7748 | 764.288 | 0 | 764.9953 | 0.015958 | 553.857 | 2.3295
|  | 559.3321 | 0.077059 | 558.8332 | 0.061434 | 507.9013 | 0.0081675 | 559.3321 | 0.036272 | 558.8332 | 0.027451 | 552.3339 | 0.0052657 | 558.8332 | 0.030889 | 559.3321 | 0.029895 | 554.0793 | 0.026994 | 559.3321 | 0.093151 | 559.3321 | 0.4684 | 559.3321 | 0.07077 | 554.3016 | 0.029496 | 559.3321 | 0.016119 | 558.8332 | 0.0069576 | 765.1603 | 1.7949 | 764.4531 | 0.00066945 | 765.1603 | 0.015083 | 554.0793 | 2.3299
|  | 559.559 | 0.038302 | 559.0604 | 0.052609 | 508.0156 | 0 | 559.559 | 0.012616 | 559.0604 | 0.026331 | 552.5594 | 0.0013309 | 559.0604 | 0.009229 | 559.559 | 0.0071594 | 554.3016 | 0.016498 | 559.559 | 0.088099 | 559.559 | 0.45705 | 559.559 | 0.066637 | 554.5239 | -0.0056624 | 559.559 | 0.0027087 | 559.0604 | -0.0058668 | 765.3253 | 1.8068 | 764.6182 | 0 | 765.3253 | 0.016264 | 554.3016 | 2.3136
|  | 559.7859 | 0.085753 | 559.2877 | 0.05692 | 508.1298 | 0.0099586 | 559.7859 | 0.040155 | 559.2877 | 0.028602 | 552.7849 | 0.0094768 | 559.2877 | 0.0334 | 559.786 | 0.023107 | 554.5239 | 0.040338 | 559.786 | 0.089723 | 559.7859 | 0.45348 | 559.786 | 0.074565 | 554.7462 | 0.0026521 | 559.7859 | 0.014988 | 559.2877 | 0.0072965 | 765.4903 | 1.8325 | 764.7833 | 0.00028696 | 765.4903 | 0.015608 | 554.5239 | 2.3326
|  | 560.0129 | 0.081282 | 559.515 | 0.054273 | 508.2441 | 0 | 560.0129 | 0.02913 | 559.515 | -0.0074892 | 553.0103 | 0.0037468 | 559.515 | 0.011714 | 560.0129 | 0.0010984 | 554.7462 | 0.02689 | 560.0129 | 0.083743 | 560.0129 | 0.44401 | 560.0129 | 0.073061 | 554.9686 | -0.012442 | 560.0129 | 0 | 559.515 | -0.0069032 | 765.6553 | 1.8481 | 764.9484 | 0 | 765.6553 | 0.016614 | 554.7462 | 2.3344
|  | 560.2399 | 0.077599 | 559.7423 | 0.055265 | 508.3584 | 0.0034785 | 560.2399 | 0.056907 | 559.7423 | 0.027082 | 553.2358 | 0.0079178 | 559.7423 | 0.032199 | 560.2399 | 0.02902 | 554.9686 | 0.037611 | 560.2399 | 0.087122 | 560.2399 | 0.43791 | 560.2399 | 0.078538 | 555.1909 | 0.023721 | 560.2399 | 0.014907 | 559.7423 | -0.0048923 | 765.8204 | 1.8541 | 765.1134 | 0.00047827 | 765.8204 | 0.015433 | 554.9686 | 2.3412
|  | 560.4669 | 0.054959 | 559.9696 | 0.050547 | 508.4726 | 0 | 560.4669 | 0.007291 | 559.9696 | -0.0003454 | 553.4613 | 0.005677 | 559.9696 | 0.005928 | 560.4669 | 0.0019382 | 555.1909 | 0.022108 | 560.4669 | 0.083245 | 560.4669 | 0.43001 | 560.4669 | 0.076323 | 555.4133 | -0.0026046 | 560.4669 | 0.00020556 | 559.9696 | -0.006055 | 765.9854 | 1.897 | 765.2785 | 0 | 765.9854 | 0.016133 | 555.1909 | 2.324
|  | 560.6938 | 0.086309 | 560.1969 | 0.05564 | 508.5869 | 0.0078093 | 560.6938 | 0.055742 | 560.1969 | 0.017456 | 553.6868 | 0.0087234 | 560.1969 | 0.034088 | 560.6938 | 0.021592 | 555.4133 | 0.036935 | 560.6938 | 0.082907 | 560.6938 | 0.42284 | 560.6938 | 0.084288 | 555.6356 | 0.018933 | 560.6938 | 0.019579 | 560.1969 | 0.0056051 | 766.1504 | 1.8947 | 765.4437 | 0.00066945 | 766.1504 | 0.015258 | 555.4133 | 2.349
|  | 560.9208 | 0.06641 | 560.4242 | 0.05468 | 508.7012 | 0 | 560.9208 | 0.028234 | 560.4242 | -0.0032751 | 553.9123 | 0.0052112 | 560.4242 | 0.013213 | 560.9208 | 0.0033525 | 555.6356 | 0.020985 | 560.9208 | 0.078289 | 560.9208 | 0.4154 | 560.9208 | 0.07981 | 555.858 | -0.0041266 | 560.9208 | 0.001632 | 560.4242 | -0.010103 | 766.3155 | 1.9194 | 765.6088 | 0 | 766.3155 | 0.016308 | 555.6356 | 2.3308
|  | 561.1478 | 0.11122 | 560.6516 | 0.060481 | 508.8155 | 0.0098153 | 561.1478 | 0.033467 | 560.6516 | 0.029657 | 554.1378 | 0.0094048 | 560.6516 | 0.030979 | 561.1478 | 0.02694 | 555.858 | 0.041084 | 561.1478 | 0.082139 | 561.1478 | 0.409 | 561.1478 | 0.087434 | 556.0804 | 0.012082 | 561.1478 | 0.017237 | 560.6516 | 0.0069168 | 766.4805 | 1.9291 | 765.7739 | 0.00047827 | 766.4805 | 0.01587 | 555.858 | 2.3488
|  | 561.3749 | 0.067107 | 560.8789 | 0.047293 | 508.9298 | 0 | 561.3749 | 0.021139 | 560.8789 | -0.0052954 | 554.3634 | 0.0038961 | 560.8789 | 0.0098674 | 561.3749 | 0.0043904 | 556.0804 | 0.03487 | 561.3749 | 0.075031 | 561.3749 | 0.39936 | 561.3749 | 0.083106 | 556.3028 | 0.01514 | 561.3749 | 0.0014195 | 560.8789 | -0.0072115 | 766.6456 | 1.9553 | 765.939 | 0 | 766.6456 | 0.016657 | 556.0804 | 2.3284
|  | 561.6019 | 0.096753 | 561.1063 | 0.062177 | 509.0441 | 0.0084541 | 561.6019 | 0.055022 | 561.1063 | 0.029242 | 554.5889 | 0.0074298 | 561.1063 | 0.032148 | 561.6019 | 0.029649 | 556.3028 | 0.032404 | 561.6019 | 0.080744 | 561.6019 | 0.39602 | 561.6019 | 0.092714 | 556.5252 | 0.0018421 | 561.6019 | 0.020865 | 561.1063 | 0.011173 | 766.8107 | 1.9685 | 766.1041 | 0.00047827 | 766.8107 | 0.016002 | 556.3028 | 2.3139
|  | 561.8289 | 0.085242 | 561.3336 | 0.049724 | 509.1583 | 0 | 561.8289 | 0.045004 | 561.3336 | -0.0011184 | 554.8145 | 0.0022613 | 561.3336 | 0.011141 | 561.8289 | 0 | 556.5252 | 0.011251 | 561.8289 | 0.0705 | 561.8289 | 0.38829 | 561.8289 | 0.090267 | 556.7476 | 0.0054137 | 561.8289 | 0 | 561.3337 | -0.0037496 | 766.9757 | 2.0072 | 766.2692 | 0 | 766.9757 | 0.016745 | 556.5252 | 2.3244
|  | 562.056 | 0.089882 | 561.561 | 0.057846 | 509.2726 | 0.010174 | 562.056 | 0.060207 | 561.561 | 0.034889 | 555.04 | 0.0084991 | 561.561 | 0.032041 | 562.056 | 0.021031 | 556.7476 | 0.02959 | 562.056 | 0.076762 | 562.056 | 0.38739 | 562.056 | 0.097568 | 556.97 | 0.028891 | 562.056 | 0.018887 | 561.561 | 0.0098267 | 767.1408 | 2.0219 | 766.4344 | 0.00066945 | 767.1408 | 0.016133 | 556.7476 | 2.3254
|  | 562.2831 | 0.054217 | 561.7884 | 0.05349 | 509.387 | 0 | 562.2831 | 0.017008 | 561.7884 | -0.0027233 | 555.2656 | 0.0031855 | 561.7884 | 0.0091461 | 562.2831 | 0.0088769 | 556.97 | 0.013544 | 562.2831 | 0.072173 | 562.2831 | 0.3803 | 562.2831 | 0.095877 | 557.1925 | 0.015962 | 562.2831 | 0.00065205 | 561.7884 | -0.0044413 | 767.3059 | 2.0461 | 766.5995 | 0 | 767.3059 | 0.017095 | 556.97 | 2.3255
|  | 562.5101 | 0.09602 | 562.0158 | 0.05661 | 509.5013 | 0.0060874 | 562.5101 | 0.069693 | 562.0158 | 0.023189 | 555.4912 | 0.0090526 | 562.0158 | 0.033267 | 562.5102 | 0.025602 | 557.1925 | 0.031581 | 562.5102 | 0.074911 | 562.5101 | 0.37582 | 562.5102 | 0.10261 | 557.4149 | 0.028853 | 562.5101 | 0.022832 | 562.0158 | 0.0097291 | 767.4709 | 2.065 | 766.7646 | 0.00047827 | 767.4709 | 0.016526 | 557.1925 | 2.3253
|  | 562.7372 | 0.076289 | 562.2433 | 0.050983 | 509.6156 | 0 | 562.7372 | 0.0082988 | 562.2433 | 0.0090928 | 555.7168 | 0.003511 | 562.2433 | 0.0086066 | 562.7372 | 0 | 557.4149 | 0.019577 | 562.7372 | 0.068744 | 562.7372 | 0.3682 | 562.7372 | 0.10292 | 557.6374 | -0.011687 | 562.7372 | 0.0023666 | 562.2433 | 3.853e-05 | 767.636 | 2.1041 | 766.9298 | 0 | 767.636 | 0.017357 | 557.4149 | 2.3013
|  | 562.9644 | 0.10879 | 562.4707 | 0.055785 | 509.7299 | 0.01526 | 562.9644 | 0.063695 | 562.4707 | 0.017532 | 555.9424 | 0.006848 | 562.4707 | 0.026966 | 562.9643 | 0.019519 | 557.6374 | 0.030688 | 562.9643 | 0.071491 | 562.9644 | 0.36472 | 562.9643 | 0.10862 | 557.8599 | 0.016003 | 562.9644 | 0.020168 | 562.4707 | 0.011272 | 767.8011 | 2.1098 | 767.0949 | 0.00066945 | 767.8011 | 0.016439 | 557.6374 | 2.3245
|  | 563.1915 | 0.06876 | 562.6981 | 0.047541 | 509.8442 | 0 | 563.1915 | 0.018106 | 562.6981 | -0.0090479 | 556.168 | 0.0032448 | 562.6981 | 0.0081183 | 563.1915 | 0.0045585 | 557.8599 | 0.031912 | 563.1915 | 0.06398 | 563.1915 | 0.35756 | 563.1915 | 0.10886 | 558.0823 | 0.0051221 | 563.1915 | 0.0046411 | 562.6982 | -0.0033989 | 767.9662 | 2.1286 | 767.2601 | 0 | 767.9662 | 0.017138 | 557.8599 | 2.3306
|  | 563.4186 | 0.10002 | 562.9256 | 0.053129 | 509.9585 | 0.013039 | 563.4186 | 0.068261 | 562.9256 | 0.024669 | 556.3937 | 0.0090192 | 562.9256 | 0.030835 | 563.4186 | 0.028165 | 558.0823 | 0.035731 | 563.4186 | 0.069697 | 563.4186 | 0.35497 | 563.4186 | 0.11526 | 558.3049 | 0.022184 | 563.4186 | 0.015798 | 562.9256 | 0.011537 | 768.1313 | 2.1434 | 767.4253 | 0.00047827 | 768.1313 | 0.016176 | 558.0823 | 2.3234
|  | 563.6458 | 0.072617 | 563.1531 | 0.047173 | 510.0729 | 0 | 563.6458 | 0.043555 | 563.1531 | 0.00038814 | 556.6193 | 0.0025177 | 563.1531 | 0.0069436 | 563.6457 | 0.0017794 | 558.3049 | 0.023496 | 563.6457 | 0.064053 | 563.6458 | 0.34769 | 563.6457 | 0.11497 | 558.5273 | 0.0026868 | 563.6458 | 0 | 563.1531 | -0.0087689 | 768.2964 | 2.1653 | 767.5904 | 0 | 768.2964 | 0.016745 | 558.3049 | 2.3302
|  | 563.8729 | 0.097726 | 563.3806 | 0.058394 | 510.1872 | 0.01046 | 563.8729 | 0.036417 | 563.3806 | 0.047739 | 556.845 | 0.008764 | 563.3806 | 0.033919 | 563.8729 | 0.0237 | 558.5273 | 0.035086 | 563.8729 | 0.068442 | 563.8729 | 0.34538 | 563.8729 | 0.12314 | 558.7499 | 0.0052732 | 563.8729 | 0.020904 | 563.3806 | 0.014348 | 768.4615 | 2.1967 | 767.7556 | 0.00047827 | 768.4615 | 0.016351 | 558.5273 | 2.3453
|  | 564.1 | 0.082124 | 563.6081 | 0.05323 | 510.3015 | 0 | 564.1 | 0.014958 | 563.6081 | 0.0016957 | 557.0707 | 0.0010835 | 563.6081 | 0.010262 | 564.1 | 0.0008158 | 558.7499 | 0.013901 | 564.1 | 0.063943 | 564.1 | 0.33913 | 564.1 | 0.12229 | 558.9724 | 0.01567 | 564.1 | 0.0028472 | 563.6081 | -0.0088808 | 768.6266 | 2.213 | 767.9208 | 0 | 768.6266 | 0.017619 | 558.7499 | 2.3415
|  | 564.3272 | 0.092896 | 563.8356 | 0.049464 | 510.4158 | 0.0050935 | 564.3272 | 0.036645 | 563.8356 | 0.025781 | 557.2963 | 0.0080754 | 563.8356 | 0.031012 | 564.3272 | 0.020597 | 558.9724 | 0.041619 | 564.3272 | 0.064742 | 564.3272 | 0.33511 | 564.3272 | 0.13136 | 559.1949 | 0.033767 | 564.3272 | 0.015804 | 563.8356 | 0.0062725 | 768.7917 | 2.2204 | 768.0859 | 0.00028696 | 768.7917 | 0.017095 | 558.9724 | 2.3338
|  | 564.5544 | 0.074929 | 564.0631 | 0.036206 | 510.5302 | 0 | 564.5544 | 0.021882 | 564.0631 | 0.0025691 | 557.522 | 0.0051099 | 564.0631 | 0.0096263 | 564.5544 | 0.0076864 | 559.1949 | 0.025603 | 564.5544 | 0.060646 | 564.5544 | 0.32928 | 564.5544 | 0.13073 | 559.4175 | 0.00045367 | 564.5544 | 0.0079613 | 564.0631 | 0.00076552 | 768.9568 | 2.2353 | 768.2511 | 0 | 768.9568 | 0.017881 | 559.1949 | 2.3228
|  | 564.7816 | 0.096612 | 564.2906 | 0.051508 | 510.6445 | 0.0075944 | 564.7816 | 0.021763 | 564.2906 | 0.036747 | 557.7477 | 0.0076809 | 564.2906 | 0.030977 | 564.7816 | 0.021277 | 559.4175 | 0.040485 | 564.7816 | 0.064869 | 564.7816 | 0.32401 | 564.7816 | 0.13775 | 559.64 | 0.012127 | 564.7816 | 0.020411 | 564.2906 | 0.008321 | 769.1219 | 2.2862 | 768.4163 | 0.00047827 | 769.1219 | 0.016963 | 559.4175 | 2.3403
|  | 565.0088 | 0.075161 | 564.5182 | 0.040377 | 510.7589 | 0 | 565.0088 | 0.017046 | 564.5182 | -0.0038121 | 557.9734 | 0.0045789 | 564.5182 | 0.01048 | 565.0088 | 0.0050615 | 559.64 | 0.01416 | 565.0088 | 0.058616 | 565.0088 | 0.31743 | 565.0088 | 0.13777 | 559.8625 | 0.012102 | 565.0088 | 0.006587 | 564.5181 | -0.0051895 | 769.2871 | 2.308 | 768.5815 | 0 | 769.2871 | 0.018319 | 559.64 | 2.3206
|  | 565.236 | 0.099246 | 564.7457 | 0.051378 | 510.8732 | 0.0074511 | 565.236 | 0.046541 | 564.7457 | 0.020436 | 558.1992 | 0.010994 | 564.7457 | 0.031244 | 565.236 | 0.025789 | 559.8625 | 0.025902 | 565.236 | 0.061984 | 565.236 | 0.31512 | 565.236 | 0.14495 | 560.0851 | 0.021871 | 565.236 | 0.019385 | 564.7457 | 0.010372 | 769.4522 | 2.3337 | 768.7467 | 0.00047827 | 769.4522 | 0.017575 | 559.8626 | 2.3407
|  | 565.4633 | 0.075394 | 564.9733 | 0.050762 | 510.9876 | 0 | 565.4633 | 0.025702 | 564.9733 | 0.0034031 | 558.4249 | 0.002222 | 564.9733 | 0.0075176 | 565.4633 | 0.007929 | 560.0851 | 0.016067 | 565.4633 | 0.057017 | 565.4633 | 0.30817 | 565.4633 | 0.14434 | 560.3077 | 0.01797 | 565.4633 | 0.0029362 | 564.9733 | -0.0042016 | 769.6173 | 2.3419 | 768.9119 | 0 | 769.6173 | 0.018362 | 560.0851 | 2.3313
|  | 565.6905 | 0.10903 | 565.2009 | 0.050581 | 511.1019 | 0.0034785 | 565.6905 | 0.048586 | 565.2009 | 0.025335 | 558.6506 | 0.0083995 | 565.2009 | 0.031763 | 565.6905 | 0.021348 | 560.3077 | 0.037488 | 565.6905 | 0.059113 | 565.6905 | 0.30586 | 565.6905 | 0.15448 | 560.5303 | 0.0086853 | 565.6905 | 0.019334 | 565.2009 | 0.0054326 | 769.7825 | 2.3585 | 769.0771 | 0.00028696 | 769.7825 | 0.01692 | 560.3077 | 2.3435
|  | 565.9178 | 0.082056 | 565.4284 | 0.044978 | 511.2163 | 0 | 565.9178 | 0.012762 | 565.4284 | 0.016918 | 558.8763 | 0.0026555 | 565.4284 | 0.010302 | 565.9178 | 0.0050836 | 560.5303 | 0.02078 | 565.9178 | 0.054329 | 565.9178 | 0.29911 | 565.9178 | 0.15378 | 560.7529 | 0.02092 | 565.9178 | 0.0071738 | 565.4284 | -0.010108 | 769.9476 | 2.3856 | 769.2423 | 0 | 769.9476 | 0.0181 | 560.5303 | 2.3517
|  | 566.145 | 0.10554 | 565.6561 | 0.059795 | 511.3307 | 0.0072361 | 566.145 | 0.03706 | 565.6561 | 0.036505 | 559.1021 | 0.0099235 | 565.6561 | 0.032418 | 566.145 | 0.027071 | 560.7529 | 0.023535 | 566.145 | 0.059361 | 566.145 | 0.29752 | 566.145 | 0.16231 | 560.9755 | 0.023834 | 566.145 | 0.024717 | 565.6561 | 0.0027479 | 770.1128 | 2.3975 | 769.4075 | 0.00066945 | 770.1128 | 0.017532 | 560.7529 | 2.3471
|  | 566.3723 | 0.066278 | 565.8837 | 0.055183 | 511.445 | 0 | 566.3723 | 0.038125 | 565.8837 | 0.006104 | 559.3279 | 0.0047426 | 565.8837 | 0.004043 | 566.3723 | 0.0048019 | 560.9755 | 0.024971 | 566.3723 | 0.054091 | 566.3723 | 0.28969 | 566.3723 | 0.16168 | 561.1982 | 0.0061044 | 566.3723 | 0.0092513 | 565.8837 | -0.0036423 | 770.2779 | 2.4476 | 769.5727 | 0 | 770.2779 | 0.0188 | 560.9755 | 2.3308
|  | 566.5996 | 0.09886 | 566.1113 | 0.054035 | 511.5594 | 0.0058389 | 566.5996 | 0.040135 | 566.1113 | 0.039355 | 559.5536 | 0.010563 | 566.1113 | 0.031945 | 566.5996 | 0.028277 | 561.1982 | 0.036672 | 566.5996 | 0.056424 | 566.5996 | 0.28677 | 566.5996 | 0.17023 | 561.4208 | 0.03674 | 566.5996 | 0.024089 | 566.1113 | 0.0080784 | 770.4431 | 2.4536 | 769.738 | 0.00047827 | 770.4431 | 0.017619 | 561.1982 | 2.3477
|  | 566.8269 | 0.07591 | 566.3389 | 0.046167 | 511.6738 | 0 | 566.8269 | -0.015186 | 566.3389 | -0.031749 | 559.7795 | 0.0051111 | 566.3389 | 0.0064085 | 566.8269 | 0 | 561.4208 | 0.01689 | 566.8269 | 0.050244 | 566.8269 | 0.27963 | 566.8269 | 0.17062 | 561.6434 | 0.009491 | 566.8269 | 0.0081832 | 566.3389 | -0.0058295 | 770.6082 | 2.5015 | 769.9032 | 0 | 770.6082 | 0.018712 | 561.4208 | 2.3373
|  | 567.0543 | 0.095427 | 566.5666 | 0.048639 | 511.7882 | 0.0069571 | 567.0543 | 0.042718 | 566.5666 | 0.030343 | 560.0052 | 0.0062407 | 566.5666 | 0.027789 | 567.0542 | 0.027539 | 561.6434 | 0.0321 | 567.0542 | 0.054254 | 567.0543 | 0.27867 | 567.0542 | 0.18008 | 561.8661 | 0.01914 | 567.0543 | 0.01977 | 566.5666 | 0.0051084 | 770.7734 | 2.5232 | 770.0684 | 0.00047827 | 770.7734 | 0.018013 | 561.6434 | 2.3528
|  | 567.2816 | 0.073407 | 566.7942 | 0.039412 | 511.9026 | 0 | 567.2816 | 0.053107 | 566.7942 | 0.0011594 | 560.2311 | 0.0063238 | 566.7942 | 0.0061227 | 567.2816 | 9.9633e-05 | 561.8661 | 0.024869 | 567.2816 | 0.050168 | 567.2816 | 0.27277 | 567.2816 | 0.18206 | 562.0887 | 0.024529 | 567.2816 | 0.0078195 | 566.7943 | -0.0069184 | 770.9386 | 2.5427 | 770.2337 | 0 | 770.9386 | 0.018931 | 561.8661 | 2.3326
|  | 567.5089 | 0.097018 | 567.0219 | 0.052413 | 512.0169 | 0.0074511 | 567.5089 | 0.054576 | 567.0219 | 0.029062 | 560.4569 | 0.006651 | 567.0219 | 0.031939 | 567.5089 | 0.020087 | 562.0887 | 0.042688 | 567.5089 | 0.052839 | 567.5089 | 0.27078 | 567.5089 | 0.19085 | 562.3114 | 0.035242 | 567.5089 | 0.024507 | 567.0219 | 0.0068971 | 771.1037 | 2.5537 | 770.3989 | 0.00047827 | 771.1037 | 0.017794 | 562.0888 | 2.3445
|  | 567.7363 | 0.06842 | 567.2496 | 0.046937 | 512.1313 | 0 | 567.7363 | 0.03229 | 567.2496 | -0.0032389 | 560.6827 | 0.00083413 | 567.2496 | 0.0079895 | 567.7363 | 0.00082795 | 562.3114 | 0.022314 | 567.7363 | 0.046464 | 567.7363 | 0.2643 | 567.7363 | 0.19204 | 562.5341 | 0.016526 | 567.7363 | 0.0096615 | 567.2496 | -0.0068246 | 771.2689 | 2.5714 | 770.5641 | 0 | 771.2689 | 0.018625 | 562.3114 | 2.3396
|  | 567.9636 | 0.09955 | 567.4773 | 0.058418 | 512.2457 | 0.01526 | 567.9636 | 0.047169 | 567.4773 | 0.033724 | 560.9086 | 0.0094373 | 567.4773 | 0.034183 | 567.9636 | 0.020767 | 562.5341 | 0.02892 | 567.9636 | 0.053656 | 567.9636 | 0.2646 | 567.9636 | 0.20358 | 562.7568 | 0.033949 | 567.9636 | 0.025555 | 567.4773 | 0.0040454 | 771.4341 | 2.6055 | 770.7294 | 0.00066945 | 771.4341 | 0.017925 | 562.5341 | 2.3436
|  | 568.191 | 0.068919 | 567.705 | 0.048575 | 512.3601 | 0 | 568.191 | 0.029175 | 567.705 | -0.021018 | 561.1345 | -0.00077858 | 567.705 | 0.0051933 | 568.191 | 0 | 562.7568 | 0.02631 | 568.191 | 0.046743 | 568.191 | 0.25697 | 568.191 | 0.20244 | 562.9795 | 0.0092308 | 568.191 | 0.01281 | 567.705 | -0.0037819 | 771.5993 | 2.6099 | 770.8946 | 0 | 771.5993 | 0.019018 | 562.7568 | 2.3364
|  | 568.4184 | 0.091178 | 567.9327 | 0.056139 | 512.4745 | 0.01526 | 568.4184 | 0.045183 | 567.9327 | 0.036562 | 561.3603 | 0.0073404 | 567.9327 | 0.031397 | 568.4184 | 0.027317 | 562.9795 | 0.024284 | 568.4184 | 0.050686 | 568.4184 | 0.25433 | 568.4184 | 0.21435 | 563.2022 | 0.057567 | 568.4184 | 0.025555 | 567.9328 | 0.0048171 | 771.7645 | 2.6524 | 771.0599 | 0.00066945 | 771.7645 | 0.018231 | 562.9795 | 2.3396
|  | 568.6458 | 0.075925 | 568.1605 | 0.050039 | 512.5889 | 0 | 568.6458 | 1.4424e-05 | 568.1605 | -0.0018818 | 561.5862 | 0.0020478 | 568.1605 | 0.0043256 | 568.6458 | 0.00025245 | 563.2022 | 0.0091945 | 568.6458 | 0.04297 | 568.6458 | 0.24846 | 568.6458 | 0.21452 | 563.425 | 0.026571 | 568.6458 | 0.015253 | 568.1605 | -0.0074394 | 771.9297 | 2.6848 | 771.2252 | 0 | 771.9297 | 0.019149 | 563.2022 | 2.3236
|  | 568.8732 | 0.092096 | 568.3882 | 0.050701 | 512.7034 | 0.015905 | 568.8732 | 0.031838 | 568.3882 | 0.038371 | 561.8121 | 0.012721 | 568.3882 | 0.032495 | 568.8732 | 0.017862 | 563.425 | 0.036487 | 568.8732 | 0.048672 | 568.8732 | 0.24561 | 568.8732 | 0.22467 | 563.6477 | 0.038499 | 568.8732 | 0.030372 | 568.3882 | 0.0072277 | 772.0949 | 2.7095 | 771.3904 | 0.00047827 | 772.0949 | 0.018275 | 563.425 | 2.3261
|  | 569.1006 | 0.082814 | 568.616 | 0.047701 | 512.8178 | 0 | 569.1006 | -0.007112 | 568.616 | -0.0059428 | 562.038 | 0.0047917 | 568.616 | 0.0040751 | 569.1006 | 0 | 563.6477 | 0.021193 | 569.1006 | 0.043769 | 569.1006 | 0.2378 | 569.1006 | 0.22277 | 563.8704 | 0.0011055 | 569.1006 | 0.011537 | 568.616 | -0.0042508 | 772.2601 | 2.7221 | 771.5557 | 0 | 772.2601 | 0.019455 | 563.6477 | 2.3333
|  | 569.3281 | 0.089916 | 568.8438 | 0.047961 | 512.9322 | 0.013756 | 569.3281 | 0.06399 | 568.8438 | -0.0031801 | 562.2639 | 0.0057973 | 568.8438 | 0.03009 | 569.3281 | 0.022386 | 563.8704 | 0.026237 | 569.3281 | 0.046203 | 569.3281 | 0.23617 | 569.3281 | 0.23422 | 564.0932 | 0.046901 | 569.3281 | 0.028278 | 568.8438 | 0.0061837 | 772.4253 | 2.7474 | 771.721 | 0.00086076 | 772.4253 | 0.01845 | 563.8704 | 2.3337
|  | 569.5555 | 0.078871 | 569.0715 | 0.041738 | 513.0466 | 0 | 569.5555 | 0.022479 | 569.0715 | 0.0017007 | 562.4898 | 0.0053784 | 569.0715 | 0.0043729 | 569.5555 | 0 | 564.0932 | 0.010519 | 569.5555 | 0.040113 | 569.5555 | 0.23127 | 569.5555 | 0.23885 | 564.316 | 0.010928 | 569.5555 | 0.014324 | 569.0716 | -0.0085994 | 772.5905 | 2.7648 | 771.8863 | 0 | 772.5905 | 0.01998 | 564.0932 | 2.3323
|  | 569.783 | 0.11437 | 569.2993 | 0.047684 | 513.161 | 0.012824 | 569.783 | 0.047197 | 569.2993 | 0.016336 | 562.7157 | 0.011257 | 569.2993 | 0.029422 | 569.783 | 0.01689 | 564.316 | 0.030109 | 569.783 | 0.045529 | 569.783 | 0.22969 | 569.783 | 0.24756 | 564.5388 | 0.048218 | 569.783 | 0.027859 | 569.2993 | 0.010464 | 772.7557 | 2.8017 | 772.0516 | 9.5653e-05 | 772.7557 | 0.019193 | 564.316 | 2.3303
|  | 570.0104 | 0.073555 | 569.5271 | 0.054411 | 513.2755 | 0 | 570.0104 | 0.011453 | 569.5271 | -0.018919 | 562.9417 | 0.00027745 | 569.5271 | 0.006994 | 570.0104 | 0.0023518 | 564.5388 | 0.022502 | 570.0104 | 0.041814 | 570.0104 | 0.22509 | 570.0104 | 0.25183 | 564.7615 | 0.012902 | 570.0104 | 0.011936 | 569.5272 | 0.0020083 | 772.921 | 2.818 | 772.2168 | 0 | 772.921 | 0.020723 | 564.5388 | 2.3384
|  | 570.2379 | 0.083069 | 569.755 | 0.052069 | 513.3899 | 0.011535 | 570.2379 | 0.045591 | 569.755 | 0.01407 | 563.1676 | 0.0088956 | 569.755 | 0.026562 | 570.2379 | 0.023207 | 564.7615 | 0.035701 | 570.2379 | 0.043375 | 570.2379 | 0.22218 | 570.2379 | 0.26247 | 564.9843 | 0.024054 | 570.2379 | 0.032048 | 569.755 | 0.0070675 | 773.0862 | 2.8217 | 772.3821 | 0.00066945 | 773.0862 | 0.019412 | 564.7615 | 2.3341
|  | 570.4654 | 0.08185 | 569.9828 | 0.047546 | 513.5044 | 0 | 570.4654 | 0.032451 | 569.9828 | 0.0038818 | 563.3936 | 3.2415e-07 | 569.9828 | 0.0063672 | 570.4654 | 0.00032142 | 564.9843 | 0.014422 | 570.4654 | 0.039497 | 570.4654 | 0.21538 | 570.4654 | 0.26362 | 565.2072 | 0.033533 | 570.4654 | 0.01386 | 569.9828 | -0.0035463 | 773.2514 | 2.8316 | 772.5474 | 0 | 773.2514 | 0.020592 | 564.9843 | 2.3185
|  | 570.6929 | 0.084668 | 570.2106 | 0.046393 | 513.6188 | 0.016048 | 570.6929 | 0.016628 | 570.2106 | 0.034361 | 563.6195 | 0.0082391 | 570.2106 | 0.031417 | 570.6929 | 0.023678 | 565.2072 | 0.024344 | 570.6929 | 0.041008 | 570.6929 | 0.21344 | 570.6929 | 0.2741 | 565.4299 | 0.028577 | 570.6929 | 0.032258 | 570.2106 | 0.012725 | 773.4167 | 2.8599 | 772.7127 | 0.00047827 | 773.4167 | 0.019368 | 565.2071 | 2.3406
|  | 570.9205 | 0.05148 | 570.4385 | 0.04792 | 513.7332 | 0 | 570.9205 | 0.034142 | 570.4385 | -0.0061973 | 563.8455 | 0.0019573 | 570.4385 | 0.0064568 | 570.9204 | 0.0046907 | 565.4299 | 0.02148 | 570.9204 | 0.037649 | 570.9205 | 0.20724 | 570.9204 | 0.27395 | 565.6528 | 0.023041 | 570.9205 | 0.017733 | 570.4385 | -0.004697 | 773.5819 | 2.8853 | 772.8781 | 0 | 773.5819 | 0.020636 | 565.4299 | 2.3264
|  | 571.1479 | 0.090925 | 570.6664 | 0.051417 | 513.8477 | 0.013039 | 571.1479 | 0.031559 | 570.6664 | 0.034725 | 564.0715 | 0.0068921 | 570.6664 | 0.03023 | 571.148 | 0.020073 | 565.6528 | 0.024374 | 571.148 | 0.039113 | 571.1479 | 0.20512 | 571.148 | 0.28582 | 565.8756 | 0.03989 | 571.148 | 0.032886 | 570.6664 | 0.011012 | 773.7471 | 2.9116 | 773.0434 | 0.00047827 | 773.7471 | 0.019455 | 565.6528 | 2.3429
|  | 571.3755 | 0.080897 | 570.8942 | 0.041835 | 513.9621 | 0 | 571.3755 | 0.024063 | 570.8942 | -0.0072513 | 564.2975 | 0.0055871 | 570.8942 | 0.0042275 | 571.3755 | 0 | 565.8756 | 0.015291 | 571.3755 | 0.035414 | 571.3755 | 0.20076 | 571.3755 | 0.28896 | 566.0984 | 0.0080769 | 571.3755 | 0.016689 | 570.8942 | -0.0038362 | 773.9124 | 2.9173 | 773.2087 | 0 | 773.9124 | 0.020636 | 565.8756 | 2.3371
|  | 571.6031 | 0.078844 | 571.1221 | 0.051499 | 514.0766 | 0.0078093 | 571.6031 | 0.015252 | 571.1221 | 0.022296 | 564.5235 | 0.0091246 | 571.1221 | 0.028401 | 571.6031 | 0.026742 | 566.0984 | 0.026424 | 571.6031 | 0.038652 | 571.6031 | 0.19867 | 571.6031 | 0.30122 | 566.3214 | 0.046976 | 571.6031 | 0.032048 | 571.1221 | 0.0095144 | 774.0776 | 2.9564 | 773.374 | 0.00066945 | 774.0776 | 0.01963 | 566.0984 | 2.3225
|  | 571.8306 | 0.051184 | 571.35 | 0.049556 | 514.1911 | 0 | 571.8306 | 0.012685 | 571.35 | -0.0050354 | 564.7496 | 0.0019938 | 571.35 | 0.0055696 | 571.8306 | 0.0027288 | 566.3214 | 0.015564 | 571.8306 | 0.033621 | 571.8306 | 0.19449 | 571.8306 | 0.30738 | 566.5442 | 0.019873 | 571.8306 | 0.019897 | 571.35 | -0.0064055 | 774.2429 | 2.9726 | 773.5393 | 0 | 774.2429 | 0.020854 | 566.3214 | 2.3518
|  | 572.0582 | 0.099195 | 571.578 | 0.053783 | 514.3055 | 0.017911 | 572.0582 | 0.009534 | 571.578 | 0.018356 | 564.9756 | 0.0091738 | 571.578 | 0.030532 | 572.0582 | 0.022653 | 566.5442 | 0.032343 | 572.0582 | 0.040339 | 572.0582 | 0.19557 | 572.0582 | 0.32132 | 566.7671 | 0.048028 | 572.0582 | 0.041265 | 571.5779 | 0.018953 | 774.4082 | 3.0037 | 773.7047 | 0.00047827 | 774.4082 | 0.019674 | 566.5442 | 2.36
|  | 572.2858 | 0.059526 | 571.8059 | 0.047439 | 514.42 | 0 | 572.2858 | 0.016753 | 571.8059 | -0.010307 | 565.2017 | 0.0020649 | 571.8059 | 0.0059111 | 572.2858 | 0 | 566.7671 | 0.010832 | 572.2858 | 0.034412 | 572.2858 | 0.18758 | 572.2858 | 0.32233 | 566.99 | 0.039069 | 572.2858 | 0.020164 | 571.8059 | 0.0027735 | 774.5734 | 3.0197 | 773.87 | 0 | 774.5734 | 0.020636 | 566.7671 | 2.3441
|  | 572.5134 | 0.07852 | 572.0338 | 0.048109 | 514.5345 | 0.012036 | 572.5134 | 0.037482 | 572.0338 | 0.011727 | 565.4277 | 0.0056966 | 572.0338 | 0.028689 | 572.5134 | 0.027852 | 566.99 | 0.027239 | 572.5134 | 0.037055 | 572.5134 | 0.18714 | 572.5134 | 0.33524 | 567.2129 | 0.046992 | 572.5134 | 0.034352 | 572.0338 | 0.014842 | 774.7387 | 3.0456 | 774.0353 | 0.00028696 | 774.7387 | 0.019368 | 566.99 | 2.3512
|  | 572.741 | 0.05712 | 572.2618 | 0.041643 | 514.6489 | 0 | 572.741 | 0.0081644 | 572.2618 | 0.0029208 | 565.6537 | 0.0029377 | 572.2618 | 0.0032007 | 572.741 | 0 | 567.2129 | 0.018815 | 572.741 | 0.030972 | 572.741 | 0.18099 | 572.741 | 0.34182 | 567.4358 | 0.03372 | 572.741 | 0.0196 | 572.2618 | -0.0051256 | 774.904 | 3.0523 | 774.2007 | 0 | 774.904 | 0.021073 | 567.2129 | 2.3446
|  | 572.9686 | 0.072519 | 572.4897 | 0.046127 | 514.7634 | 0.015547 | 572.9686 | 0.033475 | 572.4897 | 0.021923 | 565.8798 | 0.0081349 | 572.4897 | 0.0252 | 572.9686 | 0.022843 | 567.4358 | 0.026664 | 572.9686 | 0.034946 | 572.9686 | 0.18067 | 572.9686 | 0.35267 | 567.6587 | 0.048512 | 572.9686 | 0.038961 | 572.4897 | 0.0087586 | 775.0693 | 3.0958 | 774.366 | 9.5653e-05 | 775.0693 | 0.020111 | 567.4358 | 2.3488
|  | 573.1963 | 0.073308 | 572.7177 | 0.051929 | 514.8779 | 0 | 573.1963 | 0.034404 | 572.7177 | -0.0061342 | 566.1059 | 0.0012067 | 572.7177 | 0.0046193 | 573.1963 | 0.0072297 | 567.6587 | 0.016002 | 573.1963 | 0.03244 | 573.1963 | 0.17698 | 573.1963 | 0.36101 | 567.8817 | 0.025701 | 573.1963 | 0.024089 | 572.7177 | 0.00081704 | 775.2345 | 3.1033 | 774.5314 | 0 | 775.2345 | 0.02151 | 567.6587 | 2.3545
|  | 573.4239 | 0.067426 | 572.9457 | 0.049126 | 514.9924 | 0.010317 | 573.4239 | 0.027016 | 572.9457 | 0.028893 | 566.332 | 0.00715 | 572.9457 | 0.028579 | 573.4239 | 0.027279 | 567.8817 | 0.030182 | 573.4239 | 0.034113 | 573.4239 | 0.17534 | 573.4239 | 0.37331 | 568.1046 | 0.03334 | 573.4239 | 0.037704 | 572.9457 | 0.0075786 | 775.3998 | 3.1279 | 774.6967 | 0.00047827 | 775.3998 | 0.020374 | 567.8817 | 2.3765
|  | 573.6516 | 0.062895 | 573.1737 | 0.047678 | 515.1069 | 0 | 573.6516 | 0.015025 | 573.1737 | -0.0036295 | 566.5581 | 0.0023451 | 573.1737 | 0.0054578 | 573.6516 | 0.008338 | 568.1046 | 0.013265 | 573.6516 | 0.031883 | 573.6516 | 0.17126 | 573.6516 | 0.37951 | 568.3275 | 0.019319 | 573.6516 | 0.023879 | 573.1737 | -0.0045515 | 775.5651 | 3.1475 | 774.8621 | 0 | 775.5651 | 0.021904 | 568.1046 | 2.3512
|  | 573.8793 | 0.082369 | 573.4017 | 0.045864 | 515.2214 | 0.0085974 | 573.8793 | 0.044182 | 573.4017 | 0.016786 | 566.7842 | 0.0088885 | 573.4017 | 0.029692 | 573.8792 | 0.017849 | 568.3275 | 0.023261 | 573.8792 | 0.034458 | 573.8793 | 0.17045 | 573.8792 | 0.39378 | 568.5505 | 0.069095 | 573.8793 | 0.041893 | 573.4017 | 0.0047544 | 775.7304 | 3.184 | 775.0275 | 0.00066945 | 775.7304 | 0.020942 | 568.3275 | 2.3637
|  | 574.1069 | 0.096429 | 573.6297 | 0.046715 | 515.3359 | 0 | 574.1069 | 0.017063 | 573.6297 | -0.006634 | 567.0104 | 0.0044428 | 573.6297 | 0.0076822 | 574.1069 | 0.0014996 | 568.5505 | 0.011927 | 574.1069 | 0.029691 | 574.1069 | 0.16617 | 574.1069 | 0.40138 | 568.7734 | 0.041816 | 574.1069 | 0.028278 | 573.6297 | -0.0029257 | 775.8957 | 3.2055 | 775.1928 | 0 | 775.8957 | 0.022297 | 568.5505 | 2.3612
|  | 574.3346 | 0.060345 | 573.8578 | 0.047372 | 515.4504 | 0.0077376 | 574.3346 | 0.035112 | 573.8578 | 0.035798 | 567.2365 | 0.010592 | 573.8578 | 0.026445 | 574.3346 | 0.02505 | 568.7734 | 0.021453 | 574.3346 | 0.033479 | 574.3346 | 0.16587 | 574.3346 | 0.41492 | 568.9964 | 0.044416 | 574.3346 | 0.04294 | 573.8578 | 0.012661 | 776.061 | 3.2046 | 775.3582 | 0.00047827 | 776.061 | 0.021248 | 568.7734 | 2.3622
|  | 574.5623 | 0.062298 | 574.0858 | 0.040817 | 515.5649 | 0 | 574.5623 | 0.026084 | 574.0858 | -0.0012801 | 567.4626 | 0.0060907 | 574.0858 | 0.0056636 | 574.5623 | 0 | 568.9964 | 0.015835 | 574.5623 | 0.029271 | 574.5623 | 0.15992 | 574.5623 | 0.4221 | 569.2194 | 0.034326 | 574.5623 | 0.028278 | 574.0858 | -0.0019121 | 776.2263 | 3.2508 | 775.5236 | 0 | 776.2263 | 0.022385 | 568.9964 | 2.367
|  | 574.79 | 0.092627 | 574.3139 | 0.052772 | 515.6794 | 0.015547 | 574.79 | 0.046657 | 574.3139 | 0.017748 | 567.6888 | 0.0095066 | 574.3139 | 0.031195 | 574.79 | 0.029506 | 569.2194 | 0.018606 | 574.79 | 0.03265 | 574.79 | 0.15913 | 574.79 | 0.43981 | 569.4424 | 0.061017 | 574.79 | 0.048596 | 574.3139 | 0.012849 | 776.3917 | 3.2406 | 775.689 | 0.00028696 | 776.3917 | 0.020986 | 569.2194 | 2.3615
|  | 575.0178 | 0.058704 | 574.5419 | 0.044033 | 515.7939 | 0 | 575.0178 | 0.020492 | 574.5419 | -0.015564 | 567.915 | 0.0034821 | 574.5419 | 0.00396 | 575.0178 | 0 | 569.4424 | -0.00035683 | 575.0178 | 0.028574 | 575.0178 | 0.15562 | 575.0178 | 0.44377 | 569.6654 | 0.037158 | 575.0178 | 0.031839 | 574.5419 | -0.0029993 | 776.557 | 3.281 | 775.8544 | 0 | 776.557 | 0.02221 | 569.4424 | 2.3593
|  | 575.2455 | 0.091269 | 574.77 | 0.045843 | 515.9085 | 0.014902 | 575.2455 | 0.028474 | 574.77 | 0.034943 | 568.1412 | 0.011274 | 574.77 | 0.027555 | 575.2455 | 0.024969 | 569.6654 | 0.029118 | 575.2455 | 0.031573 | 575.2455 | 0.1546 | 575.2455 | 0.46413 | 569.8884 | 0.028465 | 575.2455 | 0.045245 | 574.77 | 0.0064465 | 776.7223 | 3.2598 | 776.0198 | 9.5653e-05 | 776.7223 | 0.021117 | 569.6654 | 2.3571
|  | 575.4733 | 0.07784 | 574.9981 | 0.036672 | 516.023 | 0 | 575.4733 | 0.015834 | 574.9981 | -0.015117 | 568.3674 | -0.0012016 | 574.9981 | 0.0035655 | 575.4733 | 0.0015015 | 569.8884 | 0.025499 | 575.4733 | 0.027063 | 575.4733 | 0.15038 | 575.4733 | 0.47002 | 570.1115 | 0.04987 | 575.4733 | 0.032677 | 574.9981 | 0.0014859 | 776.8876 | 3.283 | 776.1852 | 0 | 776.8876 | 0.022691 | 569.8884 | 2.3427
|  | 575.701 | 0.088987 | 575.2262 | 0.042639 | 516.1375 | 0.0038513 | 575.701 | 0.031904 | 575.2262 | 0.015209 | 568.5936 | 0.0099502 | 575.2262 | 0.030547 | 575.701 | 0.01991 | 570.1115 | 0.025436 | 575.701 | 0.02999 | 575.701 | 0.15083 | 575.701 | 0.48885 | 570.3345 | 0.053965 | 575.7011 | 0.050062 | 575.2262 | 0.011494 | 777.053 | 3.3048 | 776.3506 | 0.00047827 | 777.053 | 0.021816 | 570.1115 | 2.3543
|  | 575.9288 | 0.058718 | 575.4543 | 0.049219 | 516.252 | 0 | 575.9288 | 0.01685 | 575.4543 | -0.00302 | 568.8198 | 0.0028247 | 575.4543 | 0.0056603 | 575.9288 | 0 | 570.3345 | 0.02352 | 575.9288 | 0.026728 | 575.9288 | 0.14696 | 575.9288 | 0.49632 | 570.5576 | 0.047849 | 575.9288 | 0.035609 | 575.4543 | -0.002881 | 777.2183 | 3.3116 | 776.516 | 0 | 777.2183 | 0.023609 | 570.3345 | 2.3492
|  | 576.1566 | 0.090131 | 575.6825 | 0.042787 | 516.3666 | 0.0068328 | 576.1566 | 0.037214 | 575.6825 | 0.014827 | 569.046 | 0.0088572 | 575.6825 | 0.029008 | 576.1566 | 0.024307 | 570.5576 | 0.0255 | 576.1566 | 0.029949 | 576.1566 | 0.14571 | 576.1566 | 0.51314 | 570.7806 | 0.072377 | 576.1566 | 0.05488 | 575.6825 | 0.007006 | 777.3836 | 3.3335 | 776.6814 | 0.00047827 | 777.3836 | 0.022516 | 570.5576 | 2.359
|  | 576.3844 | 0.067434 | 575.9106 | 0.044746 | 516.4811 | 0 | 576.3844 | 0.027423 | 575.9106 | -0.0097871 | 569.2722 | 0.0025245 | 575.9106 | 0.0045664 | 576.3844 | 0.0051049 | 570.7806 | 0.024575 | 576.3844 | 0.02463 | 576.3844 | 0.14214 | 576.3844 | 0.52233 | 571.0037 | 0.055682 | 576.3844 | 0.036028 | 575.9106 | 0.0010234 | 777.549 | 3.3642 | 776.8468 | 0 | 777.549 | 0.023959 | 570.7806 | 2.3259
|  | 576.6122 | 0.079114 | 576.1388 | 0.043788 | 516.5956 | 0.011463 | 576.6122 | 0.050532 | 576.1388 | 0.036722 | 569.4985 | 0.0092711 | 576.1388 | 0.030021 | 576.6122 | 0.018918 | 571.0037 | 0.020119 | 576.6122 | 0.030197 | 576.6122 | 0.14214 | 576.6122 | 0.54169 | 571.2268 | 0.07285 | 576.6122 | 0.054252 | 576.1387 | 0.013122 | 777.7143 | 3.3561 | 777.0122 | 0.00066945 | 777.7143 | 0.022603 | 571.0037 | 2.3409
|  | 576.84 | 0.087445 | 576.3669 | 0.038686 | 516.7102 | 0 | 576.84 | 0.023138 | 576.3669 | -0.0074357 | 569.7247 | 0.00054643 | 576.3669 | -0.00081642 | 576.84 | 0 | 571.2268 | 0.002478 | 576.84 | 0.024146 | 576.84 | 0.13652 | 576.84 | 0.55063 | 571.4499 | 0.045023 | 576.84 | 0.040846 | 576.3669 | -0.0042219 | 777.8797 | 3.3853 | 777.1776 | 0 | 777.8797 | 0.023915 | 571.2268 | 2.3201
|  | 577.0679 | 0.10375 | 576.5951 | 0.048926 | 516.8247 | 0.005342 | 577.0679 | 0.06405 | 576.5951 | 0.02923 | 569.951 | 0.007183 | 576.5951 | 0.031751 | 577.0679 | 0.023316 | 571.4499 | 0.015282 | 577.0679 | 0.02834 | 577.0679 | 0.13738 | 577.0679 | 0.57184 | 571.673 | 0.061035 | 577.0679 | 0.059069 | 576.5951 | 0.012353 | 778.045 | 3.4107 | 777.3431 | 0.00047827 | 778.045 | 0.022778 | 571.4499 | 2.3303
|  | 577.2957 | 0.057399 | 576.8233 | 0.040469 | 516.9393 | 0 | 577.2957 | -0.009185 | 576.8233 | -0.015374 | 570.1773 | 0.0014159 | 576.8233 | 0.003777 | 577.2957 | 0 | 571.673 | 0.01427 | 577.2957 | 0.023345 | 577.2957 | 0.13246 | 577.2957 | 0.57828 | 571.8961 | 0.058894 | 577.2957 | 0.042731 | 576.8233 | -0.0023378 | 778.2104 | 3.3779 | 777.5085 | 0 | 778.2104 | 0.024527 | 571.673 | 2.313
|  | 577.5236 | 0.080224 | 577.0515 | 0.048666 | 517.0539 | 0.011033 | 577.5236 | 0.036276 | 577.0515 | 0.02682 | 570.4036 | 0.0092929 | 577.0515 | 0.030299 | 577.5236 | 0.017729 | 571.8961 | 0.034022 | 577.5236 | 0.02829 | 577.5236 | 0.1333 | 577.5236 | 0.60303 | 572.1192 | 0.071746 | 577.5236 | 0.059907 | 577.0515 | 0.018326 | 778.3758 | 3.4001 | 777.6739 | 0.00086076 | 778.3758 | 0.023346 | 571.8961 | 2.3462
|  | 577.7515 | 0.050256 | 577.2797 | 0.044301 | 517.1684 | 0 | 577.7515 | 0.010069 | 577.2797 | -0.021592 | 570.6299 | 0.0028234 | 577.2797 | 0.0022777 | 577.7514 | 0 | 572.1192 | 0.016613 | 577.7514 | 0.022704 | 577.7515 | 0.12881 | 577.7514 | 0.61116 | 572.3423 | 0.057416 | 577.7515 | 0.049643 | 577.2797 | -0.0049641 | 778.5411 | 3.3977 | 777.8394 | 0 | 778.5411 | 0.024833 | 572.1192 | 2.3331
|  | 577.9793 | 0.077123 | 577.5079 | 0.045823 | 517.283 | 0.011463 | 577.9793 | 0.033055 | 577.5079 | 0.039838 | 570.8562 | 0.0071029 | 577.5079 | 0.028682 | 577.9793 | 0.019413 | 572.3423 | 0.019421 | 577.9793 | 0.027834 | 577.9793 | 0.12847 | 577.9793 | 0.63271 | 572.5655 | 0.064759 | 577.9793 | 0.060536 | 577.5079 | 0.017073 | 778.7065 | 3.4072 | 778.0048 | 0.00047827 | 778.7065 | 0.023609 | 572.3424 | 2.3309
|  | 578.2072 | 0.062222 | 577.7362 | 0.044021 | 517.3976 | 0 | 578.2072 | 0.017168 | 577.7362 | -0.019413 | 571.0825 | 0.0059205 | 577.7362 | 0.0052159 | 578.2072 | 0.0032586 | 572.5655 | 0.016711 | 578.2072 | 0.022871 | 578.2072 | 0.1244 | 578.2072 | 0.64382 | 572.7886 | 0.072771 | 578.2072 | 0.048805 | 577.7361 | -0.0032205 | 778.8719 | 3.4309 | 778.1703 | 0 | 778.8719 | 0.02562 | 572.5655 | 2.3069
|  | 578.4351 | 0.07939 | 577.9644 | 0.039945 | 517.5122 | 0.010317 | 578.4351 | 0.05607 | 577.9644 | 0.037039 | 571.3088 | 0.0076883 | 577.9644 | 0.030885 | 578.4351 | 0.022634 | 572.7886 | 0.012546 | 578.4351 | 0.025972 | 578.4351 | 0.12393 | 578.4351 | 0.66582 | 573.0118 | 0.06616 | 578.4351 | 0.064306 | 577.9644 | 0.016447 | 779.0373 | 3.421 | 778.3357 | 0.00047827 | 779.0373 | 0.024746 | 572.7886 | 2.3035
|  | 578.663 | 0.054148 | 578.1927 | 0.036762 | 517.6267 | 0 | 578.663 | 0.026445 | 578.1927 | -0.01361 | 571.5352 | 0.0013099 | 578.1927 | 0.0035731 | 578.663 | 0.0035237 | 573.0118 | 0.017852 | 578.663 | 0.020771 | 578.663 | 0.12046 | 578.663 | 0.67509 | 573.235 | 0.067182 | 578.663 | 0.055089 | 578.1927 | 0.001125 | 779.2026 | 3.443 | 778.5012 | 0 | 779.2026 | 0.026276 | 573.0118 | 2.3202
|  | 578.8909 | 0.067299 | 578.4209 | 0.046177 | 517.7413 | 0.0070813 | 578.8909 | 0.059714 | 578.4209 | 0.029215 | 571.7615 | 0.010176 | 578.4209 | 0.027883 | 578.891 | 0.013806 | 573.235 | 0.019638 | 578.891 | 0.023969 | 578.8909 | 0.12049 | 578.891 | 0.6968 | 573.4582 | 0.080267 | 578.8909 | 0.068286 | 578.4209 | 0.01304 | 779.3681 | 3.4613 | 778.6667 | 0.00028696 | 779.3681 | 0.024658 | 573.235 | 2.2985
|  | 579.1189 | 0.076089 | 578.6492 | 0.04429 | 517.8559 | 0 | 579.1189 | 0.037894 | 578.6492 | -0.008032 | 571.9879 | 0.0035522 | 578.6492 | 0.0039422 | 579.1189 | 0.0025434 | 573.4582 | 0.010562 | 579.1189 | 0.022 | 579.1189 | 0.11594 | 579.1189 | 0.71026 | 573.6813 | 0.074926 | 579.1189 | 0.051947 | 578.6492 | 0.00074111 | 779.5334 | 3.4529 | 778.8321 | 0 | 779.5334 | 0.02562 | 573.4582 | 2.296
|  | 579.3469 | 0.07517 | 578.8775 | 0.046598 | 517.9705 | 0.0049693 | 579.3469 | 0.022626 | 578.8775 | 0.033856 | 572.2142 | 0.0071108 | 578.8775 | 0.02724 | 579.3468 | 0.017465 | 573.6813 | 0.02676 | 579.3468 | 0.023764 | 579.3469 | 0.11727 | 579.3468 | 0.73807 | 573.9045 | 0.075427 | 579.3469 | 0.072475 | 578.8775 | 0.0079992 | 779.6988 | 3.4496 | 778.9976 | 0.00066945 | 779.6988 | 0.024265 | 573.6813 | 2.2969
|  | 579.5748 | 0.053345 | 579.1058 | 0.039251 | 518.0851 | 0 | 579.5748 | 0.009619 | 579.1058 | 0.00062955 | 572.4406 | 0.00087792 | 579.1058 | 0.0061527 | 579.5748 | 0.0051064 | 573.9045 | 0.019826 | 579.5748 | 0.019892 | 579.5748 | 0.11272 | 579.5748 | 0.7526 | 574.1278 | 0.048143 | 579.5748 | 0.06263 | 579.1058 | 0.0043026 | 779.8642 | 3.4388 | 779.1631 | 0 | 779.8642 | 0.025839 | 573.9045 | 2.2824
|  | 579.8028 | 0.083102 | 579.3341 | 0.04162 | 518.1997 | 0.008669 | 579.8028 | 0.035918 | 579.3341 | 0.029237 | 572.667 | 0.0067635 | 579.3341 | 0.026742 | 579.8028 | 0.024287 | 574.1278 | 0.028255 | 579.8028 | 0.02341 | 579.8028 | 0.11214 | 579.8028 | 0.77234 | 574.351 | 0.090884 | 579.8028 | 0.076245 | 579.3341 | 0.011526 | 780.0296 | 3.4531 | 779.3286 | 9.5653e-05 | 780.0296 | 0.024964 | 574.1278 | 2.2864
|  | 580.0308 | 0.079775 | 579.5625 | 0.038943 | 518.3143 | 0 | 580.0308 | 0.015021 | 579.5625 | -0.013675 | 572.8934 | 0.0016483 | 579.5625 | 0.0010962 | 580.0308 | 0.0077296 | 574.351 | 0.0069503 | 580.0308 | 0.019313 | 580.0308 | 0.10773 | 580.0308 | 0.78647 | 574.5742 | 0.063509 | 580.0308 | 0.063468 | 579.5625 | -0.0018031 | 780.1951 | 3.4468 | 779.4941 | 0 | 780.1951 | 0.026013 | 574.351 | 2.2788
|  | 580.2588 | 0.082857 | 579.7908 | 0.047589 | 518.4289 | 0.0040997 | 580.2588 | 0.025575 | 579.7908 | 0.027624 | 573.1198 | 0.0076543 | 579.7908 | 0.024656 | 580.2588 | 0.018185 | 574.5742 | 0.030413 | 580.2588 | 0.024859 | 580.2588 | 0.10991 | 580.2588 | 0.81397 | 574.7975 | 0.10658 | 580.2588 | 0.082739 | 579.7908 | 0.016133 | 780.3605 | 3.451 | 779.6595 | 9.5653e-05 | 780.3605 | 0.026363 | 574.5742 | 2.2738
|  | 580.4868 | 0.088625 | 580.0192 | 0.049116 | 518.5435 | 0 | 580.4868 | 0.02467 | 580.0192 | 0.026447 | 573.3463 | 0.007737 | 580.0192 | 0.026648 | 580.4868 | 0.021652 | 574.7975 | 0.015736 | 580.4868 | 0.022468 | 580.4868 | 0.10631 | 580.4868 | 0.85594 | 575.0208 | 0.095634 | 580.4868 | 0.089023 | 580.0192 | 0.013491 | 780.5259 | 3.4637 | 779.8251 | 0 | 780.5259 | 0.0268 | 574.7975 | 2.2629
|  | 580.7148 | 0.05981 | 580.2475 | 0.035904 | 518.6581 | 0.0080959 | 580.7148 | 0.027878 | 580.2475 | -0.014411 | 573.5727 | -2.5078e-05 | 580.2475 | 0.0033343 | 580.7148 | 0 | 575.0208 | 0.010366 | 580.7148 | 0.018891 | 580.7148 | 0.10106 | 580.7148 | 0.87846 | 575.244 | 0.089016 | 580.7148 | 0.065563 | 580.2475 | 0.0046522 | 780.6913 | 3.4663 | 779.9905 | 0 | 780.6913 | 0.027456 | 575.0208 | 2.2569
|  | 580.9428 | 0.07179 | 580.4759 | 0.044691 | 518.7727 | 0 | 580.9428 | 0.017702 | 580.4759 | 0.021351 | 573.7991 | 0.0075824 | 580.4759 | 0.029864 | 580.9428 | 0.019869 | 575.244 | 0.02466 | 580.9428 | 0.02391 | 580.9428 | 0.10342 | 580.9428 | 0.90314 | 575.4673 | 0.098537 | 580.9428 | 0.091955 | 580.4759 | 0.017543 | 780.8568 | 3.4706 | 780.1561 | 0 | 780.8568 | 0.026188 | 575.244 | 2.2705
|  | 581.1709 | 0.052261 | 580.7043 | 0.038384 | 518.8874 | 0.0038513 | 581.1709 | -0.0034409 | 580.7043 | -0.01979 | 574.0256 | 0.0042558 | 580.7043 | 0.0014065 | 581.1709 | 0.0053611 | 575.4673 | 0.017783 | 581.1709 | 0.017148 | 581.1709 | 0.098164 | 581.1709 | 0.91432 | 575.6906 | 0.086906 | 581.1709 | 0.077921 | 580.7043 | 0.0037009 | 781.0222 | 3.4694 | 780.3216 | 0 | 781.0222 | 0.0275 | 575.4673 | 2.2561
|  | 581.3989 | 0.078198 | 580.9327 | 0.047312 | 519.002 | 0 | 581.3989 | 0.035407 | 580.9327 | 0.020976 | 574.2521 | 0.0070642 | 580.9327 | 0.027356 | 581.3989 | 0.0076784 | 575.6906 | 0.029567 | 581.3989 | 0.021913 | 581.3989 | 0.099405 | 581.3989 | 0.94793 | 575.9138 | 0.11523 | 581.3989 | 0.098449 | 580.9327 | 0.014179 | 781.1876 | 3.4513 | 780.4871 | 0 | 781.1876 | 0.0268 | 575.6906 | 2.265
|  | 581.627 | 0.068147 | 581.1611 | 0.034187 | 519.1166 | 0.012036 | 581.627 | 0.016093 | 581.1611 | -0.0045382 | 574.4785 | 0.0022156 | 581.1611 | 0.0053123 | 581.627 | 0.0040708 | 575.9138 | 0.0085792 | 581.627 | 0.01708 | 581.627 | 0.096631 | 581.627 | 0.96873 | 576.1371 | 0.088254 | 581.627 | 0.080016 | 581.1611 | -0.0018098 | 781.3531 | 3.4398 | 780.6526 | 0 | 781.3531 | 0.028549 | 575.9138 | 2.2445
|  | 581.8551 | 0.095832 | 581.3895 | 0.040431 | 519.2313 | 0 | 581.8551 | 0.042095 | 581.3895 | 0.018416 | 574.705 | 0.0088014 | 581.3895 | 0.025322 | 581.8551 | 0.020851 | 576.1371 | 0.0074538 | 581.8551 | 0.021012 | 581.8551 | 0.096793 | 581.8551 | 1.0025 | 576.3605 | 0.12361 | 581.8551 | 0.10117 | 581.3895 | 0.019893 | 781.5185 | 3.4313 | 780.8181 | 0 | 781.5185 | 0.027762 | 576.1372 | 2.2546
|  | 582.0832 | 0.060371 | 581.618 | 0.031523 | 519.3459 | 0.0084541 | 582.0832 | 0.0044478 | 581.618 | -0.0023556 | 574.9315 | 0.0020241 | 581.618 | 0.004314 | 582.0832 | 0 | 576.3605 | 0.0095199 | 582.0832 | 0.015236 | 582.0832 | 0.093679 | 582.0832 | 1.0208 | 576.5838 | 0.11293 | 582.0832 | 0.086928 | 581.618 | -0.0026761 | 781.684 | 3.4056 | 780.9836 | 0 | 781.684 | 0.029249 | 576.3605 | 2.2545
|  | 582.3113 | 0.062139 | 581.8464 | 0.044147 | 519.4606 | 0 | 582.3113 | 0.033473 | 581.8464 | 0.02676 | 575.158 | 0.008834 | 581.8464 | 0.030585 | 582.3113 | 0.01704 | 576.5838 | 0.022087 | 582.3113 | 0.020377 | 582.3113 | 0.09429 | 582.3113 | 1.0577 | 576.8071 | 0.12402 | 582.3113 | 0.10369 | 581.8464 | 0.019579 | 781.8494 | 3.4035 | 781.1492 | 0 | 781.8494 | 0.028331 | 576.5838 | 2.2498
|  | 582.5394 | 0.071141 | 582.0749 | 0.035747 | 519.5752 | 0.012538 | 582.5394 | 0.016036 | 582.0749 | -0.010609 | 575.3845 | 0.0026426 | 582.0749 | 0.0024576 | 582.5394 | 9.0244e-05 | 576.8071 | 0.0090577 | 582.5394 | 0.014972 | 582.5394 | 0.08915 | 582.5394 | 1.0772 | 577.0305 | 0.088951 | 582.5394 | 0.09405 | 582.0749 | 7.0996e-05 | 782.0149 | 3.4113 | 781.3147 | 0 | 782.0149 | 0.029642 | 576.8071 | 2.2374
|  | 582.7675 | 0.099374 | 582.3033 | 0.040697 | 519.6898 | 0 | 582.7675 | 0.033103 | 582.3033 | 0.016759 | 575.6111 | 0.0065554 | 582.3033 | 0.028233 | 582.7675 | 0.012442 | 577.0305 | 0.020762 | 582.7675 | 0.019303 | 582.7675 | 0.091516 | 582.7675 | 1.1086 | 577.2538 | 0.13551 | 582.7675 | 0.11206 | 582.3033 | 0.018013 | 782.1803 | 3.4444 | 781.4802 | 0 | 782.1803 | 0.028593 | 577.0305 | 2.2379
|  | 582.9957 | 0.06177 | 582.5318 | 0.036548 | 519.8045 | 0.0075944 | 582.9957 | -0.0018494 | 582.5318 | 0.016542 | 575.8376 | 0.0015926 | 582.5318 | 0.0021227 | 582.9956 | 0 | 577.2538 | 0.014376 | 582.9956 | 0.015339 | 582.9957 | 0.087116 | 582.9956 | 1.1374 | 577.4772 | 0.11821 | 582.9957 | 0.098868 | 582.5318 | 0.0041942 | 782.3458 | 3.4029 | 781.6458 | 0 | 782.3458 | 0.030429 | 577.2539 | 2.2391
|  | 583.2238 | 0.081559 | 582.7603 | 0.040062 | 519.9192 | 0 | 583.2238 | 0.023803 | 582.7603 | 0.022296 | 576.0641 | 0.0056835 | 582.7603 | 0.026657 | 583.2238 | 0.015446 | 577.4772 | 0.022705 | 583.2238 | 0.019118 | 583.2238 | 0.088623 | 583.2238 | 1.1754 | 577.7006 | 0.13974 | 583.2238 | 0.12023 | 582.7603 | 0.01817 | 782.5113 | 3.4084 | 781.8113 | 0 | 782.5113 | 0.029817 | 577.4772 | 2.2344
|  | 583.452 | 0.068367 | 582.9888 | 0.039044 | 520.0338 | 0.0080959 | 583.452 | 0.012346 | 582.9888 | -0.025006 | 576.2907 | 0.0025536 | 582.9888 | 0.0024852 | 583.452 | 0.0028894 | 577.7006 | 0.0094635 | 583.452 | 0.014828 | 583.452 | 0.085331 | 583.452 | 1.2089 | 577.924 | 0.11756 | 583.452 | 0.10285 | 582.9888 | 0.012128 | 782.6768 | 3.3959 | 781.9769 | 0 | 782.6768 | 0.030473 | 577.7006 | 2.2248
|  | 583.6801 | 0.070704 | 583.2173 | 0.029643 | 520.1485 | 0 | 583.6801 | 0.038351 | 583.2173 | 0.039115 | 576.5173 | 0.0062933 | 583.2173 | 0.024457 | 583.6801 | 0.023751 | 577.924 | 0.019843 | 583.6801 | 0.020174 | 583.6801 | 0.087094 | 583.6801 | 1.2503 | 578.1473 | 0.15832 | 583.6801 | 0.12861 | 583.2173 | 0.020049 | 782.8423 | 3.3846 | 782.1425 | 0 | 782.8423 | 0.029074 | 577.9239 | 2.2265
|  | 583.9083 | 0.049737 | 583.4459 | 0.032923 | 520.2632 | 0.011678 | 583.9083 | 0.01414 | 583.4459 | -0.01692 | 576.7438 | 0.0017977 | 583.4459 | 0.0011139 | 583.9083 | 0 | 578.1473 | 0.0091304 | 583.9083 | 0.015346 | 583.9083 | 0.083333 | 583.9083 | 1.2786 | 578.3707 | 0.13249 | 583.9083 | 0.11311 | 583.4459 | 0.0058109 | 783.0077 | 3.3708 | 782.308 | 0 | 783.0077 | 0.030691 | 578.1473 | 2.2149
|  | 584.1365 | 0.091556 | 583.6744 | 0.045547 | 520.3778 | 0 | 584.1365 | 0.045277 | 583.6744 | 0.025074 | 576.9705 | 0.0079444 | 583.6744 | 0.027886 | 584.1365 | 0.025769 | 578.3707 | 0.021358 | 584.1365 | 0.019901 | 584.1365 | 0.08516 | 584.1365 | 1.326 | 578.5942 | 0.14559 | 584.1365 | 0.13385 | 583.6744 | 0.014571 | 783.1732 | 3.3546 | 782.4736 | 0 | 783.1732 | 0.030079 | 578.3707 | 2.2137
|  | 584.3647 | 0.063362 | 583.903 | 0.032242 | 520.4925 | 0.011463 | 584.3647 | 0.01494 | 583.903 | -0.0024609 | 577.197 | 0.0035256 | 583.903 | 0.0018004 | 584.3647 | 0.0013306 | 578.5942 | 0.020553 | 584.3647 | 0.01399 | 584.3647 | 0.079457 | 584.3647 | 1.3497 | 578.8176 | 0.11207 | 584.3647 | 0.11772 | 583.903 | 0.0087326 | 783.3387 | 3.3546 | 782.6391 | 0 | 783.3387 | 0.031391 | 578.5942 | 2.2084
|  | 584.593 | 0.080247 | 584.1315 | 0.043005 | 520.6072 | 0 | 584.593 | 0.053234 | 584.1315 | 0.025689 | 577.4236 | 0.008247 | 584.1315 | 0.02784 | 584.5929 | 0.023512 | 578.8176 | 0.02274 | 584.5929 | 0.019092 | 584.593 | 0.083323 | 584.5929 | 1.4037 | 579.041 | 0.14404 | 584.593 | 0.14516 | 584.1315 | 0.019736 | 783.5042 | 3.3571 | 782.8047 | 0 | 783.5042 | 0.030211 | 578.8176 | 2.2248
|  | 584.8212 | 0.061389 | 584.3601 | 0.028486 | 520.7219 | 0.0069571 | 584.8212 | 0.044976 | 584.3601 | -0.0050597 | 577.6503 | 0.0051029 | 584.3601 | -0.00028085 | 584.8212 | 0.0012051 | 579.041 | 0.011717 | 584.8212 | 0.013994 | 584.8212 | 0.077987 | 584.8212 | 1.4378 | 579.2645 | 0.11448 | 584.8212 | 0.12442 | 584.3601 | 0.0044468 | 783.6697 | 3.3556 | 782.9703 | 0 | 783.6697 | 0.031784 | 579.041 | 2.2077
|  | 585.0494 | 0.059747 | 584.5887 | 0.040087 | 520.8366 | 0 | 585.0494 | 0.057186 | 584.5887 | 0.033898 | 577.8769 | 0.0096508 | 584.5887 | 0.026478 | 585.0494 | 0.019906 | 579.2645 | 0.022792 | 585.0494 | 0.018912 | 585.0494 | 0.080726 | 585.0494 | 1.4838 | 579.4879 | 0.15301 | 585.0494 | 0.15291 | 584.5887 | 0.01911 | 783.8352 | 3.3546 | 783.1359 | 0 | 783.8352 | 0.031085 | 579.2645 | 2.1947
|  | 585.2776 | 0.064674 | 584.8173 | 0.036982 | 520.9513 | 0.01132 | 585.2776 | 0.0033898 | 584.8173 | -0.009164 | 578.1036 | 0.003672 | 584.8173 | 0.0017722 | 585.2777 | 0 | 579.4879 | 0.018387 | 585.2777 | 0.013999 | 585.2776 | 0.075997 | 585.2777 | 1.5138 | 579.7114 | 0.1324 | 585.2776 | 0.13615 | 584.8173 | 0.0082785 | 784.0007 | 3.3282 | 783.3015 | 0 | 784.0007 | 0.032484 | 579.4879 | 2.1855
|  | 585.5059 | 0.11564 | 585.0459 | 0.038835 | 521.066 | 0 | 585.5059 | 0.023551 | 585.0459 | 0.030088 | 578.3302 | 0.012774 | 585.0459 | 0.028357 | 585.5059 | 0.019704 | 579.7114 | 0.024048 | 585.5059 | 0.018037 | 585.5059 | 0.078606 | 585.5059 | 1.5597 | 579.9349 | 0.16884 | 585.5059 | 0.15961 | 585.0459 | 0.018326 | 784.1662 | 3.3305 | 783.4671 | 0 | 784.1662 | 0.032571 | 579.7114 | 2.179
|  | 585.7342 | 0.05301 | 585.2745 | 0.033185 | 521.1807 | 0.0013665 | 585.7342 | -0.0041679 | 585.2745 | -0.01886 | 578.5569 | 0.0036381 | 585.2745 | -0.00043479 | 585.7342 | 0.00075536 | 579.9349 | 0.0015013 | 585.7342 | 0.013445 | 585.7342 | 0.073085 | 585.7342 | 1.5866 | 580.1583 | 0.14527 | 585.7342 | 0.14369 | 585.2745 | 0.0065926 | 784.3318 | 3.2697 | 783.6327 | 0 | 784.3318 | 0.034364 | 579.9349 | 2.1785
|  | 585.9625 | 0.08938 | 585.5032 | 0.03988 | 521.2954 | 0 | 585.9625 | 0.05379 | 585.5032 | 0.023595 | 578.7835 | 0.0069379 | 585.5032 | 0.024627 | 585.9625 | 0.017446 | 580.1583 | 0.028911 | 585.9625 | 0.016912 | 585.9625 | 0.075275 | 585.9625 | 1.6315 | 580.3818 | 0.16453 | 585.9625 | 0.16359 | 585.5032 | 0.022242 | 784.4973 | 3.2497 | 783.7983 | 0 | 784.4973 | 0.034102 | 580.1583 | 2.1633
|  | 586.1908 | 0.047162 | 585.7318 | 0.030952 | 521.4101 | 0.0058389 | 586.1908 | 0.036319 | 585.7318 | -0.0097589 | 579.0102 | 0.0024125 | 585.7318 | 0.0010242 | 586.1908 | 0 | 580.3818 | -0.00047815 | 586.1908 | 0.012447 | 586.1908 | 0.070186 | 586.1908 | 1.6631 | 580.6053 | 0.13956 | 586.1908 | 0.15228 | 585.7318 | 0.0042768 | 784.6628 | 3.2166 | 783.9639 | 0 | 784.6628 | 0.035282 | 580.3818 | 2.1593
|  | 586.4191 | 0.11883 | 585.9605 | 0.027062 | 521.5249 | 0 | 586.4191 | 0.048681 | 585.9605 | 0.026282 | 579.2369 | 0.008978 | 585.9605 | 0.028735 | 586.4191 | 0.020799 | 580.6053 | 0.035258 | 586.4191 | 0.017292 | 586.4191 | 0.07297 | 586.4191 | 1.7079 | 580.8289 | 0.17786 | 586.4191 | 0.17763 | 585.9605 | 0.023495 | 784.8284 | 3.215 | 784.1295 | 0 | 784.8284 | 0.035107 | 580.6054 | 2.172
|  | 586.6474 | 0.045756 | 586.1891 | 0.032945 | 521.6396 | 0.014687 | 586.6474 | 0.022657 | 586.1891 | -0.029569 | 579.4636 | 0.0049402 | 586.1891 | 0.004523 | 586.6474 | 0 | 580.8289 | 0.010663 | 586.6474 | 0.011788 | 586.6474 | 0.068052 | 586.6474 | 1.746 | 581.0524 | 0.15704 | 586.6474 | 0.16485 | 586.1891 | 0.012988 | 784.9939 | 3.2127 | 784.2951 | 0 | 784.9939 | 0.037075 | 580.8289 | 2.145
|  | 586.8757 | 0.060723 | 586.4178 | 0.040152 | 521.7543 | 0 | 586.8757 | 0.046379 | 586.4178 | 0.027888 | 579.6903 | 0.0074881 | 586.4178 | 0.025642 | 586.8758 | 0.016588 | 581.0524 | 0.027028 | 586.8758 | 0.016769 | 586.8757 | 0.070237 | 586.8758 | 1.8057 | 581.2759 | 0.18944 | 586.8757 | 0.1858 | 586.4178 | 0.022242 | 785.1594 | 3.2093 | 784.4607 | 0 | 785.1594 | 0.036288 | 581.0524 | 2.1433
|  | 587.1041 | 0.06683 | 586.6465 | 0.026023 | 521.869 | 0.0067086 | 587.1041 | -0.012956 | 586.6465 | -0.016864 | 579.9171 | 0.0042199 | 586.6465 | 0.0035849 | 587.1041 | 0 | 581.2759 | 0.015241 | 587.1041 | 0.01067 | 587.1041 | 0.066168 | 587.1041 | 1.8487 | 581.4995 | 0.16854 | 587.1041 | 0.17365 | 586.6465 | 0.0084568 | 785.325 | 3.1765 | 784.6264 | 0 | 785.325 | 0.037512 | 581.2759 | 2.1449
|  | 587.3325 | 0.084592 | 586.8752 | 0.045231 | 521.9838 | 0 | 587.3325 | 0.042221 | 586.8752 | 0.029229 | 580.1438 | 0.0089234 | 586.8752 | 0.026048 | 587.3325 | 0.016746 | 581.4995 | 0.018248 | 587.3325 | 0.016029 | 587.3325 | 0.068989 | 587.3325 | 1.9078 | 581.723 | 0.19577 | 587.3325 | 0.19836 | 586.8752 | 0.022712 | 785.4905 | 3.1322 | 784.792 | 0 | 785.4905 | 0.036506 | 581.4995 | 2.1557
|  | 587.5609 | 0.066972 | 587.1039 | 0.036737 | 522.0985 | 0.0069571 | 587.5609 | 0.0048031 | 587.1039 | -0.016423 | 580.3705 | 0.0016576 | 587.1039 | 0.0034089 | 587.5608 | 0 | 581.723 | -0.0023031 | 587.5608 | 0.013348 | 587.5609 | 0.065194 | 587.5608 | 1.9534 | 581.9466 | 0.18745 | 587.5608 | 0.18789 | 587.1039 | 0.014509 | 785.6561 | 3.0872 | 784.9576 | 0 | 785.6561 | 0.038168 | 581.723 | 2.1369
|  | 587.7892 | 0.05861 | 587.3327 | 0.030722 | 522.2133 | 0 | 587.7892 | 0.044495 | 587.3327 | 0.023697 | 580.5973 | 0.0099377 | 587.3327 | 0.023906 | 587.7892 | 0.021829 | 581.9466 | 0.041898 | 587.7892 | 0.014588 | 587.7892 | 0.066309 | 587.7892 | 2.0125 | 582.1702 | 0.21796 | 587.7892 | 0.21386 | 587.3327 | 0.022242 | 785.8216 | 3.0809 | 785.1232 | 0 | 785.8216 | 0.036943 | 581.9466 | 2.128
|  | 588.0176 | 0.064192 | 587.5614 | 0.037443 | 522.328 | 0.011463 | 588.0176 | 0.031372 | 587.5614 | 0.0054436 | 580.824 | 0.0042419 | 587.5614 | 0.0033704 | 588.0176 | 0 | 582.1702 | 0.010139 | 588.0176 | 0.011819 | 588.0176 | 0.063312 | 588.0176 | 2.0553 | 582.3937 | 0.20227 | 588.0176 | 0.1992 | 587.5614 | 0.014201 | 785.9872 | 3.0589 | 785.2889 | 0 | 785.9872 | 0.037424 | 582.1702 | 2.1365
|  | 588.246 | 0.091634 | 587.7902 | 0.035498 | 522.4428 | 0 | 588.246 | 0.039864 | 587.7902 | 0.01981 | 581.0508 | 0.0098502 | 587.7902 | 0.024341 | 588.246 | 0.020605 | 582.3937 | 0.012403 | 588.246 | 0.01467 | 588.246 | 0.063935 | 588.246 | 2.1098 | 582.6173 | 0.21542 | 588.246 | 0.21763 | 587.7902 | 0.025218 | 786.1527 | 2.9945 | 785.4545 | 0 | 786.1527 | 0.036812 | 582.3937 | 2.1306
|  | 588.4744 | 0.06609 | 588.0189 | 0.021612 | 522.5575 | 0.0048451 | 588.4744 | 0.014832 | 588.0189 | -0.016573 | 581.2776 | 0.0025636 | 588.0189 | -0.00012375 | 588.4744 | 0 | 582.6173 | 0.011385 | 588.4744 | 0.011617 | 588.4744 | 0.060246 | 588.4744 | 2.1498 | 582.8409 | 0.21482 | 588.4744 | 0.21051 | 588.0189 | 0.0086296 | 786.3183 | 2.9845 | 785.6202 | 0 | 786.3183 | 0.039042 | 582.6173 | 2.1167
|  | 588.7028 | 0.068457 | 588.2477 | 0.035969 | 522.6723 | 0 | 588.7028 | 0.039234 | 588.2477 | 0.01738 | 581.5044 | 0.0081127 | 588.2477 | 0.025611 | 588.7028 | 0.018623 | 582.8409 | 0.022714 | 588.7028 | 0.014127 | 588.7028 | 0.06161 | 588.7028 | 2.2049 | 583.0646 | 0.22997 | 588.7028 | 0.23523 | 588.2477 | 0.024122 | 786.4839 | 2.9728 | 785.7858 | 0 | 786.4839 | 0.03961 | 582.8409 | 2.1296
|  | 588.9313 | 0.049959 | 588.4765 | 0.040071 | 522.787 | 0.0040997 | 588.9313 | 0.0087527 | 588.4765 | -0.010806 | 581.7312 | 0.00089564 | 588.4765 | 0.0028172 | 588.9313 | 0.0032289 | 583.0646 | 0.003793 | 588.9313 | 0.010624 | 588.9313 | 0.059639 | 588.9313 | 2.2591 | 583.2882 | 0.21508 | 588.9313 | 0.22601 | 588.4765 | 0.016133 | 786.6495 | 2.9516 | 785.9515 | 0 | 786.6495 | 0.041184 | 583.0646 | 2.1126
|  | 589.1597 | 0.089936 | 588.7053 | 0.042831 | 522.9018 | 0 | 589.1597 | 0.034488 | 588.7053 | 0.019792 | 581.9581 | 0.0076269 | 588.7053 | 0.026374 | 589.1597 | 0.019334 | 583.2882 | 0.011856 | 589.1597 | 0.015332 | 589.1597 | 0.061681 | 589.1597 | 2.3208 | 583.5118 | 0.23019 | 589.1597 | 0.2501 | 588.7053 | 0.028978 | 786.815 | 2.9468 | 786.1172 | 0 | 786.815 | 0.040878 | 583.2882 | 2.1287
|  | 589.3882 | 0.0642 | 588.9341 | 0.029068 | 523.0166 | 0.0088123 | 589.3882 | 0.028077 | 588.9341 | -0.020528 | 582.1849 | 0.0051663 | 588.9341 | 0.0010291 | 589.3882 | 0 | 583.5118 | 0.019257 | 589.3882 | 0.010416 | 589.3882 | 0.055921 | 589.3882 | 2.3857 | 583.7355 | 0.2451 | 589.3882 | 0.23942 | 588.9341 | 0.0078169 | 786.9806 | 2.8903 | 786.2828 | 0 | 786.9806 | 0.042583 | 583.5118 | 2.1043
|  | 589.6166 | 0.09328 | 589.1629 | 0.036696 | 523.1313 | 0 | 589.6166 | 0.039485 | 589.1629 | 0.018771 | 582.4117 | 0.0098176 | 589.1629 | 0.027704 | 589.6167 | 0.017192 | 583.7355 | 0.010119 | 589.6167 | 0.014803 | 589.6166 | 0.058637 | 589.6167 | 2.4593 | 583.9591 | 0.25516 | 589.6166 | 0.26602 | 589.1629 | 0.026471 | 787.1462 | 2.8711 | 786.4485 | 0 | 787.1462 | 0.042496 | 583.7355 | 2.1071
|  | 589.8452 | 0.059488 | 589.3917 | 0.032633 | 523.2461 | 0.016263 | 589.8452 | 0.011113 | 589.3917 | -0.0017367 | 582.6385 | 0.0059346 | 589.3917 | 0.0023745 | 589.8451 | 0 | 583.9591 | 0.011351 | 589.8451 | 0.010422 | 589.8452 | 0.055002 | 589.8451 | 2.5135 | 584.1828 | 0.24167 | 589.8451 | 0.25597 | 589.3918 | 0.016603 | 787.3118 | 2.8494 | 786.6142 | 0 | 787.3118 | 0.043676 | 583.9591 | 2.1016
|  | 590.0737 | 0.087894 | 589.6206 | 0.040356 | 523.3609 | 0 | 590.0737 | 0.048843 | 589.6206 | 0.020571 | 582.8654 | 0.0081609 | 589.6206 | 0.024866 | 590.0736 | 0.017623 | 584.1828 | 0.02635 | 590.0736 | 0.014567 | 590.0737 | 0.057453 | 590.0736 | 2.5914 | 584.4064 | 0.25527 | 590.0737 | 0.28047 | 589.6206 | 0.025532 | 787.4774 | 2.8178 | 786.7799 | 0 | 787.4774 | 0.043501 | 584.1828 | 2.1007
|  | 590.3021 | 0.081841 | 589.8494 | 0.031743 | 523.4757 | 0.0040997 | 590.3021 | 0.0047365 | 589.8494 | -0.00099317 | 583.0923 | 0.00088875 | 589.8494 | 0.002458 | 590.3021 | 0 | 584.4064 | 0.014318 | 590.3021 | 0.0094523 | 590.3021 | 0.054086 | 590.3021 | 2.6508 | 584.6301 | 0.26328 | 590.3021 | 0.27272 | 589.8495 | 0.019266 | 787.643 | 2.7904 | 786.9455 | 0 | 787.643 | 0.045206 | 584.4064 | 2.0992
|  | 590.5306 | 0.083188 | 590.0783 | 0.030421 | 523.5905 | 0 | 590.5306 | 0.058131 | 590.0783 | 0.028802 | 583.3192 | 0.0078828 | 590.0783 | 0.021616 | 590.5307 | 0.019152 | 584.6301 | 0.016781 | 590.5307 | 0.013844 | 590.5306 | 0.054507 | 590.5307 | 2.7284 | 584.8538 | 0.28274 | 590.5306 | 0.29367 | 590.0783 | 0.031484 | 787.8086 | 2.7921 | 787.1112 | 0 | 787.8086 | 0.045075 | 584.6301 | 2.0969
|  | 590.7592 | 0.065599 | 590.3072 | 0.031925 | 523.7053 | 0.01132 | 590.7592 | 0.02265 | 590.3072 | -0.014223 | 583.5461 | 0.0038175 | 590.3072 | 0.0012433 | 590.7592 | 0.0047665 | 584.8538 | 0.017828 | 590.7592 | 0.010122 | 590.7592 | 0.05248 | 590.7592 | 2.7944 | 585.0775 | 0.27303 | 590.7592 | 0.28655 | 590.3072 | 0.015234 | 787.9742 | 2.741 | 787.2769 | 0 | 787.9742 | 0.046343 | 584.8538 | 2.0923
|  | 590.9877 | 0.074483 | 590.5361 | 0.030545 | 523.8201 | 0 | 590.9877 | 0.015057 | 590.5361 | 0.02425 | 583.7729 | 0.0087957 | 590.5361 | 0.021875 | 590.9877 | 0.024379 | 585.0775 | 0.017437 | 590.9877 | 0.012865 | 590.9877 | 0.054008 | 590.9877 | 2.8767 | 585.3013 | 0.31724 | 590.9877 | 0.31273 | 590.5361 | 0.030231 | 788.1398 | 2.715 | 787.4426 | 0 | 788.1398 | 0.046387 | 585.0775 | 2.0933
|  | 591.2163 | 0.066159 | 590.765 | 0.025186 | 523.9349 | 0.0089556 | 591.2163 | 0.03007 | 590.765 | -0.010827 | 583.9999 | 0.000963 | 590.765 | 0.001982 | 591.2163 | 0 | 585.3013 | 0.0098758 | 591.2163 | 0.010106 | 591.2163 | 0.051104 | 591.2163 | 2.9489 | 585.525 | 0.27527 | 591.2163 | 0.31168 | 590.765 | 0.020989 | 788.3055 | 2.7132 | 787.6083 | 0 | 788.3055 | 0.048048 | 585.3013 | 2.0732
|  | 591.4449 | 0.08974 | 590.9939 | 0.041892 | 524.0497 | 0 | 591.4449 | 0.039531 | 590.9939 | 0.020547 | 584.2268 | 0.00687 | 590.9939 | 0.025044 | 591.4449 | 0.02117 | 585.525 | 0.0086636 | 591.4449 | 0.015359 | 591.4449 | 0.053621 | 591.4449 | 3.022 | 585.7487 | 0.31135 | 591.4449 | 0.34122 | 590.9939 | 0.034146 | 788.4711 | 2.6729 | 787.774 | 0 | 788.4711 | 0.048179 | 585.525 | 2.0878
|  | 591.6735 | 0.081173 | 591.2228 | 0.022239 | 524.1645 | 0.003727 | 591.6735 | 0.011044 | 591.2228 | -0.019384 | 584.4537 | 0.0039338 | 591.2228 | -0.0013632 | 591.6734 | 0 | 585.7487 | 0.0093895 | 591.6734 | 0.008615 | 591.6735 | 0.048716 | 591.6734 | 3.0951 | 585.9725 | 0.30465 | 591.6735 | 0.32488 | 591.2228 | 0.020206 | 788.6367 | 2.6459 | 787.9397 | 0 | 788.6367 | 0.049054 | 585.7487 | 2.0653
|  | 591.902 | 0.08146 | 591.4518 | 0.034696 | 524.2794 | 0 | 591.902 | 0.035167 | 591.4518 | 0.017949 | 584.6807 | 0.0064001 | 591.4518 | 0.02309 | 591.902 | 0.0128 | 585.9725 | 0.015508 | 591.902 | 0.011568 | 591.902 | 0.050726 | 591.902 | 3.1885 | 586.1962 | 0.34656 | 591.902 | 0.35504 | 591.4518 | 0.036183 | 788.8023 | 2.6207 | 788.1055 | 0 | 788.8023 | 0.049054 | 585.9725 | 2.0872
|  | 592.1306 | 0.059464 | 591.6807 | 0.028667 | 524.3942 | 0.0060874 | 592.1306 | 0.022759 | 591.6807 | -0.015933 | 584.9077 | 0.003728 | 591.6807 | 0.0010723 | 592.1306 | 0 | 586.1962 | 0.010876 | 592.1306 | 0.0082214 | 592.1306 | 0.047837 | 592.1306 | 3.2553 | 586.42 | 0.33006 | 592.1306 | 0.34667 | 591.6807 | 0.025062 | 788.968 | 2.5657 | 788.2712 | 0 | 788.968 | 0.050453 | 586.1962 | 2.0702
|  | 592.3593 | 0.07361 | 591.9097 | 0.031038 | 524.509 | 0 | 592.3593 | 0.037556 | 591.9097 | 0.027672 | 585.1346 | 0.0086714 | 591.9097 | 0.022015 | 592.3592 | 0.020107 | 586.42 | 0.02183 | 592.3592 | 0.01216 | 592.3593 | 0.049837 | 592.3592 | 3.3303 | 586.6437 | 0.37323 | 592.3592 | 0.38039 | 591.9097 | 0.0354 | 789.1336 | 2.5605 | 788.4369 | 0 | 789.1336 | 0.050584 | 586.42 | 2.0809
|  | 592.5878 | 0.061601 | 592.1386 | 0.027654 | 524.6238 | 0.0022362 | 592.5878 | 0.01012 | 592.1386 | -0.0028918 | 585.3616 | 0.002136 | 592.1386 | -7.6192e-05 | 592.5879 | 0.0013167 | 586.6437 | 0.0068552 | 592.5879 | 0.0078672 | 592.5878 | 0.045986 | 592.5879 | 3.3987 | 586.8676 | 0.37538 | 592.5878 | 0.36992 | 592.1386 | 0.022869 | 789.2993 | 2.5235 | 788.6026 | 0 | 789.2993 | 0.051808 | 586.6437 | 2.0554
|  | 592.8165 | 0.087544 | 592.3676 | 0.032758 | 524.7387 | 0 | 592.8165 | 0.040664 | 592.3676 | 0.013117 | 585.5886 | 0.0072817 | 592.3676 | 0.024325 | 592.8165 | 0.013098 | 586.8676 | 0.02138 | 592.8165 | 0.012422 | 592.8165 | 0.047873 | 592.8165 | 3.4813 | 587.0913 | 0.37255 | 592.8165 | 0.40092 | 592.3676 | 0.036496 | 789.4649 | 2.4841 | 788.7684 | 0 | 789.4649 | 0.051152 | 586.8676 | 2.053
|  | 593.0451 | 0.045923 | 592.5966 | 0.030205 | 524.8535 | 0.012896 | 593.0451 | 0.0067642 | 592.5966 | -0.0036447 | 585.8156 | 0.0023025 | 592.5966 | 0.0022258 | 593.0451 | 0.0022326 | 587.0913 | 0.0097537 | 593.0451 | 0.0083521 | 593.0451 | 0.045172 | 593.0451 | 3.5436 | 587.3151 | 0.36191 | 593.0451 | 0.39191 | 592.5966 | 0.024278 | 789.6305 | 2.4593 | 788.9341 | 0 | 789.6305 | 0.052508 | 587.0913 | 2.0596
|  | 593.2738 | 0.096541 | 592.8256 | 0.032246 | 524.9684 | 0 | 593.2738 | 0.036201 | 592.8256 | 0.02856 | 586.0425 | 0.0091652 | 592.8256 | 0.022955 | 593.2738 | 0.011486 | 587.3151 | 0.026114 | 593.2738 | 0.013032 | 593.2738 | 0.046581 | 593.2738 | 3.6342 | 587.5389 | 0.37404 | 593.2738 | 0.42207 | 592.8256 | 0.042292 | 789.7962 | 2.4496 | 789.0998 | 0 | 789.7962 | 0.052726 | 587.3151 | 2.0454
|  | 593.5024 | 0.04681 | 593.0547 | 0.025853 | 525.0832 | 0.0054663 | 593.5024 | 0.029967 | 593.0547 | -0.0087354 | 586.2696 | 0.0048098 | 593.0547 | 0.00069668 | 593.5025 | 0 | 587.5389 | 0.0082344 | 593.5025 | 0.0071982 | 593.5024 | 0.043012 | 593.5025 | 3.7098 | 587.7628 | 0.38487 | 593.5024 | 0.41181 | 593.0547 | 0.021302 | 789.9619 | 2.3953 | 789.2656 | 0 | 789.9619 | 0.054082 | 587.5389 | 2.0399
|  | 593.7311 | 0.073095 | 593.2837 | 0.033434 | 525.1981 | 0 | 593.7311 | 0.052027 | 593.2837 | 0.025735 | 586.4966 | 0.0069615 | 593.2837 | 0.018288 | 593.7311 | 0.011084 | 587.7628 | 0.014049 | 593.7311 | 0.011133 | 593.7311 | 0.044647 | 593.7311 | 3.8122 | 587.9866 | 0.41921 | 593.7311 | 0.44239 | 593.2837 | 0.041195 | 790.1275 | 2.376 | 789.4313 | 0 | 790.1275 | 0.054213 | 587.7628 | 2.0426
|  | 593.9598 | 0.076524 | 593.5127 | 0.034372 | 525.3129 | 0.0034785 | 593.9598 | 0.036491 | 593.5127 | -0.016325 | 586.7236 | 0.0015865 | 593.5127 | 0.00062957 | 593.9598 | 0 | 587.9866 | 0.0019239 | 593.9598 | 0.0089281 | 593.9598 | 0.043016 | 593.9598 | 3.8982 | 588.2104 | 0.4162 | 593.9598 | 0.4447 | 593.5127 | 0.029604 | 790.2932 | 2.334 | 789.5971 | 0 | 790.2932 | 0.055393 | 587.9866 | 2.0418
|  | 594.1885 | 0.078878 | 593.7418 | 0.035892 | 525.4278 | 0 | 594.1885 | 0.036232 | 593.7418 | 0.036768 | 586.9507 | 0.0093287 | 593.7418 | 0.024532 | 594.1885 | 0.020409 | 588.2104 | 0.016622 | 594.1885 | 0.01181 | 594.1885 | 0.044564 | 594.1885 | 3.9946 | 588.4343 | 0.4083 | 594.1885 | 0.48072 | 593.7418 | 0.044641 | 790.4589 | 2.2949 | 789.7628 | 0 | 790.4589 | 0.056005 | 588.2105 | 2.0355
|  | 594.4172 | 0.052138 | 593.9708 | 0.028114 | 525.5426 | 0.0045966 | 594.4172 | 0.027429 | 593.9708 | -0.0070086 | 587.1777 | 0.00099084 | 593.9708 | 0.003568 | 594.4172 | 0 | 588.4343 | 0.010452 | 594.4172 | 0.0077963 | 594.4172 | 0.041021 | 594.4172 | 4.0602 | 588.6581 | 0.4168 | 594.4172 | 0.47591 | 593.9708 | 0.029447 | 790.6245 | 2.2858 | 789.9286 | 0 | 790.6245 | 0.057055 | 588.4343 | 2.0412
|  | 594.6459 | 0.06284 | 594.1999 | 0.030155 | 525.6575 | 0 | 594.6459 | 0.047633 | 594.1999 | 0.022086 | 587.4048 | 0.0078219 | 594.1999 | 0.022774 | 594.646 | 0.019227 | 588.6581 | 0.021427 | 594.646 | 0.012143 | 594.6459 | 0.043132 | 594.646 | 4.1439 | 588.882 | 0.4474 | 594.6459 | 0.50586 | 594.1999 | 0.047774 | 790.7902 | 2.2343 | 790.0944 | 0 | 790.7902 | 0.056923 | 588.6581 | 2.0412
|  | 594.8747 | 0.073774 | 594.429 | 0.030129 | 525.7724 | 0.013183 | 594.8747 | 0.015505 | 594.429 | -0.010948 | 587.6319 | 0.0030352 | 594.429 | 0.0019717 | 594.8747 | 0 | 588.882 | 0.020687 | 594.8747 | 0.00681 | 594.8747 | 0.040096 | 594.8747 | 4.1959 | 589.106 | 0.45085 | 594.8747 | 0.50188 | 594.429 | 0.041665 | 790.9559 | 2.2003 | 790.2601 | 0 | 790.9559 | 0.05771 | 588.882 | 2.0247
|  | 595.1035 | 0.086202 | 594.6581 | 0.024329 | 525.8873 | 0 | 595.1035 | 0.060379 | 594.6581 | 0.018063 | 587.8589 | 0.0069038 | 594.6581 | 0.019061 | 595.1034 | 0.018559 | 589.106 | 0.033818 | 595.1034 | 0.01009 | 595.1035 | 0.041583 | 595.1034 | 4.2656 | 589.3298 | 0.46902 | 595.1034 | 0.53246 | 594.6581 | 0.045738 | 791.1216 | 2.1804 | 790.4259 | 0 | 791.1216 | 0.057929 | 589.106 | 2.0222
|  | 595.3322 | 0.05781 | 594.8872 | 0.025749 | 526.0022 | 0.0047209 | 595.3322 | 0.026708 | 594.8872 | -0.014365 | 588.0861 | 0.003971 | 594.8872 | 0.0030478 | 595.3322 | 0 | 589.3298 | 0.013398 | 595.3322 | 0.0075847 | 595.3322 | 0.038556 | 595.3322 | 4.3285 | 589.5537 | 0.48389 | 595.3322 | 0.52576 | 594.8872 | 0.035713 | 791.2873 | 2.1353 | 790.5917 | 0 | 791.2873 | 0.058935 | 589.3298 | 2.008
|  | 595.561 | 0.097291 | 595.1163 | 0.032955 | 526.117 | 0 | 595.561 | 0.051755 | 595.1163 | 0.023026 | 588.3132 | 0.0069046 | 595.1163 | 0.020329 | 595.561 | 0.014366 | 589.5537 | 0.018424 | 595.561 | 0.01006 | 595.561 | 0.040035 | 595.561 | 4.4115 | 589.7776 | 0.49276 | 595.561 | 0.55906 | 595.1163 | 0.049027 | 791.453 | 2.1173 | 790.7575 | 0 | 791.453 | 0.058847 | 589.5537 | 2.0253
|  | 595.7897 | 0.069592 | 595.3455 | 0.029572 | 526.2319 | 0.0068328 | 595.7897 | 0.018738 | 595.3455 | -0.0047595 | 588.5403 | 0.0020602 | 595.3455 | 0.0016257 | 595.7898 | 0 | 589.7776 | 0.0070117 | 595.7898 | 0.0079758 | 595.7897 | 0.037581 | 595.7898 | 4.4889 | 590.0016 | 0.49372 | 595.7897 | 0.55948 | 595.3455 | 0.037436 | 791.6187 | 2.0806 | 790.9233 | 0 | 791.6187 | 0.059328 | 589.7776 | 2.003
|  | 596.0186 | 0.080769 | 595.5746 | 0.026541 | 526.3468 | 0 | 596.0186 | 0.051304 | 595.5746 | 0.016484 | 588.7674 | 0.0085595 | 595.5746 | 0.023389 | 596.0186 | 0.022004 | 590.0016 | 0.022502 | 596.0186 | 0.01155 | 596.0186 | 0.039375 | 596.0186 | 4.5607 | 590.2255 | 0.50168 | 596.0186 | 0.59153 | 595.5746 | 0.049967 | 791.7844 | 2.0377 | 791.0891 | 0.016929 | 791.7844 | 0.059634 | 590.0016 | 2.0125
|  | 596.2474 | 0.083093 | 595.8038 | 0.029889 | 526.4617 | 0.0057147 | 596.2474 | 0.043102 | 595.8038 | -0.0095151 | 588.9946 | 0.00081753 | 595.8038 | -0.00065587 | 596.2474 | 0 | 590.2255 | 0.011903 | 596.2474 | 0.0064841 | 596.2474 | 0.035864 | 596.2474 | 4.6388 | 590.4495 | 0.52798 | 596.2474 | 0.59342 | 595.8038 | 0.037592 | 791.9501 | 2.0317 | 791.2549 | 0 | 791.9501 | 0.060377 | 590.2255 | 2.0018
|  | 596.4762 | 0.087664 | 596.0329 | 0.031392 | 526.5766 | 0 | 596.4762 | 0.040328 | 596.0329 | 0.017949 | 589.2217 | 0.0095081 | 596.0329 | 0.019642 | 596.4762 | 0.018814 | 590.4495 | 0.02787 | 596.4762 | 0.010051 | 596.4762 | 0.038512 | 596.4762 | 4.7182 | 590.6734 | 0.52172 | 596.4762 | 0.63196 | 596.0329 | 0.054666 | 792.1158 | 1.9942 | 791.4207 | 0.044475 | 792.1158 | 0.060858 | 590.4495 | 2.0018
|  | 596.705 | 0.068464 | 596.2621 | 0.028939 | 526.6916 | 0.0084541 | 596.705 | 0.014018 | 596.2621 | -0.0070058 | 589.4489 | 0.0027545 | 596.2621 | 0.0011793 | 596.705 | 0.00026857 | 590.6734 | 0.0032689 | 596.705 | 0.0075099 | 596.705 | 0.035394 | 596.705 | 4.7811 | 590.8973 | 0.54128 | 596.705 | 0.62777 | 596.2621 | 0.040569 | 792.2815 | 1.9687 | 791.5865 | 0.0054516 | 792.2815 | 0.061339 | 590.6734 | 1.9859
|  | 596.9338 | 0.071353 | 596.4913 | 0.032501 | 526.8065 | 0 | 596.9338 | 0.04737 | 596.4913 | 0.024181 | 589.676 | 0.0044015 | 596.4913 | 0.020888 | 596.9338 | 0.017283 | 590.8973 | 0.024593 | 596.9338 | 0.0095506 | 596.9338 | 0.037094 | 596.9338 | 4.8373 | 591.1213 | 0.57641 | 596.9338 | 0.66526 | 596.4913 | 0.054196 | 792.4472 | 1.9221 | 791.7523 | 0.061883 | 792.4472 | 0.06217 | 590.8973 | 1.9972
|  | 597.1627 | 0.047505 | 596.7205 | 0.026732 | 526.9214 | 0.01741 | 597.1627 | 0.018115 | 596.7205 | -0.012067 | 589.9032 | 0.0024365 | 596.7205 | 0.003005 | 597.1627 | 0.0020383 | 591.1213 | 0.019959 | 597.1627 | 0.0062467 | 597.1627 | 0.033932 | 597.1627 | 4.8753 | 591.3453 | 0.57578 | 597.1627 | 0.66275 | 596.7205 | 0.046051 | 792.613 | 1.8785 | 791.9181 | 0.047727 | 792.613 | 0.062388 | 591.1213 | 1.9765
|  | 597.3915 | 0.082524 | 596.9497 | 0.032307 | 527.0363 | 0 | 597.3915 | 0.049095 | 596.9497 | 0.018944 | 590.1304 | 0.0065566 | 596.9497 | 0.023081 | 597.3916 | 0.016768 | 591.3453 | 0.016232 | 597.3916 | 0.0099884 | 597.3915 | 0.036164 | 597.3916 | 4.9135 | 591.5693 | 0.59556 | 597.3915 | 0.69982 | 596.9497 | 0.058582 | 792.7787 | 1.85 | 792.0839 | 0.092681 | 792.7787 | 0.063001 | 591.3453 | 1.9853
|  | 597.6204 | 0.066325 | 597.179 | 0.022629 | 527.1512 | 0.0073078 | 597.6204 | 0.032647 | 597.179 | -0.015388 | 590.3576 | 0.0027896 | 597.179 | 0.0013223 | 597.6204 | 0.0022223 | 591.5693 | 0.016945 | 597.6204 | 0.0059993 | 597.6204 | 0.032911 | 597.6204 | 4.9456 | 591.7933 | 0.59423 | 597.6204 | 0.70464 | 597.179 | 0.044328 | 792.9444 | 1.8058 | 792.2497 | 0.049449 | 792.9444 | 0.062913 | 591.5693 | 1.9783
|  | 597.8493 | 0.089831 | 597.4082 | 0.030837 | 527.2662 | 0 | 597.8493 | 0.0571 | 597.4082 | 0.0090826 | 590.5848 | 0.00853 | 597.4082 | 0.024444 | 597.8493 | 0.013566 | 591.7933 | 0.033817 | 597.8493 | 0.0086592 | 597.8493 | 0.0355 | 597.8493 | 4.9748 | 592.0173 | 0.65079 | 597.8493 | 0.74444 | 597.4082 | 0.063281 | 793.1102 | 1.7664 | 792.4156 | 0.067239 | 793.1102 | 0.0637 | 591.7933 | 1.976
|  | 598.0782 | 0.068287 | 597.6374 | 0.024067 | 527.3811 | 0.016407 | 598.0782 | 0.033078 | 597.6374 | -0.0064434 | 590.812 | 0.0012281 | 597.6374 | -0.0011294 | 598.0782 | 0 | 592.0173 | 0.011101 | 598.0782 | 0.0055391 | 598.0782 | 0.032037 | 598.0782 | 4.9995 | 592.2413 | 0.63895 | 598.0782 | 0.74193 | 597.6374 | 0.051846 | 793.2759 | 1.7443 | 792.5814 | 0.074699 | 793.2759 | 0.06335 | 592.0173 | 1.9738
|  | 598.3071 | 0.095505 | 597.8667 | 0.028689 | 527.496 | 0 | 598.3071 | 0.048155 | 597.8667 | 0.020714 | 591.0392 | 0.00805 | 597.8667 | 0.022817 | 598.3071 | 0.015972 | 592.2413 | 0.015382 | 598.3071 | 0.010257 | 598.3071 | 0.034707 | 598.3071 | 5.017 | 592.4654 | 0.67257 | 598.3071 | 0.78382 | 597.8667 | 0.060305 | 793.4416 | 1.7216 | 792.7472 | 0.10071 | 793.4416 | 0.064006 | 592.2413 | 1.989
|  | 598.536 | 0.072712 | 598.096 | 0.026333 | 527.611 | 0.0062117 | 598.536 | 0.042341 | 598.096 | -0.0087957 | 591.2665 | 0.0027504 | 598.096 | 0.0010974 | 598.536 | 0.0031877 | 592.4654 | 0.010371 | 598.536 | 0.0059416 | 598.536 | 0.031581 | 598.536 | 5.0228 | 592.6894 | 0.67259 | 598.536 | 0.78759 | 598.096 | 0.052943 | 793.6074 | 1.6698 | 792.9131 | 0.087516 | 793.6074 | 0.063744 | 592.4654 | 1.957
|  | 598.765 | 0.075579 | 598.3253 | 0.03103 | 527.7259 | 0 | 598.765 | 0.056576 | 598.3253 | 0.024402 | 591.4938 | 0.0060841 | 598.3253 | 0.020445 | 598.765 | 0.016456 | 592.6894 | 0.016051 | 598.765 | 0.009193 | 598.765 | 0.033078 | 598.765 | 5.0368 | 592.9135 | 0.68721 | 598.7649 | 0.82718 | 598.3253 | 0.063751 | 793.7731 | 1.6653 | 793.0789 | 0.10244 | 793.7731 | 0.064924 | 592.6894 | 1.9733
|  | 598.9939 | 0.054716 | 598.5546 | 0.028056 | 527.8409 | 0.010174 | 598.9939 | 0.030855 | 598.5546 | 0.0044282 | 591.721 | 0.0011114 | 598.5546 | 0.0016222 | 598.9939 | 0 | 592.9135 | 0.003021 | 598.9939 | 0.007105 | 598.9939 | 0.031055 | 598.9939 | 5.0224 | 593.1375 | 0.71422 | 598.9939 | 0.832 | 598.5545 | 0.056859 | 793.9389 | 1.641 | 793.2447 | 0.12214 | 793.9389 | 0.0644 | 592.9135 | 1.9559
|  | 599.2228 | 0.10222 | 598.7839 | 0.029759 | 527.9559 | 0 | 599.2228 | 0.049674 | 598.7839 | 0.03025 | 591.9483 | 0.0042196 | 598.7839 | 0.01889 | 599.2229 | 0.020123 | 593.1375 | 0.011301 | 599.2229 | 0.0087814 | 599.2228 | 0.032166 | 599.2229 | 5.0214 | 593.3616 | 0.71803 | 599.2228 | 0.87703 | 598.7839 | 0.072679 | 794.1047 | 1.6052 | 793.4106 | 0.11889 | 794.1047 | 0.065449 | 593.1375 | 1.9659
|  | 599.4518 | 0.038484 | 599.0132 | 0.027895 | 528.0708 | 0.0043482 | 599.4518 | 0.039219 | 599.0132 | 0.0012667 | 592.1756 | 0.0031976 | 599.0132 | -0.00068556 | 599.4518 | 0.0010213 | 593.3616 | -0.0030569 | 599.4518 | 0.0057361 | 599.4518 | 0.030607 | 599.4518 | 4.9849 | 593.5857 | 0.74267 | 599.4518 | 0.8852 | 599.0132 | 0.064064 | 794.2704 | 1.5736 | 793.5765 | 0.12673 | 794.2704 | 0.064531 | 593.3616 | 1.9452
|  | 599.6808 | 0.077421 | 599.2425 | 0.02922 | 528.1858 | 0 | 599.6808 | 0.066237 | 599.2425 | 0.014127 | 592.4029 | 0.0056106 | 599.2425 | 0.017801 | 599.6808 | 0.020569 | 593.5857 | 0.025107 | 599.6808 | 0.0082064 | 599.6808 | 0.031421 | 599.6808 | 4.9485 | 593.8098 | 0.78011 | 599.6808 | 0.92709 | 599.2425 | 0.073932 | 794.4362 | 1.5307 | 793.7423 | 0.15026 | 794.4362 | 0.065711 | 593.5857 | 1.9572
|  | 599.9098 | 0.057283 | 599.4718 | 0.021822 | 528.3007 | 0.0073078 | 599.9098 | 0.0019064 | 599.4718 | 0.0013382 | 592.6302 | 0.0021717 | 599.4718 | 0.0005551 | 599.9098 | 0 | 593.8098 | 0.019278 | 599.9098 | 0.0037888 | 599.9098 | 0.028178 | 599.9098 | 4.8827 | 594.0339 | 0.76296 | 599.9098 | 0.92709 | 599.4719 | 0.060461 | 794.602 | 1.4977 | 793.9082 | 0.11449 | 794.602 | 0.064574 | 593.8098 | 1.9612
|  | 600.1388 | 0.074596 | 599.7012 | 0.028756 | 528.4157 | 0 | 600.1388 | 0.046184 | 599.7012 | 0.020175 | 592.8575 | 0.0068103 | 599.7012 | 0.018493 | 600.1388 | 0.018106 | 594.0339 | 0.02873 | 600.1388 | 0.0086475 | 600.1388 | 0.029583 | 600.1388 | 4.8257 | 594.258 | 0.794 | 600.1388 | 0.96815 | 599.7012 | 0.080511 | 794.7677 | 1.4597 | 794.0741 | 0.17226 | 794.7677 | 0.065755 | 594.0339 | 1.9531
|  | 600.3678 | 0.059728 | 599.9306 | 0.026647 | 528.5307 | 0.01046 | 600.3678 | 0.035273 | 599.9306 | -0.0074696 | 593.0848 | 0.0035219 | 599.9306 | 0.00032223 | 600.3678 | 0.003038 | 594.258 | 0.0085822 | 600.3678 | 0.004349 | 600.3678 | 0.028094 | 600.3678 | 4.7539 | 594.4821 | 0.79063 | 600.3678 | 0.97611 | 599.9306 | 0.067197 | 794.9335 | 1.4697 | 794.2399 | 0.15982 | 794.9335 | 0.064443 | 594.258 | 1.9391
|  | 600.5968 | 0.088956 | 600.1599 | 0.027184 | 528.6457 | 0 | 600.5968 | 0.04325 | 600.1599 | 0.021091 | 593.3121 | 0.0073122 | 600.1599 | 0.019433 | 600.5968 | 0.013664 | 594.4821 | 0.019344 | 600.5968 | 0.008142 | 600.5968 | 0.02941 | 600.5968 | 4.6854 | 594.7062 | 0.82887 | 600.5968 | 1.0216 | 600.1599 | 0.080041 | 795.0993 | 1.4345 | 794.4058 | 0.19483 | 795.0993 | 0.06593 | 594.4821 | 1.9432
|  | 600.8259 | 0.055402 | 600.3893 | 0.019048 | 528.7607 | 0.0088123 | 600.8259 | 0.016315 | 600.3893 | 0.0031987 | 593.5395 | 0.0030127 | 600.3893 | -0.0019521 | 600.8259 | 0 | 594.7062 | 0.018235 | 600.8259 | 0.0062134 | 600.8259 | 0.026893 | 600.8259 | 4.6193 | 594.9304 | 0.80148 | 600.8259 | 1.0358 | 600.3893 | 0.067666 | 795.2651 | 1.4072 | 794.5717 | 0.16709 | 795.2651 | 0.064618 | 594.7062 | 1.9358
|  | 601.0549 | 0.086983 | 600.6187 | 0.032232 | 528.8757 | 0 | 601.0549 | 0.055206 | 600.6187 | 0.028362 | 593.7668 | 0.0038902 | 600.6187 | 0.02175 | 601.0549 | 0.011907 | 594.9304 | 0.021142 | 601.0549 | 0.0093473 | 601.0549 | 0.029605 | 601.0549 | 4.5391 | 595.1545 | 0.88985 | 601.0549 | 1.0819 | 600.6187 | 0.08333 | 795.4309 | 1.3737 | 794.7376 | 0.20707 | 795.4309 | 0.066367 | 594.9304 | 1.9331
|  | 601.2839 | 0.048493 | 600.8481 | 0.025778 | 528.9907 | 0.018628 | 601.2839 | 0.031434 | 600.8481 | 0.0040867 | 593.9942 | 0.0061344 | 600.8481 | 0.00076089 | 601.284 | 0 | 595.1545 | 0.011931 | 601.284 | 0.0053079 | 601.2839 | 0.027047 | 601.284 | 4.4552 | 595.3787 | 0.88432 | 601.2839 | 1.0951 | 600.8481 | 0.077378 | 795.5967 | 1.3455 | 794.9035 | 0.21683 | 795.5967 | 0.064443 | 595.1545 | 1.9318
|  | 601.513 | 0.070741 | 601.0775 | 0.02958 | 529.1057 | 0 | 601.513 | 0.061974 | 601.0775 | 0.022864 | 594.2216 | 0.0080567 | 601.0775 | 0.019093 | 601.513 | 0.016945 | 595.3787 | 0.019814 | 601.513 | 0.0087696 | 601.513 | 0.028604 | 601.513 | 4.3701 | 595.6028 | 0.91235 | 601.513 | 1.1414 | 601.0775 | 0.086149 | 795.7625 | 1.3237 | 795.0694 | 0.21836 | 795.7625 | 0.066192 | 595.3787 | 1.9168
|  | 601.7421 | 0.061672 | 601.307 | 0.026198 | 529.2207 | 0.0038513 | 601.7421 | 0.028507 | 601.307 | -0.0060835 | 594.449 | 0.0015406 | 601.307 | 0.001398 | 601.7421 | 0.002615 | 595.6028 | 0.012077 | 601.7421 | 0.0052196 | 601.7421 | 0.026462 | 601.7421 | 4.2676 | 595.827 | 0.92256 | 601.7421 | 1.1504 | 601.307 | 0.080667 | 795.9283 | 1.3027 | 795.2353 | 0.23672 | 795.9283 | 0.064356 | 595.6028 | 1.9316
|  | 601.9712 | 0.09091 | 601.5364 | 0.029098 | 529.3357 | 0 | 601.9712 | 0.061535 | 601.5364 | 0.013138 | 594.6764 | 0.0060827 | 601.5364 | 0.019933 | 601.9712 | 0.013308 | 595.827 | 0.018944 | 601.9712 | 0.0083709 | 601.9712 | 0.027186 | 601.9712 | 4.1778 | 596.0512 | 0.98 | 601.9712 | 1.1986 | 601.5364 | 0.092728 | 796.0941 | 1.2662 | 795.4012 | 0.21358 | 796.0941 | 0.066323 | 595.827 | 1.924
|  | 602.2003 | 0.05962 | 601.7659 | 0.023539 | 529.4507 | 0.0064601 | 602.2003 | 0.031987 | 601.7659 | -0.0035985 | 594.9038 | 0.00049432 | 601.7659 | 0.00048536 | 602.2003 | 0 | 596.0512 | -0.0031086 | 602.2003 | 0.0067514 | 602.2003 | 0.025052 | 602.2003 | 4.0715 | 596.2755 | 0.94083 | 602.2003 | 1.2147 | 601.7659 | 0.08239 | 796.2599 | 1.2396 | 795.5671 | 0.24973 | 796.2599 | 0.064225 | 596.0512 | 1.908
|  | 602.4294 | 0.09726 | 601.9953 | 0.024611 | 529.5657 | 0 | 602.4294 | 0.057997 | 601.9953 | 0.016278 | 595.1312 | 0.0071133 | 601.9953 | 0.018654 | 602.4294 | 0.017697 | 596.2755 | 0.02319 | 602.4294 | 0.0068031 | 602.4294 | 0.026481 | 602.4294 | 3.9548 | 596.4996 | 1.0039 | 602.4294 | 1.265 | 601.9953 | 0.095548 | 796.4257 | 1.219 | 795.733 | 0.24839 | 796.4257 | 0.066148 | 596.2754 | 1.9314
|  | 602.6585 | 0.071439 | 602.2248 | 0.022535 | 529.6807 | 0.012538 | 602.6585 | 0.02321 | 602.2248 | -0.013814 | 595.3586 | 0.0015656 | 602.2248 | 0.00096835 | 602.6585 | 0 | 596.4996 | -0.0030402 | 602.6585 | 0.0051913 | 602.6585 | 0.023725 | 602.6585 | 3.8411 | 596.7239 | 0.99689 | 602.6585 | 1.2673 | 602.2248 | 0.086463 | 796.5915 | 1.1842 | 795.8989 | 0.24399 | 796.5915 | 0.06405 | 596.4996 | 1.9057
|  | 602.8876 | 0.076374 | 602.4543 | 0.023171 | 529.7958 | 0 | 602.8876 | 0.052995 | 602.4543 | 0.018711 | 595.5861 | 0.0056972 | 602.4543 | 0.01589 | 602.8877 | 0.018781 | 596.7239 | 0.0088407 | 602.8877 | 0.0069174 | 602.8876 | 0.02556 | 602.8877 | 3.751 | 596.9481 | 1.0756 | 602.8876 | 1.3255 | 602.4543 | 0.095234 | 796.7574 | 1.1661 | 796.0648 | 0.22123 | 796.7574 | 0.066148 | 596.7239 | 1.9209
|  | 603.1168 | 0.044609 | 602.6838 | 0.024296 | 529.9108 | 0.012681 | 603.1168 | 0.041189 | 602.6838 | -0.0078732 | 595.8135 | 0.0014901 | 602.6838 | 0.00011619 | 603.1168 | 0.0010924 | 596.9481 | 0.0063254 | 603.1168 | 0.0046882 | 603.1168 | 0.02368 | 603.1168 | 3.6354 | 597.1723 | 1.0647 | 603.1168 | 1.3458 | 602.6838 | 0.091005 | 796.9232 | 1.1388 | 796.2307 | 0.26006 | 796.9232 | 0.063744 | 596.9481 | 1.9006
|  | 603.3459 | 0.075862 | 602.9133 | 0.026347 | 530.0258 | 0 | 603.3459 | 0.066315 | 602.9133 | 0.025686 | 596.041 | 0.0066099 | 602.9133 | 0.019777 | 603.346 | 0.014061 | 597.1723 | 0.011238 | 603.346 | 0.0072179 | 603.3459 | 0.025525 | 603.346 | 3.5155 | 597.3965 | 1.1298 | 603.346 | 1.3892 | 602.9133 | 0.10103 | 797.089 | 1.1361 | 796.3967 | 0.26733 | 797.089 | 0.065842 | 597.1723 | 1.9149
|  | 603.5751 | 0.048677 | 603.1428 | 0.027142 | 530.1409 | 0 | 603.5751 | 0.035406 | 603.1428 | -0.0073356 | 596.2684 | 0.0020079 | 603.1428 | 0.00079744 | 603.5751 | 0.0016804 | 597.3965 | 0.02239 | 603.5751 | 0.0049846 | 603.5751 | 0.02305 | 603.5751 | 3.4162 | 597.6208 | 1.0968 | 603.5751 | 1.4076 | 603.1428 | 0.096331 | 797.2549 | 1.1084 | 796.5626 | 0.21759 | 797.2549 | 0.063175 | 597.3966 | 1.9074
|  | 603.8043 | 0.08234 | 603.3724 | 0.028451 | 530.2559 | 0 | 603.8043 | 0.03912 | 603.3724 | 0.0070503 | 596.4959 | 0.0064024 | 603.3724 | 0.019123 | 603.8043 | 0.017572 | 597.6208 | 0.013195 | 603.8043 | 0.0089236 | 603.8043 | 0.024422 | 603.8043 | 3.3056 | 597.8451 | 1.1436 | 603.8043 | 1.4545 | 603.3724 | 0.10917 | 797.4207 | 1.061 | 796.7286 | 0.28799 | 797.4207 | 0.065449 | 597.6209 | 1.8885
|  | 604.0335 | 0.056034 | 603.6019 | 0.028935 | 530.371 | 0.012036 | 604.0335 | 0.025401 | 603.6019 | -0.0016712 | 596.7234 | 0.00094788 | 603.6019 | 0.0014843 | 604.0335 | 0.0002336 | 597.8451 | -0.001297 | 604.0335 | 0.0055685 | 604.0335 | 0.022795 | 604.0335 | 3.1892 | 598.0694 | 1.154 | 604.0335 | 1.479 | 603.6019 | 0.10369 | 797.5865 | 1.0614 | 796.8945 | 0.25145 | 797.5865 | 0.062913 | 597.8451 | 1.8965
|  | 604.2627 | 0.092987 | 603.8315 | 0.029973 | 530.486 | 0 | 604.2627 | 0.030485 | 603.8315 | 0.01737 | 596.9509 | 0.0066714 | 603.8315 | 0.018223 | 604.2627 | 0.012283 | 598.0694 | 0.026632 | 604.2627 | 0.0074601 | 604.2627 | 0.024561 | 604.2627 | 3.0933 | 598.2936 | 1.2136 | 604.2627 | 1.5396 | 603.8315 | 0.11325 | 797.7524 | 1.0336 | 797.0604 | 0.28474 | 797.7524 | 0.065493 | 598.0694 | 1.8862
|  | 604.4919 | 0.068537 | 604.061 | 0.026191 | 530.6011 | 0.0055905 | 604.4919 | 0.018891 | 604.061 | -0.007457 | 597.1784 | 0.00068878 | 604.061 | 0.0027348 | 604.4919 | 0.00078204 | 598.2936 | 0.011109 | 604.4919 | 0.0049174 | 604.4919 | 0.022111 | 604.4919 | 2.9804 | 598.5179 | 1.2005 | 604.4919 | 1.5565 | 604.0611 | 0.10385 | 797.9182 | 1.0091 | 797.2264 | 0.23519 | 797.9182 | 0.062957 | 598.2936 | 1.8836
|  | 604.7211 | 0.093213 | 604.2906 | 0.028749 | 530.7162 | 0 | 604.7211 | 0.035312 | 604.2906 | 0.0079335 | 597.4059 | 0.0047093 | 604.2906 | 0.018974 | 604.7211 | 0.01442 | 598.5179 | 0.019113 | 604.7211 | 0.0075352 | 604.7211 | 0.023255 | 604.7211 | 2.8767 | 598.7422 | 1.2526 | 604.7211 | 1.6012 | 604.2906 | 0.11513 | 798.0841 | 1.0129 | 797.3923 | 0.24571 | 798.0841 | 0.065536 | 598.5179 | 1.8833
|  | 604.9504 | 0.068393 | 604.5202 | 0.024711 | 530.8312 | 0.011821 | 604.9504 | 0.028855 | 604.5202 | -0.0073481 | 597.6335 | 0.0016718 | 604.5202 | -0.0020805 | 604.9504 | 0.0010961 | 598.7422 | 0.0048984 | 604.9504 | 0.0038248 | 604.9504 | 0.021114 | 604.9504 | 2.7711 | 598.9666 | 1.2654 | 604.9504 | 1.629 | 604.5202 | 0.10933 | 798.25 | 0.96858 | 797.5583 | 0.22429 | 798.25 | 0.062563 | 598.7423 | 1.893
|  | 605.1796 | 0.07252 | 604.7498 | 0.027117 | 530.9463 | 0.00049807 | 605.1796 | 0.043722 | 604.7498 | 0.014119 | 597.861 | 0.0058431 | 604.7498 | 0.020274 | 605.1796 | 0.016092 | 598.9666 | 0.015616 | 605.1796 | 0.0073178 | 605.1796 | 0.022788 | 605.1796 | 2.6752 | 599.1909 | 1.2881 | 605.1796 | 1.6889 | 604.7498 | 0.12609 | 798.4158 | 0.96532 | 797.7243 | 0.24227 | 798.4158 | 0.065012 | 598.9666 | 1.8766
|  | 605.4089 | 0.050685 | 604.9794 | 0.023885 | 531.0614 | 0.0090989 | 605.4089 | 0.035743 | 604.9794 | -0.0038404 | 598.0886 | 0.0022801 | 604.9794 | 0.00074604 | 605.4089 | 0.0005109 | 599.1909 | 8.0505e-05 | 605.4089 | 0.0043203 | 605.4089 | 0.020756 | 605.4089 | 2.5719 | 599.4153 | 1.3322 | 605.4089 | 1.6958 | 604.9794 | 0.11372 | 798.5817 | 0.92065 | 797.8902 | 0.25872 | 798.5817 | 0.061908 | 599.1909 | 1.8501
|  | 605.6382 | 0.084504 | 605.2091 | 0.032567 | 531.1765 | 0 | 605.6382 | 0.060263 | 605.2091 | 0.017706 | 598.3161 | 0.0036722 | 605.2091 | 0.02011 | 605.6382 | 0.01476 | 599.4153 | 0.019982 | 605.6382 | 0.0079328 | 605.6382 | 0.022889 | 605.6382 | 2.4854 | 599.6396 | 1.3729 | 605.6382 | 1.7681 | 605.2091 | 0.13502 | 798.7476 | 0.91138 | 798.0562 | 0.3821 | 798.7476 | 0.064618 | 599.4153 | 1.8647
|  | 605.8674 | 0.056497 | 605.4387 | 0.023369 | 531.2916 | 0.0091705 | 605.8674 | 0.031516 | 605.4387 | -0.008825 | 598.5437 | 0.0034251 | 605.4387 | -0.00051906 | 605.8674 | 0 | 599.6396 | 0.0043884 | 605.8674 | 0.0030781 | 605.8674 | 0.019963 | 605.8674 | 2.3889 | 599.864 | 1.4083 | 605.8674 | 1.7878 | 605.4387 | 0.12484 | 798.9135 | 0.89587 | 798.2222 | 0.28455 | 798.9135 | 0.061601 | 599.6396 | 1.8598
|  | 606.0967 | 0.065821 | 605.6683 | 0.027753 | 531.4067 | 0 | 606.0967 | 0.057384 | 605.6683 | 0.023576 | 598.7712 | 0.0029312 | 605.6683 | 0.018611 | 606.0967 | 0.018801 | 599.864 | 0.0088464 | 606.0967 | 0.0072703 | 606.0967 | 0.021453 | 606.0967 | 2.3057 | 600.0883 | 1.4264 | 606.0967 | 1.8368 | 605.6684 | 0.1358 | 799.0793 | 0.88258 | 798.3882 | 0.3691 | 799.0793 | 0.064574 | 599.864 | 1.8681
|  | 606.326 | 0.038727 | 605.898 | 0.023302 | 531.5217 | 0.0049693 | 606.326 | 0.052867 | 605.898 | -0.0071382 | 598.9988 | 5.7257e-05 | 605.898 | 0.00061 | 606.326 | 0.0020798 | 600.0883 | 0.016336 | 606.326 | 0.004386 | 606.326 | 0.019625 | 606.326 | 2.219 | 600.3127 | 1.4411 | 606.3261 | 1.8565 | 605.898 | 0.12546 | 799.2452 | 0.85873 | 798.5542 | 0.31687 | 799.2452 | 0.061514 | 600.0883 | 1.8474
|  | 606.5554 | 0.062137 | 606.1277 | 0.02812 | 531.6368 | 0 | 606.5554 | 0.070074 | 606.1277 | 0.015429 | 599.2264 | 0.0056959 | 606.1277 | 0.018329 | 606.5554 | 0.015474 | 600.3127 | 0.015579 | 606.5554 | 0.0075046 | 606.5554 | 0.021194 | 606.5554 | 2.1357 | 600.5371 | 1.5191 | 606.5554 | 1.9198 | 606.1277 | 0.14833 | 799.4111 | 0.84256 | 798.7201 | 0.32931 | 799.4111 | 0.064531 | 600.3127 | 1.8572
|  | 606.7847 | 0.05064 | 606.3574 | 0.022205 | 531.752 | 0.0063359 | 606.7847 | 0.030899 | 606.3574 | -0.012462 | 599.454 | 0.00065555 | 606.3574 | 0.00059365 | 606.7847 | 0 | 600.5371 | 0.010473 | 606.7847 | 0.0030995 | 606.7847 | 0.019172 | 606.7847 | 2.0515 | 600.7615 | 1.504 | 606.7847 | 1.9549 | 606.3574 | 0.14019 | 799.577 | 0.81282 | 798.8861 | 0.32663 | 799.577 | 0.061295 | 600.5371 | 1.8329
|  | 607.014 | 0.071738 | 606.5871 | 0.022929 | 531.8671 | 0 | 607.014 | 0.064551 | 606.5871 | 0.016847 | 599.6817 | 0.0085716 | 606.5871 | 0.01697 | 607.014 | 0.013703 | 600.7615 | 0.019477 | 607.014 | 0.0069393 | 607.014 | 0.020321 | 607.014 | 1.9776 | 600.9859 | 1.5805 | 607.014 | 2.0084 | 606.587 | 0.1452 | 799.7429 | 0.79251 | 799.0521 | 0.44236 | 799.7429 | 0.064356 | 600.7615 | 1.8474
|  | 607.2433 | 0.055961 | 606.8168 | 0.024295 | 531.9822 | 0.00099388 | 607.2433 | 0.046781 | 606.8168 | -0.011593 | 599.9093 | -0.00032854 | 606.8168 | -0.0015208 | 607.2434 | 0.00089717 | 600.9859 | 0.011107 | 607.2434 | 0.0032683 | 607.2433 | 0.018593 | 607.2434 | 1.8994 | 601.2103 | 1.6006 | 607.2433 | 2.0343 | 606.8167 | 0.14191 | 799.9088 | 0.77596 | 799.2181 | 0.45059 | 799.9088 | 0.061164 | 600.9859 | 1.8085
|  | 607.4727 | 0.05108 | 607.0465 | 0.021907 | 532.0973 | 0 | 607.4727 | 0.054567 | 607.0465 | 0.024507 | 600.137 | 0.0065693 | 607.0465 | 0.017303 | 607.4727 | 0.008744 | 601.2103 | 0.015751 | 607.4727 | 0.0068506 | 607.4727 | 0.019748 | 607.4727 | 1.8251 | 601.4348 | 1.6507 | 607.4727 | 2.0926 | 607.0465 | 0.15679 | 800.0747 | 0.76176 | 799.3841 | 0.51505 | 800.0747 | 0.064662 | 601.2103 | 1.836
|  | 607.7021 | 0.050664 | 607.2762 | 0.019686 | 532.2124 | 0.013183 | 607.7021 | 0.028535 | 607.2762 | -0.0078907 | 600.3646 | 0.0015547 | 607.2762 | -0.00072874 | 607.7021 | 0 | 601.4348 | 0.0051333 | 607.7021 | 0.0043726 | 607.7021 | 0.017272 | 607.7021 | 1.7522 | 601.6592 | 1.6473 | 607.7021 | 2.1321 | 607.2762 | 0.1488 | 800.2406 | 0.74882 | 799.5501 | 0.51276 | 800.2406 | 0.061601 | 601.4348 | 1.8205
|  | 607.9315 | 0.088341 | 607.5059 | 0.025032 | 532.3276 | 0 | 607.9315 | 0.047114 | 607.5059 | 0.019441 | 600.5923 | 0.0057006 | 607.5059 | 0.016329 | 607.9315 | 0.013827 | 601.6592 | 0.023815 | 607.9315 | 0.0072698 | 607.9315 | 0.019642 | 607.9315 | 1.6907 | 601.8836 | 1.7368 | 607.9315 | 2.1843 | 607.5059 | 0.16697 | 800.4065 | 0.73327 | 799.7162 | 0.48406 | 800.4065 | 0.064968 | 601.6592 | 1.8053
|  | 608.1609 | 0.066867 | 607.7357 | 0.020463 | 532.4427 | 0.0055905 | 608.1609 | 0.047135 | 607.7357 | 0.0028438 | 600.8199 | -0.00077752 | 607.7357 | -0.0012508 | 608.1609 | 0 | 601.8836 | 0.0087947 | 608.1609 | 0.0037892 | 608.1609 | 0.017143 | 608.1609 | 1.6224 | 602.1081 | 1.7569 | 608.1609 | 2.2199 | 607.7357 | 0.16071 | 800.5724 | 0.7238 | 799.8822 | 0.48311 | 800.5724 | 0.061776 | 601.8836 | 1.8153
|  | 608.3903 | 0.064503 | 607.9654 | 0.035663 | 532.5578 | 0 | 608.3903 | 0.06982 | 607.9654 | 0.011352 | 601.0476 | 0.0072674 | 607.9654 | 0.021109 | 608.3903 | 0.014796 | 602.1081 | 0.027134 | 608.3903 | 0.0083785 | 608.3903 | 0.020208 | 608.3903 | 1.5575 | 602.3325 | 1.7705 | 608.3903 | 2.2809 | 607.9655 | 0.17105 | 800.7383 | 0.71748 | 800.0482 | 0.49898 | 800.7383 | 0.065318 | 602.1081 | 1.802
|  | 608.6197 | 0.069459 | 608.1952 | 0.022921 | 532.673 | 0.0058389 | 608.6197 | 0.041892 | 608.1952 | 0.0059701 | 601.2753 | 0.0026896 | 608.1952 | -0.0010908 | 608.6197 | 0.0039203 | 602.3325 | 0.0081937 | 608.6197 | 0.0036904 | 608.6197 | 0.017586 | 608.6197 | 1.4892 | 602.557 | 1.8134 | 608.6197 | 2.306 | 608.1952 | 0.16744 | 800.9043 | 0.6827 | 800.2142 | 0.47067 | 800.9043 | 0.062607 | 602.3325 | 1.7998
|  | 608.8491 | 0.085147 | 608.425 | 0.024759 | 532.7881 | 0 | 608.8491 | 0.066155 | 608.425 | 0.025374 | 601.5031 | 0.0056125 | 608.425 | 0.019239 | 608.8491 | 0.012022 | 602.557 | 0.019041 | 608.8491 | 0.0064013 | 608.8491 | 0.018745 | 608.8491 | 1.438 | 602.7815 | 1.864 | 608.8491 | 2.3684 | 608.425 | 0.17825 | 801.0702 | 0.6667 | 800.3803 | 0.53456 | 801.0702 | 0.066105 | 602.557 | 1.8057
|  | 609.0786 | 0.040625 | 608.6548 | 0.026363 | 532.9033 | 0.0048451 | 609.0786 | 0.019846 | 608.6548 | -0.0057586 | 601.7307 | 0.0019501 | 608.6548 | -0.00079281 | 609.0786 | 0 | 602.7815 | 0.0084503 | 609.0786 | 0.0038916 | 609.0786 | 0.017517 | 609.0786 | 1.3727 | 603.006 | 1.8927 | 609.0785 | 2.391 | 608.6548 | 0.17481 | 801.2361 | 0.65935 | 800.5463 | 0.48138 | 801.2361 | 0.063088 | 602.7815 | 1.787
|  | 609.308 | 0.081834 | 608.8846 | 0.028005 | 533.0184 | 0 | 609.308 | 0.031168 | 608.8846 | 0.020838 | 601.9584 | 0.0055593 | 608.8846 | 0.017768 | 609.308 | 0.014583 | 603.006 | 0.015504 | 609.308 | 0.0067385 | 609.308 | 0.018205 | 609.308 | 1.3174 | 603.2305 | 1.9511 | 609.308 | 2.4516 | 608.8846 | 0.19172 | 801.4021 | 0.65081 | 800.7123 | 0.52825 | 801.4021 | 0.066717 | 603.006 | 1.7884
|  | 609.5375 | 0.047185 | 609.1144 | 0.02245 | 533.1336 | 0.0079526 | 609.5375 | 0.019904 | 609.1144 | -0.0015508 | 602.1862 | 0.0017264 | 609.1144 | -0.0018406 | 609.5375 | 0 | 603.2305 | 0.0036004 | 609.5375 | 0.0037562 | 609.5375 | 0.016703 | 609.5375 | 1.2649 | 603.455 | 1.9961 | 609.5375 | 2.5027 | 609.1144 | 0.18154 | 801.568 | 0.63151 | 800.8784 | 0.5403 | 801.568 | 0.063787 | 603.2305 | 1.774
|  | 609.767 | 0.082982 | 609.3442 | 0.024658 | 533.2487 | 0.0033621 | 609.767 | 0.068327 | 609.3442 | 0.027636 | 602.4139 | 0.0048884 | 609.3442 | 0.018488 | 609.767 | 0.013355 | 603.455 | 0.012315 | 609.767 | 0.0070618 | 609.767 | 0.018291 | 609.767 | 1.2176 | 603.6795 | 2.0452 | 609.767 | 2.576 | 609.3442 | 0.20002 | 801.7339 | 0.63568 | 801.0444 | 0.5822 | 801.7339 | 0.06781 | 603.455 | 1.7808
|  | 609.9965 | 0.039544 | 609.5741 | 0.020269 | 533.3639 | 0 | 609.9965 | 0.035807 | 609.5741 | -0.014808 | 602.6417 | 0.0022191 | 609.5741 | -0.0057924 | 609.9964 | 0.0013247 | 603.6795 | -0.0014581 | 609.9964 | 0.0030032 | 609.9965 | 0.015649 | 609.9964 | 1.165 | 603.9041 | 2.0705 | 609.9965 | 2.6099 | 609.5741 | 0.18875 | 801.8999 | 0.61076 | 801.2105 | 0.57722 | 801.8999 | 0.064706 | 603.6795 | 1.771
|  | 610.226 | 0.074831 | 609.8039 | 0.027104 | 533.4791 | 0 | 610.226 | 0.046284 | 609.8039 | 0.02221 | 602.8694 | 0.0060783 | 609.8039 | 0.018566 | 610.2259 | 0.017274 | 603.9041 | 0.018918 | 610.2259 | 0.0064184 | 610.226 | 0.017443 | 610.2259 | 1.1198 | 604.1286 | 2.1603 | 610.226 | 2.6807 | 609.8039 | 0.20457 | 802.0658 | 0.58691 | 801.3765 | 0.60553 | 802.0658 | 0.06899 | 603.904 | 1.7605
|  | 610.4554 | 0.068059 | 610.0338 | 0.023172 | 533.5943 | 0.01003 | 610.4554 | 0.044531 | 610.0338 | -0.02771 | 603.0972 | 0.0020896 | 610.0338 | -0.00033952 | 610.4555 | 0.0016424 | 604.1286 | 0.0083557 | 610.4555 | 0.0037446 | 610.4554 | 0.015128 | 610.4555 | 1.0654 | 604.3531 | 2.2322 | 610.4554 | 2.7124 | 610.0338 | 0.20425 | 802.2318 | 0.57494 | 801.5426 | 0.65029 | 802.2318 | 0.066498 | 604.1286 | 1.7536
|  | 610.685 | 0.087851 | 610.2637 | 0.024945 | 533.7095 | 0 | 610.685 | 0.056958 | 610.2637 | 0.0031984 | 603.325 | 0.0054148 | 610.2637 | 0.016753 | 610.685 | 0.010566 | 604.3531 | 0.0067339 | 610.685 | 0.005614 | 610.685 | 0.016842 | 610.685 | 1.0244 | 604.5777 | 2.2432 | 610.685 | 2.7798 | 610.2637 | 0.21851 | 802.3977 | 0.56335 | 801.7087 | 0.68128 | 802.3977 | 0.070389 | 604.3532 | 1.7759
|  | 610.9145 | 0.054336 | 610.4936 | 0.019372 | 533.8247 | 0.0081675 | 610.9145 | 0.029235 | 610.4936 | -0.01196 | 603.5528 | 0.0014437 | 610.4936 | -0.0016397 | 610.9145 | 0 | 604.5777 | 0.016005 | 610.9145 | 0.0028615 | 610.9145 | 0.01467 | 610.9145 | 0.97859 | 604.8023 | 2.2879 | 610.9145 | 2.8085 | 610.4936 | 0.20707 | 802.5637 | 0.55321 | 801.8747 | 0.67765 | 802.5637 | 0.067941 | 604.5777 | 1.7391
|  | 611.144 | 0.070553 | 610.7235 | 0.024692 | 533.9398 | 0 | 611.144 | 0.045295 | 610.7235 | 0.023806 | 603.7806 | 0.0049822 | 610.7235 | 0.018676 | 611.144 | 0.0085237 | 604.8023 | 0.019612 | 611.144 | 0.0056462 | 611.144 | 0.016549 | 611.144 | 0.94294 | 605.0269 | 2.3612 | 611.144 | 2.8902 | 610.7235 | 0.22963 | 802.7297 | 0.53048 | 802.0408 | 0.69372 | 802.7297 | 0.071132 | 604.8023 | 1.7476
|  | 611.3736 | 0.05196 | 610.9534 | 0.012906 | 534.055 | 0.0072361 | 611.3736 | 0.035031 | 610.9534 | -0.016779 | 604.0084 | 0.0026503 | 610.9534 | -0.0030015 | 611.3736 | 0.0035254 | 605.0269 | 0.010187 | 611.3736 | 0.0033189 | 611.3736 | 0.014487 | 611.3736 | 0.89791 | 605.2515 | 2.4123 | 611.3736 | 2.9466 | 610.9534 | 0.21835 | 802.8956 | 0.52826 | 802.2069 | 0.7094 | 802.8956 | 0.068728 | 605.0269 | 1.7345
|  | 611.6031 | 0.073225 | 611.1833 | 0.028027 | 534.1702 | 0 | 611.6031 | 0.05675 | 611.1833 | 0.030945 | 604.2363 | 0.0065874 | 611.1833 | 0.018578 | 611.6032 | 0.016526 | 605.2515 | 0.0049454 | 611.6032 | 0.0057741 | 611.6031 | 0.016311 | 611.6032 | 0.87225 | 605.4761 | 2.4718 | 611.6032 | 3.0236 | 611.1833 | 0.24153 | 803.0616 | 0.52621 | 802.3729 | 0.72012 | 803.0616 | 0.071526 | 605.2515 | 1.7392
|  | 611.8327 | 0.050389 | 611.4132 | 0.023468 | 534.2854 | 0.0014908 | 611.8327 | 0.018298 | 611.4132 | -0.010793 | 604.4641 | 0.0028376 | 611.4132 | -0.002043 | 611.8327 | 0 | 605.4761 | 0.0036098 | 611.8327 | 0.0029967 | 611.8327 | 0.013837 | 611.8327 | 0.83069 | 605.7007 | 2.5197 | 611.8327 | 3.0712 | 611.4132 | 0.22634 | 803.2276 | 0.51073 | 802.539 | 0.71553 | 803.2276 | 0.069384 | 605.4761 | 1.7355
|  | 612.0623 | 0.074272 | 611.6432 | 0.021014 | 534.4007 | 0 | 612.0623 | 0.043127 | 611.6432 | 0.0090026 | 604.692 | 0.0061076 | 611.6432 | 0.018667 | 612.0623 | 0.0092204 | 605.7007 | 0.023379 | 612.0623 | 0.0058419 | 612.0623 | 0.01515 | 612.0623 | 0.79791 | 605.9253 | 2.6168 | 612.0623 | 3.1455 | 611.6431 | 0.24654 | 803.3936 | 0.5073 | 802.7051 | 0.77176 | 803.3936 | 0.071744 | 605.7007 | 1.7322
|  | 612.2919 | 0.057792 | 611.8731 | 0.022451 | 534.5159 | 0.012538 | 612.2919 | 0.030658 | 611.8731 | -0.016672 | 604.9198 | -0.00027621 | 611.8731 | -0.0041054 | 612.2919 | 0.0025386 | 605.9253 | 0.012936 | 612.2919 | 0.0033049 | 612.2919 | 0.014309 | 612.2919 | 0.76262 | 606.1499 | 2.6768 | 612.2919 | 3.1983 | 611.8731 | 0.24372 | 803.5596 | 0.48162 | 802.8712 | 0.75168 | 803.5596 | 0.070258 | 605.9253 | 1.7081
|  | 612.5215 | 0.083976 | 612.1031 | 0.023574 | 534.6311 | 0 | 612.5215 | 0.04343 | 612.1031 | 0.02458 | 605.1476 | 0.0076737 | 612.1031 | 0.01779 | 612.5215 | 0.013999 | 606.1499 | 0.021436 | 612.5215 | 0.0060251 | 612.5215 | 0.014786 | 612.5215 | 0.73328 | 606.3746 | 2.7367 | 612.5216 | 3.2647 | 612.1031 | 0.2597 | 803.7255 | 0.47842 | 803.0373 | 0.78477 | 803.7255 | 0.071788 | 606.1499 | 1.7175
|  | 612.7512 | 0.061525 | 612.333 | 0.019946 | 534.7463 | 0.0079526 | 612.7512 | 0.02137 | 612.333 | -0.011864 | 605.3755 | 0.0021671 | 612.333 | -0.0025485 | 612.7511 | 0.0010361 | 606.3746 | 0.020505 | 612.7511 | 0.0032083 | 612.7512 | 0.013607 | 612.7511 | 0.69941 | 606.5992 | 2.767 | 612.7512 | 3.3269 | 612.333 | 0.25798 | 803.8915 | 0.46943 | 803.2034 | 0.79395 | 803.8915 | 0.070739 | 606.3746 | 1.6965
|  | 612.9808 | 0.079264 | 612.563 | 0.022878 | 534.8615 | 0 | 612.9808 | 0.034448 | 612.563 | 0.033148 | 605.6034 | 0.0066638 | 612.563 | 0.017243 | 612.9808 | 0.012207 | 606.5992 | 0.0071714 | 612.9808 | 0.0080262 | 612.9808 | 0.015023 | 612.9808 | 0.66911 | 606.8239 | 2.8441 | 612.9808 | 3.3965 | 612.563 | 0.27443 | 804.0575 | 0.45691 | 803.3695 | 0.83164 | 804.0575 | 0.070958 | 606.5992 | 1.7039
|  | 613.2104 | 0.048402 | 612.793 | 0.02132 | 534.9768 | 0.0081675 | 613.2104 | 0.019183 | 612.793 | -0.012157 | 605.8313 | 0.00075218 | 612.793 | -0.001852 | 613.2104 | 0 | 606.8239 | 0.013879 | 613.2104 | 0.0027782 | 613.2104 | 0.012894 | 613.2104 | 0.63888 | 607.0485 | 2.9236 | 613.2104 | 3.4646 | 612.793 | 0.26941 | 804.2235 | 0.4585 | 803.5356 | 0.793 | 804.2235 | 0.071176 | 606.8238 | 1.6982
|  | 613.4401 | 0.08586 | 613.023 | 0.027147 | 535.092 | 0 | 613.4401 | 0.066381 | 613.023 | 0.020644 | 606.0592 | 0.0064639 | 613.023 | 0.018059 | 613.4401 | 0.017322 | 607.0485 | 0.018148 | 613.4401 | 0.0059759 | 613.4401 | 0.014912 | 613.4401 | 0.61705 | 607.2733 | 2.9997 | 613.4401 | 3.5492 | 613.023 | 0.28946 | 804.3895 | 0.45264 | 803.7017 | 0.86932 | 804.3895 | 0.071089 | 607.0485 | 1.6922
|  | 613.6697 | 0.04848 | 613.2531 | 0.018362 | 535.2073 | 0.012036 | 613.6697 | 0.041898 | 613.2531 | -0.016869 | 606.2871 | 0.0026566 | 613.2531 | -0.00030117 | 613.6697 | 0.00045157 | 607.2733 | 0.011234 | 613.6697 | 0.0032589 | 613.6697 | 0.012532 | 613.6697 | 0.59021 | 607.4979 | 3.0504 | 613.6697 | 3.599 | 613.2531 | 0.27693 | 804.5555 | 0.44073 | 803.8679 | 0.84465 | 804.5555 | 0.072007 | 607.2732 | 1.6925
|  | 613.8994 | 0.081329 | 613.4831 | 0.023979 | 535.3225 | 0 | 613.8994 | 0.072509 | 613.4831 | 0.024948 | 606.5151 | 0.0059772 | 613.4831 | 0.018178 | 613.8994 | 0.0099497 | 607.4979 | 0.022917 | 613.8994 | 0.0057697 | 613.8994 | 0.014418 | 613.8994 | 0.56821 | 607.7226 | 3.1577 | 613.8994 | 3.6893 | 613.4831 | 0.3009 | 804.7216 | 0.42352 | 804.034 | 0.89209 | 804.7216 | 0.069209 | 607.4979 | 1.6822
|  | 614.1291 | 0.04828 | 613.7131 | 0.01437 | 535.4378 | 0.0049693 | 614.1291 | -0.022461 | 613.7131 | -0.00051712 | 606.743 | 0.00027036 | 613.7131 | -0.0014994 | 614.1291 | 0.00022296 | 607.7226 | 0.018302 | 614.1291 | 0.0032109 | 614.1291 | 0.012287 | 614.1291 | 0.54438 | 607.9473 | 3.2154 | 614.1291 | 3.7677 | 613.7131 | 0.29134 | 804.8876 | 0.41738 | 804.2001 | 0.89591 | 804.8876 | 0.07052 | 607.7226 | 1.6659
|  | 614.3588 | 0.060082 | 613.9432 | 0.023312 | 535.553 | 0 | 614.3588 | 0.019608 | 613.9432 | 0.0021442 | 606.9709 | 0.0062133 | 613.9432 | 0.015473 | 614.3588 | 0.016009 | 607.9473 | 0.019774 | 614.3588 | 0.0052673 | 614.3588 | 0.01457 | 614.3588 | 0.52573 | 608.1721 | 3.3198 | 614.3588 | 3.8542 | 613.9432 | 0.32251 | 805.0536 | 0.41682 | 804.3662 | 0.91045 | 805.0536 | 0.067985 | 607.9473 | 1.6778
|  | 614.5885 | 0.039659 | 614.1732 | 0.022817 | 535.6683 | 0.0088123 | 614.5885 | 0.018181 | 614.1732 | -0.0076589 | 607.1989 | 0.0020729 | 614.1732 | -0.00075965 | 614.5885 | 0 | 608.1721 | 0.012174 | 614.5885 | 0.0030919 | 614.5885 | 0.012174 | 614.5885 | 0.50043 | 608.3968 | 3.3853 | 614.5885 | 3.9099 | 614.1733 | 0.30779 | 805.2196 | 0.39166 | 804.5324 | 0.91638 | 805.2196 | 0.07087 | 608.1721 | 1.674
|  | 614.8182 | 0.036591 | 614.4033 | 0.022611 | 535.7836 | 0 | 614.8182 | 0.059401 | 614.4033 | 0.024854 | 607.4269 | 0.0054069 | 614.4033 | 0.015448 | 614.8182 | 0.017028 | 608.3968 | 0.030011 | 614.8182 | 0.004886 | 614.8182 | 0.013354 | 614.8182 | 0.48211 | 608.6215 | 3.4726 | 614.8182 | 4.0041 | 614.4033 | 0.32721 | 805.3856 | 0.39041 | 804.6985 | 0.96746 | 805.3856 | 0.066892 | 608.3968 | 1.6618
|  | 615.048 | 0.064721 | 614.6334 | 0.019678 | 535.8988 | 0.0098153 | 615.048 | 0.016063 | 614.6334 | -0.014259 | 607.6548 | 0.0036874 | 614.6334 | -0.00033468 | 615.048 | 0.0039765 | 608.6215 | 0.0027604 | 615.048 | 0.0023098 | 615.048 | 0.011732 | 615.048 | 0.4602 | 608.8463 | 3.5315 | 615.048 | 4.072 | 614.6334 | 0.32392 | 805.5517 | 0.37562 | 804.8647 | 0.9554 | 805.5517 | 0.06899 | 608.6215 | 1.6405
|  | 615.2777 | 0.077658 | 614.8635 | 0.025298 | 536.0141 | 0 | 615.2777 | 0.040521 | 614.8635 | 0.010974 | 607.8828 | 0.0054723 | 614.8635 | 0.019174 | 615.2777 | 0.01444 | 608.8463 | 0.011026 | 615.2777 | 0.0061475 | 615.2777 | 0.01326 | 615.2777 | 0.44367 | 609.071 | 3.6328 | 615.2777 | 4.169 | 614.8635 | 0.34601 | 805.7177 | 0.37691 | 805.0308 | 0.97587 | 805.7177 | 0.065624 | 608.8463 | 1.6558
|  | 615.5074 | 0.040621 | 615.0936 | 0.022273 | 536.1294 | 0.010962 | 615.5074 | 0.039871 | 615.0936 | -0.01316 | 608.1108 | 0.0015742 | 615.0936 | -0.0023892 | 615.5074 | 0 | 609.071 | 0.020387 | 615.5074 | 0.0023953 | 615.5074 | 0.011486 | 615.5074 | 0.42093 | 609.2958 | 3.7223 | 615.5074 | 4.2419 | 615.0936 | 0.33739 | 805.8837 | 0.37424 | 805.197 | 0.97205 | 805.8837 | 0.068597 | 609.071 | 1.6491
|  | 615.7372 | 0.077808 | 615.3237 | 0.021678 | 536.2447 | 0 | 615.7372 | 0.046793 | 615.3237 | 0.019743 | 608.3388 | 0.0071708 | 615.3237 | 0.018292 | 615.7372 | 0.011982 | 609.2958 | 0.0086661 | 615.7372 | 0.0045537 | 615.7372 | 0.012376 | 615.7372 | 0.40789 | 609.5206 | 3.8142 | 615.7372 | 4.337 | 615.3237 | 0.35901 | 806.0498 | 0.36886 | 805.3631 | 1.0294 | 806.0498 | 0.064618 | 609.2958 | 1.6264
|  | 615.967 | 0.038885 | 615.5539 | 0.020614 | 536.36 | 0.0059632 | 615.967 | 0.029797 | 615.5539 | -0.021829 | 608.5668 | 0.0029584 | 615.5539 | -0.0030889 | 615.967 | 0 | 609.5206 | 0.015369 | 615.967 | 0.0029818 | 615.967 | 0.010747 | 615.967 | 0.38721 | 609.7454 | 3.9243 | 615.967 | 4.3952 | 615.5539 | 0.35415 | 806.2158 | 0.35352 | 805.5293 | 1.0181 | 806.2158 | 0.066498 | 609.5206 | 1.6197
|  | 616.1968 | 0.064098 | 615.784 | 0.025801 | 536.4753 | 0 | 616.1968 | 0.052146 | 615.784 | 0.02266 | 608.7949 | 0.006674 | 615.784 | 0.016667 | 616.1968 | 0.012738 | 609.7454 | 0.023385 | 616.1968 | 0.0065544 | 616.1968 | 0.012559 | 616.1968 | 0.37939 | 609.9702 | 4.0027 | 616.1968 | 4.5215 | 615.784 | 0.3778 | 806.3819 | 0.3505 | 805.6954 | 1.0648 | 806.3819 | 0.062432 | 609.7454 | 1.6237
|  | 616.4266 | 0.051793 | 616.0142 | 0.020744 | 536.5906 | 0.0059632 | 616.4266 | 0.025045 | 616.0142 | -0.0055846 | 609.0229 | 0.00033144 | 616.0142 | -0.001403 | 616.4266 | 0 | 609.9702 | -0.0045642 | 616.4266 | 0.0016079 | 616.4266 | 0.010546 | 616.4266 | 0.35906 | 610.1949 | 4.1015 | 616.4266 | 4.6103 | 616.0142 | 0.37671 | 806.5479 | 0.33949 | 805.8616 | 1.0057 | 806.5479 | 0.064793 | 609.9701 | 1.6028
|  | 616.6564 | 0.063896 | 616.2443 | 0.025668 | 536.7059 | 0 | 616.6564 | 0.042683 | 616.2443 | 0.0053375 | 609.251 | 0.0065102 | 616.2443 | 0.017615 | 616.6564 | 0.013588 | 610.1949 | 0.019534 | 616.6564 | 0.0058256 | 616.6564 | 0.012961 | 616.6564 | 0.34637 | 610.4197 | 4.1708 | 616.6564 | 4.6644 | 616.2443 | 0.39347 | 806.714 | 0.3328 | 806.0278 | 1.0776 | 806.714 | 0.061121 | 610.1949 | 1.6117
|  | 616.8862 | 0.053629 | 616.4745 | 0.022228 | 536.8212 | 0.0080959 | 616.8862 | 0.024386 | 616.4745 | -0.0066224 | 609.479 | 0.0018703 | 616.4745 | -0.0031614 | 616.8862 | 0 | 610.4197 | 0.021507 | 616.8862 | 0.0034131 | 616.8862 | 0.010794 | 616.8862 | 0.33262 | 610.6446 | 4.2131 | 616.8862 | 4.8062 | 616.4745 | 0.38814 | 806.88 | 0.32638 | 806.194 | 1.0516 | 806.88 | 0.063219 | 610.4197 | 1.6145
|  | 617.116 | 0.063716 | 616.7047 | 0.019685 | 536.9365 | 0 | 617.116 | 0.069586 | 616.7047 | 0.025534 | 609.7071 | 0.0061834 | 616.7047 | 0.019138 | 617.116 | 0.02273 | 610.6446 | 0.018906 | 617.116 | 0.0059192 | 617.116 | 0.012311 | 617.116 | 0.32315 | 610.8694 | 4.3852 | 617.116 | 4.9239 | 616.7047 | 0.42104 | 807.0461 | 0.32141 | 806.3601 | 1.1042 | 807.0461 | 0.060202 | 610.6446 | 1.6063
|  | 617.3459 | 0.033092 | 616.9349 | 0.023909 | 537.0518 | 0.0045966 | 617.3459 | 0.017583 | 616.9349 | -0.022998 | 609.9352 | 0.0018135 | 616.9349 | -0.002342 | 617.3459 | 0.0015685 | 610.8694 | 0.01673 | 617.3459 | 0.0034696 | 617.3459 | 0.010651 | 617.3459 | 0.30452 | 611.0942 | 4.4821 | 617.3459 | 4.9557 | 616.9349 | 0.40161 | 807.2122 | 0.30934 | 806.5263 | 1.1008 | 807.2122 | 0.062432 | 610.8694 | 1.5959
|  | 617.5757 | 0.068165 | 617.1651 | 0.025212 | 537.1671 | 0 | 617.5757 | 0.044174 | 617.1651 | 0.0063817 | 610.1633 | 0.003543 | 617.1651 | 0.018606 | 617.5757 | 0.012471 | 611.0942 | 0.014215 | 617.5757 | 0.005508 | 617.5757 | 0.012321 | 617.5757 | 0.2983 | 611.3191 | 4.5571 | 617.5757 | 5.1233 | 617.1651 | 0.4403 | 807.3783 | 0.30035 | 806.6925 | 1.1304 | 807.3783 | 0.06029 | 611.0942 | 1.5899
|  | 617.8056 | 0.055518 | 617.3953 | 0.020655 | 537.2825 | 0.0057147 | 617.8056 | 0.029994 | 617.3953 | -0.011793 | 610.3914 | -0.00038107 | 617.3953 | -0.0036521 | 617.8056 | 0 | 611.3191 | 0.0022359 | 617.8056 | 0.0026967 | 617.8056 | 0.010398 | 617.8056 | 0.28229 | 611.5439 | 4.671 | 617.8056 | 5.1903 | 617.3953 | 0.4367 | 807.5443 | 0.30232 | 806.8587 | 1.1473 | 807.5443 | 0.062388 | 611.3191 | 1.5783
|  | 618.0355 | 0.059382 | 617.6256 | 0.026769 | 537.3978 | 0 | 618.0355 | 0.055085 | 617.6256 | 0.025128 | 610.6194 | 0.0044929 | 617.6256 | 0.0176 | 618.0355 | 0.014011 | 611.5439 | 0.012099 | 618.0355 | 0.0061207 | 618.0355 | 0.011803 | 618.0355 | 0.27416 | 611.7689 | 4.7996 | 618.0355 | 5.2695 | 617.6255 | 0.45534 | 807.7104 | 0.29698 | 807.0249 | 1.1792 | 807.7104 | 0.060771 | 611.5439 | 1.5745
|  | 618.2654 | 0.070583 | 617.8558 | 0.018491 | 537.5131 | 0.010675 | 618.2654 | 0.048365 | 617.8558 | -0.010404 | 610.8476 | 0.0013374 | 617.8558 | -0.0014653 | 618.2654 | 0 | 611.7689 | 0.002466 | 618.2654 | 0.0013852 | 618.2654 | 0.0094441 | 618.2654 | 0.25777 | 611.9937 | 4.9142 | 618.2654 | 5.3518 | 617.8558 | 0.45048 | 807.8765 | 0.28629 | 807.1911 | 1.161 | 807.8765 | 0.063219 | 611.7689 | 1.5609
|  | 618.4952 | 0.095841 | 618.086 | 0.024823 | 537.6285 | 0 | 618.4952 | 0.036272 | 618.086 | 0.014794 | 611.0757 | 0.0065418 | 618.086 | 0.017901 | 618.4953 | 0.01517 | 611.9937 | 0.024931 | 618.4953 | 0.0049552 | 618.4952 | 0.011682 | 618.4953 | 0.25713 | 612.2186 | 5.0652 | 618.4952 | 5.5601 | 618.0861 | 0.47946 | 808.0426 | 0.27852 | 807.3573 | 1.1978 | 808.0426 | 0.062345 | 611.9937 | 1.5587
|  | 618.7252 | 0.0467 | 618.3163 | 0.012923 | 537.7438 | 0.010532 | 618.7252 | 0.024589 | 618.3163 | -0.012216 | 611.3038 | -0.0012141 | 618.3163 | -0.0055089 | 618.7252 | 0 | 612.2186 | 0.015921 | 618.7252 | 0.0020235 | 618.7252 | 0.0091955 | 618.7252 | 0.23972 | 612.4435 | 5.1463 | 618.7252 | 5.5651 | 618.3163 | 0.46834 | 808.2087 | 0.27345 | 807.5235 | 1.1765 | 808.2087 | 0.065055 | 612.2186 | 1.5659
|  | 618.9551 | 0.086363 | 618.5466 | 0.023433 | 537.8592 | 0 | 618.9551 | 0.057589 | 618.5466 | 0.028931 | 611.532 | 0.0088488 | 618.5466 | 0.016653 | 618.9551 | 0.01674 | 612.4435 | 0.014838 | 618.9551 | 0.0052088 | 618.9551 | 0.011458 | 618.9551 | 0.2344 | 612.6685 | 5.3145 | 618.9551 | 5.7247 | 618.5466 | 0.50155 | 808.3748 | 0.28136 | 807.6897 | 1.2416 | 808.3748 | 0.063962 | 612.4435 | 1.5453
|  | 619.185 | 0.048048 | 618.7769 | 0.01486 | 537.9745 | 0.00074539 | 619.185 | 0.05346 | 618.7769 | -0.017025 | 611.7602 | 0.0021481 | 618.7769 | -0.0030001 | 619.185 | 0 | 612.6685 | 0.010644 | 619.185 | 0.001811 | 619.185 | 0.0086922 | 619.185 | 0.22307 | 612.8934 | 5.3986 | 619.185 | 5.8435 | 618.7769 | 0.49888 | 808.5409 | 0.25846 | 807.856 | 1.2628 | 808.5409 | 0.066673 | 612.6685 | 1.537
|  | 619.415 | 0.045637 | 619.0072 | 0.021415 | 538.0899 | 0 | 619.415 | 0.041235 | 619.0072 | 0.028709 | 611.9883 | 0.0071492 | 619.0072 | 0.018121 | 619.415 | 0.011542 | 612.8934 | 0.015693 | 619.415 | 0.0064553 | 619.415 | 0.011478 | 619.415 | 0.22066 | 613.1183 | 5.4999 | 619.415 | 6.0094 | 619.0072 | 0.52316 | 808.707 | 0.25565 | 808.0222 | 1.2948 | 808.707 | 0.065973 | 612.8934 | 1.5436
|  | 619.6449 | 0.059983 | 619.2375 | 0.0066875 | 538.2053 | 0.0048451 | 619.6449 | 0.034596 | 619.2375 | -0.0047687 | 612.2165 | 0.0021338 | 619.2375 | -0.0068084 | 619.6449 | 0 | 613.1183 | 0.011027 | 619.6449 | 0.0015786 | 619.6449 | 0.0082526 | 619.6449 | 0.20421 | 613.3432 | 5.6679 | 619.6449 | 6.0429 | 619.2375 | 0.51643 | 808.8731 | 0.25138 | 808.1884 | 1.2544 | 808.8731 | 0.070608 | 613.1183 | 1.5351
|  | 619.8749 | 0.048246 | 619.4678 | 0.027237 | 538.3207 | 0 | 619.8749 | 0.046858 | 619.4678 | 0.020259 | 612.4447 | 0.0060174 | 619.4678 | 0.018017 | 619.8749 | 0.020807 | 613.3432 | 0.025579 | 619.8749 | 0.0054426 | 619.8749 | 0.011416 | 619.8749 | 0.20374 | 613.5682 | 5.7831 | 619.8749 | 6.2253 | 619.4678 | 0.55104 | 809.0392 | 0.25381 | 808.3546 | 1.321 | 809.0392 | 0.070695 | 613.3432 | 1.5334
|  | 620.1049 | 0.046156 | 619.6981 | 0.02296 | 538.436 | 0.012323 | 620.1049 | 0.047607 | 619.6981 | -0.013081 | 612.6729 | 0.0025278 | 619.6981 | -0.0037388 | 620.1049 | 0 | 613.5682 | 0.0064126 | 620.1049 | 0.0023379 | 620.1049 | 0.0090884 | 620.1049 | 0.19036 | 613.7932 | 5.863 | 620.1049 | 6.3127 | 619.6981 | 0.54634 | 809.2053 | 0.24308 | 808.5209 | 1.3124 | 809.2053 | 0.075679 | 613.5682 | 1.5244
|  | 620.3348 | 0.047711 | 619.9285 | 0.022856 | 538.5514 | 0 | 620.3348 | 0.054174 | 619.9285 | 0.0058758 | 612.9011 | 0.0082673 | 619.9285 | 0.015398 | 620.3348 | 0.014343 | 613.7932 | 0.0034686 | 620.3348 | 0.0062266 | 620.3348 | 0.011157 | 620.3348 | 0.18603 | 614.0181 | 6.0681 | 620.3348 | 6.3868 | 619.9285 | 0.56545 | 809.3714 | 0.24214 | 808.6871 | 1.3516 | 809.3714 | 0.073887 | 613.7931 | 1.5116
|  | 620.5648 | 0.059874 | 620.1588 | 0.017724 | 538.6668 | 0.011821 | 620.5648 | 0.029539 | 620.1588 | -0.0087171 | 613.1293 | 0.0023254 | 620.1588 | -0.0029103 | 620.5648 | 0 | 614.0181 | 0.0090051 | 620.5648 | 0.0011196 | 620.5648 | 0.0088327 | 620.5648 | 0.17721 | 614.2431 | 6.1842 | 620.5648 | 6.5491 | 620.1588 | 0.57689 | 809.5376 | 0.23329 | 808.8533 | 1.3458 | 809.5376 | 0.077996 | 614.0181 | 1.5033
|  | 620.7949 | 0.072682 | 620.3892 | 0.02001 | 538.7822 | 0 | 620.7949 | 0.064189 | 620.3892 | 0.013259 | 613.3575 | 0.0066058 | 620.3892 | 0.018685 | 620.7949 | 0.016187 | 614.2431 | 0.010237 | 620.7949 | 0.0051438 | 620.7949 | 0.010511 | 620.7949 | 0.17577 | 614.4681 | 6.3327 | 620.7949 | 6.7492 | 620.3892 | 0.60085 | 809.7037 | 0.23239 | 809.0196 | 1.3814 | 809.7037 | 0.075985 | 614.2431 | 1.5012
|  | 621.0249 | 0.06542 | 620.6196 | 0.01974 | 538.8976 | 0.011177 | 621.0249 | 0.033503 | 620.6196 | -0.014668 | 613.5858 | 0.003079 | 620.6196 | -0.0055386 | 621.0249 | 0 | 614.4681 | 0.019127 | 621.0249 | 0.00093971 | 621.0249 | 0.0083545 | 621.0249 | 0.16508 | 614.6931 | 6.4973 | 621.0249 | 6.8596 | 620.6196 | 0.59694 | 809.8698 | 0.22208 | 809.1858 | 1.3531 | 809.8698 | 0.082456 | 614.4681 | 1.4886
|  | 621.2549 | 0.098518 | 620.85 | 0.023733 | 539.013 | 0 | 621.2549 | 0.064266 | 620.85 | 0.0061253 | 613.814 | 0.0078172 | 620.85 | 0.017934 | 621.2549 | 0.015139 | 614.6931 | 0.017368 | 621.2549 | 0.0049778 | 621.2549 | 0.010511 | 621.2549 | 0.1625 | 614.9181 | 6.6226 | 621.2549 | 6.9809 | 620.85 | 0.62216 | 810.0359 | 0.22177 | 809.3521 | 1.4342 | 810.0359 | 0.081888 | 614.693 | 1.4968
|  | 621.4849 | 0.048642 | 621.0804 | 0.0034212 | 539.1284 | 0.0072361 | 621.4849 | 0.052471 | 621.0804 | -0.015714 | 614.0423 | 0.0020961 | 621.0804 | -0.0050369 | 621.4849 | 0 | 614.9181 | 0.015236 | 621.4849 | 0.00081749 | 621.4849 | 0.0076015 | 621.4849 | 0.15297 | 615.1431 | 6.8167 | 621.4849 | 7.0935 | 621.0804 | 0.62435 | 810.2021 | 0.2183 | 809.5184 | 1.4401 | 810.2021 | 0.09155 | 614.9181 | 1.4726
|  | 621.715 | 0.057951 | 621.3108 | 0.027351 | 539.2438 | 0 | 621.715 | 0.065299 | 621.3108 | 0.015467 | 614.2706 | 0.0048171 | 621.3108 | 0.01784 | 621.715 | 0.018151 | 615.1431 | 0.023271 | 621.715 | 0.0073901 | 621.715 | 0.010113 | 621.715 | 0.15214 | 615.3681 | 6.9435 | 621.715 | 7.2592 | 621.3108 | 0.6491 | 810.3682 | 0.21712 | 809.6846 | 1.4853 | 810.3682 | 0.089888 | 615.1431 | 1.4675
|  | 621.9451 | 0.051958 | 621.5412 | 0.018766 | 539.3592 | 0.010818 | 621.9451 | 0.013668 | 621.5412 | -0.013474 | 614.4988 | 0.0044907 | 621.5412 | -0.0031205 | 621.9451 | 0 | 615.3681 | 0.020112 | 621.9451 | 0.00098917 | 621.9451 | 0.0075853 | 621.9451 | 0.13985 | 615.5931 | 7.0677 | 621.9451 | 7.4107 | 621.5412 | 0.65474 | 810.5344 | 0.21476 | 809.8509 | 1.4535 | 810.5344 | 0.099244 | 615.3681 | 1.4653
|  | 622.1752 | 0.07308 | 621.7716 | 0.023527 | 539.4746 | 0 | 622.1752 | 0.018286 | 621.7716 | 0.022025 | 614.7272 | 0.0081972 | 621.7716 | 0.020119 | 622.1751 | 0.017357 | 615.5931 | 0.0084172 | 622.1751 | 0.0065746 | 622.1752 | 0.010154 | 622.1751 | 0.14147 | 615.8182 | 7.3082 | 622.1752 | 7.6266 | 621.7716 | 0.68951 | 810.7005 | 0.20018 | 810.0172 | 1.5002 | 810.7005 | 0.094872 | 615.5931 | 1.4784
|  | 622.4052 | 0.036767 | 622.0021 | 0.017553 | 539.5901 | 0.010174 | 622.4052 | 0.030171 | 622.0021 | -0.027062 | 614.9554 | 0.0034487 | 622.0021 | -0.0032664 | 622.4052 | 0 | 615.8182 | -0.0069444 | 622.4052 | 0.0012532 | 622.4052 | 0.0076468 | 622.4052 | 0.1287 | 616.0433 | 7.4954 | 622.4052 | 7.7002 | 622.0021 | 0.6834 | 810.8667 | 0.20414 | 810.1834 | 1.5406 | 810.8667 | 0.1044 | 615.8182 | 1.4656
|  | 622.6353 | 0.082065 | 622.2325 | 0.024431 | 539.7055 | 0 | 622.6353 | 0.057835 | 622.2325 | 0.01789 | 615.1838 | 0.0064421 | 622.2325 | 0.019447 | 622.6353 | 0.0085731 | 616.0433 | 0.012859 | 622.6353 | 0.0051343 | 622.6353 | 0.010704 | 622.6353 | 0.12985 | 616.2683 | 7.6355 | 622.6353 | 7.8596 | 622.2325 | 0.71394 | 811.0328 | 0.19491 | 810.3497 | 1.5549 | 811.0328 | 0.099376 | 616.0433 | 1.4586
|  | 622.8654 | 0.048991 | 622.463 | 0.015991 | 539.8209 | 0.00074539 | 622.8654 | 0.01909 | 622.463 | -0.017607 | 615.4121 | -0.00019042 | 622.463 | -0.005085 | 622.8654 | 0 | 616.2683 | 0.0040435 | 622.8654 | 0.0015143 | 622.8654 | 0.0080226 | 622.8654 | 0.12205 | 616.4934 | 7.7784 | 622.8654 | 8.0229 | 622.463 | 0.71739 | 811.199 | 0.18734 | 810.516 | 1.5652 | 811.199 | 0.11017 | 616.2683 | 1.4485
|  | 623.0956 | 0.072727 | 622.6935 | 0.02192 | 539.9364 | 0 | 623.0956 | 0.032291 | 622.6935 | 0.021138 | 615.6404 | 0.0053342 | 622.6935 | 0.019511 | 623.0956 | 0.011868 | 616.4934 | 0.01143 | 623.0956 | 0.0046491 | 623.0956 | 0.0093707 | 623.0956 | 0.1213 | 616.7185 | 7.984 | 623.0956 | 8.2203 | 622.6934 | 0.75498 | 811.3651 | 0.18731 | 810.6823 | 1.6234 | 811.3651 | 0.10467 | 616.4934 | 1.4498
|  | 623.3257 | 0.028054 | 622.9239 | 0.02312 | 540.0518 | 0.0022362 | 623.3257 | 0.023942 | 622.9239 | -0.021239 | 615.8688 | 0.0013724 | 622.9239 | -0.0021503 | 623.3257 | 0 | 616.7185 | 0.0056499 | 623.3257 | 0.0024464 | 623.3257 | 0.0082362 | 623.3257 | 0.1123 | 616.9436 | 8.1957 | 623.3257 | 8.3667 | 622.9239 | 0.75122 | 811.5313 | 0.17953 | 810.8486 | 1.5821 | 811.5313 | 0.11459 | 616.7185 | 1.4364
|  | 623.5558 | 0.052508 | 623.1544 | 0.021195 | 540.1673 | 0 | 623.5558 | 0.058826 | 623.1544 | 0.029137 | 616.0971 | 0.0056 | 623.1544 | 0.0193 | 623.5558 | 0.013366 | 616.9436 | 0.015276 | 623.5558 | 0.0058734 | 623.5558 | 0.0088597 | 623.5558 | 0.11257 | 617.1687 | 8.3752 | 623.5558 | 8.5366 | 623.1544 | 0.78239 | 811.6975 | 0.1812 | 811.0149 | 1.6324 | 811.6975 | 0.10759 | 616.9436 | 1.4444
|  | 623.786 | 0.056598 | 623.3849 | 0.019085 | 540.2827 | 0.0058389 | 623.786 | 0.017934 | 623.3849 | -0.017238 | 616.3254 | 0.00090765 | 623.3849 | -0.0028126 | 623.786 | 0 | 617.1687 | 0.020006 | 623.786 | 0.0023419 | 623.786 | 0.0065852 | 623.786 | 0.1046 | 617.3938 | 8.5781 | 623.786 | 8.7014 | 623.385 | 0.78537 | 811.8636 | 0.17894 | 811.1812 | 1.6728 | 811.8636 | 0.11721 | 617.1687 | 1.4322
|  | 624.0162 | 0.07473 | 623.6155 | 0.024494 | 540.3982 | 0 | 624.0162 | 0.034353 | 623.6155 | 0.0079987 | 616.5538 | 0.0094745 | 623.6155 | 0.0191 | 624.0162 | 0.016312 | 617.3938 | 0.017981 | 624.0162 | 0.0056725 | 624.0162 | 0.009391 | 624.0162 | 0.10713 | 617.619 | 8.7132 | 624.0162 | 8.8652 | 623.6155 | 0.82265 | 812.0298 | 0.17228 | 811.3475 | 1.6863 | 812.0298 | 0.11197 | 617.3938 | 1.4398
|  | 624.2463 | 0.044346 | 623.846 | 0.018161 | 540.5136 | 0.010818 | 624.2463 | 0.00050235 | 623.846 | -0.0085635 | 616.7822 | 0.0022249 | 623.846 | -0.0058877 | 624.2463 | 0 | 617.619 | 0.0097578 | 624.2463 | 0.0032051 | 624.2463 | 0.0067655 | 624.2463 | 0.095996 | 617.8441 | 8.7868 | 624.2463 | 9.043 | 623.846 | 0.82328 | 812.196 | 0.17235 | 811.5138 | 1.6778 | 812.196 | 0.12119 | 617.619 | 1.4128
|  | 624.4765 | 0.057733 | 624.0765 | 0.022723 | 540.6291 | 0 | 624.4765 | 0.062875 | 624.0765 | 0.011744 | 617.0106 | 0.0055949 | 624.0765 | 0.021216 | 624.4765 | 0.013512 | 617.8441 | 0.019439 | 624.4765 | 0.0044606 | 624.4765 | 0.0091868 | 624.4765 | 0.099012 | 618.0692 | 9.0891 | 624.4765 | 9.2506 | 624.0765 | 0.86337 | 812.3622 | 0.16871 | 811.6801 | 1.7196 | 812.3622 | 0.1159 | 617.8441 | 1.4076
|  | 624.7067 | 0.052202 | 624.3071 | 0.020637 | 540.7446 | 0.0074511 | 624.7067 | 0.035483 | 624.3071 | -0.0058176 | 617.239 | 0.0028877 | 624.3071 | -0.0045244 | 624.7067 | 0 | 618.0692 | 0.00047375 | 624.7067 | 0.0024304 | 624.7067 | 0.0069733 | 624.7067 | 0.092017 | 618.2944 | 9.2333 | 624.7067 | 9.5479 | 624.3071 | 0.8759 | 812.5284 | 0.17107 | 811.8464 | 1.7532 | 812.5284 | 0.12272 | 618.0692 | 1.4017
|  | 624.9369 | 0.053839 | 624.5377 | 0.017979 | 540.8601 | 0 | 624.9369 | 0.039536 | 624.5377 | 0.023617 | 617.4674 | 0.0044225 | 624.5377 | 0.020472 | 624.9369 | 0.012376 | 618.2944 | 0.018758 | 624.9369 | 0.0048527 | 624.9369 | 0.0088035 | 624.9369 | 0.091311 | 618.5195 | 9.4522 | 624.9369 | 9.6932 | 624.5377 | 0.91271 | 812.6946 | 0.15344 | 812.0127 | 1.8225 | 812.6946 | 0.11695 | 618.2944 | 1.4047
|  | 625.1671 | 0.038668 | 624.7682 | 0.011071 | 540.9755 | 0.011463 | 625.1671 | 0.044037 | 624.7682 | -0.019008 | 617.6959 | 0.0011684 | 624.7682 | -0.0051632 | 625.1671 | 0 | 618.5195 | 0.023212 | 625.1671 | 0.00090744 | 625.1671 | 0.0069029 | 625.1671 | 0.083905 | 618.7447 | 9.5988 | 625.1671 | 9.816 | 624.7682 | 0.90394 | 812.8608 | 0.15642 | 812.179 | 1.8056 | 812.8608 | 0.1229 | 618.5195 | 1.3886
|  | 625.3973 | 0.061005 | 624.9988 | 0.023678 | 541.091 | 0 | 625.3973 | 0.036206 | 624.9988 | 0.017886 | 617.9243 | 0.0055561 | 624.9988 | 0.022032 | 625.3974 | 0.012692 | 618.7447 | 0.01656 | 625.3974 | 0.0055595 | 625.3973 | 0.0093087 | 625.3974 | 0.086077 | 618.9698 | 9.8239 | 625.3973 | 10.0604 | 624.9988 | 0.94623 | 813.027 | 0.13976 | 812.3454 | 1.8455 | 813.027 | 0.11769 | 618.7447 | 1.3988
|  | 625.6276 | 0.053643 | 625.2294 | 0.017597 | 541.2065 | 0.0060874 | 625.6276 | 0.0053769 | 625.2294 | -0.015816 | 618.1527 | 0.0027715 | 625.2294 | -0.0039454 | 625.6276 | 0 | 618.9698 | 0.0014443 | 625.6276 | 0.001595 | 625.6276 | 0.0065007 | 625.6276 | 0.076909 | 619.1951 | 9.987 | 625.6276 | 10.2739 | 625.2294 | 0.94404 | 813.1932 | 0.13303 | 812.5117 | 1.8773 | 813.1932 | 0.12263 | 618.9698 | 1.3864
|  | 625.8578 | 0.054886 | 625.46 | 0.020463 | 541.322 | 0 | 625.8578 | 0.042182 | 625.46 | 0.0044432 | 618.3812 | 0.0058256 | 625.46 | 0.020113 | 625.8579 | 0.013662 | 619.1951 | 0.0098143 | 625.8579 | 0.0053519 | 625.8578 | 0.0085193 | 625.8579 | 0.078423 | 619.4203 | 10.1832 | 625.8578 | 10.4911 | 625.46 | 0.98759 | 813.3594 | 0.1416 | 812.678 | 1.8948 | 813.3594 | 0.11769 | 619.1951 | 1.3823
|  | 626.0881 | 0.05252 | 625.6906 | 0.012958 | 541.4375 | 0.0033543 | 626.0881 | 0.023609 | 625.6906 | -0.0087133 | 618.6096 | 0.0003532 | 625.6906 | -0.0052844 | 626.0881 | 0 | 619.4203 | -0.0031484 | 626.0881 | 0.00091266 | 626.0881 | 0.0057279 | 626.0881 | 0.071452 | 619.6454 | 10.3158 | 626.0881 | 10.7236 | 625.6906 | 0.99824 | 813.5256 | 0.12199 | 812.8444 | 1.8791 | 813.5256 | 0.12172 | 619.4203 | 1.3771
|  | 626.3184 | 0.081455 | 625.9213 | 0.024462 | 541.553 | 0 | 626.3184 | 0.063017 | 625.9213 | 0.0049676 | 618.8381 | 0.011735 | 625.9213 | 0.019783 | 626.3184 | 0.022048 | 619.6454 | 0.014416 | 626.3184 | 0.0057612 | 626.3184 | 0.0089884 | 626.3184 | 0.075652 | 619.8707 | 10.5 | 626.3184 | 10.9054 | 625.9213 | 1.0313 | 813.6918 | 0.13167 | 813.0107 | 1.9419 | 813.6918 | 0.11734 | 619.6454 | 1.3713
|  | 626.5487 | 0.022163 | 626.1519 | 0.013649 | 541.6685 | 0.013039 | 626.5487 | 0.034479 | 626.1519 | -0.0076667 | 619.0666 | 0.0025661 | 626.1519 | -0.0067554 | 626.5487 | 0.00035392 | 619.8707 | 0.0072332 | 626.5487 | 0.00082576 | 626.5487 | 0.0055931 | 626.5487 | 0.06718 | 620.0959 | 10.6906 | 626.5487 | 11.0864 | 626.1519 | 1.0339 | 813.858 | 0.12963 | 813.1771 | 1.9366 | 813.858 | 0.12027 | 619.8707 | 1.3707
|  | 626.779 | 0.074682 | 626.3826 | 0.01951 | 541.7841 | 0 | 626.779 | 0.033529 | 626.3826 | 0.023808 | 619.2951 | 0.0085542 | 626.3826 | 0.017506 | 626.779 | 0.017376 | 620.0959 | 0.015672 | 626.779 | 0.0048125 | 626.779 | 0.0083625 | 626.779 | 0.069955 | 620.3212 | 10.9434 | 626.779 | 11.3266 | 626.3826 | 1.0625 | 814.0242 | 0.1231 | 813.3434 | 1.9995 | 814.0242 | 0.11682 | 620.096 | 1.3708
|  | 627.0093 | 0.062084 | 626.6132 | 0.020324 | 541.8996 | 0.010675 | 627.0093 | 0.012508 | 626.6132 | -0.016006 | 619.5236 | 0.0025145 | 626.6132 | -0.0059348 | 627.0093 | 0 | 620.3212 | 0.0077192 | 627.0093 | 0.0015491 | 627.0093 | 0.0062068 | 627.0093 | 0.060737 | 620.5464 | 11.2033 | 627.0093 | 11.5516 | 626.6132 | 1.0811 | 814.1905 | 0.11967 | 813.5098 | 1.985 | 814.1905 | 0.11931 | 620.3212 | 1.3617
|  | 627.2396 | 0.059627 | 626.8439 | 0.024743 | 542.0151 | 0 | 627.2396 | 0.038583 | 626.8439 | 0.020569 | 619.7521 | 0.0082035 | 626.8439 | 0.019812 | 627.2396 | 0.01673 | 620.5464 | 0.02127 | 627.2396 | 0.0061205 | 627.2396 | 0.0086879 | 627.2396 | 0.063774 | 620.7717 | 11.2972 | 627.2396 | 11.8444 | 626.8439 | 1.1329 | 814.3567 | 0.11727 | 813.6762 | 2.0335 | 814.3567 | 0.11669 | 620.5464 | 1.3569
|  | 627.47 | 0.041325 | 627.0746 | 0.01725 | 542.1306 | 0.0034785 | 627.47 | 0.017826 | 627.0746 | -0.019581 | 619.9806 | 0.0019951 | 627.0746 | -0.006282 | 627.4699 | 0 | 620.7717 | 0.0042374 | 627.4699 | 0.00047662 | 627.47 | 0.0053608 | 627.4699 | 0.058666 | 620.9969 | 11.4688 | 627.47 | 12.0792 | 627.0746 | 1.1279 | 814.5229 | 0.11474 | 813.8425 | 2.0801 | 814.5229 | 0.11831 | 620.7717 | 1.3418
|  | 627.7003 | 0.063464 | 627.3053 | 0.021014 | 542.2462 | 0 | 627.7003 | 0.018791 | 627.3053 | 0.0082256 | 620.2092 | 0.0087139 | 627.3053 | 0.020218 | 627.7003 | 0.020852 | 620.9969 | 0.019647 | 627.7003 | 0.0049861 | 627.7003 | 0.0079809 | 627.7003 | 0.060225 | 621.2222 | 11.7226 | 627.7003 | 12.1544 | 627.3053 | 1.1508 | 814.6892 | 0.11776 | 814.0089 | 2.1204 | 814.6892 | 0.11748 | 620.9969 | 1.3467
|  | 627.9307 | 0.060694 | 627.536 | 0.019336 | 542.3617 | 0.005342 | 627.9307 | 0.021403 | 627.536 | -0.021989 | 620.4377 | 0.00063303 | 627.536 | -0.0037236 | 627.9306 | 0 | 621.2222 | 0.005664 | 627.9306 | 0.0024453 | 627.9307 | 0.0050003 | 627.9306 | 0.053054 | 621.4475 | 11.818 | 627.9307 | 12.4188 | 627.536 | 1.1779 | 814.8554 | 0.12265 | 814.1753 | 2.1358 | 814.8554 | 0.11887 | 621.2222 | 1.332
|  | 628.161 | 0.044264 | 627.7667 | 0.020887 | 542.4773 | 0 | 628.161 | 0.038155 | 627.7667 | 0.026598 | 620.6663 | 0.0073361 | 627.7667 | 0.02058 | 628.161 | 0.015024 | 621.4475 | 0.017413 | 628.161 | 0.005682 | 628.161 | 0.0081298 | 628.161 | 0.057111 | 621.6728 | 11.9589 | 628.161 | 12.7904 | 627.7667 | 1.2254 | 815.0217 | 0.128 | 814.3416 | 2.1749 | 815.0217 | 0.12027 | 621.4475 | 1.3331
|  | 628.3914 | 0.048965 | 627.9974 | 0.016129 | 542.5928 | 0.0089556 | 628.3914 | 0.029474 | 627.9974 | -0.025987 | 620.8948 | 0.0018495 | 627.9974 | -0.0076669 | 628.3914 | 0 | 621.6728 | 0.013469 | 628.3914 | 0.00065455 | 628.3914 | 0.0048061 | 628.3914 | 0.048891 | 621.8981 | 12.14 | 628.3914 | 13.0248 | 627.9974 | 1.2321 | 815.1879 | 0.12609 | 814.508 | 2.179 | 815.1879 | 0.12032 | 621.6728 | 1.3072
|  | 628.6218 | 0.065948 | 628.2282 | 0.02163 | 542.7084 | 0 | 628.6218 | 0.063005 | 628.2282 | 0.0038628 | 621.1234 | 0.0077661 | 628.2282 | 0.019082 | 628.6218 | 0.020049 | 621.8981 | 0.0088082 | 628.6218 | 0.0044263 | 628.6218 | 0.0085061 | 628.6218 | 0.052131 | 622.1234 | 12.2654 | 628.6218 | 13.2579 | 628.2282 | 1.281 | 815.3542 | 0.13216 | 814.6744 | 2.2256 | 815.3542 | 0.12438 | 621.8981 | 1.3208
|  | 628.8522 | 0.0489 | 628.4589 | 0.010805 | 542.8239 | 0.0017393 | 628.8522 | 0.017216 | 628.4589 | -0.0049417 | 621.3519 | -0.00042346 | 628.4589 | -0.0016762 | 628.8522 | 0 | 622.1234 | 0.01363 | 628.8522 | 0.00088197 | 628.8522 | 0.0048577 | 628.8522 | 0.046061 | 622.3488 | 12.4023 | 628.8522 | 13.5541 | 628.4589 | 1.2962 | 815.5204 | 0.13397 | 814.8408 | 2.2144 | 815.5204 | 0.12434 | 622.1234 | 1.3071
|  | 629.0826 | 0.064812 | 628.6897 | 0.020816 | 542.9395 | 0 | 629.0826 | 0.042331 | 628.6897 | 0.0025461 | 621.5806 | 0.007078 | 628.6897 | 0.020924 | 629.0826 | 0.01876 | 622.3488 | 0.017947 | 629.0826 | 0.0051427 | 629.0826 | 0.0078351 | 629.0826 | 0.049613 | 622.5741 | 12.5165 | 629.0826 | 13.7334 | 628.6897 | 1.3447 | 815.6867 | 0.10426 | 815.0072 | 2.2093 | 815.6867 | 0.1305 | 622.3487 | 1.32
|  | 629.313 | 0.054039 | 628.9205 | 0.015068 | 543.0551 | 0.01046 | 629.313 | 0.029906 | 628.9205 | -0.011201 | 621.8091 | 0.0010184 | 628.9205 | -0.0046339 | 629.313 | 0 | 622.5741 | 0.0049584 | 629.313 | 0 | 629.313 | 0.0047437 | 629.313 | 0.043314 | 622.7994 | 12.6814 | 629.313 | 14.1393 | 628.9204 | 1.3468 | 815.8529 | 0.13327 | 815.1736 | 2.2375 | 815.8529 | 0.12814 | 622.5741 | 1.3119
|  | 629.5434 | 0.055933 | 629.1512 | 0.021048 | 543.1707 | 0 | 629.5434 | 0.043722 | 629.1512 | 0.021032 | 622.0378 | 0.007562 | 629.1512 | 0.021033 | 629.5434 | 0.018274 | 622.7994 | 0.020317 | 629.5434 | 0.0053448 | 629.5434 | 0.0085348 | 629.5434 | 0.045722 | 623.0248 | 12.7115 | 629.5434 | 14.1724 | 629.1512 | 1.3933 | 816.0192 | 0.098461 | 815.34 | 2.2788 | 816.0192 | 0.13291 | 622.7994 | 1.3131
|  | 629.7739 | 0.038755 | 629.382 | 0.013308 | 543.2862 | 0.019774 | 629.7739 | 0.010079 | 629.382 | -0.012667 | 622.2664 | 0.00039325 | 629.382 | -0.0017499 | 629.7738 | 0 | 623.0248 | 0.012874 | 629.7738 | 0.0015032 | 629.7739 | 0.0048257 | 629.7738 | 0.040353 | 623.2501 | 12.8387 | 629.7739 | 14.6062 | 629.382 | 1.4147 | 816.1855 | 0.12591 | 815.5064 | 2.3185 | 816.1855 | 0.12797 | 623.0248 | 1.2929
|  | 630.0043 | 0.055799 | 629.6128 | 0.021921 | 543.4018 | 0 | 630.0043 | 0.071812 | 629.6128 | -0.0063485 | 622.495 | 0.0071518 | 629.6128 | 0.02054 | 630.0043 | 0.01352 | 623.2501 | 0.016736 | 630.0043 | 0.0049327 | 630.0043 | 0.0081484 | 630.0043 | 0.042579 | 623.4755 | 12.998 | 630.0043 | 14.7853 | 629.6128 | 1.4587 | 816.3517 | 0.098045 | 815.6728 | 2.3878 | 816.3517 | 0.1344 | 623.2501 | 1.2899
|  | 630.2347 | 0.031839 | 629.8436 | 0.01541 | 543.5174 | 0.005342 | 630.2347 | 0.028774 | 629.8436 | -0.024291 | 622.7236 | 0.00049436 | 629.8436 | -0.0045254 | 630.2348 | 0 | 623.4755 | 0.016501 | 630.2348 | 0 | 630.2347 | 0.0047734 | 630.2348 | 0.03617 | 623.7009 | 12.9418 | 630.2347 | 15.0645 | 629.8437 | 1.4802 | 816.518 | 0.090687 | 815.8392 | 2.3603 | 816.518 | 0.13225 | 623.4755 | 1.2839
|  | 630.4652 | 0.067401 | 630.0745 | 0.023203 | 543.633 | 0 | 630.4652 | 0.037922 | 630.0745 | 0.024703 | 622.9523 | 0.0076728 | 630.0745 | 0.020808 | 630.4652 | 0.011239 | 623.7009 | 0.017463 | 630.4652 | 0.0047611 | 630.4652 | 0.0076195 | 630.4652 | 0.040413 | 623.9263 | 13.0538 | 630.4652 | 15.2891 | 630.0745 | 1.5148 | 816.6843 | 0.095789 | 816.0056 | 2.4203 | 816.6843 | 0.14244 | 623.7009 | 1.2678
|  | 630.6957 | 0.053912 | 630.3053 | 0.014345 | 543.7486 | 0.0078093 | 630.6957 | 0.034944 | 630.3053 | -0.026779 | 623.181 | 0.0015118 | 630.3053 | -0.005481 | 630.6957 | 0 | 623.9263 | 0.010661 | 630.6957 | 0.00074067 | 630.6957 | 0.0041866 | 630.6957 | 0.033733 | 624.1517 | 13.0381 | 630.6957 | 15.6791 | 630.3053 | 1.5499 | 816.8506 | 0.088015 | 816.1721 | 2.417 | 816.8506 | 0.13969 | 623.9263 | 1.2804
|  | 630.9262 | 0.064904 | 630.5362 | 0.020661 | 543.8642 | 0 | 630.9262 | 0.054263 | 630.5362 | 0.011059 | 623.4096 | 0.0053298 | 630.5362 | 0.019195 | 630.9262 | 0.01673 | 624.1517 | 0.021627 | 630.9262 | 0.0047963 | 630.9262 | 0.0069712 | 630.9262 | 0.037751 | 624.3771 | 13.0746 | 630.9262 | 16.0057 | 630.5362 | 1.6022 | 817.0169 | 0.1003 | 816.3385 | 2.4257 | 817.0169 | 0.14773 | 624.1517 | 1.2797
|  | 631.1567 | 0.041232 | 630.767 | 0.01526 | 543.9799 | 0.0058389 | 631.1567 | 0.021093 | 630.767 | -0.014716 | 623.6383 | -1.6032e-05 | 630.767 | -0.0071079 | 631.1567 | 0 | 624.3771 | 0.0028617 | 631.1567 | 0 | 631.1567 | 0.004748 | 631.1567 | 0.030837 | 624.6025 | 13.0383 | 631.1567 | 16.1877 | 630.767 | 1.608 | 817.1831 | 0.094852 | 816.5049 | 2.4189 | 817.1831 | 0.14257 | 624.3771 | 1.2621
|  | 631.3872 | 0.057395 | 630.9979 | 0.01856 | 544.0955 | 0 | 631.3872 | 0.043249 | 630.9979 | 0.013025 | 623.867 | 0.0082426 | 630.9979 | 0.016898 | 631.3872 | 0.014401 | 624.6025 | 0.022471 | 631.3872 | 0.0047603 | 631.3872 | 0.0070684 | 631.3872 | 0.035124 | 624.8279 | 13.1219 | 631.3872 | 16.4604 | 630.9979 | 1.6516 | 817.3494 | 0.10908 | 816.6713 | 2.4555 | 817.3494 | 0.15018 | 624.6025 | 1.2554
|  | 631.6177 | 0.053927 | 631.2288 | 0.012513 | 544.2111 | 0.0045966 | 631.6177 | 0.021461 | 631.2288 | -0.030213 | 624.0957 | 0.0054175 | 631.2288 | -0.0053272 | 631.6178 | 0 | 624.8279 | 0.0086099 | 631.6178 | 0.00013786 | 631.6177 | 0.0045688 | 631.6178 | 0.029178 | 625.0534 | 13.0488 | 631.6177 | 16.9497 | 631.2288 | 1.72 | 817.5157 | 0.090861 | 816.8378 | 2.4594 | 817.5157 | 0.14616 | 624.8279 | 1.2502
|  | 631.8483 | 0.063646 | 631.4597 | 0.020975 | 544.3267 | 0 | 631.8483 | 0.023829 | 631.4597 | 0.010822 | 624.3244 | 0.0076622 | 631.4597 | 0.017275 | 631.8483 | 0.014658 | 625.0534 | 0.01666 | 631.8483 | 0.0051948 | 631.8483 | 0.0074592 | 631.8483 | 0.033139 | 625.2788 | 13.0724 | 631.8483 | 17.1303 | 631.4597 | 1.773 | 817.682 | 0.10721 | 817.0042 | 2.5301 | 817.682 | 0.15285 | 625.0534 | 1.2557
|  | 632.0789 | 0.045351 | 631.6906 | 0.015432 | 544.4424 | 0.016048 | 632.0789 | 0.029278 | 631.6906 | -0.022014 | 624.5532 | 0.0008275 | 631.6906 | -0.0028161 | 632.0788 | 0 | 625.2788 | 0.011064 | 632.0788 | 0 | 632.0789 | 0.004973 | 632.0788 | 0.028157 | 625.5043 | 13.0013 | 632.0789 | 17.3067 | 631.6906 | 1.7538 | 817.8483 | 0.071703 | 817.1707 | 2.5184 | 817.8483 | 0.14909 | 625.2788 | 1.2383
|  | 632.3094 | 0.061149 | 631.9215 | 0.018388 | 544.558 | 0 | 632.3094 | 0.056432 | 631.9215 | 0.0052789 | 624.7819 | 0.010059 | 631.9215 | 0.016533 | 632.3094 | 0.012756 | 625.5043 | 0.013559 | 632.3094 | 0.0057191 | 632.3094 | 0.0069715 | 632.3094 | 0.031557 | 625.7297 | 12.9222 | 632.3094 | 17.6757 | 631.9215 | 1.8351 | 818.0147 | 0.1036 | 817.3371 | 2.5102 | 818.0147 | 0.15354 | 625.5043 | 1.2476
|  | 632.54 | 0.054091 | 632.1524 | 0.0084656 | 544.6736 | 0.0088123 | 632.54 | 0.0054434 | 632.1524 | -0.013573 | 625.0106 | 0.0013826 | 632.1524 | -0.0066356 | 632.54 | 0 | 625.7297 | 0.0023677 | 632.54 | 0.00063441 | 632.54 | 0.0037654 | 632.54 | 0.024036 | 625.9552 | 12.8239 | 632.54 | 17.8178 | 632.1524 | 1.834 | 818.181 | 0.069447 | 817.5036 | 2.5807 | 818.181 | 0.15188 | 625.7297 | 1.2427
|  | 632.7706 | 0.060385 | 632.3833 | 0.020608 | 544.7893 | 0 | 632.7706 | 0.049561 | 632.3833 | 0.018267 | 625.2394 | 0.011719 | 632.3833 | 0.020313 | 632.7706 | 0.011639 | 625.9552 | 0.024114 | 632.7706 | 0.0036312 | 632.7706 | 0.0065567 | 632.7706 | 0.030066 | 626.1807 | 12.7245 | 632.7706 | 18.2962 | 632.3833 | 1.9034 | 818.3473 | 0.073403 | 817.67 | 2.6348 | 818.3473 | 0.1549 | 625.9552 | 1.2352
|  | 633.0012 | 0.039802 | 632.6143 | 0.015696 | 544.9049 | 0.002112 | 633.0012 | 0.027761 | 632.6143 | -0.020846 | 625.4681 | 0.0035438 | 632.6143 | -0.0065104 | 633.0011 | 0.0025242 | 626.1807 | 0.0037286 | 633.0011 | 0.0011134 | 633.0012 | 0.0045759 | 633.0011 | 0.022512 | 626.4062 | 12.5431 | 633.0012 | 18.4252 | 632.6143 | 1.9199 | 818.5136 | 0.065733 | 817.8365 | 2.6125 | 818.5136 | 0.15363 | 626.1807 | 1.2311
|  | 633.2318 | 0.068363 | 632.8452 | 0.017728 | 545.0206 | 0 | 633.2318 | 0.049308 | 632.8452 | 0.018542 | 625.6969 | 0.0092996 | 632.8452 | 0.018231 | 633.2318 | 0.013259 | 626.4062 | 0.012503 | 633.2318 | 0.0044571 | 633.2318 | 0.0062031 | 633.2318 | 0.027255 | 626.6317 | 12.4352 | 633.2318 | 18.6221 | 632.8452 | 1.967 | 818.6799 | 0.067469 | 818.003 | 2.6208 | 818.6799 | 0.15363 | 626.4062 | 1.2313
|  | 633.4623 | 0.028543 | 633.0762 | 0.022052 | 545.1363 | 0.0033543 | 633.4623 | 0.0033373 | 633.0762 | -0.020578 | 625.9257 | 0.0012 | 633.0762 | -0.0048721 | 633.4624 | 0 | 626.6317 | 0.015637 | 633.4624 | 0.00046319 | 633.4623 | 0.0044863 | 633.4624 | 0.023069 | 626.8572 | 12.2608 | 633.4623 | 18.8146 | 633.0762 | 2.0109 | 818.8463 | 0.0531 | 818.1694 | 2.6547 | 818.8463 | 0.15206 | 626.6317 | 1.2222
|  | 633.693 | 0.064586 | 633.3072 | 0.024545 | 545.2519 | 0 | 633.693 | 0.039966 | 633.3072 | 0.017622 | 626.1545 | 0.0079809 | 633.3072 | 0.020254 | 633.693 | 0.013784 | 626.8572 | 0.011963 | 633.693 | 0.004611 | 633.693 | 0.0075908 | 633.693 | 0.028885 | 627.0828 | 12.1133 | 633.693 | 19.0425 | 633.3072 | 2.0645 | 819.0126 | 0.061812 | 818.3359 | 2.6787 | 819.0126 | 0.15136 | 626.8572 | 1.2268
|  | 633.9236 | 0.035676 | 633.5382 | 0.013356 | 545.3676 | 0.0094571 | 633.9236 | -0.00042916 | 633.5382 | -0.010528 | 626.3833 | 0.0041559 | 633.5382 | -0.0035797 | 633.9236 | 0 | 627.0828 | 0.0088989 | 633.9236 | 0 | 633.9236 | 0.0043412 | 633.9236 | 0.021908 | 627.3083 | 11.9206 | 633.9236 | 19.3911 | 633.5382 | 2.093 | 819.1789 | 0.04602 | 818.5024 | 2.707 | 819.1789 | 0.1507 | 627.0828 | 1.2087
|  | 634.1543 | 0.060648 | 633.7692 | 0.016586 | 545.4833 | 0 | 634.1543 | 0.046523 | 633.7692 | 0.018228 | 626.6121 | 0.0059681 | 633.7692 | 0.02115 | 634.1543 | 0.01368 | 627.3083 | 0.0027266 | 634.1543 | 0.0038957 | 634.1543 | 0.0065623 | 634.1543 | 0.023529 | 627.5338 | 11.6972 | 634.1543 | 19.4279 | 633.7692 | 2.1287 | 819.3453 | 0.050011 | 818.6689 | 2.7446 | 819.3453 | 0.15005 | 627.3083 | 1.2184
|  | 634.3849 | -0.00053995 | 634.0002 | 0.012776 | 545.599 | 0.013899 | 634.3849 | 0.015917 | 634.0002 | -0.010908 | 626.8409 | 0.0027186 | 634.0002 | -0.0068136 | 634.3849 | 0 | 627.5338 | 0.0094369 | 634.3849 | 0 | 634.3849 | 0.0032613 | 634.3849 | 0.020306 | 627.7594 | 11.5216 | 634.385 | 19.5052 | 634.0002 | 2.1702 | 819.5116 | 0.045396 | 818.8353 | 2.6832 | 819.5116 | 0.15018 | 627.5338 | 1.2038
|  | 634.6156 | 0.05228 | 634.2312 | 0.01854 | 545.7147 | 0 | 634.6156 | 0.045965 | 634.2312 | 0.011663 | 627.0698 | 0.0098137 | 634.2312 | 0.018612 | 634.6156 | 0.0025853 | 627.7594 | 0.025482 | 634.6156 | 0.0043994 | 634.6156 | 0.0061789 | 634.6156 | 0.024412 | 627.9849 | 11.2683 | 634.6156 | 20.0965 | 634.2312 | 2.2897 | 819.678 | 0.055564 | 819.0018 | 2.7688 | 819.678 | 0.14913 | 627.7594 | 1.2079
|  | 634.8463 | 0.023798 | 634.4622 | 0.0055027 | 545.8303 | 0.0048451 | 634.8463 | 0.03267 | 634.4622 | -0.0031485 | 627.2986 | 0.00063716 | 634.4622 | -0.0086936 | 634.8463 | 0 | 627.9849 | 0.014641 | 634.8463 | 0 | 634.8463 | 0.0030024 | 634.8463 | 0.016862 | 628.2105 | 11.0303 | 634.8463 | 19.9954 | 634.4623 | 2.2726 | 819.8443 | 0.056189 | 819.1683 | 2.785 | 819.8443 | 0.14869 | 627.9849 | 1.2038
|  | 635.077 | 0.06298 | 634.6933 | 0.01917 | 545.946 | 0 | 635.077 | 0.019421 | 634.6933 | 0.027241 | 627.5274 | 0.0066647 | 634.6933 | 0.017686 | 635.077 | 0.012454 | 628.2105 | 0.016995 | 635.077 | 0.0038805 | 635.077 | 0.0066629 | 635.077 | 0.02461 | 628.4361 | 10.7853 | 635.077 | 20.1254 | 634.6933 | 2.3312 | 820.0107 | 0.061812 | 819.3348 | 2.8115 | 820.0107 | 0.14729 | 628.2105 | 1.2009
|  | 635.3077 | 0.041289 | 634.9243 | 0.014488 | 546.0617 | 0.0029816 | 635.3077 | 0.0036762 | 634.9243 | -0.027275 | 627.7563 | 0.0011377 | 634.9243 | -0.004301 | 635.3077 | 0 | 628.4361 | 0.0057823 | 635.3077 | 0 | 635.3077 | 0.0036889 | 635.3077 | 0.014668 | 628.6617 | 10.5063 | 635.3077 | 20.4348 | 634.9244 | 2.3956 | 820.177 | 0.050706 | 819.5013 | 2.8083 | 820.177 | 0.14734 | 628.4361 | 1.1992
|  | 635.5384 | 0.040988 | 635.1554 | 0.020702 | 546.1775 | 0 | 635.5384 | 0.056465 | 635.1554 | 0.025105 | 627.9852 | 0.0088058 | 635.1554 | 0.019243 | 635.5384 | 0.015248 | 628.6617 | 0.0058032 | 635.5384 | 0.0053748 | 635.5384 | 0.0065516 | 635.5384 | 0.02058 | 628.8873 | 10.2503 | 635.5384 | 20.5534 | 635.1554 | 2.457 | 820.3434 | 0.058202 | 819.6678 | 2.8452 | 820.3434 | 0.14616 | 628.6617 | 1.193
|  | 635.7691 | 0.026192 | 635.3865 | 0.016597 | 546.2932 | 0.0028574 | 635.7691 | 0.018072 | 635.3865 | -0.010465 | 628.2141 | 0.0018396 | 635.3865 | -0.0035697 | 635.7691 | 0 | 628.8873 | 0.020949 | 635.7691 | 0.0016846 | 635.7691 | 0.0038444 | 635.7691 | 0.015155 | 629.1129 | 9.9717 | 635.7691 | 20.6439 | 635.3865 | 2.4791 | 820.5097 | 0.053031 | 819.8343 | 2.8596 | 820.5097 | 0.14576 | 628.8873 | 1.1916
|  | 635.9999 | 0.059554 | 635.6176 | 0.015163 | 546.4089 | 0 | 635.9999 | 0.046324 | 635.6176 | 0.028972 | 628.4429 | 0.0085057 | 635.6176 | 0.021594 | 635.9998 | 0.0116 | 629.1129 | 0.00042974 | 635.9998 | 0.0032325 | 635.9999 | 0.0055107 | 635.9998 | 0.018927 | 629.3385 | 9.6777 | 635.9999 | 20.6246 | 635.6176 | 2.5442 | 820.6761 | 0.061916 | 820.0009 | 2.9288 | 820.6761 | 0.1438 | 629.1129 | 1.1827
|  | 636.2306 | 0.040034 | 635.8487 | 0.015296 | 546.5246 | 0.013326 | 636.2306 | 0.014505 | 635.8487 | -0.014205 | 628.6718 | 0.0028418 | 635.8487 | -0.005562 | 636.2306 | 0 | 629.3385 | 0.0095644 | 636.2306 | 0.0013953 | 636.2306 | 0.0042076 | 636.2306 | 0.01496 | 629.5641 | 9.4066 | 636.2306 | 20.9465 | 635.8487 | 2.6141 | 820.8425 | 0.060111 | 820.1674 | 2.9283 | 820.8425 | 0.1438 | 629.3385 | 1.1709
|  | 636.4614 | 0.053331 | 636.0798 | 0.006781 | 546.6403 | 0 | 636.4614 | 0.040665 | 636.0798 | 0.013286 | 628.9008 | 0.0074098 | 636.0798 | 0.015889 | 636.4614 | 0.0131 | 629.5641 | 0.018591 | 636.4614 | 0.0032587 | 636.4614 | 0.0056219 | 636.4614 | 0.019419 | 629.7898 | 9.2118 | 636.4614 | 20.9405 | 636.0798 | 2.6875 | 821.0088 | 0.051851 | 820.3339 | 3.0015 | 821.0088 | 0.14235 | 629.5642 | 1.1839
|  | 636.6921 | 0.041055 | 636.3109 | 0.013069 | 546.7561 | 0.0085974 | 636.6921 | -0.0064313 | 636.3109 | -0.019082 | 629.1296 | 0.0012835 | 636.3109 | -0.0065454 | 636.6921 | 0 | 629.7898 | 0.0085832 | 636.6921 | 4.7603e-05 | 636.6921 | 0.003057 | 636.6921 | 0.01427 | 630.0154 | 8.8617 | 636.6921 | 20.9306 | 636.3109 | 2.7107 | 821.1752 | 0.06077 | 820.5004 | 2.9178 | 821.1752 | 0.14353 | 629.7898 | 1.1702
|  | 636.9229 | 0.049132 | 636.542 | 0.019206 | 546.8718 | 0 | 636.9229 | 0.023539 | 636.542 | 0.021438 | 629.3586 | 0.0096138 | 636.542 | 0.018281 | 636.9229 | 0.017002 | 630.0154 | 0.02423 | 636.9229 | 0.0057107 | 636.9229 | 0.0064109 | 636.9229 | 0.017694 | 630.2411 | 8.6155 | 636.9229 | 20.8066 | 636.542 | 2.7605 | 821.3416 | 0.055391 | 820.667 | 3.0443 | 821.3416 | 0.14244 | 630.0154 | 1.1703
|  | 637.1537 | 0.033662 | 636.7732 | 0.0098164 | 546.9876 | 0.010675 | 637.1537 | 0.029782 | 636.7732 | -0.0099576 | 629.5875 | 0.0022637 | 636.7732 | -0.0069413 | 637.1537 | 0 | 630.2411 | 0.014728 | 637.1537 | 0.0010027 | 637.1537 | 0.0032662 | 637.1537 | 0.011415 | 630.4668 | 8.3365 | 637.1537 | 20.8234 | 636.7732 | 2.8121 | 821.508 | 0.061152 | 820.8335 | 2.9817 | 821.508 | 0.14397 | 630.2411 | 1.1635
|  | 637.3845 | 0.072734 | 637.0043 | 0.022997 | 547.1033 | 0 | 637.3845 | 0.025468 | 637.0043 | 0.0078551 | 629.8165 | 0.0045757 | 637.0043 | 0.019687 | 637.3845 | 0.014501 | 630.4668 | 0.015609 | 637.3845 | 0.0039722 | 637.3845 | 0.0062953 | 637.3845 | 0.016714 | 630.6924 | 8.0888 | 637.3845 | 20.9047 | 637.0043 | 2.8954 | 821.6744 | 0.060389 | 821 | 3.055 | 821.6744 | 0.14279 | 630.4668 | 1.1663
|  | 637.6153 | 0.023001 | 637.2355 | 0.013785 | 547.2191 | 0.0043482 | 637.6153 | -0.00078456 | 637.2355 | -0.027328 | 630.0455 | 0.0033247 | 637.2355 | -0.007107 | 637.6153 | 0 | 630.6924 | -0.0020151 | 637.6153 | 0.00041559 | 637.6153 | 0.0036625 | 637.6153 | 0.011164 | 630.9182 | 7.6975 | 637.6153 | 20.7413 | 637.2355 | 2.9208 | 821.8408 | 0.06018 | 821.1666 | 3.0859 | 821.8408 | 0.14511 | 630.6924 | 1.1604
|  | 637.8461 | 0.066159 | 637.4667 | 0.015867 | 547.3348 | 0 | 637.8461 | 0.033616 | 637.4667 | 0.031079 | 630.2744 | 0.0055151 | 637.4667 | 0.017627 | 637.8461 | 0.015645 | 630.9182 | 0.02319 | 637.8461 | 0.0047369 | 637.8461 | 0.0056755 | 637.8461 | 0.016391 | 631.1438 | 7.5016 | 637.8461 | 20.807 | 637.4667 | 3.0237 | 822.0072 | 0.050567 | 821.3331 | 3.1277 | 822.0072 | 0.1438 | 630.9181 | 1.151
|  | 638.077 | 0.028986 | 637.6978 | 0.014673 | 547.4506 | 0.0094571 | 638.077 | 0.016007 | 637.6978 | -0.019978 | 630.5034 | 0.0036377 | 637.6978 | -0.0039285 | 638.077 | 0 | 631.1438 | -0.0050507 | 638.077 | 0.00094597 | 638.077 | 0.004003 | 638.077 | 0.011985 | 631.3695 | 7.1719 | 638.077 | 20.568 | 637.6979 | 3.0483 | 822.1735 | 0.05723 | 821.4996 | 3.127 | 822.1735 | 0.14567 | 631.1438 | 1.1436
|  | 638.3078 | 0.045844 | 637.929 | 0.013069 | 547.5664 | 0 | 638.3078 | 0.023402 | 637.929 | 0.027718 | 630.7324 | 0.0046464 | 637.929 | 0.013882 | 638.3078 | 0.02016 | 631.3695 | 0.012537 | 638.3078 | 0.0042327 | 638.3078 | 0.0053877 | 638.3078 | 0.016285 | 631.5952 | 6.9324 | 638.3078 | 20.4061 | 637.929 | 3.0998 | 822.34 | 0.047721 | 821.6662 | 3.1935 | 822.34 | 0.14388 | 631.3695 | 1.1439
|  | 638.5386 | 0.019401 | 638.1602 | 0.016933 | 547.6821 | 0.0054663 | 638.5386 | 0.023586 | 638.1602 | -0.0035307 | 630.9614 | 0.00076062 | 638.1602 | -0.0041068 | 638.5386 | 0 | 631.5952 | 0.017483 | 638.5386 | 0.00013834 | 638.5386 | 0.0033483 | 638.5386 | 0.01065 | 631.821 | 6.6371 | 638.5386 | 20.2955 | 638.1603 | 3.1568 | 822.5064 | 0.053933 | 821.8328 | 3.2267 | 822.5064 | 0.14581 | 631.5952 | 1.1357
|  | 638.7695 | 0.058778 | 638.3915 | 0.019975 | 547.7979 | 0 | 638.7695 | 0.02809 | 638.3915 | 0.013792 | 631.1904 | 0.0057205 | 638.3915 | 0.019101 | 638.7695 | 0.01447 | 631.821 | 0.016931 | 638.7695 | 0.0053807 | 638.7695 | 0.0062661 | 638.7695 | 0.013045 | 632.0467 | 6.3885 | 638.7695 | 20.0521 | 638.3915 | 3.2206 | 822.6728 | 0.048797 | 821.9993 | 3.2913 | 822.6728 | 0.14423 | 631.821 | 1.1439
|  | 639.0004 | 0.023225 | 638.6227 | 0.011669 | 547.9137 | 0.01132 | 639.0004 | 0.00042654 | 638.6227 | -0.020576 | 631.4194 | -0.0016415 | 638.6227 | -0.0072222 | 639.0004 | 0 | 632.0467 | 0.0056781 | 639.0004 | 0 | 639.0004 | 0.0024017 | 639.0004 | 0.0087308 | 632.2725 | 6.185 | 639.0004 | 20.0408 | 638.6227 | 3.295 | 822.8392 | 0.053933 | 822.1659 | 3.243 | 822.8392 | 0.14524 | 632.0467 | 1.1266
|  | 639.2313 | 0.046768 | 638.8539 | 0.016357 | 548.0295 | 0 | 639.2313 | 0.026323 | 638.8539 | 0.0029496 | 631.6484 | -0.00026046 | 638.8539 | -0.0030792 | 639.2313 | 0 | 632.2725 | 0.0069604 | 639.2313 | 0 | 639.2313 | 0.0034955 | 639.2313 | 0.0085785 | 632.4982 | 5.6727 | 639.2313 | 19.1234 | 638.8539 | 3.3365 | 823.0056 | 0.054662 | 822.3325 | 3.3345 | 823.0056 | 0.14777 | 632.2725 | 1.1295
|  | 639.4622 | 0.056397 | 639.0852 | 0.018 | 548.1453 | 0.01526 | 639.4622 | 0.033179 | 639.0852 | 0.016279 | 631.8775 | 0.0093806 | 639.0852 | 0.019975 | 639.4622 | 0.011927 | 632.4982 | 0.022092 | 639.4622 | 0.0051494 | 639.4622 | 0.0056877 | 639.4622 | 0.011482 | 632.7239 | 5.4624 | 639.4622 | 19.1655 | 639.0852 | 3.4656 | 823.172 | 0.047721 | 822.499 | 3.435 | 823.172 | 0.1493 | 632.4982 | 1.1083
|  | 639.6931 | 0.010813 | 639.3164 | 0.013179 | 548.2611 | 0 | 639.6931 | 0.0070747 | 639.3164 | -0.026826 | 632.1066 | 0.0037454 | 639.3164 | -0.0043487 | 639.6931 | 0.00079002 | 632.7239 | 0.0072683 | 639.6931 | 0 | 639.6931 | 0.0034156 | 639.6931 | 0.0086239 | 632.9497 | 5.204 | 639.693 | 18.6217 | 639.3164 | 3.4883 | 823.3384 | 0.054801 | 822.6656 | 3.4751 | 823.3384 | 0.15376 | 632.7239 | 1.1128
|  | 639.924 | 0.05202 | 639.5477 | 0.019087 | 548.3769 | 0.010174 | 639.924 | 0.045273 | 639.5477 | 0.018717 | 632.3356 | 0.0084377 | 639.5477 | 0.016228 | 639.924 | 0.016827 | 632.9497 | 0.017658 | 639.924 | 0.0038812 | 639.924 | 0.0062085 | 639.924 | 0.011645 | 633.1755 | 5.0352 | 639.924 | 18.4631 | 639.5477 | 3.5992 | 823.5049 | 0.046923 | 822.8322 | 3.5077 | 823.5049 | 0.15171 | 632.9497 | 1.1039
|  | 640.1549 | 0.026446 | 639.779 | 0.016265 | 548.4927 | 0 | 640.1549 | 0.020769 | 639.779 | -0.027101 | 632.5647 | -0.002523 | 639.779 | -0.0049116 | 640.1549 | 0 | 633.1755 | 0.012098 | 640.1549 | 0.00047372 | 640.1549 | 0.0030972 | 640.1549 | 0.0087677 | 633.4013 | 4.8241 | 640.1549 | 18.0781 | 639.779 | 3.6339 | 823.6713 | 0.055773 | 822.9988 | 3.5541 | 823.6713 | 0.15604 | 633.1755 | 1.1007
|  | 640.3859 | 0.067288 | 640.0103 | 0.024852 | 548.6085 | 0.011821 | 640.3859 | 0.041364 | 640.0103 | 0.017273 | 632.7938 | 0.0092144 | 640.0103 | 0.020076 | 640.3859 | 0.014184 | 633.4013 | 0.016101 | 640.3859 | 0.0054717 | 640.3859 | 0.0065023 | 640.3859 | 0.012558 | 633.6271 | 4.6491 | 640.3859 | 17.685 | 640.0103 | 3.6906 | 823.8377 | 0.047409 | 823.1654 | 3.5544 | 823.8377 | 0.15315 | 633.4013 | 1.0893
|  | 640.6168 | 0.024756 | 640.2416 | 0.012146 | 548.7243 | 0 | 640.6168 | 0.014503 | 640.2416 | -0.020206 | 633.0228 | 0.0011836 | 640.2416 | -0.0094375 | 640.6168 | 0 | 633.6271 | 0.0098036 | 640.6168 | 0 | 640.6168 | 0.002379 | 640.6168 | 0.0079452 | 633.8529 | 4.4527 | 640.6168 | 17.4273 | 640.2416 | 3.7696 | 824.0042 | 0.055044 | 823.332 | 3.5891 | 824.0042 | 0.15787 | 633.6271 | 1.1013
|  | 640.8478 | 0.040459 | 640.4729 | 0.014699 | 548.8402 | 0.0089556 | 640.8478 | 0.03903 | 640.4729 | 0.014201 | 633.252 | 0.0062532 | 640.4729 | 0.014776 | 640.8478 | 0.016198 | 633.8529 | 0.0079371 | 640.8478 | 0.0046707 | 640.8478 | 0.0057327 | 640.8478 | 0.010158 | 634.0787 | 4.2721 | 640.8478 | 16.9236 | 640.4729 | 3.8159 | 824.1706 | 0.05199 | 823.4986 | 3.6332 | 824.1706 | 0.15586 | 633.8529 | 1.0792
|  | 641.0787 | 0.041163 | 640.7042 | 0.018776 | 548.956 | 0 | 641.0787 | 0.022235 | 640.7042 | -0.031744 | 633.481 | -0.00016987 | 640.7042 | -0.0072962 | 641.0788 | 0 | 634.0787 | 0.018307 | 641.0788 | 0 | 641.0787 | 0.0031743 | 641.0788 | 0.007073 | 634.3046 | 4.1283 | 641.0787 | 16.7244 | 640.7042 | 3.898 | 824.337 | 0.055877 | 823.6652 | 3.6947 | 824.337 | 0.16085 | 634.0787 | 1.0787
|  | 641.3098 | 0.033822 | 640.9356 | 0.013941 | 549.0719 | 0.0072361 | 641.3098 | 0.042613 | 640.9356 | 0.02393 | 633.7101 | 0.006664 | 640.9356 | 0.015692 | 641.3097 | 0.014816 | 634.3046 | 0.012328 | 641.3097 | 0.0048337 | 641.3098 | 0.0049673 | 641.3097 | 0.010678 | 634.5304 | 3.8972 | 641.3098 | 16.2279 | 640.9356 | 3.9698 | 824.5035 | 0.05022 | 823.8318 | 3.7593 | 824.5035 | 0.158 | 634.3046 | 1.0642
|  | 641.5407 | 0.041033 | 641.1669 | 0.00063553 | 549.1877 | 0 | 641.5407 | 0.0093829 | 641.1669 | -0.020669 | 633.9393 | 0.00010925 | 641.1669 | -0.0066711 | 641.5407 | 0 | 634.5304 | 0.0036968 | 641.5407 | 0.00036757 | 641.5407 | 0.0031548 | 641.5407 | 0.0048824 | 634.7562 | 3.7601 | 641.5407 | 15.9801 | 641.1669 | 4.0586 | 824.6699 | 0.055044 | 823.9984 | 3.7739 | 824.6699 | 0.16198 | 634.5304 | 1.0667
|  | 641.7717 | 0.058029 | 641.3983 | 0.022501 | 549.3035 | 0.0096721 | 641.7717 | 0.048522 | 641.3983 | 0.021873 | 634.1685 | 0.0056202 | 641.3983 | 0.019277 | 641.7717 | 0.014552 | 634.7562 | 0.020756 | 641.7717 | 0.0052609 | 641.7717 | 0.0058195 | 641.7717 | 0.010697 | 634.9821 | 3.5911 | 641.7717 | 15.3469 | 641.3983 | 4.0905 | 824.8364 | 0.047651 | 824.165 | 3.8142 | 824.8364 | 0.15892 | 634.7562 | 1.0593
|  | 642.0027 | 0.059678 | 641.6296 | 0.014327 | 549.4194 | 0 | 642.0027 | 0.0044606 | 641.6296 | -0.021054 | 634.3976 | 0.00037239 | 641.6296 | -0.0058908 | 642.0028 | 0 | 634.9821 | 0.011713 | 642.0028 | 0.00057271 | 642.0027 | 0.0026111 | 642.0028 | 0.0043229 | 635.2079 | 3.3799 | 642.0027 | 15.0811 | 641.6296 | 4.1626 | 825.0029 | 0.055391 | 824.3316 | 3.8776 | 825.0029 | 0.16334 | 634.9821 | 1.0593
|  | 642.2338 | 0.061746 | 641.861 | 0.01922 | 549.5353 | 0.011678 | 642.2338 | 0.043516 | 641.861 | 0.013313 | 634.6268 | 0.0051957 | 641.861 | 0.020227 | 642.2338 | 0.01323 | 635.2079 | 0.021285 | 642.2338 | 0.0034528 | 642.2338 | 0.0052414 | 642.2338 | 0.0099573 | 635.4338 | 3.3211 | 642.2338 | 14.6115 | 641.861 | 4.2418 | 825.1693 | 0.050289 | 824.4982 | 3.94 | 825.1693 | 0.16198 | 635.2079 | 1.0507
|  | 642.4648 | 0.04364 | 642.0924 | -8.6084e-05 | 549.6511 | 0 | 642.4648 | 0.015144 | 642.0924 | -0.016858 | 634.8559 | -0.00043304 | 642.0924 | -0.0045402 | 642.4648 | 0 | 635.4338 | 0.0016891 | 642.4648 | 0.0012385 | 642.4648 | 0.0019407 | 642.4648 | 0.0057005 | 635.6597 | 3.1662 | 642.4648 | 14.3 | 642.0924 | 4.3089 | 825.3358 | 0.056363 | 824.6648 | 3.9432 | 825.3358 | 0.16657 | 635.4338 | 1.0315
|  | 642.6959 | 0.043165 | 642.3238 | 0.022864 | 549.767 | 0.0084541 | 642.6959 | 0.03847 | 642.3238 | 0.037942 | 635.0851 | 0.0075021 | 642.3238 | 0.018745 | 642.6959 | 0.017694 | 635.6597 | 0.010786 | 642.6959 | 0.0060775 | 642.6959 | 0.0059404 | 642.6959 | 0.010603 | 635.8856 | 3.0615 | 642.6959 | 13.7273 | 642.3238 | 4.3714 | 825.5023 | 0.050949 | 824.8315 | 3.9934 | 825.5023 | 0.16496 | 635.6597 | 1.0392
|  | 642.9269 | 0.032369 | 642.5552 | 0.015172 | 549.8829 | 0 | 642.9269 | 0.02164 | 642.5552 | -0.021167 | 635.3143 | 0.0016771 | 642.5552 | -0.0056475 | 642.9269 | 0 | 635.8856 | 0.0017773 | 642.9269 | 0 | 642.9269 | 0.0024547 | 642.9269 | 0.0057266 | 636.1115 | 2.9506 | 642.9269 | 13.4475 | 642.5552 | 4.4542 | 825.6687 | 0.055946 | 824.9981 | 4.0443 | 825.6687 | 0.16788 | 635.8856 | 1.0118
|  | 643.158 | 0.048896 | 642.7866 | 0.0086209 | 549.9987 | 0.011033 | 643.158 | 0.046629 | 642.7866 | 0.029436 | 635.5435 | 0.0096997 | 642.7866 | 0.017167 | 643.158 | 0.0088785 | 636.1115 | 0.012292 | 643.158 | 0.0023167 | 643.158 | 0.0042225 | 643.158 | 0.0087363 | 636.3374 | 2.8292 | 643.158 | 13.0564 | 642.7866 | 4.5479 | 825.8352 | 0.052371 | 825.1647 | 4.147 | 825.8352 | 0.16662 | 636.1115 | 1.025
|  | 643.3891 | 0.01216 | 643.0181 | 0.011453 | 550.1146 | 0 | 643.3891 | -0.0041218 | 643.0181 | -0.026661 | 635.7727 | 0.0022917 | 643.0181 | -0.0061344 | 643.3891 | 0 | 636.3374 | 0.01785 | 643.3891 | 0 | 643.3891 | 0.0020768 | 643.3891 | 0.0044275 | 636.5634 | 2.6669 | 643.3891 | 12.592 | 643.0181 | 4.5968 | 826.0017 | 0.056606 | 825.3314 | 4.1076 | 826.0017 | 0.17029 | 636.3374 | 0.99922
|  | 643.6202 | 0.0718 | 643.2495 | 0.01479 | 550.2305 | 0.0073078 | 643.6202 | 0.02327 | 643.2495 | 0.00044521 | 636.0019 | 0.0054819 | 643.2495 | 0.015847 | 643.6202 | 0.01304 | 636.5634 | 0.027415 | 643.6202 | 0.0026419 | 643.6202 | 0.0041322 | 643.6202 | 0.0087685 | 636.7892 | 2.5811 | 643.6202 | 12.1779 | 643.2495 | 4.7049 | 826.1682 | 0.050775 | 825.498 | 4.2096 | 826.1682 | 0.17033 | 636.5634 | 1.0137
|  | 643.8513 | 0.034975 | 643.4809 | 0.012745 | 550.3464 | 0 | 643.8513 | 0.0048635 | 643.4809 | -0.034526 | 636.2311 | 1.7146e-06 | 643.4809 | -0.0087042 | 643.8513 | 0 | 636.7892 | 0.013153 | 643.8513 | 0 | 643.8513 | 0.0023073 | 643.8513 | 0.004801 | 637.0152 | 2.5192 | 643.8513 | 11.8932 | 643.481 | 4.8302 | 826.3347 | 0.054072 | 825.6647 | 4.2214 | 826.3347 | 0.17401 | 636.7893 | 1.0202
|  | 644.0824 | 0.042435 | 643.7124 | 0.025151 | 550.4623 | 0.010818 | 644.0824 | 0.0070659 | 643.7124 | 0.012813 | 636.4604 | 0.007627 | 643.7124 | 0.021166 | 644.0824 | 0.017239 | 637.0152 | 0.01138 | 644.0824 | 0.004333 | 644.0824 | 0.005573 | 644.0824 | 0.0091012 | 637.2411 | 2.4076 | 644.0824 | 11.493 | 643.7124 | 4.9273 | 826.5011 | 0.051677 | 825.8313 | 4.2924 | 826.5011 | 0.17422 | 637.0152 | 0.98259
|  | 644.3135 | 0.055233 | 643.9439 | 0.013519 | 550.5782 | 0 | 644.3135 | -0.0038638 | 643.9439 | -0.0216 | 636.6896 | 0.00028091 | 643.9439 | -0.0053271 | 644.3135 | 0 | 637.2411 | 0.013798 | 644.3135 | 0.00023404 | 644.3135 | 0.0027156 | 644.3135 | 0.0033113 | 637.4671 | 2.3003 | 644.3135 | 11.0003 | 643.9439 | 4.9616 | 826.6676 | 0.055321 | 825.998 | 4.301 | 826.6676 | 0.17672 | 637.2411 | 0.98646
|  | 644.5447 | 0.06167 | 644.1754 | 0.017183 | 550.6941 | 0.0058389 | 644.5447 | 0.038324 | 644.1754 | 0.019271 | 636.9189 | 0.0056809 | 644.1754 | 0.017557 | 644.5447 | 0.010108 | 637.4671 | 0.013082 | 644.5447 | 0.0041659 | 644.5447 | 0.0045416 | 644.5447 | 0.0078297 | 637.6931 | 2.2109 | 644.5447 | 10.5566 | 644.1754 | 5.0365 | 826.8341 | 0.052406 | 826.1646 | 4.3542 | 826.8341 | 0.17724 | 637.4671 | 0.9971
|  | 644.7758 | 0.032873 | 644.4069 | 0.01097 | 550.81 | 0 | 644.7758 | 0.011429 | 644.4069 | -0.027085 | 637.1481 | 0.0012838 | 644.4069 | -0.0079018 | 644.7758 | 0 | 637.6931 | 0.0035195 | 644.7758 | 0 | 644.7758 | 0.0017157 | 644.7758 | 0.0039206 | 637.9191 | 2.1007 | 644.7758 | 10.2592 | 644.4069 | 5.1383 | 827.0006 | 0.055773 | 826.3313 | 4.4179 | 827.0006 | 0.1796 | 637.6931 | 0.97194
|  | 645.007 | 0.055264 | 644.6384 | 0.016984 | 550.926 | 0.013183 | 645.007 | 0.025043 | 644.6384 | 0.015448 | 637.3774 | 0.004748 | 644.6384 | 0.019619 | 645.007 | 0.018214 | 637.9191 | 0.015844 | 645.007 | 0.0033025 | 645.007 | 0.0041778 | 645.007 | 0.0071707 | 638.1451 | 2.055 | 645.007 | 9.8074 | 644.6384 | 5.2017 | 827.1671 | 0.051434 | 826.498 | 4.4517 | 827.1671 | 0.18061 | 637.9191 | 0.98503
|  | 645.2381 | 0.024234 | 644.8699 | 0.0064566 | 551.0419 | 0 | 645.2381 | 0.0027777 | 644.8699 | -0.021038 | 637.6067 | 0.00052285 | 644.8699 | -0.0077431 | 645.2381 | 0 | 638.1451 | 0.0060461 | 645.2381 | 0 | 645.2381 | 0.0010913 | 645.2381 | 0.0022345 | 638.371 | 1.9661 | 645.2381 | 9.5018 | 644.8699 | 5.3077 | 827.3336 | 0.051608 | 826.6646 | 4.4791 | 827.3336 | 0.18244 | 638.1451 | 0.96411
|  | 645.4693 | 0.056685 | 645.1014 | 0.017893 | 551.1578 | 0.0045966 | 645.4693 | 0.048001 | 645.1014 | 0.010077 | 637.836 | 0.0075822 | 645.1014 | 0.020161 | 645.4693 | 0.018102 | 638.371 | 0.016409 | 645.4693 | 0.0033157 | 645.4693 | 0.0045102 | 645.4693 | 0.0065614 | 638.597 | 1.8696 | 645.4693 | 9.1603 | 645.1014 | 5.3853 | 827.5001 | 0.052233 | 826.8313 | 4.5152 | 827.5001 | 0.1838 | 638.371 | 0.9812
|  | 645.7005 | 0.019399 | 645.333 | 0.009249 | 551.2738 | 0 | 645.7005 | 0.01374 | 645.333 | -0.025415 | 638.0653 | 0.0001563 | 645.333 | -0.0097204 | 645.7005 | 0 | 638.597 | 0.0079723 | 645.7005 | 0 | 645.7005 | 0.0017373 | 645.7005 | 0.0028345 | 638.8231 | 1.7798 | 645.7005 | 8.8355 | 645.3329 | 5.4932 | 827.6667 | 0.055079 | 826.998 | 4.639 | 827.6667 | 0.18559 | 638.597 | 0.96356
|  | 645.9317 | 0.062274 | 645.5645 | 0.015799 | 551.3897 | 0.002112 | 645.9317 | 0.04862 | 645.5645 | 0.021901 | 638.2946 | 0.0074636 | 645.5645 | 0.014049 | 645.9317 | 0.016244 | 638.8231 | 0.017183 | 645.9317 | 0.0032701 | 645.9317 | 0.0041671 | 645.9317 | 0.0078604 | 639.0491 | 1.7814 | 645.9317 | 8.4209 | 645.5645 | 5.5955 | 827.8332 | 0.051434 | 827.1647 | 4.5789 | 827.8332 | 0.18712 | 638.8231 | 0.95913
|  | 646.1629 | 0.037647 | 645.7961 | 0.011528 | 551.5057 | 0 | 646.1629 | 0.019521 | 645.7961 | -0.027227 | 638.5239 | 0.00049849 | 645.7961 | -0.0076487 | 646.1629 | 0 | 639.0491 | 0.013006 | 646.1629 | 0 | 646.1629 | 0.0017335 | 646.1629 | 0.0037433 | 639.2751 | 1.6667 | 646.1629 | 8.1501 | 645.7961 | 5.7029 | 827.9997 | 0.051261 | 827.3314 | 4.6151 | 827.9997 | 0.18891 | 639.0491 | 0.95135
|  | 646.3941 | 0.075205 | 646.0276 | 0.016172 | 551.6216 | 0.011463 | 646.3941 | 0.034159 | 646.0276 | 0.00091657 | 638.7533 | 0.0068345 | 646.0276 | 0.015577 | 646.3941 | 0.016592 | 639.2751 | 0.022335 | 646.3941 | 0.0042629 | 646.3941 | 0.0041098 | 646.3941 | 0.0078751 | 639.5012 | 1.6534 | 646.3941 | 7.816 | 646.0276 | 5.7905 | 828.1662 | 0.050116 | 827.4981 | 4.6587 | 828.1662 | 0.19106 | 639.2752 | 0.9437
|  | 646.6254 | 0.025702 | 646.2592 | 0.018556 | 551.7376 | 0 | 646.6254 | 0.0086264 | 646.2592 | -0.024417 | 638.9826 | 0.0014373 | 646.2592 | -0.003745 | 646.6254 | 0 | 639.5012 | 0.0074058 | 646.6254 | 0.00076055 | 646.6254 | 0.0022092 | 646.6254 | 0.0015232 | 639.7272 | 1.5747 | 646.6254 | 7.4526 | 646.2592 | 5.8228 | 828.3328 | 0.051608 | 827.6648 | 4.6539 | 828.3328 | 0.19237 | 639.5012 | 0.94416
|  | 646.8566 | 0.061115 | 646.4908 | 0.017091 | 551.8535 | 0.005342 | 646.8566 | 0.026479 | 646.4908 | 0.0099056 | 639.212 | 0.00516 | 646.4908 | 0.017365 | 646.8566 | 0.01561 | 639.7272 | 0.012163 | 646.8566 | 0.0041391 | 646.8566 | 0.0045184 | 646.8566 | 0.0074725 | 639.9533 | 1.5238 | 646.8566 | 7.1775 | 646.4908 | 5.9698 | 828.4993 | 0.043626 | 827.8315 | 4.7138 | 828.4993 | 0.19377 | 639.7272 | 0.94144
|  | 647.0878 | 0.022943 | 646.7224 | 0.017779 | 551.9695 | 0 | 647.0878 | 0.040769 | 646.7224 | -0.020044 | 639.4413 | 0.0033976 | 646.7224 | -0.00439 | 647.0879 | 0 | 639.9533 | 0.0015389 | 647.0879 | 7.6097e-06 | 647.0878 | 0.0026351 | 647.0879 | 0.0037112 | 640.1794 | 1.4722 | 647.0878 | 6.8879 | 646.7224 | 6.0612 | 828.6658 | 0.050567 | 827.9982 | 4.7649 | 828.6658 | 0.19499 | 639.9533 | 0.93669
|  | 647.3191 | 0.060429 | 646.954 | 0.018529 | 552.0855 | 0.01132 | 647.3191 | 0.0043209 | 646.954 | 0.011547 | 639.6707 | 0.007785 | 646.954 | 0.017285 | 647.3191 | 0.012071 | 640.1794 | 0.031989 | 647.3191 | 0.0040745 | 647.3191 | 0.0044885 | 647.3191 | 0.0069043 | 640.4055 | 1.4275 | 647.3191 | 6.6206 | 646.954 | 6.1644 | 828.8324 | 0.050289 | 828.1649 | 4.803 | 828.8324 | 0.19923 | 640.1794 | 0.91799
|  | 647.5504 | 0.047519 | 647.1856 | 0.012239 | 552.2015 | 0 | 647.5504 | -0.00081701 | 647.1856 | -0.022723 | 639.9001 | 0.0019667 | 647.1856 | -0.0074784 | 647.5504 | 0 | 640.4055 | 0.005055 | 647.5504 | 0.00039206 | 647.5504 | 0.001764 | 647.5504 | 0.00063084 | 640.6315 | 1.4001 | 647.5504 | 6.395 | 647.1856 | 6.2819 | 828.9989 | 0.052961 | 828.3316 | 4.7779 | 828.9989 | 0.20273 | 640.4055 | 0.92877
|  | 647.7817 | 0.053816 | 647.4173 | 0.022434 | 552.3174 | 0.011535 | 647.7817 | 0.036108 | 647.4173 | 0.017949 | 640.1295 | 0.0048662 | 647.4173 | 0.016288 | 647.7817 | 0.01752 | 640.6315 | -2.5515e-06 | 647.7817 | 0.0044464 | 647.7817 | 0.0051883 | 647.7817 | 0.0076629 | 640.8576 | 1.2798 | 647.7817 | 6.1179 | 647.4173 | 6.3856 | 829.1654 | 0.04255 | 828.4983 | 4.8323 | 829.1654 | 0.20745 | 640.6315 | 0.91453
|  | 648.013 | 0.012612 | 647.6489 | 0.01964 | 552.4334 | 0 | 648.013 | 0.017201 | 647.6489 | -0.0033798 | 640.3589 | 0.000518 | 647.6489 | -0.0046705 | 648.013 | 0 | 640.8576 | 0.0021112 | 648.013 | 0.0013254 | 648.013 | 0.0027898 | 648.013 | 0.0025861 | 641.0837 | 1.2617 | 648.013 | 5.9208 | 647.6489 | 6.5339 | 829.332 | 0.05015 | 828.665 | 4.8596 | 829.332 | 0.20929 | 640.8576 | 0.90264
|  | 648.2443 | 0.057023 | 647.8806 | 0.017357 | 552.5494 | 0.0075944 | 648.2443 | 0.038572 | 647.8806 | 0.022605 | 640.5883 | 0.0036612 | 647.8806 | 0.018777 | 648.2443 | 0.015313 | 641.0837 | 0.010921 | 648.2443 | 0.0046884 | 648.2443 | 0.0049516 | 648.2443 | 0.008695 | 641.3099 | 1.1926 | 648.2443 | 5.714 | 647.8806 | 6.6985 | 829.4985 | 0.050532 | 828.8317 | 4.9322 | 829.4985 | 0.21117 | 641.0837 | 0.89744
|  | 648.4756 | 0.026235 | 648.1122 | 0.012933 | 552.6654 | 0 | 648.4756 | 0.0065977 | 648.1122 | -0.022647 | 640.8177 | -0.00086849 | 648.1122 | -0.0083036 | 648.4756 | 0 | 641.3099 | -0.0096115 | 648.4756 | 0 | 648.4756 | 0.0015869 | 648.4756 | 0.0031502 | 641.536 | 1.116 | 648.4756 | 5.4329 | 648.1122 | 6.7491 | 829.6651 | 0.045951 | 828.9985 | 4.877 | 829.6651 | 0.21099 | 641.3099 | 0.90237
|  | 648.7069 | 0.059456 | 648.3439 | 0.021016 | 552.7814 | 0.0042239 | 648.7069 | 0.046158 | 648.3439 | 0.012672 | 641.0472 | 0.0090479 | 648.3439 | 0.019384 | 648.7069 | 0.016123 | 641.536 | 0.017361 | 648.7069 | 0.0027553 | 648.7069 | 0.0045961 | 648.7069 | 0.0074536 | 641.7621 | 1.1333 | 648.7069 | 5.2773 | 648.3439 | 6.9623 | 829.8316 | 0.042411 | 829.1652 | 4.9498 | 829.8316 | 0.21165 | 641.536 | 0.89375
|  | 648.9383 | 0.025546 | 648.5756 | 0.01167 | 552.8975 | 0 | 648.9383 | -0.011244 | 648.5756 | -0.024109 | 641.2766 | 0.0029265 | 648.5756 | -0.0083995 | 648.9383 | 0 | 641.7621 | -0.0023124 | 648.9383 | 0 | 648.9383 | 0.0007435 | 648.9383 | 0.0022197 | 641.9883 | 1.0749 | 648.9383 | 5.0674 | 648.5756 | 7.0845 | 829.9982 | 0.040988 | 829.3319 | 4.9984 | 829.9982 | 0.21125 | 641.7622 | 0.88868
|  | 649.1696 | 0.057586 | 648.8073 | 0.014657 | 553.0135 | 0.0098153 | 649.1696 | 0.040396 | 648.8073 | 0.0077083 | 641.5061 | 0.0067478 | 648.8073 | 0.01372 | 649.1696 | 0.020328 | 641.9883 | 0.014746 | 649.1696 | 0.0028607 | 649.1696 | 0.003418 | 649.1696 | 0.0052288 | 642.2144 | 1.0389 | 649.1696 | 4.8715 | 648.8073 | 7.2245 | 830.1648 | 0.043868 | 829.4986 | 5.0221 | 830.1648 | 0.21235 | 641.9883 | 0.8861
|  | 649.401 | 0.036539 | 649.039 | 0.010169 | 553.1295 | 0 | 649.401 | 0.023027 | 649.039 | -0.016563 | 641.7355 | 0.00054522 | 649.039 | -0.0091288 | 649.401 | 0 | 642.2144 | 0.0041444 | 649.401 | 0 | 649.401 | 0.0017088 | 649.401 | 0 | 642.4406 | 1.0182 | 649.401 | 4.643 | 649.039 | 7.2809 | 830.3314 | 0.040884 | 829.6654 | 4.9569 | 830.3314 | 0.21401 | 642.2144 | 0.87739
|  | 649.6323 | 0.047722 | 649.2707 | 0.012854 | 553.2455 | 0.0085974 | 649.6323 | 0.051469 | 649.2707 | 0.011726 | 641.965 | 0.0075895 | 649.2707 | 0.016594 | 649.6323 | 0.01443 | 642.4406 | 0.019658 | 649.6323 | 0.0032851 | 649.6323 | 0.0037807 | 649.6323 | 0.0058443 | 642.6667 | 0.99575 | 649.6323 | 4.4696 | 649.2707 | 7.4482 | 830.4979 | 0.034845 | 829.8321 | 5.0364 | 830.4979 | 0.21663 | 642.4406 | 0.87251
|  | 649.8637 | 0.037171 | 649.5025 | 0.014639 | 553.3615 | 0 | 649.8637 | -0.0055711 | 649.5025 | -0.019763 | 642.1945 | 0.0030585 | 649.5025 | -0.0070741 | 649.8637 | 0 | 642.6667 | 0.013122 | 649.8637 | 0 | 649.8637 | 0.0020515 | 649.8637 | 0.00098359 | 642.8929 | 0.91888 | 649.8637 | 4.2647 | 649.5024 | 7.536 | 830.6645 | 0.043695 | 829.9989 | 4.9791 | 830.6645 | 0.2179 | 642.6667 | 0.85878
|  | 650.0952 | 0.064098 | 649.7342 | 0.014614 | 553.4776 | 0.013684 | 650.0952 | 0.035883 | 649.7342 | 0.030868 | 642.424 | 0.0066748 | 649.7342 | 0.018228 | 650.0951 | 0.017297 | 642.8929 | 0.011956 | 650.0951 | 0.0052966 | 650.0952 | 0.0050114 | 650.0951 | 0.0069039 | 643.1191 | 0.92187 | 650.0951 | 4.1715 | 649.7342 | 7.8123 | 830.8311 | 0.046923 | 830.1656 | 5.0708 | 830.8311 | 0.21799 | 642.8929 | 0.87771
|  | 650.3265 | 0.054848 | 649.9659 | 0.012093 | 553.5936 | 0 | 650.3265 | 0.0048171 | 649.9659 | -0.019892 | 642.6535 | 0.0051941 | 649.9659 | -0.007826 | 650.3265 | 0 | 643.1191 | 0.010496 | 650.3265 | 0 | 650.3265 | 0.0020337 | 650.3265 | 0.00043525 | 643.3453 | 0.86291 | 650.3265 | 3.9928 | 649.9659 | 7.8999 | 830.9977 | 0.03252 | 830.3324 | 5.0329 | 830.9977 | 0.2179 | 643.1191 | 0.85187
|  | 650.5579 | 0.036577 | 650.1977 | 0.016626 | 553.7097 | 0.0023604 | 650.5579 | 0.0378 | 650.1977 | 0.0059102 | 642.883 | 0.0064495 | 650.1977 | 0.018022 | 650.5579 | 0.016581 | 643.3453 | 0.021568 | 650.5579 | 0.0038673 | 650.5579 | 0.0041602 | 650.5579 | 0.0062974 | 643.5715 | 0.82474 | 650.5579 | 3.8452 | 650.1977 | 8.0753 | 831.1642 | 0.036546 | 830.4992 | 5.0104 | 831.1642 | 0.21812 | 643.3453 | 0.84661
|  | 650.7894 | 0.035266 | 650.4295 | 0.015988 | 553.8257 | 0 | 650.7894 | 0.015797 | 650.4295 | -0.030483 | 643.1125 | -0.00039047 | 650.4295 | -0.0034851 | 650.7894 | 0 | 643.5715 | 0.014952 | 650.7894 | 0 | 650.7894 | 0.0025266 | 650.7894 | 0 | 643.7978 | 0.77726 | 650.7894 | 3.6656 | 650.4295 | 8.1472 | 831.3308 | 0.028424 | 830.6659 | 5.0866 | 831.3308 | 0.21921 | 643.5715 | 0.83574
|  | 651.0208 | 0.063808 | 650.6613 | 0.017706 | 553.9418 | 0.0049693 | 651.0208 | 0.030292 | 650.6613 | 0.016793 | 643.3421 | 0.0083582 | 650.6613 | 0.018322 | 651.0208 | 0.020809 | 643.7978 | 0.0063264 | 651.0208 | 0.0051672 | 651.0208 | 0.0045842 | 651.0208 | 0.0077646 | 644.024 | 0.74679 | 651.0208 | 3.5611 | 650.6613 | 8.3595 | 831.4974 | 0.030888 | 830.8327 | 5.0793 | 831.4974 | 0.22061 | 643.7978 | 0.8192
|  | 651.2523 | 0.03631 | 650.893 | 0.013692 | 554.0579 | 0 | 651.2523 | 0.006795 | 650.893 | -0.032928 | 643.5716 | 0.0011796 | 650.893 | -0.0073378 | 651.2522 | 0 | 644.024 | 0.003977 | 651.2522 | 5.7983e-05 | 651.2523 | 0.0017143 | 651.2522 | 0.0011651 | 644.2502 | 0.73381 | 651.2523 | 3.4 | 650.8931 | 8.4663 | 831.664 | 0.036476 | 830.9995 | 5.0727 | 831.664 | 0.22253 | 644.024 | 0.83463
|  | 651.4837 | 0.059359 | 651.1249 | 0.012713 | 554.1739 | 0.0043482 | 651.4837 | 0.059661 | 651.1249 | 0.013132 | 643.8011 | 0.0066578 | 651.1249 | 0.017514 | 651.4837 | 0.012449 | 644.2502 | 0.021853 | 651.4837 | 0.0020393 | 651.4837 | 0.0029092 | 651.4837 | 0.0041955 | 644.4765 | 0.72788 | 651.4837 | 3.2995 | 651.1249 | 8.6994 | 831.8306 | 0.034463 | 831.1662 | 5.0928 | 831.8306 | 0.22358 | 644.2502 | 0.82869
|  | 651.7151 | 0.055551 | 651.3567 | 0.0092795 | 554.29 | 0 | 651.7151 | 0.0010976 | 651.3567 | -0.004532 | 644.0308 | 0.001163 | 651.3567 | -0.0065829 | 651.7152 | 0 | 644.4765 | 0.0085948 | 651.7152 | 0.00084868 | 651.7151 | 0.0015418 | 651.7152 | 0.0012183 | 644.7028 | 0.70343 | 651.7151 | 3.1705 | 651.3567 | 8.8336 | 831.9972 | 0.037274 | 831.333 | 5.0696 | 831.9972 | 0.22507 | 644.4765 | 0.8374
|  | 651.9467 | 0.067107 | 651.5885 | 0.01651 | 554.4061 | 0.0028574 | 651.9467 | 0.047882 | 651.5885 | 0.027782 | 644.2603 | 0.0078034 | 651.5885 | 0.016172 | 651.9467 | 0.011467 | 644.7028 | 0.015378 | 651.9467 | 0.0042903 | 651.9467 | 0.0043867 | 651.9467 | 0.0062137 | 644.929 | 0.6911 | 651.9467 | 3.0628 | 651.5885 | 8.9678 | 832.1638 | 0.036303 | 831.4998 | 5.1104 | 832.1638 | 0.22564 | 644.7028 | 0.84025
|  | 652.1782 | 0.052142 | 651.8203 | 0.0083999 | 554.5222 | 0 | 652.1782 | 0.0079725 | 651.8203 | -0.017624 | 644.4899 | 0.002125 | 651.8203 | -0.0077174 | 652.1781 | 0 | 644.929 | 0.0037696 | 652.1781 | 0 | 652.1782 | 0.00089894 | 652.1781 | 0 | 645.1553 | 0.67083 | 652.1782 | 2.9248 | 651.8203 | 9.1071 | 832.3304 | 0.028737 | 831.6666 | 5.1251 | 832.3304 | 0.22704 | 644.929 | 0.83178
|  | 652.4097 | 0.065275 | 652.0522 | 0.016493 | 554.6383 | 0.011463 | 652.4097 | 0.021045 | 652.0522 | 0.025367 | 644.7195 | 0.0078183 | 652.0522 | 0.016623 | 652.4096 | 0.013763 | 645.1553 | 0.01306 | 652.4096 | 0.004173 | 652.4097 | 0.0035769 | 652.4096 | 0.0050769 | 645.3816 | 0.65977 | 652.4097 | 2.8401 | 652.0522 | 9.3046 | 832.497 | 0.033457 | 831.8334 | 5.1502 | 832.497 | 0.22726 | 645.1553 | 0.83228
|  | 652.6412 | 0.042575 | 652.284 | 0.01604 | 554.7544 | 0 | 652.6412 | 0.031195 | 652.284 | -0.023077 | 644.9491 | 0.001255 | 652.284 | -0.0086157 | 652.6412 | 0 | 645.3816 | -0.013414 | 652.6412 | 0.00047427 | 652.6412 | 0.0017577 | 652.6412 | 0.0004101 | 645.6078 | 0.60579 | 652.6412 | 2.7415 | 652.284 | 9.5607 | 832.6636 | 0.028181 | 832.0002 | 5.1482 | 832.6636 | 0.22922 | 645.3816 | 0.82021
|  | 652.8727 | 0.040776 | 652.5159 | 0.014373 | 554.8705 | 0.0089556 | 652.8727 | 0.028619 | 652.5159 | 0.0063038 | 645.1787 | 0.0047355 | 652.5159 | 0.015749 | 652.8727 | 0.019606 | 645.6078 | 0.024492 | 652.8727 | 0.0050409 | 652.8727 | 0.0039997 | 652.8727 | 0.0033894 | 645.8342 | 0.61009 | 652.8727 | 2.6412 | 652.5159 | 9.7191 | 832.8303 | 0.026168 | 832.167 | 5.1562 | 832.8303 | 0.23054 | 645.6078 | 0.8198
|  | 653.1042 | 0.04814 | 652.7478 | 0.011695 | 554.9866 | 0 | 653.1042 | 0.010697 | 652.7478 | -0.031296 | 645.4083 | 0.0021885 | 652.7478 | -0.0060978 | 653.1042 | 0 | 645.8342 | -0.0069868 | 653.1042 | 0.00089174 | 653.1042 | 0.0016199 | 653.1042 | 0.0012525 | 646.0605 | 0.56217 | 653.1042 | 2.5023 | 652.7478 | 9.7864 | 832.9969 | 0.034359 | 832.3338 | 5.1947 | 832.9969 | 0.23303 | 645.8342 | 0.79667
|  | 653.3358 | 0.059604 | 652.9797 | 0.020153 | 555.1027 | 0.0026089 | 653.3358 | 0.040871 | 652.9797 | 0.016989 | 645.6379 | 0.0076056 | 652.9797 | 0.016796 | 653.3357 | 0.01294 | 646.0605 | -0.0010972 | 653.3357 | 0.0041849 | 653.3358 | 0.0050608 | 653.3357 | 0.0060599 | 646.2868 | 0.55738 | 653.3357 | 2.4459 | 652.9796 | 10.027 | 833.1635 | 0.041196 | 832.5006 | 5.2243 | 833.1635 | 0.23325 | 646.0605 | 0.80086
|  | 653.5673 | 0.049491 | 653.2115 | 0.0085486 | 555.2188 | 0 | 653.5673 | 0.020177 | 653.2115 | -0.025699 | 645.8676 | 0.00282 | 653.2115 | -0.0090419 | 653.5673 | 0 | 646.2868 | 0.004734 | 653.5673 | 0 | 653.5673 | 0.00099806 | 653.5673 | 0.0008556 | 646.5131 | 0.53679 | 653.5673 | 2.328 | 653.2115 | 10.0593 | 833.3302 | 0.031131 | 832.6674 | 5.2179 | 833.3302 | 0.2343 | 646.2868 | 0.7922
|  | 653.7989 | 0.076451 | 653.4435 | 0.016006 | 555.335 | 0.010675 | 653.7989 | 0.038252 | 653.4435 | 0.015668 | 646.0972 | 0.010062 | 653.4435 | 0.017655 | 653.7989 | 0.0090544 | 646.5131 | 0.012912 | 653.7989 | 0.0042107 | 653.7989 | 0.0037269 | 653.7989 | 0.0036941 | 646.7395 | 0.49318 | 653.7989 | 2.2666 | 653.4435 | 10.2386 | 833.4968 | 0.031374 | 832.8342 | 5.3084 | 833.4968 | 0.23342 | 646.5131 | 0.7792
|  | 654.0305 | 0.022605 | 653.6754 | 0.0062424 | 555.4511 | 0 | 654.0305 | 0.03459 | 653.6754 | -0.019904 | 646.3269 | 0.00082931 | 653.6754 | -0.01041 | 654.0304 | 0 | 646.7395 | -0.00404 | 654.0304 | 0 | 654.0305 | 0.00018982 | 654.0304 | 0 | 646.9658 | 0.48834 | 654.0305 | 2.2 | 653.6754 | 10.5199 | 833.6634 | 0.028181 | 833.001 | 5.2892 | 833.6634 | 0.23403 | 646.7395 | 0.77542
|  | 654.262 | 0.050584 | 653.9073 | 0.013344 | 555.5672 | 0.012896 | 654.262 | 0.059991 | 653.9073 | 0.0241 | 646.5566 | 0.0079081 | 653.9073 | 0.021174 | 654.262 | 0.016191 | 646.9658 | 0.03199 | 654.262 | 0.0042616 | 654.262 | 0.0032381 | 654.262 | 0.0050763 | 647.1922 | 0.47992 | 654.262 | 2.142 | 653.9073 | 10.7439 | 833.8301 | 0.035574 | 833.1679 | 5.2751 | 833.8301 | 0.23329 | 646.9658 | 0.78252
|  | 654.4936 | 0.013426 | 654.1392 | 0.0098004 | 555.6834 | 0 | 654.4936 | 0.020936 | 654.1392 | -0.032724 | 646.7863 | 0.0018305 | 654.1392 | -0.010849 | 654.4936 | 0 | 647.1922 | -0.0047194 | 654.4936 | 0 | 654.4936 | 6.2345e-05 | 654.4936 | 0 | 647.4186 | 0.44756 | 654.4936 | 2.0291 | 654.1392 | 10.7607 | 833.9967 | 0.02544 | 833.3347 | 5.2414 | 833.9967 | 0.23491 | 647.1922 | 0.76418
|  | 654.7252 | 0.04153 | 654.3712 | 0.0042782 | 555.7995 | 0.013756 | 654.7252 | 0.014135 | 654.3712 | 0.011638 | 647.0159 | 0.0047929 | 654.3712 | 0.014466 | 654.7252 | 0.013555 | 647.4186 | 0.015906 | 654.7252 | 0.0025517 | 654.7252 | 0.0032987 | 654.7252 | 0.0046867 | 647.645 | 0.44424 | 654.7252 | 1.9413 | 654.3712 | 10.8175 | 834.1633 | 0.026863 | 833.5015 | 5.2883 | 834.1633 | 0.23552 | 647.4186 | 0.75745
|  | 654.9568 | 0.021962 | 654.6032 | 0.013768 | 555.9157 | 0 | 654.9568 | -0.0039373 | 654.6032 | -0.038063 | 647.2456 | 0.0010958 | 654.6032 | -0.011578 | 654.9568 | 0 | 647.645 | 8.2829e-05 | 654.9568 | 0 | 654.9568 | 0.0010988 | 654.9568 | 0.00051875 | 647.8713 | 0.39066 | 654.9569 | 1.8927 | 654.6032 | 11.2076 | 834.33 | 0.02714 | 833.6684 | 5.3058 | 834.33 | 0.23749 | 647.645 | 0.76768
|  | 655.1885 | 0.059792 | 654.8351 | 0.014565 | 556.0318 | 0.0058389 | 655.1885 | 0.024615 | 654.8351 | 0.0044359 | 647.4753 | 0.0078945 | 654.8351 | 0.015078 | 655.1885 | 0.019236 | 647.8713 | 0.0093595 | 655.1885 | 0.0024828 | 655.1885 | 0.0043033 | 655.1885 | 0.006063 | 648.0977 | 0.45615 | 655.1885 | 1.8414 | 654.8351 | 11.3651 | 834.4966 | 0.025891 | 833.8352 | 5.336 | 834.4966 | 0.23806 | 647.8713 | 0.7704
|  | 655.4201 | 0.0042897 | 655.0671 | 0.0041039 | 556.148 | 0 | 655.4201 | 0.0086263 | 655.0671 | -0.04453 | 647.7051 | -0.0028711 | 655.0671 | -0.011313 | 655.4201 | 0 | 648.0977 | -0.011299 | 655.4201 | 0 | 655.4201 | 0.0001192 | 655.4201 | 0 | 648.3242 | 0.36832 | 655.4201 | 1.7643 | 655.0671 | 11.6228 | 834.6633 | 0.01836 | 834.002 | 5.3313 | 834.6633 | 0.2398 | 648.0977 | 0.76377
|  | 655.6517 | 0.077137 | 655.2991 | 0.014214 | 556.2642 | 0.0090989 | 655.6517 | 0.046041 | 655.2991 | 0.014465 | 647.9348 | 0.0048525 | 655.2991 | 0.014571 | 655.6518 | 0.022782 | 648.3242 | 0.020524 | 655.6518 | 0.0039791 | 655.6517 | 0.0043916 | 655.6518 | 0.0056639 | 648.5505 | 0.38492 | 655.6517 | 1.7149 | 655.2991 | 11.76 | 834.83 | 0.023565 | 834.1689 | 5.4046 | 834.83 | 0.24029 | 648.3242 | 0.74829
|  | 655.8834 | 0.0069065 | 655.5311 | 0.0033545 | 556.3803 | 0 | 655.8834 | -0.0037554 | 655.5311 | -0.014895 | 648.1646 | -0.00071175 | 655.5311 | -0.013201 | 655.8834 | 0 | 648.5505 | 0.0080043 | 655.8834 | 0 | 655.8834 | 5.3915e-05 | 655.8834 | 0 | 648.777 | 0.36554 | 655.8834 | 1.6286 | 655.5311 | 11.9267 | 834.9966 | 0.024468 | 834.3357 | 5.3116 | 834.9966 | 0.24199 | 648.5505 | 0.74709
|  | 656.1151 | 0.037178 | 655.7631 | 0.016526 | 556.4965 | 0.014042 | 656.1151 | 0.021069 | 655.7631 | 0.015939 | 648.3943 | 0.0026464 | 655.7631 | 0.014867 | 656.1151 | 0.016353 | 648.777 | 0.012967 | 656.1151 | 0.0035642 | 656.1151 | 0.0034578 | 656.1151 | 0.0048423 | 649.0034 | 0.37445 | 656.115 | 1.5808 | 655.7631 | 12.0532 | 835.1633 | 0.029708 | 834.5026 | 5.4377 | 835.1633 | 0.24256 | 648.777 | 0.75156
|  | 656.3467 | 0.01106 | 655.9951 | 0.007572 | 556.6127 | 0 | 656.3467 | -0.016819 | 655.9951 | -0.019752 | 648.624 | 0.0028612 | 655.9951 | -0.010207 | 656.3468 | 0 | 649.0034 | -0.0026442 | 656.3468 | 0 | 656.3467 | 0.0010645 | 656.3468 | 0.0010972 | 649.2299 | 0.32689 | 656.3467 | 1.5146 | 655.9951 | 12.2666 | 835.33 | 0.025058 | 834.6694 | 5.4243 | 835.33 | 0.24418 | 649.0034 | 0.7299
|  | 656.5784 | 0.040854 | 656.2272 | 0.0069574 | 556.7289 | 0.0063359 | 656.5784 | 0.0088252 | 656.2272 | -0.0098762 | 648.8538 | 0.0045187 | 656.2272 | 0.014374 | 656.5785 | 0.01248 | 649.2299 | -0.0029681 | 656.5785 | 0.0041106 | 656.5784 | 0.0034287 | 656.5785 | 0.0051706 | 649.4563 | 0.34011 | 656.5784 | 1.4738 | 656.2272 | 12.421 | 835.4966 | 0.022212 | 834.8363 | 5.449 | 835.4966 | 0.24387 | 649.2299 | 0.71972
|  | 656.8102 | 0.018465 | 656.4592 | 0.0015651 | 556.8451 | 0 | 656.8102 | 0.0044252 | 656.4592 | -0.018543 | 649.0836 | 0.00012298 | 656.4592 | -0.0087516 | 656.8102 | 0 | 649.4563 | 0.0019817 | 656.8102 | 0 | 656.8102 | 0.00043155 | 656.8102 | 0 | 649.6828 | 0.31226 | 656.8102 | 1.398 | 656.4592 | 12.6159 | 835.6633 | 0.022281 | 835.0032 | 5.4809 | 835.6633 | 0.24453 | 649.4563 | 0.71815
|  | 657.0419 | 0.035297 | 656.6913 | 0.01028 | 556.9613 | 0.01218 | 657.0419 | 0.0090488 | 656.6913 | -0.0065598 | 649.3134 | 0.0051246 | 656.6913 | 0.016851 | 657.0419 | 0.011883 | 649.6828 | 0.015703 | 657.0419 | 0.0042356 | 657.0419 | 0.0035158 | 657.0419 | 0.0063174 | 649.9092 | 0.3168 | 657.0419 | 1.3772 | 656.6913 | 12.8132 | 835.83 | 0.024884 | 835.17 | 5.4737 | 835.83 | 0.24378 | 649.6828 | 0.72119
|  | 657.2736 | 0.011739 | 656.9233 | 0.0072805 | 557.0775 | 0 | 657.2736 | 0.0036886 | 656.9233 | -0.034243 | 649.5432 | 0.0017131 | 656.9233 | -0.010168 | 657.2736 | 0 | 649.9092 | -0.016462 | 657.2736 | 0 | 657.2736 | 0.00095731 | 657.2736 | 0.00045264 | 650.1357 | 0.32901 | 657.2736 | 1.3198 | 656.9233 | 13.074 | 835.9967 | 0.028077 | 835.3369 | 5.4365 | 835.9967 | 0.24592 | 649.9092 | 0.72511
|  | 657.5053 | 0.051684 | 657.1554 | 0.01021 | 557.1937 | 0.011177 | 657.5053 | 0.029082 | 657.1554 | 0.0087184 | 649.7729 | 0.0059037 | 657.1554 | 0.013166 | 657.5053 | 0.0074 | 650.1357 | 0.010609 | 657.5053 | 0.0035766 | 657.5053 | 0.0033757 | 657.5053 | 0.0043708 | 650.3622 | 0.32066 | 657.5053 | 1.2882 | 657.1554 | 13.2929 | 836.1634 | 0.027591 | 835.5038 | 5.5607 | 836.1634 | 0.24645 | 650.1357 | 0.72046
|  | 657.7371 | 0.0088652 | 657.3875 | -0.0042895 | 557.3099 | 0 | 657.7371 | -0.020724 | 657.3875 | -0.017927 | 650.0028 | -0.0024189 | 657.3875 | -0.013143 | 657.7371 | 0 | 650.3622 | 0.003408 | 657.7371 | 0 | 657.7371 | 0.00067129 | 657.7371 | 0 | 650.5887 | 0.2935 | 657.7371 | 1.2053 | 657.3875 | 13.3674 | 836.33 | 0.026724 | 835.6707 | 5.487 | 836.33 | 0.24864 | 650.3622 | 0.71603
|  | 657.9688 | 0.020779 | 657.6196 | 0.0051373 | 557.4262 | 0.013398 | 657.9688 | -0.013834 | 657.6196 | 0.00025493 | 650.2326 | 0.0051499 | 657.6196 | 0.013271 | 657.9688 | 0.0078823 | 650.5887 | -0.0078152 | 657.9688 | 0.0015423 | 657.9688 | 0.0028152 | 657.9688 | 0.0036186 | 650.8152 | 0.3 | 657.9688 | 1.1942 | 657.6196 | 13.5455 | 836.4967 | 0.022212 | 835.8375 | 5.5188 | 836.4967 | 0.24846 | 650.5887 | 0.72465
|  | 658.2006 | 0.0084731 | 657.8517 | 0.00040395 | 557.5424 | 0 | 658.2006 | 0.00027301 | 657.8517 | -0.017005 | 650.4625 | -0.00072086 | 657.8517 | -0.0095552 | 658.2006 | 0 | 650.8152 | 0.00246 | 658.2006 | 0 | 658.2006 | 0.00055731 | 658.2006 | 0 | 651.0417 | 0.28364 | 658.2006 | 1.132 | 657.8517 | 13.6288 | 836.6634 | 0.022628 | 836.0044 | 5.5069 | 836.6634 | 0.25043 | 650.8152 | 0.7047
|  | 658.4324 | 0.031778 | 658.0838 | 0.0056997 | 557.6586 | 0.010317 | 658.4324 | 0.019901 | 658.0838 | 0.018711 | 650.6923 | 0.005089 | 658.0838 | 0.010325 | 658.4324 | 0.011744 | 651.0417 | 0.017079 | 658.4324 | 0.0027928 | 658.4324 | 0.0031741 | 658.4324 | 0.0048713 | 651.2682 | 0.30481 | 658.4324 | 1.1077 | 658.0838 | 13.6895 | 836.8301 | 0.02301 | 836.1713 | 5.6019 | 836.8301 | 0.2513 | 651.0417 | 0.71294
|  | 658.6641 | -0.012276 | 658.3159 | 0.0023089 | 557.7749 | 0 | 658.6641 | -0.00058625 | 658.3159 | -0.022449 | 650.9222 | -0.00070188 | 658.3159 | -0.0089413 | 658.6641 | 0 | 651.2682 | 0.0040255 | 658.6641 | 0 | 658.6641 | 0.00032638 | 658.6641 | 0 | 651.4948 | 0.24381 | 658.6641 | 1.0461 | 658.316 | 13.6675 | 836.9968 | 0.023808 | 836.3382 | 5.5723 | 836.9968 | 0.25393 | 651.2682 | 0.714
|  | 658.8959 | 0.03849 | 658.5481 | 0.004096 | 557.8911 | 0.0079526 | 658.8959 | -0.0098322 | 658.5481 | -0.010215 | 651.152 | 0.0043775 | 658.5481 | 0.010081 | 658.8959 | 0.0041075 | 651.4948 | 0.012247 | 658.8959 | 0.0017833 | 658.8959 | 0.0025413 | 658.8959 | 0.0035459 | 651.7214 | 0.25444 | 658.8959 | 1.0431 | 658.5481 | 14.0297 | 837.1635 | 0.024537 | 836.5051 | 5.6484 | 837.1635 | 0.25467 | 651.4948 | 0.68327
|  | 659.1277 | 0.024549 | 658.7802 | 0.00092591 | 558.0074 | 0 | 659.1277 | 0.012873 | 658.7802 | -0.027843 | 651.3819 | -0.0017702 | 658.7802 | -0.010529 | 659.1278 | 0 | 651.7214 | -0.00055642 | 659.1278 | 0 | 659.1277 | 9.1759e-05 | 659.1278 | 0 | 651.9479 | 0.24675 | 659.1277 | 0.98951 | 658.7802 | 14.1844 | 837.3302 | 0.022559 | 836.672 | 5.5989 | 837.3302 | 0.25637 | 651.7214 | 0.68479
|  | 659.3596 | 0.026536 | 659.0124 | 0.0082857 | 558.1236 | 0.0068328 | 659.3596 | 0.018898 | 659.0124 | 0.022092 | 651.6118 | 0.0035718 | 659.0124 | 0.014175 | 659.3596 | 0.015641 | 651.9479 | 0.012209 | 659.3596 | 0.0034718 | 659.3596 | 0.0032825 | 659.3596 | 0.0051859 | 652.1744 | 0.23842 | 659.3596 | 0.96626 | 659.0124 | 14.365 | 837.4969 | 0.0219 | 836.8389 | 5.6208 | 837.4969 | 0.25664 | 651.9479 | 0.70133
|  | 659.5914 | 0.034325 | 659.2446 | -0.00068177 | 558.2399 | 0 | 659.5914 | -0.0050929 | 659.2446 | -0.033814 | 651.8417 | 0.00082125 | 659.2446 | -0.014559 | 659.5914 | 0 | 652.1744 | -0.014024 | 659.5914 | 0 | 659.5914 | 0 | 659.5914 | 0 | 652.4011 | 0.22054 | 659.5914 | 0.90363 | 659.2446 | 14.3548 | 837.6637 | 0.021657 | 837.0058 | 5.6695 | 837.6637 | 0.2586 | 652.1744 | 0.69368
|  | 659.8232 | 0.032864 | 659.4767 | 0.0093905 | 558.3561 | 0.0068328 | 659.8232 | 0.021501 | 659.4767 | 0.013736 | 652.0716 | 0.0012255 | 659.4767 | 0.011464 | 659.8232 | 0.0090737 | 652.4011 | 0.0047681 | 659.8232 | 0.0029603 | 659.8232 | 0.00333 | 659.8232 | 0.0027859 | 652.6276 | 0.23623 | 659.8232 | 0.90112 | 659.4767 | 14.5962 | 837.8304 | 0.017318 | 837.1727 | 5.6929 | 837.8304 | 0.25913 | 652.4011 | 0.69829
|  | 660.0551 | 0.010561 | 659.7089 | 0.0016995 | 558.4724 | 0 | 660.0551 | -0.025263 | 659.7089 | -0.0038949 | 652.3015 | -0.0026036 | 659.7089 | -0.0085574 | 660.0551 | 0 | 652.6276 | 0.0046524 | 660.0551 | 0 | 660.0551 | 0.00064659 | 660.0551 | 0 | 652.8542 | 0.21317 | 660.0551 | 0.86363 | 659.7089 | 14.8171 | 837.9971 | 0.02537 | 837.3397 | 5.7001 | 837.9971 | 0.26083 | 652.6276 | 0.6911
|  | 660.2869 | 0.039516 | 659.9411 | 0.0076309 | 558.5887 | 0.011463 | 660.2869 | 0.024844 | 659.9411 | 0.0063229 | 652.5314 | 0.0027433 | 659.9411 | 0.012515 | 660.2869 | 0.0048055 | 652.8542 | 0.022465 | 660.2869 | 0.0027369 | 660.2869 | 0.0025412 | 660.2869 | 0.0031209 | 653.0808 | 0.2226 | 660.2869 | 0.85252 | 659.9411 | 14.9692 | 838.1638 | 0.018047 | 837.5066 | 5.7335 | 838.1638 | 0.26114 | 652.8542 | 0.68028
|  | 660.5188 | 0.030322 | 660.1733 | 0.006904 | 558.705 | 0 | 660.5188 | -0.017185 | 660.1733 | -0.012839 | 652.7614 | -0.00055468 | 660.1733 | -0.008853 | 660.5188 | 0 | 653.0808 | 0.0002774 | 660.5188 | 0 | 660.5188 | 0.00075921 | 660.5188 | 0 | 653.3074 | 0.21705 | 660.5188 | 0.79576 | 660.1733 | 15.0218 | 838.3306 | 0.018672 | 837.6735 | 5.716 | 838.3306 | 0.26381 | 653.0808 | 0.68235
|  | 660.7507 | 0.032782 | 660.4056 | 0.0042718 | 558.8213 | 0.0073078 | 660.7507 | -0.00041142 | 660.4056 | 0.017959 | 652.9913 | -9.2825e-05 | 660.4056 | 0.011369 | 660.7507 | 0.0085734 | 653.3074 | 0.01251 | 660.7507 | 0.0014055 | 660.7507 | 0.0024351 | 660.7507 | 0.0023725 | 653.5341 | 0.20539 | 660.7507 | 0.78591 | 660.4056 | 15.0832 | 838.4973 | 0.027418 | 837.8405 | 5.7777 | 838.4973 | 0.26486 | 653.3074 | 0.68115
|  | 660.9826 | 0.030327 | 660.6378 | 0.0068271 | 558.9376 | 0 | 660.9826 | -0.010182 | 660.6378 | -0.011739 | 653.2213 | -0.00016971 | 660.6378 | -0.0083233 | 660.9826 | 0 | 653.5341 | -0.0044883 | 660.9826 | 0 | 660.9826 | 0.00079679 | 660.9826 | 0 | 653.7607 | 0.21453 | 660.9826 | 0.75429 | 660.6378 | 15.2417 | 838.664 | 0.016173 | 838.0074 | 5.7665 | 838.664 | 0.26796 | 653.5341 | 0.67184
|  | 661.2145 | 0.027512 | 660.87 | 0.0053521 | 559.0539 | 0.0050935 | 661.2145 | 0.015301 | 660.87 | 0.019928 | 653.4512 | 0.002549 | 660.87 | 0.012835 | 661.2145 | 0.011872 | 653.7607 | 0.013168 | 661.2145 | 0.0027896 | 661.2145 | 0.0029105 | 661.2145 | 0.0036665 | 653.9873 | 0.21342 | 661.2145 | 0.73418 | 660.87 | 15.3421 | 838.8308 | 0.021344 | 838.1743 | 5.8247 | 838.8308 | 0.26831 | 653.7607 | 0.67111
|  | 661.4464 | 0.021205 | 661.1023 | 7.6608e-05 | 559.1702 | 0 | 661.4464 | -0.00047384 | 661.1023 | -0.023886 | 653.6812 | 0.00015537 | 661.1023 | -0.010916 | 661.4464 | 0 | 653.9873 | -0.0097533 | 661.4464 | 0 | 661.4464 | 0.00055489 | 661.4464 | 0 | 654.2139 | 0.21032 | 661.4464 | 0.70527 | 661.1023 | 15.6203 | 838.9975 | 0.015236 | 838.3413 | 5.8 | 838.9975 | 0.27106 | 653.9873 | 0.68428
|  | 661.6783 | 0.050663 | 661.3346 | 0.0077303 | 559.2865 | 0.010532 | 661.6783 | -0.012805 | 661.3346 | 0.0028685 | 653.9111 | 0.005217 | 661.3346 | 0.011303 | 661.6783 | 0.0083225 | 654.2139 | -0.0095011 | 661.6783 | 0.0026512 | 661.6783 | 0.0030297 | 661.6783 | 0.0027966 | 654.4406 | 0.18666 | 661.6783 | 0.68747 | 661.3346 | 15.4762 | 839.1642 | 0.020338 | 838.5082 | 5.8756 | 839.1642 | 0.2715 | 654.2139 | 0.66742
|  | 661.9103 | 0.023024 | 661.5668 | 0.0027995 | 559.4028 | 0 | 661.9103 | -0.010047 | 661.5668 | -0.023293 | 654.1412 | 0.00037337 | 661.5668 | -0.0090369 | 661.9103 | 0 | 654.4406 | -0.0075742 | 661.9103 | 0 | 661.9103 | 0 | 661.9103 | 0 | 654.6673 | 0.15978 | 661.9103 | 0.65269 | 661.5668 | 15.5725 | 839.331 | 0.016347 | 838.6752 | 5.8132 | 839.331 | 0.27447 | 654.4406 | 0.65286
|  | 662.1422 | 0.0028689 | 661.7991 | 0.009445 | 559.5191 | 0.0088123 | 662.1422 | -0.001904 | 661.7991 | 0.0034891 | 654.3712 | 0.0041458 | 661.7991 | 0.012327 | 662.1422 | 0.0065293 | 654.6673 | 0.012856 | 662.1422 | 0.0032372 | 662.1422 | 0.002884 | 662.1422 | 0.0038781 | 654.8939 | 0.19114 | 662.1422 | 0.63845 | 661.7991 | 15.5434 | 839.4977 | 0.018047 | 838.8421 | 5.8861 | 839.4977 | 0.27535 | 654.6673 | 0.67148
|  | 662.3741 | 0.004291 | 662.0314 | 0.008838 | 559.6355 | 0 | 662.3741 | -0.027726 | 662.0314 | -0.036935 | 654.6011 | -0.0029156 | 662.0314 | -0.010666 | 662.3742 | 0 | 654.8939 | -0.0029869 | 662.3742 | 0 | 662.3741 | 0.00083088 | 662.3742 | 0.00033501 | 655.1206 | 0.14695 | 662.3741 | 0.60556 | 662.0314 | 15.5727 | 839.6645 | 0.01593 | 839.0091 | 5.8738 | 839.6645 | 0.27775 | 654.8939 | 0.6589
|  | 662.6061 | 0.01516 | 662.2637 | 0.0080045 | 559.7518 | 0.0063359 | 662.6061 | 0.0046869 | 662.2637 | 0.016869 | 654.8312 | 0.0058135 | 662.2637 | 0.012056 | 662.6061 | 0.011885 | 655.1206 | 0.010151 | 662.6061 | 0.0026678 | 662.6061 | 0.003515 | 662.6061 | 0.0029235 | 655.3474 | 0.16751 | 662.6061 | 0.60347 | 662.2637 | 15.6438 | 839.8312 | 0.023565 | 839.176 | 5.9923 | 839.8312 | 0.2778 | 655.1206 | 0.65655
|  | 662.8381 | 0.021905 | 662.496 | 0.0079642 | 559.8682 | 0 | 662.8381 | -0.029259 | 662.496 | -0.028371 | 655.0612 | -0.0029508 | 662.496 | -0.009832 | 662.8381 | 0 | 655.3474 | 0.010896 | 662.8381 | 0 | 662.8381 | 0.00027536 | 662.8381 | 0.00059371 | 655.574 | 0.12604 | 662.8381 | 0.56765 | 662.496 | 15.6635 | 839.998 | 0.0177 | 839.343 | 5.9461 | 839.998 | 0.27937 | 655.3474 | 0.64212
|  | 663.0701 | 0.018974 | 662.7284 | 0.0019686 | 559.9845 | 0.0013665 | 663.0701 | 0.0047819 | 662.7284 | -0.0066391 | 655.2913 | 0.002155 | 662.7284 | 0.013262 | 663.0701 | 0.0086555 | 655.574 | 0.020762 | 663.0701 | 0.0020467 | 663.0701 | 0.0020518 | 663.0701 | 0.0031791 | 655.8007 | 0.17057 | 663.0701 | 0.56095 | 662.7283 | 15.6272 | 840.1648 | 0.01416 | 839.51 | 5.9988 | 840.1648 | 0.27976 | 655.574 | 0.65014
|  | 663.3021 | 0.0062889 | 662.9607 | 0.0036284 | 560.1009 | 0 | 663.3021 | -0.0055348 | 662.9607 | -0.024476 | 655.5213 | -0.0021439 | 662.9607 | -0.010572 | 663.3021 | 0 | 655.8007 | -0.0028531 | 663.3021 | 0 | 663.3021 | 7.0764e-06 | 663.3021 | 0 | 656.0275 | 0.13669 | 663.3021 | 0.53183 | 662.9607 | 15.6397 | 840.3315 | 0.016242 | 839.6769 | 5.9673 | 840.3315 | 0.28151 | 655.8007 | 0.64323
|  | 663.5341 | 0.041958 | 663.193 | 0.0087342 | 560.2172 | 0.011463 | 663.5341 | -0.0029698 | 663.193 | 0.019934 | 655.7513 | 0.006069 | 663.193 | 0.011885 | 663.5341 | 0.01347 | 656.0275 | 0.0048274 | 663.5341 | 0.0039969 | 663.5341 | 0.0027658 | 663.5341 | 0.0038958 | 656.2542 | 0.15419 | 663.5341 | 0.53058 | 663.193 | 15.6523 | 840.4983 | 0.018255 | 839.8439 | 6.0154 | 840.4983 | 0.28147 | 656.0275 | 0.64019
|  | 663.7661 | 0.035244 | 663.4254 | -0.0033428 | 560.3336 | 0 | 663.7661 | -0.026303 | 663.4254 | -0.024703 | 655.9814 | -0.0034647 | 663.4254 | -0.0086329 | 663.7661 | 0 | 656.2542 | -0.0020681 | 663.7661 | 0 | 663.7661 | 0.00033506 | 663.7661 | 0 | 656.4809 | 0.13006 | 663.7661 | 0.49937 | 663.4254 | 15.5161 | 840.6651 | 0.018741 | 840.0109 | 6.0471 | 840.6651 | 0.28221 | 656.2542 | 0.64572
|  | 663.9982 | 0.017187 | 663.6578 | 0.0068238 | 560.4499 | 0.0068328 | 663.9982 | -0.0054635 | 663.6578 | -0.0047426 | 656.2115 | 0.0014786 | 663.6578 | 0.011677 | 663.9981 | 0.0098957 | 656.4809 | 0.0047232 | 663.9981 | 0.0020273 | 663.9982 | 0.002372 | 663.9981 | 0.0026847 | 656.7076 | 0.14532 | 663.9982 | 0.50272 | 663.6577 | 15.6335 | 840.8319 | 0.022524 | 840.1779 | 6.0698 | 840.8319 | 0.28234 | 656.4809 | 0.63779
|  | 664.2302 | 0.0097885 | 663.8901 | 0.004252 | 560.5663 | 0 | 664.2302 | -0.024133 | 663.8901 | -0.024391 | 656.4416 | -0.001454 | 663.8901 | -0.0081161 | 664.2302 | 0 | 656.7076 | -0.010944 | 664.2302 | 0 | 664.2302 | 0.00017996 | 664.2302 | 0 | 656.9344 | 0.10354 | 664.2302 | 0.46899 | 663.8901 | 15.3421 | 840.9986 | 0.020789 | 840.3448 | 6.0354 | 840.9986 | 0.28444 | 656.7076 | 0.62047
|  | 664.4622 | 0.035135 | 664.1225 | 0.0084738 | 560.6827 | 0.012323 | 664.4622 | -0.001332 | 664.1225 | -0.0048121 | 656.6717 | 0.0028793 | 664.1225 | 0.014771 | 664.4622 | 0.0088636 | 656.9344 | 0.0032948 | 664.4622 | 0.0040663 | 664.4622 | 0.0032166 | 664.4622 | 0.004271 | 657.1612 | 0.15867 | 664.4622 | 0.4669 | 664.1225 | 15.2787 | 841.1654 | 0.021865 | 840.5118 | 6.1229 | 841.1654 | 0.28584 | 656.9344 | 0.63388
|  | 664.6943 | 0.010783 | 664.3549 | 0.005922 | 560.7991 | 0 | 664.6943 | -0.0019662 | 664.3549 | -0.0095383 | 656.9018 | -0.0017972 | 664.3549 | -0.0098872 | 664.6943 | 0 | 657.1612 | -0.0030215 | 664.6943 | 0.00087792 | 664.6943 | 0.0014678 | 664.6943 | 0 | 657.3879 | 0.11393 | 664.6943 | 0.44092 | 664.3549 | 15.164 | 841.3322 | 0.015687 | 840.6788 | 6.0699 | 841.3322 | 0.28807 | 657.1612 | 0.61508
|  | 664.9264 | 0.0041539 | 664.5873 | 0.0060456 | 560.9155 | 0.0063359 | 664.9264 | 0.0043865 | 664.5873 | 0.012546 | 657.1319 | 0.0039105 | 664.5873 | 0.0096666 | 664.9264 | 0.0081721 | 657.3879 | 0.007959 | 664.9264 | 0.0011758 | 664.9264 | 0.0028124 | 664.9264 | 0.0027814 | 657.6147 | 0.1185 | 664.9264 | 0.43401 | 664.5873 | 15.0199 | 841.499 | 0.016971 | 840.8458 | 6.1859 | 841.499 | 0.28873 | 657.3879 | 0.61807
|  | 665.1584 | -0.00097726 | 664.8197 | 0.0080677 | 561.0319 | 0 | 665.1584 | -0.0022414 | 664.8197 | -0.014285 | 657.3621 | -0.0027436 | 664.8197 | -0.0074018 | 665.1584 | 0 | 657.6147 | 0.00067304 | 665.1584 | 0.00042642 | 665.1584 | 0.0012449 | 665.1584 | 0.00077324 | 657.8416 | 0.11818 | 665.1585 | 0.40553 | 664.8197 | 14.8863 | 841.6658 | 0.019019 | 841.0128 | 6.1693 | 841.6658 | 0.29013 | 657.6147 | 0.61494
|  | 665.3906 | 0.041089 | 665.0522 | 0.008851 | 561.1483 | 0.0088123 | 665.3906 | 0.010817 | 665.0522 | 0.010337 | 657.5922 | 0.0055313 | 665.0522 | 0.01402 | 665.3905 | 0.015433 | 657.8416 | 0.0016189 | 665.3905 | 0.0031014 | 665.3906 | 0.0032024 | 665.3905 | 0.0037395 | 658.0684 | 0.11034 | 665.3906 | 0.40762 | 665.0522 | 14.7449 | 841.8326 | 0.016659 | 841.1798 | 6.1668 | 841.8326 | 0.29052 | 657.8415 | 0.61148
|  | 665.6226 | 0.017731 | 665.2846 | 0.00024737 | 561.2647 | 0 | 665.6226 | -0.034191 | 665.2846 | -0.010981 | 657.8223 | -0.0023091 | 665.2846 | -0.011391 | 665.6226 | 0 | 658.0684 | 0.00029321 | 665.6226 | 0 | 665.6226 | 0.00015828 | 665.6226 | 0 | 658.2952 | 0.11047 | 665.6226 | 0.38186 | 665.2846 | 14.5514 | 841.9994 | 0.018186 | 841.3468 | 6.2172 | 841.9994 | 0.29205 | 658.0684 | 0.60006
|  | 665.8547 | 0.03277 | 665.5171 | -0.0019252 | 561.3811 | 0.0040997 | 665.8547 | -0.0035142 | 665.5171 | -0.00083996 | 658.0525 | 0.0059038 | 665.5171 | 0.010943 | 665.8548 | 0.0071167 | 658.2952 | 0.0060747 | 665.8548 | 0.0032625 | 665.8547 | 0.0023683 | 665.8548 | 0.00053205 | 658.522 | 0.1175 | 665.8547 | 0.38982 | 665.5171 | 14.4321 | 842.1662 | 0.018012 | 841.5139 | 6.2825 | 842.1662 | 0.29227 | 658.2952 | 0.59683
|  | 666.0869 | -0.01248 | 665.7495 | 0.0038116 | 561.4975 | 0 | 666.0869 | -0.0019898 | 665.7495 | -0.0087774 | 658.2827 | -0.0041352 | 665.7495 | -0.010627 | 666.0869 | 0 | 658.522 | -0.0026802 | 666.0869 | 0 | 666.0869 | 0.00042582 | 666.0869 | 0 | 658.7488 | 0.10206 | 666.0869 | 0.35463 | 665.7495 | 14.202 | 842.333 | 0.018741 | 841.6809 | 6.2975 | 842.333 | 0.29467 | 658.522 | 0.59107
|  | 666.319 | 0.033458 | 665.982 | 0.0084235 | 561.614 | 0.0081675 | 666.319 | 0.01138 | 665.982 | 0.017081 | 658.5128 | 0.0024445 | 665.982 | 0.011227 | 666.319 | 0.0092327 | 658.7488 | 0.0091443 | 666.319 | 0.0019192 | 666.319 | 0.0023758 | 666.319 | 0.0028981 | 658.9756 | 0.11291 | 666.319 | 0.36091 | 665.982 | 14.004 | 842.4998 | 0.01777 | 841.8479 | 6.2423 | 842.4998 | 0.29559 | 658.7488 | 0.59434
|  | 666.5511 | 0.014807 | 666.2145 | 0.0049893 | 561.7304 | 0 | 666.5511 | -0.0039614 | 666.2145 | -0.030146 | 658.743 | -0.0035069 | 666.2145 | -0.0098255 | 666.5512 | 0 | 658.9756 | 0.0041049 | 666.5512 | 0 | 666.5511 | 0.00022782 | 666.5512 | 0 | 659.2025 | 0.084807 | 666.5512 | 0.33703 | 666.2145 | 13.7252 | 842.6666 | 0.015861 | 842.0149 | 6.3601 | 842.6666 | 0.29896 | 658.9756 | 0.59688
|  | 666.7833 | 0.029449 | 666.447 | 0.009365 | 561.8468 | 0.0098153 | 666.7833 | 0.019832 | 666.447 | 0.016161 | 658.9732 | 0.0004747 | 666.447 | 0.011364 | 666.7833 | 0.009985 | 659.2025 | 0.0042533 | 666.7833 | 0.0022575 | 666.7833 | 0.0031442 | 666.7833 | 0.0026495 | 659.4294 | 0.10796 | 666.7833 | 0.34143 | 666.447 | 13.5162 | 842.8334 | 0.01954 | 842.1819 | 6.3494 | 842.8334 | 0.30027 | 659.2025 | 0.60181
|  | 667.0155 | -0.0068579 | 666.6795 | -0.00067321 | 561.9633 | 0 | 667.0155 | -0.028504 | 666.6795 | -0.014987 | 659.2034 | -0.0017255 | 666.6795 | -0.011067 | 667.0155 | 0 | 659.4294 | -0.0040397 | 667.0155 | 0 | 667.0155 | 0 | 667.0155 | 0 | 659.6562 | 0.11455 | 667.0155 | 0.31399 | 666.6795 | 13.2454 | 843.0002 | 0.021414 | 842.349 | 6.3602 | 843.0002 | 0.30394 | 659.4294 | 0.57633
|  | 667.2477 | 0.044773 | 666.912 | 0.0040864 | 562.0797 | 0.012036 | 667.2477 | 0.007015 | 666.912 | 0.0093332 | 659.4337 | 0.0013891 | 666.912 | 0.008894 | 667.2477 | 0.0065388 | 659.6562 | 0.016167 | 667.2477 | 0.0018113 | 667.2477 | 0.002011 | 667.2477 | 0.002632 | 659.8831 | 0.13253 | 667.2477 | 0.32362 | 666.912 | 12.9724 | 843.1671 | 0.016555 | 842.516 | 6.4342 | 843.1671 | 0.30538 | 659.6562 | 0.58563
|  | 667.4799 | 0.00073455 | 667.1445 | 0.00396 | 562.1962 | 0 | 667.4799 | 3.2893e-06 | 667.1445 | -0.015287 | 659.6639 | -9.4502e-05 | 667.1445 | -0.008853 | 667.4798 | 0 | 659.8831 | 0.0058787 | 667.4798 | 0 | 667.4799 | 0.00045347 | 667.4798 | 0 | 660.11 | 0.070982 | 667.4799 | 0.29577 | 667.1445 | 12.682 | 843.3339 | 0.012807 | 842.683 | 6.4044 | 843.3339 | 0.30814 | 659.8831 | 0.57808
|  | 667.712 | 0.0056538 | 667.377 | 0.0057346 | 562.3126 | 0.011177 | 667.712 | 0.013664 | 667.377 | 0.004126 | 659.8941 | 0.0014432 | 667.377 | 0.012489 | 667.712 | 0.006192 | 660.11 | 0.0062888 | 667.712 | 0.002323 | 667.712 | 0.0027307 | 667.712 | 0.0020196 | 660.3369 | 0.11286 | 667.712 | 0.3077 | 667.377 | 12.3689 | 843.5007 | 0.016104 | 842.8501 | 6.3871 | 843.5007 | 0.30827 | 660.11 | 0.57172
|  | 667.9442 | 0.017921 | 667.6096 | 0.0001542 | 562.4291 | 0 | 667.9442 | 0.0069417 | 667.6096 | -0.037559 | 660.1243 | -0.0010592 | 667.6096 | -0.013918 | 667.9442 | 0 | 660.3369 | -0.003548 | 667.9442 | 0 | 667.9442 | 0 | 667.9442 | 0 | 660.5638 | 0.088585 | 667.9442 | 0.27419 | 667.6096 | 12.0564 | 843.6675 | 0.01954 | 843.0171 | 6.4482 | 843.6675 | 0.30897 | 660.3369 | 0.56453
|  | 668.1765 | 0.033113 | 667.8421 | 0.0034992 | 562.5456 | 0.0078093 | 668.1765 | -0.0028993 | 667.8421 | 0.018225 | 660.3546 | 0.0039226 | 667.8421 | 0.0085454 | 668.1765 | 0.0099308 | 660.5638 | 0.0060389 | 668.1765 | 0.0026772 | 668.1765 | 0.0026891 | 668.1765 | 0.0038827 | 660.7907 | 0.085132 | 668.1765 | 0.28487 | 667.8421 | 11.7497 | 843.8344 | 0.01954 | 843.1842 | 6.5268 | 843.8344 | 0.30858 | 660.5638 | 0.56467
|  | 668.4087 | 0.021727 | 668.0747 | 0.0011059 | 562.6621 | 0 | 668.4087 | -0.026108 | 668.0747 | -0.016115 | 660.5848 | -0.0019617 | 668.0747 | -0.01061 | 668.4087 | 0 | 660.7907 | -0.00052245 | 668.4087 | 0 | 668.4087 | 0 | 668.4087 | 0 | 661.0176 | 0.057253 | 668.4087 | 0.25869 | 668.0747 | 11.4079 | 844.0012 | 0.015375 | 843.3512 | 6.5269 | 844.0012 | 0.31037 | 660.7907 | 0.55559
|  | 668.6409 | 0.023178 | 668.3072 | 0.008529 | 562.7785 | 0.0098153 | 668.6409 | 0.011712 | 668.3072 | -0.0044393 | 660.8151 | 0.0019449 | 668.3072 | 0.0094004 | 668.6409 | 0.0084701 | 661.0176 | 0.00018919 | 668.6409 | 0.003023 | 668.6409 | 0.0023327 | 668.6409 | 0.0022262 | 661.2446 | 0.09692 | 668.6409 | 0.26853 | 668.3072 | 11.1125 | 844.168 | 0.023114 | 843.5183 | 6.5813 | 844.168 | 0.31164 | 661.0176 | 0.559
|  | 668.8732 | 0.019318 | 668.5398 | 0.0010578 | 562.895 | 0 | 668.8732 | -0.016633 | 668.5398 | -0.025134 | 661.0454 | -0.0019754 | 668.5398 | -0.012017 | 668.8732 | 0 | 661.2446 | -0.00065901 | 668.8732 | 0 | 668.8732 | 0 | 668.8732 | 0 | 661.4715 | 0.049574 | 668.8732 | 0.24298 | 668.5398 | 10.7845 | 844.3349 | 0.018741 | 843.6853 | 6.6307 | 844.3349 | 0.31382 | 661.2446 | 0.54481
|  | 669.1054 | 0.030398 | 668.7724 | 0.0067842 | 563.0115 | 0.0099586 | 669.1054 | 0.0098768 | 668.7724 | 0.016337 | 661.2757 | 0.0020155 | 668.7724 | 0.0091989 | 669.1054 | 0.0041323 | 661.4715 | 0.02249 | 669.1054 | 0.00264 | 669.1054 | 0.0022772 | 669.1054 | 0.0037887 | 661.6984 | 0.093727 | 669.1054 | 0.2545 | 668.7724 | 10.4736 | 844.5017 | 0.016555 | 843.8524 | 6.683 | 844.5017 | 0.31461 | 661.4715 | 0.55333
|  | 669.3377 | 0.0087431 | 669.005 | 0.0028534 | 563.128 | 0 | 669.3377 | -0.0015793 | 669.005 | -0.02418 | 661.506 | -0.0019764 | 669.005 | -0.0068663 | 669.3377 | 0 | 661.6984 | 0.0043407 | 669.3377 | 0 | 669.3377 | 1.3699e-05 | 669.3377 | 0 | 661.9254 | 0.061641 | 669.3377 | 0.22916 | 669.005 | 10.1409 | 844.6686 | 0.013223 | 844.0195 | 6.7226 | 844.6686 | 0.31653 | 661.6984 | 0.54905
|  | 669.57 | 0.035616 | 669.2376 | 0.010571 | 563.2445 | 0.013039 | 669.57 | -0.022449 | 669.2376 | 0.009215 | 661.7363 | 0.0015608 | 669.2376 | 0.01286 | 669.57 | 0.016261 | 661.9254 | 0.012239 | 669.57 | 0.0030845 | 669.57 | 0.003251 | 669.57 | 0.0031296 | 662.1523 | 0.076043 | 669.57 | 0.24068 | 669.2376 | 9.8192 | 844.8355 | 0.019887 | 844.1866 | 6.8095 | 844.8355 | 0.31771 | 661.9254 | 0.54882
|  | 669.8022 | 0.018489 | 669.4703 | 0.0037684 | 563.361 | 0 | 669.8022 | -0.011191 | 669.4703 | -0.031332 | 661.9666 | -0.0014653 | 669.4703 | -0.012628 | 669.8023 | 0 | 662.1523 | 0.0020627 | 669.8023 | 0 | 669.8022 | 0.00052004 | 669.8023 | 0 | 662.3793 | 0.058743 | 669.8022 | 0.2103 | 669.4703 | 9.4819 | 845.0023 | 0.014334 | 844.3536 | 6.7375 | 845.0023 | 0.31942 | 662.1523 | 0.53583
|  | 670.0345 | 0.040268 | 669.7029 | 0.007563 | 563.4776 | 0.01612 | 670.0345 | 0.0099155 | 669.7029 | 0.0018364 | 662.197 | 0.003546 | 669.7029 | 0.011467 | 670.0346 | 0.0048163 | 662.3793 | 0.0097738 | 670.0346 | 0.0031223 | 670.0345 | 0.002063 | 670.0346 | 0.0032504 | 662.6063 | 0.062167 | 670.0345 | 0.21994 | 669.7029 | 9.1635 | 845.1692 | 0.012147 | 844.5207 | 6.8432 | 845.1692 | 0.32007 | 662.3793 | 0.53928
|  | 670.2669 | 0.0097117 | 669.9355 | 0.0038975 | 563.5941 | 0 | 670.2669 | -0.029978 | 669.9355 | -0.01722 | 662.4273 | -0.0014915 | 669.9355 | -0.010812 | 670.2669 | 0 | 662.6063 | 0.0043369 | 670.2669 | 0.0001326 | 670.2669 | 0.00016337 | 670.2669 | 0 | 662.8333 | 0.09097 | 670.2669 | 0.20151 | 669.9355 | 8.8518 | 845.336 | 0.014993 | 844.6878 | 6.8346 | 845.336 | 0.32147 | 662.6063 | 0.53477
|  | 670.4992 | 0.022796 | 670.1682 | 0.0046111 | 563.7106 | 0.010532 | 670.4992 | -0.0053435 | 670.1682 | 0.0060765 | 662.6577 | 0.0043947 | 670.1682 | 0.0082513 | 670.4992 | 0.010999 | 662.8333 | 0.0092129 | 670.4992 | 0.0027021 | 670.4992 | 0.0027045 | 670.4992 | 0.0027561 | 663.0603 | 0.08176 | 670.4992 | 0.20988 | 670.1682 | 8.5296 | 845.5029 | 0.023808 | 844.8549 | 6.9195 | 845.5029 | 0.32287 | 662.8333 | 0.53638
|  | 670.7316 | 0.0071692 | 670.4009 | 0.00030354 | 563.8271 | 0 | 670.7316 | -0.0030127 | 670.4009 | -0.041231 | 662.888 | -0.003001 | 670.4009 | -0.010944 | 670.7315 | 0 | 663.0603 | 0.0037146 | 670.7315 | 0 | 670.7316 | 0.00025356 | 670.7315 | 0 | 663.2874 | 0.046251 | 670.7316 | 0.18852 | 670.4009 | 8.1958 | 845.6698 | 0.015236 | 845.022 | 6.9043 | 845.6698 | 0.32523 | 663.0603 | 0.52366
|  | 670.9639 | 0.021669 | 670.6335 | 0.0064256 | 563.9437 | 0.0074511 | 670.9639 | 0.039491 | 670.6335 | 0.011822 | 663.1183 | 0.0024196 | 670.6335 | 0.0090756 | 670.9639 | 0.0069244 | 663.2874 | 0.0078955 | 670.9639 | 0.0034759 | 670.9639 | 0.0025564 | 670.9639 | 0.0022163 | 663.5143 | 0.078441 | 670.9639 | 0.20067 | 670.6335 | 7.9261 | 845.8366 | 0.016832 | 845.1891 | 6.956 | 845.8366 | 0.32681 | 663.2873 | 0.52601
|  | 671.1962 | 0.0049907 | 670.8662 | -0.0027194 | 564.0602 | 0 | 671.1962 | 0.0004405 | 670.8662 | -0.012841 | 663.3488 | -0.0029773 | 670.8662 | -0.012451 | 671.1962 | 0 | 663.5143 | -0.0036685 | 671.1962 | 0 | 671.1962 | 0.00025839 | 671.1962 | 0 | 663.7414 | 0.044465 | 671.1962 | 0.17616 | 670.8662 | 7.6187 | 846.0035 | 0.016659 | 845.3562 | 6.9927 | 846.0035 | 0.32908 | 663.5143 | 0.51869
|  | 671.4286 | 0.043258 | 671.0989 | 0.0071035 | 564.1768 | 0.0098153 | 671.4286 | 0.01004 | 671.0989 | -0.00059982 | 663.5792 | 0.0045865 | 671.0989 | 0.011171 | 671.4286 | 0.0087741 | 663.7414 | 0.012994 | 671.4286 | 0.003001 | 671.4286 | 0.0029385 | 671.4286 | 0.0036989 | 663.9684 | 0.08328 | 671.4286 | 0.18496 | 671.0989 | 7.3531 | 846.1704 | 0.018498 | 845.5233 | 7.0375 | 846.1704 | 0.33026 | 663.7414 | 0.52942
|  | 671.6609 | 0.0024912 | 671.3316 | 0.0011124 | 564.2934 | 0 | 671.6609 | -0.02099 | 671.3316 | -0.026146 | 663.8095 | -0.0018436 | 671.3316 | -0.0096265 | 671.661 | 0 | 663.9684 | 0.0039309 | 671.661 | 0 | 671.6609 | 0.00023326 | 671.661 | 0 | 664.1955 | 0.020266 | 671.6609 | 0.16799 | 671.3316 | 7.0556 | 846.3373 | 0.013917 | 845.6904 | 7.1074 | 846.3373 | 0.33249 | 663.9684 | 0.52477
|  | 671.8934 | 0.02631 | 671.5643 | 0.0048049 | 564.4099 | 0.0090989 | 671.8934 | 0.020738 | 671.5643 | 0.01498 | 664.0399 | 0.0027406 | 671.5643 | 0.010141 | 671.8934 | 0.010225 | 664.1955 | 0.0064188 | 671.8934 | 0.0020418 | 671.8934 | 0.0016383 | 671.8934 | 0.00097031 | 664.4225 | 0.066379 | 671.8934 | 0.17763 | 671.5643 | 6.7945 | 846.5041 | 0.016242 | 845.8575 | 7.172 | 846.5041 | 0.3338 | 664.1955 | 0.52924
|  | 672.1257 | -0.010106 | 671.7971 | 0.003705 | 564.5265 | 0 | 672.1257 | -0.025952 | 671.7971 | -0.012487 | 664.2704 | -0.0016901 | 671.7971 | -0.011131 | 672.1258 | 0 | 664.4225 | 0.0062073 | 672.1258 | 0 | 672.1257 | 0.00095038 | 672.1258 | 0 | 664.6496 | 0.070469 | 672.1257 | 0.16066 | 671.7971 | 6.5154 | 846.671 | 0.017249 | 846.0246 | 7.2146 | 846.671 | 0.33717 | 664.4226 | 0.51813
|  | 672.3582 | 0.015235 | 672.0298 | 0.0054679 | 564.6431 | 0.0026089 | 672.3582 | -0.0037079 | 672.0298 | -0.004771 | 664.5008 | 0.0051081 | 672.0298 | 0.0082447 | 672.3582 | 0.015123 | 664.6496 | 0.0066494 | 672.3582 | 0.0037211 | 672.3582 | 0.0025888 | 672.3582 | 0.0026976 | 664.8766 | 0.063362 | 672.3582 | 0.16778 | 672.0298 | 6.279 | 846.8379 | 0.014646 | 846.1917 | 7.3126 | 846.8379 | 0.33922 | 664.6496 | 0.51763
|  | 672.5906 | 0.014825 | 672.2625 | -0.0027515 | 564.7596 | 0 | 672.5906 | -0.026693 | 672.2625 | -0.018888 | 664.7312 | -0.0012932 | 672.2625 | -0.011082 | 672.5906 | 0 | 664.8766 | -0.011034 | 672.5906 | 0 | 672.5906 | 0 | 672.5906 | 0 | 665.1038 | 0.050464 | 672.5906 | 0.14286 | 672.2625 | 6.0237 | 847.0048 | 0.015236 | 846.3588 | 7.3234 | 847.0048 | 0.34241 | 664.8767 | 0.51376
|  | 672.823 | 0.024182 | 672.4953 | 0.0032885 | 564.8762 | 0.01046 | 672.823 | 0.013596 | 672.4953 | 0.011024 | 664.9617 | 0.0036785 | 672.4953 | 0.011522 | 672.823 | 0.014031 | 665.1038 | 0.009644 | 672.823 | 0.00097913 | 672.823 | 0.0021077 | 672.823 | 0.0012742 | 665.3309 | 0.058371 | 672.823 | 0.16003 | 672.4953 | 5.8079 | 847.1717 | 0.015444 | 846.526 | 7.4526 | 847.1717 | 0.34355 | 665.1038 | 0.51016
|  | 673.0554 | -0.0034042 | 672.7281 | 0.0023168 | 564.9928 | 0 | 673.0554 | -0.004941 | 672.7281 | -0.019755 | 665.1921 | -0.0024581 | 672.7281 | -0.011867 | 673.0554 | 0 | 665.3309 | 0.00059715 | 673.0554 | 0 | 673.0554 | 7.7185e-06 | 673.0554 | 0 | 665.558 | 0.043349 | 673.0554 | 0.13636 | 672.7281 | 5.5541 | 847.3386 | 0.013674 | 846.6931 | 7.4747 | 847.3386 | 0.34583 | 665.3309 | 0.50666
|  | 673.2879 | 0.037712 | 672.9608 | 0.0053287 | 565.1094 | 0.013756 | 673.2879 | 0.0067822 | 672.9608 | 0.013342 | 665.4226 | 0.00049212 | 672.9608 | 0.0061578 | 673.2879 | 0.011949 | 665.558 | -0.00094638 | 673.2879 | 0.0026388 | 673.2879 | 0.0018332 | 673.2879 | 0.0011579 | 665.7851 | 0.032557 | 673.2879 | 0.15061 | 672.9608 | 5.3712 | 847.5055 | 0.015687 | 846.8602 | 7.5303 | 847.5055 | 0.34722 | 665.558 | 0.50537
|  | 673.5203 | 0.018088 | 673.1936 | 0.0010229 | 565.226 | 0 | 673.5203 | 0.0080464 | 673.1936 | -0.025641 | 665.6531 | -0.0020311 | 673.1936 | -0.0099959 | 673.5203 | 0 | 665.7851 | 0.0045717 | 673.5203 | 0 | 673.5203 | 0 | 673.5203 | 0 | 666.0122 | 0.041539 | 673.5203 | 0.12463 | 673.1936 | 5.1312 | 847.6724 | 0.017874 | 847.0273 | 7.574 | 847.6724 | 0.34924 | 665.7851 | 0.49463
|  | 673.7528 | 0.020598 | 673.4264 | 0.0046532 | 565.3426 | 0.010962 | 673.7528 | 0.01591 | 673.4264 | 0.0036811 | 665.8835 | 0.0045602 | 673.4264 | 0.0094268 | 673.7528 | 0.013007 | 666.0122 | 0.0051619 | 673.7528 | 0.0023907 | 673.7528 | 0.0023483 | 673.7528 | 0.004515 | 666.2393 | 0.048503 | 673.7528 | 0.1416 | 673.4264 | 4.9265 | 847.8393 | 0.015062 | 847.1945 | 7.6751 | 847.8393 | 0.35094 | 666.0122 | 0.49924
|  | 673.9853 | 0.0042727 | 673.6592 | 0.0030805 | 565.4593 | 0 | 673.9853 | -0.017184 | 673.6592 | -0.032643 | 666.114 | -0.0034697 | 673.6592 | -0.010127 | 673.9853 | 0 | 666.2393 | 0.018677 | 673.9853 | 0 | 673.9853 | 0.00075912 | 673.9853 | 0 | 666.4665 | 0.042933 | 673.9853 | 0.11835 | 673.6592 | 4.7346 | 848.0062 | 0.014229 | 847.3616 | 7.7194 | 848.0062 | 0.35273 | 666.2393 | 0.49491
|  | 674.2178 | 0.034762 | 673.892 | 0.0065198 | 565.5759 | 0.01132 | 674.2178 | 0.010984 | 673.892 | -0.0048872 | 666.3445 | 0.003441 | 673.892 | 0.011245 | 674.2178 | 0.012527 | 666.4665 | 0.016354 | 674.2178 | 0.0025407 | 674.2178 | 0.0025704 | 674.2178 | 0.0033282 | 666.6936 | 0.06501 | 674.2178 | 0.13259 | 673.8921 | 4.5293 | 848.1731 | 0.015062 | 847.5288 | 7.8132 | 848.1731 | 0.35308 | 666.4665 | 0.49597
|  | 674.4503 | 0.015191 | 674.1249 | 3.3154e-05 | 565.6925 | 0 | 674.4503 | -0.022335 | 674.1249 | -0.030365 | 666.5751 | 0.0010448 | 674.1249 | -0.01388 | 674.4503 | 0 | 666.6936 | -0.0026535 | 674.4503 | 0 | 674.4503 | 0 | 674.4503 | 0 | 666.9208 | 0.040993 | 674.4503 | 0.11165 | 674.1249 | 4.3549 | 848.3401 | 0.021483 | 847.6959 | 7.8552 | 848.3401 | 0.35409 | 666.6936 | 0.488
|  | 674.6828 | 0.030874 | 674.3577 | 0.009058 | 565.8091 | 0.0079526 | 674.6828 | 0.035739 | 674.3577 | 0.016261 | 666.8056 | 0.0023193 | 674.3577 | 0.010068 | 674.6828 | 0.010189 | 666.9208 | 0.0085979 | 674.6828 | 0.0017421 | 674.6828 | 0.0023356 | 674.6828 | 0.0023443 | 667.1479 | 0.049651 | 674.6828 | 0.12777 | 674.3577 | 4.1746 | 848.507 | 0.017214 | 847.8631 | 7.9196 | 848.507 | 0.35483 | 666.9208 | 0.48883
|  | 674.9153 | 0.0023418 | 674.5906 | 0.0059123 | 565.9258 | 0 | 674.9153 | -0.027327 | 674.5906 | -0.01276 | 667.0361 | -0.0022782 | 674.5906 | -0.01276 | 674.9153 | 0 | 667.1479 | -0.0035405 | 674.9153 | 0 | 674.9153 | 0.00023047 | 674.9153 | 0 | 667.3751 | 0.051959 | 674.9153 | 0.10452 | 674.5906 | 4.008 | 848.6739 | 0.019401 | 848.0302 | 8.0061 | 848.6739 | 0.35763 | 667.148 | 0.48436
|  | 675.1478 | 0.020951 | 674.8234 | 0.0029923 | 566.0424 | 0.0055905 | 675.1478 | 0.017772 | 674.8234 | 0.019162 | 667.2667 | 0.0043856 | 674.8234 | 0.010595 | 675.1478 | 0.0098757 | 667.3751 | 0.006717 | 675.1478 | 0.0014976 | 675.1478 | 0.0019368 | 675.1478 | 0.0024052 | 667.6023 | 0.050483 | 675.1478 | 0.11919 | 674.8234 | 3.8617 | 848.8408 | 0.013987 | 848.1974 | 8.1215 | 848.8408 | 0.35951 | 667.3751 | 0.48431
|  | 675.3804 | 0.022381 | 675.0563 | -0.0013323 | 566.1591 | 0 | 675.3804 | 0.001368 | 675.0563 | -0.0071908 | 667.4972 | -6.1304e-05 | 675.0563 | -0.013326 | 675.3804 | 0 | 667.6023 | -0.0033806 | 675.3804 | 0 | 675.3804 | 0 | 675.3804 | 0 | 667.8295 | 0.019541 | 675.3804 | 0.097401 | 675.0563 | 3.7049 | 849.0078 | 0.019262 | 848.3646 | 8.1127 | 849.0078 | 0.36296 | 667.6023 | 0.47284
|  | 675.6129 | 0.029494 | 675.2892 | 0.0013736 | 566.2757 | 0.016048 | 675.6129 | 0.012842 | 675.2892 | 0.011526 | 667.7278 | 0.0036009 | 675.2892 | 0.0089987 | 675.6129 | 0.011301 | 667.8295 | -0.0014678 | 675.6129 | 0.0020334 | 675.6129 | 0.0015351 | 675.6129 | 0.0022701 | 668.0567 | 0.063992 | 675.6129 | 0.11206 | 675.2892 | 3.5691 | 849.1747 | 0.011765 | 848.5317 | 8.2186 | 849.1747 | 0.36528 | 667.8295 | 0.47643
|  | 675.8455 | 0.0014452 | 675.522 | -0.0047864 | 566.3924 | 0 | 675.8455 | -0.004846 | 675.522 | -0.021385 | 667.9583 | -0.0042727 | 675.522 | -0.012619 | 675.8455 | 0 | 668.0567 | -0.0034378 | 675.8455 | 0 | 675.8455 | 0 | 675.8455 | 0 | 668.2839 | 0.045568 | 675.8455 | 0.093422 | 675.5221 | 3.4247 | 849.3416 | 0.018012 | 848.6989 | 8.224 | 849.3416 | 0.36856 | 668.0567 | 0.4727
|  | 676.0781 | 0.0076652 | 675.7549 | 0.00041323 | 566.5091 | 0.012896 | 676.0781 | -0.010031 | 675.7549 | 0.019023 | 668.1889 | 0.0044975 | 675.7549 | 0.0089882 | 676.078 | 0.0078573 | 668.2839 | 0.0096236 | 676.078 | 0.0012495 | 676.0781 | 0.0013638 | 676.078 | 0.0011795 | 668.5111 | 0.041904 | 676.0781 | 0.1018 | 675.755 | 3.3081 | 849.5086 | 0.019782 | 848.8661 | 8.3342 | 849.5086 | 0.36987 | 668.2839 | 0.46657
|  | 676.3106 | -0.0089663 | 675.9879 | -0.00063045 | 566.6258 | 0 | 676.3106 | -0.015533 | 675.9879 | -0.013208 | 668.4195 | -0.002893 | 675.9879 | -0.013354 | 676.3106 | 0 | 668.5111 | -0.0057932 | 676.3106 | 0 | 676.3106 | 0.00018727 | 676.3106 | 0 | 668.7383 | 0.024172 | 676.3106 | 0.087347 | 675.9879 | 3.1759 | 849.6755 | 0.015375 | 849.0333 | 8.4197 | 849.6755 | 0.3728 | 668.5111 | 0.461
|  | 676.5432 | 0.0052684 | 676.2208 | 0.0068998 | 566.7424 | 0.0017393 | 676.5432 | 0.010343 | 676.2208 | 0.014717 | 668.6501 | 0.003952 | 676.2208 | 0.0087851 | 676.5432 | 0.0091046 | 668.7383 | 0.0083442 | 676.5432 | 0.0024994 | 676.5432 | 0.0020859 | 676.5432 | 0.0018899 | 668.9656 | 0.039149 | 676.5432 | 0.10243 | 676.2208 | 3.0733 | 849.8425 | 0.017284 | 849.2004 | 8.46 | 849.8425 | 0.37503 | 668.7383 | 0.46349
|  | 676.7758 | 0.0066929 | 676.4537 | -0.00010071 | 566.8591 | 0 | 676.7758 | -0.035642 | 676.4537 | -0.02523 | 668.8807 | -0.0027035 | 676.4537 | -0.01296 | 676.7758 | 0 | 668.9656 | -0.0014853 | 676.7758 | 0 | 676.7758 | 0 | 676.7758 | 0 | 669.1929 | 0.028199 | 676.7758 | 0.077293 | 676.4537 | 2.9433 | 850.0094 | 0.011731 | 849.3676 | 8.4985 | 850.0094 | 0.37792 | 668.9656 | 0.45713
|  | 677.0084 | 0.019881 | 676.6866 | 0.0007661 | 566.9758 | 0.011463 | 677.0084 | 0.00019548 | 676.6866 | 0.0082954 | 669.1113 | 0.0022024 | 676.6866 | 0.0084579 | 677.0084 | 0.0072422 | 669.1929 | 0.0059187 | 677.0084 | 0.0011832 | 677.0084 | 0.001729 | 677.0084 | 0.0012803 | 669.4201 | 0.06256 | 677.0084 | 0.096145 | 676.6866 | 2.8327 | 850.1764 | 0.018429 | 849.5348 | 8.6307 | 850.1764 | 0.37927 | 669.1929 | 0.45404
|  | 677.2411 | 0.0025094 | 676.9196 | -0.0033922 | 567.0925 | 0 | 677.2411 | -0.020127 | 676.9196 | -0.035775 | 669.342 | -0.0019725 | 676.9196 | -0.012677 | 677.2411 | 0 | 669.4201 | 0.0024951 | 677.2411 | 0 | 677.2411 | 0 | 677.2411 | 0 | 669.6473 | 0.029039 | 677.2411 | 0.07436 | 676.9196 | 2.7038 | 850.3433 | 0.015201 | 849.702 | 8.6418 | 850.3433 | 0.38098 | 669.4201 | 0.45132
|  | 677.4737 | 0.028097 | 677.1525 | 0.0043165 | 567.2092 | 0.012395 | 677.4737 | 0.033349 | 677.1525 | 0.0094744 | 669.5726 | 0.0031821 | 677.1525 | 0.0096179 | 677.4737 | 0.0074338 | 669.6473 | 0.011358 | 677.4737 | 0.001596 | 677.4737 | 0.0020658 | 677.4737 | 0.0035338 | 669.8746 | 0.026824 | 677.4737 | 0.088394 | 677.1526 | 2.6111 | 850.5103 | 0.02013 | 849.8692 | 8.7418 | 850.5103 | 0.38229 | 669.6473 | 0.4516
|  | 677.7064 | 0.031272 | 677.3855 | 0.0031174 | 567.3259 | 0 | 677.7064 | 0.0047652 | 677.3855 | -0.027188 | 669.8032 | -0.0014334 | 677.3855 | -0.0095673 | 677.7063 | 0 | 669.8746 | -0.0066836 | 677.7063 | 0.00044195 | 677.7064 | 0 | 677.7063 | 0 | 670.1019 | 0.019656 | 677.7064 | 0.071218 | 677.3855 | 2.4941 | 850.6772 | 0.015132 | 850.0364 | 8.8058 | 850.6772 | 0.38535 | 669.8746 | 0.45022
|  | 677.939 | 0.018217 | 677.6185 | 0.0031553 | 567.4426 | 0.0085974 | 677.939 | 0.0078371 | 677.6185 | 0.0053878 | 670.0339 | 0.0015445 | 677.6185 | 0.010559 | 677.939 | 0.0099373 | 670.1019 | -0.0018845 | 677.939 | 0.0023783 | 677.939 | 0.0019565 | 677.939 | 0.0020838 | 670.3292 | 0.035673 | 677.939 | 0.088394 | 677.6185 | 2.4264 | 850.8442 | 0.02013 | 850.2036 | 8.8654 | 850.8442 | 0.38635 | 670.1019 | 0.45229
|  | 678.1716 | -0.0038976 | 677.8515 | 0.00024059 | 567.5594 | 0 | 678.1716 | -0.017528 | 677.8515 | -0.03772 | 670.2646 | -0.0021435 | 677.8515 | -0.012766 | 678.1717 | 0 | 670.3292 | -0.00013027 | 678.1717 | 0 | 678.1716 | 0 | 678.1717 | 0 | 670.5565 | 0.016138 | 678.1716 | 0.063049 | 677.8515 | 2.3149 | 851.0112 | 0.010308 | 850.3708 | 8.951 | 851.0112 | 0.38775 | 670.3292 | 0.45257
|  | 678.4043 | 0.038257 | 678.0845 | 0.0086615 | 567.6761 | 0.013541 | 678.4043 | 0.014982 | 678.0845 | 0.017118 | 670.4952 | 0.005335 | 678.0845 | 0.010183 | 678.4043 | 0.015079 | 670.5565 | 0.0055052 | 678.4043 | 0.0033819 | 678.4043 | 0.0023602 | 678.4043 | 0.0021409 | 670.7838 | 0.030108 | 678.4043 | 0.080435 | 678.0845 | 2.2516 | 851.1781 | 0.018186 | 850.538 | 8.9874 | 851.1781 | 0.38732 | 670.5565 | 0.44031
|  | 678.637 | 0.00075237 | 678.3175 | -0.0035308 | 567.7928 | 0 | 678.637 | -0.01717 | 678.3175 | -0.0041198 | 670.726 | -0.0006703 | 678.3175 | -0.014394 | 678.637 | 0 | 670.7838 | -0.0085231 | 678.637 | 0 | 678.637 | 0 | 678.637 | 0 | 671.0112 | 0.037498 | 678.637 | 0.064096 | 678.3175 | 2.1528 | 851.3451 | 0.017075 | 850.7052 | 9.0399 | 851.3451 | 0.38946 | 670.7838 | 0.43464
|  | 678.8697 | 0.026331 | 678.5505 | 0.010675 | 567.9096 | 0.012896 | 678.8697 | 0.0097919 | 678.5505 | 0.00034702 | 670.9566 | 0.0033386 | 678.5505 | 0.012418 | 678.8697 | 0.0035362 | 671.0112 | 0.0036793 | 678.8697 | 0.0025932 | 678.8697 | 0.0032251 | 678.8697 | 0.0029667 | 671.2385 | 0.051071 | 678.8697 | 0.080435 | 678.5505 | 2.0901 | 851.5121 | 0.013535 | 850.8725 | 9.1049 | 851.5121 | 0.3909 | 671.0112 | 0.44114
|  | 679.1024 | 0.020476 | 678.7835 | 0.0010306 | 568.0263 | 0 | 679.1024 | -0.015731 | 678.7835 | -0.021433 | 671.1873 | -0.0017872 | 678.7835 | -0.012634 | 679.1024 | 0 | 671.2385 | 0.0067955 | 679.1024 | 0 | 679.1024 | 2.2206e-05 | 679.1024 | 0 | 671.4658 | 0.035833 | 679.1024 | 0.055718 | 678.7835 | 2.0009 | 851.6791 | 0.011904 | 851.0397 | 9.1394 | 851.6791 | 0.39374 | 671.2385 | 0.43708
|  | 679.3351 | 0.016858 | 679.0166 | 0.0046661 | 568.1431 | 0.0094571 | 679.3351 | 0.015353 | 679.0166 | 0.004065 | 671.418 | 0.0016649 | 679.0166 | 0.011684 | 679.3351 | 0.0016094 | 671.4658 | 0.011625 | 679.3351 | 0.0016533 | 679.3351 | 0.0018856 | 679.3351 | 0.0019335 | 671.6932 | 0.043178 | 679.3351 | 0.074151 | 679.0166 | 1.9318 | 851.8461 | 0.0084683 | 851.2069 | 9.1713 | 851.8461 | 0.39575 | 671.4658 | 0.43119
|  | 679.5679 | 0.0095322 | 679.2496 | -0.0016928 | 568.2598 | 0 | 679.5679 | -0.011134 | 679.2496 | -0.018107 | 671.6487 | -0.0028617 | 679.2496 | -0.013803 | 679.5679 | 0 | 671.6932 | -0.0028377 | 679.5679 | 0 | 679.5679 | 0 | 679.5679 | 0 | 671.9205 | 0.017679 | 679.5679 | 0.053623 | 679.2496 | 1.8485 | 852.013 | 0.015236 | 851.3741 | 9.2024 | 852.013 | 0.39838 | 671.6932 | 0.43119
|  | 679.8006 | 0.025732 | 679.4827 | 0.0030773 | 568.3766 | 0.0093138 | 679.8006 | 0.016129 | 679.4827 | 0.013593 | 671.8795 | 0.0032275 | 679.4827 | 0.0092053 | 679.8006 | 0.0091171 | 671.9205 | 0.0019447 | 679.8006 | 0.0027348 | 679.8006 | 0.0021782 | 679.8006 | 0.0024407 | 672.1479 | 0.041112 | 679.8006 | 0.068705 | 679.4827 | 1.7972 | 852.18 | 0.015514 | 851.5414 | 9.2694 | 852.18 | 0.39925 | 671.9205 | 0.42847
|  | 680.0333 | 0.0021437 | 679.7158 | 0.0030159 | 568.4934 | 0 | 680.0333 | -0.028361 | 679.7158 | -0.020706 | 672.1102 | -0.0016467 | 679.7158 | -0.010977 | 680.0333 | 0 | 672.1479 | -0.0144 | 680.0333 | 0 | 680.0333 | 0 | 680.0333 | 0 | 672.3752 | 0.018381 | 680.0333 | 0.052995 | 679.7158 | 1.7161 | 852.347 | 0.014403 | 851.7086 | 9.2611 | 852.347 | 0.39964 | 672.1479 | 0.42755
|  | 680.2661 | 0.028173 | 679.9488 | 0.0064671 | 568.6101 | 0.013326 | 680.2661 | 0.0022533 | 679.9488 | 0.023121 | 672.341 | 0.0056513 | 679.9488 | 0.0092679 | 680.2661 | 0.0077501 | 672.3752 | 0.021011 | 680.2661 | 0.0025262 | 680.2661 | 0.002232 | 680.2661 | 0.0024932 | 672.6027 | 0.054672 | 680.2661 | 0.063259 | 679.9488 | 1.668 | 852.514 | 0.015618 | 851.8759 | 9.389 | 852.514 | 0.39912 | 672.3752 | 0.42819
|  | 680.4988 | -0.011862 | 680.1819 | -0.0013163 | 568.7269 | 0 | 680.4988 | -0.002643 | 680.1819 | -0.021042 | 672.5718 | -0.0038416 | 680.1819 | -0.012647 | 680.4989 | 0 | 672.6027 | 0.011847 | 680.4989 | 0 | 680.4988 | 0 | 680.4989 | 0 | 672.83 | 0.023643 | 680.4988 | 0.046501 | 680.1819 | 1.5894 | 852.681 | 0.013223 | 852.0431 | 9.3378 | 852.681 | 0.40069 | 672.6027 | 0.42027
|  | 680.7316 | 0.029586 | 680.415 | 0.0047814 | 568.8437 | 0.0091705 | 680.7316 | 0.022599 | 680.415 | 0.0040747 | 672.8026 | 0.0022073 | 680.415 | 0.0097078 | 680.7316 | 0.0011924 | 672.83 | 0.0088638 | 680.7316 | 0.0021895 | 680.7316 | 0.0023561 | 680.7316 | 0.0022827 | 673.0574 | 0.027545 | 680.7316 | 0.061792 | 680.415 | 1.5523 | 852.848 | 0.017874 | 852.2104 | 9.4085 | 852.848 | 0.40174 | 672.83 | 0.41598
|  | 680.9644 | 0.0082739 | 680.6481 | 0.0011358 | 568.9605 | 0 | 680.9644 | -0.024172 | 680.6481 | -0.024364 | 673.0333 | -0.002382 | 680.6481 | -0.013091 | 680.9644 | 0 | 673.0574 | -0.0083315 | 680.9644 | 0 | 680.9644 | 0 | 680.9644 | 0 | 673.2849 | 0.015683 | 680.9644 | 0.044826 | 680.6481 | 1.4661 | 853.015 | 0.014264 | 852.3776 | 9.4551 | 853.015 | 0.40493 | 673.0574 | 0.41377
|  | 681.1972 | 0.0084203 | 680.8813 | 0.0016634 | 569.0773 | 0.0070813 | 681.1972 | 0.019843 | 680.8813 | 0.0039501 | 673.2641 | 0.0027856 | 680.8813 | 0.012748 | 681.1972 | 0.016055 | 673.2849 | 0.0022086 | 681.1972 | 0.0028645 | 681.1972 | 0.0020865 | 681.1972 | 0.0011094 | 673.5123 | 0.035353 | 681.1972 | 0.060745 | 680.8813 | 1.4363 | 853.182 | 0.011731 | 852.5449 | 9.4603 | 853.182 | 0.40646 | 673.2849 | 0.41211
|  | 681.4301 | -0.0015027 | 681.1144 | -0.0033717 | 569.1941 | 0 | 681.4301 | 0.0032507 | 681.1144 | -0.03155 | 673.4949 | -0.0018802 | 681.1144 | -0.013017 | 681.43 | 0 | 673.5123 | -0.00066737 | 681.43 | 0 | 681.4301 | 0 | 681.43 | 0 | 673.7397 | 0.0073484 | 681.4301 | 0.042312 | 681.1144 | 1.3779 | 853.349 | 0.014958 | 852.7121 | 9.4937 | 853.349 | 0.41044 | 673.5123 | 0.41091
|  | 681.6628 | 0.041859 | 681.3475 | 0.0059153 | 569.3109 | 0.01003 | 681.6628 | 0.03024 | 681.3475 | 0.0063429 | 673.7257 | 0.0031561 | 681.3475 | 0.0087592 | 681.6628 | 0.013796 | 673.7397 | -0.00020978 | 681.6628 | 0.0018991 | 681.6628 | 0.0016771 | 681.6628 | 0.0034171 | 673.9672 | 0.022957 | 681.6628 | 0.053623 | 681.3475 | 1.3394 | 853.516 | 0.014577 | 852.8794 | 9.51 | 853.516 | 0.41368 | 673.7397 | 0.41497
|  | 681.8957 | -0.0025228 | 681.5807 | 0.0014334 | 569.4277 | 0 | 681.8957 | -0.014164 | 681.5807 | -0.018799 | 673.9565 | 0.00052159 | 681.5807 | -0.014324 | 681.8957 | 0 | 673.9672 | -0.013369 | 681.8957 | 0 | 681.8957 | 0 | 681.8957 | 0 | 674.1946 | -0.0041802 | 681.8957 | 0.041055 | 681.5807 | 1.2666 | 853.6831 | 0.014334 | 853.0467 | 9.4449 | 853.6831 | 0.41836 | 673.9672 | 0.40547
|  | 682.1285 | 0.013443 | 681.8138 | 0.0046376 | 569.5446 | 0.0090989 | 682.1285 | 0.015161 | 681.8138 | 0.010766 | 674.1874 | 0.0019419 | 681.8138 | 0.010956 | 682.1285 | 0.016489 | 674.1946 | 0.0030512 | 682.1285 | 0.00055888 | 682.1285 | 0.0012025 | 682.1285 | 0.00075524 | 674.4221 | 0.020371 | 682.1285 | 0.055927 | 681.8138 | 1.2385 | 853.8501 | 0.017943 | 853.2139 | 9.5646 | 853.8501 | 0.41993 | 674.1946 | 0.40133
|  | 682.3614 | 0.015003 | 682.047 | 0.0025851 | 569.6614 | 0 | 682.3614 | -0.014898 | 682.047 | -0.015217 | 674.4182 | -0.0039259 | 682.047 | -0.015169 | 682.3614 | 0 | 674.4221 | -0.00034054 | 682.3614 | 0 | 682.3614 | 0.00021178 | 682.3614 | 0 | 674.6495 | 0.030201 | 682.3614 | 0.038332 | 682.047 | 1.1815 | 854.0171 | 0.018672 | 853.3812 | 9.4449 | 854.0171 | 0.42212 | 674.4221 | 0.39893
|  | 682.5942 | 0.027946 | 682.2802 | 0.0071171 | 569.7782 | 0.0088123 | 682.5942 | -0.00030249 | 682.2802 | 0.010429 | 674.649 | 0.0038743 | 682.2802 | 0.012801 | 682.5942 | 0.010724 | 674.6495 | -0.0067105 | 682.5942 | 0.0025762 | 682.5942 | 0.0023086 | 682.5942 | 0.0019244 | 674.877 | 0.044328 | 682.5942 | 0.055089 | 682.2802 | 1.1636 | 854.1841 | 0.01659 | 853.5485 | 9.5267 | 854.1841 | 0.4229 | 674.6495 | 0.40326
|  | 682.8271 | 0.011044 | 682.5134 | -0.0025233 | 569.8951 | 0 | 682.8271 | -0.017404 | 682.5134 | -0.036201 | 674.8799 | -0.0028338 | 682.5134 | -0.010007 | 682.8271 | 0 | 674.877 | -0.01552 | 682.8271 | 0 | 682.8271 | 0 | 682.8271 | 0 | 675.1045 | 0.024965 | 682.8271 | 0.03938 | 682.5134 | 1.0994 | 854.3511 | 0.013674 | 853.7158 | 9.5394 | 854.3511 | 0.42614 | 674.8769 | 0.39718
|  | 683.06 | 0.035756 | 682.7466 | 0.0014563 | 570.0119 | 0.00074539 | 683.06 | -0.0017757 | 682.7466 | 0.013993 | 675.1108 | 0.0034048 | 682.7466 | 0.0077394 | 683.06 | 0.0034294 | 675.1045 | 0.0034385 | 683.06 | 0.0016892 | 683.06 | 0.0010516 | 683.06 | 0.0016857 | 675.332 | 0.048622 | 683.06 | 0.050272 | 682.7466 | 1.0621 | 854.5182 | 0.017457 | 853.8831 | 9.5581 | 854.5182 | 0.42911 | 675.1045 | 0.39773
|  | 683.2928 | -0.00055381 | 682.9798 | -0.0019094 | 570.1288 | 0 | 683.2928 | -0.0039587 | 682.9798 | -0.024304 | 675.3416 | -0.000731 | 682.9798 | -0.013292 | 683.2929 | 0 | 675.332 | 0.0046946 | 683.2929 | 0 | 683.2928 | 0 | 683.2929 | 0 | 675.5594 | 0.016549 | 683.2929 | 0.032886 | 682.9798 | 1.022 | 854.6852 | 0.013292 | 854.0503 | 9.5046 | 854.6852 | 0.4344 | 675.332 | 0.39446
|  | 683.5258 | 0.037554 | 683.213 | 0.00090555 | 570.2456 | 0.0069571 | 683.5258 | 0.0053601 | 683.213 | 0.0040165 | 675.5725 | 0.0038204 | 683.213 | 0.0098652 | 683.5258 | 0.0089123 | 675.5594 | -0.0022182 | 683.5258 | 0.0019908 | 683.5258 | 0.0018669 | 683.5258 | 0.0010576 | 675.787 | 0.059406 | 683.5258 | 0.048387 | 683.213 | 1.0084 | 854.8523 | 0.021067 | 854.2176 | 9.5594 | 854.8523 | 0.43772 | 675.5594 | 0.3928
|  | 683.7587 | 0.0090131 | 683.4462 | -0.0069273 | 570.3625 | 0 | 683.7587 | -0.016435 | 683.4462 | -0.023881 | 675.8034 | 0.00018176 | 683.4462 | -0.016314 | 683.7587 | 0 | 675.787 | 0.0072676 | 683.7587 | 0 | 683.7587 | 0 | 683.7587 | 0 | 676.0145 | 0.0072188 | 683.7587 | 0.029116 | 683.4462 | 0.95344 | 855.0193 | 0.012876 | 854.3849 | 9.5186 | 855.0193 | 0.44113 | 675.787 | 0.39055
|  | 683.9916 | 0.014883 | 683.6795 | 0.0038223 | 570.4794 | 0.01741 | 683.9916 | 0.025324 | 683.6795 | 0.012121 | 676.0343 | 0.0049536 | 683.6795 | 0.010615 | 683.9916 | 0.011061 | 676.0145 | 0.0044512 | 683.9916 | 0.00082125 | 683.9916 | 0.0016127 | 683.9916 | 0.0026954 | 676.242 | 0.037462 | 683.9916 | 0.045454 | 683.6795 | 0.93746 | 855.1863 | 0.016971 | 854.5522 | 9.4727 | 855.1863 | 0.44214 | 676.0145 | 0.38704
|  | 684.2245 | 0.018464 | 683.9127 | -0.0037324 | 570.5962 | 0 | 684.2245 | -0.010106 | 683.9127 | -0.023657 | 676.2653 | -0.0033464 | 683.9127 | -0.014366 | 684.2245 | 0 | 676.242 | -0.0073354 | 684.2245 | 0 | 684.2245 | 0 | 684.2245 | 0 | 676.4695 | 0.024659 | 684.2246 | 0.032258 | 683.9127 | 0.89188 | 855.3534 | 0.013466 | 854.7195 | 9.4635 | 855.3534 | 0.4442 | 676.242 | 0.37318
|  | 684.4575 | 0.028477 | 684.146 | -0.0045886 | 570.7131 | 0.0054663 | 684.4575 | 0.0069955 | 684.146 | 0.0095758 | 676.4962 | 0.001733 | 684.146 | 0.011022 | 684.4575 | 0.0033124 | 676.4695 | 0.018123 | 684.4575 | 0.00087248 | 684.4575 | 0.0015942 | 684.4575 | 0.0017605 | 676.6971 | 0.04281 | 684.4575 | 0.045663 | 684.146 | 0.8629 | 855.5204 | 0.017561 | 854.8868 | 9.4705 | 855.5204 | 0.44459 | 676.4695 | 0.3805
|  | 684.6904 | 0.011091 | 684.3793 | -0.00056974 | 570.83 | 0 | 684.6904 | -0.028488 | 684.3793 | -0.032148 | 676.7271 | -0.00072342 | 684.3793 | -0.011669 | 684.6904 | 0 | 676.6971 | -0.0060818 | 684.6904 | 0 | 684.6904 | 0.00015261 | 684.6904 | 0 | 676.9246 | 0.0010279 | 684.6904 | 0.025764 | 684.3793 | 0.81654 | 855.6875 | 0.012078 | 855.0541 | 9.4088 | 855.6875 | 0.44538 | 676.6971 | 0.37884
|  | 684.9234 | 0.013775 | 684.6125 | 0.00058435 | 570.9469 | 0.0072361 | 684.9234 | 0.023444 | 684.6125 | 0.009292 | 676.958 | 0.0035806 | 684.6125 | 0.01089 | 684.9234 | 0.0067283 | 676.9246 | 0.012682 | 684.9234 | 0.0027473 | 684.9234 | 0.0020526 | 684.9234 | 0.003338 | 677.1522 | 0.027164 | 684.9234 | 0.043988 | 684.6125 | 0.79539 | 855.8545 | 0.017804 | 855.2215 | 9.3907 | 855.8545 | 0.44542 | 676.9246 | 0.37474
|  | 685.1564 | 0.0087624 | 684.8458 | -0.0064208 | 571.0638 | 0 | 685.1564 | -0.02535 | 684.8458 | -0.02793 | 677.189 | 2.0102e-05 | 684.8458 | -0.012763 | 685.1564 | 0 | 677.1522 | 0.0032356 | 685.1564 | 0 | 685.1564 | 0 | 685.1564 | 0 | 677.3798 | 0.026678 | 685.1564 | 0.024926 | 684.8458 | 0.75796 | 856.0216 | 0.012702 | 855.3888 | 9.3162 | 856.0216 | 0.44756 | 677.1522 | 0.37175
|  | 685.3893 | 0.021415 | 685.0791 | 0.0052247 | 571.1807 | 0.0079526 | 685.3893 | 0.01614 | 685.0791 | 0.0062002 | 677.4199 | 0.0028195 | 685.0791 | 0.013101 | 685.3893 | 0.0068438 | 677.3798 | 0.013664 | 685.3893 | 0.0038124 | 685.3893 | 0.002025 | 685.3893 | 0.0024409 | 677.6074 | 0.03047 | 685.3893 | 0.03917 | 685.0791 | 0.75107 | 856.1887 | 0.018915 | 855.5561 | 9.3239 | 856.1887 | 0.44975 | 677.3798 | 0.36576
|  | 685.6223 | 0.00081825 | 685.3124 | 0.0017106 | 571.2976 | 0 | 685.6223 | -0.0021496 | 685.3124 | -0.032451 | 677.6509 | -0.0063803 | 685.3124 | -0.014091 | 685.6223 | 0 | 677.6074 | 0.005773 | 685.6223 | 0 | 685.6223 | 0 | 685.6223 | 0 | 677.835 | 0.0097228 | 685.6223 | 0.021156 | 685.3124 | 0.70267 | 856.3557 | 0.013466 | 855.7234 | 9.2848 | 856.3557 | 0.45311 | 677.6074 | 0.36806
|  | 685.8553 | 0.017294 | 685.5458 | 0.0021439 | 571.4145 | 0.01132 | 685.8553 | -0.0085171 | 685.5458 | 0.020082 | 677.8819 | 0.0029467 | 685.5458 | 0.010997 | 685.8553 | 0.011399 | 677.835 | 0.0089269 | 685.8553 | 0.0015712 | 685.8553 | 0.0020558 | 685.8553 | 0.0029493 | 678.0626 | 0.027532 | 685.8554 | 0.042731 | 685.5458 | 0.69139 | 856.5228 | 0.017804 | 855.8908 | 9.3136 | 856.5228 | 0.4546 | 677.835 | 0.36801
|  | 686.0883 | 0.018127 | 685.7791 | -0.0015707 | 571.5315 | 0 | 686.0883 | -0.046211 | 685.7791 | -0.04536 | 678.1129 | -0.0044987 | 685.7791 | -0.014176 | 686.0883 | 0 | 678.0626 | -0.0017349 | 686.0883 | 0 | 686.0883 | 0 | 686.0883 | 0 | 678.2902 | 0.030595 | 686.0883 | 0.024089 | 685.7791 | 0.6621 | 856.6898 | 0.016416 | 856.0581 | 9.197 | 856.6898 | 0.45705 | 678.0626 | 0.36359
|  | 686.3214 | -0.0039466 | 686.0124 | 0.004042 | 571.6484 | 0.01003 | 686.3214 | 0.0033849 | 686.0124 | 0.0077231 | 678.3439 | 0.0021466 | 686.0124 | 0.010628 | 686.3214 | 0.01132 | 678.2902 | 0.0047055 | 686.3214 | 0.0030917 | 686.3214 | 0.0016341 | 686.3214 | 0.002446 | 678.5178 | 0.032312 | 686.3214 | 0.039589 | 686.0124 | 0.65599 | 856.8569 | 0.016485 | 856.2254 | 9.1043 | 856.8569 | 0.45867 | 678.2902 | 0.37207
|  | 686.5544 | 0.0097294 | 686.2458 | 0.00039977 | 571.7654 | 0 | 686.5544 | -0.012749 | 686.2458 | -0.040717 | 678.5749 | -0.0035847 | 686.2458 | -0.014359 | 686.5544 | 0 | 678.5178 | 0.0094459 | 686.5544 | 0 | 686.5544 | 0 | 686.5544 | 0 | 678.7454 | 0.00023856 | 686.5544 | 0.018685 | 686.2458 | 0.62028 | 857.024 | 0.016728 | 856.3927 | 9.0639 | 857.024 | 0.46199 | 678.5178 | 0.36451
|  | 686.7874 | 0.026949 | 686.4791 | 0.0051838 | 571.8823 | 0.012896 | 686.7874 | 0.003322 | 686.4791 | -0.0022937 | 678.8059 | 0.0026867 | 686.4791 | 0.0095087 | 686.7874 | 0.011923 | 678.7454 | 0.0023611 | 686.7874 | 0.0024706 | 686.7874 | 0.0023489 | 686.7874 | 0.002888 | 678.973 | 0.015164 | 686.7874 | 0.037075 | 686.4791 | 0.61385 | 857.1911 | 0.019817 | 856.5601 | 9.0288 | 857.1911 | 0.46378 | 678.7454 | 0.36073
|  | 687.0205 | 0.01019 | 686.7125 | -0.00077061 | 571.9992 | 0 | 687.0205 | -0.037239 | 686.7125 | -0.021253 | 679.0369 | -0.0030288 | 686.7125 | -0.017806 | 687.0205 | 0 | 678.973 | -0.0007876 | 687.0205 | 0 | 687.0205 | 0 | 687.0205 | 0 | 679.2007 | 0.014686 | 687.0205 | 0.021994 | 686.7125 | 0.57939 | 857.3582 | 0.01954 | 856.7274 | 8.9175 | 857.3582 | 0.46671 | 678.973 | 0.35502
|  | 687.2535 | 0.0071046 | 686.9459 | 0.014879 | 572.1162 | 0.0055905 | 687.2535 | 0.024692 | 686.9459 | 0.013523 | 679.268 | 0.0040354 | 686.9459 | 0.011597 | 687.2536 | 0.011924 | 679.2007 | 0.019953 | 687.2536 | 0.0036473 | 687.2535 | 0.002968 | 687.2536 | 0.0033724 | 679.4283 | 0.045717 | 687.2535 | 0.039589 | 686.9459 | 0.58237 | 857.5252 | 0.020025 | 856.8948 | 8.9113 | 857.5252 | 0.46807 | 679.2007 | 0.35516
|  | 687.4866 | 0.028873 | 687.1793 | -0.001223 | 572.2332 | 0 | 687.4866 | -0.0018709 | 687.1793 | -0.01241 | 679.499 | -0.0031627 | 687.1793 | -0.015103 | 687.4866 | 0 | 679.4283 | -0.0099991 | 687.4866 | 0 | 687.4866 | 0 | 687.4866 | 0 | 679.656 | -0.009237 | 687.4866 | 0.020327 | 687.1793 | 0.54478 | 857.6923 | 0.013535 | 857.0621 | 8.8678 | 857.6923 | 0.47108 | 679.4283 | 0.35184
|  | 687.7197 | 0.036995 | 687.4127 | 0.0046386 | 572.3501 | 0.014902 | 687.7197 | -0.007034 | 687.4127 | 0.0090699 | 679.7301 | 0.0044385 | 687.4127 | 0.012376 | 687.7197 | 0.017673 | 679.656 | 0.0090955 | 687.7197 | 0.0027098 | 687.7197 | 0.001632 | 687.7197 | 0.00094936 | 679.8837 | 0.04386 | 687.7197 | 0.037913 | 687.4127 | 0.53679 | 857.8594 | 0.016173 | 857.2295 | 8.7347 | 857.8594 | 0.47253 | 679.656 | 0.34447
|  | 687.9528 | 0.011241 | 687.6461 | -0.0059459 | 572.4671 | 0 | 687.9528 | -0.003762 | 687.6461 | -0.020608 | 679.9611 | -0.0032275 | 687.6461 | -0.017091 | 687.9528 | 0 | 679.8837 | -0.0086455 | 687.9528 | 0 | 687.9528 | 0 | 687.9528 | 0 | 680.1113 | 0.010528 | 687.9528 | 0.018311 | 687.6461 | 0.51502 | 858.0265 | 0.013778 | 857.3969 | 8.6192 | 858.0265 | 0.47672 | 679.8837 | 0.34571
|  | 688.1859 | 0.029597 | 687.8795 | 0.0040862 | 572.5841 | 0.013756 | 688.1859 | 0.010104 | 687.8795 | -0.016566 | 680.1922 | 0.0032486 | 687.8795 | 0.0095041 | 688.1859 | 0.017934 | 680.1113 | 0.0064371 | 688.1859 | 0.0026076 | 688.1859 | 0.0018077 | 688.1859 | 0.0025757 | 680.3391 | 0.035575 | 688.1859 | 0.036866 | 687.8795 | 0.50969 | 858.1936 | 0.016485 | 857.5642 | 8.6311 | 858.1936 | 0.4797 | 680.1113 | 0.3512
|  | 688.419 | 0.0039507 | 688.1129 | 0.0013258 | 572.7011 | 0 | 688.419 | -0.012419 | 688.1129 | -0.032861 | 680.4233 | -0.0039011 | 688.1129 | -0.01615 | 688.419 | 0 | 680.3391 | -0.0070639 | 688.419 | 0 | 688.419 | 0 | 688.419 | 0 | 680.5667 | -0.0034693 | 688.419 | 0.016268 | 688.1129 | 0.47711 | 858.3607 | 0.013535 | 857.7316 | 8.4842 | 858.3607 | 0.48354 | 680.3391 | 0.34521
|  | 688.6522 | 0.0095481 | 688.3464 | 0.0054654 | 572.8181 | 0.0099586 | 688.6522 | -0.0033411 | 688.3464 | 0.0063998 | 680.6544 | 0.0023799 | 688.3464 | 0.011474 | 688.6522 | 0.0081908 | 680.5667 | -0.010143 | 688.6522 | 0.0039309 | 688.6522 | 0.0024056 | 688.6522 | 0.0016628 | 680.7944 | 0.03614 | 688.6522 | 0.030582 | 688.3464 | 0.47962 | 858.5278 | 0.015791 | 857.899 | 8.3663 | 858.5278 | 0.48446 | 680.5667 | 0.33917
|  | 688.8853 | -0.0099847 | 688.5798 | -0.00011702 | 572.9351 | 0 | 688.8853 | -0.030324 | 688.5798 | -0.023051 | 680.8855 | -0.0056752 | 688.5798 | -0.017208 | 688.8853 | 0 | 680.7944 | -0.0039718 | 688.8853 | 0 | 688.8853 | 0 | 688.8853 | 0 | 681.0222 | 0.011429 | 688.8853 | 0.018641 | 688.5798 | 0.445 | 858.6949 | 0.010689 | 858.0663 | 8.295 | 858.6949 | 0.48708 | 680.7944 | 0.33608
|  | 689.1185 | 0.038893 | 688.8133 | 0.0044803 | 573.0521 | 0.0063359 | 689.1185 | 0.00082962 | 688.8133 | 0.013784 | 681.1166 | 0.0023931 | 688.8133 | 0.013081 | 689.1184 | 0.0091796 | 681.0222 | 0.011236 | 689.1184 | 0.0021693 | 689.1185 | 0.0012104 | 689.1184 | 0.0015824 | 681.2499 | 0.01712 | 689.1185 | 0.031629 | 688.8133 | 0.45315 | 858.862 | 0.0072536 | 858.2337 | 8.1567 | 858.862 | 0.4894 | 681.0222 | 0.33595
|  | 689.3516 | -0.00038129 | 689.0468 | -0.0066843 | 573.1691 | 0 | 689.3516 | -0.0016403 | 689.0468 | -0.020364 | 681.3477 | -0.0016282 | 689.0468 | -0.015961 | 689.3516 | 0 | 681.2499 | 0.00093017 | 689.3516 | 0 | 689.3516 | 0 | 689.3516 | 0 | 681.4776 | 0.0068605 | 689.3516 | 0.014126 | 689.0467 | 0.42339 | 859.0291 | 0.010204 | 858.4011 | 8.1218 | 859.0291 | 0.49347 | 681.2499 | 0.33138
|  | 689.5848 | 0.028772 | 689.2802 | -0.0011286 | 573.2861 | 0.0088123 | 689.5848 | 0.033817 | 689.2802 | 0.0049975 | 681.5789 | 0.0047208 | 689.2802 | 0.011549 | 689.5848 | 0.0041462 | 681.4776 | 0.011265 | 689.5848 | 0.0011402 | 689.5848 | 0.0021438 | 689.5848 | 0.0024571 | 681.7053 | 0.012304 | 689.5848 | 0.028487 | 689.2802 | 0.42714 | 859.1962 | 0.01659 | 858.5685 | 8.0145 | 859.1962 | 0.49574 | 681.4776 | 0.32867
|  | 689.8179 | -0.0033464 | 689.5137 | 0.0033172 | 573.4031 | 0 | 689.8179 | -0.0064773 | 689.5137 | -0.024497 | 681.81 | -0.0024459 | 689.5137 | -0.012129 | 689.8179 | 0 | 681.7053 | 1.093e-05 | 689.8179 | 0 | 689.8179 | 0 | 689.8179 | 0 | 681.9331 | 0.0072214 | 689.8179 | 0.01505 | 689.5137 | 0.3977 | 859.3633 | 0.013223 | 858.7359 | 7.8164 | 859.3633 | 0.49858 | 681.7053 | 0.32756
|  | 690.0511 | 0.019251 | 689.7472 | -5.0926e-06 | 573.5202 | 0.0058389 | 690.0511 | 0.0024254 | 689.7472 | -0.0018818 | 682.0411 | 0.0041305 | 689.7472 | 0.011656 | 690.0511 | 0.00504 | 681.9331 | 0.0032187 | 690.0511 | 0.0019229 | 690.0511 | 0.001937 | 690.0511 | 0.0012105 | 682.1608 | 0.021375 | 690.0512 | 0.030582 | 689.7472 | 0.39989 | 859.5305 | 0.012702 | 858.9033 | 7.845 | 859.5305 | 0.50055 | 681.9331 | 0.32756
|  | 690.2843 | 0.0053413 | 689.9807 | -0.0033251 | 573.6372 | 0 | 690.2843 | -0.029109 | 689.9807 | -0.052144 | 682.2723 | -0.0018164 | 689.9807 | -0.014185 | 690.2843 | 0 | 682.1608 | 0.002573 | 690.2843 | 0 | 690.2843 | 0 | 690.2843 | 0 | 682.3886 | 0.0062384 | 690.2843 | 0.011314 | 689.9807 | 0.37639 | 859.6976 | 0.01121 | 859.0707 | 7.627 | 859.6976 | 0.5044 | 682.1608 | 0.33263
|  | 690.5175 | 0.015314 | 690.2142 | 0.00020277 | 573.7542 | 0.010962 | 690.5175 | 0.0035465 | 690.2142 | 0.0001622 | 682.5035 | 0.0044915 | 690.2142 | 0.0094351 | 690.5175 | 0.011815 | 682.3886 | 0.0032129 | 690.5175 | 0.0019129 | 690.5175 | 0.0020481 | 690.5175 | 0.002139 | 682.6164 | 0.041094 | 690.5175 | 0.03142 | 690.2142 | 0.38438 | 859.8647 | 0.021587 | 859.2381 | 7.5397 | 859.8647 | 0.50667 | 682.3886 | 0.32572
|  | 690.7507 | 0.019373 | 690.4478 | -0.003072 | 573.8713 | 0 | 690.7507 | -0.029091 | 690.4478 | -0.035243 | 682.7347 | -0.00036019 | 690.4478 | -0.016568 | 690.7507 | 0 | 682.6164 | -3.9297e-05 | 690.7507 | 0 | 690.7507 | 0 | 690.7507 | 0 | 682.8442 | -0.00025862 | 690.7507 | 0.013303 | 690.4478 | 0.35259 | 860.0318 | 0.014577 | 859.4055 | 7.3898 | 860.0318 | 0.50956 | 682.6164 | 0.32125
|  | 690.9839 | 0.013164 | 690.6813 | 0.0040342 | 573.9883 | 0.010174 | 690.9839 | 0.019177 | 690.6813 | 0.011053 | 682.9659 | 0.00051661 | 690.6813 | 0.0086006 | 690.984 | 0.012978 | 682.8442 | 0.01043 | 690.984 | 0.00085932 | 690.9839 | 0.001466 | 690.984 | 0.0022626 | 683.072 | 0.016984 | 690.984 | 0.028697 | 690.6813 | 0.36042 | 860.199 | 0.018672 | 859.5729 | 7.3466 | 860.199 | 0.51039 | 682.8442 | 0.31765
|  | 691.2172 | -0.0090557 | 690.9149 | 0.002122 | 574.1054 | 0 | 691.2172 | 0.0023655 | 690.9149 | -0.036806 | 683.1971 | -0.0017547 | 690.9149 | -0.014198 | 691.2172 | 0 | 683.072 | 0.0029771 | 691.2172 | 0 | 691.2172 | 0 | 691.2172 | 0 | 683.2998 | -0.0087641 | 691.2172 | 0.012776 | 690.9149 | 0.33254 | 860.3661 | 0.011974 | 859.7403 | 7.1015 | 860.3661 | 0.51445 | 683.072 | 0.30968
|  | 691.4504 | 0.02499 | 691.1484 | -0.00029781 | 574.2225 | 0.0083108 | 691.4504 | -0.0023767 | 691.1484 | -0.0056003 | 683.4283 | 0.00489 | 691.1484 | 0.013116 | 691.4505 | 0.015164 | 683.2998 | 0.011618 | 691.4505 | 0.0027803 | 691.4504 | 0.0011872 | 691.4505 | 0.00017593 | 683.5276 | 0.032419 | 691.4504 | 0.031629 | 691.1484 | 0.33551 | 860.5332 | 0.0086071 | 859.9077 | 7.0584 | 860.5332 | 0.51729 | 683.2998 | 0.32244
|  | 691.6837 | 0.0015086 | 691.382 | 0.00046712 | 574.3395 | 0 | 691.6837 | -0.00020396 | 691.382 | -0.048968 | 683.6595 | -0.0014475 | 691.382 | -0.018365 | 691.6837 | 0 | 683.5276 | -0.0087611 | 691.6837 | 0 | 691.6837 | 0 | 691.6837 | 0 | 683.7554 | -0.018998 | 691.6837 | 0.011446 | 691.382 | 0.31045 | 860.7004 | 0.014264 | 860.0751 | 6.8792 | 860.7004 | 0.52197 | 683.5276 | 0.31272
|  | 691.917 | 0.045023 | 691.6156 | 0.0068468 | 574.4566 | 0.0018635 | 691.917 | 0.0062284 | 691.6156 | 0.016754 | 683.8907 | 0.0018836 | 691.6156 | 0.011842 | 691.917 | 0.0096468 | 683.7554 | 0.0017538 | 691.917 | 0.0032178 | 691.917 | 0.00098748 | 691.917 | 0.0030116 | 683.9832 | 0.02227 | 691.917 | 0.029116 | 691.6156 | 0.31797 | 860.8675 | 0.016104 | 860.2425 | 6.8319 | 860.8675 | 0.52442 | 683.7554 | 0.31406
|  | 692.1503 | 0.006046 | 691.8491 | -0.0035557 | 574.5737 | 0 | 692.1503 | -0.022352 | 691.8491 | -0.034009 | 684.1219 | -0.0037479 | 691.8491 | -0.015705 | 692.1503 | 0 | 683.9832 | -0.011229 | 692.1503 | 0 | 692.1503 | 0 | 692.1503 | 0 | 684.2111 | 0.0012331 | 692.1503 | 0.0082115 | 691.8492 | 0.29087 | 861.0347 | 0.012876 | 860.41 | 6.7002 | 861.0347 | 0.5284 | 683.9832 | 0.31028
|  | 692.3835 | 0.0099622 | 692.0827 | 0.0041643 | 574.6908 | 0.0073078 | 692.3835 | 0.0071042 | 692.0827 | 0.0027734 | 684.3532 | 0.0046712 | 692.0827 | 0.010151 | 692.3835 | 0.010057 | 684.2111 | 0.019248 | 692.3835 | 0.0020958 | 692.3835 | 0.0016578 | 692.3835 | 0.0032378 | 684.4389 | 0.020315 | 692.3835 | 0.027649 | 692.0827 | 0.30309 | 861.2018 | 0.02131 | 860.5774 | 6.5886 | 861.2018 | 0.5319 | 684.2111 | 0.30927
|  | 692.6168 | 0.012108 | 692.3164 | -0.0046578 | 574.8079 | 0 | 692.6168 | -0.0079308 | 692.3164 | -0.030875 | 684.5845 | 0.00082233 | 692.3164 | -0.014167 | 692.6168 | 0 | 684.4389 | 0.0006934 | 692.6168 | 0 | 692.6168 | 0 | 692.6168 | 0 | 684.6668 | 0.0051689 | 692.6168 | 0.011511 | 692.3164 | 0.27865 | 861.369 | 0.019817 | 860.7448 | 6.3878 | 861.369 | 0.5371 | 684.4389 | 0.30438
|  | 692.8502 | 0.033793 | 692.55 | 0.0014408 | 574.925 | 0.012538 | 692.8502 | 0.0089616 | 692.55 | 0.019942 | 684.8157 | 0.0082588 | 692.55 | 0.012722 | 692.8501 | 0.0094737 | 684.6668 | 0.011133 | 692.8501 | 0.0015324 | 692.8502 | 0.0013839 | 692.8501 | 0.0011779 | 684.8947 | 0.023598 | 692.8502 | 0.026183 | 692.55 | 0.28038 | 861.5361 | 0.013188 | 860.9123 | 6.3104 | 861.5361 | 0.54034 | 684.6668 | 0.30811
|  | 693.0834 | -0.012497 | 692.7836 | -0.0011033 | 575.0421 | 0 | 693.0834 | -0.049452 | 692.7836 | -0.045766 | 685.047 | 0.002911 | 692.7836 | -0.012279 | 693.0835 | 0 | 684.8947 | -0.0047766 | 693.0835 | 0 | 693.0834 | 0 | 693.0835 | 0 | 685.1226 | 0.047237 | 693.0834 | 0.0088561 | 692.7836 | 0.26189 | 861.7033 | 0.017214 | 861.0797 | 6.1544 | 861.7033 | 0.54414 | 684.8946 | 0.30236
|  | 693.3168 | -0.013466 | 693.0172 | 0.0077986 | 575.1592 | 0.013899 | 693.3168 | -0.011648 | 693.0172 | 0.034962 | 685.2783 | 0.011004 | 693.0172 | 0.012961 | 693.3168 | 0.010111 | 685.1226 | 0.00065509 | 693.3168 | 0.0040151 | 693.3168 | 0.002506 | 693.3168 | 0.0030539 | 685.3504 | 0.033841 | 693.3168 | 0.024507 | 693.0172 | 0.27411 | 861.8704 | 0.017874 | 861.2471 | 6.0504 | 861.8704 | 0.54567 | 685.1226 | 0.30162
|  | 693.5501 | -0.010342 | 693.2509 | -0.0037426 | 575.2763 | 0 | 693.5501 | -0.019111 | 693.2509 | -0.035791 | 685.5096 | 0.0081236 | 693.2509 | -0.016198 | 693.5501 | 0 | 685.3504 | -0.0023075 | 693.5501 | 0 | 693.5501 | 0 | 693.5501 | 0 | 685.5783 | -0.0061429 | 693.5501 | 0.0057468 | 693.2509 | 0.25328 | 862.0376 | 0.011765 | 861.4146 | 5.8801 | 862.0376 | 0.55026 | 685.3504 | 0.2936
|  | 693.7835 | 0.010102 | 693.4845 | -0.0046496 | 575.3935 | 0.0070813 | 693.7835 | 0.00056114 | 693.4845 | 0.014586 | 685.7408 | 0.01128 | 693.4845 | 0.011297 | 693.7835 | 0.0060992 | 685.5783 | 0.005375 | 693.7835 | 0.0031635 | 693.7835 | 0.0009591 | 693.7835 | 0.00068937 | 685.8062 | 0.018549 | 693.7835 | 0.025974 | 693.4845 | 0.25453 | 862.2047 | 0.02013 | 861.582 | 5.8286 | 862.2047 | 0.55214 | 685.5783 | 0.29683
|  | 694.0168 | -0.013741 | 693.7182 | -0.0010534 | 575.5106 | 0 | 694.0168 | -0.0151 | 693.7182 | -0.030739 | 685.9722 | 0.0022524 | 693.7182 | -0.013717 | 694.0168 | 0 | 685.8062 | -0.0080262 | 694.0168 | 0 | 694.0168 | 0 | 694.0168 | 0 | 686.0341 | -0.0078514 | 694.0168 | 0.0095938 | 693.7182 | 0.23292 | 862.3719 | 0.016485 | 861.7495 | 5.6917 | 862.3719 | 0.55664 | 685.8062 | 0.2936
|  | 694.2502 | -0.0022665 | 693.9519 | 0.006427 | 575.6278 | 0.0059632 | 694.2502 | -0.0090234 | 693.9519 | 0.011179 | 686.2035 | 0.013072 | 693.9519 | 0.011244 | 694.2502 | 0.013457 | 686.0341 | 0.0096348 | 694.2502 | 0.003312 | 694.2502 | 0.0020568 | 694.2502 | 0.00355 | 686.262 | -0.0025068 | 694.2502 | 0.021575 | 693.9519 | 0.24012 | 862.5391 | 0.01836 | 861.9169 | 5.5299 | 862.5391 | 0.55966 | 686.0341 | 0.28531
|  | 694.4836 | -0.0020821 | 694.1856 | -0.0060414 | 575.7449 | 0 | 694.4836 | -0.031909 | 694.1856 | -0.028857 | 686.4348 | 0.010976 | 694.1856 | -0.019242 | 694.4836 | 0 | 686.262 | -0.0079565 | 694.4836 | 0 | 694.4836 | 0 | 694.4836 | 0 | 686.49 | 0.0036557 | 694.4836 | 0.0071918 | 694.1856 | 0.21428 | 862.7062 | 0.015062 | 862.0844 | 5.3847 | 862.7062 | 0.56473 | 686.262 | 0.29097
|  | 694.717 | 0.037461 | 694.4193 | -0.0059929 | 575.8621 | 0.010962 | 694.717 | -0.0027942 | 694.4193 | 0.0071054 | 686.6662 | 0.015156 | 694.4193 | 0.011379 | 694.717 | 0.0063475 | 686.49 | 0.010236 | 694.717 | 0.0019134 | 694.717 | 0.00072886 | 694.717 | 0.00079467 | 686.7179 | 0.043801 | 694.717 | 0.024298 | 694.4193 | 0.22728 | 862.8734 | 0.016104 | 862.2519 | 5.2503 | 862.8734 | 0.5674 | 686.49 | 0.28881
|  | 694.9504 | 0.0099347 | 694.653 | -0.0049605 | 575.9792 | 0 | 694.9504 | -0.011468 | 694.653 | -0.026428 | 686.8975 | 0.0080116 | 694.653 | -0.016258 | 694.9504 | 0 | 686.7179 | -0.0061593 | 694.9504 | 0 | 694.9504 | 0 | 694.9504 | 0 | 686.9459 | 0.018944 | 694.9504 | 0.0058598 | 694.653 | 0.20143 | 863.0406 | 0.018776 | 862.4193 | 5.0968 | 863.0406 | 0.57037 | 686.7179 | 0.29194
|  | 695.1838 | 0.034676 | 694.8867 | 0.0029119 | 576.0964 | 0.014544 | 695.1838 | 0.016815 | 694.8867 | -0.00095378 | 687.1289 | 0.014971 | 694.8867 | 0.011036 | 695.1838 | 0.011923 | 686.9459 | 0.0052803 | 695.1838 | 0.001391 | 695.1838 | 0.0020107 | 695.1838 | 0.0016899 | 687.1738 | 0.020031 | 695.1838 | 0.018364 | 694.8867 | 0.21083 | 863.2078 | 0.012945 | 862.5868 | 5.0018 | 863.2078 | 0.5719 | 686.9459 | 0.28568
|  | 695.4172 | 0.023202 | 695.1204 | -0.0058794 | 576.2136 | 0 | 695.4172 | -0.01379 | 695.1204 | -0.033234 | 687.3602 | 0.0091958 | 695.1204 | -0.015494 | 695.4172 | 0 | 687.1738 | -0.011025 | 695.4172 | 0 | 695.4172 | 0 | 695.4172 | 0 | 687.4017 | 0.0023366 | 695.4172 | 0.0033628 | 695.1204 | 0.19626 | 863.375 | 0.01475 | 862.7543 | 4.8423 | 863.375 | 0.5754 | 687.1738 | 0.28328
|  | 695.6506 | 0.019136 | 695.3541 | -0.00064041 | 576.3307 | 0.0059632 | 695.6506 | 0.047583 | 695.3541 | -0.0075785 | 687.5916 | 0.010837 | 695.3541 | 0.010738 | 695.6506 | 0.015979 | 687.4017 | 0.0087443 | 695.6506 | 0.0022777 | 695.6506 | 0.00075278 | 695.6506 | 0.0012787 | 687.6298 | 0.0080902 | 695.6506 | 0.022832 | 695.3541 | 0.20096 | 863.5422 | 0.016277 | 862.9217 | 4.763 | 863.5422 | 0.5761 | 687.4017 | 0.27724
|  | 695.8841 | -0.0057471 | 695.5879 | 0.0034673 | 576.4479 | 0.0011207 | 695.8841 | -0.041032 | 695.5879 | -0.039223 | 687.823 | 0.003494 | 695.5879 | -0.017432 | 695.8841 | 0 | 687.6298 | 0.0017484 | 695.8841 | 0 | 695.8841 | 0 | 695.8841 | 0 | 687.8577 | -0.0076192 | 695.8841 | 0.0032828 | 695.5879 | 0.17982 | 863.7093 | 0.011835 | 863.0892 | 4.5935 | 863.7093 | 0.57837 | 687.6298 | 0.28033
|  | 696.1175 | 0.025185 | 695.8216 | -0.0033426 | 576.5651 | 0.0047209 | 696.1175 | -0.0038545 | 695.8216 | 0.0052476 | 688.0544 | 0.0075862 | 695.8216 | 0.012586 | 696.1175 | 0.011228 | 687.8577 | 0.012315 | 696.1175 | 0.0014563 | 696.1175 | 0.001378 | 696.1175 | 0.0031582 | 688.0857 | 0.034121 | 696.1175 | 0.022203 | 695.8216 | 0.18859 | 863.8765 | 0.017388 | 863.2567 | 4.5478 | 863.8765 | 0.57811 | 687.8577 | 0.27678
|  | 696.351 | 0.0059181 | 696.0554 | -0.0050733 | 576.6823 | 0 | 696.351 | -0.019598 | 696.0554 | -0.044191 | 688.2858 | 0.0038063 | 696.0554 | -0.018383 | 696.351 | 0 | 688.0857 | -0.0092184 | 696.351 | 0 | 696.351 | 0 | 696.351 | 0 | 688.3137 | -0.0024635 | 696.351 | 0.0021566 | 696.0554 | 0.17308 | 864.0437 | 0.017145 | 863.4242 | 4.3903 | 864.0437 | 0.5806 | 688.0857 | 0.27899
|  | 696.5845 | 0.0055673 | 696.2892 | -0.0014963 | 576.7995 | 0.0098153 | 696.5845 | 0.015607 | 696.2892 | 0.0078736 | 688.5172 | 0.00784 | 696.2892 | 0.012656 | 696.5844 | 0.0089419 | 688.3137 | -0.0011762 | 696.5844 | 0.0011058 | 696.5845 | 0.0011833 | 696.5844 | 0.002537 | 688.5417 | 0.010628 | 696.5845 | 0.018222 | 696.2892 | 0.1806 | 864.2109 | 0.016 | 863.5917 | 4.3576 | 864.2109 | 0.58178 | 688.3137 | 0.27499
|  | 696.8179 | 0.013421 | 696.523 | -0.004025 | 576.9167 | 0 | 696.8179 | -0.020971 | 696.523 | -0.021214 | 688.7487 | 0.00015702 | 696.523 | -0.015042 | 696.8179 | 0 | 688.5417 | -0.017542 | 696.8179 | 0 | 696.8179 | 0 | 696.8179 | 0 | 688.7697 | -0.002823 | 696.8179 | 0.0052717 | 696.523 | 0.16666 | 864.3781 | 0.014889 | 863.7592 | 4.1175 | 864.3781 | 0.58475 | 688.5417 | 0.26517
|  | 697.0514 | 0.0062589 | 696.7567 | 0.0043665 | 577.0339 | 0.01526 | 697.0514 | 0.011889 | 696.7567 | -0.00018282 | 688.9801 | 0.0055505 | 696.7567 | 0.010505 | 697.0514 | 0.012921 | 688.7697 | 0.01468 | 697.0514 | 0.0034822 | 697.0514 | 0.0026084 | 697.0514 | 0.0021 | 688.9977 | 0.04765 | 697.0514 | 0.020458 | 696.7568 | 0.17668 | 864.5453 | 0.017561 | 863.9267 | 4.0887 | 864.5453 | 0.58733 | 688.7697 | 0.27158
|  | 697.2849 | -0.010161 | 696.9905 | -0.00017088 | 577.1512 | 0 | 697.2849 | -0.012789 | 696.9905 | -0.024639 | 689.2115 | -0.00074251 | 696.9905 | -0.01464 | 697.2849 | 0 | 688.9977 | 0.0049598 | 697.2849 | 0 | 697.2849 | 0 | 697.2849 | 0 | 689.2258 | -0.015819 | 697.2849 | 0.0008593 | 696.9905 | 0.15115 | 864.7125 | 0.013778 | 864.0942 | 3.9072 | 864.7125 | 0.5928 | 688.9977 | 0.26351
|  | 697.5184 | 0.0081266 | 697.2244 | -0.00034609 | 577.2684 | 0.011033 | 697.5184 | -0.0088582 | 697.2244 | -0.0086769 | 689.443 | 0.00083407 | 697.2244 | 0.007878 | 697.5184 | 0.012039 | 689.2258 | 0.001242 | 697.5184 | 0.00074938 | 697.5184 | 0.00082978 | 697.5184 | 0.0018517 | 689.4538 | 0.02742 | 697.5184 | 0.01859 | 697.2244 | 0.15977 | 864.8797 | 0.017145 | 864.2617 | 3.8193 | 864.8797 | 0.59805 | 689.2258 | 0.26476
|  | 697.752 | 0.0066836 | 697.4582 | -0.00514 | 577.3856 | 0 | 697.752 | -0.020519 | 697.4582 | -0.01407 | 689.6744 | -0.0024728 | 697.4582 | -0.018947 | 697.7519 | 0 | 689.4538 | 0.016152 | 697.7519 | 0 | 697.752 | 0 | 697.7519 | 0 | 689.6819 | 0.024437 | 697.7519 | 0.0041427 | 697.4582 | 0.13784 | 865.047 | 0.016416 | 864.4292 | 3.7102 | 865.047 | 0.60561 | 689.4538 | 0.26678
|  | 697.9855 | 0.0010625 | 697.692 | 0.0051051 | 577.5029 | 0.0068328 | 697.9855 | 0.0067979 | 697.692 | -0.0072937 | 689.9059 | 0.0086248 | 697.692 | 0.013019 | 697.9855 | 0.0033857 | 689.6819 | -0.0038938 | 697.9855 | 0.0031679 | 697.9855 | 0.0012941 | 697.9855 | 0.0036461 | 689.9099 | 0.028601 | 697.9855 | 0.019319 | 697.692 | 0.14818 | 865.2142 | 0.010447 | 864.5967 | 3.5938 | 865.2142 | 0.61068 | 689.6819 | 0.26259
|  | 698.219 | 0.0016871 | 697.9259 | -0.004069 | 577.6201 | 0 | 698.219 | -0.0192 | 697.9259 | -0.044175 | 690.1374 | -0.0038117 | 697.9259 | -0.020105 | 698.219 | 0 | 689.9099 | -0.010346 | 698.219 | 0 | 698.219 | 0 | 698.219 | 0 | 690.138 | 0.0067866 | 698.219 | 0.0015162 | 697.9259 | 0.13502 | 865.3814 | 0.01416 | 864.7642 | 3.4827 | 865.3814 | 0.6168 | 689.9099 | 0.2595
|  | 698.4526 | 0.032536 | 698.1597 | 0.0033202 | 577.7374 | 0.0085974 | 698.4526 | 0.008705 | 698.1597 | 0.018912 | 690.3689 | 0.0075487 | 698.1597 | 0.012611 | 698.4526 | 0.011615 | 690.138 | 0.027844 | 698.4526 | 0.0042121 | 698.4526 | 0.0020641 | 698.4526 | 0.0037907 | 690.3661 | 0.025269 | 698.4526 | 0.016188 | 698.1597 | 0.14912 | 865.5486 | 0.014334 | 864.9318 | 3.4239 | 865.5486 | 0.62179 | 690.138 | 0.25236
|  | 698.6861 | 0.020651 | 698.3936 | 0.0014597 | 577.8546 | 0 | 698.6861 | 0.015983 | 698.3936 | 0.0035392 | 690.6004 | 0.0038526 | 698.3936 | 0.015219 | 698.6861 | 0.015433 | 690.3661 | -0.0035186 | 698.6861 | 0.0034941 | 698.6861 | 0.0018307 | 698.6861 | 0.0026888 | 690.5942 | 0.023908 | 698.6861 | 0.014281 | 698.3936 | 0.13298 | 865.7158 | 0.018498 | 865.0993 | 3.2322 | 865.7158 | 0.6269 | 690.3661 | 0.25817
|  | 698.9197 | -0.0056884 | 698.6274 | -0.0083132 | 577.9719 | 0.01003 | 698.9197 | -0.017578 | 698.6274 | -0.037939 | 690.8319 | -0.003094 | 698.6274 | -0.017976 | 698.9197 | 0 | 690.5942 | -0.01007 | 698.9197 | 0 | 698.9197 | 0 | 698.9197 | 0 | 690.8223 | 0.016998 | 698.9197 | 0.00030403 | 698.6274 | 0.11387 | 865.8831 | 0.011349 | 865.2668 | 3.101 | 865.8831 | 0.63145 | 690.5942 | 0.24964
|  | 699.1533 | 0.016497 | 698.8613 | 0.0044239 | 578.0892 | 0 | 699.1533 | -0.0020469 | 698.8613 | 0.014025 | 691.0634 | 0.003597 | 698.8613 | 0.010352 | 699.1533 | 0.01354 | 690.8223 | 0.019009 | 699.1533 | 0.0030967 | 699.1533 | 0.0014673 | 699.1533 | 0.0019667 | 691.0504 | 0.0096616 | 699.1533 | 0.019131 | 698.8613 | 0.12781 | 866.0503 | 0.015444 | 865.4343 | 3.0707 | 866.0503 | 0.63285 | 690.8223 | 0.2478
|  | 699.3868 | -0.014492 | 699.0952 | 0.0054066 | 578.2065 | 0.013039 | 699.3868 | -0.028675 | 699.0952 | -0.018179 | 691.2949 | -0.0059963 | 699.0952 | -0.015096 | 699.3869 | 0 | 691.0504 | 0.0066561 | 699.3869 | 0 | 699.3868 | 0 | 699.3869 | 0 | 691.2785 | -0.0011283 | 699.3868 | 0.0016982 | 699.0952 | 0.11121 | 866.2175 | 0.011106 | 865.6019 | 2.9243 | 866.2175 | 0.6339 | 691.0503 | 0.2478
|  | 699.6205 | 0.013239 | 699.3291 | 0.0022802 | 578.3237 | 0 | 699.6205 | -0.0096716 | 699.3291 | 0.0072479 | 691.5265 | 0.0034146 | 699.3291 | 0.00904 | 699.6205 | 0.011378 | 691.2785 | 0.016526 | 699.6205 | 0.0035892 | 699.6205 | 0.0017044 | 699.6205 | 0.0039326 | 691.5066 | 0.016234 | 699.6205 | 0.01582 | 699.3291 | 0.12312 | 866.3848 | 0.017006 | 865.7694 | 2.8063 | 866.3848 | 0.63473 | 691.2785 | 0.24895
|  | 699.8541 | 0.011816 | 699.563 | -0.0052168 | 578.441 | 0.011893 | 699.8541 | 0.0086529 | 699.563 | -0.038837 | 691.7581 | -0.0057812 | 699.563 | -0.021855 | 699.8541 | 0 | 691.5066 | -0.031942 | 699.8541 | 0 | 699.8541 | 0 | 699.8541 | 0 | 691.7347 | -0.010555 | 699.8541 | 0 | 699.563 | 0.10025 | 866.552 | 0.014889 | 865.937 | 2.7747 | 866.552 | 0.63884 | 691.5066 | 0.25135
|  | 700.0877 | 0.015298 | 699.7969 | 0.0015773 | 578.5583 | 0 | 700.0877 | 0.0042758 | 699.7969 | 0.0063714 | 691.9896 | -0.00098651 | 699.7969 | 0.014834 | 700.0877 | 0.013597 | 691.7347 | 0.019082 | 700.0877 | 0.0028018 | 700.0877 | 0.0013154 | 700.0877 | 0.0015756 | 691.9629 | 0.02216 | 700.0877 | 0.018003 | 699.7969 | 0.11842 | 866.7192 | 0.014229 | 866.1045 | 2.6954 | 866.7192 | 0.64325 | 691.7347 | 0.2378
|  | 700.3213 | -0.00020167 | 700.0309 | 0.0022722 | 578.6756 | 0.011678 | 700.3213 | -0.020259 | 700.0309 | -0.01894 | 692.2211 | -0.002742 | 700.0309 | -0.015197 | 700.3213 | 0 | 691.9629 | 0.0099117 | 700.3213 | 0 | 700.3213 | 0 | 700.3213 | 0 | 692.191 | 0.016248 | 700.3213 | 0 | 700.0309 | 0.096801 | 866.8865 | 0.013744 | 866.272 | 2.628 | 866.8865 | 0.64806 | 691.9629 | 0.24328
|  | 700.5549 | 0.015855 | 700.2648 | 0.0031695 | 578.7929 | 0 | 700.5549 | 0.010262 | 700.2648 | 0.017306 | 692.4527 | 0.0033584 | 700.2648 | 0.010448 | 700.555 | 0.013499 | 692.191 | 0.013497 | 700.555 | 0.0035908 | 700.5549 | 0.0014832 | 700.555 | 0.0022722 | 692.4192 | 0.032992 | 700.5549 | 0.016135 | 700.2648 | 0.11309 | 867.0537 | 0.018498 | 866.4396 | 2.5355 | 867.0537 | 0.64859 | 692.191 | 0.24126
|  | 700.7886 | -0.0084393 | 700.4988 | -0.0071031 | 578.9103 | 0.0049693 | 700.7886 | -0.014887 | 700.4988 | -0.051139 | 692.6843 | -0.004284 | 700.4988 | -0.014862 | 700.7886 | 0 | 692.4192 | -0.0043366 | 700.7886 | 0 | 700.7886 | 0 | 700.7886 | 0 | 692.6473 | 0.025002 | 700.7886 | 0 | 700.4988 | 0.08474 | 867.221 | 0.017874 | 866.6071 | 2.4055 | 867.221 | 0.64959 | 692.4192 | 0.24872
|  | 701.0223 | 0.032691 | 700.7327 | 0.0016891 | 579.0276 | 0.0006226 | 701.0223 | 0.01457 | 700.7327 | -0.0075588 | 692.9159 | 0.0026729 | 700.7327 | 0.011979 | 701.0223 | 0.013266 | 692.6473 | 0.0077223 | 701.0223 | 0.0030881 | 701.0223 | 0.0023773 | 701.0223 | 0.0014225 | 692.8755 | 0.021078 | 701.0223 | 0.01448 | 700.7327 | 0.10667 | 867.3882 | 0.017804 | 866.7747 | 2.3646 | 867.3882 | 0.65012 | 692.6473 | 0.24522
|  | 701.2559 | 0.0078347 | 700.9667 | -0.0052069 | 579.1449 | 0.01003 | 701.2559 | -0.020357 | 700.9667 | -0.027349 | 693.1475 | -0.0062033 | 700.9667 | -0.015153 | 701.2559 | 0 | 692.8755 | -0.0077584 | 701.2559 | 0 | 701.2559 | 0 | 701.2559 | 0 | 693.1037 | 0.010008 | 701.2559 | 0 | 700.9667 | 0.08474 | 867.5555 | 0.017804 | 866.9423 | 2.3141 | 867.5555 | 0.65514 | 692.8755 | 0.24255
|  | 701.4896 | 0.02458 | 701.2007 | 0.0028339 | 579.2622 | 0 | 701.4896 | 0.018122 | 701.2007 | 0.0092121 | 693.3791 | 0.0035356 | 701.2007 | 0.013406 | 701.4896 | 0.012898 | 693.1037 | 0.007439 | 701.4896 | 0.0021665 | 701.4896 | 0.001396 | 701.4896 | 0.001798 | 693.3319 | 0.013328 | 701.4896 | 0.013722 | 701.2007 | 0.10134 | 867.7227 | 0.010794 | 867.1098 | 2.2378 | 867.7227 | 0.6582 | 693.1037 | 0.23471
|  | 701.7233 | -0.0080243 | 701.4347 | -0.0064549 | 579.3796 | 0.0069571 | 701.7233 | -0.039463 | 701.4347 | -0.018465 | 693.6107 | -0.0026444 | 701.4347 | -0.020352 | 701.7233 | 0 | 693.3319 | 0.00064154 | 701.7233 | 0 | 701.7233 | 0 | 701.7233 | 0 | 693.5601 | 0.0017022 | 701.7233 | 0 | 701.4347 | 0.080354 | 867.89 | 0.012078 | 867.2774 | 2.1346 | 867.89 | 0.66008 | 693.3319 | 0.23001
|  | 701.957 | 0.0027417 | 701.6686 | -0.0031848 | 579.4969 | 0 | 701.957 | 0.0080635 | 701.6686 | 0.0060123 | 693.8423 | 0.0038193 | 701.6686 | 0.011764 | 701.957 | 0.0091783 | 693.5601 | 0.0077398 | 701.957 | 0.0010669 | 701.957 | 0.0012727 | 701.957 | 0.002305 | 693.7883 | 0.016111 | 701.957 | 0.015887 | 701.6686 | 0.089125 | 868.0573 | 0.01947 | 867.445 | 2.1167 | 868.0573 | 0.65952 | 693.5601 | 0.23891
|  | 702.1907 | -0.020188 | 701.9027 | -0.006673 | 579.6143 | 0.012036 | 702.1907 | -0.030101 | 701.9027 | -0.027659 | 694.074 | -0.0043405 | 701.9027 | -0.018798 | 702.1907 | 0 | 693.7883 | 0.0020443 | 702.1907 | 0 | 702.1907 | 0 | 702.1907 | 0 | 694.0165 | -0.019997 | 702.1907 | 0 | 701.9027 | 0.070956 | 868.2245 | 0.014577 | 867.6125 | 2.0439 | 868.2245 | 0.66319 | 693.7883 | 0.23693
|  | 702.4244 | 0.0044416 | 702.1367 | -0.0020528 | 579.7317 | 0 | 702.4244 | 0.012638 | 702.1367 | 0.017452 | 694.3057 | 0.0018861 | 702.1367 | 0.012083 | 702.4244 | 0.0046289 | 694.0165 | 0.02308 | 702.4244 | 0.00055439 | 702.4244 | 0.0011035 | 702.4244 | 0.0031295 | 694.2448 | 0.021131 | 702.4244 | 0.012169 | 702.1367 | 0.083017 | 868.3918 | 0.013778 | 867.7801 | 1.9551 | 868.3918 | 0.66918 | 694.0165 | 0.22983
|  | 702.6581 | 0.0025098 | 702.3707 | -0.0022669 | 579.849 | 0.0057147 | 702.6581 | -0.019026 | 702.3707 | -0.035403 | 694.5373 | -0.0075709 | 702.3707 | -0.015726 | 702.6582 | 0 | 694.2448 | 0.0039842 | 702.6582 | 0 | 702.6581 | 0 | 702.6582 | 0 | 694.473 | -0.00050454 | 702.6581 | 0.0014997 | 702.3707 | 0.06657 | 868.5591 | 0.0094748 | 867.9477 | 1.8601 | 868.5591 | 0.67867 | 694.2447 | 0.22624
|  | 702.8919 | 0.021487 | 702.6047 | 0.00458 | 579.9664 | 0 | 702.8919 | 0.0035233 | 702.6047 | 0.022906 | 694.769 | 0.0051823 | 702.6047 | 0.010201 | 702.8919 | 0.01554 | 694.473 | 0.0027897 | 702.8919 | 0.0049267 | 702.8919 | 0.0022594 | 702.8919 | 0.0016824 | 694.7012 | 0.0084663 | 702.8919 | 0.016153 | 702.6047 | 0.084896 | 868.7263 | 0.01954 | 868.1153 | 1.8185 | 868.7263 | 0.68487 | 694.473 | 0.22481
|  | 703.1257 | 0.010638 | 702.8388 | -0.0062722 | 580.0838 | 0.011033 | 703.1257 | 0.011207 | 702.8388 | -0.020522 | 695.0007 | -0.0038334 | 702.8388 | -0.019466 | 703.1257 | 0 | 694.7012 | -0.0068208 | 703.1257 | 0 | 703.1257 | 0 | 703.1257 | 0 | 694.9295 | -0.00076541 | 703.1257 | 0 | 702.8388 | 0.062967 | 868.8936 | 0.012564 | 868.2829 | 1.758 | 868.8936 | 0.69139 | 694.7012 | 0.22596
|  | 703.3594 | 0.017638 | 703.0728 | 0.0024712 | 580.2012 | 0 | 703.3594 | 0.003665 | 703.0728 | 0.02227 | 695.2324 | 0.0045983 | 703.0728 | 0.012065 | 703.3594 | 0.014781 | 694.9295 | 0.017416 | 703.3594 | 0.0022442 | 703.3594 | 0.0019528 | 703.3594 | 0.00346 | 695.1577 | 0.028023 | 703.3594 | 0.014126 | 703.0728 | 0.078004 | 869.0609 | 0.01416 | 868.4505 | 1.7324 | 869.0609 | 0.69484 | 694.9295 | 0.23066
|  | 703.5932 | 0.0014847 | 703.3069 | -0.0048443 | 580.3186 | 0.012036 | 703.5932 | -7.6287e-05 | 703.3069 | -0.067205 | 695.4641 | -0.0054519 | 703.3069 | -0.016962 | 703.5932 | 0 | 695.1577 | -0.009745 | 703.5932 | 0 | 703.5932 | 0 | 703.5932 | 0 | 695.386 | -0.026594 | 703.5932 | 0 | 703.3069 | 0.062497 | 869.2282 | 0.01239 | 868.6181 | 1.6264 | 869.2282 | 0.70162 | 695.1577 | 0.21573
|  | 703.827 | 0.006529 | 703.541 | 0.0043247 | 580.436 | 0 | 703.827 | -0.011695 | 703.541 | 0.025826 | 695.6957 | 0.007921 | 703.541 | 0.014271 | 703.827 | 0.013795 | 695.386 | 0.023927 | 703.827 | 0.0028524 | 703.827 | 0.001959 | 703.827 | 0.0025036 | 695.6143 | 0.010835 | 703.827 | 0.013031 | 703.541 | 0.073775 | 869.3955 | 0.014993 | 868.7857 | 1.6448 | 869.3955 | 0.70555 | 695.386 | 0.22688
|  | 704.0607 | -0.017146 | 703.7751 | -0.0021476 | 580.5534 | 0.013326 | 704.0607 | -0.01151 | 703.7751 | -0.027715 | 695.9275 | -0.0061872 | 703.7751 | -0.01911 | 704.0608 | 0 | 695.6143 | 0.0040274 | 704.0608 | 0 | 704.0607 | 0 | 704.0608 | 0 | 695.8426 | 0.018849 | 704.0607 | 0 | 703.7751 | 0.050123 | 869.5627 | 0.012633 | 868.9533 | 1.5719 | 869.5627 | 0.71084 | 695.6143 | 0.21956
|  | 704.2946 | 0.020748 | 704.0092 | 0.00026973 | 580.6708 | 0 | 704.2946 | -0.017507 | 704.0092 | -0.011208 | 696.1592 | -0.00014914 | 704.0092 | 0.014293 | 704.2946 | 0.012325 | 695.8426 | 0.02696 | 704.2946 | 0.0014918 | 704.2946 | 0.00090438 | 704.2946 | 0.00072959 | 696.0709 | 0.030816 | 704.2946 | 0.012942 | 704.0091 | 0.072522 | 869.73 | 0.018915 | 869.1209 | 1.5239 | 869.73 | 0.71268 | 695.8426 | 0.21536
|  | 704.5284 | 0.01892 | 704.2433 | -0.0035492 | 580.7882 | 0.0078093 | 704.5284 | -0.02145 | 704.2433 | -0.045719 | 696.3909 | -0.0062446 | 704.2433 | -0.021822 | 704.5284 | 0 | 696.0709 | -0.0088086 | 704.5284 | 0 | 704.5284 | 0 | 704.5284 | 0 | 696.2992 | -0.014288 | 704.5284 | 0 | 704.2433 | 0.050593 | 869.8973 | 0.01062 | 869.2885 | 1.464 | 869.8973 | 0.71967 | 696.0709 | 0.21292
|  | 704.7622 | 0.032633 | 704.4774 | -0.002644 | 580.9056 | 0 | 704.7622 | -0.0075591 | 704.4774 | 0.0059184 | 696.6227 | 0.0055613 | 704.4774 | 0.01069 | 704.7622 | 0.015118 | 696.2992 | 0.00075303 | 704.7622 | 0.001495 | 704.7622 | 0.0011501 | 704.7622 | 0.0012396 | 696.5275 | 0.017869 | 704.7622 | 0.0093422 | 704.4774 | 0.067823 | 870.0646 | 0.015201 | 869.4561 | 1.4032 | 870.0646 | 0.72593 | 696.2992 | 0.22144
|  | 704.996 | 0.026147 | 704.7115 | 0.0001344 | 581.0231 | 0.011463 | 704.996 | -0.0042115 | 704.7115 | -0.04267 | 696.8544 | -0.004487 | 704.7115 | -0.018322 | 704.996 | 0 | 696.5275 | -0.014466 | 704.996 | 0 | 704.996 | 0 | 704.996 | 0 | 696.7558 | 0.0048575 | 704.996 | 0 | 704.7115 | 0.052003 | 870.2319 | 0.011349 | 869.6237 | 1.338 | 870.2319 | 0.73323 | 696.5275 | 0.21592
|  | 705.2299 | 0.02111 | 704.9456 | 0.0024341 | 581.1405 | 0 | 705.2299 | 0.016333 | 704.9456 | 0.0037254 | 697.0862 | 0.003801 | 704.9456 | 0.011851 | 705.2299 | 0.0028347 | 696.7558 | 0.011549 | 705.2299 | 0.0031536 | 705.2299 | 0.0019707 | 705.2299 | 0.00122 | 696.9841 | 0.022201 | 705.2299 | 0.015173 | 704.9456 | 0.062497 | 870.3992 | 0.013987 | 869.7913 | 1.3489 | 870.3992 | 0.73471 | 696.7558 | 0.21071
|  | 705.4637 | 0.0069338 | 705.1798 | -0.0082018 | 581.2579 | 0.011033 | 705.4637 | -0.0055815 | 705.1798 | -0.067614 | 697.3179 | -0.0059532 | 705.1798 | -0.018459 | 705.4637 | 0 | 696.9841 | 0.0031065 | 705.4637 | 0 | 705.4637 | 0 | 705.4637 | 0 | 697.2125 | 0.003637 | 705.4637 | 0 | 705.1798 | 0.049027 | 870.5665 | 0.010238 | 869.959 | 1.2446 | 870.5665 | 0.7362 | 696.9841 | 0.20794
|  | 705.6976 | 0.0065774 | 705.4139 | 0.003287 | 581.3754 | 0 | 705.6976 | 0.0011727 | 705.4139 | -0.013014 | 697.5497 | 0.0043961 | 705.4139 | 0.013176 | 705.6976 | 0.010283 | 697.2125 | 0.015174 | 705.6976 | 0.0030841 | 705.6976 | 0.0013725 | 705.6976 | 0.0017989 | 697.4409 | 0.001404 | 705.6976 | 0.011285 | 705.4139 | 0.062184 | 870.7338 | 0.017561 | 870.1266 | 1.2136 | 870.7338 | 0.73655 | 697.2125 | 0.21467
|  | 705.9315 | 0.003482 | 705.6481 | -0.0030807 | 581.4928 | 0.0064601 | 705.9315 | -0.01526 | 705.6481 | -0.048217 | 697.7815 | -0.0038521 | 705.6481 | -0.015521 | 705.9314 | 0 | 697.4409 | -0.010841 | 705.9314 | 0 | 705.9315 | 0 | 705.9314 | 0 | 697.6692 | -0.013065 | 705.9315 | 0 | 705.6481 | 0.049497 | 870.9011 | 0.011661 | 870.2942 | 1.1802 | 870.9011 | 0.73957 | 697.4409 | 0.21099
|  | 706.1653 | 0.030213 | 705.8822 | -0.00028008 | 581.6103 | 0 | 706.1653 | -0.0050634 | 705.8822 | 0.0064734 | 698.0133 | 0.0026811 | 705.8822 | 0.011897 | 706.1653 | 0.0055336 | 697.6692 | 0.0099406 | 706.1653 | 0.0015659 | 706.1653 | 0.0013435 | 706.1653 | 0.0014297 | 697.8976 | 0.017777 | 706.1653 | 0.011576 | 705.8822 | 0.055606 | 871.0684 | 0.018602 | 870.4619 | 1.1735 | 871.0684 | 0.74298 | 697.6692 | 0.21066
|  | 706.3992 | -0.011687 | 706.1164 | -0.0074593 | 581.7278 | 0.008669 | 706.3992 | -0.02633 | 706.1164 | -0.038846 | 698.2451 | -0.0049357 | 706.1164 | -0.018777 | 706.3992 | 0 | 697.8976 | 0.0032583 | 706.3992 | 0 | 706.3992 | 0 | 706.3992 | 0 | 698.126 | 0.017763 | 706.3992 | 0 | 706.1164 | 0.040099 | 871.2358 | 0.015687 | 870.6295 | 1.1056 | 871.2358 | 0.74774 | 697.8976 | 0.20053
|  | 706.6331 | 0.0067459 | 706.3506 | 0.00080754 | 581.8453 | 0 | 706.6331 | -0.0086504 | 706.3506 | 0.024293 | 698.4769 | 0.00075016 | 706.3506 | 0.007465 | 706.6331 | 0.0062241 | 698.126 | 0.0082594 | 706.6331 | 0.0028063 | 706.6331 | 0.0014185 | 706.6331 | 0.00075562 | 698.3543 | 0.021563 | 706.6331 | 0.0088079 | 706.3506 | 0.051533 | 871.4031 | 0.016242 | 870.7971 | 1.0633 | 871.4031 | 0.75281 | 698.126 | 0.20527
|  | 706.867 | 0.00099104 | 706.5848 | -0.0013429 | 581.9628 | 0.0039754 | 706.867 | -0.023986 | 706.5848 | -0.032284 | 698.7087 | -0.0038476 | 706.5848 | -0.019813 | 706.867 | 0 | 698.3543 | 0.0028804 | 706.867 | 0 | 706.867 | 0 | 706.867 | 0 | 698.5827 | -0.0074993 | 706.867 | 0 | 706.5848 | 0.03493 | 871.5704 | 0.013848 | 870.9648 | 1.0017 | 871.5704 | 0.75828 | 698.3543 | 0.20352
|  | 707.101 | 0.021733 | 706.819 | 0.0053944 | 582.0802 | 0 | 707.101 | -0.0014911 | 706.819 | 0.01858 | 698.9406 | 0.0014169 | 706.819 | 0.0092009 | 707.1009 | 0.01399 | 698.5827 | 0.0026545 | 707.1009 | 0.0025237 | 707.101 | 0.0021427 | 707.1009 | 0.0047141 | 698.8111 | 0.018932 | 707.101 | 0.011711 | 706.819 | 0.052629 | 871.7377 | 0.014091 | 871.1324 | 1.0095 | 871.7377 | 0.76366 | 698.5827 | 0.20223
|  | 707.3348 | -0.0092034 | 707.0532 | -0.0021325 | 582.1977 | 0.014902 | 707.3348 | 0.0051419 | 707.0532 | -0.048916 | 699.1724 | -0.0047336 | 707.0532 | -0.019512 | 707.3349 | 0 | 698.8111 | -0.021238 | 707.3349 | 0 | 707.3348 | 0 | 707.3349 | 0 | 699.0396 | 0.0043728 | 707.3348 | 0 | 707.0533 | 0.037906 | 871.905 | 0.013605 | 871.3001 | 0.94718 | 871.905 | 0.77065 | 698.8111 | 0.19656
|  | 707.5688 | 0.02487 | 707.2875 | -0.0013029 | 582.3152 | 0 | 707.5688 | 0.016995 | 707.2875 | 0.016876 | 699.4043 | 0.0036427 | 707.2875 | 0.0098125 | 707.5688 | 0.015144 | 699.0396 | 0.01819 | 707.5688 | 0.0006871 | 707.5688 | 0.0010947 | 707.5688 | 0.0008936 | 699.2679 | 0.012547 | 707.5688 | 0.016208 | 707.2875 | 0.055136 | 872.0724 | 0.018672 | 871.4677 | 0.96172 | 872.0724 | 0.77673 | 699.0395 | 0.19997
|  | 707.8027 | -0.017613 | 707.5217 | -0.0045828 | 582.4328 | 0.0062117 | 707.8027 | -0.031494 | 707.5217 | -0.016915 | 699.6362 | -0.0034863 | 707.5217 | -0.017817 | 707.8028 | 0 | 699.2679 | 0.0013284 | 707.8028 | 0 | 707.8027 | 0 | 707.8028 | 0 | 699.4964 | -0.013709 | 707.8027 | 0 | 707.5217 | 0.030701 | 872.2397 | 0.013848 | 871.6354 | 0.85938 | 872.2397 | 0.78254 | 699.2679 | 0.19725
|  | 708.0367 | 0.023448 | 707.756 | -0.0018764 | 582.5503 | 0 | 708.0367 | 0.0053884 | 707.756 | 0.0051601 | 699.868 | 0.0012662 | 707.756 | 0.011248 | 708.0367 | 0.0088409 | 699.4964 | 0.013287 | 708.0367 | 0.0032799 | 708.0367 | 0.0009063 | 708.0367 | 0.0019064 | 699.7248 | 0.033818 | 708.0367 | 0.010294 | 707.756 | 0.044954 | 872.407 | 0.020789 | 871.803 | 0.87181 | 872.407 | 0.78543 | 699.4964 | 0.20016
|  | 708.2707 | -0.0039349 | 707.9902 | -0.010308 | 582.6678 | 0.0044724 | 708.2707 | -0.025285 | 707.9902 | -0.045132 | 700.0999 | -0.0052382 | 707.9902 | -0.022628 | 708.2707 | 0 | 699.7248 | -0.0056052 | 708.2707 | 0 | 708.2707 | 0 | 708.2707 | 0 | 699.9532 | 0.039842 | 708.2707 | 0 | 707.9902 | 0.026785 | 872.5744 | 0.0099606 | 871.9707 | 0.79128 | 872.5744 | 0.78958 | 699.7248 | 0.19251
|  | 708.5046 | 0.0028306 | 708.2245 | 0.004447 | 582.7853 | 0 | 708.5046 | 0.01378 | 708.2245 | -0.0099462 | 700.3318 | 0.00041574 | 708.2245 | 0.0093919 | 708.5047 | 0.0093421 | 699.9532 | 0.013802 | 708.5047 | 0.0036317 | 708.5046 | 0.0019363 | 708.5047 | 0.0018163 | 700.1817 | -0.0030743 | 708.5046 | 0.015252 | 708.2245 | 0.05122 | 872.7417 | 0.015861 | 872.1384 | 0.81098 | 872.7417 | 0.7943 | 699.9533 | 0.19454
|  | 708.7386 | -0.022656 | 708.4588 | 0.00058316 | 582.9028 | 0.012036 | 708.7386 | -0.054005 | 708.4588 | -0.053608 | 700.5637 | -0.0077394 | 708.4588 | -0.018749 | 708.7386 | 0 | 700.1817 | -0.014363 | 708.7386 | 0 | 708.7386 | 0 | 708.7386 | 0 | 700.4102 | -0.0072819 | 708.7387 | 0 | 708.4588 | 0.028664 | 872.909 | 0.011002 | 872.3061 | 0.75742 | 872.909 | 0.79929 | 700.1817 | 0.19564
|  | 708.9727 | 0.0047535 | 708.693 | 0.0086888 | 583.0204 | 0 | 708.9727 | -0.006855 | 708.693 | 0.0047008 | 700.7956 | 0.0054796 | 708.693 | 0.015967 | 708.9726 | 0.016353 | 700.4102 | 0.013271 | 708.9726 | 0.0031827 | 708.9727 | 0.0025238 | 708.9726 | 0.0039215 | 700.6387 | 0.023596 | 708.9727 | 0.010877 | 708.693 | 0.05075 | 873.0764 | 0.017145 | 872.4737 | 0.75015 | 873.0764 | 0.80309 | 700.4102 | 0.19315
|  | 709.2067 | -0.016626 | 708.9273 | -0.008841 | 583.1379 | 0.014257 | 709.2067 | 0.00069792 | 708.9273 | -0.046219 | 701.0275 | -0.004203 | 708.9273 | -0.02211 | 709.2067 | 0 | 700.6387 | -0.0047879 | 709.2067 | 0 | 709.2067 | 0 | 709.2067 | 0 | 700.8671 | 0.0063556 | 709.2067 | 0 | 708.9273 | 0.019736 | 873.2437 | 0.011904 | 872.6414 | 0.69314 | 873.2437 | 0.8076 | 700.6387 | 0.19338
|  | 709.4407 | 0.024651 | 709.1616 | -0.0038399 | 583.2555 | 0 | 709.4407 | 0.00058611 | 709.1616 | -0.0043542 | 701.2595 | 0.00038272 | 709.1616 | 0.0088698 | 709.4407 | 0 | 700.8671 | -0.00093787 | 709.4407 | 0.0015333 | 709.4407 | 0.0010995 | 709.4407 | 3.9875e-05 | 701.0956 | 0.00086284 | 709.4407 | 0.007565 | 709.1617 | 0.039629 | 873.4111 | 0.015548 | 872.8091 | 0.70137 | 873.4111 | 0.81118 | 700.8671 | 0.1932
|  | 709.6747 | -0.00084721 | 709.396 | -0.0053735 | 583.3731 | 0.0045966 | 709.6747 | -0.011752 | 709.396 | -0.045872 | 701.4914 | -0.0067135 | 709.396 | -0.019874 | 709.6747 | 0 | 701.0956 | 0.003373 | 709.6747 | 0 | 709.6747 | 0 | 709.6747 | 0 | 701.3241 | -0.0086064 | 709.6747 | 0 | 709.396 | 0.028038 | 873.5784 | 0.010377 | 872.9768 | 0.65163 | 873.5784 | 0.81721 | 701.0956 | 0.18652
|  | 709.9088 | 0.022969 | 709.6303 | 0.0011893 | 583.4906 | 0 | 709.9088 | -0.020707 | 709.6303 | -0.0033225 | 701.7233 | 0.0047418 | 709.6303 | 0.011923 | 709.9087 | 0.013055 | 701.3241 | 0.0021921 | 709.9087 | 0.0029329 | 709.9088 | 0.00084996 | 709.9087 | 0.0012544 | 701.5526 | 0.028852 | 709.9088 | 0.0087109 | 709.6303 | 0.040255 | 873.7458 | 0.014889 | 873.1445 | 0.59214 | 873.7458 | 0.82128 | 701.3241 | 0.18675
|  | 710.1428 | 0.0095718 | 709.8646 | -0.0018418 | 583.6082 | 0.0078093 | 710.1428 | -0.027924 | 709.8646 | -0.01523 | 701.9553 | -0.0029787 | 709.8646 | -0.018062 | 710.1428 | 0 | 701.5526 | -0.0089801 | 710.1428 | 0 | 710.1428 | 0 | 710.1428 | 0 | 701.7811 | -0.021184 | 710.1428 | 0 | 709.8646 | 0.026941 | 873.9131 | 0.012702 | 873.3121 | 0.61911 | 873.9131 | 0.82954 | 701.5526 | 0.18809
|  | 710.3768 | 0.020184 | 710.099 | -0.00052268 | 583.7258 | 0 | 710.3768 | -0.0034764 | 710.099 | 0.025269 | 702.1873 | 0.0044976 | 710.099 | 0.010867 | 710.3768 | 0.0069725 | 701.7811 | 0.023721 | 710.3768 | 0.0025173 | 710.3768 | 0.0012999 | 710.3768 | 0.00056123 | 702.0096 | 0.019594 | 710.3768 | 0.012144 | 710.099 | 0.037123 | 874.0805 | 0.01954 | 873.4799 | 0.57072 | 874.0805 | 0.83501 | 701.7811 | 0.185
|  | 710.6109 | -0.0035194 | 710.3333 | -0.00022935 | 583.8434 | 0.0068328 | 710.6109 | -0.029271 | 710.3333 | -0.055748 | 702.4193 | -0.0025277 | 710.3333 | -0.017634 | 710.6109 | 0 | 702.0096 | -0.011075 | 710.6109 | 0 | 710.6109 | 0 | 710.6109 | 0 | 702.2382 | -0.0034477 | 710.6109 | 0 | 710.3333 | 0.025062 | 874.2479 | 0.011731 | 873.6476 | 0.48234 | 874.2479 | 0.8417 | 702.0096 | 0.18196
|  | 710.845 | 0.011083 | 710.5677 | 0.0072553 | 583.961 | 0 | 710.845 | -0.0014231 | 710.5677 | 0.0061043 | 702.6512 | 0.00054075 | 710.5677 | 0.01703 | 710.845 | 0.0085757 | 702.2382 | -0.0050691 | 710.845 | 0.001796 | 710.845 | 0.0012019 | 710.845 | 0.0026821 | 702.4667 | 0.0024457 | 710.845 | 0.010754 | 710.5677 | 0.038689 | 874.4152 | 0.018255 | 873.8152 | 0.52806 | 874.4152 | 0.84423 | 702.2382 | 0.18246
|  | 711.0791 | -0.002185 | 710.802 | -0.030741 | 584.0786 | 0.0089556 | 711.0791 | -0.010314 | 710.802 | -0.032367 | 702.8832 | -0.0007921 | 710.802 | -0.019329 | 711.0791 | 0 | 702.4667 | -0.017642 | 711.0791 | 0 | 711.0791 | 0 | 711.0791 | 0 | 702.6953 | 0.012907 | 711.0791 | 0 | 710.8021 | 0.017073 | 874.5826 | 0.010724 | 873.9829 | 0.46646 | 874.5826 | 0.8493 | 702.4667 | 0.17551
|  | 711.3132 | 0.01685 | 711.0364 | 0.018673 | 584.1962 | 0 | 711.3132 | 0.020025 | 711.0364 | 0.0025116 | 703.1152 | 0.0052245 | 711.0364 | 0.010637 | 711.3132 | 0.016815 | 702.6953 | 0.011173 | 711.3132 | 0.0021084 | 711.3132 | 0.0016167 | 711.3132 | 0.0008981 | 702.9238 | 0.048373 | 711.3132 | 0.011317 | 711.0364 | 0.037906 | 874.75 | 0.01829 | 874.1507 | 0.49784 | 874.75 | 0.85053 | 702.6953 | 0.18776
|  | 711.5473 | -0.004316 | 711.2708 | -0.017959 | 584.3138 | 0.0022362 | 711.5473 | -0.0046825 | 711.2708 | -0.040134 | 703.3472 | -0.0031846 | 711.2708 | -0.018995 | 711.5473 | 0 | 702.9238 | 0.0035483 | 711.5473 | 0 | 711.5473 | 0 | 711.5473 | 0 | 703.1524 | -0.0023344 | 711.5473 | 0 | 711.2708 | 0.022242 | 874.9173 | 0.013049 | 874.3184 | 0.51276 | 874.9173 | 0.85398 | 702.9238 | 0.17951
|  | 711.7814 | 0.020755 | 711.5052 | -0.010938 | 584.4314 | 0 | 711.7814 | 0.0037564 | 711.5052 | 0.00017371 | 703.5793 | 0.0021135 | 711.5052 | 0.012787 | 711.7814 | 0.01268 | 703.1524 | 0.0056647 | 711.7814 | 0.00053582 | 711.7814 | 0.0006083 | 711.7814 | 0.0026783 | 703.381 | 0.036776 | 711.7814 | 0.0072079 | 711.5052 | 0.033363 | 875.0847 | 0.013917 | 874.4861 | 0.5118 | 875.0847 | 0.85459 | 703.1524 | 0.17703
|  | 712.0155 | -0.0017852 | 711.7396 | 0.010131 | 584.549 | 0.0078093 | 712.0155 | -0.031773 | 711.7396 | -0.02569 | 703.8113 | -0.0028852 | 711.7396 | -0.017549 | 712.0155 | 0 | 703.381 | 0.010123 | 712.0155 | 0 | 712.0155 | 0 | 712.0155 | 0 | 703.6096 | -0.018341 | 712.0155 | 0 | 711.7396 | 0.01864 | 875.2521 | 0.014715 | 874.6538 | 0.49267 | 875.2521 | 0.86006 | 703.381 | 0.17749
|  | 712.2496 | 0.02933 | 711.9741 | -0.0051629 | 584.6667 | 0 | 712.2496 | 0.035049 | 711.9741 | 0.014169 | 704.0433 | 0.0048203 | 711.9741 | 0.0085558 | 712.2497 | 0.0073754 | 703.6096 | 0.0044466 | 712.2497 | 0.001441 | 712.2496 | 0.00027338 | 712.2497 | 0.0021934 | 703.8381 | -0.0076514 | 712.2496 | 0.01006 | 711.9741 | 0.036183 | 875.4195 | 0.016763 | 874.8215 | 0.45097 | 875.4195 | 0.86474 | 703.6096 | 0.18481
|  | 712.4838 | 0.005785 | 712.2085 | 0.0031258 | 584.7843 | 0.010317 | 712.4838 | -0.032397 | 712.2085 | -0.022904 | 704.2754 | -0.0031412 | 712.2085 | -0.019886 | 712.4838 | 0 | 703.8381 | 0.0056093 | 712.4838 | 0 | 712.4838 | 0 | 712.4838 | 0 | 704.0668 | 0.00087686 | 712.4838 | 0 | 712.2085 | 0.030857 | 875.5869 | 0.01062 | 874.9893 | 0.3911 | 875.5869 | 0.87095 | 703.8381 | 0.17394
|  | 712.718 | 0.029452 | 712.4429 | 0.020348 | 584.902 | 0 | 712.718 | 0.016498 | 712.4429 | 0.00015756 | 704.5074 | 0.0044608 | 712.4429 | 0.011847 | 712.718 | 0.0097909 | 704.0668 | 0.0049349 | 712.718 | 0.0015797 | 712.718 | 0.0013352 | 712.718 | 0.00021522 | 704.2953 | 0.019199 | 712.718 | 0.012513 | 712.4429 | 0.03117 | 875.7542 | 0.015618 | 875.157 | 0.33275 | 875.7542 | 0.87401 | 704.0668 | 0.17786
|  | 712.9521 | -0.0071957 | 712.6774 | -0.015553 | 585.0196 | 0 | 712.9521 | -0.016965 | 712.6774 | -0.030002 | 704.7395 | -0.0032969 | 712.6774 | -0.019238 | 712.9521 | 0 | 704.2953 | -0.0041309 | 712.9521 | 0 | 712.9521 | 0 | 712.9521 | 0 | 704.524 | -0.015165 | 712.9521 | 0 | 712.6774 | 0.016603 | 875.9216 | 0.015305 | 875.3247 | 0.27441 | 875.9216 | 0.87737 | 704.2953 | 0.17117
|  | 713.1863 | 0.011514 | 712.9118 | 0.0053446 | 585.1373 | 0 | 713.1863 | 0.018293 | 712.9118 | -0.010324 | 704.9716 | 0.0030115 | 712.9118 | 0.013788 | 713.1863 | 0.0046246 | 704.524 | 0.011297 | 713.1863 | 0.0029867 | 713.1863 | 0.0016886 | 713.1863 | 0.0024978 | 704.7526 | 0.029689 | 713.1863 | 0.013357 | 712.9118 | 0.031954 | 876.089 | 0.014334 | 875.4925 | 0.3911 | 876.089 | 0.87825 | 704.524 | 0.17131
|  | 713.4205 | 0.00056028 | 713.1463 | -0.006686 | 585.2549 | 0.0042239 | 713.4205 | -0.039259 | 713.1463 | -0.04255 | 705.2037 | -0.0063559 | 713.1463 | -0.018678 | 713.4205 | 0 | 704.7526 | 0.0065575 | 713.4205 | 0 | 713.4205 | 0 | 713.4205 | 0 | 704.9813 | 0.0084344 | 713.4205 | 0 | 713.1463 | 0.017856 | 876.2564 | 0.011974 | 875.6602 | 0.24916 | 876.2564 | 0.88209 | 704.7526 | 0.16233
|  | 713.6547 | 0.0070837 | 713.3808 | -0.038448 | 585.3726 | 0 | 713.6547 | 0.015791 | 713.3808 | 0.012358 | 705.4358 | 0.0062517 | 713.3808 | 0.013082 | 713.6547 | 0.0051589 | 704.9813 | 0.0070147 | 713.6547 | 0.0039653 | 713.6547 | 0.0020171 | 713.6547 | 0.0032822 | 705.2099 | 0.038701 | 713.6547 | 0.0092986 | 713.3808 | 0.023339 | 876.4238 | 0.020789 | 875.8279 | 0.257 | 876.4238 | 0.88599 | 704.9813 | 0.1685
|  | 713.8889 | 0.0025477 | 713.6153 | 0.0065292 | 585.4903 | 0.01003 | 713.8889 | -0.014863 | 713.6153 | -0.04178 | 705.6678 | -0.0035496 | 713.6153 | -0.015392 | 713.8889 | 0 | 705.2099 | -0.0057454 | 713.8889 | 0 | 713.8889 | 0 | 713.8889 | 0 | 705.4385 | -0.010545 | 713.8889 | 0 | 713.6152 | 0.016603 | 876.5912 | 0.011592 | 875.9957 | 0.21874 | 876.5912 | 0.89215 | 705.2099 | 0.16915
|  | 714.1231 | 0.018233 | 713.8497 | 0.017035 | 585.608 | 0 | 714.1231 | 0.020517 | 713.8497 | 0.027161 | 705.9 | 0.0041761 | 713.8497 | 0.011442 | 714.1231 | 0.0077263 | 705.4385 | -0.0022811 | 714.1231 | 0.0026552 | 714.1231 | 0.0014195 | 714.1231 | 0.002342 | 705.6672 | 0.015764 | 714.1231 | 0.012302 | 713.8497 | 0.028664 | 876.7586 | 0.016763 | 876.1634 | 0.27116 | 876.7586 | 0.89858 | 705.4385 | 0.16887
|  | 714.3574 | -0.0094772 | 714.0843 | -0.024563 | 585.7257 | 0.0043482 | 714.3574 | -0.0040604 | 714.0843 | -0.047609 | 706.1321 | -0.0056051 | 714.0843 | -0.0162 | 714.3573 | 0 | 705.6672 | -0.0018835 | 714.3573 | 0 | 714.3574 | 0 | 714.3573 | 0 | 705.8959 | 0.019412 | 714.3574 | 0 | 714.0842 | 0.01629 | 876.926 | 0.012876 | 876.3312 | 0.27785 | 876.926 | 0.90588 | 705.6672 | 0.16288
|  | 714.5916 | -0.0058186 | 714.3188 | 0.0021038 | 585.8434 | 0 | 714.5916 | -0.0033253 | 714.3188 | 0.011971 | 706.3643 | 0.0050758 | 714.3188 | 0.0081557 | 714.5916 | 0.0062098 | 705.8959 | 0.0098358 | 714.5916 | 0.0022457 | 714.5916 | 0.0012072 | 714.5916 | 0.0030167 | 706.1246 | 0.043103 | 714.5915 | 0.010381 | 714.3188 | 0.024592 | 877.0934 | 0.018186 | 876.4989 | 0.28933 | 877.0934 | 0.91156 | 705.8959 | 0.17104
|  | 714.8258 | 0.0046268 | 714.5533 | -0.045517 | 585.9611 | 0.0091705 | 714.8258 | -0.020592 | 714.5533 | -0.030573 | 706.5964 | -0.0041845 | 714.5533 | -0.018443 | 714.8258 | 0 | 706.1246 | 0.0087286 | 714.8258 | 0 | 714.8258 | 0 | 714.8258 | 0 | 706.3533 | -0.00481 | 714.8258 | 0 | 714.5533 | 0.0077175 | 877.2608 | 0.014715 | 876.6667 | 0.26656 | 877.2608 | 0.91589 | 706.1246 | 0.16131
|  | 715.0601 | 0.020697 | 714.7878 | -0.011966 | 586.0788 | 0 | 715.0601 | -0.0041369 | 714.7878 | 0.0021845 | 706.8286 | 0.006304 | 714.7878 | 0.010825 | 715.0601 | 0.0090683 | 706.3533 | 0.0057115 | 715.0601 | 0.0025334 | 715.0601 | 0.001261 | 715.0601 | 0.0024144 | 706.582 | 0.018019 | 715.0601 | 0.011605 | 714.7878 | 0.030544 | 877.4282 | 0.022316 | 876.8345 | 0.2285 | 877.4282 | 0.91816 | 706.3533 | 0.16717
|  | 715.2943 | 0.0092082 | 715.0224 | -0.027861 | 586.1965 | 0.01132 | 715.2943 | -0.003776 | 715.0224 | -0.038294 | 707.0607 | -0.00096418 | 715.0224 | -0.018323 | 715.2943 | 0 | 706.582 | -0.0034104 | 715.2943 | 0 | 715.2943 | 0 | 715.2943 | 0 | 706.8107 | -0.0011899 | 715.2943 | 0 | 715.0224 | 0.0099962 | 877.5956 | 0.011175 | 877.0022 | 0.28244 | 877.5956 | 0.92249 | 706.582 | 0.15611
|  | 715.5286 | -0.0023868 | 715.2569 | 0.0082899 | 586.3142 | 0 | 715.5286 | 0.0042152 | 715.2569 | 0.044727 | 707.2928 | 0.0032013 | 715.2569 | 0.0085023 | 715.5286 | 0.0091204 | 706.8107 | 0.0093086 | 715.5286 | 0.0022092 | 715.5286 | 0.00095238 | 715.5286 | 0.0024841 | 707.0394 | 0.038739 | 715.5286 | 0.011673 | 715.2569 | 0.026158 | 877.7631 | 0.013605 | 877.17 | 0.2197 | 877.7631 | 0.92708 | 706.8107 | 0.16035
|  | 715.7629 | -0.016051 | 715.4915 | 0.0041246 | 586.432 | 0.0079526 | 715.7629 | -0.011051 | 715.4915 | -0.030724 | 707.525 | -0.0046575 | 715.4915 | -0.017654 | 715.7629 | 0 | 707.0394 | -0.018609 | 715.7629 | 0 | 715.7629 | 0 | 715.7629 | 0 | 707.2681 | -0.005541 | 715.7629 | 0 | 715.4915 | 0.011758 | 877.9305 | 0.013119 | 877.3378 | 0.2197 | 877.9305 | 0.93465 | 707.0394 | 0.15827
|  | 715.9972 | 0.02243 | 715.726 | 0.023902 | 586.5497 | 0 | 715.9972 | 0.022831 | 715.726 | 0.020835 | 707.7573 | 0.0065333 | 715.726 | 0.012305 | 715.9972 | 0.01352 | 707.2681 | 0.0041156 | 715.9972 | 0.0033075 | 715.9972 | 0.0018436 | 715.9972 | 0.0021524 | 707.4968 | 0.024855 | 715.9972 | 0.010458 | 715.726 | 0.026628 | 878.0979 | 0.01416 | 877.5055 | 0.20841 | 878.0979 | 0.94151 | 707.2681 | 0.15873
|  | 716.2315 | 0.00376 | 715.9606 | -0.011659 | 586.6675 | 0.012395 | 716.2315 | -0.03077 | 715.9606 | -0.02215 | 707.9894 | -0.0060821 | 715.9606 | -0.012222 | 716.2315 | 0 | 707.4968 | -0.0031445 | 716.2315 | 0 | 716.2315 | 0 | 716.2315 | 0 | 707.7256 | 0.0015223 | 716.2315 | 0 | 715.9606 | 0.0055566 | 878.2653 | 0.024364 | 877.6733 | 0.17494 | 878.2653 | 0.94741 | 707.4968 | 0.15786
|  | 716.4658 | 0.027991 | 716.1952 | -0.024674 | 586.7852 | 0 | 716.4658 | 0.027592 | 716.1952 | 0.00067069 | 708.2216 | 0.0044881 | 716.1952 | 0.01323 | 716.4658 | 0.013403 | 707.7256 | -0.0024131 | 716.4658 | 0.003225 | 716.4658 | 0.0016991 | 716.4658 | 0.0010728 | 707.9543 | 0.032612 | 716.4658 | 0.006489 | 716.1952 | 0.024435 | 878.4328 | 0.010238 | 877.8411 | 0.16595 | 878.4328 | 0.95104 | 707.7256 | 0.16532
|  | 716.7001 | -0.0011464 | 716.4298 | -0.020071 | 586.903 | 0.0065843 | 716.7001 | -0.029125 | 716.4298 | -0.026316 | 708.4539 | -0.0048963 | 716.4298 | -0.020908 | 716.7001 | 0 | 707.9543 | 0.00032622 | 716.7001 | 0 | 716.7001 | 0 | 716.7001 | 0 | 708.183 | -0.002607 | 716.7001 | 0 | 716.4298 | 0.010192 | 878.6002 | 0.010204 | 878.0089 | 0.13687 | 878.6002 | 0.95594 | 707.9543 | 0.14952
|  | 716.9344 | 0.0049304 | 716.6644 | -0.020584 | 587.0207 | 0 | 716.9344 | 0.009286 | 716.6644 | -0.0003527 | 708.6861 | 0.0027688 | 716.6644 | 0.0068184 | 716.9345 | 0.009573 | 708.183 | 0.012611 | 716.9345 | 0.0015511 | 716.9344 | 0.00082185 | 716.9345 | 0.0010993 | 708.4118 | 0.0075078 | 716.9344 | 0.0082705 | 716.6644 | 0.025532 | 878.7676 | 0.015548 | 878.1767 | 0.14108 | 878.7676 | 0.96201 | 708.183 | 0.15436
|  | 717.1688 | -0.012364 | 716.899 | -0.0016176 | 587.1385 | 0.010962 | 717.1688 | -0.031547 | 716.899 | -0.042991 | 708.9183 | -0.00035508 | 716.899 | -0.016018 | 717.1688 | 0 | 708.4118 | 0.0085897 | 717.1688 | 0 | 717.1688 | 0 | 717.1688 | 0 | 708.6406 | -0.0018074 | 717.1688 | 0 | 716.899 | 0.0088057 | 878.9351 | 0.013292 | 878.3445 | 0.098228 | 878.9351 | 0.97176 | 708.4118 | 0.15168
|  | 717.4031 | 0.023336 | 717.1337 | -0.036433 | 587.2563 | 0 | 717.4031 | 0.014346 | 717.1337 | 0.018432 | 709.1506 | 0.0033398 | 717.1337 | 0.012454 | 717.4032 | 0.0073013 | 708.6406 | 0.007669 | 717.4032 | 0.00056886 | 717.4031 | 0.00037362 | 717.4032 | 0.00089337 | 708.8694 | 0.021687 | 717.4031 | 0.01115 | 717.1337 | 0.023495 | 879.1025 | 0.015305 | 878.5123 | 0.10263 | 879.1025 | 0.97819 | 708.6406 | 0.15638
|  | 717.6375 | 0.0060348 | 717.3683 | -0.013337 | 587.3741 | 0.0027331 | 717.6375 | -0.019633 | 717.3683 | -0.011142 | 709.3828 | -0.0050136 | 717.3683 | -0.018567 | 717.6375 | 0 | 708.8694 | 0.0067229 | 717.6375 | 0 | 717.6375 | 0 | 717.6375 | 0 | 709.0982 | -0.0072612 | 717.6375 | 0 | 717.3683 | 0.0010917 | 879.2699 | 0.010724 | 878.6801 | 0.10607 | 879.2699 | 0.98519 | 708.8694 | 0.15284
|  | 717.8719 | 0.014844 | 717.603 | 0.0027236 | 587.4918 | 0 | 717.8719 | 0.0059461 | 717.603 | -0.0079162 | 709.6151 | 0.0022757 | 717.603 | 0.0096724 | 717.8719 | 0.0041862 | 709.0982 | 0.012851 | 717.8719 | 0.0027483 | 717.8719 | 0.00045818 | 717.8719 | 0.0013658 | 709.327 | 0.021618 | 717.8719 | 0.008579 | 717.6029 | 0.021772 | 879.4374 | 0.017874 | 878.8479 | 0.10741 | 879.4374 | 0.98628 | 709.0982 | 0.15431
|  | 718.1063 | 0.0076454 | 717.8376 | 0.00054956 | 587.6096 | 0.0026089 | 718.1063 | 0.0039889 | 717.8376 | -0.03668 | 709.8474 | -0.0014555 | 717.8376 | -0.019272 | 718.1063 | 0 | 709.327 | -0.012601 | 718.1063 | 0 | 718.1063 | 0 | 718.1063 | 0 | 709.5558 | -0.019468 | 718.1063 | 0 | 717.8376 | 0.007861 | 879.6048 | 0.0085377 | 879.0157 | 0.052318 | 879.6048 | 0.9903 | 709.327 | 0.1503
|  | 718.3407 | 0.040007 | 718.0723 | 0.018713 | 587.7275 | 0 | 718.3407 | 0.01625 | 718.0723 | 0.0039698 | 710.0796 | 0.0043586 | 718.0723 | 0.011856 | 718.3407 | 0.0071552 | 709.5558 | -0.0045713 | 718.3407 | 0.0022915 | 718.3407 | 0.0018455 | 718.3407 | 0.0031812 | 709.7846 | -0.0056843 | 718.3407 | 0.012568 | 718.0723 | 0.023652 | 879.7723 | 0.015305 | 879.1835 | 0.068387 | 879.7723 | 0.99148 | 709.5558 | 0.14629
|  | 718.5751 | -0.011164 | 718.3069 | -0.028653 | 587.8453 | 0.0064601 | 718.5751 | -0.03732 | 718.3069 | -0.022602 | 710.3119 | -0.0029164 | 718.3069 | -0.01857 | 718.5751 | 0 | 709.7846 | -0.0029092 | 718.5751 | 0 | 718.5751 | 0 | 718.5751 | 0 | 710.0134 | -0.0038275 | 718.5751 | 0 | 718.307 | 0.0018813 | 879.9397 | 0.013501 | 879.3513 | 0.043901 | 879.9397 | 0.99629 | 709.7846 | 0.14371
|  | 718.8095 | 0.0062234 | 718.5416 | 0.0024993 | 587.9631 | 0 | 718.8095 | 0.001917 | 718.5416 | 0.0011708 | 710.5442 | 0.0027507 | 718.5416 | 0.010182 | 718.8095 | 0.0064502 | 710.0134 | 0.013341 | 718.8095 | 0.0016017 | 718.8095 | 0.0013311 | 718.8095 | 0.0021952 | 710.2422 | 0.0055892 | 718.8095 | 0.013229 | 718.5416 | 0.016917 | 880.1072 | 0.016104 | 879.5191 | 0.0615 | 880.1072 | 0.99953 | 710.0134 | 0.14837
|  | 719.0439 | 0.0015683 | 718.7763 | -0.006433 | 588.0809 | 0.0085974 | 719.0439 | -0.038769 | 718.7763 | -0.038105 | 710.7765 | -0.0058161 | 718.7763 | -0.019976 | 719.0439 | 0 | 710.2422 | -0.0084703 | 719.0439 | 0 | 719.0439 | 0 | 719.0439 | 0 | 710.4711 | 0.003714 | 719.0439 | 0 | 718.7763 | 0.0090163 | 880.2746 | 0.011418 | 879.687 | 0.02745 | 880.2746 | 1.0063 | 710.2423 | 0.1433
|  | 719.2783 | 0.010107 | 719.011 | 0.016485 | 588.1988 | 0 | 719.2783 | 0.010498 | 719.011 | 0.010234 | 711.0089 | 0.0032738 | 719.011 | 0.013774 | 719.2783 | 0.012089 | 710.4711 | 0.0096206 | 719.2783 | 0.0027795 | 719.2783 | 0.0014338 | 719.2783 | 0.0025106 | 710.7 | 0.00054816 | 719.2783 | 0.010254 | 719.011 | 0.029917 | 880.4421 | 0.018741 | 879.8548 | 0.034911 | 880.4421 | 1.01 | 710.4711 | 0.14841
|  | 719.5128 | -0.030372 | 719.2457 | -0.0039266 | 588.3166 | 0.0081675 | 719.5128 | -0.020618 | 719.2457 | -0.037744 | 711.2411 | -0.0018544 | 719.2457 | -0.016354 | 719.5128 | 0 | 710.7 | -0.0032466 | 719.5128 | 0 | 719.5128 | 0 | 719.5128 | 0 | 710.9288 | 0.010597 | 719.5128 | 0 | 719.2457 | 0.0017938 | 880.6096 | 0.0088501 | 880.0226 | 0 | 880.6096 | 1.015 | 710.6999 | 0.14265
|  | 719.7473 | 0.027542 | 719.4805 | 0.013256 | 588.4344 | 0 | 719.7473 | 0.0082482 | 719.4805 | 0.0032727 | 711.4735 | 0.0044502 | 719.4805 | 0.010696 | 719.7472 | 0.0059653 | 710.9288 | 0.019445 | 719.7472 | 0.0022454 | 719.7473 | 0.0012291 | 719.7472 | 0.0024023 | 711.1577 | 0.0019151 | 719.7473 | 0.010783 | 719.4805 | 0.023025 | 880.777 | 0.022802 | 880.1904 | 0.033763 | 880.777 | 1.0175 | 710.9288 | 0.14321
|  | 719.9817 | -0.0045612 | 719.7152 | -0.0069044 | 588.5523 | 0.0089556 | 719.9817 | -0.016599 | 719.7152 | -0.031774 | 711.7058 | -0.0025061 | 719.7152 | -0.01794 | 719.9817 | 0 | 711.1577 | -0.0092658 | 719.9817 | 0 | 719.9817 | 0 | 719.9817 | 0 | 711.3865 | -0.0067915 | 719.9817 | 0 | 719.7152 | 0.0051618 | 880.9445 | 0.014785 | 880.3583 | 0.0033475 | 880.9445 | 1.0244 | 711.1576 | 0.14261
|  | 720.2162 | 0.017514 | 719.9499 | 0.0070868 | 588.6701 | 0 | 720.2162 | 0.0073624 | 719.9499 | 0.012958 | 711.9382 | 0.0048209 | 719.9499 | 0.0099261 | 720.2162 | 0.0065929 | 711.3865 | 0.0063191 | 720.2162 | 0.0026291 | 720.2162 | 0.001905 | 720.2162 | 0.0024449 | 711.6154 | 0.017321 | 720.2162 | 0.0090265 | 719.9499 | 0.017543 | 881.1119 | 0.015861 | 880.5261 | 0.00025508 | 881.1119 | 1.0306 | 711.3865 | 0.14528
|  | 720.4506 | -0.01473 | 720.1847 | -0.035715 | 588.788 | 0.011678 | 720.4506 | -0.026391 | 720.1847 | -0.044398 | 712.1705 | -0.0054874 | 720.1847 | -0.016122 | 720.4506 | 0 | 711.6154 | -0.0087292 | 720.4506 | 0 | 720.4506 | 0 | 720.4506 | 0 | 711.8444 | -0.021765 | 720.4506 | 0 | 720.1847 | 0.0096274 | 881.2794 | 0.010447 | 880.6939 | 0 | 881.2794 | 1.0386 | 711.6154 | 0.14136
|  | 720.6851 | 0.0014937 | 720.4194 | 0.034432 | 588.9059 | 0 | 720.6851 | -0.013039 | 720.4194 | 0.0070339 | 712.403 | 0.0070397 | 720.4194 | 0.011637 | 720.6851 | 0.01141 | 711.8444 | 0.0099222 | 720.6851 | 0.0023451 | 720.6851 | 0.0021904 | 720.6851 | 0.003179 | 712.0732 | 0.0095341 | 720.6851 | 0.01087 | 720.4194 | 0.017543 | 881.4469 | 0.017561 | 880.8618 | 0 | 881.4469 | 1.0441 | 711.8444 | 0.13643
|  | 720.9196 | 0.0013918 | 720.6542 | -0.016793 | 589.0238 | 0.0036028 | 720.9196 | -0.035653 | 720.6542 | -0.027111 | 712.6353 | -0.00031358 | 720.6542 | -0.015267 | 720.9196 | 0 | 712.0732 | -0.010158 | 720.9196 | 0 | 720.9196 | 0 | 720.9196 | 0 | 712.3021 | -0.0071857 | 720.9196 | 0 | 720.6542 | 0.00072721 | 881.6144 | 0.015618 | 881.0296 | 0 | 881.6144 | 1.0503 | 712.0732 | 0.14155
|  | 721.1542 | 0.017666 | 720.889 | 0.010475 | 589.1417 | 0 | 721.1542 | -0.0035955 | 720.889 | 0.015045 | 712.8677 | -0.00089791 | 720.889 | 0.013116 | 721.1541 | 0.0055517 | 712.3021 | -0.0033228 | 721.1541 | 0.002045 | 721.1542 | 0.0013312 | 721.1541 | 0.0038545 | 712.5311 | 0.015663 | 721.1542 | 0.014976 | 720.889 | 0.014734 | 881.7818 | 0.014091 | 881.1975 | 0 | 881.7818 | 1.0533 | 712.3021 | 0.14344
|  | 721.3887 | -0.0016859 | 721.1238 | 0.0091232 | 589.2595 | 0.0047209 | 721.3887 | -0.023237 | 721.1238 | -0.025198 | 713.1001 | -0.0010328 | 721.1238 | -0.014197 | 721.3887 | 0 | 712.5311 | -0.014745 | 721.3887 | 0 | 721.3887 | 0 | 721.3887 | 0 | 712.76 | -0.004521 | 721.3887 | 0 | 721.1238 | 0.0071093 | 881.9493 | 0.011731 | 881.3653 | 0 | 881.9493 | 1.0577 | 712.5311 | 0.13491
|  | 721.6232 | -0.0032222 | 721.3586 | 0.016471 | 589.3774 | 0 | 721.6232 | -0.010231 | 721.3586 | -0.0054464 | 713.3325 | 0.0019063 | 721.3586 | 0.015543 | 721.6232 | 0 | 712.76 | 0.01929 | 721.6232 | 0.0022637 | 721.6232 | 0.0023247 | 721.6232 | 0.0032347 | 712.989 | 0.0062745 | 721.6232 | 0.0095572 | 721.3586 | 0.022869 | 882.1168 | 0.020997 | 881.5332 | 0 | 882.1168 | 1.0617 | 712.76 | 0.14113
|  | 721.8577 | -0.020728 | 721.5934 | -0.002441 | 589.4954 | 0.0048451 | 721.8577 | -0.008839 | 721.5934 | -0.02244 | 713.5649 | -0.0050484 | 721.5934 | -0.015369 | 721.8577 | 0 | 712.989 | -0.0031657 | 721.8577 | 0 | 721.8577 | 0 | 721.8577 | 0 | 713.2179 | -0.018191 | 721.8577 | 0 | 721.5934 | -0.0011784 | 882.2843 | 0.012147 | 881.7011 | 0 | 882.2843 | 1.0711 | 712.989 | 0.13325
|  | 722.0923 | 0.013805 | 721.8282 | -0.01727 | 589.6133 | 0 | 722.0923 | -0.014612 | 721.8282 | -0.0037512 | 713.7974 | 0.0043197 | 721.8282 | 0.0076994 | 722.0923 | 0.0086062 | 713.2179 | -0.0022446 | 722.0923 | 0.00047926 | 722.0923 | 0.00039806 | 722.0923 | 0.0025569 | 713.4468 | 0.033134 | 722.0923 | 0.0072429 | 721.8282 | 0.0097612 | 882.4518 | 0.018012 | 881.8689 | 0 | 882.4518 | 1.0803 | 713.2179 | 0.13828
|  | 722.3268 | 0.038261 | 722.063 | -0.053129 | 589.7312 | 0.0099586 | 722.3268 | -0.023583 | 722.063 | -0.025095 | 714.0298 | -0.0051068 | 722.063 | -0.015434 | 722.3268 | 0 | 713.4468 | 0.0047117 | 722.3268 | 0 | 722.3268 | 0 | 722.3268 | 0 | 713.6758 | -0.018221 | 722.3268 | 0 | 722.063 | 0.0070487 | 882.6193 | 0.010238 | 882.0368 | 0 | 882.6193 | 1.093 | 713.4468 | 0.13339
|  | 722.5614 | 0.030404 | 722.2978 | 0.021506 | 589.8491 | 0 | 722.5614 | -0.016107 | 722.2978 | -0.0075555 | 714.2622 | 0.0044032 | 722.2978 | 0.011951 | 722.5614 | 0.0106 | 713.6758 | 0.024862 | 722.5614 | 0.0032828 | 722.5614 | 0.0016068 | 722.5614 | 0.002151 | 713.9048 | 0.015167 | 722.5614 | 0.008512 | 722.2979 | 0.01723 | 882.7868 | 0.015132 | 882.2047 | 0 | 882.7868 | 1.1028 | 713.6758 | 0.13339
|  | 722.796 | -0.0017182 | 722.5327 | -0.022583 | 589.967 | 0.0080959 | 722.796 | -0.01428 | 722.5327 | -0.022991 | 714.4947 | -0.0061286 | 722.5327 | -0.018054 | 722.796 | 0 | 713.9048 | -0.0016736 | 722.796 | 0 | 722.796 | 0 | 722.796 | 0 | 714.1337 | -0.011431 | 722.796 | 0 | 722.5327 | -0.00054926 | 882.9543 | 0.018568 | 882.3725 | 0 | 882.9543 | 1.1121 | 713.9048 | 0.13279
|  | 723.0306 | 0.020014 | 722.7675 | 0.0024504 | 590.085 | 0 | 723.0306 | 0.012112 | 722.7675 | -0.0014345 | 714.7272 | 0.0056112 | 722.7675 | 0.0093674 | 723.0306 | 0.0068886 | 714.1337 | 0.0054839 | 723.0306 | 0.0034681 | 723.0306 | 0.0014599 | 723.0306 | 0.0022769 | 714.3627 | -0.0058143 | 723.0306 | 0.011183 | 722.7675 | 0.012879 | 883.1218 | 0.015618 | 882.5404 | 0 | 883.1218 | 1.1161 | 714.1337 | 0.13067
|  | 723.2651 | 0.0035307 | 723.0024 | -0.03436 | 590.2029 | 0.0059632 | 723.2651 | -0.012973 | 723.0024 | -0.050515 | 714.9596 | -0.002725 | 723.0024 | -0.019273 | 723.2652 | 0 | 714.3627 | 0.007895 | 723.2652 | 0 | 723.2651 | 0 | 723.2652 | 0 | 714.5917 | -0.010655 | 723.2651 | 0 | 723.0024 | 0.00075442 | 883.2893 | 0.01062 | 882.7083 | 0 | 883.2893 | 1.1204 | 714.3627 | 0.12671
|  | 723.4998 | 0.022496 | 723.2373 | 0.0071477 | 590.3209 | 0 | 723.4998 | 0.024064 | 723.2373 | -0.0034046 | 715.1921 | 0.00103 | 723.2373 | 0.0085624 | 723.4998 | 0.01014 | 714.5917 | 0.0054083 | 723.4998 | 0.0030552 | 723.4998 | 0.00091774 | 723.4998 | 0.0025407 | 714.8207 | 0.0055416 | 723.4998 | 0.0079349 | 723.2373 | 0.018013 | 883.4568 | 0.019262 | 882.8762 | 0 | 883.4568 | 1.1234 | 714.5917 | 0.13708
|  | 723.7344 | -0.0058716 | 723.4722 | -0.014364 | 590.4388 | 0.011821 | 723.7344 | 0.00054699 | 723.4722 | -0.034329 | 715.4246 | -0.0016524 | 723.4722 | -0.015173 | 723.7344 | 0 | 714.8207 | 0.014074 | 723.7344 | 0 | 723.7344 | 0 | 723.7344 | 0 | 715.0497 | -0.0045101 | 723.7344 | 0 | 723.4722 | 0.00065784 | 883.6243 | 0.017284 | 883.044 | 0 | 883.6243 | 1.1294 | 714.8207 | 0.13026
|  | 723.969 | 0.011349 | 723.707 | -0.017411 | 590.5568 | 0 | 723.969 | -0.030323 | 723.707 | 0.015774 | 715.6571 | 0.0013311 | 723.707 | 0.0077359 | 723.969 | 0 | 715.0497 | 0.004652 | 723.969 | 0.0014771 | 723.969 | 0.0016682 | 723.969 | 0.0020229 | 715.2787 | 0.026719 | 723.969 | 0.011378 | 723.707 | 0.016603 | 883.7918 | 0.018776 | 883.2119 | 0 | 883.7918 | 1.1333 | 715.0497 | 0.12851
|  | 724.2037 | -0.0053035 | 723.9419 | -0.046763 | 590.6748 | 0.010174 | 724.2037 | -0.023669 | 723.9419 | -0.03376 | 715.8896 | -0.004344 | 723.9419 | -0.017015 | 724.2037 | 0 | 715.2787 | -0.0074542 | 724.2037 | 0 | 724.2037 | 0 | 724.2037 | 0 | 715.5078 | 0.011863 | 724.2037 | 0 | 723.9419 | -0.0026555 | 883.9593 | 0.014264 | 883.3798 | 0 | 883.9593 | 1.1403 | 715.2787 | 0.12422
|  | 724.4383 | 0.013962 | 724.1769 | 0.018742 | 590.7928 | 0 | 724.4383 | 0.01462 | 724.1769 | -0.016567 | 716.1221 | 0.0018672 | 724.1769 | 0.0090675 | 724.4383 | 0.014637 | 715.5078 | 0.011137 | 724.4383 | 0.0034236 | 724.4383 | 0.0014662 | 724.4383 | 0.0027346 | 715.7368 | 0.032125 | 724.4383 | 0.0078037 | 724.1768 | 0.022555 | 884.1268 | 0.017006 | 883.5477 | 0 | 884.1268 | 1.1446 | 715.5078 | 0.12643
|  | 724.673 | -0.0092465 | 724.4118 | -0.019303 | 590.9108 | 0.0069571 | 724.673 | -0.019947 | 724.4118 | -0.03902 | 716.3547 | -0.0037972 | 724.4118 | -0.016079 | 724.673 | 0 | 715.7368 | -0.0092371 | 724.673 | 0 | 724.673 | 0 | 724.673 | 0 | 715.9659 | -0.014304 | 724.673 | 0 | 724.4118 | -0.0020402 | 884.2943 | 0.013258 | 883.7156 | 0 | 884.2943 | 1.1539 | 715.7368 | 0.12805
|  | 724.9076 | 0.017578 | 724.6467 | 0.014153 | 591.0287 | 0 | 724.9076 | -0.003183 | 724.6467 | 0.014994 | 716.5872 | 0.0025106 | 724.6467 | 0.0093418 | 724.9076 | 0.015584 | 715.9659 | 0.0094588 | 724.9076 | 0.0030594 | 724.9076 | 0.0010478 | 724.9076 | 0.0019116 | 716.1949 | 0.032167 | 724.9076 | 0.0059522 | 724.6467 | 0.0177 | 884.4618 | 0.013466 | 883.8835 | 0 | 884.4618 | 1.1603 | 715.9659 | 0.1315
|  | 725.1423 | 0.0030638 | 724.8816 | -0.017409 | 591.1467 | 0.0065843 | 725.1423 | -0.01866 | 724.8816 | -0.025462 | 716.8197 | -0.0053226 | 724.8816 | -0.01581 | 725.1423 | 0 | 716.1949 | -0.01232 | 725.1423 | 0 | 725.1423 | 0 | 725.1423 | 0 | 716.424 | -0.0031781 | 725.1423 | 0 | 724.8816 | -0.0029011 | 884.6294 | 0.013501 | 884.0514 | 0 | 884.6294 | 1.1699 | 716.1949 | 0.12404
|  | 725.377 | 0.044564 | 725.1166 | -0.011267 | 591.2648 | 0 | 725.377 | -0.0032267 | 725.1166 | 0.0074606 | 717.0523 | 0.0016541 | 725.1166 | 0.012695 | 725.377 | 0.0098285 | 716.424 | -0.0079796 | 725.377 | 0.0031483 | 725.377 | 0.00068279 | 725.377 | 0.00040165 | 716.6531 | 0.0079038 | 725.3769 | 0.011568 | 725.1166 | 0.016603 | 884.7969 | 0.01777 | 884.2193 | 0 | 884.7969 | 1.1753 | 716.424 | 0.12772
|  | 725.6117 | -0.0093685 | 725.3515 | -0.013247 | 591.3828 | 0.014902 | 725.6117 | -0.015818 | 725.3515 | -0.029427 | 717.2849 | -0.0042155 | 725.3515 | -0.016455 | 725.6117 | 0 | 716.6531 | -0.014614 | 725.6117 | 0 | 725.6117 | 0 | 725.6117 | 0 | 716.8821 | 0.011665 | 725.6117 | 0 | 725.3515 | 0.0024576 | 884.9644 | 0.023322 | 884.3873 | 0 | 884.9644 | 1.1811 | 716.6531 | 0.12385
|  | 725.8464 | 0.014453 | 725.5865 | -0.015884 | 591.5008 | 0 | 725.8464 | -0.0076161 | 725.5865 | 0.0040588 | 717.5174 | 0.0010337 | 725.5865 | 0.010691 | 725.8464 | 0.0038431 | 716.8821 | 0.0027041 | 725.8464 | 0 | 725.8464 | 0.00044185 | 725.8464 | 0 | 717.1113 | 0.0075362 | 725.8464 | 0.0077425 | 725.5865 | 0.0070196 | 885.1319 | 0.022073 | 884.5552 | 0 | 885.1319 | 1.1825 | 716.8821 | 0.12501
|  | 726.0811 | 0.021082 | 725.8215 | -0.03271 | 591.6188 | 0.013039 | 726.0811 | -0.024694 | 725.8215 | -0.027752 | 717.75 | -0.0016123 | 725.8215 | -0.013077 | 726.0811 | 0 | 717.1113 | -0.0032274 | 726.0811 | 0 | 726.0811 | 0 | 726.0811 | 0 | 717.3403 | -0.0091526 | 726.0811 | 0 | 725.8215 | -0.0051581 | 885.2994 | 0.011245 | 884.7231 | 0 | 885.2994 | 1.187 | 717.1113 | 0.11929
|  | 726.3158 | 0.0079021 | 726.0564 | 0.027204 | 591.7369 | 0 | 726.3158 | 0.0036483 | 726.0564 | 0.01254 | 717.9826 | 0.0032425 | 726.0564 | 0.0091876 | 726.3158 | 0.0076364 | 717.3403 | 0.010273 | 726.3158 | 0.0034478 | 726.3158 | 0.0022571 | 726.3158 | 0.0020981 | 717.5695 | 0.028685 | 726.3158 | 0.013223 | 726.0565 | 0.013974 | 885.467 | 0.017318 | 884.891 | 0 | 885.467 | 1.1894 | 717.3403 | 0.12653
|  | 726.5505 | 0.0044151 | 726.2914 | -0.016194 | 591.8549 | 0.0024847 | 726.5505 | 0.0096837 | 726.2914 | -0.050501 | 718.2152 | -0.0028164 | 726.2914 | -0.013065 | 726.5505 | 0 | 717.5695 | 0.011136 | 726.5505 | 0 | 726.5505 | 0 | 726.5505 | 0 | 717.7986 | 0.0090475 | 726.5505 | 0 | 726.2914 | -0.00090443 | 885.6345 | 0.012772 | 885.0589 | 0 | 885.6345 | 1.196 | 717.5695 | 0.11501
|  | 726.7853 | 0.013635 | 726.5264 | -0.00037697 | 591.9729 | 0 | 726.7853 | -0.011141 | 726.5264 | 0.0093443 | 718.4478 | 0.0062245 | 726.5264 | 0.012965 | 726.7853 | 0.016934 | 717.7986 | -0.00076845 | 726.7853 | 0.0021269 | 726.7853 | 0.0014859 | 726.7853 | 0.0011243 | 718.0277 | 0.034015 | 726.7853 | 0.010219 | 726.5264 | 0.0177 | 885.8021 | 0.017318 | 885.2269 | 0 | 885.8021 | 1.2004 | 717.7986 | 0.12192
|  | 727.02 | 0.010124 | 726.7615 | -0.0068315 | 592.091 | 0.0078093 | 727.02 | -0.019711 | 726.7615 | -0.0088641 | 718.6804 | -0.0034717 | 726.7615 | -0.017479 | 727.02 | 0 | 718.0277 | -0.0090578 | 727.02 | 0 | 727.02 | 0 | 727.02 | 0 | 718.2568 | -0.015488 | 727.02 | 0 | 726.7614 | 0.0018641 | 885.9696 | 0.0075659 | 885.3948 | 0 | 885.9696 | 1.2088 | 718.0277 | 0.12196
|  | 727.2548 | 0.014304 | 726.9965 | 0.001838 | 592.2091 | 0 | 727.2548 | 0.0090612 | 726.9965 | 0.01091 | 718.9131 | 0.0010617 | 726.9965 | 0.010213 | 727.2548 | 0.011452 | 718.2568 | 0.01051 | 727.2548 | 0.0011699 | 727.2548 | 0.00085348 | 727.2548 | 0.00097581 | 718.486 | 0.0085894 | 727.2548 | 0.0086198 | 726.9965 | 0.015345 | 886.1371 | 0.015791 | 885.5627 | 0 | 886.1371 | 1.2161 | 718.2568 | 0.12123
|  | 727.4896 | 0.003173 | 727.2315 | -0.025457 | 592.3271 | 0.0042239 | 727.4896 | -0.039645 | 727.2315 | -0.027161 | 719.1457 | -0.0023624 | 727.2315 | -0.017145 | 727.4896 | 0 | 718.486 | -0.0050281 | 727.4896 | 0 | 727.4896 | 0 | 727.4896 | 0 | 718.7151 | -0.003209 | 727.4896 | 0 | 727.2315 | 0.0017075 | 886.3047 | 0.019956 | 885.7307 | 0 | 886.3047 | 1.2244 | 718.486 | 0.10874
|  | 727.7244 | 0.01287 | 727.4665 | 0.0072789 | 592.4452 | 0 | 727.7244 | 0.022466 | 727.4665 | -0.0091641 | 719.3784 | 0.00021544 | 727.4665 | 0.0084075 | 727.7244 | 0.0081213 | 718.7151 | 0.0067164 | 727.7244 | 0.0011877 | 727.7244 | 0 | 727.7244 | 0.0016562 | 718.9443 | 0.036536 | 727.7244 | 0.0070547 | 727.4665 | 0.017073 | 886.4722 | 0.019817 | 885.8986 | 0 | 886.4722 | 1.2315 | 718.7151 | 0.11611
|  | 727.9592 | -0.0057401 | 727.7016 | -0.01091 | 592.5633 | 0.012681 | 727.9592 | -0.015973 | 727.7016 | -0.029804 | 719.611 | -0.003383 | 727.7016 | -0.017893 | 727.9591 | 0 | 718.9443 | -0.0029541 | 727.9591 | 0 | 727.9592 | 0 | 727.9591 | 0 | 719.1735 | 0.0044869 | 727.9592 | 0 | 727.7016 | -6.6105e-05 | 886.6398 | 0.010238 | 886.0666 | 0 | 886.6398 | 1.2386 | 718.9443 | 0.10971
|  | 728.194 | 0.017965 | 727.9366 | -0.0027416 | 592.6814 | 0 | 728.194 | -0.0067658 | 727.9366 | 0.012571 | 719.8437 | 0.0021692 | 727.9366 | 0.0094324 | 728.1939 | 0.0077702 | 719.1735 | 0.010091 | 728.1939 | 0.00065268 | 728.194 | 0.00073207 | 728.1939 | 0.002814 | 719.4026 | 0.026726 | 728.194 | 0.0070669 | 727.9366 | 0.012022 | 886.8073 | 0.017145 | 886.2345 | 0 | 886.8073 | 1.2465 | 719.1735 | 0.11086
|  | 728.4288 | 0.0033096 | 728.1717 | -0.0034964 | 592.7995 | 0.0089556 | 728.4288 | 0.011126 | 728.1717 | -0.022611 | 720.0764 | -0.001867 | 728.1717 | -0.018333 | 728.4288 | 0 | 719.4026 | -0.010484 | 728.4288 | 0 | 728.4288 | 0 | 728.4288 | 0 | 719.6318 | 0.00062421 | 728.4288 | 0 | 728.1717 | -0.0028555 | 886.9749 | 0.011731 | 886.4025 | 0 | 886.9749 | 1.2566 | 719.4026 | 0.10869
|  | 728.6636 | 0.018854 | 728.4068 | -0.003674 | 592.9176 | 0 | 728.6636 | 0.005114 | 728.4068 | 0.019232 | 720.309 | 0.0043934 | 728.4068 | 0.01128 | 728.6636 | 0.0152 | 719.6318 | 0.0085311 | 728.6636 | 0.0013089 | 728.6636 | 0.0011385 | 728.6636 | 0.0014243 | 719.861 | -0.0018331 | 728.6636 | 0.0088928 | 728.4068 | 0.0098648 | 887.1424 | 0.01954 | 886.5704 | 0 | 887.1424 | 1.267 | 719.6318 | 0.11367
|  | 728.8984 | 0.0043644 | 728.6419 | -0.021531 | 593.0357 | 0.0024847 | 728.8984 | -0.0049176 | 728.6419 | -0.028329 | 720.5417 | -0.0047184 | 728.6419 | -0.017722 | 728.8984 | 0 | 719.861 | 0.0067958 | 728.8984 | 0 | 728.8984 | 0 | 728.8984 | 0 | 720.0902 | -0.0037782 | 728.8984 | 0 | 728.6419 | 0.006824 | 887.31 | 0.014958 | 886.7384 | 0 | 887.31 | 1.2772 | 719.861 | 0.11399
|  | 729.1332 | 0.011224 | 728.877 | -0.0062962 | 593.1538 | 0 | 729.1332 | 0.013134 | 728.877 | 0.006323 | 720.7744 | 0.0055152 | 728.877 | 0.0087895 | 729.1332 | 0.005827 | 720.0902 | 0.00052276 | 729.1332 | 0.0010338 | 729.1332 | 0.00056989 | 729.1332 | 0.0020932 | 720.3194 | 0.042173 | 729.1332 | 0.010497 | 728.877 | 0.012665 | 887.4776 | 0.017214 | 886.9063 | 0 | 887.4776 | 1.2829 | 720.0902 | 0.11902
|  | 729.3681 | -0.016489 | 729.1121 | -0.0070324 | 593.2719 | 0.0093138 | 729.3681 | -0.014686 | 729.1121 | -0.042807 | 721.0071 | -0.0038395 | 729.1121 | -0.018353 | 729.3681 | 0 | 720.3194 | 0.0024843 | 729.3681 | 0 | 729.3681 | 0 | 729.3681 | 0 | 720.5486 | -0.035154 | 729.3681 | 0 | 729.1121 | -0.0035288 | 887.6451 | 0.016242 | 887.0743 | 0 | 887.6451 | 1.2895 | 720.3194 | 0.10395
|  | 729.603 | 0.01197 | 729.3472 | 0.038091 | 593.3901 | 0 | 729.603 | 0.00051879 | 729.3472 | 0.019352 | 721.2399 | 0.001973 | 729.3472 | 0.0087724 | 729.6029 | 0.0059448 | 720.5486 | 0.00020494 | 729.6029 | 0.0022417 | 729.603 | 0.0022099 | 729.6029 | 0.0018674 | 720.7779 | 0.021897 | 729.603 | 0.01044 | 729.3472 | 0.013812 | 887.8127 | 0.019158 | 887.2423 | 0 | 887.8127 | 1.2935 | 720.5486 | 0.11174
|  | 729.8378 | -0.020252 | 729.5823 | -0.0076831 | 593.5082 | 0.011177 | 729.8378 | -0.021238 | 729.5823 | -0.028281 | 721.4726 | -0.0050323 | 729.5823 | -0.015758 | 729.8378 | 0 | 720.7779 | -0.0017593 | 729.8378 | 0 | 729.8378 | 0 | 729.8378 | 0 | 721.0071 | 0.008601 | 729.8378 | 0 | 729.5823 | 0.0011358 | 887.9803 | 0.010863 | 887.4103 | 0 | 887.9803 | 1.3005 | 720.7779 | 0.10658
|  | 730.0727 | 0.019756 | 729.8174 | 0.018264 | 593.6264 | 0 | 730.0727 | 0.022332 | 729.8174 | -0.0072388 | 721.7053 | 0.0010332 | 729.8174 | 0.010282 | 730.0727 | 0.010885 | 721.0071 | 0.016036 | 730.0727 | 0.003923 | 730.0727 | 0.0010354 | 730.0727 | 0.0011439 | 721.2363 | 0.025725 | 730.0727 | 0.01016 | 729.8174 | 0.012454 | 888.1478 | 0.020442 | 887.5782 | 0 | 888.1478 | 1.3036 | 721.0071 | 0.1127
|  | 730.3076 | -0.0025564 | 730.0526 | -0.030218 | 593.7445 | 0.0075944 | 730.3076 | -0.049358 | 730.0526 | -0.052078 | 721.938 | -0.00297 | 730.0526 | -0.0165 | 730.3076 | 0 | 721.2363 | -0.0087603 | 730.3076 | 0 | 730.3076 | 0 | 730.3076 | 0 | 721.4656 | -0.026922 | 730.3076 | 0 | 730.0526 | -0.0033603 | 888.3154 | 0.015132 | 887.7462 | 0 | 888.3154 | 1.3112 | 721.2363 | 0.10745
|  | 730.5425 | -0.0076627 | 730.2877 | -0.0020429 | 593.8627 | 0 | 730.5425 | 0.0062488 | 730.2877 | 0.016438 | 722.1708 | 0.0011116 | 730.2877 | 0.0099003 | 730.5425 | 0.0067465 | 721.4656 | 0.0055563 | 730.5425 | 0.0026079 | 730.5425 | 0.00044587 | 730.5425 | 0.0021343 | 721.6948 | 0.019042 | 730.5425 | 0.0032963 | 730.2877 | 0.013951 | 888.483 | 0.016173 | 887.9142 | 0 | 888.483 | 1.3163 | 721.4656 | 0.11054
|  | 730.7774 | -0.0030864 | 730.5229 | -0.008074 | 593.9808 | 0.0088123 | 730.7774 | -0.018174 | 730.5229 | -0.017037 | 722.4036 | -0.0055804 | 730.5229 | -0.017319 | 730.7774 | 0 | 721.6948 | -0.017457 | 730.7774 | 0 | 730.7774 | 0 | 730.7774 | 0 | 721.9241 | -0.014252 | 730.7774 | 0 | 730.5229 | -0.00090545 | 888.6506 | 0.01062 | 888.0822 | 0 | 888.6506 | 1.3273 | 721.6948 | 0.10994
|  | 731.0123 | 0.015847 | 730.758 | 0.0086921 | 594.099 | 0 | 731.0123 | 0.006256 | 730.758 | 0.011909 | 722.6364 | 0.0015435 | 730.758 | 0.010724 | 731.0123 | 0.013466 | 721.9241 | -0.00042971 | 731.0123 | 0.0035977 | 731.0123 | 0.0011196 | 731.0123 | 0.0021161 | 722.1534 | 0.042276 | 731.0123 | 0.010698 | 730.758 | 0.010619 | 888.8181 | 0.015201 | 888.2502 | 0 | 888.8181 | 1.3366 | 721.9241 | 0.10105
|  | 731.2473 | -0.021822 | 730.9932 | -0.050137 | 594.2172 | 0.0022362 | 731.2473 | -0.022318 | 730.9932 | -0.020209 | 722.8691 | -0.0044756 | 730.9932 | -0.015219 | 731.2472 | 0 | 722.1534 | 0.01317 | 731.2472 | 0 | 731.2473 | 0 | 731.2472 | 0 | 722.3827 | -0.019813 | 731.2473 | 0 | 730.9932 | -0.0072358 | 888.9857 | 0.010308 | 888.4181 | 0 | 888.9857 | 1.3502 | 722.1534 | 0.10575
|  | 731.4822 | 0.0023326 | 731.2284 | 0.0072679 | 594.3354 | 0 | 731.4822 | 0.033199 | 731.2284 | 0.0053643 | 723.1019 | 0.0029683 | 731.2284 | 0.0076584 | 731.4822 | 0.005806 | 722.3827 | -0.015279 | 731.4822 | 0.0022767 | 731.4822 | 0.0010906 | 731.4822 | 0.0022391 | 722.612 | -0.0064762 | 731.4822 | 0.0098905 | 731.2284 | 0.010069 | 889.1533 | 0.020546 | 888.5861 | 0 | 889.1533 | 1.3621 | 722.3827 | 0.10943
|  | 731.7171 | -0.0012667 | 731.4636 | -0.019953 | 594.4536 | 0.011177 | 731.7171 | -0.025683 | 731.4636 | -0.016402 | 723.3347 | -0.0022048 | 731.4636 | -0.015414 | 731.7171 | 0 | 722.612 | -0.012004 | 731.7171 | 0 | 731.7171 | 0 | 731.7171 | 0 | 722.8413 | 0.00029099 | 731.7171 | 0 | 731.4636 | -0.0011022 | 889.3209 | 0.011037 | 888.7541 | 0 | 889.3209 | 1.3767 | 722.612 | 0.1022
|  | 731.9521 | 0.018158 | 731.6988 | -0.0024731 | 594.5718 | 0 | 731.9521 | 0.00026872 | 731.6988 | 0.014212 | 723.5675 | 0.0015874 | 731.6988 | 0.0088851 | 731.9521 | 0.011484 | 722.8413 | 0.0045832 | 731.9521 | 0.0021921 | 731.9521 | 0.00082576 | 731.9521 | 0.0012027 | 723.0706 | 0.0056292 | 731.9521 | 0.005994 | 731.6988 | 0.012901 | 889.4885 | 0.022628 | 888.9221 | 0 | 889.4885 | 1.3878 | 722.8413 | 0.10971
|  | 732.187 | 0.010324 | 731.934 | -0.018465 | 594.69 | 0.0091705 | 732.187 | -0.022088 | 731.934 | -0.034318 | 723.8004 | -0.0037618 | 731.934 | -0.017539 | 732.187 | 0 | 723.0706 | -0.0015171 | 732.187 | 0 | 732.187 | 0 | 732.187 | 0 | 723.2999 | 0.0061845 | 732.187 | 0 | 731.934 | 0.003146 | 889.6561 | 0.010308 | 889.0901 | 0 | 889.6561 | 1.3978 | 723.0706 | 0.10298
|  | 732.422 | -0.0033958 | 732.1692 | 0.025585 | 594.8082 | 0 | 732.422 | -0.0090507 | 732.1692 | 0.022305 | 724.0332 | 0.0064698 | 732.1692 | 0.013317 | 732.422 | 0.0071182 | 723.2999 | 0.0070183 | 732.422 | 0.0027123 | 732.422 | 0.0016715 | 732.422 | 0.0025052 | 723.5292 | 0.013725 | 732.422 | 0.011045 | 732.1692 | 0.014324 | 889.8237 | 0.014646 | 889.2582 | 0 | 889.8237 | 1.4007 | 723.2999 | 0.095333
|  | 732.657 | -0.016256 | 732.4045 | -0.045082 | 594.9264 | 0.0083108 | 732.657 | -0.027199 | 732.4045 | -0.037781 | 724.266 | -0.0034821 | 732.4045 | -0.017941 | 732.657 | 0 | 723.5292 | 0.0014781 | 732.657 | 0 | 732.657 | 0 | 732.657 | 0 | 723.7586 | -0.021007 | 732.657 | 0 | 732.4045 | -0.00061685 | 889.9913 | 0.012494 | 889.4262 | 0 | 889.9913 | 1.4039 | 723.5292 | 0.10045
|  | 732.892 | 0.018818 | 732.6397 | -0.0089725 | 595.0446 | 0 | 732.892 | -0.001086 | 732.6397 | -0.002974 | 724.4988 | -0.00093674 | 732.6397 | 0.011032 | 732.892 | 0.0072242 | 723.7586 | 0.0035594 | 732.892 | 0.0022678 | 732.892 | 0.00073354 | 732.892 | 0 | 723.9879 | 0.028982 | 732.892 | 0.0077588 | 732.6397 | 0.013982 | 890.1589 | 0.016347 | 889.5942 | 0 | 890.1589 | 1.405 | 723.7586 | 0.10132
|  | 733.127 | 0.010809 | 732.8749 | -0.015447 | 595.1629 | 0.0067086 | 733.127 | -0.026052 | 732.8749 | -0.041807 | 724.7317 | -0.0010305 | 732.8749 | -0.017809 | 733.127 | 0 | 723.9879 | 0.0042276 | 733.127 | 0 | 733.127 | 0 | 733.127 | 0 | 724.2173 | -0.00071874 | 733.1269 | 0 | 732.875 | -0.0068701 | 890.3265 | 0.013049 | 889.7622 | 0 | 890.3265 | 1.4088 | 723.9879 | 0.10022
|  | 733.362 | 0.013224 | 733.1102 | -0.021469 | 595.2811 | 0 | 733.362 | 0.0057161 | 733.1102 | 0.0044197 | 724.9646 | 0.0019708 | 733.1102 | 0.0081296 | 733.362 | 0.0096102 | 724.2173 | 0.015995 | 733.362 | 0.0019539 | 733.362 | 0.00033616 | 733.362 | 0.00091827 | 724.4467 | 0.021457 | 733.362 | 0.0086818 | 733.1102 | 0.0080489 | 890.4941 | 0.02183 | 889.9302 | 0 | 890.4941 | 1.4094 | 724.2173 | 0.10888
|  | 733.597 | -0.01927 | 733.3455 | 0.0001641 | 595.3994 | 0.0028574 | 733.597 | -0.016488 | 733.3455 | -0.033382 | 725.1974 | -0.003178 | 733.3455 | -0.014133 | 733.597 | 0 | 724.4467 | 0.017722 | 733.597 | 0 | 733.597 | 0 | 733.597 | 0 | 724.676 | -0.0046169 | 733.597 | 0 | 733.3455 | 0.0051115 | 890.6617 | 0.014021 | 890.0982 | 0 | 890.6617 | 1.413 | 724.4467 | 0.090817
|  | 733.832 | 0.022371 | 733.5808 | -0.015063 | 595.5176 | 0 | 733.832 | 0.0021625 | 733.5808 | 0.01036 | 725.4304 | 0.0037555 | 733.5808 | 0.0096596 | 733.832 | 0.011599 | 724.676 | 0.013862 | 733.832 | 0.0014734 | 733.832 | 0.00077221 | 733.832 | 0.0017541 | 724.9054 | -0.0018961 | 733.832 | 0.0097192 | 733.5807 | 0.011476 | 890.8293 | 0.012807 | 890.2663 | 0 | 890.8293 | 1.4153 | 724.676 | 0.10427
|  | 734.0671 | -0.0041409 | 733.816 | -0.00027434 | 595.6359 | 0.0065843 | 734.0671 | -0.021712 | 733.816 | -0.022999 | 725.6632 | -0.0058108 | 733.816 | -0.018136 | 734.0671 | 0 | 724.9054 | -0.010869 | 734.0671 | 0 | 734.0671 | 0 | 734.0671 | 0 | 725.1348 | -0.01772 | 734.0671 | 0 | 733.816 | -0.0026886 | 890.9969 | 0.011037 | 890.4343 | 0 | 890.9969 | 1.4247 | 724.9054 | 0.099019
|  | 734.3021 | 0.015634 | 734.0513 | 0.0084933 | 595.7541 | 0 | 734.3021 | -0.0046783 | 734.0513 | 0.0027749 | 725.8961 | 0.0010929 | 734.0513 | 0.0094386 | 734.3021 | 0.0017008 | 725.1348 | 0.00298 | 734.3021 | 0.0011871 | 734.3021 | 0.0010159 | 734.3021 | 0.0021469 | 725.3641 | -0.017994 | 734.3021 | 0.0066649 | 734.0513 | 0.016447 | 891.1645 | 0.016728 | 890.6023 | 0 | 891.1645 | 1.4329 | 725.1348 | 0.096346
|  | 734.5372 | -0.013662 | 734.2866 | 0.00048778 | 595.8724 | 0.0065843 | 734.5372 | -0.021051 | 734.2866 | -0.035795 | 726.129 | -0.0020751 | 734.2866 | -0.017257 | 734.5372 | 0 | 725.3641 | -0.008155 | 734.5372 | 0 | 734.5372 | 0 | 734.5372 | 0 | 725.5936 | -0.029198 | 734.5372 | 0 | 734.2866 | -0.0053505 | 891.3321 | 0.021171 | 890.7704 | 0 | 891.3321 | 1.4477 | 725.3641 | 0.093213
|  | 734.7723 | 0.018773 | 734.5219 | 0.0017678 | 595.9907 | 0 | 734.7723 | 0.0085502 | 734.5219 | 0.013841 | 726.3619 | 0.0018713 | 734.5219 | 0.011208 | 734.7723 | 0.0094075 | 725.5936 | 0.017869 | 734.7723 | 0.0021079 | 734.7723 | 0.0014977 | 734.7723 | 0.0013864 | 725.823 | 0.033339 | 734.7723 | 0.0076368 | 734.5219 | 0.013299 | 891.4998 | 0.014958 | 890.9384 | 0 | 891.4998 | 1.46 | 725.5936 | 0.096485
|  | 735.0073 | 0.0067635 | 734.7573 | -0.026896 | 596.109 | 0.011821 | 735.0073 | 0.0054865 | 734.7573 | -0.021042 | 726.5949 | -0.0013963 | 734.7573 | -0.015563 | 735.0073 | 0 | 725.823 | -0.006614 | 735.0073 | 0 | 735.0073 | 0 | 735.0073 | 0 | 726.0524 | -0.0080214 | 735.0073 | 0 | 734.7573 | -0.0011168 | 891.6674 | 0.013292 | 891.1064 | 0 | 891.6674 | 1.4769 | 725.823 | 0.098097
|  | 735.2424 | 0.013965 | 734.9926 | 0.0072044 | 596.2273 | 0 | 735.2424 | 0.010735 | 734.9926 | -0.0076109 | 726.8278 | 0.00046881 | 734.9926 | 0.0099562 | 735.2424 | 0.0064117 | 726.0524 | 0.0092418 | 735.2424 | 0.0016371 | 735.2424 | 0.00080991 | 735.2424 | 0.0012598 | 726.2819 | 0.035637 | 735.2424 | 0.0059784 | 734.9926 | 0.014677 | 891.835 | 0.02006 | 891.2745 | 0 | 891.835 | 1.4881 | 726.0524 | 0.10326
|  | 735.4775 | -0.013142 | 735.2279 | -0.032885 | 596.3456 | 0.0065843 | 735.4775 | -0.012472 | 735.2279 | 0.00035854 | 727.0608 | -0.0022052 | 735.2279 | -0.017683 | 735.4775 | 0 | 726.2819 | -0.017258 | 735.4775 | 0 | 735.4775 | 0 | 735.4775 | 0 | 726.5113 | -0.014513 | 735.4775 | 0 | 735.2279 | -0.0048279 | 892.0026 | 0.016 | 891.4425 | 0 | 892.0026 | 1.5009 | 726.2819 | 0.093628
|  | 735.7126 | 0.015906 | 735.4633 | -0.01151 | 596.4639 | 0 | 735.7126 | 0.0048005 | 735.4633 | -0.0080388 | 727.2937 | 0.0029452 | 735.4633 | 0.0079924 | 735.7126 | 0.0028372 | 726.5113 | 0.0091623 | 735.7126 | 0.002463 | 735.7126 | 0.00080478 | 735.7126 | 0.0011925 | 726.7407 | 0.013409 | 735.7127 | 0.0066798 | 735.4633 | 0.0059106 | 892.1703 | 0.016173 | 891.6106 | 0 | 892.1703 | 1.507 | 726.5113 | 0.09842
|  | 735.9478 | 0.008523 | 735.6987 | 0.0066046 | 596.5822 | 0.0059632 | 735.9478 | -0.015072 | 735.6987 | -0.029489 | 727.5267 | -0.0060579 | 735.6987 | -0.015933 | 735.9477 | 0 | 726.7407 | 0.0068866 | 735.9477 | 0 | 735.9478 | 0 | 735.9477 | 0 | 726.9702 | -0.0019447 | 735.9478 | 0 | 735.6987 | -0.0051068 | 892.3379 | 0.010932 | 891.7786 | 0 | 892.3379 | 1.515 | 726.7407 | 0.091739
|  | 736.1829 | 0.019651 | 735.934 | 0.0055748 | 596.7006 | 0 | 736.1829 | -0.0084175 | 735.934 | -0.0029278 | 727.7596 | 0.0022888 | 735.934 | 0.011774 | 736.1829 | 0.011349 | 726.9702 | 0.0073791 | 736.1829 | 0.0021127 | 736.1829 | 0.00073002 | 736.1829 | 0.0029519 | 727.1996 | 0.015272 | 736.1829 | 0.0083666 | 735.934 | 0.015664 | 892.5055 | 0.012008 | 891.9467 | 0 | 892.5055 | 1.5197 | 726.9701 | 0.097959
|  | 736.418 | -0.018561 | 736.1694 | -0.022901 | 596.8189 | 0.0063359 | 736.418 | -0.032061 | 736.1694 | -0.047657 | 727.9927 | -0.0035805 | 736.1694 | -0.01205 | 736.418 | 0 | 727.1996 | -0.0099822 | 736.418 | 0 | 736.418 | 0 | 736.418 | 0 | 727.4291 | -0.0079728 | 736.418 | 0 | 736.1694 | 0.00096403 | 892.6732 | 0.016971 | 892.1148 | 9.5653e-05 | 892.6732 | 1.5283 | 727.1997 | 0.095932
|  | 736.6531 | 0.013995 | 736.4048 | 0.0078706 | 596.9372 | 0 | 736.6531 | -0.014739 | 736.4048 | 0.0089702 | 728.2256 | -0.00099547 | 736.4048 | 0.010224 | 736.6532 | 0.00096745 | 727.4291 | 0.0024858 | 736.6532 | 0.0022136 | 736.6531 | 0.0009683 | 736.6532 | 0.0012109 | 727.6586 | 0.00070298 | 736.6531 | 0.0061564 | 736.4048 | 0.010983 | 892.8408 | 0.017631 | 892.2828 | 0 | 892.8408 | 1.5349 | 727.4291 | 0.10118
|  | 736.8883 | 0.0090419 | 736.6402 | -0.030166 | 597.0556 | 0.0047209 | 736.8883 | -0.035635 | 736.6402 | -0.03279 | 728.4586 | -0.0032668 | 736.6402 | -0.017093 | 736.8883 | 0 | 727.6586 | -0.0067519 | 736.8883 | 0 | 736.8883 | 0 | 736.8883 | 0 | 727.8881 | -0.0024875 | 736.8883 | 0 | 736.6402 | -0.0053009 | 893.0084 | 0.012494 | 892.4509 | 9.5653e-05 | 893.0084 | 1.5436 | 727.6586 | 0.085104
|  | 737.1235 | 0.0044377 | 736.8756 | -0.025242 | 597.1739 | 0 | 737.1235 | -0.0033811 | 736.8756 | 0.00079769 | 728.6917 | 0.0012233 | 736.8756 | 0.0084403 | 737.1235 | 0.0059239 | 727.8881 | -0.0048975 | 737.1235 | 0.00048856 | 737.1235 | 0.00074163 | 737.1235 | 0.0024778 | 728.1176 | 0.042345 | 737.1235 | 0.0063921 | 736.8756 | 0.0071 | 893.1761 | 0.018915 | 892.619 | 0 | 893.1761 | 1.5497 | 727.8881 | 0.092522
|  | 737.3586 | -0.019174 | 737.111 | -0.0058875 | 597.2923 | 0.0074511 | 737.3586 | -0.0085529 | 737.111 | -0.040264 | 728.9247 | -0.0043131 | 737.111 | -0.014095 | 737.3586 | 0 | 728.1176 | -0.021643 | 737.3586 | 0 | 737.3586 | 0 | 737.3586 | 0 | 728.347 | -0.0028692 | 737.3586 | 0 | 737.111 | -0.010971 | 893.3437 | 0.010794 | 892.7871 | 0 | 893.3437 | 1.5599 | 728.1176 | 0.089527
|  | 737.5938 | 0.030757 | 737.3464 | -0.020871 | 597.4107 | 0 | 737.5938 | -0.016498 | 737.3464 | 0.0036196 | 729.1577 | 0.0026021 | 737.3464 | 0.0078725 | 737.5938 | 0 | 728.347 | 0.017459 | 737.5938 | 0.0013999 | 737.5938 | 0.001724 | 737.5938 | 0.0021671 | 728.5766 | 0.0066831 | 737.5938 | 0.0083759 | 737.3464 | 0.011639 | 893.5114 | 0.016763 | 892.9551 | 0 | 893.5114 | 1.5697 | 728.347 | 0.092706
|  | 737.829 | -0.024766 | 737.5818 | -0.028006 | 597.529 | 0.0054663 | 737.829 | -0.016291 | 737.5818 | -0.036523 | 729.3907 | -0.0033067 | 737.5818 | -0.016309 | 737.829 | 0 | 728.5766 | 0.012182 | 737.829 | 0 | 737.829 | 0 | 737.829 | 0 | 728.8061 | 0.019157 | 737.829 | 0 | 737.5819 | -0.0021741 | 893.679 | 0.013188 | 893.1232 | 0 | 893.679 | 1.583 | 728.5766 | 0.092061
|  | 738.0642 | 0.037233 | 737.8173 | -0.010655 | 597.6474 | 0 | 738.0642 | -0.010125 | 737.8173 | -0.0053628 | 729.6238 | -0.00047025 | 737.8173 | 0.0072962 | 738.0642 | 0.0089808 | 728.8061 | 0.0013143 | 738.0642 | 0.0027967 | 738.0642 | 0.00061333 | 738.0642 | 0.00077023 | 729.0356 | 0.0043884 | 738.0642 | 0.0078104 | 737.8173 | 0.010713 | 893.8467 | 0.020858 | 893.2913 | 0 | 893.8467 | 1.5929 | 728.8061 | 0.090034
|  | 738.2994 | -0.0088218 | 738.0527 | -0.0069481 | 597.7658 | 0.0077376 | 738.2994 | -0.018487 | 738.0527 | -0.039882 | 729.8568 | -0.0057911 | 738.0527 | -0.016587 | 738.2994 | 0 | 729.0356 | -0.011468 | 738.2994 | 0 | 738.2994 | 0 | 738.2994 | 0 | 729.2652 | -0.027047 | 738.2994 | 0 | 738.0527 | -0.0013613 | 894.0143 | 0.013778 | 893.4594 | 9.5653e-05 | 894.0143 | 1.6027 | 729.0356 | 0.088421
|  | 738.5347 | 0.023869 | 738.2882 | 0.0039457 | 597.8842 | 0 | 738.5347 | 0.0071745 | 738.2882 | 0.0027761 | 730.0899 | 0.001699 | 738.2882 | 0.013012 | 738.5347 | 0.0045627 | 729.2652 | 0.00065671 | 738.5347 | 0.0013387 | 738.5347 | 0.00093615 | 738.5347 | 0.00097109 | 729.4947 | 0.012865 | 738.5347 | 0.0078516 | 738.2882 | 0.011715 | 894.182 | 0.02006 | 893.6275 | 0 | 894.182 | 1.6088 | 729.2652 | 0.087868
|  | 738.7699 | -0.0042701 | 738.5237 | -0.030955 | 598.0026 | 0.0064601 | 738.7699 | -0.017955 | 738.5237 | -0.024711 | 730.3229 | -0.0029866 | 738.5237 | -0.016666 | 738.7699 | 0 | 729.4947 | 0.0029238 | 738.7699 | 0 | 738.7699 | 0 | 738.7699 | 0 | 729.7242 | -0.01206 | 738.7699 | 0 | 738.5237 | -0.0010907 | 894.3496 | 0.015305 | 893.7956 | 0 | 894.3496 | 1.6195 | 729.4947 | 0.079436
|  | 739.0051 | 0.014856 | 738.7591 | 0.042773 | 598.121 | 0 | 739.0051 | 0.016254 | 738.7591 | 0.010447 | 730.556 | 0.0027296 | 738.7591 | 0.0078977 | 739.0051 | 0.015307 | 729.7242 | 0.0083638 | 739.0051 | 0.0028071 | 739.0051 | 0.0025998 | 739.0051 | 0.002665 | 729.9539 | 0.0099385 | 739.0051 | 0.0076796 | 738.7591 | 0.010466 | 894.5173 | 0.016763 | 893.9637 | 0 | 894.5173 | 1.6302 | 729.7242 | 0.091416
|  | 739.2404 | -0.01759 | 738.9946 | -0.029107 | 598.2394 | 0.0058389 | 739.2404 | -0.020617 | 738.9946 | -0.038243 | 730.7891 | -0.004369 | 738.9946 | -0.016199 | 739.2404 | 0 | 729.9539 | 0.0035896 | 739.2404 | 0 | 739.2404 | 0 | 739.2404 | 0 | 730.1834 | -0.00072348 | 739.2404 | 0 | 738.9946 | -0.0089457 | 894.685 | 0.015757 | 894.1318 | 0 | 894.685 | 1.6423 | 729.9539 | 0.085887
|  | 739.4756 | 0.0045171 | 739.2301 | 0.0060474 | 598.3579 | 0 | 739.4756 | -0.0084673 | 739.2301 | 0.0014967 | 731.0222 | 0.0031748 | 739.2301 | 0.010264 | 739.4756 | 0.0090306 | 730.1834 | 0.0022748 | 739.4756 | 0.0015101 | 739.4756 | 0.0011102 | 739.4756 | 0.0023186 | 730.413 | 0.019647 | 739.4756 | 0.0048181 | 739.2301 | 0.017856 | 894.8526 | 0.019713 | 894.2999 | 0 | 894.8526 | 1.6457 | 730.1834 | 0.090218
|  | 739.7109 | 0.016991 | 739.4656 | -0.0083102 | 598.4763 | 0.005342 | 739.7109 | -0.013041 | 739.4656 | -0.024579 | 731.2554 | -0.0039235 | 739.4656 | -0.016665 | 739.7109 | 0 | 730.413 | -0.010264 | 739.7109 | 0 | 739.7109 | 0 | 739.7109 | 0 | 730.6426 | -0.012325 | 739.7109 | 0 | 739.4656 | -0.0054239 | 895.0203 | 0.017075 | 894.468 | 0.00028696 | 895.0203 | 1.6496 | 730.413 | 0.083906
|  | 739.9462 | 0.025327 | 739.7011 | -0.0021888 | 598.5947 | 0 | 739.9462 | 0.0067695 | 739.7011 | 0.0020757 | 731.4885 | 0.0049411 | 739.7011 | 0.011235 | 739.9462 | 0.0082845 | 730.6426 | -0.0010478 | 739.9462 | 0.0024342 | 739.9462 | 0.0014861 | 739.9462 | 0.001833 | 730.8722 | 0.016201 | 739.9462 | 0.011549 | 739.7011 | 0.010563 | 895.188 | 0.018255 | 894.6361 | 0 | 895.188 | 1.6488 | 730.6426 | 0.085288
|  | 740.1815 | 0.0040501 | 739.9367 | -0.022173 | 598.7132 | 0.005342 | 740.1815 | -0.016792 | 739.9367 | -0.010375 | 731.7216 | -0.0052875 | 739.9367 | -0.017311 | 740.1815 | 0 | 730.8722 | -0.0060707 | 740.1815 | 0 | 740.1815 | 0 | 740.1815 | 0 | 731.1017 | -0.014893 | 740.1815 | 0 | 739.9367 | -0.0056339 | 895.3556 | 0.010308 | 894.8042 | 0 | 895.3556 | 1.6533 | 730.8722 | 0.086302
|  | 740.4168 | 0.02171 | 740.1722 | 0.003788 | 598.8316 | 0 | 740.4168 | 0.0069379 | 740.1722 | -0.014839 | 731.9547 | 8.3757e-05 | 740.1722 | 0.010035 | 740.4168 | 0.00066066 | 731.1017 | 0.011843 | 740.4168 | 0.0014668 | 740.4168 | 0.00060312 | 740.4168 | 0.00032713 | 731.3314 | 0.011779 | 740.4168 | 0.0026275 | 740.1722 | 0.0058285 | 895.5233 | 0.016 | 894.9723 | 0 | 895.5233 | 1.6571 | 731.1018 | 0.083675
|  | 740.6521 | -0.0020903 | 740.4077 | -0.0056629 | 598.9501 | 0.010675 | 740.6521 | -0.0089593 | 740.4077 | -0.014299 | 732.1879 | -0.0048766 | 740.4077 | -0.015204 | 740.6521 | 0 | 731.3314 | -0.0024769 | 740.6521 | 0 | 740.6521 | 0 | 740.6521 | 0 | 731.561 | -0.017802 | 740.6521 | 0 | 740.4077 | -0.0086829 | 895.691 | 0.011835 | 895.1404 | 0 | 895.691 | 1.6683 | 731.3314 | 0.076027
|  | 740.8874 | 0.020463 | 740.6433 | 0.0048985 | 599.0686 | 0 | 740.8874 | -0.00060712 | 740.6433 | 0.0094928 | 732.421 | 0.0034289 | 740.6433 | 0.0107 | 740.8874 | 0.011889 | 731.561 | 0.016911 | 740.8874 | 0.0020268 | 740.8874 | 0.002045 | 740.8874 | 0.0032382 | 731.7906 | 0.002412 | 740.8874 | 0.010069 | 740.6433 | 0.011654 | 895.8587 | 0.016728 | 895.3085 | 0 | 895.8587 | 1.6789 | 731.561 | 0.087546
|  | 741.1227 | 0.013921 | 740.8788 | -0.038892 | 599.187 | 0.01003 | 741.1227 | -0.01664 | 740.8788 | -0.028356 | 732.6542 | -0.0024938 | 740.8788 | -0.017594 | 741.1227 | 0 | 731.7906 | 0.00050409 | 741.1227 | 0 | 741.1227 | 0 | 741.1227 | 0 | 732.0203 | -0.0041178 | 741.1227 | 0 | 740.8788 | -0.0017145 | 896.0263 | 0.012321 | 895.4767 | 0 | 896.0263 | 1.6917 | 731.7907 | 0.083122
|  | 741.3581 | -0.0028693 | 741.1144 | -0.0031855 | 599.3055 | 0 | 741.3581 | 0.00074707 | 741.1144 | 0.012556 | 732.8874 | 0.0018938 | 741.1144 | 0.0098916 | 741.3581 | 0.0067751 | 732.0203 | 0.0028062 | 741.3581 | 0.0011854 | 741.3581 | 0.0011007 | 741.3581 | 0.0012099 | 732.2499 | 0.042808 | 741.3581 | 0.0095467 | 741.1144 | 0.0032047 | 896.194 | 0.026411 | 895.6448 | 0 | 896.194 | 1.6999 | 732.0203 | 0.083399
|  | 741.5934 | -0.0057297 | 741.35 | -0.034327 | 599.424 | 0.0069571 | 741.5934 | -0.038886 | 741.35 | -0.040998 | 733.1205 | -0.0030944 | 741.35 | -0.017093 | 741.5934 | 0 | 732.2499 | 0.018046 | 741.5934 | 0 | 741.5934 | 0 | 741.5934 | 0 | 732.4796 | -0.0061714 | 741.5934 | 0 | 741.35 | -0.0047143 | 896.3617 | 0.01416 | 895.8129 | 0 | 896.3617 | 1.7115 | 732.2499 | 0.076902
|  | 741.8288 | 0.011806 | 741.5856 | 0.0081829 | 599.5425 | 0 | 741.8288 | -0.0019583 | 741.5856 | 0.018978 | 733.3538 | -4.4223e-05 | 741.5856 | 0.0055096 | 741.8288 | 0.0079194 | 732.4796 | 0.0027516 | 741.8288 | 0.0013431 | 741.8288 | 0.0013037 | 741.8288 | 0.0020396 | 732.7092 | -0.0060157 | 741.8288 | 0.008287 | 741.5856 | 0.0075067 | 896.5294 | 0.018047 | 895.9811 | 0 | 896.5294 | 1.7225 | 732.4796 | 0.080588
|  | 742.0641 | -0.013643 | 741.8212 | -0.022045 | 599.661 | 0.012036 | 742.0641 | -0.0032725 | 741.8212 | -0.025985 | 733.5869 | -0.0043525 | 741.8212 | -0.016763 | 742.0641 | 0 | 732.7092 | 0.0019423 | 742.0641 | 0 | 742.0641 | 0 | 742.0641 | 0 | 732.9389 | 0.017171 | 742.0642 | 0 | 741.8212 | -0.0014917 | 896.6971 | 0.017561 | 896.1492 | 0 | 896.6971 | 1.7376 | 732.7092 | 0.075197
|  | 742.2995 | 0.013503 | 742.0568 | -0.0096095 | 599.7795 | 0 | 742.2995 | 0.0066989 | 742.0568 | 0.0081095 | 733.8201 | 0.0043007 | 742.0568 | 0.0088602 | 742.2995 | 0.010485 | 732.9389 | 0.0039559 | 742.2995 | 0.0012881 | 742.2995 | 0.00034829 | 742.2995 | 0.00010286 | 733.1686 | 0.026996 | 742.2995 | 0.0070676 | 742.0568 | 0.0069218 | 896.8648 | 0.017318 | 896.3174 | 6.3769e-05 | 896.8648 | 1.7507 | 732.9389 | 0.083906
|  | 742.5349 | -0.00012277 | 742.2924 | -0.015923 | 599.898 | 0.0038513 | 742.5349 | -0.022334 | 742.2924 | -0.025176 | 734.0533 | -0.0022838 | 742.2924 | -0.015654 | 742.5349 | 0 | 733.1686 | -0.022386 | 742.5349 | 0 | 742.5349 | 0 | 742.5349 | 0 | 733.3983 | 0.021065 | 742.5349 | 0 | 742.2924 | -0.005037 | 897.0325 | 0.016555 | 896.4855 | 9.5653e-05 | 897.0325 | 1.7635 | 733.1686 | 0.071834
|  | 742.7703 | 0.012257 | 742.528 | 0.0084032 | 600.0166 | 0 | 742.7703 | -0.00072879 | 742.528 | -0.0043686 | 734.2866 | 0.0038855 | 742.528 | 0.0079813 | 742.7703 | 0.010211 | 733.3983 | 0.0095861 | 742.7703 | 0.00096715 | 742.7703 | 0.0011917 | 742.7703 | 0.0033743 | 733.628 | 0.00038502 | 742.7703 | 0.0099939 | 742.528 | 0.013739 | 897.2002 | 0.019158 | 896.6536 | 6.3769e-05 | 897.2002 | 1.7713 | 733.3982 | 0.08538
|  | 743.0057 | -0.00395 | 742.7636 | -0.0099486 | 600.1351 | 0.011463 | 743.0057 | -0.020852 | 742.7636 | -0.050346 | 734.5198 | -0.0043694 | 742.7636 | -0.015606 | 743.0057 | 0 | 733.628 | 0.0012156 | 743.0057 | 0 | 743.0057 | 0 | 743.0057 | 0 | 733.8577 | -0.00071399 | 743.0057 | 0 | 742.7636 | -0.0078704 | 897.3679 | 0.010134 | 896.8218 | 0 | 897.3679 | 1.7796 | 733.628 | 0.076349
|  | 743.2411 | 0.01043 | 742.9993 | 0.00044308 | 600.2536 | 0 | 743.2411 | 0.013946 | 742.9993 | -0.0052747 | 734.7531 | 0.0032892 | 742.9993 | 0.0053781 | 743.2411 | 0.001033 | 733.8577 | -0.0043311 | 743.2411 | 0.0010199 | 743.2411 | 0.00043465 | 743.2411 | 0.0017365 | 734.0874 | 0.0043537 | 743.2411 | 0.0090835 | 742.9993 | 0.0046651 | 897.5356 | 0.015791 | 896.99 | 6.3769e-05 | 897.5356 | 1.7843 | 733.8577 | 0.083122
|  | 743.4765 | -0.0058446 | 743.2349 | -0.012309 | 600.3722 | 0.010532 | 743.4765 | -0.015473 | 743.2349 | -0.021121 | 734.9863 | -0.0041531 | 743.2349 | -0.013948 | 743.4765 | 0 | 734.0874 | -0.0032276 | 743.4765 | 0 | 743.4765 | 0 | 743.4765 | 0 | 734.3171 | -0.0053875 | 743.4765 | 0 | 743.2349 | -0.0014203 | 897.7033 | 0.013501 | 897.1581 | 0 | 897.7033 | 1.7953 | 734.0874 | 0.070682
|  | 743.712 | 0.046358 | 743.4706 | 0.014855 | 600.4907 | 0 | 743.712 | -0.0086576 | 743.4706 | 0.004324 | 735.2195 | 0.0040095 | 743.4706 | 0.0075965 | 743.7119 | 0.0074122 | 734.3171 | 0.017254 | 743.7119 | 0.0046571 | 743.712 | 0.0011627 | 743.7119 | 0.0016515 | 734.5469 | 0.020259 | 743.712 | 0.0071339 | 743.4706 | 0.0082277 | 897.871 | 0.018533 | 897.3263 | 6.3769e-05 | 897.871 | 1.8027 | 734.3171 | 0.078883
|  | 743.9474 | -0.0092418 | 743.7062 | -0.027871 | 600.6093 | 0.0083108 | 743.9474 | -0.033637 | 743.7062 | -0.037393 | 735.4528 | -0.0040038 | 743.7062 | -0.017759 | 743.9474 | 0 | 734.5469 | -0.0061636 | 743.9474 | 0 | 743.9474 | 0 | 743.9474 | 0 | 734.7766 | 0.0097621 | 743.9474 | 0 | 743.7062 | -0.0029641 | 898.0387 | 0.014403 | 897.4944 | 0 | 898.0387 | 1.8145 | 734.5469 | 0.070083
|  | 744.1829 | 0.011361 | 743.9419 | 0.013849 | 600.7278 | 0 | 744.1829 | 0.015003 | 743.9419 | 0.0029931 | 735.6861 | 0.0042764 | 743.9419 | 0.0083963 | 744.1828 | 0.0085183 | 734.7766 | 0.0031 | 744.1828 | 0.0016381 | 744.1829 | 0.0013948 | 744.1828 | 0 | 735.0063 | 0.010562 | 744.1829 | 0.0080392 | 743.9419 | 0.0060434 | 898.2064 | 0.019401 | 897.6626 | 6.3769e-05 | 898.2064 | 1.8234 | 734.7766 | 0.079206
|  | 744.4183 | -0.0062566 | 744.1776 | -0.028108 | 600.8464 | 0.0099586 | 744.4183 | -0.015851 | 744.1776 | -0.033851 | 735.9194 | -0.0024611 | 744.1776 | -0.019805 | 744.4183 | 0 | 735.0063 | -0.012425 | 744.4183 | 0 | 744.4183 | 0 | 744.4183 | 0 | 735.2361 | -0.016677 | 744.4183 | 0 | 744.1776 | -0.0061244 | 898.3741 | 0.011002 | 897.8308 | 9.5653e-05 | 898.3741 | 1.8402 | 735.0063 | 0.075842
|  | 744.6537 | 0.011318 | 744.4133 | -0.005748 | 600.965 | 0 | 744.6537 | -0.0044941 | 744.4133 | 0.0059521 | 736.1527 | 0.0013096 | 744.4133 | 0.0074566 | 744.6538 | 0.0079071 | 735.2361 | 0.0030758 | 744.6538 | 0.0003356 | 744.6537 | 0.00072928 | 744.6538 | 0.00011801 | 735.4659 | -0.012987 | 744.6537 | 0.0063525 | 744.4133 | 0.010545 | 898.5418 | 0.019331 | 897.9989 | 0 | 898.5418 | 1.8545 | 735.2361 | 0.07188
|  | 744.8892 | -0.0033683 | 744.649 | -0.014412 | 601.0836 | 0.0074511 | 744.8892 | -0.029943 | 744.649 | -0.038173 | 736.386 | -0.0037038 | 744.649 | -0.015046 | 744.8892 | 0 | 735.4659 | -0.0021311 | 744.8892 | 0 | 744.8892 | 0 | 744.8892 | 0 | 735.6956 | -0.015196 | 744.8892 | 0 | 744.649 | -0.0044498 | 898.7096 | 0.012564 | 898.1671 | 0 | 898.7096 | 1.8719 | 735.4659 | 0.071557
|  | 745.1248 | 0.013137 | 744.8847 | -0.0021663 | 601.2022 | 0 | 745.1248 | 0.0041074 | 744.8847 | 0.00084712 | 736.6193 | 0.002783 | 744.8847 | 0.010694 | 745.1247 | 0.0021865 | 735.6956 | 0.010977 | 745.1247 | 0.00079004 | 745.1248 | 0.00036088 | 745.1247 | 0.0015489 | 735.9254 | 0.024404 | 745.1248 | 0.0047835 | 744.8847 | 0.0057153 | 898.8773 | 0.022073 | 898.3353 | 0 | 898.8773 | 1.8836 | 735.6956 | 0.08515
|  | 745.3602 | 0.011929 | 745.1204 | -0.028478 | 601.3208 | 0.0063359 | 745.3602 | -0.013128 | 745.1204 | -0.045768 | 736.8527 | -0.0035551 | 745.1204 | -0.015688 | 745.3602 | 0 | 735.9254 | -0.0032704 | 745.3602 | 0 | 745.3602 | 0 | 745.3602 | 0 | 736.1552 | -0.0064075 | 745.3602 | 0 | 745.1204 | -0.010805 | 899.045 | 0.014542 | 898.5035 | 9.5653e-05 | 899.045 | 1.8971 | 735.9254 | 0.07234
|  | 745.5957 | 0.0068408 | 745.3561 | 0.019374 | 601.4394 | 0 | 745.5957 | 0.0017254 | 745.3561 | -0.0020522 | 737.086 | 0.0017696 | 745.3561 | 0.0098513 | 745.5957 | 0.0068621 | 736.1552 | -0.0084483 | 745.5957 | 0.0016682 | 745.5957 | 0.0014223 | 745.5957 | 0.0035399 | 736.385 | 0.0088706 | 745.5957 | 0.0056753 | 745.3561 | 0.011312 | 899.2127 | 0.017249 | 898.6717 | 0 | 899.2127 | 1.9053 | 736.1552 | 0.069576
|  | 745.8312 | -0.0034999 | 745.5919 | 0.0061336 | 601.558 | 0.011535 | 745.8312 | -0.025663 | 745.5919 | -0.026034 | 737.3193 | -0.0044093 | 745.5919 | -0.014831 | 745.8312 | 0 | 736.385 | -0.0076317 | 745.8312 | 0 | 745.8312 | 0 | 745.8312 | 0 | 736.6148 | -0.02337 | 745.8312 | 0 | 745.5919 | 0.00062156 | 899.3804 | 0.011904 | 898.8398 | 9.5653e-05 | 899.3804 | 1.9157 | 736.385 | 0.072617
|  | 746.0668 | 0.01406 | 745.8276 | 0.001617 | 601.6766 | 0 | 746.0668 | 0.0002852 | 745.8276 | 0.017307 | 737.5527 | 0.0017739 | 745.8276 | 0.011665 | 746.0668 | 0.010155 | 736.6148 | 0.019864 | 746.0668 | 0.0023065 | 746.0668 | 0.00087215 | 746.0668 | 0.0013512 | 736.8446 | 0.019163 | 746.0668 | 0.0070555 | 745.8276 | 0.0064118 | 899.5482 | 0.021552 | 899.008 | 0 | 899.5482 | 1.9241 | 736.6148 | 0.067272
|  | 746.3023 | -0.0062904 | 746.0634 | -0.032047 | 601.7953 | 0.0096004 | 746.3023 | -0.010071 | 746.0634 | -0.031027 | 737.786 | -0.0038154 | 746.0634 | -0.017132 | 746.3023 | 0 | 736.8446 | 0.0032836 | 746.3023 | 0 | 746.3023 | 0 | 746.3023 | 0 | 737.0744 | 0.00025772 | 746.3023 | 0 | 746.0634 | -0.0029911 | 899.7159 | 0.012945 | 899.1762 | 0 | 899.7159 | 1.935 | 736.8446 | 0.068055
|  | 746.5378 | -0.0040424 | 746.2992 | 0.013187 | 601.9139 | 0 | 746.5378 | 0.0056832 | 746.2992 | 0.015546 | 738.0194 | 0.0033808 | 746.2992 | 0.0055117 | 746.5378 | 0.0091549 | 737.0744 | -0.0014625 | 746.5378 | 0.0017494 | 746.5378 | 0.00073535 | 746.5378 | 0.0020926 | 737.3043 | 0.0076125 | 746.5378 | 0.0056146 | 746.2992 | 0.0086726 | 899.8836 | 0.01062 | 899.3444 | 0 | 899.8836 | 1.941 | 737.0744 | 0.073584
|  | 746.7734 | 0.01686 | 746.5349 | -0.023455 | 602.0326 | 0.0019878 | 746.7734 | -0.0032308 | 746.5349 | -0.030479 | 738.2528 | -0.0074117 | 746.5349 | -0.017391 | 746.7734 | 0 | 737.3043 | -0.01453 | 746.7734 | 0 | 746.7734 | 0 | 746.7734 | 0 | 737.5341 | 0.0032759 | 746.7734 | 0 | 746.5349 | -0.0069773 | 900.0514 | 0.016485 | 899.5126 | 0 | 900.0514 | 1.951 | 737.3043 | 0.071695
|  | 747.009 | 0.0040828 | 746.7707 | 0.010916 | 602.1512 | 0 | 747.009 | -0.020124 | 746.7707 | 0.00097256 | 738.4861 | 0.0014018 | 746.7707 | 0.012723 | 747.009 | 0.0096228 | 737.5341 | 0.01262 | 747.009 | 0.00063213 | 747.009 | 0.0016512 | 747.009 | 0.001559 | 737.7639 | 0.021019 | 747.009 | 0.0092104 | 746.7707 | 0.0080023 | 900.2191 | 0.013987 | 899.6808 | 0.00025508 | 900.2191 | 1.9598 | 737.5341 | 0.065152
|  | 747.2445 | -0.032576 | 747.0065 | -0.00072244 | 602.2699 | 0.011177 | 747.2445 | -0.029725 | 747.0065 | -0.02871 | 738.7195 | -0.0020679 | 747.0065 | -0.014607 | 747.2445 | 0 | 737.7639 | -0.015449 | 747.2445 | 0 | 747.2445 | 0 | 747.2445 | 0 | 737.9938 | 0.0060295 | 747.2445 | 0 | 747.0065 | -0.0008562 | 900.3868 | 0.018845 | 899.8491 | 0.00028696 | 900.3868 | 1.9732 | 737.7639 | 0.069576
|  | 747.4801 | 0.0085481 | 747.2423 | -0.0095647 | 602.3885 | 0 | 747.4801 | 0.008323 | 747.2423 | 0.013003 | 738.953 | -0.00070283 | 747.2423 | 0.0097822 | 747.4801 | 0.0055955 | 737.9938 | 0.010747 | 747.4801 | 0.002074 | 747.4801 | 0.0017749 | 747.4801 | 0.0035761 | 738.2236 | 0.010871 | 747.4801 | 0.0090928 | 747.2423 | 0.0094838 | 900.5546 | 0.020511 | 900.0173 | 0 | 900.5546 | 1.9859 | 737.9938 | 0.076487
|  | 747.7157 | 0.0090822 | 747.4781 | -0.0063813 | 602.5072 | 0.0058389 | 747.7157 | -0.02104 | 747.4781 | -0.021107 | 739.1864 | -0.0022897 | 747.4781 | -0.013751 | 747.7157 | 0 | 738.2236 | 1.7065e-05 | 747.7157 | 0 | 747.7157 | 0 | 747.7157 | 0 | 738.4536 | -0.0036681 | 747.7157 | 0 | 747.4781 | -0.0016778 | 900.7223 | 0.012494 | 900.1855 | 9.5653e-05 | 900.7223 | 2.0033 | 738.2236 | 0.072294
|  | 747.9513 | 0.012212 | 747.7139 | -0.010874 | 602.6259 | 0 | 747.9513 | 0.015639 | 747.7139 | -0.006919 | 739.4198 | 0.0041909 | 747.7139 | 0.0081108 | 747.9513 | 0.011329 | 738.4536 | -0.0022363 | 747.9513 | 0.002154 | 747.9513 | 0.0010411 | 747.9513 | 0.0013608 | 738.6834 | 0.018923 | 747.9513 | 0.005841 | 747.7139 | 0.0068984 | 900.8901 | 0.022628 | 900.3537 | 0 | 900.8901 | 2.0176 | 738.4535 | 0.068055
|  | 748.1869 | -0.0051878 | 747.9498 | -2.3484e-05 | 602.7446 | 0.0075944 | 748.1869 | -0.023603 | 747.9498 | -0.037577 | 739.6533 | -0.0014714 | 747.9498 | -0.015122 | 748.1869 | 0 | 738.6834 | -0.01244 | 748.1869 | 0 | 748.1869 | 0 | 748.1869 | 0 | 738.9133 | -0.0087565 | 748.1869 | 0 | 747.9497 | -0.00056226 | 901.0578 | 0.010932 | 900.5219 | 0.00028696 | 901.0578 | 2.0301 | 738.6834 | 0.06741
|  | 748.4225 | -0.00060388 | 748.1856 | 0.028079 | 602.8633 | 0 | 748.4225 | 0.020184 | 748.1856 | 0.02508 | 739.8867 | 0.0034053 | 748.1856 | 0.0096046 | 748.4225 | 0.012873 | 738.9133 | -0.0016671 | 748.4225 | 0.0018202 | 748.4225 | 0.0017125 | 748.4225 | 0.0025794 | 739.1432 | 0.022413 | 748.4226 | 0.0076944 | 748.1856 | 0.011531 | 901.2256 | 0.014577 | 900.6901 | 0 | 901.2256 | 2.0343 | 738.9133 | 0.065705
|  | 748.6581 | -0.027775 | 748.4214 | -0.038464 | 602.982 | 0.012036 | 748.6581 | -0.019783 | 748.4214 | -0.032875 | 740.1201 | -0.0044105 | 748.4214 | -0.017546 | 748.6582 | 0 | 739.1432 | 0.0038525 | 748.6582 | 0 | 748.6581 | 0 | 748.6582 | 0 | 739.3731 | 0.0051979 | 748.6581 | 0 | 748.4214 | -0.00855 | 901.3933 | 0.011106 | 900.8583 | 0 | 901.3933 | 2.0432 | 739.1432 | 0.063125
|  | 748.8938 | 0.010623 | 748.6573 | 0.00755 | 603.1007 | 0 | 748.8938 | 0.015012 | 748.6573 | 0.012214 | 740.3536 | 0.00068439 | 748.6573 | 0.0099225 | 748.8938 | 0.014354 | 739.3731 | 0.0058795 | 748.8938 | 0.0015597 | 748.8938 | 0.0009788 | 748.8938 | 0.0021106 | 739.603 | 0.031679 | 748.8938 | 0.0098275 | 748.6573 | 0.0090485 | 901.5611 | 0.018776 | 901.0266 | 6.3769e-05 | 901.5611 | 2.0482 | 739.3731 | 0.069668
|  | 749.1295 | -0.0099681 | 748.8931 | 0.0076138 | 603.2194 | 0.0093138 | 749.1295 | -0.020288 | 748.8931 | -0.024223 | 740.587 | -0.0050062 | 748.8931 | -0.013307 | 749.1294 | 0 | 739.603 | -0.0055148 | 749.1294 | 0 | 749.1295 | 0 | 749.1294 | 0 | 739.8329 | 0.011439 | 749.1295 | 0 | 748.8931 | -0.00033519 | 901.7288 | 0.012459 | 901.1948 | 0 | 901.7288 | 2.0582 | 739.603 | 0.065106
|  | 749.3651 | 0.016872 | 749.129 | -0.0067768 | 603.3381 | 0 | 749.3651 | 0.013843 | 749.129 | 0.014742 | 740.8206 | 0.0028145 | 749.129 | 0.0093173 | 749.3651 | 0.011416 | 739.8329 | 0.01069 | 749.3651 | 0.00075724 | 749.3651 | 0.0009866 | 749.3651 | 0.0024983 | 740.0629 | 0.024154 | 749.3651 | 0.0069519 | 749.129 | 0.0080381 | 901.8966 | 0.011974 | 901.3631 | 0 | 901.8966 | 2.0619 | 739.8329 | 0.068562
|  | 749.6008 | -0.019159 | 749.3649 | -0.016771 | 603.4569 | 0.010675 | 749.6008 | -0.023788 | 749.3649 | -0.016941 | 741.054 | -0.002449 | 749.3649 | -0.014683 | 749.6008 | 0 | 740.0629 | -0.0079507 | 749.6008 | 0 | 749.6008 | 0 | 749.6008 | 0 | 740.2928 | -0.018232 | 749.6008 | 0 | 749.3649 | -0.003174 | 902.0644 | 0.014819 | 901.5313 | 9.5653e-05 | 902.0644 | 2.0689 | 740.0629 | 0.060453
|  | 749.8364 | 0.0082878 | 749.6008 | -0.0027251 | 603.5756 | 0 | 749.8364 | -0.0031771 | 749.6008 | -0.016137 | 741.2875 | -0.00014809 | 749.6008 | 0.0080048 | 749.8364 | 0.0062666 | 740.2928 | 0.0092284 | 749.8364 | 0.0030437 | 749.8364 | 0.00070681 | 749.8364 | 0.0010893 | 740.5228 | 0.017754 | 749.8364 | 0.008896 | 749.6008 | 0.0078277 | 902.2321 | 0.019262 | 901.6995 | 0 | 902.2321 | 2.0732 | 740.2928 | 0.066489
|  | 750.0721 | -0.023533 | 749.8367 | -0.050181 | 603.6944 | 0.0089556 | 750.0721 | -0.017728 | 749.8367 | -0.027314 | 741.521 | -0.00063062 | 749.8367 | -0.01858 | 750.0721 | 0 | 740.5228 | 0.0084931 | 750.0721 | 0 | 750.0721 | 0 | 750.0721 | 0 | 740.7527 | -0.0055907 | 750.0721 | 0 | 749.8367 | -0.0058735 | 902.3999 | 0.014715 | 901.8678 | 9.5653e-05 | 902.3999 | 2.0829 | 740.5228 | 0.066996
|  | 750.3078 | 0.0037834 | 750.0726 | 0.020278 | 603.8131 | 0 | 750.3078 | -0.0038326 | 750.0726 | 0.014313 | 741.7545 | -0.00051457 | 750.0726 | 0.012158 | 750.3078 | 0.0092896 | 740.7527 | 0.0067548 | 750.3078 | 0.0036558 | 750.3078 | 0.0019007 | 750.3078 | 0.0029451 | 740.9827 | 0.0095503 | 750.3078 | 0.0064613 | 750.0726 | 0.008158 | 902.5676 | 0.013535 | 902.036 | 0 | 902.5676 | 2.0923 | 740.7527 | 0.071142
|  | 750.5435 | 0.0018761 | 750.3085 | -0.04089 | 603.9319 | 0.0091705 | 750.5435 | -0.031201 | 750.3085 | -0.0385 | 741.988 | -0.0038774 | 750.3085 | -0.019853 | 750.5435 | 0 | 740.9827 | -0.019192 | 750.5435 | 0 | 750.5435 | 0 | 750.5435 | 0 | 741.2126 | -0.0034135 | 750.5435 | 0 | 750.3085 | -0.012218 | 902.7354 | 0.012217 | 902.2043 | 0.00028696 | 902.7354 | 2.1043 | 740.9827 | 0.065014
|  | 750.7792 | 0.03518 | 750.5444 | -0.026314 | 604.0507 | 0 | 750.7792 | 0.0015426 | 750.5444 | 0.001354 | 742.2216 | 0.003253 | 750.5444 | 0.0092091 | 750.7792 | 0.0090606 | 741.2126 | 0.0091054 | 750.7792 | 0.0010941 | 750.7792 | 0.00055181 | 750.7792 | 0.0022337 | 741.4426 | 0.036434 | 750.7792 | 0.0076188 | 750.5444 | 0.0052508 | 902.9032 | 0.017388 | 902.3725 | 0 | 902.9032 | 2.1137 | 741.2127 | 0.064553
|  | 751.015 | -0.0081487 | 750.7804 | -0.023775 | 604.1694 | 0.0043482 | 751.015 | -0.025623 | 750.7804 | -0.020409 | 742.4551 | -0.0034053 | 750.7804 | -0.016593 | 751.015 | 0 | 741.4426 | 0.0035019 | 751.015 | 0 | 751.015 | 0 | 751.015 | 0 | 741.6726 | -0.014697 | 751.0149 | 0 | 750.7804 | -0.0091439 | 903.071 | 0.018845 | 902.5408 | 0 | 903.071 | 2.1249 | 741.4426 | 0.061282
|  | 751.2507 | 0.039228 | 751.0163 | 0.0037963 | 604.2882 | 0 | 751.2507 | -0.0069765 | 751.0163 | -0.001224 | 742.6887 | 0.0033898 | 751.0163 | 0.0095925 | 751.2507 | 0.0066979 | 741.6726 | 0.014514 | 751.2507 | 0.001052 | 751.2507 | 0.0011515 | 751.2507 | 0.0017211 | 741.9026 | 0.012567 | 751.2507 | 0.0088194 | 751.0163 | 0.011894 | 903.2387 | 0.018186 | 902.709 | 0 | 903.2387 | 2.1329 | 741.6726 | 0.070083
|  | 751.4865 | -0.017927 | 751.2523 | -0.0033797 | 604.407 | 0.01218 | 751.4865 | -0.016918 | 751.2523 | -0.03222 | 742.9222 | -0.003899 | 751.2523 | -0.01652 | 751.4864 | 0 | 741.9026 | -0.006876 | 751.4864 | 0 | 751.4865 | 0 | 751.4864 | 0 | 742.1326 | -0.013426 | 751.4864 | 0 | 751.2523 | -0.0064999 | 903.4065 | 0.014542 | 902.8773 | 9.5653e-05 | 903.4065 | 2.1416 | 741.9026 | 0.064001
|  | 751.7222 | 0.008423 | 751.4882 | 0.018899 | 604.5258 | 0 | 751.7222 | 0.004732 | 751.4882 | -0.0061625 | 743.1558 | 0.0022055 | 751.4882 | 0.00786 | 751.7222 | 0.0088264 | 742.1326 | 0.0037496 | 751.7222 | 0.0012768 | 751.7222 | 0.0014601 | 751.7222 | 0.0023725 | 742.3626 | 0.028017 | 751.7222 | 0.0026664 | 751.4882 | 0.015246 | 903.5743 | 0.013987 | 903.0456 | 0 | 903.5743 | 2.1482 | 742.1326 | 0.064323
|  | 751.9579 | -0.0094491 | 751.7242 | 0.0010438 | 604.6446 | 0.0031058 | 751.9579 | -0.024504 | 751.7242 | -0.034843 | 743.3893 | -0.0070025 | 751.7242 | -0.016044 | 751.9579 | 0 | 742.3626 | -0.016192 | 751.9579 | 0 | 751.9579 | 0 | 751.9579 | 0 | 742.5927 | 0.0013909 | 751.9579 | 0 | 751.7242 | -0.0024 | 903.7421 | 0.015548 | 903.2138 | 0.00028696 | 903.7421 | 2.1604 | 742.3626 | 0.060775
|  | 752.1937 | 0.0013706 | 751.9602 | -0.0082625 | 604.7634 | 0 | 752.1937 | 0.014351 | 751.9602 | 0.004826 | 743.6229 | 0.0042353 | 751.9602 | 0.012674 | 752.1937 | 0.0074311 | 742.5927 | 0.017151 | 752.1937 | 0.00076481 | 752.1937 | 0.00028654 | 752.1937 | 0.001675 | 742.8226 | 0.047517 | 752.1937 | 0.0086842 | 751.9602 | 0.005368 | 903.9099 | 0.019262 | 903.3821 | 6.3769e-05 | 903.9099 | 2.1722 | 742.5927 | 0.058379
|  | 752.4295 | 0.01122 | 752.1961 | -0.0045254 | 604.8822 | 0.0069571 | 752.4295 | -0.023815 | 752.1961 | -0.04352 | 743.8566 | -0.0010599 | 752.1961 | -0.017722 | 752.4295 | 0 | 742.8226 | -0.01845 | 752.4295 | 0 | 752.4295 | 0 | 752.4295 | 0 | 743.0527 | -0.022655 | 752.4295 | 0 | 752.1961 | -0.0063398 | 904.0777 | 0.019331 | 903.5504 | 9.5653e-05 | 904.0777 | 2.1916 | 742.8226 | 0.059669
|  | 752.6653 | 0.038122 | 752.4321 | -0.021264 | 605.0011 | 0 | 752.6653 | -0.0035696 | 752.4321 | 0.02142 | 744.0901 | 0.0012359 | 752.4321 | 0.012254 | 752.6653 | 0.0067282 | 743.0527 | -0.0086512 | 752.6653 | 0.0021411 | 752.6653 | 0.0010029 | 752.6653 | 0.0017836 | 743.2827 | -0.01199 | 752.6653 | 0.005684 | 752.4321 | 0.0087587 | 904.2455 | 0.014472 | 903.7187 | 0 | 904.2455 | 2.207 | 743.0527 | 0.060959
|  | 752.9011 | -0.015478 | 752.6681 | -0.026706 | 605.1199 | 0.0089556 | 752.9011 | -0.017427 | 752.6681 | -0.047479 | 744.3237 | -0.0026362 | 752.6681 | -0.017438 | 752.9011 | 0 | 743.2827 | -0.0037108 | 752.9011 | 0 | 752.9011 | 0 | 752.9011 | 0 | 743.5128 | -0.0042252 | 752.9011 | 0 | 752.6681 | -0.0062485 | 904.4132 | 0.012876 | 903.8869 | 0 | 904.4132 | 2.2275 | 743.2827 | 0.057412
|  | 753.1368 | 0.020573 | 752.9042 | 0.028722 | 605.2387 | 0 | 753.1368 | 0.004818 | 752.9042 | 0.011918 | 744.5574 | 0.0025175 | 752.9042 | 0.0075367 | 753.1369 | 0.0068326 | 743.5128 | 0.0070061 | 753.1369 | 0.0022023 | 753.1368 | 0.0018638 | 753.1369 | 0.0039933 | 743.7429 | 0.027366 | 753.1368 | 0.0089174 | 752.9042 | 0.012748 | 904.581 | 0.016416 | 904.0552 | 0 | 904.581 | 2.2409 | 743.5128 | 0.061374
|  | 753.3727 | 0.014171 | 753.1402 | -0.029948 | 605.3576 | 0.0059632 | 753.3727 | -0.018053 | 753.1402 | -0.041755 | 744.791 | -0.0048696 | 753.1402 | -0.018854 | 753.3727 | 0 | 743.7429 | -0.004326 | 753.3727 | 0 | 753.3727 | 0 | 753.3727 | 0 | 743.9729 | 0.01279 | 753.3727 | 0 | 753.1402 | -0.011779 | 904.7488 | 0.010447 | 904.2235 | 9.5653e-05 | 904.7488 | 2.2562 | 743.7429 | 0.061973
|  | 753.6085 | 0.010039 | 753.3762 | 0.01962 | 605.4764 | 0 | 753.6085 | 0.020132 | 753.3762 | 0.00099262 | 745.0247 | 0.00017091 | 753.3762 | 0.010788 | 753.6085 | 0.012731 | 743.9729 | 0.004209 | 753.6085 | 0.0017568 | 753.6085 | 0.0014479 | 753.6085 | 0.0027641 | 744.203 | 0.028085 | 753.6085 | 0.0063145 | 753.3762 | 0.010512 | 904.9166 | 0.018984 | 904.3918 | 6.3769e-05 | 904.9166 | 2.2618 | 743.9729 | 0.058886
|  | 753.8444 | 0.0010222 | 753.6122 | -0.021466 | 605.5953 | 0.010675 | 753.8444 | -0.020122 | 753.6122 | -0.054085 | 745.2583 | -0.0071556 | 753.6122 | -0.01755 | 753.8443 | 0 | 744.203 | -0.013324 | 753.8443 | 0 | 753.8444 | 0 | 753.8443 | 0 | 744.4331 | -0.041801 | 753.8444 | 0 | 753.6123 | -0.0056905 | 905.0844 | 0.015861 | 904.5601 | 0 | 905.0844 | 2.2665 | 744.203 | 0.05672
|  | 754.0802 | 0.035186 | 753.8483 | 0.024046 | 605.7142 | 0 | 754.0802 | 0.01713 | 753.8483 | 0.013058 | 745.4919 | 0.0025385 | 753.8483 | 0.0086871 | 754.0802 | 0.0075491 | 744.4331 | 0.029725 | 754.0802 | 0.0017715 | 754.0802 | 0.0012545 | 754.0802 | 0.0030732 | 744.6631 | 0.014306 | 754.0802 | 0.0094254 | 753.8483 | 0.0097552 | 905.2522 | 0.018012 | 904.7284 | 6.3769e-05 | 905.2522 | 2.2686 | 744.4331 | 0.054693
|  | 754.316 | 0.00021894 | 754.0844 | -0.039608 | 605.8331 | 0.012036 | 754.316 | -0.029795 | 754.0844 | -0.023601 | 745.7256 | -0.0059021 | 754.0844 | -0.019063 | 754.316 | 0 | 744.6631 | -0.010594 | 754.316 | 0 | 754.316 | 0 | 754.316 | 0 | 744.8932 | -0.00083009 | 754.316 | 0 | 754.0843 | -0.011003 | 905.42 | 0.011974 | 904.8967 | 9.5653e-05 | 905.42 | 2.2777 | 744.6631 | 0.048749
|  | 754.5519 | 0.0093637 | 754.3204 | -0.0076765 | 605.952 | 0 | 754.5519 | 0.011409 | 754.3204 | 0.014068 | 745.9593 | 0.001934 | 754.3204 | 0.010669 | 754.5519 | 0.0067171 | 744.8932 | 0.011223 | 754.5519 | 0.0010566 | 754.5519 | 0 | 754.5519 | 0.0021222 | 745.1234 | 0.030641 | 754.5519 | 0.0081761 | 754.3204 | 0.002274 | 905.5878 | 0.017874 | 905.065 | 0 | 905.5878 | 2.2867 | 744.8932 | 0.053633
|  | 754.7878 | -0.020025 | 754.5565 | 0.0014624 | 606.0708 | 0.0039754 | 754.7878 | -0.018667 | 754.5565 | -0.022349 | 746.1929 | -0.0032115 | 754.5565 | -0.016619 | 754.7878 | 0 | 745.1234 | -0.016053 | 754.7878 | 0 | 754.7878 | 0 | 754.7878 | 0 | 745.3535 | -0.017515 | 754.7878 | 0 | 754.5565 | -0.0027462 | 905.7556 | 0.014334 | 905.2333 | 0 | 905.7556 | 2.299 | 745.1234 | 0.059255
|  | 755.0236 | 0.020967 | 754.7926 | -0.029217 | 606.1898 | 0 | 755.0236 | -0.0067189 | 754.7926 | -0.0071735 | 746.4266 | -0.001089 | 754.7926 | 0.012055 | 755.0236 | 0.00022067 | 745.3535 | 0.016625 | 755.0236 | 6.255e-05 | 755.0236 | 0.00015652 | 755.0236 | 0.00039056 | 745.5836 | -0.0089814 | 755.0236 | 0.0041314 | 754.7926 | 0.0042792 | 905.9235 | 0.022142 | 905.4016 | 0.00025508 | 905.9235 | 2.3101 | 745.3535 | 0.061651
|  | 755.2595 | -0.0022356 | 755.0287 | -0.0081961 | 606.3087 | 0.0064601 | 755.2595 | -0.028254 | 755.0287 | -0.03693 | 746.6603 | -0.0034147 | 755.0287 | -0.015719 | 755.2595 | 0 | 745.5836 | -0.011245 | 755.2595 | 0 | 755.2595 | 0 | 755.2595 | 0 | 745.8138 | 0.017219 | 755.2595 | 0 | 755.0287 | -0.010332 | 906.0913 | 0.017388 | 905.5699 | 9.5653e-05 | 906.0913 | 2.3276 | 745.5836 | 0.055845
|  | 755.4954 | 0.017158 | 755.2648 | -0.014092 | 606.4276 | 0 | 755.4954 | -0.0041268 | 755.2648 | 0.0073776 | 746.894 | 0.0023139 | 755.2648 | 0.0065327 | 755.4954 | 0.011631 | 745.8138 | 0.0091921 | 755.4954 | 0.0010113 | 755.4954 | 0.00094004 | 755.4954 | 0.0019358 | 746.0439 | 0.017763 | 755.4954 | 0.0038109 | 755.2648 | 0.0073233 | 906.2591 | 0.018498 | 905.7382 | 0 | 906.2591 | 2.3415 | 745.8138 | 0.059854
|  | 755.7313 | -0.0029954 | 755.5009 | -0.015218 | 606.5465 | 0 | 755.7313 | -0.018358 | 755.5009 | -0.027177 | 747.1277 | -0.0044502 | 755.5009 | -0.015822 | 755.7313 | 0 | 746.0439 | -0.0049906 | 755.7313 | 0 | 755.7313 | 0 | 755.7313 | 0 | 746.274 | -0.010589 | 755.7313 | 0 | 755.5009 | -0.003532 | 906.4269 | 0.018811 | 905.9066 | 0 | 906.4269 | 2.3572 | 746.0439 | 0.049901
|  | 755.9673 | 0.015176 | 755.737 | -0.0072372 | 606.6654 | 0 | 755.9673 | 0.0084628 | 755.737 | 0.0076966 | 747.3615 | 0.0028921 | 755.737 | 0.011125 | 755.9673 | 0.0069893 | 746.274 | 0.0092549 | 755.9673 | 0.0013841 | 755.9673 | 0.00062355 | 755.9673 | 0.0022631 | 746.5042 | 0.015209 | 755.9673 | 0.0079228 | 755.737 | 0.008118 | 906.5947 | 0.016034 | 906.0749 | 0 | 906.5947 | 2.3623 | 746.274 | 0.057642
|  | 756.2032 | -0.012036 | 755.9731 | 0.011627 | 606.7844 | 0.0054663 | 756.2032 | -0.0079699 | 755.9731 | -0.041335 | 747.5952 | -0.0027974 | 755.9731 | -0.014583 | 756.2032 | 0 | 746.5042 | -0.0043714 | 756.2032 | 0 | 756.2032 | 0 | 756.2032 | 0 | 746.7344 | 0.016526 | 756.2032 | 0 | 755.9731 | -0.001372 | 906.7625 | 0.011002 | 906.2432 | 0.00028696 | 906.7625 | 2.3673 | 746.5042 | 0.057181
|  | 756.4391 | 0.021842 | 756.2093 | -0.018116 | 606.9033 | 0 | 756.4391 | -6.3485e-05 | 756.2093 | 0.017235 | 747.829 | -0.00046446 | 756.2093 | 0.009924 | 756.4391 | 0.0076946 | 746.7344 | 0.013286 | 756.4391 | 0.0017953 | 756.4391 | 0.0010129 | 756.4391 | 0.0032161 | 746.9645 | 0.029651 | 756.4392 | 0.0053623 | 756.2092 | 0.0067364 | 906.9304 | 0.01475 | 906.4115 | 6.3769e-05 | 906.9304 | 2.3659 | 746.7344 | 0.055799
|  | 756.675 | -0.0006955 | 756.4454 | -0.035262 | 607.0223 | 0.0052178 | 756.675 | -0.023379 | 756.4454 | -0.042648 | 748.0627 | -0.0047328 | 756.4454 | -0.017511 | 756.6751 | 0 | 746.9645 | -0.017399 | 756.6751 | 0 | 756.675 | 0 | 756.6751 | 0 | 747.1948 | 0.013869 | 756.6751 | 0 | 756.4454 | -0.0088659 | 907.0982 | 0.015375 | 906.5799 | 9.5653e-05 | 907.0982 | 2.3725 | 746.9645 | 0.047782
|  | 756.911 | 0.024308 | 756.6816 | 0.0072045 | 607.1412 | 0 | 756.911 | 0.019651 | 756.6816 | 0.0071968 | 748.2965 | 0.00030219 | 756.6816 | 0.0077784 | 756.911 | 0.01314 | 747.1948 | -0.0034619 | 756.911 | 0.00071534 | 756.911 | 0.0010263 | 756.911 | 0.001441 | 747.4249 | 0.0081985 | 756.911 | 0.0088579 | 756.6816 | 0.0086109 | 907.266 | 0.02006 | 906.7482 | 0 | 907.266 | 2.3795 | 747.1948 | 0.054232
|  | 757.147 | 0.007016 | 756.9177 | -0.022281 | 607.2602 | 0.0057147 | 757.147 | -0.046954 | 756.9177 | -0.023363 | 748.5303 | -0.0057723 | 756.9177 | -0.021464 | 757.147 | 0 | 747.4249 | -0.0047752 | 757.147 | 0 | 757.147 | 0 | 757.147 | 0 | 747.6552 | -0.0016254 | 757.147 | 0 | 756.9177 | -0.011638 | 907.4338 | 0.017527 | 906.9165 | 0.00028696 | 907.4338 | 2.3916 | 747.4249 | 0.055753
|  | 757.3829 | 0.0056752 | 757.1539 | -0.031315 | 607.3792 | 0 | 757.3829 | 0.0088886 | 757.1539 | 0.0017229 | 748.764 | 0.0009873 | 757.1539 | 0.0078796 | 757.383 | 0.0094003 | 747.6552 | 0.0028144 | 757.383 | 1.1224e-05 | 757.3829 | 0.00012788 | 757.383 | 0.0015116 | 747.8853 | 0.018111 | 757.3829 | 0.0063183 | 757.1539 | 0.0059624 | 907.6017 | 0.019817 | 907.0849 | 0 | 907.6017 | 2.4003 | 747.6552 | 0.057412
|  | 757.619 | -0.0049278 | 757.3901 | -0.016811 | 607.4982 | 0 | 757.619 | -0.016858 | 757.3901 | -0.036267 | 748.9978 | -0.0039508 | 757.3901 | -0.015715 | 757.6189 | 0 | 747.8853 | 0.0036221 | 757.6189 | 0 | 757.619 | 0 | 757.6189 | 0 | 748.1155 | 0.0041649 | 757.619 | 0 | 757.3901 | -0.0092613 | 907.7695 | 0.0086765 | 907.2532 | 0.00028696 | 907.7695 | 2.4169 | 747.8853 | 0.054324
|  | 757.8549 | 0.030069 | 757.6263 | -0.015103 | 607.6171 | 0 | 757.8549 | -0.0047666 | 757.6263 | 0.0095704 | 749.2316 | 0.0021351 | 757.6263 | 0.0039307 | 757.8549 | 0.0068281 | 748.1155 | 0.026669 | 757.8549 | 0.0033467 | 757.8549 | 0.00091661 | 757.8549 | 0.0026185 | 748.3458 | 0.026301 | 757.8549 | 0.0071778 | 757.6263 | 0.0029877 | 907.9373 | 0.017075 | 907.4216 | 0 | 907.9373 | 2.438 | 748.1155 | 0.054417
|  | 758.0909 | -0.015922 | 757.8624 | -0.014888 | 607.7361 | 0.0094571 | 758.0909 | -0.022533 | 757.8624 | -0.027231 | 749.4654 | -0.0043369 | 757.8624 | -0.015995 | 758.0909 | 0 | 748.3458 | -0.012609 | 758.0909 | 0 | 758.0909 | 0 | 758.0909 | 0 | 748.576 | -0.010275 | 758.0909 | 0 | 757.8624 | -0.007999 | 908.1052 | 0.014091 | 907.5899 | 0.00028696 | 908.1052 | 2.4635 | 748.3458 | 0.049947
|  | 758.327 | 0.027845 | 758.0987 | 0.0084787 | 607.8551 | 0 | 758.327 | -0.0027003 | 758.0987 | 0.0097201 | 749.6992 | 0.0028919 | 758.0987 | 0.010989 | 758.3269 | 0.0049809 | 748.576 | 0.0015785 | 758.3269 | 0.0015047 | 758.327 | 0.0010924 | 758.3269 | 0.0019616 | 748.8063 | 0.020236 | 758.327 | 0.0096329 | 758.0987 | 0.0072347 | 908.273 | 0.020025 | 907.7583 | 0 | 908.273 | 2.481 | 748.576 | 0.052574
|  | 758.563 | -0.025531 | 758.3349 | -0.035675 | 607.9742 | 0 | 758.563 | -0.014175 | 758.3349 | -0.034992 | 749.933 | -0.0032801 | 758.3349 | -0.018848 | 758.563 | 0 | 748.8063 | -0.0071364 | 758.563 | 0 | 758.563 | 0 | 758.563 | 0 | 749.0365 | -0.0062609 | 758.563 | 0 | 758.3349 | -0.013083 | 908.4409 | 0.018568 | 907.9266 | 9.5653e-05 | 908.4409 | 2.4997 | 748.8063 | 0.052666
|  | 758.799 | -0.0018875 | 758.5711 | -0.035661 | 608.0932 | 0 | 758.799 | -0.015446 | 758.5711 | -0.028383 | 750.1669 | -0.0025958 | 758.5711 | -0.017279 | 758.799 | 0 | 749.0365 | -0.014318 | 758.799 | 0 | 758.799 | 0 | 758.799 | 0 | 749.2668 | -0.032949 | 758.799 | 0 | 758.5711 | -0.0014812 | 908.6087 | 0.018915 | 908.095 | 0 | 908.6087 | 2.5206 | 749.0365 | 0.046584
|  | 759.035 | 0.030607 | 758.8073 | 0.0071378 | 608.2122 | 0.0054663 | 759.035 | 0.0032213 | 758.8073 | 0.024764 | 750.4008 | -0.00097819 | 758.8073 | 0.010876 | 759.035 | 0.0070079 | 749.2668 | 0.013407 | 759.035 | 0.0024014 | 759.035 | 0.0012294 | 759.035 | 0.0035093 | 749.497 | 0.046843 | 759.035 | 0.0084943 | 758.8073 | 0.0029156 | 908.7766 | 0.016798 | 908.2633 | 0.00028696 | 908.7766 | 2.5419 | 749.2668 | 0.045892
|  | 759.2711 | -0.012627 | 759.0436 | -0.018157 | 608.3312 | 0 | 759.2711 | -0.00090348 | 759.0436 | -0.041971 | 750.6346 | -0.0043095 | 759.0436 | -0.021948 | 759.2711 | 0 | 749.497 | 0.0058765 | 759.2711 | 0 | 759.2711 | 0 | 759.2711 | 0 | 749.7273 | -0.011179 | 759.2711 | 0 | 759.0436 | -0.0086364 | 908.9444 | 0.014646 | 908.4317 | 0 | 908.9444 | 2.5598 | 749.497 | 0.056582
|  | 759.5071 | 0.027061 | 759.2798 | 0.021304 | 608.4503 | 0.0084541 | 759.5071 | 0.01747 | 759.2798 | 0.0048034 | 750.8684 | 0.00030797 | 759.2798 | 0.009561 | 759.5071 | 0.014703 | 749.7273 | 0.027816 | 759.5071 | 0.002516 | 759.5071 | 0.0017908 | 759.5071 | 0.0012311 | 749.9576 | 0.031685 | 759.5071 | 0.0094857 | 759.2798 | 0.014049 | 909.1122 | 0.017561 | 908.6001 | 0.00028696 | 909.1122 | 2.5739 | 749.7273 | 0.050961
|  | 759.7432 | -0.0059216 | 759.5161 | -0.0092249 | 608.5693 | 0 | 759.7432 | -0.037254 | 759.5161 | -0.012116 | 751.1023 | -0.0054213 | 759.5161 | -0.017305 | 759.7432 | 0 | 749.9576 | -0.015479 | 759.7432 | 0 | 759.7432 | 0 | 759.7432 | 0 | 750.1879 | -0.0036512 | 759.7432 | 0 | 759.5161 | -0.004364 | 909.2801 | 0.017457 | 908.7684 | 0 | 909.2801 | 2.5921 | 749.9576 | 0.04898
|  | 759.9792 | 0.0061265 | 759.7523 | 0.011073 | 608.6884 | 0 | 759.9792 | 0.0057061 | 759.7523 | -0.010839 | 751.3362 | -0.00040722 | 759.7523 | 0.0072174 | 759.9793 | 0.0068566 | 750.1879 | 0.016054 | 759.9793 | 0.00080212 | 759.9792 | 0.00081492 | 759.9793 | 0 | 750.4182 | 0.026739 | 759.9792 | 0.0081261 | 759.7523 | 0.0073939 | 909.4479 | 0.018811 | 908.9368 | 0.00047827 | 909.4479 | 2.5977 | 750.1879 | 0.050454
|  | 760.2153 | -0.0099467 | 759.9886 | -0.02789 | 608.8075 | 0 | 760.2153 | -0.0055997 | 759.9886 | -0.047078 | 751.5701 | -0.0053607 | 759.9886 | -0.015565 | 760.2154 | 0 | 750.4182 | 0.00063471 | 760.2154 | 0 | 760.2153 | 0 | 760.2154 | 0 | 750.6485 | -0.014927 | 760.2153 | 0 | 759.9886 | -0.0076784 | 909.6158 | 0.014577 | 909.1052 | 0 | 909.6158 | 2.6015 | 750.4181 | 0.050408
|  | 760.4515 | 0.013729 | 760.2249 | 0.011017 | 608.9265 | 0.010174 | 760.4515 | -0.0024435 | 760.2249 | -0.015377 | 751.804 | 0.0052973 | 760.2249 | 0.0087288 | 760.4514 | 0.0084887 | 750.6485 | 0.0076862 | 760.4514 | 0.0026331 | 760.4515 | 0.0006674 | 760.4514 | 0.0020795 | 750.8788 | -0.005692 | 760.4515 | 0.0068896 | 760.2249 | 0.010171 | 909.7837 | 0.018186 | 909.2736 | 0.00028696 | 909.7837 | 2.596 | 750.6485 | 0.050684
|  | 760.6876 | -0.004067 | 760.4612 | -0.0064815 | 609.0456 | 0 | 760.6876 | -0.0076796 | 760.4612 | -0.03409 | 752.0378 | -0.0057778 | 760.4612 | -0.015206 | 760.6876 | 0 | 750.8788 | 0.010183 | 760.6876 | 0 | 760.6876 | 0 | 760.6876 | 0 | 751.1091 | -0.0074265 | 760.6876 | 0 | 760.4612 | -0.0049291 | 909.9515 | 0.020754 | 909.442 | 0 | 909.9515 | 2.6013 | 750.8788 | 0.045985
|  | 760.9236 | 0.013849 | 760.6975 | 0.0078176 | 609.1647 | 0.017625 | 760.9236 | -0.013283 | 760.6975 | 0.022037 | 752.2718 | 0.0026308 | 760.6975 | 0.0098168 | 760.9237 | 0.018801 | 751.1091 | 0.0027864 | 760.9237 | 0.0030531 | 760.9236 | 0.0016444 | 760.9237 | 0.0028093 | 751.3395 | 0.041014 | 760.9236 | 0.0086927 | 760.6975 | 0.0073075 | 910.1194 | 0.015062 | 909.6103 | 0.00066945 | 910.1194 | 2.6065 | 751.1091 | 0.047459
|  | 761.1598 | -0.01615 | 760.9338 | -0.028203 | 609.2838 | 0 | 761.1598 | -0.006936 | 760.9338 | -0.018081 | 752.5057 | -0.0027048 | 760.9338 | -0.020584 | 761.1598 | 0 | 751.3395 | 0.012233 | 761.1598 | 0 | 761.1598 | 0 | 761.1598 | 0 | 751.5698 | -0.0012916 | 761.1598 | 0 | 760.9338 | -0.0030081 | 910.2872 | 0.013535 | 909.7787 | 0 | 910.2872 | 2.6236 | 751.3395 | 0.042022
|  | 761.3959 | 0.0077262 | 761.1701 | 0.014959 | 609.4029 | 0.010818 | 761.3959 | 0.0091602 | 761.1701 | 0.0043886 | 752.7396 | 0.0031015 | 761.1701 | 0.012964 | 761.3959 | 0.0049533 | 751.5698 | -0.0055732 | 761.3959 | 0.00034674 | 761.3959 | 0.0017932 | 761.3959 | 0.0020851 | 751.8001 | -0.013813 | 761.3959 | 0.0074712 | 761.1701 | 0.0078725 | 910.4551 | 0.019644 | 909.9471 | 0.00047827 | 910.4551 | 2.6419 | 751.5698 | 0.045293
|  | 761.6321 | -0.0059237 | 761.4064 | -0.011477 | 609.522 | 0 | 761.6321 | -0.022951 | 761.4064 | -0.019173 | 752.9736 | -0.0041916 | 761.4064 | -0.016733 | 761.6321 | 0 | 751.8001 | -0.0031296 | 761.6321 | 0 | 761.6321 | 0 | 761.6321 | 0 | 752.0305 | -0.038606 | 761.6321 | 0 | 761.4064 | -0.0072555 | 910.623 | 0.017561 | 910.1155 | 0 | 910.623 | 2.665 | 751.8001 | 0.045754
|  | 761.8682 | -0.0029563 | 761.6428 | -0.01243 | 609.6411 | 0.013326 | 761.8682 | 0.011406 | 761.6428 | 0.019004 | 753.2075 | 0.0025012 | 761.6428 | 0.0073968 | 761.8682 | 0.0086723 | 752.0305 | 0.0047363 | 761.8682 | 0.0016677 | 761.8682 | 0.0012212 | 761.8682 | 0.0011856 | 752.2609 | 0.026081 | 761.8682 | 0.0088473 | 761.6428 | 0.010702 | 910.7908 | 0.0092665 | 910.2839 | 0.00066945 | 910.7908 | 2.6784 | 752.0305 | 0.047044
|  | 762.1044 | 0.0053476 | 761.8791 | -0.020427 | 609.7602 | 0 | 762.1044 | -0.025261 | 761.8791 | -0.027937 | 753.4415 | -0.0083977 | 761.8791 | -0.019161 | 762.1044 | 0 | 752.2609 | -0.0048477 | 762.1044 | 0 | 762.1044 | 0 | 762.1044 | 0 | 752.4912 | -0.030182 | 762.1044 | 0 | 761.8791 | -0.0065693 | 910.9587 | 0.015375 | 910.4523 | 0 | 910.9587 | 2.6888 | 752.2609 | 0.042483
|  | 762.3405 | 0.020251 | 762.1155 | 0.003487 | 609.8794 | 0.0038513 | 762.3405 | -0.01542 | 762.1155 | 0.014645 | 753.6754 | -0.00056479 | 762.1155 | 0.0073944 | 762.3405 | 0.011572 | 752.4912 | 0.0047917 | 762.3405 | 0.00065608 | 762.3405 | 0.0013711 | 762.3405 | 0.0014456 | 752.7216 | 0.012769 | 762.3405 | 0.0055964 | 762.1155 | 0.0078734 | 911.1266 | 0.020095 | 910.6207 | 0.00028696 | 911.1266 | 2.694 | 752.4912 | 0.051422
|  | 762.5767 | 0.006164 | 762.3518 | -0.010559 | 609.9985 | 0 | 762.5767 | -0.024481 | 762.3518 | -0.02197 | 753.9094 | -0.0054235 | 762.3518 | -0.018424 | 762.5767 | 0 | 752.7216 | -0.024301 | 762.5767 | 0 | 762.5767 | 0 | 762.5767 | 0 | 752.952 | -0.010625 | 762.5767 | 0 | 762.3518 | -0.0082233 | 911.2945 | 0.011765 | 910.7891 | 0 | 911.2945 | 2.7078 | 752.7216 | 0.040041
|  | 762.8129 | -0.0028983 | 762.5882 | -0.012347 | 610.1177 | 0.012824 | 762.8129 | 0.015391 | 762.5882 | 0.022126 | 754.1434 | 0.0054826 | 762.5882 | 0.0093793 | 762.8129 | 0.0074559 | 752.952 | 0.0092461 | 762.8129 | 0.0022893 | 762.8129 | 0.00043343 | 762.8129 | 0.0012505 | 753.1824 | 0.013734 | 762.8129 | 0.0052189 | 762.5882 | 0.0039915 | 911.4624 | 0.013119 | 910.9575 | 0.00047827 | 911.4624 | 2.7232 | 752.952 | 0.044648
|  | 763.0491 | -0.020521 | 762.8246 | -0.0028855 | 610.2368 | 0 | 763.0491 | -0.00017698 | 762.8246 | -0.045653 | 754.3774 | -0.0018149 | 762.8246 | -0.016631 | 763.0491 | 0 | 753.1824 | 0.00010181 | 763.0491 | 0 | 763.0491 | 0 | 763.0491 | 0 | 753.4128 | -0.019018 | 763.0491 | 0 | 762.8246 | -0.0050797 | 911.6302 | 0.011037 | 911.1259 | 0 | 911.6302 | 2.742 | 753.1824 | 0.046031
|  | 763.2853 | 0.0084836 | 763.061 | 0.006638 | 610.356 | 0.003727 | 763.2853 | 0.015634 | 763.061 | 0.012708 | 754.6114 | -0.0006964 | 763.061 | 0.010553 | 763.2853 | 0.013761 | 753.4128 | 0.00047825 | 763.2853 | 0.0019993 | 763.2853 | 0.00055568 | 763.2853 | 0.0023305 | 753.6432 | 0.0011809 | 763.2853 | 0.0080384 | 763.061 | 0.010566 | 911.7981 | 0.01593 | 911.2944 | 0.00066945 | 911.7981 | 2.7548 | 753.4128 | 0.047183
|  | 763.5215 | 0.003434 | 763.2974 | -0.017324 | 610.4751 | 0 | 763.5215 | -0.050356 | 763.2974 | -0.056898 | 754.8454 | -0.0041693 | 763.2974 | -0.020716 | 763.5215 | 0 | 753.6432 | 0.00019526 | 763.5215 | 0 | 763.5215 | 0 | 763.5215 | 0 | 753.8736 | 0.0001823 | 763.5215 | 0 | 763.2974 | -0.012844 | 911.966 | 0.014958 | 911.4628 | 0 | 911.966 | 2.7694 | 753.6432 | 0.039396
|  | 763.7577 | 0.0053119 | 763.5338 | -0.00017716 | 610.5943 | 0.0072361 | 763.7577 | -0.0066197 | 763.5338 | 0.0095749 | 755.0794 | 0.0024409 | 763.5338 | 0.0098019 | 763.7577 | 0.015545 | 753.8736 | 0.0081246 | 763.7577 | 0.00063272 | 763.7577 | 0.00043853 | 763.7577 | 0.0026749 | 754.1041 | -0.0061033 | 763.7577 | 0.0094761 | 763.5338 | 0.0066821 | 912.1339 | 0.023322 | 911.6312 | 0.00066945 | 912.1339 | 2.7778 | 753.8736 | 0.050684
|  | 763.994 | -0.020508 | 763.7702 | 0.0040845 | 610.7135 | 0 | 763.994 | -0.02476 | 763.7702 | -0.054471 | 755.3134 | -0.0046171 | 763.7702 | -0.018994 | 763.9939 | 0 | 754.1041 | -0.015726 | 763.9939 | 0.000549 | 763.994 | 0 | 763.9939 | 0 | 754.3345 | -0.0066676 | 763.994 | 0 | 763.7702 | -0.010967 | 912.3018 | 0.016902 | 911.7996 | 0 | 912.3018 | 2.791 | 754.1041 | 0.0458
|  | 764.2302 | 0.025281 | 764.0066 | 0.0056976 | 610.8327 | 0.01046 | 764.2302 | -0.021878 | 764.0066 | 0.0013427 | 755.5474 | 0.00047402 | 764.0066 | 0.011014 | 764.2302 | 0.0073272 | 754.3345 | 0.005848 | 764.2302 | 0.0018977 | 764.2302 | 0.0019382 | 764.2302 | 0.0011165 | 754.5649 | -0.014763 | 764.2302 | 0.0072566 | 764.0066 | 0.012471 | 912.4697 | 0.022767 | 911.968 | 0.00066945 | 912.4697 | 2.7998 | 754.3345 | 0.048565
|  | 764.4664 | -0.0060087 | 764.243 | -0.03459 | 610.9519 | 0 | 764.4664 | -0.012873 | 764.243 | -0.04644 | 755.7815 | -0.0059841 | 764.243 | -0.016499 | 764.4664 | 0 | 754.5649 | -0.0094875 | 764.4664 | 0 | 764.4664 | 0 | 764.4664 | 0 | 754.7954 | -0.0019436 | 764.4664 | 0 | 764.243 | -0.0085601 | 912.6376 | 0.016659 | 912.1365 | 0 | 912.6376 | 2.8167 | 754.5649 | 0.042252
|  | 764.7027 | 0.016858 | 764.4795 | 0.00024193 | 611.0711 | 0.012538 | 764.7027 | 0.014909 | 764.4795 | 0.00085259 | 756.0156 | 0.0025082 | 764.4795 | 0.013879 | 764.7027 | 0.0074914 | 754.7954 | -0.0074219 | 764.7027 | 0.0026765 | 764.7027 | 0.0012194 | 764.7027 | 0.0036724 | 755.0258 | 0.02208 | 764.7027 | 0.008677 | 764.4795 | 0.010078 | 912.8054 | 0.020615 | 912.3049 | 0.00066945 | 912.8054 | 2.8272 | 754.7954 | 0.04216
|  | 764.939 | 0.0054466 | 764.7159 | -0.011669 | 611.1903 | 0 | 764.939 | -0.017543 | 764.7159 | -0.037887 | 756.2496 | -0.0035048 | 764.7159 | -0.020119 | 764.939 | 0 | 755.0258 | 0.015426 | 764.939 | 0 | 764.939 | 0 | 764.939 | 0 | 755.2563 | -0.019432 | 764.939 | 0 | 764.7159 | -0.0050294 | 912.9733 | 0.016277 | 912.4733 | 0 | 912.9733 | 2.841 | 755.0258 | 0.04557
|  | 765.1752 | 0.031001 | 764.9524 | 0.0062058 | 611.3095 | 0.010532 | 765.1752 | -0.0068297 | 764.9524 | 0.020728 | 756.4837 | 0.0018212 | 764.9524 | 0.011493 | 765.1752 | 0.011845 | 755.2563 | 0.022141 | 765.1752 | 0.0039619 | 765.1752 | 0.0019773 | 765.1752 | 0.002076 | 755.4868 | 0.051984 | 765.1752 | 0.0096201 | 764.9524 | 0.0067228 | 913.1412 | 0.017804 | 912.6418 | 0.00047827 | 913.1412 | 2.8493 | 755.2563 | 0.047275
|  | 765.4115 | -0.0065719 | 765.1888 | -0.036728 | 611.4288 | 0 | 765.4115 | -0.047514 | 765.1888 | -0.04614 | 756.7178 | -0.0051222 | 765.1888 | -0.019144 | 765.4115 | 0 | 755.4868 | -0.0074727 | 765.4115 | 0 | 765.4115 | 0 | 765.4115 | 0 | 755.7173 | 0.0018659 | 765.4115 | 0 | 765.1889 | -0.0082533 | 913.3091 | 0.020685 | 912.8102 | 0 | 913.3091 | 2.8645 | 755.4868 | 0.042252
|  | 765.6478 | 0.022455 | 765.4253 | -0.0094982 | 611.548 | 0.0091705 | 765.6478 | 0.010301 | 765.4253 | 0.0022263 | 756.9518 | 0.0034096 | 765.4253 | 0.0068302 | 765.6478 | 0.0060481 | 755.7173 | 0.00051137 | 765.6478 | 0.002485 | 765.6478 | 0.00054659 | 765.6478 | 0.0020282 | 755.9478 | 0.02126 | 765.6478 | 0.0051743 | 765.4253 | 0.0063894 | 913.477 | 0.014715 | 912.9787 | 0.00066945 | 913.477 | 2.8768 | 755.7173 | 0.055891
|  | 765.8842 | -0.012459 | 765.6618 | -0.05741 | 611.6672 | 0 | 765.8842 | -0.0085715 | 765.6618 | -0.022409 | 757.1859 | -0.0014632 | 765.6618 | -0.020339 | 765.8841 | 0 | 755.9478 | -0.0055841 | 765.8841 | 0 | 765.8842 | 0 | 765.8841 | 0 | 756.1783 | -0.044484 | 765.8842 | 0 | 765.6618 | -0.0088155 | 913.6449 | 0.014819 | 913.1471 | 0 | 913.6449 | 2.892 | 755.9478 | 0.045155
|  | 766.1204 | 0.0012849 | 765.8983 | -0.0059431 | 611.7865 | 0.015045 | 766.1204 | 0.009431 | 765.8983 | 0.0089692 | 757.42 | 0.0017728 | 765.8983 | 0.0098213 | 766.1204 | 0.0043301 | 756.1783 | 0.0044365 | 766.1204 | 0.0023346 | 766.1204 | 0.00075167 | 766.1204 | 0.0026247 | 756.4088 | 0.020612 | 766.1204 | 0.0055844 | 765.8983 | 0.0072323 | 913.8129 | 0.013778 | 913.3156 | 0.00066945 | 913.8129 | 2.9006 | 756.1783 | 0.040732
|  | 766.3568 | -0.0010242 | 766.1348 | -0.010213 | 611.9058 | 0 | 766.3568 | -0.02158 | 766.1348 | -0.042323 | 757.6542 | -0.0057414 | 766.1348 | -0.019208 | 766.3568 | 0 | 756.4088 | -0.014038 | 766.3568 | 0 | 766.3568 | 0 | 766.3568 | 0 | 756.6393 | -0.013215 | 766.3568 | 0 | 766.1348 | -0.0094663 | 913.9808 | 0.011175 | 913.484 | 0 | 913.9808 | 2.9122 | 756.4088 | 0.037921
|  | 766.5931 | 0.021475 | 766.3713 | -0.011937 | 612.025 | 0.0099586 | 766.5931 | -0.0012393 | 766.3713 | 0.0097983 | 757.8883 | 0.00016 | 766.3713 | 0.0062664 | 766.5931 | 0.0042549 | 756.6393 | 0.022807 | 766.5931 | 0.0001616 | 766.5931 | 0.00098287 | 766.5931 | 0.0030727 | 756.8698 | 0.021976 | 766.5931 | 0.0037607 | 766.3713 | 0.0063595 | 914.1487 | 0.014403 | 913.6525 | 0.00047827 | 914.1487 | 2.9209 | 756.6393 | 0.03981
|  | 766.8294 | -0.028629 | 766.6078 | -0.012869 | 612.1443 | 0 | 766.8294 | -0.050013 | 766.6078 | -0.028227 | 758.1224 | -0.0024649 | 766.6078 | -0.020001 | 766.8294 | 0 | 756.8698 | -0.0013727 | 766.8294 | 0 | 766.8294 | 0 | 766.8294 | 0 | 757.1003 | 0.0014066 | 766.8294 | 0 | 766.6078 | -0.0031404 | 914.3166 | 0.015687 | 913.8209 | 0 | 914.3166 | 2.936 | 756.8698 | 0.038889
|  | 767.0658 | 0.030441 | 766.8443 | -0.0060211 | 612.2636 | 0.0054663 | 767.0658 | 0.012007 | 766.8443 | -0.0059964 | 758.3566 | 0.0018204 | 766.8443 | 0.012149 | 767.0658 | 0.013506 | 757.1003 | 0.025394 | 767.0658 | 0.00096062 | 767.0658 | 0.000348 | 767.0658 | 0.0031921 | 757.3309 | 0.016443 | 767.0658 | 0.0083491 | 766.8443 | 0.007188 | 914.4845 | 0.015305 | 913.9894 | 0.00047827 | 914.4845 | 2.9443 | 757.1003 | 0.041515
|  | 767.3021 | -0.0049042 | 767.0809 | -0.016362 | 612.3829 | 0 | 767.3021 | -0.01518 | 767.0809 | -0.043825 | 758.5907 | -0.006448 | 767.0809 | -0.017543 | 767.3021 | 0 | 757.3309 | 0.012509 | 767.3021 | 0 | 767.3021 | 0 | 767.3021 | 0 | 757.5615 | -0.019212 | 767.3021 | 0 | 767.0809 | -0.0079445 | 914.6524 | 0.015791 | 914.1579 | 0 | 914.6524 | 2.9576 | 757.3309 | 0.044648
|  | 767.5385 | 0.013949 | 767.3174 | 0.0034431 | 612.5022 | 0.0079526 | 767.5385 | -0.0033671 | 767.3174 | 0.0046137 | 758.8248 | 0.0014292 | 767.3174 | 0.008524 | 767.5385 | 0.0079857 | 757.5615 | -0.0078282 | 767.5385 | 0.0029933 | 767.5385 | 0.001645 | 767.5385 | 0.004228 | 757.792 | 0.0301 | 767.5385 | 0.0092133 | 767.3174 | 0.0077513 | 914.8203 | 0.012147 | 914.3263 | 0.00047827 | 914.8203 | 2.9634 | 757.5615 | 0.037645
|  | 767.7749 | -0.0246 | 767.554 | -0.0060742 | 612.6215 | 0 | 767.7749 | -0.031616 | 767.554 | -0.018535 | 759.059 | -0.0039639 | 767.554 | -0.019578 | 767.7749 | 0 | 757.792 | 0.006317 | 767.7749 | 0 | 767.7749 | 0 | 767.7749 | 0 | 758.0226 | -0.0051629 | 767.7749 | 0 | 767.554 | -0.0065587 | 914.9882 | 0.015132 | 914.4948 | 0 | 914.9882 | 2.9772 | 757.792 | 0.036447
|  | 768.0113 | 0.0053447 | 767.7905 | -0.0051432 | 612.7408 | 0.0072361 | 768.0113 | -0.0042746 | 767.7905 | 0.018818 | 759.2932 | 0.0020126 | 767.7905 | 0.013124 | 768.0113 | 0.006064 | 758.0226 | 0.011533 | 768.0113 | 0.0023926 | 768.0113 | 0 | 768.0113 | 0.0011545 | 758.2532 | 0.039584 | 768.0113 | 0.0038135 | 767.7905 | 0.0068616 | 915.1562 | 0.01836 | 914.6633 | 0.00047827 | 915.1562 | 2.9847 | 758.0226 | 0.03617
|  | 768.2477 | 0.001416 | 768.0271 | -0.036372 | 612.8601 | 0 | 768.2477 | -0.027326 | 768.0271 | -0.061895 | 759.5274 | -0.0038756 | 768.0271 | -0.021548 | 768.2477 | 0 | 758.2532 | -0.004111 | 768.2477 | 0 | 768.2477 | 0 | 768.2477 | 0 | 758.4837 | 0.005278 | 768.2477 | 0 | 768.0271 | -0.0036142 | 915.3241 | 0.014993 | 914.8318 | 0 | 915.3241 | 3.0002 | 758.2532 | 0.033037
|  | 768.4841 | 0.027248 | 768.2637 | 0.019999 | 612.9794 | 0.010818 | 768.4841 | -0.013156 | 768.2637 | 0.016076 | 759.7616 | 0.0018803 | 768.2637 | 0.012599 | 768.4841 | 0.0073724 | 758.4837 | -0.013593 | 768.4841 | 0.0038076 | 768.4841 | 0.001916 | 768.4841 | 0.0033562 | 758.7143 | 0.0018047 | 768.4841 | 0.0044324 | 768.2637 | 0.0095776 | 915.492 | 0.033214 | 915.0002 | 9.5653e-05 | 915.492 | 3.0098 | 758.4837 | 0.040778
|  | 768.7205 | 0.013541 | 768.5003 | -0.028576 | 613.0988 | 0 | 768.7205 | -0.043064 | 768.5003 | -0.044158 | 759.9958 | -0.0040287 | 768.5003 | -0.021676 | 768.7205 | 0 | 758.7143 | 0.0033568 | 768.7205 | 0 | 768.7205 | 0 | 768.7205 | 0 | 758.9449 | -0.014464 | 768.7205 | 0 | 768.5003 | -0.0099008 | 915.6599 | 0.013605 | 915.1687 | 0 | 915.6599 | 3.0256 | 758.7143 | 0.036216
|  | 768.9569 | 0.016986 | 768.7369 | 0.012892 | 613.2181 | 0.01046 | 768.9569 | -0.0081451 | 768.7369 | -0.0163 | 760.23 | 0.0033573 | 768.7369 | 0.017379 | 768.9569 | 0.0064077 | 758.9449 | 0.0073486 | 768.9569 | 0.0016019 | 768.9569 | 0.0017491 | 768.9569 | 0.003491 | 759.1755 | 0.008756 | 768.9569 | 0.012291 | 768.7369 | 0.013459 | 915.8279 | 0.016347 | 915.3372 | 0.00066945 | 915.8279 | 3.0347 | 758.9449 | 0.039211
|  | 769.1934 | -0.0067589 | 768.9735 | -0.028661 | 613.3375 | 0 | 769.1934 | -0.04284 | 768.9735 | -0.016306 | 760.4642 | -0.0041499 | 768.9735 | -0.023826 | 769.1933 | 0 | 759.1755 | 0.01134 | 769.1933 | 0 | 769.1934 | 0 | 769.1933 | 0 | 759.4061 | -0.011041 | 769.1934 | 0 | 768.9735 | -0.0090199 | 915.9958 | 0.015444 | 915.5057 | 0 | 915.9958 | 3.0454 | 759.1755 | 0.042759
|  | 769.4298 | 0.023921 | 769.2101 | 0.026373 | 613.4568 | 0.0083108 | 769.4298 | 0.007333 | 769.2101 | 0.029756 | 760.6984 | 0.0042397 | 769.2101 | 0.012006 | 769.4298 | 0.0087147 | 759.4061 | 0.0062897 | 769.4298 | 0.0035833 | 769.4298 | 0.0016339 | 769.4298 | 0.0037961 | 759.6368 | 0.022436 | 769.4298 | 0.0080132 | 769.2101 | 0.018796 | 916.1637 | 0.020025 | 915.6742 | 0.00047827 | 916.1637 | 3.0525 | 759.4061 | 0.049671
|  | 769.6663 | -0.014798 | 769.4467 | -0.0047054 | 613.5762 | 0 | 769.6663 | -0.030061 | 769.4467 | -0.018176 | 760.9327 | -0.0043566 | 769.4467 | -0.021405 | 769.6662 | 0 | 759.6368 | 0.0033041 | 769.6662 | 0 | 769.6663 | 0 | 769.6662 | 0 | 759.8674 | -0.0020958 | 769.6663 | 0 | 769.4467 | -0.0083567 | 916.3317 | 0.015201 | 915.8427 | 0 | 916.3317 | 3.0668 | 759.6368 | 0.037506
|  | 769.9027 | 0.035718 | 769.6833 | -0.0015333 | 613.6956 | 0.013183 | 769.9027 | -0.020835 | 769.6833 | 0.010119 | 761.1669 | 0.0032555 | 769.6833 | 0.013628 | 769.9027 | 0.008219 | 759.8674 | -0.0049084 | 769.9027 | 0.0030364 | 769.9027 | 0.00078539 | 769.9027 | 0.00086563 | 760.098 | 0.03129 | 769.9027 | 0.0028805 | 769.6833 | 0.0060608 | 916.4996 | 0.017388 | 916.0112 | 9.5653e-05 | 916.4996 | 3.0774 | 759.8674 | 0.04428
|  | 770.1392 | -0.012298 | 769.9199 | -0.020346 | 613.8149 | 0 | 770.1392 | -0.0095 | 769.9199 | -0.017113 | 761.4012 | -0.0022224 | 769.9199 | -0.021458 | 770.1392 | 0 | 760.098 | -0.025778 | 770.1392 | 0 | 770.1392 | 0 | 770.1392 | 0 | 760.3287 | -0.017443 | 770.1392 | 0 | 769.9199 | -0.0065059 | 916.6676 | 0.015444 | 916.1797 | 0 | 916.6676 | 3.0904 | 760.098 | 0.034511
|  | 770.3757 | -0.00043868 | 770.1566 | 0.0024307 | 613.9343 | 0.016908 | 770.3757 | 0.018121 | 770.1566 | -0.0020777 | 761.6354 | 0.0032494 | 770.1566 | 0.01223 | 770.3756 | 0.0030103 | 760.3287 | 0.0091303 | 770.3756 | 0.0039869 | 770.3757 | 0.0011427 | 770.3756 | 0.0040028 | 760.5593 | 0.023291 | 770.3757 | 0.0088671 | 770.1566 | 0.012526 | 916.8355 | 0.018117 | 916.3482 | 0.00047827 | 916.8355 | 3.0949 | 760.3287 | 0.036539
|  | 770.6121 | -0.026282 | 770.3932 | -0.015987 | 614.0537 | 0 | 770.6121 | -0.007048 | 770.3932 | -0.076256 | 761.8697 | -0.0064129 | 770.3932 | -0.022271 | 770.6121 | 0 | 760.5593 | 0.0017746 | 770.6121 | 0 | 770.6121 | 0 | 770.6121 | 0 | 760.79 | -0.021115 | 770.6121 | 0 | 770.3932 | -0.0067028 | 917.0034 | 0.014646 | 916.5167 | 0 | 917.0034 | 3.1054 | 760.5593 | 0.039303
|  | 770.8486 | 0.012046 | 770.6299 | -0.0039201 | 614.1731 | 0.0096721 | 770.8486 | 0.0035305 | 770.6299 | -0.0023694 | 762.104 | 0.0024303 | 770.6299 | 0.010278 | 770.8486 | 0.010095 | 760.79 | -0.0045835 | 770.8486 | 0.0023788 | 770.8486 | 0.00073076 | 770.8486 | 0.0032457 | 761.0206 | -0.020262 | 770.8486 | 0.0042908 | 770.6299 | 0.0069612 | 917.1714 | 0.020685 | 916.6852 | 0.00066945 | 917.1714 | 3.1088 | 760.79 | 0.039073
|  | 771.0851 | 0.0020062 | 770.8666 | -0.050632 | 614.2926 | 0 | 771.0851 | -0.0021676 | 770.8666 | -0.04336 | 762.3383 | -0.0030754 | 770.8666 | -0.021819 | 771.0851 | 0 | 761.0206 | -0.017578 | 771.0851 | 0 | 771.0851 | 0 | 771.0851 | 0 | 761.2513 | 0.032458 | 771.0851 | 0 | 770.8666 | -0.013404 | 917.3393 | 0.015062 | 916.8537 | 0 | 917.3393 | 3.1189 | 761.0206 | 0.041884
|  | 771.3217 | 0.018111 | 771.1033 | -0.013878 | 614.412 | 0.0038513 | 771.3217 | -0.014948 | 771.1033 | 0.0031003 | 762.5726 | 0.0017318 | 771.1033 | 0.0099706 | 771.3216 | 0.0066914 | 761.2513 | 0.013993 | 771.3216 | 0.0012824 | 771.3217 | 0.001023 | 771.3216 | 0.00028308 | 761.482 | 0.01456 | 771.3217 | 0.0067669 | 771.1033 | 0.0059711 | 917.5073 | 0.011974 | 917.0222 | 0.00047827 | 917.5073 | 3.1273 | 761.2513 | 0.042022
|  | 771.5582 | 0.0031401 | 771.3399 | 0.019707 | 614.5314 | 0 | 771.5582 | -0.020939 | 771.3399 | -0.02982 | 762.8069 | -0.0020314 | 771.3399 | -0.0208 | 771.5582 | 0 | 761.482 | -0.0062934 | 771.5582 | 0 | 771.5582 | 0 | 771.5582 | 0 | 761.7127 | 0.014814 | 771.5582 | 0 | 771.34 | -0.0084127 | 917.6752 | 0.019401 | 917.1907 | 0 | 917.6752 | 3.1467 | 761.482 | 0.037184
|  | 771.7947 | -0.016839 | 771.5766 | -0.0086988 | 614.6508 | 0.0045966 | 771.7947 | -0.00077311 | 771.5766 | 0.0046738 | 763.0412 | 0.0050758 | 771.5766 | 0.0070131 | 771.7947 | 0.012733 | 761.7127 | 0.014607 | 771.7947 | 0.0014525 | 771.7947 | 0.0015282 | 771.7947 | 0.0029333 | 761.9434 | 0.019639 | 771.7947 | 0.0043918 | 771.5766 | 0.0074214 | 917.8432 | 0.016104 | 917.3593 | 0.00066945 | 917.8432 | 3.1656 | 761.7127 | 0.036262
|  | 772.0312 | -0.0014564 | 771.8133 | -0.0028443 | 614.7703 | 0 | 772.0312 | -0.01571 | 771.8133 | -0.031874 | 763.2755 | -0.0045911 | 771.8133 | -0.017297 | 772.0312 | 0 | 761.9434 | -0.013289 | 772.0312 | 0 | 772.0312 | 0 | 772.0312 | 0 | 762.1741 | -0.038472 | 772.0312 | 0 | 771.8134 | -0.0059715 | 918.0111 | 0.014577 | 917.5278 | 0 | 918.0111 | 3.1874 | 761.9434 | 0.033728
|  | 772.2678 | 0.011957 | 772.0501 | -0.04124 | 614.8897 | 0.010532 | 772.2678 | -0.000666 | 772.0501 | 0.0085101 | 763.5098 | 0.00038199 | 772.0501 | 0.010338 | 772.2678 | 0.0033363 | 762.1741 | -0.0073029 | 772.2678 | 0.0027402 | 772.2678 | 0.0021239 | 772.2678 | 0.0028934 | 762.4048 | 0.021847 | 772.2678 | 0.0087948 | 772.0501 | 0.0088097 | 918.1791 | 0.02367 | 917.6963 | 0.00047827 | 918.1791 | 3.1986 | 762.1741 | 0.034143
|  | 772.5043 | -0.018694 | 772.2868 | -0.003256 | 615.0092 | 0 | 772.5043 | -0.0060644 | 772.2868 | -0.037384 | 763.7442 | -0.0034568 | 772.2868 | -0.023321 | 772.5044 | 0 | 762.4048 | -0.0053806 | 772.5044 | 0 | 772.5043 | 0 | 772.5044 | 0 | 762.6356 | -0.047146 | 772.5043 | 0 | 772.2868 | -0.013412 | 918.347 | 0.015861 | 917.8648 | 0 | 918.347 | 3.2072 | 762.4049 | 0.032208
|  | 772.7409 | 0.016035 | 772.5235 | -0.0052011 | 615.1287 | 0.0044724 | 772.7409 | -0.0036931 | 772.5235 | -0.0023178 | 763.9785 | 0.0014799 | 772.5235 | 0.0082013 | 772.7409 | 0.0027124 | 762.6356 | 0.015704 | 772.7409 | 0.0016023 | 772.7409 | 0.00029989 | 772.7409 | 0.00077155 | 762.8663 | 0.023557 | 772.7409 | 0.0034864 | 772.5235 | 0.0057949 | 918.515 | 0.014091 | 918.0334 | 0.00066945 | 918.515 | 3.2082 | 762.6356 | 0.03958
|  | 772.9775 | -0.0036711 | 772.7602 | -0.024596 | 615.2481 | 0 | 772.9775 | -0.026567 | 772.7602 | -0.058139 | 764.2129 | -0.0031454 | 772.7602 | -0.0193 | 772.9775 | 0 | 762.8663 | -0.01361 | 772.9775 | 0 | 772.9775 | 0 | 772.9775 | 0 | 763.097 | 0.0047055 | 772.9775 | 0 | 772.7603 | -0.0087807 | 918.683 | 0.015132 | 918.2019 | 0 | 918.683 | 3.2145 | 762.8663 | 0.030272
|  | 773.2141 | 0.015482 | 772.997 | 0.022404 | 615.3676 | 0.010675 | 773.2141 | 0.027588 | 772.997 | -0.007808 | 764.4473 | 0.0035447 | 772.997 | 0.015664 | 773.2141 | 0.012513 | 763.097 | 0.0069025 | 773.2141 | 0.0058789 | 773.2141 | 0.0018275 | 773.2141 | 0.0025894 | 763.3278 | 0.039814 | 773.2141 | 0.013449 | 772.997 | 0.011202 | 918.8509 | 0.018915 | 918.3705 | 0.00047827 | 918.8509 | 3.2144 | 763.097 | 0.039165
|  | 773.4507 | -0.022382 | 773.2338 | -0.0081168 | 615.4871 | 0 | 773.4507 | -0.03582 | 773.2338 | -0.037447 | 764.6816 | -0.0063518 | 773.2338 | -0.020968 | 773.4507 | 0 | 763.3278 | -0.0018133 | 773.4507 | 0 | 773.4507 | 0 | 773.4507 | 0 | 763.5585 | -0.027985 | 773.4507 | 0 | 773.2337 | -0.011073 | 919.0189 | 0.018984 | 918.539 | 0 | 919.0189 | 3.221 | 763.3278 | 0.035617
|  | 773.6873 | 0.018347 | 773.4705 | 0.021863 | 615.6066 | 0.011821 | 773.6873 | 0.0052192 | 773.4705 | -0.0044829 | 764.916 | 0.0038736 | 773.4705 | 0.012515 | 773.6873 | 0.019156 | 763.5585 | -0.0022728 | 773.6873 | 0.0028831 | 773.6873 | 0.0013573 | 773.6873 | 0.0022883 | 763.7893 | 0.0059948 | 773.6873 | 0.0075614 | 773.4705 | 0.011699 | 919.1869 | 0.017214 | 918.7075 | 0.00066945 | 919.1869 | 3.2184 | 763.5585 | 0.041653
|  | 773.9239 | -0.0057557 | 773.7073 | -0.051255 | 615.7261 | 0 | 773.9239 | -0.017639 | 773.7073 | -0.031241 | 765.1504 | -0.0080434 | 773.7073 | -0.020548 | 773.9239 | 0 | 763.7893 | -0.0018648 | 773.9239 | 0 | 773.9239 | 0 | 773.9239 | 0 | 764.0201 | -0.0096436 | 773.9239 | 0 | 773.7073 | -0.011671 | 919.3548 | 0.015201 | 918.8761 | 0 | 919.3548 | 3.2206 | 763.7893 | 0.03465
|  | 774.1605 | 0.0018947 | 773.9441 | 0.015449 | 615.8456 | 0.0057147 | 774.1605 | 0.013139 | 773.9441 | -0.012409 | 765.3848 | -0.00042641 | 773.9441 | 0.012597 | 774.1605 | 0.011788 | 764.0201 | 0.024011 | 774.1605 | 0.0026809 | 774.1605 | 0.0015847 | 774.1605 | 0.0018393 | 764.2509 | 0.018319 | 774.1605 | 0.0082374 | 773.9441 | 0.012125 | 919.5228 | 0.020824 | 919.0446 | 0.00066945 | 919.5228 | 3.2147 | 764.0201 | 0.034327
|  | 774.3972 | 0.0060625 | 774.1809 | -0.026055 | 615.9651 | 0 | 774.3972 | -0.034178 | 774.1809 | -0.07628 | 765.6192 | -0.0023574 | 774.1809 | -0.020978 | 774.3972 | 0 | 764.2509 | -0.014258 | 774.3972 | 0 | 774.3972 | 0 | 774.3972 | 0 | 764.4817 | 0.019102 | 774.3972 | 0 | 774.1809 | -0.0084048 | 919.6908 | 0.013431 | 919.2132 | 0 | 919.6908 | 3.2204 | 764.2509 | 0.030318
|  | 774.6338 | -0.009559 | 774.4177 | -0.022511 | 616.0847 | 0.012896 | 774.6338 | -0.0070424 | 774.4177 | 0.026396 | 765.8536 | 0.0028289 | 774.4177 | 0.012794 | 774.6338 | 0.0053102 | 764.4817 | -0.0043943 | 774.6338 | 0.0014912 | 774.6338 | 0.00027876 | 774.6338 | 1.9363e-05 | 764.7125 | 0.0065726 | 774.6338 | 0.0090096 | 774.4176 | 0.011635 | 919.8587 | 0.018672 | 919.3818 | 0.00047827 | 919.8587 | 3.2257 | 764.4817 | 0.038843
|  | 774.8704 | 0.0012583 | 774.6545 | -0.0067909 | 616.2042 | 0 | 774.8704 | -0.00095506 | 774.6545 | -0.029651 | 766.0881 | -0.0061469 | 774.6545 | -0.016207 | 774.8704 | 0 | 764.7125 | -0.002079 | 774.8704 | 0 | 774.8704 | 0 | 774.8704 | 0 | 764.9433 | -0.017903 | 774.8704 | 0 | 774.6545 | -0.018326 | 920.0267 | 0.020615 | 919.5503 | 0 | 920.0267 | 3.2385 | 764.7125 | 0.037645
|  | 775.1071 | 0.0009458 | 774.8913 | 0.01601 | 616.3238 | 0.0072361 | 775.1071 | -0.00078152 | 774.8913 | 0.01908 | 766.3225 | 0.0052026 | 774.8913 | 0.016796 | 775.1071 | 0.0051094 | 764.9433 | -0.0068944 | 775.1071 | 0.0027324 | 775.1071 | 0.0022436 | 775.1071 | 0.00053034 | 765.1741 | 0.053707 | 775.1071 | 0.0056113 | 774.8913 | 0.012321 | 920.1947 | 0.016659 | 919.7189 | 0.00047827 | 920.1947 | 3.2407 | 764.9433 | 0.034373
|  | 775.3438 | -0.02132 | 775.1281 | -0.029637 | 616.4433 | 0 | 775.3438 | -0.024126 | 775.1281 | -0.04517 | 766.5569 | -0.0078775 | 775.1281 | -0.024125 | 775.3438 | 0 | 765.1741 | -0.016544 | 775.3438 | 0 | 775.3438 | 0 | 775.3438 | 0 | 765.4049 | -0.0028407 | 775.3438 | 0 | 775.1281 | -0.0057037 | 920.3627 | 0.015444 | 919.8874 | 0 | 920.3627 | 3.2428 | 765.1741 | 0.032392
|  | 775.5804 | -0.00010548 | 775.3649 | 0.015524 | 616.5629 | 0.0093138 | 775.5804 | -0.0081551 | 775.3649 | 0.0063493 | 766.7914 | 0.00077373 | 775.3649 | 0.01236 | 775.5804 | 0.013394 | 765.4049 | -0.0018265 | 775.5804 | 0.003438 | 775.5804 | 0.0016093 | 775.5804 | 0.0039026 | 765.6357 | 0.036764 | 775.5804 | 0.01034 | 775.3649 | 0.009597 | 920.5307 | 0.018255 | 920.056 | 0.00047827 | 920.5307 | 3.2406 | 765.4049 | 0.037645
|  | 775.8171 | 0.0034501 | 775.6018 | -0.02711 | 616.6824 | 0 | 775.8171 | -0.024304 | 775.6018 | -0.050148 | 767.0259 | -0.0060855 | 775.6018 | -0.019791 | 775.8171 | 0 | 765.6357 | -0.018389 | 775.8171 | 0 | 775.8171 | 0 | 775.8171 | 0 | 765.8666 | -0.02272 | 775.8171 | 0 | 775.6018 | -0.0026329 | 920.6987 | 0.021101 | 920.2246 | 0 | 920.6987 | 3.2417 | 765.6357 | 0.039073
|  | 776.0538 | 0.026831 | 775.8386 | -0.030651 | 616.802 | 0.0063359 | 776.0538 | -0.006558 | 775.8386 | -0.0096695 | 767.2603 | 0.0020326 | 775.8386 | 0.011071 | 776.0538 | 0.0099252 | 765.8666 | -0.0032173 | 776.0538 | 0.0033681 | 776.0538 | 0.00052566 | 776.0538 | 0.00016488 | 766.0974 | 0.0013222 | 776.0538 | 0.0066437 | 775.8386 | 0.0055217 | 920.8666 | 0.013917 | 920.3931 | 0.00086076 | 920.8666 | 3.2387 | 765.8666 | 0.038336
|  | 776.2905 | -0.003351 | 776.0755 | -0.028856 | 616.9216 | 0 | 776.2905 | 0.018896 | 776.0755 | -0.032838 | 767.4948 | -0.003805 | 776.0755 | -0.021032 | 776.2905 | 0 | 766.0974 | -0.012897 | 776.2905 | 0 | 776.2905 | 0 | 776.2905 | 0 | 766.3283 | -0.014656 | 776.2905 | 0 | 776.0755 | -0.0070771 | 921.0346 | 0.016728 | 920.5617 | 0 | 921.0346 | 3.2414 | 766.0974 | 0.03336
|  | 776.5272 | -0.015705 | 776.3123 | 0.00083067 | 617.0412 | 0.013541 | 776.5272 | 0.0038921 | 776.3123 | 0.0044537 | 767.7293 | 0.0034241 | 776.3123 | 0.01491 | 776.5272 | 0.013698 | 766.3283 | -0.01298 | 776.5272 | 0.00073074 | 776.5272 | 0.0010138 | 776.5272 | 0.00096342 | 766.5591 | 0.0097377 | 776.5272 | 0.008946 | 776.3123 | 0.014882 | 921.2026 | 0.016 | 920.7303 | 0.00066945 | 921.2026 | 3.2477 | 766.3283 | 0.033866
|  | 776.764 | -0.0089644 | 776.5492 | -0.04532 | 617.1608 | 0 | 776.764 | -0.020475 | 776.5492 | -0.048276 | 767.9638 | -0.0094 | 776.5492 | -0.023868 | 776.764 | 0 | 766.5591 | -0.0059609 | 776.764 | 0 | 776.764 | 0 | 776.764 | 0 | 766.79 | 0.00066843 | 776.764 | 0 | 776.5492 | -0.0073271 | 921.3706 | 0.016104 | 920.8989 | 0 | 921.3706 | 3.2654 | 766.5591 | 0.033221
|  | 777.0007 | 0.015726 | 776.7861 | -0.0030124 | 617.2804 | 0.010675 | 777.0007 | 0.0021075 | 776.7861 | 0.013369 | 768.1983 | 0.0018159 | 776.7861 | 0.011052 | 777.0007 | 0.01805 | 766.79 | 0.001314 | 777.0007 | 0.0024105 | 777.0007 | 0.0024867 | 777.0007 | 0.001098 | 767.0209 | 0.029931 | 777.0007 | 0.0070385 | 776.7861 | 0.016603 | 921.5386 | 0.011661 | 921.0675 | 0.00028696 | 921.5386 | 3.2793 | 766.79 | 0.036815
|  | 777.2374 | -0.0067127 | 777.023 | -0.0026809 | 617.4 | 0 | 777.2374 | -0.029644 | 777.023 | -0.035824 | 768.4329 | -0.0031903 | 777.023 | -0.022932 | 777.2374 | 0 | 767.0209 | -0.0040177 | 777.2374 | 0 | 777.2374 | 0 | 777.2374 | 0 | 767.2518 | -0.00051556 | 777.2374 | 0 | 777.023 | -0.0071317 | 921.7066 | 0.013778 | 921.2361 | 0 | 921.7066 | 3.2931 | 767.0209 | 0.037184
|  | 777.4742 | 0.022962 | 777.2599 | 0.0040361 | 617.5196 | 0.0080959 | 777.4742 | 0.0036754 | 777.2599 | 0.027589 | 768.6674 | 0.00041189 | 777.2599 | 0.01081 | 777.4742 | 0.006489 | 767.2518 | 0.025708 | 777.4742 | 0.0024511 | 777.4742 | 0.0016443 | 777.4742 | 0.00064303 | 767.4827 | 0.030068 | 777.4742 | 0.006549 | 777.2599 | 0.0048521 | 921.8746 | 0.018915 | 921.4046 | 0.0010521 | 921.8746 | 3.2978 | 767.2518 | 0.032622
|  | 777.7109 | 0.011911 | 777.4968 | -0.026649 | 617.6392 | 0 | 777.7109 | -0.020998 | 777.4968 | -0.038012 | 768.9019 | -0.0022049 | 777.4968 | -0.021465 | 777.7109 | 0 | 767.4827 | -0.014134 | 777.7109 | 0 | 777.7109 | 0 | 777.7109 | 0 | 767.7136 | -0.013022 | 777.7109 | 0 | 777.4968 | -0.0016734 | 922.0426 | 0.018845 | 921.5733 | 0 | 922.0426 | 3.3074 | 767.4827 | 0.028521
|  | 777.9477 | 0.004911 | 777.7337 | 0.008383 | 617.7589 | 0.0060874 | 777.9477 | -0.0048529 | 777.7337 | -0.0096321 | 769.1364 | 0.0017643 | 777.7337 | 0.011919 | 777.9477 | 0.0059609 | 767.7136 | -0.01332 | 777.9477 | 0.0040053 | 777.9477 | 0.0022975 | 777.9477 | 0.0052344 | 767.9445 | 0.026732 | 777.9477 | 0.01046 | 777.7337 | 0.016917 | 922.2106 | 0.02308 | 921.7418 | 0.00028696 | 922.2106 | 3.3158 | 767.7136 | 0.036401
|  | 778.1845 | -0.0060476 | 777.9706 | -0.01763 | 617.8785 | 0 | 778.1845 | -0.01558 | 777.9706 | -0.020458 | 769.371 | -0.0057139 | 777.9706 | -0.021276 | 778.1845 | 0 | 767.9445 | -0.015137 | 778.1845 | 0 | 778.1845 | 0 | 778.1845 | 0 | 768.1754 | -0.011523 | 778.1845 | 0 | 777.9706 | -0.0037844 | 922.3786 | 0.015548 | 921.9104 | 0 | 922.3786 | 3.3323 | 767.9445 | 0.034834
|  | 778.4213 | 0.0085952 | 778.2076 | 0.025746 | 617.9982 | 0.0060874 | 778.4213 | 0.013716 | 778.2076 | 0.013092 | 769.6055 | 0.0037061 | 778.2076 | 0.015334 | 778.4213 | 0.0042602 | 768.1754 | 0.0016884 | 778.4213 | 0.0045486 | 778.4213 | 0.0024791 | 778.4213 | 0.003958 | 768.4063 | 0.014526 | 778.4213 | 0.008052 | 778.2076 | 0.0081081 | 922.5466 | 0.018429 | 922.0791 | 9.5653e-05 | 922.5466 | 3.348 | 768.1754 | 0.033221
|  | 778.6581 | -0.011114 | 778.4445 | -0.025586 | 618.1178 | 0 | 778.6581 | -0.035002 | 778.4445 | -0.02233 | 769.8401 | -0.0064364 | 778.4445 | -0.022581 | 778.6581 | 0 | 768.4063 | -0.018056 | 778.6581 | 0 | 778.6581 | 0 | 778.6581 | 0 | 768.6373 | 0.0088965 | 778.6581 | 0 | 778.4445 | -0.010141 | 922.7146 | 0.016104 | 922.2477 | 0 | 922.7146 | 3.3695 | 768.4063 | 0.029259
|  | 778.8948 | 0.0041448 | 778.6815 | -0.0080932 | 618.2375 | 0.0065843 | 778.8948 | -0.012519 | 778.6815 | 0.0062075 | 770.0747 | 0.0068955 | 778.6815 | 0.015711 | 778.8949 | 0.007564 | 768.6373 | -0.0028742 | 778.8949 | 0 | 778.8948 | 0.00034667 | 778.8949 | 0.003219 | 768.8682 | 0.0042645 | 778.8948 | 0.0090098 | 778.6815 | 0.0074155 | 922.8826 | 0.02013 | 922.4163 | 0.00086076 | 922.8826 | 3.3848 | 768.6373 | 0.029305
|  | 779.1317 | 0.0057827 | 778.9184 | -0.043114 | 618.3572 | 0 | 779.1317 | -0.019861 | 778.9184 | -0.029608 | 770.3093 | -0.0044917 | 778.9184 | -0.021812 | 779.1317 | 0 | 768.8682 | -0.0026187 | 779.1317 | 0 | 779.1317 | 0 | 779.1317 | 0 | 769.0992 | -0.047341 | 779.1317 | 0 | 778.9184 | -0.009482 | 923.0506 | 0.016104 | 922.5849 | 0 | 923.0506 | 3.3986 | 768.8682 | 0.029028
|  | 779.3685 | 0.007194 | 779.1554 | 0.0067494 | 618.4769 | 0.0085974 | 779.3685 | 0.0036275 | 779.1554 | 0.0079799 | 770.5439 | 0.0037247 | 779.1554 | 0.015159 | 779.3685 | 0.0050764 | 769.0992 | 0.0098896 | 779.3685 | 0.0043149 | 779.3685 | 0.0018985 | 779.3685 | 0.0030347 | 769.3301 | 0.042743 | 779.3685 | 0.0061295 | 779.1554 | 0.012288 | 923.2186 | 0.015375 | 922.7535 | 0.00047827 | 923.2186 | 3.4063 | 769.0992 | 0.033267
|  | 779.6053 | -0.015126 | 779.3923 | -0.015596 | 618.5965 | 0 | 779.6053 | -0.016581 | 779.3923 | -0.045845 | 770.7784 | -0.0035071 | 779.3923 | -0.022999 | 779.6053 | 0 | 769.3301 | -0.015338 | 779.6053 | 0 | 779.6053 | 0 | 779.6053 | 0 | 769.5611 | 0.010858 | 779.6054 | 0 | 779.3923 | -0.012239 | 923.3867 | 0.012217 | 922.9221 | 0 | 923.3867 | 3.4159 | 769.3301 | 0.030457
|  | 779.8422 | 0.0051662 | 779.6293 | -0.012811 | 618.7162 | 0.0054663 | 779.8422 | -0.0049794 | 779.6293 | 0.018407 | 771.0131 | -0.0012197 | 779.6293 | 0.011329 | 779.8422 | 0.019277 | 769.5611 | 0.013734 | 779.8422 | 0 | 779.8422 | 0.00054411 | 779.8422 | 0.0018764 | 769.7921 | 0.026673 | 779.8422 | 0.0040912 | 779.6293 | 0.01224 | 923.5547 | 0.023635 | 923.0907 | 0.00047827 | 923.5547 | 3.42 | 769.5611 | 0.040133
|  | 780.079 | -0.010261 | 779.8663 | -0.030273 | 618.836 | 0 | 780.079 | -0.015967 | 779.8663 | -0.038526 | 771.2477 | -0.0069783 | 779.8663 | -0.024383 | 780.079 | 0 | 769.7921 | -0.00091868 | 780.079 | 0 | 780.079 | 0 | 780.079 | 0 | 770.023 | -0.0013228 | 780.079 | 0 | 779.8663 | -0.016133 | 923.7227 | 0.013987 | 923.2593 | 0 | 923.7227 | 3.4262 | 769.7921 | 0.026678
|  | 780.3159 | 0.0028852 | 780.1033 | 0.04322 | 618.9557 | 0.0068328 | 780.3159 | 0.0078651 | 780.1033 | 0.013913 | 771.4823 | 0.0027616 | 780.1033 | 0.019076 | 780.3159 | 0.018741 | 770.023 | 0.0015115 | 780.3159 | 0.0071033 | 780.3159 | 0.0035267 | 780.3159 | 0.0034175 | 770.254 | -0.0049829 | 780.3159 | 0.010225 | 780.1033 | 0.010667 | 923.8907 | 0.017075 | 923.428 | 0.00047827 | 923.8907 | 3.427 | 770.023 | 0.032023
|  | 780.5527 | -0.014714 | 780.3403 | -0.014597 | 619.0754 | 0 | 780.5527 | -0.037988 | 780.3403 | -0.020258 | 771.717 | -0.0058996 | 780.3403 | -0.024501 | 780.5527 | 0 | 770.254 | -0.0066436 | 780.5527 | 0 | 780.5527 | 0 | 780.5527 | 0 | 770.485 | 0.00027416 | 780.5527 | 0 | 780.3403 | -0.0034659 | 924.0587 | 0.011731 | 923.5966 | 0 | 924.0587 | 3.4343 | 770.254 | 0.028521
|  | 780.7896 | 0.0017585 | 780.5773 | -0.035719 | 619.1951 | 0.0098153 | 780.7896 | 0.0050572 | 780.5773 | -0.0046862 | 771.9516 | 0.0033049 | 780.5773 | 0.014178 | 780.7896 | 0.0035112 | 770.485 | 0.013778 | 780.7896 | 0 | 780.7896 | 0.0011154 | 780.7896 | 0.0013764 | 770.716 | 0.015469 | 780.7896 | 0.0072184 | 780.5773 | 0.0065318 | 924.2267 | 0.015375 | 923.7652 | 0.00066945 | 924.2267 | 3.4375 | 770.4851 | 0.037368
|  | 781.0265 | -0.0034468 | 780.8144 | -0.0253 | 619.3149 | 0 | 781.0265 | -0.0095613 | 780.8144 | -0.032502 | 772.1863 | -0.005883 | 780.8144 | -0.028761 | 781.0265 | 0 | 770.716 | -0.011201 | 781.0265 | 0 | 781.0265 | 0 | 781.0265 | 0 | 770.947 | -0.0014266 | 781.0265 | 0 | 780.8144 | -0.011232 | 924.3948 | 0.012494 | 923.9339 | 0 | 924.3948 | 3.4477 | 770.716 | 0.030272
|  | 781.2634 | -0.0074953 | 781.0514 | -0.029843 | 619.4346 | 0.0088123 | 781.2634 | -0.0043737 | 781.0514 | 0.0068513 | 772.4209 | -0.0018331 | 781.0514 | 0.014548 | 781.2634 | 0.011206 | 770.947 | 0.0091839 | 781.2634 | 0.004716 | 781.2634 | 0.0027642 | 781.2634 | 0.0039458 | 771.178 | 0.019164 | 781.2634 | 0.0061736 | 781.0514 | 0.0057372 | 924.5628 | 0.020615 | 924.1025 | 0.00047827 | 924.5628 | 3.4569 | 770.947 | 0.037829
|  | 781.5003 | -0.019325 | 781.2884 | 0.0084042 | 619.5544 | 0 | 781.5003 | -0.035747 | 781.2884 | -0.03575 | 772.6556 | -0.0061047 | 781.2884 | -0.020643 | 781.5003 | 0 | 771.178 | -0.0048969 | 781.5003 | 0 | 781.5003 | 0 | 781.5003 | 0 | 771.4091 | -0.024266 | 781.5003 | 0 | 781.2884 | -0.0031138 | 924.7308 | 0.014507 | 924.2711 | 0 | 924.7308 | 3.4733 | 771.178 | 0.020827
|  | 781.7372 | 0.0047515 | 781.5255 | 0.019784 | 619.6741 | 0.0083108 | 781.7372 | 0.010146 | 781.5255 | 0.019694 | 772.8903 | 0.0049785 | 781.5255 | 0.016997 | 781.7372 | 0.018541 | 771.4091 | 0.024898 | 781.7372 | 0.0053509 | 781.7372 | 0.0025168 | 781.7372 | 0.004205 | 771.6401 | 0.004686 | 781.7372 | 0.011627 | 781.5255 | 0.0081917 | 924.8989 | 0.018915 | 924.4398 | 0.00047827 | 924.8989 | 3.4913 | 771.4091 | 0.041745
|  | 781.9741 | -0.02589 | 781.7625 | -0.029766 | 619.7939 | 0 | 781.9741 | -0.0065053 | 781.7625 | -0.031595 | 773.1249 | -0.0071537 | 781.7625 | -0.024617 | 781.9741 | 0 | 771.6401 | -0.015838 | 781.9741 | 0 | 781.9741 | 0 | 781.9741 | 0 | 771.8712 | -0.042762 | 781.9741 | 0 | 781.7626 | -0.00955 | 925.0669 | 0.015375 | 924.6084 | 0 | 925.0669 | 3.5133 | 771.6401 | 0.028844
|  | 782.2111 | 0.0080107 | 781.9996 | -0.011004 | 619.9137 | 0.0098153 | 782.2111 | 0.025053 | 781.9996 | 0.015018 | 773.3596 | 0.00412 | 781.9996 | 0.014482 | 782.211 | 0.015861 | 771.8712 | 0.017262 | 782.211 | 0.0012471 | 782.2111 | 0.0011862 | 782.211 | 0.0029653 | 772.1022 | 0.012705 | 782.2111 | 0.010618 | 781.9996 | 0.01482 | 925.2349 | 0.013362 | 924.7771 | 0.00086076 | 925.2349 | 3.5332 | 771.8711 | 0.034281
|  | 782.448 | -0.003138 | 782.2367 | -0.019293 | 620.0335 | 0 | 782.448 | -0.032346 | 782.2367 | -0.021615 | 773.5944 | -0.0050456 | 782.2367 | -0.026259 | 782.448 | 0 | 772.1022 | -0.0079551 | 782.448 | 0 | 782.448 | 0 | 782.448 | 0 | 772.3333 | 0.01142 | 782.448 | 0 | 782.2367 | -0.011005 | 925.403 | 0.018117 | 924.9457 | 0 | 925.403 | 3.5548 | 772.1022 | 0.025803
|  | 782.6849 | 0.021061 | 782.4738 | 0.0072698 | 620.1532 | 0.01046 | 782.6849 | -0.0053433 | 782.4738 | 0.014443 | 773.829 | 0.0043375 | 782.4738 | 0.01111 | 782.6849 | 0.015928 | 772.3333 | -0.0071882 | 782.6849 | 0.00050196 | 782.6849 | 0.0020319 | 782.6849 | 0.0030321 | 772.5643 | 0.037392 | 782.6849 | 0.0083698 | 782.4738 | 0.0117 | 925.571 | 0.01947 | 925.1144 | 0.00066945 | 925.571 | 3.5643 | 772.3333 | 0.03488
|  | 782.9219 | -0.0098765 | 782.7109 | -0.018388 | 620.2731 | 0 | 782.9219 | -0.0019635 | 782.7109 | -0.035666 | 774.0638 | -0.0085454 | 782.7109 | -0.023573 | 782.9219 | 0 | 772.5643 | -0.02462 | 782.9219 | 0 | 782.9219 | 0 | 782.9219 | 0 | 772.7954 | -0.037246 | 782.9219 | 0 | 782.7109 | -0.013854 | 925.739 | 0.014577 | 925.283 | 0 | 925.739 | 3.5721 | 772.5643 | 0.031931
|  | 783.1589 | 0.012123 | 782.948 | 0.0094758 | 620.3929 | 0.0080959 | 783.1589 | -0.013036 | 782.948 | 0.0026733 | 774.2985 | 0.0010712 | 782.948 | 0.015496 | 783.1588 | 0.019868 | 772.7954 | 0.011569 | 783.1588 | 0.00189 | 783.1589 | 0.0023544 | 783.1588 | 0.0021546 | 773.0266 | 0.0078919 | 783.1589 | 0.010631 | 782.948 | 0.012398 | 925.9071 | 0.016034 | 925.4517 | 0.00086076 | 925.9071 | 3.5653 | 772.7954 | 0.036677
|  | 783.3958 | 0.010227 | 783.1851 | -0.0011802 | 620.5127 | 0 | 783.3958 | -0.020813 | 783.1851 | -0.058184 | 774.5333 | -0.0090555 | 783.1851 | -0.028078 | 783.3958 | 0 | 773.0266 | -0.022298 | 783.3958 | 0 | 783.3958 | 0 | 783.3958 | 0 | 773.2576 | 0.0045528 | 783.3958 | 0 | 783.1851 | -0.010615 | 926.0751 | 0.016971 | 925.6204 | 0 | 926.0751 | 3.5623 | 773.0266 | 0.028429
|  | 783.6328 | 0.0075899 | 783.4222 | 0.0043788 | 620.6325 | 0.0075944 | 783.6328 | -0.010845 | 783.4222 | 0.010532 | 774.768 | 0.003295 | 783.4222 | 0.0099676 | 783.6328 | 0.018057 | 773.2576 | -0.0076583 | 783.6328 | 0.0028367 | 783.6328 | 0.00029194 | 783.6328 | 0.00043552 | 773.4887 | -0.0075908 | 783.6328 | 0.0073935 | 783.4222 | 0.0042373 | 926.2432 | 0.01593 | 925.789 | 0.00066945 | 926.2432 | 3.5514 | 773.2576 | 0.028107
|  | 783.8698 | 0.0030845 | 783.6593 | -0.0046325 | 620.7523 | 0 | 783.8698 | -0.029975 | 783.6593 | -0.049073 | 775.0027 | -0.0015405 | 783.6593 | -0.025667 | 783.8698 | 0 | 773.4887 | 0.0034794 | 783.8698 | 0 | 783.8698 | 0 | 783.8698 | 0 | 773.7198 | -0.0089036 | 783.8698 | 0 | 783.6593 | -0.0081669 | 926.4112 | 0.01593 | 925.9577 | 0 | 926.4112 | 3.5499 | 773.4887 | 0.028245
|  | 784.1068 | 0.0067369 | 783.8964 | -0.0048269 | 620.8722 | 0.00012424 | 784.1068 | 0.0097142 | 783.8964 | 0.0010726 | 775.2375 | 0.0023786 | 783.8964 | 0.014879 | 784.1068 | 0.013624 | 773.7198 | 0.0075705 | 784.1068 | 0.0022131 | 784.1068 | 0.0020224 | 784.1068 | 0.0027614 | 773.9509 | 0.037557 | 784.1068 | 0.0046545 | 783.8964 | 0.012958 | 926.5792 | 0.022108 | 926.1264 | 0.00066945 | 926.5792 | 3.5486 | 773.7198 | 0.025665
|  | 784.3438 | -0.0083668 | 784.1336 | -0.048184 | 620.992 | 0 | 784.3438 | -0.042693 | 784.1336 | -0.037569 | 775.4723 | -0.0072391 | 784.1336 | -0.025204 | 784.3438 | 0 | 773.9509 | 0.0015707 | 784.3438 | 0 | 784.3438 | 0 | 784.3438 | 0 | 774.1821 | -0.0047637 | 784.3438 | 0 | 784.1336 | -0.025062 | 926.7473 | 0.017804 | 926.295 | 0 | 926.7473 | 3.554 | 773.9509 | 0.025573
|  | 784.5808 | 0.010252 | 784.3707 | -0.0068857 | 621.1119 | 0.012036 | 784.5808 | -0.014411 | 784.3707 | -0.0057296 | 775.7071 | 0.0027489 | 784.3707 | 0.011623 | 784.5808 | 0.014793 | 774.1821 | -0.0059324 | 784.5808 | 0.003723 | 784.5808 | 0.0012311 | 784.5808 | 0.0045106 | 774.4132 | 0.02645 | 784.5808 | 0.0057961 | 784.3707 | 0.0084361 | 926.9153 | 0.014334 | 926.4637 | 0.00047827 | 926.9153 | 3.5572 | 774.1821 | 0.027922
|  | 784.8179 | 0.0099278 | 784.6079 | -0.011742 | 621.2318 | 0 | 784.8179 | -0.01136 | 784.6079 | -0.046985 | 775.9419 | -0.008276 | 784.6079 | -0.025187 | 784.8178 | 0 | 774.4132 | 0.0089028 | 784.8178 | 0 | 784.8179 | 0 | 784.8178 | 0 | 774.6443 | -0.009648 | 784.8179 | 0 | 784.6079 | -0.011783 | 927.0834 | 0.018047 | 926.6324 | 0 | 927.0834 | 3.5639 | 774.4132 | 0.03147
|  | 785.0549 | -0.0055785 | 784.845 | 0.0060585 | 621.3516 | 0.0022362 | 785.0549 | -0.0075555 | 784.845 | 0.00016814 | 776.1767 | 0.00092324 | 784.845 | 0.011015 | 785.0549 | 0.0041741 | 774.6443 | -0.0057741 | 785.0549 | 0.0035251 | 785.0549 | 0.0014858 | 785.0549 | 0.0025053 | 774.8755 | 0.054533 | 785.0549 | 0.010881 | 784.8451 | 0.011404 | 927.2514 | 0.016416 | 926.8011 | 0.00047827 | 927.2514 | 3.5677 | 774.6444 | 0.028568
|  | 785.2919 | -0.011171 | 785.0822 | -0.031425 | 621.4715 | 0 | 785.2919 | -0.0074424 | 785.0822 | -0.059347 | 776.4115 | -0.0079503 | 785.0822 | -0.021689 | 785.2919 | 0 | 774.8755 | 0.0028297 | 785.2919 | 0 | 785.2919 | 0 | 785.2919 | 0 | 775.1066 | 0.019982 | 785.2919 | 0 | 785.0822 | -0.0085536 | 927.4195 | 0.016242 | 926.9698 | 0 | 927.4195 | 3.5801 | 774.8755 | 0.02525
|  | 785.529 | 0.0037833 | 785.3194 | 0.0029894 | 621.5914 | 0.0088123 | 785.529 | -0.02133 | 785.3194 | 0.018806 | 776.6463 | 0.0021456 | 785.3194 | 0.013104 | 785.529 | 0.0030059 | 775.1066 | 0.015791 | 785.529 | 0.0026017 | 785.529 | 0.00098397 | 785.529 | 0.0030849 | 775.3378 | -0.0062381 | 785.529 | 0.0048346 | 785.3194 | 0.013193 | 927.5876 | 0.018602 | 927.1385 | 0.00066945 | 927.5876 | 3.5937 | 775.1066 | 0.025895
|  | 785.7661 | -0.0095348 | 785.5566 | 0.00030586 | 621.7113 | 0 | 785.7661 | -0.018283 | 785.5566 | -0.020601 | 776.8812 | -0.009463 | 785.5566 | -0.023485 | 785.766 | 0 | 775.3378 | -0.022205 | 785.766 | 0 | 785.7661 | 0 | 785.766 | 0 | 775.569 | -0.014058 | 785.766 | 0 | 785.5566 | -0.012558 | 927.7556 | 0.018186 | 927.3071 | 0 | 927.7556 | 3.6138 | 775.3378 | 0.023729
|  | 786.0031 | 0.020867 | 785.7938 | 0.0094664 | 621.8312 | 0.012896 | 786.0031 | 0.023754 | 785.7938 | 0.011098 | 777.116 | 0.0080012 | 785.7938 | 0.014771 | 786.0031 | 0.0016966 | 775.569 | 0.010555 | 786.0031 | 0.0039565 | 786.0031 | 0.0015497 | 786.0031 | 0.0031853 | 775.8002 | 0.0088563 | 786.0031 | 0.0049504 | 785.7938 | 0.013026 | 927.9237 | 0.01659 | 927.4758 | 0.00047827 | 927.9237 | 3.6279 | 775.569 | 0.035709
|  | 786.2402 | -0.0014138 | 786.031 | -0.023553 | 621.9511 | 0 | 786.2402 | -0.035571 | 786.031 | -0.066572 | 777.3508 | -0.0081226 | 786.031 | -0.026374 | 786.2402 | 0 | 775.8002 | -0.01403 | 786.2402 | 0 | 786.2402 | 0 | 786.2402 | 0 | 776.0314 | -0.039642 | 786.2402 | 0 | 786.031 | -0.017856 | 928.0917 | 0.016659 | 927.6445 | 0 | 928.0917 | 3.6468 | 775.8002 | 0.018108
|  | 786.4773 | 0.0056623 | 786.2682 | 0.01708 | 622.071 | 0.0027331 | 786.4773 | -0.010185 | 786.2682 | 0.024621 | 777.5857 | 5.344e-05 | 786.2682 | 0.012312 | 786.4773 | 0.010661 | 776.0314 | 0.0029371 | 786.4773 | 0.0045094 | 786.4773 | 0.0031575 | 786.4773 | 0.0035331 | 776.2625 | 0.047604 | 786.4773 | 0.010011 | 786.2682 | 0.0038604 | 928.2598 | 0.017388 | 927.8132 | 0.00047827 | 928.2598 | 3.6558 | 776.0314 | 0.027876
|  | 786.7144 | -0.016233 | 786.5054 | -0.058804 | 622.191 | 0 | 786.7144 | -0.027913 | 786.5054 | -0.031063 | 777.8205 | -0.010667 | 786.5054 | -0.026426 | 786.7144 | 0 | 776.2625 | 0.0076363 | 786.7144 | 0 | 786.7144 | 0 | 786.7144 | 0 | 776.4937 | 0.026526 | 786.7144 | 0 | 786.5054 | -0.011979 | 928.4279 | 0.014507 | 927.9819 | 0 | 928.4279 | 3.6668 | 776.2625 | 0.019905
|  | 786.9515 | 0.0012523 | 786.7427 | 0.0085493 | 622.3109 | 0.011463 | 786.9515 | -0.0063806 | 786.7427 | -0.0099936 | 778.0554 | 0.0091533 | 786.7427 | 0.0087925 | 786.9515 | 0.015902 | 776.4937 | 0.0093073 | 786.9515 | 0.0029345 | 786.9515 | 0.001893 | 786.9515 | 0.0039949 | 776.725 | 0.0027826 | 786.9515 | 0.0088622 | 786.7427 | 0.013648 | 928.5959 | 0.014403 | 928.1506 | 0.00028696 | 928.5959 | 3.6661 | 776.4937 | 0.026724
|  | 787.1886 | 0.008645 | 786.9799 | -0.023154 | 622.4308 | 0 | 787.1886 | -0.015245 | 786.9799 | -0.038487 | 778.2903 | -0.0067509 | 786.9799 | -0.027067 | 787.1886 | 0 | 776.725 | 0.025701 | 787.1886 | 0 | 787.1886 | 0 | 787.1886 | 0 | 776.9562 | 0.0063641 | 787.1886 | 0 | 786.9799 | -0.0063522 | 928.764 | 0.01416 | 928.3193 | 0 | 928.764 | 3.6771 | 776.725 | 0.023822
|  | 787.4257 | 0.0045171 | 787.2172 | 0.0044857 | 622.5508 | 0.0067086 | 787.4257 | -0.0032608 | 787.2172 | 0.013194 | 778.5251 | -0.0011708 | 787.2172 | 0.01844 | 787.4257 | 0.020106 | 776.9562 | 0.0070063 | 787.4257 | 0.0034827 | 787.4257 | 0.0010016 | 787.4257 | 0.0032795 | 777.1874 | -0.0085507 | 787.4257 | 0.0081817 | 787.2172 | 0.010357 | 928.9321 | 0.01416 | 928.4881 | 0.00086076 | 928.9321 | 3.6837 | 776.9562 | 0.02737
|  | 787.6628 | -0.0086819 | 787.4544 | -0.026705 | 622.6707 | 0 | 787.6628 | -0.022085 | 787.4544 | -0.074109 | 778.7601 | -0.0072879 | 787.4544 | -0.029178 | 787.6629 | 0 | 777.1874 | -0.00647 | 787.6629 | 0 | 787.6628 | 0 | 787.6629 | 0 | 777.4186 | 0.0080442 | 787.6628 | 0 | 787.4544 | -0.011043 | 929.1001 | 0.021552 | 928.6568 | 0 | 929.1001 | 3.6996 | 777.1874 | 0.026678
|  | 787.9 | 0.0073843 | 787.6917 | 0.0041008 | 622.7907 | 0.0055905 | 787.9 | -0.017219 | 787.6917 | 0.012597 | 778.9949 | 0.0033863 | 787.6917 | 0.016088 | 787.9 | 0.01054 | 777.4186 | 0.011096 | 787.9 | 0.0065336 | 787.9 | 0.0020733 | 787.9 | 0.0027263 | 777.6499 | 0.0078378 | 787.9 | 0.0088072 | 787.6917 | 0.017073 | 929.2682 | 0.020268 | 928.8255 | 0.00047827 | 929.2682 | 3.7064 | 777.4186 | 0.0323
|  | 788.1371 | -0.016846 | 787.9289 | -0.028291 | 622.9107 | 0 | 788.1371 | -0.022259 | 787.9289 | -0.02173 | 779.2299 | -0.0088874 | 787.9289 | -0.024285 | 788.1371 | 0 | 777.6499 | -0.0022854 | 788.1371 | 0 | 788.1371 | 0 | 788.1371 | 0 | 777.8811 | 0.0027572 | 788.1372 | 0 | 787.9289 | -0.011639 | 929.4363 | 0.018255 | 928.9942 | 0 | 929.4363 | 3.7123 | 777.6499 | 0.029581
|  | 788.3743 | 0.017173 | 788.1662 | 0.028726 | 623.0307 | 0.0060874 | 788.3743 | 0.01014 | 788.1662 | 0.036244 | 779.4648 | 0.0019944 | 788.1662 | 0.013425 | 788.3743 | 0.0098228 | 777.8811 | 0.024366 | 788.3743 | 0.0031012 | 788.3743 | 0.001972 | 788.3743 | 0.0039859 | 778.1124 | 0.03575 | 788.3743 | 0.0058539 | 788.1662 | 0.0043951 | 929.6044 | 0.013674 | 929.1629 | 0.00066945 | 929.6044 | 3.7092 | 777.8811 | 0.029812
|  | 788.6115 | 0.0019302 | 788.4035 | -0.013081 | 623.1507 | 0 | 788.6115 | -0.0019708 | 788.4035 | -0.038987 | 779.6997 | -0.0053398 | 788.4035 | -0.024737 | 788.6115 | 0 | 778.1124 | 0.01779 | 788.6115 | 0 | 788.6115 | 0 | 788.6115 | 0 | 778.3436 | -0.0077208 | 788.6114 | 0 | 788.4035 | -0.012753 | 929.7725 | 0.024051 | 929.3317 | 0 | 929.7725 | 3.7141 | 778.1124 | 0.028844
|  | 788.8486 | 0.023291 | 788.6408 | 0.0066999 | 623.2707 | 0.0088123 | 788.8486 | 0.020501 | 788.6408 | 0.00038726 | 779.9346 | 0.0033385 | 788.6408 | 0.017371 | 788.8487 | 0.0043143 | 778.3436 | 0.015192 | 788.8487 | 0.00458 | 788.8486 | 0.0016147 | 788.8487 | 0.0051006 | 778.5749 | 0.01406 | 788.8486 | 0.00638 | 788.6408 | 0.012666 | 929.9405 | 0.021969 | 929.5004 | 0.00066945 | 929.9405 | 3.7231 | 778.3436 | 0.029443
|  | 789.0858 | 0.0047038 | 788.8781 | -0.042335 | 623.3907 | 0 | 789.0858 | -0.01674 | 788.8781 | -0.054939 | 780.1696 | -0.014236 | 788.8781 | -0.031112 | 789.0858 | 0 | 778.5749 | 0.00020641 | 789.0858 | 0 | 789.0858 | 0 | 789.0858 | 0 | 778.8062 | -0.010216 | 789.0858 | 0 | 788.8781 | -0.0014657 | 930.1086 | 0.016277 | 929.6691 | 0 | 930.1086 | 3.7417 | 778.5749 | 0.01562
|  | 789.3231 | 0.0021661 | 789.1154 | -0.0080508 | 623.5107 | 0.0047209 | 789.3231 | -0.011729 | 789.1154 | 0.010969 | 780.4045 | 0.0088306 | 789.1154 | 0.012404 | 789.323 | 0.014999 | 778.8062 | -0.0052035 | 789.323 | 0.004139 | 789.3231 | 0.0011067 | 789.323 | 0.0024896 | 779.0375 | 0.013546 | 789.3231 | 0.0046245 | 789.1154 | 0.0065425 | 930.2767 | 0.018325 | 929.8379 | 0.00066945 | 930.2767 | 3.755 | 778.8062 | 0.030595
|  | 789.5602 | -0.011011 | 789.3528 | 0.0077302 | 623.6307 | 0 | 789.5602 | -0.022696 | 789.3528 | -0.033061 | 780.6395 | -0.0032728 | 789.3528 | -0.023607 | 789.5602 | 0 | 779.0375 | 0.011756 | 789.5602 | 0 | 789.5602 | 0 | 789.5602 | 0 | 779.2688 | 0.017782 | 789.5602 | 0 | 789.3528 | -0.010522 | 930.4448 | 0.0236 | 930.0066 | 0 | 930.4448 | 3.771 | 779.0375 | 0.025941
|  | 789.7974 | 0.024083 | 789.5901 | -0.00057624 | 623.7508 | 0.01003 | 789.7974 | 0.0077832 | 789.5901 | 0.013055 | 780.8745 | 0.0026533 | 789.5901 | 0.010633 | 789.7975 | 0.018666 | 779.2688 | 0.011127 | 789.7975 | 0.0014146 | 789.7974 | 0.0017954 | 789.7975 | 0.0056317 | 779.5001 | 0.0051074 | 789.7974 | 0.00692 | 789.5901 | 0.011642 | 930.6129 | 0.018915 | 930.1753 | 0.00028696 | 930.6129 | 3.7823 | 779.2688 | 0.028015
|  | 790.0347 | 0.00044473 | 789.8274 | -0.022796 | 623.8708 | 0 | 790.0347 | -0.0095169 | 789.8274 | -0.0078476 | 781.1095 | -0.0090789 | 789.8274 | -0.027137 | 790.0347 | 0 | 779.5001 | -0.010274 | 790.0347 | 0 | 790.0347 | 0 | 790.0347 | 0 | 779.7314 | 0.023788 | 790.0347 | 0 | 789.8274 | -0.017387 | 930.781 | 0.014403 | 930.3441 | 0 | 930.781 | 3.8015 | 779.5001 | 0.027554
|  | 790.2719 | 0.014924 | 790.0648 | -0.0040997 | 623.9908 | 0.0022362 | 790.2719 | -0.0092019 | 790.0648 | -0.019679 | 781.3445 | 0.002624 | 790.0648 | 0.015675 | 790.2719 | 0.011245 | 779.7314 | 0.022896 | 790.2719 | 0.0016235 | 790.2719 | 0.0016381 | 790.2719 | 0.004489 | 779.9627 | 0.048903 | 790.2719 | 0.0051199 | 790.0648 | 0.010554 | 930.9491 | 0.017874 | 930.5128 | 0.00066945 | 930.9491 | 3.8154 | 779.7314 | 0.023269
|  | 790.5092 | 0.004814 | 790.3021 | -0.021087 | 624.1109 | 0 | 790.5092 | -0.039639 | 790.3021 | -0.03847 | 781.5795 | -0.013212 | 790.3021 | -0.026541 | 790.5091 | 0 | 779.9627 | 0.0033098 | 790.5091 | 0 | 790.5092 | 0 | 790.5091 | 0 | 780.194 | -0.012096 | 790.5092 | 0 | 790.3021 | -0.020206 | 931.1172 | 0.016485 | 930.6816 | 0 | 931.1172 | 3.8309 | 779.9627 | 0.025987
|  | 790.7464 | 0.014066 | 790.5395 | 0.0036352 | 624.231 | 0.013541 | 790.7464 | 0.0018807 | 790.5395 | 0.026362 | 781.8145 | 0.0088092 | 790.5395 | 0.014303 | 790.7464 | 0.011619 | 780.194 | -0.0011597 | 790.7464 | 0.0052186 | 790.7464 | 0.002466 | 790.7464 | 0.0025619 | 780.4254 | 0.039313 | 790.7464 | 0.0074474 | 790.5395 | 0.008827 | 931.2853 | 0.018047 | 930.8503 | 0.00066945 | 931.2853 | 3.8404 | 780.194 | 0.035479
|  | 790.9836 | -0.026433 | 790.7769 | -0.028527 | 624.351 | 0 | 790.9836 | -0.020497 | 790.7769 | -0.062272 | 782.0495 | -0.0047489 | 790.7769 | -0.027569 | 790.9836 | 0 | 780.4254 | -0.0062935 | 790.9836 | 0 | 790.9836 | 0 | 790.9836 | 0 | 780.6567 | -0.027757 | 790.9836 | 0 | 790.7769 | -0.017543 | 931.4534 | 0.015201 | 931.0191 | 0 | 931.4534 | 3.8553 | 780.4254 | 0.025296
|  | 791.2209 | 0.031469 | 791.0142 | -0.0080956 | 624.4711 | 0.010532 | 791.2209 | -0.0015521 | 791.0142 | 0.013617 | 782.2845 | -0.0011068 | 791.0142 | 0.013451 | 791.2209 | 0.021596 | 780.6567 | 0.016469 | 791.2209 | 0.00087832 | 791.2209 | 0.00070017 | 791.2209 | 0.00093644 | 780.8881 | 0.031471 | 791.2209 | 0.0071947 | 791.0142 | 0.01269 | 931.6214 | 0.01416 | 931.1878 | 0.00047827 | 931.6214 | 3.868 | 780.6567 | 0.025296
|  | 791.4582 | -0.011128 | 791.2516 | -0.022054 | 624.5912 | 0 | 791.4582 | -0.041962 | 791.2516 | -0.061662 | 782.5195 | -0.0049736 | 791.2516 | -0.031194 | 791.4582 | 0 | 780.8881 | -0.011146 | 791.4582 | 0 | 791.4582 | 0 | 791.4582 | 0 | 781.1194 | 0.02242 | 791.4582 | 0 | 791.2516 | -0.01232 | 931.7895 | 0.021032 | 931.3566 | 0 | 931.7895 | 3.8838 | 780.8881 | 0.027323
|  | 791.6955 | 0.019591 | 791.489 | 0.005361 | 624.7113 | 0.0084541 | 791.6955 | -0.01629 | 791.489 | -0.014751 | 782.7546 | 0.0012975 | 791.489 | 0.0098071 | 791.6955 | 0 | 781.1194 | 0.0050568 | 791.6955 | 0.00085113 | 791.6955 | 0.0011839 | 791.6955 | 0.0034649 | 781.3508 | 0.016977 | 791.6955 | 0.0064307 | 791.489 | 0.01157 | 931.9576 | 0.022594 | 931.5253 | 0.00028696 | 931.9576 | 3.8888 | 781.1195 | 0.028844
|  | 791.9327 | 0.0031904 | 791.7264 | -0.0058278 | 624.8314 | 0 | 791.9327 | -0.02041 | 791.7264 | -0.028009 | 782.9896 | -0.0065401 | 791.7264 | -0.025276 | 791.9328 | 0 | 781.3508 | 0.016967 | 791.9328 | 0 | 791.9327 | 0 | 791.9328 | 0 | 781.5822 | -0.014956 | 791.9327 | 0 | 791.7264 | -0.0052482 | 932.1258 | 0.015305 | 931.6941 | 0 | 932.1258 | 3.8954 | 781.3508 | 0.023637
|  | 792.17 | 0.00055725 | 791.9638 | 0.0015146 | 624.9515 | 0.0068328 | 792.17 | -0.0029192 | 791.9638 | 0.012815 | 783.2247 | 0.0051991 | 791.9638 | 0.013984 | 792.1701 | 0.0075949 | 781.5822 | 0.028134 | 792.1701 | 0.0020831 | 792.17 | 0.0028788 | 792.1701 | 0.0062052 | 781.8136 | 0.037779 | 792.17 | 0.0061074 | 791.9638 | 0.016133 | 932.2939 | 0.015028 | 931.8629 | 0.00066945 | 932.2939 | 3.8927 | 781.5822 | 0.029305
|  | 792.4073 | 0.0034497 | 792.2013 | -0.03124 | 625.0716 | 0 | 792.4073 | -0.027426 | 792.2013 | -0.057654 | 783.4598 | -0.0069126 | 792.2013 | -0.03129 | 792.4074 | 0 | 781.8136 | 0.011078 | 792.4074 | 0 | 792.4073 | 0 | 792.4074 | 0 | 782.045 | 0.020384 | 792.4073 | 0 | 792.2012 | -0.011807 | 932.462 | 0.017631 | 932.0316 | 0 | 932.462 | 3.8961 | 781.8136 | 0.01774
|  | 792.6447 | 0.02561 | 792.4387 | -0.0070673 | 625.1918 | 0.011177 | 792.6447 | 0.0065235 | 792.4387 | 0.034329 | 783.6948 | 0.0039552 | 792.4387 | 0.011864 | 792.6447 | 0.0041604 | 782.045 | 0.019762 | 792.6447 | 0 | 792.6447 | 0.0007474 | 792.6447 | 0.0049777 | 782.2764 | 0.020435 | 792.6447 | 0.005039 | 792.4387 | 0.014297 | 932.6301 | 0.02124 | 932.2004 | 0.0010521 | 932.6301 | 3.8919 | 782.045 | 0.024974
|  | 792.882 | -0.020251 | 792.6761 | -0.040037 | 625.3119 | 0 | 792.882 | -0.022303 | 792.6761 | -0.066108 | 783.9299 | -0.0028877 | 792.6761 | -0.031709 | 792.882 | 0 | 782.2764 | -0.017129 | 792.882 | 0 | 792.882 | 0 | 792.882 | 0 | 782.5078 | -0.019236 | 792.882 | 0 | 792.6761 | -0.017387 | 932.7982 | 0.013535 | 932.3692 | 0 | 932.7982 | 3.8948 | 782.2764 | 0.020735
|  | 793.1193 | -0.0037661 | 792.9136 | -0.021136 | 625.4321 | 0.011177 | 793.1193 | 0.015554 | 792.9136 | -0.018861 | 784.165 | 0.0019109 | 792.9136 | 0.0090102 | 793.1194 | 0.016417 | 782.5078 | -0.016044 | 793.1194 | 0.0025836 | 793.1193 | 0.00023839 | 793.1194 | 0.0040595 | 782.7392 | 0.022252 | 793.1193 | 0.0057069 | 792.9136 | 0.013768 | 932.9663 | 0.017457 | 932.538 | 0.00066945 | 932.9663 | 3.8923 | 782.5077 | 0.022255
|  | 793.3567 | -0.013327 | 793.151 | -0.0012472 | 625.5522 | 0 | 793.3567 | 0.001339 | 793.151 | -0.038271 | 784.4001 | -0.0010337 | 793.151 | -0.024835 | 793.3567 | 0 | 782.7392 | -0.006293 | 793.3567 | 0 | 793.3567 | 0 | 793.3567 | 0 | 782.9706 | -0.015732 | 793.3567 | 0 | 793.151 | -0.012571 | 933.1344 | 0.01836 | 932.7067 | 0 | 933.1344 | 3.8996 | 782.7392 | 0.015482
|  | 793.5941 | 0.025167 | 793.3885 | -0.00068078 | 625.6724 | 0.0075944 | 793.5941 | -0.006479 | 793.3885 | 0.029119 | 784.6352 | 0.0057237 | 793.3885 | 0.017274 | 793.5941 | 0.01948 | 782.9706 | 0.024844 | 793.5941 | 0.0038821 | 793.5941 | 0.00085346 | 793.5941 | 0.0022866 | 783.202 | 0.032434 | 793.5941 | 0.0029051 | 793.3885 | 0.011948 | 933.3025 | 0.015548 | 932.8755 | 0.00047827 | 933.3025 | 3.9007 | 782.9706 | 0.028521
|  | 793.8314 | -0.021177 | 793.6259 | -0.029159 | 625.7925 | 0 | 793.8314 | -0.031201 | 793.6259 | -0.041162 | 784.8703 | -0.0061511 | 793.6259 | -0.024843 | 793.8314 | 0 | 783.202 | 0.0055894 | 793.8314 | 0 | 793.8314 | 0 | 793.8314 | 0 | 783.4335 | 0.024059 | 793.8314 | 0 | 793.6259 | -0.012603 | 933.4706 | 0.016763 | 933.0443 | 0 | 933.4706 | 3.9079 | 783.202 | 0.022485
|  | 794.0688 | 0.018698 | 793.8634 | -0.011509 | 625.9127 | 0.014042 | 794.0688 | -0.009145 | 793.8634 | -0.0078206 | 785.1055 | 0.0039653 | 793.8634 | 0.014639 | 794.0688 | 0.0056931 | 783.4335 | 0.0035511 | 794.0688 | 0.0030713 | 794.0688 | 0.0020659 | 794.0688 | 0.005164 | 783.6649 | 0.031754 | 794.0688 | 0.0062843 | 793.8634 | 0.01388 | 933.6388 | 0.014958 | 933.2131 | 0.00047827 | 933.6388 | 3.9094 | 783.4335 | 0.018799
|  | 794.3062 | 0.0044573 | 794.1009 | -0.026044 | 626.0329 | 0 | 794.3062 | -0.016795 | 794.1009 | -0.036268 | 785.3406 | -0.0044534 | 794.1009 | -0.022357 | 794.3062 | 0 | 783.6649 | -0.0051933 | 794.3062 | 0 | 794.3062 | 0 | 794.3062 | 0 | 783.8964 | -0.0052598 | 794.3062 | 0 | 794.1009 | -0.012335 | 933.8069 | 0.015791 | 933.3819 | 0 | 933.8069 | 3.9161 | 783.6649 | 0.017048
|  | 794.5436 | 0.004139 | 794.3384 | -0.0015762 | 626.1531 | 0.010174 | 794.5436 | 0.0061634 | 794.3384 | -0.010534 | 785.5757 | -0.00032803 | 794.3384 | 0.0094937 | 794.5436 | 0.026214 | 783.8964 | 0.023977 | 794.5436 | 0.0021368 | 794.5436 | 0.0015602 | 794.5436 | 0.00043428 | 784.1278 | -0.01154 | 794.5436 | 0.0068502 | 794.3384 | 0.014597 | 933.975 | 0.029431 | 933.5507 | 0.00066945 | 933.975 | 3.9212 | 783.8964 | 0.019997
|  | 794.7809 | -0.003849 | 794.5759 | -0.0052009 | 626.2733 | 0 | 794.7809 | -0.032891 | 794.5759 | -0.04606 | 785.8109 | -0.0059619 | 794.5759 | -0.029661 | 794.781 | 0 | 784.1278 | -0.023066 | 794.781 | 0 | 794.7809 | 0 | 794.781 | 0 | 784.3593 | -0.019506 | 794.7809 | 0 | 794.5759 | -0.0080416 | 934.1431 | 0.020025 | 933.7195 | 0 | 934.1431 | 3.9295 | 784.1278 | 0.014007
|  | 795.0184 | -0.0062048 | 794.8134 | -0.016074 | 626.3935 | 0.010962 | 795.0184 | 0.028002 | 794.8134 | 0.0071285 | 786.046 | -0.00040363 | 794.8134 | 0.017015 | 795.0184 | 0.0073119 | 784.3593 | 0.03228 | 795.0184 | 0.00093224 | 795.0184 | 0.00030943 | 795.0184 | 0.0047529 | 784.5908 | 0.024193 | 795.0184 | 0.0091801 | 794.8134 | 0.007054 | 934.3112 | 0.023982 | 933.8883 | 0.00066945 | 934.3112 | 3.9321 | 784.3593 | 0.021979
|  | 795.2558 | 0.0076587 | 795.0509 | -0.030224 | 626.5137 | 0 | 795.2558 | -0.021766 | 795.0509 | -0.027325 | 786.2812 | -0.010352 | 795.0509 | -0.022116 | 795.2558 | 0 | 784.5908 | -0.025972 | 795.2558 | 0 | 795.2558 | 0 | 795.2558 | 0 | 784.8223 | 0.037957 | 795.2558 | 0 | 795.0509 | -0.0097498 | 934.4794 | 0.020615 | 934.0571 | 0 | 934.4794 | 3.9375 | 784.5908 | 0.028199
|  | 795.4932 | 0.0070957 | 795.2884 | 0.013092 | 626.6339 | 0.013756 | 795.4932 | 0.0097351 | 795.2884 | 0.021784 | 786.5164 | 0.0051942 | 795.2884 | 0.017325 | 795.4932 | 0.013867 | 784.8223 | 0.010312 | 795.4932 | 0.0016828 | 795.4932 | 0.0011943 | 795.4932 | 0.005152 | 785.0538 | -0.018631 | 795.4932 | 0.00672 | 795.2885 | 0.012556 | 934.6475 | 0.016242 | 934.2259 | 0.00028696 | 934.6475 | 3.9407 | 784.8223 | 0.021979
|  | 795.7307 | -0.015976 | 795.526 | -0.0072395 | 626.7542 | 0 | 795.7307 | -0.025171 | 795.526 | -0.020223 | 786.7516 | -0.0047615 | 795.526 | -0.023184 | 795.7306 | 0 | 785.0538 | -0.0069432 | 795.7306 | 0 | 795.7307 | 0 | 795.7306 | 0 | 785.2853 | -0.0080459 | 795.7306 | 0 | 795.526 | -0.0089164 | 934.8156 | 0.017249 | 934.3947 | 0 | 934.8156 | 3.953 | 785.0538 | 0.014929
|  | 795.9681 | -0.0064029 | 795.7635 | -0.011 | 626.8744 | 0.0075944 | 795.9681 | 0.012398 | 795.7635 | 0.053237 | 786.9868 | 0.0056657 | 795.7635 | 0.010713 | 795.9681 | 0.0045149 | 785.2853 | 0.019103 | 795.9681 | 0.0017113 | 795.9681 | 0.00099024 | 795.9681 | 0.0022005 | 785.5168 | 0.039844 | 795.9681 | 0.0023536 | 795.7635 | 0.0029799 | 934.9838 | 0.014715 | 934.5635 | 0.00066945 | 934.9838 | 3.9608 | 785.2853 | 0.030226
|  | 796.2055 | -0.0035768 | 796.0011 | -0.0058078 | 626.9947 | 0 | 796.2055 | -0.024557 | 796.0011 | -0.049936 | 787.222 | -0.0070844 | 796.0011 | -0.02556 | 796.2055 | 0 | 785.5168 | -0.021694 | 796.2055 | 0 | 796.2055 | 0 | 796.2055 | 0 | 785.7483 | 0.0081101 | 796.2055 | 0 | 796.0011 | -0.011787 | 935.1519 | 0.019574 | 934.7323 | 0 | 935.1519 | 3.9692 | 785.5168 | 0.024236
|  | 796.443 | 0.0081925 | 796.2386 | 0.01836 | 627.1149 | 0.01132 | 796.443 | -0.010093 | 796.2386 | 0.025556 | 787.4572 | 0.0043379 | 796.2386 | 0.01495 | 796.443 | 0.013824 | 785.7483 | 0.018298 | 796.443 | 0.0023757 | 796.443 | 0.0024693 | 796.443 | 0.0036366 | 785.9798 | -0.028701 | 796.443 | 0.0060101 | 796.2386 | 0.021772 | 935.32 | 0.016173 | 934.9011 | 0.00066945 | 935.32 | 3.9674 | 785.7483 | 0.024697
|  | 796.6804 | -0.0059735 | 796.4762 | -0.02745 | 627.2352 | 0 | 796.6804 | -0.016605 | 796.4762 | -0.034597 | 787.6924 | -0.0088682 | 796.4762 | -0.028988 | 796.6804 | 0 | 785.9798 | 0.01257 | 796.6804 | 0 | 796.6804 | 0 | 796.6804 | 0 | 786.2113 | -0.023605 | 796.6804 | 0 | 796.4762 | -0.0071472 | 935.4882 | 0.018498 | 935.0699 | 0 | 935.4882 | 3.965 | 785.9798 | 0.018385
|  | 796.9179 | 0.0095456 | 796.7138 | -0.0062512 | 627.3555 | 0.0073078 | 796.9179 | 0.017409 | 796.7138 | 0.013159 | 787.9276 | 0.0016195 | 796.7138 | 0.015702 | 796.9179 | 0.024657 | 786.2113 | 0.016444 | 796.9179 | 0.0027545 | 796.9179 | 0.0019548 | 796.9179 | 0.0044489 | 786.4429 | 0.014038 | 796.9179 | 0.0097069 | 796.7138 | 0.023652 | 935.6563 | 0.019956 | 935.2388 | 0.00066945 | 935.6563 | 3.9601 | 786.2113 | 0.023545
|  | 797.1554 | -0.0056535 | 796.9514 | -0.0068358 | 627.4757 | 0 | 797.1554 | -0.041524 | 796.9514 | -0.032071 | 788.1628 | -0.0053485 | 796.9514 | -0.023696 | 797.1554 | 0 | 786.4429 | -0.0083574 | 797.1554 | 0 | 797.1554 | 0 | 797.1554 | 0 | 786.6744 | -0.0055588 | 797.1554 | 0 | 796.9514 | -0.021929 | 935.8244 | 0.015375 | 935.4076 | 0 | 935.8244 | 3.9654 | 786.4429 | 0.022071
|  | 797.3929 | -0.0103 | 797.1889 | 0.013619 | 627.596 | 0.0098153 | 797.3929 | -0.00097805 | 797.1889 | 0.0083144 | 788.3981 | 0.0039201 | 797.1889 | 0.019808 | 797.3929 | 0.015248 | 786.6744 | 0.023661 | 797.3929 | 0.0043361 | 797.3929 | 0.0017477 | 797.3929 | 0.0056361 | 786.9059 | 0.009266 | 797.3929 | 0.005703 | 797.1889 | 0.012512 | 935.9926 | 0.014472 | 935.5764 | 0.00066945 | 935.9926 | 3.9689 | 786.6744 | 0.026724
|  | 797.6304 | -0.024294 | 797.4265 | -0.048066 | 627.7163 | 0 | 797.6304 | 0.0013112 | 797.4265 | -0.056825 | 788.6334 | -0.0059177 | 797.4265 | -0.029552 | 797.6304 | 0 | 786.9059 | -0.00139 | 797.6304 | 0 | 797.6304 | 0 | 797.6304 | 0 | 787.1375 | -0.034305 | 797.6304 | 0 | 797.4265 | -0.017073 | 936.1607 | 0.013223 | 935.7453 | 0 | 936.1607 | 3.9778 | 786.9059 | 0.020366
|  | 797.8679 | 0.022697 | 797.6641 | -0.035177 | 627.8366 | 0.013541 | 797.8679 | -0.010487 | 797.6641 | 0.0094304 | 788.8686 | 0.0039989 | 797.6641 | 0.010647 | 797.8679 | 0.01356 | 787.1375 | -0.0027482 | 797.8679 | 0.0027988 | 797.8679 | 0.00043683 | 797.8679 | 0.0018914 | 787.3691 | -0.016609 | 797.8679 | 0.0056873 | 797.6641 | 0.006046 | 936.3289 | 0.020997 | 935.9141 | 0.00047827 | 936.3289 | 3.9813 | 787.1375 | 0.030871
|  | 798.1054 | -0.0089435 | 797.9018 | -0.019211 | 627.957 | 0 | 798.1054 | -0.016008 | 797.9018 | -0.048378 | 789.1039 | -0.013969 | 797.9018 | -0.025837 | 798.1054 | 0 | 787.3691 | -0.006632 | 798.1054 | 0 | 798.1054 | 0 | 798.1054 | 0 | 787.6007 | 0.0041115 | 798.1054 | 0 | 797.9018 | -0.014887 | 936.497 | 0.0098912 | 936.0829 | 0 | 936.497 | 3.9926 | 787.3691 | 0.021518
|  | 798.343 | 0.035485 | 798.1394 | -0.0090378 | 628.0773 | 0.013541 | 798.343 | -0.011041 | 798.1394 | 0.0089519 | 789.3392 | 0.0038445 | 798.1394 | 0.010109 | 798.343 | 0.013904 | 787.6007 | -0.0033944 | 798.343 | 0.0039808 | 798.343 | 0 | 798.343 | 0.0032272 | 787.8323 | 0.020107 | 798.343 | 0.0077887 | 798.1394 | 0.011046 | 936.6652 | 0.016173 | 936.2518 | 0.00047827 | 936.6652 | 4.0063 | 787.6007 | 0.027692
|  | 798.5805 | -0.0079403 | 798.377 | -0.03483 | 628.1976 | 0 | 798.5805 | -0.014419 | 798.377 | -0.040616 | 789.5745 | -0.0068742 | 798.377 | -0.033942 | 798.5805 | 0 | 787.8323 | -0.039132 | 798.5805 | 0 | 798.5805 | 0 | 798.5805 | 0 | 788.0638 | 0.0029159 | 798.5805 | 0 | 798.377 | -0.020832 | 936.8333 | 0.016277 | 936.4206 | 0 | 936.8333 | 4.0276 | 787.8323 | 0.023177
|  | 798.8181 | 0.020064 | 798.6147 | 0.017559 | 628.318 | 0.012538 | 798.8181 | 0.0014207 | 798.6147 | 0.010668 | 789.8098 | 0.0064929 | 798.6147 | 0.017664 | 798.818 | 0.031213 | 788.0638 | 0.024696 | 798.818 | 0.0033888 | 798.8181 | 0.002829 | 798.818 | 0.0015625 | 788.2955 | 0.028866 | 798.818 | 0.0094341 | 798.6146 | 0.016447 | 937.0015 | 0.011904 | 936.5894 | 0.00047827 | 937.0015 | 4.0418 | 788.0638 | 0.013362
|  | 799.0556 | -0.013151 | 798.8523 | -0.016248 | 628.4383 | 0 | 799.0556 | -0.0025124 | 798.8523 | -0.077653 | 790.045 | -0.0025902 | 798.8523 | -0.027278 | 799.0556 | 0 | 788.2955 | -0.006037 | 799.0556 | 0 | 799.0556 | 0 | 799.0556 | 0 | 788.5271 | 0.025094 | 799.0556 | 0 | 798.8523 | -0.022086 | 937.1696 | 0.014889 | 936.7583 | 0 | 937.1696 | 4.049 | 788.2955 | 0.018845
|  | 799.2932 | -0.00041539 | 799.09 | 0.021101 | 628.5587 | 0.013684 | 799.2932 | 0.0058174 | 799.09 | 0.024529 | 790.2804 | 0.0047794 | 799.09 | 0.014995 | 799.2932 | 0.0096088 | 788.5271 | -0.00042063 | 799.2932 | 0.0053207 | 799.2932 | 0.002392 | 799.2932 | 0.0023646 | 788.7587 | 0.021179 | 799.2931 | 0.0050077 | 799.09 | 0.0071006 | 937.3378 | 0.019817 | 936.9271 | 0.00066945 | 937.3378 | 4.043 | 788.5271 | 0.020412
|  | 799.5308 | -0.025319 | 799.3276 | -0.048911 | 628.679 | 0 | 799.5308 | -0.023801 | 799.3276 | -0.021772 | 790.5157 | -0.012234 | 799.3276 | -0.029616 | 799.5307 | 0 | 788.7587 | 0.016683 | 799.5307 | 0 | 799.5308 | 0 | 799.5307 | 0 | 788.9903 | -0.0062893 | 799.5308 | 0 | 799.3276 | -0.016447 | 937.5059 | 0.013778 | 937.096 | 0 | 937.5059 | 4.0394 | 788.7587 | 0.023038
|  | 799.7683 | 0.034159 | 799.5653 | 0.009576 | 628.7994 | 0.012395 | 799.7683 | -0.033065 | 799.5653 | -0.010772 | 790.751 | 0.0060503 | 799.5653 | 0.016141 | 799.7683 | 0.017486 | 788.9903 | -0.012929 | 799.7683 | 0.0031977 | 799.7683 | 0.00072139 | 799.7683 | 0.00077754 | 789.2219 | 0.030417 | 799.7683 | 0.0090571 | 799.5653 | 0.0077504 | 937.6741 | 0.018602 | 937.2648 | 0.00066945 | 937.6741 | 4.0362 | 788.9903 | 0.024697
|  | 800.0059 | 0.0085814 | 799.803 | -0.017023 | 628.9198 | 0 | 800.0059 | -0.031478 | 799.803 | -0.040103 | 790.9864 | -0.0079733 | 799.803 | -0.022989 | 800.0059 | 0 | 789.2219 | 0.00040887 | 800.0059 | 0 | 800.0059 | 0 | 800.0059 | 0 | 789.4536 | -0.012408 | 800.0059 | 0 | 799.803 | -0.013215 | 937.8422 | 0.013466 | 937.4337 | 0 | 937.8422 | 4.042 | 789.2219 | 0.021656
|  | 800.2435 | 0.024829 | 800.0406 | 0.015149 | 629.0402 | 0.015189 | 800.2435 | 0.025274 | 800.0406 | 0.020877 | 791.2217 | 0 | 800.0406 | 0.011616 | 800.2435 | 0.01154 | 789.4536 | -0.0019705 | 800.2435 | 0.00141 | 800.2435 | 0.0011637 | 800.2435 | 0.0016503 | 789.6852 | 0.040885 | 800.2435 | 0.008346 | 800.0407 | 0.011781 | 938.0104 | 0.014785 | 937.6026 | 0.00028696 | 938.0104 | 4.0443 | 789.4536 | 0.020596
|  | 800.4811 | -0.0060129 | 800.2783 | -0.039957 | 629.1606 | 0 | 800.4811 | -0.020211 | 800.2783 | -0.022746 | 791.4571 | 0 | 800.2783 | -0.03201 | 800.4811 | 0 | 789.6852 | -0.0082973 | 800.4811 | 0 | 800.4811 | 0 | 800.4811 | 0 | 789.9169 | -0.010406 | 800.4811 | 0 | 800.2783 | -0.0097331 | 938.1786 | 0.016832 | 937.7714 | 0 | 938.1786 | 4.0515 | 789.6852 | 0.011012
|  | 800.7188 | 0.010399 | 800.516 | -0.0065004 | 629.281 | 0.0098153 | 800.7188 | 0.018214 | 800.516 | 0.014592 | 791.6924 | 0 | 800.516 | 0.014697 | 800.7187 | 0.017687 | 789.9169 | 0.0077914 | 800.7187 | 0.0052637 | 800.7188 | 0.0019469 | 800.7187 | 0.0038391 | 790.1486 | 0.00057726 | 800.7188 | 0.0083205 | 800.516 | 0.022869 | 938.3467 | 0.015618 | 937.9403 | 0.00066945 | 938.3467 | 4.0552 | 789.9169 | 0.022578
|  | 800.9564 | -0.0041341 | 800.7538 | -0.038296 | 629.4014 | 0 | 800.9564 | -0.02827 | 800.7538 | -0.078881 | 791.9278 | 0 | 800.7538 | -0.028301 | 800.9564 | 0 | 790.1486 | -0.0042217 | 800.9564 | 0 | 800.9564 | 0 | 800.9564 | 0 | 790.3802 | -0.032255 | 800.9564 | 0 | 800.7538 | -0.0087944 | 938.5149 | 0.017006 | 938.1092 | 0 | 938.5149 | 4.0678 | 790.1486 | 0.014652
|  | 801.194 | 0.0037725 | 800.9915 | 0.0080081 | 629.5218 | 0.01526 | 801.194 | -0.013477 | 800.9915 | 0.0052982 | 792.1632 | 0 | 800.9915 | 0.011672 | 801.194 | 0.015796 | 790.3802 | 0.016392 | 801.194 | 0.0018443 | 801.194 | 0.0018503 | 801.194 | 0.0032655 | 790.6119 | 0.0042776 | 801.194 | 0.0083093 | 800.9915 | 0.0097673 | 938.683 | 0.019817 | 938.278 | 0.00066945 | 938.683 | 4.0741 | 790.3802 | 0.021149
|  | 801.4316 | 0.0012509 | 801.2292 | -0.0067558 | 629.6422 | 0 | 801.4316 | -0.0069873 | 801.2292 | -0.060915 | 792.3986 | 0 | 801.2292 | -0.021902 | 801.4316 | 0 | 790.6119 | -0.017293 | 801.4316 | 0 | 801.4316 | 0 | 801.4316 | 0 | 790.8436 | -0.033515 | 801.4316 | 0 | 801.2292 | -0.0078872 | 938.8512 | 0.015062 | 938.4469 | 0 | 938.8512 | 4.0844 | 790.6119 | 0.015159
|  | 801.6693 | 0.018868 | 801.4669 | -0.020761 | 629.7627 | 0.0072361 | 801.6693 | -0.0029129 | 801.4669 | 0.0057933 | 792.634 | 0 | 801.4669 | 0.014047 | 801.6693 | 0.025589 | 790.8436 | -0.0031943 | 801.6693 | 0.0035508 | 801.6693 | 0.00041281 | 801.6693 | 0.00068161 | 791.0753 | 0.023751 | 801.6693 | 0.010431 | 801.4669 | 0.0022829 | 939.0194 | 0.022594 | 938.6158 | 0.00086076 | 939.0194 | 4.0876 | 790.8436 | 0.017141
|  | 801.9069 | -0.022795 | 801.7047 | -0.014609 | 629.8831 | 0 | 801.9069 | -0.0034491 | 801.7047 | -0.041724 | 792.8694 | 0 | 801.7047 | -0.034078 | 801.9069 | 0 | 791.0753 | -0.016195 | 801.9069 | 0 | 801.9069 | 0 | 801.9069 | 0 | 791.307 | 0.01074 | 801.9069 | 0 | 801.7047 | -0.012895 | 939.1876 | 0.013848 | 938.7847 | 0 | 939.1876 | 4.093 | 791.0753 | 0.018154
|  | 802.1446 | 0.0055982 | 801.9424 | -0.0087283 | 630.0036 | 0.012538 | 802.1446 | -0.00069012 | 801.9424 | 0.0062194 | 793.1048 | 0 | 801.9424 | 0.014989 | 802.1446 | 0.019774 | 791.307 | 0.019702 | 802.1446 | 0.0026679 | 802.1446 | 0.0012523 | 802.1446 | 0 | 791.5387 | 0.04338 | 802.1446 | 0.007101 | 801.9424 | 0.0025336 | 939.3557 | 0.0177 | 938.9535 | 0.00066945 | 939.3557 | 4.093 | 791.307 | 0.025803
|  | 802.3823 | -0.0093933 | 802.1802 | -0.025167 | 630.1241 | 0 | 802.3823 | -0.016825 | 802.1802 | -0.03284 | 793.3402 | 0 | 802.1802 | -0.025702 | 802.3823 | 0 | 791.5387 | -0.0019651 | 802.3823 | 0 | 802.3823 | 0 | 802.3823 | 0 | 791.7704 | -0.039002 | 802.3823 | 0 | 802.1802 | -0.0062545 | 939.5239 | 0.013466 | 939.1224 | 0 | 939.5239 | 4.096 | 791.5387 | 0.01774
|  | 802.62 | -0.0013735 | 802.418 | -0.013951 | 630.2445 | 0.012036 | 802.62 | -0.0096298 | 802.418 | 0.010963 | 793.5756 | 0 | 802.418 | 0.011909 | 802.62 | 0.016023 | 791.7704 | -0.0041205 | 802.62 | 0.0021783 | 802.62 | 0.0015759 | 802.62 | 0.0032977 | 792.0021 | -0.0016532 | 802.62 | 0.0039857 | 802.418 | 0.019423 | 939.6921 | 0.018845 | 939.2913 | 0.00066945 | 939.6921 | 4.0985 | 791.7704 | 0.02055
|  | 802.8577 | -0.023365 | 802.6557 | -0.0016633 | 630.365 | 0 | 802.8577 | -0.031432 | 802.6557 | -0.024721 | 793.8111 | 0 | 802.6557 | -0.025806 | 802.8577 | 0 | 792.0021 | -0.0049893 | 802.8577 | 0 | 802.8577 | 0 | 802.8577 | 0 | 792.2339 | -0.025227 | 802.8577 | 0 | 802.6557 | -0.0069024 | 939.8602 | 0.020858 | 939.4602 | 0 | 939.8602 | 4.1046 | 792.0021 | 0.018523
|  | 803.0953 | 0.017714 | 802.8935 | 0.01612 | 630.4855 | 0.0050935 | 803.0953 | 0.0043609 | 802.8935 | 0.0084905 | 794.0465 | 0 | 802.8935 | 0.015852 | 803.0954 | 0.012007 | 792.2339 | -0.0083826 | 803.0954 | 0.0014828 | 803.0953 | 0.002704 | 803.0954 | 0.002089 | 792.4656 | -0.00087375 | 803.0953 | 0.005469 | 802.8935 | 0.0034368 | 940.0284 | 0.019331 | 939.6291 | 0.00047827 | 940.0284 | 4.1078 | 792.2339 | 0.020919
|  | 803.3331 | 0.011521 | 803.1313 | -0.027542 | 630.606 | 0.00024907 | 803.3331 | -0.011289 | 803.1313 | -0.077146 | 794.282 | 0 | 803.1313 | -0.027472 | 803.3331 | 0 | 792.4656 | -0.019534 | 803.3331 | 0 | 803.3331 | 0 | 803.3331 | 0 | 792.6973 | 0.018553 | 803.3331 | 0 | 803.1313 | -0.01629 | 940.1966 | 0.017006 | 939.798 | 0 | 940.1966 | 4.1171 | 792.4656 | 0.025342
|  | 803.5708 | 0.009998 | 803.3691 | 0.028126 | 630.7265 | 0.0093138 | 803.5708 | 0.025487 | 803.3691 | 0.027374 | 794.5175 | 0 | 803.3691 | 0.012852 | 803.5708 | 0.015638 | 792.6973 | 0.0093965 | 803.5708 | 0.0040693 | 803.5708 | 0.0022518 | 803.5708 | 0.0021954 | 792.9291 | 0.015268 | 803.5708 | 0.0089028 | 803.3691 | 0.01629 | 940.3648 | 0.016242 | 939.9669 | 0.00066945 | 940.3648 | 4.1237 | 792.6973 | 0.02055
|  | 803.8085 | -0.0161 | 803.6069 | -0.015843 | 630.847 | 0 | 803.8085 | -0.0081431 | 803.6069 | -0.050365 | 794.7529 | 0 | 803.6069 | -0.028479 | 803.8085 | 0 | 792.9291 | -0.0052549 | 803.8085 | 0 | 803.8085 | 0 | 803.8085 | 0 | 793.1609 | -0.0016139 | 803.8085 | 0 | 803.6069 | -0.012149 | 940.533 | 0.022142 | 940.1358 | 0 | 940.533 | 4.1342 | 792.9291 | 0.017832
|  | 804.0463 | 0.015148 | 803.8447 | 0.0028 | 630.9675 | 0.0067086 | 804.0463 | -0.0058409 | 803.8447 | 0.0015425 | 794.9884 | 0 | 803.8447 | 0.012996 | 804.0463 | 0.013239 | 793.1609 | -0.0070325 | 804.0463 | 0.0047506 | 804.0463 | 0.0024675 | 804.0463 | 0.0040835 | 793.3926 | 0.018586 | 804.0463 | 0.0089322 | 803.8447 | 0.013052 | 940.7012 | 0.012459 | 940.3047 | 0.00047827 | 940.7012 | 4.1396 | 793.1609 | 0.0229
|  | 804.284 | -0.01611 | 804.0825 | -0.016755 | 631.088 | 0 | 804.284 | -0.043208 | 804.0825 | -0.069627 | 795.2239 | 0 | 804.0825 | -0.024273 | 804.284 | 0 | 793.3926 | -0.019053 | 804.284 | 0 | 804.284 | 0 | 804.284 | 0 | 793.6244 | 0.0034132 | 804.284 | 0 | 804.0825 | -0.01146 | 940.8693 | 0.01954 | 940.4736 | 0 | 940.8693 | 4.1464 | 793.3926 | 0.01691
|  | 804.5218 | 0.014654 | 804.3204 | -0.0055617 | 631.2086 | 0.0084541 | 804.5218 | -0.0026322 | 804.3204 | 0.031564 | 795.4594 | 0 | 804.3204 | 0.012899 | 804.5218 | 0.018149 | 793.6244 | 0.00047896 | 804.5218 | 0.0016267 | 804.5218 | 0.0008813 | 804.5218 | 0.0015916 | 793.8562 | 0.048885 | 804.5218 | 0.0055557 | 804.3204 | 0.012833 | 941.0375 | 0.024607 | 940.6425 | 0.00086076 | 941.0375 | 4.1501 | 793.6244 | 0.016219
|  | 804.7595 | -0.023131 | 804.5582 | -0.025044 | 631.3291 | 0 | 804.7595 | -0.043133 | 804.5582 | -0.052387 | 795.6949 | 0 | 804.5582 | -0.025553 | 804.7595 | 0 | 793.8562 | -0.020408 | 804.7595 | 0 | 804.7595 | 0 | 804.7595 | 0 | 794.088 | -0.0064819 | 804.7595 | 0 | 804.5582 | -0.018013 | 941.2057 | 0.022524 | 940.8114 | 0 | 941.2057 | 4.1522 | 793.8562 | 0.022946
|  | 804.9973 | 0.02028 | 804.7961 | 0.012287 | 631.4497 | 0.0096004 | 804.9973 | -0.0075005 | 804.7961 | 0.022107 | 795.9304 | 0 | 804.7961 | 0.018381 | 804.9973 | 0.012158 | 794.088 | 0.025094 | 804.9973 | 0.0048633 | 804.9973 | 0.0015352 | 804.9973 | 0.0036362 | 794.3198 | 0.020334 | 804.9973 | 0.007058 | 804.7961 | 0.0077131 | 941.3739 | 0.020754 | 940.9803 | 0.00047827 | 941.3739 | 4.1516 | 794.088 | 0.020688
|  | 805.235 | -0.0065165 | 805.0339 | -0.015343 | 631.5702 | 0 | 805.235 | -0.036168 | 805.0339 | -0.062156 | 796.166 | 0 | 805.0339 | -0.026018 | 805.2351 | 0 | 794.3198 | -0.008506 | 805.2351 | 0 | 805.235 | 0 | 805.2351 | 0 | 794.5516 | 0.039278 | 805.2351 | 0 | 805.0339 | -0.013311 | 941.5421 | 0.017214 | 941.1492 | 0 | 941.5421 | 4.1531 | 794.3198 | 0.012763
|  | 805.4728 | 0.027789 | 805.2718 | 0.016208 | 631.6908 | 0.013183 | 805.4728 | 0.012178 | 805.2718 | 0.015393 | 796.4015 | 0 | 805.2718 | 0.017015 | 805.4729 | 0.01353 | 794.5516 | -0.014665 | 805.4729 | 0.0039238 | 805.4728 | 0.00386 | 805.4729 | 0.0045803 | 794.7834 | 0.027816 | 805.4728 | 0.0092762 | 805.2718 | 0.0088825 | 941.7103 | 0.016902 | 941.3181 | 0.00047827 | 941.7103 | 4.1537 | 794.5516 | 0.02267
|  | 805.7106 | 0.0068565 | 805.5096 | -0.0063862 | 631.8114 | 0 | 805.7106 | -0.015583 | 805.5096 | -0.032396 | 796.637 | 0 | 805.5096 | -0.025639 | 805.7107 | 0 | 794.7834 | -0.012381 | 805.7107 | 0 | 805.7106 | 0 | 805.7107 | 0 | 795.0153 | 0.012091 | 805.7106 | 0 | 805.5096 | -0.0064473 | 941.8785 | 0.020199 | 941.4871 | 0 | 941.8785 | 4.1602 | 794.7835 | 0.012855
|  | 805.9485 | 0.011977 | 805.7475 | -0.0099351 | 631.932 | 0.012036 | 805.9485 | 0.02842 | 805.7475 | -0.0088796 | 796.8726 | 0 | 805.7475 | 0.012533 | 805.9485 | 0.0076228 | 795.0153 | 0.015489 | 805.9485 | 0.0033414 | 805.9485 | 0.0014742 | 805.9485 | 0.0024251 | 795.2471 | 0.044059 | 805.9485 | 0.0073203 | 805.7475 | 0.015977 | 942.0467 | 0.015687 | 941.656 | 0.00086076 | 942.0467 | 4.1668 | 795.0153 | 0.019398
|  | 806.1863 | 0.012176 | 805.9854 | 0.0028675 | 632.0526 | 0 | 806.1863 | -0.007206 | 805.9854 | -0.06095 | 797.1082 | 0 | 805.9854 | -0.022841 | 806.1863 | 0 | 795.2471 | 0.0029444 | 806.1863 | 0 | 806.1863 | 0 | 806.1863 | 0 | 795.4789 | -0.015799 | 806.1863 | 0 | 805.9854 | -0.0045519 | 942.2149 | 0.012459 | 941.8249 | 0 | 942.2149 | 4.1811 | 795.2471 | 0.003569
|  | 806.4241 | 0.015139 | 806.2233 | 0.018752 | 632.1732 | 0.0081675 | 806.4241 | 0.011844 | 806.2233 | 0.021019 | 797.3437 | 0 | 806.2233 | 0.013286 | 806.4241 | 0.014974 | 795.4789 | -0.0039335 | 806.4241 | 0.0041679 | 806.4241 | 0.0023621 | 806.4241 | 0.0047148 | 795.7108 | 0.0049277 | 806.4241 | 0.0055694 | 806.2233 | 0.012488 | 942.3831 | 0.018811 | 941.9939 | 0.00066945 | 942.3831 | 4.1925 | 795.4789 | 0.022439
|  | 806.6619 | 0.013031 | 806.4612 | -0.017981 | 632.2938 | 0 | 806.6619 | -0.022773 | 806.4612 | -0.055932 | 797.5793 | 0 | 806.4612 | -0.033181 | 806.6619 | 0 | 795.7108 | -0.010371 | 806.6619 | 0 | 806.6619 | 0 | 806.6619 | 0 | 795.9426 | -0.00060255 | 806.6619 | 0 | 806.4612 | -0.019266 | 942.5513 | 0.020685 | 942.1628 | 0 | 942.5513 | 4.208 | 795.7107 | 0.014745
|  | 806.8998 | 0.011017 | 806.6991 | -0.0090264 | 632.4144 | 0.010818 | 806.8998 | 0.012006 | 806.6991 | 0.01881 | 797.8149 | 0 | 806.6991 | 0.010875 | 806.8998 | 0.019515 | 795.9426 | 0.014424 | 806.8998 | 0.0024022 | 806.8998 | 0.0022674 | 806.8998 | 0.0039036 | 796.1745 | 0.065531 | 806.8998 | 0.0081591 | 806.6991 | 0.0077667 | 942.7195 | 0.01659 | 942.3317 | 0.00047827 | 942.7195 | 4.2193 | 795.9426 | 0.019675
|  | 807.1376 | -0.016014 | 806.937 | -0.0091882 | 632.535 | 0 | 807.1376 | -0.014577 | 806.937 | -0.034604 | 798.0505 | 0 | 806.937 | -0.020609 | 807.1376 | 0 | 796.1745 | -0.016298 | 807.1376 | 0 | 807.1376 | 0 | 807.1376 | 0 | 796.4064 | -0.012262 | 807.1376 | 0 | 806.937 | -0.0075517 | 942.8877 | 0.017145 | 942.5007 | 0 | 942.8877 | 4.2333 | 796.1745 | 0.014883
|  | 807.3755 | 0.020852 | 807.1749 | -0.006475 | 632.6557 | 0.0050935 | 807.3755 | 0.01531 | 807.1749 | 0.0047229 | 798.2861 | 0 | 807.1749 | 0.012083 | 807.3755 | 0.011236 | 796.4064 | 0.022778 | 807.3755 | 0 | 807.3755 | 0.00063148 | 807.3755 | 0.0030514 | 796.6382 | 0.0028495 | 807.3755 | 0.0058102 | 807.1749 | 0.0091088 | 943.0559 | 0.021865 | 942.6696 | 0.00047827 | 943.0559 | 4.2453 | 796.4064 | 0.012118
|  | 807.6133 | -0.0075413 | 807.4129 | -0.035187 | 632.7763 | 0 | 807.6133 | -0.0018088 | 807.4129 | -0.035134 | 798.5217 | 0 | 807.4129 | -0.027564 | 807.6134 | 0 | 796.6382 | -0.0096037 | 807.6134 | 0 | 807.6133 | 0 | 807.6134 | 0 | 796.8701 | -0.028314 | 807.6133 | 0 | 807.4129 | -0.0177 | 943.2241 | 0.013466 | 942.8385 | 0 | 943.2241 | 4.2575 | 796.6382 | 0.021334
|  | 807.8512 | 0.012306 | 807.6508 | -0.004006 | 632.897 | 0.0077376 | 807.8512 | -0.0089981 | 807.6508 | 0.0062975 | 798.7573 | 0 | 807.6508 | 0.010946 | 807.8512 | 0.017903 | 796.8701 | 0.011304 | 807.8512 | 0 | 807.8512 | 0.00046029 | 807.8512 | 0.0025003 | 797.102 | 0.037805 | 807.8512 | 0.007134 | 807.6508 | -0.0015028 | 943.3923 | 0.022837 | 943.0075 | 0.00066945 | 943.3923 | 4.2646 | 796.8701 | 0.025434
|  | 808.0891 | -0.015491 | 807.8888 | -0.0065824 | 633.0177 | 0 | 808.0891 | -0.015258 | 807.8888 | -0.056036 | 798.9929 | 0 | 807.8888 | -0.024407 | 808.0891 | 0 | 797.102 | -0.0038316 | 808.0891 | 0 | 808.0891 | 0 | 808.0891 | 0 | 797.3339 | -0.00099659 | 808.0891 | 0 | 807.8888 | -0.018483 | 943.5605 | 0.024572 | 943.1764 | 0 | 943.5605 | 4.2716 | 797.102 | 0.016772
|  | 808.327 | -0.0051188 | 808.1267 | -0.0056986 | 633.1383 | 0.0083108 | 808.327 | 0.0022488 | 808.1267 | 0.0074643 | 799.2285 | 0 | 808.1267 | 0.012528 | 808.327 | 0.0083882 | 797.3339 | -0.0026725 | 808.327 | 0.00084366 | 808.327 | 0.00059763 | 808.327 | 0.0022207 | 797.5658 | 0.011297 | 808.327 | 0.0035556 | 808.1267 | 0.0069964 | 943.7287 | 0.013501 | 943.3454 | 0.00047827 | 943.7287 | 4.274 | 797.3339 | 0.022532
|  | 808.5649 | -0.01535 | 808.3647 | -0.021627 | 633.259 | 0 | 808.5649 | -0.0094204 | 808.3647 | -0.026549 | 799.4642 | 0 | 808.3647 | -0.023113 | 808.5649 | 0 | 797.5658 | -0.0054853 | 808.5649 | 0 | 808.5649 | 0 | 808.5649 | 0 | 797.7977 | -0.023918 | 808.5649 | 0 | 808.3647 | -0.014852 | 943.8969 | 0.015305 | 943.5143 | 0 | 943.8969 | 4.277 | 797.5658 | 0.015758
|  | 808.8028 | 0.012703 | 808.6027 | -0.0040168 | 633.3797 | 0.0014908 | 808.8028 | -0.0047117 | 808.6027 | -0.024981 | 799.6998 | 0 | 808.6027 | 0.015836 | 808.8028 | 0.019027 | 797.7977 | 0.012035 | 808.8028 | 0 | 808.8028 | 0.0018752 | 808.8028 | 0.0034363 | 798.0297 | -0.0071496 | 808.8028 | 0.0088955 | 808.6027 | 0.011157 | 944.0652 | 0.019401 | 943.6833 | 0.00066945 | 944.0652 | 4.2761 | 797.7977 | 0.020642
|  | 809.0407 | -0.021304 | 808.8406 | -0.058987 | 633.5004 | 0 | 809.0407 | -0.021811 | 808.8406 | -0.068219 | 799.9355 | 0 | 808.8406 | -0.027016 | 809.0407 | 0 | 798.0297 | -0.019848 | 809.0407 | 0 | 809.0407 | 0 | 809.0407 | 0 | 798.2616 | -0.019794 | 809.0407 | 0 | 808.8406 | -0.025845 | 944.2334 | 0.020303 | 943.8523 | 0 | 944.2334 | 4.2775 | 798.0297 | 0.017279
|  | 809.2787 | -5.4344e-05 | 809.0786 | -0.018339 | 633.6211 | 0 | 809.2787 | -0.012312 | 809.0786 | 0.019238 | 800.1711 | 0 | 809.0786 | 0.012247 | 809.2787 | 0.010951 | 798.2616 | 0.023415 | 809.2787 | 0.0012355 | 809.2787 | 0.00023835 | 809.2787 | 0.0018661 | 798.4935 | 0.043028 | 809.2787 | 0.0040189 | 809.0786 | 0.0099159 | 944.4016 | 0.010238 | 944.0212 | 0.0010521 | 944.4016 | 4.2768 | 798.2616 | 0.029673
|  | 809.5166 | -0.00060947 | 809.3166 | -0.031706 | 633.7418 | 0 | 809.5166 | -0.029172 | 809.3166 | -0.039735 | 800.4068 | 0 | 809.3166 | -0.026491 | 809.5166 | 0 | 798.4935 | 0.010375 | 809.5166 | 0 | 809.5166 | 0 | 809.5166 | 0 | 798.7255 | 0.00051983 | 809.5166 | 0 | 809.3166 | -0.0066724 | 944.5698 | 0.016763 | 944.1902 | 0 | 944.5698 | 4.2797 | 798.4935 | 0.01774
|  | 809.7545 | 0.009472 | 809.5546 | 0.026097 | 633.8625 | 0.0096004 | 809.7545 | 0.0038454 | 809.5546 | 0.027578 | 800.6425 | 0 | 809.5546 | 0.018421 | 809.7545 | 0.016616 | 798.7255 | 0.016414 | 809.7545 | 0.0033818 | 809.7545 | 0.0022683 | 809.7545 | 0.0039037 | 798.9574 | -0.013393 | 809.7545 | 0.011238 | 809.5546 | 0.012414 | 944.738 | 0.021969 | 944.3591 | 0.00086076 | 944.738 | 4.286 | 798.7255 | 0.013685
|  | 809.9925 | -0.009881 | 809.7926 | -0.024404 | 633.9833 | 0 | 809.9925 | -0.014466 | 809.7926 | -0.062182 | 800.8782 | 0 | 809.7926 | -0.025727 | 809.9925 | 0 | 798.9574 | -0.0042294 | 809.9925 | 0 | 809.9925 | 0 | 809.9925 | 0 | 799.1894 | 0.0098562 | 809.9925 | 0 | 809.7926 | -0.018013 | 944.9062 | 0.014334 | 944.5281 | 0 | 944.9062 | 4.3003 | 798.9574 | 0.015528
|  | 810.2305 | 0.036121 | 810.0307 | 0.042543 | 634.104 | 0.0043482 | 810.2305 | 0.0065693 | 810.0307 | 0.019585 | 801.1139 | 0 | 810.0307 | 0.019585 | 810.2304 | 0.016947 | 799.1894 | -0.0091288 | 810.2304 | 0.006483 | 810.2305 | 0.0032899 | 810.2304 | 0.003438 | 799.4213 | -0.0082627 | 810.2305 | 0.01076 | 810.0307 | 0.015184 | 945.0745 | 0.01836 | 944.6971 | 0.00047827 | 945.0745 | 4.3132 | 799.1894 | 0.020043
|  | 810.4684 | 0.0074231 | 810.2687 | -0.01712 | 634.2247 | 0 | 810.4684 | -0.016216 | 810.2687 | -0.045115 | 801.3496 | 0 | 810.2687 | -0.025691 | 810.4684 | 0 | 799.4213 | -0.01638 | 810.4684 | 0 | 810.4684 | 0 | 810.4684 | 0 | 799.6533 | 0.019011 | 810.4684 | 0 | 810.2687 | -0.013538 | 945.2427 | 0.021171 | 944.8661 | 0 | 945.2427 | 4.3278 | 799.4213 | 0.009031
|  | 810.7064 | 0.013289 | 810.5067 | 0.0027198 | 634.3455 | 0.0027331 | 810.7064 | -0.0026238 | 810.5067 | -0.0057843 | 801.5853 | 0 | 810.5067 | 0.01268 | 810.7064 | 0.017166 | 799.6533 | 0.003806 | 810.7064 | 0.0016017 | 810.7064 | 0.00026113 | 810.7064 | 0.0056181 | 799.8853 | 0.0097992 | 810.7064 | 0.006464 | 810.5067 | 0.0090195 | 945.4109 | 0.016173 | 945.035 | 0.00047827 | 945.4109 | 4.337 | 799.6533 | 0.022439
|  | 810.9444 | 0.0016665 | 810.7448 | -0.011447 | 634.4663 | 0 | 810.9444 | -0.036341 | 810.7448 | -0.052973 | 801.821 | 0 | 810.7448 | -0.026001 | 810.9444 | 0 | 799.8853 | 0.0059666 | 810.9444 | 0 | 810.9444 | 0 | 810.9444 | 0 | 800.1173 | 0.0055359 | 810.9444 | 0 | 810.7448 | -0.014753 | 945.5791 | 0.021032 | 945.204 | 0 | 945.5791 | 4.3469 | 799.8853 | 0.016726
|  | 811.1824 | 0.013371 | 810.9828 | -0.012612 | 634.587 | 0.0075944 | 811.1824 | -0.0013983 | 810.9828 | 0.011041 | 802.0568 | 0 | 810.9828 | 0.012359 | 811.1824 | 0.019716 | 800.1173 | -0.018031 | 811.1824 | 0.00083659 | 811.1824 | 0.00033033 | 811.1824 | 0 | 800.3493 | 0.033431 | 811.1824 | 0.010946 | 810.9828 | 0.0069281 | 945.7474 | 0.017527 | 945.373 | 0.00066945 | 945.7474 | 4.3485 | 800.1173 | 0.019905
|  | 811.4204 | -0.013718 | 811.2209 | -0.014046 | 634.7078 | 0 | 811.4204 | -0.044858 | 811.2209 | -0.040815 | 802.2925 | 0 | 811.2209 | -0.031158 | 811.4204 | 0 | 800.3493 | 0.010818 | 811.4204 | 0 | 811.4204 | 0 | 811.4204 | 0 | 800.5813 | 0 | 811.4204 | 0 | 811.2209 | -0.0099067 | 945.9156 | 0.013223 | 945.542 | 0 | 945.9156 | 4.3505 | 800.3493 | 0.012349
|  | 811.6584 | 0.013846 | 811.4589 | -0.013253 | 634.8286 | 0.014042 | 811.6584 | -0.022834 | 811.4589 | -0.019087 | 802.5283 | 0 | 811.4589 | 0.0094137 | 811.6584 | 0.0072066 | 800.5813 | 0.016144 | 811.6584 | 0.0026737 | 811.6584 | 0.00096862 | 811.6584 | 0.00029823 | 800.8134 | 0 | 811.6584 | 0.0060882 | 811.4589 | 0.0023118 | 946.0838 | 0.018186 | 945.711 | 0.00086076 | 946.0838 | 4.3453 | 800.5813 | 0.015067
|  | 811.8964 | -0.0086847 | 811.697 | -0.022438 | 634.9494 | 0 | 811.8964 | 0.00055351 | 811.697 | -0.035476 | 802.764 | 0 | 811.697 | -0.022045 | 811.8964 | 0 | 800.8134 | -0.033384 | 811.8964 | 0 | 811.8964 | 0 | 811.8964 | 0 | 801.0453 | 0 | 811.8964 | 0 | 811.697 | -0.0025763 | 946.2521 | 0.014472 | 945.88 | 0 | 946.2521 | 4.3419 | 800.8134 | 0.019352
|  | 812.1345 | 0.015722 | 811.9351 | -0.014428 | 635.0702 | 0.014042 | 812.1345 | -0.0065616 | 811.9351 | 0.0080276 | 802.9998 | 0 | 811.9351 | 0.012281 | 812.1344 | 0.019246 | 801.0453 | 0.025322 | 812.1344 | 0.0016705 | 812.1345 | 0.00039049 | 812.1344 | 0.00030328 | 801.2774 | 0 | 812.1345 | 0.0038091 | 811.9351 | 0.0032247 | 946.4203 | 0.017075 | 946.049 | 0.00047827 | 946.4203 | 4.3326 | 801.0453 | 0.016956
|  | 812.3725 | -0.012496 | 812.1732 | -0.021857 | 635.191 | 0 | 812.3725 | -0.040677 | 812.1732 | -0.055136 | 803.2356 | 0 | 812.1732 | -0.025148 | 812.3725 | 0 | 801.2774 | -0.012511 | 812.3725 | 0 | 812.3725 | 0 | 812.3725 | 0 | 801.5094 | 0 | 812.3725 | 0 | 812.1732 | -0.0057538 | 946.5885 | 0.017075 | 946.2179 | 0 | 946.5885 | 4.3274 | 801.2774 | 0.018891
|  | 812.6105 | 0.010048 | 812.4113 | -0.011897 | 635.3118 | 0.010818 | 812.6105 | 0.0047339 | 812.4113 | 0.0086127 | 803.4714 | 0 | 812.4113 | 0.012527 | 812.6105 | 0.002407 | 801.5094 | 0.0087819 | 812.6105 | 0.0031869 | 812.6105 | 0.001687 | 812.6105 | 0.003334 | 801.7415 | 0 | 812.6105 | 0.007356 | 812.4113 | 0.0036332 | 946.7568 | 0.016347 | 946.3869 | 0.00066945 | 946.7568 | 4.3208 | 801.5094 | 0.01539
|  | 812.8486 | 0.0020498 | 812.6494 | 0.0008165 | 635.4327 | 0 | 812.8486 | -0.0067183 | 812.6494 | -0.04816 | 803.7072 | 0 | 812.6494 | -0.02342 | 812.8486 | 0 | 801.7415 | -0.01674 | 812.8486 | 0 | 812.8486 | 0 | 812.8486 | 0 | 801.9735 | 0 | 812.8486 | 0 | 812.6494 | -0.013369 | 946.925 | 0.016347 | 946.556 | 0 | 946.925 | 4.32 | 801.7415 | 0.012072
|  | 813.0867 | -0.0058034 | 812.8875 | 0.025651 | 635.5535 | 0.0081675 | 813.0867 | -0.0045224 | 812.8875 | 0.022204 | 803.943 | 0 | 812.8875 | 0.016176 | 813.0866 | 0.021588 | 801.9735 | 0.010025 | 813.0866 | 0.0049145 | 813.0867 | 0.0033597 | 813.0866 | 0.0040132 | 802.2056 | 0 | 813.0867 | 0.0065003 | 812.8875 | 0.0073008 | 947.0932 | 0.016 | 946.725 | 0.00066945 | 947.0932 | 4.3155 | 801.9735 | 0.012026
|  | 813.3247 | -0.011378 | 813.1256 | -0.0023494 | 635.6744 | 0 | 813.3247 | -0.022146 | 813.1256 | -0.044963 | 804.1788 | 0 | 813.1256 | -0.029776 | 813.3247 | 0 | 802.2056 | -0.010954 | 813.3247 | 0 | 813.3247 | 0 | 813.3247 | 0 | 802.4376 | 0 | 813.3247 | 0 | 813.1256 | -0.019893 | 947.2615 | 0.016416 | 946.894 | 0 | 947.2615 | 4.3137 | 802.2056 | 0.010367
|  | 813.5628 | 0.012492 | 813.3638 | 0.022914 | 635.7952 | 0.0098153 | 813.5628 | 0.031293 | 813.3638 | 0.0006943 | 804.4146 | 0 | 813.3638 | 0.016813 | 813.5628 | 0.017652 | 802.4376 | 0.023501 | 813.5628 | 0.0032601 | 813.5628 | 0.0021073 | 813.5628 | 0.0061308 | 802.6697 | 0 | 813.5628 | 0.0070964 | 813.3638 | 0.0087578 | 947.4297 | 0.019054 | 947.063 | 0.00066945 | 947.4297 | 4.308 | 802.4376 | 0.014053
|  | 813.8009 | 0.010023 | 813.6019 | -0.028719 | 635.9161 | 0 | 813.8009 | -0.028809 | 813.6019 | -0.053044 | 804.6505 | 0 | 813.6019 | -0.024143 | 813.8009 | 0 | 802.6697 | -0.0031037 | 813.8009 | 0 | 813.8009 | 0 | 813.8009 | 0 | 802.9018 | 0 | 813.8009 | 0 | 813.6019 | -0.00945 | 947.598 | 0.02013 | 947.232 | 0 | 947.598 | 4.3081 | 802.6697 | 0.010552
|  | 814.039 | 0.01068 | 813.84 | 0.0024546 | 636.037 | 0.005342 | 814.039 | -0.0060933 | 813.84 | 0.010358 | 804.8862 | 0 | 813.84 | 0.014185 | 814.039 | 0.015564 | 802.9018 | 0.018914 | 814.039 | 0.0023894 | 814.039 | 0.0023785 | 814.039 | 0 | 803.1339 | 0 | 814.039 | 0.0053479 | 813.84 | 0.013303 | 947.7662 | 0.023114 | 947.401 | 0.00066945 | 947.7662 | 4.3079 | 802.9018 | 0.015297
|  | 814.2771 | -0.026967 | 814.0782 | -0.021796 | 636.1578 | 0 | 814.2771 | 0.0032464 | 814.0782 | -0.051366 | 805.1221 | 0 | 814.0782 | -0.029075 | 814.2771 | 0 | 803.1339 | -0.0089306 | 814.2771 | 0 | 814.2771 | 0 | 814.2771 | 0 | 803.366 | 0 | 814.2771 | 0 | 814.0782 | -0.010055 | 947.9345 | 0.020546 | 947.57 | 0 | 947.9345 | 4.3133 | 803.1339 | 0.016634
|  | 814.5152 | 0.025151 | 814.3164 | 0.032909 | 636.2787 | 0.013039 | 814.5152 | -0.0064662 | 814.3164 | 0.02551 | 805.358 | 0 | 814.3164 | 0.020328 | 814.5152 | 0.016172 | 803.366 | 0.0091967 | 814.5152 | 0.0032173 | 814.5152 | 0.0026627 | 814.5152 | 0.0045247 | 803.5981 | 0 | 814.5152 | 0.0089309 | 814.3164 | 0.014145 | 948.1027 | 0.025891 | 947.739 | 0.00066945 | 948.1027 | 4.3172 | 803.366 | 0.015712
|  | 814.7534 | -0.011266 | 814.5545 | -0.031281 | 636.3996 | 0 | 814.7534 | -0.035492 | 814.5545 | -0.052957 | 805.5938 | 0 | 814.5545 | -0.024936 | 814.7533 | 0 | 803.5981 | -0.025285 | 814.7533 | 0 | 814.7534 | 0 | 814.7533 | 0 | 803.8302 | 0 | 814.7534 | 0 | 814.5545 | -0.019579 | 948.271 | 0.020928 | 947.9081 | 0 | 948.271 | 4.3236 | 803.5981 | 0.016634
|  | 814.9915 | 0.0066581 | 814.7927 | 0.052591 | 636.5205 | 0.014902 | 814.9915 | 0.035916 | 814.7927 | 0.012853 | 805.8297 | 0 | 814.7927 | 0.017831 | 814.9915 | 0.020826 | 803.8302 | 0.0019641 | 814.9915 | 0.0071383 | 814.9915 | 0.0033939 | 814.9915 | 0.0042547 | 804.0623 | 0 | 814.9915 | 0.0078913 | 814.7927 | 0.013259 | 948.4392 | 0.016347 | 948.0771 | 0.00047827 | 948.4392 | 4.3265 | 803.8302 | 0.0093536
|  | 815.2296 | 0.012677 | 815.0309 | -0.015235 | 636.6414 | 0 | 815.2296 | -0.020309 | 815.0309 | -0.04048 | 806.0656 | 0 | 815.0309 | -0.026574 | 815.2296 | 0 | 804.0623 | -0.012023 | 815.2296 | 0 | 815.2296 | 0 | 815.2296 | 0 | 804.2945 | 0 | 815.2296 | 0 | 815.0309 | -0.010925 | 948.6075 | 0.016173 | 948.2461 | 0 | 948.6075 | 4.3302 | 804.0623 | 0.026494
|  | 815.4678 | 0.017947 | 815.2691 | 0.004244 | 636.7624 | 0.0044724 | 815.4678 | 0.0037437 | 815.2691 | 0.044865 | 806.3015 | 0 | 815.2691 | 0.01708 | 815.4678 | 0.017657 | 804.2945 | 0.016176 | 815.4678 | 0.0051345 | 815.4678 | 0.0014587 | 815.4678 | 0.002906 | 804.5266 | 0 | 815.4678 | 0.010235 | 815.2691 | 0.015561 | 948.7757 | 0.022038 | 948.4151 | 0.00066945 | 948.7757 | 4.3275 | 804.2945 | 0.01774
|  | 815.7059 | -0.011422 | 815.5073 | -0.010191 | 636.8833 | 0 | 815.7059 | -0.014662 | 815.5073 | -0.074976 | 806.5374 | 0 | 815.5073 | -0.024118 | 815.7059 | 0 | 804.5266 | 0.029764 | 815.7059 | 0 | 815.7059 | 0 | 815.7059 | 0 | 804.7587 | 0 | 815.7059 | 0 | 815.5073 | -0.012519 | 948.944 | 0.016485 | 948.5842 | 0 | 948.944 | 4.3295 | 804.5266 | 0.014745
|  | 815.9441 | 0.027155 | 815.7455 | 0.0087884 | 637.0042 | 0.013756 | 815.9441 | 0.011157 | 815.7455 | 0.010743 | 806.7733 | 0 | 815.7455 | 0.012985 | 815.9441 | 0.0053391 | 804.7587 | 0.014045 | 815.9441 | 0.0033209 | 815.9441 | 0.0017192 | 815.9441 | 0.0060988 | 804.9909 | 0 | 815.9441 | 0.0070876 | 815.7455 | 0.020363 | 949.1122 | 0.017284 | 948.7532 | 0.00066945 | 949.1122 | 4.3298 | 804.7587 | 0.025987
|  | 816.1823 | -0.0012734 | 815.9837 | -0.021846 | 637.1252 | 0 | 816.1823 | -0.038057 | 815.9837 | -0.024558 | 807.0092 | 0 | 815.9837 | -0.024157 | 816.1822 | 0 | 804.9909 | -0.02383 | 816.1822 | 0 | 816.1823 | 0 | 816.1822 | 0 | 805.2231 | 0 | 816.1822 | 0 | 815.9837 | -0.011357 | 949.2805 | 0.022455 | 948.9222 | 0 | 949.2805 | 4.334 | 804.9909 | 0.01092
|  | 816.4204 | 0.013128 | 816.2219 | -0.0046861 | 637.2461 | 0.010532 | 816.4204 | 0.00096977 | 816.2219 | -0.003651 | 807.2451 | 0 | 816.2219 | 0.010697 | 816.4204 | 0.012726 | 805.2231 | 0.026315 | 816.4204 | 0.0020698 | 816.4204 | 0.0014435 | 816.4204 | 0.0032764 | 805.4552 | 0 | 816.4204 | 0.0084417 | 816.2219 | 0.011315 | 949.4487 | 0.018498 | 949.0913 | 0.00066945 | 949.4487 | 4.3335 | 805.2231 | 0.028199
|  | 816.6586 | -0.016556 | 816.4601 | -0.02035 | 637.3671 | 0 | 816.6586 | -0.018513 | 816.4601 | -0.032909 | 807.481 | 0 | 816.4601 | -0.022423 | 816.6586 | 0 | 805.4552 | 0.00010334 | 816.6586 | 0 | 816.6586 | 0 | 816.6586 | 0 | 805.6874 | 0 | 816.6586 | 0 | 816.4601 | -0.011004 | 949.617 | 0.017631 | 949.2603 | 0 | 949.617 | 4.3378 | 805.4552 | 0.0229
|  | 816.8969 | 0.0080124 | 816.6984 | -0.026838 | 637.4881 | 0.0045966 | 816.8969 | -0.0088896 | 816.6984 | 0.0034611 | 807.7169 | 0 | 816.6984 | 0.008379 | 816.8968 | 0.0061811 | 805.6874 | 0.035419 | 816.8968 | 0 | 816.8969 | 0.00023529 | 816.8968 | 0.0042474 | 805.9196 | 0 | 816.8968 | 0.0063971 | 816.6984 | 0.0087874 | 949.7853 | 0.016173 | 949.4294 | 0.00066945 | 949.7853 | 4.3436 | 805.6874 | 0.017786
|  | 817.135 | -0.016122 | 816.9366 | 0.012667 | 637.6091 | 0 | 817.135 | -0.055466 | 816.9366 | -0.058686 | 807.9529 | 0 | 816.9366 | -0.024659 | 817.135 | 0 | 805.9196 | -0.010294 | 817.135 | 0 | 817.135 | 0 | 817.135 | 0 | 806.1518 | 0 | 817.135 | 0 | 816.9366 | -0.01245 | 949.9535 | 0.011904 | 949.5984 | 0 | 949.9535 | 4.3551 | 805.9196 | 0.016542
|  | 817.3732 | 0.025023 | 817.1749 | 0.0083265 | 637.7301 | 0.010818 | 817.3732 | 0.0066161 | 817.1749 | 0.011941 | 808.1888 | 0 | 817.1749 | 0.011693 | 817.3732 | 0.019258 | 806.1518 | -0.0061179 | 817.3732 | 0.0018684 | 817.3732 | 0.0022078 | 817.3732 | 0.0043842 | 806.384 | 0 | 817.3732 | 0.0047002 | 817.1749 | 0.016447 | 950.1218 | 0.018186 | 949.7675 | 0.00047827 | 950.1218 | 4.3632 | 806.1518 | 0.018569
|  | 817.6115 | 0.0037345 | 817.4131 | -0.048614 | 637.8511 | 0 | 817.6115 | -0.016389 | 817.4131 | -0.038663 | 808.4248 | 0 | 817.4131 | -0.023025 | 817.6115 | 0 | 806.384 | -0.023842 | 817.6115 | 0 | 817.6115 | 0 | 817.6115 | 0 | 806.6161 | 0 | 817.6114 | 0 | 817.4131 | -0.01723 | 950.2901 | 0.013431 | 949.9365 | 0 | 950.2901 | 4.372 | 806.384 | 0.011427
|  | 817.8497 | 0.012408 | 817.6514 | 0.013324 | 637.9721 | 0.0049693 | 817.8497 | -0.021101 | 817.6514 | 0.019456 | 808.6608 | 0 | 817.6514 | 0.017398 | 817.8497 | 0.027216 | 806.6161 | 0.030234 | 817.8497 | 0.0045651 | 817.8497 | 0.003566 | 817.8497 | 0.0021695 | 806.8484 | 0 | 817.8497 | 0.007682 | 817.6514 | 0.016447 | 950.4583 | 0.017874 | 950.1056 | 0.00028696 | 950.4583 | 4.3717 | 806.6161 | 0.010045
|  | 818.088 | -0.0092825 | 817.8897 | -0.02299 | 638.0931 | 0 | 818.088 | -0.028573 | 817.8897 | -0.037663 | 808.8967 | 0 | 817.8897 | -0.025606 | 818.0879 | 0 | 806.8484 | -0.00086207 | 818.0879 | 0 | 818.088 | 0 | 818.0879 | 0 | 807.0806 | 0 | 818.0879 | 0 | 817.8897 | -0.013404 | 950.6266 | 0.01954 | 950.2746 | 0 | 950.6266 | 4.3712 | 806.8484 | 0.018246
|  | 818.3262 | 0.025214 | 818.128 | 0.010756 | 638.2141 | 0.0060874 | 818.3262 | 0.011043 | 818.128 | 0.0010202 | 809.1327 | 0 | 818.128 | 0.017967 | 818.3262 | 0.0039201 | 807.0806 | 0.023824 | 818.3262 | 0.0025852 | 818.3262 | 0.0020256 | 818.3262 | 0.0043852 | 807.3128 | 0 | 818.3262 | 0.0043559 | 818.128 | 0.018013 | 950.7949 | 0.018325 | 950.4437 | 0.00066945 | 950.7949 | 4.3642 | 807.0806 | 0.01926
|  | 818.5645 | -0.024989 | 818.3663 | -0.020895 | 638.3352 | 0 | 818.5645 | -0.021136 | 818.3663 | -0.069932 | 809.3687 | 0 | 818.3663 | -0.020662 | 818.5645 | 0 | 807.3128 | -0.026162 | 818.5645 | 0 | 818.5645 | 0 | 818.5645 | 0 | 807.545 | 0 | 818.5644 | 0 | 818.3663 | -0.012418 | 950.9631 | 0.018984 | 950.6128 | 0 | 950.9631 | 4.3587 | 807.3128 | 0.0083399
|  | 818.8027 | 0.01215 | 818.6046 | -0.0020741 | 638.4562 | 0.011535 | 818.8027 | -0.020704 | 818.6046 | 0.0044681 | 809.6047 | 0 | 818.6046 | 0.016107 | 818.8027 | 0.012334 | 807.545 | 0.00038995 | 818.8027 | 0.0040448 | 818.8027 | 0.00048976 | 818.8027 | 0.0011499 | 807.7773 | 0 | 818.8027 | 0.0049753 | 818.6046 | 0.013136 | 951.1314 | 0.015757 | 950.7818 | 0.00066945 | 951.1314 | 4.3469 | 807.545 | 0.016403
|  | 819.041 | 0.00073314 | 818.8429 | -0.032135 | 638.5773 | 0 | 819.041 | -0.017777 | 818.8429 | -0.076401 | 809.8407 | 0 | 818.8429 | -0.025736 | 819.041 | 0 | 807.7773 | -0.038761 | 819.041 | 0 | 819.041 | 0 | 819.041 | 0 | 808.0096 | 0 | 819.041 | 0 | 818.8429 | -0.017073 | 951.2997 | 0.020615 | 950.9509 | 0 | 951.2997 | 4.3364 | 807.7773 | 0.017878
|  | 819.2793 | -0.0061706 | 819.0812 | 0.0096943 | 638.6983 | 0.0064601 | 819.2793 | -0.01864 | 819.0812 | 0.016763 | 810.0767 | 0 | 819.0812 | 0.019885 | 819.2793 | 0.017208 | 808.0096 | 0.018146 | 819.2793 | 0.0030512 | 819.2793 | 0.00081187 | 819.2793 | 0.0030655 | 808.2418 | 0 | 819.2793 | 0.0052559 | 819.0812 | -0.00035657 | 951.4679 | 0.019054 | 951.12 | 0.00066945 | 951.4679 | 4.3254 | 808.0096 | 0.014652
|  | 819.5176 | 0.022733 | 819.3195 | 0.0021279 | 638.8194 | 0 | 819.5176 | 0.015001 | 819.3195 | 0.013471 | 810.3127 | 0 | 819.3195 | 0.017738 | 819.5176 | 0.0072782 | 808.2418 | 0.0014421 | 819.5176 | 0.0034445 | 819.5176 | 0.00098969 | 819.5176 | 0.0045305 | 808.4741 | 0 | 819.5176 | 0.004903 | 819.3195 | 0.01723 | 951.6362 | 0.02183 | 951.289 | 0.00025508 | 951.6362 | 4.3185 | 808.2418 | 0.016588
|  | 819.7559 | -0.010076 | 819.5578 | -0.014322 | 638.9405 | 0.0084541 | 819.7559 | -0.016899 | 819.5578 | -0.046989 | 810.5488 | 0 | 819.5578 | -0.023557 | 819.7559 | 0 | 808.4741 | -0.0028976 | 819.7559 | 0 | 819.7559 | 0 | 819.7559 | 0 | 808.7064 | 0 | 819.7559 | 0 | 819.5578 | -0.012589 | 951.8045 | 0.015201 | 951.4581 | 0 | 951.8045 | 4.3138 | 808.4741 | 0.0082477
|  | 819.9942 | 0.010504 | 819.7962 | 0.010074 | 639.0616 | 0 | 819.9942 | 0.011787 | 819.7962 | 0.036448 | 810.7849 | 0 | 819.7962 | 0.016193 | 819.9942 | 0.004114 | 808.7064 | -0.022831 | 819.9942 | 0.00093745 | 819.9942 | 0.0013947 | 819.9942 | 0.003488 | 808.9387 | 0 | 819.9942 | 0.0073829 | 819.7962 | 0.010955 | 951.9728 | 0.019887 | 951.6272 | 0.00025508 | 951.9728 | 4.309 | 808.7064 | 0.023315
|  | 820.2325 | -0.0075714 | 820.0345 | -0.033907 | 639.1826 | 0.0073078 | 820.2325 | -0.027817 | 820.0345 | -0.039116 | 811.0209 | 0 | 820.0345 | -0.025094 | 820.2325 | 0 | 808.9387 | -0.00016729 | 820.2325 | 0 | 820.2325 | 0 | 820.2325 | 0 | 809.1709 | 0 | 820.2325 | 0 | 820.0345 | -0.014261 | 952.1411 | 0.013778 | 951.7963 | 9.5653e-05 | 952.1411 | 4.305 | 808.9387 | 0.015344
|  | 820.4708 | 0.013403 | 820.2729 | -0.0053525 | 639.3038 | 0 | 820.4708 | 0.015107 | 820.2729 | 0.0097909 | 811.257 | 0 | 820.2729 | 0.015155 | 820.4708 | 0.0074452 | 809.1709 | -0.0026792 | 820.4708 | 0.0016623 | 820.4708 | 0.00095825 | 820.4708 | 0.00075294 | 809.4032 | 0 | 820.4708 | 0.0077629 | 820.2729 | 0.001151 | 952.3093 | 0.015375 | 951.9653 | 6.3769e-05 | 952.3093 | 4.2957 | 809.1709 | 0.01949
|  | 820.7092 | -0.0046176 | 820.5112 | -0.036405 | 639.4249 | 0.01046 | 820.7092 | -0.043959 | 820.5112 | -0.060408 | 811.493 | 0 | 820.5112 | -0.028073 | 820.7092 | 0 | 809.4032 | -0.0095324 | 820.7092 | 0 | 820.7092 | 0 | 820.7092 | 0 | 809.6355 | 0 | 820.7092 | 0 | 820.5112 | -0.017543 | 952.4776 | 0.01659 | 952.1344 | 9.5653e-05 | 952.4776 | 4.2871 | 809.4032 | 0.0051145
|  | 820.9475 | 0.0057893 | 820.7496 | 0.027777 | 639.546 | 0 | 820.9475 | -0.0015126 | 820.7496 | 0.016924 | 811.7291 | 0 | 820.7496 | 0.013696 | 820.9475 | 0.01439 | 809.6355 | 0.030244 | 820.9475 | 0.0036787 | 820.9475 | 0.0029641 | 820.9475 | 0.00068 | 809.8678 | 0 | 820.9475 | 0.0091299 | 820.7496 | 0.018013 | 952.6459 | 0.020268 | 952.3035 | 0.00025508 | 952.6459 | 4.2744 | 809.6355 | 0.019997
|  | 821.1859 | 0.010033 | 820.988 | -0.039906 | 639.6671 | 0.012896 | 821.1859 | -0.013767 | 820.988 | -0.071228 | 811.9651 | 0 | 820.988 | -0.025641 | 821.1859 | 0 | 809.8678 | -0.0034796 | 821.1859 | 0 | 821.1859 | 0 | 821.1859 | 0 | 810.1002 | 0 | 821.1858 | 0 | 820.988 | -0.017387 | 952.8142 | 0.018984 | 952.4726 | 0.00028696 | 952.8142 | 4.2658 | 809.8678 | 0.015251
|  | 821.4242 | 0.0021223 | 821.2264 | 0.0056186 | 639.7882 | 0 | 821.4242 | 0.0037977 | 821.2264 | 0.027867 | 812.2013 | 0 | 821.2264 | 0.015249 | 821.4242 | 0.014796 | 810.1002 | 0.02819 | 821.4242 | 0.0042436 | 821.4242 | 0.00084182 | 821.4242 | 0.001362 | 810.3325 | 0 | 821.4242 | 0.006749 | 821.2264 | 0.0063471 | 952.9825 | 0.021726 | 952.6417 | 6.3769e-05 | 952.9825 | 4.2558 | 810.1002 | 0.010552
|  | 821.6626 | -0.0099321 | 821.4647 | -0.038113 | 639.9094 | 0.0065843 | 821.6626 | -0.02038 | 821.4647 | -0.062694 | 812.4374 | 0 | 821.4647 | -0.023624 | 821.6626 | 0 | 810.3325 | -0.0079194 | 821.6626 | 0 | 821.6626 | 0 | 821.6626 | 0 | 810.5648 | 0 | 821.6626 | 0 | 821.4647 | -0.015104 | 953.1508 | 0.012876 | 952.8108 | 0.00028696 | 953.1508 | 4.25 | 810.3325 | 0.0135
|  | 821.9009 | 0.00011083 | 821.7031 | -0.0036272 | 640.0305 | 0 | 821.9009 | 0.0012952 | 821.7031 | 0.020685 | 812.6735 | 0 | 821.7031 | 0.020507 | 821.901 | 0.0080147 | 810.5648 | 0.018178 | 821.901 | 0.0012849 | 821.9009 | 0.00084256 | 821.901 | 0.0017884 | 810.7971 | 0 | 821.9009 | 0.0093688 | 821.7032 | 0.0082176 | 953.3191 | 0.016832 | 952.9799 | 0 | 953.3191 | 4.2447 | 810.5648 | 0.014284
|  | 822.1393 | 0.0055835 | 821.9416 | -0.028641 | 640.1517 | 0.005342 | 822.1393 | -0.020312 | 821.9416 | -0.053661 | 812.9096 | 0 | 821.9416 | -0.027718 | 822.1394 | 0 | 810.7971 | 0.0019512 | 822.1394 | 0 | 822.1393 | 0 | 822.1394 | 0 | 811.0295 | 0 | 822.1393 | 0 | 821.9416 | -0.013554 | 953.4873 | 0.0087112 | 953.149 | 9.5653e-05 | 953.4873 | 4.2445 | 810.7971 | 0.0068194
|  | 822.3777 | 0.021501 | 822.18 | 0.02504 | 640.2729 | 0 | 822.3777 | -0.010491 | 822.18 | 0.041009 | 813.1458 | 0 | 822.18 | 0.015597 | 822.3777 | 0.016543 | 811.0295 | 0.012361 | 822.3777 | 0.0048667 | 822.3777 | 0.002074 | 822.3777 | 0.0039538 | 811.2618 | 0 | 822.3777 | 0.0084425 | 822.18 | 0.013703 | 953.6557 | 0.017457 | 953.3181 | 0.00044638 | 953.6557 | 4.2392 | 811.0295 | 0.018016
|  | 822.6161 | -0.0081719 | 822.4184 | -0.036127 | 640.3941 | 0.0075944 | 822.6161 | -0.040053 | 822.4184 | -0.035115 | 813.3818 | 0 | 822.4184 | -0.022425 | 822.6161 | 0 | 811.2618 | -0.002604 | 822.6161 | 0 | 822.6161 | 0 | 822.6161 | 0 | 811.4942 | 0 | 822.6161 | 0 | 822.4184 | -0.0069445 | 953.8239 | 0.019331 | 953.4872 | 0.00028696 | 953.8239 | 4.2347 | 811.2618 | 0.015251
|  | 822.8546 | 0.0090247 | 822.6568 | 0.019066 | 640.5153 | 0 | 822.8546 | 0.0058761 | 822.6568 | -0.010051 | 813.618 | 0 | 822.6568 | 0.014871 | 822.8546 | 0.009739 | 811.4942 | -0.002381 | 822.8546 | 0.0029445 | 822.8546 | 0.0020567 | 822.8546 | 0.0039132 | 811.7266 | 0 | 822.8546 | 0.007578 | 822.6568 | 0.011085 | 953.9922 | 0.018047 | 953.6563 | 0 | 953.9922 | 4.2254 | 811.4942 | 0.027922
|  | 823.093 | -0.0041975 | 822.8953 | -0.031812 | 640.6364 | 0.0096004 | 823.093 | -0.019927 | 822.8953 | -0.044212 | 813.8541 | 0 | 822.8953 | -0.026677 | 823.093 | 0 | 811.7266 | -0.034179 | 823.093 | 0 | 823.093 | 0 | 823.093 | 0 | 811.9589 | 0 | 823.093 | 0 | 822.8953 | -0.0022401 | 954.1605 | 0.017804 | 953.8254 | 9.5653e-05 | 954.1605 | 4.2196 | 811.7266 | 0.014929
|  | 823.3314 | 0.010773 | 823.1337 | -0.00048212 | 640.7577 | 0 | 823.3314 | 0.02871 | 823.1337 | 0.021408 | 814.0903 | 0 | 823.1337 | 0.016694 | 823.3314 | 0.018643 | 811.9589 | 0.011878 | 823.3314 | 0.0031343 | 823.3314 | 0.0022902 | 823.3314 | 0.0072404 | 812.1913 | 0 | 823.3314 | 0.0061315 | 823.1337 | 0.014325 | 954.3288 | 0.017388 | 953.9945 | 6.3769e-05 | 954.3288 | 4.2084 | 811.9589 | 0.021149
|  | 823.5698 | -0.014402 | 823.3722 | -0.031148 | 640.8789 | 0.00074539 | 823.5698 | -0.021342 | 823.3722 | -0.031562 | 814.3265 | 0 | 823.3722 | -0.027051 | 823.5698 | 0 | 812.1913 | -0.01057 | 823.5698 | 0 | 823.5698 | 0 | 823.5698 | 0 | 812.4237 | 0 | 823.5698 | 0 | 823.3722 | -0.017543 | 954.4971 | 0.015305 | 954.1637 | 0.00028696 | 954.4971 | 4.1977 | 812.1914 | 0.013132
|  | 823.8083 | 0.010891 | 823.6106 | -0.0025371 | 641.0001 | 0 | 823.8083 | 0.018234 | 823.6106 | -0.0051168 | 814.5627 | 0 | 823.6106 | 0.016075 | 823.8083 | 0.017173 | 812.4237 | 0.013374 | 823.8083 | 0.0029611 | 823.8083 | 0.0011436 | 823.8083 | 0.0020507 | 812.6561 | 0 | 823.8083 | 0.0071212 | 823.6106 | 0.015407 | 954.6654 | 0.025197 | 954.3328 | 0 | 954.6654 | 4.1848 | 812.4237 | 0.021933
|  | 824.0468 | -0.0014381 | 823.8491 | -0.035575 | 641.1213 | 0.0067086 | 824.0468 | -0.041471 | 823.8491 | -0.056141 | 814.7988 | 0 | 823.8491 | -0.029189 | 824.0467 | 0 | 812.6561 | 0.0067046 | 824.0467 | 0 | 824.0468 | 0 | 824.0467 | 0 | 812.8885 | 0 | 824.0467 | 0 | 823.8491 | -0.025845 | 954.8337 | 0.012633 | 954.5019 | 9.5653e-05 | 954.8337 | 4.1754 | 812.6561 | 0.01092
|  | 824.2852 | 0.046824 | 824.0876 | 0.029792 | 641.2426 | 0 | 824.2852 | 0.0029075 | 824.0876 | -0.010743 | 815.035 | 0 | 824.0876 | 0.020389 | 824.2852 | 0.011295 | 812.8885 | -0.0096419 | 824.2852 | 0.0049916 | 824.2852 | 0.0040524 | 824.2852 | 0.0066236 | 813.121 | 0 | 824.2852 | 0.010693 | 824.0876 | 0.010714 | 955.002 | 0.020372 | 954.671 | 6.3769e-05 | 955.002 | 4.1644 | 812.8886 | 0.011934
|  | 824.5237 | -0.014778 | 824.326 | -0.0057935 | 641.3638 | 0.0074511 | 824.5237 | -0.024626 | 824.326 | -0.025816 | 815.2712 | 0 | 824.326 | -0.026261 | 824.5237 | 0 | 813.121 | -0.033141 | 824.5237 | 0 | 824.5237 | 0 | 824.5237 | 0 | 813.3534 | 0 | 824.5237 | 0 | 824.326 | -0.011211 | 955.1703 | 0.015618 | 954.8401 | 0.00028696 | 955.1703 | 4.1537 | 813.121 | 0.014791
|  | 824.7621 | 0.0052336 | 824.5645 | 0.014614 | 641.4851 | 0 | 824.7621 | 0.0078704 | 824.5645 | 0.050362 | 815.5074 | 0 | 824.5645 | 0.015695 | 824.7621 | 0.018669 | 813.3534 | 0.0039484 | 824.7621 | 0.0039171 | 824.7621 | 0.0020536 | 824.7621 | 0.0030874 | 813.5858 | 0 | 824.7622 | 0.0080614 | 824.5645 | 0.01629 | 955.3386 | 0.020199 | 955.0093 | 0 | 955.3386 | 4.138 | 813.3534 | 0.013823
|  | 825.0006 | 0.001108 | 824.803 | -0.019901 | 641.6064 | 0.0048451 | 825.0006 | -0.021628 | 824.803 | -0.044011 | 815.7437 | 0 | 824.803 | -0.024348 | 825.0006 | 0 | 813.5858 | -0.020868 | 825.0006 | 0 | 825.0006 | 0 | 825.0006 | 0 | 813.8182 | 0 | 825.0006 | 0 | 824.803 | -0.013804 | 955.5069 | 0.015201 | 955.1784 | 9.5653e-05 | 955.5069 | 4.1248 | 813.5858 | 0.0018483
|  | 825.2391 | 0.027504 | 825.0415 | 0.0035434 | 641.7276 | 0 | 825.2391 | 0.0020967 | 825.0415 | 0.023389 | 815.9799 | 0 | 825.0415 | 0.016105 | 825.2391 | 0.0086874 | 813.8182 | 0.0019133 | 825.2391 | 0.0022509 | 825.2391 | 0.0013422 | 825.2391 | 0.0040115 | 814.0507 | 0 | 825.2391 | 0.0047173 | 825.0415 | 0.0013726 | 955.6753 | 0.01652 | 955.3475 | 6.3769e-05 | 955.6753 | 4.1114 | 813.8182 | 0.015989
|  | 825.4776 | -0.013812 | 825.2801 | -0.032964 | 641.8489 | 0.0089556 | 825.4776 | -0.0053003 | 825.2801 | -0.063853 | 816.2161 | 0 | 825.2801 | -0.028377 | 825.4776 | 0 | 814.0507 | -0.022168 | 825.4776 | 0 | 825.4776 | 0 | 825.4776 | 0 | 814.2831 | 0 | 825.4776 | 0 | 825.28 | -0.0096426 | 955.8436 | 0.012494 | 955.5167 | 0.00028696 | 955.8436 | 4.1035 | 814.0507 | 0.008432
|  | 825.7161 | 0.025424 | 825.5186 | -0.010435 | 641.9702 | 0 | 825.7161 | -0.010766 | 825.5186 | 0.026432 | 816.4523 | 0 | 825.5186 | 0.018862 | 825.7161 | 0.013672 | 814.2831 | 0.057072 | 825.7161 | 0.0039194 | 825.7161 | 0.00050272 | 825.7161 | 0.0018907 | 814.5156 | 0 | 825.7161 | 0.0055676 | 825.5186 | 0.006546 | 956.0119 | 0.02183 | 955.6858 | 0 | 956.0119 | 4.0979 | 814.2831 | 0.014007
|  | 825.9547 | -0.0018756 | 825.7571 | -0.015447 | 642.0915 | 0.010532 | 825.9547 | -0.025578 | 825.7571 | -0.025359 | 816.6886 | 0 | 825.7571 | -0.026096 | 825.9547 | 0 | 814.5156 | -0.0065892 | 825.9547 | 0 | 825.9547 | 0 | 825.9547 | 0 | 814.748 | 0 | 825.9547 | 0 | 825.7571 | -0.012555 | 956.1802 | 0.015548 | 955.855 | 9.5653e-05 | 956.1802 | 4.0961 | 814.5156 | 0.019076
|  | 826.1932 | 0.016677 | 825.9956 | 0.0045867 | 642.2128 | 0 | 826.1932 | -0.014502 | 825.9956 | 0.029209 | 816.9249 | 0 | 825.9956 | 0.019776 | 826.1932 | 0.0025337 | 814.748 | 0.036632 | 826.1932 | 0.0034746 | 826.1932 | 0.0015756 | 826.1932 | 0.0032662 | 814.9805 | 0 | 826.1932 | 0.0089653 | 825.9956 | 0.0089641 | 956.3485 | 0.019401 | 956.0241 | 6.3769e-05 | 956.3485 | 4.0953 | 814.7481 | 0.019951
|  | 826.4317 | 0.012758 | 826.2342 | -0.030361 | 642.3341 | 0.0098153 | 826.4317 | -0.021431 | 826.2342 | -0.074601 | 817.1611 | 0 | 826.2342 | -0.030636 | 826.4317 | 0 | 814.9805 | -0.017566 | 826.4317 | 0 | 826.4317 | 0 | 826.4317 | 0 | 815.213 | 0 | 826.4317 | 0 | 826.2342 | -0.010175 | 956.5168 | 0.01659 | 956.1933 | 0 | 956.5168 | 4.0929 | 814.9805 | 0.013086
|  | 826.6703 | 0.0078555 | 826.4727 | -0.0055079 | 642.4555 | 0 | 826.6703 | 0.010555 | 826.4727 | -0.0025986 | 817.3974 | 0 | 826.4727 | 0.015321 | 826.6703 | 0.0032811 | 815.213 | 0.016601 | 826.6703 | 0.0033669 | 826.6703 | 0.00035167 | 826.6703 | 0.00083132 | 815.4455 | 0 | 826.6703 | 0.0052982 | 826.4727 | 0.017073 | 956.6851 | 0.01829 | 956.3624 | 0 | 956.6851 | 4.0812 | 815.213 | 0.022439
|  | 826.9088 | -0.012154 | 826.7113 | -0.048698 | 642.5768 | 0.0088123 | 826.9088 | -0.01278 | 826.7113 | -0.047461 | 817.6337 | 0 | 826.7113 | -0.026669 | 826.9088 | 0 | 815.4455 | -0.024387 | 826.9088 | 0 | 826.9088 | 0 | 826.9088 | 0 | 815.678 | 0 | 826.9088 | 0 | 826.7113 | -0.0076329 | 956.8534 | 0.016485 | 956.5316 | 0.00028696 | 956.8534 | 4.0639 | 815.4455 | 0.011842
|  | 827.1474 | -0.0012826 | 826.9499 | 0.016968 | 642.6982 | 0 | 827.1474 | -0.012024 | 826.9499 | -0.0034695 | 817.87 | 0 | 826.9499 | 0.017559 | 827.1474 | 0.0090146 | 815.678 | 0.027239 | 827.1474 | 0.0034718 | 827.1474 | 0.0020284 | 827.1474 | 0.0033124 | 815.9105 | 0 | 827.1474 | 0.008771 | 826.9499 | 0.0049618 | 957.0217 | 0.014577 | 956.7007 | 0.00025508 | 957.0217 | 4.0403 | 815.678 | 0.01668
|  | 827.3859 | -0.002098 | 827.1884 | -0.0073286 | 642.8195 | 0.0063359 | 827.3859 | -0.012304 | 827.1884 | -0.049269 | 818.1063 | 0 | 827.1884 | -0.023092 | 827.386 | 0 | 815.9105 | -0.011978 | 827.386 | 0 | 827.3859 | 0 | 827.386 | 0 | 816.143 | 0 | 827.3859 | 0 | 827.1884 | -0.0069487 | 957.1901 | 0.02544 | 956.8699 | 0 | 957.1901 | 4.0192 | 815.9105 | 0.013408
|  | 827.6245 | 0.0041478 | 827.427 | 0.016336 | 642.9409 | 0 | 827.6245 | -0.0013433 | 827.427 | 0.0031232 | 818.3426 | 0 | 827.427 | 0.012583 | 827.6245 | 0.0088189 | 816.143 | 0.071353 | 827.6245 | 0.0033893 | 827.6245 | 0.0018425 | 827.6245 | 0.00075667 | 816.3755 | 0 | 827.6245 | 0.0061044 | 827.427 | 0.0047786 | 957.3584 | 0.018186 | 957.039 | 0.00025508 | 957.3584 | 3.9974 | 816.143 | 0.019168
|  | 827.8631 | -0.029468 | 827.6656 | -0.025407 | 643.0622 | 0.016263 | 827.8631 | -0.026174 | 827.6656 | -0.014064 | 818.5789 | 0 | 827.6656 | -0.025194 | 827.8631 | 0 | 816.3755 | -0.0025484 | 827.8631 | 0 | 827.8631 | 0 | 827.8631 | 0 | 816.608 | 0 | 827.8631 | 0 | 827.6656 | -0.0091508 | 957.5267 | 0.013501 | 957.2082 | 9.5653e-05 | 957.5267 | 3.979 | 816.3755 | 0.015896
|  | 828.1017 | 0.01853 | 827.9042 | -0.045567 | 643.1836 | 0 | 828.1017 | 0.021531 | 827.9042 | 0.0053403 | 818.8152 | 0 | 827.9042 | 0.017162 | 828.1017 | 0.018136 | 816.608 | 0.009841 | 828.1017 | 0 | 828.1017 | 0 | 828.1017 | 0.0031037 | 816.8406 | 0 | 828.1017 | 0.0050735 | 827.9042 | -0.0012789 | 957.695 | 0.018672 | 957.3773 | 6.3769e-05 | 957.695 | 3.9595 | 816.608 | 0.025711
|  | 828.3403 | -0.013432 | 828.1428 | -0.0063708 | 643.305 | 0.0069571 | 828.3403 | -0.020969 | 828.1428 | -0.024155 | 819.0516 | 0 | 828.1428 | -0.025218 | 828.3403 | 0 | 816.8406 | 0.0028238 | 828.3403 | 0 | 828.3403 | 0 | 828.3403 | 0 | 817.0731 | 0 | 828.3403 | 0 | 828.1428 | -0.0052373 | 957.8634 | 0.01659 | 957.5465 | 0 | 957.8634 | 3.9428 | 816.8406 | 0.0023047
|  | 828.5789 | -0.0021957 | 828.3814 | -0.00034523 | 643.4264 | 0 | 828.5789 | 0.0063478 | 828.3814 | 0.0062748 | 819.2879 | 0 | 828.3814 | 0.012261 | 828.5789 | 0.0074353 | 817.0731 | -0.005753 | 828.5789 | 0.0032415 | 828.5789 | 0.00049846 | 828.5789 | 0.0027164 | 817.3057 | 0 | 828.5789 | 0.005673 | 828.3814 | 0.0054196 | 958.0317 | 0.02006 | 957.7157 | 0 | 958.0317 | 3.9209 | 817.0731 | 0.02396
|  | 828.8176 | -0.014382 | 828.62 | -0.022847 | 643.5478 | 0.0068328 | 828.8176 | -0.040008 | 828.62 | -0.024771 | 819.5242 | 0 | 828.62 | -0.026503 | 828.8175 | 0 | 817.3057 | 0.0058883 | 828.8175 | 0 | 828.8176 | 0 | 828.8175 | 0 | 817.5383 | 0 | 828.8176 | 0 | 828.62 | -0.0075648 | 958.2 | 0.015062 | 957.8849 | 0 | 958.2 | 3.9035 | 817.3057 | 0.014284
|  | 829.0562 | 0.024934 | 828.8587 | 0.00050239 | 643.6692 | 0 | 829.0562 | 0.0066474 | 828.8587 | 0.0052868 | 819.7606 | 0 | 828.8587 | 0.015943 | 829.0562 | 0.0048301 | 817.5383 | 0.026314 | 829.0562 | 0.0019951 | 829.0562 | 0.0017763 | 829.0562 | 0.00067117 | 817.7708 | 0 | 829.0562 | 0.0027037 | 828.8587 | 0.0035997 | 958.3683 | 0.01777 | 958.054 | 0 | 958.3683 | 3.884 | 817.5383 | 0.0088467
|  | 829.2948 | -0.012396 | 829.0973 | 0.0053657 | 643.7907 | 0.0013665 | 829.2948 | -0.031698 | 829.0973 | -0.046994 | 819.9969 | 0 | 829.0973 | -0.025296 | 829.2948 | 0 | 817.7708 | -0.015441 | 829.2948 | 0 | 829.2948 | 0 | 829.2948 | 0 | 818.0034 | 0 | 829.2948 | 0 | 829.0973 | -0.00783 | 958.5367 | 0.018741 | 958.2232 | 9.5653e-05 | 958.5367 | 3.8671 | 817.7708 | 0.017371
|  | 829.5334 | 0.014259 | 829.3359 | -0.0060673 | 643.9121 | 0 | 829.5334 | 0.018023 | 829.3359 | 0.037378 | 820.2333 | 0 | 829.3359 | 0.012224 | 829.5335 | 0.0223 | 818.0034 | 0.032809 | 829.5335 | 0.00070404 | 829.5334 | 0.00041268 | 829.5335 | 0.0018456 | 818.236 | 0 | 829.5335 | 0.0060326 | 829.3359 | 0.0040933 | 958.705 | 0.021726 | 958.3924 | 0 | 958.705 | 3.8472 | 818.0034 | 0.011703
|  | 829.7721 | -0.0075452 | 829.5746 | -0.04075 | 644.0335 | 0.0070813 | 829.7721 | -0.013622 | 829.5746 | -0.03804 | 820.4697 | 0 | 829.5746 | -0.028271 | 829.7721 | 0 | 818.236 | -0.0096474 | 829.7721 | 0 | 829.7721 | 0 | 829.7721 | 0 | 818.4686 | 0 | 829.7721 | 0 | 829.5746 | -0.0062996 | 958.8733 | 0.012945 | 958.5616 | 0.00028696 | 958.8733 | 3.8321 | 818.236 | 0.015344
|  | 830.0107 | 0.012416 | 829.8132 | -0.0061377 | 644.155 | 0 | 830.0107 | -0.0010485 | 829.8132 | 0.027955 | 820.7061 | 0 | 829.8132 | 0.020167 | 830.0108 | 0.014018 | 818.4686 | 0.008178 | 830.0108 | 0.0027243 | 830.0107 | 0.00056109 | 830.0108 | 0.0022375 | 818.7011 | 0 | 830.0107 | 0.0015101 | 829.8132 | 0.0073608 | 959.0417 | 0.019227 | 958.7307 | 6.3769e-05 | 959.0417 | 3.8161 | 818.4686 | 0.020458
|  | 830.2495 | -0.014565 | 830.0519 | -0.016538 | 644.2764 | 0.0057147 | 830.2495 | -0.014861 | 830.0519 | -0.039612 | 820.9425 | 0 | 830.0519 | -0.02158 | 830.2494 | 0 | 818.7011 | -0.013788 | 830.2494 | 0 | 830.2495 | 0 | 830.2494 | 0 | 818.9337 | 0 | 830.2495 | 0 | 830.0519 | -0.021459 | 959.21 | 0.012147 | 958.8999 | 0.00028696 | 959.21 | 3.8047 | 818.7011 | 0.011104
|  | 830.4881 | 0.01667 | 830.2906 | -0.01416 | 644.3979 | 0 | 830.4881 | 0.017517 | 830.2906 | 0.039489 | 821.1789 | 0 | 830.2906 | 0.017339 | 830.4881 | 0.012466 | 818.9337 | 0.023535 | 830.4881 | 0.0044394 | 830.4881 | 0.00080334 | 830.4881 | 0.0032789 | 819.1663 | 0 | 830.4881 | 0.0036062 | 830.2906 | 0.0098839 | 959.3783 | 0.018498 | 959.0691 | 0.00025508 | 959.3783 | 3.7876 | 818.9337 | 0.012901
|  | 830.7268 | -0.020905 | 830.5293 | -0.030274 | 644.5194 | 0.0064601 | 830.7268 | -0.020648 | 830.5293 | -0.038947 | 821.4153 | 0 | 830.5293 | -0.02609 | 830.7268 | 0 | 819.1663 | 0.033233 | 830.7268 | 0 | 830.7268 | 0 | 830.7268 | 0 | 819.399 | 0 | 830.7268 | 0 | 830.5293 | -0.01817 | 959.5466 | 0.017388 | 959.2383 | 9.5653e-05 | 959.5466 | 3.7727 | 819.1663 | 0.01092
|  | 830.9655 | -0.0046869 | 830.7679 | -0.029855 | 644.6409 | 0 | 830.9655 | 0.0063111 | 830.7679 | 0.013492 | 821.6517 | 0 | 830.7679 | 0.013358 | 830.9655 | 0.013656 | 819.399 | 0.021257 | 830.9655 | 0.00098303 | 830.9655 | 0.0014001 | 830.9655 | 0.0043731 | 819.6316 | 0 | 830.9655 | 0.0056274 | 830.768 | 0.0030884 | 959.715 | 0.02478 | 959.4075 | 6.3769e-05 | 959.715 | 3.7521 | 819.399 | 0.024743
|  | 831.2042 | -0.016324 | 831.0066 | 0.024427 | 644.7624 | 0.0088123 | 831.2042 | -0.02872 | 831.0066 | -0.042936 | 821.8882 | 0 | 831.0066 | -0.021669 | 831.2042 | 0 | 819.6316 | -0.0040435 | 831.2042 | 0 | 831.2042 | 0 | 831.2042 | 0 | 819.8642 | 0 | 831.2042 | 0 | 831.0066 | -0.0057699 | 959.8833 | 0.021552 | 959.5767 | 9.5653e-05 | 959.8833 | 3.74 | 819.6316 | 0.006635
|  | 831.4429 | 0.026537 | 831.2453 | 0.012397 | 644.8839 | 0 | 831.4429 | -0.0086045 | 831.2453 | 0.029131 | 822.1246 | 0 | 831.2453 | 0.01279 | 831.4429 | 0.011975 | 819.8642 | 0.0028031 | 831.4429 | 0.0039735 | 831.4429 | 0.0006098 | 831.4429 | 0.0028071 | 820.0969 | 0 | 831.4429 | 0.0066137 | 831.2453 | 0.012078 | 960.0517 | 0.023982 | 959.7459 | 6.3769e-05 | 960.0517 | 3.7265 | 819.8642 | 0.023315
|  | 831.6816 | 0.0060586 | 831.4841 | -0.028853 | 645.0054 | 0.0078093 | 831.6816 | -0.0096407 | 831.4841 | -0.056645 | 822.3611 | 0 | 831.4841 | -0.02943 | 831.6816 | 0 | 820.0969 | -0.012399 | 831.6816 | 0 | 831.6816 | 0 | 831.6816 | 0 | 820.3295 | 0 | 831.6816 | 0 | 831.4841 | -0.01911 | 960.22 | 0.020268 | 959.9151 | 9.5653e-05 | 960.22 | 3.7145 | 820.0969 | 0.0024701
|  | 831.9203 | 0.02604 | 831.7228 | 0.020378 | 645.1269 | 0 | 831.9203 | -0.00084493 | 831.7228 | 0.0043592 | 822.5975 | 0 | 831.7228 | 0.013023 | 831.9204 | 0.023488 | 820.3295 | -0.024791 | 831.9204 | 0.0031073 | 831.9203 | 0.0020068 | 831.9204 | 0.0013611 | 820.5621 | 0 | 831.9203 | 0.007352 | 831.7228 | 0.0084583 | 960.3883 | 0.020615 | 960.0843 | 6.3769e-05 | 960.3883 | 3.6897 | 820.3295 | 0.01539
|  | 832.1591 | 0.01212 | 831.9615 | -0.011164 | 645.2484 | 0.0027331 | 832.1591 | -0.020924 | 831.9615 | -0.046679 | 822.834 | 0 | 831.9615 | -0.026439 | 832.1591 | 0 | 820.5621 | -0.030792 | 832.1591 | 0 | 832.1591 | 0 | 832.1591 | 0 | 820.7948 | 0 | 832.1591 | 0 | 831.9615 | -0.0058522 | 960.5567 | 0.021344 | 960.2535 | 0 | 960.5567 | 3.6638 | 820.5621 | 0.017509
|  | 832.3978 | 0.008493 | 832.2002 | 0.002417 | 645.37 | 0 | 832.3978 | -0.007635 | 832.2002 | -0.028624 | 823.0705 | 0 | 832.2002 | 0.011991 | 832.3978 | 0.02171 | 820.7948 | 0.022414 | 832.3978 | 0.0024534 | 832.3978 | 0.0022792 | 832.3978 | 0.0032562 | 821.0275 | 0 | 832.3978 | 0.0060373 | 832.2002 | 0.019423 | 960.725 | 0.019262 | 960.4227 | 0.00025508 | 960.725 | 3.6365 | 820.7948 | 0.021057
|  | 832.6366 | -0.0018119 | 832.439 | -0.035753 | 645.4915 | 0.0072361 | 832.6366 | -0.0097467 | 832.439 | -0.069597 | 823.3069 | 0 | 832.439 | -0.024526 | 832.6366 | 0 | 821.0275 | -0.0043582 | 832.6366 | 0 | 832.6366 | 0 | 832.6366 | 0 | 821.2601 | 0 | 832.6366 | 0 | 832.439 | -0.0092003 | 960.8934 | 0.019331 | 960.5919 | 0.00028696 | 960.8934 | 3.6156 | 821.0275 | 0.012671
|  | 832.8754 | 0.0072691 | 832.6777 | -0.00090248 | 645.6131 | 0 | 832.8754 | -0.0018898 | 832.6777 | 0.016742 | 823.5435 | 0 | 832.6777 | 0.011787 | 832.8753 | 0.015113 | 821.2601 | 0.021216 | 832.8753 | 0.0020883 | 832.8754 | 0.0014308 | 832.8753 | 0.0030154 | 821.4928 | 0 | 832.8754 | 0.0076042 | 832.6777 | 0.0080218 | 961.0617 | 0.026793 | 960.7612 | 0 | 961.0617 | 3.5931 | 821.2601 | 0.023453
|  | 833.1141 | -0.01898 | 832.9165 | -0.026363 | 645.7346 | 0.014186 | 833.1141 | -0.02292 | 832.9165 | -0.042424 | 823.7799 | 0 | 832.9165 | -0.029925 | 833.1141 | 0 | 821.4928 | 0.002199 | 833.1141 | 0 | 833.1141 | 0 | 833.1141 | 0 | 821.7255 | 0 | 833.1141 | 0 | 832.9165 | -0.010048 | 961.2301 | 0.013015 | 960.9304 | 9.5653e-05 | 961.2301 | 3.5717 | 821.4928 | 0.011842
|  | 833.3529 | 0.002936 | 833.1552 | 0.017304 | 645.8562 | 0 | 833.3529 | -0.0037084 | 833.1552 | 0.01243 | 824.0164 | 0 | 833.1552 | 0.016505 | 833.3529 | 0.021446 | 821.7255 | 0.00055874 | 833.3529 | 0.0026536 | 833.3529 | 0.0007461 | 833.3529 | 0.005604 | 821.9582 | 0 | 833.3529 | 0.0051621 | 833.1552 | 0.0097633 | 961.3984 | 0.022212 | 961.0996 | 6.3769e-05 | 961.3984 | 3.5466 | 821.7255 | -0.0035512
|  | 833.5917 | -0.038086 | 833.394 | -0.015536 | 645.9778 | 0.014042 | 833.5917 | 0.014973 | 833.394 | -0.047433 | 824.2529 | 0 | 833.394 | -0.024591 | 833.5917 | 0 | 821.9582 | -0.025197 | 833.5917 | 0 | 833.5917 | 0 | 833.5917 | 0 | 822.1909 | 0 | 833.5917 | 0 | 833.394 | -0.01676 | 961.5668 | 0.014785 | 961.2688 | 9.5653e-05 | 961.5668 | 3.5213 | 821.9582 | 0.01327
|  | 833.8304 | 0.020002 | 833.6328 | 0.0095265 | 646.0994 | 0.00049807 | 833.8304 | 0.011169 | 833.6328 | -0.0028146 | 824.4894 | 0 | 833.6328 | 0.018575 | 833.8305 | 0.0091449 | 822.1909 | -0.00010031 | 833.8305 | 0.0035357 | 833.8304 | 0.0009457 | 833.8305 | 0.0021433 | 822.4236 | 0 | 833.8304 | 0.0055929 | 833.6328 | 0.010038 | 961.7351 | 0.02131 | 961.438 | 6.3769e-05 | 961.7351 | 3.4892 | 822.1909 | 0.011012
|  | 834.0693 | -0.00093136 | 833.8716 | -0.059165 | 646.221 | 0.010962 | 834.0693 | -0.011672 | 833.8716 | -0.038832 | 824.726 | 0 | 833.8716 | -0.022779 | 834.0693 | 0 | 822.4236 | -0.02405 | 834.0693 | 0 | 834.0693 | 0 | 834.0693 | 0 | 822.6564 | 0 | 834.0693 | 0 | 833.8716 | -0.012296 | 961.9035 | 0.020685 | 961.6073 | 9.5653e-05 | 961.9035 | 3.4579 | 822.4236 | 0.008985
|  | 834.3081 | 0.019739 | 834.1103 | 0.0018319 | 646.3426 | 0 | 834.3081 | 0.00030119 | 834.1103 | 0.017709 | 824.9625 | 0 | 834.1103 | 0.015055 | 834.3081 | 0.014931 | 822.6564 | 0.0037126 | 834.3081 | 0.0035517 | 834.3081 | 0.00073825 | 834.3081 | 0 | 822.8891 | 0 | 834.3081 | 0.0032046 | 834.1104 | 0.00080339 | 962.0718 | 0.020858 | 961.7765 | 0 | 962.0718 | 3.4261 | 822.6564 | 0.0070958
|  | 834.5469 | 0.006014 | 834.3491 | -0.035471 | 646.4642 | 0.014257 | 834.5469 | -0.023632 | 834.3491 | -0.040779 | 825.1991 | 0 | 834.3491 | -0.026808 | 834.5469 | 0 | 822.8891 | -0.015051 | 834.5469 | 0 | 834.5469 | 0 | 834.5469 | 0 | 823.1218 | 0 | 834.5469 | 0 | 834.3492 | -0.0046581 | 962.2402 | 0.0091624 | 961.9457 | 0 | 962.2402 | 3.4 | 822.8891 | 0.015712
|  | 834.7857 | 0.034588 | 834.588 | 0.013235 | 646.5858 | 0 | 834.7857 | 0.0085455 | 834.588 | -0.0073261 | 825.4356 | 0 | 834.588 | 0.010914 | 834.7857 | 0.0029868 | 823.1218 | 0.023235 | 834.7857 | 0.0024307 | 834.7857 | 0.00086556 | 834.7857 | 0.0018552 | 823.3546 | 0 | 834.7857 | 0.0078298 | 834.588 | 0.009863 | 962.4085 | 0.0219 | 962.115 | 0 | 962.4085 | 3.3707 | 823.1218 | 0.016127
|  | 835.0245 | -0.00608 | 834.8268 | -0.00068025 | 646.7075 | 0.0064601 | 835.0245 | -0.032503 | 834.8268 | -0.066747 | 825.6722 | 0 | 834.8268 | -0.025577 | 835.0246 | 0 | 823.3546 | -0.033629 | 835.0246 | 0 | 835.0245 | 0 | 835.0246 | 0 | 823.5873 | 0 | 835.0245 | 0 | 834.8268 | -0.0053472 | 962.5769 | 0.014646 | 962.2842 | 0.00028696 | 962.5769 | 3.341 | 823.3546 | 0.0056674
|  | 835.2634 | 0.020614 | 835.0656 | -0.0050577 | 646.8291 | 0 | 835.2634 | -0.017958 | 835.0656 | 0.0080903 | 825.9088 | 0 | 835.0656 | 0.012961 | 835.2634 | 0.022612 | 823.5873 | 0.022311 | 835.2634 | 0.0039396 | 835.2634 | 0.0021876 | 835.2634 | 1.5216e-05 | 823.8201 | 0 | 835.2634 | 0.0042002 | 835.0656 | 0.01676 | 962.7453 | 0.018255 | 962.4534 | 0 | 962.7453 | 3.3009 | 823.5873 | 0.01327
|  | 835.5023 | 0.0027249 | 835.3044 | -0.024085 | 646.9508 | 0.0057147 | 835.5023 | -0.02247 | 835.3044 | -0.02398 | 826.1453 | 0 | 835.3044 | -0.029578 | 835.5023 | 0 | 823.8201 | -0.015051 | 835.5023 | 0 | 835.5023 | 0 | 835.5023 | 0 | 824.0528 | 0 | 835.5023 | 0 | 835.3044 | -0.0065155 | 962.9136 | 0.01659 | 962.6227 | 0 | 962.9136 | 3.2614 | 823.8201 | 0.0076027
|  | 835.7411 | 0.022242 | 835.5433 | 0.0017258 | 647.0724 | 0 | 835.7411 | 0.0090775 | 835.5433 | 0.057009 | 826.382 | 0 | 835.5433 | 0.012211 | 835.7411 | 0.019402 | 824.0528 | 0.015156 | 835.7411 | 0.0023519 | 835.7411 | 0.0015578 | 835.7411 | 0.0031704 | 824.2856 | 0 | 835.7411 | 0.0061434 | 835.5433 | 0.01911 | 963.082 | 0.020372 | 962.7919 | 0 | 963.082 | 3.2192 | 824.0528 | 0.021287
|  | 835.98 | -0.010466 | 835.7821 | 0.0049776 | 647.1941 | 0.016407 | 835.98 | -0.022947 | 835.7821 | -0.053208 | 826.6185 | 0 | 835.7821 | -0.022851 | 835.98 | 0 | 824.2856 | 0.01341 | 835.98 | 0 | 835.98 | 0 | 835.98 | 0 | 824.5184 | 0 | 835.98 | 0 | 835.7821 | -0.0060555 | 963.2503 | 0.015757 | 962.9611 | 9.5653e-05 | 963.2503 | 3.1865 | 824.2856 | 0.02032
|  | 836.2189 | 0.0085249 | 836.021 | 0.017839 | 647.3158 | 0 | 836.2189 | -0.0091194 | 836.021 | 0.023669 | 826.8551 | 0 | 836.021 | 0.015684 | 836.2189 | 0.016833 | 824.5184 | 0.011142 | 836.2189 | 0.0028177 | 836.2189 | 0.0024809 | 836.2189 | 0.0021122 | 824.7512 | 0 | 836.2189 | 0.0088444 | 836.0209 | 0.018483 | 963.4187 | 0.018498 | 963.1304 | 0 | 963.4187 | 3.1547 | 824.5184 | 0.01585
|  | 836.4578 | -0.0081144 | 836.2598 | -0.013389 | 647.4375 | 0.0088123 | 836.4578 | -0.014824 | 836.2598 | -0.042464 | 827.0917 | 0 | 836.2598 | -0.025369 | 836.4577 | 0 | 824.7512 | -0.042785 | 836.4577 | 0 | 836.4578 | 0 | 836.4577 | 0 | 824.9839 | 0 | 836.4578 | 0 | 836.2598 | -0.010576 | 963.587 | 0.024954 | 963.2997 | 9.5653e-05 | 963.587 | 3.1313 | 824.7512 | 0.0075566
|  | 836.6967 | 0.010065 | 836.4987 | -0.021437 | 647.5592 | 0 | 836.6967 | -0.00089237 | 836.4987 | 0.0060243 | 827.3284 | 0 | 836.4987 | 0.016033 | 836.6966 | 0.020486 | 824.9839 | 0.023746 | 836.6966 | 0.0029342 | 836.6967 | 0.00051795 | 836.6966 | 0.0012296 | 825.2167 | 0 | 836.6967 | 0.0084776 | 836.4987 | 0.0053283 | 963.7554 | 0.017318 | 963.4689 | 6.3769e-05 | 963.7554 | 3.1031 | 824.984 | 0.014837
|  | 836.9355 | -0.012449 | 836.7375 | -0.022141 | 647.6809 | 0.0040997 | 836.9355 | -0.017191 | 836.7375 | -0.051307 | 827.565 | 0 | 836.7375 | -0.02479 | 836.9355 | 0 | 825.2167 | -0.01446 | 836.9355 | 0 | 836.9355 | 0 | 836.9355 | 0 | 825.4495 | 0 | 836.9356 | 0 | 836.7376 | -0.023339 | 963.9238 | 0.015757 | 963.6382 | 0.00028696 | 963.9238 | 3.0747 | 825.2167 | 0.01539
|  | 837.1744 | 0.022311 | 836.9764 | 0.020768 | 647.8026 | 0 | 837.1744 | -0.010366 | 836.9764 | 0.019799 | 827.8016 | 0 | 836.9764 | 0.02186 | 837.1745 | 0.011429 | 825.4495 | 0.016207 | 837.1745 | 0.0032681 | 837.1744 | 0.0027912 | 837.1745 | 0.0048729 | 825.6824 | 0 | 837.1744 | 0.0077876 | 836.9764 | 0.0134 | 964.0921 | 0.022628 | 963.8074 | 0 | 964.0921 | 3.0392 | 825.4495 | 0.019352
|  | 837.4134 | 0.024491 | 837.2153 | -0.012661 | 647.9243 | 0.01132 | 837.4134 | -0.0039103 | 837.2153 | -0.056426 | 828.0383 | 0 | 837.2153 | -0.021028 | 837.4134 | 0 | 825.6824 | 0.00082494 | 837.4134 | 0 | 837.4134 | 0 | 837.4134 | 0 | 825.9152 | 0 | 837.4134 | 0 | 837.2153 | -0.010407 | 964.2605 | 0.018429 | 963.9767 | 9.5653e-05 | 964.2605 | 3.0085 | 825.6824 | 0.0023135
|  | 837.6523 | 0.0029985 | 837.4542 | 0.00098425 | 648.0461 | 0 | 837.6523 | 0.020923 | 837.4542 | 0.022343 | 828.2749 | 0 | 837.4542 | 0.017073 | 837.6523 | 0.0057855 | 825.9152 | 0.016094 | 837.6523 | 0.0016533 | 837.6523 | 0.0010348 | 837.6523 | 0.0035743 | 826.148 | 0 | 837.6523 | 0.0044197 | 837.4542 | 0.0065698 | 964.4289 | 0.021101 | 964.1459 | 0 | 964.4289 | 2.9748 | 825.9152 | 0.01198
|  | 837.8912 | 0.00218 | 837.6931 | -0.038253 | 648.1678 | 0.0049693 | 837.8912 | -0.026016 | 837.6931 | -0.052287 | 828.5116 | 0 | 837.6931 | -0.025039 | 837.8912 | 0 | 826.148 | -0.013524 | 837.8912 | 0 | 837.8912 | 0 | 837.8912 | 0 | 826.3809 | 0 | 837.8912 | 0 | 837.6931 | -0.010643 | 964.5973 | 0.018845 | 964.3152 | 0.00028696 | 964.5973 | 2.9434 | 826.148 | 0.0026273
|  | 838.1302 | 0.012625 | 837.932 | 0.0083506 | 648.2895 | 0 | 838.1302 | -0.010525 | 837.932 | 0.010749 | 828.7482 | 0 | 837.932 | 0.016944 | 838.1302 | 0.023826 | 826.3809 | 0.0082919 | 838.1302 | 0.0021537 | 838.1302 | 0.0017096 | 838.1302 | 0.0038338 | 826.6137 | 0 | 838.1302 | 0.0071184 | 837.932 | 0.011512 | 964.7656 | 0.024086 | 964.4845 | 0 | 964.7656 | 2.9066 | 826.3809 | 0.030365
|  | 838.3691 | -0.0039151 | 838.1709 | -0.0013865 | 648.4113 | 0.0094571 | 838.3691 | 0.011313 | 838.1709 | -0.034798 | 828.9849 | 0 | 838.1709 | -0.022216 | 838.3691 | 0 | 826.6137 | -0.017061 | 838.3691 | 0 | 838.3691 | 0 | 838.3691 | 0 | 826.8466 | 0 | 838.3691 | 0 | 838.1709 | -0.019736 | 964.934 | 0.015132 | 964.6537 | 9.5653e-05 | 964.934 | 2.8754 | 826.6137 | 0.015989
|  | 838.6081 | 0.031675 | 838.4099 | 0.014756 | 648.5331 | 0 | 838.6081 | 0.0068292 | 838.4099 | 0.026409 | 829.2216 | 0 | 838.4099 | 0.01326 | 838.6081 | 0.02109 | 826.8466 | 0.016984 | 838.6081 | 0.0018978 | 838.6081 | 0.0019855 | 838.6081 | 0.0034496 | 827.0794 | 0 | 838.6081 | 0.0057194 | 838.4099 | 0.0090249 | 965.1024 | 0.014819 | 964.823 | 6.3769e-05 | 965.1024 | 2.8436 | 826.8466 | 0.01691
|  | 838.847 | -0.018635 | 838.6488 | -0.035205 | 648.6549 | 0.0047209 | 838.847 | -0.0037313 | 838.6488 | -0.049637 | 829.4583 | 0 | 838.6488 | -0.025839 | 838.847 | 0 | 827.0794 | -0.0049185 | 838.847 | 0 | 838.847 | 0 | 838.847 | 0 | 827.3123 | 0 | 838.847 | 0 | 838.6488 | -0.013891 | 965.2707 | 0.02013 | 964.9923 | 9.5653e-05 | 965.2707 | 2.8192 | 827.0794 | 0.016726
|  | 839.086 | 0.011996 | 838.8877 | 0.018739 | 648.7766 | 0 | 839.086 | 0.011911 | 838.8877 | -0.015801 | 829.695 | 0 | 838.8877 | 0.014879 | 839.086 | 0.014619 | 827.3123 | 0.013604 | 839.086 | 0.00079154 | 839.086 | 0.0025943 | 839.086 | 0.0077591 | 827.5452 | 0 | 839.086 | 0.010758 | 838.8877 | 0.022712 | 965.4391 | 0.031791 | 965.1616 | 6.3769e-05 | 965.4391 | 2.7922 | 827.3123 | 0.023407
|  | 839.325 | -0.0082872 | 839.1267 | -0.029083 | 648.8984 | 0.011821 | 839.325 | -0.017602 | 839.1267 | -0.064165 | 829.9317 | 0 | 839.1267 | -0.029854 | 839.325 | 0 | 827.5452 | -0.023737 | 839.325 | 0 | 839.325 | 0 | 839.325 | 0 | 827.778 | 0 | 839.325 | 0 | 839.1267 | -0.0048087 | 965.6075 | 0.011974 | 965.3308 | 9.5653e-05 | 965.6075 | 2.7656 | 827.5452 | 0.014376
|  | 839.564 | 0.0031174 | 839.3656 | 0.002083 | 649.0202 | 0 | 839.564 | -0.024796 | 839.3656 | 0.019623 | 830.1684 | 0 | 839.3656 | 0.012653 | 839.564 | 0.010328 | 827.778 | 0.0093419 | 839.564 | 0.0038624 | 839.564 | 0.0016626 | 839.564 | 0.0041774 | 828.0109 | 0 | 839.564 | 0.007271 | 839.3656 | 0.0060135 | 965.7759 | 0.021032 | 965.5001 | 0 | 965.7759 | 2.7327 | 827.778 | 0.010137
|  | 839.803 | -0.0085736 | 839.6046 | -0.028631 | 649.1421 | 0.0047209 | 839.803 | -0.026643 | 839.6046 | -0.058933 | 830.4052 | 0 | 839.6046 | -0.026651 | 839.803 | 0 | 828.0109 | 0.023857 | 839.803 | 0 | 839.803 | 0 | 839.803 | 0 | 828.2438 | 0 | 839.803 | 0 | 839.6046 | -0.01463 | 965.9443 | 0.02013 | 965.6694 | 9.5653e-05 | 965.9443 | 2.6974 | 828.0109 | 0.02525
|  | 840.042 | 0.015081 | 839.8436 | -0.0049023 | 649.2639 | 0 | 840.042 | -0.0080297 | 839.8436 | 0.0085839 | 830.6419 | 0 | 839.8436 | 0.0084945 | 840.042 | 0.00038714 | 828.2438 | 0.011757 | 840.042 | 0.0011316 | 840.042 | 0.0014632 | 840.042 | 0.0010873 | 828.4767 | 0 | 840.042 | 0.0078044 | 839.8436 | 0.011413 | 966.1126 | 0.018117 | 965.8387 | 0 | 966.1126 | 2.6525 | 828.2438 | 0.012948
|  | 840.281 | -0.0052528 | 840.0825 | -0.025148 | 649.3857 | 0.0096004 | 840.281 | -0.013414 | 840.0825 | -0.035704 | 830.8786 | 0 | 840.0825 | -0.029717 | 840.281 | 0 | 828.4767 | -0.026789 | 840.281 | 0 | 840.281 | 0 | 840.281 | 0 | 828.7096 | 0 | 840.281 | 0 | 840.0825 | -0.01676 | 966.281 | 0.014264 | 966.008 | 9.5653e-05 | 966.281 | 2.6061 | 828.4767 | 0.0017061
|  | 840.52 | -0.010242 | 840.3215 | 0.0071826 | 649.5076 | 0 | 840.52 | 0.0070785 | 840.3215 | -0.019658 | 831.1154 | 0 | 840.3215 | 0.014392 | 840.52 | 0.013137 | 828.7096 | 0.017671 | 840.52 | 0.0018486 | 840.52 | 0.00051556 | 840.52 | 0.0027677 | 828.9425 | 0 | 840.52 | 0.0055462 | 840.3215 | 0.0089815 | 966.4494 | 0.020025 | 966.1773 | 6.3769e-05 | 966.4494 | 2.5563 | 828.7096 | 0.020412
|  | 840.7591 | -0.023372 | 840.5605 | -0.046189 | 649.6294 | 0.0099586 | 840.7591 | -0.022934 | 840.5605 | -0.060636 | 831.3521 | 0 | 840.5605 | -0.031537 | 840.7591 | 0 | 828.9425 | -0.017283 | 840.7591 | 0 | 840.7591 | 0 | 840.7591 | 0 | 829.1755 | 0 | 840.7591 | 0 | 840.5605 | -0.015171 | 966.6178 | 0.017874 | 966.3466 | 0.00028696 | 966.6178 | 2.5163 | 828.9425 | 0.013961
|  | 840.9981 | 0.0075422 | 840.7995 | 0.011862 | 649.7513 | 0 | 840.9981 | -0.0015954 | 840.7995 | 0.0050013 | 831.5889 | 0 | 840.7995 | 0.014157 | 840.9981 | 0.017581 | 829.1755 | 0.03501 | 840.9981 | 0.0030251 | 840.9981 | 0.0003935 | 840.9981 | 0.004437 | 829.4084 | 0 | 840.9981 | 0.0059858 | 840.7995 | 0.0039725 | 966.7862 | 0.02124 | 966.5159 | 0 | 966.7862 | 2.4771 | 829.1755 | 0.03018
|  | 841.2372 | 0.0036011 | 841.0385 | -0.015988 | 649.8731 | 0.0090989 | 841.2372 | -0.0061086 | 841.0385 | -0.04293 | 831.8257 | 0 | 841.0385 | -0.023473 | 841.2372 | 0 | 829.4084 | -0.03592 | 841.2372 | 0 | 841.2372 | 0 | 841.2372 | 0 | 829.6413 | 0 | 841.2372 | 0 | 841.0385 | -0.01864 | 966.9546 | 0.014958 | 966.6852 | 0 | 966.9546 | 2.4443 | 829.4084 | 0.017325
|  | 841.4762 | 0.015115 | 841.2775 | -0.0037785 | 649.995 | 0 | 841.4762 | -0.013764 | 841.2775 | 0.028628 | 832.0624 | 0 | 841.2775 | 0.01265 | 841.4762 | 0.0094068 | 829.6413 | 0.024476 | 841.4762 | 0.00076447 | 841.4762 | 0.0013656 | 841.4762 | 0.0038358 | 829.8743 | 0 | 841.4762 | 0.0069171 | 841.2775 | 0.01117 | 967.1229 | 0.017561 | 966.8545 | 0 | 967.1229 | 2.4068 | 829.6413 | 0.0083399
|  | 841.7153 | 0.0045388 | 841.5166 | -0.020478 | 650.1169 | 0.0073078 | 841.7153 | -0.019288 | 841.5166 | -0.047112 | 832.2993 | 0 | 841.5166 | -0.024279 | 841.7153 | 0 | 829.8743 | -0.015049 | 841.7153 | 0 | 841.7153 | 0 | 841.7153 | 0 | 830.1072 | 0 | 841.7153 | 0 | 841.5166 | -0.011771 | 967.2913 | 0.016798 | 967.0238 | 0.00028696 | 967.2913 | 2.372 | 829.8743 | 0.015896
|  | 841.9543 | 0.021142 | 841.7556 | 0.02012 | 650.2388 | 0 | 841.9543 | -0.028822 | 841.7556 | -0.013371 | 832.536 | 0 | 841.7556 | 0.0095313 | 841.9544 | 0.0030523 | 830.1072 | 0.0090834 | 841.9544 | 0.003282 | 841.9543 | 0.0024761 | 841.9544 | 0.0033617 | 830.3402 | 0 | 841.9543 | 0.0056239 | 841.7556 | 0.015977 | 967.4597 | 0.015062 | 967.1931 | 0.00025508 | 967.4597 | 2.333 | 830.1072 | 0.016173
|  | 842.1934 | -0.010175 | 841.9946 | -0.0057329 | 650.3607 | 0.0067086 | 842.1934 | -0.0070511 | 841.9946 | -0.036182 | 832.7728 | 0 | 841.9946 | -0.025542 | 842.1934 | 0 | 830.3402 | -0.016479 | 842.1934 | 0 | 842.1934 | 0 | 842.1934 | 0 | 830.5732 | 0 | 842.1934 | 0 | 841.9946 | -0.01582 | 967.6281 | 0.021726 | 967.3624 | 0.00028696 | 967.6281 | 2.2968 | 830.3402 | 0.012855
|  | 842.4325 | 0.01575 | 842.2337 | 0.011613 | 650.4826 | 0 | 842.4325 | -0.0030487 | 842.2337 | 0.037667 | 833.0096 | 0 | 842.2337 | 0.019542 | 842.4325 | 0.016696 | 830.5732 | 0.0061985 | 842.4325 | 0.0044095 | 842.4325 | 0.0025008 | 842.4325 | 0.0051917 | 830.8062 | 0 | 842.4325 | 0.0052966 | 842.2337 | 0.021146 | 967.7965 | 0.019088 | 967.5317 | 6.3769e-05 | 967.7965 | 2.2562 | 830.5732 | 0.012487
|  | 842.6716 | -0.046464 | 842.4727 | -0.019127 | 650.6045 | 0.0029816 | 842.6716 | -0.017409 | 842.4727 | -0.042091 | 833.2465 | 0 | 842.4727 | -0.026466 | 842.6716 | 0 | 830.8062 | -0.0033714 | 842.6716 | 0 | 842.6716 | 0 | 842.6716 | 0 | 831.0391 | 0 | 842.6716 | 0 | 842.4727 | -0.010296 | 967.9649 | 0.02013 | 967.701 | 0 | 967.9649 | 2.2185 | 830.8062 | 0.013178
|  | 842.9107 | 0.00815 | 842.7118 | -0.011262 | 650.7264 | 0 | 842.9107 | -0.011216 | 842.7118 | 0.035673 | 833.4833 | 0 | 842.7118 | 0.01313 | 842.9107 | 0.018675 | 831.0391 | -0.0094334 | 842.9107 | 0.0023989 | 842.9107 | 0.0019851 | 842.9107 | 0.0043721 | 831.2721 | 0 | 842.9107 | 0.005598 | 842.7118 | 0.0086162 | 968.1333 | 0.016416 | 967.8703 | 0 | 968.1333 | 2.1781 | 831.0391 | 0.028475
|  | 843.1498 | -0.018282 | 842.9508 | -0.013927 | 650.8484 | 0.0029816 | 843.1498 | -0.006481 | 842.9508 | -0.05258 | 833.7202 | 0 | 842.9508 | -0.019783 | 843.1498 | 0 | 831.2721 | -0.022239 | 843.1498 | 0 | 843.1498 | 0 | 843.1498 | 0 | 831.5051 | 0 | 843.1498 | 0 | 842.9508 | -0.014846 | 968.3017 | 0.013049 | 968.0396 | 0.00028696 | 968.3017 | 2.1419 | 831.2721 | 0.010413
|  | 843.389 | 0.0097354 | 843.1899 | -0.019161 | 650.9703 | 0 | 843.389 | 0.0083338 | 843.1899 | -0.015732 | 833.957 | 0 | 843.1899 | 0.0079667 | 843.389 | 0.0055451 | 831.5051 | 0.011896 | 843.389 | 0.0020839 | 843.389 | 0.00010169 | 843.389 | 0.0019235 | 831.7381 | 0 | 843.389 | 0.0039119 | 843.1899 | 0.012165 | 968.4701 | 0.028355 | 968.209 | 6.3769e-05 | 968.4701 | 2.1042 | 831.5051 | 0.028844
|  | 843.6281 | -0.0060181 | 843.429 | -0.018935 | 651.0923 | 0.0062117 | 843.6281 | -0.015109 | 843.429 | -0.054006 | 834.1938 | 0 | 843.429 | -0.026697 | 843.6281 | 0 | 831.7381 | -0.0583 | 843.6281 | 0 | 843.6281 | 0 | 843.6281 | 0 | 831.9711 | 0 | 843.6281 | 0 | 843.429 | -0.018013 | 968.6385 | 0.01947 | 968.3783 | 9.5653e-05 | 968.6385 | 2.0704 | 831.7381 | 0.007234
|  | 843.8672 | 0.028577 | 843.6681 | 0.012286 | 651.2143 | 0 | 843.8672 | 0.0073526 | 843.6681 | -0.0038289 | 834.4307 | 0 | 843.6681 | 0.014429 | 843.8672 | 0.014974 | 831.9711 | 0.019606 | 843.8672 | 0.0021317 | 843.8672 | 0.002406 | 843.8672 | 0.0036272 | 832.2042 | 0 | 843.8673 | 0.0069994 | 843.6681 | 0.015101 | 968.8069 | 0.024884 | 968.5476 | 0 | 968.8069 | 2.0367 | 831.9711 | 0.015896
|  | 844.1064 | -0.008729 | 843.9072 | 0.015124 | 651.3362 | 0.0022362 | 844.1064 | -0.023736 | 843.9072 | -0.033394 | 834.6676 | 0 | 843.9072 | -0.02529 | 844.1064 | 0 | 832.2042 | -0.02056 | 844.1064 | 0 | 844.1064 | 0 | 844.1064 | 0 | 832.4371 | 0 | 844.1064 | 0 | 843.9072 | 0.0027114 | 968.9752 | 0.019331 | 968.7169 | 9.5653e-05 | 968.9752 | 2.0055 | 832.2042 | 0.0088928
|  | 844.3455 | 0.0090106 | 844.1463 | -0.020419 | 651.4582 | 0 | 844.3455 | 0.0083826 | 844.1463 | 0.010472 | 834.9045 | 0 | 844.1463 | 0.012403 | 844.3455 | 0.003939 | 832.4371 | 0.028843 | 844.3455 | 0.0016426 | 844.3455 | 0 | 844.3455 | 0.00022588 | 832.6702 | 0 | 844.3455 | 0.0017925 | 844.1463 | 0.012093 | 969.1436 | 0.023114 | 968.8863 | 0 | 969.1436 | 1.9716 | 832.4371 | 0.017094
|  | 844.5847 | -0.0007517 | 844.3854 | 0.0048026 | 651.5802 | 0.0039754 | 844.5847 | -0.00012972 | 844.3854 | -0.041342 | 835.1414 | 0 | 844.3854 | -0.024478 | 844.5847 | 0 | 832.6702 | -0.024938 | 844.5847 | 0 | 844.5847 | 0 | 844.5847 | 0 | 832.9033 | 0 | 844.5847 | 0 | 844.3854 | -0.0059031 | 969.312 | 0.020268 | 969.0556 | 0.00028696 | 969.312 | 1.9368 | 832.6702 | 0.012625
|  | 844.8239 | 0.010251 | 844.6245 | 0.012838 | 651.7022 | 0 | 844.8239 | -0.0023935 | 844.6245 | 0.0031125 | 835.3782 | 0 | 844.6245 | 0.014277 | 844.8239 | 0.014952 | 832.9033 | 0.021829 | 844.8239 | 0.0032224 | 844.8239 | 0.0013874 | 844.8239 | 0.0024531 | 833.1363 | 0 | 844.8238 | 0.0041054 | 844.6245 | 0.013262 | 969.4805 | 0.022281 | 969.2249 | 0.00025508 | 969.4805 | 1.8996 | 832.9033 | 0.0076948
|  | 845.063 | -0.0049457 | 844.8636 | -0.0035957 | 651.8242 | 0.0068328 | 845.063 | -0.0048733 | 844.8636 | -0.064091 | 835.6151 | 0 | 844.8636 | -0.024149 | 845.063 | 0 | 833.1363 | -0.015576 | 845.063 | 0 | 845.063 | 0 | 845.063 | 0 | 833.3693 | 0 | 845.063 | 0 | 844.8636 | -0.014255 | 969.6489 | 0.0074965 | 969.3943 | 9.5653e-05 | 969.6489 | 1.8684 | 833.1363 | 0.0086624
|  | 845.3022 | -0.001308 | 845.1027 | 0.0017487 | 651.9462 | 0 | 845.3022 | 0.0085163 | 845.1027 | 0.0060975 | 835.8521 | 0 | 845.1027 | 0.013823 | 845.3022 | 0.023601 | 833.3693 | 0.032078 | 845.3022 | 0.0020295 | 845.3022 | 0.0016976 | 845.3022 | 0.0051869 | 833.6024 | 0 | 845.3022 | 0.0093267 | 845.1027 | 0.0046078 | 969.8172 | 0.021344 | 969.5636 | 6.3769e-05 | 969.8172 | 1.8374 | 833.3693 | 0.028614
|  | 845.5414 | -0.0086003 | 845.3419 | 0.0038403 | 652.0683 | 0.0043482 | 845.5414 | -0.022109 | 845.3419 | -0.016012 | 836.089 | 0 | 845.3419 | -0.023729 | 845.5414 | 0 | 833.6024 | -0.037823 | 845.5414 | 0 | 845.5414 | 0 | 845.5414 | 0 | 833.8354 | 0 | 845.5414 | 0 | 845.3419 | -0.0041925 | 969.9856 | 0.016173 | 969.7329 | 9.5653e-05 | 969.9856 | 1.8092 | 833.6024 | 0.012717
|  | 845.7806 | 0.01735 | 845.581 | 0.0067628 | 652.1903 | 0 | 845.7806 | 0.00034415 | 845.581 | -0.0068959 | 836.3259 | 0 | 845.581 | 0.0092735 | 845.7806 | 0.0063525 | 833.8354 | 0.012534 | 845.7806 | 0.0032784 | 845.7806 | 0.0020088 | 845.7806 | 0.0058291 | 834.0685 | 0 | 845.7806 | 0.010952 | 845.581 | 0.020519 | 970.1541 | 0.020858 | 969.9023 | 6.3769e-05 | 970.1541 | 1.7756 | 833.8355 | 0.01092
|  | 846.0198 | -0.011995 | 845.8202 | -0.023852 | 652.3124 | 0.0057147 | 846.0198 | -0.022317 | 845.8202 | -0.035642 | 836.5628 | 0 | 845.8202 | -0.021064 | 846.0198 | 0 | 834.0685 | -0.0052778 | 846.0198 | 0 | 846.0198 | 0 | 846.0198 | 0 | 834.3016 | 0 | 846.0198 | 0 | 845.8202 | -0.010634 | 970.3225 | 0.018429 | 970.0716 | 9.5653e-05 | 970.3225 | 1.742 | 834.0685 | 0.020827
|  | 846.259 | 0.033437 | 846.0593 | -0.016836 | 652.4344 | 0 | 846.259 | 0.0087983 | 846.0593 | 0.0025924 | 836.7998 | 0 | 846.0593 | 0.01446 | 846.2591 | 0.020609 | 834.3016 | 0.022537 | 846.2591 | 0.0027274 | 846.259 | 0.0021546 | 846.2591 | 0.0037273 | 834.5347 | 0 | 846.259 | 0.0047429 | 846.0593 | 0.0070078 | 970.4909 | 0.019887 | 970.241 | 6.3769e-05 | 970.4909 | 1.7059 | 834.3016 | 0.011611
|  | 846.4983 | -0.0085623 | 846.2985 | 0.028531 | 652.5565 | 0.0078093 | 846.4983 | -0.02921 | 846.2985 | -0.030772 | 837.0367 | 0 | 846.2985 | -0.023261 | 846.4983 | 0 | 834.5347 | 0.0066225 | 846.4983 | 0 | 846.4983 | 0 | 846.4983 | 0 | 834.7678 | 0 | 846.4983 | 0 | 846.2985 | -0.0063491 | 970.6593 | 0.018984 | 970.4103 | 0.00028696 | 970.6593 | 1.6745 | 834.5347 | 0.0064968
|  | 846.7375 | 0.018466 | 846.5377 | 0.022402 | 652.6786 | 0 | 846.7375 | -0.0075264 | 846.5377 | 0.01695 | 837.2737 | 0 | 846.5377 | 0.014517 | 846.7375 | 0.0064685 | 834.7678 | 0.028606 | 846.7375 | 0.007048 | 846.7375 | 0.0028645 | 846.7375 | 0.0035069 | 835.0009 | 0 | 846.7375 | 0.0064138 | 846.5377 | 0.012928 | 970.8277 | 0.01777 | 970.5797 | 6.3769e-05 | 970.8277 | 1.642 | 834.7678 | 0.022854
|  | 846.9767 | 0.0064636 | 846.7769 | -0.038205 | 652.8007 | 0.012323 | 846.9767 | -0.022061 | 846.7769 | -0.063095 | 837.5107 | 0 | 846.7769 | -0.026605 | 846.9768 | 0 | 835.0009 | 0.021131 | 846.9768 | 0 | 846.9767 | 0 | 846.9768 | 0 | 835.234 | 0 | 846.9768 | 0 | 846.7768 | -0.020049 | 970.9961 | 0.026724 | 970.7491 | 0.00028696 | 970.9961 | 1.6134 | 835.0009 | 0.015758
|  | 847.216 | 0.023575 | 847.016 | 0.016055 | 652.9227 | 0 | 847.216 | 0.034498 | 847.016 | 0.023836 | 837.7476 | 0 | 847.016 | 0.015284 | 847.216 | 0.030568 | 835.234 | 0.040675 | 847.216 | 0.0041507 | 847.216 | 0.0032754 | 847.216 | 0.0065503 | 835.4672 | 0 | 847.216 | 0.0063991 | 847.016 | 0.012747 | 971.1645 | 0.027626 | 970.9184 | 0 | 971.1645 | 1.5819 | 835.234 | 0.022578
|  | 847.4553 | -0.017946 | 847.2552 | -0.048962 | 653.0448 | 0.0091705 | 847.4553 | -0.033808 | 847.2552 | -0.042013 | 837.9846 | 0 | 847.2552 | -0.032163 | 847.4553 | 0 | 835.4672 | 0.01255 | 847.4553 | 0 | 847.4553 | 0 | 847.4553 | 0 | 835.7003 | 0 | 847.4553 | 0 | 847.2552 | -0.0084489 | 971.3329 | 0.011731 | 971.0878 | 0.00028696 | 971.3329 | 1.5556 | 835.4672 | -0.00098892
|  | 847.6945 | 0.0066658 | 847.4944 | -0.012089 | 653.167 | 0 | 847.6945 | 0.0077863 | 847.4944 | 0.0015387 | 838.2216 | 0 | 847.4944 | 0.014437 | 847.6945 | 0.011821 | 835.7003 | -0.0044843 | 847.6945 | 0.0009802 | 847.6945 | 0.0014103 | 847.6945 | 0.0027798 | 835.9334 | 0 | 847.6945 | 0.0078214 | 847.4944 | 0.0097372 | 971.5013 | 0.025023 | 971.2571 | 0 | 971.5013 | 1.5295 | 835.7003 | 0.018385
|  | 847.9338 | -0.0029662 | 847.7336 | -0.01335 | 653.2891 | 0.0099586 | 847.9338 | -0.029852 | 847.7336 | -0.042928 | 838.4586 | 0 | 847.7336 | -0.027843 | 847.9338 | 0 | 835.9334 | -0.02261 | 847.9338 | 0 | 847.9338 | 0 | 847.9338 | 0 | 836.1666 | 0 | 847.9338 | 0 | 847.7337 | -0.020676 | 971.6698 | 0.019956 | 971.4265 | 0.00047827 | 971.6698 | 1.5072 | 835.9334 | 0.0093996
|  | 848.1731 | 0.018021 | 847.9729 | 0.0032232 | 653.4112 | 0 | 848.1731 | 0.012939 | 847.9729 | 0.019127 | 838.6956 | 0 | 847.9729 | 0.012619 | 848.1731 | 0.020176 | 836.1666 | -0.0019811 | 848.1731 | 0.0044214 | 848.1731 | 0.00060489 | 848.1731 | 0.0040038 | 836.3997 | 0 | 848.1731 | 0.0075787 | 847.9729 | 0.0074845 | 971.8382 | 0.018845 | 971.5959 | 6.3769e-05 | 971.8382 | 1.4829 | 836.1666 | 0.017601
|  | 848.4124 | -0.0026524 | 848.2121 | -0.0090378 | 653.5333 | 0.0094571 | 848.4124 | -0.018111 | 848.2121 | -0.055677 | 838.9326 | 0 | 848.2121 | -0.023088 | 848.4124 | 0 | 836.3997 | -0.024747 | 848.4124 | 0 | 848.4124 | 0 | 848.4124 | 0 | 836.6329 | 0 | 848.4124 | 0 | 848.2121 | -0.0080052 | 972.0066 | 0.015028 | 971.7652 | 9.5653e-05 | 972.0066 | 1.4602 | 836.3997 | 0.015159
|  | 848.6517 | 0.00060598 | 848.4513 | -0.0030845 | 653.6555 | 0 | 848.6517 | -0.0097397 | 848.4513 | 0.020099 | 839.1697 | 0 | 848.4513 | 0.014023 | 848.6517 | 0.012181 | 836.6329 | 0.013048 | 848.6517 | 0.0021694 | 848.6517 | 0.0017261 | 848.6517 | 0.0034653 | 836.866 | 0 | 848.6517 | 0.0057538 | 848.4513 | 0.01723 | 972.175 | 0.024225 | 971.9346 | 0 | 972.175 | 1.4339 | 836.6329 | 0.023499
|  | 848.891 | 0.0010226 | 848.6906 | 0.011531 | 653.7776 | 0.0078093 | 848.891 | -0.030841 | 848.6906 | -0.039042 | 839.4067 | 0 | 848.6906 | -0.022807 | 848.891 | 0 | 836.866 | -0.018884 | 848.891 | 0 | 848.891 | 0 | 848.891 | 0 | 837.0992 | 0 | 848.891 | 0 | 848.6906 | 0.0029809 | 972.3434 | 0.015305 | 972.104 | 9.5653e-05 | 972.3434 | 1.4109 | 836.866 | 0.014007
|  | 849.1303 | 0.018555 | 848.9298 | -0.013942 | 653.8998 | 0 | 849.1303 | 0.010617 | 848.9298 | 0.047372 | 839.6437 | 0 | 848.9298 | 0.012986 | 849.1303 | 0.013382 | 837.0992 | 0.029145 | 849.1303 | 0.0029759 | 849.1303 | 0.00096526 | 849.1303 | 0.0015927 | 837.3324 | 0 | 849.1303 | 0.0032461 | 848.9298 | 0.015398 | 972.5118 | 0.021483 | 972.2734 | 6.3769e-05 | 972.5118 | 1.3859 | 837.0992 | 0.01691
|  | 849.3696 | 0.0014138 | 849.1691 | -0.030055 | 654.022 | 0.0088123 | 849.3696 | -0.028062 | 849.1691 | -0.046966 | 839.8808 | 0 | 849.1691 | -0.023653 | 849.3696 | 0 | 837.3324 | -0.00097072 | 849.3696 | 0 | 849.3696 | 0 | 849.3696 | 0 | 837.5656 | 0 | 849.3696 | 0 | 849.1691 | -0.0050129 | 972.6803 | 0.017561 | 972.4427 | 0.00028696 | 972.6803 | 1.3648 | 837.3324 | 0.019122
|  | 849.6089 | 0.024031 | 849.4083 | -0.00028299 | 654.1442 | 0 | 849.6089 | -0.002799 | 849.4083 | -0.020988 | 840.1179 | 0 | 849.4083 | 0.018919 | 849.609 | 0.020112 | 837.5656 | 0.040743 | 849.609 | 0.0032684 | 849.6089 | 0.0020634 | 849.609 | 0.0049408 | 837.7988 | 0 | 849.609 | 0.0097109 | 849.4083 | 0.0089383 | 972.8487 | 0.019158 | 972.6121 | 0 | 972.8487 | 1.3398 | 837.5656 | 0.021748
|  | 849.8483 | -0.01318 | 849.6476 | -0.0082204 | 654.2664 | 0.0063359 | 849.8483 | -0.056949 | 849.6476 | -0.06036 | 840.3549 | 0 | 849.6476 | -0.02753 | 849.8483 | 0 | 837.7988 | -0.01023 | 849.8483 | 0 | 849.8483 | 0 | 849.8483 | 0 | 838.032 | 0 | 849.8483 | 0 | 849.6476 | -0.0071735 | 973.0171 | 0.016277 | 972.7815 | 0.00028696 | 973.0171 | 1.3171 | 837.7988 | 0.011703
|  | 850.0876 | 0.0042748 | 849.8869 | -0.0093288 | 654.3886 | 0 | 850.0876 | 0.001732 | 849.8869 | 0.032179 | 840.592 | 0 | 849.8869 | 0.011637 | 850.0877 | 0.020928 | 838.032 | 0.018299 | 850.0877 | 0.0017885 | 850.0876 | 0.001257 | 850.0877 | 0.0044951 | 838.2651 | 0 | 850.0877 | 0.0082344 | 849.8869 | 0.010655 | 973.1855 | 0.02131 | 972.9509 | 0 | 973.1855 | 1.2933 | 838.032 | 0.0090771
|  | 850.327 | -0.016044 | 850.1261 | -0.0066415 | 654.5108 | 0.0080959 | 850.327 | -0.021054 | 850.1261 | -0.052173 | 840.829 | 0 | 850.1261 | -0.027742 | 850.327 | 0 | 838.2651 | 0.0015485 | 850.327 | 0 | 850.327 | 0 | 850.327 | 0 | 838.4984 | 0 | 850.327 | 0 | 850.1261 | -0.022242 | 973.3539 | 0.016104 | 973.1203 | 0.00028696 | 973.3539 | 1.2733 | 838.2651 | 0.022992
|  | 850.5664 | 0.0036436 | 850.3654 | -0.00034519 | 654.633 | 0 | 850.5664 | 0.0014719 | 850.3654 | 0.032322 | 841.0662 | 0 | 850.3654 | 0.016276 | 850.5664 | 0.013385 | 838.4984 | 0.016716 | 850.5664 | 0.0029581 | 850.5664 | 0.0014061 | 850.5664 | 0.0041368 | 838.7316 | 0 | 850.5664 | 0.0059008 | 850.3654 | 0.0090028 | 973.5224 | 0.015791 | 973.2897 | 6.3769e-05 | 973.5224 | 1.2515 | 838.4983 | 0.017094
|  | 850.8057 | -0.0074361 | 850.6047 | -0.0009948 | 654.7552 | 0.0088123 | 850.8057 | 0.0086867 | 850.6047 | -0.059687 | 841.3032 | 0 | 850.6047 | -0.024518 | 850.8057 | 0 | 838.7316 | -0.025627 | 850.8057 | 0 | 850.8057 | 0 | 850.8057 | 0 | 838.9648 | 0 | 850.8057 | 0 | 850.6047 | -0.0096711 | 973.6908 | 0.014542 | 973.4591 | 0.00028696 | 973.6908 | 1.2316 | 838.7316 | 0.005437
|  | 851.0451 | -0.00011774 | 850.844 | 0.0034823 | 654.8775 | 0 | 851.0451 | -0.01438 | 850.844 | 0.02094 | 841.5403 | 0 | 850.844 | 0.011774 | 851.0451 | 0.01203 | 838.9648 | 0.025064 | 851.0451 | 0.003562 | 851.0451 | 0.00065362 | 851.0451 | 0.0051824 | 839.1981 | 0 | 851.0451 | 0.0046977 | 850.844 | 0.01238 | 973.8592 | 0.021483 | 973.6285 | 0 | 973.8592 | 1.2091 | 838.9648 | 0.017463
|  | 851.2845 | 0.0096568 | 851.0833 | -0.01051 | 654.9997 | 0.010675 | 851.2845 | -0.017016 | 851.0833 | -0.046556 | 841.7775 | 0 | 851.0833 | -0.028187 | 851.2845 | 0 | 839.1981 | -0.012397 | 851.2845 | 0 | 851.2845 | 0 | 851.2845 | 0 | 839.4313 | 0 | 851.2845 | 0 | 851.0833 | -0.013751 | 974.0276 | 0.018568 | 973.7979 | 0.00028696 | 974.0276 | 1.1883 | 839.1981 | 0.01069
|  | 851.5239 | -0.0093258 | 851.3227 | -0.023754 | 655.122 | 0 | 851.5239 | -0.00015992 | 851.3227 | -0.0080766 | 842.0146 | 0 | 851.3227 | 0.013026 | 851.5239 | 0.0034423 | 839.4313 | -0.0049546 | 851.5239 | 0.0012038 | 851.5239 | 0.00078544 | 851.5239 | 0.00060604 | 839.6646 | 0 | 851.5239 | 0.0022505 | 851.3226 | 0.0034375 | 974.1961 | 0.02183 | 973.9673 | 6.3769e-05 | 974.1961 | 1.1644 | 839.4313 | 0.0050684
|  | 851.7633 | 0.0028324 | 851.562 | -0.018697 | 655.2442 | 0.0089556 | 851.7633 | -0.036662 | 851.562 | -0.058494 | 842.2517 | 0 | 851.562 | -0.030894 | 851.7633 | 0 | 839.6646 | -0.028465 | 851.7633 | 0 | 851.7633 | 0 | 851.7633 | 0 | 839.8978 | 0 | 851.7633 | 0 | 851.562 | -0.012697 | 974.3645 | 0.018186 | 974.1367 | 0 | 974.3645 | 1.1417 | 839.6645 | 0.01562
|  | 852.0027 | 0.01236 | 851.8013 | 3.1417e-05 | 655.3665 | 0 | 852.0027 | -0.0048293 | 851.8013 | 0.044664 | 842.4888 | 0 | 851.8013 | 0.016508 | 852.0027 | 0.0093214 | 839.8978 | 0.037424 | 852.0027 | 0.003504 | 852.0027 | 0.0010685 | 852.0027 | 0.0042418 | 840.1311 | 0 | 852.0027 | 0.0089447 | 851.8013 | 0.0087363 | 974.5329 | 0.026411 | 974.3061 | 0 | 974.5329 | 1.1157 | 839.8978 | 0.018477
|  | 852.2421 | -0.010156 | 852.0406 | -0.022893 | 655.4888 | 0.00099388 | 852.2421 | -0.030293 | 852.0406 | -0.054373 | 842.726 | 0 | 852.0406 | -0.023289 | 852.2422 | 0 | 840.1311 | -0.0053344 | 852.2422 | 0 | 852.2421 | 0 | 852.2422 | 0 | 840.3644 | 0 | 852.2421 | 0 | 852.0407 | -0.0177 | 974.7014 | 0.021483 | 974.4755 | 0.00028696 | 974.7014 | 1.0918 | 840.1311 | 0.0097222
|  | 852.4816 | 0.0080944 | 852.28 | -0.010894 | 655.6111 | 0 | 852.4816 | -0.0098029 | 852.28 | 0.010264 | 842.9631 | 0 | 852.28 | 0.011706 | 852.4816 | 0.024957 | 840.3644 | 0.0073165 | 852.4816 | 0 | 852.4816 | 0.00039892 | 852.4816 | 0.00071081 | 840.5977 | 0 | 852.4816 | 0.0065159 | 852.28 | 0.00383 | 974.8698 | 0.021483 | 974.6449 | 6.3769e-05 | 974.8698 | 1.069 | 840.3644 | 0.028706
|  | 852.721 | -0.015406 | 852.5193 | -0.027573 | 655.7334 | 0.0062117 | 852.721 | -0.016389 | 852.5193 | -0.059742 | 843.2003 | 0 | 852.5193 | -0.029174 | 852.721 | 0 | 840.5977 | -0.033688 | 852.721 | 0 | 852.721 | 0 | 852.721 | 0 | 840.8309 | 0 | 852.721 | 0 | 852.5194 | -0.020519 | 975.0382 | 0.022837 | 974.8143 | 0.00028696 | 975.0382 | 1.0504 | 840.5977 | 0.0028795
|  | 852.9604 | 0.0027535 | 852.7587 | 0.0035883 | 655.8557 | 0 | 852.9604 | -0.0038836 | 852.7587 | 0.024644 | 843.4374 | 0 | 852.7587 | 0.014262 | 852.9605 | 0.010858 | 840.8309 | -0.0058484 | 852.9605 | 0.0028072 | 852.9604 | 0.0013506 | 852.9605 | 0.0036185 | 841.0642 | 0 | 852.9605 | 0.0085403 | 852.7587 | 0.0098186 | 975.2066 | 0.022385 | 974.9837 | 6.3769e-05 | 975.2066 | 1.0324 | 840.8309 | 0.012395
|  | 853.1999 | -0.015193 | 852.9981 | 0.004012 | 655.978 | 0.0088123 | 853.1999 | -0.031838 | 852.9981 | -0.054964 | 843.6746 | 0 | 852.9981 | -0.030282 | 853.1999 | 0 | 841.0642 | 0.0030833 | 853.1999 | 0 | 853.1999 | 0 | 853.1999 | 0 | 841.2975 | 0 | 853.1999 | 0 | 852.9981 | -0.0088172 | 975.3751 | 0.016971 | 975.1531 | 0.00028696 | 975.3751 | 1.0159 | 841.0642 | 0.015482
|  | 853.4394 | 0.021948 | 853.2374 | 0.03404 | 656.1004 | 0 | 853.4394 | -0.0014564 | 853.2374 | 0.014735 | 843.9118 | 0 | 853.2374 | 0.023672 | 853.4394 | 0.026253 | 841.2975 | 0.010304 | 853.4394 | 0.0069867 | 853.4394 | 0.0021599 | 853.4394 | 0.0060353 | 841.5308 | 0 | 853.4394 | 0.0082904 | 853.2374 | 0.0141 | 975.5435 | 0.026585 | 975.3225 | 0.00025508 | 975.5435 | 0.99773 | 841.2975 | 0.011796
|  | 853.6788 | -0.0055252 | 853.4768 | -0.031386 | 656.2227 | 0.001615 | 853.6788 | -0.030915 | 853.4768 | -0.053459 | 844.149 | 0 | 853.4768 | -0.032531 | 853.6788 | 0 | 841.5308 | -0.030269 | 853.6788 | 0 | 853.6788 | 0 | 853.6788 | 0 | 841.7641 | 0 | 853.6788 | 0 | 853.4768 | -0.020049 | 975.712 | 0.014958 | 975.492 | 0 | 975.712 | 0.98077 | 841.5308 | 0.0066811
|  | 853.9183 | -0.0037021 | 853.7162 | -0.007977 | 656.3451 | 0.00024907 | 853.9183 | 0.0096907 | 853.7162 | 0.02874 | 844.3862 | 0 | 853.7162 | 0.017388 | 853.9183 | 0.0045229 | 841.7641 | 0.0021623 | 853.9183 | 0.0024596 | 853.9183 | 0.0021414 | 853.9183 | 0.0020184 | 841.9974 | 0 | 853.9183 | 0.0065111 | 853.7162 | 0.019893 | 975.8804 | 0.022073 | 975.6614 | 6.3769e-05 | 975.8804 | 0.96311 | 841.7641 | 0.022439
|  | 854.1578 | -0.011734 | 853.9556 | -0.034779 | 656.4674 | 0.008669 | 854.1578 | -0.0066404 | 853.9556 | -0.060956 | 844.6234 | 0 | 853.9556 | -0.029957 | 854.1578 | 0 | 841.9974 | -0.019932 | 854.1578 | 0 | 854.1578 | 0 | 854.1578 | 0 | 842.2308 | 0 | 854.1578 | 0 | 853.9556 | -0.012543 | 976.0488 | 0.018117 | 975.8308 | 9.5653e-05 | 976.0488 | 0.94597 | 841.9974 | 0.0041393
|  | 854.3973 | 0.014224 | 854.195 | -0.00095542 | 656.5898 | 0 | 854.3973 | 0.03092 | 854.195 | -0.0050545 | 844.8607 | 0 | 854.195 | 0.017266 | 854.3973 | 0.00080354 | 842.2308 | 0.035851 | 854.3973 | 0.0031358 | 854.3973 | 0.0024686 | 854.3973 | 0.0042939 | 842.4641 | 0 | 854.3973 | 0.0086227 | 854.195 | 0.022869 | 976.2173 | 0.017214 | 976.0002 | 0 | 976.2173 | 0.92612 | 842.2308 | 0.019076
|  | 854.6368 | -0.0087859 | 854.4344 | -0.023368 | 656.7122 | 0.0057147 | 854.6368 | -0.036186 | 854.4344 | -0.048101 | 845.0978 | 0 | 854.4344 | -0.027432 | 854.6368 | 0 | 842.4641 | 0.02287 | 854.6368 | 0 | 854.6368 | 0 | 854.6368 | 0 | 842.6974 | 0 | 854.6368 | 0 | 854.4344 | -0.013533 | 976.3857 | 0.016798 | 976.1697 | 0 | 976.3857 | 0.90588 | 842.4641 | 0.0037316
|  | 854.8763 | 0.018461 | 854.6738 | 0.003153 | 656.8346 | 0 | 854.8763 | -0.0036117 | 854.6738 | 0.0096143 | 845.3351 | 0 | 854.6738 | 0.013624 | 854.8763 | 0.010882 | 842.6974 | 0.015387 | 854.8763 | 0.0048559 | 854.8763 | 0.0022301 | 854.8763 | 0.0041433 | 842.9308 | 0 | 854.8763 | 0.0067064 | 854.6738 | 0.015526 | 976.5542 | 0.019401 | 976.3391 | 0.00025508 | 976.5542 | 0.88467 | 842.6975 | 0.020873
|  | 855.1158 | -0.0026109 | 854.9133 | 0.0010453 | 656.9569 | 0.0064601 | 855.1158 | -0.0065419 | 854.9133 | -0.073339 | 845.5723 | 0 | 854.9133 | -0.036106 | 855.1158 | 0 | 842.9308 | -0.0090711 | 855.1158 | 0 | 855.1158 | 0 | 855.1158 | 0 | 843.1642 | 0 | 855.1158 | 0 | 854.9133 | -0.0062765 | 976.7226 | 0.014715 | 976.5085 | 9.5653e-05 | 976.7226 | 0.8671 | 842.9308 | 0.011842
|  | 855.3553 | 0.012895 | 855.1527 | 0.010606 | 657.0793 | 0 | 855.3553 | 0.0022191 | 855.1527 | 0.031886 | 845.8096 | 0 | 855.1527 | 0.014007 | 855.3553 | 0.010883 | 843.1642 | 0.0010503 | 855.3553 | 0.0047868 | 855.3553 | 0.0022126 | 855.3553 | 0.0051817 | 843.3975 | 0 | 855.3554 | 0.0075463 | 855.1527 | 0.0035119 | 976.891 | 0.023427 | 976.678 | 0 | 976.891 | 0.84856 | 843.1642 | 0.017555
|  | 855.5948 | -0.01279 | 855.3921 | -0.027942 | 657.2018 | 0.0019878 | 855.5948 | -0.014533 | 855.3921 | -0.053725 | 846.0468 | 0 | 855.3921 | -0.029145 | 855.5949 | 0 | 843.3975 | -0.014453 | 855.5949 | 0 | 855.5948 | 0 | 855.5949 | 0 | 843.6309 | 0 | 855.5948 | 0 | 855.3921 | -0.015633 | 977.0595 | 0.018915 | 976.8474 | 0 | 977.0595 | 0.83238 | 843.3975 | 0.0064968
|  | 855.8344 | 0.0057825 | 855.6316 | 0.015788 | 657.3242 | 0 | 855.8344 | -0.0042701 | 855.6316 | 0.022369 | 846.2841 | 0 | 855.6316 | 0.022427 | 855.8344 | 0.024638 | 843.6309 | 0.0025097 | 855.8344 | 0.0047383 | 855.8344 | 0.0020263 | 855.8344 | 0.0028479 | 843.8643 | 0 | 855.8344 | 0.0083683 | 855.6316 | 0.013956 | 977.2279 | 0.01836 | 977.0168 | 0 | 977.2279 | 0.81389 | 843.6309 | 0.0229
|  | 856.074 | -0.0077697 | 855.871 | -0.0016271 | 657.4466 | 0.0078093 | 856.074 | -0.019393 | 855.871 | -0.025573 | 846.5214 | 0 | 855.871 | -0.031143 | 856.074 | 0 | 843.8643 | 0.00069784 | 856.074 | 0 | 856.074 | 0 | 856.074 | 0 | 844.0977 | 0 | 856.074 | 0 | 855.871 | -0.01582 | 977.3964 | 0.018325 | 977.1863 | 0.00028696 | 977.3964 | 0.79833 | 843.8643 | 0.0076948
|  | 856.3135 | 0.014168 | 856.1105 | 0.0029724 | 657.5691 | 0 | 856.3135 | 0.0057032 | 856.1105 | -0.0023811 | 846.7587 | 0 | 856.1105 | 0.014178 | 856.3135 | 0.028504 | 844.0977 | -0.023375 | 856.3135 | 0.0051205 | 856.3135 | 0.0018522 | 856.3135 | 0.0053641 | 844.3311 | 0 | 856.3135 | 0.0024265 | 856.1105 | 0.024748 | 977.5648 | 0.022212 | 977.3557 | 0 | 977.5648 | 0.78237 | 844.0977 | 0.023822
|  | 856.5531 | -0.0067724 | 856.35 | -0.0083919 | 657.6915 | 0.010818 | 856.5531 | -0.03302 | 856.35 | -0.071322 | 846.996 | 0 | 856.35 | -0.022604 | 856.5531 | 0 | 844.3311 | -0.0055355 | 856.5531 | 0 | 856.5531 | 0 | 856.5531 | 0 | 844.5645 | 0 | 856.5531 | 0 | 856.35 | -0.010122 | 977.7333 | 0.017214 | 977.5252 | 9.5653e-05 | 977.7333 | 0.76772 | 844.3311 | 0.0090771
|  | 856.7927 | 0.014758 | 856.5894 | -0.032363 | 657.814 | 0 | 856.7927 | 0.015135 | 856.5894 | 0.023591 | 847.2333 | 0 | 856.5894 | 0.016017 | 856.7927 | 0.010468 | 844.5645 | -0.014918 | 856.7927 | 0.0040692 | 856.7927 | 0.00051369 | 856.7927 | 0.0020914 | 844.7979 | 0 | 856.7927 | 0.0082907 | 856.5894 | 0.0092691 | 977.9017 | 0.020199 | 977.6946 | 0.00025508 | 977.9017 | 0.75351 | 844.5644 | 0.014422
|  | 857.0322 | -0.0068332 | 856.8289 | -0.035813 | 657.9364 | 0.0084541 | 857.0322 | -0.026913 | 856.8289 | -0.043405 | 847.4706 | 0 | 856.8289 | -0.033338 | 857.0322 | 0 | 844.7979 | -0.020602 | 857.0322 | 0 | 857.0322 | 0 | 857.0322 | 0 | 845.0313 | 0 | 857.0322 | 0 | 856.8289 | -0.0153 | 978.0702 | 0.02131 | 977.8641 | 9.5653e-05 | 978.0702 | 0.74193 | 844.7979 | 0.0078791
|  | 857.2719 | 0.015868 | 857.0684 | -0.02007 | 658.0589 | 0 | 857.2719 | -0.010075 | 857.0684 | 0.017487 | 847.7079 | 0 | 857.0684 | 0.018129 | 857.2718 | 0.012091 | 845.0313 | -0.0026463 | 857.2718 | 0.003728 | 857.2719 | 0.001916 | 857.2718 | 0.0038351 | 845.2647 | 0 | 857.2718 | 0.0069904 | 857.0684 | 0.0080732 | 978.2386 | 0.0236 | 978.0335 | 6.3769e-05 | 978.2386 | 0.73117 | 845.0313 | 0.025158
|  | 857.5114 | -0.0045744 | 857.3079 | -0.021358 | 658.1814 | 0.01218 | 857.5114 | -0.0078038 | 857.3079 | -0.031394 | 847.9452 | 0 | 857.3079 | -0.030249 | 857.5114 | 0 | 845.2647 | 0.0036981 | 857.5114 | 0 | 857.5114 | 0 | 857.5114 | 0 | 845.4981 | 0 | 857.5114 | 0 | 857.3079 | -0.0088882 | 978.4071 | 0.012147 | 978.203 | 0.00028696 | 978.4071 | 0.72217 | 845.2647 | 0.0082938
|  | 857.751 | 0.015303 | 857.5474 | 0.011257 | 658.3039 | 0 | 857.751 | 0.023841 | 857.5474 | 0.019453 | 848.1825 | 0 | 857.5474 | 0.014203 | 857.751 | 0.016183 | 845.4981 | 0.015935 | 857.751 | 0.0036263 | 857.751 | 0.001845 | 857.751 | 0.0029103 | 845.7316 | 0 | 857.751 | 0.0065883 | 857.5474 | 0.0177 | 978.5755 | 0.020303 | 978.3725 | 0 | 978.5755 | 0.71023 | 845.4981 | 0.008432
|  | 857.9907 | -0.025117 | 857.7869 | 0.00028541 | 658.4264 | 0.0024847 | 857.9907 | -0.024063 | 857.7869 | -0.063048 | 848.4199 | 0 | 857.7869 | -0.030338 | 857.9906 | 0 | 845.7316 | -0.0089152 | 857.9906 | 0 | 857.9907 | 0 | 857.9906 | 0 | 845.965 | 0 | 857.9907 | 0 | 857.7869 | -0.01676 | 978.744 | 0.017041 | 978.5419 | 9.5653e-05 | 978.744 | 0.69878 | 845.7316 | 0.019168
|  | 858.2303 | 0.018527 | 858.0264 | 0.022047 | 658.5489 | 0 | 858.2303 | 0.0041356 | 858.0264 | 0.041469 | 848.6572 | 0 | 858.0264 | 0.020909 | 858.2303 | 0.030324 | 845.965 | 0.030305 | 858.2303 | 0.0046919 | 858.2303 | 0.0034245 | 858.2303 | 0.0049534 | 846.1985 | 0 | 858.2303 | 0.0070012 | 858.0264 | 0.024592 | 978.9124 | 0.018186 | 978.7114 | 0 | 978.9124 | 0.68487 | 845.965 | 0.016265
|  | 858.4699 | 0.00017113 | 858.2659 | -0.018251 | 658.6715 | 0.008669 | 858.4699 | 0.002976 | 858.2659 | -0.090396 | 848.8945 | 0 | 858.2659 | -0.0347 | 858.4699 | 0 | 846.1985 | 0.013009 | 858.4699 | 0 | 858.4699 | 0 | 858.4699 | 0 | 846.4319 | 0 | 858.4699 | 0 | 858.2659 | 0.0033909 | 979.0809 | 0.015687 | 978.8809 | 9.5653e-05 | 979.0809 | 0.6725 | 846.1985 | 0.017555
|  | 858.7095 | 0.0044477 | 858.5055 | 0.0012495 | 658.794 | 0 | 858.7095 | -0.022331 | 858.5055 | 0.025047 | 849.1319 | 0 | 858.5055 | 0.017425 | 858.7095 | 0.017453 | 846.4319 | 0.04405 | 858.7095 | 0.0037039 | 858.7095 | 0.0010173 | 858.7095 | 0.0037918 | 846.6654 | 0 | 858.7095 | 0.0080483 | 858.5055 | 0.0088854 | 979.2493 | 0.020199 | 979.0503 | 0 | 979.2493 | 0.65838 | 846.432 | 0.012302
|  | 858.9492 | -0.013908 | 858.745 | -0.012916 | 658.9165 | 0.010675 | 858.9492 | -0.025461 | 858.745 | -0.058124 | 849.3693 | 0 | 858.745 | -0.034441 | 858.9492 | 0 | 846.6654 | -0.027835 | 858.9492 | 0 | 858.9492 | 0 | 858.9492 | 0 | 846.8989 | 0 | 858.9492 | 0 | 858.745 | -0.014875 | 979.4178 | 0.017457 | 979.2198 | 0.00028696 | 979.4178 | 0.64496 | 846.6654 | 0.016588
|  | 859.1888 | 0.03062 | 858.9846 | 6.525e-05 | 659.0391 | 0 | 859.1888 | 0.019492 | 858.9846 | -0.014103 | 849.6066 | 0 | 858.9846 | 0.01657 | 859.1888 | 0.022731 | 846.8989 | 0.022679 | 859.1888 | 0.0042626 | 859.1888 | 0.0031275 | 859.1888 | 0.0058799 | 847.1323 | 0 | 859.1888 | 0.0077734 | 858.9846 | 0.0097157 | 979.5862 | 0.026967 | 979.3893 | 0 | 979.5862 | 0.63001 | 846.8989 | 0.011888
|  | 859.4285 | -0.018026 | 859.2241 | -0.037115 | 659.1617 | 0.0065843 | 859.4285 | -0.032505 | 859.2241 | -0.059979 | 849.8441 | 0 | 859.2241 | -0.031302 | 859.4285 | 0 | 847.1323 | 0.0065458 | 859.4285 | 0 | 859.4285 | 0 | 859.4285 | 0 | 847.3658 | 0 | 859.4285 | 0 | 859.2241 | -0.022555 | 979.7547 | 0.019054 | 979.5587 | 0 | 979.7547 | 0.61794 | 847.1323 | 0.0051606
|  | 859.6682 | 0.033444 | 859.4637 | -0.011057 | 659.2842 | 0 | 859.6682 | -0.004446 | 859.4637 | 0.0049705 | 850.0814 | 0 | 859.4637 | 0.018367 | 859.6681 | 0.022335 | 847.3658 | -0.0064701 | 859.6681 | 0.0033397 | 859.6682 | 0.0011037 | 859.6681 | 0.0032676 | 847.5993 | 0 | 859.6681 | 0.0068329 | 859.4637 | 0.023339 | 979.9232 | 0.019782 | 979.7282 | 0 | 979.9232 | 0.60417 | 847.3658 | 0.0059439
|  | 859.9078 | 0.013815 | 859.7032 | -0.018657 | 659.4068 | 0.0068328 | 859.9078 | -0.01994 | 859.7032 | -0.082438 | 850.3188 | 0 | 859.7032 | -0.035198 | 859.9078 | 0 | 847.5993 | -0.0037364 | 859.9078 | 0 | 859.9078 | 0 | 859.9078 | 0 | 847.8328 | 0 | 859.9078 | 0 | 859.7032 | -0.0063544 | 980.0916 | 0.017804 | 979.8977 | 9.5653e-05 | 980.0916 | 0.59398 | 847.5993 | 0.0025313
|  | 860.1475 | 0.017343 | 859.9428 | -0.0034414 | 659.5294 | 0 | 860.1475 | 0.021345 | 859.9428 | 0.026369 | 850.5562 | 0 | 859.9428 | 0.019959 | 860.1475 | 0.016294 | 847.8328 | 0.022546 | 860.1475 | 0.0028168 | 860.1475 | 0.0024524 | 860.1475 | 0.00067288 | 848.0663 | 0 | 860.1475 | 0.0079886 | 859.9428 | 0.021616 | 980.2601 | 0.015791 | 980.0672 | 0 | 980.2601 | 0.58169 | 847.8328 | 0.013685
|  | 860.3872 | -0.00056058 | 860.1824 | 0.0019271 | 659.652 | 0.012896 | 860.3872 | -0.029801 | 860.1824 | -0.052038 | 850.7936 | 0 | 860.1824 | -0.02616 | 860.3872 | 0 | 848.0663 | -0.0031057 | 860.3872 | 0 | 860.3872 | 0 | 860.3872 | 0 | 848.2999 | 0 | 860.3872 | 0 | 860.1824 | -0.010497 | 980.4285 | 0.018984 | 980.2367 | 0.00028696 | 980.4285 | 0.5716 | 848.0664 | 0.014468
|  | 860.6269 | 0.011237 | 860.422 | 0.020506 | 659.7746 | 0 | 860.6269 | -0.0072515 | 860.422 | 0.008685 | 851.0311 | 0 | 860.422 | 0.017167 | 860.6269 | 0.023961 | 848.2999 | -0.0022799 | 860.6269 | 0.0032572 | 860.6269 | 0.0030703 | 860.6269 | 0.0070853 | 848.5334 | 0 | 860.6269 | 0.0076786 | 860.422 | 0.0083041 | 980.597 | 0.021483 | 980.4062 | 0 | 980.597 | 0.55896 | 848.2999 | 0.011151
|  | 860.8666 | 0.00066523 | 860.6616 | -0.0029434 | 659.8972 | 0.0088123 | 860.8666 | -0.011456 | 860.6616 | -0.042681 | 851.2685 | 0 | 860.6616 | -0.030624 | 860.8666 | 0 | 848.5334 | -0.028505 | 860.8666 | 0 | 860.8666 | 0 | 860.8666 | 0 | 848.7669 | 0 | 860.8666 | 0 | 860.6616 | -0.0065016 | 980.7655 | 0.016173 | 980.5756 | 9.5653e-05 | 980.7655 | 0.54908 | 848.5334 | 0.005437
|  | 861.1063 | 0.02499 | 860.9012 | 0.0008113 | 660.0198 | 0 | 861.1063 | 0.0063466 | 860.9012 | -0.0042966 | 851.5059 | 0 | 860.9012 | 0.017257 | 861.1063 | 0.019826 | 848.7669 | 0.023856 | 861.1063 | 0.0053009 | 861.1063 | 0.0031928 | 861.1063 | 0.0033503 | 849.0004 | 0 | 861.1063 | 0.0028957 | 860.9012 | 0.0051273 | 980.9339 | 0.022559 | 980.7451 | 6.3769e-05 | 980.9339 | 0.53784 | 848.7669 | 0.017509
|  | 861.3461 | 0.0059789 | 861.1408 | -0.015324 | 660.1425 | 0.01132 | 861.3461 | -0.0031029 | 861.1408 | -0.050933 | 851.7434 | 0 | 861.1408 | -0.029568 | 861.346 | 0 | 849.0004 | -0.030548 | 861.346 | 0 | 861.3461 | 0 | 861.346 | 0 | 849.2339 | 0 | 861.3461 | 0 | 861.1408 | -0.010529 | 981.1024 | 0.013501 | 980.9146 | 9.5653e-05 | 981.1024 | 0.52792 | 849.0004 | 0.017417
|  | 861.5858 | 0.015304 | 861.3804 | 0.011246 | 660.2651 | 0 | 861.5858 | 0.0078505 | 861.3804 | 0.021052 | 851.9808 | 0 | 861.3804 | 0.019141 | 861.5858 | 0.022402 | 849.2339 | 0.022894 | 861.5858 | 0.0034917 | 861.5858 | 0.0017078 | 861.5858 | 0.0040552 | 849.4675 | 0 | 861.5857 | 0.0076076 | 861.3804 | 0.018013 | 981.2709 | 0.022073 | 981.0841 | 0.00025508 | 981.2709 | 0.51581 | 849.234 | 0.014007
|  | 861.8255 | -0.014426 | 861.62 | -0.017233 | 660.3878 | 0.0044724 | 861.8255 | -0.00364 | 861.62 | -0.052874 | 852.2183 | 0 | 861.62 | -0.02717 | 861.8255 | 0 | 849.4675 | -0.028858 | 861.8255 | 0 | 861.8255 | 0 | 861.8255 | 0 | 849.701 | 0 | 861.8255 | 0 | 861.62 | -0.01676 | 981.4393 | 0.013535 | 981.2536 | 0.00028696 | 981.4393 | 0.50527 | 849.4675 | 0.0025879
|  | 862.0652 | 0.01422 | 861.8596 | -0.0051568 | 660.5104 | 0 | 862.0652 | -0.0011282 | 861.8596 | 0.041731 | 852.4558 | 0 | 861.8596 | 0.013376 | 862.0653 | 0.025395 | 849.701 | 0.0094499 | 862.0653 | 0.0029034 | 862.0652 | 0.0010832 | 862.0653 | 0.0046762 | 849.9346 | 0 | 862.0652 | 0.0064345 | 861.8596 | 0.0076278 | 981.6078 | 0.021726 | 981.4231 | 6.3769e-05 | 981.6078 | 0.49482 | 849.7011 | 0.02995
|  | 862.305 | 0.0012201 | 862.0993 | -0.0087777 | 660.6331 | 0.0029816 | 862.305 | -0.013527 | 862.0993 | -0.074582 | 852.6932 | 0 | 862.0993 | -0.031737 | 862.305 | 0 | 849.9346 | -0.036306 | 862.305 | 0 | 862.305 | 0 | 862.305 | 0 | 850.1682 | 0 | 862.305 | 0 | 862.0993 | -0.0074826 | 981.7763 | 0.016798 | 981.5926 | 0.00047827 | 981.7763 | 0.48582 | 849.9346 | 0.012164
|  | 862.5448 | 0.020873 | 862.3389 | 0.0083617 | 660.7558 | 0 | 862.5448 | -0.010851 | 862.3389 | 0.024297 | 852.9307 | 0 | 862.3389 | 0.021329 | 862.5448 | 0.0072014 | 850.1682 | 0.025912 | 862.5448 | 0.0024272 | 862.5448 | 0.0028605 | 862.5448 | 0.0085786 | 850.4018 | 0 | 862.5448 | 0.0033263 | 862.3389 | 0.013932 | 981.9447 | 0.020372 | 981.7621 | 6.3769e-05 | 981.9447 | 0.4755 | 850.1682 | 0.008386
|  | 862.7845 | 0.0013283 | 862.5786 | -0.054015 | 660.8785 | 0.0069571 | 862.7845 | -0.029651 | 862.5786 | -0.052994 | 853.1683 | 0 | 862.5786 | -0.038039 | 862.7845 | 0 | 850.4018 | -0.043331 | 862.7845 | 0 | 862.7845 | 0 | 862.7845 | 0 | 850.6354 | 0 | 862.7845 | 0 | 862.5786 | -0.015602 | 982.1132 | 0.017075 | 981.9316 | 9.5653e-05 | 982.1132 | 0.46632 | 850.4018 | 0.0085703
|  | 863.0243 | 0.021591 | 862.8182 | 0.01736 | 661.0012 | 0 | 863.0243 | 0.015122 | 862.8182 | -0.028736 | 853.4058 | 0 | 862.8182 | 0.015073 | 863.0243 | 0.018904 | 850.6354 | -0.0050032 | 863.0243 | 0.0040438 | 863.0243 | 0.0027513 | 863.0243 | 0.0062117 | 850.869 | 0 | 863.0243 | 0.0072408 | 862.8182 | 0.01629 | 982.2817 | 0.020303 | 982.1011 | 0 | 982.2817 | 0.45569 | 850.6354 | 0.013639
|  | 863.2641 | -0.014826 | 863.0579 | -0.019236 | 661.1239 | 0.01003 | 863.2641 | -0.024226 | 863.0579 | -0.047842 | 853.6432 | 0 | 863.0579 | -0.037261 | 863.2641 | 0 | 850.869 | -0.030709 | 863.2641 | 0 | 863.2641 | 0 | 863.2641 | 0 | 851.1025 | 0 | 863.2641 | 0 | 863.0579 | -0.021772 | 982.4501 | 0.020824 | 982.2707 | 9.5653e-05 | 982.4501 | 0.44795 | 850.869 | 0.021057
|  | 863.5039 | 0.016453 | 863.2976 | -0.017535 | 661.2466 | 0 | 863.5039 | -0.012125 | 863.2976 | -0.034814 | 853.8808 | 0 | 863.2976 | 0.018851 | 863.5039 | 0.020201 | 851.1025 | 0.015265 | 863.5039 | 0.0021245 | 863.5039 | 0.00078758 | 863.5039 | 0.0031568 | 851.3362 | 0 | 863.5039 | 0.0051919 | 863.2976 | 0.0066393 | 982.6186 | 0.01947 | 982.4402 | 6.3769e-05 | 982.6186 | 0.43895 | 851.1025 | 0.011519
|  | 863.7437 | 0.0073355 | 863.5372 | -0.010374 | 661.3694 | 0.0052178 | 863.7437 | -0.0074506 | 863.5372 | -0.070012 | 854.1183 | 0 | 863.5372 | -0.029127 | 863.7437 | 0 | 851.3362 | -0.02731 | 863.7437 | 0 | 863.7437 | 0 | 863.7437 | 0 | 851.5698 | 0 | 863.7437 | 0 | 863.5372 | -0.0093642 | 982.7871 | 0.018568 | 982.6097 | 9.5653e-05 | 982.7871 | 0.43217 | 851.3362 | 0.010966
|  | 863.9835 | 0.022987 | 863.7769 | 0.020673 | 661.4921 | 0 | 863.9835 | 0.013075 | 863.7769 | 0.020006 | 854.3558 | 0 | 863.7769 | 0.023012 | 863.9835 | 0.040326 | 851.5698 | 0.0030951 | 863.9835 | 0.0038395 | 863.9835 | 0.0031751 | 863.9835 | 0.0080838 | 851.8034 | 0 | 863.9835 | 0.0066068 | 863.7769 | 0.01228 | 982.9556 | 0.023496 | 982.7792 | 6.3769e-05 | 982.9556 | 0.42356 | 851.5698 | 0.017786
|  | 864.2233 | -0.0070946 | 864.0166 | -0.025669 | 661.6149 | 0.0052178 | 864.2233 | -0.025969 | 864.0166 | -0.04607 | 854.5934 | 0 | 864.0166 | -0.029483 | 864.2233 | 0 | 851.8034 | 0.0084487 | 864.2233 | 0 | 864.2233 | 0 | 864.2233 | 0 | 852.037 | 0 | 864.2233 | 0 | 864.0166 | -0.022242 | 983.124 | 0.019574 | 982.9487 | 9.5653e-05 | 983.124 | 0.41613 | 851.8034 | 0.020827
|  | 864.4631 | 0.01039 | 864.2563 | -0.017502 | 661.7376 | 0 | 864.4631 | -0.0045299 | 864.2563 | -0.0010878 | 854.8309 | 0 | 864.2563 | 0.025023 | 864.4632 | 0.010883 | 852.037 | 0.031846 | 864.4632 | 2.6502e-05 | 864.4631 | 0.0020859 | 864.4632 | 0.0093065 | 852.2707 | 0 | 864.4631 | 0.0093349 | 864.2563 | 0.013483 | 983.2925 | 0.019158 | 983.1182 | 0.00025508 | 983.2925 | 0.40681 | 852.0371 | 0.016772
|  | 864.703 | -0.011435 | 864.496 | -0.034675 | 661.8604 | 0.0064601 | 864.703 | -0.032042 | 864.496 | -0.077735 | 855.0685 | 0 | 864.496 | -0.035548 | 864.703 | 0 | 852.2707 | -0.016093 | 864.703 | 0 | 864.703 | 0 | 864.703 | 0 | 852.5043 | 0 | 864.703 | 0 | 864.496 | -0.029447 | 983.461 | 0.018255 | 983.2878 | 9.5653e-05 | 983.461 | 0.39868 | 852.2707 | -0.0038227
|  | 864.9428 | 0.03926 | 864.7357 | 0.014221 | 661.9832 | 0 | 864.9428 | -0.0015158 | 864.7357 | 0.043067 | 855.306 | 0 | 864.7357 | 0.023271 | 864.9428 | 0.034182 | 852.5043 | 0.028775 | 864.9428 | 0.0016829 | 864.9428 | 0.0010725 | 864.9428 | 0.0022583 | 852.738 | 0 | 864.9428 | 0.0064904 | 864.7357 | 0.01817 | 983.6295 | 0.016416 | 983.4573 | 6.3769e-05 | 983.6295 | 0.38924 | 852.5043 | 0.021057
|  | 865.1827 | -0.014694 | 864.9754 | -0.011259 | 662.106 | 0.013398 | 865.1827 | -0.029096 | 864.9754 | -0.076297 | 855.5436 | 0 | 864.9754 | -0.028966 | 865.1827 | 0 | 852.738 | 0.00084958 | 865.1827 | 0 | 865.1827 | 0 | 865.1827 | 0 | 852.9716 | 0 | 865.1827 | 0 | 864.9754 | -0.014447 | 983.7979 | 0.020615 | 983.6268 | 9.5653e-05 | 983.7979 | 0.38198 | 852.738 | 0.012487
|  | 865.4225 | 0.025174 | 865.2152 | -0.0054893 | 662.2287 | 0 | 865.4225 | 0.0050162 | 865.2152 | -0.0060652 | 855.7812 | 0 | 865.2152 | 0.014141 | 865.4225 | 0.014244 | 852.9716 | 0.0036821 | 865.4225 | 0 | 865.4225 | 0.00017301 | 865.4225 | 0.001795 | 853.2053 | 0 | 865.4226 | 0.0028708 | 865.2152 | 0.0038418 | 983.9664 | 0.015861 | 983.7964 | 6.3769e-05 | 983.9664 | 0.37372 | 852.9716 | 0.0069576
|  | 865.6624 | -0.0065186 | 865.4549 | -0.00084354 | 662.3515 | 0.0042239 | 865.6624 | -0.0038308 | 865.4549 | -0.061191 | 856.0188 | 0 | 865.4549 | -0.039791 | 865.6624 | 0 | 853.2053 | -0.017959 | 865.6624 | 0 | 865.6624 | 0 | 865.6624 | 0 | 853.439 | 0 | 865.6624 | 0 | 865.4549 | -0.024435 | 984.1349 | 0.015028 | 983.9659 | 0.00028696 | 984.1349 | 0.3672 | 853.2053 | 0.0095379
|  | 865.9023 | 0.016998 | 865.6946 | 0.030391 | 662.4744 | 0 | 865.9023 | -0.015747 | 865.6946 | 0.020111 | 856.2564 | 0 | 865.6946 | 0.02427 | 865.9023 | 0.023178 | 853.439 | 0.067194 | 865.9023 | 0.0061651 | 865.9023 | 0.0043611 | 865.9023 | 0.0063818 | 853.6726 | 0 | 865.9023 | 0.0064559 | 865.6946 | 0.017856 | 984.3034 | 0.021483 | 984.1354 | 6.3769e-05 | 984.3034 | 0.35894 | 853.439 | 0.012487
|  | 866.1422 | -0.0029636 | 865.9344 | -0.022873 | 662.5972 | 0.0044724 | 866.1422 | -0.02415 | 865.9344 | -0.057795 | 856.494 | 0 | 865.9344 | -0.028109 | 866.1422 | 0 | 853.6726 | -0.023331 | 866.1422 | 0 | 866.1422 | 0 | 866.1422 | 0 | 853.9063 | 0 | 866.1422 | 0 | 865.9344 | -0.0036619 | 984.4719 | 0.022281 | 984.305 | 0.00028696 | 984.4719 | 0.35216 | 853.6726 | 0.0046998
|  | 866.382 | 0.014619 | 866.1741 | 0.0022699 | 662.72 | 0 | 866.382 | -0.0098303 | 866.1741 | 0.017457 | 856.7316 | 0 | 866.1741 | 0.01438 | 866.382 | 0.020696 | 853.9063 | 0.01435 | 866.382 | 0.0063723 | 866.382 | 9.7495e-05 | 866.382 | 0.0037178 | 854.14 | 0 | 866.382 | 0.0051975 | 866.1741 | 0.012112 | 984.6403 | 0.02013 | 984.4745 | 6.3769e-05 | 984.6403 | 0.34381 | 853.9063 | 0.015297
|  | 866.6219 | -0.013028 | 866.4139 | -0.012936 | 662.8429 | 0.0022362 | 866.6219 | -0.02936 | 866.4139 | -0.080493 | 856.9692 | 0 | 866.4139 | -0.037779 | 866.6219 | 0 | 854.14 | 0.013013 | 866.6219 | 0 | 866.6219 | 0 | 866.6219 | 0 | 854.3737 | 0 | 866.6219 | 0 | 866.4139 | -0.0081363 | 984.8088 | 0.021414 | 984.644 | 0.00028696 | 984.8088 | 0.33782 | 854.14 | 0.010459
|  | 866.8618 | 0.024773 | 866.6537 | -0.0059924 | 662.9657 | 0 | 866.8618 | 0.0080668 | 866.6537 | 0.03137 | 857.2068 | 0 | 866.6537 | 0.023796 | 866.8618 | 0.017757 | 854.3737 | 0.0078399 | 866.8618 | 0.0012151 | 866.8618 | 0.0016532 | 866.8618 | 0.0070005 | 854.6074 | 0 | 866.8618 | 0.0072548 | 866.6537 | 0.0042811 | 984.9773 | 0.019956 | 984.8136 | 6.3769e-05 | 984.9773 | 0.33026 | 854.3737 | 0.01562
|  | 867.1017 | 0.015345 | 866.8934 | -0.028715 | 663.0886 | 0.0069571 | 867.1017 | -0.0040879 | 866.8934 | -0.073285 | 857.4445 | 0 | 866.8934 | -0.035812 | 867.1018 | 0 | 854.6074 | -0.017061 | 867.1018 | 0 | 867.1017 | 0 | 867.1018 | 0 | 854.8411 | 0 | 867.1018 | 0 | 866.8934 | -0.017543 | 985.1458 | 0.016832 | 984.9831 | 9.5653e-05 | 985.1458 | 0.3244 | 854.6074 | 0.004063
|  | 867.3417 | 0.011735 | 867.1332 | 0.01216 | 663.2115 | 0 | 867.3417 | 0.012315 | 867.1332 | -0.0057571 | 857.6821 | 0 | 867.1332 | 0.016568 | 867.3417 | 0.014012 | 854.8411 | 0.02926 | 867.3417 | 0.0022803 | 867.3417 | 0.0012491 | 867.3417 | 0.0031411 | 855.0748 | 0 | 867.3417 | 0.0088253 | 867.1332 | 0.010991 | 985.3143 | 0.020858 | 985.1527 | 6.3769e-05 | 985.3143 | 0.31649 | 854.8411 | 0.016542
|  | 867.5816 | -0.0087543 | 867.373 | -0.029107 | 663.3343 | 0.010532 | 867.5816 | -0.0142 | 867.373 | -0.038946 | 857.9198 | 0 | 867.373 | -0.034861 | 867.5816 | 0 | 855.0748 | 0.0187 | 867.5816 | 0 | 867.5816 | 0 | 867.5816 | 0 | 855.3085 | 0 | 867.5816 | 0 | 867.373 | -0.025532 | 985.4828 | 0.017631 | 985.3222 | 0.00028696 | 985.4828 | 0.3105 | 855.0748 | 0.003781
|  | 867.8215 | -0.0040602 | 867.6128 | 0.00013502 | 663.4572 | 0 | 867.8215 | -0.022745 | 867.6128 | 0.023876 | 858.1575 | 0 | 867.6128 | 0.018883 | 867.8215 | 0.0099646 | 855.3085 | 0.0078841 | 867.8215 | 0.004285 | 867.8215 | 0.0018685 | 867.8215 | 0.00098766 | 855.5423 | 0 | 867.8215 | 0.0041031 | 867.6128 | 0.0091209 | 985.6512 | 0.012008 | 985.4918 | 6.3769e-05 | 985.6512 | 0.30337 | 855.3085 | 0.019076
|  | 868.0615 | 0.0044003 | 867.8526 | -0.0093103 | 663.5801 | 0.012395 | 868.0615 | -0.0048716 | 867.8526 | -0.092731 | 858.3951 | 0 | 867.8526 | -0.031362 | 868.0615 | 0 | 855.5423 | -0.013628 | 868.0615 | 0 | 868.0615 | 0 | 868.0615 | 0 | 855.776 | 0 | 868.0615 | 0 | 867.8526 | -0.01582 | 985.8197 | 0.013605 | 985.6613 | 9.5653e-05 | 985.8197 | 0.29782 | 855.5423 | 0.020182
|  | 868.3015 | 0.0094191 | 868.0924 | -0.023797 | 663.703 | 0 | 868.3015 | -0.0041909 | 868.0924 | 0.0040375 | 858.6328 | 0 | 868.0924 | 0.019823 | 868.3014 | 0.0013866 | 855.776 | 0.0024825 | 868.3014 | 0.00077158 | 868.3015 | 0.0026855 | 868.3014 | 0.0075808 | 856.0098 | 0 | 868.3015 | 0.0061648 | 868.0924 | 0.0038961 | 985.9882 | 0.02655 | 985.8309 | 6.3769e-05 | 985.9882 | 0.29065 | 855.776 | 0.027738
|  | 868.5414 | -0.025378 | 868.3322 | -0.039821 | 663.826 | 0.0059632 | 868.5414 | -0.024831 | 868.3322 | -0.074008 | 858.8705 | 0 | 868.3322 | -0.040859 | 868.5414 | 0 | 856.0098 | -0.0461 | 868.5414 | 0 | 868.5414 | 0 | 868.5414 | 0 | 856.2435 | 0 | 868.5414 | 0 | 868.3322 | -0.020049 | 986.1567 | 0.028077 | 986.0005 | 0.00028696 | 986.1567 | 0.28527 | 856.0098 | 0.009031
|  | 868.7814 | 0.021937 | 868.572 | -0.0076563 | 663.9489 | 0 | 868.7814 | -0.0034893 | 868.572 | 0.012868 | 859.1082 | 0 | 868.572 | 0.021815 | 868.7814 | 0.022049 | 856.2435 | 0.0045553 | 868.7814 | 0.0067868 | 868.7814 | 0.0031581 | 868.7814 | 0.0069066 | 856.4773 | 0 | 868.7814 | 0.0063358 | 868.572 | 0.031954 | 986.3252 | 0.026481 | 986.17 | 0 | 986.3252 | 0.27902 | 856.2435 | 0.0089389
|  | 869.0213 | -0.018521 | 868.8119 | -0.014401 | 664.0718 | 0.013756 | 869.0213 | -0.016678 | 868.8119 | -0.056534 | 859.3459 | 0 | 868.8119 | -0.039574 | 869.0213 | 0 | 856.4773 | -0.033068 | 869.0213 | 0 | 869.0213 | 0 | 869.0213 | 0 | 856.7111 | 0 | 869.0213 | 0 | 868.8119 | -0.01223 | 986.4937 | 0.02124 | 986.3396 | 9.5653e-05 | 986.4937 | 0.27351 | 856.4773 | 9.6193e-05
|  | 869.2613 | 0.01869 | 869.0517 | 0.022389 | 664.1948 | 0 | 869.2613 | 0.010284 | 869.0517 | 0.024508 | 859.5836 | 0 | 869.0517 | 0.031192 | 869.2613 | 0.0081714 | 856.7111 | 0.0086912 | 869.2613 | 0.0043354 | 869.2613 | 0.004501 | 869.2613 | 0.0013986 | 856.9448 | 0 | 869.2613 | 0.0076807 | 869.0517 | 0.0177 | 986.6622 | 0.017145 | 986.5092 | 6.3769e-05 | 986.6622 | 0.26713 | 856.7111 | 0.015344
|  | 869.5013 | -0.0028921 | 869.2916 | -0.041125 | 664.3177 | 0.01612 | 869.5013 | -0.026973 | 869.2916 | -0.08859 | 859.8214 | 0 | 869.2916 | -0.040737 | 869.5013 | 0 | 856.9448 | -0.02836 | 869.5013 | 0 | 869.5013 | 0 | 869.5013 | 0 | 857.1786 | 0 | 869.5013 | 0 | 869.2916 | -0.028194 | 986.8306 | 0.017561 | 986.6787 | 0.00028696 | 986.8306 | 0.26197 | 856.9448 | -0.0035258
|  | 869.7413 | 0.0239 | 869.5314 | -0.0027341 | 664.4407 | 0 | 869.7413 | -0.0037367 | 869.5314 | -0.019733 | 860.059 | 0 | 869.5314 | 0.027813 | 869.7413 | 0.012996 | 857.1786 | 0.0090802 | 869.7413 | 0.0056561 | 869.7413 | 0.0029314 | 869.7413 | 0.0061863 | 857.4124 | 0 | 869.7413 | 0.0052481 | 869.5314 | 0.014394 | 986.9991 | 0.023496 | 986.8483 | 0 | 986.9991 | 0.25651 | 857.1786 | 0.020458
|  | 869.9813 | -0.0088585 | 869.7713 | -0.012083 | 664.5637 | 0.0049693 | 869.9813 | -0.019666 | 869.7713 | -0.069324 | 860.2968 | 0 | 869.7713 | -0.031402 | 869.9813 | 0 | 857.4124 | 0.0016082 | 869.9813 | 0 | 869.9813 | 0 | 869.9813 | 0 | 857.6462 | 0 | 869.9813 | 0 | 869.7713 | -0.01461 | 987.1676 | 0.025266 | 987.0179 | 0.00028696 | 987.1676 | 0.25108 | 857.4124 | 0.0016203
|  | 870.2213 | 0.025137 | 870.0111 | -0.0040807 | 664.6867 | 0 | 870.2213 | -0.0019014 | 870.0111 | 0.015978 | 860.5345 | 0 | 870.0111 | 0.025241 | 870.2213 | 0.019673 | 857.6462 | 0.01873 | 870.2213 | 0.006358 | 870.2213 | 0.0026964 | 870.2213 | 0.0044633 | 857.88 | 0 | 870.2213 | 0.0083033 | 870.0111 | 0.022086 | 987.3361 | 0.023843 | 987.1875 | 0 | 987.3361 | 0.24527 | 857.6462 | 0.020642
|  | 870.4613 | -0.0044591 | 870.251 | -0.0050429 | 664.8097 | 0.0094571 | 870.4613 | -0.012933 | 870.251 | -0.045082 | 860.7723 | 0 | 870.251 | -0.03831 | 870.4613 | 0 | 857.88 | -0.0026028 | 870.4613 | 0 | 870.4613 | 0 | 870.4613 | 0 | 858.1138 | 0 | 870.4613 | 0 | 870.251 | -0.016917 | 987.5046 | 0.018984 | 987.357 | 0.00028696 | 987.5046 | 0.24112 | 857.88 | -0.0023172
|  | 870.7014 | 0.02126 | 870.4909 | -0.020307 | 664.9327 | 0 | 870.7014 | -0.0048803 | 870.4909 | 0.031827 | 861.01 | 0 | 870.4909 | 0.019837 | 870.7014 | 0 | 858.1138 | 0.045111 | 870.7014 | 0.0035924 | 870.7014 | 0 | 870.7014 | 0.0043374 | 858.3477 | 0 | 870.7014 | 0.0044511 | 870.4909 | 0.0066145 | 987.6731 | 0.017214 | 987.5266 | 0.00025508 | 987.6731 | 0.23648 | 858.1138 | 0.0023361
|  | 870.9414 | -0.011699 | 870.7308 | 0.0012055 | 665.0557 | 0.011463 | 870.9414 | -0.027206 | 870.7308 | -0.088728 | 861.2478 | 0 | 870.7308 | -0.027492 | 870.9414 | 0 | 858.3477 | -0.045369 | 870.9414 | 0 | 870.9414 | 0 | 870.9414 | 0 | 858.5814 | 0 | 870.9414 | 0 | 870.7307 | -0.019579 | 987.8416 | 0.019088 | 987.6962 | 0.00047827 | 987.8416 | 0.23272 | 858.3477 | 0.006589
|  | 871.1815 | 0.0047691 | 870.9706 | 0.008963 | 665.1787 | 0 | 871.1815 | -0.0059293 | 870.9706 | 0.015073 | 861.4855 | 0 | 870.9706 | 0.02431 | 871.1814 | 0.031797 | 858.5814 | -0.011096 | 871.1814 | 0.004347 | 871.1815 | 0.0017127 | 871.1814 | 0.0076489 | 858.8153 | 0 | 871.1815 | 0.0041019 | 870.9706 | 0.014668 | 988.0101 | 0.022212 | 987.8658 | 0 | 988.0101 | 0.22804 | 858.5814 | 0.017187
|  | 871.4215 | -0.014703 | 871.2105 | -0.024216 | 665.3017 | 0.014687 | 871.4215 | -0.026641 | 871.2105 | -0.05939 | 861.7233 | 0 | 871.2105 | -0.036608 | 871.4215 | 0 | 858.8153 | -0.008426 | 871.4215 | 0 | 871.4215 | 0 | 871.4215 | 0 | 859.0491 | 0 | 871.4215 | 0 | 871.2105 | -0.023495 | 988.1786 | 0.013049 | 988.0354 | 0.00028696 | 988.1786 | 0.22402 | 858.8153 | 0.011289
|  | 871.6616 | -0.00081895 | 871.4504 | -0.0011631 | 665.4248 | 0 | 871.6616 | 0.016374 | 871.4504 | 0.013666 | 861.9611 | 0 | 871.4504 | 0.022684 | 871.6616 | 0.018877 | 859.0491 | -0.0037626 | 871.6616 | 0.0023632 | 871.6616 | 0.0035602 | 871.6616 | 0.0039259 | 859.283 | 0 | 871.6616 | 0.0075369 | 871.4504 | 0.012345 | 988.3471 | 0.0236 | 988.2049 | 0 | 988.3471 | 0.21947 | 859.0491 | 0.022439
|  | 871.9016 | -0.022017 | 871.6904 | -0.048817 | 665.5478 | 0.012538 | 871.9016 | -0.035053 | 871.6904 | -0.054188 | 862.1989 | 0 | 871.6904 | -0.03364 | 871.9016 | 0 | 859.283 | 0.018627 | 871.9016 | 0 | 871.9016 | 0 | 871.9016 | 0 | 859.5168 | 0 | 871.9016 | 0 | 871.6903 | -0.029447 | 988.5156 | 0.015791 | 988.3745 | 9.5653e-05 | 988.5156 | 0.21536 | 859.283 | 0.0062664
|  | 872.1417 | 0.019097 | 871.9303 | 0.0095353 | 665.6709 | 0 | 872.1417 | -0.0059797 | 871.9303 | -0.049347 | 862.4367 | 0 | 871.9303 | 0.025686 | 872.1417 | 0.0054805 | 859.5168 | 0.036852 | 872.1417 | 0.005851 | 872.1417 | 0.0023184 | 872.1417 | 0.0027317 | 859.7507 | 0 | 872.1417 | 0.0041858 | 871.9303 | 0.028194 | 988.6841 | 0.022524 | 988.5441 | 6.3769e-05 | 988.6841 | 0.21029 | 859.5168 | 0.0093996
|  | 872.3818 | 0.0053451 | 872.1702 | -0.0044689 | 665.794 | 0.0096004 | 872.3818 | -0.01796 | 872.1702 | -0.10955 | 862.6746 | 0 | 872.1702 | -0.036258 | 872.3818 | 0 | 859.7507 | -0.019523 | 872.3818 | 0 | 872.3818 | 0 | 872.3818 | 0 | 859.9846 | 0 | 872.3818 | 0 | 872.1702 | -0.017073 | 988.8526 | 0.020685 | 988.7137 | 0.00028696 | 988.8526 | 0.20474 | 859.7507 | 0.01327
|  | 872.6219 | 0.010357 | 872.4101 | -0.0073289 | 665.917 | 0 | 872.6219 | 0.026907 | 872.4101 | 0.03522 | 862.9124 | 0 | 872.4101 | 0.023113 | 872.6219 | 0.020035 | 859.9846 | 0.020808 | 872.6219 | 0.0037984 | 872.6219 | 0.00095769 | 872.6219 | 0.0047096 | 860.2184 | 0 | 872.6219 | 0.0076281 | 872.4101 | -0.0044079 | 989.0211 | 0.020199 | 988.8833 | 0.00025508 | 989.0211 | 0.19845 | 859.9846 | 0.018845
|  | 872.862 | -0.013228 | 872.6501 | -0.052058 | 666.0401 | 0.002112 | 872.862 | -0.015002 | 872.6501 | -0.063044 | 863.1501 | 0 | 872.6501 | -0.040842 | 872.862 | 0 | 860.2184 | -0.0062867 | 872.862 | 0 | 872.862 | 0 | 872.862 | 0 | 860.4523 | 0 | 872.862 | 0 | 872.6501 | -0.016603 | 989.1896 | 0.016659 | 989.0529 | 0.00028696 | 989.1896 | 0.19224 | 860.2184 | 0.00046562
|  | 873.1021 | -0.0018218 | 872.89 | -0.0083667 | 666.1632 | 0 | 873.1021 | 0.0084561 | 872.89 | -0.029587 | 863.388 | 0 | 872.89 | 0.019792 | 873.1021 | 0.013123 | 860.4523 | 0.029701 | 873.1021 | 0.0049269 | 873.1021 | 0.001672 | 873.1021 | 0.0026036 | 860.6862 | 0 | 873.102 | 0.0073785 | 872.89 | 0.019266 | 989.3581 | 0.018672 | 989.2225 | 0 | 989.3581 | 0.18598 | 860.4523 | 0.023591
|  | 873.3422 | -0.0099399 | 873.13 | -0.014989 | 666.2863 | 0.0080959 | 873.3422 | -0.029752 | 873.13 | -0.013342 | 863.6259 | 0 | 873.13 | -0.037014 | 873.3422 | 0 | 860.6862 | -0.029859 | 873.3422 | 0 | 873.3422 | 0 | 873.3422 | 0 | 860.92 | 0 | 873.3422 | 0 | 873.13 | 0.0013986 | 989.5266 | 0.014785 | 989.3921 | 0.00028696 | 989.5266 | 0.18008 | 860.6862 | 0.00046186
|  | 873.5823 | 0.016357 | 873.3699 | -0.0067361 | 666.4095 | 0 | 873.5823 | -0.017555 | 873.3699 | 0.064338 | 863.8637 | 0 | 873.3699 | 0.018391 | 873.5823 | 0.010259 | 860.92 | -0.010733 | 873.5823 | 0.003627 | 873.5823 | 0.0013813 | 873.5823 | 0.00298 | 861.154 | 0 | 873.5823 | 0.0046554 | 873.3699 | 0.00033975 | 989.6951 | 0.020303 | 989.5617 | 6.3769e-05 | 989.6951 | 0.17309 | 860.92 | 0.016864
|  | 873.8224 | 0.00024405 | 873.6099 | -0.03445 | 666.5326 | 0.018413 | 873.8224 | -0.0063955 | 873.6099 | -0.081171 | 864.1016 | 0 | 873.6099 | -0.040287 | 873.8224 | 0 | 861.154 | -0.016098 | 873.8224 | 0 | 873.8224 | 0 | 873.8224 | 0 | 861.3879 | 0 | 873.8225 | 0 | 873.6099 | -0.026471 | 989.8636 | 0.019782 | 989.7313 | 0 | 989.8636 | 0.16924 | 861.154 | 0.0031343
|  | 874.0626 | 0.004119 | 873.8499 | 0.044966 | 666.6557 | 0 | 874.0626 | -0.024972 | 873.8499 | -0.0054944 | 864.3394 | 0 | 873.8499 | 0.016475 | 874.0626 | 0.036995 | 861.3879 | 0.020427 | 874.0626 | 0.0094451 | 874.0626 | 0.0052974 | 874.0626 | 0.0058658 | 861.6218 | 0 | 874.0626 | 0.011757 | 873.8499 | 0.019423 | 990.0321 | 0.01836 | 989.9009 | 0 | 990.0321 | 0.16277 | 861.3879 | 0.0097683
|  | 874.3027 | -0.031205 | 874.0898 | -0.02938 | 666.7789 | 0.0034785 | 874.3027 | -0.023824 | 874.0898 | -0.042049 | 864.5773 | 0 | 874.0898 | -0.032028 | 874.3027 | 0 | 861.6218 | -0.010212 | 874.3027 | 0 | 874.3027 | 0 | 874.3027 | 0 | 861.8557 | 0 | 874.3027 | 0 | 874.0898 | -0.015123 | 990.2006 | 0.018845 | 990.0706 | 9.5653e-05 | 990.2006 | 0.16163 | 861.6218 | 0.0044625
|  | 874.5428 | 0.012946 | 874.3298 | -0.012752 | 666.902 | 0 | 874.5428 | 0.0073199 | 874.3298 | -0.0011124 | 864.8152 | 0 | 874.3298 | 0.017925 | 874.5429 | 0.030018 | 861.8557 | 0.011299 | 874.5429 | 0.0060534 | 874.5428 | 0.0035889 | 874.5429 | 0.0066294 | 862.0897 | 0 | 874.5429 | 0.0075523 | 874.3298 | 0.021302 | 990.3691 | 0.024711 | 990.2402 | 6.3769e-05 | 990.3691 | 0.15477 | 861.8557 | 0.017187
|  | 874.783 | -0.02396 | 874.5698 | -0.049214 | 667.0252 | 0.008669 | 874.783 | -0.023584 | 874.5698 | -0.081039 | 865.053 | 0 | 874.5698 | -0.042422 | 874.783 | 0 | 862.0897 | 0.0087436 | 874.783 | 0 | 874.783 | 0 | 874.783 | 0 | 862.3236 | 0 | 874.783 | 0 | 874.5698 | -0.0050697 | 990.5376 | 0.015687 | 990.4098 | 0.00028696 | 990.5376 | 0.15394 | 862.0897 | 0.013454
|  | 875.0232 | 0.0048915 | 874.8098 | -0.020491 | 667.1484 | 0 | 875.0232 | 0.0040094 | 874.8098 | 0.0096853 | 865.291 | 0 | 874.8098 | 0.017828 | 875.0232 | 0.0088832 | 862.3236 | 0.035549 | 875.0232 | 0.0018335 | 875.0232 | 0.0014211 | 875.0232 | 0.0027223 | 862.5575 | 0 | 875.0232 | 0.0086844 | 874.8098 | 0.0099817 | 990.7061 | 0.018915 | 990.5794 | 0 | 990.7061 | 0.14786 | 862.3236 | 0.025204
|  | 875.2634 | -0.015343 | 875.0498 | -0.0047294 | 667.2716 | 0.012824 | 875.2634 | -0.017435 | 875.0498 | -0.11185 | 865.5289 | 0 | 875.0498 | -0.036442 | 875.2634 | 0 | 862.5575 | 0.038468 | 875.2634 | 0 | 875.2634 | 0 | 875.2634 | 0 | 862.7914 | 0 | 875.2634 | 0 | 875.0498 | -0.0068349 | 990.8746 | 0.018568 | 990.749 | 9.5653e-05 | 990.8746 | 0.14738 | 862.5575 | 0.0023499
|  | 875.5035 | 0.016427 | 875.2898 | -0.015094 | 667.3948 | 0 | 875.5035 | -0.025641 | 875.2898 | -0.011157 | 865.7668 | 0 | 875.2898 | 0.020818 | 875.5036 | 0.031513 | 862.7914 | 0.0098311 | 875.5036 | 0.0026541 | 875.5035 | 0 | 875.5036 | 0.00090327 | 863.0255 | 0 | 875.5035 | 0.0054972 | 875.2898 | 0.012918 | 991.0431 | 0.020615 | 990.9186 | 6.3769e-05 | 991.0431 | 0.14331 | 862.7914 | 0.016726
|  | 875.7438 | 0.023175 | 875.5299 | -0.032346 | 667.518 | 0.01003 | 875.7438 | -0.011477 | 875.5299 | -0.091285 | 866.0047 | 0 | 875.5299 | -0.044232 | 875.7438 | 0 | 863.0255 | 0.0017198 | 875.7438 | 0 | 875.7438 | 0 | 875.7438 | 0 | 863.2594 | 0 | 875.7438 | 0 | 875.5299 | -0.021459 | 991.2117 | 0.020858 | 991.0883 | 9.5653e-05 | 991.2117 | 0.14366 | 863.0254 | 0.0079713
|  | 875.9839 | 0.018634 | 875.7699 | 0.011984 | 667.6412 | 0 | 875.9839 | -0.0076402 | 875.7699 | 0.033506 | 866.2426 | 0 | 875.7699 | 0.021252 | 875.984 | 0.044675 | 863.2594 | 0.039574 | 875.984 | 0.0023916 | 875.9839 | 0.0021157 | 875.984 | 0.0059724 | 863.4933 | 0 | 875.984 | 0.0063094 | 875.7699 | 0.010065 | 991.3802 | 0.020025 | 991.2579 | 6.3769e-05 | 991.3802 | 0.14244 | 863.2594 | 0.021564
|  | 876.2242 | -0.021311 | 876.0099 | -0.028587 | 667.7644 | 0.012538 | 876.2242 | -0.028483 | 876.0099 | -0.041946 | 866.4806 | 0 | 876.0099 | -0.049425 | 876.2242 | 0 | 863.4933 | -0.017697 | 876.2242 | 0 | 876.2242 | 0 | 876.2242 | 0 | 863.7274 | 0 | 876.2242 | 0 | 876.0099 | -0.020206 | 991.5487 | 0.024954 | 991.4275 | 0.00028696 | 991.5487 | 0.14467 | 863.4933 | 0.014975
|  | 876.4644 | 0.025648 | 876.25 | -0.010759 | 667.8877 | 0 | 876.4644 | -0.0041263 | 876.25 | 0.053797 | 866.7185 | 0 | 876.25 | 0.023361 | 876.4644 | 0.013411 | 863.7274 | 0.025057 | 876.4644 | 0.0012744 | 876.4644 | 0.0017633 | 876.4644 | 0.0054224 | 863.9613 | 0 | 876.4644 | 0.0075868 | 876.25 | 0.013108 | 991.7172 | 0.020997 | 991.5972 | 6.3769e-05 | 991.7172 | 0.14602 | 863.7274 | 0.017187
|  | 876.7046 | -0.0015821 | 876.49 | -0.038906 | 668.0109 | 0.012323 | 876.7046 | -0.024557 | 876.49 | -0.074429 | 866.9565 | 0 | 876.49 | -0.039318 | 876.7046 | 0 | 863.9613 | -0.012605 | 876.7046 | 0 | 876.7046 | 0 | 876.7046 | 0 | 864.1953 | 0 | 876.7046 | 0 | 876.49 | -0.019736 | 991.8857 | 0.020268 | 991.7668 | 9.5653e-05 | 991.8857 | 0.14961 | 863.9613 | 0.01456
|  | 876.9448 | 0.023858 | 876.7301 | -0.0076798 | 668.1341 | 0 | 876.9448 | -0.0019823 | 876.7301 | 0.0086561 | 867.1944 | 0 | 876.7301 | 0.015738 | 876.9448 | 0.015131 | 864.1953 | -0.0056705 | 876.9448 | 0.0040282 | 876.9448 | 0.00088988 | 876.9448 | 0.0025533 | 864.4293 | 0 | 876.9448 | 0.0060124 | 876.7301 | 0.0049976 | 992.0542 | 0.021483 | 991.9364 | 6.3769e-05 | 992.0542 | 0.15232 | 864.1953 | 0.031102
|  | 877.1851 | 0.0069993 | 876.9701 | -0.035896 | 668.2574 | 0.0078093 | 877.1851 | -0.016976 | 876.9701 | -0.076145 | 867.4324 | 0 | 876.9701 | -0.038375 | 877.1851 | 0 | 864.4293 | 0.011468 | 877.1851 | 0 | 877.1851 | 0 | 877.1851 | 0 | 864.6633 | 0 | 877.1851 | 0 | 876.9701 | -0.022712 | 992.2227 | 0.018915 | 992.1061 | 0.00028696 | 992.2227 | 0.15271 | 864.4293 | 0.013408
|  | 877.4253 | 0.016452 | 877.2102 | 0.0041466 | 668.3807 | 0.0013697 | 877.4253 | -0.003757 | 877.2102 | 0.001687 | 867.6703 | 0 | 877.2102 | 0.028365 | 877.4253 | 0.032429 | 864.6633 | 0.020358 | 877.4253 | 0.003654 | 877.4253 | 0.0027148 | 877.4253 | 0.0040237 | 864.8973 | 0 | 877.4253 | 0.0047919 | 877.2102 | 0.009418 | 992.3912 | 0.024641 | 992.2757 | 0 | 992.3912 | 0.15398 | 864.6633 | 0.0054831
|  | 877.6656 | -0.0005856 | 877.4503 | -0.024193 | 668.504 | 0.0019878 | 877.6656 | -0.033965 | 877.4503 | -0.03989 | 867.9083 | 0 | 877.4503 | -0.036324 | 877.6656 | 0 | 864.8973 | -0.01203 | 877.6656 | 0 | 877.6656 | 0 | 877.6656 | 0 | 865.1313 | 0 | 877.6656 | 0 | 877.4502 | -0.00772 | 992.5598 | 0.020754 | 992.4453 | 0.00028696 | 992.5598 | 0.14882 | 864.8973 | 0.017187
|  | 877.9058 | 0.015788 | 877.6903 | -0.013663 | 668.6273 | 0 | 877.9058 | 0.017841 | 877.6903 | 0.011042 | 868.1464 | 0 | 877.6903 | 0.020318 | 877.9058 | 0.024765 | 865.1313 | -0.00024831 | 877.9058 | 0.0030636 | 877.9058 | 0.0032667 | 877.9058 | 0.0067203 | 865.3654 | 0 | 877.9058 | 0.0048613 | 877.6903 | 0.00082088 | 992.7283 | 0.019956 | 992.615 | 6.3769e-05 | 992.7283 | 0.14843 | 865.1313 | 0.013961
|  | 878.1461 | -0.0025771 | 877.9304 | 0.0010767 | 668.7506 | 0.0065843 | 878.1461 | -0.027987 | 877.9304 | -0.078585 | 868.3843 | 0 | 877.9304 | -0.044267 | 878.1461 | 0 | 865.3654 | -0.0038897 | 878.1461 | 0 | 878.1461 | 0 | 878.1461 | 0 | 865.5994 | 0 | 878.1461 | 0 | 877.9304 | -0.029761 | 992.8968 | 0.018672 | 992.7846 | 0.00047827 | 992.8968 | 0.13693 | 865.3654 | 0.021334
|  | 878.3864 | 0.014331 | 878.1705 | 0.018397 | 668.8739 | 0 | 878.3864 | -0.0021776 | 878.1705 | -0.018888 | 868.6223 | 0 | 878.1705 | 0.035555 | 878.3864 | 0.015661 | 865.5994 | 0.061341 | 878.3864 | 0.0079792 | 878.3864 | 0.0041452 | 878.3864 | 0.0065521 | 865.8334 | 0 | 878.3863 | 0.009015 | 878.1705 | 0.028351 | 993.0653 | 0.018915 | 992.9543 | 6.3769e-05 | 993.0653 | 0.13457 | 865.5994 | 0.03253
|  | 878.6266 | 0.0026745 | 878.4106 | -0.018298 | 668.9972 | 0.0075944 | 878.6266 | -0.016515 | 878.4106 | -0.066929 | 868.8604 | 0 | 878.4106 | -0.049186 | 878.6267 | 0 | 865.8334 | 0.0040483 | 878.6267 | 0 | 878.6266 | 0 | 878.6267 | 0 | 866.0675 | 0 | 878.6267 | 0 | 878.4106 | -0.016603 | 993.2338 | 0.017631 | 993.1239 | 0 | 993.2338 | 0.12543 | 865.8334 | 0.012118
|  | 878.8669 | 0.014797 | 878.6507 | -0.02379 | 669.1205 | 0 | 878.8669 | 0.010626 | 878.6507 | -0.022573 | 869.0984 | 0 | 878.6507 | 0.023477 | 878.8669 | 0.009245 | 866.0675 | 0.0011813 | 878.8669 | 0.0037153 | 878.8669 | 0 | 878.8669 | 5.1863e-05 | 866.3015 | 0 | 878.8669 | 0.005805 | 878.6507 | 0.026785 | 993.4023 | 0.024954 | 993.2936 | 6.3769e-05 | 993.4023 | 0.12368 | 866.0675 | 0.026448
|  | 879.1072 | -0.02145 | 878.8908 | -0.038764 | 669.2439 | 0.0088123 | 879.1072 | -0.013029 | 878.8908 | -0.10346 | 869.3364 | 0 | 878.8908 | -0.046597 | 879.1072 | 0 | 866.3015 | 0.0011609 | 879.1072 | 0 | 879.1072 | 0 | 879.1072 | 0 | 866.5356 | 0 | 879.1072 | 0 | 878.8908 | -0.026158 | 993.5708 | 0.022455 | 993.4633 | 9.5653e-05 | 993.5708 | 0.11931 | 866.3015 | 0.007234
|  | 879.3475 | -0.0081336 | 879.131 | -0.016482 | 669.3672 | 0 | 879.3475 | -0.014307 | 879.131 | -0.034592 | 869.5745 | 0 | 879.131 | 0.021063 | 879.3475 | 0.017667 | 866.5356 | -0.019466 | 879.3475 | 0.0032216 | 879.3475 | 0.00078983 | 879.3475 | 0.0018988 | 866.7697 | 0 | 879.3475 | 0.0057323 | 879.131 | 0.011352 | 993.7394 | 0.01652 | 993.6329 | 6.3769e-05 | 993.7394 | 0.11634 | 866.5356 | 0.016495
|  | 879.5879 | -0.01995 | 879.3711 | -0.0301 | 669.4906 | 0.0054663 | 879.5879 | -0.021883 | 879.3711 | -0.041011 | 869.8125 | 0 | 879.3711 | -0.047942 | 879.5879 | 0 | 866.7697 | 0.0078452 | 879.5879 | 0 | 879.5879 | 0 | 879.5879 | 0 | 867.0037 | 0 | 879.5879 | 0 | 879.3711 | -0.006026 | 993.9079 | 0.014472 | 993.8026 | 9.5653e-05 | 993.9079 | 0.11874 | 866.7696 | 0.01175
|  | 879.8282 | 0.038026 | 879.6112 | -0.027118 | 669.614 | 0 | 879.8282 | -0.012653 | 879.6112 | -0.011368 | 870.0505 | 0 | 879.6112 | 0.031898 | 879.8282 | 0.023793 | 867.0037 | -0.0074844 | 879.8282 | 0.0015253 | 879.8282 | 0.0010905 | 879.8282 | 0.0033816 | 867.2379 | 0 | 879.8282 | 0.0057101 | 879.6112 | 0.025845 | 994.0764 | 0.022455 | 993.9722 | 6.3769e-05 | 994.0764 | 0.11616 | 867.0037 | 0.013823
|  | 880.0685 | -0.0034817 | 879.8514 | -0.0047729 | 669.7373 | 0.0060874 | 880.0685 | -0.0032342 | 879.8514 | -0.095606 | 870.2886 | 0 | 879.8514 | -0.04694 | 880.0685 | 0 | 867.2379 | -0.037834 | 880.0685 | 0 | 880.0685 | 0 | 880.0685 | 0 | 867.4719 | 0 | 880.0685 | 0 | 879.8514 | -0.011861 | 994.2449 | 0.018741 | 994.1419 | 9.5653e-05 | 994.2449 | 0.12159 | 867.2378 | 0.011565
|  | 880.3088 | 0.013325 | 880.0915 | 0.012902 | 669.8607 | 0 | 880.3088 | 0.0041124 | 880.0915 | 0.028289 | 870.5267 | 0 | 880.0915 | 0.023452 | 880.3089 | 0.026004 | 867.4719 | 0.041147 | 880.3089 | 0.0075982 | 880.3088 | 0.0022733 | 880.3089 | 0.0083981 | 867.706 | 0 | 880.3088 | 0.004738 | 880.0915 | 0.027411 | 994.4134 | 0.027765 | 994.3116 | 0 | 994.4134 | 0.11752 | 867.4719 | 0.025066
|  | 880.5492 | 0.0041326 | 880.3317 | -0.034715 | 669.9841 | 0.0047209 | 880.5492 | -0.017303 | 880.3317 | -0.096849 | 870.7648 | 0 | 880.3317 | -0.047496 | 880.5492 | 0 | 867.706 | -0.023723 | 880.5492 | 0 | 880.5492 | 0 | 880.5492 | 0 | 867.9401 | 0 | 880.5492 | 0 | 880.3317 | -0.036653 | 994.582 | 0.018811 | 994.4812 | 9.5653e-05 | 994.582 | 0.11485 | 867.706 | -0.0079713
|  | 880.7896 | 0.0012054 | 880.5718 | -0.025934 | 670.1075 | 0 | 880.7896 | -0.0042632 | 880.5718 | -0.096174 | 871.0028 | 0 | 880.5718 | -0.040334 | 880.7895 | 0 | 867.9401 | -0.010909 | 880.7895 | 0 | 880.7896 | 0 | 880.7895 | 0 | 868.1742 | 0 | 880.7895 | 0 | 880.5718 | -0.010139 | 994.7505 | 0.021587 | 994.6509 | 0 | 994.7505 | 0.11328 | 867.9401 | 0.007234
|  | 881.0299 | 0.031801 | 880.812 | 0.0068451 | 670.2309 | 0.0089556 | 881.0299 | 0.0050061 | 880.812 | 0.051206 | 871.2409 | 0 | 880.812 | 0.030477 | 881.0299 | 0.011238 | 868.1742 | 0.030792 | 881.0299 | 0.0043347 | 881.0299 | 0.0024901 | 881.0299 | 0.0017228 | 868.4083 | 0 | 881.0299 | 0.0069646 | 880.812 | -0.0016323 | 994.919 | 0.022281 | 994.8206 | 0.00047827 | 994.919 | 0.10764 | 868.1742 | 0.014606
|  | 881.2703 | 0.01221 | 881.0522 | -0.037251 | 670.3544 | 0 | 881.2703 | -0.0088875 | 881.0522 | -0.11215 | 871.479 | 0 | 881.0522 | -0.048204 | 881.2703 | 0 | 868.4083 | -0.0057856 | 881.2703 | 0 | 881.2703 | 0 | 881.2703 | 0 | 868.6425 | 0 | 881.2703 | 0 | 881.0522 | -0.017856 | 995.0875 | 0.026724 | 994.9902 | 0 | 995.0875 | 0.11083 | 868.4083 | 0.017094
|  | 881.5107 | 0.026736 | 881.2923 | -0.012218 | 670.4778 | 0.010317 | 881.5107 | 0.011545 | 881.2923 | -0.037506 | 871.7171 | 0 | 881.2923 | 0.02812 | 881.5107 | 0.01601 | 868.6425 | 0.0051645 | 881.5107 | 0.0020132 | 881.5107 | 0.0027835 | 881.5107 | 0.0058741 | 868.8766 | 0 | 881.5107 | 0.0049044 | 881.2923 | 0.015561 | 995.256 | 0.019817 | 995.1599 | 0.00047827 | 995.256 | 0.097627 | 868.6425 | 0.02783
|  | 881.751 | 0.0046106 | 881.5325 | -0.019203 | 670.6013 | 0 | 881.751 | -0.025308 | 881.5325 | -0.12146 | 871.9553 | 0 | 881.5325 | -0.049341 | 881.751 | 0 | 868.8766 | 0.018866 | 881.751 | 0 | 881.751 | 0 | 881.751 | 0 | 869.1107 | 0 | 881.751 | 0 | 881.5325 | -0.036339 | 995.4246 | 0.018776 | 995.3296 | 0 | 995.4246 | 0.097802 | 868.8766 | 0.017325
|  | 881.9915 | 0.024688 | 881.7727 | 0.01836 | 670.7247 | 0.0068328 | 881.9915 | 0.021823 | 881.7727 | 0.018063 | 872.1934 | 0 | 881.7727 | 0.033882 | 881.9914 | 0.013456 | 869.1107 | 0.023856 | 881.9914 | 0.0072831 | 881.9915 | 0.0055352 | 881.9914 | 0.0039703 | 869.3448 | 0 | 881.9915 | 0.0098 | 881.7727 | 0.034773 | 995.5931 | 0.022594 | 995.4993 | 0.00047827 | 995.5931 | 0.085167 | 869.1107 | 0.025803
|  | 882.2318 | -0.010424 | 882.0129 | -0.043381 | 670.8482 | 0 | 882.2318 | -0.023708 | 882.0129 | -0.058802 | 872.4315 | 0 | 882.0129 | -0.047805 | 882.2318 | 0 | 869.3448 | 0.016644 | 882.2318 | 0 | 882.2318 | 0 | 882.2318 | 0 | 869.579 | 0 | 882.2318 | 0 | 882.0129 | -0.024278 | 995.7616 | 0.018186 | 995.6689 | 0 | 995.7616 | 0.086216 | 869.3448 | 0.0055753
|  | 882.4722 | 0.015632 | 882.2531 | 0.013333 | 670.9716 | 0.0060874 | 882.4722 | 0.0065187 | 882.2531 | 0.037207 | 872.6696 | 0 | 882.2531 | 0.030266 | 882.4722 | 0.039023 | 869.579 | 0.039186 | 882.4722 | 0.0068334 | 882.4722 | 0.0032584 | 882.4722 | 0.011212 | 869.8132 | 0 | 882.4722 | 0.0066724 | 882.2531 | 0.034303 | 995.9302 | 0.02131 | 995.8386 | 0.00066945 | 995.9302 | 0.077078 | 869.579 | 0.023914
|  | 882.7126 | 0.00064996 | 882.4933 | -0.022713 | 671.0951 | 0 | 882.7126 | -0.038554 | 882.4933 | -0.097013 | 872.9078 | 0 | 882.4933 | -0.045656 | 882.7126 | 0 | 869.8132 | -0.015926 | 882.7126 | 0 | 882.7126 | 0 | 882.7126 | 0 | 870.0473 | 0 | 882.7127 | 0 | 882.4933 | -0.01723 | 996.0987 | 0.017943 | 996.0083 | 0 | 996.0987 | 0.076816 | 869.8132 | 0.017878
|  | 882.9531 | 0.0079454 | 882.7336 | -0.018709 | 671.2186 | 0.0090989 | 882.9531 | 0.001758 | 882.7336 | 0.020325 | 873.1459 | 0 | 882.7336 | 0.0063874 | 882.9531 | 0.030171 | 870.0473 | 0.016009 | 882.9531 | 0 | 882.9531 | 0 | 882.9531 | 0.0083398 | 870.2815 | 0 | 882.9531 | 0.004706 | 882.7336 | 0.011175 | 996.2672 | 0.014229 | 996.178 | 0.00028696 | 996.2672 | 0.068422 | 870.0473 | 0.017509
|  | 883.1935 | -0.025547 | 882.9738 | -0.023164 | 671.3421 | 0 | 883.1935 | -0.019167 | 882.9738 | -0.054267 | 873.3841 | 0 | 882.9738 | -0.051414 | 883.1935 | 0 | 870.2815 | 0.006098 | 883.1935 | 0 | 883.1935 | 0 | 883.1935 | 0 | 870.5157 | 0 | 883.1935 | 0 | 882.9738 | -0.01513 | 996.4357 | 0.02183 | 996.3477 | 0 | 996.4357 | 0.068728 | 870.2815 | 0.010091
|  | 883.4339 | -0.00024819 | 883.214 | -0.002095 | 671.4657 | 0.012395 | 883.4339 | 0.0048557 | 883.214 | 0.09457 | 873.6223 | 0 | 883.214 | 0.024837 | 883.4339 | 0.026788 | 870.5157 | 0.013432 | 883.4339 | 0.0033603 | 883.4339 | 0.0013078 | 883.4339 | 0.011304 | 870.7499 | 0 | 883.4339 | 0.00619 | 883.214 | 0.0030065 | 996.6043 | 0.016555 | 996.5174 | 0.00066945 | 996.6043 | 0.063962 | 870.5157 | 0.018016
|  | 883.6744 | -0.013967 | 883.4543 | -0.053468 | 671.5892 | 0 | 883.6744 | -0.031766 | 883.4543 | -0.039223 | 873.8604 | 0 | 883.4543 | -0.042773 | 883.6744 | 0 | 870.7499 | -0.038953 | 883.6744 | 0 | 883.6744 | 0 | 883.6744 | 0 | 870.9841 | 0 | 883.6744 | 0 | 883.4543 | -0.024122 | 996.7728 | 0.024155 | 996.6871 | 0 | 996.7728 | 0.064968 | 870.7499 | 0.010275
|  | 883.9148 | 0.013978 | 883.6945 | 0.015492 | 671.7127 | 0.0091705 | 883.9148 | -0.0015627 | 883.6945 | 0.030071 | 874.0986 | 0 | 883.6945 | 0.035886 | 883.9148 | 0.040269 | 870.9841 | 0.028777 | 883.9148 | 0.0075252 | 883.9148 | 0.0029271 | 883.9148 | 0.00033254 | 871.2183 | 0 | 883.9148 | 0.0057367 | 883.6945 | 0.018953 | 996.9413 | 0.022524 | 996.8568 | 0.00047827 | 996.9413 | 0.060946 | 870.9841 | 0.020688
|  | 884.1553 | -0.014422 | 883.9348 | -0.018812 | 671.8363 | 0 | 884.1553 | -0.011191 | 883.9348 | -0.083556 | 874.3368 | 0 | 883.9348 | -0.048447 | 884.1553 | 0 | 871.2183 | 0.0086213 | 884.1553 | 0 | 884.1553 | 0 | 884.1553 | 0 | 871.4525 | 0 | 884.1553 | 0 | 883.9348 | -0.018796 | 997.1099 | 0.018845 | 997.0265 | 0 | 997.1099 | 0.062214 | 871.2183 | -0.0084781
|  | 884.3958 | 0.011771 | 884.175 | -0.0038564 | 671.9598 | 0.0036028 | 884.3958 | 0.00038937 | 884.175 | 0.010059 | 874.575 | 0 | 884.175 | 0.026443 | 884.3958 | 0.03997 | 871.4525 | 0.026666 | 884.3958 | 0.0072436 | 884.3958 | 0.0042875 | 884.3958 | 0.0036026 | 871.6866 | 0 | 884.3958 | 0.0041047 | 884.175 | 0.024278 | 997.2784 | 0.021101 | 997.1962 | 0.00066945 | 997.2784 | 0.059809 | 871.4524 | 0.018292
|  | 884.6362 | -0.007194 | 884.4153 | -0.02609 | 672.0834 | 0 | 884.6362 | -0.01158 | 884.4153 | -0.093993 | 874.8132 | 0 | 884.4153 | -0.051754 | 884.6362 | 0 | 871.6866 | -0.023764 | 884.6362 | 0 | 884.6362 | 0 | 884.6362 | 0 | 871.9209 | 0 | 884.6362 | 0 | 884.4153 | -0.029761 | 997.4469 | 0.019956 | 997.3659 | 0 | 997.4469 | 0.063219 | 871.6866 | 0.02396
|  | 884.8767 | -0.0082677 | 884.6556 | 0.011962 | 672.207 | 0.0089556 | 884.8767 | 0.0027494 | 884.6556 | 0.061248 | 875.0515 | 0 | 884.6556 | 0.036054 | 884.8767 | 0.051087 | 871.9209 | -0.0099498 | 884.8767 | 0.0044201 | 884.8767 | 0.0029531 | 884.8767 | 0.0048541 | 872.1551 | 0 | 884.8767 | 0.0059441 | 884.6556 | 0.017073 | 997.6154 | 0.019297 | 997.5356 | 0.00047827 | 997.6154 | 0.06182 | 871.9209 | 0.015021
|  | 885.1172 | -0.0099257 | 884.8958 | -0.013736 | 672.3305 | 0 | 885.1172 | -0.021463 | 884.8958 | -0.10549 | 875.2897 | 0 | 884.8958 | -0.046601 | 885.1172 | 0 | 872.1551 | -0.022172 | 885.1172 | 0 | 885.1172 | 0 | 885.1172 | 0 | 872.3893 | 0 | 885.1172 | 0 | 884.8958 | -0.027881 | 997.784 | 0.018429 | 997.7053 | 0 | 997.784 | 0.066586 | 872.1551 | 0.00599
|  | 885.3577 | 0.033523 | 885.1361 | 0.026394 | 672.4541 | 0.011177 | 885.3577 | -0.026119 | 885.1361 | 0.018948 | 875.5279 | 0 | 885.1361 | 0.024015 | 885.3577 | 0.025691 | 872.3893 | 0.038472 | 885.3577 | 0.013857 | 885.3577 | 0.0068085 | 885.3577 | 0.014679 | 872.6236 | 0 | 885.3577 | 0.0061382 | 885.1361 | 0.010621 | 997.9525 | 0.020581 | 997.875 | 0.00066945 | 997.9525 | 0.06523 | 872.3893 | 0.013777
|  | 885.5982 | -0.0084686 | 885.3764 | -0.025017 | 672.5777 | 0 | 885.5982 | -0.0027275 | 885.3764 | -0.056396 | 875.7661 | 0 | 885.3764 | -0.044151 | 885.5982 | 0 | 872.6236 | -0.026597 | 885.5982 | 0 | 885.5982 | 0 | 885.5982 | 0 | 872.8578 | 0 | 885.5982 | 0 | 885.3764 | -0.011887 | 998.121 | 0.017075 | 998.0447 | 0 | 998.121 | 0.069777 | 872.6236 | 0.0038198
|  | 885.8387 | 0.0018064 | 885.6167 | 0.023655 | 672.7014 | 0.01046 | 885.8387 | -0.013233 | 885.6167 | 0.029103 | 876.0044 | 0 | 885.6167 | 0.030337 | 885.8387 | 0.039891 | 872.8578 | 0.0086703 | 885.8387 | 0.0075123 | 885.8387 | 0.0035274 | 885.8387 | 0.0086701 | 873.0921 | 0 | 885.8387 | 0.0038387 | 885.6167 | 0.023025 | 998.2896 | 0.022524 | 998.2144 | 0.00086076 | 998.2896 | 0.068028 | 872.8578 | 0.026264
|  | 886.0792 | -0.011217 | 885.857 | 0.0086058 | 672.825 | 0 | 886.0792 | -0.031363 | 885.857 | -0.13997 | 876.2426 | 0 | 885.857 | -0.048646 | 886.0792 | 0 | 873.0921 | -0.0087158 | 886.0792 | 0 | 886.0792 | 0 | 886.0792 | 0 | 873.3264 | 0 | 886.0792 | 0 | 885.857 | -0.031797 | 998.4581 | 0.021587 | 998.3841 | 0 | 998.4581 | 0.071351 | 873.0921 | 0.00963
|  | 886.3198 | 0.014257 | 886.0973 | -0.014462 | 672.9486 | 0.012824 | 886.3198 | -0.017397 | 886.0973 | 0.013845 | 876.4809 | 0 | 886.0973 | 0.018639 | 886.3198 | 0.016087 | 873.3264 | 0.0054532 | 886.3198 | 0.0026617 | 886.3198 | 0.0020784 | 886.3198 | 0.0059872 | 873.5606 | 0 | 886.3198 | 0.0037501 | 886.0973 | 0.013509 | 998.6266 | 0.027418 | 998.5539 | 0.00066945 | 998.6266 | 0.070258 | 873.3264 | 0.011703
|  | 886.5603 | 0.0098859 | 886.3377 | -0.047621 | 673.0723 | 0 | 886.5603 | -0.041119 | 886.3377 | -0.095944 | 876.7192 | 0 | 886.3377 | -0.058375 | 886.5603 | 0 | 873.5606 | -0.02785 | 886.5603 | 0 | 886.5603 | 0 | 886.5603 | 0 | 873.7949 | 0 | 886.5603 | 0 | 886.3377 | -0.020832 | 998.7952 | 0.018255 | 998.7236 | 0 | 998.7952 | 0.072094 | 873.5606 | 0.012763
|  | 886.8008 | 0.0088947 | 886.578 | -0.016885 | 673.1959 | 0.0089556 | 886.8008 | 0.016797 | 886.578 | -0.0015168 | 876.9575 | 0 | 886.578 | 0.02356 | 886.8008 | 0.02096 | 873.7949 | 0.0059967 | 886.8008 | 0.0074474 | 886.8008 | 0.001804 | 886.8008 | 0.0047222 | 874.0292 | 0 | 886.8008 | 0.0055695 | 886.578 | -0.00024271 | 998.9637 | 0.016104 | 998.8933 | 0.00028696 | 998.9637 | 0.071919 | 873.7949 | 0.01949
|  | 887.0414 | 0.00482 | 886.8183 | -0.03345 | 673.3196 | 0 | 887.0414 | -0.022582 | 886.8183 | -0.17458 | 877.1957 | 0 | 886.8183 | -0.050045 | 887.0414 | 0 | 874.0292 | 0.0054736 | 887.0414 | 0 | 887.0414 | 0 | 887.0414 | 0 | 874.2634 | 0 | 887.0414 | 0 | 886.8183 | -0.03399 | 999.1322 | 0.020754 | 999.063 | 0 | 999.1322 | 0.071657 | 874.0292 | -0.0080634
|  | 887.2819 | 0.026558 | 887.0587 | 0.0048852 | 673.4432 | 0.008669 | 887.2819 | -0.013265 | 887.0587 | 0.066195 | 877.434 | 0 | 887.0587 | 0.024666 | 887.2819 | 0.032395 | 874.2634 | 0.062029 | 887.2819 | 0.0046257 | 887.2819 | 0.0030146 | 887.2819 | 0.010984 | 874.4977 | 0 | 887.2819 | 0.0043195 | 887.0587 | 0.019423 | 999.3008 | 0.01954 | 999.2327 | 0.00066945 | 999.3008 | 0.072269 | 874.2634 | 0.011657
|  | 887.5225 | -0.0052757 | 887.299 | -0.037137 | 673.5669 | 0 | 887.5225 | -0.040154 | 887.299 | -0.1034 | 877.6723 | 0 | 887.299 | -0.044287 | 887.5225 | 0 | 874.4977 | -0.014447 | 887.5225 | 0 | 887.5225 | 0 | 887.5225 | 0 | 874.7321 | 0 | 887.5225 | 0 | 887.299 | -0.011089 | 999.4693 | 0.01416 | 999.4025 | 0 | 999.4693 | 0.070433 | 874.4977 | -0.006589
|  | 887.7631 | 0.018882 | 887.5394 | -0.016703 | 673.6906 | 0.0059632 | 887.7631 | -0.0037598 | 887.5394 | -0.021119 | 877.9106 | 0 | 887.5394 | 0.034745 | 887.7631 | 0.023572 | 874.7321 | -0.021858 | 887.7631 | 0.0066171 | 887.7631 | 0.0032429 | 887.7631 | 0.0042784 | 874.9663 | 0 | 887.7631 | 0.0032499 | 887.5394 | 0.01911 | 999.6379 | 0.019713 | 999.5722 | 0.00066945 | 999.6379 | 0.07157 | 874.7321 | 0.028475
|  | 888.0037 | -0.0026709 | 887.7797 | -0.016261 | 673.8143 | 0 | 888.0037 | -0.011293 | 887.7797 | -0.11894 | 878.1489 | 0 | 887.7797 | -0.048876 | 888.0037 | 0 | 874.9663 | -0.068247 | 888.0037 | 0 | 888.0037 | 0 | 888.0037 | 0 | 875.2006 | 0 | 888.0037 | 0 | 887.7797 | -0.019266 | 999.8064 | 0.018498 | 999.7419 | 0 | 999.8064 | 0.068291 | 874.9663 | 0.0023663
|  | 888.2443 | 0.021001 | 888.0201 | -0.054752 | 673.938 | 0.012395 | 888.2443 | -0.016283 | 888.0201 | 0.07986 | 878.3873 | 0 | 888.0201 | 0.026199 | 888.2443 | 0.033817 | 875.2006 | -0.017485 | 888.2443 | 0.0056886 | 888.2443 | 0 | 888.2443 | 0.0030913 | 875.435 | 0 | 888.2443 | 0.0073855 | 888.0201 | 0.021302 | 999.9749 | 0.015791 | 999.9117 | 0.00066945 | 999.9749 | 0.070477 | 875.2006 | 0.0070958
|  | 888.4849 | -0.013326 | 888.2605 | -0.011644 | 674.0617 | 0 | 888.4849 | -0.017982 | 888.2605 | -0.089999 | 878.6256 | 0 | 888.2605 | -0.045598 | 888.4848 | 0 | 875.435 | -0.032727 | 888.4848 | 0 | 888.4849 | 0 | 888.4848 | 0 | 875.6693 | 0 | 888.4849 | 0 | 888.2604 | -0.023495 | 1000.1435 | 0.019574 | 1000.0814 | 0 | 1000.1435 | 0.067198 | 875.435 | -0.0046537
|  | 888.7255 | 0.022662 | 888.5008 | -0.0073946 | 674.1855 | 0.0022362 | 888.7255 | -0.0029385 | 888.5008 | 0.049321 | 878.864 | 0 | 888.5008 | 0.021603 | 888.7255 | 0.034938 | 875.6693 | 0.064294 | 888.7255 | 0.0010565 | 888.7255 | 0.0024997 | 888.7255 | 0.0065471 | 875.9036 | 0 | 888.7255 | 0.0060311 | 888.5008 | 0.0041111 | 1000.312 | 0.023565 | 1000.2511 | 0.00086076 | 1000.312 | 0.069996 | 875.6693 | 0.021057
|  | 888.9661 | 0.014359 | 888.7412 | -0.034061 | 674.3092 | 0 | 888.9661 | -0.016743 | 888.7412 | -0.13274 | 879.1023 | 0 | 888.7412 | -0.057133 | 888.9661 | 0 | 875.9036 | -0.041084 | 888.9661 | 0 | 888.9661 | 0 | 888.9661 | 0 | 876.138 | 0 | 888.9661 | 0 | 888.7412 | -0.038532 | 1000.4806 | 0.024468 | 1000.4209 | 0 | 1000.4806 | 0.06593 | 875.9036 | 0.007833
|  | 889.2067 | 0.022179 | 888.9816 | -0.022696 | 674.433 | 0.01218 | 889.2067 | 0.032582 | 888.9816 | -0.010368 | 879.3406 | 0 | 888.9816 | 0.02014 | 889.2067 | 0.022741 | 876.138 | 0.06388 | 889.2067 | 0.0051929 | 889.2067 | 0.0018701 | 889.2067 | 0.0026505 | 876.3723 | 0 | 889.2067 | 0.0041521 | 888.9816 | -0.0025532 | 1000.6491 | 0.022281 | 1000.5906 | 0.00047827 | 1000.6491 | 0.068553 | 876.138 | 0.028798
|  | 889.4473 | -0.011811 | 889.222 | -0.011385 | 674.5567 | 0 | 889.4473 | -0.040096 | 889.222 | -0.10105 | 879.579 | 0 | 889.222 | -0.051939 | 889.4473 | 0 | 876.3723 | 0.014087 | 889.4473 | 0 | 889.4473 | 0 | 889.4473 | 0 | 876.6067 | 0 | 889.4473 | 0 | 889.222 | -0.014631 | 1000.8176 | 0.019644 | 1000.7604 | 0 | 1000.8176 | 0.064006 | 876.3723 | 0.012026
|  | 889.6879 | 0.00038543 | 889.4624 | 0.0033053 | 674.6805 | 0.0080959 | 889.6879 | -0.0061412 | 889.4624 | 0.0030133 | 879.8174 | 0 | 889.4624 | 0.022509 | 889.6879 | 0.013832 | 876.6067 | 0.071812 | 889.6879 | 0.0080216 | 889.6879 | 0.0026939 | 889.6879 | 0.0048188 | 876.8411 | 0 | 889.6879 | 0.0077268 | 889.4624 | 0.030701 | 1000.9862 | 0.019297 | 1000.9301 | 0.00047827 | 1000.9862 | 0.066586 | 876.6067 | 0.020781
|  | 889.9286 | -0.010422 | 889.7028 | -0.018876 | 674.8043 | 0 | 889.9286 | -0.0081459 | 889.7028 | -0.10981 | 880.0557 | 0 | 889.7028 | -0.043895 | 889.9286 | 0 | 876.8411 | -0.01971 | 889.9286 | 0 | 889.9286 | 0 | 889.9286 | 0 | 877.0754 | 0 | 889.9286 | 0 | 889.7028 | -0.032424 | 1001.1547 | 0.025197 | 1001.0998 | 0 | 1001.1547 | 0.062476 | 876.8411 | 0.012487
|  | 890.1693 | -0.0092507 | 889.9432 | -0.023527 | 674.9281 | 0.0089556 | 890.1693 | -0.02239 | 889.9432 | 0.0016247 | 880.2941 | 0 | 889.9432 | 0.030943 | 890.1692 | 0.039218 | 877.0754 | 0.061042 | 890.1692 | 0.0036531 | 890.1693 | 0.00099073 | 890.1692 | 0.0070021 | 877.3098 | 0 | 890.1693 | 0.0059018 | 889.9432 | 0.027568 | 1001.3233 | 0.021657 | 1001.2696 | 0.00047827 | 1001.3233 | 0.065493 | 877.0754 | 0.019951
|  | 890.4099 | -0.020545 | 890.1837 | -0.0052262 | 675.0519 | 0 | 890.4099 | -0.028151 | 890.1837 | -0.043626 | 880.5325 | 0 | 890.1837 | -0.053394 | 890.4099 | 0 | 877.3098 | 0.0086877 | 890.4099 | 0 | 890.4099 | 0 | 890.4099 | 0 | 877.5442 | 0 | 890.4099 | 0 | 890.1837 | -0.0099992 | 1001.4918 | 0.017527 | 1001.4393 | 0 | 1001.4918 | 0.061951 | 877.3098 | 0.0069115
|  | 890.6506 | 0.011944 | 890.4241 | -0.0044091 | 675.1757 | 0.0043482 | 890.6506 | -0.0034373 | 890.4241 | 0.0032528 | 880.7709 | 0 | 890.4241 | 0.02147 | 890.6505 | 0.010052 | 877.5442 | 0.003664 | 890.6505 | 0.0086568 | 890.6506 | 0.0026453 | 890.6505 | 0.0041163 | 877.7786 | 0 | 890.6506 | 0.0076289 | 890.4241 | 0.028821 | 1001.6603 | 0.020858 | 1001.6091 | 0.00086076 | 1001.6603 | 0.064706 | 877.5442 | 0.020458
|  | 890.8912 | -0.0098912 | 890.6645 | -0.02196 | 675.2995 | 0 | 890.8912 | -0.028154 | 890.6645 | -0.13426 | 881.0093 | 0 | 890.6645 | -0.056331 | 890.8912 | 0 | 877.7786 | 0.016508 | 890.8912 | 0 | 890.8912 | 0 | 890.8912 | 0 | 878.0129 | 0 | 890.8912 | 0 | 890.6645 | -0.027255 | 1001.8289 | 0.019331 | 1001.7789 | 0 | 1001.8289 | 0.061383 | 877.7786 | 0.016081
|  | 891.1319 | 0.021646 | 890.905 | -0.031327 | 675.4233 | 0.010962 | 891.1319 | 0.0038894 | 890.905 | -0.026319 | 881.2477 | 0 | 890.905 | 0.019304 | 891.1319 | 0.015864 | 878.0129 | 0.045583 | 891.1319 | 0.0038747 | 891.1319 | 0.0043541 | 891.1319 | 0.0075892 | 878.2473 | 0 | 891.1319 | 0.0047534 | 890.905 | 0.027881 | 1001.9974 | 0.02131 | 1001.9486 | 0.00066945 | 1001.9974 | 0.064268 | 878.0129 | 0.025895
|  | 891.3726 | 0.004136 | 891.1454 | -0.021233 | 675.5472 | 0 | 891.3726 | -0.0028267 | 891.1454 | -0.15176 | 881.4861 | 0 | 891.1454 | -0.041605 | 891.3726 | 0 | 878.2473 | -0.029686 | 891.3726 | 0 | 891.3726 | 0 | 891.3726 | 0 | 878.4818 | 0 | 891.3726 | 0 | 891.1454 | -0.024592 | 1002.166 | 0.020546 | 1002.1184 | 0 | 1002.166 | 0.061339 | 878.2473 | -0.010413
|  | 891.6133 | 0.042322 | 891.3859 | 0.0061285 | 675.671 | 0.0058389 | 891.6133 | -0.0079191 | 891.3859 | 0.023793 | 881.7246 | 0 | 891.3859 | 0.030343 | 891.6133 | 0.032952 | 878.4818 | 0.023438 | 891.6133 | 0.0075735 | 891.6133 | 0.0024618 | 891.6133 | 0.0083052 | 878.7162 | 0 | 891.6133 | 0.0076229 | 891.3859 | 0.012611 | 1002.3345 | 0.020997 | 1002.2881 | 0.00028696 | 1002.3345 | 0.064181 | 878.4818 | 0.017233
|  | 891.854 | 0.0022519 | 891.6263 | -0.03894 | 675.7949 | 0 | 891.854 | -0.017202 | 891.6263 | -0.18001 | 881.963 | 0 | 891.6263 | -0.05908 | 891.854 | 0 | 878.7162 | -0.0043184 | 891.854 | 0 | 891.854 | 0 | 891.854 | 0 | 878.9506 | 0 | 891.854 | 0 | 891.6263 | -0.021616 | 1002.5031 | 0.018672 | 1002.4579 | 0 | 1002.5031 | 0.061427 | 878.7162 | 0.0058978
|  | 892.0947 | 0.0044399 | 891.8668 | 0.0049549 | 675.9188 | 0.012538 | 892.0947 | 0.00621 | 891.8668 | 0.035006 | 882.2015 | 0 | 891.8668 | 0.027603 | 892.0947 | 0.019784 | 878.9506 | 0.050102 | 892.0947 | 0.0061592 | 892.0947 | 0.0018129 | 892.0947 | 0.0011147 | 879.185 | 0 | 892.0947 | 0.0067626 | 891.8668 | 0.024748 | 1002.6716 | 0.025197 | 1002.6277 | 0.00047827 | 1002.6716 | 0.064312 | 878.9506 | 0.018108
|  | 892.3354 | -0.010781 | 892.1073 | -0.060954 | 676.0426 | 0 | 892.3354 | -0.016348 | 892.1073 | -0.071947 | 882.4399 | 0 | 892.1073 | -0.06369 | 892.3354 | 0 | 879.185 | 0.014725 | 892.3354 | 0 | 892.3354 | 0 | 892.3354 | 0 | 879.4194 | 0 | 892.3354 | 0 | 892.1073 | -0.03446 | 1002.8402 | 0.016347 | 1002.7974 | 0 | 1002.8402 | 0.061864 | 879.185 | 0.016956
|  | 892.5761 | 0.024111 | 892.3478 | -0.012323 | 676.1665 | 0.0034785 | 892.5761 | -0.0075852 | 892.3478 | 0.050435 | 882.6784 | 0 | 892.3478 | 0.023156 | 892.5761 | 0.0081615 | 879.4194 | 0.049596 | 892.5761 | 0.006232 | 892.5761 | 0.0029582 | 892.5761 | 0.0032039 | 879.6539 | 0 | 892.5761 | 0.0048564 | 892.3478 | 0.034616 | 1003.0087 | 0.019297 | 1002.9672 | 0.00047827 | 1003.0087 | 0.064749 | 879.4194 | 0.04216
|  | 892.8168 | -0.0038489 | 892.5883 | -0.021638 | 676.2904 | 0 | 892.8168 | -0.012072 | 892.5883 | -0.096539 | 882.9169 | 0 | 892.5883 | -0.045484 | 892.8169 | 0 | 879.6539 | -0.0049622 | 892.8169 | 0 | 892.8168 | 0 | 892.8169 | 0 | 879.8884 | 0 | 892.8168 | 0 | 892.5883 | -0.013056 | 1003.1773 | 0.02183 | 1003.137 | 0 | 1003.1773 | 0.062214 | 879.6539 | -0.0049302
|  | 893.0576 | 0.0047916 | 892.8288 | 0.0032679 | 676.4143 | 0.0074511 | 893.0576 | 0.0095611 | 892.8288 | 0.020189 | 883.1553 | 0 | 892.8288 | 0.033509 | 893.0576 | 0.021687 | 879.8884 | 0.025639 | 893.0576 | 0.0086325 | 893.0576 | 0.0033353 | 893.0576 | 0.0053385 | 880.1228 | 0 | 893.0576 | 0.0078568 | 892.8288 | 0.011376 | 1003.3458 | 0.019331 | 1003.3067 | 0.00047827 | 1003.3458 | 0.06488 | 879.8884 | 0.012717
|  | 893.2983 | -0.013752 | 893.0693 | -0.0098265 | 676.5382 | 0 | 893.2983 | -0.023824 | 893.0693 | -0.13979 | 883.3939 | 0 | 893.0693 | -0.058828 | 893.2983 | 0 | 880.1228 | 0.0039685 | 893.2983 | 0 | 893.2983 | 0 | 893.2983 | 0 | 880.3572 | 0 | 893.2983 | 0 | 893.0693 | -0.010501 | 1003.5144 | 0.01659 | 1003.4765 | 0 | 1003.5144 | 0.062432 | 880.1228 | 0.010459
|  | 893.5391 | 0.003152 | 893.3098 | 0.00036956 | 676.6622 | 0.013684 | 893.5391 | -0.0031987 | 893.3098 | 0.043327 | 883.6323 | 0 | 893.3098 | 0.030305 | 893.5391 | 0.017898 | 880.3572 | 0.0296 | 893.5391 | 0.0047105 | 893.5391 | 0.0040219 | 893.5391 | 0.0035079 | 880.5917 | 0 | 893.5391 | 0.0093495 | 893.3098 | 0.021459 | 1003.6829 | 0.023635 | 1003.6463 | 0.00066945 | 1003.6829 | 0.065143 | 880.3572 | 0.022716
|  | 893.7798 | -0.029158 | 893.5503 | -0.018075 | 676.7861 | 0 | 893.7798 | -0.0045758 | 893.5503 | -0.09352 | 883.8708 | 0 | 893.5503 | -0.046356 | 893.7799 | 0 | 880.5917 | 0.0098414 | 893.7799 | 0 | 893.7798 | 0 | 893.7799 | 0 | 880.8262 | 0 | 893.7799 | 0 | 893.5503 | -0.020049 | 1003.8515 | 0.025995 | 1003.8161 | 0 | 1003.8515 | 0.062957 | 880.5917 | 0.022532
|  | 894.0206 | 0.0029398 | 893.7908 | -0.0050631 | 676.9101 | 0.0089556 | 894.0206 | 0.0099165 | 893.7908 | 0.034277 | 884.1093 | 0 | 893.7908 | 0.027998 | 894.0206 | 0.034582 | 880.8262 | 0.03735 | 894.0206 | 0.00075775 | 894.0206 | 0.0041312 | 894.0206 | 0.0046291 | 881.0607 | 0 | 894.0206 | 0.0069654 | 893.7908 | 0.022242 | 1004.02 | 0.017804 | 1003.9859 | 0.00066945 | 1004.02 | 0.06558 | 880.8262 | 0.020228
|  | 894.2614 | -0.02147 | 894.0313 | -0.0064599 | 677.034 | 0 | 894.2614 | -0.010311 | 894.0313 | -0.11299 | 884.3478 | 0 | 894.0313 | -0.0504 | 894.2614 | 0 | 881.0607 | 0.020281 | 894.2614 | 0 | 894.2614 | 0 | 894.2614 | 0 | 881.2952 | 0 | 894.2614 | 0 | 894.0313 | -0.01817 | 1004.1886 | 0.02013 | 1004.1557 | 0 | 1004.1886 | 0.063481 | 881.0607 | 0.010367
|  | 894.5022 | 0.0082984 | 894.2719 | 0.0082889 | 677.158 | 0.0029816 | 894.5022 | -0.001966 | 894.2719 | 0.038383 | 884.5864 | 0 | 894.2719 | 0.031344 | 894.5022 | 0.045964 | 881.2952 | 0.090989 | 894.5022 | 0.01036 | 894.5022 | 0.0036458 | 894.5022 | 0.0072173 | 881.5297 | 0 | 894.5022 | 0.0088804 | 894.2719 | 0.0098233 | 1004.3571 | 0.024051 | 1004.3254 | 0.00066945 | 1004.3571 | 0.065886 | 881.2952 | 0.009584
|  | 894.743 | -0.022684 | 894.5124 | -0.036521 | 677.282 | 0 | 894.743 | -0.034126 | 894.5124 | -0.108 | 884.8249 | 0 | 894.5124 | -0.05608 | 894.743 | 0 | 881.5297 | 0.022548 | 894.743 | 0 | 894.743 | 0 | 894.743 | 0 | 881.7642 | 0 | 894.743 | 0 | 894.5124 | -0.020832 | 1004.5257 | 0.021414 | 1004.4952 | 0 | 1004.5257 | 0.063787 | 881.5297 | -0.00027063
|  | 894.9838 | 0.016151 | 894.753 | -0.033719 | 677.406 | 0.0073078 | 894.9838 | -0.00077418 | 894.753 | 0.03804 | 885.0634 | 0 | 894.753 | 0.022468 | 894.9838 | 0.023921 | 881.7642 | 0.058335 | 894.9838 | 0.0064837 | 894.9838 | 0.0028268 | 894.9838 | 0.0049616 | 881.9987 | 0 | 894.9838 | 0.0050222 | 894.753 | 0.01289 | 1004.6942 | 0.026168 | 1004.665 | 0.00047827 | 1004.6942 | 0.066017 | 881.7642 | 0.020781
|  | 895.2246 | -0.015355 | 894.9935 | -0.0021573 | 677.53 | 0 | 895.2246 | -0.040182 | 894.9935 | -0.081206 | 885.302 | 0 | 894.9935 | -0.048988 | 895.2246 | 0 | 881.9987 | -0.0056351 | 895.2246 | 0 | 895.2246 | 0 | 895.2246 | 0 | 882.2332 | 0 | 895.2246 | 0 | 894.9935 | -0.028351 | 1004.8628 | 0.023843 | 1004.8348 | 0 | 1004.8628 | 0.06405 | 881.9987 | 0.0017731
|  | 895.4654 | 0.0090078 | 895.2341 | 0.0098373 | 677.654 | 0.010317 | 895.4654 | 0.014106 | 895.2341 | -0.024573 | 885.5405 | 0 | 895.2341 | 0.025128 | 895.4654 | 0.022024 | 882.2332 | 0.030049 | 895.4654 | 0.0049767 | 895.4654 | 0.0050471 | 895.4654 | 0.00808 | 882.4677 | 0 | 895.4654 | 0.0057815 | 895.2341 | 0.012766 | 1005.0313 | 0.029223 | 1005.0046 | 0.00047827 | 1005.0313 | 0.066192 | 882.2332 | 0.010874
|  | 895.7062 | -0.0017799 | 895.4746 | -0.039853 | 677.778 | 0 | 895.7062 | -0.035393 | 895.4746 | -0.08241 | 885.7791 | 0 | 895.4746 | -0.065711 | 895.7062 | 0 | 882.4677 | -0.0518 | 895.7062 | 0 | 895.7062 | 0 | 895.7062 | 0 | 882.7023 | 0 | 895.7062 | 0 | 895.4746 | -0.018483 | 1005.1999 | 0.021032 | 1005.1744 | 6.3769e-05 | 1005.1999 | 0.064487 | 882.4677 | 0.0034784
|  | 895.947 | 0.021494 | 895.7152 | 0.0066269 | 677.902 | 0.011821 | 895.947 | -0.0058298 | 895.7152 | 0.053051 | 886.0177 | 0 | 895.7152 | 0.033786 | 895.947 | 0.02347 | 882.7023 | 0.030489 | 895.947 | 0.0061405 | 895.947 | 0.0032168 | 895.947 | 0.010811 | 882.9368 | 0 | 895.947 | 0.0054756 | 895.7152 | 0.0084734 | 1005.3684 | 0.022698 | 1005.3442 | 0.00047827 | 1005.3684 | 0.066367 | 882.7023 | 0.014099
|  | 896.1879 | 0.0073134 | 895.9558 | -0.046778 | 678.0261 | 0 | 896.1879 | -0.031443 | 895.9558 | -0.069563 | 886.2562 | 0 | 895.9558 | -0.057281 | 896.1879 | 0 | 882.9368 | -0.042933 | 896.1879 | 0 | 896.1879 | 0 | 896.1879 | 0 | 883.1713 | 0 | 896.1879 | 0 | 895.9558 | -0.036966 | 1005.537 | 0.014507 | 1005.514 | 0 | 1005.537 | 0.064574 | 882.9368 | 0.012118
|  | 896.4287 | -0.00018491 | 896.1964 | -0.0093622 | 678.1501 | 0.014759 | 896.4287 | 0.01064 | 896.1964 | 0.049116 | 886.4948 | 0 | 896.1964 | 0.02007 | 896.4287 | 0.023721 | 883.1713 | 0.050566 | 896.4287 | 0.0037298 | 896.4287 | 0.001146 | 896.4287 | 0.0022557 | 883.4059 | 0 | 896.4287 | 0.0054188 | 896.1964 | 0.022555 | 1005.7055 | 0.027418 | 1005.6838 | 9.5653e-05 | 1005.7055 | 0.066148 | 883.1713 | 0.023637
|  | 896.6696 | -0.026409 | 896.437 | -0.014413 | 678.2742 | 0 | 896.6696 | -0.025389 | 896.437 | -0.070403 | 886.7334 | 0 | 896.437 | -0.048767 | 896.6696 | 0 | 883.4059 | 0.010679 | 896.6696 | 0 | 896.6696 | 0 | 896.6696 | 0 | 883.6404 | 0 | 896.6696 | 0 | 896.437 | -0.022086 | 1005.8741 | 0.021414 | 1005.8536 | 0 | 1005.8741 | 0.064706 | 883.4059 | 0.0074644
|  | 896.9104 | 0.0075843 | 896.6776 | 0.0020859 | 678.3982 | 0.0045966 | 896.9104 | -0.009745 | 896.6776 | 0.054867 | 886.972 | 0 | 896.6776 | 0.03733 | 896.9104 | 0.036555 | 883.6404 | 0.023082 | 896.9104 | 0.0044793 | 896.9104 | 0.0091346 | 896.9104 | 0.0095878 | 883.875 | 0 | 896.9104 | 0.0080941 | 896.6776 | 0.023182 | 1006.0426 | 0.020338 | 1006.0234 | 0.00028696 | 1006.0426 | 0.066236 | 883.6404 | 0.021057
|  | 897.1513 | -0.017112 | 896.9182 | -0.028998 | 678.5223 | 0 | 897.1513 | -0.028114 | 896.9182 | -0.058445 | 887.2106 | 0 | 896.9182 | -0.058023 | 897.1513 | 0 | 883.875 | 0.0017338 | 897.1513 | 0 | 897.1513 | 0 | 897.1513 | 0 | 884.1096 | 0 | 897.1513 | 0 | 896.9182 | -0.025688 | 1006.2112 | 0.023114 | 1006.1932 | 0 | 1006.2112 | 0.064793 | 883.875 | 0.02737
|  | 897.3922 | 0.011584 | 897.1588 | -0.010692 | 678.6464 | 0.017051 | 897.3922 | 0.00029682 | 897.1588 | 0.0098258 | 887.4492 | 0 | 897.1588 | 0.03253 | 897.3922 | 0.019031 | 884.1096 | 0.019408 | 897.3922 | 0.0037607 | 897.3922 | 0.0018051 | 897.3922 | 0.0073296 | 884.3442 | 0 | 897.3922 | 0.0029961 | 897.1588 | 0.030544 | 1006.3798 | 0.022038 | 1006.363 | 0.00066945 | 1006.3798 | 0.065973 | 884.1096 | 0.012164
|  | 897.6331 | -0.022007 | 897.3994 | -0.045442 | 678.7705 | 0 | 897.6331 | -0.026547 | 897.3994 | -0.14534 | 887.6879 | 0 | 897.3994 | -0.068085 | 897.633 | 0 | 884.3442 | -0.052128 | 897.633 | 0 | 897.6331 | 0 | 897.633 | 0 | 884.5787 | 0 | 897.6331 | 0 | 897.3994 | -0.023965 | 1006.5483 | 0.021171 | 1006.5328 | 0 | 1006.5483 | 0.064662 | 884.3442 | -0.0055753
|  | 897.874 | -0.0057408 | 897.64 | 0.006646 | 678.8946 | 0.0068328 | 897.874 | -7.1158e-05 | 897.64 | -0.024261 | 887.9265 | 0 | 897.64 | 0.030704 | 897.8739 | 0.030979 | 884.5787 | -0.0049771 | 897.8739 | 0.0094729 | 897.874 | 0.0038208 | 897.8739 | 0.0062073 | 884.8134 | 0 | 897.874 | 0.0084751 | 897.64 | 0.044015 | 1006.7169 | 0.020997 | 1006.7026 | 0.00047827 | 1006.7169 | 0.065361 | 884.5787 | 0.024743
|  | 898.1148 | -0.019422 | 897.8806 | -0.02527 | 679.0187 | 0 | 898.1148 | -0.018892 | 897.8806 | -0.085372 | 888.1652 | 0 | 897.8806 | -0.056971 | 898.1148 | 0 | 884.8134 | 0.0060678 | 898.1148 | 0 | 898.1148 | 0 | 898.1148 | 0 | 885.0479 | 0 | 898.1148 | 0 | 897.8806 | -0.024278 | 1006.8854 | 0.018533 | 1006.8725 | 0 | 1006.8854 | 0.064312 | 884.8134 | 0.0068654
|  | 898.3557 | -0.012263 | 898.1213 | -0.0052323 | 679.1429 | 0.012036 | 898.3557 | -0.016363 | 898.1213 | 0.014883 | 888.4038 | 0 | 898.1213 | 0.019892 | 898.3557 | 0.0196 | 885.0479 | -0.024376 | 898.3557 | 0.0053832 | 898.3557 | 0.0026437 | 898.3557 | 0.010224 | 885.2825 | 0 | 898.3557 | 0.0046536 | 898.1213 | 0.022869 | 1007.054 | 0.025995 | 1007.0423 | 0.00047827 | 1007.054 | 0.065274 | 885.0479 | 0.030687
|  | 898.5966 | -0.010738 | 898.3619 | -0.004579 | 679.267 | 0 | 898.5966 | -0.013327 | 898.3619 | -0.1331 | 888.6425 | 0 | 898.3619 | -0.054762 | 898.5966 | 0 | 885.2825 | -0.022342 | 898.5966 | 0 | 898.5966 | 0 | 898.5966 | 0 | 885.5172 | 0 | 898.5966 | 0 | 898.3619 | -0.018326 | 1007.2225 | 0.015548 | 1007.2121 | 0 | 1007.2225 | 0.064618 | 885.2825 | 0.027922
|  | 898.8376 | 0.020128 | 898.6026 | -0.028084 | 679.3912 | 0.0089556 | 898.8376 | 0.021467 | 898.6026 | -0.053624 | 888.8811 | 0 | 898.6026 | 0.030442 | 898.8376 | 0.018895 | 885.5172 | 0.0038421 | 898.8376 | 0.0068329 | 898.8376 | 0 | 898.8376 | 0.0037656 | 885.7518 | 0 | 898.8376 | 0.0024521 | 898.6026 | 0.019579 | 1007.3911 | 0.018845 | 1007.3819 | 0.00047827 | 1007.3911 | 0.06523 | 885.5172 | 0.025987
|  | 899.0785 | -0.013486 | 898.8432 | -0.043126 | 679.5153 | 0 | 899.0785 | -0.016741 | 898.8432 | -0.10012 | 889.1198 | 0 | 898.8432 | -0.063616 | 899.0785 | 0 | 885.7518 | -0.0093359 | 899.0785 | 0 | 899.0785 | 0 | 899.0785 | 0 | 885.9864 | 0 | 899.0785 | 0 | 898.8432 | -0.054196 | 1007.5597 | 0.014715 | 1007.5517 | 0 | 1007.5597 | 0.06405 | 885.7518 | 0.028798
|  | 899.3194 | 0.036847 | 899.0839 | -0.0010683 | 679.6395 | 0.0070813 | 899.3194 | 0.013078 | 899.0839 | -0.013039 | 889.3585 | 0 | 899.0839 | 0.033269 | 899.3194 | 0.039128 | 885.9864 | 0.042828 | 899.3194 | 0.0048921 | 899.3194 | 0.0027692 | 899.3194 | 0.01133 | 886.221 | 0 | 899.3194 | 0.0071085 | 899.0839 | 0.015137 | 1007.7282 | 0.031374 | 1007.7216 | 0.00047827 | 1007.7282 | 0.064312 | 885.9864 | 0.016818
|  | 899.5604 | -0.018055 | 899.3246 | -0.031565 | 679.7637 | 0 | 899.5604 | -0.022589 | 899.3246 | -0.095908 | 889.5971 | 0 | 899.3246 | -0.056338 | 899.5604 | 0 | 886.221 | -0.03894 | 899.5604 | 0 | 899.5604 | 0 | 899.5604 | 0 | 886.4556 | 0 | 899.5604 | 0 | 899.3246 | -0.022869 | 1007.8968 | 0.01777 | 1007.8914 | 0 | 1007.8968 | 0.063525 | 886.221 | 0.016219
|  | 899.8013 | 0.029456 | 899.5652 | 0.0070167 | 679.8878 | 0.013684 | 899.8013 | 0.018154 | 899.5652 | -0.0010756 | 889.8358 | 0 | 899.5652 | 0.028904 | 899.8013 | 0.012899 | 886.4556 | 0.019507 | 899.8013 | 0.005421 | 899.8013 | 0.0035789 | 899.8013 | 0.0095701 | 886.6903 | 0 | 899.8013 | 0.0060971 | 899.5652 | 0.015664 | 1008.0653 | 0.022455 | 1008.0612 | 0.00047827 | 1008.0653 | 0.063656 | 886.4556 | 0.033774
|  | 900.0422 | -0.012508 | 899.8059 | -0.026814 | 680.012 | 0 | 900.0422 | -0.027228 | 899.8059 | -0.10613 | 890.0745 | 0 | 899.8059 | -0.054692 | 900.0423 | 0 | 886.6903 | -0.06017 | 900.0423 | 0 | 900.0422 | 0 | 900.0423 | 0 | 886.9249 | 0 | 900.0422 | 0 | 899.8059 | -0.038219 | 1008.2339 | 0.018776 | 1008.2311 | 0 | 1008.2339 | 0.063132 | 886.6903 | 0.0058978
|  | 900.2832 | 0.016669 | 900.0466 | -0.0050461 | 680.1363 | 0.010174 | 900.2832 | -0.0026614 | 900.0466 | 0.069305 | 890.3132 | 0 | 900.0466 | 0.035344 | 900.2832 | 0.038865 | 886.9249 | 0.030362 | 900.2832 | 0.0077151 | 900.2832 | 0.0029214 | 900.2832 | 0.0067666 | 887.1596 | 0 | 900.2832 | 0.0026873 | 900.0466 | 0.013822 | 1008.4025 | 0.020824 | 1008.4009 | 0.00066945 | 1008.4025 | 0.063307 | 886.9249 | 0.017002
|  | 900.5242 | -0.010421 | 900.2873 | -0.012848 | 680.2605 | 0 | 900.5242 | -0.027815 | 900.2873 | -0.1255 | 890.5519 | 0 | 900.2873 | -0.057543 | 900.5242 | 0 | 887.1596 | -0.042492 | 900.5242 | 0 | 900.5242 | 0 | 900.5242 | 0 | 887.3943 | 0 | 900.5242 | 0 | 900.2873 | -0.03258 | 1008.571 | 0.020789 | 1008.5707 | 0 | 1008.571 | 0.062869 | 887.1596 | 0.010367
|  | 900.7651 | -0.0035994 | 900.528 | -0.0065887 | 680.3847 | 0.011463 | 900.7651 | -0.0067242 | 900.528 | 0.02937 | 890.7906 | 0 | 900.528 | 0.026151 | 900.7652 | 0.018379 | 887.3943 | 0.078441 | 900.7652 | 0.0048848 | 900.7651 | 0.0010552 | 900.7652 | 0.0079569 | 887.629 | 0 | 900.7651 | 0.0089594 | 900.528 | 0.011587 | 1008.7396 | 0.026481 | 1008.7406 | 0.00066945 | 1008.7396 | 0.062869 | 887.3943 | 0.031747
|  | 901.0062 | -0.010051 | 900.7687 | -0.050769 | 680.5089 | 0 | 901.0062 | -0.024005 | 900.7687 | -0.17456 | 891.0294 | 0 | 900.7687 | -0.062346 | 901.0061 | 0 | 887.629 | -0.03279 | 901.0061 | 0 | 901.0062 | 0 | 901.0061 | 0 | 887.8636 | 0 | 901.0062 | 0 | 900.7687 | -0.041822 | 1008.9081 | 0.025127 | 1008.9104 | 0 | 1008.9081 | 0.062345 | 887.629 | 0.018154
|  | 901.2471 | 0.021022 | 901.0094 | 0.012724 | 680.6332 | 0.0085974 | 901.2471 | 0.017795 | 901.0094 | -0.020107 | 891.2681 | 0 | 901.0094 | 0.040075 | 901.2471 | 0.029488 | 887.8636 | -0.0081902 | 901.2471 | 0.0084204 | 901.2471 | 0.002384 | 901.2471 | 0.0050808 | 888.0983 | 0 | 901.2471 | 0.0077257 | 901.0094 | 0.03352 | 1009.0767 | 0.020025 | 1009.0802 | 0.00047827 | 1009.0767 | 0.06217 | 887.8637 | 0.013178
|  | 901.4882 | 0.0038729 | 901.2501 | -0.031081 | 680.7574 | 0 | 901.4882 | -0.0091816 | 901.2501 | -0.088424 | 891.5068 | 0 | 901.2501 | -0.047394 | 901.4881 | 0 | 888.0983 | -0.030816 | 901.4881 | 0 | 901.4882 | 0 | 901.4881 | 0 | 888.333 | 0 | 901.4882 | 0 | 901.2501 | -0.028351 | 1009.2453 | 0.021101 | 1009.2501 | 0 | 1009.2453 | 0.061733 | 888.0983 | 0.017555
|  | 901.7291 | -0.0084073 | 901.4909 | -0.00035136 | 680.8817 | 0.0098153 | 901.7291 | 0.0051806 | 901.4909 | -0.0085215 | 891.7456 | 0 | 901.4909 | 0.032482 | 901.7291 | 0.031603 | 888.333 | -0.038909 | 901.7291 | 0.0046732 | 901.7291 | 0.0021045 | 901.7291 | 0.0060575 | 888.5677 | 0 | 901.7291 | 0.007355 | 901.4909 | 0.019579 | 1009.4138 | 0.026411 | 1009.4199 | 0.00066945 | 1009.4138 | 0.061339 | 888.333 | 0.033083
|  | 901.9702 | -0.012654 | 901.7316 | -0.010135 | 681.006 | 0 | 901.9702 | -0.020014 | 901.7316 | -0.070562 | 891.9844 | 0 | 901.7316 | -0.065149 | 901.9702 | 0 | 888.5677 | 0.0057894 | 901.9702 | 0 | 901.9702 | 0 | 901.9702 | 0 | 888.8024 | 0 | 901.9701 | 0 | 901.7316 | -0.027098 | 1009.5824 | 0.024468 | 1009.5898 | 0 | 1009.5824 | 0.061077 | 888.5677 | 0.0098604
|  | 902.2112 | 0.015135 | 901.9723 | -0.021011 | 681.1303 | 0.01003 | 902.2112 | -0.0061338 | 901.9723 | -0.0075661 | 892.2231 | 0 | 901.9723 | 0.027419 | 902.2112 | 0.0063176 | 888.8024 | 0.00722 | 902.2112 | 0.0013438 | 902.2112 | 0.0015998 | 902.2112 | 0.0067268 | 889.0371 | 0 | 902.2112 | 0.0068694 | 901.9723 | 0.020519 | 1009.7509 | 0.022455 | 1009.7596 | 0.00047827 | 1009.7509 | 0.06029 | 888.8024 | 0.024144
|  | 902.4522 | 0.012026 | 902.2131 | -0.001025 | 681.2546 | 0 | 902.4522 | -0.013998 | 902.2131 | -0.17045 | 892.4619 | 0 | 902.2131 | -0.055621 | 902.4522 | 0 | 889.0371 | -0.023404 | 902.4522 | 0 | 902.4522 | 0 | 902.4522 | 0 | 889.2719 | 0 | 902.4522 | 0 | 902.2131 | -0.026001 | 1009.9195 | 0.023184 | 1009.9295 | 0 | 1009.9195 | 0.060159 | 889.0371 | 0.025388
|  | 902.6932 | 0.007293 | 902.4538 | -0.0087354 | 681.3789 | 0.0063359 | 902.6932 | 0.0048441 | 902.4538 | 0.06775 | 892.7007 | 0 | 902.4538 | 0.020705 | 902.6932 | 0.029966 | 889.2719 | 0.045092 | 902.6932 | 0.0079472 | 902.6932 | 0.0029283 | 902.6932 | 0.0032643 | 889.5065 | 0 | 902.6932 | 0.0025008 | 902.4538 | 0.044328 | 1010.0881 | 0.024051 | 1010.0993 | 0.00047827 | 1010.0881 | 0.059241 | 889.2718 | 0.022485
|  | 902.9343 | -0.0065167 | 902.6946 | -0.025275 | 681.5032 | 0 | 902.9343 | -0.011958 | 902.6946 | -0.11407 | 892.9395 | 0 | 902.6946 | -0.04929 | 902.9343 | 0 | 889.5065 | -0.037897 | 902.9343 | 0 | 902.9343 | 0 | 902.9343 | 0 | 889.7413 | 0 | 902.9343 | 0 | 902.6946 | -0.031327 | 1010.2566 | 0.023045 | 1010.2692 | 0 | 1010.2566 | 0.059809 | 889.5065 | -0.00010873
|  | 903.1754 | 0.017863 | 902.9354 | -0.0050999 | 681.6276 | 0.0098153 | 903.1754 | -0.037795 | 902.9354 | 0.054017 | 893.1783 | 0 | 902.9354 | 0.030987 | 903.1753 | 0.028261 | 889.7413 | 0.023633 | 903.1753 | 0.0036347 | 903.1754 | 0.0033026 | 903.1753 | 0.00084895 | 889.976 | 0 | 903.1753 | 0.006061 | 902.9353 | 0.015977 | 1010.4252 | 0.017284 | 1010.439 | 0.00066945 | 1010.4252 | 0.059109 | 889.7413 | 0.023729
|  | 903.4164 | -0.0077999 | 903.1761 | -0.045911 | 681.7519 | 0 | 903.4164 | -0.021238 | 903.1761 | -0.15218 | 893.4171 | 0 | 903.1761 | -0.072296 | 903.4164 | 0 | 889.976 | 0.0124 | 903.4164 | 0 | 903.4164 | 0 | 903.4164 | 0 | 890.2108 | 0 | 903.4164 | 0 | 903.1761 | -0.039472 | 1010.5938 | 0.029465 | 1010.6089 | 0 | 1010.5938 | 0.059372 | 889.976 | 0.0074183
|  | 903.6575 | 0.0269 | 903.4169 | -0.0031298 | 681.8762 | 0.0096721 | 903.6575 | 0.0075896 | 903.4169 | 0.040733 | 893.6559 | 0 | 903.4169 | 0.026759 | 903.6575 | 0.018143 | 890.2108 | 0.039751 | 903.6575 | 0.0088071 | 903.6575 | 0.0023358 | 903.6575 | 0.0066319 | 890.4455 | 0 | 903.6575 | 0.0067618 | 903.4169 | 0.041352 | 1010.7623 | 0.016277 | 1010.7788 | 0.00047827 | 1010.7623 | 0.05806 | 890.2107 | 0.013731
|  | 903.8986 | -0.0077747 | 903.6577 | -0.032382 | 682.0006 | 0 | 903.8986 | -0.020482 | 903.6577 | -0.084766 | 893.8947 | 0 | 903.6577 | -0.051764 | 903.8985 | 0 | 890.4455 | -0.051102 | 903.8985 | 0 | 903.8986 | 0 | 903.8985 | 0 | 890.6803 | 0 | 903.8986 | 0 | 903.6577 | -0.026158 | 1010.9309 | 0.021726 | 1010.9486 | 0 | 1010.9309 | 0.057754 | 890.4455 | 0.009584
|  | 904.1396 | 0.015701 | 903.8985 | -0.015071 | 682.125 | 0.0081675 | 904.1396 | 0.006072 | 903.8985 | 0.07838 | 894.1335 | 0 | 903.8985 | 0.030632 | 904.1396 | 0.010858 | 890.6803 | 0.019141 | 904.1396 | 0.0029203 | 904.1396 | 0.002941 | 904.1396 | 0.0020641 | 890.915 | 0 | 904.1396 | 0.0075301 | 903.8985 | 0.00028591 | 1011.0995 | 0.016971 | 1011.1185 | 0.00047827 | 1011.0995 | 0.056967 | 890.6803 | 0.02631
|  | 904.3807 | 0.0096135 | 904.1393 | -0.0055117 | 682.2494 | 0 | 904.3807 | -0.020033 | 904.1393 | -0.15652 | 894.3724 | 0 | 904.1393 | -0.058151 | 904.3807 | 0 | 890.915 | 0.0011867 | 904.3807 | 0 | 904.3807 | 0 | 904.3807 | 0 | 891.1498 | 0 | 904.3807 | 0 | 904.1393 | -0.036966 | 1011.268 | 0.035574 | 1011.2884 | 0 | 1011.268 | 0.056923 | 890.915 | 0.01903
|  | 904.6218 | -0.00088825 | 904.3801 | -0.014945 | 682.3737 | 0.011678 | 904.6218 | 0.014518 | 904.3801 | 0.0076619 | 894.6112 | 0 | 904.3801 | 0.029022 | 904.6218 | 0.041267 | 891.1498 | 0.053269 | 904.6218 | 0.0030419 | 904.6218 | 0.0010542 | 904.6218 | 0.010743 | 891.3846 | 0 | 904.6218 | 0.0073117 | 904.3801 | 0.0027659 | 1011.4366 | 0.022142 | 1011.4582 | 0.00028696 | 1011.4366 | 0.056399 | 891.1498 | 0.0064507
|  | 904.8629 | 0.0060303 | 904.6209 | -0.010641 | 682.4982 | 0 | 904.8629 | -0.028526 | 904.6209 | -0.14169 | 894.8501 | 0 | 904.6209 | -0.054569 | 904.8629 | 0 | 891.3846 | -0.05887 | 904.8629 | 0 | 904.8629 | 0 | 904.8629 | 0 | 891.6194 | 0 | 904.8629 | 0 | 904.6209 | -0.021459 | 1011.6052 | 0.017214 | 1011.6281 | 0 | 1011.6052 | 0.05653 | 891.3846 | 0.0098143
|  | 905.104 | 0.018536 | 904.8617 | 6.1486e-05 | 682.6226 | 0.0083108 | 905.104 | -0.0059642 | 904.8617 | 0.015369 | 895.0889 | 0 | 904.8617 | 0.030011 | 905.104 | 0.0056162 | 891.6194 | -0.022794 | 905.104 | 0.0052976 | 905.104 | 0.0033798 | 905.104 | 0.0097892 | 891.8542 | 0 | 905.104 | 0.0062939 | 904.8617 | 0.0089027 | 1011.7737 | 0.020581 | 1011.798 | 0.00028696 | 1011.7737 | 0.056005 | 891.6194 | 0.039349
|  | 905.3451 | 0.0036753 | 905.1025 | -0.036622 | 682.747 | 0 | 905.3451 | -0.030622 | 905.1025 | -0.13677 | 895.3278 | 0 | 905.1025 | -0.070674 | 905.3451 | 0 | 891.8542 | -0.01076 | 905.3451 | 0 | 905.3451 | 0 | 905.3451 | 0 | 892.0889 | 0 | 905.3451 | 0 | 905.1025 | -0.039785 | 1011.9423 | 0.020754 | 1011.9678 | 0 | 1011.9423 | 0.056311 | 891.8542 | 0.0062204
|  | 905.5862 | 0.022218 | 905.3433 | 0.0090428 | 682.8714 | 0.013899 | 905.5862 | 0.0067947 | 905.3433 | -0.0035206 | 895.5667 | 0 | 905.3433 | 0.021574 | 905.5862 | 0.029895 | 892.0889 | 0.041927 | 905.5862 | 0.007431 | 905.5862 | 0.0034008 | 905.5862 | 0.0093751 | 892.3237 | 0 | 905.5862 | 0.0086722 | 905.3433 | 0.028038 | 1012.1109 | 0.021101 | 1012.1377 | 0.00047827 | 1012.1109 | 0.055787 | 892.0889 | 0.024467
|  | 905.8274 | -0.015368 | 905.5842 | -0.0017025 | 682.9959 | 0 | 905.8274 | -0.022259 | 905.5842 | -0.051907 | 895.8055 | 0 | 905.5842 | -0.052423 | 905.8274 | 0 | 892.3237 | -0.021578 | 905.8274 | 0 | 905.8274 | 0 | 905.8274 | 0 | 892.5586 | 0 | 905.8274 | 0 | 905.5842 | -0.022086 | 1012.2794 | 0.025509 | 1012.3076 | 0 | 1012.2794 | 0.055524 | 892.3237 | -0.002833
|  | 906.0685 | 0.00024419 | 905.825 | -0.0074054 | 683.1203 | 0.010675 | 906.0685 | 0.018028 | 905.825 | 0.039349 | 896.0444 | 0 | 905.825 | 0.038918 | 906.0685 | 0.031439 | 892.5586 | 0.014066 | 906.0685 | 0.0044702 | 906.0685 | 0.003078 | 906.0685 | 0.00044628 | 892.7934 | 0 | 906.0685 | 0.0045274 | 905.825 | 0.037436 | 1012.448 | 0.024121 | 1012.4775 | 0.00047827 | 1012.448 | 0.054038 | 892.5586 | 0.025987
|  | 906.3096 | -0.0021239 | 906.0658 | -0.011346 | 683.2448 | 0 | 906.3096 | -0.011586 | 906.0658 | -0.077406 | 896.2833 | 0 | 906.0658 | -0.056684 | 906.3097 | 0 | 892.7934 | -0.026738 | 906.3097 | 0 | 906.3096 | 0 | 906.3097 | 0 | 893.0282 | 0 | 906.3096 | 0 | 906.0658 | -0.014842 | 1012.6166 | 0.020303 | 1012.6473 | 0 | 1012.6166 | 0.053557 | 892.7934 | 0.010091
|  | 906.5508 | 0.01567 | 906.3067 | -0.00019019 | 683.3692 | 0.0058389 | 906.5508 | 0.012238 | 906.3067 | 0.03752 | 896.5222 | 0 | 906.3067 | 0.028591 | 906.5508 | 0.0019372 | 893.0282 | 0.030381 | 906.5508 | 0.0062933 | 906.5508 | 0.0042257 | 906.5508 | 0.0037993 | 893.2631 | 0 | 906.5508 | 0.0070119 | 906.3067 | 0.040255 | 1012.7852 | 0.025752 | 1012.8172 | 0.00086076 | 1012.7852 | 0.052639 | 893.0282 | 0.027047
|  | 906.792 | -0.022539 | 906.5476 | -0.032181 | 683.4937 | 0 | 906.792 | -0.030418 | 906.5476 | -0.14158 | 896.7612 | 0 | 906.5476 | -0.051357 | 906.792 | 0 | 893.2631 | -0.030311 | 906.792 | 0 | 906.792 | 0 | 906.792 | 0 | 893.4979 | 0 | 906.792 | 0 | 906.5476 | -0.039159 | 1012.9537 | 0.021587 | 1012.9871 | 0 | 1012.9537 | 0.053076 | 893.2631 | 0.017924
|  | 907.0331 | 0.018553 | 906.7884 | -0.006423 | 683.6182 | 0.0096004 | 907.0331 | 0.015187 | 906.7884 | 0.037075 | 897.0001 | 0 | 906.7884 | 0.034347 | 907.0331 | 0.027091 | 893.4979 | -0.010962 | 907.0331 | 0 | 907.0331 | 0.00038828 | 907.0331 | 0.0046719 | 893.7327 | 0 | 907.0331 | 0.0046638 | 906.7884 | 0.042918 | 1013.1223 | 0.020824 | 1013.157 | 0.00066945 | 1013.1223 | 0.052245 | 893.4979 | 0.025757
|  | 907.2743 | -0.0060618 | 907.0293 | -0.029891 | 683.7427 | 0 | 907.2743 | -0.016525 | 907.0293 | -0.12495 | 897.239 | 0 | 907.0293 | -0.057283 | 907.2743 | 0 | 893.7327 | -0.0085241 | 907.2743 | 0 | 907.2743 | 0 | 907.2743 | 0 | 893.9676 | 0 | 907.2743 | 0 | 907.0293 | -0.039315 | 1013.2908 | 0.019956 | 1013.3269 | 0 | 1013.2908 | 0.052289 | 893.7327 | 0.00963
|  | 907.5155 | 0.013733 | 907.2702 | 0.0063882 | 683.8672 | 0.0070813 | 907.5155 | -0.0037475 | 907.2702 | 0.0055056 | 897.4779 | 0 | 907.2702 | 0.047351 | 907.5155 | 0.033494 | 893.9676 | 0.029537 | 907.5155 | 0.01731 | 907.5155 | 0.0047176 | 907.5155 | 0.008472 | 894.2025 | 0 | 907.5155 | 0.0057981 | 907.2702 | 0.019423 | 1013.4594 | 0.020615 | 1013.4968 | 0.00047827 | 1013.4594 | 0.051152 | 893.9676 | 0.026817
|  | 907.7567 | -0.017481 | 907.511 | -0.016624 | 683.9918 | 0 | 907.7567 | -0.00487 | 907.511 | -0.059497 | 897.7169 | 0 | 907.511 | -0.057982 | 907.7567 | 0 | 894.2025 | 0.064562 | 907.7567 | 0 | 907.7567 | 0 | 907.7567 | 0 | 894.4373 | 0 | 907.7567 | 0 | 907.511 | -0.035713 | 1013.628 | 0.020511 | 1013.6667 | 0 | 1013.628 | 0.05159 | 894.2024 | 0.008985
|  | 907.9979 | -0.0062494 | 907.7519 | -0.019755 | 684.1163 | 0.010818 | 907.9979 | -0.01113 | 907.7519 | 0.0020348 | 897.9558 | 0 | 907.7519 | 0.039134 | 907.9979 | 0.045309 | 894.4373 | -0.004645 | 907.9979 | 0.0099685 | 907.9979 | 0.0031813 | 907.9979 | 0.0098133 | 894.6722 | 0 | 907.9979 | 0.0065764 | 907.7519 | 0.035243 | 1013.7966 | 0.023982 | 1013.8366 | 0.00028696 | 1013.7966 | 0.05054 | 894.4373 | 0.034189
|  | 908.2391 | -0.0048975 | 907.9928 | -0.02329 | 684.2408 | 0 | 908.2391 | -0.021424 | 907.9928 | -0.023261 | 898.1948 | 0 | 907.9928 | -0.071722 | 908.2391 | 0 | 894.6722 | -0.0081209 | 908.2391 | 0 | 908.2391 | 0 | 908.2391 | 0 | 894.907 | 0 | 908.2391 | 0 | 907.9928 | -0.040099 | 1013.9651 | 0.02655 | 1014.0065 | 0 | 1013.9651 | 0.051196 | 894.6722 | 0.02313
|  | 908.4803 | 0.016629 | 908.2337 | 0.00088492 | 684.3654 | 0.0070813 | 908.4803 | 0.0068188 | 908.2337 | -0.0074015 | 898.4337 | 0 | 908.2337 | 0.035426 | 908.4803 | 0.032932 | 894.907 | 0.011301 | 908.4803 | 0.013054 | 908.4803 | 0.0038303 | 908.4803 | 0.0064339 | 895.1419 | 0 | 908.4803 | 0.0086109 | 908.2337 | 0.015152 | 1014.1337 | 0.018117 | 1014.1764 | 0.00066945 | 1014.1337 | 0.049666 | 894.907 | 0.019306
|  | 908.7215 | -0.00029291 | 908.4746 | -0.024134 | 684.49 | 0 | 908.7215 | -0.020878 | 908.4746 | -0.12747 | 898.6727 | 0 | 908.4746 | -0.068199 | 908.7215 | 0 | 895.1419 | -0.018057 | 908.7215 | 0 | 908.7215 | 0 | 908.7215 | 0 | 895.3768 | 0 | 908.7215 | 0 | 908.4746 | -0.021929 | 1014.3023 | 0.021726 | 1014.3463 | 0 | 1014.3023 | 0.050234 | 895.1419 | 0.019122
|  | 908.9628 | 0.012536 | 908.7156 | 0.01912 | 684.6145 | 0.00037273 | 908.9628 | -0.015998 | 908.7156 | 0.0022035 | 898.9117 | 0 | 908.7156 | 0.037884 | 908.9627 | 0.006602 | 895.3768 | 0.055389 | 908.9627 | 0.0079138 | 908.9628 | 0.0076116 | 908.9627 | 0.012819 | 895.6117 | 0 | 908.9628 | 0.0065881 | 908.7156 | 0.020832 | 1014.4709 | 0.021171 | 1014.5162 | 0.00066945 | 1014.4709 | 0.048485 | 895.3768 | 0.016772
|  | 909.204 | -0.00076812 | 908.9565 | -0.034242 | 684.7391 | 0 | 909.204 | -0.013539 | 908.9565 | -0.13569 | 899.1506 | 0 | 908.9565 | -0.073967 | 909.204 | 0 | 895.6117 | -0.020671 | 909.204 | 0 | 909.204 | 0 | 909.204 | 0 | 895.8466 | 0 | 909.204 | 0 | 908.9565 | -0.051846 | 1014.6394 | 0.019574 | 1014.6861 | 0 | 1014.6394 | 0.048442 | 895.6117 | 0.010413
|  | 909.4452 | 0.011284 | 909.1974 | -0.024729 | 684.8637 | 0.018126 | 909.4452 | 0.0016682 | 909.1974 | 0.059029 | 899.3896 | 0 | 909.1974 | 0.029787 | 909.4452 | 0.043379 | 895.8466 | 0.091866 | 909.4452 | 0.0054473 | 909.4452 | 0.0026851 | 909.4452 | 0.0035026 | 896.0815 | 0 | 909.4452 | 0.0052451 | 909.1974 | 0.020989 | 1014.808 | 0.024468 | 1014.856 | 0.00066945 | 1014.808 | 0.048092 | 895.8466 | 0.030411
|  | 909.6865 | 0.0020005 | 909.4383 | -0.023206 | 684.9883 | 0 | 909.6865 | -0.017629 | 909.4383 | -0.15495 | 899.6287 | 0 | 909.4383 | -0.065808 | 909.6865 | 0 | 896.0815 | -0.013546 | 909.6865 | 0 | 909.6865 | 0 | 909.6865 | 0 | 896.3164 | 0 | 909.6865 | 0 | 909.4383 | -0.038376 | 1014.9766 | 0.020199 | 1015.0259 | 0 | 1014.9766 | 0.048748 | 896.0815 | -0.00046252
|  | 909.9277 | 0.027179 | 909.6793 | -0.00011981 | 685.1129 | 0.0034785 | 909.9277 | -0.0056589 | 909.6793 | -0.010948 | 899.8677 | 0 | 909.6793 | 0.049459 | 909.9277 | 0.022565 | 896.3164 | -0.02701 | 909.9277 | 0.010601 | 909.9277 | 0.0048002 | 909.9277 | 0.013071 | 896.5513 | 0 | 909.9277 | 0.0079875 | 909.6793 | 0.020832 | 1015.1451 | 0.020754 | 1015.1958 | 0.00066945 | 1015.1451 | 0.048966 | 896.3164 | 0.028061
|  | 910.169 | 0.0055992 | 909.9202 | -0.030289 | 685.2376 | 0 | 910.169 | -0.041091 | 909.9202 | -0.092103 | 900.1067 | 0 | 909.9202 | -0.070986 | 910.169 | 0 | 896.5513 | 0.027032 | 910.169 | 0 | 910.169 | 0 | 910.169 | 0 | 896.7863 | 0 | 910.169 | 0 | 909.9202 | -0.03352 | 1015.3137 | 0.022316 | 1015.3657 | 0 | 1015.3137 | 0.04901 | 896.5513 | 0.016035
|  | 910.4103 | 0.013674 | 910.1612 | -0.013955 | 685.3622 | 0.0093138 | 910.4103 | -0.0040007 | 910.1612 | -0.016477 | 900.3457 | 0 | 910.1612 | 0.030212 | 910.4102 | 0.01739 | 896.7863 | 0.065076 | 910.4102 | 0.0047582 | 910.4103 | 0.0020744 | 910.4102 | 0.011807 | 897.0212 | 0 | 910.4103 | 0.0055332 | 910.1612 | 0.0094774 | 1015.4823 | 0.023184 | 1015.5356 | 0.00047827 | 1015.4823 | 0.047699 | 896.7863 | 0.021472
|  | 910.6516 | 0.010497 | 910.4021 | -0.0024475 | 685.4868 | 0 | 910.6516 | -0.024746 | 910.4021 | -0.076723 | 900.5847 | 0 | 910.4021 | -0.059631 | 910.6515 | 0 | 897.0212 | -0.068097 | 910.6515 | 0 | 910.6516 | 0 | 910.6515 | 0 | 897.2562 | 0 | 910.6516 | 0 | 910.4021 | -0.014163 | 1015.6509 | 0.019782 | 1015.7055 | 0 | 1015.6509 | 0.047786 | 897.0212 | 0.011427
|  | 910.8928 | 0.037878 | 910.6431 | 0.0098977 | 685.6115 | 0.011535 | 910.8928 | 0.0031723 | 910.6431 | 0.034254 | 900.8238 | 0 | 910.6431 | 0.038217 | 910.8928 | 0.054159 | 897.2562 | 0.021171 | 910.8928 | 0.01382 | 910.8928 | 0.0057759 | 910.8928 | 0.00039335 | 897.4911 | 0 | 910.8928 | 0.0071597 | 910.6431 | 0.032737 | 1015.8194 | 0.018845 | 1015.8755 | 0.00066945 | 1015.8194 | 0.046212 | 897.2562 | 0.012441
|  | 911.1341 | 0.00096247 | 910.8841 | -0.0085479 | 685.7362 | 0 | 911.1341 | -0.009546 | 910.8841 | -0.14857 | 901.0628 | 0 | 910.8841 | -0.067316 | 911.1341 | 0 | 897.4911 | -0.034921 | 911.1341 | 0 | 911.1341 | 0 | 911.1341 | 0 | 897.7261 | 0 | 911.1341 | 0 | 910.8841 | -0.037279 | 1015.988 | 0.01954 | 1016.0454 | 0 | 1015.988 | 0.047349 | 897.4911 | 0.0049302
|  | 911.3754 | 0.0084919 | 911.125 | -0.026655 | 685.8608 | 0.018628 | 911.3754 | -0.012093 | 911.125 | 0.072861 | 901.3019 | 0 | 911.125 | 0.030178 | 911.3754 | 0.034416 | 897.7261 | 0.011228 | 911.3754 | 0.0085386 | 911.3754 | 0.0011148 | 911.3754 | 0.014013 | 897.9611 | 0 | 911.3754 | 0.0056081 | 911.125 | 0.026001 | 1016.1566 | 0.021657 | 1016.2153 | 0.00066945 | 1016.1566 | 0.045556 | 897.7261 | 0.01949
|  | 911.6167 | -0.014868 | 911.366 | -0.024634 | 685.9855 | 0 | 911.6167 | -0.011455 | 911.366 | -0.1807 | 901.541 | 0 | 911.366 | -0.067908 | 911.6167 | 0 | 897.9611 | 0.025627 | 911.6167 | 0 | 911.6167 | 0 | 911.6167 | 0 | 898.196 | 0 | 911.6167 | 0 | 911.366 | -0.026158 | 1016.3252 | 0.015757 | 1016.3852 | 0 | 1016.3252 | 0.046081 | 897.9611 | 0.016311
|  | 911.858 | 0.00035534 | 911.607 | -0.032867 | 686.1102 | 0.005342 | 911.858 | -0.015719 | 911.607 | 0.031776 | 901.78 | 0 | 911.607 | 0.02777 | 911.858 | 0.022288 | 898.196 | 0.024845 | 911.858 | 0.010289 | 911.858 | 0.0046083 | 911.858 | 0.01014 | 898.431 | 0 | 911.858 | 0.0077882 | 911.607 | 0.019423 | 1016.4937 | 0.02662 | 1016.5551 | 0.00066945 | 1016.4937 | 0.044157 | 898.196 | 0.015067
|  | 912.0994 | -0.014774 | 911.848 | 0.0057484 | 686.2349 | 0 | 912.0994 | -0.022113 | 911.848 | -0.085007 | 902.0191 | 0 | 911.848 | -0.047923 | 912.0993 | 0 | 898.431 | 0.02357 | 912.0993 | 0.00089275 | 912.0994 | 0 | 912.0993 | 0 | 898.666 | 0 | 912.0994 | 0 | 911.848 | -0.021302 | 1016.6623 | 0.017631 | 1016.7251 | 0 | 1016.6623 | 0.04525 | 898.431 | 0.0052067
|  | 912.3406 | 0.017524 | 912.089 | 0.0041463 | 686.3596 | 0.017768 | 912.3406 | 0.0043665 | 912.089 | 0.050066 | 902.2582 | 0 | 912.089 | 0.039595 | 912.3407 | 0.04007 | 898.666 | 0.024384 | 912.3407 | 0.0045582 | 912.3406 | 0.002365 | 912.3407 | 0.0094472 | 898.9009 | 0 | 912.3406 | 0.009231 | 912.089 | 0.031797 | 1016.8309 | 0.015444 | 1016.895 | 0.00086076 | 1016.8309 | 0.044551 | 898.6659 | 0.029996
|  | 912.582 | -0.01076 | 912.33 | -0.057279 | 686.4844 | 0 | 912.582 | -0.02748 | 912.33 | -0.16414 | 902.4973 | 0 | 912.33 | -0.062628 | 912.582 | 0 | 898.9009 | -0.017106 | 912.582 | 0 | 912.582 | 0 | 912.582 | 0 | 899.1359 | 0 | 912.582 | 0 | 912.33 | -0.028978 | 1016.9995 | 0.024051 | 1017.0649 | 0 | 1016.9995 | 0.046168 | 898.9009 | 0.012026
|  | 912.8234 | 0.015398 | 912.571 | 0.031535 | 686.6091 | 0.012036 | 912.8234 | -0.0011745 | 912.571 | 0.044025 | 902.7363 | 0 | 912.571 | 0.047521 | 912.8233 | 0.040558 | 899.1359 | 0.020689 | 912.8233 | 0.011503 | 912.8234 | 0.0056686 | 912.8233 | 0.018302 | 899.3709 | 0 | 912.8234 | 0.0054 | 912.571 | 0.06892 | 1017.168 | 0.019956 | 1017.2349 | 0.00086076 | 1017.168 | 0.044638 | 899.1359 | 0.023914
|  | 913.0647 | -0.013317 | 912.812 | -0.027696 | 686.7339 | 0 | 913.0647 | -0.05125 | 912.812 | -0.14148 | 902.9755 | 0 | 912.812 | -0.072678 | 913.0647 | 0 | 899.3709 | -0.027129 | 913.0647 | 0 | 913.0647 | 0 | 913.0647 | 0 | 899.606 | 0 | 913.0647 | 0 | 912.812 | -0.03352 | 1017.3366 | 0.026099 | 1017.4048 | 0 | 1017.3366 | 0.044944 | 899.3709 | 0.02138
|  | 913.306 | 0.014329 | 913.0531 | -0.0093477 | 686.8586 | 0.013183 | 913.306 | -0.0034001 | 913.0531 | -0.047636 | 903.2146 | 0 | 913.0531 | 0.031382 | 913.306 | 0.031981 | 899.606 | 0.06077 | 913.306 | 0.012623 | 913.306 | 0 | 913.306 | 0.0012199 | 899.8409 | 0 | 913.306 | 0.0059949 | 913.053 | 0.022712 | 1017.5052 | 0.01947 | 1017.5747 | 0.00028696 | 1017.5052 | 0.043589 | 899.606 | 0.018845
|  | 913.5474 | -0.012806 | 913.2941 | -0.046507 | 686.9834 | 0 | 913.5474 | -0.044498 | 913.2941 | -0.08824 | 903.4537 | 0 | 913.2941 | -0.076834 | 913.5474 | 0 | 899.8409 | -0.090442 | 913.5474 | 0 | 913.5474 | 0 | 913.5474 | 0 | 900.076 | 0 | 913.5474 | 0 | 913.2941 | -0.037592 | 1017.6738 | 0.023184 | 1017.7446 | 0 | 1017.6738 | 0.044769 | 899.8409 | 0.014514
|  | 913.7888 | 0.032613 | 913.5351 | 0.013145 | 687.1082 | 0.0057147 | 913.7888 | 0.011168 | 913.5351 | 0.022424 | 903.6928 | 0 | 913.5351 | 0.040005 | 913.7888 | 0.055909 | 900.076 | -0.0027461 | 913.7888 | 0.0071643 | 913.7888 | 0.0054711 | 913.7888 | 0.013783 | 900.311 | 0 | 913.7888 | 0.0057511 | 913.5351 | 0.026471 | 1017.8423 | 0.023878 | 1017.9146 | 0.00047827 | 1017.8423 | 0.043108 | 900.076 | 0.020642
|  | 914.0302 | -0.024071 | 913.7762 | -0.0030003 | 687.233 | 0 | 914.0302 | -0.055171 | 913.7762 | -0.090113 | 903.9319 | 0 | 913.7762 | -0.067859 | 914.0302 | 0 | 900.311 | 0 | 914.0302 | 0 | 914.0302 | 0 | 914.0302 | 0 | 900.546 | 0 | 914.0302 | 0 | 913.7762 | -0.030701 | 1018.0109 | 0.016347 | 1018.0845 | 0 | 1018.0109 | 0.04337 | 900.311 | 0
|  | 914.2715 | 0.022912 | 914.0172 | 0.018908 | 687.3578 | 0.012036 | 914.2715 | 0.008705 | 914.0172 | 0.036895 | 904.1711 | 0 | 914.0172 | 0.044742 | 914.2715 | 0.032897 | 900.546 | 0 | 914.2715 | 0.0081507 | 914.2715 | 0.0070474 | 914.2715 | 0.017004 | 900.7811 | 0 | 914.2716 | 0.010559 | 914.0172 | 0.042448 | 1018.1795 | 0.02544 | 1018.2545 | 0.00066945 | 1018.1795 | 0.041665 | 900.546 | 0
|  | 914.5129 | 0.0015932 | 914.2583 | -0.022298 | 687.4826 | 0 | 914.5129 | -0.018925 | 914.2583 | -0.13809 | 904.4103 | 0 | 914.2583 | -0.065567 | 914.5129 | 0 | 900.7811 | 0 | 914.5129 | 0 | 914.5129 | 0 | 914.5129 | 0 | 901.0161 | 0 | 914.5129 | 0 | 914.2583 | -0.059521 | 1018.3481 | 0.019644 | 1018.4244 | 0 | 1018.3481 | 0.042496 | 900.7811 | 0
|  | 914.7543 | 0.0265 | 914.4993 | 0.00059195 | 687.6074 | 0.018986 | 914.7543 | -0.0038625 | 914.4993 | 0.0095769 | 904.6494 | 0 | 914.4993 | 0.038046 | 914.7543 | 0.018113 | 901.0161 | 0 | 914.7543 | 0.010219 | 914.7543 | 0.0054721 | 914.7543 | 0.0042685 | 901.2512 | 0 | 914.7543 | 0.0054858 | 914.4993 | 0.060305 | 1018.5166 | 0.02131 | 1018.5944 | 0.00047827 | 1018.5166 | 0.040834 | 901.0161 | 0
|  | 914.9957 | -0.015444 | 914.7404 | -0.019346 | 687.7322 | 0 | 914.9957 | -0.019758 | 914.7404 | -0.10316 | 904.8885 | 0 | 914.7404 | -0.072462 | 914.9957 | 0 | 901.2512 | 0 | 914.9957 | 0 | 914.9957 | 0 | 914.9957 | 0 | 901.4863 | 0 | 914.9957 | 0 | 914.7404 | -0.00083791 | 1018.6852 | 0.016277 | 1018.7643 | 0 | 1018.6852 | 0.042365 | 901.2512 | 0
|  | 915.2372 | 0.0099741 | 914.9815 | -0.0014679 | 687.8571 | 0.0094571 | 915.2372 | 0.0037353 | 914.9815 | 0.031757 | 905.1277 | 0 | 914.9815 | 0.028651 | 915.2372 | 0.034501 | 901.4863 | 0 | 915.2372 | 0.012868 | 915.2372 | 0.0041573 | 915.2372 | 0.011958 | 901.7213 | 0 | 915.2372 | 0.0073703 | 914.9815 | 0.039472 | 1018.8538 | 0.023635 | 1018.9343 | 0.00047827 | 1018.8538 | 0.041141 | 901.4863 | 0
|  | 915.4786 | 0.0082294 | 915.2225 | 0.003072 | 687.9819 | 0 | 915.4786 | -0.029781 | 915.2225 | -0.063012 | 905.3669 | 0 | 915.2225 | -0.057315 | 915.4786 | 0 | 901.7213 | 0 | 915.4786 | 0 | 915.4786 | 0 | 915.4786 | 0 | 901.9564 | 0 | 915.4786 | 0 | 915.2225 | -0.033363 | 1019.0224 | 0.017561 | 1019.1042 | 0 | 1019.0224 | 0.042452 | 901.7213 | 0
|  | 915.72 | -0.00030784 | 915.4636 | 0.010578 | 688.1068 | 0.012824 | 915.72 | 0.023643 | 915.4636 | 0.037235 | 905.6061 | 0 | 915.4636 | 0.037998 | 915.72 | 0.05675 | 901.9564 | 0 | 915.72 | 0.0084932 | 915.72 | 0.0058371 | 915.72 | 0.0076627 | 902.1915 | 0 | 915.72 | 0.0097383 | 915.4636 | 0.035869 | 1019.191 | 0.022212 | 1019.2742 | 0.00047827 | 1019.191 | 0.040834 | 901.9564 | 0
|  | 915.9614 | -0.014649 | 915.7047 | -0.036322 | 688.2316 | 0 | 915.9614 | -0.023065 | 915.7047 | -0.1388 | 905.8453 | 0 | 915.7047 | -0.073004 | 915.9614 | 0 | 902.1915 | 0 | 915.9614 | 0 | 915.9614 | 0 | 915.9614 | 0 | 902.4266 | 0 | 915.9614 | 0 | 915.7047 | -0.043075 | 1019.3595 | 0.020442 | 1019.4441 | 0 | 1019.3595 | 0.041796 | 902.1915 | 0
|  | 916.2029 | 0.023437 | 915.9458 | 0.0032187 | 688.3565 | 0.00062115 | 916.2029 | -0.0011292 | 915.9458 | 0.017852 | 906.0845 | 0 | 915.9458 | 0.03449 | 916.2029 | 0.017843 | 902.4266 | 0 | 916.2029 | 0.0010673 | 916.2029 | 0.0045546 | 916.2029 | 0.008732 | 902.6616 | 0 | 916.2029 | 0.0061424 | 915.9458 | 0.014234 | 1019.5281 | 0.019054 | 1019.6141 | 0.00047827 | 1019.5281 | 0.039654 | 902.4266 | 0
|  | 916.4443 | -0.001749 | 916.1869 | -0.039064 | 688.4814 | 0 | 916.4443 | -0.019624 | 916.1869 | -0.13097 | 906.3237 | 0 | 916.1869 | -0.080177 | 916.4443 | 0 | 902.6616 | 0 | 916.4443 | 0 | 916.4443 | 0 | 916.4443 | 0 | 902.8967 | 0 | 916.4443 | 0 | 916.1869 | -0.048087 | 1019.6967 | 0.016034 | 1019.784 | 0 | 1019.6967 | 0.040616 | 902.6616 | 0
|  | 916.6858 | 0.039674 | 916.428 | -0.026424 | 688.6063 | 0.0064601 | 916.6858 | -0.0039754 | 916.428 | 0.03531 | 906.5629 | 0 | 916.428 | 0.023679 | 916.6858 | 0.046906 | 902.8967 | 0 | 916.6858 | 0.0024071 | 916.6858 | 0.0010448 | 916.6858 | 0.0023002 | 903.1318 | 0 | 916.6858 | 0.0083569 | 916.428 | 0.0064399 | 1019.8653 | 0.016416 | 1019.954 | 0.00066945 | 1019.8653 | 0.039348 | 902.8967 | 0
|  | 916.9272 | -0.016972 | 916.6692 | -0.015351 | 688.7313 | 0 | 916.9272 | -0.016166 | 916.6692 | -0.15903 | 906.8022 | 0 | 916.6692 | -0.056236 | 916.9273 | 0 | 903.1318 | 0 | 916.9273 | 0 | 916.9272 | 0 | 916.9273 | 0 | 903.3669 | 0 | 916.9272 | 0 | 916.6691 | -0.029604 | 1020.0338 | 0.019158 | 1020.124 | 0 | 1020.0338 | 0.040528 | 903.1318 | 0
|  | 917.1688 | 0.00093824 | 916.9103 | 0.0020642 | 688.8562 | 0.0069571 | 917.1688 | 0.006586 | 916.9103 | 0.056397 | 907.0414 | 0 | 916.9103 | 0.03275 | 917.1687 | 0.051817 | 903.3669 | 0 | 917.1687 | 0.0096033 | 917.1688 | 0.0043652 | 917.1687 | 0.012007 | 903.6021 | 0 | 917.1688 | 0.0049438 | 916.9103 | 0.01723 | 1020.2024 | 0.020685 | 1020.2939 | 0.0010521 | 1020.2024 | 0.038211 | 903.3669 | 0
|  | 917.4102 | -0.016642 | 917.1514 | -0.026566 | 688.9811 | 0 | 917.4102 | -0.026026 | 917.1514 | -0.10959 | 907.2806 | 0 | 917.1514 | -0.067163 | 917.4102 | 0 | 903.6021 | 0 | 917.4102 | 0 | 917.4102 | 0 | 917.4102 | 0 | 903.8372 | 0 | 917.4102 | 0 | 917.1514 | -0.063437 | 1020.371 | 0.020442 | 1020.4639 | 0 | 1020.371 | 0.037818 | 903.6021 | 0
|  | 917.6517 | 0.011808 | 917.3925 | 0.027913 | 689.106 | 0.01003 | 917.6517 | 0.019314 | 917.3925 | 0.020137 | 907.5199 | 0 | 917.3925 | 0.041678 | 917.6517 | 0.031326 | 903.8372 | 0 | 917.6517 | 0.011355 | 917.6517 | 0.0088891 | 917.6517 | 0.015221 | 904.0723 | 0 | 917.6517 | 0.013234 | 917.3925 | 0.044641 | 1020.5396 | 0.02655 | 1020.6339 | 0.00028696 | 1020.5396 | 0.036812 | 903.8372 | 0
|  | 917.8932 | 0.006378 | 917.6337 | -0.032918 | 689.231 | 0 | 917.8932 | -0.010371 | 917.6337 | -0.19042 | 907.7592 | 0 | 917.6337 | -0.083087 | 917.8932 | 0 | 904.0723 | 0 | 917.8932 | 0 | 917.8932 | 0 | 917.8932 | 0 | 904.3075 | 0 | 917.8932 | 0 | 917.6337 | -0.028508 | 1020.7082 | 0.0236 | 1020.8038 | 0 | 1020.7082 | 0.037862 | 904.0723 | 0
|  | 918.1347 | 0.014276 | 917.8748 | -0.021701 | 689.356 | 0.014257 | 918.1347 | 0.0023164 | 917.8748 | 0.017768 | 907.9984 | 0 | 917.8748 | 0.027959 | 918.1347 | 0.00021317 | 904.3075 | 0 | 918.1347 | 0.0024484 | 918.1347 | 0 | 918.1347 | 0.0019113 | 904.5426 | 0 | 918.1347 | 0.0042206 | 917.8748 | 0.00045874 | 1020.8767 | 0.028633 | 1020.9738 | 0.00086076 | 1020.8767 | 0.037862 | 904.3075 | 0
|  | 918.3762 | -0.0016401 | 918.116 | -0.032738 | 689.481 | 0 | 918.3762 | -0.011811 | 918.116 | -0.11989 | 908.2377 | 0 | 918.116 | -0.087146 | 918.3762 | 0 | 904.5426 | 0 | 918.3762 | 0 | 918.3762 | 0 | 918.3762 | 0 | 904.7778 | 0 | 918.3762 | 0 | 918.116 | -0.014415 | 1021.0453 | 0.022941 | 1021.1438 | 0 | 1021.0453 | 0.038867 | 904.5426 | 0
|  | 918.6177 | 0.0086151 | 918.3571 | 0.033689 | 689.6059 | 0.0042239 | 918.6177 | 0.019436 | 918.3571 | 0.016882 | 908.4769 | 0 | 918.3571 | 0.043604 | 918.6177 | 0.073709 | 904.7778 | 0 | 918.6177 | 0.0056626 | 918.6177 | 0.0056125 | 918.6177 | 0.01743 | 905.0129 | 0 | 918.6177 | 0.0085356 | 918.3571 | 0.030544 | 1021.2139 | 0.018047 | 1021.3138 | 0.00047827 | 1021.2139 | 0.03773 | 904.7778 | 0
|  | 918.8593 | 0.0051876 | 918.5983 | -0.038562 | 689.7309 | 0 | 918.8593 | -0.024835 | 918.5983 | -0.15031 | 908.7162 | 0 | 918.5983 | -0.076252 | 918.8592 | 0 | 905.0129 | 0 | 918.8592 | 0 | 918.8593 | 0 | 918.8592 | 0 | 905.2481 | 0 | 918.8592 | 0 | 918.5983 | -0.03211 | 1021.3825 | 0.017561 | 1021.4837 | 0 | 1021.3825 | 0.038474 | 905.0129 | 0
|  | 919.1008 | 0.011667 | 918.8395 | -0.01524 | 689.8559 | 0.0063359 | 919.1008 | 0.010519 | 918.8395 | 0.10656 | 908.9555 | 0 | 918.8395 | 0.037501 | 919.1008 | 0.042437 | 905.2481 | 0 | 919.1008 | 0.0051468 | 919.1008 | 0.0032141 | 919.1008 | 0.0075389 | 905.4833 | 0 | 919.1008 | 0.0092363 | 918.8395 | 0.011499 | 1021.5511 | 0.016347 | 1021.6537 | 0.00066945 | 1021.5511 | 0.036856 | 905.2481 | 0
|  | 919.3423 | -0.017804 | 919.0806 | -0.029545 | 689.981 | 0 | 919.3423 | -0.033407 | 919.0806 | -0.1945 | 909.1948 | 0 | 919.0806 | -0.063818 | 919.3423 | 0 | 905.4833 | 0 | 919.3423 | 0 | 919.3423 | 0 | 919.3423 | 0 | 905.7184 | 0 | 919.3423 | 0 | 919.0806 | -0.050123 | 1021.7196 | 0.027695 | 1021.8237 | 0 | 1021.7196 | 0.038211 | 905.4833 | 0
|  | 919.5839 | 0.019003 | 919.3218 | 0.00713 | 690.106 | 0.012824 | 919.5839 | 0.0034637 | 919.3218 | -0.019193 | 909.4341 | 0 | 919.3218 | 0.040654 | 919.5838 | 0.018463 | 905.7184 | 0 | 919.5838 | 0.0059799 | 919.5839 | 0.003357 | 919.5838 | 0.0071359 | 905.9536 | 0 | 919.5839 | 0.0046626 | 919.3218 | 0.034616 | 1021.8882 | 0.021865 | 1021.9937 | 0.00047827 | 1021.8882 | 0.036637 | 905.7184 | 0
|  | 919.8254 | 0.0022657 | 919.563 | -0.0032787 | 690.231 | 0 | 919.8254 | -0.020793 | 919.563 | -0.14171 | 909.6735 | 0 | 919.563 | -0.070009 | 919.8254 | 0 | 905.9536 | 0 | 919.8254 | 0 | 919.8254 | 0 | 919.8254 | 0 | 906.1888 | 0 | 919.8254 | 0 | 919.563 | -0.01723 | 1022.0568 | 0.018915 | 1022.1637 | 0 | 1022.0568 | 0.037512 | 905.9536 | 0
|  | 920.067 | 0.014307 | 919.8042 | -0.00058218 | 690.3561 | 0.0091705 | 920.067 | 0.025868 | 919.8042 | 0.052096 | 909.9128 | 0 | 919.8042 | 0.03629 | 920.067 | 0.030547 | 906.1888 | 0 | 920.067 | 0.0089777 | 920.067 | 0.0044816 | 920.067 | 0.0043513 | 906.424 | 0 | 920.067 | 0.0049104 | 919.8042 | 0.043545 | 1022.2254 | 0.023114 | 1022.3337 | 0.00047827 | 1022.2254 | 0.0362 | 906.1888 | 0
|  | 920.3085 | -0.013399 | 920.0454 | -0.024979 | 690.4811 | 0 | 920.3085 | -0.024391 | 920.0454 | -0.077935 | 910.1521 | 0 | 920.0454 | -0.060756 | 920.3085 | 0 | 906.424 | 0 | 920.3085 | 0 | 920.3085 | 0 | 920.3085 | 0 | 906.6592 | 0 | 920.3085 | 0 | 920.0454 | -0.044798 | 1022.394 | 0.022767 | 1022.5036 | 0 | 1022.394 | 0.037118 | 906.424 | 0
|  | 920.5501 | 0.018959 | 920.2866 | 0.0045051 | 690.6062 | 0.011821 | 920.5501 | 0.012854 | 920.2866 | 0.072818 | 910.3914 | 0 | 920.2866 | 0.036903 | 920.5501 | 0.0055031 | 906.6592 | 0 | 920.5501 | 0.00019984 | 920.5501 | 0.0039635 | 920.5501 | 0.0015391 | 906.8944 | 0 | 920.5501 | 0.0066147 | 920.2866 | 0.030074 | 1022.5625 | 0.026064 | 1022.6736 | 0.00066945 | 1022.5625 | 0.035807 | 906.6592 | 0
|  | 920.7917 | -0.017879 | 920.5278 | -0.016384 | 690.7313 | 0 | 920.7917 | -0.022661 | 920.5278 | -0.1079 | 910.6308 | 0 | 920.5278 | -0.076949 | 920.7917 | 0 | 906.8944 | 0 | 920.7917 | 0 | 920.7917 | 0 | 920.7917 | 0 | 907.1296 | 0 | 920.7917 | 0 | 920.5278 | -0.037436 | 1022.7311 | 0.019088 | 1022.8436 | 0 | 1022.7311 | 0.036637 | 906.8944 | 0
|  | 921.0333 | 0.020314 | 920.769 | -0.011474 | 690.8564 | 0.0018635 | 921.0333 | -0.015586 | 920.769 | -0.032558 | 910.8701 | 0 | 920.769 | 0.022319 | 921.0333 | 0.033689 | 907.1296 | 0 | 921.0333 | 0.0096384 | 921.0333 | 0.0034849 | 921.0333 | 0.0039388 | 907.3649 | 0 | 921.0333 | 0.0076109 | 920.769 | 0.017856 | 1022.8997 | 0.020615 | 1023.0136 | 0.00066945 | 1022.8997 | 0.035544 | 907.1296 | 0
|  | 921.2748 | -0.021026 | 921.0103 | -0.024481 | 690.9815 | 0 | 921.2748 | -0.035052 | 921.0103 | -0.10963 | 911.1095 | 0 | 921.0103 | -0.073407 | 921.2748 | 0 | 907.3649 | 0 | 921.2748 | 0 | 921.2748 | 0 | 921.2748 | 0 | 907.6001 | 0 | 921.2748 | 0 | 921.0103 | -0.036339 | 1023.0683 | 0.020754 | 1023.1836 | 0 | 1023.0683 | 0.035982 | 907.3649 | 0
|  | 921.5164 | 0.0067364 | 921.2515 | -0.014032 | 691.1066 | 0.0058389 | 921.5164 | -0.004928 | 921.2515 | 0.046109 | 911.3489 | 0 | 921.2515 | 0.04153 | 921.5164 | 0.013686 | 907.6001 | 0 | 921.5164 | 0.010889 | 921.5164 | 0.0054054 | 921.5164 | 0.0076775 | 907.8353 | 0 | 921.5164 | 0.0075749 | 921.2515 | 0.0097902 | 1023.2369 | 0.020997 | 1023.3536 | 0.00066945 | 1023.2369 | 0.033883 | 907.6001 | 0
|  | 921.7581 | -0.007203 | 921.4927 | -0.01666 | 691.2317 | 0 | 921.7581 | -0.025953 | 921.4927 | -0.18579 | 911.5883 | 0 | 921.4927 | -0.085672 | 921.7581 | 0 | 907.8353 | 0 | 921.7581 | 0 | 921.7581 | 0 | 921.7581 | 0 | 908.0706 | 0 | 921.7581 | 0 | 921.4927 | -0.026471 | 1023.4054 | 0.01836 | 1023.5236 | 0 | 1023.4054 | 0.034845 | 907.8353 | 0
|  | 921.9997 | 0.012258 | 921.734 | 0.011009 | 691.3569 | 0.01526 | 921.9997 | 0.004329 | 921.734 | -0.030053 | 911.8276 | 0 | 921.734 | 0.043874 | 921.9997 | 0.053889 | 908.0706 | 0 | 921.9997 | 0.018099 | 921.9997 | 0.0082054 | 921.9997 | 0.012653 | 908.3058 | 0 | 921.9997 | 0.011646 | 921.734 | 0.024435 | 1023.574 | 0.023357 | 1023.6936 | 0.00066945 | 1023.574 | 0.034102 | 908.0706 | 0
|  | 922.2413 | -0.001074 | 921.9752 | -0.036556 | 691.482 | 0 | 922.2413 | -0.04948 | 921.9752 | -0.15951 | 912.067 | 0 | 921.9752 | -0.062833 | 922.2413 | 0 | 908.3058 | 0 | 922.2413 | 0 | 922.2413 | 0 | 922.2413 | 0 | 908.5411 | 0 | 922.2413 | 0 | 921.9752 | -0.029761 | 1023.7426 | 0.020511 | 1023.8636 | 0 | 1023.7426 | 0.03585 | 908.3058 | 0
|  | 922.4829 | 0.016461 | 922.2165 | -0.011061 | 691.6071 | 0.011463 | 922.4829 | -0.0065087 | 922.2165 | 0.004682 | 912.3064 | 0 | 922.2165 | 0.034735 | 922.4829 | 0.046126 | 908.5411 | 0 | 922.4829 | 0.0053828 | 922.4829 | 0.0027815 | 922.4829 | 0.012924 | 908.7764 | 0 | 922.4829 | 0.0081254 | 922.2165 | 0.037436 | 1023.9112 | 0.023565 | 1024.0336 | 0.00066945 | 1023.9112 | 0.034976 | 908.5411 | 0
|  | 922.7245 | 0.0054131 | 922.4577 | -0.016337 | 691.7323 | 0 | 922.7245 | -0.0042635 | 922.4577 | -0.08845 | 912.5458 | 0 | 922.4577 | -0.079929 | 922.7246 | 0 | 908.7764 | 0 | 922.7246 | 0 | 922.7245 | 0 | 922.7246 | 0 | 909.0116 | 0 | 922.7246 | 0 | 922.4577 | -0.046521 | 1024.0798 | 0.018741 | 1024.2036 | 0 | 1024.0798 | 0.036113 | 908.7764 | 0
|  | 922.9662 | 0.014619 | 922.699 | -0.020865 | 691.8575 | 0.015619 | 922.9662 | -0.0066775 | 922.699 | -0.027295 | 912.7852 | 0 | 922.699 | 0.029877 | 922.9662 | 0.02613 | 909.0116 | 0 | 922.9662 | 0.0021789 | 922.9662 | 0 | 922.9662 | 0.0076396 | 909.2469 | 0 | 922.9662 | 0.0054154 | 922.699 | 0.030701 | 1024.2484 | 0.020338 | 1024.3736 | 0.00066945 | 1024.2484 | 0.035413 | 909.0116 | 0
|  | 923.2078 | -0.003095 | 922.9403 | -0.031339 | 691.9827 | 0 | 923.2078 | -0.0094541 | 922.9403 | -0.12467 | 913.0247 | 0 | 922.9403 | -0.072288 | 923.2079 | 0 | 909.2469 | 0 | 923.2079 | 0 | 923.2078 | 0 | 923.2079 | 0 | 909.4822 | 0 | 923.2078 | 0 | 922.9403 | -0.066883 | 1024.4169 | 0.03252 | 1024.5437 | 0 | 1024.4169 | 0.036375 | 909.2469 | 0
|  | 923.4495 | 0.0044172 | 923.1816 | 0.003723 | 692.1079 | 0.011821 | 923.4495 | -0.0045693 | 923.1816 | 0.055484 | 913.264 | 0 | 923.1816 | 0.050675 | 923.4495 | 0.034136 | 909.4822 | 0 | 923.4495 | 0.0064995 | 923.4495 | 0 | 923.4495 | 0.0073228 | 909.7175 | 0 | 923.4495 | 0.0049618 | 923.1816 | 0.05028 | 1024.5855 | 0.023565 | 1024.7137 | 0.00066945 | 1024.5855 | 0.03502 | 909.4822 | 0
|  | 923.6912 | -0.013787 | 923.4228 | -0.022583 | 692.2331 | 0 | 923.6912 | -0.031054 | 923.4228 | -0.18374 | 913.5035 | 0 | 923.4228 | -0.069023 | 923.6912 | 0 | 909.7175 | 0 | 923.6912 | 0 | 923.6912 | 0 | 923.6912 | 0 | 909.9528 | 0 | 923.6912 | 0 | 923.4229 | -0.030231 | 1024.7541 | 0.024572 | 1024.8837 | 0 | 1024.7541 | 0.035457 | 909.7175 | 0
|  | 923.9329 | 0.024005 | 923.6641 | -0.00058116 | 692.3583 | 0.0073078 | 923.9329 | 0.019212 | 923.6641 | 0.026073 | 913.7429 | 0 | 923.6641 | 0.038006 | 923.9328 | 0 | 909.9528 | 0 | 923.9328 | 0.003091 | 923.9329 | 0.0055573 | 923.9328 | 0.0080964 | 910.188 | 0 | 923.9329 | 0.0040914 | 923.6641 | 0.051376 | 1024.9227 | 0.021483 | 1025.0537 | 0.00028696 | 1024.9227 | 0.034539 | 909.9528 | 0
|  | 924.1745 | 0.0015966 | 923.9054 | -0.012032 | 692.4835 | 0 | 924.1745 | -0.03092 | 923.9054 | -0.14092 | 913.9824 | 0 | 923.9054 | -0.084279 | 924.1745 | 0 | 910.188 | 0 | 924.1745 | 0 | 924.1745 | 0 | 924.1745 | 0 | 910.4233 | 0 | 924.1745 | 0 | 923.9054 | -0.016447 | 1025.0913 | 0.020858 | 1025.2237 | 0 | 1025.0913 | 0.035632 | 910.188 | 0
|  | 924.4162 | -0.0085998 | 924.1467 | -0.009787 | 692.6087 | 0.013398 | 924.4162 | 0.016637 | 924.1467 | -0.031787 | 914.2219 | 0 | 924.1467 | 0.048795 | 924.4162 | 0.042692 | 910.4233 | 0 | 924.4162 | 0.0058244 | 924.4162 | 0.0037802 | 924.4162 | 0.011933 | 910.6587 | 0 | 924.4162 | 0.0073734 | 924.1467 | 0.030387 | 1025.2598 | 0.023253 | 1025.3937 | 0.00086076 | 1025.2598 | 0.034495 | 910.4233 | 0
|  | 924.6579 | -0.017956 | 924.388 | -0.030433 | 692.734 | 0 | 924.6579 | -0.053178 | 924.388 | -0.070654 | 914.4613 | 0 | 924.388 | -0.078689 | 924.6579 | 0 | 910.6587 | 0 | 924.6579 | 0 | 924.6579 | 0 | 924.6579 | 0 | 910.894 | 0 | 924.6579 | 0 | 924.388 | -0.040725 | 1025.4284 | 0.016347 | 1025.5637 | 0 | 1025.4284 | 0.034801 | 910.6587 | 0
|  | 924.8996 | 0.002126 | 924.6294 | -0.0032556 | 692.8593 | 0.016048 | 924.8996 | -0.0075703 | 924.6294 | -0.035811 | 914.7007 | 0 | 924.6294 | 0.023922 | 924.8996 | 0.049613 | 910.894 | 0 | 924.8996 | 0.011466 | 924.8996 | 0.0028701 | 924.8996 | 0.01377 | 911.1293 | 0 | 924.8996 | 0.0059646 | 924.6294 | 0.021302 | 1025.597 | 0.026307 | 1025.7338 | 0.00047827 | 1025.597 | 0.033883 | 910.894 | 0
|  | 925.1413 | -0.00070411 | 924.8707 | -0.027543 | 692.9845 | 0 | 925.1413 | -0.024502 | 924.8707 | -0.12688 | 914.9402 | 0 | 924.8707 | -0.063618 | 925.1413 | 0 | 911.1293 | 0 | 925.1413 | 0 | 925.1413 | 0 | 925.1413 | 0 | 911.3646 | 0 | 925.1413 | 0 | 924.8707 | -0.03164 | 1025.7656 | 0.029049 | 1025.9038 | 0 | 1025.7656 | 0.035063 | 911.1293 | 0
|  | 925.383 | -0.017849 | 925.112 | -0.011251 | 693.1098 | 0.0091705 | 925.383 | 0.010439 | 925.112 | 0.010684 | 915.1797 | 0 | 925.112 | 0.039793 | 925.383 | 0.021707 | 911.3646 | 0 | 925.383 | 0 | 925.383 | 0.00044094 | 925.383 | 0.0090983 | 911.6 | 0 | 925.383 | 0.0059768 | 925.112 | 0.012938 | 1025.9342 | 0.019887 | 1026.0738 | 0.00047827 | 1025.9342 | 0.033577 | 911.3646 | 0
|  | 925.6248 | -0.026993 | 925.3533 | -0.042447 | 693.2351 | 0 | 925.6248 | -0.026288 | 925.3533 | -0.16816 | 915.4193 | 0 | 925.3533 | -0.066276 | 925.6247 | 0 | 911.6 | 0 | 925.6247 | 0 | 925.6248 | 0 | 925.6247 | 0 | 911.8353 | 0 | 925.6248 | 0 | 925.3533 | -0.031014 | 1026.1028 | 0.027522 | 1026.2438 | 0 | 1026.1028 | 0.03467 | 911.6 | 0
|  | 925.8665 | -0.00073222 | 925.5947 | -9.4878e-05 | 693.3604 | 0.0018635 | 925.8665 | 0.016111 | 925.5947 | 0.023645 | 915.6588 | 0 | 925.5947 | 0.041561 | 925.8665 | 0.017127 | 911.8353 | 0 | 925.8665 | 0.0043076 | 925.8665 | 0.0039725 | 925.8665 | 0.007788 | 912.0707 | 0 | 925.8665 | 0.0067092 | 925.5947 | 0.022399 | 1026.2713 | 0.024641 | 1026.4139 | 9.5653e-05 | 1026.2713 | 0.032834 | 911.8353 | 0
|  | 926.1082 | 0.004627 | 925.836 | -0.029305 | 693.4857 | 0 | 926.1082 | -0.020634 | 925.836 | -0.13574 | 915.8983 | 0 | 925.836 | -0.07006 | 926.1082 | 0 | 912.0707 | 0 | 926.1082 | 0 | 926.1082 | 0 | 926.1082 | 0 | 912.306 | 0 | 926.1082 | 0 | 925.836 | -0.022242 | 1026.4399 | 0.03422 | 1026.5839 | 0 | 1026.4399 | 0.034189 | 912.0707 | 0
|  | 926.35 | 0.013987 | 926.0774 | 0.017636 | 693.611 | 0.01218 | 926.35 | 0.00294 | 926.0774 | 0.00089051 | 916.1378 | 0 | 926.0774 | 0.052337 | 926.3499 | 0.060489 | 912.306 | 0 | 926.3499 | 0.016464 | 926.35 | 0.0084826 | 926.3499 | 0.017403 | 912.5414 | 0 | 926.35 | 0.013659 | 926.0774 | 0.045424 | 1026.6085 | 0.02124 | 1026.7539 | 0.00047827 | 1026.6085 | 0.033446 | 912.306 | 0
|  | 926.5917 | -0.015909 | 926.3187 | -0.019029 | 693.7364 | 0 | 926.5917 | -0.033968 | 926.3187 | -0.099537 | 916.3773 | 0 | 926.3187 | -0.060121 | 926.5917 | 0 | 912.5414 | 0 | 926.5917 | 0 | 926.5917 | 0 | 926.5917 | 0 | 912.7768 | 0 | 926.5917 | 0 | 926.3187 | -0.046207 | 1026.7771 | 0.016 | 1026.924 | 0 | 1026.7771 | 0.034845 | 912.5414 | 0
|  | 926.8334 | -0.0014912 | 926.5601 | -0.025467 | 693.8617 | 0.0096721 | 926.8334 | 0.010166 | 926.5601 | 0.017339 | 916.6168 | 0 | 926.5601 | 0.04093 | 926.8335 | 0.045735 | 912.7768 | 0 | 926.8335 | 0.0035015 | 926.8334 | 0.0032861 | 926.8335 | 0.0075737 | 913.0121 | 0 | 926.8334 | 0.0074737 | 926.5601 | 0.029134 | 1026.9457 | 0.019956 | 1027.094 | 0.00047827 | 1026.9457 | 0.033446 | 912.7768 | 0
|  | 927.0752 | 0.00078768 | 926.8014 | -0.014082 | 693.9871 | 0 | 927.0752 | -0.017296 | 926.8014 | -0.13477 | 916.8563 | 0 | 926.8014 | -0.08382 | 927.0752 | 0 | 913.0121 | 0 | 927.0752 | 0 | 927.0752 | 0 | 927.0752 | 0 | 913.2476 | 0 | 927.0752 | 0 | 926.8015 | -0.048557 | 1027.1143 | 0.020199 | 1027.264 | 0 | 1027.1143 | 0.033664 | 913.0122 | 0
|  | 927.317 | 0.017258 | 927.0428 | 0.020686 | 694.1124 | 0.0075944 | 927.317 | 0.016159 | 927.0428 | 0.054835 | 917.0959 | 0 | 927.0428 | 0.046994 | 927.317 | 0.022031 | 913.2476 | 0 | 927.317 | 0.013432 | 927.317 | 0.0053092 | 927.317 | 0.015341 | 913.4829 | 0 | 927.317 | 0.0082499 | 927.0428 | 0.019266 | 1027.2828 | 0.022941 | 1027.4341 | 0.00047827 | 1027.2828 | 0.032397 | 913.2476 | 0
|  | 927.5588 | -0.0032032 | 927.2842 | -0.054645 | 694.2378 | 0 | 927.5588 | -0.011492 | 927.2842 | -0.093114 | 917.3354 | 0 | 927.2842 | -0.061508 | 927.5588 | 0 | 913.4829 | 0 | 927.5588 | 0 | 927.5588 | 0 | 927.5588 | 0 | 913.7183 | 0 | 927.5588 | 0 | 927.2842 | -0.03305 | 1027.4514 | 0.022559 | 1027.6041 | 0 | 1027.4514 | 0.034189 | 913.4829 | 0
|  | 927.8005 | 0.0064415 | 927.5256 | -0.015027 | 694.3632 | 0.0083108 | 927.8005 | 0.023806 | 927.5256 | 0.079528 | 917.575 | 0 | 927.5256 | 0.053882 | 927.8005 | 0.027818 | 913.7183 | 0 | 927.8005 | 0.013952 | 927.8005 | 0.0088385 | 927.8005 | 0.013854 | 913.9537 | 0 | 927.8005 | 0.0072391 | 927.5256 | 0.036496 | 1027.62 | 0.024468 | 1027.7742 | 0.00047827 | 1027.62 | 0.032921 | 913.7183 | 0
|  | 928.0424 | -0.0074417 | 927.767 | -0.01591 | 694.4886 | 0 | 928.0424 | -0.044918 | 927.767 | -0.097694 | 917.8146 | 0 | 927.767 | -0.054459 | 928.0423 | 0 | 913.9537 | 0 | 928.0423 | 0 | 928.0424 | 0 | 928.0423 | 0 | 914.1891 | 0 | 928.0424 | 0 | 927.767 | -0.0066724 | 1027.7886 | 0.027591 | 1027.9442 | 0 | 1027.7886 | 0.033927 | 913.9537 | 0
|  | 928.2841 | 0.031901 | 928.0084 | -0.024856 | 694.614 | 0.0058389 | 928.2841 | -0.015051 | 928.0084 | 0.053412 | 918.0541 | 0 | 928.0084 | 0.037648 | 928.2841 | 0.073424 | 914.1891 | 0 | 928.2841 | 0.0076012 | 928.2841 | 0.0060145 | 928.2841 | 0.0074062 | 914.4246 | 0 | 928.2841 | 0.0045043 | 928.0084 | 0.026001 | 1027.9572 | 0.027834 | 1028.1143 | 0.00047827 | 1027.9572 | 0.032222 | 914.1892 | 0
|  | 928.5259 | -0.0073306 | 928.2498 | -0.00066737 | 694.7394 | 0 | 928.5259 | -0.011449 | 928.2498 | -0.17982 | 918.2937 | 0 | 928.2498 | -0.059248 | 928.5259 | 0 | 914.4246 | 0 | 928.5259 | 0 | 928.5259 | 0 | 928.5259 | 0 | 914.66 | 0 | 928.5259 | 0 | 928.2498 | -0.020519 | 1028.1257 | 0.020754 | 1028.2843 | 0 | 1028.1257 | 0.033839 | 914.4246 | 0
|  | 928.7678 | -0.011815 | 928.4912 | -0.0078118 | 694.8648 | 0.010317 | 928.7678 | 0.0090757 | 928.4912 | 0.061329 | 918.5333 | 0 | 928.4912 | 0.05455 | 928.7678 | 0.078341 | 914.66 | 0 | 928.7678 | 0.004176 | 928.7678 | 0.0053069 | 928.7678 | 0.015 | 914.8954 | 0 | 928.7678 | 0.0056024 | 928.4912 | 0.035243 | 1028.2943 | 0.019158 | 1028.4544 | 0.00047827 | 1028.2943 | 0.032178 | 914.66 | 0
|  | 929.0096 | -0.0064575 | 928.7326 | -0.019901 | 694.9903 | 0 | 929.0096 | -0.00035312 | 928.7326 | -0.15492 | 918.7729 | 0 | 928.7326 | -0.087798 | 929.0096 | 0 | 914.8954 | 0 | 929.0096 | 0 | 929.0096 | 0 | 929.0096 | 0 | 915.1308 | 0 | 929.0096 | 0 | 928.7326 | -0.044798 | 1028.4629 | 0.024155 | 1028.6244 | 0 | 1028.4629 | 0.033315 | 914.8954 | 0
|  | 929.2514 | -0.00083253 | 928.974 | -0.0014673 | 695.1157 | 0.016765 | 929.2514 | 0.014262 | 928.974 | 0.080734 | 919.0125 | 0 | 928.974 | 0.033908 | 929.2514 | 0.024664 | 915.1308 | 0 | 929.2514 | 0.012893 | 929.2514 | 0.0016339 | 929.2514 | 0.010179 | 915.3663 | 0 | 929.2514 | 0.0055447 | 928.974 | 0.039785 | 1028.6315 | 0.020268 | 1028.7945 | 0.00066945 | 1028.6315 | 0.031697 | 915.1308 | 0
|  | 929.4932 | 0.0034891 | 929.2154 | -0.025877 | 695.2412 | 0 | 929.4932 | -0.021741 | 929.2154 | -0.13336 | 919.2521 | 0 | 929.2154 | -0.083873 | 929.4932 | 0 | 915.3663 | 0 | 929.4932 | 0 | 929.4932 | 0 | 929.4932 | 0 | 915.6017 | 0 | 929.4932 | 0 | 929.2155 | -0.042135 | 1028.8001 | 0.033005 | 1028.9645 | 0 | 1028.8001 | 0.033009 | 915.3663 | 0
|  | 929.7351 | 0.023977 | 929.4569 | -0.045917 | 695.3667 | 0.012323 | 929.7351 | -0.00010554 | 929.4569 | -0.00091514 | 919.4917 | 0 | 929.4569 | 0.043866 | 929.7351 | 0.056254 | 915.6017 | 0 | 929.7351 | 0.0015706 | 929.7351 | 0.001837 | 929.7351 | 0.0064146 | 915.8372 | 0 | 929.7351 | 0.0064226 | 929.4569 | 0.042292 | 1028.9687 | 0.026134 | 1029.1346 | 0.00086076 | 1028.9687 | 0.031304 | 915.6017 | 0
|  | 929.9769 | -0.028592 | 929.6983 | -0.010973 | 695.4921 | 0 | 929.9769 | -0.0091641 | 929.6983 | -0.078614 | 919.7313 | 0 | 929.6983 | -0.067008 | 929.9769 | 0 | 915.8372 | 0 | 929.9769 | 0 | 929.9769 | 0 | 929.9769 | 0 | 916.0726 | 0 | 929.9769 | 0 | 929.6983 | -0.025845 | 1029.1372 | 0.021587 | 1029.3046 | 0 | 1029.1372 | 0.032353 | 915.8372 | 0
|  | 930.2188 | 0.0097198 | 929.9398 | 0.0092511 | 695.6176 | 0.011535 | 930.2188 | -0.00087276 | 929.9398 | 0.031167 | 919.9709 | 0 | 929.9398 | 0.033235 | 930.2188 | 0.021759 | 916.0726 | 0 | 930.2188 | 0.01181 | 930.2188 | 0.0040337 | 930.2188 | 0.0063848 | 916.3081 | 0 | 930.2188 | 0.0046421 | 929.9398 | 0.022555 | 1029.3058 | 0.026411 | 1029.4747 | 0.00066945 | 1029.3058 | 0.031216 | 916.0726 | 0
|  | 930.4606 | -0.0099229 | 930.1812 | -0.031863 | 695.7431 | 0 | 930.4606 | -0.025646 | 930.1812 | -0.15985 | 920.2106 | 0 | 930.1812 | -0.086923 | 930.4606 | 0 | 916.3081 | 0 | 930.4606 | 0 | 930.4606 | 0 | 930.4606 | 0 | 916.5436 | 0 | 930.4606 | 0 | 930.1812 | -0.057485 | 1029.4744 | 0.024086 | 1029.6448 | 0 | 1029.4744 | 0.032703 | 916.3081 | 0
|  | 930.7025 | 0.012214 | 930.4227 | -0.0087592 | 695.8686 | 0.015547 | 930.7025 | 0.017277 | 930.4227 | -0.040653 | 920.4503 | 0 | 930.4227 | 0.052023 | 930.7025 | 0.028683 | 916.5436 | 0 | 930.7025 | 0.011782 | 930.7025 | 0.0006045 | 930.7025 | 0.0022745 | 916.7791 | 0 | 930.7025 | 0.007891 | 930.4227 | 0.01341 | 1029.643 | 0.020442 | 1029.8148 | 0.00086076 | 1029.643 | 0.031872 | 916.5436 | 0
|  | 930.9444 | -0.012814 | 930.6641 | -0.021398 | 695.9942 | 0 | 930.9444 | -0.010393 | 930.6641 | -0.13043 | 920.6899 | 0 | 930.6641 | -0.061389 | 930.9444 | 0 | 916.7791 | 0 | 930.9444 | 0 | 930.9444 | 0 | 930.9444 | 0 | 917.0145 | 0 | 930.9444 | 0 | 930.6641 | -0.035869 | 1029.8116 | 0.02301 | 1029.9849 | 0 | 1029.8116 | 0.032965 | 916.779 | 0
|  | 931.1863 | 0.00055384 | 930.9056 | -0.0025681 | 696.1197 | 0.01132 | 931.1863 | 0.0055744 | 930.9056 | -0.012856 | 920.9296 | 0 | 930.9056 | 0.04283 | 931.1863 | 0.045707 | 917.0145 | 0 | 931.1863 | 0.015673 | 931.1863 | 0.0039191 | 931.1863 | 0.0060592 | 917.25 | 0 | 931.1863 | 0.0062601 | 930.9056 | 0.03117 | 1029.9802 | 0.025509 | 1030.155 | 0.00028696 | 1029.9802 | 0.031653 | 917.0145 | 0
|  | 931.4282 | -0.00012229 | 931.1471 | -0.028864 | 696.2452 | 0 | 931.4282 | 0.0013799 | 931.1471 | -0.16097 | 921.1693 | 0 | 931.1471 | -0.079431 | 931.4282 | 0 | 917.25 | 0 | 931.4282 | 0 | 931.4282 | 0 | 931.4282 | 0 | 917.4855 | 0 | 931.4282 | 0 | 931.1471 | -0.038689 | 1030.1488 | 0.024537 | 1030.325 | 0 | 1030.1488 | 0.032178 | 917.25 | 0
|  | 931.67 | 0.0040767 | 931.3885 | -0.0020679 | 696.3708 | 0.010532 | 931.67 | -0.014531 | 931.3885 | -0.010057 | 921.4089 | 0 | 931.3885 | 0.047148 | 931.6701 | 0.028972 | 917.4855 | 0 | 931.6701 | 0.013964 | 931.67 | 0.0037019 | 931.6701 | 0.010777 | 917.721 | 0 | 931.67 | 0.0082751 | 931.3886 | 0.0354 | 1030.3173 | 0.028494 | 1030.4951 | 0.00028696 | 1030.3173 | 0.031085 | 917.4855 | 0
|  | 931.912 | -0.0011234 | 931.63 | -0.010732 | 696.4964 | 0 | 931.912 | -0.020558 | 931.63 | -0.14714 | 921.6486 | 0 | 931.63 | -0.074063 | 931.912 | 0 | 917.721 | 0 | 931.912 | 0 | 931.912 | 0 | 931.912 | 0 | 917.9565 | 0 | 931.912 | 0 | 931.63 | -0.03446 | 1030.4859 | 0.02006 | 1030.6652 | 0 | 1030.4859 | 0.032178 | 917.721 | 0
|  | 932.1539 | 0.026714 | 931.8715 | 0.018892 | 696.6219 | 0.0062117 | 932.1539 | -0.0048944 | 931.8715 | 0.017959 | 921.8883 | 0 | 931.8715 | 0.058312 | 932.1539 | 0.028952 | 917.9565 | 0 | 932.1539 | 0.0064958 | 932.1539 | 0.0076697 | 932.1539 | 0.007335 | 918.1921 | 0 | 932.1539 | 0.0052148 | 931.8715 | 0.025062 | 1030.6545 | 0.021969 | 1030.8353 | 0.00047827 | 1030.6545 | 0.031041 | 917.9565 | 0
|  | 932.3958 | -0.0013969 | 932.113 | 0.0055934 | 696.7475 | 0 | 932.3958 | -0.030145 | 932.113 | -0.095108 | 922.128 | 0 | 932.113 | -0.069331 | 932.3958 | 0 | 918.1921 | 0 | 932.3958 | 0 | 932.3958 | 0 | 932.3958 | 0 | 918.4276 | 0 | 932.3958 | 0 | 932.113 | -0.014766 | 1030.8231 | 0.025995 | 1031.0053 | 0 | 1030.8231 | 0.032309 | 918.1921 | 0
|  | 932.6377 | 0.0027701 | 932.3545 | 0.00059881 | 696.8731 | 0.0088123 | 932.6377 | 0.015359 | 932.3545 | -0.014691 | 922.3677 | 0 | 932.3545 | 0.023041 | 932.6377 | 0.062263 | 918.4276 | 0 | 932.6377 | 0.0024921 | 932.6377 | 0.0032703 | 932.6377 | 0.0087565 | 918.6631 | 0 | 932.6377 | 0.0037796 | 932.3545 | 0.027568 | 1030.9917 | 0.020615 | 1031.1754 | 0.00047827 | 1030.9917 | 0.031478 | 918.4275 | 0
|  | 932.8796 | -0.020977 | 932.596 | -0.02823 | 696.9987 | 0 | 932.8796 | -0.011229 | 932.596 | -0.13125 | 922.6074 | 0 | 932.596 | -0.078863 | 932.8796 | 0 | 918.6631 | 0 | 932.8796 | 0 | 932.8796 | 0 | 932.8796 | 0 | 918.8986 | 0 | 932.8796 | 0 | 932.596 | -0.047617 | 1031.1602 | 0.01954 | 1031.3455 | 0 | 1031.1602 | 0.033183 | 918.6631 | 0
|  | 933.1216 | 0.017201 | 932.8375 | 0.025427 | 697.1244 | 0.0045966 | 933.1216 | 0.00789 | 932.8375 | 0.033054 | 922.8471 | 0 | 932.8375 | 0.044646 | 933.1216 | 0.04582 | 918.8986 | 0 | 933.1216 | 0.010215 | 933.1216 | 0.007537 | 933.1216 | 0.0088603 | 919.1342 | 0 | 933.1216 | 0.0084998 | 932.8375 | 0.047617 | 1031.3288 | 0.021795 | 1031.5156 | 0.00066945 | 1031.3288 | 0.031872 | 918.8986 | 0
|  | 933.3635 | -0.0014737 | 933.0791 | -0.029217 | 697.25 | 0 | 933.3635 | -0.022677 | 933.0791 | -0.066623 | 923.0869 | 0 | 933.0791 | -0.078362 | 933.3635 | 0 | 919.1342 | 0 | 933.3635 | 0 | 933.3635 | 0 | 933.3635 | 0 | 919.3698 | 0 | 933.3635 | 0 | 933.0791 | -0.036339 | 1031.4974 | 0.020928 | 1031.6856 | 0 | 1031.4974 | 0.033708 | 919.1342 | 0
|  | 933.6055 | 0.0024216 | 933.3206 | 6.9721e-05 | 697.3756 | 0.014042 | 933.6055 | -0.0057136 | 933.3206 | 0.027989 | 923.3266 | 0 | 933.3206 | 0.058131 | 933.6055 | 0.038647 | 919.3698 | 0 | 933.6055 | 0.00041077 | 933.6055 | 0.003318 | 933.6055 | 0.00026149 | 919.6053 | 0 | 933.6055 | 0.0051118 | 933.3206 | 0.023809 | 1031.666 | 0.024121 | 1031.8557 | 0.00086076 | 1031.666 | 0.032571 | 919.3697 | 0
|  | 933.8474 | -0.015465 | 933.5621 | -0.035775 | 697.5013 | 0 | 933.8474 | -0.006816 | 933.5621 | -0.1195 | 923.5663 | 0 | 933.5621 | -0.076215 | 933.8474 | 0 | 919.6053 | 0 | 933.8474 | 0 | 933.8474 | 0 | 933.8474 | 0 | 919.8409 | 0 | 933.8474 | 0 | 933.5621 | -0.038532 | 1031.8346 | 0.01829 | 1032.0258 | 0 | 1031.8346 | 0.033796 | 919.6053 | 0
|  | 934.0894 | -0.005255 | 933.8037 | -0.00077777 | 697.6269 | 0.016407 | 934.0894 | -0.011715 | 933.8037 | -0.064148 | 923.8061 | 0 | 933.8037 | 0.037445 | 934.0894 | 0.043717 | 919.8409 | 0 | 934.0894 | 0.0063463 | 934.0894 | 0.0044631 | 934.0894 | 0.0067152 | 920.0764 | 0 | 934.0894 | 0.0072628 | 933.8036 | 0.040882 | 1032.0032 | 0.028563 | 1032.1959 | 0.00086076 | 1032.0032 | 0.031653 | 919.8409 | 0
|  | 934.3314 | 0.012666 | 934.0452 | -0.023254 | 697.7526 | 0 | 934.3314 | -0.045735 | 934.0452 | -0.17203 | 924.0458 | 0 | 934.0452 | -0.087948 | 934.3314 | 0 | 920.0764 | 0 | 934.3314 | 0 | 934.3314 | 0 | 934.3314 | 0 | 920.312 | 0 | 934.3314 | 0 | 934.0452 | -0.044954 | 1032.1717 | 0.017214 | 1032.366 | 0 | 1032.1717 | 0.032877 | 920.0764 | 0
|  | 934.5734 | -0.0041592 | 934.2867 | -0.023422 | 697.8783 | 0.012824 | 934.5734 | 0.021195 | 934.2867 | 0.046059 | 924.2856 | 0 | 934.2867 | 0.045943 | 934.5734 | 0.04949 | 920.312 | 0 | 934.5734 | 0.0049934 | 934.5734 | 0.0012402 | 934.5734 | 0.0084989 | 920.5476 | 0 | 934.5734 | 0.0063 | 934.2867 | 0.042761 | 1032.3403 | 0.024607 | 1032.5361 | 0.00086076 | 1032.3403 | 0.031959 | 920.312 | 0
|  | 934.8154 | -0.022132 | 934.5283 | -0.011037 | 698.004 | 0 | 934.8154 | -0.026592 | 934.5283 | -0.216 | 924.5254 | 0 | 934.5283 | -0.068516 | 934.8153 | 0 | 920.5476 | 0 | 934.8153 | 0 | 934.8154 | 0 | 934.8153 | 0 | 920.7831 | 0 | 934.8154 | 0 | 934.5283 | -0.024905 | 1032.5089 | 0.01947 | 1032.7062 | 0 | 1032.5089 | 0.033183 | 920.5476 | 0
|  | 935.0573 | 0.0078401 | 934.7699 | -0.0031809 | 698.1297 | 0.0098153 | 935.0573 | 0.00088778 | 934.7699 | 0.034611 | 924.7651 | 0 | 934.7699 | 0.041683 | 935.0573 | 0.037409 | 920.7831 | 0 | 935.0573 | 0.0096215 | 935.0573 | 0.0030338 | 935.0573 | 0.0066181 | 921.0187 | 0 | 935.0573 | 0.0076143 | 934.7699 | 0.020363 | 1032.6775 | 0.02367 | 1032.8763 | 0.00066945 | 1032.6775 | 0.031478 | 920.7831 | 0
|  | 935.2993 | 0.01297 | 935.0114 | -0.050681 | 698.2554 | 0 | 935.2993 | -0.025678 | 935.0114 | -0.11645 | 925.0049 | 0 | 935.0114 | -0.082748 | 935.2993 | 0 | 921.0187 | 0 | 935.2993 | 0 | 935.2993 | 0 | 935.2993 | 0 | 921.2543 | 0 | 935.2993 | 0 | 935.0114 | -0.05216 | 1032.8461 | 0.019088 | 1033.0464 | 0 | 1032.8461 | 0.032834 | 921.0187 | 0
|  | 935.5413 | 0.010227 | 935.253 | -0.011697 | 698.3811 | 0.012323 | 935.5413 | 0.0040092 | 935.253 | 0.056918 | 925.2448 | 0 | 935.253 | 0.027739 | 935.5414 | 0.022229 | 921.2543 | 0 | 935.5414 | 0.012466 | 935.5413 | 0.007162 | 935.5414 | 0.0085058 | 921.49 | 0 | 935.5413 | 0.0042145 | 935.253 | 0.059365 | 1033.0147 | 0.020442 | 1033.2165 | 0.00047827 | 1033.0147 | 0.031304 | 921.2543 | 0
|  | 935.7834 | -0.025638 | 935.4946 | -0.038762 | 698.5069 | 0 | 935.7834 | -0.028423 | 935.4946 | -0.18539 | 925.4846 | 0 | 935.4946 | -0.089823 | 935.7834 | 0 | 921.49 | 0 | 935.7834 | 0 | 935.7834 | 0 | 935.7834 | 0 | 921.7256 | 0 | 935.7834 | 0 | 935.4946 | -0.059521 | 1033.1832 | 0.027522 | 1033.3866 | 0 | 1033.1832 | 0.031872 | 921.49 | 0
|  | 936.0254 | 0.024325 | 935.7362 | -0.0098357 | 698.6326 | 0.011463 | 936.0254 | -0.012751 | 935.7362 | -0.074848 | 925.7244 | 0 | 935.7362 | 0.047699 | 936.0254 | 0.040474 | 921.7256 | 0 | 936.0254 | 0.0095108 | 936.0254 | 0.0038535 | 936.0254 | 0.010267 | 921.9612 | 0 | 936.0254 | 0.007999 | 935.7362 | 0.021929 | 1033.3518 | 0.021344 | 1033.5567 | 0.00066945 | 1033.3518 | 0.030036 | 921.7256 | 0
|  | 936.2674 | -0.0027963 | 935.9777 | -0.017012 | 698.7584 | 0 | 936.2674 | -0.021278 | 935.9777 | -0.22653 | 925.9642 | 0 | 935.9777 | -0.079671 | 936.2674 | 0 | 921.9612 | 0 | 936.2674 | 0 | 936.2674 | 0 | 936.2674 | 0 | 922.1968 | 0 | 936.2674 | 0 | 935.9777 | -0.0088583 | 1033.5204 | 0.020303 | 1033.7268 | 0 | 1033.5204 | 0.031697 | 921.9612 | 0
|  | 936.5095 | -0.008503 | 936.2193 | 0.0083867 | 698.8841 | 0.0052178 | 936.5095 | 0.007 | 936.2193 | 0.036729 | 926.204 | 0 | 936.2193 | 0.046241 | 936.5095 | 0.058429 | 922.1968 | 0 | 936.5095 | 0.011279 | 936.5095 | 0.0091673 | 936.5095 | 0.0246 | 922.4324 | 0 | 936.5095 | 0.0062898 | 936.2193 | 0.038532 | 1033.689 | 0.024954 | 1033.8969 | 0.00066945 | 1033.689 | 0.031391 | 922.1968 | 0
|  | 936.7515 | -0.005977 | 936.4609 | -0.022878 | 699.0099 | 0 | 936.7515 | -0.023643 | 936.4609 | -0.14949 | 926.4438 | 0 | 936.4609 | -0.081893 | 936.7515 | 0 | 922.4324 | 0 | 936.7515 | 0 | 936.7515 | 0 | 936.7515 | 0 | 922.6681 | 0 | 936.7515 | 0 | 936.4609 | -0.027724 | 1033.8576 | 0.033734 | 1034.067 | 0 | 1033.8576 | 0.032746 | 922.4324 | 0
|  | 936.9935 | 0.0064633 | 936.7025 | -0.006429 | 699.1357 | 0.0054663 | 936.9935 | 0.011398 | 936.7025 | 0.0070325 | 926.6837 | 0 | 936.7025 | 0.054352 | 936.9935 | 0.066643 | 922.6681 | 0 | 936.9935 | 0.006575 | 936.9935 | 0.0032085 | 936.9935 | 0.0091402 | 922.9037 | 0 | 936.9935 | 0.0068851 | 936.7025 | 0.0037526 | 1034.0262 | 0.018672 | 1034.2371 | 0.00086076 | 1034.0262 | 0.031085 | 922.6681 | 0
|  | 937.2356 | -0.0032046 | 936.9442 | -0.017722 | 699.2615 | 0 | 937.2356 | -0.031412 | 936.9442 | -0.25615 | 926.9235 | 0 | 936.9442 | -0.097938 | 937.2356 | 0 | 922.9037 | 0 | 937.2356 | 0 | 937.2356 | 0 | 937.2356 | 0 | 923.1394 | 0 | 937.2356 | 0 | 936.9442 | -0.049967 | 1034.1947 | 0.01659 | 1034.4072 | 0 | 1034.1947 | 0.032571 | 922.9037 | 0
|  | 937.4777 | 0.0033694 | 937.1858 | -0.0074346 | 699.3873 | 0.0040997 | 937.4777 | -0.015442 | 937.1858 | 0.045486 | 927.1633 | 0 | 937.1858 | 0.052235 | 937.4777 | 0.049321 | 923.1394 | 0 | 937.4777 | 0.0042956 | 937.4777 | 0.0022002 | 937.4777 | 0.0059539 | 923.3751 | 0 | 937.4777 | 0.0050585 | 937.1858 | 0.056859 | 1034.3633 | 0.026967 | 1034.5773 | 0.00047827 | 1034.3633 | 0.031522 | 923.1394 | 0
|  | 937.7197 | 0.0057696 | 937.4274 | -0.052556 | 699.5131 | 0 | 937.7197 | -0.0014099 | 937.4274 | -0.23824 | 927.4032 | 0 | 937.4274 | -0.10568 | 937.7197 | 0 | 923.3751 | 0 | 937.7197 | 0 | 937.7197 | 0 | 937.7197 | 0 | 923.6107 | 0 | 937.7197 | 0 | 937.4274 | -0.088969 | 1034.5319 | 0.02367 | 1034.7474 | 0 | 1034.5319 | 0.032877 | 923.3751 | 0
|  | 937.9618 | 0.017352 | 937.669 | -0.0091597 | 699.639 | 0.0028574 | 937.9618 | 0.0017715 | 937.669 | 0.0156 | 927.6431 | 0 | 937.669 | 0.027187 | 937.9618 | 0.038515 | 923.6107 | 0 | 937.9618 | 0.0028798 | 937.9618 | 0.0021943 | 937.9618 | 0.0070132 | 923.8464 | 0 | 937.9618 | 0.0052185 | 937.669 | 0.016447 | 1034.7005 | 0.021587 | 1034.9175 | 0.00047827 | 1034.7005 | 0.031129 | 923.6107 | 0
|  | 938.2039 | 0.0016588 | 937.9107 | -0.025726 | 699.7648 | 0 | 938.2039 | -0.0058704 | 937.9107 | -0.21312 | 927.8829 | 0 | 937.9107 | -0.10204 | 938.2039 | 0 | 923.8464 | 0 | 938.2039 | 0 | 938.2039 | 0 | 938.2039 | 0 | 924.082 | 0 | 938.2039 | 0 | 937.9107 | -0.043858 | 1034.8691 | 0.025058 | 1035.0876 | 0 | 1034.8691 | 0.032265 | 923.8464 | 0
|  | 938.446 | 0.024861 | 938.1523 | 0.0023502 | 699.8907 | 0.0085974 | 938.446 | 0.017033 | 938.1523 | -0.011753 | 928.1228 | 0 | 938.1523 | 0.059692 | 938.446 | 0.037185 | 924.082 | 0 | 938.446 | 0.011549 | 938.446 | 0.0035487 | 938.446 | 0.015186 | 924.3177 | 0 | 938.446 | 0.0044578 | 938.1523 | 0.066883 | 1035.0376 | 0.01954 | 1035.2578 | 0.00066945 | 1035.0376 | 0.031435 | 924.082 | 0
|  | 938.6881 | -0.014605 | 938.3939 | -0.0068882 | 700.0165 | 0 | 938.6881 | -0.034652 | 938.3939 | -0.24563 | 928.3627 | 0 | 938.3939 | -0.10125 | 938.6881 | 0 | 924.3177 | 0 | 938.6881 | 0 | 938.6881 | 0 | 938.6881 | 0 | 924.5534 | 0 | 938.6881 | 0 | 938.394 | -0.024435 | 1035.2062 | 0.018429 | 1035.4279 | 0 | 1035.2062 | 0.032571 | 924.3178 | 0
|  | 938.9302 | 0.00025491 | 938.6356 | 0.016452 | 700.1424 | 0.013756 | 938.9302 | 0.018628 | 938.6356 | 0.089358 | 928.6026 | 0 | 938.6356 | 0.050542 | 938.9302 | 0.056227 | 924.5534 | 0 | 938.9302 | 0.016324 | 938.9302 | 0.0066434 | 938.9302 | 0.0038695 | 924.7891 | 0 | 938.9302 | 0.0093703 | 938.6356 | 0.025532 | 1035.3748 | 0.02662 | 1035.598 | 0.00066945 | 1035.3748 | 0.030997 | 924.5534 | 0
|  | 939.1723 | -0.0078901 | 938.8773 | -0.0056564 | 700.2683 | 0 | 939.1723 | 0.0019351 | 938.8773 | -0.17048 | 928.8425 | 0 | 938.8773 | -0.081473 | 939.1723 | 0 | 924.7891 | 0 | 939.1723 | 0 | 939.1723 | 0 | 939.1723 | 0 | 925.0248 | 0 | 939.1723 | 0 | 938.8773 | -0.040882 | 1035.5434 | 0.015687 | 1035.7681 | 0 | 1035.5434 | 0.032309 | 924.7891 | 0
|  | 939.4144 | 0.026793 | 939.1189 | -0.022596 | 700.3942 | 0.011893 | 939.4144 | -0.010446 | 939.1189 | -0.041156 | 929.0824 | 0 | 939.1189 | 0.040777 | 939.4144 | 0.037252 | 925.0248 | 0 | 939.4144 | 0.0046424 | 939.4144 | 0.0031993 | 939.4144 | 0.0014716 | 925.2605 | 0 | 939.4144 | 0.0021932 | 939.1189 | 0.03305 | 1035.712 | 0.023496 | 1035.9383 | 0.00066945 | 1035.712 | 0.030954 | 925.0248 | 0
|  | 939.6566 | 0.0024107 | 939.3606 | -0.011995 | 700.5201 | 0 | 939.6566 | -0.017767 | 939.3606 | -0.1737 | 929.3223 | 0 | 939.3606 | -0.10308 | 939.6565 | 0 | 925.2605 | 0 | 939.6565 | 0 | 939.6566 | 0 | 939.6565 | 0 | 925.4962 | 0 | 939.6566 | 0 | 939.3606 | -0.019266 | 1035.8806 | 0.02006 | 1036.1084 | 0 | 1035.8806 | 0.032615 | 925.2605 | 0
|  | 939.8987 | 0.015784 | 939.6023 | -0.015353 | 700.646 | 0.016263 | 939.8987 | -0.0036551 | 939.6023 | 0.008647 | 929.5623 | 0 | 939.6023 | 0.056882 | 939.8987 | 0.041309 | 925.4962 | 0 | 939.8987 | 0.005097 | 939.8987 | 0.0005854 | 939.8987 | 0.0079636 | 925.7319 | 0 | 939.8987 | 0.0035995 | 939.6023 | 0.035713 | 1036.0491 | 0.023739 | 1036.2785 | 0.00028696 | 1036.0491 | 0.031216 | 925.4962 | 0
|  | 940.1408 | -0.0031042 | 939.8439 | -0.061367 | 700.7719 | 0 | 940.1408 | -0.0094595 | 939.8439 | -0.24685 | 929.8022 | 0 | 939.8439 | -0.097953 | 940.1408 | 0 | 925.7319 | 0 | 940.1408 | 0 | 940.1408 | 0 | 940.1408 | 0 | 925.9677 | 0 | 940.1408 | 0 | 939.8439 | -0.083017 | 1036.2177 | 0.02183 | 1036.4487 | 0 | 1036.2177 | 0.032047 | 925.7319 | 0
|  | 940.383 | 0.0084469 | 940.0856 | -0.010073 | 700.8979 | 0.0078093 | 940.383 | -0.017005 | 940.0856 | 0.050222 | 930.0421 | 0 | 940.0856 | 0.049772 | 940.383 | 0.084817 | 925.9677 | 0 | 940.383 | 0.008637 | 940.383 | 0.0043755 | 940.383 | 0.015175 | 926.2034 | 0 | 940.383 | 0.0056403 | 940.0856 | 0.050593 | 1036.3863 | 0.018602 | 1036.6188 | 0.00028696 | 1036.3863 | 0.029948 | 925.9677 | 0
|  | 940.6251 | -0.0091901 | 940.3273 | -0.01649 | 701.0239 | 0 | 940.6251 | -0.0048092 | 940.3273 | -0.14391 | 930.282 | 0 | 940.3273 | -0.10256 | 940.6251 | 0 | 926.2034 | 0 | 940.6251 | 0 | 940.6251 | 0 | 940.6251 | 0 | 926.4391 | 0 | 940.6251 | 0 | 940.3273 | -0.037123 | 1036.5549 | 0.019887 | 1036.7889 | 0 | 1036.5549 | 0.03056 | 926.2034 | 0
|  | 940.8673 | 0.010866 | 940.569 | 0.03388 | 701.1498 | 0.014257 | 940.8673 | -0.0022248 | 940.569 | 0.07356 | 930.522 | 0 | 940.569 | 0.06465 | 940.8673 | 0.014823 | 926.4391 | 0 | 940.8673 | 0.018462 | 940.8673 | 0.013285 | 940.8673 | 0.024025 | 926.6749 | 0 | 940.8673 | 0.0068908 | 940.569 | 0.027411 | 1036.7235 | 0.022281 | 1036.959 | 0.00086076 | 1036.7235 | 0.029336 | 926.4392 | 0
|  | 941.1094 | -0.0015215 | 940.8107 | -0.035292 | 701.2758 | 0 | 941.1094 | -0.027186 | 940.8107 | -0.19363 | 930.762 | 0 | 940.8107 | -0.11829 | 941.1094 | 0 | 926.6749 | 0 | 941.1094 | 0 | 941.1094 | 0 | 941.1094 | 0 | 926.9106 | 0 | 941.1094 | 0 | 940.8107 | -0.055919 | 1036.892 | 0.024051 | 1037.1292 | 0 | 1036.892 | 0.030866 | 926.6749 | 0
|  | 941.3516 | 0.018163 | 941.0524 | -0.011424 | 701.4018 | 0.0088123 | 941.3516 | -0.007057 | 941.0524 | 0.05345 | 931.002 | 0 | 941.0524 | 0.052933 | 941.3516 | 0.050613 | 926.9106 | 0 | 941.3516 | 0 | 941.3516 | 0.0071038 | 941.3516 | 0.014565 | 927.1464 | 0 | 941.3516 | 0.0077344 | 941.0524 | 0.036966 | 1037.0606 | 0.020025 | 1037.2993 | 0.00047827 | 1037.0606 | 0.029861 | 926.9106 | 0
|  | 941.5938 | 0.0027578 | 941.2941 | -0.034689 | 701.5278 | 0 | 941.5938 | -0.019533 | 941.2941 | -0.2417 | 931.2419 | 0 | 941.2941 | -0.10605 | 941.5938 | 0 | 927.1464 | 0 | 941.5938 | 0 | 941.5938 | 0 | 941.5938 | 0 | 927.3821 | 0 | 941.5938 | 0 | 941.2941 | -0.052629 | 1037.2292 | 0.027626 | 1037.4695 | 0 | 1037.2292 | 0.031129 | 927.1464 | 0
|  | 941.836 | 0.017618 | 941.5359 | 0.010194 | 701.6538 | 0.0036028 | 941.836 | 0.0014888 | 941.5359 | 0.12752 | 931.4819 | 0 | 941.5359 | 0.033329 | 941.836 | 0.062801 | 927.3821 | 0 | 941.836 | 0.017848 | 941.836 | 0.0098317 | 941.836 | 0.010008 | 927.6179 | 0 | 941.836 | 0.008883 | 941.5359 | 0.026158 | 1037.3978 | 0.022108 | 1037.6396 | 0.00086076 | 1037.3978 | 0.030036 | 927.3821 | 0
|  | 942.0782 | -0.0099807 | 941.7776 | -0.067595 | 701.7798 | 0 | 942.0782 | -0.040135 | 941.7776 | -0.38931 | 931.7219 | 0 | 941.7776 | -0.11104 | 942.0782 | 0 | 927.6179 | 0 | 942.0782 | 0 | 942.0782 | 0 | 942.0782 | 0 | 927.8537 | 0 | 942.0782 | 0 | 941.7776 | -0.043858 | 1037.5664 | 0.019227 | 1037.8097 | 0 | 1037.5664 | 0.031216 | 927.6179 | 0
|  | 942.3204 | -0.01385 | 942.0193 | -0.019149 | 701.9058 | 0.010317 | 942.3204 | 0.011751 | 942.0193 | 0.015911 | 931.9619 | 0 | 942.0193 | 0.044002 | 942.3204 | 0.049148 | 927.8537 | 0 | 942.3204 | 0.016409 | 942.3204 | 0.0019468 | 942.3204 | 0.0051594 | 928.0895 | 0 | 942.3204 | 0.0083563 | 942.0193 | -0.0036915 | 1037.7349 | 0.03363 | 1037.9799 | 0.00047827 | 1037.7349 | 0.031347 | 927.8537 | 0
|  | 942.5626 | 0.023135 | 942.2611 | -0.020661 | 702.0318 | 0 | 942.5626 | -0.022291 | 942.2611 | 0.031145 | 932.2019 | 0 | 942.2611 | 0.034133 | 942.5626 | 0.10934 | 928.0895 | 0 | 942.5626 | 0.0024734 | 942.5626 | 0.0011378 | 942.5626 | 0.012138 | 928.3253 | 0 | 942.5626 | 0.0049492 | 942.2611 | 0.01864 | 1037.9035 | 0.029639 | 1038.15 | 0 | 1037.9035 | 0.031916 | 928.0895 | 0
|  | 942.8048 | -0.033637 | 942.5028 | -0.03196 | 702.1579 | 0.003727 | 942.8048 | -0.040957 | 942.5028 | -0.1614 | 932.4419 | 0 | 942.5028 | -0.10529 | 942.8048 | 0 | 928.3253 | 0 | 942.8048 | 0 | 942.8048 | 0 | 942.8048 | 0 | 928.5611 | 0 | 942.8048 | 0 | 942.5028 | -0.06798 | 1038.0721 | 0.022871 | 1038.3202 | 9.5653e-05 | 1038.0721 | 0.031741 | 928.3253 | 0
|  | 943.0471 | 0.022354 | 942.7445 | -0.0080634 | 702.284 | 0 | 943.0471 | -0.0056135 | 942.7445 | 0.11226 | 932.6819 | 0 | 942.7445 | 0.052972 | 943.047 | 0.074282 | 928.5611 | 0 | 943.047 | 0.013268 | 943.0471 | 0.0091413 | 943.047 | 0.013579 | 928.7969 | 0 | 943.0471 | 0.0081296 | 942.7446 | 0.038062 | 1038.2407 | 0.02655 | 1038.4903 | 0 | 1038.2407 | 0.030866 | 928.5611 | 0
|  | 943.2892 | 0.015724 | 942.9863 | -0.0093263 | 702.41 | 0.0068328 | 943.2892 | -0.021886 | 942.9863 | -0.098965 | 932.9219 | 0 | 942.9863 | -0.08581 | 943.2893 | 0 | 928.7969 | 0 | 943.2893 | 0 | 943.2892 | 0 | 943.2893 | 0 | 929.0327 | 0 | 943.2893 | 0 | 942.9863 | -0.046207 | 1038.4093 | 0.016485 | 1038.6605 | 9.5653e-05 | 1038.4093 | 0.03126 | 928.7969 | 0
|  | 943.5315 | 0.013586 | 943.2281 | 0.0013206 | 702.5361 | 0 | 943.5315 | 0.0089 | 943.2281 | -0.1007 | 933.162 | 0 | 943.2281 | 0.048708 | 943.5315 | 0.069324 | 929.0327 | 0 | 943.5315 | 0.012602 | 943.5315 | 0.0030384 | 943.5315 | 0.0034373 | 929.2685 | 0 | 943.5315 | 0.0094583 | 943.2281 | 0.024435 | 1038.5778 | 0.03009 | 1038.8306 | 6.3769e-05 | 1038.5778 | 0.030079 | 929.0326 | 0
|  | 943.7737 | -0.012826 | 943.4698 | -0.023438 | 702.6622 | 0.01218 | 943.7737 | -0.0073449 | 943.4698 | -0.31743 | 933.402 | 0 | 943.4698 | -0.11723 | 943.7737 | 0 | 929.2685 | 0 | 943.7737 | 0 | 943.7737 | 0 | 943.7737 | 0 | 929.5043 | 0 | 943.7737 | 0 | 943.4698 | -0.023339 | 1038.7464 | 0.024294 | 1039.0008 | 9.5653e-05 | 1038.7464 | 0.031304 | 929.2685 | 0
|  | 944.016 | 0.012545 | 943.7116 | -0.018702 | 702.7883 | 0 | 944.016 | 0.0076089 | 943.7116 | -0.069136 | 933.6421 | 0 | 943.7116 | 0.070472 | 944.016 | 0.034954 | 929.5043 | 0 | 944.016 | 0.021218 | 944.016 | 0.00341 | 944.016 | 0.004514 | 929.7401 | 0 | 944.016 | 0.0078106 | 943.7116 | 0.0484 | 1038.915 | 0.035921 | 1039.1709 | 6.3769e-05 | 1038.915 | 0.030691 | 929.5043 | 0
|  | 944.2582 | -0.0097399 | 943.9534 | -0.021701 | 702.9144 | 0.0022362 | 944.2582 | 0.0072992 | 943.9534 | -0.15215 | 933.8821 | 0 | 943.9534 | -0.11425 | 944.2582 | 0 | 929.7401 | 0 | 944.2582 | 0 | 944.2582 | 0 | 944.2582 | 0 | 929.976 | 0 | 944.2582 | 0 | 943.9534 | -0.053726 | 1039.0836 | 0.019713 | 1039.3411 | 0 | 1039.0836 | 0.03209 | 929.7401 | 0
|  | 944.5005 | -0.0033401 | 944.1952 | -0.0038852 | 703.0406 | 0 | 944.5005 | 0.0093807 | 944.1952 | 0.033594 | 934.1222 | 0 | 944.1952 | 0.059909 | 944.5005 | 0.092661 | 929.976 | 0 | 944.5005 | 0.0077724 | 944.5005 | 0.0099393 | 944.5005 | 0.009033 | 930.2118 | 0 | 944.5005 | 0.0076918 | 944.1952 | 0.055919 | 1039.2522 | 0.023912 | 1039.5113 | 0.00025508 | 1039.2522 | 0.030735 | 929.976 | 0
|  | 944.7428 | -0.00023002 | 944.4369 | 0.04204 | 703.1667 | 0.0069571 | 944.7428 | -0.028502 | 944.4369 | -0.1633 | 934.3622 | 0 | 944.4369 | -0.10177 | 944.7428 | 0 | 930.2118 | 0 | 944.7428 | 3.1149e-05 | 944.7428 | 0.004705 | 944.7428 | 0 | 930.4476 | 0 | 944.7428 | 0 | 944.4369 | -0.0036753 | 1039.4207 | 0.020372 | 1039.6814 | 0.00028696 | 1039.4207 | 0.032047 | 930.2118 | 0
|  | 944.985 | 0.015699 | 944.6787 | -0.0098236 | 703.2928 | 0 | 944.985 | -0.0083414 | 944.6787 | -0.046333 | 934.6024 | 0 | 944.6787 | 0.061094 | 944.985 | 0.095083 | 930.4476 | 0 | 944.985 | 0.0082328 | 944.985 | 0.0064502 | 944.985 | 0.01343 | 930.6835 | 0 | 944.9851 | 0.006253 | 944.6787 | 0.030074 | 1039.5893 | 0.026238 | 1039.8516 | 6.3769e-05 | 1039.5893 | 0.030866 | 930.4476 | 0
|  | 945.2274 | 0.029576 | 944.9205 | -0.015569 | 703.419 | 0.010174 | 945.2274 | -0.019166 | 944.9205 | -0.11769 | 934.8424 | 0 | 944.9205 | -0.1054 | 945.2273 | 0 | 930.6835 | 0 | 945.2273 | 0 | 945.2274 | 0 | 945.2273 | 0 | 930.9194 | 0 | 945.2274 | 0 | 944.9205 | -0.046521 | 1039.7579 | 0.030437 | 1040.0218 | 9.5653e-05 | 1039.7579 | 0.032222 | 930.6835 | 0
|  | 945.4696 | 0.027263 | 945.1623 | 0.032644 | 703.5452 | 0 | 945.4696 | 0.037889 | 945.1623 | -0.0076374 | 935.0825 | 0 | 945.1623 | 0.062517 | 945.4696 | 0.065745 | 930.9194 | 0 | 945.4696 | 0.017565 | 945.4696 | 0.012955 | 945.4696 | 0.014554 | 931.1552 | 0 | 945.4696 | 0.011086 | 945.1623 | 0.036966 | 1039.9265 | 0.023808 | 1040.1919 | 0 | 1039.9265 | 0.030866 | 930.9194 | 0
|  | 945.7119 | -0.016355 | 945.4041 | -0.015373 | 703.6713 | 0.0038513 | 945.7119 | -0.037781 | 945.4041 | -0.14262 | 935.3226 | 0 | 945.4041 | -0.088405 | 945.7119 | 0 | 931.1552 | 0 | 945.7119 | 0 | 945.7119 | 0 | 945.7119 | 0 | 931.3911 | 0 | 945.7119 | 0 | 945.4041 | -0.062341 | 1040.095 | 0.014472 | 1040.3621 | 0.00028696 | 1040.095 | 0.032615 | 931.1552 | 0
|  | 945.9542 | 0.030729 | 945.646 | -0.027012 | 703.7975 | 0 | 945.9542 | 0.014306 | 945.646 | 0.065804 | 935.5627 | 0 | 945.646 | 0.079512 | 945.9542 | 0.041002 | 931.3911 | 0 | 945.9542 | 0.0073621 | 945.9542 | 0.0024256 | 945.9542 | 0.010906 | 931.627 | 0 | 945.9542 | 0.0033168 | 945.646 | 0.05028 | 1040.2636 | 0.023843 | 1040.5322 | 6.3769e-05 | 1040.2636 | 0.031959 | 931.3911 | 0
|  | 946.1965 | -0.029964 | 945.8878 | -0.03837 | 703.9237 | 0.0081675 | 946.1965 | -0.00014231 | 945.8878 | -0.18732 | 935.8028 | 0 | 945.8878 | -0.12052 | 946.1965 | 0 | 931.627 | 0 | 946.1965 | 0 | 946.1965 | 0 | 946.1965 | 0 | 931.8629 | 0 | 946.1965 | 0 | 945.8878 | -0.046207 | 1040.4322 | 0.018117 | 1040.7024 | 0.00028696 | 1040.4322 | 0.033052 | 931.6269 | 0
|  | 946.4388 | 0.0033704 | 946.1296 | 0.0083045 | 704.0499 | 0 | 946.4388 | -0.010736 | 946.1296 | 0.091326 | 936.0429 | 0 | 946.1296 | 0.062992 | 946.4388 | 0.12118 | 931.8629 | 0 | 946.4388 | 0.014103 | 946.4388 | 0.010152 | 946.4388 | 0.012655 | 932.0988 | 0 | 946.4388 | 0.0026152 | 946.1296 | 0.025062 | 1040.6008 | 0.025856 | 1040.8726 | 0 | 1040.6008 | 0.031478 | 931.8628 | 0
|  | 946.6812 | -0.012674 | 946.3714 | -0.012572 | 704.1762 | 0.0044724 | 946.6812 | -0.024163 | 946.3714 | -0.26917 | 936.2831 | 0 | 946.3714 | -0.11007 | 946.6812 | 0 | 932.0988 | 0 | 946.6812 | 0 | 946.6812 | 0 | 946.6812 | 0 | 932.3347 | 0 | 946.6812 | 0 | 946.3714 | -0.064377 | 1040.7694 | 0.021552 | 1041.0428 | 0 | 1040.7694 | 0.03209 | 932.0987 | 0
|  | 946.9235 | 0.029495 | 946.6133 | 0.021328 | 704.3024 | 0 | 946.9235 | 0.010185 | 946.6133 | 0.15562 | 936.5232 | 0 | 946.6133 | 0.064587 | 946.9235 | 0.046449 | 932.3347 | 0 | 946.9235 | 0.0096766 | 946.9235 | 0.010849 | 946.9235 | 0.0048702 | 932.5706 | 0 | 946.9235 | 0.0048415 | 946.6133 | 0.046051 | 1040.9379 | 0.020268 | 1041.2129 | 0 | 1040.9379 | 0.030954 | 932.3347 | 0
|  | 947.1658 | -0.0086847 | 946.8551 | -0.020954 | 704.4286 | 0.0034785 | 947.1658 | -0.022832 | 946.8551 | -0.29079 | 936.7633 | 0 | 946.8551 | -0.099846 | 947.1658 | 0 | 932.5706 | 0 | 947.1658 | 0 | 947.1658 | 0 | 947.1658 | 0 | 932.8065 | 0 | 947.1658 | 0 | 946.8551 | -0.046991 | 1041.1065 | 0.020824 | 1041.3831 | 0 | 1041.1065 | 0.031828 | 932.5706 | 0
|  | 947.4082 | 0.031243 | 947.097 | 0.018079 | 704.5549 | 0 | 947.4082 | -0.0086911 | 947.097 | -0.0093155 | 937.0035 | 0 | 947.097 | 0.044027 | 947.4082 | 0.061745 | 932.8065 | 0 | 947.4082 | 0.019329 | 947.4082 | 0.011401 | 947.4082 | 0.021777 | 933.0424 | 0 | 947.4082 | 0.0074668 | 947.097 | 0.098994 | 1041.2751 | 0.026897 | 1041.5533 | 6.3769e-05 | 1041.2751 | 0.030954 | 932.8065 | 0
|  | 947.6505 | -0.013881 | 947.3388 | -0.016316 | 704.6812 | 0.010818 | 947.6505 | 0.005715 | 947.3388 | -0.23589 | 937.2437 | 0 | 947.3388 | -0.076729 | 947.6505 | 0 | 933.0424 | 0 | 947.6505 | 0 | 947.6505 | 0 | 947.6505 | 0 | 933.2783 | 0 | 947.6505 | 0 | 947.3388 | -0.072679 | 1041.4437 | 0.026411 | 1041.7235 | 0 | 1041.4437 | 0.032134 | 933.0424 | 0
|  | 947.8929 | 0.0010108 | 947.5807 | -0.0032666 | 704.8074 | 0 | 947.8929 | -0.01885 | 947.5807 | 0.05721 | 937.4838 | 0 | 947.5807 | 0.059562 | 947.8929 | 0 | 933.2783 | 0 | 947.8929 | 0.0073299 | 947.8929 | 0.0069985 | 947.8929 | 0.0079051 | 933.5142 | 0 | 947.8929 | 0.0031602 | 947.5807 | 0.063437 | 1041.6122 | 0.02537 | 1041.8937 | 0 | 1041.6122 | 0.031522 | 933.2783 | 0
|  | 948.1353 | -0.017386 | 947.8226 | -0.013508 | 704.9337 | 0.0026089 | 948.1353 | -0.014892 | 947.8226 | -0.20466 | 937.724 | 0 | 947.8226 | -0.09952 | 948.1353 | 0 | 933.5142 | 0 | 948.1353 | 0 | 948.1353 | 0 | 948.1353 | 0 | 933.7501 | 0 | 948.1353 | 0 | 947.8226 | -0.017073 | 1041.7808 | 0.025578 | 1042.0638 | 0 | 1041.7808 | 0.032353 | 933.5142 | 0
|  | 948.3776 | 0.014842 | 948.0644 | -0.0072609 | 705.06 | 0 | 948.3776 | 0.01358 | 948.0644 | 0.086664 | 937.9642 | 0 | 948.0644 | 0.061823 | 948.3776 | 0.012308 | 933.7501 | 0 | 948.3776 | 0.0051104 | 948.3776 | 0.0041024 | 948.3776 | 0.015439 | 933.9861 | 0 | 948.3776 | 0.0059786 | 948.0644 | 0.076751 | 1041.9494 | 0.029639 | 1042.234 | 0 | 1041.9494 | 0.031435 | 933.7501 | 0
|  | 948.62 | -0.0065586 | 948.3063 | -0.0021705 | 705.1863 | 0.016622 | 948.62 | -0.031496 | 948.3063 | -0.21304 | 938.2043 | 0 | 948.3063 | -0.090515 | 948.62 | 0 | 933.9861 | 0 | 948.62 | 0 | 948.62 | 0 | 948.62 | 0 | 934.222 | 0 | 948.62 | 0 | 948.3063 | -0.091005 | 1042.118 | 0.023184 | 1042.4042 | 0.00047827 | 1042.118 | 0.032178 | 933.9861 | 0
|  | 948.8624 | 0.0085544 | 948.5482 | 0.0091973 | 705.3127 | 0 | 948.8624 | 0.011001 | 948.5482 | 0.089958 | 938.4445 | 0 | 948.5482 | 0.048717 | 948.8624 | 0.056085 | 934.222 | 0 | 948.8624 | 0.016241 | 948.8624 | 0.01357 | 948.8624 | 0.011945 | 934.4579 | 0 | 948.8624 | 0.0093993 | 948.5482 | 0.059678 | 1042.2866 | 0.025856 | 1042.5744 | 0 | 1042.2866 | 0.030866 | 934.222 | 0
|  | 949.1048 | -0.026929 | 948.7901 | 0.007368 | 705.439 | 0.014186 | 949.1048 | -0.020657 | 948.7901 | -0.24668 | 938.6847 | 0 | 948.7901 | -0.11184 | 949.1048 | 0.01078 | 934.4579 | 0 | 949.1048 | 0 | 949.1048 | 0 | 949.1048 | 0 | 934.6939 | 0 | 949.1048 | 0 | 948.7901 | -0.04934 | 1042.4551 | 0.02721 | 1042.7446 | 0 | 1042.4551 | 0.031959 | 934.4579 | 0
|  | 949.3472 | 0.0048756 | 949.032 | 0.0051232 | 705.5653 | 0 | 949.3472 | 0.0028102 | 949.032 | 0.04914 | 938.9249 | 0 | 949.032 | 0.063532 | 949.3472 | 0.094228 | 934.6939 | 0 | 949.3472 | 0.024395 | 949.3472 | 0.0099108 | 949.3472 | 0.021005 | 934.9299 | 0 | 949.3472 | 0.0014185 | 949.032 | 0.052629 | 1042.6237 | 0.02544 | 1042.9148 | 0 | 1042.6237 | 0.031085 | 934.6939 | 0
|  | 949.5896 | -0.00080597 | 949.2739 | -0.013069 | 705.6917 | 0.008669 | 949.5896 | -0.036953 | 949.2739 | -0.20642 | 939.1652 | 0 | 949.2739 | -0.1252 | 949.5896 | 0 | 934.9299 | 0 | 949.5896 | 0 | 949.5896 | 0 | 949.5896 | 0 | 935.1658 | 0 | 949.5896 | 0 | 949.2739 | -0.047617 | 1042.7923 | 0.021344 | 1043.085 | 9.5653e-05 | 1042.7923 | 0.031959 | 934.9299 | 0
|  | 949.832 | 0.011726 | 949.5158 | 0.012642 | 705.8181 | 0 | 949.832 | -0.014935 | 949.5158 | 0.094585 | 939.4053 | 0 | 949.5158 | 0.036429 | 949.832 | 0.058318 | 935.1658 | 0 | 949.832 | 0.022618 | 949.832 | 0.0080541 | 949.832 | 0.010008 | 935.4018 | 0 | 949.832 | 0.008242 | 949.5158 | 0.060461 | 1042.9608 | 0.026481 | 1043.2552 | 0 | 1042.9608 | 0.030211 | 935.1658 | 0
|  | 950.0744 | -0.0027996 | 949.7577 | -0.050147 | 705.9444 | 0.012323 | 950.0744 | -0.017583 | 949.7577 | -0.22404 | 939.6456 | 0 | 949.7577 | -0.12034 | 950.0744 | 0 | 935.4018 | 0 | 950.0744 | 0 | 950.0744 | 0 | 950.0744 | 0 | 935.6378 | 0 | 950.0744 | 0 | 949.7577 | -0.074402 | 1043.1294 | 0.01777 | 1043.4254 | 9.5653e-05 | 1043.1294 | 0.030735 | 935.4018 | 0
|  | 950.3168 | 0.013628 | 949.9996 | -0.024517 | 706.0708 | 0 | 950.3168 | -0.0061864 | 949.9996 | -0.02429 | 939.8858 | 0 | 949.9996 | 0.026633 | 950.3168 | 0.069655 | 935.6378 | 0 | 950.3168 | 0.0028064 | 950.3168 | 0.00032468 | 950.3168 | 0.007744 | 935.8738 | 0 | 950.3168 | 0.0027829 | 949.9996 | 0.037123 | 1043.298 | 0.034533 | 1043.5956 | 0 | 1043.298 | 0.030079 | 935.6378 | 0
|  | 950.5593 | -0.005063 | 950.2415 | -0.024075 | 706.1972 | 0.014042 | 950.5593 | -0.025405 | 950.2415 | -0.2451 | 940.126 | 0 | 950.2415 | -0.10996 | 950.5593 | 0 | 935.8738 | 0 | 950.5593 | 0 | 950.5593 | 0 | 950.5593 | 0 | 936.1097 | 0 | 950.5593 | 0 | 950.2415 | -0.029917 | 1043.4666 | 0.02478 | 1043.7658 | 0 | 1043.4666 | 0.031129 | 935.8738 | 0
|  | 950.8017 | 0.0091367 | 950.4834 | 0.0037617 | 706.3236 | 0 | 950.8017 | -0.012541 | 950.4834 | 0.094876 | 940.3663 | 0 | 950.4834 | 0.053544 | 950.8017 | 0.059829 | 936.1097 | 0 | 950.8017 | 0.0067977 | 950.8017 | 0.0076412 | 950.8017 | 0.017968 | 936.3458 | 0 | 950.8017 | 0.0056407 | 950.4834 | 0.026315 | 1043.6351 | 0.019158 | 1043.936 | 0 | 1043.6351 | 0.030385 | 936.1097 | 0
|  | 951.0442 | -0.01852 | 950.7254 | -0.0010578 | 706.4501 | 0.0080959 | 951.0442 | -0.028014 | 950.7254 | -0.19624 | 940.6066 | 0 | 950.7254 | -0.1114 | 951.0442 | 0 | 936.3458 | 0 | 951.0442 | 0 | 951.0442 | 0 | 951.0442 | 0 | 936.5818 | 0 | 951.0442 | 0 | 950.7254 | -0.021616 | 1043.8037 | 0.017874 | 1044.1062 | 9.5653e-05 | 1043.8037 | 0.031741 | 936.3458 | 0
|  | 951.2866 | 0.011735 | 950.9673 | -0.0081659 | 706.5765 | 0 | 951.2866 | -0.0059293 | 950.9673 | -0.032606 | 940.8468 | 0 | 950.9673 | 0.072947 | 951.2866 | 0.056359 | 936.5818 | 0 | 951.2866 | 0.019209 | 951.2866 | 0.010227 | 951.2866 | 0.023699 | 936.8178 | 0 | 951.2866 | 0.007252 | 950.9673 | 0.039159 | 1043.9723 | 0.02537 | 1044.2764 | 0 | 1043.9723 | 0.03126 | 936.5818 | 0
|  | 951.5291 | -0.024437 | 951.2093 | -0.024397 | 706.7029 | 0.0062117 | 951.5291 | -0.034348 | 951.2093 | -0.37988 | 941.0871 | 0 | 951.2093 | -0.09747 | 951.5291 | 0 | 936.8178 | 0 | 951.5291 | 0 | 951.5291 | 0 | 951.5291 | 0 | 937.0538 | 0 | 951.529 | 0 | 951.2093 | -0.041822 | 1044.1409 | 0.017874 | 1044.4466 | 9.5653e-05 | 1044.1409 | 0.032397 | 936.8178 | 0
|  | 951.7715 | 0.02793 | 951.4512 | -0.011368 | 706.8294 | 0 | 951.7715 | 0.0021734 | 951.4512 | -0.094726 | 941.3274 | 0 | 951.4512 | 0.067064 | 951.7715 | 0.092058 | 937.0538 | 0 | 951.7715 | 0.0134 | 951.7715 | 0.0064568 | 951.7715 | 0.025509 | 937.2899 | 0 | 951.7716 | 0.0046487 | 951.4512 | 0.057172 | 1044.3094 | 0.029049 | 1044.6168 | 0 | 1044.3094 | 0.030866 | 937.0538 | 0
|  | 952.014 | 0.00096878 | 951.6932 | -0.015476 | 706.9558 | 0.010962 | 952.014 | -0.03506 | 951.6932 | -0.21875 | 941.5676 | 0 | 951.6932 | -0.087631 | 952.014 | 0 | 937.2899 | 0 | 952.014 | 0 | 952.014 | 0 | 952.014 | 0 | 937.5259 | 0 | 952.014 | 0 | 951.6932 | -0.030074 | 1044.478 | 0.024468 | 1044.787 | 0 | 1044.478 | 0.031959 | 937.2899 | 0
|  | 952.2565 | 0.011393 | 951.9351 | 0.0081503 | 707.0823 | 0 | 952.2565 | -0.002463 | 951.9351 | 0.079504 | 941.8079 | 0 | 951.9351 | 0.082164 | 952.2565 | 0.056347 | 937.5259 | 0 | 952.2565 | 0.017554 | 952.2565 | 0.0071475 | 952.2565 | 0.024024 | 937.7619 | 0 | 952.2565 | 0.0049652 | 951.9351 | 0.044641 | 1044.6466 | 0.022628 | 1044.9572 | 0 | 1044.6466 | 0.030604 | 937.5259 | 0
|  | 952.499 | -0.014477 | 952.1771 | -0.043067 | 707.2088 | 0.0069571 | 952.499 | -0.014009 | 952.1771 | -0.25039 | 942.0482 | 0 | 952.1771 | -0.11757 | 952.499 | 0 | 937.7619 | 0 | 952.499 | 0 | 952.499 | 0 | 952.499 | 0 | 937.9979 | 0 | 952.499 | 0 | 952.1771 | -0.074715 | 1044.8151 | 0.023184 | 1045.1274 | 0 | 1044.8151 | 0.03161 | 937.7619 | 0
|  | 952.7415 | 0.020528 | 952.4191 | -0.0052514 | 707.3353 | 0 | 952.7415 | -0.0059884 | 952.4191 | 0.0075758 | 942.2886 | 0 | 952.4191 | 0.050304 | 952.7415 | 0.055555 | 937.9979 | 0 | 952.7415 | 0.012466 | 952.7415 | 0.0061637 | 952.7415 | 0.025434 | 938.234 | 0 | 952.7415 | 0.0045909 | 952.4191 | 0.01582 | 1044.9837 | 0.020928 | 1045.2976 | 0 | 1044.9837 | 0.030473 | 937.9979 | 0
|  | 952.9839 | -0.015678 | 952.661 | -0.033805 | 707.4618 | 0.010532 | 952.9839 | -0.030138 | 952.661 | -0.31101 | 942.5289 | 0 | 952.661 | -0.11064 | 952.984 | 0 | 938.234 | 0 | 952.984 | 0 | 952.9839 | 0 | 952.984 | 0 | 938.47 | 0 | 952.984 | 0 | 952.661 | -0.067353 | 1045.1523 | 0.020268 | 1045.4678 | 0 | 1045.1523 | 0.03161 | 938.234 | 0
|  | 953.2265 | 0.0094386 | 952.903 | -0.01594 | 707.5883 | 0 | 953.2265 | -0.0011584 | 952.903 | 0.15969 | 942.7692 | 0 | 952.903 | 0.07719 | 953.2265 | 0.071401 | 938.47 | 0 | 953.2265 | 0.0083466 | 953.2265 | 0.008456 | 953.2265 | 0.0084854 | 938.7061 | 0 | 953.2265 | 0.0050667 | 952.903 | 0.044641 | 1045.3209 | 0.031721 | 1045.6381 | 0 | 1045.3209 | 0.030473 | 938.47 | 0
|  | 953.469 | -0.019577 | 953.145 | 0.0083338 | 707.7149 | 0.0085974 | 953.469 | -0.026266 | 953.145 | -0.17242 | 943.0095 | 0 | 953.145 | -0.086606 | 953.469 | 0 | 938.7061 | 0 | 953.469 | 0 | 953.469 | 0 | 953.469 | 0 | 938.9421 | 0 | 953.469 | 0 | 953.145 | -0.0096178 | 1045.4894 | 0.024398 | 1045.8083 | 0 | 1045.4894 | 0.03126 | 938.7061 | 0
|  | 953.7115 | 0.019105 | 953.387 | 0.001398 | 707.8414 | 0 | 953.7115 | -0.0015997 | 953.387 | -0.021495 | 943.2498 | 0 | 953.387 | 0.049208 | 953.7115 | 0.048764 | 938.9421 | 0 | 953.7115 | 0.0033206 | 953.7115 | 0.0057672 | 953.7115 | 0.018021 | 939.1782 | 0 | 953.7115 | 0.0054239 | 953.387 | 0.052473 | 1045.658 | 0.026481 | 1045.9785 | 0 | 1045.658 | 0.030429 | 938.9421 | 0
|  | 953.954 | -0.0058852 | 953.629 | -0.029734 | 707.9679 | 0.0079526 | 953.954 | -0.024202 | 953.629 | -0.22252 | 943.4902 | 0 | 953.629 | -0.12542 | 953.954 | 0 | 939.1782 | 0 | 953.954 | 0 | 953.954 | 0 | 953.954 | 0 | 939.4143 | 0 | 953.954 | 0 | 953.629 | -0.08427 | 1045.8266 | 0.017041 | 1046.1487 | 0 | 1045.8266 | 0.031916 | 939.1782 | 0
|  | 954.1966 | 0.0068104 | 953.871 | -0.015713 | 708.0945 | 0 | 954.1966 | 0.006839 | 953.871 | -0.041266 | 943.7305 | 0 | 953.871 | 0.037264 | 954.1966 | 0.0062236 | 939.4143 | 0 | 954.1966 | 0.0030627 | 954.1966 | 0.0039452 | 954.1966 | 0.0094348 | 939.6504 | 0 | 954.1966 | 0.0033288 | 953.871 | 0.023025 | 1045.9951 | 0.034914 | 1046.3189 | 0 | 1045.9951 | 0.031129 | 939.4143 | 0
|  | 954.4391 | -0.019538 | 954.113 | -0.043882 | 708.2211 | 0.012896 | 954.4391 | -0.026659 | 954.113 | -0.16167 | 943.9709 | 0 | 954.113 | -0.11251 | 954.4391 | 0 | 939.6504 | 0 | 954.4391 | 0 | 954.4391 | 0 | 954.4391 | 0 | 939.8865 | 0 | 954.4391 | 0 | 954.113 | -0.079414 | 1046.1637 | 0.023878 | 1046.4892 | 0 | 1046.1637 | 0.032309 | 939.6504 | 0
|  | 954.6816 | 0.0087918 | 954.355 | 0.0028603 | 708.3477 | 0 | 954.6816 | -0.01242 | 954.355 | 0.0013506 | 944.2112 | 0 | 954.355 | 0.05033 | 954.6817 | 0.064859 | 939.8865 | 0 | 954.6817 | 0.0083694 | 954.6816 | 0.0081121 | 954.6817 | 0.011656 | 940.1226 | 0 | 954.6816 | 0.0071281 | 954.355 | 0.010483 | 1046.3323 | 0.03075 | 1046.6594 | 0 | 1046.3323 | 0.031129 | 939.8865 | 0
|  | 954.9242 | -0.0059829 | 954.597 | -0.022404 | 708.4743 | 0.0034785 | 954.9242 | -0.022916 | 954.597 | -0.12835 | 944.4516 | 0 | 954.597 | -0.097465 | 954.9242 | 0 | 940.1226 | 0 | 954.9242 | 0 | 954.9242 | 0 | 954.9242 | 0 | 940.3587 | 0 | 954.9242 | 0 | 954.597 | -0.041665 | 1046.5008 | 0.024537 | 1046.8296 | 0 | 1046.5008 | 0.031828 | 940.1226 | 0
|  | 955.1667 | 0.0095383 | 954.8391 | -0.0091813 | 708.6009 | 0 | 955.1667 | 0.0037137 | 954.8391 | -0.0042026 | 944.692 | 0 | 954.8391 | 0.07186 | 955.1668 | 0.062236 | 940.3587 | 0 | 955.1668 | 0.0028088 | 955.1667 | 0.0083234 | 955.1668 | 0.011712 | 940.5948 | 0 | 955.1667 | 0.0063045 | 954.8391 | 0.046364 | 1046.6694 | 0.032138 | 1046.9998 | 0 | 1046.6694 | 0.030691 | 940.3587 | 0
|  | 955.4094 | 0.0029417 | 955.0811 | -0.032753 | 708.7275 | 0.0068328 | 955.4094 | 0.0012812 | 955.0811 | -0.33274 | 944.9324 | 0 | 955.0811 | -0.10339 | 955.4093 | 0 | 940.5948 | 0 | 955.4093 | 0 | 955.4094 | 0 | 955.4093 | 0 | 940.8309 | 0 | 955.4094 | 0 | 955.0811 | -0.060931 | 1046.838 | 0.020858 | 1047.1701 | 0 | 1046.838 | 0.031916 | 940.5948 | 0
|  | 955.6519 | 0.024301 | 955.3231 | -0.017085 | 708.8541 | 0 | 955.6519 | -0.0073754 | 955.3231 | 0.088565 | 945.1728 | 0 | 955.3231 | 0.063299 | 955.6519 | 0.012501 | 940.8309 | 0 | 955.6519 | 0.013669 | 955.6519 | 0 | 955.6519 | 0.0066045 | 941.067 | 0 | 955.6519 | 0.007548 | 955.3231 | 0.06704 | 1047.0066 | 0.023982 | 1047.3403 | 0 | 1047.0066 | 0.031478 | 940.8309 | 0
|  | 955.8945 | -0.018317 | 955.5652 | -0.0056119 | 708.9808 | 0.0057147 | 955.8945 | -0.0075072 | 955.5652 | -0.14805 | 945.4131 | 0 | 955.5652 | -0.084206 | 955.8945 | 0 | 941.067 | 0 | 955.8945 | 0 | 955.8945 | 0 | 955.8945 | 0 | 941.3032 | 0 | 955.8945 | 0 | 955.5652 | -0.061714 | 1047.1751 | 0.020754 | 1047.5105 | 9.5653e-05 | 1047.1751 | 0.032615 | 941.067 | 0
|  | 956.1371 | 0.0071457 | 955.8072 | 0.022897 | 709.1074 | 0.0013697 | 956.1371 | -0.029496 | 955.8072 | 0.014672 | 945.6536 | 0 | 955.8072 | 0.062593 | 956.1371 | 0.040706 | 941.3032 | 0 | 956.1371 | 0.022175 | 956.1371 | 0.0059348 | 956.1371 | 0.019888 | 941.5393 | 0 | 956.1371 | 0.0061171 | 955.8072 | 0.035086 | 1047.3437 | 0.02891 | 1047.6808 | 0 | 1047.3437 | 0.031129 | 941.3032 | 0
|  | 956.3797 | 0.0042808 | 956.0493 | -0.019449 | 709.2341 | 0.0083108 | 956.3797 | -0.015003 | 956.0493 | -0.096707 | 945.894 | 0 | 956.0493 | -0.12523 | 956.3797 | 0 | 941.5393 | 0 | 956.3797 | 0 | 956.3797 | 0 | 956.3797 | 0 | 941.7755 | 0 | 956.3797 | 0 | 956.0493 | -0.062184 | 1047.5123 | 0.02662 | 1047.851 | 0 | 1047.5123 | 0.031522 | 941.5393 | 0
|  | 956.6223 | 0.0070376 | 956.2913 | 0.00026979 | 709.3608 | 0 | 956.6223 | 0.0015297 | 956.2913 | 0.034699 | 946.1344 | 0 | 956.2913 | 0.08932 | 956.6223 | 0.047625 | 941.7755 | 0 | 956.6223 | 0.015411 | 956.6223 | 0.0068535 | 956.6223 | 0.0090403 | 942.0116 | 0 | 956.6223 | 0.0063592 | 956.2913 | 0.074245 | 1047.6808 | 0.027036 | 1048.0212 | 0 | 1047.6808 | 0.030473 | 941.7754 | 0
|  | 956.8649 | -0.015728 | 956.5334 | -0.0069299 | 709.4874 | 0.0040997 | 956.8649 | -0.042098 | 956.5334 | -0.13687 | 946.3748 | 0 | 956.5334 | -0.094565 | 956.8649 | 0 | 942.0116 | 0 | 956.8649 | 0 | 956.8649 | 0 | 956.8649 | 0 | 942.2477 | 0 | 956.8649 | 0 | 956.5334 | -0.047617 | 1047.8494 | 0.024051 | 1048.1915 | 0 | 1047.8494 | 0.031391 | 942.0116 | 0
|  | 957.1075 | 0.013596 | 956.7755 | 0.047239 | 709.6141 | 0 | 957.1075 | -0.014825 | 956.7755 | 0.024547 | 946.6153 | 0 | 956.7755 | 0.076547 | 957.1075 | 0.082489 | 942.2477 | 0 | 957.1075 | 0.017252 | 957.1075 | 0.019262 | 957.1075 | 0.033078 | 942.4839 | 0 | 957.1075 | 0.010466 | 956.7755 | 0.090379 | 1048.018 | 0.033144 | 1048.3617 | 0 | 1048.018 | 0.030298 | 942.2477 | 0
|  | 957.3501 | -0.0042394 | 957.0175 | -0.014653 | 709.7409 | 0.0029816 | 957.3501 | -0.016534 | 957.0175 | -0.12125 | 946.8557 | 0 | 957.0175 | -0.084544 | 957.3501 | 0 | 942.4839 | 0 | 957.3501 | 0 | 957.3501 | 0 | 957.3501 | 0 | 942.72 | 0 | 957.3501 | 0 | 957.0175 | -0.049497 | 1048.1865 | 0.024884 | 1048.532 | 0 | 1048.1865 | 0.030866 | 942.4839 | 0
|  | 957.5927 | 0.011815 | 957.2596 | -0.01696 | 709.8676 | 0 | 957.5927 | 0.0046953 | 957.2596 | 0.051852 | 947.0961 | 0 | 957.2596 | 0.046022 | 957.5927 | 0.02334 | 942.72 | 0 | 957.5927 | 0.0098333 | 957.5927 | 0.0044186 | 957.5927 | 0.0007468 | 942.9562 | 0 | 957.5927 | 0.0092885 | 957.2596 | 0.030074 | 1048.3551 | 0.029465 | 1048.7022 | 0 | 1048.3551 | 0.030123 | 942.72 | 0
|  | 957.8354 | -0.0084798 | 957.5017 | -0.032938 | 709.9943 | 0.0091705 | 957.8354 | -0.01888 | 957.5017 | -0.26989 | 947.3366 | 0 | 957.5017 | -0.09507 | 957.8354 | 0 | 942.9562 | 0 | 957.8354 | 0 | 957.8354 | 0 | 957.8354 | 0 | 943.1924 | 0 | 957.8354 | 0 | 957.5017 | -0.082234 | 1048.5237 | 0.023982 | 1048.8725 | 0 | 1048.5237 | 0.031566 | 942.9562 | 0
|  | 958.078 | 0.0055277 | 957.7438 | -0.019946 | 710.121 | 0 | 958.078 | 0.010965 | 957.7438 | 0.07082 | 947.5771 | 0 | 957.7438 | 0.05341 | 958.078 | 0.078667 | 943.1924 | 0 | 958.078 | 0.0015369 | 958.078 | 0.00024097 | 958.078 | 0.02161 | 943.4286 | 0 | 958.078 | 0.0061468 | 957.7438 | 0.034146 | 1048.6922 | 0.025821 | 1049.0427 | 6.3769e-05 | 1048.6922 | 0.03091 | 943.1924 | 0
|  | 958.3207 | -0.013517 | 957.9859 | -0.035055 | 710.2478 | 0.0060874 | 958.3207 | -0.023752 | 957.9859 | -0.14587 | 947.8176 | 0 | 957.9859 | -0.10363 | 958.3207 | 0 | 943.4286 | 0 | 958.3207 | 0 | 958.3207 | 0 | 958.3207 | 0 | 943.6648 | 0 | 958.3207 | 0 | 957.9859 | -0.084426 | 1048.8608 | 0.023565 | 1049.2129 | 0 | 1048.8608 | 0.031828 | 943.4286 | 0
|  | 958.5633 | 0.012478 | 958.228 | 0.0043096 | 710.3745 | 0 | 958.5633 | 0.0067961 | 958.228 | -0.056582 | 948.058 | 0 | 958.228 | 0.03982 | 958.5633 | 0.058881 | 943.6648 | 0 | 958.5633 | 0.010481 | 958.5633 | 0.0058963 | 958.5633 | 0.021372 | 943.901 | 0 | 958.5633 | 0.0051519 | 958.228 | 0.0061447 | 1049.0294 | 0.024398 | 1049.3832 | 0 | 1049.0294 | 0.030517 | 943.6648 | 0
|  | 958.806 | 0.0026228 | 958.4701 | 0.0019442 | 710.5013 | 0.01132 | 958.806 | -0.023587 | 958.4701 | -0.31084 | 948.2985 | 0 | 958.4701 | -0.10103 | 958.806 | 0 | 943.901 | 0 | 958.806 | 0 | 958.806 | 0 | 958.806 | 0 | 944.1371 | 0 | 958.806 | 0 | 958.4701 | -0.047147 | 1049.1979 | 0.026724 | 1049.5534 | 0 | 1049.1979 | 0.031522 | 943.901 | 0
|  | 959.0486 | 0.021297 | 958.7122 | 0.020021 | 710.6281 | 0 | 959.0486 | -0.0054639 | 958.7122 | 0.087361 | 948.539 | 0 | 958.7122 | 0.063693 | 959.0486 | 0.051675 | 944.1371 | 0 | 959.0486 | 0.010996 | 959.0486 | 0.012823 | 959.0486 | 0.017628 | 944.3734 | 0 | 959.0486 | 0.0093218 | 958.7122 | 0.065943 | 1049.3665 | 0.02721 | 1049.7237 | 0 | 1049.3665 | 0.030648 | 944.1372 | 0
|  | 959.2913 | -0.022206 | 958.9543 | -0.030641 | 710.7549 | 0.0067086 | 959.2913 | 0.0013524 | 958.9543 | -0.12448 | 948.7795 | 0 | 958.9543 | -0.094458 | 959.2913 | 0 | 944.3734 | 0 | 959.2913 | 0 | 959.2913 | 0 | 959.2913 | 0 | 944.6096 | 0 | 959.2913 | 0 | 958.9543 | -0.045738 | 1049.535 | 0.022142 | 1049.8939 | 0 | 1049.535 | 0.032003 | 944.3733 | 0
|  | 959.534 | 0.011725 | 959.1964 | 0.0087701 | 710.8817 | 0 | 959.534 | -0.0052058 | 959.1964 | -0.025222 | 949.02 | 0 | 959.1964 | 0.056917 | 959.534 | 0.10277 | 944.6096 | 0 | 959.534 | 0.0077719 | 959.534 | 0.0098668 | 959.534 | 0.018639 | 944.8458 | 0 | 959.534 | 0.008189 | 959.1964 | 0.04887 | 1049.7036 | 0.029951 | 1050.0642 | 0 | 1049.7036 | 0.030517 | 944.6096 | 0
|  | 959.7767 | -0.0060365 | 959.4386 | 0.0013558 | 711.0085 | 0.0063359 | 959.7767 | -0.029703 | 959.4386 | -0.1509 | 949.2605 | 0 | 959.4386 | -0.076606 | 959.7767 | 0 | 944.8458 | 0 | 959.7767 | 0 | 959.7767 | 0 | 959.7767 | 0 | 945.082 | 0 | 959.7767 | 0 | 959.4386 | -0.044328 | 1049.8722 | 0.027591 | 1050.2345 | 0 | 1049.8722 | 0.030997 | 944.8458 | 0
|  | 960.0193 | 0.024556 | 959.6807 | 0.010493 | 711.1354 | 0 | 960.0193 | -0.0022275 | 959.6807 | 0.12052 | 949.501 | 0 | 959.6807 | 0.075895 | 960.0194 | 0.045676 | 945.082 | 0 | 960.0194 | 0.026503 | 960.0193 | 0.013616 | 960.0194 | 0.015284 | 945.3182 | 0 | 960.0194 | 0.0089811 | 959.6807 | 0.072209 | 1050.0407 | 0.029118 | 1050.4047 | 0 | 1050.0407 | 0.030211 | 945.082 | 0
|  | 960.2621 | -0.0063085 | 959.9228 | -0.0041637 | 711.2622 | 0.019846 | 960.2621 | -0.012193 | 959.9228 | -0.15578 | 949.7416 | 0 | 959.9228 | -0.10082 | 960.2621 | 0 | 945.3182 | 0 | 960.2621 | 0 | 960.2621 | 0 | 960.2621 | 0 | 945.5545 | 0 | 960.2621 | 0 | 959.9228 | -0.040882 | 1050.2093 | 0.01777 | 1050.575 | 0 | 1050.2093 | 0.031653 | 945.3182 | 0
|  | 960.5048 | -0.0039304 | 960.165 | -0.009951 | 711.3891 | 0 | 960.5048 | 0.0024324 | 960.165 | 0.12641 | 949.9821 | 0 | 960.165 | 0.041422 | 960.5048 | 0.089399 | 945.5545 | 0 | 960.5048 | 0.0072232 | 960.5048 | 0.0024238 | 960.5048 | 0.024371 | 945.7908 | 0 | 960.5048 | 0.00079186 | 960.165 | 0.00079939 | 1050.3779 | 0.033977 | 1050.7452 | 0 | 1050.3779 | 0.030823 | 945.5545 | 0
|  | 960.7475 | -0.020464 | 960.4071 | -0.064898 | 711.5159 | 0.0023604 | 960.7475 | -0.0062128 | 960.4071 | -0.16398 | 950.2226 | 0 | 960.4071 | -0.11843 | 960.7475 | 0 | 945.7908 | 0 | 960.7475 | 0 | 960.7475 | 0 | 960.7475 | 0 | 946.027 | 0 | 960.7475 | 0 | 960.4071 | -0.074558 | 1050.5464 | 0.019782 | 1050.9155 | 9.5653e-05 | 1050.5464 | 0.03126 | 945.7908 | 0
|  | 960.9902 | 0.013682 | 960.6493 | 0.0038684 | 711.6428 | 0 | 960.9902 | -0.001124 | 960.6493 | 0.068504 | 950.4632 | 0 | 960.6493 | 0.051311 | 960.9902 | 0.085871 | 946.027 | 0 | 960.9902 | 0.0074188 | 960.9902 | 0.0081219 | 960.9902 | 0.00599 | 946.2632 | 0 | 960.9902 | 0.0063051 | 960.6493 | 0.039472 | 1050.715 | 0.031964 | 1051.0858 | 0 | 1050.715 | 0.030342 | 946.027 | 0
|  | 961.2329 | -0.023 | 960.8914 | -0.035446 | 711.7697 | 0.012323 | 961.2329 | -0.019485 | 960.8914 | -0.26911 | 950.7037 | 0 | 960.8914 | -0.10047 | 961.2329 | 0 | 946.2632 | 0 | 961.2329 | 0 | 961.2329 | 0 | 961.2329 | 0 | 946.4995 | 0 | 961.2329 | 0 | 960.8914 | -0.042605 | 1050.8835 | 0.028424 | 1051.256 | 0 | 1050.8835 | 0.031916 | 946.2632 | 0
|  | 961.4756 | 0.025732 | 961.1336 | 0.025436 | 711.8966 | 0 | 961.4756 | -0.017023 | 961.1336 | -0.009762 | 950.9443 | 0 | 961.1336 | 0.060455 | 961.4757 | 0.027812 | 946.4995 | 0 | 961.4757 | 0.0082221 | 961.4756 | 0.010008 | 961.4757 | 0.026086 | 946.7358 | 0 | 961.4756 | 0.0027724 | 961.1336 | 0.058425 | 1051.0521 | 0.032207 | 1051.4263 | 0 | 1051.0521 | 0.031304 | 946.4995 | 0
|  | 961.7184 | -0.011439 | 961.3758 | -0.0073997 | 712.0235 | 0.0060874 | 961.7184 | -0.021711 | 961.3758 | -0.20561 | 951.1849 | 0 | 961.3758 | -0.10392 | 961.7184 | 0 | 946.7358 | 0 | 961.7184 | 0 | 961.7184 | 0 | 961.7184 | 0 | 946.972 | 0 | 961.7184 | 0 | 961.3758 | -0.026471 | 1051.2207 | 0.020442 | 1051.5966 | 0 | 1051.2207 | 0.032921 | 946.7358 | 0
|  | 961.9612 | 0.022721 | 961.618 | 0.0029497 | 712.1504 | 0 | 961.9612 | -0.028424 | 961.618 | 0.053242 | 951.4254 | 0 | 961.618 | 0.0534 | 961.9612 | 0.093414 | 946.972 | 0 | 961.9612 | 0.018047 | 961.9612 | 0.0055975 | 961.9612 | 0.0027321 | 947.2083 | 0 | 961.9612 | 0.006037 | 961.618 | 0.027881 | 1051.3892 | 0.031895 | 1051.7668 | 0 | 1051.3892 | 0.032397 | 946.972 | 0
|  | 962.2039 | -0.026009 | 961.8601 | -0.023467 | 712.2773 | 0.0089556 | 962.2039 | -0.027406 | 961.8601 | -0.17223 | 951.666 | 0 | 961.8601 | -0.11448 | 962.2039 | 0 | 947.2083 | 0 | 962.2039 | 0 | 962.2039 | 0 | 962.2039 | 0 | 947.4446 | 0 | 962.2039 | 0 | 961.8601 | -0.029917 | 1051.5578 | 0.01954 | 1051.9371 | 0.00028696 | 1051.5578 | 0.03349 | 947.2083 | 0
|  | 962.4467 | 0.0076555 | 962.1023 | 0.020513 | 712.4043 | 0 | 962.4467 | 0.0074211 | 962.1023 | -0.095671 | 951.9066 | 0 | 962.1023 | 0.066333 | 962.4467 | 0.11405 | 947.4446 | 0 | 962.4467 | 0.027253 | 962.4467 | 0.0086785 | 962.4467 | 0.015652 | 947.6809 | 0 | 962.4467 | 0.0050277 | 962.1023 | 0.065474 | 1051.7263 | 0.032207 | 1052.1074 | 0 | 1051.7263 | 0.031566 | 947.4446 | 0
|  | 962.6895 | 0.0025636 | 962.3445 | -0.034834 | 712.5312 | 0.0028574 | 962.6895 | -0.012816 | 962.3445 | -0.24974 | 952.1472 | 0 | 962.3445 | -0.11227 | 962.6894 | 0 | 947.6809 | 0 | 962.6894 | 0 | 962.6895 | 0 | 962.6894 | 0 | 947.9172 | 0 | 962.6894 | 0 | 962.3445 | -0.081294 | 1051.8949 | 0.021552 | 1052.2777 | 0 | 1051.8949 | 0.032003 | 947.6809 | 0
|  | 962.9322 | 0.01697 | 962.5867 | 0.048146 | 712.6582 | 0 | 962.9322 | 0.017751 | 962.5867 | -0.022207 | 952.3878 | 0 | 962.5867 | 0.052239 | 962.9322 | 0.1471 | 947.9172 | 0 | 962.9322 | 0.022646 | 962.9322 | 0.013264 | 962.9322 | 0.022336 | 948.1535 | 0 | 962.9322 | 0.0098415 | 962.5867 | 0.088499 | 1052.0635 | 0.024225 | 1052.4479 | 0 | 1052.0635 | 0.030517 | 947.9172 | 0
|  | 963.175 | -0.0022954 | 962.8289 | 0.00023608 | 712.7852 | 0.0067086 | 963.175 | 0.011112 | 962.8289 | -0.14233 | 952.6284 | 0 | 962.8289 | -0.099364 | 963.175 | 0 | 948.1535 | 0 | 963.175 | 0 | 963.175 | 0 | 963.175 | 0 | 948.3898 | 0 | 963.175 | 0 | 962.8289 | -0.011663 | 1052.232 | 0.033318 | 1052.6182 | 9.5653e-05 | 1052.232 | 0.032309 | 948.1535 | 0
|  | 963.4178 | 0.00069258 | 963.0711 | -0.0051338 | 712.9122 | 0 | 963.4178 | -0.012476 | 963.0711 | -0.037624 | 952.869 | 0 | 963.0711 | 0.034933 | 963.4178 | 0.085529 | 948.3898 | 0 | 963.4178 | 0.015485 | 963.4178 | 0.010741 | 963.4178 | 0.0049707 | 948.6262 | 0 | 963.4178 | 0.0074294 | 963.0711 | 0.069546 | 1052.4006 | 0.025127 | 1052.7885 | 0 | 1052.4006 | 0.031216 | 948.3898 | 0
|  | 963.6606 | -0.0016067 | 963.3133 | -0.037311 | 713.0392 | 0.011463 | 963.6606 | -0.040544 | 963.3133 | -0.27911 | 953.1097 | 0 | 963.3133 | -0.10947 | 963.6606 | 0 | 948.6262 | 0 | 963.6606 | 0 | 963.6606 | 0 | 963.6606 | 0 | 948.8625 | 0 | 963.6606 | 0 | 963.3133 | -0.063124 | 1052.5691 | 0.022038 | 1052.9588 | 0 | 1052.5691 | 0.032703 | 948.6262 | 0
|  | 963.9034 | -0.0062814 | 963.5556 | 0.013847 | 713.1662 | 0 | 963.9034 | 0.0082348 | 963.5556 | 0.080813 | 953.3503 | 0 | 963.5556 | 0.053445 | 963.9034 | 0.068357 | 948.8625 | 0 | 963.9034 | 0.016462 | 963.9034 | 0.012022 | 963.9034 | 0.011353 | 949.0988 | 0 | 963.9034 | 0.0061004 | 963.5556 | 0.017543 | 1052.7377 | 0.025925 | 1053.1291 | 0 | 1052.7377 | 0.031828 | 948.8625 | 0
|  | 964.1462 | -0.0029564 | 963.7978 | -0.010149 | 713.2932 | 0.0083108 | 964.1462 | -0.040694 | 963.7978 | -0.10069 | 953.5909 | 0 | 963.7978 | -0.1026 | 964.1462 | 0 | 949.0988 | 0 | 964.1462 | 0 | 964.1462 | 0 | 964.1462 | 0 | 949.3351 | 0 | 964.1462 | 0 | 963.7978 | -0.027568 | 1052.9062 | 0.03717 | 1053.2994 | 0 | 1052.9062 | 0.03279 | 949.0988 | 0
|  | 964.389 | 0.020997 | 964.04 | -0.017062 | 713.4202 | 0 | 964.389 | -0.0038474 | 964.04 | 0.033013 | 953.8315 | 0 | 964.04 | 0.037432 | 964.389 | 0.046073 | 949.3351 | 0 | 964.389 | 0.005414 | 964.389 | 0.005923 | 964.389 | 0.0088521 | 949.5715 | 0 | 964.389 | 0.0069339 | 964.04 | 0.027098 | 1053.0748 | 0.030437 | 1053.4696 | 6.3769e-05 | 1053.0748 | 0.03161 | 949.3351 | 0
|  | 964.6318 | 0.0096036 | 964.2822 | -0.016678 | 713.5473 | 0.012323 | 964.6318 | -0.029815 | 964.2822 | -0.26231 | 954.0722 | 0 | 964.2822 | -0.10125 | 964.6318 | 0 | 949.5715 | 0 | 964.6318 | 0 | 964.6318 | 0 | 964.6318 | 0 | 949.8078 | 0 | 964.6318 | 0 | 964.2822 | -0.06892 | 1053.2434 | 0.033144 | 1053.6399 | 0 | 1053.2434 | 0.032484 | 949.5715 | 0
|  | 964.8746 | 0.00048364 | 964.5245 | -0.0095177 | 713.6743 | 0 | 964.8746 | 0.00084313 | 964.5245 | -0.057317 | 954.3129 | 0 | 964.5245 | 0.046471 | 964.8746 | 0.054953 | 949.8078 | 0 | 964.8746 | 0.011878 | 964.8746 | 0.0055374 | 964.8746 | 0.0094742 | 950.0441 | 0 | 964.8746 | 0.0059658 | 964.5245 | 0.061871 | 1053.4119 | 0.024711 | 1053.8102 | 0 | 1053.4119 | 0.031522 | 949.8078 | 0
|  | 965.1174 | -0.0058443 | 964.7667 | -0.0063182 | 713.8014 | 0.0096004 | 965.1174 | -0.041702 | 964.7667 | -0.21257 | 954.5535 | 0 | 964.7667 | -0.10217 | 965.1175 | 0 | 950.0441 | 0 | 965.1175 | 0 | 965.1174 | 0 | 965.1175 | 0 | 950.2805 | 0 | 965.1174 | 0 | 964.7667 | -0.049497 | 1053.5805 | 0.020025 | 1053.9805 | 0.00028696 | 1053.5805 | 0.032746 | 950.0441 | 0
|  | 965.3603 | 0.023737 | 965.009 | -0.0030672 | 713.9285 | 0 | 965.3603 | 0.0030431 | 965.009 | 0.15991 | 954.7943 | 0 | 965.009 | 0.039222 | 965.3603 | 0.039604 | 950.2805 | 0 | 965.3603 | 0 | 965.3603 | 0.0045239 | 965.3603 | 0.010594 | 950.5169 | 0 | 965.3603 | 0.0065177 | 965.009 | 0.010389 | 1053.749 | 0.022281 | 1054.1508 | 0 | 1053.749 | 0.032134 | 950.2805 | 0
|  | 965.6031 | -0.014973 | 965.2512 | -0.007014 | 714.0556 | 0.0023604 | 965.6031 | -0.034838 | 965.2512 | -0.14689 | 955.0349 | 0 | 965.2512 | -0.1156 | 965.6031 | 0 | 950.5169 | 0 | 965.6031 | 0 | 965.6031 | 0 | 965.6031 | 0 | 950.7532 | 0 | 965.6032 | 0 | 965.2512 | -0.046207 | 1053.9176 | 0.030264 | 1054.3211 | 0 | 1053.9176 | 0.033271 | 950.5169 | 0
|  | 965.846 | 0.0001699 | 965.4935 | -0.010702 | 714.1826 | 0 | 965.846 | -0.0048425 | 965.4935 | 0.030407 | 955.2756 | 0 | 965.4935 | 0.05803 | 965.846 | 0.056193 | 950.7532 | 0 | 965.846 | 0.0048446 | 965.846 | 0.0068636 | 965.846 | 0.0015697 | 950.9896 | 0 | 965.846 | 0.010148 | 965.4935 | 0.0071353 | 1054.0861 | 0.027105 | 1054.4914 | 0 | 1054.0861 | 0.032134 | 950.7532 | 0
|  | 966.0889 | -0.0074666 | 965.7358 | -0.039196 | 714.3098 | 0.013183 | 966.0889 | -0.022452 | 965.7358 | -0.2327 | 955.5163 | 0 | 965.7358 | -0.11049 | 966.0888 | 0 | 950.9896 | 0 | 966.0888 | 0 | 966.0889 | 0 | 966.0888 | 0 | 951.226 | 0 | 966.0889 | 0 | 965.7358 | -0.06563 | 1054.2547 | 0.028667 | 1054.6617 | 0 | 1054.2547 | 0.033009 | 950.9896 | 0
|  | 966.3317 | 0.027881 | 965.978 | 0.0038025 | 714.4369 | 0 | 966.3317 | 0.029477 | 965.978 | -0.027857 | 955.757 | 0 | 965.978 | 0.051403 | 966.3317 | 0.097904 | 951.226 | 0 | 966.3317 | 0.0044938 | 966.3317 | 0.0069322 | 966.3317 | 0.006333 | 951.4624 | 0 | 966.3317 | 0.0044496 | 965.978 | 0.05169 | 1054.4232 | 0.022524 | 1054.832 | 0 | 1054.4232 | 0.032134 | 951.226 | 0
|  | 966.5746 | -0.023013 | 966.2203 | -0.046109 | 714.564 | 0 | 966.5746 | -0.023393 | 966.2203 | -0.16195 | 955.9977 | 0 | 966.2203 | -0.1203 | 966.5746 | 0 | 951.4624 | 0 | 966.5746 | 0 | 966.5746 | 0 | 966.5746 | 0 | 951.6988 | 0 | 966.5746 | 0 | 966.2203 | -0.056389 | 1054.5918 | 0.024537 | 1055.0023 | 0 | 1054.5918 | 0.032834 | 951.4624 | 0
|  | 966.8174 | 0.032944 | 966.4626 | -0.0031658 | 714.6911 | 0 | 966.8174 | 0.020857 | 966.4626 | 0.070425 | 956.2384 | 0 | 966.4626 | 0.064974 | 966.8175 | 0.03398 | 951.6988 | 0 | 966.8175 | 0.025256 | 966.8174 | 0.0032124 | 966.8175 | 0.01981 | 951.9352 | 0 | 966.8174 | 0.0088356 | 966.4626 | 0.030387 | 1054.7603 | 0.03009 | 1055.1726 | 0 | 1054.7603 | 0.030691 | 951.6988 | 0
|  | 967.0604 | -0.019116 | 966.7049 | -0.032261 | 714.8183 | 0.0058389 | 967.0604 | -0.018375 | 966.7049 | -0.17867 | 956.4791 | 0 | 966.7049 | -0.1088 | 967.0603 | 0 | 951.9352 | 0 | 967.0603 | 0 | 967.0604 | 0 | 967.0603 | 0 | 952.1716 | 0 | 967.0604 | 0 | 966.7049 | -0.046991 | 1054.9289 | 0.021344 | 1055.3429 | 0 | 1054.9289 | 0.031872 | 951.9352 | 0
|  | 967.3032 | 0.037792 | 966.9472 | 0.00021419 | 714.9455 | 0 | 967.3032 | -0.013216 | 966.9472 | -1.6318e-05 | 956.7198 | 0 | 966.9472 | 0.064975 | 967.3032 | 0.079348 | 952.1716 | 0 | 967.3032 | 0.010576 | 967.3032 | 0.0078158 | 967.3032 | 0.017229 | 952.408 | 0 | 967.3032 | 0.0076697 | 966.9472 | 0.045111 | 1055.0974 | 0.032763 | 1055.5132 | 0 | 1055.0974 | 0.030385 | 952.1716 | 0
|  | 967.5461 | -0.00059528 | 967.1895 | -0.012779 | 715.0726 | 0.0067086 | 967.5461 | -0.031136 | 967.1895 | -0.17006 | 956.9606 | 0 | 967.1895 | -0.10889 | 967.5461 | 0 | 952.408 | 0 | 967.5461 | 0 | 967.5461 | 0 | 967.5461 | 0 | 952.6444 | 0 | 967.5461 | 0 | 967.1895 | -0.039002 | 1055.266 | 0.023427 | 1055.6835 | 0 | 1055.266 | 0.031916 | 952.408 | 0
|  | 967.7891 | 0.0074331 | 967.4318 | 0.024832 | 715.1998 | 0 | 967.7891 | -0.0088972 | 967.4318 | -0.098858 | 957.2014 | 0 | 967.4318 | 0.072414 | 967.789 | 0.071792 | 952.6444 | 0 | 967.789 | 0.025272 | 967.7891 | 0.0088861 | 967.789 | 0.029111 | 952.8809 | 0 | 967.7891 | 0.0083483 | 967.4318 | 0.11293 | 1055.4345 | 0.024815 | 1055.8538 | 0 | 1055.4345 | 0.030385 | 952.6444 | 0
|  | 968.0319 | -0.031764 | 967.6741 | -0.044098 | 715.327 | 0.012681 | 968.0319 | -0.0080533 | 967.6741 | -0.20767 | 957.4421 | 0 | 967.6741 | -0.098978 | 968.0319 | 0 | 952.8809 | 0 | 968.0319 | 0 | 968.0319 | 0 | 968.0319 | 0 | 953.1172 | 0 | 968.0319 | 0 | 967.6741 | -0.0484 | 1055.6031 | 0.035747 | 1056.0241 | 0 | 1055.6031 | 0.032047 | 952.8809 | 0
|  | 968.2748 | -5.5897e-05 | 967.9164 | -0.00057699 | 715.4543 | 0 | 968.2748 | -0.004158 | 967.9164 | -0.017293 | 957.6829 | 0 | 967.9164 | 0.041055 | 968.2749 | 0.042352 | 953.1172 | 0 | 968.2749 | 0.0042783 | 968.2748 | 0.0035014 | 968.2749 | 0.016418 | 953.3537 | 0 | 968.2748 | 0.0053938 | 967.9164 | 0.0092492 | 1055.7716 | 0.034914 | 1056.1944 | 0 | 1055.7716 | 0.031172 | 953.1173 | 0
|  | 968.5178 | 0.0043295 | 968.1587 | 0.0021852 | 715.5815 | 0.016048 | 968.5178 | -0.018991 | 968.1587 | -0.28398 | 957.9236 | 0 | 968.1587 | -0.11594 | 968.5178 | 0 | 953.3537 | 0 | 968.5178 | 0 | 968.5178 | 0 | 968.5178 | 0 | 953.5901 | 0 | 968.5178 | 0 | 968.1587 | -0.040569 | 1055.9402 | 0.019401 | 1056.3647 | 9.5653e-05 | 1055.9402 | 0.032659 | 953.3537 | 0
|  | 968.7607 | 0.018358 | 968.401 | -0.0010069 | 715.7087 | 0 | 968.7607 | 0.0075014 | 968.401 | 0.077701 | 958.1644 | 0 | 968.401 | 0.076837 | 968.7607 | 0.042795 | 953.5901 | 0 | 968.7607 | 0.0075424 | 968.7607 | 0.0029992 | 968.7607 | 0 | 953.8266 | 0 | 968.7607 | 0.0084358 | 968.401 | 0.059208 | 1056.1087 | 0.032936 | 1056.535 | 0 | 1056.1087 | 0.031566 | 953.5901 | 0
|  | 969.0037 | -0.0042775 | 968.6434 | -0.027701 | 715.836 | 0.01046 | 969.0037 | -0.017108 | 968.6434 | -0.10909 | 958.4052 | 0 | 968.6434 | -0.12864 | 969.0036 | 0 | 953.8266 | 0 | 969.0036 | 0 | 969.0037 | 0 | 969.0036 | 0 | 954.063 | 0 | 969.0037 | 0 | 968.6434 | -0.037592 | 1056.2773 | 0.020997 | 1056.7053 | 0 | 1056.2773 | 0.032746 | 953.8266 | 0
|  | 969.2466 | 0.0034916 | 968.8857 | 0.017927 | 715.9632 | 0 | 969.2466 | -0.00048966 | 968.8857 | 0.11797 | 958.6459 | 0 | 968.8857 | 0.057783 | 969.2466 | 0.068627 | 954.063 | 0 | 969.2466 | 0.025621 | 969.2466 | 0.012621 | 969.2466 | 0.020178 | 954.2995 | 0 | 969.2466 | 0.014035 | 968.8857 | 0.041665 | 1056.4458 | 0.02655 | 1056.8756 | 0 | 1056.4458 | 0.031347 | 954.063 | 0
|  | 969.4896 | -0.0057438 | 969.128 | -0.039901 | 716.0905 | 0.0083108 | 969.4896 | -0.0087386 | 969.128 | -0.22951 | 958.8868 | 0 | 969.128 | -0.096528 | 969.4895 | 0 | 954.2995 | 0 | 969.4895 | 0 | 969.4896 | 0 | 969.4895 | 0 | 954.536 | 0 | 969.4896 | 0 | 969.128 | -0.069703 | 1056.6144 | 0.032658 | 1057.046 | 0 | 1056.6144 | 0.032571 | 954.2995 | 0
|  | 969.7325 | 0.0024394 | 969.3704 | 0.0036715 | 716.2178 | 0 | 969.7325 | -0.0033737 | 969.3704 | 0.030439 | 959.1276 | 0 | 969.3704 | 0.065107 | 969.7325 | 0.067358 | 954.536 | 0 | 969.7325 | 0.0041822 | 969.7325 | 0.0048176 | 969.7325 | 0.01846 | 954.7725 | 0 | 969.7325 | 0.0056983 | 969.3704 | 0.052003 | 1056.7829 | 0.025821 | 1057.2163 | 0 | 1056.7829 | 0.031828 | 954.536 | 0
|  | 969.9755 | -0.0015207 | 969.6127 | -0.038377 | 716.3451 | 0.0070813 | 969.9755 | -0.024028 | 969.6127 | -0.18756 | 959.3683 | 0 | 969.6127 | -0.083195 | 969.9755 | 0 | 954.7725 | 0 | 969.9755 | 0 | 969.9755 | 0 | 969.9755 | 0 | 955.0089 | 0 | 969.9755 | 0 | 969.6127 | -0.057015 | 1056.9515 | 0.021865 | 1057.3866 | 0 | 1056.9515 | 0.033358 | 954.7725 | 0
|  | 970.2184 | 0.016046 | 969.8551 | -0.026613 | 716.4724 | 0 | 970.2184 | -0.0034279 | 969.8551 | 0.13298 | 959.6092 | 0 | 969.8551 | 0.050014 | 970.2184 | 0.03789 | 955.0089 | 0 | 970.2184 | 0.015409 | 970.2184 | 0.0038155 | 970.2184 | 0.015554 | 955.2454 | 0 | 970.2184 | 0.0062676 | 969.8551 | 0.057172 | 1057.12 | 0.031374 | 1057.5569 | 0 | 1057.12 | 0.032703 | 955.0089 | 0
|  | 970.4614 | -0.006085 | 970.0974 | -0.028997 | 716.5997 | 0.0047209 | 970.4614 | -0.015773 | 970.0974 | -0.21745 | 959.85 | 0 | 970.0974 | -0.1086 | 970.4614 | 0 | 955.2454 | 0 | 970.4614 | 0 | 970.4614 | 0 | 970.4614 | 0 | 955.4819 | 0 | 970.4614 | 0 | 970.0974 | -0.03117 | 1057.2886 | 0.029778 | 1057.7272 | 0 | 1057.2886 | 0.033446 | 955.2454 | 0
|  | 970.7044 | 0.014002 | 970.3398 | 0.010741 | 716.727 | 0 | 970.7044 | 0.0062509 | 970.3398 | 0.18082 | 960.0908 | 0 | 970.3398 | 0.054751 | 970.7044 | 0.069674 | 955.4819 | 0 | 970.7044 | 0.014943 | 970.7044 | 0.0071938 | 970.7044 | 0.017556 | 955.7184 | 0 | 970.7044 | 0.004971 | 970.3398 | 0.011 | 1057.4571 | 0.023322 | 1057.8976 | 0 | 1057.4571 | 0.032265 | 955.4819 | 0
|  | 970.9474 | -0.015716 | 970.5822 | -0.01565 | 716.8543 | 0.0063359 | 970.9474 | -0.038352 | 970.5822 | -0.14885 | 960.3317 | 0 | 970.5822 | -0.12062 | 970.9474 | 0 | 955.7184 | 0 | 970.9474 | 0 | 970.9474 | 0 | 970.9474 | 0 | 955.9549 | 0 | 970.9474 | 0 | 970.5822 | -0.084426 | 1057.6256 | 0.032901 | 1058.0679 | 0 | 1057.6256 | 0.03314 | 955.7184 | 0
|  | 971.1904 | 0.01191 | 970.8246 | 0.00060263 | 716.9817 | 0 | 971.1904 | -0.020321 | 970.8246 | -0.060846 | 960.5725 | 0 | 970.8246 | 0.055162 | 971.1904 | 0.089039 | 955.9549 | 0 | 971.1904 | 0.011217 | 971.1904 | 0.0070298 | 971.1904 | 0.0056581 | 956.1914 | 0 | 971.1904 | 0.0076299 | 970.8246 | 0.026315 | 1057.7942 | 0.029049 | 1058.2382 | 0 | 1057.7942 | 0.032265 | 955.9549 | 0
|  | 971.4333 | 0.0042842 | 971.0669 | -0.033416 | 717.109 | 0.010818 | 971.4333 | -0.0304 | 971.0669 | -0.17963 | 960.8134 | 0 | 971.0669 | -0.13328 | 971.4334 | 0 | 956.1914 | 0 | 971.4334 | 0 | 971.4333 | 0 | 971.4334 | 0 | 956.4279 | 0 | 971.4334 | 0 | 971.0669 | -0.092571 | 1057.9627 | 0.024641 | 1058.4085 | 0 | 1057.9627 | 0.033052 | 956.1914 | 0
|  | 971.6764 | 0.032674 | 971.3093 | -0.0052429 | 717.2364 | 0 | 971.6764 | 0.0048768 | 971.3093 | 0.050627 | 961.0542 | 0 | 971.3093 | 0.051635 | 971.6764 | 0.058551 | 956.4279 | 0 | 971.6764 | 0.0054042 | 971.6764 | 0.0017356 | 971.6764 | 0.002561 | 956.6644 | 0 | 971.6764 | 0.0088802 | 971.3093 | 0.070329 | 1058.1313 | 0.026238 | 1058.5789 | 0 | 1058.1313 | 0.031784 | 956.4279 | 0
|  | 971.9194 | 0.0046218 | 971.5517 | -0.020187 | 717.3638 | 0.011678 | 971.9194 | -0.022942 | 971.5517 | -0.13475 | 961.295 | 0 | 971.5517 | -0.11595 | 971.9194 | 0 | 956.6644 | 0 | 971.9194 | 0 | 971.9194 | 0 | 971.9194 | 0 | 956.9009 | 0 | 971.9194 | 0 | 971.5517 | -0.049027 | 1058.2998 | 0.02367 | 1058.7492 | 9.5653e-05 | 1058.2998 | 0.032703 | 956.6644 | 0
|  | 972.1624 | 0.013465 | 971.7941 | 0.020612 | 717.4912 | 0 | 972.1624 | 0.003816 | 971.7941 | 0.0073948 | 961.5359 | 0 | 971.7941 | 0.068883 | 972.1624 | 0.13448 | 956.9009 | 0 | 972.1624 | 0.014732 | 972.1624 | 0.01221 | 972.1624 | 0.012832 | 957.1375 | 0 | 972.1624 | 0.0063347 | 971.7941 | 0.024748 | 1058.4684 | 0.027938 | 1058.9195 | 0 | 1058.4684 | 0.03161 | 956.9009 | 0
|  | 972.4055 | -0.023001 | 972.0365 | -0.029961 | 717.6186 | 0.0081675 | 972.4055 | -0.039184 | 972.0365 | -0.32517 | 961.7768 | 0 | 972.0365 | -0.13125 | 972.4054 | 0 | 957.1375 | 0 | 972.4054 | 0 | 972.4055 | 0 | 972.4054 | 0 | 957.374 | 0 | 972.4055 | 0 | 972.0365 | -0.049967 | 1058.6369 | 0.02367 | 1059.0899 | 0 | 1058.6369 | 0.032571 | 957.1375 | 0
|  | 972.6484 | -0.0024841 | 972.2789 | 0.0031855 | 717.746 | 0 | 972.6484 | 0.012254 | 972.2789 | -0.014433 | 962.0177 | 0 | 972.2789 | 0.061694 | 972.6485 | 0.0050785 | 957.374 | 0 | 972.6485 | 0.020846 | 972.6484 | 0.010701 | 972.6485 | 0.008973 | 957.6106 | 0 | 972.6484 | 0.0094223 | 972.2789 | 0.054509 | 1058.8055 | 0.024225 | 1059.2602 | 0 | 1058.8055 | 0.031391 | 957.374 | 0
|  | 972.8915 | -0.0011623 | 972.5213 | -0.029361 | 717.8734 | 0.010317 | 972.8915 | -0.047907 | 972.5213 | -0.21447 | 962.2586 | 0 | 972.5213 | -0.12731 | 972.8915 | 0 | 957.6106 | 0 | 972.8915 | 0 | 972.8915 | 0 | 972.8915 | 0 | 957.8471 | 0 | 972.8915 | 0 | 972.5213 | -0.058895 | 1058.974 | 0.019956 | 1059.4305 | 0 | 1058.974 | 0.032659 | 957.6106 | 0
|  | 973.1346 | 0.017111 | 972.7637 | 0.0033899 | 718.0009 | 0 | 973.1346 | 0.015378 | 972.7637 | 0.096277 | 962.4995 | 0 | 972.7637 | 0.085297 | 973.1346 | 0.063582 | 957.8471 | 0 | 973.1346 | 0.012017 | 973.1346 | 0.0075635 | 973.1346 | 0.01785 | 958.0837 | 0 | 973.1346 | 0.0044091 | 972.7637 | 0.046991 | 1059.1425 | 0.026342 | 1059.6009 | 0 | 1059.1425 | 0.031697 | 957.8471 | 0
|  | 973.3776 | 0.022111 | 973.0062 | -0.042841 | 718.1283 | 0.01046 | 973.3776 | -0.041975 | 973.0062 | -0.30402 | 962.7404 | 0 | 973.0062 | -0.10209 | 973.3776 | 0 | 958.0837 | 0 | 973.3776 | 0 | 973.3776 | 0 | 973.3776 | 0 | 958.3203 | 0 | 973.3776 | 0 | 973.0062 | -0.084426 | 1059.3111 | 0.014229 | 1059.7712 | 9.5653e-05 | 1059.3111 | 0.03314 | 958.0837 | 0
|  | 973.6207 | 0.011725 | 973.2486 | -0.013274 | 718.2558 | 0 | 973.6207 | -0.0016289 | 973.2486 | 0.024389 | 962.9813 | 0 | 973.2486 | 0.053265 | 973.6207 | 0.077598 | 958.3203 | 0 | 973.6207 | 0.014633 | 973.6207 | 0.0019367 | 973.6207 | 0.0075861 | 958.5568 | 0 | 973.6207 | 0.007299 | 973.2486 | 0.046991 | 1059.4796 | 0.02721 | 1059.9416 | 0 | 1059.4796 | 0.032484 | 958.3202 | 0
|  | 973.8637 | 0.010645 | 973.491 | -0.037936 | 718.3833 | 0.0039754 | 973.8637 | -0.019205 | 973.491 | -0.14402 | 963.2222 | 0 | 973.491 | -0.13237 | 973.8637 | 0 | 958.5568 | 0 | 973.8637 | 0 | 973.8637 | 0 | 973.8637 | 0 | 958.7934 | 0 | 973.8637 | 0 | 973.491 | -0.059052 | 1059.6481 | 0.020754 | 1060.1119 | 0 | 1059.6481 | 0.033533 | 958.5568 | 0
|  | 974.1068 | 0.014032 | 973.7335 | 0.036863 | 718.5108 | 0 | 974.1068 | 0.012514 | 973.7335 | 0.16284 | 963.4631 | 0 | 973.7335 | 0.069398 | 974.1068 | 0.048278 | 958.7934 | 0 | 974.1068 | 0.027375 | 974.1068 | 0.016427 | 974.1068 | 0.02317 | 959.03 | 0 | 974.1068 | 0.0091925 | 973.7335 | 0.044798 | 1059.8167 | 0.021726 | 1060.2822 | 0 | 1059.8167 | 0.032178 | 958.7934 | 0
|  | 974.3499 | -0.0093578 | 973.9759 | -0.0056869 | 718.6382 | 0.0085974 | 974.3499 | -0.031294 | 973.9759 | -0.26875 | 963.7041 | 0 | 973.9759 | -0.11771 | 974.3499 | 0 | 959.03 | 0 | 974.3499 | 0 | 974.3499 | 0 | 974.3499 | 0 | 959.2665 | 0 | 974.3498 | 0 | 973.9759 | -0.092571 | 1059.9852 | 0.022767 | 1060.4526 | 0 | 1059.9852 | 0.032659 | 959.03 | 0
|  | 974.593 | 0.01073 | 974.2183 | -0.0024833 | 718.7658 | 0 | 974.593 | 0.017751 | 974.2183 | 0.048867 | 963.945 | 0 | 974.2183 | 0.048293 | 974.593 | 0.045734 | 959.2665 | 0 | 974.593 | 0.015635 | 974.593 | 0.0029658 | 974.593 | 0.005683 | 959.5031 | 0 | 974.593 | 0.0081273 | 974.2183 | 0.024592 | 1060.1538 | 0.02544 | 1060.6229 | 0 | 1060.1538 | 0.031304 | 959.2665 | 0
|  | 974.8361 | -0.0006568 | 974.4608 | -0.0068107 | 718.8933 | 0.0073078 | 974.8361 | -0.015595 | 974.4608 | -0.3157 | 964.186 | 0 | 974.4608 | -0.11559 | 974.8361 | 0 | 959.5031 | 0 | 974.8361 | 0 | 974.8361 | 0 | 974.8361 | 0 | 959.7397 | 0 | 974.8361 | 0 | 974.4608 | -0.057172 | 1060.3223 | 0.020685 | 1060.7933 | 0 | 1060.3223 | 0.032353 | 959.5031 | 0
|  | 975.0792 | 0.031365 | 974.7033 | -0.00014627 | 719.0208 | 0 | 975.0792 | -0.00054046 | 974.7033 | 0.098725 | 964.4269 | 0 | 974.7033 | 0.064534 | 975.0792 | 0.05481 | 959.7397 | 0 | 975.0792 | 0.017131 | 975.0792 | 0.012105 | 975.0792 | 0.012615 | 959.9763 | 0 | 975.0792 | 0.0045236 | 974.7033 | 0.019579 | 1060.4908 | 0.030576 | 1060.9636 | 0 | 1060.4908 | 0.031435 | 959.7397 | 0
|  | 975.3223 | -0.023988 | 974.9457 | -0.024813 | 719.1483 | 0.0069571 | 975.3223 | -0.022137 | 974.9457 | -0.2759 | 964.6679 | 0 | 974.9457 | -0.099546 | 975.3223 | 0 | 959.9763 | 0 | 975.3223 | 0 | 975.3223 | 0 | 975.3223 | 0 | 960.213 | 0 | 975.3223 | 0 | 974.9457 | -0.054196 | 1060.6594 | 0.037101 | 1061.134 | 9.5653e-05 | 1060.6594 | 0.033183 | 959.9763 | 0
|  | 975.5654 | 0.0017995 | 975.1882 | 0.0013928 | 719.2759 | 0 | 975.5654 | -0.0034336 | 975.1882 | 0.0075903 | 964.9089 | 0 | 975.1882 | 0.058112 | 975.5654 | 0.10706 | 960.213 | 0 | 975.5654 | 0.0056326 | 975.5654 | 0.0049876 | 975.5654 | 0.011261 | 960.4496 | 0 | 975.5654 | 0.0072402 | 975.1882 | 0.059208 | 1060.8279 | 0.034845 | 1061.3043 | 6.3769e-05 | 1060.8279 | 0.032528 | 960.2129 | 0
|  | 975.8085 | -0.01226 | 975.4307 | -0.029035 | 719.4035 | 0.013684 | 975.8085 | 0.0026535 | 975.4307 | -0.29335 | 965.1498 | 0 | 975.4307 | -0.12194 | 975.8085 | 0 | 960.4496 | 0 | 975.8085 | 0 | 975.8085 | 0 | 975.8085 | 0 | 960.6862 | 0 | 975.8085 | 0 | 975.4307 | -0.052786 | 1060.9964 | 0.027938 | 1061.4747 | 9.5653e-05 | 1060.9964 | 0.034451 | 960.4496 | 0
|  | 976.0516 | 0.027704 | 975.6731 | -0.021978 | 719.531 | 0 | 976.0516 | -0.013837 | 975.6731 | -0.022205 | 965.3908 | 0 | 975.6731 | 0.061508 | 976.0516 | 0.066315 | 960.6862 | 0 | 976.0516 | 0.0004937 | 976.0516 | 0.0064211 | 976.0516 | 0.020527 | 960.9228 | 0 | 976.0516 | 0.005438 | 975.6731 | 0.041978 | 1061.165 | 0.029292 | 1061.645 | 0 | 1061.165 | 0.033402 | 960.6862 | 0
|  | 976.2947 | -0.025466 | 975.9156 | -0.0029184 | 719.6586 | 0.0067086 | 976.2947 | -0.020262 | 975.9156 | -0.25111 | 965.6318 | 0 | 975.9156 | -0.10262 | 976.2947 | 0 | 960.9228 | 0 | 976.2947 | 0 | 976.2947 | 0 | 976.2947 | 0 | 961.1594 | 0 | 976.2947 | 0 | 975.9156 | -0.086933 | 1061.3335 | 0.037587 | 1061.8154 | 0 | 1061.3335 | 0.03432 | 960.9228 | 0
|  | 976.5379 | 0.0028643 | 976.1581 | -0.0040919 | 719.7862 | 0 | 976.5379 | 0.012213 | 976.1581 | -0.034808 | 965.8728 | 0 | 976.1581 | 0.039055 | 976.5379 | 0.079169 | 961.1594 | 0 | 976.5379 | 0.017971 | 976.5379 | 0.011412 | 976.5379 | 0.012658 | 961.3961 | 0 | 976.5379 | 0.0036956 | 976.1581 | 0.023025 | 1061.502 | 0.037413 | 1061.9857 | 0 | 1061.502 | 0.032877 | 961.1594 | 0
|  | 976.781 | 0.00053244 | 976.4006 | -0.02037 | 719.9138 | 0.0075944 | 976.781 | -0.045725 | 976.4006 | -0.037029 | 966.1138 | 0 | 976.4006 | -0.10956 | 976.781 | 0 | 961.3961 | 0 | 976.781 | 0.0072834 | 976.781 | 0 | 976.781 | 0 | 961.6327 | 0 | 976.781 | 0 | 976.4006 | -0.039472 | 1061.6706 | 0.031062 | 1062.1561 | 0 | 1061.6706 | 0.033883 | 961.3961 | 0
|  | 977.0242 | 0.01277 | 976.6431 | -0.0071519 | 720.0415 | 0 | 977.0242 | 0.0012472 | 976.6431 | 0.046368 | 966.3548 | 0 | 976.6431 | 0.044615 | 977.0242 | 0.043048 | 961.6327 | 0 | 977.0242 | 0.018323 | 977.0242 | 0.0066352 | 977.0242 | 0.020631 | 961.8694 | 0 | 977.0242 | 0.005067 | 976.6431 | 0.055449 | 1061.8391 | 0.037587 | 1062.3265 | 0 | 1061.8391 | 0.033052 | 961.6327 | 0
|  | 977.2673 | 0.00036841 | 976.8856 | -0.01429 | 720.1691 | 0.010532 | 977.2673 | -0.024996 | 976.8856 | -0.3238 | 966.5958 | 0 | 976.8856 | -0.15496 | 977.2673 | 0 | 961.8694 | 0 | 977.2673 | 0 | 977.2673 | 0 | 977.2673 | 0 | 962.106 | 0 | 977.2673 | 0 | 976.8856 | -0.085366 | 1062.0076 | 0.025891 | 1062.4968 | 0 | 1062.0076 | 0.034845 | 961.8694 | 0
|  | 977.5105 | 0.018929 | 977.1281 | 0.0066015 | 720.2967 | 0 | 977.5105 | 0.001321 | 977.1281 | 0.061183 | 966.8369 | 0 | 977.1281 | 0.081576 | 977.5105 | 0.1324 | 962.106 | 0 | 977.5105 | 0.0085482 | 977.5105 | 0.0027307 | 977.5105 | 0.0048725 | 962.3427 | 0 | 977.5105 | 0.0059705 | 977.1281 | 0.072366 | 1062.1762 | 0.032693 | 1062.6672 | 0 | 1062.1762 | 0.034845 | 962.106 | 0
|  | 977.7537 | -0.00075213 | 977.3706 | -0.039959 | 720.4244 | 0.013398 | 977.7537 | -0.037127 | 977.3706 | -0.22159 | 967.0779 | 0 | 977.3706 | -0.13839 | 977.7537 | 0 | 962.3427 | 0 | 977.7537 | 0 | 977.7537 | 0 | 977.7537 | 0 | 962.5793 | 0 | 977.7537 | 0 | 977.3706 | -0.059208 | 1062.3447 | 0.03724 | 1062.8375 | 0 | 1062.3447 | 0.036769 | 962.3427 | 0
|  | 977.9968 | 0.021485 | 977.6131 | -0.011041 | 720.5521 | 0 | 977.9968 | -0.0045153 | 977.6131 | 0.087918 | 967.3189 | 0 | 977.6131 | 0.078807 | 977.9968 | 0.048116 | 962.5793 | 0 | 977.9968 | 0.0015292 | 977.9968 | 0.0062652 | 977.9968 | 0.0021537 | 962.816 | 0 | 977.9968 | 0.0044694 | 977.6132 | 0.1004 | 1062.5132 | 0.03783 | 1063.0079 | 6.3769e-05 | 1062.5132 | 0.035457 | 962.5793 | 0
|  | 978.24 | 0.0034118 | 977.8557 | -0.026843 | 720.6797 | 0.0098153 | 978.24 | -0.0093013 | 977.8557 | -0.24974 | 967.5599 | 0 | 977.8557 | -0.12881 | 978.24 | 0 | 962.816 | 0 | 978.24 | 0 | 978.24 | 0 | 978.24 | 0 | 963.0527 | 0 | 978.24 | 0 | 977.8557 | 0.013406 | 1062.6817 | 0.033248 | 1063.1783 | 0 | 1062.6817 | 0.036156 | 962.816 | 0
|  | 978.4832 | 0.017441 | 978.0982 | -0.0063419 | 720.8074 | 0 | 978.4832 | 0.0067005 | 978.0982 | 0.15095 | 967.801 | 0 | 978.0982 | 0.05587 | 978.4832 | 0.080041 | 963.0527 | 0 | 978.4832 | 0.011584 | 978.4832 | 0.0065798 | 978.4832 | 0.017011 | 963.2894 | 0 | 978.4832 | 0.010631 | 978.0982 | 0.025062 | 1062.8503 | 0.030854 | 1063.3486 | 0 | 1062.8503 | 0.034889 | 963.0527 | 0
|  | 978.7264 | 0.0019838 | 978.3407 | -0.01842 | 720.9351 | 0.0042239 | 978.7264 | 0.00050365 | 978.3407 | -0.31245 | 968.0421 | 0 | 978.3407 | -0.11554 | 978.7264 | 0 | 963.2894 | 0 | 978.7264 | 0 | 978.7264 | 0 | 978.7264 | 0 | 963.5261 | 0 | 978.7264 | 0 | 978.3407 | -0.048244 | 1063.0188 | 0.026793 | 1063.519 | 0 | 1063.0188 | 0.036156 | 963.2894 | 0
|  | 978.9696 | 0.019113 | 978.5833 | -0.01076 | 721.0628 | 0 | 978.9696 | 0.0057819 | 978.5833 | -0.018594 | 968.2831 | 0 | 978.5833 | 0.060994 | 978.9696 | 0.0014978 | 963.5261 | 0 | 978.9696 | 0.020453 | 978.9696 | 0.0023285 | 978.9696 | 0.0080098 | 963.7628 | 0 | 978.9696 | 0.0075487 | 978.5833 | 0.046834 | 1063.1873 | 0.035678 | 1063.6894 | 0 | 1063.1873 | 0.034889 | 963.5261 | 0
|  | 979.2128 | -0.020537 | 978.8258 | -0.0040295 | 721.1906 | 0.003727 | 979.2128 | -0.013047 | 978.8258 | -0.18632 | 968.5242 | 0 | 978.8258 | -0.13332 | 979.2128 | 0 | 963.7628 | 0 | 979.2128 | 0 | 979.2128 | 0 | 979.2128 | 0 | 963.9995 | 0 | 979.2128 | 0 | 978.8258 | -0.06657 | 1063.3559 | 0.02721 | 1063.8598 | 0 | 1063.3559 | 0.035632 | 963.7628 | 0
|  | 979.456 | 0.013592 | 979.0684 | 0.021255 | 721.3183 | 0 | 979.456 | -0.010322 | 979.0684 | 0.038489 | 968.7653 | 0 | 979.0684 | 0.055532 | 979.456 | 0.048184 | 963.9995 | 0 | 979.456 | 0.018033 | 979.456 | 0.016397 | 979.456 | 0.027206 | 964.2362 | 0 | 979.456 | 0.0074412 | 979.0684 | 0.034616 | 1063.5244 | 0.037899 | 1064.0301 | 6.3769e-05 | 1063.5244 | 0.034408 | 963.9995 | 0
|  | 979.6992 | -0.0011706 | 979.3109 | -0.041163 | 721.4461 | 0.0075944 | 979.6992 | -0.016528 | 979.3109 | -0.29275 | 969.0063 | 0 | 979.3109 | -0.10908 | 979.6992 | 0 | 964.2362 | 0 | 979.6992 | 0 | 979.6992 | 0 | 979.6992 | 0 | 964.4729 | 0 | 979.6992 | 0 | 979.3109 | -0.12985 | 1063.6929 | 0.027522 | 1064.2005 | 0 | 1063.6929 | 0.035063 | 964.2362 | 0
|  | 979.9424 | 0.023696 | 979.5535 | 0.0081872 | 721.5738 | 0 | 979.9424 | -0.011343 | 979.5535 | 0.12143 | 969.2474 | 0 | 979.5535 | 0.08246 | 979.9425 | 0.10992 | 964.4729 | 0 | 979.9425 | 0 | 979.9424 | 0.012871 | 979.9425 | 0.032262 | 964.7096 | 0 | 979.9424 | 0.0093184 | 979.5535 | 0.054039 | 1063.8614 | 0.032589 | 1064.3709 | 0 | 1063.8614 | 0.033796 | 964.4729 | 0
|  | 980.1857 | -0.0094781 | 979.796 | -0.0067144 | 721.7016 | 0.0049693 | 980.1857 | -0.015445 | 979.796 | -0.24954 | 969.4886 | 0 | 979.796 | -0.12034 | 980.1857 | 0 | 964.7096 | 0 | 980.1857 | 0 | 980.1857 | 0 | 980.1857 | 0 | 964.9464 | 0 | 980.1857 | 0 | 979.796 | -0.057955 | 1064.03 | 0.035331 | 1064.5412 | 0 | 1064.03 | 0.034889 | 964.7096 | 0
|  | 980.429 | 0.028471 | 980.0386 | 0.0074503 | 721.8294 | 0 | 980.429 | -0.00021778 | 980.0386 | 0.074434 | 969.7297 | 0 | 980.0386 | 0.059899 | 980.4289 | 0.082571 | 964.9464 | 0 | 980.4289 | 0.010963 | 980.429 | 0.007426 | 980.4289 | 0.013137 | 965.183 | 0 | 980.429 | 0.0078226 | 980.0386 | 0.039629 | 1064.1985 | 0.04491 | 1064.7116 | 0 | 1064.1985 | 0.034626 | 964.9464 | 0
|  | 980.6722 | -0.0072829 | 980.2812 | -0.023386 | 721.9572 | 0.0028574 | 980.6722 | -0.038671 | 980.2812 | -0.14391 | 969.9708 | 0 | 980.2812 | -0.1553 | 980.6722 | 0 | 965.183 | 0 | 980.6722 | 0 | 980.6722 | 0 | 980.6722 | 0 | 965.4198 | 0 | 980.6722 | 0 | 980.2812 | -0.030701 | 1064.367 | 0.037726 | 1064.882 | 0 | 1064.367 | 0.036331 | 965.183 | 0
|  | 980.9154 | -0.0011413 | 980.5238 | 0.0025322 | 722.085 | 0 | 980.9154 | 0.0060744 | 980.5238 | -0.058032 | 970.2119 | 0 | 980.5238 | 0.089212 | 980.9154 | 0.025475 | 965.4198 | 0 | 980.9154 | 0.017836 | 980.9154 | 0.0095657 | 980.9154 | 0.0093241 | 965.6566 | 0 | 980.9154 | 0.0061756 | 980.5238 | 0.039785 | 1064.5355 | 0.041856 | 1065.0524 | 6.3769e-05 | 1064.5355 | 0.037075 | 965.4198 | 0
|  | 981.1587 | 0.0024591 | 980.7664 | -0.017938 | 722.2128 | 0.0049693 | 981.1587 | -0.010676 | 980.7664 | -0.1774 | 970.453 | 0 | 980.7664 | -0.12334 | 981.1587 | 0 | 965.6566 | 0 | 981.1587 | 0 | 981.1587 | 0 | 981.1587 | 0 | 965.8933 | 0 | 981.1587 | 0 | 980.7663 | -0.038689 | 1064.7041 | 0.039773 | 1065.2228 | 0 | 1064.7041 | 0.038692 | 965.6566 | 0
|  | 981.402 | 0.0082831 | 981.0089 | 0.0073856 | 722.3406 | 0 | 981.402 | -0.009304 | 981.0089 | -0.00093798 | 970.6942 | 0 | 981.0089 | 0.085717 | 981.4019 | 0.023413 | 965.8933 | 0 | 981.4019 | 0.0055774 | 981.402 | 0.0069804 | 981.4019 | 0.011385 | 966.1301 | 0 | 981.402 | 0.011795 | 981.0089 | 0.056389 | 1064.8726 | 0.031791 | 1065.3932 | 0 | 1064.8726 | 0.03961 | 965.8933 | 0
|  | 981.6452 | -0.0069047 | 981.2515 | -0.016901 | 722.4684 | 0.013756 | 981.6452 | -0.032841 | 981.2515 | -0.13676 | 970.9353 | 0 | 981.2515 | -0.12629 | 981.6452 | 0 | 966.1301 | 0 | 981.6452 | 0 | 981.6452 | 0 | 981.6452 | 0 | 966.3668 | 0 | 981.6452 | 0 | 981.2515 | -0.025532 | 1065.0411 | 0.043764 | 1065.5635 | 0 | 1065.0411 | 0.041534 | 966.1301 | 0
|  | 981.8885 | 0.035908 | 981.4941 | -0.0074746 | 722.5963 | 0 | 981.8885 | -0.005379 | 981.4941 | -0.062145 | 971.1765 | 0 | 981.4941 | 0.067724 | 981.8885 | 0.089313 | 966.3668 | 0 | 981.8885 | 0.031046 | 981.8885 | 0.015947 | 981.8885 | 0.028604 | 966.6036 | 0 | 981.8885 | 0.0050605 | 981.4941 | 0.0097743 | 1065.2096 | 0.035678 | 1065.7339 | 0 | 1065.2096 | 0.043327 | 966.3668 | 0
|  | 982.1318 | -0.0017723 | 981.7367 | -0.031044 | 722.7242 | 0.0083108 | 982.1318 | -0.031807 | 981.7367 | -0.25385 | 971.4176 | 0 | 981.7367 | -0.12554 | 982.1318 | 0 | 966.6036 | 0 | 982.1318 | 0 | 982.1318 | 0 | 982.1318 | 0 | 966.8403 | 0 | 982.1318 | 0 | 981.7367 | -0.043231 | 1065.3781 | 0.04602 | 1065.9043 | 0 | 1065.3781 | 0.045644 | 966.6036 | 0
|  | 982.3751 | 0.023414 | 981.9793 | -0.017638 | 722.852 | 0 | 982.3751 | -0.022394 | 981.9793 | 0.002263 | 971.6588 | 0 | 981.9793 | 0.076104 | 982.3751 | 0.035417 | 966.8403 | 0 | 982.3751 | 0.022446 | 982.3751 | 0 | 982.3751 | 0.019397 | 967.0771 | 0 | 982.3751 | 0.0056347 | 981.9793 | 0.069389 | 1065.5466 | 0.044667 | 1066.0747 | 6.3769e-05 | 1065.5466 | 0.045906 | 966.8403 | 0
|  | 982.6183 | -0.020546 | 982.222 | -0.020554 | 722.9799 | 0.012896 | 982.6183 | -0.047379 | 982.222 | -0.019047 | 971.8999 | 0 | 982.222 | -0.13445 | 982.6184 | 0 | 967.0771 | 0 | 982.6184 | 0 | 982.6183 | 0 | 982.6184 | 0 | 967.3139 | 0 | 982.6183 | 0 | 982.222 | -0.026941 | 1065.7152 | 0.05133 | 1066.2451 | 0.00028696 | 1065.7152 | 0.046518 | 967.0771 | 0
|  | 982.8617 | -0.0057198 | 982.4646 | 0.033188 | 723.1078 | 0 | 982.8617 | 0.014731 | 982.4646 | 0.079838 | 972.1411 | 0 | 982.4646 | 0.085559 | 982.8617 | 0.11168 | 967.3139 | 0 | 982.8617 | 0.028422 | 982.8617 | 0.015148 | 982.8617 | 0.022554 | 967.5507 | 0 | 982.8617 | 0.011859 | 982.4646 | 0.1026 | 1065.8837 | 0.033665 | 1066.4155 | 0 | 1065.8837 | 0.045731 | 967.3139 | 0
|  | 983.105 | -0.0066452 | 982.7072 | -0.038653 | 723.2357 | 0.0068328 | 983.105 | -0.020123 | 982.7072 | -0.13506 | 972.3823 | 0 | 982.7072 | -0.13387 | 983.105 | 0 | 967.5507 | 0 | 983.105 | 0 | 983.105 | 0 | 983.105 | 0 | 967.7875 | 0 | 983.105 | 0 | 982.7072 | -0.11528 | 1066.0522 | 0.037899 | 1066.5859 | 0 | 1066.0522 | 0.047436 | 967.5507 | 0
|  | 983.3483 | 0.0076458 | 982.9498 | 0.014757 | 723.3637 | 0 | 983.3483 | 0.007682 | 982.9498 | 0.02648 | 972.6235 | 0 | 982.9498 | 0.070009 | 983.3483 | 0.074256 | 967.7875 | 0 | 983.3483 | 0.016503 | 983.3483 | 0.010453 | 983.3483 | 0.01125 | 968.0243 | 0 | 983.3483 | 0.005876 | 982.9498 | 0.040099 | 1066.2207 | 0.045743 | 1066.7563 | 0 | 1066.2207 | 0.049054 | 967.7875 | 0
|  | 983.5916 | -0.0088468 | 983.1925 | -0.053008 | 723.4916 | 0.011893 | 983.5916 | -0.0080642 | 983.1925 | -0.34887 | 972.8647 | 0 | 983.1925 | -0.12847 | 983.5916 | 0 | 968.0243 | 0 | 983.5916 | 0 | 983.5916 | 0 | 983.5916 | 0 | 968.2611 | 0 | 983.5916 | 0 | 983.1925 | -0.04793 | 1066.3892 | 0.048866 | 1066.9267 | 0 | 1066.3892 | 0.051415 | 968.0243 | 0
|  | 983.835 | 0.0065058 | 983.4351 | 0.022167 | 723.6195 | 0.0017433 | 983.835 | 0.024092 | 983.4351 | -0.037557 | 973.1059 | 0 | 983.4351 | 0.089064 | 983.8349 | 0.069544 | 968.2611 | 0 | 983.8349 | 0.011749 | 983.835 | 0.012838 | 983.8349 | 0.020062 | 968.4979 | 0 | 983.835 | 0.0080204 | 983.4351 | 0.036026 | 1066.5577 | 0.04727 | 1067.0971 | 0 | 1066.5577 | 0.050978 | 968.2611 | 0
|  | 984.0782 | -0.0015182 | 983.6778 | -0.0067205 | 723.7475 | 0.0047209 | 984.0782 | -0.033279 | 983.6778 | -0.13381 | 973.3471 | 0 | 983.6778 | -0.11854 | 984.0783 | 0 | 968.4979 | 0 | 984.0783 | 0 | 984.0782 | 0 | 984.0783 | 0 | 968.7347 | 0 | 984.0783 | 0 | 983.6777 | -0.080354 | 1066.7263 | 0.042307 | 1067.2675 | 9.5653e-05 | 1066.7263 | 0.051677 | 968.4979 | 0
|  | 984.3216 | 0.0034023 | 983.9204 | -0.017271 | 723.8755 | 0 | 984.3216 | 0.0024427 | 983.9204 | -0.013434 | 973.5883 | 0 | 983.9204 | 0.076583 | 984.3216 | 0.024163 | 968.7347 | 0 | 984.3216 | 0.011937 | 984.3216 | 0.0025843 | 984.3216 | 0.014296 | 968.9716 | 0 | 984.3216 | 0.0050368 | 983.9204 | 0.078161 | 1066.8948 | 0.053031 | 1067.4379 | 0 | 1066.8948 | 0.053338 | 968.7347 | 0
|  | 984.5649 | -0.022679 | 984.1631 | -0.023934 | 724.0034 | 0.0062117 | 984.5649 | -0.026651 | 984.1631 | -0.19514 | 973.8295 | 0 | 984.1631 | -0.10905 | 984.565 | 0 | 968.9716 | 0 | 984.565 | 0 | 984.5649 | 0 | 984.565 | 0 | 969.2084 | 0 | 984.5649 | 0 | 984.1631 | -0.071739 | 1067.0633 | 0.054558 | 1067.6083 | 0 | 1067.0633 | 0.05688 | 968.9716 | 0
|  | 984.8083 | 0.011742 | 984.4057 | -0.023456 | 724.1314 | 0 | 984.8083 | 0.014579 | 984.4057 | -0.041046 | 974.0707 | 0 | 984.4057 | 0.054174 | 984.8083 | 0.13468 | 969.2084 | 0 | 984.8083 | 0.0030709 | 984.8083 | 0 | 984.8083 | 0.0068735 | 969.4453 | 0 | 984.8083 | 0.0053636 | 984.4057 | 0.0027591 | 1067.2318 | 0.052719 | 1067.7787 | 0 | 1067.2318 | 0.059109 | 969.2084 | 0
|  | 985.0517 | 0.00022591 | 984.6484 | -0.042657 | 724.2594 | 0.0022362 | 985.0517 | -0.016961 | 984.6484 | -0.29955 | 974.312 | 0 | 984.6484 | -0.14468 | 985.0517 | 0 | 969.4453 | 0 | 985.0517 | 0 | 985.0517 | 0 | 985.0517 | 0 | 969.6821 | 0 | 985.0517 | 0 | 984.6484 | -0.030857 | 1067.4003 | 0.054558 | 1067.9491 | 0 | 1067.4003 | 0.060815 | 969.4452 | 0
|  | 985.295 | 0.024696 | 984.891 | -0.0037955 | 724.3874 | 0 | 985.295 | -0.011477 | 984.891 | 0.15105 | 974.5532 | 0 | 984.891 | 0.079698 | 985.295 | 0.053199 | 969.6821 | 0 | 985.295 | 0.012585 | 985.295 | 0.0044683 | 985.295 | 0 | 969.9189 | 0 | 985.295 | 0.0043326 | 984.891 | 0.098054 | 1067.5688 | 0.051018 | 1068.1195 | 0 | 1067.5688 | 0.06252 | 969.6821 | 0
|  | 985.5384 | -0.0078746 | 985.1337 | -0.0027498 | 724.5155 | 0.0077376 | 985.5384 | -0.013147 | 985.1337 | -0.23032 | 974.7945 | 0 | 985.1337 | -0.14548 | 985.5384 | 0 | 969.9189 | 0 | 985.5384 | 0 | 985.5384 | 0 | 985.5384 | 0 | 970.1558 | 0 | 985.5384 | 0 | 985.1337 | -0.083017 | 1067.7373 | 0.055356 | 1068.2899 | 9.5653e-05 | 1067.7373 | 0.063481 | 969.9189 | 0
|  | 985.7818 | 0.00074422 | 985.3764 | 0.013576 | 724.6435 | 0 | 985.7818 | 0.020468 | 985.3764 | 0.10209 | 975.0358 | 0 | 985.3764 | 0.075619 | 985.7818 | 0.14769 | 970.1558 | 0 | 985.7818 | 0.019371 | 985.7818 | 0.019038 | 985.7818 | 0.026124 | 970.3926 | 0 | 985.7818 | 0.0084907 | 985.3764 | 0.10103 | 1067.9059 | 0.050532 | 1068.4603 | 0 | 1067.9059 | 0.064924 | 970.1558 | 0
|  | 986.0251 | 0.013616 | 985.6191 | -0.01787 | 724.7716 | 0.0073078 | 986.0251 | -0.039677 | 985.6191 | -0.16447 | 975.277 | 0 | 985.6191 | -0.15031 | 986.0252 | 0 | 970.3926 | 0 | 986.0252 | 0 | 986.0251 | 0 | 986.0252 | 0 | 970.6295 | 0 | 986.0252 | 0 | 985.6191 | -0.091475 | 1068.0744 | 0.05546 | 1068.6307 | 0 | 1068.0744 | 0.0644 | 970.3926 | 0
|  | 986.2686 | 0.025083 | 985.8618 | -0.012459 | 724.8996 | 0 | 986.2686 | 0.005958 | 985.8618 | 0.11995 | 975.5182 | 0 | 985.8618 | 0.092074 | 986.2686 | 0.08516 | 970.6295 | 0 | 986.2686 | 0.022289 | 986.2686 | 0.012247 | 986.2686 | 0.014289 | 970.8664 | 0 | 986.2686 | 0.0053866 | 985.8618 | 0.052316 | 1068.2429 | 0.048936 | 1068.8011 | 0 | 1068.2429 | 0.065799 | 970.6295 | 0
|  | 986.512 | -0.0087925 | 986.1045 | -0.042459 | 725.0277 | 0.01132 | 986.512 | -0.008101 | 986.1045 | -0.28175 | 975.7596 | 0 | 986.1045 | -0.1261 | 986.512 | 0 | 970.8664 | 0 | 986.512 | 0 | 986.512 | 0 | 986.512 | 0 | 971.1033 | 0 | 986.512 | 0 | 986.1045 | -0.11387 | 1068.4114 | 0.055287 | 1068.9715 | 9.5653e-05 | 1068.4114 | 0.064574 | 970.8664 | 0
|  | 986.7554 | 0.018766 | 986.3472 | -0.0017135 | 725.1558 | 0 | 986.7554 | 0.0054195 | 986.3472 | 0.045694 | 976.0009 | 0 | 986.3472 | 0.067507 | 986.7554 | 0.15042 | 971.1033 | 0 | 986.7554 | 0.014961 | 986.7554 | 0.001071 | 986.7554 | 0.0096786 | 971.3401 | 0 | 986.7554 | 0.0083051 | 986.3472 | 0.013746 | 1068.5799 | 0.048276 | 1069.1419 | 0 | 1068.5799 | 0.066148 | 971.1033 | 0
|  | 986.9988 | -0.0042182 | 986.5899 | -0.026595 | 725.2839 | 0.0060874 | 986.9988 | -0.026918 | 986.5899 | -0.26118 | 976.2421 | 0 | 986.5899 | -0.13813 | 986.9988 | 0 | 971.3401 | 0 | 986.9988 | 0 | 986.9988 | 0 | 986.9988 | 0 | 971.577 | 0 | 986.9988 | 0 | 986.5899 | -0.089909 | 1068.7484 | 0.055183 | 1069.3123 | 0 | 1068.7484 | 0.064531 | 971.3401 | 0
|  | 987.2422 | 0.014205 | 986.8326 | 0.00091554 | 725.412 | 0 | 987.2422 | 0.014819 | 986.8326 | 0.16573 | 976.4835 | 0 | 986.8326 | 0.062811 | 987.2422 | 0.077794 | 971.577 | 0 | 987.2422 | 0.018716 | 987.2422 | 0.0080512 | 987.2422 | 0.027679 | 971.8139 | 0 | 987.2422 | 0.0045654 | 986.8326 | 0.067666 | 1068.9169 | 0.047756 | 1069.4827 | 0 | 1068.9169 | 0.066323 | 971.577 | 0
|  | 987.4856 | -0.014964 | 987.0753 | -0.024731 | 725.5401 | 0.0069571 | 987.4856 | -0.04167 | 987.0753 | -0.3469 | 976.7247 | 0 | 987.0753 | -0.14761 | 987.4856 | 0 | 971.8139 | 0 | 987.4856 | 0 | 987.4856 | 0 | 987.4856 | 0 | 972.0508 | 0 | 987.4856 | 0 | 987.0753 | -0.060461 | 1069.0854 | 0.055287 | 1069.6532 | 0 | 1069.0854 | 0.064312 | 971.8139 | 0
|  | 987.729 | 0.026154 | 987.318 | 0.022502 | 725.6682 | 0 | 987.729 | 0.012846 | 987.318 | -0.053676 | 976.9661 | 0 | 987.318 | 0.05942 | 987.729 | 0.1512 | 972.0508 | 0 | 987.729 | 0.050674 | 987.729 | 0.021464 | 987.729 | 0.043329 | 972.2877 | 0 | 987.729 | 0.0085169 | 987.318 | 0.035713 | 1069.2539 | 0.047825 | 1069.8236 | 0 | 1069.2539 | 0.066148 | 972.0508 | 0
|  | 987.9725 | -0.0040999 | 987.5607 | -0.027249 | 725.7964 | 0.0074511 | 987.9725 | -0.028572 | 987.5607 | -0.14287 | 977.2074 | 0 | 987.5607 | -0.14671 | 987.9725 | 0 | 972.2877 | 0 | 987.9725 | 0 | 987.9725 | 0 | 987.9725 | 0 | 972.5247 | 0 | 987.9725 | 0 | 987.5607 | -0.052786 | 1069.4224 | 0.053031 | 1069.994 | 9.5653e-05 | 1069.4224 | 0.063438 | 972.2877 | 0
|  | 988.2159 | 0.013334 | 987.8035 | -0.014167 | 725.9245 | 0 | 988.2159 | -0.011598 | 987.8035 | -0.021857 | 977.4487 | 0 | 987.8035 | 0.054041 | 988.2159 | 0.16263 | 972.5247 | 0 | 988.2159 | 0.0098308 | 988.2159 | 0.0047 | 988.2159 | 0.014338 | 972.7615 | 0 | 988.2159 | 0.0059945 | 987.8035 | 0.055919 | 1069.5909 | 0.048797 | 1070.1644 | 0 | 1069.5909 | 0.065449 | 972.5247 | 0
|  | 988.4594 | -1.1244e-05 | 988.0462 | -0.03386 | 726.0527 | 0 | 988.4594 | -0.022414 | 988.0462 | -0.23472 | 977.69 | 0 | 988.0462 | -0.13165 | 988.4594 | 0 | 972.7615 | 0 | 988.4594 | 0 | 988.4594 | 0 | 988.4594 | 0 | 972.9985 | 0 | 988.4593 | 0 | 988.0462 | -0.078474 | 1069.7594 | 0.053829 | 1070.3348 | 0 | 1069.7594 | 0.062563 | 972.7615 | 0
|  | 988.7028 | 0.006788 | 988.2889 | -0.025588 | 726.1809 | 0 | 988.7028 | 0.014673 | 988.2889 | -0.14702 | 977.9314 | 0 | 988.2889 | 0.077311 | 988.7028 | 0.064955 | 972.9985 | 0 | 988.7028 | 0.0017584 | 988.7028 | 0 | 988.7028 | 0.018426 | 973.2354 | 0 | 988.7028 | 0.0047565 | 988.2889 | 0.013495 | 1069.9279 | 0.047651 | 1070.5053 | 0 | 1069.9279 | 0.065099 | 972.9985 | 0
|  | 988.9463 | 0.0011496 | 988.5317 | -0.033501 | 726.3091 | 0.012896 | 988.9463 | -0.018019 | 988.5317 | -0.39273 | 978.1727 | 0 | 988.5317 | -0.15908 | 988.9463 | 0 | 973.2354 | 0 | 988.9463 | 0 | 988.9463 | 0 | 988.9463 | 0 | 973.4724 | 0 | 988.9463 | 0 | 988.5317 | -0.089752 | 1070.0964 | 0.052857 | 1070.6757 | 0 | 1070.0964 | 0.062039 | 973.2354 | 0
|  | 989.1898 | 0.019501 | 988.7744 | -0.023825 | 726.4373 | 0 | 989.1898 | 0.0014138 | 988.7744 | -0.0087378 | 978.4141 | 0 | 988.7744 | 0.07709 | 989.1897 | 0.060773 | 973.4724 | 0 | 989.1897 | 0 | 989.1898 | 0.0075488 | 989.1897 | 0.010603 | 973.7093 | 0 | 989.1898 | 0.0069118 | 988.7744 | 0.024435 | 1070.2649 | 0.047027 | 1070.8461 | 6.3769e-05 | 1070.2649 | 0.064706 | 973.4724 | 0
|  | 989.4332 | 0.0030049 | 989.0172 | -0.023142 | 726.5655 | 0.0089556 | 989.4332 | -0.02809 | 989.0172 | -0.30767 | 978.6555 | 0 | 989.0172 | -0.15924 | 989.4332 | 0 | 973.7093 | 0 | 989.4332 | 0 | 989.4332 | 0 | 989.4332 | 0 | 973.9462 | 0 | 989.4332 | 0 | 989.0172 | -0.03352 | 1070.4334 | 0.054489 | 1071.0166 | 0 | 1070.4334 | 0.061689 | 973.7093 | 0
|  | 989.6767 | 0.015913 | 989.2599 | 0.00022768 | 726.6937 | 0 | 989.6767 | -0.013533 | 989.2599 | 0.092043 | 978.8968 | 0 | 989.2599 | 0.061979 | 989.6767 | 0.087204 | 973.9462 | 0 | 989.6767 | 0.020169 | 989.6767 | 0.0093808 | 989.6767 | 0.015886 | 974.1832 | 0 | 989.6767 | 0.0084771 | 989.2599 | 0.082703 | 1070.6019 | 0.052719 | 1071.187 | 0 | 1070.6019 | 0.064618 | 973.9462 | 0
|  | 989.9202 | -0.0028255 | 989.5027 | -0.025619 | 726.8219 | 0.012681 | 989.9202 | -0.029887 | 989.5027 | -0.39874 | 979.1382 | 0 | 989.5027 | -0.17565 | 989.9202 | 0 | 974.1832 | 0 | 989.9202 | 0 | 989.9202 | 0 | 989.9202 | 0 | 974.4202 | 0 | 989.9202 | 0 | 989.5027 | -0.079884 | 1070.7704 | 0.05546 | 1071.3574 | 0 | 1070.7704 | 0.061776 | 974.1832 | 0
|  | 990.1636 | 0.014291 | 989.7455 | 0.010938 | 726.9502 | 0 | 990.1636 | -0.020223 | 989.7455 | 0.03255 | 979.3796 | 0 | 989.7455 | 0.1034 | 990.1637 | 0.17416 | 974.4202 | 0 | 990.1637 | 0.035688 | 990.1636 | 0.014913 | 990.1637 | 0.020231 | 974.6571 | 0 | 990.1636 | 0.0090916 | 989.7455 | 0.0092245 | 1070.9389 | 0.04668 | 1071.5278 | 0 | 1070.9389 | 0.064749 | 974.4202 | 0
|  | 990.4072 | -0.0046186 | 989.9882 | -0.046335 | 727.0784 | 0.0073078 | 990.4072 | -0.016678 | 989.9882 | -0.43703 | 979.6209 | 0 | 989.9882 | -0.18523 | 990.4072 | 0 | 974.6571 | 0 | 990.4072 | 0 | 990.4072 | 0 | 990.4072 | 0 | 974.8941 | 0 | 990.4072 | 0 | 989.9882 | -0.09962 | 1071.1074 | 0.053656 | 1071.6983 | 0 | 1071.1074 | 0.062388 | 974.6571 | 0
|  | 990.6506 | 0.019982 | 990.231 | -0.0026217 | 727.2067 | 0 | 990.6506 | -0.0039507 | 990.231 | 0.072676 | 979.8623 | 0 | 990.231 | 0.068004 | 990.6507 | 0.11167 | 974.8941 | 0 | 990.6507 | 0.00075402 | 990.6506 | 0.0014937 | 990.6507 | 0.024742 | 975.131 | 0 | 990.6506 | 0.0053453 | 990.231 | 0.065943 | 1071.2759 | 0.046437 | 1071.8687 | 0 | 1071.2759 | 0.065493 | 974.8941 | 0
|  | 990.8942 | -0.0074548 | 990.4738 | -0.051866 | 727.335 | 0.012036 | 990.8942 | -0.029151 | 990.4738 | -0.24109 | 980.1038 | 0 | 990.4738 | -0.16522 | 990.8942 | 0 | 975.131 | 0 | 990.8942 | 0 | 990.8942 | 0 | 990.8942 | 0 | 975.368 | 0 | 990.8942 | 0 | 990.4738 | -0.090065 | 1071.4444 | 0.054315 | 1072.0391 | 0 | 1071.4444 | 0.063569 | 975.131 | 0
|  | 991.1377 | 0.00010531 | 990.7166 | 0.02153 | 727.4633 | 0 | 991.1377 | 0.010304 | 990.7166 | 0.1713 | 980.3452 | 0 | 990.7166 | 0.09164 | 991.1377 | 0.23176 | 975.368 | 0 | 991.1377 | 0.016381 | 991.1377 | 0.017328 | 991.1377 | 0.015684 | 975.605 | 0 | 991.1377 | 0.0055651 | 990.7166 | 0.054979 | 1071.6129 | 0.051261 | 1072.2096 | 6.3769e-05 | 1071.6129 | 0.066236 | 975.368 | 0
|  | 991.3812 | -0.0059057 | 990.9594 | -0.019707 | 727.5916 | 0.010962 | 991.3812 | -0.023466 | 990.9594 | -0.31561 | 980.5865 | 0 | 990.9594 | -0.17251 | 991.3812 | 0 | 975.605 | 0 | 991.3812 | 0 | 991.3812 | 0 | 991.3812 | 0 | 975.842 | 0 | 991.3812 | 0 | 990.9594 | -0.088499 | 1071.7814 | 0.055356 | 1072.38 | 0 | 1071.7814 | 0.064531 | 975.605 | 0
|  | 991.6248 | 0.028091 | 991.2022 | 8.8637e-05 | 727.7199 | 0 | 991.6248 | 0.008674 | 991.2022 | 0.19313 | 980.828 | 0 | 991.2022 | 0.11044 | 991.6247 | 0.15876 | 975.842 | 0 | 991.6247 | 0.010927 | 991.6248 | 0.0068387 | 991.6247 | 0.007351 | 976.079 | 0 | 991.6248 | 0.0020137 | 991.2022 | 0.0838 | 1071.9499 | 0.049179 | 1072.5504 | 0 | 1071.9499 | 0.066323 | 975.842 | 0
|  | 991.8683 | -0.0027362 | 991.445 | -0.055651 | 727.8483 | 0.012896 | 991.8683 | -0.0468 | 991.445 | -0.28267 | 981.0694 | 0 | 991.445 | -0.17215 | 991.8683 | 0 | 976.079 | 0 | 991.8683 | 0 | 991.8683 | 0 | 991.8683 | 0 | 976.316 | 0 | 991.8683 | 0 | 991.445 | -0.079727 | 1072.1184 | 0.05494 | 1072.7209 | 0 | 1072.1184 | 0.064706 | 976.079 | 0
|  | 992.1118 | 0.022138 | 991.6878 | -0.016024 | 727.9766 | 0 | 992.1118 | 0.027571 | 991.6878 | -0.021789 | 981.3109 | 0 | 991.6878 | 0.07295 | 992.1118 | 0.076354 | 976.316 | 0 | 992.1118 | 0.02569 | 992.1118 | 0.0080771 | 992.1118 | 0.0053824 | 976.553 | 0 | 992.1118 | 0.0056218 | 991.6878 | 0.095234 | 1072.2869 | 0.051018 | 1072.8913 | 6.3769e-05 | 1072.2869 | 0.065711 | 976.316 | 0
|  | 992.3553 | -0.0056558 | 991.9306 | -0.025013 | 728.1049 | 0.012395 | 992.3553 | -0.0087 | 991.9306 | -0.3629 | 981.5523 | 0 | 991.9306 | -0.17331 | 992.3553 | 0 | 976.553 | 0 | 992.3553 | 0 | 992.3553 | 0 | 992.3553 | 0 | 976.79 | 0 | 992.3554 | 0 | 991.9306 | -0.11356 | 1072.4554 | 0.055217 | 1073.0618 | 9.5653e-05 | 1072.4554 | 0.064268 | 976.553 | 0
|  | 992.5989 | 0.014521 | 992.1734 | -0.00688 | 728.2333 | 0 | 992.5989 | 0.010834 | 992.1734 | 0.25669 | 981.7937 | 0 | 992.1734 | 0.07656 | 992.5989 | 0.10823 | 976.79 | 0 | 992.5989 | 0.023696 | 992.5989 | 0.0084836 | 992.5989 | 0.017163 | 977.027 | 0 | 992.5989 | 0.0081428 | 992.1734 | 0.038062 | 1072.6238 | 0.052892 | 1073.2322 | 0 | 1072.6238 | 0.064706 | 976.79 | 0
|  | 992.8425 | -0.022534 | 992.4162 | -0.011368 | 728.3617 | 0.0068328 | 992.8425 | -0.018538 | 992.4162 | -0.24227 | 982.0352 | 0 | 992.4162 | -0.13496 | 992.8425 | 0 | 977.027 | 0 | 992.8425 | 0 | 992.8425 | 0 | 992.8425 | 0 | 977.2641 | 0 | 992.8425 | 0 | 992.4162 | -0.058582 | 1072.7923 | 0.05487 | 1073.4027 | 9.5653e-05 | 1072.7923 | 0.063569 | 977.027 | 0
|  | 993.086 | 0.0017969 | 992.659 | -0.0013687 | 728.4901 | 0 | 993.086 | -0.0065013 | 992.659 | 0.074601 | 982.2767 | 0 | 992.659 | 0.093771 | 993.086 | 0.10877 | 977.2641 | 0 | 993.086 | 0.010996 | 993.086 | 0.014172 | 993.086 | 0.040925 | 977.5011 | 0 | 993.086 | 0.0070416 | 992.659 | 0.052943 | 1072.9608 | 0.047409 | 1073.5731 | 0 | 1072.9608 | 0.064968 | 977.2641 | 0
|  | 993.3296 | -0.0072318 | 992.9019 | -0.0048768 | 728.6185 | 0.0039754 | 993.3296 | -0.010444 | 992.9019 | -0.21251 | 982.5181 | 0 | 992.9019 | -0.16348 | 993.3296 | 0 | 977.5011 | 0 | 993.3296 | 0 | 993.3296 | 0 | 993.3296 | 0 | 977.7382 | 0 | 993.3296 | 0 | 992.9019 | -0.066883 | 1073.1293 | 0.053517 | 1073.7435 | 0 | 1073.1293 | 0.064443 | 977.5011 | 0
|  | 993.5732 | 0.0032753 | 993.1447 | -0.01392 | 728.7469 | 0 | 993.5732 | 0.025641 | 993.1447 | 0.010652 | 982.7596 | 0 | 993.1447 | 0.089523 | 993.5732 | 0.048499 | 977.7382 | 0 | 993.5732 | 0.011276 | 993.5732 | 0.0014924 | 993.5732 | 0.012769 | 977.9752 | 0 | 993.5732 | 0.0065601 | 993.1447 | 0.060774 | 1073.2978 | 0.048276 | 1073.914 | 6.3769e-05 | 1073.2978 | 0.065973 | 977.7382 | 0
|  | 993.8168 | -0.016805 | 993.3875 | -0.049896 | 728.8753 | 0.0089556 | 993.8168 | -0.035406 | 993.3875 | -0.33068 | 983.0011 | 0 | 993.3875 | -0.17169 | 993.8168 | 0 | 977.9752 | 0 | 993.8168 | 0 | 993.8168 | 0 | 993.8168 | 0 | 978.2123 | 0 | 993.8168 | 0 | 993.3875 | -0.14191 | 1073.4663 | 0.052961 | 1074.0845 | 0 | 1073.4663 | 0.064487 | 977.9752 | 0
|  | 994.0604 | 0.0074006 | 993.6304 | 0.013242 | 729.0037 | 0 | 994.0604 | 0.01737 | 993.6304 | 0.036712 | 983.2426 | 0 | 993.6304 | 0.063119 | 994.0603 | 0.16005 | 978.2123 | 0 | 994.0603 | 0.011836 | 994.0604 | 0.010556 | 994.0603 | 0.021848 | 978.4493 | 0 | 994.0604 | 0.0049987 | 993.6304 | 0.071426 | 1073.6348 | 0.047999 | 1074.2549 | 0 | 1073.6348 | 0.066192 | 978.2123 | 0
|  | 994.304 | -0.0080868 | 993.8732 | -0.033848 | 729.1322 | 0.013899 | 994.304 | 0.016609 | 993.8732 | -0.42318 | 983.4841 | 0 | 993.8732 | -0.13976 | 994.3039 | 0 | 978.4493 | 0 | 994.3039 | 0 | 994.304 | 0 | 994.3039 | 0 | 978.6863 | 0 | 994.304 | 0 | 993.8732 | -0.14129 | 1073.8033 | 0.054176 | 1074.4253 | 9.5653e-05 | 1073.8033 | 0.064137 | 978.4493 | 0
|  | 994.5475 | 0.0099011 | 994.1161 | -0.0055143 | 729.2607 | 0 | 994.5475 | 0.00081444 | 994.1161 | 0.0093552 | 983.7256 | 0 | 994.1161 | 0.093224 | 994.5475 | 0.12865 | 978.6863 | 0 | 994.5475 | 0.0040865 | 994.5475 | 0.007232 | 994.5475 | 0.018187 | 978.9235 | 0 | 994.5476 | 0.0043626 | 994.1161 | 0.034146 | 1073.9717 | 0.048068 | 1074.5958 | 0 | 1073.9717 | 0.066017 | 978.6863 | 0
|  | 994.7911 | -0.00019362 | 994.3589 | -0.017271 | 729.3891 | 0.013541 | 994.7911 | -0.019951 | 994.3589 | -0.22262 | 983.9671 | 0 | 994.3589 | -0.16456 | 994.7912 | 0 | 978.9235 | 0 | 994.7912 | 0 | 994.7911 | 0 | 994.7912 | 0 | 979.1605 | 0 | 994.7911 | 0 | 994.359 | -0.10651 | 1074.1402 | 0.053343 | 1074.7663 | 0 | 1074.1402 | 0.0637 | 978.9235 | 0
|  | 995.0348 | 0.0028198 | 994.6018 | -0.0042972 | 729.5176 | 0 | 995.0348 | 0.018649 | 994.6018 | -0.02911 | 984.2086 | 0 | 994.6018 | 0.078612 | 995.0348 | 0.070819 | 979.1605 | 0 | 995.0348 | 0.0089944 | 995.0348 | 0.014987 | 995.0348 | 0.048626 | 979.3976 | 0 | 995.0348 | 0.0048838 | 994.6018 | 0.054352 | 1074.3087 | 0.047582 | 1074.9367 | 0 | 1074.3087 | 0.065886 | 979.1605 | 0
|  | 995.2784 | -0.013991 | 994.8447 | -0.0070282 | 729.6461 | 0.0060874 | 995.2784 | -0.035214 | 994.8447 | -0.30227 | 984.4501 | 0 | 994.8447 | -0.15877 | 995.2784 | 0 | 979.3976 | 0 | 995.2784 | 0 | 995.2784 | 0 | 995.2784 | 0 | 979.6346 | 0 | 995.2784 | 0 | 994.8447 | -0.080354 | 1074.4772 | 0.054246 | 1075.1072 | 9.5653e-05 | 1074.4772 | 0.063569 | 979.3976 | 0
|  | 995.522 | 0.0013411 | 995.0876 | 0.0047212 | 729.7746 | 0 | 995.522 | 0.012357 | 995.0876 | 0.14644 | 984.6917 | 0 | 995.0876 | 0.10217 | 995.522 | 0.11438 | 979.6346 | 0 | 995.522 | 0.039197 | 995.522 | 0.01168 | 995.522 | 0.014878 | 979.8718 | 0 | 995.522 | 0.0073624 | 995.0875 | 0.053726 | 1074.6457 | 0.049248 | 1075.2776 | 0 | 1074.6457 | 0.065973 | 979.6346 | 0
|  | 995.7656 | -0.016016 | 995.3304 | -0.023837 | 729.9031 | 0.01046 | 995.7656 | -0.0034576 | 995.3304 | -0.28912 | 984.9332 | 0 | 995.3304 | -0.1627 | 995.7657 | 0 | 979.8718 | 0 | 995.7657 | 0 | 995.7656 | 0 | 995.7657 | 0 | 980.1088 | 0 | 995.7656 | 0 | 995.3304 | -0.10479 | 1074.8142 | 0.055183 | 1075.4481 | 0.00028696 | 1074.8142 | 0.064006 | 979.8718 | 0
|  | 996.0093 | 0.0054611 | 995.5733 | -0.010011 | 730.0317 | 0 | 996.0093 | 0.0094385 | 995.5733 | -0.067757 | 985.1747 | 0 | 995.5733 | 0.10159 | 996.0093 | 0.057127 | 980.1088 | 0 | 996.0093 | 0.011145 | 996.0093 | 0.0088363 | 996.0093 | 0.028954 | 980.3459 | 0 | 996.0093 | 0.0083318 | 995.5733 | 0.043701 | 1074.9826 | 0.052719 | 1075.6185 | 0 | 1074.9826 | 0.06628 | 980.1088 | 0
|  | 996.2529 | -0.0053639 | 995.8162 | -0.01059 | 730.1602 | 0.0098153 | 996.2529 | -0.0318 | 995.8162 | -0.35135 | 985.4163 | 0 | 995.8162 | -0.19548 | 996.2529 | 0 | 980.3459 | 0 | 996.2529 | 0 | 996.2529 | 0 | 996.2529 | 0 | 980.5831 | 0 | 996.2529 | 0 | 995.8162 | -0.10072 | 1075.1511 | 0.054974 | 1075.789 | 9.5653e-05 | 1075.1511 | 0.064487 | 980.346 | 0
|  | 996.4966 | 0.0038101 | 996.0591 | -0.004146 | 730.2887 | 0 | 996.4966 | -0.003143 | 996.0591 | 0.19578 | 985.6578 | 0 | 996.0591 | 0.10638 | 996.4966 | 0.12483 | 980.5831 | 0 | 996.4966 | 0.024824 | 996.4966 | 0.02234 | 996.4966 | 0.034975 | 980.8202 | 0 | 996.4966 | 0.0059889 | 996.0591 | 0.074715 | 1075.3196 | 0.052163 | 1075.9595 | 0 | 1075.3196 | 0.065799 | 980.5831 | 0
|  | 996.7402 | 0.0030224 | 996.302 | -0.068643 | 730.4173 | 0.0068328 | 996.7402 | -0.030186 | 996.302 | -0.2867 | 985.8994 | 0 | 996.302 | -0.19197 | 996.7402 | 0 | 980.8202 | 0 | 996.7402 | 0 | 996.7402 | 0 | 996.7402 | 0 | 981.0573 | 0 | 996.7402 | 0 | 996.302 | -0.10949 | 1075.4881 | 0.05553 | 1076.1299 | 0 | 1075.4881 | 0.064268 | 980.8202 | 0
|  | 996.9839 | 0.010859 | 996.5449 | -0.0075731 | 730.5459 | 0 | 996.9839 | 0.010467 | 996.5449 | -0.087043 | 986.141 | 0 | 996.5449 | 0.11027 | 996.9839 | 0.12383 | 981.0573 | 0 | 996.9839 | 0.039355 | 996.9839 | 0.011658 | 996.9839 | 0.017846 | 981.2944 | 0 | 996.9839 | 0.0094287 | 996.5449 | -0.0069417 | 1075.6566 | 0.050393 | 1076.3004 | 0 | 1075.6566 | 0.06523 | 981.0573 | 0
|  | 997.2276 | -0.0096466 | 996.7878 | -0.0088432 | 730.6745 | 0.0065843 | 997.2276 | -0.021505 | 996.7878 | -0.38391 | 986.3826 | 0 | 996.7878 | -0.15262 | 997.2276 | 0 | 981.2944 | 0 | 997.2276 | 0 | 997.2276 | 0 | 997.2276 | 0 | 981.5316 | 0 | 997.2276 | 0 | 996.7878 | -0.029604 | 1075.825 | 0.055426 | 1076.4709 | 0 | 1075.825 | 0.064225 | 981.2944 | 0
|  | 997.4713 | 0.0062864 | 997.0307 | -0.00042021 | 730.8031 | 0 | 997.4713 | 0.025062 | 997.0307 | 0.17501 | 986.6241 | 0 | 997.0307 | 0.096054 | 997.4713 | 0.068931 | 981.5316 | 0 | 997.4713 | 0.031282 | 997.4713 | 0.0042069 | 997.4713 | 0.032869 | 981.7687 | 0 | 997.4713 | 0.0073805 | 997.0307 | 0.086933 | 1075.9935 | 0.051608 | 1076.6413 | 0 | 1075.9935 | 0.06523 | 981.5316 | 0
|  | 997.715 | -0.010564 | 997.2736 | -0.017018 | 730.9317 | 0.0099586 | 997.715 | -0.0057946 | 997.2736 | -0.19083 | 986.8657 | 0 | 997.2736 | -0.19067 | 997.7149 | 0 | 981.7687 | 0 | 997.7149 | 0 | 997.715 | 0 | 997.7149 | 0 | 982.0058 | 0 | 997.715 | 0 | 997.2736 | -0.098524 | 1076.162 | 0.054974 | 1076.8118 | 0 | 1076.162 | 0.064225 | 981.7687 | 0
|  | 997.9586 | 0.0084836 | 997.5165 | 0.001611 | 731.0603 | 0 | 997.9586 | -0.0074384 | 997.5165 | 0.064878 | 987.1073 | 0 | 997.5165 | 0.092621 | 997.9586 | 0.080995 | 982.0058 | 0 | 997.9586 | 0.015256 | 997.9586 | 0.01497 | 997.9586 | 0.010641 | 982.243 | 0 | 997.9586 | 0.01087 | 997.5166 | 0.10307 | 1076.3305 | 0.049595 | 1076.9823 | 0 | 1076.3305 | 0.065711 | 982.0058 | 0
|  | 998.2023 | -0.0011326 | 997.7595 | -0.021871 | 731.1889 | 0.0024847 | 998.2023 | -0.024561 | 997.7595 | -0.13166 | 987.3489 | 0 | 997.7595 | -0.171 | 998.2023 | 0 | 982.243 | 0 | 998.2023 | 0 | 998.2023 | 0 | 998.2023 | 0 | 982.4801 | 0 | 998.2023 | 0 | 997.7595 | -0.066883 | 1076.4989 | 0.054697 | 1077.1527 | 0 | 1076.4989 | 0.064574 | 982.243 | 0
|  | 998.446 | 0.0036453 | 998.0024 | -0.0012928 | 731.3176 | 0 | 998.446 | -0.011402 | 998.0024 | -0.029409 | 987.5905 | 0 | 998.0024 | 0.12129 | 998.446 | 0.079453 | 982.4801 | 0 | 998.446 | 0.022673 | 998.446 | 0.0082155 | 998.446 | 0.028188 | 982.7173 | 0 | 998.446 | 0.0053996 | 998.0024 | 0.11607 | 1076.6674 | 0.049109 | 1077.3232 | 0 | 1076.6674 | 0.066236 | 982.4801 | 0
|  | 998.6898 | -0.016125 | 998.2453 | -0.023216 | 731.4463 | 0.0094571 | 998.6898 | -0.039393 | 998.2453 | -0.36209 | 987.8322 | 0 | 998.2453 | -0.20418 | 998.6897 | 0 | 982.7173 | 0 | 998.6897 | 0 | 998.6898 | 0 | 998.6897 | 0 | 982.9545 | 0 | 998.6898 | 0 | 998.2453 | -0.15898 | 1076.8359 | 0.05546 | 1077.4937 | 9.5653e-05 | 1076.8359 | 0.064312 | 982.7173 | 0
|  | 998.9335 | 0.0018273 | 998.4883 | 0.015734 | 731.5749 | 0 | 998.9335 | -0.010554 | 998.4883 | -0.067265 | 988.0738 | 0 | 998.4883 | 0.096173 | 998.9334 | 0.11928 | 982.9545 | 0 | 998.9334 | 0.012217 | 998.9335 | 0.017814 | 998.9334 | 0.043106 | 983.1916 | 0 | 998.9335 | 0.0062556 | 998.4883 | 0.048244 | 1077.0043 | 0.051122 | 1077.6642 | 0 | 1077.0043 | 0.066105 | 982.9545 | 0
|  | 999.1772 | -0.020041 | 998.7312 | -0.031256 | 731.7036 | 0.0060874 | 999.1772 | -0.02083 | 998.7312 | -0.33183 | 988.3154 | 0 | 998.7312 | -0.21132 | 999.1772 | 0 | 983.1916 | 0 | 999.1772 | 0 | 999.1772 | 0 | 999.1772 | 0 | 983.4288 | 0 | 999.1772 | 0 | 998.7312 | -0.090848 | 1077.1728 | 0.055287 | 1077.8347 | 9.5653e-05 | 1077.1728 | 0.064006 | 983.1916 | 0
|  | 999.4209 | -0.0034544 | 998.9742 | 0.001298 | 731.8323 | 0 | 999.4209 | 0.0034096 | 998.9742 | 0.1455 | 988.5571 | 0 | 998.9742 | 0.10454 | 999.4209 | 0.14749 | 983.4288 | 0 | 999.4209 | 0.033902 | 999.4209 | 0.0065075 | 999.4209 | 0.04206 | 983.666 | 0 | 999.4209 | 0.0045412 | 998.9742 | 0.090692 | 1077.3413 | 0.051781 | 1078.0051 | 0 | 1077.3413 | 0.066148 | 983.4288 | 0
|  | 999.6646 | -0.013404 | 999.2171 | -0.034023 | 731.961 | 0.0038513 | 999.6646 | -0.028636 | 999.2171 | -0.24745 | 988.7987 | 0 | 999.2171 | -0.21009 | 999.6646 | 0 | 983.666 | 0 | 999.6646 | 0 | 999.6646 | 0 | 999.6646 | 0 | 983.9031 | 0 | 999.6646 | 0 | 999.2171 | -0.093355 | 1077.5098 | 0.054801 | 1078.1756 | 9.5653e-05 | 1077.5098 | 0.064356 | 983.6659 | 0
|  | 999.9084 | -0.012018 | 999.4601 | 0.0087504 | 732.0897 | 0 | 999.9084 | 0.0051074 | 999.4601 | -0.01548 | 989.0403 | 0 | 999.4601 | 0.13259 | 999.9084 | 0.08856 | 983.9031 | 0 | 999.9084 | 0.039375 | 999.9084 | 0.013969 | 999.9084 | 0.025771 | 984.1403 | 0 | 999.9084 | 0.0041914 | 999.4601 | 0.036653 | 1077.6782 | 0.049526 | 1078.3461 | 0 | 1077.6782 | 0.066454 | 983.9031 | 0
|  | 1000.1521 | -0.028031 | 999.703 | -0.03402 | 732.2185 | 0.0073078 | 1000.1521 | -0.018545 | 999.703 | -0.36923 | 989.282 | 0 | 999.703 | -0.15785 | 1000.1521 | 0 | 984.1403 | 0 | 1000.1521 | 0 | 1000.1521 | 0 | 1000.1521 | 0 | 984.3776 | 0 | 1000.1521 | 0 | 999.703 | -0.10589 | 1077.8467 | 0.055113 | 1078.5166 | 9.5653e-05 | 1077.8467 | 0.064662 | 984.1403 | 0
|  | 1000.3959 | 0.024954 | 999.946 | -0.015046 | 732.3472 | 0 | 1000.3959 | 0.0063048 | 999.946 | 0.28831 | 989.5237 | 0 | 999.946 | 0.083954 | 1000.3959 | 0.076529 | 984.3776 | 0 | 1000.3959 | 0.01921 | 1000.3959 | 0.012477 | 1000.3959 | 0.023944 | 984.6147 | 0 | 1000.3959 | 0.0057973 | 999.946 | 0.081294 | 1078.0152 | 0.04838 | 1078.687 | 0 | 1078.0152 | 0.066017 | 984.3776 | 0
|  | 1000.6396 | -0.029825 | 1000.189 | -0.024884 | 732.476 | 0.0044724 | 1000.6396 | -0.022949 | 1000.189 | -0.29531 | 989.7653 | 0 | 1000.189 | -0.21267 | 1000.6396 | 0 | 984.6147 | 0 | 1000.6396 | 0 | 1000.6396 | 0 | 1000.6396 | 0 | 984.8519 | 0 | 1000.6396 | 0 | 1000.189 | -0.066257 | 1078.1836 | 0.054384 | 1078.8575 | 9.5653e-05 | 1078.1836 | 0.064487 | 984.6147 | 0
|  | 1000.8834 | 0.006362 | 1000.432 | 0.0012479 | 732.6047 | 0 | 1000.8834 | -0.00083561 | 1000.432 | 0.14285 | 990.007 | 0 | 1000.432 | 0.097489 | 1000.8834 | 0.16643 | 984.8519 | 0 | 1000.8834 | 0 | 1000.8834 | 0.011579 | 1000.8834 | 0.0024847 | 985.0892 | 0 | 1000.8834 | 0.0043719 | 1000.432 | 0.025218 | 1078.3521 | 0.048936 | 1079.028 | 0 | 1078.3521 | 0.065667 | 984.8519 | 0
|  | 1001.1271 | 0.0075118 | 1000.6749 | -0.014545 | 732.7335 | 0.0073078 | 1001.1271 | -0.034476 | 1000.6749 | -0.2587 | 990.2487 | 0 | 1000.6749 | -0.23312 | 1001.1271 | 0 | 985.0892 | 0 | 1001.1271 | 0 | 1001.1271 | 0 | 1001.1271 | 0 | 985.3264 | 0 | 1001.1271 | 0 | 1000.6749 | -0.077221 | 1078.5205 | 0.054141 | 1079.1985 | 0 | 1078.5205 | 0.064356 | 985.0892 | 0
|  | 1001.3709 | 0.010338 | 1000.9179 | -0.0059698 | 732.8623 | 0 | 1001.3709 | 0.0013085 | 1000.9179 | 0.21572 | 990.4904 | 0 | 1000.9179 | 0.11411 | 1001.3709 | 0.14846 | 985.3264 | 0 | 1001.3709 | 0.0058899 | 1001.3709 | 0.0087095 | 1001.3709 | 0.029422 | 985.5636 | 0 | 1001.3709 | 0.0051865 | 1000.9179 | 0.10291 | 1078.689 | 0.05192 | 1079.369 | 6.3769e-05 | 1078.689 | 0.065799 | 985.3264 | 0
|  | 1001.6147 | -0.010834 | 1001.1609 | 0.00055647 | 732.9911 | 0.00323 | 1001.6147 | -0.029735 | 1001.1609 | -0.57637 | 990.7321 | 0 | 1001.1609 | -0.17617 | 1001.6147 | 0 | 985.5636 | 0 | 1001.6147 | 0 | 1001.6147 | 0 | 1001.6147 | 0 | 985.8008 | 0 | 1001.6147 | 0 | 1001.1609 | -0.053569 | 1078.8575 | 0.054558 | 1079.5395 | 9.5653e-05 | 1078.8575 | 0.064443 | 985.5636 | 0
|  | 1001.8585 | 0.012745 | 1001.4039 | 0.0022669 | 733.1199 | 0 | 1001.8585 | 0.028344 | 1001.4039 | -0.063294 | 990.9738 | 0 | 1001.4039 | 0.121 | 1001.8585 | 0.066476 | 985.8008 | 0 | 1001.8585 | 0.010927 | 1001.8585 | 0.001428 | 1001.8585 | 0.017061 | 986.0381 | 0 | 1001.8585 | 0.0058754 | 1001.4039 | 0.05122 | 1079.0259 | 0.053864 | 1079.71 | 0 | 1079.0259 | 0.066148 | 985.8008 | 0
|  | 1002.1023 | -0.014752 | 1001.6469 | -0.0028424 | 733.2487 | 0.0070813 | 1002.1023 | -0.030943 | 1001.6469 | -0.079741 | 991.2155 | 0 | 1001.6469 | -0.17866 | 1002.1023 | 0 | 986.0381 | 0 | 1002.1023 | 0 | 1002.1023 | 0 | 1002.1023 | 0 | 986.2753 | 0 | 1002.1023 | 0 | 1001.6469 | -0.069859 | 1079.1944 | 0.054731 | 1079.8805 | 9.5653e-05 | 1079.1944 | 0.064356 | 986.0381 | 0
|  | 1002.3461 | 0.01048 | 1001.8899 | 0.00020798 | 733.3776 | 0 | 1002.3461 | 0.002831 | 1001.8899 | 0.25 | 991.4572 | 0 | 1001.8899 | 0.11587 | 1002.3461 | 0.19437 | 986.2753 | 0 | 1002.3461 | 0.041506 | 1002.3461 | 0.032906 | 1002.3461 | 0.056066 | 986.5126 | 0 | 1002.3461 | 0.013469 | 1001.8899 | 0.077848 | 1079.3629 | 0.049421 | 1080.051 | 0 | 1079.3629 | 0.066236 | 986.2753 | 0
|  | 1002.5898 | -0.016874 | 1002.1329 | -0.016328 | 733.5064 | 0.0029816 | 1002.5898 | -0.020486 | 1002.1329 | -0.4159 | 991.699 | 0 | 1002.1329 | -0.19504 | 1002.5899 | 0 | 986.5126 | 0 | 1002.5899 | 0 | 1002.5898 | 0 | 1002.5899 | 0 | 986.7498 | 0 | 1002.5898 | 0 | 1002.1329 | -0.10573 | 1079.5313 | 0.054419 | 1080.2214 | 0 | 1079.5313 | 0.064574 | 986.5126 | 0
|  | 1002.8337 | 0.016904 | 1002.3759 | -0.0014574 | 733.6353 | 0 | 1002.8337 | -0.0018791 | 1002.3759 | 0.25292 | 991.9407 | 0 | 1002.3759 | 0.086251 | 1002.8337 | 0.085918 | 986.7498 | 0 | 1002.8337 | 0.019038 | 1002.8337 | 0.0078276 | 1002.8337 | 0.023386 | 986.9871 | 0 | 1002.8337 | 0.0066129 | 1002.3759 | 0.017387 | 1079.6998 | 0.050324 | 1080.3919 | 0 | 1079.6998 | 0.066367 | 986.7498 | 0
|  | 1003.0775 | -0.011809 | 1002.619 | -0.0089812 | 733.7642 | 0.00062115 | 1003.0775 | -0.027218 | 1002.619 | -0.22083 | 992.1824 | 0 | 1002.619 | -0.20849 | 1003.0775 | 0 | 986.9871 | 0 | 1003.0775 | 0 | 1003.0775 | 0 | 1003.0775 | 0 | 987.2244 | 0 | 1003.0775 | 0 | 1002.619 | -0.018796 | 1079.8682 | 0.055183 | 1080.5624 | 0 | 1079.8682 | 0.064662 | 986.9871 | 0
|  | 1003.3214 | 0.0063967 | 1002.862 | -0.02123 | 733.8931 | 0 | 1003.3214 | -0.00043471 | 1002.862 | 0.011361 | 992.4242 | 0 | 1002.862 | 0.059562 | 1003.3213 | 0.030169 | 987.2244 | 0 | 1003.3213 | 0.024801 | 1003.3214 | 0.010028 | 1003.3213 | 0.012692 | 987.4616 | 0 | 1003.3214 | 0.0067341 | 1002.862 | 0.054822 | 1080.0367 | 0.049838 | 1080.7329 | 0 | 1080.0367 | 0.065842 | 987.2244 | 0
|  | 1003.5651 | -0.016565 | 1003.105 | -0.037461 | 734.0219 | 0.001615 | 1003.5651 | -0.03564 | 1003.105 | -0.49761 | 992.6659 | 0 | 1003.105 | -0.23028 | 1003.5652 | 0 | 987.4616 | 0 | 1003.5652 | 0 | 1003.5651 | 0 | 1003.5652 | 0 | 987.6989 | 0 | 1003.5651 | 0 | 1003.105 | -0.12969 | 1080.2051 | 0.054697 | 1080.9034 | 0 | 1080.2051 | 0.064356 | 987.4616 | 0
|  | 1003.809 | 0.0081918 | 1003.3481 | 0.010838 | 734.1509 | 0 | 1003.809 | 0.0043915 | 1003.3481 | 0.052864 | 992.9077 | 0 | 1003.3481 | 0.15671 | 1003.809 | 0.21386 | 987.6989 | 0 | 1003.809 | 0.047625 | 1003.809 | 0.02195 | 1003.809 | 0.056802 | 987.9362 | 0 | 1003.809 | 0.006516 | 1003.348 | 0.096017 | 1080.3736 | 0.051053 | 1081.0739 | 6.3769e-05 | 1080.3736 | 0.065667 | 987.6989 | 0
|  | 1004.0529 | -0.008714 | 1003.5911 | -0.024982 | 734.2798 | 0.012824 | 1004.0529 | -0.025622 | 1003.5911 | -0.48871 | 993.1495 | 0 | 1003.5911 | -0.20423 | 1004.0528 | 0 | 987.9362 | 0 | 1004.0528 | 0 | 1004.0529 | 0 | 1004.0528 | 0 | 988.1735 | 0 | 1004.0529 | 0 | 1003.5911 | -0.14191 | 1080.5421 | 0.054731 | 1081.2444 | 0 | 1080.5421 | 0.064356 | 987.9362 | 0
|  | 1004.2967 | 0.022156 | 1003.8341 | -0.0088535 | 734.4087 | 0 | 1004.2967 | 0.012998 | 1003.8341 | 0.25651 | 993.3912 | 0 | 1003.8341 | 0.11337 | 1004.2967 | 0.068368 | 988.1735 | 0 | 1004.2967 | 0.03084 | 1004.2967 | 0.0036387 | 1004.2967 | 0.0016412 | 988.4108 | 0 | 1004.2967 | 0.0034945 | 1003.8341 | 0.12687 | 1080.7105 | 0.050949 | 1081.4149 | 0 | 1080.7105 | 0.065973 | 988.1735 | 0
|  | 1004.5405 | -0.021482 | 1004.0772 | 0.00056982 | 734.5377 | 0.0083108 | 1004.5405 | -0.011939 | 1004.0772 | -0.38327 | 993.633 | 0 | 1004.0772 | -0.23408 | 1004.5405 | 0 | 988.4108 | 0 | 1004.5405 | 0 | 1004.5405 | 0 | 1004.5405 | 0 | 988.6481 | 0 | 1004.5405 | 0 | 1004.0772 | -0.10667 | 1080.879 | 0.055217 | 1081.5854 | 0 | 1080.879 | 0.066192 | 988.4108 | 0
|  | 1004.7844 | 0.02874 | 1004.3202 | -0.028603 | 734.6666 | 0 | 1004.7844 | -0.02119 | 1004.3202 | -0.47638 | 993.8748 | 0 | 1004.3202 | -0.22737 | 1004.7844 | 0 | 988.6481 | 0 | 1004.7844 | 0 | 1004.7844 | 0 | 1004.7844 | 0 | 988.8854 | 0 | 1004.7844 | 0 | 1004.3202 | -0.13862 | 1081.0474 | 0.056432 | 1081.7559 | 0 | 1081.0474 | 0.066017 | 988.6481 | 0
|  | 1005.0283 | 0.014998 | 1004.5633 | 0.0039555 | 734.7956 | 0.0080959 | 1005.0283 | -0.0028525 | 1004.5633 | 0.28691 | 994.1166 | 0 | 1004.5633 | 0.070355 | 1005.0283 | 0.23747 | 988.8854 | 0 | 1005.0283 | 0.036147 | 1005.0283 | 0.020793 | 1005.0283 | 0.02403 | 989.1227 | 0 | 1005.0283 | 0.0052887 | 1004.5633 | 0.086776 | 1081.2159 | 0.050289 | 1081.9264 | 0.00047827 | 1081.2159 | 0.066061 | 988.8854 | 0
|  | 1005.2721 | -0.003471 | 1004.8063 | 0.0023348 | 734.9246 | 0 | 1005.2721 | -0.030675 | 1004.8063 | -0.3781 | 994.3584 | 0 | 1004.8063 | -0.19775 | 1005.2721 | 0 | 989.1227 | 0 | 1005.2721 | 0 | 1005.2721 | 0 | 1005.2721 | 0 | 989.36 | 0 | 1005.2721 | 0 | 1004.8063 | -0.058425 | 1081.3843 | 0.056571 | 1082.097 | 0 | 1081.3843 | 0.064574 | 989.1227 | 0
|  | 1005.516 | 0.00054453 | 1005.0494 | 0.016991 | 735.0536 | 0.0062117 | 1005.516 | -0.014207 | 1005.0494 | 0.019771 | 994.6002 | 0 | 1005.0494 | 0.12157 | 1005.516 | 0.1187 | 989.36 | 0 | 1005.516 | 0.028506 | 1005.516 | 0.017687 | 1005.516 | 0.038357 | 989.5973 | 0 | 1005.516 | 0.0057774 | 1005.0494 | 0.11654 | 1081.5528 | 0.048693 | 1082.2675 | 0.00028696 | 1081.5528 | 0.066454 | 989.36 | 0
|  | 1005.7599 | -0.01566 | 1005.2925 | -0.035739 | 735.1826 | 0 | 1005.7599 | -0.014966 | 1005.2925 | -0.33925 | 994.842 | 0 | 1005.2925 | -0.23445 | 1005.7599 | 0 | 989.5973 | 0 | 1005.7599 | 0 | 1005.7599 | 0 | 1005.7599 | 0 | 989.8347 | 0 | 1005.7599 | 0 | 1005.2925 | -0.11936 | 1081.7212 | 0.056502 | 1082.438 | 0 | 1081.7212 | 0.064618 | 989.5973 | 0
|  | 1006.0038 | -0.0038125 | 1005.5356 | -0.0092586 | 735.3116 | 0.0029816 | 1006.0038 | 0.0015594 | 1005.5356 | -0.21152 | 995.0838 | 0 | 1005.5356 | 0.095941 | 1006.0038 | 0.064945 | 989.8347 | 0 | 1006.0038 | 0 | 1006.0038 | 0.013223 | 1006.0038 | 0.018367 | 990.072 | 0 | 1006.0038 | 0.0048828 | 1005.5356 | 0.043388 | 1081.8897 | 0.05022 | 1082.6085 | 0.00047827 | 1081.8897 | 0.066192 | 989.8347 | 0
|  | 1006.2477 | -0.0085853 | 1005.7786 | -0.021733 | 735.4406 | 0 | 1006.2477 | -0.037146 | 1005.7786 | -0.52944 | 995.3256 | 0 | 1005.7786 | -0.2419 | 1006.2477 | 0 | 990.072 | 0 | 1006.2477 | 0 | 1006.2477 | 0 | 1006.2477 | 0 | 990.3093 | 0 | 1006.2477 | 0 | 1005.7786 | -0.11763 | 1082.0581 | 0.056085 | 1082.779 | 0 | 1082.0581 | 0.064312 | 990.072 | 0
|  | 1006.4916 | 0.020232 | 1006.0217 | -0.0067188 | 735.5697 | 0.013398 | 1006.4916 | -0.0041266 | 1006.0217 | 0.09089 | 995.5674 | 0 | 1006.0217 | 0.09864 | 1006.4916 | 0.26894 | 990.3093 | 0 | 1006.4916 | 0.01007 | 1006.4916 | 0.0098536 | 1006.4916 | 0 | 990.5466 | 0 | 1006.4916 | 0.0051361 | 1006.0217 | 0.11137 | 1082.2265 | 0.048033 | 1082.9495 | 9.5653e-05 | 1082.2265 | 0.066192 | 990.3093 | 0
|  | 1006.7355 | 0.0063504 | 1006.2648 | -0.013958 | 735.6987 | 0 | 1006.7355 | -0.019011 | 1006.2648 | -0.64319 | 995.8093 | 0 | 1006.2648 | -0.19739 | 1006.7355 | 0 | 990.5466 | 0 | 1006.7355 | 0 | 1006.7355 | 0 | 1006.7355 | 0 | 990.784 | 0 | 1006.7355 | 0 | 1006.2648 | -0.03352 | 1082.395 | 0.055044 | 1083.12 | 0 | 1082.395 | 0.064225 | 990.5466 | 0
|  | 1006.9794 | 0.0056465 | 1006.5079 | -0.0014511 | 735.8278 | 0.0072361 | 1006.9794 | 0.016011 | 1006.5079 | 0.32579 | 996.0511 | 0 | 1006.5079 | 0.14724 | 1006.9794 | 0.099335 | 990.784 | 0 | 1006.9794 | 0.034314 | 1006.9794 | 0.0050042 | 1006.9794 | 0.013983 | 991.0214 | 0 | 1006.9794 | 0.0099518 | 1006.5079 | 0.10996 | 1082.5634 | 0.049074 | 1083.2905 | 0.00028696 | 1082.5634 | 0.066236 | 990.784 | 0
|  | 1007.2233 | -0.0074816 | 1006.751 | -0.015033 | 735.9569 | 0 | 1007.2233 | -0.022791 | 1006.751 | -0.56032 | 996.293 | 0 | 1006.751 | -0.22223 | 1007.2233 | 0 | 991.0214 | 0 | 1007.2233 | 0 | 1007.2233 | 0 | 1007.2233 | 0 | 991.2587 | 0 | 1007.2233 | 0 | 1006.751 | -0.13283 | 1082.7319 | 0.055564 | 1083.461 | 0 | 1082.7319 | 0.064268 | 991.0214 | 0
|  | 1007.4672 | 0.0067064 | 1006.9941 | -0.020324 | 736.086 | 0.010174 | 1007.4672 | 0.010593 | 1006.9941 | 0.28477 | 996.5349 | 0 | 1006.9941 | 0.064197 | 1007.4672 | 0.090569 | 991.2587 | 0 | 1007.4672 | 0.02291 | 1007.4672 | 0.0022336 | 1007.4672 | 0.056427 | 991.4961 | 0 | 1007.4672 | 0.0021965 | 1006.9941 | 0.12687 | 1082.9003 | 0.047096 | 1083.6316 | 0.00047827 | 1082.9003 | 0.066192 | 991.2587 | 0
|  | 1007.7112 | -0.018092 | 1007.2372 | -0.0086422 | 736.2151 | 0 | 1007.7112 | -0.023095 | 1007.2372 | -0.34451 | 996.7767 | 0 | 1007.2372 | -0.2803 | 1007.7112 | 0 | 991.4961 | 0 | 1007.7112 | 0 | 1007.7112 | 0 | 1007.7112 | 0 | 991.7335 | 0 | 1007.7112 | 0 | 1007.2372 | -0.071426 | 1083.0687 | 0.055321 | 1083.8021 | 0 | 1083.0687 | 0.064531 | 991.4961 | 0
|  | 1007.9551 | -0.001416 | 1007.4803 | -0.015138 | 736.3442 | 0.0055905 | 1007.9551 | 0.0086426 | 1007.4803 | 0.2308 | 997.0186 | 0 | 1007.4803 | 0.12247 | 1007.9551 | 0.096008 | 991.7335 | 0 | 1007.9551 | 0.026045 | 1007.9551 | 0.025636 | 1007.9551 | 0.033205 | 991.9708 | 0 | 1007.9551 | 0.0099532 | 1007.4803 | 0.11779 | 1083.2372 | 0.04956 | 1083.9726 | 9.5653e-05 | 1083.2372 | 0.06628 | 991.7335 | 0
|  | 1008.199 | -0.017624 | 1007.7234 | -0.026614 | 736.4733 | 0 | 1008.199 | -0.024795 | 1007.7234 | -0.30653 | 997.2605 | 0 | 1007.7234 | -0.23634 | 1008.1991 | 0 | 991.9708 | 0 | 1008.1991 | 0 | 1008.199 | 0 | 1008.1991 | 0 | 992.2082 | 0 | 1008.199 | 0 | 1007.7234 | -0.12891 | 1083.4056 | 0.056363 | 1084.1431 | 0 | 1083.4056 | 0.064706 | 991.9708 | 0
|  | 1008.443 | 0.030984 | 1007.9666 | -0.0055277 | 736.6024 | 0.0094571 | 1008.443 | -0.0050809 | 1007.9666 | 0.19869 | 997.5024 | 0 | 1007.9666 | 0.13625 | 1008.443 | 0.098164 | 992.2082 | 0 | 1008.443 | 0.035029 | 1008.443 | 0.016575 | 1008.443 | 0.059936 | 992.4456 | 0 | 1008.443 | 0.0038777 | 1007.9666 | 0.13345 | 1083.5741 | 0.04779 | 1084.3136 | 0.00028696 | 1083.5741 | 0.06628 | 992.2082 | 0
|  | 1008.687 | -0.0070216 | 1008.2097 | 0.0085628 | 736.7316 | 0 | 1008.687 | -0.017693 | 1008.2097 | -0.18014 | 997.7443 | 0 | 1008.2097 | -0.22095 | 1008.687 | 0 | 992.4456 | 0 | 1008.687 | 0 | 1008.687 | 0 | 1008.687 | 0 | 992.683 | 0 | 1008.687 | 0 | 1008.2097 | -0.11434 | 1083.7425 | 0.056363 | 1084.4841 | 0 | 1083.7425 | 0.064618 | 992.4456 | 0
|  | 1008.9309 | 0.013852 | 1008.4528 | -0.012391 | 736.8607 | 0.0098153 | 1008.9309 | 0.0056894 | 1008.4528 | -0.17883 | 997.9861 | 0 | 1008.4528 | 0.12254 | 1008.9309 | 0.13705 | 992.683 | 0 | 1008.9309 | 0.026204 | 1008.9309 | 0.0132 | 1008.9309 | 0 | 992.9204 | 0 | 1008.9309 | 0.0062583 | 1008.4528 | 0.089282 | 1083.9109 | 0.047964 | 1084.6547 | 9.5653e-05 | 1083.9109 | 0.066105 | 992.683 | 0
|  | 1009.1749 | -0.015779 | 1008.6959 | -0.00055819 | 736.9899 | 0 | 1009.1749 | -0.0067771 | 1008.6959 | -0.33452 | 998.2281 | 0 | 1008.6959 | -0.231 | 1009.1749 | 0 | 992.9204 | 0 | 1009.1749 | 0 | 1009.1749 | 0 | 1009.1749 | 0 | 993.1578 | 0 | 1009.1749 | 0 | 1008.696 | -0.094608 | 1084.0794 | 0.057092 | 1084.8252 | 0 | 1084.0794 | 0.064312 | 992.9204 | 0
|  | 1009.4189 | 0.0014648 | 1008.9391 | 0.00021679 | 737.1191 | 0.0072361 | 1009.4189 | 0.010666 | 1008.9391 | -0.040838 | 998.47 | 0 | 1008.9391 | 0.12641 | 1009.4189 | 0.14952 | 993.1578 | 0 | 1009.4189 | 0.05981 | 1009.4189 | 0.02767 | 1009.4189 | 0.045794 | 993.3952 | 0 | 1009.4189 | 0.0096708 | 1008.9391 | 0.15836 | 1084.2478 | 0.047409 | 1084.9957 | 0.00066945 | 1084.2478 | 0.066105 | 993.1578 | 0
|  | 1009.6628 | -0.008046 | 1009.1822 | -0.020454 | 737.2483 | 0 | 1009.6628 | -0.023398 | 1009.1822 | -0.58178 | 998.7119 | 0 | 1009.1822 | -0.26315 | 1009.6628 | 0 | 993.3952 | 0 | 1009.6628 | 0 | 1009.6628 | 0 | 1009.6628 | 0 | 993.6326 | 0 | 1009.6628 | 0 | 1009.1822 | -0.17214 | 1084.4162 | 0.055773 | 1085.1662 | 0 | 1084.4162 | 0.064487 | 993.3952 | 0
|  | 1009.9068 | 0.030216 | 1009.4254 | -0.022006 | 737.3775 | 0.0077376 | 1009.9068 | 0.003454 | 1009.4254 | 0.23151 | 998.9539 | 0 | 1009.4254 | 0.15677 | 1009.9068 | 0 | 993.6326 | 0 | 1009.9068 | 0 | 1009.9068 | 0 | 1009.9068 | 0.043084 | 993.8701 | 0 | 1009.9068 | 0.0059141 | 1009.4254 | 0.06422 | 1084.5847 | 0.052545 | 1085.3368 | 0.00028696 | 1084.5847 | 0.066323 | 993.6326 | 0
|  | 1010.1508 | 0.0046442 | 1009.6685 | -0.048292 | 737.5067 | 0 | 1010.1508 | -0.037116 | 1009.6685 | -0.40928 | 999.1957 | 0 | 1009.6685 | -0.33299 | 1010.1508 | 0 | 993.8701 | 0 | 1010.1508 | 0 | 1010.1508 | 0 | 1010.1508 | 0 | 994.1075 | 0 | 1010.1508 | 0 | 1009.6685 | -0.12077 | 1084.7531 | 0.056814 | 1085.5073 | 0 | 1084.7531 | 0.064574 | 993.8701 | 0
|  | 1010.3948 | 0.016307 | 1009.9117 | 0.010725 | 737.636 | 0.010317 | 1010.3948 | 0.016601 | 1009.9117 | -0.20104 | 999.4377 | 0 | 1009.9117 | 0.13126 | 1010.3948 | 0.095051 | 994.1075 | 0 | 1010.3948 | 0.0037264 | 1010.3948 | 0.01602 | 1010.3948 | 0.023527 | 994.3449 | 0 | 1010.3948 | 0.0067911 | 1009.9117 | 0.12359 | 1084.9215 | 0.04668 | 1085.6778 | 0.00047827 | 1084.9215 | 0.066236 | 994.1075 | 0
|  | 1010.6388 | -0.014523 | 1010.1548 | -0.043464 | 737.7652 | 0 | 1010.6388 | -0.035519 | 1010.1548 | -0.63016 | 999.6796 | 0 | 1010.1548 | -0.24736 | 1010.6388 | 0 | 994.3449 | 0 | 1010.6388 | 0 | 1010.6388 | 0 | 1010.6388 | 0 | 994.5823 | 0 | 1010.6388 | 0 | 1010.1549 | -0.066257 | 1085.09 | 0.055287 | 1085.8484 | 0 | 1085.09 | 0.0644 | 994.3449 | 0
|  | 1010.8828 | 0.0088708 | 1010.398 | 0.00082222 | 737.8945 | 0.0050935 | 1010.8828 | 0.0075155 | 1010.398 | -0.03013 | 999.9216 | 0 | 1010.398 | 0.117 | 1010.8828 | 0.11077 | 994.5823 | 0 | 1010.8828 | 0.018421 | 1010.8828 | 0.017262 | 1010.8828 | 0.041264 | 994.8198 | 0 | 1010.8828 | 0.0054343 | 1010.398 | 0.15695 | 1085.2584 | 0.047651 | 1086.0189 | 9.5653e-05 | 1085.2584 | 0.066061 | 994.5823 | 0
|  | 1011.1268 | 0.00096844 | 1010.6412 | -0.033087 | 738.0237 | 0 | 1011.1268 | -0.039676 | 1010.6412 | -0.7029 | 1000.1636 | 0 | 1010.6412 | -0.27746 | 1011.1268 | 0 | 994.8198 | 0 | 1011.1268 | 0 | 1011.1268 | 0 | 1011.1268 | 0 | 995.0573 | 0 | 1011.1268 | 0 | 1010.6412 | -0.068606 | 1085.4268 | 0.05612 | 1086.1894 | 0 | 1085.4268 | 0.064225 | 994.8198 | 0
|  | 1011.3709 | 0.001165 | 1010.8844 | -0.00021715 | 738.153 | 0.0047209 | 1011.3709 | -0.0038637 | 1010.8844 | 0.30844 | 1000.4055 | 0 | 1010.8844 | 0.13575 | 1011.3709 | 0 | 995.0573 | 0 | 1011.3709 | 0.024161 | 1011.3709 | 0.013904 | 1011.3709 | 0.03336 | 995.2947 | 0 | 1011.3709 | 0.006865 | 1010.8844 | 0.096487 | 1085.5952 | 0.051747 | 1086.36 | 0.00028696 | 1085.5952 | 0.066105 | 995.0572 | 0
|  | 1011.6149 | -0.013816 | 1011.1275 | 0.011068 | 738.2823 | 0 | 1011.6149 | -0.0078717 | 1011.1275 | -0.37401 | 1000.6475 | 0 | 1011.1275 | -0.23314 | 1011.6149 | 0 | 995.2947 | 0 | 1011.6149 | 0 | 1011.6149 | 0 | 1011.6149 | 0 | 995.5322 | 0 | 1011.6149 | 0 | 1011.1275 | -0.10777 | 1085.7637 | 0.053933 | 1086.5305 | 0 | 1085.7637 | 0.064181 | 995.2947 | 0
|  | 1011.8589 | 0.010751 | 1011.3707 | 0.00055279 | 738.4116 | 0.01003 | 1011.8589 | 0.00060438 | 1011.3707 | 0.12399 | 1000.8895 | 0 | 1011.3707 | 0.15218 | 1011.8589 | 0.15241 | 995.5322 | 0 | 1011.8589 | 0.038699 | 1011.8589 | 0.021377 | 1011.8589 | 0.035445 | 995.7696 | 0 | 1011.859 | 0.0066808 | 1011.3707 | 0.11403 | 1085.9321 | 0.051261 | 1086.701 | 0.00047827 | 1085.9321 | 0.066105 | 995.5322 | 0
|  | 1012.103 | -0.0062538 | 1011.6139 | -0.049632 | 738.5409 | 0 | 1012.103 | -0.034347 | 1011.6139 | -0.6457 | 1001.1315 | 0 | 1011.6139 | -0.30903 | 1012.103 | 0 | 995.7696 | 0 | 1012.103 | 0 | 1012.103 | 0 | 1012.103 | 0 | 996.0071 | 0 | 1012.103 | 0 | 1011.6139 | -0.12484 | 1086.1005 | 0.056085 | 1086.8716 | 0 | 1086.1005 | 0.064312 | 995.7696 | 0
|  | 1012.347 | 0.015379 | 1011.8571 | 0.0098644 | 738.6703 | 0.012681 | 1012.347 | -0.017373 | 1011.8571 | 0.17847 | 1001.3735 | 0 | 1011.8571 | 0.18039 | 1012.347 | 0.052769 | 996.0071 | 0 | 1012.347 | 0.0024078 | 1012.347 | 0.032481 | 1012.347 | 0.061825 | 996.2446 | 0 | 1012.347 | 0.0057395 | 1011.8571 | 0.11513 | 1086.2689 | 0.050116 | 1087.0421 | 0.00066945 | 1086.2689 | 0.066323 | 996.0071 | 0
|  | 1012.5911 | -0.0021563 | 1012.1003 | -0.0074136 | 738.7996 | 0 | 1012.5911 | -0.02371 | 1012.1003 | -0.55742 | 1001.6155 | 0 | 1012.1003 | -0.29412 | 1012.5911 | 0 | 996.2446 | 0 | 1012.5911 | 0 | 1012.5911 | 0 | 1012.5911 | 0 | 996.4821 | 0 | 1012.5911 | 0 | 1012.1003 | -0.13157 | 1086.4374 | 0.056849 | 1087.2127 | 0 | 1086.4374 | 0.064706 | 996.2446 | 0
|  | 1012.8351 | -0.0048343 | 1012.3435 | -0.0013286 | 738.929 | 0.018413 | 1012.8351 | -0.004346 | 1012.3435 | -0.048425 | 1001.8575 | 0 | 1012.3435 | 0.15494 | 1012.8351 | 0.14612 | 996.4821 | 0 | 1012.8351 | 0.017315 | 1012.8351 | 0.025705 | 1012.8351 | 0.022019 | 996.7195 | 0 | 1012.8351 | 0.0060583 | 1012.3435 | 0.10604 | 1086.6058 | 0.048276 | 1087.3832 | 0.00047827 | 1086.6058 | 0.066236 | 996.4821 | 0
|  | 1013.0792 | -0.016023 | 1012.5867 | -0.023634 | 739.0584 | 0 | 1013.0792 | -0.025122 | 1012.5867 | -0.90382 | 1002.0995 | 0 | 1012.5867 | -0.26824 | 1013.0792 | 0 | 996.7195 | 0 | 1013.0792 | 0 | 1013.0792 | 0 | 1013.0792 | 0 | 996.957 | 0 | 1013.0792 | 0 | 1012.5867 | -0.073305 | 1086.7742 | 0.056328 | 1087.5537 | 0 | 1086.7742 | 0.064662 | 996.7195 | 0
|  | 1013.3232 | 0.024914 | 1012.8299 | -0.00075261 | 739.1877 | 0.012036 | 1013.3232 | -0.0062258 | 1012.8299 | 0.11281 | 1002.3415 | 0 | 1012.8299 | 0.15966 | 1013.3232 | 0.17173 | 996.957 | 0 | 1013.3232 | 0.035132 | 1013.3232 | 0.022118 | 1013.3232 | 0.033899 | 997.1945 | 0 | 1013.3232 | 0.0080613 | 1012.8299 | 0.090692 | 1086.9426 | 0.048693 | 1087.7243 | 9.5653e-05 | 1086.9426 | 0.066061 | 996.957 | 0
|  | 1013.5673 | -0.02342 | 1013.0731 | -0.024502 | 739.3171 | 0 | 1013.5673 | 0.0025702 | 1013.0731 | -0.24052 | 1002.5835 | 0 | 1013.0731 | -0.31008 | 1013.5673 | 0 | 997.1945 | 0 | 1013.5673 | 0 | 1013.5673 | 0 | 1013.5673 | 0 | 997.432 | 0 | 1013.5673 | 0 | 1013.0731 | -0.17794 | 1087.111 | 0.056016 | 1087.8948 | 0 | 1087.111 | 0.064574 | 997.1945 | 0
|  | 1013.8114 | 0.0070629 | 1013.3164 | -0.013436 | 739.4465 | 0.0067086 | 1013.8114 | 0.0081983 | 1013.3164 | 0.18427 | 1002.8256 | 0 | 1013.3164 | 0.12181 | 1013.8114 | 0.18934 | 997.432 | 0 | 1013.8114 | 0.0061951 | 1013.8114 | 0.003402 | 1013.8114 | 0.034175 | 997.6696 | 0 | 1013.8114 | 0.0076612 | 1013.3164 | -0.03211 | 1087.2794 | 0.050532 | 1088.0654 | 0.00028696 | 1087.2794 | 0.066192 | 997.432 | 0
|  | 1014.0555 | -0.0087778 | 1013.5596 | -0.035803 | 739.5759 | 0 | 1014.0555 | -0.020598 | 1013.5596 | -0.62186 | 1003.0676 | 0 | 1013.5596 | -0.35156 | 1014.0555 | 0 | 997.6696 | 0 | 1014.0555 | 0 | 1014.0555 | 0 | 1014.0555 | 0 | 997.907 | 0 | 1014.0555 | 0 | 1013.5596 | -0.16572 | 1087.4479 | 0.056571 | 1088.2359 | 0 | 1087.4479 | 0.064268 | 997.6696 | 0
|  | 1014.2996 | 0.017751 | 1013.8028 | -0.0041665 | 739.7054 | 0.003727 | 1014.2996 | 0.0168 | 1013.8028 | -0.069628 | 1003.3096 | 0 | 1013.8028 | 0.15528 | 1014.2996 | 0 | 997.907 | 0 | 1014.2996 | 0.052912 | 1014.2996 | 0.011432 | 1014.2996 | 0.04809 | 998.1446 | 0 | 1014.2996 | 0.0031888 | 1013.8028 | 0.069859 | 1087.6163 | 0.050046 | 1088.4065 | 0.00066945 | 1087.6163 | 0.065886 | 997.907 | 0
|  | 1014.5437 | -0.0060827 | 1014.046 | -0.033539 | 739.8348 | 0 | 1014.5437 | -0.037761 | 1014.046 | -0.53896 | 1003.5517 | 0 | 1014.046 | -0.28808 | 1014.5437 | 0 | 998.1446 | 0 | 1014.5437 | 0 | 1014.5437 | 0 | 1014.5437 | 0 | 998.3821 | 0 | 1014.5437 | 0 | 1014.046 | -0.26628 | 1087.7847 | 0.056502 | 1088.577 | 0 | 1087.7847 | 0.063438 | 998.1446 | 0
|  | 1014.7878 | -0.00090258 | 1014.2893 | -0.026635 | 739.9643 | 0.015547 | 1014.7878 | 0.010507 | 1014.2893 | -0.12499 | 1003.7938 | 0 | 1014.2893 | 0.086808 | 1014.7878 | 0.21548 | 998.3821 | 0 | 1014.7878 | 0.030791 | 1014.7878 | 0.02767 | 1014.7878 | 0.0071245 | 998.6196 | 0 | 1014.7878 | 0.0077314 | 1014.2893 | 0.078004 | 1087.9531 | 0.04963 | 1088.7476 | 0.00028696 | 1087.9531 | 0.065449 | 998.3821 | 0
|  | 1015.0319 | -0.0015917 | 1014.5325 | -0.03191 | 740.0937 | 0 | 1015.0319 | -0.020828 | 1014.5325 | -0.47677 | 1004.0358 | 0 | 1014.5325 | -0.26873 | 1015.0319 | 0 | 998.6196 | 0 | 1015.0319 | 0 | 1015.0319 | 0 | 1015.0319 | 0 | 998.8572 | 0 | 1015.0319 | 0 | 1014.5325 | -0.10823 | 1088.1215 | 0.056571 | 1088.9181 | 0 | 1088.1215 | 0.062476 | 998.6196 | 0
|  | 1015.276 | 0.0061231 | 1014.7758 | 0.0066083 | 740.2232 | 0.01132 | 1015.276 | -0.010535 | 1014.7758 | 0.030871 | 1004.2779 | 0 | 1014.7758 | 0.23409 | 1015.276 | 0.060988 | 998.8572 | 0 | 1015.276 | 0.031435 | 1015.276 | 0.025134 | 1015.276 | 0.047895 | 999.0947 | 0 | 1015.276 | 0.0039233 | 1014.7758 | 0.11293 | 1088.2899 | 0.046333 | 1089.0887 | 0.00028696 | 1088.2899 | 0.064662 | 998.8572 | 0
|  | 1015.5201 | -0.0092571 | 1015.019 | -0.025494 | 740.3527 | 0 | 1015.5201 | -0.023278 | 1015.019 | -0.88859 | 1004.52 | 0 | 1015.019 | -0.34836 | 1015.5201 | 0 | 999.0947 | 0 | 1015.5201 | 0 | 1015.5201 | 0 | 1015.5201 | 0 | 999.3323 | 0 | 1015.5201 | 0 | 1015.019 | -0.18812 | 1088.4583 | 0.054176 | 1089.2592 | 0 | 1088.4583 | 0.061995 | 999.0947 | 0
|  | 1015.7643 | 0.0054305 | 1015.2623 | -0.019929 | 740.4822 | 0.0075944 | 1015.7643 | -0.00071173 | 1015.2623 | -0.15645 | 1004.762 | 0 | 1015.2623 | 0.13118 | 1015.7643 | 0.069396 | 999.3323 | 0 | 1015.7643 | 0.010577 | 1015.7643 | 0.02615 | 1015.7643 | 0.015506 | 999.5698 | 0 | 1015.7643 | 0.0063186 | 1015.2623 | 0.036809 | 1088.6267 | 0.048519 | 1089.4298 | 0.00028696 | 1088.6267 | 0.064793 | 999.3323 | 0
|  | 1016.0084 | -0.014489 | 1015.5055 | 2.7862e-06 | 740.6117 | 0 | 1016.0084 | -0.024147 | 1015.5055 | -0.62797 | 1005.0041 | 0 | 1015.5055 | -0.27303 | 1016.0084 | 0 | 999.5698 | 0 | 1016.0084 | 0 | 1016.0084 | 0 | 1016.0084 | 0 | 999.8074 | 0 | 1016.0084 | 0 | 1015.5055 | -0.0064701 | 1088.7952 | 0.055391 | 1089.6003 | 0 | 1088.7952 | 0.062345 | 999.5698 | 0
|  | 1016.2526 | 0.027685 | 1015.7488 | 0.019072 | 740.7412 | 0.013326 | 1016.2526 | -0.0027518 | 1015.7488 | 0.099854 | 1005.2462 | 0 | 1015.7488 | 0.095844 | 1016.2525 | 0.15128 | 999.8074 | 0 | 1016.2525 | 0.069031 | 1016.2526 | 0.038342 | 1016.2525 | 0.040417 | 1000.0449 | 0 | 1016.2526 | 0.0078399 | 1015.7488 | 0.10432 | 1088.9636 | 0.046367 | 1089.7709 | 0.00028696 | 1088.9636 | 0.065012 | 999.8074 | 0
|  | 1016.4967 | -0.0022304 | 1015.9921 | -0.043492 | 740.8708 | 0 | 1016.4967 | -0.051945 | 1015.9921 | -0.42071 | 1005.4883 | 0 | 1015.9921 | -0.33849 | 1016.4967 | 0 | 1000.0449 | 0 | 1016.4967 | 0 | 1016.4967 | 0 | 1016.4967 | 0 | 1000.2825 | 0 | 1016.4967 | 0 | 1015.9921 | -0.17872 | 1089.132 | 0.055807 | 1089.9415 | 0 | 1089.132 | 0.062913 | 1000.0449 | 0
|  | 1016.7408 | -0.0088836 | 1016.2353 | -0.027957 | 741.0003 | 0.017768 | 1016.7408 | 0.0069659 | 1016.2353 | 0.31106 | 1005.7305 | 0 | 1016.2353 | 0.15027 | 1016.7408 | 0.17038 | 1000.2825 | 0 | 1016.7408 | 0.0070564 | 1016.7408 | 0.010098 | 1016.7408 | 0.049279 | 1000.5201 | 0 | 1016.7409 | 0.006109 | 1016.2354 | 0.034303 | 1089.3004 | 0.05015 | 1090.112 | 0.00028696 | 1089.3004 | 0.065624 | 1000.2825 | 0
|  | 1016.985 | 0.0014881 | 1016.4786 | 0.013386 | 741.1299 | 0 | 1016.985 | -0.026337 | 1016.4786 | -0.50028 | 1005.9726 | 0 | 1016.4786 | -0.29228 | 1016.985 | 0 | 1000.5201 | 0 | 1016.985 | 0 | 1016.985 | 0 | 1016.985 | 0 | 1000.7577 | 0 | 1016.985 | 0 | 1016.4786 | -0.093355 | 1089.4688 | 0.056744 | 1090.2826 | 0 | 1089.4688 | 0.063438 | 1000.5201 | 0
|  | 1017.2292 | 0.0099556 | 1016.7219 | 0.0028888 | 741.2595 | 0.0084541 | 1017.2292 | 0.023291 | 1016.7219 | -0.17676 | 1006.2147 | 0 | 1016.7219 | 0.22459 | 1017.2292 | 0 | 1000.7577 | 0 | 1017.2292 | 0 | 1017.2292 | 0.02753 | 1017.2292 | 0 | 1000.9952 | 0 | 1017.2292 | 0.0026749 | 1016.7219 | 0.1228 | 1089.6372 | 0.046749 | 1090.4531 | 0.00028696 | 1089.6372 | 0.065799 | 1000.7577 | 0
|  | 1017.4733 | 0.0023267 | 1016.9652 | 0.0029695 | 741.389 | 0 | 1017.4733 | -0.004835 | 1016.9652 | -0.44955 | 1006.4568 | 0 | 1016.9652 | -0.28893 | 1017.4733 | 0 | 1000.9952 | 0 | 1017.4733 | 0 | 1017.4733 | 0 | 1017.4733 | 0 | 1001.2328 | 0 | 1017.4733 | 0 | 1016.9652 | -0.14082 | 1089.8056 | 0.055634 | 1090.6237 | 0 | 1089.8056 | 0.063831 | 1000.9952 | 0
|  | 1017.7175 | 0.014349 | 1017.2085 | 0.0085119 | 741.5186 | 0.0028574 | 1017.7175 | -0.0071126 | 1017.2085 | 0.016451 | 1006.699 | 0 | 1017.2085 | 0.1963 | 1017.7175 | 0 | 1001.2328 | 0 | 1017.7175 | 0 | 1017.7175 | 0.017996 | 1017.7175 | 0 | 1001.4705 | 0 | 1017.7175 | 0.0063844 | 1017.2085 | 0.086619 | 1089.974 | 0.049248 | 1090.7942 | 0.00028696 | 1089.974 | 0.066148 | 1001.2328 | 0
|  | 1017.9617 | 0.010452 | 1017.4518 | -0.032513 | 741.6482 | 0 | 1017.9617 | -0.037747 | 1017.4518 | -0.55265 | 1006.9411 | 0 | 1017.4518 | -0.34928 | 1017.9617 | 0 | 1001.4705 | 0 | 1017.9617 | 0 | 1017.9617 | 0 | 1017.9617 | 0 | 1001.7081 | 0 | 1017.9617 | 0 | 1017.4518 | -0.20942 | 1090.1424 | 0.056259 | 1090.9648 | 0 | 1090.1424 | 0.064268 | 1001.4705 | 0
|  | 1018.2059 | 0.019093 | 1017.6951 | -0.0018833 | 741.7779 | 0.0085974 | 1018.2059 | 0.0057397 | 1017.6951 | 0.42201 | 1007.1833 | 0 | 1017.6951 | 0.15974 | 1018.2059 | 0 | 1001.7081 | 0 | 1018.2059 | 0 | 1018.2059 | 0.023519 | 1018.2059 | 0 | 1001.9457 | 0 | 1018.2059 | 0.0047581 | 1017.6951 | 0.21443 | 1090.3108 | 0.04956 | 1091.1354 | 0.00028696 | 1090.3108 | 0.06628 | 1001.7081 | 0
|  | 1018.4501 | 0.012895 | 1017.9384 | -0.045757 | 741.9075 | 0 | 1018.4501 | 0.00043994 | 1017.9384 | -0.88551 | 1007.4254 | 0 | 1017.9384 | -0.40785 | 1018.4501 | 0 | 1001.9457 | 0 | 1018.4501 | 0 | 1018.4501 | 0 | 1018.4501 | 0 | 1002.1833 | 0 | 1018.4501 | 0 | 1017.9384 | -0.17888 | 1090.4792 | 0.056987 | 1091.3059 | 0 | 1090.4792 | 0.064531 | 1001.9457 | 0
|  | 1018.6943 | 0.025548 | 1018.1817 | 0.018849 | 742.0371 | 0.0042239 | 1018.6943 | 0.019182 | 1018.1817 | 0.44459 | 1007.6676 | 0 | 1018.1817 | 0.20229 | 1018.6943 | 0 | 1002.1833 | 0 | 1018.6943 | 0 | 1018.6943 | 0.025011 | 1018.6943 | 0 | 1002.4209 | 0 | 1018.6943 | 0.0020887 | 1018.1817 | 0.19532 | 1090.6476 | 0.050463 | 1091.4765 | 0.00028696 | 1090.6476 | 0.066323 | 1002.1833 | 0
|  | 1018.9385 | 0.00018699 | 1018.425 | -0.017148 | 742.1668 | 0 | 1018.9385 | -0.02214 | 1018.425 | -0.38117 | 1007.9097 | 0 | 1018.425 | -0.30516 | 1018.9385 | 0 | 1002.4209 | 0 | 1018.9385 | 0 | 1018.9385 | 0 | 1018.9385 | 0 | 1002.6585 | 0 | 1018.9385 | 0 | 1018.425 | -0.09821 | 1090.816 | 0.05612 | 1091.6471 | 0 | 1090.816 | 0.064618 | 1002.4209 | 0
|  | 1019.1827 | 0.021914 | 1018.6683 | 0.011981 | 742.2965 | 0.0083108 | 1019.1827 | -0.0066907 | 1018.6683 | 0.071394 | 1008.1519 | 0 | 1018.6683 | 0.2427 | 1019.1827 | 0 | 1002.6585 | 0 | 1019.1827 | 0 | 1019.1827 | 0.026002 | 1019.1827 | 0 | 1002.8962 | 0 | 1019.1827 | 0.0070679 | 1018.6683 | 0.0059895 | 1090.9844 | 0.049873 | 1091.8176 | 9.5653e-05 | 1090.9844 | 0.06628 | 1002.6585 | 0
|  | 1019.4269 | 0.015292 | 1018.9116 | -0.026327 | 742.4262 | 0 | 1019.4269 | -0.023452 | 1018.9116 | -0.85641 | 1008.3941 | 0 | 1018.9116 | -0.32205 | 1019.4269 | 0 | 1002.8962 | 0 | 1019.4269 | 0 | 1019.4269 | 0 | 1019.4269 | 0 | 1003.1338 | 0 | 1019.4269 | 0 | 1018.9116 | -0.065317 | 1091.1528 | 0.056432 | 1091.9882 | 0 | 1091.1528 | 0.064706 | 1002.8962 | 0
|  | 1019.6711 | 0.015951 | 1019.155 | 0.011205 | 742.5559 | 0.01132 | 1019.6711 | -0.01238 | 1019.155 | 0.12323 | 1008.6363 | 0 | 1019.155 | 0.29424 | 1019.6711 | 0 | 1003.1338 | 0 | 1019.6711 | 0 | 1019.6711 | 0.026858 | 1019.6711 | 0 | 1003.3714 | 0 | 1019.6711 | 0.0059042 | 1019.155 | 0.1087 | 1091.3212 | 0.052302 | 1092.1588 | 9.5653e-05 | 1091.3212 | 0.066236 | 1003.1338 | 0
|  | 1019.9153 | -0.0017749 | 1019.3983 | -0.017019 | 742.6856 | 0 | 1019.9153 | -0.015585 | 1019.3983 | -0.61154 | 1008.8785 | 0 | 1019.3983 | -0.34594 | 1019.9153 | 0 | 1003.3714 | 0 | 1019.9153 | 0 | 1019.9153 | 0 | 1019.9153 | 0 | 1003.6091 | 0 | 1019.9153 | 0 | 1019.3983 | -0.13063 | 1091.4896 | 0.056189 | 1092.3294 | 0 | 1091.4896 | 0.064574 | 1003.3714 | 0
|  | 1020.1596 | 0.025889 | 1019.6416 | -0.004868 | 742.8153 | 0.01003 | 1020.1596 | 0.0072949 | 1019.6416 | -0.075051 | 1009.1207 | 0 | 1019.6416 | 0.16241 | 1020.1596 | 0 | 1003.6091 | 0 | 1020.1596 | 0 | 1020.1596 | 0.012757 | 1020.1596 | 0 | 1003.8467 | 0 | 1020.1596 | 0.0057374 | 1019.6416 | 0.088656 | 1091.6579 | 0.048936 | 1092.4999 | 0.00047827 | 1091.6579 | 0.066105 | 1003.6091 | 0
|  | 1020.4038 | -0.02373 | 1019.885 | -0.016907 | 742.945 | 0 | 1020.4038 | -0.014575 | 1019.885 | -0.7773 | 1009.3629 | 0 | 1019.885 | -0.36348 | 1020.4038 | 0 | 1003.8467 | 0 | 1020.4038 | 0 | 1020.4038 | 0 | 1020.4038 | 0 | 1004.0844 | 0 | 1020.4038 | 0 | 1019.885 | 0 | 1091.8263 | 0.056918 | 1092.6705 | 0 | 1091.8263 | 0.064706 | 1003.8467 | 0
|  | 1020.6481 | 0.012646 | 1020.1283 | -0.024443 | 743.0748 | 0.010962 | 1020.6481 | -0.0064639 | 1020.1283 | -0.38645 | 1009.6052 | 0 | 1020.1283 | 0.13749 | 1020.6481 | 0 | 1004.0844 | 0 | 1020.6481 | 0 | 1020.6481 | 0.015694 | 1020.6481 | 0 | 1004.322 | 0 | 1020.6481 | 0.0037625 | 1020.1283 | 0 | 1091.9947 | 0.049803 | 1092.8411 | 0.00028696 | 1091.9947 | 0.066192 | 1004.0844 | 0
|  | 1020.8923 | -0.018005 | 1020.3717 | -0.025489 | 743.2045 | 0 | 1020.8923 | -0.024417 | 1020.3717 | -0.82004 | 1009.8474 | 0 | 1020.3717 | -0.35996 | 1020.8923 | 0 | 1004.322 | 0 | 1020.8923 | 0 | 1020.8923 | 0 | 1020.8923 | 0 | 1004.5597 | 0 | 1020.8923 | 0 | 1020.3717 | 0 | 1092.1631 | 0.056675 | 1093.0117 | 0 | 1092.1631 | 0.064662 | 1004.322 | 0
|  | 1021.1366 | 0.022582 | 1020.615 | -0.0092141 | 743.3343 | 0.012681 | 1021.1366 | 0.00014091 | 1020.615 | 0.43298 | 1010.0896 | 0 | 1020.615 | 0.22362 | 1021.1366 | 0 | 1004.5597 | 0 | 1021.1366 | 0 | 1021.1366 | 0.025411 | 1021.1366 | 0 | 1004.7974 | 0 | 1021.1366 | 0.0042669 | 1020.615 | 0 | 1092.3315 | 0.047547 | 1093.1822 | 0.00047827 | 1092.3315 | 0.066192 | 1004.5597 | 0
|  | 1021.3809 | -0.0014326 | 1020.8584 | -0.0053967 | 743.4641 | 0 | 1021.3809 | -0.0040122 | 1020.8584 | -0.7766 | 1010.3318 | 0 | 1020.8584 | -0.31935 | 1021.3808 | 0 | 1004.7974 | 0 | 1021.3808 | 0 | 1021.3809 | 0 | 1021.3808 | 0 | 1005.0351 | 0 | 1021.3809 | 0 | 1020.8584 | 0 | 1092.4999 | 0.055703 | 1093.3528 | 0 | 1092.4999 | 0.064618 | 1004.7974 | 0
|  | 1021.6251 | 0.02184 | 1021.1017 | -0.028308 | 743.5939 | 0.0033543 | 1021.6251 | -0.006782 | 1021.1017 | 0.33018 | 1010.5741 | 0 | 1021.1017 | 0.14008 | 1021.6251 | 0 | 1005.0351 | 0 | 1021.6251 | 0 | 1021.6251 | 0.0034082 | 1021.6251 | 0 | 1005.2728 | 0 | 1021.6251 | 0.0079437 | 1021.1017 | 0 | 1092.6683 | 0.050949 | 1093.5234 | 0.00047827 | 1092.6683 | 0.066192 | 1005.0351 | 0
|  | 1021.8694 | -0.010632 | 1021.3451 | -0.013047 | 743.7237 | 0 | 1021.8694 | -0.029372 | 1021.3451 | -0.88634 | 1010.8163 | 0 | 1021.3451 | -0.3509 | 1021.8694 | 0 | 1005.2728 | 0 | 1021.8694 | 0 | 1021.8694 | 0 | 1021.8694 | 0 | 1005.5104 | 0 | 1021.8694 | 0 | 1021.3451 | 0 | 1092.8366 | 0.05612 | 1093.694 | 0 | 1092.8366 | 0.064706 | 1005.2728 | 0
|  | 1022.1136 | 0.010705 | 1021.5885 | 0.0050926 | 743.8535 | 0.0085974 | 1022.1136 | 0.00051783 | 1021.5885 | 0.24517 | 1011.0586 | 0 | 1021.5885 | 0.15155 | 1022.1137 | 0 | 1005.5104 | 0 | 1022.1137 | 0 | 1022.1136 | 0.020126 | 1022.1137 | 0 | 1005.7482 | 0 | 1022.1137 | 0.0048865 | 1021.5885 | 0 | 1093.005 | 0.0514 | 1093.8646 | 0.00047827 | 1093.005 | 0.066411 | 1005.5104 | 0
|  | 1022.358 | 0.011004 | 1021.8318 | -0.002936 | 743.9833 | 0 | 1022.358 | -0.012702 | 1021.8318 | 0 | 1011.3008 | 0 | 1021.8318 | 0 | 1022.358 | 0 | 1005.7482 | 0 | 1022.358 | 0 | 1022.358 | 0 | 1022.358 | 0 | 1005.9858 | 0 | 1022.358 | 0 | 1021.8319 | 0 | 1093.1734 | 0.05612 | 1094.0351 | 0 | 1093.1734 | 0.064706 | 1005.7482 | 0
|  | 1022.6022 | 0.00026352 | 1022.0752 | 0.0014961 | 744.1132 | 0.010532 | 1022.6022 | -9.6866e-05 | 1022.0752 | 0 | 1011.5431 | 0 | 1022.0752 | 0 | 1022.6022 | 0 | 1005.9858 | 0 | 1022.6022 | 0 | 1022.6022 | 0.027804 | 1022.6022 | 0 | 1006.2236 | 0 | 1022.6022 | 0.0060742 | 1022.0752 | 0 | 1093.3418 | 0.051504 | 1094.2057 | 0.00028696 | 1093.3418 | 0.066192 | 1005.9858 | 0
|  | 1022.8466 | -0.0037317 | 1022.3186 | -0.040885 | 744.243 | 0 | 1022.8466 | -0.019604 | 1022.3186 | 0 | 1011.7854 | 0 | 1022.3186 | 0 | 1022.8465 | 0 | 1006.2236 | 0 | 1022.8465 | 0 | 1022.8466 | 0 | 1022.8465 | 0 | 1006.4612 | 0 | 1022.8466 | 0 | 1022.3186 | 0 | 1093.5102 | 0.055773 | 1094.3763 | 0 | 1093.5102 | 0.064618 | 1006.2236 | 0
|  | 1023.0908 | 0.023896 | 1022.562 | -0.0090255 | 744.3729 | 0.012681 | 1023.0908 | -0.017759 | 1022.562 | 0 | 1012.0276 | 0 | 1022.562 | 0 | 1023.0909 | 0 | 1006.4612 | 0 | 1023.0909 | 0 | 1023.0908 | 0.01363 | 1023.0909 | 0 | 1006.699 | 0 | 1023.0908 | 0.010544 | 1022.562 | 0 | 1093.6785 | 0.049248 | 1094.5469 | 0.00066945 | 1093.6785 | 0.066236 | 1006.4612 | 0
|  | 1023.3351 | -0.0035604 | 1022.8054 | -0.02905 | 744.5028 | 0 | 1023.3351 | -0.0048305 | 1022.8054 | 0 | 1012.27 | 0 | 1022.8054 | 0 | 1023.3352 | 0 | 1006.699 | 0 | 1023.3352 | 0 | 1023.3351 | 0 | 1023.3352 | 0 | 1006.9367 | 0 | 1023.3351 | 0 | 1022.8054 | 0 | 1093.8469 | 0.05612 | 1094.7175 | 0 | 1093.8469 | 0.064531 | 1006.699 | 0
|  | 1023.5795 | 0.010654 | 1023.0488 | -0.016458 | 744.6327 | 0.010675 | 1023.5795 | 0.0086132 | 1023.0488 | 0 | 1012.5123 | 0 | 1023.0488 | 0 | 1023.5795 | 0 | 1006.9367 | 0 | 1023.5795 | 0 | 1023.5795 | 0 | 1023.5795 | 0 | 1007.1744 | 0 | 1023.5795 | 0.0042779 | 1023.0488 | 0 | 1094.0153 | 0.048693 | 1094.8881 | 0.00047827 | 1094.0153 | 0.066148 | 1006.9367 | 0
|  | 1023.8238 | 0.00055018 | 1023.2922 | -0.025245 | 744.7626 | 0 | 1023.8238 | -0.04302 | 1023.2922 | 0 | 1012.7546 | 0 | 1023.2922 | 0 | 1023.8238 | 0 | 1007.1744 | 0 | 1023.8238 | 0 | 1023.8238 | 0 | 1023.8238 | 0 | 1007.4122 | 0 | 1023.8238 | 0 | 1023.2922 | 0 | 1094.1837 | 0.056259 | 1095.0587 | 0 | 1094.1837 | 0.0644 | 1007.1744 | 0
|  | 1024.0681 | 0.0081183 | 1023.5356 | -0.0041007 | 744.8925 | 0.0088123 | 1024.0681 | 0.0071711 | 1023.5356 | 0 | 1012.9968 | 0 | 1023.5356 | 0 | 1024.0681 | 0 | 1007.4122 | 0 | 1024.0681 | 0 | 1024.0681 | 0.019074 | 1024.0681 | 0 | 1007.6499 | 0 | 1024.0681 | 0.0047451 | 1023.5356 | 0 | 1094.352 | 0.048589 | 1095.2293 | 9.5653e-05 | 1094.352 | 0.066148 | 1007.4122 | 0
|  | 1024.3125 | -0.012531 | 1023.779 | -0.01581 | 745.0224 | 0 | 1024.3125 | -0.015036 | 1023.779 | 0 | 1013.2392 | 0 | 1023.779 | 0 | 1024.3125 | 0 | 1007.6499 | 0 | 1024.3125 | 0 | 1024.3125 | 0 | 1024.3125 | 0 | 1007.8876 | 0 | 1024.3125 | 0 | 1023.779 | 0 | 1094.5204 | 0.056814 | 1095.3999 | 0 | 1094.5204 | 0.064487 | 1007.6499 | 0
|  | 1024.5568 | 0.0061761 | 1024.0224 | 0.0067862 | 745.1524 | 0.011821 | 1024.5568 | -0.011552 | 1024.0224 | 0 | 1013.4815 | 0 | 1024.0224 | 0 | 1024.5568 | 0 | 1007.8876 | 0 | 1024.5568 | 0 | 1024.5568 | 0.03476 | 1024.5568 | 0 | 1008.1254 | 0 | 1024.5568 | 0.0073723 | 1024.0224 | 0 | 1094.6888 | 0.049144 | 1095.5704 | 0.00047827 | 1094.6888 | 0.06628 | 1007.8876 | 0
|  | 1024.8011 | -0.020604 | 1024.2658 | -0.029645 | 745.2823 | 0 | 1024.8011 | -0.011309 | 1024.2658 | 0 | 1013.7238 | 0 | 1024.2658 | 0 | 1024.8011 | 0 | 1008.1254 | 0 | 1024.8011 | 0 | 1024.8011 | 0 | 1024.8011 | 0 | 1008.3632 | 0 | 1024.8012 | 0 | 1024.2658 | 0 | 1094.8572 | 0.056363 | 1095.741 | 0 | 1094.8572 | 0.0644 | 1008.1254 | 0
|  | 1025.0455 | 0.034521 | 1024.5093 | -0.022787 | 745.4123 | 0.0085974 | 1025.0455 | 0.0026723 | 1024.5093 | 0 | 1013.9661 | 0 | 1024.5093 | 0 | 1025.0455 | 0 | 1008.3632 | 0 | 1025.0455 | 0 | 1025.0455 | 1.2288e-05 | 1025.0455 | 0 | 1008.6009 | 0 | 1025.0455 | 0.0065522 | 1024.5093 | 0 | 1095.0255 | 0.047617 | 1095.9116 | 0.00047827 | 1095.0255 | 0.066148 | 1008.3632 | 0
|  | 1025.2898 | -0.018525 | 1024.7527 | -0.036111 | 745.5423 | 0 | 1025.2898 | -0.019549 | 1024.7527 | 0 | 1014.2085 | 0 | 1024.7527 | 0 | 1025.2898 | 0 | 1008.6009 | 0 | 1025.2898 | 0 | 1025.2898 | 0 | 1025.2898 | 0 | 1008.8387 | 0 | 1025.2898 | 0 | 1024.7527 | 0 | 1095.1939 | 0.056363 | 1096.0822 | 0 | 1095.1939 | 0.064094 | 1008.6009 | 0
|  | 1025.5342 | 0.020571 | 1024.9961 | -0.031566 | 745.6723 | 0.010174 | 1025.5342 | 0.020866 | 1024.9961 | 0 | 1014.4509 | 0 | 1024.9961 | 0 | 1025.5342 | 0 | 1008.8387 | 0 | 1025.5342 | 0 | 1025.5342 | 2.4726e-05 | 1025.5342 | 0 | 1009.0765 | 0 | 1025.5342 | 0.0083894 | 1024.9961 | 0 | 1095.3623 | 0.047894 | 1096.2528 | 0.00066945 | 1095.3623 | 0.066061 | 1008.8387 | 0
|  | 1025.7786 | 0.00034743 | 1025.2395 | -0.01526 | 745.8023 | 0 | 1025.7786 | -0.026865 | 1025.2395 | 0 | 1014.6932 | 0 | 1025.2395 | 0 | 1025.7786 | 0 | 1009.0765 | 0 | 1025.7786 | 0 | 1025.7786 | 0 | 1025.7786 | 0 | 1009.3142 | 0 | 1025.7786 | 0 | 1025.2395 | 0 | 1095.5306 | 0.057092 | 1096.4234 | 0 | 1095.5306 | 0.064312 | 1009.0765 | 0
|  | 1026.0229 | -0.0037234 | 1025.483 | 0.011021 | 745.9323 | 0.016407 | 1026.0229 | 0.01794 | 1025.483 | 0 | 1014.9355 | 0 | 1025.483 | 0 | 1026.023 | 0 | 1009.3142 | 0 | 1026.023 | 0 | 1026.0229 | 2.9902e-05 | 1026.023 | 0 | 1009.552 | 0 | 1026.023 | 0.01079 | 1025.483 | 0 | 1095.699 | 0.05015 | 1096.594 | 0.00047827 | 1095.699 | 0.066411 | 1009.3142 | 0
|  | 1026.2673 | 0.00039829 | 1025.7264 | -0.029414 | 746.0623 | 0 | 1026.2673 | -0.019585 | 1025.7264 | 0 | 1015.1779 | 0 | 1025.7264 | 0 | 1026.2673 | 0 | 1009.552 | 0 | 1026.2673 | 0 | 1026.2673 | 0 | 1026.2673 | 0 | 1009.7898 | 0 | 1026.2673 | 0 | 1025.7264 | 0 | 1095.8673 | 0.05612 | 1096.7646 | 0 | 1095.8673 | 0.057142 | 1009.552 | 0
|  | 1026.5117 | 0.017268 | 1025.9699 | 0.0044093 | 746.1924 | 0.0040997 | 1026.5117 | 0.021054 | 1025.9699 | 0 | 1015.4203 | 0 | 1025.9699 | 0 | 1026.5117 | 0 | 1009.7898 | 0 | 1026.5117 | 0 | 1026.5117 | 1.978e-05 | 1026.5117 | 0 | 1010.0276 | 0 | 1026.5117 | 0.0086709 | 1025.9699 | 0 | 1096.0357 | 0.0337 | 1096.9352 | 0.00028696 | 1096.0357 | 0.03655 | 1009.7898 | 0
|  | 1026.7561 | -0.0096771 | 1026.2133 | -0.096024 | 746.3224 | 0 | 1026.7561 | -0.024952 | 1026.2133 | 0 | 1015.6627 | 0 | 1026.2133 | 0 | 1026.7561 | 0 | 1010.0276 | 0 | 1026.7561 | 0 | 1026.7561 | 0 | 1026.7561 | 0 | 1010.2654 | 0 | 1026.7561 | 0 | 1026.2133 | 0 | 1096.2041 | 0.0015862 | 1097.1058 | 0 | 1096.2041 | 0.014296 | 1010.0276 | 0
|  | 1027.0005 | 0.022424 | 1026.4568 | -0.060951 | 746.4525 | 0.002112 | 1027.0005 | -0.024756 | 1026.4568 | 0 | 1015.9051 | 0 | 1026.4568 | 0 | 1027.0005 | 0 | 1010.2654 | 0 | 1027.0005 | 0 | 1027.0005 | 0 | 1027.0005 | 0 | 1010.5032 | 0 | 1027.0005 | 0 | 1026.4568 | 0 | 1096.3724 | 0 | 1097.2764 | 0.00066945 | 1096.3724 | 0.00097737 | 1010.2654 | 0
|  | 1027.2449 | -0.018906 | 1026.7002 | -0.085533 | 746.5825 | 0 | 1027.2449 | -0.014016 | 1026.7002 | 0 | 1016.1475 | 0 | 1026.7002 | 0 | 1027.2449 | 0 | 1010.5032 | 0 | 1027.2449 | 0 | 1027.2449 | 0 | 1027.2449 | 0 | 1010.741 | 0 | 1027.2449 | 0 | 1026.7002 | 0 | 1096.5408 | 0 | 1097.447 | 0 | 1096.5408 | 0.00090983 | 1010.5032 | 0
|  | 1027.4893 | 0.001466 | 1026.9437 | -0.071765 | 746.7126 | 0.0073078 | 1027.4893 | 0.013285 | 1026.9437 | 0 | 1016.3898 | 0 | 1026.9437 | 0 | 1027.4893 | 0 | 1010.741 | 0 | 1027.4893 | 0 | 1027.4893 | 0 | 1027.4893 | 0 | 1010.9788 | 0 | 1027.4893 | 0 | 1026.9437 | 0 | 1096.7091 | 0.00018308 | 1097.6176 | 0.00066945 | 1096.7091 | 0.00081075 | 1010.741 | 0
|  | 1027.7338 | 0.001506 | 1027.1872 | -0.090871 | 746.8427 | 0 | 1027.7338 | -0.01249 | 1027.1872 | 0 | 1016.6323 | 0 | 1027.1872 | 0 | 1027.7337 | 0 | 1010.9788 | 0 | 1027.7337 | 0 | 1027.7338 | 0 | 1027.7337 | 0 | 1011.2166 | 0 | 1027.7338 | 0 | 1027.1872 | 0 | 1096.8775 | 0 | 1097.7882 | 0 | 1096.8775 | 0.0010686 | 1010.9788 | 0
|  | 1027.9781 | 0.016963 | 1027.4306 | -0.067484 | 746.9729 | 0.0054663 | 1027.9781 | 0.01897 | 1027.4306 | 0 | 1016.8747 | 0 | 1027.4306 | 0 | 1027.9782 | 0 | 1011.2166 | 0 | 1027.9782 | 0 | 1027.9781 | 0 | 1027.9782 | 0 |  |  | 1027.9781 | 0.00091134 | 1027.4306 | 0 | 1097.0459 | 0.0023801 | 1097.9588 | 0.00066945 | 1097.0459 | 0.0011577 | 1011.2166 | 0

## Normalized Spectra
LED Item # | M365L2 |  | M365L3 |  | M365LP1 |  | M385L2 |  | M385L3 |  | M385LP1 |  | M405L4 |  | M405LP1 |  | M455L4 |  | M470L5 |  | M505L4 |  | M530L4 |  | M590L4 |  | M617L5 |  | M625L4 |  | M660L4 |  | M780L3 |  | M850L3 |  | M940L3 |  | MCWHL8-C2
Spectra | Wavelength (nm) | Normalized Intensity | Wavelength (nm) | Normalized Intensity | Wavelength (nm) | Normalized Intensity | Wavelength (nm) | Normalized Intensity | Wavelength (nm) | Normalized Intensity | Wavelength (nm) | Normalized Intensity | Wavelength (nm) | Normalized Intensity | Wavelength (nm) | Normalized Intensity | Wavelength (nm) | Normalized Intensity | Wavelength (nm) | Normalized Intensity | Wavelength (nm) | Normalized Intensity | Wavelength (nm) | Normalized Intensity | Wavelength (nm) | Normalized Intensity | Wavelength (nm) | Normalized Intensity | Wavelength (nm) | Normalized Intensity | Wavelength (nm) | Normalized Intensity | Wavelength (nm) | Normalized Intensity | Wavelength (nm) | Normalized Intensity | Wavelength (nm) | Normalized Intensity | Wavelength (nm) | Normalized Intensity
| 319.0612 | 0.00030594 | 200.0376 | 0.0012608 | 199.9755 | -0.00095781 | 319.0612 | 3.4765e-05 | 200.0376 | 0.000981 | 199.9755 | 0 | 192.9252 | 0 | 199.9755 | 0 | 200.0376 | 0 | 199.7603 | 0 | 200.0376 | 0 | 200.0376 | 1.0355e-05 | 200.0376 | 0 | 199.7603 | 0 | 200.0376 | 0.00034046 | 199.9755 | 0 | 498.5586 | 0.00155 | 497.0539 | 6.6672e-06 | 498.5586 | 0.00395 | 199.7603 | 0
| 319.1756 | 0 | 200.2403 | 0.00038291 | 200.1769 | -0.00050654 | 319.1756 | 0 | 200.2403 | -0.00067271 | 200.1769 | 0 | 193.13 | 0 | 200.1769 | 0 | 200.2403 | 0 | 199.9619 | 0 | 200.2403 | 0 | 200.2403 | 0 | 200.2403 | 0 | 199.9619 | 0 | 200.2403 | 0 | 200.1769 | 0 | 498.7121 | 0.00204 | 497.2087 | 3.0002e-05 | 498.7121 | 0.00397 | 199.9619 | 0
| 319.2899 | 0.00017997 | 200.443 | 0.00011969 | 200.3784 | 9.9124e-05 | 319.2899 | 0 | 200.443 | -0.00037906 | 200.3784 | 0 | 193.3348 | 0 | 200.3784 | 0 | 200.443 | 0 | 200.1636 | 0 | 200.443 | 0 | 200.443 | 1.3208e-05 | 200.443 | 0 | 200.1636 | 0 | 200.443 | 0.00025352 | 200.3784 | 0 | 498.8657 | 0.00174 | 497.3637 | 0 | 498.8657 | 0.00375 | 200.1636 | 0
| 319.4043 | 0.00017668 | 200.6458 | 0.00050949 | 200.5799 | -0.00013139 | 319.4043 | 0.00086701 | 200.6458 | -0.00016561 | 200.5799 | 0 | 193.5396 | 0 | 200.5799 | 0 | 200.6458 | 0 | 200.3652 | 0 | 200.6458 | 0 | 200.6458 | 0 | 200.6458 | 0 | 200.3652 | 0 | 200.6458 | 0 | 200.5799 | 0 | 499.0192 | 0.00197 | 497.5186 | 0 | 499.0192 | 0.00396 | 200.3652 | 0
| 319.5186 | 0.00055789 | 200.8485 | 0.00038534 | 200.7814 | 0.00083922 | 319.5186 | 0 | 200.8485 | 0.00016265 | 200.7814 | 0 | 193.7444 | 0 | 200.7814 | 0 | 200.8485 | 0 | 200.5669 | 0 | 200.8485 | 0 | 200.8485 | 1.6362e-05 | 200.8485 | 0 | 200.5669 | 0 | 200.8485 | 0.00048773 | 200.7814 | 0 | 499.1728 | 0.00186 | 497.6735 | 0 | 499.1728 | 0.00381 | 200.5669 | 0
| 319.633 | 0.00015871 | 201.0513 | 0.00036217 | 200.9829 | 0.00017593 | 319.633 | 0.00038148 | 201.0513 | 8.2821e-06 | 200.9829 | 0 | 193.9493 | 0 | 200.9829 | 0 | 201.0513 | 0 | 200.7686 | 0 | 201.0513 | 0 | 201.0513 | 0 | 201.0513 | 0 | 200.7686 | 0 | 201.0513 | 0 | 200.9829 | 0 | 499.3263 | 0.00070336 | 497.8284 | 3.0002e-05 | 499.3263 | 0.00396 | 200.7686 | 0
| 319.7473 | 0 | 201.2541 | -0.00027577 | 201.1845 | 0.00053809 | 319.7473 | 0 | 201.2541 | -4.4035e-05 | 201.1845 | 0 | 194.1542 | 0 | 201.1845 | 0 | 201.2541 | 0 | 200.9704 | 0 | 201.2541 | 0 | 201.2541 | 1.2601e-05 | 201.2541 | 0 | 200.9704 | 0 | 201.2541 | 0.00020965 | 201.1845 | 0 | 499.4799 | 0.00134 | 497.9833 | 0 | 499.4799 | 0.00374 | 200.9703 | 0
| 319.8616 | 0 | 201.4569 | 0.00032879 | 201.3861 | -0.000644 | 319.8616 | 0.00032946 | 201.4569 | -0.00081926 | 201.3861 | 0 | 194.359 | 0 | 201.3861 | 0 | 201.4569 | 0 | 201.1721 | 0 | 201.4569 | 0 | 201.4569 | 0 | 201.4569 | 0 | 201.1721 | 0 | 201.4569 | 0 | 201.3861 | 0 | 499.6335 | 0.0013 | 498.1383 | 3.0002e-05 | 499.6335 | 0.00391 | 201.1721 | 0
| 319.976 | 0.00023396 | 201.6597 | 0.0013014 | 201.5876 | 0.00085928 | 319.976 | 0 | 201.6597 | 0.00025029 | 201.5876 | 0 | 194.5639 | 0 | 201.5876 | 0 | 201.6597 | 0 | 201.3738 | 0 | 201.6597 | 0 | 201.6597 | 1.7937e-05 | 201.6597 | 0 | 201.3738 | 0 | 201.6597 | 0.00046581 | 201.5876 | 0 | 499.7871 | 0.00221 | 498.2932 | 0 | 499.7871 | 0.00374 | 201.3738 | 0
| 320.0903 | 0 | 201.8626 | -0.00010338 | 201.7892 | -0.00045844 | 320.0903 | 0 | 201.8626 | -0.00044961 | 201.7892 | 0 | 194.7688 | 0 | 201.7892 | 0 | 201.8626 | 0 | 201.5756 | 0 | 201.8626 | 0 | 201.8626 | 0 | 201.8626 | 0 | 201.5756 | 0 | 201.8626 | 0 | 201.7893 | 0 | 499.9407 | 0.00185 | 498.4482 | 1.0001e-05 | 499.9407 | 0.00395 | 201.5756 | 0
| 320.2046 | 0 | 202.0655 | 0.0013533 | 201.9909 | 0.0022873 | 320.2046 | 0.00013905 | 202.0655 | 0.0012682 | 201.9909 | 0 | 194.9738 | 0 | 201.9909 | 0 | 202.0655 | 0 | 201.7774 | 0 | 202.0655 | 0 | 202.0655 | 2.9264e-05 | 202.0655 | 0 | 201.7774 | 0 | 202.0655 | 0.00062199 | 201.9909 | 0 | 500.0942 | 0.00102 | 498.6032 | 6.6672e-06 | 500.0942 | 0.00379 | 201.7774 | 0
| 320.3189 | 0.00124 | 202.2683 | -0.0002455 | 202.1925 | -0.00023679 | 320.3189 | 0.00045084 | 202.2683 | 0.00023049 | 202.1925 | 0 | 195.1787 | 0 | 202.1925 | 0 | 202.2683 | 0 | 201.9792 | 0 | 202.2683 | 0 | 202.2683 | 0 | 202.2683 | 0 | 201.9792 | 0 | 202.2683 | 0 | 202.1925 | 0 | 500.2479 | 0.00107 | 498.7581 | 5.0004e-05 | 500.2479 | 0.00405 | 201.9792 | 0
| 320.4332 | 7.1987e-05 | 202.4713 | 0.0014255 | 202.3942 | 0.00043887 | 320.4332 | 0.00027809 | 202.4713 | 0.00044919 | 202.3942 | 0 | 195.3836 | 0 | 202.3942 | 0 | 202.4712 | 0 | 202.181 | 0 | 202.4712 | 0 | 202.4713 | 1.5507e-05 | 202.4712 | 0 | 202.181 | 0 | 202.4712 | 0.00026988 | 202.3942 | 0 | 500.4015 | 0.00193 | 498.9131 | 0 | 500.4015 | 0.00387 | 202.181 | 0
| 320.5475 | 0 | 202.6742 | -2.1022e-05 | 202.5959 | -0.00050965 | 320.5475 | 0 | 202.6742 | -0.00069336 | 202.5959 | 0 | 195.5886 | 0 | 202.5959 | 0 | 202.6742 | 0 | 202.3828 | 0 | 202.6742 | 0 | 202.6742 | 0 | 202.6742 | 0 | 202.3828 | 0 | 202.6742 | 0 | 202.5959 | 0 | 500.5551 | 0.00146 | 499.0681 | 3.0002e-05 | 500.5551 | 0.0041 | 202.3828 | 0
| 320.6619 | 0.00026995 | 202.8771 | 0.00069201 | 202.7976 | 0.00045303 | 320.6619 | 0 | 202.8771 | -1.7174e-05 | 202.7976 | 0 | 195.7936 | 0 | 202.7976 | 0 | 202.8771 | 0 | 202.5846 | 0 | 202.8771 | 0 | 202.8771 | 1.9729e-05 | 202.8771 | 0 | 202.5846 | 0 | 202.8771 | 0.00049749 | 202.7976 | 0 | 500.7088 | 0.00218 | 499.2231 | 0 | 500.7088 | 0.00383 | 202.5846 | 0
| 320.7761 | 0 | 203.08 | -0.0002374 | 202.9993 | -0.00044469 | 320.7761 | 0.00032946 | 203.08 | 3.9129e-05 | 202.9993 | 0 | 195.9986 | 0 | 202.9993 | 0 | 203.0801 | 0 | 202.7865 | 0 | 203.0801 | 0 | 203.08 | 0 | 203.0801 | 0 | 202.7865 | 0 | 203.08 | 0 | 202.9993 | 0 | 500.8624 | 0.00192 | 499.3781 | 1.0001e-05 | 500.8624 | 0.00405 | 202.7865 | 0
| 320.8904 | 0 | 203.283 | 0.00071459 | 203.201 | 4.5121e-05 | 320.8904 | 0 | 203.283 | 0.00028151 | 203.201 | 0 | 196.2036 | 0 | 203.201 | 0 | 203.283 | 0 | 202.9884 | 0 | 203.283 | 0 | 203.283 | 1.1589e-05 | 203.283 | 0 | 202.9884 | 0 | 203.283 | 0.00034185 | 203.201 | 0 | 501.0161 | 0.00323 | 499.5331 | 0 | 501.0161 | 0.00388 | 202.9884 | 0
| 321.0047 | 0 | 203.486 | 0.00066256 | 203.4028 | -0.00072501 | 321.0047 | 0.00022542 | 203.486 | -0.00031572 | 203.4028 | 0 | 196.4086 | 0 | 203.4028 | 0 | 203.486 | 0 | 203.1902 | 0 | 203.486 | 0 | 203.486 | 0 | 203.486 | 0 | 203.1902 | 0 | 203.486 | 0 | 203.4028 | 0 | 501.1698 | 0.00172 | 499.6881 | 1.0001e-05 | 501.1698 | 0.00415 | 203.1902 | 0
| 321.119 | 0 | 203.689 | 0.0010302 | 203.6046 | 0.00026555 | 321.119 | 0 | 203.689 | 0.0003163 | 203.6046 | 0 | 196.6136 | 0 | 203.6046 | 0 | 203.689 | 0 | 203.3921 | 0 | 203.689 | 0 | 203.689 | 1.7959e-05 | 203.689 | 0 | 203.3921 | 0 | 203.689 | 0.00043413 | 203.6045 | 0 | 501.3234 | 0.00221 | 499.8432 | 6.6672e-06 | 501.3234 | 0.00399 | 203.3921 | 0
| 321.2333 | 0 | 203.892 | -0.00038365 | 203.8063 | 0.0001065 | 321.2333 | 0.00031212 | 203.892 | -0.00080375 | 203.8063 | 0 | 196.8187 | 0 | 203.8063 | 0 | 203.892 | 0 | 203.594 | 0 | 203.892 | 0 | 203.892 | 0 | 203.892 | 0 | 203.594 | 0 | 203.892 | 0 | 203.8064 | 0 | 501.4771 | 0.00185 | 499.9982 | 1.0001e-05 | 501.4771 | 0.00423 | 203.594 | 0
| 321.3476 | 0.00012598 | 204.0951 | 0.0011581 | 204.0082 | 0.00047108 | 321.3476 | 0 | 204.0951 | 0.00035736 | 204.0082 | 0 | 197.0237 | 0 | 204.0082 | 0 | 204.0951 | 0 | 203.796 | 0 | 204.0951 | 0 | 204.0951 | 1.8404e-05 | 204.0951 | 0 | 203.796 | 0 | 204.0951 | 0.00046055 | 204.0082 | 0 | 501.6308 | 0.00241 | 500.1532 | 6.6672e-06 | 501.6308 | 0.00406 | 203.796 | 0
| 321.4619 | 0.00113 | 204.2981 | -0.00029546 | 204.21 | -0.00056163 | 321.4619 | 0.00128 | 204.2981 | -0.00071597 | 204.21 | 0 | 197.2288 | 0 | 204.21 | 0 | 204.2981 | 0 | 203.9979 | 0 | 204.2981 | 0 | 204.2981 | 0 | 204.2981 | 0 | 203.9979 | 0 | 204.2981 | 0 | 204.21 | 0 | 501.7845 | 0.00178 | 500.3083 | 3.0002e-05 | 501.7845 | 0.00423 | 203.9979 | 0
| 321.5762 | 0 | 204.5012 | 0.0010768 | 204.4118 | -8.9387e-05 | 321.5762 | 0.00048665 | 204.5012 | 6.3407e-05 | 204.4118 | 0 | 197.4339 | 0 | 204.4118 | 0 | 204.5012 | 0 | 204.1998 | 0 | 204.5012 | 0 | 204.5012 | 1.0834e-05 | 204.5012 | 0 | 204.1998 | 0 | 204.5012 | 0.00025428 | 204.4118 | 0 | 501.9382 | 0.00294 | 500.4633 | 0 | 501.9382 | 0.00394 | 204.1998 | 0
| 321.6904 | 1.4969e-05 | 204.7043 | 9.3421e-05 | 204.6137 | -0.00023179 | 321.6904 | 0 | 204.7043 | -0.00066101 | 204.6137 | 0 | 197.639 | 0 | 204.6137 | 0 | 204.7043 | 0 | 204.4018 | 0 | 204.7043 | 0 | 204.7043 | 0 | 204.7043 | 0 | 204.4018 | 0 | 204.7043 | 0 | 204.6137 | 0 | 502.092 | 0.00135 | 500.6184 | 3.0002e-05 | 502.092 | 0.00405 | 204.4018 | 0
| 321.8047 | 0.00023396 | 204.9074 | 0.0010405 | 204.8156 | 0.00085846 | 321.8047 | 0.00076474 | 204.9074 | 0.0010298 | 204.8156 | 0 | 197.8441 | 0 | 204.8156 | 0 | 204.9074 | 0 | 204.6038 | 0 | 204.9074 | 0 | 204.9074 | 2.8628e-05 | 204.9074 | 0 | 204.6038 | 0 | 204.9074 | 0.0004674 | 204.8156 | 0 | 502.2457 | 0.00193 | 500.7735 | 0 | 502.2457 | 0.00382 | 204.6038 | 0
| 321.919 | 0 | 205.1105 | -0.00035374 | 205.0175 | -0.00066323 | 321.919 | 0.00052021 | 205.1105 | -0.00072523 | 205.0175 | 0 | 198.0493 | 0 | 205.0175 | 0 | 205.1105 | 0 | 204.8058 | 0 | 205.1105 | 0 | 205.1105 | 0 | 205.1105 | 0 | 204.8058 | 0 | 205.1105 | 0 | 205.0175 | 0 | 502.3995 | 0.00216 | 500.9286 | 3.0002e-05 | 502.3995 | 0.00412 | 204.8058 | 0
| 322.0332 | 0 | 205.3136 | 0.00030181 | 205.2194 | 0.00060158 | 322.0332 | 0 | 205.3136 | 0.00019535 | 205.2194 | 0 | 198.2544 | 0 | 205.2194 | 0 | 205.3136 | 0 | 205.0078 | 0 | 205.3136 | 0 | 205.3136 | 1.5724e-05 | 205.3136 | 0 | 205.0078 | 0 | 205.3136 | 0.00026542 | 205.2194 | 0 | 502.5532 | 0.00243 | 501.0836 | 0 | 502.5532 | 0.00388 | 205.0078 | 0
| 322.1475 | 0.00030245 | 205.5168 | 0.00035924 | 205.4214 | -0.00019019 | 322.1475 | 0.00041617 | 205.5168 | 0.00030016 | 205.4214 | 0 | 198.4595 | 0 | 205.4214 | 0 | 205.5168 | 0 | 205.2098 | 0 | 205.5168 | 0 | 205.5168 | 0 | 205.5168 | 0 | 205.2098 | 0 | 205.5168 | 0 | 205.4214 | 0 | 502.707 | 0.00106 | 501.2387 | 0 | 502.707 | 0.0041 | 205.2098 | 0
| 322.2617 | 0 | 205.72 | 0.00087095 | 205.6233 | -0.00044414 | 322.2617 | 0 | 205.72 | 0.0001801 | 205.6233 | 0 | 198.6647 | 0 | 205.6233 | 0 | 205.72 | 0 | 205.4118 | 0 | 205.72 | 0 | 205.72 | 1.2033e-05 | 205.72 | 0 | 205.4118 | 0 | 205.72 | 0.00037102 | 205.6233 | 0 | 502.8607 | 0.00309 | 501.3938 | 0 | 502.8607 | 0.00383 | 205.4118 | 0
| 322.376 | 0 | 205.9232 | 1.7482e-05 | 205.8253 | -9.4467e-05 | 322.376 | 0 | 205.9232 | -0.0002937 | 205.8253 | 0 | 198.8699 | 0 | 205.8253 | 0 | 205.9232 | 0 | 205.6139 | 0 | 205.9232 | 0 | 205.9232 | 0 | 205.9232 | 0 | 205.6139 | 0 | 205.9232 | 0 | 205.8253 | 0 | 503.0145 | 0.00151 | 501.5489 | 3.0002e-05 | 503.0145 | 0.0041 | 205.6139 | 0
| 322.4902 | 0.00037793 | 206.1264 | 0.00066365 | 206.0273 | 0.0014704 | 322.4902 | 0 | 206.1264 | 0.00026747 | 206.0273 | 0 | 199.0751 | 0 | 206.0273 | 0 | 206.1264 | 0 | 205.816 | 0 | 206.1264 | 0 | 206.1264 | 2.5005e-05 | 206.1264 | 0 | 205.816 | 0 | 206.1264 | 0.00037532 | 206.0273 | 0 | 503.1683 | 0.00188 | 501.7041 | 0 | 503.1683 | 0.00388 | 205.816 | 0
| 322.6045 | 0 | 206.3296 | -3.6633e-05 | 206.2293 | 0.00019452 | 322.6045 | 0.0014 | 206.3296 | 0.00013659 | 206.2293 | 0 | 199.2803 | 0 | 206.2293 | 0 | 206.3296 | 0 | 206.0181 | 0 | 206.3296 | 0 | 206.3296 | 0 | 206.3296 | 0 | 206.0181 | 0 | 206.3296 | 0 | 206.2293 | 0 | 503.3221 | 0.00111 | 501.8592 | 1.0001e-05 | 503.3221 | 0.00403 | 206.018 | 0
| 322.7187 | 0 | 206.5328 | 0.0011353 | 206.4314 | 0.00038935 | 322.7187 | 0.00033023 | 206.5328 | 0.00017875 | 206.4314 | 0 | 199.4856 | 0 | 206.4314 | 0 | 206.5328 | 0 | 206.2202 | 0 | 206.5328 | 0 | 206.5328 | 1.0651e-05 | 206.5328 | 0 | 206.2202 | 0 | 206.5328 | 0.00034387 | 206.4314 | 0 | 503.4759 | 0.00183 | 502.0143 | 6.6672e-06 | 503.4759 | 0.00379 | 206.2201 | 0
| 322.833 | 0 | 206.7361 | -0.00090362 | 206.6334 | 7.7319e-05 | 322.833 | 0.00039883 | 206.7361 | 0.00022812 | 206.6334 | 0 | 199.6908 | 0 | 206.6334 | 0 | 206.7361 | 0 | 206.4223 | 0 | 206.7361 | 0 | 206.7361 | 0 | 206.7361 | 0 | 206.4223 | 0 | 206.7361 | 0 | 206.6334 | 0 | 503.6298 | 0.00107 | 502.1695 | 3.0002e-05 | 503.6298 | 0.00406 | 206.4223 | 0
| 322.9472 | 0 | 206.9394 | 0.00075018 | 206.8355 | 0.00098153 | 322.9472 | 0 | 206.9394 | 0.0001921 | 206.8355 | 0 | 199.8961 | 0 | 206.8355 | 0 | 206.9394 | 0 | 206.6244 | 0 | 206.9394 | 0 | 206.9394 | 1.6893e-05 | 206.9394 | 0 | 206.6244 | 0 | 206.9394 | 0.00028241 | 206.8355 | 0 | 503.7836 | 0.00241 | 502.3246 | 0 | 503.7836 | 0.00391 | 206.6244 | 0
| 323.0614 | 0.00033839 | 207.1427 | -0.00017145 | 207.0376 | 5.5843e-06 | 323.0614 | 0.0004335 | 207.1427 | 0.00016942 | 207.0376 | 0 | 200.1013 | 0 | 207.0376 | 0 | 207.1427 | 0 | 206.8265 | 0 | 207.1427 | 0 | 207.1427 | 0 | 207.1427 | 0 | 206.8265 | 0 | 207.1427 | 0 | 207.0376 | 0 | 503.9374 | 0.00156 | 502.4798 | 1.0001e-05 | 503.9374 | 0.00414 | 206.8265 | 0
| 323.1756 | 0.00039592 | 207.346 | 0.0012903 | 207.2397 | 0.0004259 | 323.1756 | 0 | 207.346 | 0.00043338 | 207.2397 | 0 | 200.3066 | 0 | 207.2397 | 0 | 207.346 | 0 | 207.0287 | 0 | 207.346 | 0 | 207.346 | 1.1946e-05 | 207.346 | 0 | 207.0287 | 0 | 207.346 | 0.00016009 | 207.2397 | 0 | 504.0913 | 0.00288 | 502.6349 | 6.6672e-06 | 504.0913 | 0.00385 | 207.0287 | 0
| 323.2899 | 0 | 207.5493 | -0.00028581 | 207.4418 | -0.00080069 | 323.2899 | 0.00113 | 207.5493 | 3.6323e-05 | 207.4418 | 0 | 200.5119 | 0 | 207.4418 | 0 | 207.5493 | 0 | 207.2308 | 0 | 207.5493 | 0 | 207.5493 | 0 | 207.5493 | 0 | 207.2308 | 0 | 207.5493 | 0 | 207.4418 | 0 | 504.2451 | 0.00116 | 502.7901 | 1.0001e-05 | 504.2451 | 0.00404 | 207.2308 | 0
| 323.4041 | 0 | 207.7526 | 0.00043415 | 207.644 | -0.00031469 | 323.4041 | 0 | 207.7526 | 0.00034977 | 207.644 | 0 | 200.7172 | 0 | 207.644 | 0 | 207.7526 | 0 | 207.433 | 0 | 207.7526 | 0 | 207.7526 | 8.9242e-06 | 207.7526 | 0 | 207.433 | 0 | 207.7526 | 0.00035697 | 207.644 | 0 | 504.399 | 0.00202 | 502.9453 | 2.6669e-05 | 504.399 | 0.0039 | 207.433 | 0
| 323.5183 | 0 | 207.956 | 0.00063862 | 207.8462 | -0.00020589 | 323.5183 | 0.0003468 | 207.956 | -0.00078862 | 207.8462 | 0 | 200.9226 | 0 | 207.8462 | 0 | 207.956 | 0 | 207.6352 | 0 | 207.956 | 0 | 207.956 | 0 | 207.956 | 0 | 207.6352 | 0 | 207.956 | 0 | 207.8462 | 0 | 504.5529 | 0.00227 | 503.1005 | 3.0002e-05 | 504.5529 | 0.00416 | 207.6352 | 0
| 323.6325 | 0.00012598 | 208.1594 | 0.0012951 | 208.0483 | 0.0001778 | 323.6325 | 0 | 208.1594 | 0.00011695 | 208.0483 | 0 | 201.1279 | 0 | 208.0483 | 0 | 208.1594 | 0 | 207.8374 | 0 | 208.1594 | 0 | 208.1594 | 1.0038e-05 | 208.1594 | 0 | 207.8374 | 0 | 208.1594 | 0.00036369 | 208.0483 | 0 | 504.7067 | 0.0016 | 503.2557 | 6.6672e-05 | 504.7067 | 0.00397 | 207.8374 | 0
| 323.7467 | 0 | 208.3628 | 0.00036017 | 208.2506 | -0.00033936 | 323.7467 | 0.00029479 | 208.3628 | -0.00018472 | 208.2506 | 0 | 201.3333 | 0 | 208.2506 | 0 | 208.3628 | 0 | 208.0397 | 0 | 208.3628 | 0 | 208.3628 | 0 | 208.3628 | 0 | 208.0397 | 0 | 208.3628 | 0 | 208.2506 | 0 | 504.8606 | 0.00104 | 503.4109 | 3.0002e-05 | 504.8606 | 0.00415 | 208.0397 | 0
| 323.8609 | 0 | 208.5662 | 0.00039904 | 208.4528 | 4.7814e-05 | 323.8609 | 0 | 208.5662 | 0.00036363 | 208.4528 | 0 | 201.5386 | 0 | 208.4528 | 0 | 208.5662 | 0 | 208.2419 | 0 | 208.5662 | 0 | 208.5662 | 1.8913e-05 | 208.5662 | 0 | 208.2419 | 0 | 208.5662 | 0.00023308 | 208.4528 | 0 | 505.0145 | 0.00299 | 503.5661 | 6.6672e-06 | 505.0145 | 0.00395 | 208.2419 | 0
| 323.9751 | 0 | 208.7696 | -0.00056671 | 208.655 | -0.00082124 | 323.9751 | 8.6698e-05 | 208.7696 | -0.00057687 | 208.655 | 0 | 201.744 | 0 | 208.655 | 0 | 208.7696 | 0 | 208.4442 | 0 | 208.7696 | 0 | 208.7696 | 0 | 208.7696 | 0 | 208.4442 | 0 | 208.7696 | 0 | 208.655 | 0 | 505.1684 | 0.00239 | 503.7213 | 0 | 505.1684 | 0.00416 | 208.4442 | 0
| 324.0893 | 0 | 208.9731 | 0.00078069 | 208.8573 | 0.00047066 | 324.0893 | 0.00041713 | 208.9731 | 0.0001657 | 208.8573 | 0 | 201.9494 | 0 | 208.8573 | 0 | 208.9731 | 0 | 208.6464 | 0 | 208.9731 | 0 | 208.9731 | 1.3944e-05 | 208.9731 | 0 | 208.6464 | 0 | 208.9731 | 0.00041895 | 208.8573 | 0 | 505.3224 | 0.0026 | 503.8765 | 6.6672e-06 | 505.3224 | 0.00398 | 208.6464 | 0
| 324.2035 | 0 | 209.1765 | 0.000413 | 209.0596 | -0.00076153 | 324.2035 | 0.00067626 | 209.1765 | -0.00051386 | 209.0596 | 0 | 202.1548 | 0 | 209.0596 | 0 | 209.1765 | 0 | 208.8487 | 0 | 209.1765 | 0 | 209.1765 | 0 | 209.1765 | 0 | 208.8487 | 0 | 209.1765 | 0 | 209.0596 | 0 | 505.4763 | 0.00146 | 504.0317 | 3.0002e-05 | 505.4763 | 0.00413 | 208.8487 | 0
| 324.3177 | 0 | 209.38 | 0.0010135 | 209.2619 | -9.967e-05 | 324.3177 | 0.00027809 | 209.38 | 0.00060591 | 209.2619 | 0 | 202.3603 | 0 | 209.2619 | 0 | 209.38 | 0 | 209.051 | 0 | 209.38 | 0 | 209.38 | 1.9339e-05 | 209.38 | 0 | 209.051 | 0 | 209.38 | 0.00037915 | 209.2619 | 0 | 505.6302 | 0.00274 | 504.187 | 0 | 505.6302 | 0.00397 | 209.051 | 0
| 324.4319 | 0 | 209.5835 | -7.0283e-05 | 209.4642 | -0.0012963 | 324.4319 | 0.00076297 | 209.5835 | -0.00037421 | 209.4642 | 0 | 202.5657 | 0 | 209.4642 | 0 | 209.5835 | 0 | 209.2533 | 0 | 209.5835 | 0 | 209.5835 | 0 | 209.5835 | 0 | 209.2533 | 0 | 209.5835 | 0 | 209.4642 | 0 | 505.7842 | 0.00169 | 504.3422 | 0 | 505.7842 | 0.00418 | 209.2533 | 0
| 324.5461 | 0 | 209.787 | 0.00067833 | 209.6665 | 0.00069275 | 324.5461 | 0 | 209.787 | 0.00057135 | 209.6665 | 0 | 202.7712 | 0 | 209.6665 | 0 | 209.787 | 0 | 209.4556 | 0 | 209.787 | 0 | 209.787 | 1.729e-05 | 209.787 | 0 | 209.4556 | 0 | 209.787 | 0.00029603 | 209.6665 | 0 | 505.9381 | 0.00132 | 504.4975 | 2.6669e-05 | 505.9381 | 0.00403 | 209.4556 | 0
| 324.6603 | 5.091e-05 | 209.9905 | -0.00085266 | 209.8689 | -0.0010309 | 324.6603 | 6.9356e-05 | 209.9905 | -0.00050506 | 209.8689 | 0 | 202.9766 | 0 | 209.8689 | 0 | 209.9905 | 0 | 209.658 | 0 | 209.9905 | 0 | 209.9905 | 0 | 209.9905 | 0 | 209.658 | 0 | 209.9905 | 0 | 209.8689 | 0 | 506.0921 | 0.00237 | 504.6527 | 1.0001e-05 | 506.0921 | 0.00416 | 209.658 | 0
| 324.7744 | 0.00034194 | 210.1941 | 0.00060932 | 210.0712 | 0.0012515 | 324.7744 | 0 | 210.1941 | 0.00010109 | 210.0712 | 0 | 203.1821 | 0 | 210.0712 | 0 | 210.1941 | 0 | 209.8603 | 0 | 210.1941 | 0 | 210.1941 | 1.8915e-05 | 210.1941 | 0 | 209.8603 | 0 | 210.1941 | 0.00040294 | 210.0712 | 0 | 506.2461 | 0.00292 | 504.808 | 0 | 506.2461 | 0.00393 | 209.8603 | 0
| 324.8886 | 0.00012278 | 210.3977 | -0.00010583 | 210.2736 | -0.00058025 | 324.8886 | 0.00017341 | 210.3977 | -0.00027939 | 210.2736 | 0 | 203.3876 | 0 | 210.2736 | 0 | 210.3977 | 0 | 210.0627 | 0 | 210.3977 | 0 | 210.3977 | 0 | 210.3977 | 0 | 210.0627 | 0 | 210.3977 | 0 | 210.2736 | 0 | 506.4001 | 0.001 | 504.9633 | 3.0002e-05 | 506.4001 | 0.00416 | 210.0627 | 0
| 325.0028 | 0.00034194 | 210.6012 | 0.00073433 | 210.476 | 0.00097346 | 325.0028 | 0 | 210.6012 | 0.00023373 | 210.476 | 0 | 203.5931 | 0 | 210.476 | 0 | 210.6012 | 0 | 210.2651 | 0 | 210.6012 | 0 | 210.6012 | 2.151e-05 | 210.6012 | 0 | 210.2651 | 0 | 210.6012 | 0.00042034 | 210.476 | 0 | 506.5541 | 0.00086137 | 505.1186 | 0 | 506.5541 | 0.00402 | 210.2651 | 0
| 325.1169 | 0 | 210.8048 | 0.0003399 | 210.6785 | 0.00012046 | 325.1169 | 0.00055488 | 210.8048 | -0.00057886 | 210.6785 | 0 | 203.7986 | 0 | 210.6785 | 0 | 210.8048 | 0 | 210.4675 | 0 | 210.8048 | 0 | 210.8048 | 0 | 210.8048 | 0 | 210.4675 | 0 | 210.8048 | 0 | 210.6785 | 0 | 506.7081 | 0.00153 | 505.2738 | 1.0001e-05 | 506.7081 | 0.00423 | 210.4675 | 0
| 325.2311 | 0.00035993 | 211.0085 | 0.00064169 | 210.8809 | 0.0014455 | 325.2311 | 0 | 211.0085 | 0.0006691 | 210.8809 | 0 | 204.0042 | 0 | 210.8809 | 0 | 211.0085 | 0 | 210.6699 | 0 | 211.0085 | 0 | 211.0085 | 2.244e-05 | 211.0085 | 0 | 210.6699 | 0 | 211.0085 | 0.00056223 | 210.8809 | 0 | 506.8621 | 0.00257 | 505.4291 | 0 | 506.8621 | 0.00397 | 210.6699 | 0
| 325.3453 | 3.2945e-05 | 211.2121 | -0.0003482 | 211.0834 | -0.0011132 | 325.3453 | 0.00114 | 211.2121 | -0.0011104 | 211.0834 | 0 | 204.2097 | 0 | 211.0834 | 0 | 211.2121 | 0 | 210.8723 | 0 | 211.2121 | 0 | 211.2121 | 0 | 211.2121 | 0 | 210.8723 | 0 | 211.2121 | 0 | 211.0834 | 0 | 507.0161 | 0.0002286 | 505.5845 | 1.0001e-05 | 507.0161 | 0.00422 | 210.8723 | 0
| 325.4594 | 0 | 211.4157 | 0.0016406 | 211.2859 | 0.00038159 | 325.4594 | 0 | 211.4157 | -1.5632e-05 | 211.2859 | 0 | 204.4153 | 0 | 211.2859 | 0 | 211.4157 | 0 | 211.0748 | 0 | 211.4157 | 0 | 211.4157 | 1.2522e-05 | 211.4157 | 0 | 211.0748 | 0 | 211.4157 | 0.00035596 | 211.2859 | 0 | 507.1701 | 0.00165 | 505.7398 | 6.6672e-06 | 507.1701 | 0.0041 | 211.0747 | 0
| 325.5736 | 0 | 211.6194 | 0.00014756 | 211.4884 | -0.00061926 | 325.5736 | 0 | 211.6194 | -0.00022213 | 211.4884 | 0 | 204.6209 | 0 | 211.4884 | 0 | 211.6194 | 0 | 211.2772 | 0 | 211.6194 | 0 | 211.6194 | 0 | 211.6194 | 0 | 211.2772 | 0 | 211.6194 | 0 | 211.4884 | 0 | 507.3241 | 0.00202 | 505.8951 | 0 | 507.3241 | 0.00431 | 211.2772 | 0
| 325.6877 | 0 | 211.8231 | 0.00083686 | 211.6909 | 0.00025022 | 325.6877 | 0 | 211.8231 | 0.00011326 | 211.6909 | 0 | 204.8265 | 0 | 211.6909 | 0 | 211.8231 | 0 | 211.4797 | 0 | 211.8231 | 0 | 211.8231 | 8.6735e-06 | 211.8231 | 0 | 211.4797 | 0 | 211.8231 | 0.00017611 | 211.6909 | 0 | 507.4782 | 0.0025 | 506.0504 | 0 | 507.4782 | 0.00405 | 211.4797 | 0
| 325.8018 | 0 | 212.0268 | 0.00062019 | 211.8934 | 0.00029636 | 325.8018 | 0.00048552 | 212.0268 | -1.7116e-05 | 211.8934 | 0 | 205.0321 | 0 | 211.8934 | 0 | 212.0268 | 0 | 211.6822 | 0 | 212.0268 | 0 | 212.0268 | 2.4016e-07 | 212.0268 | 0 | 211.6822 | 0 | 212.0268 | 0 | 211.8934 | 0 | 507.6322 | 0.00253 | 506.2058 | 1.0001e-05 | 507.6322 | 0.00423 | 211.6822 | 0
| 325.916 | 0 | 212.2305 | 0.00054003 | 212.096 | 0.00015921 | 325.916 | 0 | 212.2305 | 0.00015175 | 212.096 | 0 | 205.2377 | 0 | 212.096 | 0 | 212.2305 | 0 | 211.8847 | 0 | 212.2305 | 0 | 212.2305 | 9.587e-06 | 212.2305 | 0 | 211.8847 | 0 | 212.2305 | 0.00030197 | 212.096 | 0 | 507.7863 | 0.00116 | 506.3611 | 6.6672e-06 | 507.7863 | 0.00414 | 211.8847 | 0
| 326.0301 | 0 | 212.4342 | -0.00027508 | 212.2986 | -0.0005477 | 326.0301 | 0 | 212.4342 | -0.00069641 | 212.2986 | 0 | 205.4434 | 0 | 212.2986 | 0 | 212.4342 | 0 | 212.0872 | 0 | 212.4342 | 0 | 212.4342 | 0 | 212.4342 | 0 | 212.0872 | 0 | 212.4342 | 0 | 212.2986 | 0 | 507.9404 | 0.0013 | 506.5165 | 1.0001e-05 | 507.9404 | 0.00429 | 212.0872 | 0
| 326.1442 | 0 | 212.638 | 0.0004272 | 212.5012 | -1.9449e-06 | 326.1442 | 0 | 212.638 | 0.00034412 | 212.5012 | 0 | 205.649 | 0 | 212.5012 | 0 | 212.638 | 0 | 212.2897 | 0 | 212.638 | 0 | 212.638 | 1.017e-05 | 212.638 | 0 | 212.2897 | 0 | 212.638 | 0.00045008 | 212.5012 | 0 | 508.0945 | 0.00174 | 506.6718 | 6.6672e-06 | 508.0945 | 0.00405 | 212.2897 | 0
| 326.2584 | 0.00026652 | 212.8418 | -0.00045472 | 212.7038 | -8.8427e-05 | 326.2584 | 0.00029479 | 212.8418 | -0.00035672 | 212.7038 | 0 | 205.8547 | 0 | 212.7038 | 0 | 212.8418 | 0 | 212.4922 | 0 | 212.8418 | 0 | 212.8418 | 0 | 212.8418 | 0 | 212.4922 | 0 | 212.8417 | 0 | 212.7038 | 0 | 508.2486 | 0.00232 | 506.8272 | 3.0002e-05 | 508.2486 | 0.0042 | 212.4922 | 0
| 326.3725 | 0 | 213.0455 | 0.00036611 | 212.9064 | -0.0011605 | 326.3725 | 0 | 213.0455 | -3.7177e-05 | 212.9064 | 0 | 206.0603 | 0 | 212.9064 | 0 | 213.0455 | 0 | 212.6948 | 0 | 213.0455 | 0 | 213.0455 | 5.754e-06 | 213.0455 | 0 | 212.6948 | 0 | 213.0455 | 4.9146e-05 | 212.9064 | 0 | 508.4027 | 0.00234 | 506.9826 | 0 | 508.4027 | 0.00409 | 212.6948 | 0
| 326.4866 | 0.00015871 | 213.2493 | 5.3922e-05 | 213.1091 | -0.00044056 | 326.4866 | 0.00031212 | 213.2493 | -0.00055346 | 213.1091 | 0 | 206.2661 | 0 | 213.1091 | 0 | 213.2493 | 0 | 212.8974 | 0 | 213.2493 | 0 | 213.2493 | 0 | 213.2493 | 0 | 212.8974 | 0 | 213.2493 | 0 | 213.1091 | 0 | 508.5568 | 0.00128 | 507.1379 | 5.0004e-05 | 508.5568 | 0.0042 | 212.8973 | 0
| 326.6008 | 0 | 213.4532 | 0.00086719 | 213.3117 | 0.0023409 | 326.6008 | 0.00012167 | 213.4532 | -0.00016317 | 213.3117 | 0 | 206.4718 | 0 | 213.3117 | 0 | 213.4532 | 0 | 213.0999 | 0 | 213.4532 | 0 | 213.4532 | 2.6583e-05 | 213.4532 | 0 | 213.0999 | 0 | 213.4532 | 0.00032607 | 213.3117 | 0 | 508.7109 | 0.00232 | 507.2933 | 0 | 508.7109 | 0.00392 | 213.1 | 0
| 326.7149 | 0 | 213.657 | 2.0284e-05 | 213.5144 | -0.00063382 | 326.7149 | 0.00101 | 213.657 | -0.00033753 | 213.5144 | 0 | 206.6775 | 0 | 213.5144 | 0 | 213.657 | 0 | 213.3025 | 0 | 213.657 | 0 | 213.657 | 0 | 213.657 | 0 | 213.3025 | 0 | 213.657 | 0 | 213.5144 | 0 | 508.865 | 0.00094954 | 507.4487 | 1.0001e-05 | 508.865 | 0.0041 | 213.3025 | 0
| 326.829 | 0 | 213.8608 | 0.00054793 | 213.7171 | 0.00022104 | 326.829 | 0.00067784 | 213.8608 | -0.00041438 | 213.7171 | 0 | 206.8832 | 0 | 213.7171 | 0 | 213.8608 | 0 | 213.5052 | 0 | 213.8608 | 0 | 213.8608 | 6.4383e-06 | 213.8608 | 0 | 213.5052 | 0 | 213.8608 | 0.00023363 | 213.7171 | 0 | 509.0192 | 0.00183 | 507.6041 | 6.6672e-06 | 509.0192 | 0.00398 | 213.5052 | 0
| 326.9431 | 0.00021262 | 214.0647 | 0.00017428 | 213.9199 | -0.00053388 | 326.9431 | 0.0002601 | 214.0647 | -4.5145e-05 | 213.9199 | 0 | 207.089 | 0 | 213.9199 | 0 | 214.0647 | 0 | 213.7078 | 0 | 214.0647 | 0 | 214.0647 | 0 | 214.0647 | 0 | 213.7078 | 0 | 214.0647 | 0 | 213.9199 | 0 | 509.1733 | 0.00232 | 507.7595 | 3.0002e-05 | 509.1733 | 0.00421 | 213.7078 | 0
| 327.0572 | 0 | 214.2686 | 0.00064045 | 214.1226 | 0.0012014 | 327.0572 | 0 | 214.2686 | 0.00092491 | 214.1226 | 0 | 207.2947 | 0 | 214.1226 | 0 | 214.2686 | 0 | 213.9104 | 0 | 214.2686 | 0 | 214.2686 | 1.6079e-05 | 214.2686 | 0 | 213.9104 | 0 | 214.2686 | 0.00027198 | 214.1226 | 0 | 509.3275 | 0.00213 | 507.915 | 0 | 509.3275 | 0.00395 | 213.9104 | 0
| 327.1713 | 0 | 214.4725 | -0.00050618 | 214.3254 | 0.00020982 | 327.1713 | 0.00079764 | 214.4725 | -2.811e-05 | 214.3254 | 0 | 207.5005 | 0 | 214.3254 | 0 | 214.4725 | 0 | 214.1131 | 0 | 214.4725 | 0 | 214.4725 | 0 | 214.4725 | 0 | 214.1131 | 0 | 214.4725 | 0 | 214.3254 | 0 | 509.4816 | 0.00229 | 508.0704 | 0 | 509.4816 | 0.00409 | 214.1131 | 0
| 327.2854 | 0 | 214.6764 | 0.0007935 | 214.5281 | 0.00025155 | 327.2854 | 0.00029547 | 214.6764 | 1.562e-05 | 214.5281 | 0 | 207.7063 | 0 | 214.5281 | 0 | 214.6764 | 0 | 214.3158 | 0 | 214.6764 | 0 | 214.6764 | 9.9586e-06 | 214.6764 | 0 | 214.3158 | 0 | 214.6764 | 0.00028347 | 214.5282 | 0 | 509.6358 | 0.00221 | 508.2258 | 6.6672e-06 | 509.6358 | 0.00382 | 214.3158 | 0
| 327.3995 | 0 | 214.8804 | -0.00094799 | 214.7309 | -0.00094909 | 327.3995 | 0.00031212 | 214.8804 | -0.00040374 | 214.7309 | 0 | 207.9121 | 0 | 214.7309 | 0 | 214.8804 | 0 | 214.5184 | 0 | 214.8804 | 0 | 214.8804 | 0 | 214.8804 | 0 | 214.5184 | 0 | 214.8804 | 0 | 214.731 | 0 | 509.79 | 0.00258 | 508.3813 | 1.0001e-05 | 509.79 | 0.00404 | 214.5184 | 0
| 327.5136 | 0 | 215.0843 | 0.00061506 | 214.9338 | 0.00040421 | 327.5136 | 0.00015642 | 215.0843 | -6.9736e-05 | 214.9338 | 0 | 208.1179 | 0 | 214.9338 | 0 | 215.0843 | 0 | 214.7211 | 0 | 215.0843 | 0 | 215.0843 | 9.8031e-06 | 215.0843 | 0 | 214.7211 | 0 | 215.0843 | 0.00022448 | 214.9338 | 0 | 509.9442 | 0.00283 | 508.5367 | 0 | 509.9442 | 0.00392 | 214.7211 | 0
| 327.6277 | 0.00010482 | 215.2883 | 0.00048786 | 215.1366 | -0.00121 | 327.6277 | 0 | 215.2883 | -3.4866e-05 | 215.1366 | 0 | 208.3238 | 0 | 215.1366 | 0 | 215.2883 | 0 | 214.9238 | 0 | 215.2883 | 0 | 215.2883 | 0 | 215.2883 | 0 | 214.9238 | 0 | 215.2883 | 0 | 215.1366 | 0 | 510.0984 | 0.00271 | 508.6922 | 0 | 510.0984 | 0.00425 | 214.9238 | 0
| 327.7418 | 0.00016197 | 215.4923 | 0.00085083 | 215.3395 | 3.7419e-06 | 327.7418 | 0.00050404 | 215.4923 | 0.00019066 | 215.3395 | 0 | 208.5296 | 0 | 215.3395 | 0 | 215.4923 | 0 | 215.1266 | 0 | 215.4923 | 0 | 215.4923 | 1.0882e-05 | 215.4923 | 0 | 215.1266 | 0 | 215.4923 | 0.00024478 | 215.3395 | 0 | 510.2526 | 0.00237 | 508.8476 | 6.6672e-06 | 510.2526 | 0.00409 | 215.1266 | 0
| 327.8558 | 0.00106 | 215.6963 | -0.00074366 | 215.5423 | -0.0002434 | 327.8558 | 0.00065893 | 215.6963 | -0.00027695 | 215.5423 | 0 | 208.7355 | 0 | 215.5423 | 0 | 215.6963 | 0 | 215.3293 | 0 | 215.6963 | 0 | 215.6963 | 0 | 215.6963 | 0 | 215.3293 | 0 | 215.6963 | 0 | 215.5423 | 0 | 510.4068 | 0.00236 | 509.0031 | 1.0001e-05 | 510.4068 | 0.00433 | 215.3293 | 0
| 327.9699 | 0 | 215.9003 | 0.00082066 | 215.7452 | 4.317e-05 | 327.9699 | 0 | 215.9003 | 1.7634e-05 | 215.7452 | 0 | 208.9413 | 0 | 215.7452 | 0 | 215.9003 | 0 | 215.5321 | 0 | 215.9003 | 0 | 215.9003 | 6.3707e-06 | 215.9003 | 0 | 215.5321 | 0 | 215.9003 | 0.00021658 | 215.7452 | 0 | 510.5611 | 0 | 509.1586 | 6.6672e-06 | 510.5611 | 0.0041 | 215.5321 | 0
| 328.084 | 0 | 216.1043 | -7.2381e-05 | 215.9481 | -0.00046493 | 328.084 | 0.00036414 | 216.1043 | 0.00029041 | 215.9481 | 0 | 209.1472 | 0 | 215.9481 | 0 | 216.1043 | 0 | 215.7348 | 0 | 216.1043 | 0 | 216.1043 | 0 | 216.1043 | 0 | 215.7348 | 0 | 216.1043 | 0 | 215.9481 | 0 | 510.7153 | 0.00135 | 509.3141 | 3.0002e-05 | 510.7153 | 0.00437 | 215.7348 | 0
| 328.1981 | 0 | 216.3084 | 0.00023261 | 216.1511 | 7.4229e-05 | 328.1981 | 0.0007126 | 216.3084 | 0.00074696 | 216.1511 | 0 | 209.3531 | 0 | 216.1511 | 0 | 216.3084 | 0 | 215.9376 | 0 | 216.3084 | 0 | 216.3084 | 1.1588e-05 | 216.3084 | 0 | 215.9376 | 0 | 216.3084 | 0.00048968 | 216.1511 | 0 | 510.8695 | 0.00207 | 509.4696 | 0 | 510.8695 | 0.00415 | 215.9376 | 0
| 328.3121 | 0 | 216.5125 | 0.00031078 | 216.354 | 7.4672e-05 | 328.3121 | 0.00053755 | 216.5125 | -0.00020402 | 216.354 | 0 | 209.5591 | 0 | 216.354 | 0 | 216.5125 | 0 | 216.1404 | 0 | 216.5125 | 0 | 216.5125 | 0 | 216.5125 | 0 | 216.1404 | 0 | 216.5125 | 0 | 216.354 | 0 | 511.0238 | 0.0019 | 509.6251 | 5.0004e-05 | 511.0238 | 0.00447 | 216.1404 | 0
| 328.4262 | 0.00014397 | 216.7166 | 0.00026797 | 216.557 | 0.00019205 | 328.4262 | 0 | 216.7166 | 6.4308e-05 | 216.557 | 0 | 209.765 | 0 | 216.557 | 0 | 216.7166 | 0 | 216.3432 | 0 | 216.7166 | 0 | 216.7166 | 1.3709e-05 | 216.7166 | 0 | 216.3432 | 0 | 216.7166 | 0.00027881 | 216.557 | 0 | 511.1781 | 0.00236 | 509.7806 | 6.6672e-06 | 511.1781 | 0.0042 | 216.3432 | 0
| 328.5403 | 0 | 216.9207 | 5.6679e-05 | 216.76 | -0.00068897 | 328.5403 | 0 | 216.9207 | -0.00025436 | 216.76 | 0 | 209.9709 | 0 | 216.76 | 0 | 216.9207 | 0 | 216.5461 | 0 | 216.9207 | 0 | 216.9207 | 0 | 216.9207 | 0 | 216.5461 | 0 | 216.9206 | 0 | 216.76 | 0 | 511.3323 | 0.00178 | 509.9361 | 0 | 511.3323 | 0.00438 | 216.5461 | 0
| 328.6543 | 0.00057588 | 217.1248 | 0.0015331 | 216.963 | 0.00027663 | 328.6543 | 0 | 217.1248 | -8.0608e-05 | 216.963 | 0 | 210.1769 | 0 | 216.963 | 0 | 217.1248 | 0 | 216.7489 | 0 | 217.1248 | 0 | 217.1248 | 1.6199e-05 | 217.1248 | 0 | 216.7489 | 0 | 217.1248 | 0.00037605 | 216.963 | 0 | 511.4866 | 0.00162 | 510.0916 | 2.6669e-05 | 511.4866 | 0.00403 | 216.7489 | 0
| 328.7684 | 0 | 217.3289 | -0.00062567 | 217.166 | 2.9367e-05 | 328.7684 | 0.00102 | 217.3289 | 0.00028832 | 217.166 | 0 | 210.3829 | 0 | 217.166 | 0 | 217.3289 | 0 | 216.9518 | 0 | 217.3289 | 0 | 217.3289 | 0 | 217.3289 | 0 | 216.9518 | 0 | 217.3289 | 0 | 217.166 | 0 | 511.6409 | 0.0006682 | 510.2471 | 3.0002e-05 | 511.6409 | 0.00423 | 216.9518 | 0
| 328.8824 | 0 | 217.5331 | 0.00080334 | 217.369 | 0.0008195 | 328.8824 | 5.2137e-05 | 217.5331 | 0.00053208 | 217.369 | 0 | 210.5889 | 0 | 217.369 | 0 | 217.5331 | 0 | 217.1546 | 0 | 217.5331 | 0 | 217.5331 | 1.3934e-05 | 217.5331 | 0 | 217.1546 | 0 | 217.5331 | 0.00034548 | 217.369 | 0 | 511.7952 | 0.00193 | 510.4027 | 0 | 511.7952 | 0.00406 | 217.1546 | 0
| 328.9965 | 0.00093132 | 217.7372 | 0.00032939 | 217.5721 | -0.00080643 | 328.9965 | 0.00046818 | 217.7372 | -0.000286 | 217.5721 | 0 | 210.7948 | 0 | 217.5721 | 0 | 217.7372 | 0 | 217.3575 | 0 | 217.7372 | 0 | 217.7372 | 0 | 217.7372 | 0 | 217.3575 | 0 | 217.7372 | 0 | 217.5721 | 0 | 511.9495 | 0 | 510.5582 | 0 | 511.9495 | 0.00423 | 217.3575 | 0
| 329.1105 | 0 | 217.9414 | 0.00092676 | 217.7752 | 0.00088971 | 329.1105 | 0 | 217.9414 | -0.00023338 | 217.7752 | 0 | 211.0009 | 0 | 217.7752 | 0 | 217.9414 | 0 | 217.5604 | 0 | 217.9414 | 0 | 217.9414 | 1.4343e-05 | 217.9414 | 0 | 217.5604 | 0 | 217.9414 | 0.00026227 | 217.7752 | 0 | 512.1038 | 0.00158 | 510.7138 | 2.6669e-05 | 512.1038 | 0.00399 | 217.5604 | 0
| 329.2246 | 0.00032042 | 218.1456 | 0.00023528 | 217.9783 | -0.00083543 | 329.2246 | 0.00017341 | 218.1456 | 2.271e-05 | 217.9783 | 0 | 211.2069 | 0 | 217.9783 | 0 | 218.1456 | 0 | 217.7633 | 0 | 218.1456 | 0 | 218.1456 | 0 | 218.1456 | 0 | 217.7633 | 0 | 218.1456 | 0 | 217.9783 | 0 | 512.2582 | 0.00169 | 510.8693 | 1.0001e-05 | 512.2582 | 0.00417 | 217.7633 | 0
| 329.3386 | 0 | 218.3499 | 4.5861e-06 | 218.1814 | 0.00019084 | 329.3386 | 0 | 218.3499 | 0.00027085 | 218.1814 | 0 | 211.4129 | 0 | 218.1814 | 0 | 218.3499 | 0 | 217.9662 | 0 | 218.3499 | 0 | 218.3499 | 1.0165e-05 | 218.3499 | 0 | 217.9662 | 0 | 218.3499 | 0.00030565 | 218.1814 | 0 | 512.4125 | 0.00294 | 511.0249 | 6.6672e-06 | 512.4125 | 0.00402 | 217.9662 | 0
| 329.4526 | 0 | 218.5541 | 0.00015005 | 218.3845 | -0.001092 | 329.4526 | 0 | 218.5541 | -0.0010261 | 218.3845 | 0 | 211.619 | 0 | 218.3845 | 0 | 218.5541 | 0 | 218.1692 | 0 | 218.5541 | 0 | 218.5541 | 0 | 218.5541 | 0 | 218.1692 | 0 | 218.5541 | 0 | 218.3845 | 0 | 512.5669 | 0.00207 | 511.1805 | 1.0001e-05 | 512.5669 | 0.00425 | 218.1692 | 0
| 329.5667 | 0.00084583 | 218.7584 | 0.00065561 | 218.5877 | 0.00020932 | 329.5667 | 0 | 218.7584 | 0.00071014 | 218.5877 | 0 | 211.8251 | 0 | 218.5877 | 0 | 218.7584 | 0 | 218.3721 | 0 | 218.7584 | 0 | 218.7584 | 1.6145e-05 | 218.7584 | 0 | 218.3721 | 0 | 218.7584 | 0.00022716 | 218.5877 | 0 | 512.7212 | 0.00301 | 511.3361 | 0 | 512.7212 | 0.00409 | 218.3721 | 0
| 329.6807 | 0.00033839 | 218.9626 | -8.6446e-05 | 218.7908 | -0.00046792 | 329.6807 | 0.00036414 | 218.9626 | -0.00032945 | 218.7908 | 0 | 212.0311 | 0 | 218.7908 | 0 | 218.9626 | 0 | 218.5751 | 0 | 218.9626 | 0 | 218.9626 | 0 | 218.9626 | 0 | 218.5751 | 0 | 218.9626 | 0 | 218.7908 | 0 | 512.8756 | 0.0026 | 511.4917 | 1.0001e-05 | 512.8756 | 0.00427 | 218.5751 | 0
| 329.7947 | 0 | 219.1669 | 0.0015365 | 218.994 | 0.00024965 | 329.7947 | 0 | 219.1669 | 0.00021795 | 218.994 | 0 | 212.2372 | 0 | 218.994 | 0 | 219.1669 | 0 | 218.7781 | 0 | 219.1669 | 0 | 219.1669 | 1.4418e-05 | 219.1669 | 0 | 218.7781 | 0 | 219.1669 | 0.00036587 | 218.994 | 0 | 513.0299 | 0.0039 | 511.6473 | 0 | 513.0299 | 0.004 | 218.7781 | 0
| 329.9087 | 0.00058994 | 219.3712 | 0.00025466 | 219.1972 | -0.0015174 | 329.9087 | 0.00076297 | 219.3712 | -0.00052864 | 219.1972 | 0 | 212.4434 | 0 | 219.1972 | 0 | 219.3712 | 0 | 218.9811 | 0 | 219.3712 | 0 | 219.3712 | 0 | 219.3712 | 0 | 218.9811 | 0 | 219.3713 | 0 | 219.1972 | 0 | 513.1843 | 0.00125 | 511.8029 | 0 | 513.1843 | 0.00424 | 218.9811 | 0
| 330.0227 | 0 | 219.5756 | 0.0007656 | 219.4004 | 0.00074301 | 330.0227 | 0 | 219.5756 | 0.00051032 | 219.4004 | 0 | 212.6495 | 0 | 219.4004 | 0 | 219.5756 | 0 | 219.1841 | 0 | 219.5756 | 0 | 219.5756 | 1.9067e-05 | 219.5756 | 0 | 219.1841 | 0 | 219.5756 | 0.00036439 | 219.4005 | 0 | 513.3387 | 0.00214 | 511.9585 | 0 | 513.3387 | 0.00399 | 219.1841 | 0
| 330.1368 | 0 | 219.7799 | -0.00037995 | 219.6037 | -0.000718 | 330.1368 | 0.00086701 | 219.7799 | -0.00011518 | 219.6037 | 0 | 212.8556 | 0 | 219.6037 | 0 | 219.7799 | 0 | 219.3871 | 0 | 219.7799 | 0 | 219.7799 | 0 | 219.7799 | 0 | 219.3871 | 0 | 219.7799 | 0 | 219.6037 | 0 | 513.4931 | 0.00209 | 512.1141 | 1.0001e-05 | 513.4931 | 0.00428 | 219.3871 | 0
| 330.2508 | 8.9983e-05 | 219.9843 | 0.00082443 | 219.807 | 0.00010925 | 330.2508 | 0.0007126 | 219.9843 | -0.00025575 | 219.807 | 0 | 213.0618 | 0 | 219.807 | 0 | 219.9843 | 0 | 219.5901 | 0 | 219.9843 | 0 | 219.9843 | 9.2593e-06 | 219.9843 | 0 | 219.5901 | 0 | 219.9843 | 0.00018397 | 219.807 | 0 | 513.6475 | 0.00174 | 512.2697 | 4.667e-05 | 513.6475 | 0.00396 | 219.5901 | 0
| 330.3648 | 0 | 220.1886 | 0.00014991 | 220.0102 | 2.9894e-05 | 330.3648 | 0.00029479 | 220.1886 | -0.00057199 | 220.0102 | 0 | 213.268 | 0 | 220.0102 | 0 | 220.1886 | 0 | 219.7932 | 0 | 220.1886 | 0 | 220.1886 | 0 | 220.1886 | 0 | 219.7932 | 0 | 220.1886 | 0 | 220.0102 | 0 | 513.802 | 0.00215 | 512.4254 | 1.0001e-05 | 513.802 | 0.00419 | 219.7932 | 0
| 330.4788 | 0.00091782 | 220.393 | 0.00034935 | 220.2135 | 0.00015808 | 330.4788 | 0.00012167 | 220.393 | 0.00060296 | 220.2135 | 0 | 213.4741 | 0 | 220.2135 | 0 | 220.393 | 0 | 219.9963 | 0 | 220.393 | 0 | 220.393 | 5.6298e-06 | 220.393 | 0 | 219.9963 | 0 | 220.393 | 9.9033e-05 | 220.2135 | 0 | 513.9564 | 0.00213 | 512.581 | 6.6672e-06 | 513.9564 | 0.00397 | 219.9963 | 0
| 330.5928 | 0 | 220.5974 | 0.00027984 | 220.4168 | -0.0008069 | 330.5928 | 0.00027745 | 220.5974 | 0.00029739 | 220.4168 | 0 | 213.6803 | 0 | 220.4168 | 0 | 220.5974 | 0 | 220.1994 | 0 | 220.5974 | 0 | 220.5974 | 0 | 220.5974 | 0 | 220.1994 | 0 | 220.5974 | 0 | 220.4169 | 0 | 514.1108 | 0.00209 | 512.7367 | 1.0001e-05 | 514.1108 | 0.00421 | 220.1994 | 0
| 330.7068 | 0.00077385 | 220.8019 | 0.00075211 | 220.6202 | 0.0005104 | 330.7068 | 0 | 220.8019 | 0.00034982 | 220.6202 | 0 | 213.8865 | 0 | 220.6202 | 0 | 220.8019 | 0 | 220.4025 | 0 | 220.8019 | 0 | 220.8019 | 1.0222e-05 | 220.8019 | 0 | 220.4025 | 0 | 220.8019 | 0.00023908 | 220.6202 | 0 | 514.2653 | 0.00214 | 512.8923 | 6.6672e-06 | 514.2653 | 0.00403 | 220.4025 | 0
| 330.8208 | 0 | 221.0063 | 0.00056082 | 220.8235 | -0.0011959 | 330.8208 | 5.2025e-05 | 221.0063 | -0.00026788 | 220.8235 | 0 | 214.0928 | 0 | 220.8235 | 0 | 221.0063 | 0 | 220.6056 | 0 | 221.0063 | 0 | 221.0063 | 0 | 221.0063 | 0 | 220.6056 | 0 | 221.0063 | 0 | 220.8235 | 0 | 514.4197 | 0.0009847 | 513.048 | 0 | 514.4197 | 0.0042 | 220.6056 | 0
| 330.9348 | 0.00043191 | 221.2108 | 0.00090549 | 221.0269 | 0.00050691 | 330.9348 | 6.9519e-05 | 221.2108 | 0.00025436 | 221.0269 | 0 | 214.299 | 0 | 221.0269 | 0 | 221.2108 | 0 | 220.8087 | 0 | 221.2108 | 0 | 221.2108 | 1.5876e-05 | 221.2108 | 0 | 220.8087 | 0 | 221.2108 | 0.00030119 | 221.0269 | 0 | 514.5742 | 0.00216 | 513.2037 | 6.6672e-06 | 514.5742 | 0.00403 | 220.8087 | 0
| 331.0488 | 0.00010482 | 221.4153 | -0.00027996 | 221.2303 | -0.00056471 | 331.0488 | 0 | 221.4153 | -0.00024676 | 221.2303 | 0 | 214.5053 | 0 | 221.2303 | 0 | 221.4152 | 0 | 221.0118 | 0 | 221.4152 | 0 | 221.4153 | 0 | 221.4152 | 0 | 221.0118 | 0 | 221.4152 | 0 | 221.2303 | 0 | 514.7287 | 0.00165 | 513.3593 | 1.0001e-05 | 514.7287 | 0.00421 | 221.0118 | 0
| 331.1628 | 0.00062987 | 221.6197 | 0.001001 | 221.4337 | 0.0012646 | 331.1628 | 0 | 221.6197 | 0.00036952 | 221.4337 | 0 | 214.7115 | 0 | 221.4337 | 0 | 221.6197 | 0 | 221.215 | 0 | 221.6197 | 0 | 221.6197 | 1.1421e-05 | 221.6197 | 0 | 221.215 | 0 | 221.6197 | 0.0002772 | 221.4337 | 0 | 514.8831 | 0.00345 | 513.515 | 6.6672e-06 | 514.8831 | 0.00399 | 221.215 | 0
| 331.2767 | 0.00024855 | 221.8242 | -0.00082689 | 221.6371 | -0.00025072 | 331.2767 | 0.00024276 | 221.8242 | -0.00046542 | 221.6371 | 0 | 214.9178 | 0 | 221.6371 | 0 | 221.8242 | 0 | 221.4182 | 0 | 221.8242 | 0 | 221.8242 | 0 | 221.8242 | 0 | 221.4182 | 0 | 221.8243 | 0 | 221.6371 | 0 | 515.0376 | 0.00127 | 513.6707 | 3.0002e-05 | 515.0376 | 0.00424 | 221.4181 | 0
| 331.3907 | 0 | 222.0288 | 0.0016299 | 221.8406 | 0.00056689 | 331.3907 | 0.00083426 | 222.0288 | 3.6212e-05 | 221.8406 | 0 | 215.1241 | 0 | 221.8406 | 0 | 222.0288 | 0 | 221.6213 | 0 | 222.0288 | 0 | 222.0288 | 1.5968e-05 | 222.0288 | 0 | 221.6213 | 0 | 222.0288 | 0.00031899 | 221.8406 | 0 | 515.1921 | 0.00183 | 513.8264 | 6.6672e-06 | 515.1921 | 0.00403 | 221.6213 | 0
| 331.5047 | 0.00041025 | 222.2333 | 3.4504e-05 | 222.044 | -0.00026379 | 331.5047 | 0.0013 | 222.2333 | 0.00014586 | 222.044 | 0 | 215.3304 | 0 | 222.044 | 0 | 222.2333 | 0 | 221.8245 | 0 | 222.2333 | 0 | 222.2333 | 0 | 222.2333 | 0 | 221.8245 | 0 | 222.2333 | 0 | 222.044 | 0 | 515.3466 | 0.00139 | 513.9821 | 3.0002e-05 | 515.3466 | 0.0042 | 221.8245 | 0
| 331.6187 | 0 | 222.4379 | 0.00075271 | 222.2475 | 0.00071279 | 331.6187 | 0 | 222.4379 | 5.3877e-05 | 222.2475 | 0 | 215.5367 | 0 | 222.2475 | 0 | 222.4379 | 0 | 222.0277 | 0 | 222.4379 | 0 | 222.4379 | 1.0939e-05 | 222.4379 | 0 | 222.0277 | 0 | 222.4379 | 0.00032177 | 222.2475 | 0 | 515.5012 | 0.00193 | 514.1378 | 0 | 515.5012 | 0.00386 | 222.0277 | 0
| 331.7326 | 0.00023058 | 222.6425 | -0.00035355 | 222.451 | -0.00023616 | 331.7326 | 0.00116 | 222.6425 | -0.0005335 | 222.451 | 0 | 215.7431 | 0 | 222.451 | 0 | 222.6425 | 0 | 222.231 | 0 | 222.6425 | 0 | 222.6425 | 0 | 222.6425 | 0 | 222.231 | 0 | 222.6425 | 0 | 222.451 | 0 | 515.6557 | 0.00218 | 514.2936 | 1.0001e-05 | 515.6557 | 0.00407 | 222.231 | 0
| 331.8466 | 0 | 222.847 | 0.00063338 | 222.6545 | 0.0010699 | 331.8466 | 0 | 222.847 | 0.00029359 | 222.6545 | 0 | 215.9494 | 0 | 222.6545 | 0 | 222.8471 | 0 | 222.4342 | 0 | 222.8471 | 0 | 222.847 | 1.438e-05 | 222.8471 | 0 | 222.4342 | 0 | 222.847 | 0.00019977 | 222.6546 | 0 | 515.8102 | 0.00288 | 514.4493 | 6.6672e-06 | 515.8102 | 0.00391 | 222.4342 | 0
| 331.9606 | 0.00019465 | 223.0517 | -0.00053091 | 222.8581 | 0.00015191 | 331.9606 | 0 | 223.0517 | -0.00012735 | 222.8581 | 0 | 216.1558 | 0 | 222.8581 | 0 | 223.0517 | 0 | 222.6375 | 0 | 223.0517 | 0 | 223.0517 | 1.1001e-06 | 223.0517 | 0 | 222.6375 | 0 | 223.0517 | 0 | 222.8581 | 0 | 515.9647 | 0.00222 | 514.605 | 3.0002e-05 | 515.9647 | 0.00417 | 222.6375 | 0
| 332.0745 | 0.00044991 | 223.2563 | 0.00075914 | 223.0616 | 0.00023153 | 332.0745 | 0 | 223.2563 | 7.7213e-06 | 223.0616 | 0 | 216.3622 | 0 | 223.0616 | 0 | 223.2563 | 0 | 222.8407 | 0 | 223.2563 | 0 | 223.2563 | 1.0298e-05 | 223.2563 | 0 | 222.8407 | 0 | 223.2563 | 0.00035863 | 223.0616 | 0 | 516.1193 | 0.0028 | 514.7608 | 0 | 516.1193 | 0.00394 | 222.8407 | 0
| 332.1885 | 0 | 223.4609 | -0.00014169 | 223.2652 | -0.00067772 | 332.1885 | 5.2025e-05 | 223.4609 | -0.00052381 | 223.2652 | 0 | 216.5685 | 0 | 223.2652 | 0 | 223.4609 | 0 | 223.044 | 0 | 223.4609 | 0 | 223.4609 | 0 | 223.4609 | 0 | 223.044 | 0 | 223.4609 | 0 | 223.2652 | 0 | 516.2739 | 0.00183 | 514.9165 | 3.0002e-05 | 516.2739 | 0.00422 | 223.044 | 0
| 332.3024 | 0 | 223.6656 | -5.2495e-05 | 223.4688 | 9.5547e-05 | 332.3024 | 0 | 223.6656 | 0.00027432 | 223.4688 | 0 | 216.7749 | 0 | 223.4688 | 0 | 223.6656 | 0 | 223.2473 | 0 | 223.6656 | 0 | 223.6656 | 5.1311e-06 | 223.6656 | 0 | 223.2473 | 0 | 223.6656 | 9.1162e-05 | 223.4688 | 0 | 516.4284 | 0.00281 | 515.0723 | 0 | 516.4284 | 0.004 | 223.2473 | 0
| 332.4164 | 5.091e-05 | 223.8703 | 0.00045703 | 223.6724 | 8.3851e-05 | 332.4164 | 0.00134 | 223.8703 | -0.00015126 | 223.6724 | 0 | 216.9814 | 0 | 223.6724 | 0 | 223.8703 | 0 | 223.4506 | 0 | 223.8703 | 0 | 223.8703 | 0 | 223.8703 | 0 | 223.4506 | 0 | 223.8703 | 0 | 223.6724 | 0 | 516.583 | 0.00309 | 515.2281 | 3.0002e-05 | 516.583 | 0.00435 | 223.4506 | 0
| 332.5303 | 0.00030594 | 224.075 | 0.00058461 | 223.876 | 0.00039864 | 332.5303 | 0 | 224.075 | 0.00029902 | 223.876 | 0 | 217.1878 | 0 | 223.876 | 0 | 224.075 | 0 | 223.6539 | 0 | 224.075 | 0 | 224.075 | 1.6785e-05 | 224.075 | 0 | 223.6539 | 0 | 224.075 | 0.00015875 | 223.876 | 0 | 516.7376 | 0.00243 | 515.3839 | 0 | 516.7376 | 0.00407 | 223.654 | 0
| 332.6442 | 0 | 224.2797 | -0.00048407 | 224.0797 | -0.0014343 | 332.6442 | 0.0004335 | 224.2797 | -0.0003458 | 224.0797 | 0 | 217.3943 | 0 | 224.0797 | 0 | 224.2797 | 0 | 223.8573 | 0 | 224.2797 | 0 | 224.2797 | 0 | 224.2797 | 0 | 223.8573 | 0 | 224.2797 | 0 | 224.0797 | 0 | 516.8922 | 0.00213 | 515.5396 | 1.0001e-05 | 516.8922 | 0.00439 | 223.8573 | 0
| 332.7582 | 0.00026995 | 224.4844 | 0.00085917 | 224.2834 | -8.2953e-05 | 332.7582 | 0.00031285 | 224.4844 | 3.2091e-06 | 224.2834 | 0 | 217.6007 | 0 | 224.2834 | 0 | 224.4844 | 0 | 224.0606 | 0 | 224.4844 | 0 | 224.4844 | 5.7252e-06 | 224.4844 | 0 | 224.0606 | 0 | 224.4844 | 0 | 224.2834 | 0 | 517.0468 | 0.00213 | 515.6954 | 0 | 517.0468 | 0.00403 | 224.0606 | 0
| 332.8721 | 0 | 224.6891 | -0.00062775 | 224.487 | 0.00024924 | 332.8721 | 0 | 224.6891 | -0.00024368 | 224.487 | 0 | 217.8072 | 0 | 224.487 | 0 | 224.6891 | 0 | 224.264 | 0 | 224.6891 | 0 | 224.6891 | 0 | 224.6891 | 0 | 224.264 | 0 | 224.6892 | 0 | 224.487 | 0 | 517.2014 | 0.00155 | 515.8512 | 3.0002e-05 | 517.2014 | 0.00429 | 224.264 | 0
| 332.9861 | 0.00044991 | 224.8939 | 0.00049119 | 224.6907 | -0.00021632 | 332.9861 | 0 | 224.8939 | 0.00015266 | 224.6907 | 0 | 218.0137 | 0 | 224.6907 | 0 | 224.8939 | 0 | 224.4674 | 0 | 224.8939 | 0 | 224.8939 | 8.9466e-06 | 224.8939 | 0 | 224.4674 | 0 | 224.8939 | 0.00036771 | 224.6908 | 0 | 517.3561 | 0.00144 | 516.007 | 0 | 517.3561 | 0.00403 | 224.4674 | 0
| 333.1 | 0 | 225.0987 | -2.0984e-05 | 224.8945 | -0.0005789 | 333.1 | 0.00134 | 225.0987 | -0.00037005 | 224.8945 | 0 | 218.2202 | 0 | 224.8945 | 0 | 225.0987 | 0 | 224.6708 | 0 | 225.0987 | 0 | 225.0987 | 0 | 225.0987 | 0 | 224.6708 | 0 | 225.0987 | 0 | 224.8945 | 0 | 517.5107 | 0.00116 | 516.1628 | 3.0002e-05 | 517.5107 | 0.00435 | 224.6708 | 0
| 333.2139 | 0 | 225.3035 | 0.00073978 | 225.0982 | 0.00065189 | 333.2139 | 0.00123 | 225.3035 | 0.00020596 | 225.0982 | 0 | 218.4267 | 0 | 225.0982 | 0 | 225.3035 | 0 | 224.8742 | 0 | 225.3035 | 0 | 225.3035 | 1.5985e-05 | 225.3035 | 0 | 224.8742 | 0 | 225.3035 | 0.00059014 | 225.0982 | 0 | 517.6653 | 0.00155 | 516.3187 | 0 | 517.6653 | 0.00417 | 224.8742 | 0
| 333.3278 | 3.2945e-05 | 225.5083 | -0.00074274 | 225.302 | -0.0014111 | 333.3278 | 0.00090168 | 225.5083 | -0.00055541 | 225.302 | 0 | 218.6332 | 0 | 225.302 | 0 | 225.5083 | 0 | 225.0776 | 0 | 225.5083 | 0 | 225.5083 | 0 | 225.5083 | 0 | 225.0776 | 0 | 225.5083 | 0 | 225.302 | 0 | 517.82 | 0.00253 | 516.4745 | 3.0002e-05 | 517.82 | 0.00433 | 225.0776 | 0
| 333.4418 | 0.00030594 | 225.7131 | 0.00023996 | 225.5057 | 0.00012007 | 333.4418 | 0 | 225.7131 | -0.00019307 | 225.5057 | 0 | 218.8398 | 0 | 225.5057 | 0 | 225.7131 | 0 | 225.2811 | 0 | 225.7131 | 0 | 225.7131 | 9.0115e-06 | 225.7131 | 0 | 225.2811 | 0 | 225.7131 | 0.00024811 | 225.5057 | 0 | 517.9746 | 0.001 | 516.6303 | 0 | 517.9746 | 0.00408 | 225.281 | 0
| 333.5557 | 0 | 225.918 | 4.1588e-05 | 225.7095 | -0.00049758 | 333.5557 | 0.00045084 | 225.918 | -0.00017989 | 225.7095 | 0 | 219.0463 | 0 | 225.7095 | 0 | 225.918 | 0 | 225.4845 | 0 | 225.918 | 0 | 225.918 | 0 | 225.918 | 0 | 225.4845 | 0 | 225.918 | 0 | 225.7095 | 0 | 518.1293 | 0.00183 | 516.7862 | 1.0001e-05 | 518.1293 | 0.00423 | 225.4845 | 0
| 333.6696 | 0.00034194 | 226.1228 | 0.0012366 | 225.9133 | 0.00062446 | 333.6696 | 0.00048665 | 226.1228 | 0.00060091 | 225.9133 | 0 | 219.2529 | 0 | 225.9133 | 0 | 226.1228 | 0 | 225.688 | 0 | 226.1228 | 0 | 226.1228 | 1.6489e-05 | 226.1228 | 0 | 225.688 | 0 | 226.1228 | 0.00038492 | 225.9133 | 0 | 518.284 | 0.00207 | 516.942 | 6.6672e-06 | 518.284 | 0.00395 | 225.688 | 0
| 333.7835 | 0 | 226.3277 | 0.00042244 | 226.1172 | -0.0007963 | 333.7835 | 0.00086701 | 226.3277 | -0.00043283 | 226.1172 | 0 | 219.4595 | 0 | 226.1172 | 0 | 226.3277 | 0 | 225.8914 | 0 | 226.3277 | 0 | 226.3277 | 0 | 226.3277 | 0 | 225.8914 | 0 | 226.3277 | 0 | 226.1172 | 0 | 518.4387 | 0.00128 | 517.0979 | 1.0001e-05 | 518.4387 | 0.00414 | 225.8914 | 0
| 333.8974 | 0.00037793 | 226.5326 | 0.0015787 | 226.321 | 0.00078414 | 333.8974 | 0 | 226.5326 | 0.00038019 | 226.321 | 0 | 219.6661 | 0 | 226.321 | 0 | 226.5326 | 0 | 226.0949 | 0 | 226.5326 | 0 | 226.5326 | 1.4073e-05 | 226.5326 | 0 | 226.0949 | 0 | 226.5326 | 0.00035997 | 226.321 | 0 | 518.5934 | 0.0022 | 517.2537 | 0 | 518.5934 | 0.00392 | 226.0949 | 0
| 334.0113 | 0.00089539 | 226.7375 | 0.00069765 | 226.5249 | -0.00016348 | 334.0113 | 0.00060691 | 226.7375 | 5.9908e-05 | 226.5249 | 0 | 219.8727 | 0 | 226.5249 | 0 | 226.7375 | 0 | 226.2984 | 0 | 226.7375 | 0 | 226.7375 | 0 | 226.7375 | 0 | 226.2984 | 0 | 226.7375 | 0 | 226.5249 | 0 | 518.7481 | 0.00068578 | 517.4096 | 0 | 518.7481 | 0.0042 | 226.2985 | 0
| 334.1252 | 0 | 226.9424 | 0.0002698 | 226.7288 | 0.0010572 | 334.1252 | 0 | 226.9424 | -3.5276e-05 | 226.7288 | 0 | 220.0793 | 0 | 226.7288 | 0 | 226.9424 | 0 | 226.502 | 0 | 226.9424 | 0 | 226.9424 | 1.3313e-05 | 226.9424 | 0 | 226.502 | 0 | 226.9424 | 0.00030854 | 226.7288 | 0 | 518.9028 | 0.00114 | 517.5655 | 0 | 518.9028 | 0.00403 | 226.502 | 0
| 334.2391 | 0 | 227.1474 | -0.00063431 | 226.9327 | -0.0005763 | 334.2391 | 0.00010404 | 227.1474 | 0.00012538 | 226.9327 | 0 | 220.286 | 0 | 226.9327 | 0 | 227.1474 | 0 | 226.7055 | 0 | 227.1474 | 0 | 227.1474 | 0 | 227.1474 | 0 | 226.7055 | 0 | 227.1474 | 0 | 226.9327 | 0 | 519.0575 | 0.00239 | 517.7214 | 0 | 519.0575 | 0.00424 | 226.7055 | 0
| 334.353 | 0.00052189 | 227.3524 | 0.00074702 | 227.1366 | -3.2123e-05 | 334.353 | 0 | 227.3524 | 0.00053552 | 227.1366 | 0 | 220.4926 | 0 | 227.1366 | 0 | 227.3524 | 0 | 226.9091 | 0 | 227.3524 | 0 | 227.3524 | 1.0915e-05 | 227.3524 | 0 | 226.9091 | 0 | 227.3524 | 0.00022788 | 227.1366 | 0 | 519.2123 | 0.00316 | 517.8773 | 6.6672e-06 | 519.2123 | 0.00401 | 226.9091 | 0
| 334.4669 | 0.00028449 | 227.5573 | -0.00070091 | 227.3405 | -0.00032868 | 334.4669 | 0.00079764 | 227.5573 | -8.3493e-05 | 227.3405 | 0 | 220.6993 | 0 | 227.3405 | 0 | 227.5573 | 0 | 227.1126 | 0 | 227.5573 | 0 | 227.5573 | 0 | 227.5573 | 0 | 227.1126 | 0 | 227.5573 | 0 | 227.3405 | 0 | 519.367 | 0.00084403 | 518.0332 | 0 | 519.367 | 0.00413 | 227.1126 | 0
| 334.5808 | 0 | 227.7623 | 0.00074364 | 227.5445 | 0.00063389 | 334.5808 | 0 | 227.7623 | 0.0013079 | 227.5445 | 0 | 220.906 | 0 | 227.5445 | 0 | 227.7623 | 0 | 227.3162 | 0 | 227.7623 | 0 | 227.7623 | 9.3571e-06 | 227.7623 | 0 | 227.3162 | 0 | 227.7623 | 0.00012371 | 227.5445 | 0 | 519.5217 | 0.00329 | 518.1891 | 6.6672e-06 | 519.5217 | 0.00389 | 227.3162 | 0
| 334.6947 | 0.00039229 | 227.9673 | 0.00032065 | 227.7485 | -0.00033513 | 334.6947 | 0.00046818 | 227.9673 | -0.00062496 | 227.7485 | 0 | 221.1127 | 0 | 227.7485 | 0 | 227.9673 | 0 | 227.5198 | 0 | 227.9673 | 0 | 227.9673 | 0 | 227.9673 | 0 | 227.5198 | 0 | 227.9673 | 0 | 227.7485 | 0 | 519.6765 | 0.00193 | 518.345 | 0 | 519.6765 | 0.00419 | 227.5198 | 0
| 334.8086 | 0 | 228.1724 | 0.0016311 | 227.9525 | 0.0012457 | 334.8086 | 0.00033023 | 228.1724 | 0.00024839 | 227.9525 | 0 | 221.3194 | 0 | 227.9525 | 0 | 228.1724 | 0 | 227.7234 | 0 | 228.1724 | 0 | 228.1724 | 1.5593e-05 | 228.1724 | 0 | 227.7234 | 0 | 228.1724 | 0.0005471 | 227.9525 | 0 | 519.8313 | 0.00427 | 518.5009 | 6.6672e-06 | 519.8313 | 0.00405 | 227.7234 | 0
| 334.9224 | 0 | 228.3774 | -9.2171e-05 | 228.1565 | -0.00020759 | 334.9224 | 0 | 228.3774 | -0.0005435 | 228.1565 | 0 | 221.5261 | 0 | 228.1565 | 0 | 228.3774 | 0 | 227.927 | 0 | 228.3774 | 0 | 228.3774 | 0 | 228.3774 | 0 | 227.927 | 0 | 228.3774 | 0 | 228.1565 | 0 | 519.986 | 0.00295 | 518.6569 | 1.0001e-05 | 519.986 | 0.00432 | 227.927 | 0
| 335.0363 | 0.00023396 | 228.5825 | 0.0015632 | 228.3605 | 2.8584e-06 | 335.0363 | 0.00055617 | 228.5825 | -5.1896e-05 | 228.3605 | 0 | 221.7328 | 0 | 228.3605 | 0 | 228.5825 | 0 | 228.1307 | 0 | 228.5825 | 0 | 228.5825 | 8.1138e-06 | 228.5825 | 0 | 228.1307 | 0 | 228.5825 | 0.00020334 | 228.3605 | 0 | 520.1408 | 0.00065043 | 518.8128 | 6.6672e-06 | 520.1408 | 0.00399 | 228.1307 | 0
| 335.1502 | 0 | 228.7876 | -0.00014687 | 228.5646 | -0.00026399 | 335.1502 | 0.00175 | 228.7876 | -0.00010329 | 228.5646 | 0 | 221.9396 | 0 | 228.5646 | 0 | 228.7876 | 0 | 228.3343 | 0 | 228.7876 | 0 | 228.7876 | 0 | 228.7876 | 0 | 228.3343 | 0 | 228.7876 | 0 | 228.5646 | 0 | 520.2956 | 0.00091437 | 518.9688 | 0 | 520.2956 | 0.00427 | 228.3343 | 0
| 335.264 | 0 | 228.9926 | 0.00084826 | 228.7686 | 0.00054332 | 335.264 | 0.00055617 | 228.9926 | 0.0003129 | 228.7686 | 0 | 222.1464 | 0 | 228.7686 | 0 | 228.9926 | 0 | 228.538 | 0 | 228.9926 | 0 | 228.9926 | 1.3607e-05 | 228.9926 | 0 | 228.538 | 0 | 228.9926 | 0.00029767 | 228.7686 | 0 | 520.4504 | 0.00214 | 519.1247 | 6.6672e-06 | 520.4504 | 0.00409 | 228.538 | 0
| 335.3779 | 0.00012278 | 229.1978 | 0.00030535 | 228.9727 | 0.00024655 | 335.3779 | 0.00041617 | 229.1978 | -0.00016536 | 228.9727 | 0 | 222.3531 | 0 | 228.9727 | 0 | 229.1978 | 0 | 228.7417 | 0 | 229.1978 | 0 | 229.1978 | 0 | 229.1978 | 0 | 228.7417 | 0 | 229.1978 | 0 | 228.9727 | 0 | 520.6052 | 0.00375 | 519.2807 | 3.0002e-05 | 520.6052 | 0.00433 | 228.7416 | 0
| 335.4918 | 0.00016197 | 229.4029 | 0.00075112 | 229.1768 | 0.00065511 | 335.4918 | 0 | 229.4029 | 3.745e-05 | 229.1768 | 0 | 222.5599 | 0 | 229.1768 | 0 | 229.4029 | 0 | 228.9453 | 0 | 229.4029 | 0 | 229.4029 | 1.4261e-05 | 229.4029 | 0 | 228.9453 | 0 | 229.4029 | 0.00024821 | 229.1768 | 0 | 520.7601 | 0.00341 | 519.4366 | 0 | 520.7601 | 0.00403 | 228.9453 | 0
| 335.6056 | 0 | 229.608 | 9.7099e-05 | 229.3809 | -0.00074067 | 335.6056 | 0 | 229.608 | -4.4693e-05 | 229.3809 | 0 | 222.7667 | 0 | 229.3809 | 0 | 229.608 | 0 | 229.149 | 0 | 229.608 | 0 | 229.608 | 0 | 229.608 | 0 | 229.149 | 0 | 229.608 | 0 | 229.381 | 0 | 520.9149 | 0.00148 | 519.5926 | 3.0002e-05 | 520.9149 | 0.00418 | 229.149 | 0
| 335.7195 | 0.0004859 | 229.8132 | 0.0015052 | 229.5851 | 0.00016345 | 335.7195 | 0.00024332 | 229.8132 | 0.00024549 | 229.5851 | 0 | 222.9736 | 0 | 229.5851 | 0 | 229.8132 | 0 | 229.3528 | 0 | 229.8132 | 0 | 229.8132 | 8.5143e-06 | 229.8132 | 0 | 229.3528 | 0 | 229.8132 | 0.00032131 | 229.5851 | 0 | 521.0697 | 0.00271 | 519.7486 | 0 | 521.0697 | 0.00395 | 229.3528 | 0
| 335.8333 | 0.00030245 | 230.0184 | 0.00012105 | 229.7892 | -0.00088392 | 335.8333 | 0.00062425 | 230.0184 | -0.00069262 | 229.7892 | 0 | 223.1804 | 0 | 229.7892 | 0 | 230.0184 | 0 | 229.5565 | 0 | 230.0184 | 0 | 230.0184 | 0 | 230.0184 | 0 | 229.5565 | 0 | 230.0184 | 0 | 229.7893 | 0 | 521.2246 | 0.00211 | 519.9046 | 0 | 521.2246 | 0.00421 | 229.5565 | 0
| 335.9472 | 0.00052189 | 230.2236 | 0.00041907 | 229.9934 | 0.00014748 | 335.9472 | 0 | 230.2236 | -2.9654e-05 | 229.9934 | 0 | 223.3873 | 0 | 229.9934 | 0 | 230.2236 | 0 | 229.7603 | 0 | 230.2236 | 0 | 230.2236 | 1.3072e-05 | 230.2236 | 0 | 229.7603 | 0 | 230.2236 | 0.00052565 | 229.9934 | 0 | 521.3794 | 0.00285 | 520.0606 | 0 | 521.3794 | 0.00403 | 229.7603 | 0
| 336.0611 | 0 | 230.4288 | 0.00017098 | 230.1976 | -0.0016445 | 336.0611 | 0.00154 | 230.4288 | -8.5156e-05 | 230.1976 | 0 | 223.5941 | 0 | 230.1976 | 0 | 230.4288 | 0 | 229.964 | 0 | 230.4288 | 0 | 230.4288 | 0 | 230.4288 | 0 | 229.964 | 0 | 230.4288 | 0 | 230.1976 | 0 | 521.5343 | 0.00186 | 520.2166 | 1.0001e-05 | 521.5343 | 0.00428 | 229.964 | 0
| 336.1749 | 0.00079184 | 230.634 | 0.0011459 | 230.4018 | 0.00037261 | 336.1749 | 0.00060832 | 230.634 | 0.00030941 | 230.4018 | 0 | 223.801 | 0 | 230.4018 | 0 | 230.634 | 0 | 230.1678 | 0 | 230.634 | 0 | 230.634 | 8.9208e-06 | 230.634 | 0 | 230.1678 | 0 | 230.634 | 0.00032338 | 230.4018 | 0 | 521.6892 | 0.00202 | 520.3726 | 0 | 521.6892 | 0.00404 | 230.1678 | 0
| 336.2887 | 0.00012278 | 230.8393 | 0.00061575 | 230.6061 | 5.573e-06 | 336.2887 | 0.0012 | 230.8393 | -0.00015281 | 230.6061 | 0 | 224.0079 | 0 | 230.6061 | 0 | 230.8393 | 0 | 230.3716 | 0 | 230.8393 | 0 | 230.8393 | 0 | 230.8393 | 0 | 230.3716 | 0 | 230.8393 | 0 | 230.6061 | 0 | 521.8441 | 0.002 | 520.5286 | 1.0001e-05 | 521.8441 | 0.0042 | 230.3716 | 0
| 336.4026 | 0.00016197 | 231.0445 | 0.00096979 | 230.8103 | 0.00060449 | 336.4026 | 0 | 231.0445 | 0.00013531 | 230.8103 | 0 | 224.2148 | 0 | 230.8103 | 0 | 231.0445 | 0 | 230.5754 | 0 | 231.0445 | 0 | 231.0445 | 1.3317e-05 | 231.0445 | 0 | 230.5754 | 0 | 231.0445 | 0.00017465 | 230.8103 | 0 | 521.9989 | 0.00229 | 520.6847 | 6.6672e-06 | 521.9989 | 0.004 | 230.5754 | 0
| 336.5164 | 0 | 231.2498 | 7.7247e-05 | 231.0146 | -0.00058418 | 336.5164 | 0.00036414 | 231.2498 | -0.00031752 | 231.0146 | 0 | 224.4217 | 0 | 231.0146 | 0 | 231.2498 | 0 | 230.7792 | 0 | 231.2498 | 0 | 231.2498 | 0 | 231.2498 | 0 | 230.7792 | 0 | 231.2498 | 0 | 231.0146 | 0 | 522.1538 | 0.00132 | 520.8407 | 1.0001e-05 | 522.1538 | 0.00415 | 230.7792 | 0
| 336.6302 | 0 | 231.4551 | 0.0013884 | 231.2189 | -0.00059235 | 336.6302 | 0.00067784 | 231.4551 | 0.00038834 | 231.2189 | 0 | 224.6286 | 0 | 231.2189 | 0 | 231.4551 | 0 | 230.983 | 0 | 231.4551 | 0 | 231.4551 | 2.0112e-06 | 231.4551 | 0 | 230.983 | 0 | 231.4551 | 7.7787e-05 | 231.2189 | 0 | 522.3088 | 0.00139 | 520.9967 | 0 | 522.3088 | 0.00397 | 230.983 | 0
| 336.7441 | 0 | 231.6604 | -6.2703e-05 | 231.4232 | 3.669e-05 | 336.7441 | 0.00128 | 231.6604 | -0.00029954 | 231.4232 | 0 | 224.8356 | 0 | 231.4232 | 0 | 231.6604 | 0 | 231.1869 | 0 | 231.6604 | 0 | 231.6604 | 0 | 231.6604 | 0 | 231.1869 | 0 | 231.6604 | 0 | 231.4232 | 0 | 522.4637 | 0.00332 | 521.1528 | 3.0002e-05 | 522.4637 | 0.00416 | 231.1869 | 0
| 336.8579 | 0 | 231.8657 | 0.00049337 | 231.6275 | -0.0003548 | 336.8579 | 0.00010428 | 231.8657 | -0.000185 | 231.6275 | 0 | 225.0425 | 0 | 231.6275 | 0 | 231.8657 | 0 | 231.3907 | 0 | 231.8657 | 0 | 231.8657 | 1.1442e-05 | 231.8657 | 0 | 231.3907 | 0 | 231.8657 | 0.00030882 | 231.6275 | 0 | 522.6186 | 0.00185 | 521.3089 | 0 | 522.6186 | 0.004 | 231.3907 | 0
| 336.9717 | 0 | 232.0711 | -2.1315e-05 | 231.8318 | -0.00052575 | 336.9717 | 0.0007803 | 232.0711 | -0.0003596 | 231.8318 | 0 | 225.2495 | 0 | 231.8318 | 0 | 232.0711 | 0 | 231.5946 | 0 | 232.0711 | 0 | 232.0711 | 0 | 232.0711 | 0 | 231.5946 | 0 | 232.0711 | 0 | 231.8318 | 0 | 522.7735 | 0.00243 | 521.4649 | 3.0002e-05 | 522.7735 | 0.00419 | 231.5946 | 0
| 337.0855 | 0 | 232.2764 | 0.0016063 | 232.0362 | 0.00055613 | 337.0855 | 0 | 232.2764 | 0.00023747 | 232.0362 | 0 | 225.4565 | 0 | 232.0362 | 0 | 232.2764 | 0 | 231.7985 | 0 | 232.2764 | 0 | 232.2764 | 9.5263e-06 | 232.2764 | 0 | 231.7985 | 0 | 232.2764 | 0.00035714 | 232.0362 | 0 | 522.9285 | 0.00251 | 521.621 | 0 | 522.9285 | 0.00396 | 231.7985 | 0
| 337.1994 | 0.00098522 | 232.4818 | -0.00038805 | 232.2406 | -0.00080968 | 337.1994 | 0.00039883 | 232.4818 | -0.00028561 | 232.2406 | 0 | 225.6635 | 0 | 232.2406 | 0 | 232.4818 | 0 | 232.0024 | 0 | 232.4818 | 0 | 232.4818 | 0 | 232.4818 | 0 | 232.0024 | 0 | 232.4818 | 0 | 232.2406 | 0 | 523.0834 | 0.00229 | 521.7771 | 3.0002e-05 | 523.0834 | 0.00418 | 232.0024 | 0
| 337.3132 | 0.00055789 | 232.6872 | 0.0001608 | 232.445 | -0.00030708 | 337.3132 | 0.00031285 | 232.6872 | 0.0001991 | 232.445 | 0 | 225.8705 | 0 | 232.445 | 0 | 232.6872 | 0 | 232.2063 | 0 | 232.6872 | 0 | 232.6872 | 6.4466e-06 | 232.6872 | 0 | 232.2063 | 0 | 232.6872 | 0.0003377 | 232.445 | 0 | 523.2384 | 0.00339 | 521.9331 | 0 | 523.2384 | 0.00395 | 232.2063 | 0
| 337.427 | 0 | 232.8926 | -0.00031643 | 232.6494 | -0.00044525 | 337.427 | 0.00055488 | 232.8926 | -0.00039797 | 232.6494 | 0 | 226.0775 | 0 | 232.6494 | 0 | 232.8926 | 0 | 232.4103 | 0 | 232.8926 | 0 | 232.8926 | 0 | 232.8926 | 0 | 232.4103 | 0 | 232.8926 | 0 | 232.6494 | 0 | 523.3934 | 0.00213 | 522.0892 | 3.0002e-05 | 523.3934 | 0.0042 | 232.4103 | 0
| 337.5408 | 0.00028795 | 233.0981 | 0.0015359 | 232.8538 | 0.0007078 | 337.5408 | 0 | 233.0981 | 0.0002363 | 232.8538 | 0 | 226.2846 | 0 | 232.8538 | 0 | 233.0981 | 0 | 232.6142 | 0 | 233.0981 | 0 | 233.0981 | 1.546e-05 | 233.0981 | 0 | 232.6142 | 0 | 233.0981 | 0.00023447 | 232.8538 | 0 | 523.5483 | 0.00211 | 522.2453 | 0 | 523.5483 | 0.004 | 232.6142 | 0
| 337.6546 | 0 | 233.3035 | 6.2224e-05 | 233.0583 | -0.0006666 | 337.6546 | 0 | 233.3035 | -0.00080641 | 233.0583 | 0 | 226.4916 | 0 | 233.0583 | 0 | 233.3035 | 0 | 232.8182 | 0 | 233.3035 | 0 | 233.3035 | 0 | 233.3035 | 0 | 232.8182 | 0 | 233.3035 | 0 | 233.0583 | 0 | 523.7033 | 0.00311 | 522.4014 | 1.0001e-05 | 523.7033 | 0.00423 | 232.8182 | 0
| 337.7684 | 0 | 233.509 | 0.00059138 | 233.2627 | 4.13e-05 | 337.7684 | 0.00066046 | 233.509 | 0.00031633 | 233.2627 | 0 | 226.6987 | 0 | 233.2627 | 0 | 233.509 | 0 | 233.0222 | 0 | 233.509 | 0 | 233.509 | 5.5298e-06 | 233.509 | 0 | 233.0222 | 0 | 233.509 | 0.00011522 | 233.2627 | 0 | 523.8583 | 0.0033 | 522.5576 | 0 | 523.8583 | 0.00391 | 233.0222 | 0
| 337.8822 | 0 | 233.7144 | -0.00013003 | 233.4672 | -0.00033734 | 337.8822 | 3.4683e-05 | 233.7144 | -0.00021722 | 233.4672 | 0 | 226.9058 | 0 | 233.4672 | 0 | 233.7144 | 0 | 233.2261 | 0 | 233.7144 | 0 | 233.7144 | 0 | 233.7144 | 0 | 233.2261 | 0 | 233.7144 | 0 | 233.4672 | 0 | 524.0133 | 0.00215 | 522.7137 | 0 | 524.0133 | 0.00418 | 233.2261 | 0
| 337.996 | 0.00019796 | 233.9199 | 0.0008093 | 233.6717 | 0.00037786 | 337.996 | 0 | 233.9199 | 0.00028983 | 233.6717 | 0 | 227.1129 | 0 | 233.6717 | 0 | 233.9199 | 0 | 233.4301 | 0 | 233.9199 | 0 | 233.9199 | 1.4339e-05 | 233.9199 | 0 | 233.4301 | 0 | 233.9199 | 0.00022795 | 233.6717 | 0 | 524.1684 | 0.00243 | 522.8698 | 6.6672e-06 | 524.1684 | 0.00392 | 233.4301 | 0
| 338.1098 | 0 | 234.1255 | 0.00031928 | 233.8763 | -0.00044634 | 338.1098 | 0.00067626 | 234.1255 | -0.00062472 | 233.8763 | 0 | 227.32 | 0 | 233.8763 | 0 | 234.1255 | 0 | 233.6342 | 0 | 234.1255 | 0 | 234.1255 | 0 | 234.1255 | 0 | 233.6342 | 0 | 234.1255 | 0 | 233.8762 | 0 | 524.3234 | 0.00167 | 523.026 | 1.0001e-05 | 524.3234 | 0.00422 | 233.6342 | 0
| 338.2236 | 0 | 234.331 | 0.0012913 | 234.0808 | 8.8593e-05 | 338.2236 | 0.00081688 | 234.331 | 0.00016497 | 234.0808 | 0 | 227.5271 | 0 | 234.0808 | 0 | 234.331 | 0 | 233.8382 | 0 | 234.331 | 0 | 234.331 | 1.1292e-05 | 234.331 | 0 | 233.8382 | 0 | 234.331 | 0.0003041 | 234.0808 | 0 | 524.4784 | 0.00315 | 523.1821 | 6.6672e-06 | 524.4784 | 0.00388 | 233.8382 | 0
| 338.3374 | 0 | 234.5365 | -0.00010611 | 234.2854 | -0.00034532 | 338.3374 | 0.00029479 | 234.5365 | -0.00031096 | 234.2854 | 0 | 227.7343 | 0 | 234.2854 | 0 | 234.5365 | 0 | 234.0422 | 0 | 234.5365 | 0 | 234.5365 | 0 | 234.5365 | 0 | 234.0422 | 0 | 234.5365 | 0 | 234.2853 | 0 | 524.6335 | 0.00164 | 523.3383 | 3.0002e-05 | 524.6335 | 0.00414 | 234.0422 | 0
| 338.4511 | 0.00010798 | 234.7421 | 0.00090235 | 234.4899 | 1.5253e-05 | 338.4511 | 0 | 234.7421 | 0.00077699 | 234.4899 | 0 | 227.9414 | 0 | 234.4899 | 0 | 234.7421 | 0 | 234.2463 | 0 | 234.7421 | 0 | 234.7421 | 6.1103e-06 | 234.7421 | 0 | 234.2463 | 0 | 234.7421 | 0.00028586 | 234.4899 | 0 | 524.7885 | 0.0032 | 523.4944 | 6.6672e-06 | 524.7885 | 0.00391 | 234.2463 | 0
| 338.5649 | 0.00076961 | 234.9477 | -0.00054887 | 234.6945 | -0.0005629 | 338.5649 | 0.00097105 | 234.9477 | -1.2691e-05 | 234.6945 | 0 | 228.1486 | 0 | 234.6945 | 0 | 234.9477 | 0 | 234.4504 | 0 | 234.9477 | 0 | 234.9477 | 0 | 234.9477 | 0 | 234.4504 | 0 | 234.9477 | 0 | 234.6945 | 0 | 524.9436 | 0.00156 | 523.6506 | 3.0002e-05 | 524.9436 | 0.00414 | 234.4504 | 0
| 338.6787 | 0.00019796 | 235.1533 | -0.00015155 | 234.8991 | -0.00078689 | 338.6787 | 0 | 235.1533 | -0.00018552 | 234.8991 | 0 | 228.3558 | 0 | 234.8991 | 0 | 235.1533 | 0 | 234.6544 | 0 | 235.1533 | 0 | 235.1533 | 9.3594e-06 | 235.1533 | 0 | 234.6544 | 0 | 235.1533 | 0.00027965 | 234.8991 | 0 | 525.0986 | 0.00278 | 523.8068 | 6.6672e-06 | 525.0986 | 0.00386 | 234.6544 | 0
| 338.7925 | 0 | 235.3589 | -0.00040222 | 235.1038 | -0.00063074 | 338.7925 | 0.00041617 | 235.3589 | -0.00011317 | 235.1038 | 0 | 228.563 | 0 | 235.1038 | 0 | 235.3589 | 0 | 234.8586 | 0 | 235.3589 | 0 | 235.3589 | 0 | 235.3589 | 0 | 234.8586 | 0 | 235.3589 | 0 | 235.1038 | 0 | 525.2537 | 0.0003341 | 523.9629 | 1.0001e-05 | 525.2537 | 0.00405 | 234.8586 | 0
| 338.9062 | 0 | 235.5645 | 0.00048008 | 235.3084 | 0.0016362 | 338.9062 | 0 | 235.5645 | 8.2568e-05 | 235.3084 | 0 | 228.7702 | 0 | 235.3084 | 0 | 235.5645 | 0 | 235.0627 | 0 | 235.5645 | 0 | 235.5645 | 2.1558e-05 | 235.5645 | 0 | 235.0627 | 0 | 235.5645 | 0.00028837 | 235.3084 | 0 | 525.4088 | 0.00322 | 524.1191 | 0 | 525.4088 | 0.00384 | 235.0627 | 0
| 339.02 | 0 | 235.7701 | -0.00027867 | 235.5131 | -1.5416e-05 | 339.02 | 0.00012138 | 235.7701 | -0.0001235 | 235.5131 | 0 | 228.9774 | 0 | 235.5131 | 0 | 235.7701 | 0 | 235.2668 | 0 | 235.7701 | 0 | 235.7701 | 0 | 235.7701 | 0 | 235.2668 | 0 | 235.7701 | 0 | 235.5131 | 0 | 525.5639 | 0.00278 | 524.2753 | 1.0001e-05 | 525.5639 | 0.00403 | 235.2668 | 0
| 339.1338 | 0.00041391 | 235.9758 | 0.00065507 | 235.7178 | 0.00025816 | 339.1338 | 0 | 235.9758 | -1.4869e-05 | 235.7178 | 0 | 229.1846 | 0 | 235.7178 | 0 | 235.9758 | 0 | 235.4709 | 0 | 235.9758 | 0 | 235.9758 | 8.9899e-06 | 235.9758 | 0 | 235.4709 | 0 | 235.9758 | 0.00037396 | 235.7178 | 0 | 525.719 | 0.00262 | 524.4315 | 2.6669e-05 | 525.719 | 0.00381 | 235.4709 | 0
| 339.2475 | 0.00042823 | 236.1815 | 1.4763e-06 | 235.9225 | 0.00045559 | 339.2475 | 0.00055488 | 236.1815 | -0.00049663 | 235.9225 | 0 | 229.3919 | 0 | 235.9225 | 0 | 236.1815 | 0 | 235.6751 | 0 | 236.1815 | 0 | 236.1815 | 0 | 236.1815 | 0 | 235.6751 | 0 | 236.1815 | 0 | 235.9225 | 0 | 525.8741 | 0.0026 | 524.5877 | 1.0001e-05 | 525.8741 | 0.00406 | 235.6751 | 0
| 339.3613 | 0.00084583 | 236.3872 | 0.0012479 | 236.1272 | -0.00013091 | 339.3613 | 0 | 236.3872 | 5.3809e-05 | 236.1272 | 0 | 229.5991 | 0 | 236.1272 | 0 | 236.3872 | 0 | 235.8793 | 0 | 236.3872 | 0 | 236.3872 | 4.8441e-06 | 236.3872 | 0 | 235.8793 | 0 | 236.3872 | 0.00024677 | 236.1272 | 0 | 526.0292 | 0.00292 | 524.744 | 6.6672e-06 | 526.0292 | 0.00394 | 235.8793 | 0
| 339.4751 | 0 | 236.5929 | -0.00023994 | 236.3319 | 7.0042e-05 | 339.4751 | 0.00128 | 236.5929 | -0.00047724 | 236.3319 | 0 | 229.8064 | 0 | 236.3319 | 0 | 236.5929 | 0 | 236.0835 | 0 | 236.5929 | 0 | 236.5929 | 0 | 236.5929 | 0 | 236.0835 | 0 | 236.5929 | 0 | 236.3319 | 0 | 526.1843 | 0.00334 | 524.9002 | 3.0002e-05 | 526.1843 | 0.00422 | 236.0834 | 0
| 339.5888 | 0.00025195 | 236.7986 | 0.00029639 | 236.5367 | 0.00035628 | 339.5888 | 0 | 236.7986 | 0.00059535 | 236.5367 | 0 | 230.0137 | 0 | 236.5367 | 0 | 236.7986 | 0 | 236.2876 | 0 | 236.7986 | 0 | 236.7986 | 5.7873e-06 | 236.7986 | 0 | 236.2876 | 0 | 236.7986 | 0.00023959 | 236.5367 | 0 | 526.3395 | 0.00202 | 525.0564 | 0 | 526.3395 | 0.00399 | 236.2876 | 0
| 339.7026 | 0 | 237.0044 | -0.00059365 | 236.7415 | -0.00093836 | 339.7026 | 0 | 237.0044 | -0.00024168 | 236.7415 | 0 | 230.221 | 0 | 236.7415 | 0 | 237.0044 | 0 | 236.4919 | 0 | 237.0044 | 0 | 237.0044 | 0 | 237.0044 | 0 | 236.4919 | 0 | 237.0044 | 0 | 236.7415 | 0 | 526.4946 | 0.00139 | 525.2127 | 3.0002e-05 | 526.4946 | 0.00415 | 236.4918 | 0
| 339.8163 | 0 | 237.2101 | 0.00068885 | 236.9463 | 0.00076282 | 339.8163 | 0 | 237.2101 | 0.00062907 | 236.9463 | 0 | 230.4283 | 0 | 236.9463 | 0 | 237.2101 | 0 | 236.6961 | 0 | 237.2101 | 0 | 237.2101 | 9.0276e-06 | 237.2101 | 0 | 236.6961 | 0 | 237.2101 | 0.00024539 | 236.9463 | 0 | 526.6498 | 0.00269 | 525.3689 | 6.6672e-06 | 526.6498 | 0.00392 | 236.6961 | 0
| 339.9301 | 0 | 237.4159 | -0.00053897 | 237.1511 | -0.00065665 | 339.9301 | 0.00091902 | 237.4159 | 4.4083e-05 | 237.1511 | 0 | 230.6357 | 0 | 237.1511 | 0 | 237.4159 | 0 | 236.9003 | 0 | 237.4159 | 0 | 237.4159 | 0 | 237.4159 | 0 | 236.9003 | 0 | 237.4159 | 0 | 237.1511 | 0 | 526.8049 | 0.00024618 | 525.5252 | 0 | 526.8049 | 0.00408 | 236.9003 | 0
| 340.0438 | 0.00039592 | 237.6217 | 0.0010356 | 237.3559 | 9.254e-05 | 340.0438 | 3.4765e-05 | 237.6217 | -0.00032919 | 237.3559 | 0 | 230.843 | 0 | 237.3559 | 0 | 237.6217 | 0 | 237.1046 | 0 | 237.6217 | 0 | 237.6217 | 6.9936e-06 | 237.6217 | 0 | 237.1046 | 0 | 237.6217 | 0.0002042 | 237.3559 | 0 | 526.9601 | 0.00304 | 525.6814 | 6.6672e-06 | 526.9601 | 0.0039 | 237.1046 | 0
| 340.1576 | 0.00046416 | 237.8275 | 0.00034857 | 237.5608 | -0.00016765 | 340.1576 | 0.00084967 | 237.8275 | -0.00032483 | 237.5608 | 0 | 231.0504 | 0 | 237.5608 | 0 | 237.8275 | 0 | 237.3089 | 0 | 237.8275 | 0 | 237.8275 | 0 | 237.8275 | 0 | 237.3089 | 0 | 237.8275 | 0 | 237.5608 | 0 | 527.1153 | 0.00234 | 525.8377 | 0 | 527.1153 | 0.00408 | 237.3089 | 0
| 340.2713 | 1.7997e-05 | 238.0333 | 0.0015789 | 237.7656 | 6.7901e-05 | 340.2713 | 0 | 238.0333 | 0.0006663 | 237.7656 | 0 | 231.2577 | 0 | 237.7656 | 0 | 238.0333 | 0 | 237.5131 | 0 | 238.0333 | 0 | 238.0333 | 1.3226e-05 | 238.0333 | 0 | 237.5131 | 0 | 238.0333 | 0.00025836 | 237.7656 | 0 | 527.2705 | 0.00253 | 525.994 | 6.6672e-06 | 527.2705 | 0.00393 | 237.5131 | 0
| 340.385 | 0.00108 | 238.2392 | -6.0149e-05 | 237.9705 | 0.00021981 | 340.385 | 0 | 238.2392 | 4.8556e-05 | 237.9705 | 0 | 231.4651 | 0 | 237.9705 | 0 | 238.2392 | 0 | 237.7174 | 0 | 238.2392 | 0 | 238.2392 | 0 | 238.2392 | 0 | 237.7174 | 0 | 238.2392 | 0 | 237.9705 | 0 | 527.4257 | 0.00186 | 526.1503 | 3.0002e-05 | 527.4257 | 0.00401 | 237.7174 | 0
| 340.4987 | 0.00016197 | 238.445 | 0.0016063 | 238.1754 | 0.00018241 | 340.4987 | 0 | 238.445 | 0.00084757 | 238.1754 | 0 | 231.6725 | 0 | 238.1754 | 0 | 238.445 | 0 | 237.9217 | 0 | 238.445 | 0 | 238.445 | 8.3487e-06 | 238.445 | 0 | 237.9217 | 0 | 238.445 | 0.0001581 | 238.1754 | 0 | 527.5809 | 0.00248 | 526.3065 | 6.6672e-06 | 527.5809 | 0.00379 | 237.9217 | 0
| 340.6125 | 0.00030245 | 238.6509 | -0.00014267 | 238.3803 | -0.00046998 | 340.6125 | 0.00146 | 238.6509 | -0.00096032 | 238.3803 | 0 | 231.8799 | 0 | 238.3803 | 0 | 238.6509 | 0 | 238.1261 | 0 | 238.6509 | 0 | 238.6509 | 0 | 238.6509 | 0 | 238.1261 | 0 | 238.6509 | 0 | 238.3803 | 0 | 527.7361 | 0.00096712 | 526.4628 | 1.0001e-05 | 527.7361 | 0.00393 | 238.1261 | 0
| 340.7262 | 0 | 238.8568 | 0.0011503 | 238.5853 | 8.9063e-05 | 340.7262 | 0 | 238.8568 | 0.00073181 | 238.5853 | 0 | 232.0874 | 0 | 238.5853 | 0 | 238.8568 | 0 | 238.3304 | 0 | 238.8568 | 0 | 238.8568 | 7.5626e-06 | 238.8568 | 0 | 238.3304 | 0 | 238.8568 | 0.00035033 | 238.5853 | 0 | 527.8913 | 0.00171 | 526.6191 | 0 | 527.8913 | 0.00379 | 238.3304 | 0
| 340.8399 | 0 | 239.0627 | 0.00095183 | 238.7902 | 0.0010433 | 340.8399 | 0.00091902 | 239.0627 | -0.00018558 | 238.7902 | 0 | 232.2948 | 0 | 238.7902 | 0 | 239.0627 | 0 | 238.5348 | 0 | 239.0627 | 0 | 239.0627 | 4.7713e-06 | 239.0627 | 0 | 238.5348 | 0 | 239.0627 | 0 | 238.7902 | 0 | 528.0466 | 0.00132 | 526.7755 | 0 | 528.0466 | 0.00404 | 238.5348 | 0
| 340.9536 | 0.00055789 | 239.2686 | 0.0013038 | 238.9952 | 0.00042255 | 340.9536 | 0 | 239.2686 | -0.00031606 | 238.9952 | 0 | 232.5023 | 0 | 238.9952 | 0 | 239.2686 | 0 | 238.7391 | 0 | 239.2686 | 0 | 239.2686 | 1.093e-05 | 239.2686 | 0 | 238.7391 | 0 | 239.2686 | 0.0003101 | 238.9952 | 0 | 528.2018 | 0.00318 | 526.9318 | 6.6672e-06 | 528.2018 | 0.00385 | 238.7391 | 0
| 341.0674 | 0 | 239.4746 | -0.00031867 | 239.2002 | -0.00062079 | 341.0674 | 0.00024276 | 239.4746 | -0.00042749 | 239.2002 | 0 | 232.7097 | 0 | 239.2002 | 0 | 239.4746 | 0 | 238.9435 | 0 | 239.4746 | 0 | 239.4746 | 0 | 239.4746 | 0 | 238.9435 | 0 | 239.4746 | 0 | 239.2002 | 0 | 528.3571 | 0.00178 | 527.0881 | 5.0004e-05 | 528.3571 | 0.00403 | 238.9435 | 0
| 341.1811 | 0.0004859 | 239.6805 | 0.00042553 | 239.4052 | 0.00028272 | 341.1811 | 0 | 239.6805 | 0.00081414 | 239.4052 | 0 | 232.9172 | 0 | 239.4052 | 0 | 239.6805 | 0 | 239.1479 | 0 | 239.6805 | 0 | 239.6805 | 1.1818e-05 | 239.6805 | 0 | 239.1479 | 0 | 239.6805 | 0.00038376 | 239.4052 | 0 | 528.5123 | 0.00376 | 527.2445 | 0 | 528.5123 | 0.00377 | 239.1479 | 0
| 341.2948 | 0 | 239.8865 | 0.00051155 | 239.6102 | -0.00023947 | 341.2948 | 0.00065893 | 239.8865 | -0.00023412 | 239.6102 | 0 | 233.1247 | 0 | 239.6102 | 0 | 239.8865 | 0 | 239.3523 | 0 | 239.8865 | 0 | 239.8865 | 0 | 239.8865 | 0 | 239.3523 | 0 | 239.8865 | 0 | 239.6102 | 0 | 528.6676 | 0.00215 | 527.4008 | 1.0001e-05 | 528.6676 | 0.00395 | 239.3523 | 0
| 341.4085 | 0 | 240.0925 | 0.0013603 | 239.8153 | 0.00042646 | 341.4085 | 0.00027809 | 240.0925 | -0.00020771 | 239.8153 | 0 | 233.3322 | 0 | 239.8153 | 0 | 240.0925 | 0 | 239.5567 | 0 | 240.0925 | 0 | 240.0925 | 9.6198e-06 | 240.0925 | 0 | 239.5567 | 0 | 240.0925 | 0.00015234 | 239.8153 | 0 | 528.8229 | 0.00272 | 527.5571 | 6.6672e-06 | 528.8229 | 0.00378 | 239.5567 | 0
| 341.5222 | 0.0005001 | 240.2985 | 0.00039936 | 240.0204 | -0.00094213 | 341.5222 | 0 | 240.2985 | -0.00019431 | 240.0204 | 0 | 233.5397 | 0 | 240.0204 | 0 | 240.2985 | 0 | 239.7612 | 0 | 240.2985 | 0 | 240.2985 | 0 | 240.2985 | 0 | 239.7612 | 0 | 240.2985 | 0 | 240.0204 | 0 | 528.9782 | 0.00038685 | 527.7135 | 0 | 528.9782 | 0.00395 | 239.7612 | 0
| 341.6359 | 0 | 240.5045 | 0.0001808 | 240.2254 | 0.00038421 | 341.6359 | 0 | 240.5045 | 0.00030524 | 240.2254 | 0 | 233.7473 | 0 | 240.2254 | 0 | 240.5045 | 0 | 239.9656 | 0 | 240.5045 | 0 | 240.5045 | 7.7611e-06 | 240.5045 | 0 | 239.9656 | 0 | 240.5045 | 0.00028058 | 240.2254 | 0 | 529.1335 | 0.0032 | 527.8699 | 6.6672e-06 | 529.1335 | 0.00375 | 239.9656 | 0
| 341.7496 | 0 | 240.7106 | 0.00022486 | 240.4305 | -1.2345e-05 | 341.7496 | 0.00052021 | 240.7106 | 0.00023186 | 240.4305 | 0 | 233.9548 | 0 | 240.4305 | 0 | 240.7106 | 0 | 240.1701 | 0 | 240.7106 | 0 | 240.7106 | 0 | 240.7106 | 0 | 240.1701 | 0 | 240.7106 | 0 | 240.4305 | 0 | 529.2888 | 0.00183 | 528.0262 | 3.0002e-05 | 529.2888 | 0.00391 | 240.1701 | 0
| 341.8633 | 0 | 240.9166 | 0.0011445 | 240.6357 | 0.00036618 | 341.8633 | 0 | 240.9166 | 7.4421e-06 | 240.6357 | 0 | 234.1624 | 0 | 240.6357 | 0 | 240.9166 | 0 | 240.3746 | 0 | 240.9166 | 0 | 240.9166 | 1.0966e-05 | 240.9166 | 0 | 240.3746 | 0 | 240.9166 | 0.00024733 | 240.6356 | 0 | 529.4441 | 0.00214 | 528.1826 | 0 | 529.4441 | 0.00375 | 240.3746 | 0
| 341.977 | 0 | 241.1227 | -6.9545e-06 | 240.8408 | -0.0010604 | 341.977 | 0 | 241.1227 | -0.00026861 | 240.8408 | 0 | 234.37 | 0 | 240.8408 | 0 | 241.1227 | 0 | 240.5791 | 0 | 241.1227 | 0 | 241.1227 | 0 | 241.1227 | 0 | 240.5791 | 0 | 241.1227 | 0 | 240.8408 | 0 | 529.5994 | 0.00287 | 528.339 | 0 | 529.5994 | 0.00396 | 240.5791 | 0
| 342.0907 | 0.00012598 | 241.3288 | 0.00093283 | 241.0459 | 0.00054714 | 342.0907 | 0 | 241.3288 | 0.00031541 | 241.0459 | 0 | 234.5776 | 0 | 241.0459 | 0 | 241.3288 | 0 | 240.7836 | 0 | 241.3288 | 0 | 241.3288 | 1.0372e-05 | 241.3288 | 0 | 240.7836 | 0 | 241.3288 | 0.00027965 | 241.046 | 0 | 529.7547 | 0.00288 | 528.4954 | 0 | 529.7547 | 0.00383 | 240.7835 | 0
| 342.2044 | 0 | 241.5349 | -5.3719e-05 | 241.2511 | -0.00075933 | 342.2044 | 0.00019074 | 241.5349 | -0.00058229 | 241.2511 | 0 | 234.7852 | 0 | 241.2511 | 0 | 241.5349 | 0 | 240.9881 | 0 | 241.5349 | 0 | 241.5349 | 0 | 241.5349 | 0 | 240.9881 | 0 | 241.5349 | 0 | 241.2511 | 0 | 529.9101 | 0.00111 | 528.6518 | 1.0001e-05 | 529.9101 | 0.00403 | 240.9881 | 0
| 342.318 | 0 | 241.741 | 0.0011632 | 241.4563 | 0.00076906 | 342.318 | 0.00022595 | 241.741 | 0.00036468 | 241.4563 | 0 | 234.9928 | 0 | 241.4563 | 0 | 241.741 | 0 | 241.1926 | 0 | 241.741 | 0 | 241.741 | 1.1532e-05 | 241.741 | 0 | 241.1926 | 0 | 241.741 | 0.00020344 | 241.4563 | 0 | 530.0654 | 0.00367 | 528.8082 | 6.6672e-06 | 530.0654 | 0.00385 | 241.1926 | 0
| 342.4317 | 0 | 241.9472 | 7.7656e-05 | 241.6615 | -0.00067944 | 342.4317 | 0.00012138 | 241.9472 | -0.00016879 | 241.6615 | 0 | 235.2004 | 0 | 241.6615 | 0 | 241.9472 | 0 | 241.3972 | 0 | 241.9472 | 0 | 241.9472 | 0 | 241.9472 | 0 | 241.3972 | 0 | 241.9472 | 0 | 241.6615 | 0 | 530.2208 | 0.00114 | 528.9646 | 0 | 530.2208 | 0.00401 | 241.3972 | 0
| 342.5454 | 0 | 242.1533 | 0.0005314 | 241.8667 | 0.00077345 | 342.5454 | 0 | 242.1533 | 0.00047828 | 241.8667 | 0 | 235.4081 | 0 | 241.8667 | 0 | 242.1533 | 0 | 241.6017 | 0 | 242.1533 | 0 | 242.1533 | 1.3548e-05 | 242.1533 | 0 | 241.6017 | 0 | 242.1533 | 0.00035813 | 241.8667 | 0 | 530.3761 | 0.00343 | 529.121 | 0 | 530.3761 | 0.00382 | 241.6017 | 0
| 342.6591 | 0 | 242.3595 | -0.00020845 | 242.072 | -0.00061462 | 342.6591 | 0.00046818 | 242.3595 | -0.00051322 | 242.072 | 0 | 235.6158 | 0 | 242.072 | 0 | 242.3595 | 0 | 241.8063 | 0 | 242.3595 | 0 | 242.3595 | 0 | 242.3595 | 0 | 241.8063 | 0 | 242.3595 | 0 | 242.072 | 0 | 530.5315 | 0.00111 | 529.2775 | 1.0001e-05 | 530.5315 | 0.00402 | 241.8063 | 0
| 342.7727 | 0 | 242.5657 | 0.0014812 | 242.2773 | 0.000795 | 342.7727 | 0 | 242.5657 | 0.00020145 | 242.2773 | 0 | 235.8234 | 0 | 242.2773 | 0 | 242.5657 | 0 | 242.0109 | 0 | 242.5657 | 0 | 242.5657 | 8.9212e-06 | 242.5657 | 0 | 242.0109 | 0 | 242.5657 | 0.00026967 | 242.2773 | 0 | 530.6869 | 0.00186 | 529.4339 | 6.6672e-06 | 530.6869 | 0.00379 | 242.0109 | 0
| 342.8864 | 0 | 242.7719 | 0.0011031 | 242.4825 | -0.00043282 | 342.8864 | 0.00013872 | 242.7719 | -0.00053501 | 242.4825 | 0 | 236.0311 | 0 | 242.4825 | 0 | 242.7719 | 0 | 242.2155 | 0 | 242.7719 | 0 | 242.7719 | 0 | 242.7719 | 0 | 242.2155 | 0 | 242.7719 | 0 | 242.4825 | 0 | 530.8423 | 0.0008792 | 529.5903 | 3.0002e-05 | 530.8423 | 0.00391 | 242.2155 | 0
| 343.0001 | 0 | 242.9781 | 0.00085743 | 242.6878 | 0.0009527 | 343.0001 | 0 | 242.9781 | -0.00018487 | 242.6878 | 0 | 236.2388 | 0 | 242.6878 | 0 | 242.9781 | 0 | 242.4201 | 0 | 242.9781 | 0 | 242.9781 | 1.7785e-05 | 242.9781 | 0 | 242.4201 | 0 | 242.9781 | 0.00044583 | 242.6878 | 0 | 530.9977 | 0.00301 | 529.7468 | 6.6672e-06 | 530.9977 | 0.00373 | 242.4201 | 0
| 343.1138 | 8.684e-05 | 243.1844 | -0.00017285 | 242.8932 | -0.00031269 | 343.1138 | 0.00108 | 243.1844 | -0.00064163 | 242.8932 | 0 | 236.4465 | 0 | 242.8932 | 0 | 243.1844 | 0 | 242.6248 | 0 | 243.1844 | 0 | 243.1844 | 0 | 243.1844 | 0 | 242.6248 | 0 | 243.1844 | 0 | 242.8931 | 0 | 531.1531 | 0.00091437 | 529.9032 | 1.0001e-05 | 531.1531 | 0.00395 | 242.6248 | 0
| 343.2274 | 0.00023396 | 243.3906 | 0.0005872 | 243.0985 | 0.00020242 | 343.2274 | 0 | 243.3906 | 0.00066641 | 243.0985 | 0 | 236.6543 | 0 | 243.0985 | 0 | 243.3906 | 0 | 242.8294 | 0 | 243.3906 | 0 | 243.3906 | 1.0316e-05 | 243.3906 | 0 | 242.8294 | 0 | 243.3906 | 0.00028018 | 243.0985 | 0 | 531.3085 | 0.00295 | 530.0597 | 0 | 531.3085 | 0.0038 | 242.8294 | 0
| 343.3411 | 0.001 | 243.5969 | 0.00016643 | 243.3038 | -0.00083674 | 343.3411 | 0.00027745 | 243.5969 | -0.00069801 | 243.3038 | 0 | 236.862 | 0 | 243.3038 | 0 | 243.5969 | 0 | 243.0341 | 0 | 243.5969 | 0 | 243.5969 | 0 | 243.5969 | 0 | 243.0341 | 0 | 243.5969 | 0 | 243.3038 | 0 | 531.4639 | 0.00267 | 530.2162 | 3.0002e-05 | 531.4639 | 0.00401 | 243.0341 | 0
| 343.4547 | 0 | 243.8032 | 0.00070539 | 243.5092 | -0.00047771 | 343.4547 | 8.6901e-05 | 243.8032 | 0.00041704 | 243.5092 | 0 | 237.0698 | 0 | 243.5092 | 0 | 243.8032 | 0 | 243.2387 | 0 | 243.8032 | 0 | 243.8032 | 3.9116e-06 | 243.8032 | 0 | 243.2387 | 0 | 243.8032 | 0.00020262 | 243.5092 | 0 | 531.6194 | 0.00297 | 530.3727 | 0 | 531.6194 | 0.00381 | 243.2387 | 0
| 343.5684 | 0 | 244.0095 | 3.3333e-05 | 243.7146 | -0.0002978 | 343.5684 | 0.0006936 | 244.0095 | -0.00092904 | 243.7146 | 0 | 237.2775 | 0 | 243.7146 | 0 | 244.0095 | 0 | 243.4434 | 0 | 244.0095 | 0 | 244.0095 | 0 | 244.0095 | 0 | 243.4434 | 0 | 244.0095 | 0 | 243.7146 | 0 | 531.7748 | 0.00176 | 530.5292 | 3.0002e-05 | 531.7748 | 0.00398 | 243.4434 | 0
| 343.682 | 0 | 244.2158 | 0.00051421 | 243.92 | 0.0004101 | 343.682 | 0 | 244.2158 | 0.00038351 | 243.92 | 0 | 237.4853 | 0 | 243.92 | 0 | 244.2158 | 0 | 243.6481 | 0 | 244.2158 | 0 | 244.2158 | 5.0589e-06 | 244.2158 | 0 | 243.6481 | 0 | 244.2158 | 0.00018186 | 243.92 | 0 | 531.9303 | 0.00329 | 530.6857 | 6.6672e-06 | 531.9303 | 0.00377 | 243.6481 | 0
| 343.7957 | 0 | 244.4221 | 0.00011664 | 244.1254 | -0.00058077 | 343.7957 | 0.00027745 | 244.4221 | 0.00032304 | 244.1254 | 0 | 237.6931 | 0 | 244.1254 | 0 | 244.4221 | 0 | 243.8528 | 0 | 244.4221 | 0 | 244.4221 | 0 | 244.4221 | 0 | 243.8528 | 0 | 244.4221 | 0 | 244.1254 | 0 | 532.0857 | 0.00158 | 530.8421 | 1.0001e-05 | 532.0857 | 0.00396 | 243.8528 | 0
| 343.9093 | 0 | 244.6285 | 0.0015582 | 244.3309 | -0.00042603 | 343.9093 | 0.00015642 | 244.6285 | 0.00037569 | 244.3309 | 0 | 237.9009 | 0 | 244.3309 | 0 | 244.6285 | 0 | 244.0576 | 0 | 244.6285 | 0 | 244.6285 | 4.8708e-06 | 244.6285 | 0 | 244.0576 | 0 | 244.6285 | 0.00029719 | 244.3309 | 0 | 532.2412 | 0.00244 | 530.9987 | 0 | 532.2412 | 0.00378 | 244.0576 | 0
| 344.023 | 0 | 244.8349 | -2.878e-05 | 244.5363 | 0.0005651 | 344.023 | 0.0003468 | 244.8349 | 0.00020944 | 244.5363 | 0 | 238.1088 | 0 | 244.5363 | 0 | 244.8349 | 0 | 244.2623 | 0 | 244.8349 | 0 | 244.8349 | 0 | 244.8349 | 0 | 244.2623 | 0 | 244.8349 | 0 | 244.5363 | 0 | 532.3967 | 0.00244 | 531.1552 | 3.0002e-05 | 532.3967 | 0.00392 | 244.2623 | 0
| 344.1366 | 0.00035993 | 245.0413 | 0.001297 | 244.7418 | -0.00012309 | 344.1366 | 0 | 245.0413 | 0.0010553 | 244.7418 | 0 | 238.3166 | 0 | 244.7418 | 0 | 245.0413 | 0 | 244.4671 | 0 | 245.0413 | 0 | 245.0413 | 6.8246e-06 | 245.0413 | 0 | 244.4671 | 0 | 245.0413 | 0.00022033 | 244.7418 | 0 | 532.5522 | 0.00309 | 531.3117 | 0 | 532.5522 | 0.00368 | 244.4671 | 0
| 344.2502 | 0 | 245.2477 | -0.00018972 | 244.9473 | 0.00023311 | 344.2502 | 0.00065893 | 245.2477 | -0.0010739 | 244.9473 | 0 | 238.5244 | 0 | 244.9473 | 0 | 245.2477 | 0 | 244.6718 | 0 | 245.2477 | 0 | 245.2477 | 0 | 245.2477 | 0 | 244.6718 | 0 | 245.2477 | 0 | 244.9473 | 0 | 532.7077 | 0.00206 | 531.4682 | 1.0001e-05 | 532.7077 | 0.00392 | 244.6718 | 0
| 344.3639 | 0.00023396 | 245.4541 | 0.00082411 | 245.1528 | 0.0010904 | 344.3639 | 0 | 245.4541 | 0.00030339 | 245.1528 | 0 | 238.7323 | 0 | 245.1528 | 0 | 245.4541 | 0 | 244.8766 | 0 | 245.4541 | 0 | 245.4541 | 1.6499e-05 | 245.4541 | 0 | 244.8766 | 0 | 245.4541 | 0.00037126 | 245.1528 | 0 | 532.8632 | 0.00294 | 531.6248 | 0 | 532.8632 | 0.00373 | 244.8766 | 0
| 344.4775 | 0 | 245.6605 | -0.00074129 | 245.3584 | -0.0015052 | 344.4775 | 0.0012 | 245.6605 | -0.00040477 | 245.3584 | 0 | 238.9402 | 0 | 245.3584 | 0 | 245.6605 | 0 | 245.0814 | 0 | 245.6605 | 0 | 245.6605 | 0 | 245.6605 | 0 | 245.0814 | 0 | 245.6605 | 0 | 245.3584 | 0 | 533.0187 | 0.00144 | 531.7813 | 1.0001e-05 | 533.0187 | 0.00398 | 245.0814 | 0
| 344.5911 | 0 | 245.867 | 0.0014398 | 245.5639 | -0.00014594 | 344.5911 | 0.00053879 | 245.867 | 0.00035472 | 245.5639 | 0 | 239.1481 | 0 | 245.5639 | 0 | 245.867 | 0 | 245.2862 | 0 | 245.867 | 0 | 245.867 | 1.0359e-05 | 245.867 | 0 | 245.2862 | 0 | 245.867 | 0.00027486 | 245.5639 | 0 | 533.1742 | 0.00353 | 531.9379 | 0 | 533.1742 | 0.00375 | 245.2862 | 0
| 344.7048 | 0.00014075 | 246.0734 | 0.00024264 | 245.7695 | -9.9351e-05 | 344.7048 | 0.00076297 | 246.0734 | -0.00043775 | 245.7695 | 0 | 239.356 | 0 | 245.7695 | 0 | 246.0734 | 0 | 245.4911 | 0 | 246.0734 | 0 | 246.0734 | 0 | 246.0734 | 0 | 245.4911 | 0 | 246.0734 | 0 | 245.7695 | 0 | 533.3297 | 0.00146 | 532.0944 | 0 | 533.3297 | 0.00397 | 245.4911 | 0
| 344.8184 | 0 | 246.2799 | 0.0013622 | 245.9751 | 7.3794e-05 | 344.8184 | 0 | 246.2799 | 0.001272 | 245.9751 | 0 | 239.5639 | 0 | 245.9751 | 0 | 246.2799 | 0 | 245.6959 | 0 | 246.2799 | 0 | 246.2799 | 1.1207e-05 | 246.2799 | 0 | 245.6959 | 0 | 246.2799 | 0.00022272 | 245.9751 | 0 | 533.4853 | 0.00383 | 532.251 | 0 | 533.4853 | 0.00376 | 245.6959 | 0
| 344.932 | 0.0005001 | 246.4864 | -0.00020614 | 246.1807 | -0.00013211 | 344.932 | 0.00065893 | 246.4864 | -0.0006903 | 246.1807 | 0 | 239.7719 | 0 | 246.1807 | 0 | 246.4864 | 0 | 245.9008 | 0 | 246.4864 | 0 | 246.4864 | 0 | 246.4864 | 0 | 245.9008 | 0 | 246.4864 | 0 | 246.1807 | 0 | 533.6408 | 0.00181 | 532.4076 | 1.0001e-05 | 533.6408 | 0.00398 | 245.9008 | 0
| 345.0456 | 7.1987e-05 | 246.6929 | 0.00038957 | 246.3863 | -0.00015569 | 345.0456 | 0 | 246.6929 | 0.00026097 | 246.3863 | 0 | 239.9798 | 0 | 246.3863 | 0 | 246.693 | 0 | 246.1056 | 0 | 246.693 | 0 | 246.6929 | 1.4094e-05 | 246.693 | 0 | 246.1056 | 0 | 246.6929 | 0.00027011 | 246.3863 | 0 | 533.7964 | 0.0029 | 532.5642 | 0 | 533.7964 | 0.00377 | 246.1056 | 0
| 345.1592 | 0 | 246.8995 | -0.00011254 | 246.5919 | -0.00049722 | 345.1592 | 0.00022542 | 246.8995 | -6.8619e-05 | 246.5919 | 0 | 240.1878 | 0 | 246.5919 | 0 | 246.8995 | 0 | 246.3105 | 0 | 246.8995 | 0 | 246.8995 | 0 | 246.8995 | 0 | 246.3105 | 0 | 246.8995 | 0 | 246.5919 | 0 | 533.9519 | 0.00273 | 532.7207 | 1.0001e-05 | 533.9519 | 0.00389 | 246.3105 | 0
| 345.2729 | 0 | 247.106 | 0.0012145 | 246.7976 | 0.00039187 | 345.2729 | 0 | 247.106 | -0.00013953 | 246.7976 | 0 | 240.3958 | 0 | 246.7976 | 0 | 247.106 | 0 | 246.5154 | 0 | 247.106 | 0 | 247.106 | 1.3503e-05 | 247.106 | 0 | 246.5154 | 0 | 247.106 | 0.00021816 | 246.7976 | 0 | 534.1075 | 0.00292 | 532.8773 | 2.6669e-05 | 534.1075 | 0.00369 | 246.5154 | 0
| 345.3865 | 0 | 247.3126 | -0.00029969 | 247.0033 | -0.00052326 | 345.3865 | 5.2025e-05 | 247.3126 | -0.00074215 | 247.0033 | 0 | 240.6037 | 0 | 247.0033 | 0 | 247.3126 | 0 | 246.7203 | 0 | 247.3126 | 0 | 247.3126 | 0 | 247.3126 | 0 | 246.7203 | 0 | 247.3126 | 0 | 247.0033 | 0 | 534.2631 | 0.00368 | 533.0339 | 1.0001e-05 | 534.2631 | 0.00387 | 246.7203 | 0
| 345.5001 | 0 | 247.5192 | 0.0012965 | 247.209 | 0.0002995 | 345.5001 | 0.00060832 | 247.5192 | 0.0010832 | 247.209 | 0 | 240.8117 | 0 | 247.209 | 0 | 247.5192 | 0 | 246.9252 | 0 | 247.5192 | 0 | 247.5192 | 1.6448e-05 | 247.5192 | 0 | 246.9252 | 0 | 247.5192 | 0.00026818 | 247.2089 | 0 | 534.4187 | 0.00185 | 533.1906 | 0 | 534.4187 | 0.00374 | 246.9253 | 0
| 345.6137 | 0 | 247.7258 | -0.00038723 | 247.4147 | 8.5496e-05 | 345.6137 | 0.00039883 | 247.7258 | -0.00051415 | 247.4147 | 0 | 241.0198 | 0 | 247.4147 | 0 | 247.7258 | 0 | 247.1302 | 0 | 247.7258 | 0 | 247.7258 | 0 | 247.7258 | 0 | 247.1302 | 0 | 247.7258 | 0 | 247.4147 | 0 | 534.5743 | 0.00257 | 533.3472 | 3.0002e-05 | 534.5743 | 0.00389 | 247.1302 | 0
| 345.7273 | 8.9983e-05 | 247.9324 | 0.0011532 | 247.6204 | 0.00074213 | 345.7273 | 0 | 247.9324 | 0.00059283 | 247.6204 | 0 | 241.2278 | 0 | 247.6204 | 0 | 247.9324 | 0 | 247.3351 | 0 | 247.9324 | 0 | 247.9324 | 1.6248e-05 | 247.9324 | 0 | 247.3351 | 0 | 247.9324 | 0.00029391 | 247.6204 | 0 | 534.7299 | 0.00049221 | 533.5038 | 2.6669e-05 | 534.7299 | 0.00372 | 247.3351 | 0
| 345.8409 | 5.091e-05 | 248.139 | 0.00024178 | 247.8261 | -0.00051748 | 345.8409 | 0.0006936 | 248.139 | 0.00047025 | 247.8261 | 0 | 241.4358 | 0 | 247.8261 | 0 | 248.139 | 0 | 247.5401 | 0 | 248.139 | 0 | 248.139 | 0 | 248.139 | 0 | 247.5401 | 0 | 248.139 | 0 | 247.8261 | 0 | 534.8855 | 0.00179 | 533.6604 | 3.0002e-05 | 534.8855 | 0.00398 | 247.5401 | 0
| 345.9545 | 0.00023396 | 248.3457 | 0.001534 | 248.0319 | -0.00012075 | 345.9545 | 0 | 248.3457 | 0.00012022 | 248.0319 | 0 | 241.6439 | 0 | 248.0319 | 0 | 248.3457 | 0 | 247.7451 | 0 | 248.3457 | 0 | 248.3457 | 1.6967e-06 | 248.3457 | 0 | 247.7451 | 0 | 248.3457 | 0.00028337 | 248.0319 | 0 | 535.0411 | 0.00229 | 533.8171 | 6.6672e-06 | 535.0411 | 0.00379 | 247.7451 | 0
| 346.0681 | 0.00024855 | 248.5524 | -4.0745e-05 | 248.2377 | -0.00055478 | 346.0681 | 0.0006936 | 248.5524 | 0.00025674 | 248.2377 | 0 | 241.852 | 0 | 248.2377 | 0 | 248.5524 | 0 | 247.9501 | 0 | 248.5524 | 0 | 248.5524 | 0 | 248.5524 | 0 | 247.9501 | 0 | 248.5523 | 0 | 248.2377 | 0 | 535.1967 | 0.00080887 | 533.9737 | 3.0002e-05 | 535.1967 | 0.00398 | 247.9501 | 0
| 346.1816 | 0 | 248.759 | 0.0013706 | 248.4435 | -0.00017846 | 346.1816 | 0.00029547 | 248.759 | 0.00039027 | 248.4435 | 0 | 242.06 | 0 | 248.4435 | 0 | 248.759 | 0 | 248.1551 | 0 | 248.759 | 0 | 248.759 | 1.2082e-05 | 248.759 | 0 | 248.1551 | 0 | 248.7591 | 0.00025879 | 248.4435 | 0 | 535.3524 | 0.00216 | 534.1304 | 6.6672e-06 | 535.3524 | 0.00374 | 248.1551 | 0
| 346.2952 | 0 | 248.9657 | -0.00044032 | 248.6493 | -0.00028239 | 346.2952 | 6.9356e-05 | 248.9657 | -0.00021426 | 248.6493 | 0 | 242.2681 | 0 | 248.6493 | 0 | 248.9657 | 0 | 248.3601 | 0 | 248.9657 | 0 | 248.9657 | 0 | 248.9657 | 0 | 248.3601 | 0 | 248.9657 | 0 | 248.6493 | 0 | 535.508 | 0.00215 | 534.287 | 0 | 535.508 | 0.00395 | 248.3601 | 0
| 346.4088 | 0 | 249.1725 | 0.00066979 | 248.8551 | 0.00026732 | 346.4088 | 0 | 249.1725 | 0.00011272 | 248.8551 | 0 | 242.4763 | 0 | 248.8551 | 0 | 249.1725 | 0 | 248.5651 | 0 | 249.1725 | 0 | 249.1725 | 1.2633e-05 | 249.1725 | 0 | 248.5651 | 0 | 249.1724 | 0.0003988 | 248.8551 | 0 | 535.6637 | 0.0032 | 534.4437 | 6.6672e-06 | 535.6637 | 0.00376 | 248.5651 | 0
| 346.5224 | 0 | 249.3792 | -0.0005638 | 249.061 | -0.00022586 | 346.5224 | 0.0003468 | 249.3792 | -0.00055854 | 249.061 | 0 | 242.6844 | 0 | 249.061 | 0 | 249.3792 | 0 | 248.7702 | 0 | 249.3792 | 0 | 249.3792 | 0 | 249.3792 | 0 | 248.7702 | 0 | 249.3792 | 0 | 249.061 | 0 | 535.8194 | 0.00215 | 534.6004 | 1.0001e-05 | 535.8194 | 0.00397 | 248.7702 | 0
| 346.636 | 1.7997e-05 | 249.5859 | 0.00096001 | 249.2669 | -7.6511e-05 | 346.636 | 0 | 249.5859 | 0.00068014 | 249.2669 | 0 | 242.8925 | 0 | 249.2669 | 0 | 249.5859 | 0 | 248.9753 | 0 | 249.5859 | 0 | 249.5859 | 1.0059e-05 | 249.5859 | 0 | 248.9753 | 0 | 249.5859 | 0.00010898 | 249.2669 | 0 | 535.9751 | 0.00248 | 534.7571 | 6.6672e-06 | 535.9751 | 0.00379 | 248.9753 | 0
| 346.7496 | 0 | 249.7927 | 0.00027297 | 249.4728 | -0.001371 | 346.7496 | 0 | 249.7927 | 0.00026947 | 249.4728 | 0 | 243.1007 | 0 | 249.4728 | 0 | 249.7927 | 0 | 249.1803 | 0 | 249.7927 | 0 | 249.7927 | 0 | 249.7927 | 0 | 249.1803 | 0 | 249.7927 | 0 | 249.4728 | 0 | 536.1307 | 0.00223 | 534.9137 | 1.0001e-05 | 536.1307 | 0.00395 | 249.1803 | 0
| 346.8631 | 0.00062987 | 249.9995 | -6.0949e-06 | 249.6787 | -0.00037885 | 346.8631 | 0 | 249.9995 | 0.00032406 | 249.6787 | 0 | 243.3089 | 0 | 249.6787 | 0 | 249.9995 | 0 | 249.3854 | 0 | 249.9995 | 0 | 249.9995 | 8.5671e-06 | 249.9995 | 0 | 249.3854 | 0 | 249.9995 | 0.00015925 | 249.6787 | 0 | 536.2864 | 0.00207 | 535.0704 | 6.6672e-06 | 536.2864 | 0.0037 | 249.3854 | 0
| 346.9767 | 0 | 250.2063 | 0.00023554 | 249.8846 | -0.0003203 | 346.9767 | 0.0013 | 250.2063 | -0.00082894 | 249.8846 | 0 | 243.517 | 0 | 249.8846 | 0 | 250.2063 | 0 | 249.5905 | 0 | 250.2063 | 0 | 250.2063 | 0 | 250.2063 | 0 | 249.5905 | 0 | 250.2063 | 0 | 249.8846 | 0 | 536.4421 | 0.00193 | 535.2271 | 1.0001e-05 | 536.4421 | 0.00385 | 249.5905 | 0
| 347.0903 | 0 | 250.4131 | 0.0013269 | 250.0905 | 7.8454e-05 | 347.0903 | 0 | 250.4131 | -0.000265 | 250.0905 | 0 | 243.7252 | 0 | 250.0905 | 0 | 250.4131 | 0 | 249.7957 | 0 | 250.4131 | 0 | 250.4131 | 9.5327e-06 | 250.4131 | 0 | 249.7957 | 0 | 250.4131 | 0.00042285 | 250.0905 | 0 | 536.5978 | 0.00353 | 535.3839 | 0 | 536.5978 | 0.0036 | 249.7956 | 0
| 347.2038 | 8.684e-05 | 250.6199 | -0.00028633 | 250.2965 | -8.6455e-05 | 347.2038 | 0.00017341 | 250.6199 | -0.00062631 | 250.2965 | 0 | 243.9334 | 0 | 250.2965 | 0 | 250.6199 | 0 | 250.0008 | 0 | 250.6199 | 0 | 250.6199 | 0 | 250.6199 | 0 | 250.0008 | 0 | 250.6199 | 0 | 250.2965 | 0 | 536.7536 | 0.00309 | 535.5406 | 0 | 536.7536 | 0.00383 | 250.0008 | 0
| 347.3174 | 0 | 250.8268 | 0.0010488 | 250.5025 | -6.1843e-05 | 347.3174 | 0 | 250.8268 | 0.00037066 | 250.5025 | 0 | 244.1416 | 0 | 250.5025 | 0 | 250.8268 | 0 | 250.2059 | 0 | 250.8268 | 0 | 250.8268 | 8.2582e-06 | 250.8268 | 0 | 250.2059 | 0 | 250.8268 | 0.00031987 | 250.5025 | 0 | 536.9093 | 0.00281 | 535.6973 | 6.6672e-06 | 536.9093 | 0.00367 | 250.2059 | 0
| 347.431 | 0.00087741 | 251.0336 | 0.00067301 | 250.7085 | -0.00064788 | 347.431 | 0.00015606 | 251.0336 | 1.2998e-05 | 250.7085 | 0 | 244.3499 | 0 | 250.7085 | 0 | 251.0336 | 0 | 250.4111 | 0 | 251.0336 | 0 | 251.0336 | 0 | 251.0336 | 0 | 250.4111 | 0 | 251.0336 | 0 | 250.7085 | 0 | 537.065 | 0.00232 | 535.854 | 1.0001e-05 | 537.065 | 0.00392 | 250.4111 | 0
| 347.5445 | 0 | 251.2405 | 0.0010061 | 250.9145 | 0.00017157 | 347.5445 | 0 | 251.2405 | 4.8858e-05 | 250.9145 | 0 | 244.5581 | 0 | 250.9145 | 0 | 251.2405 | 0 | 250.6163 | 0 | 251.2405 | 0 | 251.2405 | 6.064e-06 | 251.2405 | 0 | 250.6163 | 0 | 251.2405 | 0.0001469 | 250.9145 | 0 | 537.2208 | 0.00302 | 536.0108 | 6.6672e-06 | 537.2208 | 0.0037 | 250.6163 | 0
| 347.6581 | 0 | 251.4474 | -0.00036655 | 251.1205 | 0.0004095 | 347.6581 | 8.6698e-05 | 251.4474 | -0.00032529 | 251.1205 | 0 | 244.7664 | 0 | 251.1205 | 0 | 251.4474 | 0 | 250.8215 | 0 | 251.4474 | 0 | 251.4474 | 0 | 251.4474 | 0 | 250.8215 | 0 | 251.4474 | 0 | 251.1205 | 0 | 537.3765 | 0.0019 | 536.1675 | 3.0002e-05 | 537.3765 | 0.00382 | 250.8215 | 0
| 347.7716 | 0 | 251.6543 | 0.00087616 | 251.3266 | -0.00064786 | 347.7716 | 0.00019118 | 251.6543 | 0.00072179 | 251.3266 | 0 | 244.9747 | 0 | 251.3266 | 0 | 251.6543 | 0 | 251.0267 | 0 | 251.6543 | 0 | 251.6543 | 1.9326e-06 | 251.6543 | 0 | 251.0267 | 0 | 251.6543 | 0.00032018 | 251.3266 | 0 | 537.5323 | 0.00285 | 536.3243 | 6.6672e-06 | 537.5323 | 0.00359 | 251.0267 | 0
| 347.8852 | 0 | 251.8613 | -0.00066254 | 251.5326 | -0.00013885 | 347.8852 | 6.9356e-05 | 251.8613 | 0.00015357 | 251.5326 | 0 | 245.183 | 0 | 251.5326 | 0 | 251.8613 | 0 | 251.2319 | 0 | 251.8613 | 0 | 251.8613 | 0 | 251.8613 | 0 | 251.2319 | 0 | 251.8613 | 0 | 251.5326 | 0 | 537.688 | 0.00207 | 536.481 | 1.0001e-05 | 537.688 | 0.00374 | 251.2319 | 0
| 347.9987 | 0.00080984 | 252.0682 | 0.00030233 | 251.7387 | 0.00081549 | 347.9987 | 0.00029547 | 252.0682 | -0.00027292 | 251.7387 | 0 | 245.3913 | 0 | 251.7387 | 0 | 252.0682 | 0 | 251.4371 | 0 | 252.0682 | 0 | 252.0682 | 1.6027e-05 | 252.0682 | 0 | 251.4371 | 0 | 252.0682 | 0.00033072 | 251.7387 | 0 | 537.8438 | 0.00403 | 536.6378 | 0 | 537.8438 | 0.00358 | 251.4371 | 0
| 348.1123 | 0.00037433 | 252.2752 | 5.5933e-05 | 251.9448 | -0.00057157 | 348.1123 | 0.00091902 | 252.2752 | 0.00025672 | 251.9448 | 0 | 245.5996 | 0 | 251.9448 | 0 | 252.2752 | 0 | 251.6423 | 0 | 252.2752 | 0 | 252.2752 | 0 | 252.2752 | 0 | 251.6423 | 0 | 252.2752 | 0 | 251.9448 | 0 | 537.9996 | 0.00174 | 536.7946 | 3.0002e-05 | 537.9996 | 0.00373 | 251.6423 | 0
| 348.2258 | 0 | 252.4821 | 0.00099039 | 252.1509 | 0.00074057 | 348.2258 | 0.00059094 | 252.4821 | -0.00047385 | 252.1509 | 0 | 245.8079 | 0 | 252.1509 | 0 | 252.4821 | 0 | 251.8476 | 0 | 252.4821 | 0 | 252.4821 | 1.3826e-05 | 252.4821 | 0 | 251.8476 | 0 | 252.4821 | 0.00037691 | 252.1509 | 0 | 538.1554 | 0.00339 | 536.9514 | 0 | 538.1554 | 0.00356 | 251.8476 | 0
| 348.3394 | 0 | 252.6891 | -0.00063872 | 252.3571 | 0.00018856 | 348.3394 | 0 | 252.6891 | 0.00030954 | 252.3571 | 0 | 246.0163 | 0 | 252.3571 | 0 | 252.6891 | 0 | 252.0529 | 0 | 252.6891 | 0 | 252.6891 | 0 | 252.6891 | 0 | 252.0529 | 0 | 252.6891 | 0 | 252.3571 | 0 | 538.3112 | 0.00063303 | 537.1081 | 3.0002e-05 | 538.3112 | 0.0038 | 252.0529 | 0
| 348.4529 | 0 | 252.8961 | 0.0011114 | 252.5632 | 0.00055767 | 348.4529 | 0.00033023 | 252.8961 | -0.00022773 | 252.5632 | 0 | 246.2246 | 0 | 252.5632 | 0 | 252.8961 | 0 | 252.2582 | 0 | 252.8961 | 0 | 252.8961 | 9.2514e-06 | 252.8961 | 0 | 252.2582 | 0 | 252.8961 | 0.00023126 | 252.5633 | 0 | 538.467 | 0.00339 | 537.2649 | 6.6672e-06 | 538.467 | 0.00362 | 252.2582 | 0
| 348.5664 | 0 | 253.1032 | 0.00058748 | 252.7694 | -0.00014498 | 348.5664 | 6.9356e-05 | 253.1032 | -0.00054356 | 252.7694 | 0 | 246.433 | 0 | 252.7694 | 0 | 253.1032 | 0 | 252.4635 | 0 | 253.1032 | 0 | 253.1032 | 0 | 253.1032 | 0 | 252.4635 | 0 | 253.1032 | 0 | 252.7694 | 0 | 538.6228 | 0.00123 | 537.4217 | 3.0002e-05 | 538.6228 | 0.00375 | 252.4635 | 0
| 348.68 | 0 | 253.3102 | 0.0010388 | 252.9756 | 0.00061825 | 348.68 | 0 | 253.3102 | 0.00058826 | 252.9756 | 0 | 246.6414 | 0 | 252.9756 | 0 | 253.3102 | 0 | 252.6688 | 0 | 253.3102 | 0 | 253.3102 | 1.3252e-05 | 253.3102 | 0 | 252.6688 | 0 | 253.3102 | 0.00043703 | 252.9756 | 0 | 538.7787 | 0.00422 | 537.5785 | 2.6669e-05 | 538.7787 | 0.00351 | 252.6688 | 0
| 348.7935 | 0.00057197 | 253.5173 | -0.00047852 | 253.1818 | 0.0001705 | 348.7935 | 0 | 253.5173 | -0.00037434 | 253.1818 | 0 | 246.8498 | 0 | 253.1818 | 0 | 253.5173 | 0 | 252.8741 | 0 | 253.5173 | 0 | 253.5173 | 0 | 253.5173 | 0 | 252.8741 | 0 | 253.5173 | 0 | 253.1818 | 0 | 538.9345 | 0.00167 | 537.7354 | 1.0001e-05 | 538.9345 | 0.00371 | 252.8741 | 0
| 348.907 | 0 | 253.7243 | 0.00087691 | 253.3881 | -0.00027724 | 348.907 | 0.00027809 | 253.7243 | 0.00055003 | 253.3881 | 0 | 247.0582 | 0 | 253.3881 | 0 | 253.7243 | 0 | 253.0794 | 0 | 253.7243 | 0 | 253.7243 | 4.824e-06 | 253.7243 | 0 | 253.0794 | 0 | 253.7243 | 0.00019346 | 253.388 | 0 | 539.0904 | 0.00346 | 537.8922 | 2.6669e-05 | 539.0904 | 0.00362 | 253.0794 | 0
| 349.0205 | 0 | 253.9314 | -0.00040769 | 253.5943 | -0.00055132 | 349.0205 | 0.00057222 | 253.9314 | -7.0707e-05 | 253.5943 | 0 | 247.2666 | 0 | 253.5943 | 0 | 253.9314 | 0 | 253.2848 | 0 | 253.9314 | 0 | 253.9314 | 0 | 253.9314 | 0 | 253.2848 | 0 | 253.9314 | 0 | 253.5943 | 0 | 539.2462 | 0.00248 | 538.049 | 3.0002e-05 | 539.2462 | 0.00374 | 253.2848 | 0
| 349.1341 | 0.00030594 | 254.1385 | 0.0014849 | 253.8006 | 0.0006893 | 349.1341 | 0.00045189 | 254.1385 | 0.00040509 | 253.8006 | 0 | 247.4751 | 0 | 253.8006 | 0 | 254.1385 | 0 | 253.4902 | 0 | 254.1385 | 0 | 254.1385 | 1.2421e-05 | 254.1385 | 0 | 253.4902 | 0 | 254.1385 | 0.00043223 | 253.8006 | 0 | 539.4021 | 0.00404 | 538.2059 | 0 | 539.4021 | 0.00359 | 253.4902 | 0
| 349.2476 | 0 | 254.3457 | 0.0005244 | 254.0068 | -0.00041051 | 349.2476 | 0.00041617 | 254.3457 | -0.00038441 | 254.0068 | 0 | 247.6835 | 0 | 254.0068 | 0 | 254.3457 | 0 | 253.6955 | 0 | 254.3457 | 0 | 254.3457 | 0 | 254.3457 | 0 | 253.6955 | 0 | 254.3457 | 0 | 254.0068 | 0 | 539.558 | 0.00218 | 538.3627 | 1.0001e-05 | 539.558 | 0.00376 | 253.6955 | 0
| 349.3611 | 0.00014397 | 254.5528 | 0.00099766 | 254.2131 | 0.00075891 | 349.3611 | 0 | 254.5528 | 0.00017504 | 254.2131 | 0 | 247.892 | 0 | 254.2131 | 0 | 254.5528 | 0 | 253.9009 | 0 | 254.5528 | 0 | 254.5528 | 1.1029e-05 | 254.5528 | 0 | 253.9009 | 0 | 254.5528 | 0.00034647 | 254.2131 | 0 | 539.7138 | 0.0026 | 538.5196 | 6.6672e-06 | 539.7138 | 0.00362 | 253.9009 | 0
| 349.4746 | 0.00106 | 254.76 | 0.0002869 | 254.4195 | -7.2625e-05 | 349.4746 | 0.00064159 | 254.76 | -0.00013595 | 254.4195 | 0 | 248.1004 | 0 | 254.4195 | 0 | 254.76 | 0 | 254.1064 | 0 | 254.76 | 0 | 254.76 | 0 | 254.76 | 0 | 254.1064 | 0 | 254.76 | 0 | 254.4195 | 0 | 539.8697 | 0.00144 | 538.6764 | 1.0001e-05 | 539.8697 | 0.0038 | 254.1063 | 0
| 349.5881 | 0 | 254.9671 | 0.0007582 | 254.6258 | -0.0010676 | 349.5881 | 0 | 254.9671 | 1.3272e-05 | 254.6258 | 0 | 248.3089 | 0 | 254.6258 | 0 | 254.9671 | 0 | 254.3118 | 0 | 254.9671 | 0 | 254.9671 | 1.2393e-05 | 254.9671 | 0 | 254.3118 | 0 | 254.9671 | 0.00012565 | 254.6258 | 0 | 540.0256 | 0.00276 | 538.8333 | 6.6672e-06 | 540.0256 | 0.00359 | 254.3118 | 0
| 349.7016 | 0.00024855 | 255.1743 | -0.00035822 | 254.8321 | -0.00058551 | 349.7016 | 0 | 255.1743 | -9.0553e-05 | 254.8321 | 0 | 248.5175 | 0 | 254.8321 | 0 | 255.1743 | 0 | 254.5172 | 0 | 255.1743 | 0 | 255.1743 | 0 | 255.1743 | 0 | 254.5172 | 0 | 255.1743 | 0 | 254.8321 | 0 | 540.1815 | 0.00049235 | 538.9902 | 1.0001e-05 | 540.1815 | 0.00379 | 254.5172 | 0
| 349.8151 | 0.00017997 | 255.3815 | 0.00094326 | 255.0385 | 0.00031878 | 349.8151 | 0 | 255.3815 | 0.00035317 | 255.0385 | 0 | 248.726 | 0 | 255.0385 | 0 | 255.3815 | 0 | 254.7227 | 0 | 255.3815 | 0 | 255.3815 | 6.1985e-06 | 255.3815 | 0 | 254.7227 | 0 | 255.3815 | 0.0003024 | 255.0385 | 0 | 540.3374 | 0.00406 | 539.1471 | 6.6672e-06 | 540.3374 | 0.00356 | 254.7227 | 0
| 349.9286 | 0 | 255.5888 | -2.8604e-06 | 255.2449 | -0.000224 | 349.9286 | 0 | 255.5888 | -0.0014485 | 255.2449 | 0 | 248.9345 | 0 | 255.2449 | 0 | 255.5888 | 0 | 254.9281 | 0 | 255.5888 | 0 | 255.5888 | 0 | 255.5888 | 0 | 254.9281 | 0 | 255.5888 | 0 | 255.2449 | 0 | 540.4934 | 0.00236 | 539.3039 | 1.0001e-05 | 540.4934 | 0.00373 | 254.9281 | 0
| 350.0421 | 0 | 255.796 | 0.00095144 | 255.4513 | 0.00012875 | 350.0421 | 0 | 255.796 | 0.00060578 | 255.4513 | 0 | 249.1431 | 0 | 255.4513 | 0 | 255.796 | 0 | 255.1336 | 0 | 255.796 | 0 | 255.796 | 7.3106e-06 | 255.796 | 0 | 255.1336 | 0 | 255.796 | 0.00028707 | 255.4513 | 0 | 540.6493 | 0.00206 | 539.4608 | 0 | 540.6493 | 0.0035 | 255.1336 | 0
| 350.1556 | 0.00062587 | 256.0032 | 0.00039053 | 255.6577 | 0.00011164 | 350.1556 | 0.00019074 | 256.0032 | -0.00046194 | 255.6577 | 0 | 249.3516 | 0 | 255.6577 | 0 | 256.0032 | 0 | 255.3391 | 0 | 256.0032 | 0 | 256.0032 | 0 | 256.0032 | 0 | 255.3391 | 0 | 256.0032 | 0 | 255.6577 | 0 | 540.8053 | 0.00178 | 539.6178 | 3.0002e-05 | 540.8053 | 0.00373 | 255.3391 | 0
| 350.2691 | 0 | 256.2105 | 0.00035893 | 255.8642 | 0.0013578 | 350.2691 | 0 | 256.2105 | 0.00068292 | 255.8642 | 0 | 249.5602 | 0 | 255.8642 | 0 | 256.2105 | 0 | 255.5446 | 0 | 256.2105 | 0 | 256.2105 | 1.9997e-05 | 256.2105 | 0 | 255.5446 | 0 | 256.2105 | 0.00028534 | 255.8642 | 0 | 540.9612 | 0.00232 | 539.7747 | 0 | 540.9612 | 0.0036 | 255.5446 | 0
| 350.3826 | 0.00030245 | 256.4178 | 0.00014607 | 256.0706 | -0.00066236 | 350.3826 | 0.00104 | 256.4178 | 1.6188e-05 | 256.0706 | 0 | 249.7688 | 0 | 256.0706 | 0 | 256.4178 | 0 | 255.7501 | 0 | 256.4178 | 0 | 256.4178 | 0 | 256.4178 | 0 | 255.7501 | 0 | 256.4178 | 0 | 256.0706 | 0 | 541.1172 | 0.00271 | 539.9316 | 3.0002e-05 | 541.1172 | 0.00379 | 255.7501 | 0
| 350.4961 | 0.00093582 | 256.6251 | 0.00072722 | 256.2771 | -0.00023275 | 350.4961 | 0 | 256.6251 | 0.00056991 | 256.2771 | 0 | 249.9774 | 0 | 256.2771 | 0 | 256.6251 | 0 | 255.9557 | 0 | 256.6251 | 0 | 256.6251 | 6.3435e-06 | 256.6251 | 0 | 255.9557 | 0 | 256.6251 | 0.00026669 | 256.2771 | 0 | 541.2731 | 0.00383 | 540.0885 | 0 | 541.2731 | 0.00357 | 255.9557 | 0
| 350.6096 | 0.00042823 | 256.8324 | -0.00047792 | 256.4836 | -6.0596e-05 | 350.6096 | 0 | 256.8324 | -9.1797e-06 | 256.4836 | 0 | 250.186 | 0 | 256.4836 | 0 | 256.8324 | 0 | 256.1612 | 0 | 256.8324 | 0 | 256.8324 | 0 | 256.8324 | 0 | 256.1612 | 0 | 256.8324 | 0 | 256.4836 | 0 | 541.4291 | 0.00262 | 540.2454 | 3.0002e-05 | 541.4291 | 0.00374 | 256.1612 | 0
| 350.7231 | 0.00066587 | 257.0398 | 0.0010056 | 256.6901 | 0.00066246 | 350.7231 | 0 | 257.0398 | 0.00041251 | 256.6901 | 0 | 250.3946 | 0 | 256.6901 | 0 | 257.0398 | 0 | 256.3668 | 0 | 257.0398 | 0 | 257.0398 | 9.9941e-06 | 257.0398 | 0 | 256.3668 | 0 | 257.0398 | 0.0001989 | 256.6901 | 0 | 541.5851 | 0.00329 | 540.4024 | 2.6669e-05 | 541.5851 | 0.00356 | 256.3668 | 0
| 350.8366 | 0.00108 | 257.2471 | 0.00070612 | 256.8966 | -0.00043767 | 350.8366 | 0.00057222 | 257.2471 | -1.3694e-05 | 256.8966 | 0 | 250.6033 | 0 | 256.8966 | 0 | 257.2471 | 0 | 256.5723 | 0 | 257.2471 | 0 | 257.2471 | 0 | 257.2471 | 0 | 256.5723 | 0 | 257.2471 | 0 | 256.8966 | 0 | 541.7411 | 0.00345 | 540.5593 | 1.0001e-05 | 541.7411 | 0.00376 | 256.5723 | 0
| 350.9501 | 0 | 257.4545 | 0.00091947 | 257.1032 | 2.0965e-05 | 350.9501 | 0 | 257.4545 | 0.00026351 | 257.1032 | 0 | 250.8119 | 0 | 257.1032 | 0 | 257.4545 | 0 | 256.7779 | 0 | 257.4545 | 0 | 257.4545 | 1.675e-05 | 257.4545 | 0 | 256.7779 | 0 | 257.4545 | 0.00042366 | 257.1032 | 0 | 541.8971 | 0.00262 | 540.7163 | 0 | 541.8971 | 0.00356 | 256.7779 | 0
| 351.0635 | 0.00033839 | 257.6619 | -8.6919e-05 | 257.3098 | -0.0009633 | 351.0635 | 0.00032946 | 257.6619 | -0.00032635 | 257.3098 | 0 | 251.0206 | 0 | 257.3098 | 0 | 257.6619 | 0 | 256.9835 | 0 | 257.6619 | 0 | 257.6619 | 0 | 257.6619 | 0 | 256.9835 | 0 | 257.6619 | 0 | 257.3098 | 0 | 542.0531 | 0.00181 | 540.8732 | 0 | 542.0531 | 0.00381 | 256.9835 | 0
| 351.177 | 0.00070186 | 257.8693 | 0.0013449 | 257.5163 | 3.6071e-05 | 351.177 | 0.00013905 | 257.8693 | 0.00047096 | 257.5163 | 0 | 251.2293 | 0 | 257.5163 | 0 | 257.8693 | 0 | 257.1891 | 0 | 257.8693 | 0 | 257.8693 | 9.0088e-06 | 257.8693 | 0 | 257.1891 | 0 | 257.8693 | 0.00033392 | 257.5163 | 0 | 542.2091 | 0.00411 | 541.0302 | 2.6669e-05 | 542.2091 | 0.0036 | 257.1891 | 0
| 351.2905 | 0.0004462 | 258.0767 | 0.00015416 | 257.7229 | 0.00010543 | 351.2905 | 0.00086701 | 258.0767 | 2.1756e-06 | 257.7229 | 0 | 251.438 | 0 | 257.7229 | 0 | 258.0767 | 0 | 257.3948 | 0 | 258.0767 | 0 | 258.0767 | 0 | 258.0767 | 0 | 257.3948 | 0 | 258.0767 | 0 | 257.7229 | 0 | 542.3651 | 0.00278 | 541.1872 | 0 | 542.3651 | 0.00372 | 257.3948 | 0
| 351.404 | 0.00098981 | 258.2841 | 0.0013269 | 257.9296 | -0.00074859 | 351.404 | 0.00143 | 258.2841 | -6.3299e-05 | 257.9296 | 0 | 251.6467 | 0 | 257.9296 | 0 | 258.2841 | 0 | 257.6004 | 0 | 258.2841 | 0 | 258.2841 | 6.7062e-06 | 258.2841 | 0 | 257.6004 | 0 | 258.2841 | 0.00045185 | 257.9296 | 0 | 542.5212 | 0.00216 | 541.3442 | 6.6672e-06 | 542.5212 | 0.00344 | 257.6004 | 0
| 351.5174 | 0.00089539 | 258.4916 | 0.00019487 | 258.1362 | 0.00045789 | 351.5174 | 0.00041617 | 258.4916 | -1.8626e-05 | 258.1362 | 0 | 251.8554 | 0 | 258.1362 | 0 | 258.4916 | 0 | 257.8061 | 0 | 258.4916 | 0 | 258.4916 | 0 | 258.4916 | 0 | 257.8061 | 0 | 258.4916 | 0 | 258.1362 | 0 | 542.6772 | 0.0016 | 541.5012 | 1.0001e-05 | 542.6772 | 0.00355 | 257.8061 | 0
| 351.6309 | 0.00057588 | 258.699 | 0.00069575 | 258.3428 | -0.00032765 | 351.6309 | 0 | 258.699 | 0.0011038 | 258.3428 | 0 | 252.0642 | 0 | 258.3428 | 0 | 258.699 | 0 | 258.0117 | 0 | 258.699 | 0 | 258.699 | 7.634e-06 | 258.699 | 0 | 258.0117 | 0 | 258.699 | 0.00029252 | 258.3428 | 0 | 542.8333 | 0.00213 | 541.6581 | 4.667e-05 | 542.8333 | 0.00341 | 258.0118 | 0
| 351.7444 | 0.00084148 | 258.9065 | 0.00058798 | 258.5495 | -2.5482e-05 | 351.7444 | 0 | 258.9065 | -0.00049667 | 258.5495 | 0 | 252.2729 | 0 | 258.5495 | 0 | 258.9065 | 0 | 258.2174 | 0 | 258.9065 | 0 | 258.9065 | 0 | 258.9065 | 0 | 258.2174 | 0 | 258.9065 | 0 | 258.5495 | 0 | 542.9893 | 0.00164 | 541.8152 | 0 | 542.9893 | 0.00365 | 258.2174 | 0
| 351.8578 | 0.00055789 | 259.114 | 0.0015003 | 258.7562 | 0.00016484 | 351.8578 | 0.00019118 | 259.114 | 0.00052763 | 258.7562 | 0 | 252.4817 | 0 | 258.7562 | 0 | 259.114 | 0 | 258.4231 | 0 | 259.114 | 0 | 259.114 | 7.048e-06 | 259.114 | 0 | 258.4231 | 0 | 259.114 | 0.00032739 | 258.7562 | 0 | 543.1454 | 0.00294 | 541.9722 | 0 | 543.1454 | 0.00356 | 258.4231 | 0
| 351.9713 | 0.00062587 | 259.3215 | 0.00059359 | 258.9629 | -0.00041441 | 351.9713 | 0.00038148 | 259.3215 | 4.8212e-05 | 258.9629 | 0 | 252.6904 | 0 | 258.9629 | 0 | 259.3215 | 0 | 258.6288 | 0 | 259.3215 | 0 | 259.3215 | 0 | 259.3215 | 0 | 258.6288 | 0 | 259.3215 | 0 | 258.9629 | 0 | 543.3015 | 0.00294 | 542.1292 | 0 | 543.3015 | 0.00378 | 258.6288 | 0
| 352.0847 | 0.00052189 | 259.5291 | 0.00090276 | 259.1696 | 0.00012346 | 352.0847 | 0 | 259.5291 | 0.00017666 | 259.1696 | 0 | 252.8992 | 0 | 259.1696 | 0 | 259.5291 | 0 | 258.8346 | 0 | 259.5291 | 0 | 259.5291 | 1.3005e-05 | 259.5291 | 0 | 258.8346 | 0 | 259.529 | 0.00027518 | 259.1696 | 0 | 543.4575 | 0.00459 | 542.2862 | 2.6669e-05 | 543.4575 | 0.00356 | 258.8346 | 0
| 352.1982 | 0.00094928 | 259.7366 | 0.00031237 | 259.3764 | 0.00040384 | 352.1982 | 0 | 259.7366 | -0.0009586 | 259.3764 | 0 | 253.108 | 0 | 259.3764 | 0 | 259.7366 | 0 | 259.0403 | 0 | 259.7366 | 0 | 259.7366 | 0 | 259.7366 | 0 | 259.0403 | 0 | 259.7366 | 0 | 259.3764 | 0 | 543.6136 | 0.00227 | 542.4432 | 1.0001e-05 | 543.6136 | 0.00368 | 259.0403 | 0
| 352.3116 | 0.00119 | 259.9442 | 0.00093809 | 259.5831 | 5.3957e-05 | 352.3116 | 0.00036499 | 259.9442 | 0.00011351 | 259.5831 | 0 | 253.3169 | 0 | 259.5831 | 0 | 259.9442 | 0 | 259.2461 | 0 | 259.9442 | 0 | 259.9442 | 1.275e-05 | 259.9442 | 0 | 259.2461 | 0 | 259.9442 | 0.00037179 | 259.5831 | 0 | 543.7697 | 0.00248 | 542.6003 | 0 | 543.7697 | 0.00348 | 259.2461 | 0
| 352.4251 | 0.00111 | 260.1518 | -0.00022854 | 259.7899 | -0.00032607 | 352.4251 | 0.00024276 | 260.1518 | -0.00068036 | 259.7899 | 0 | 253.5257 | 0 | 259.7899 | 0 | 260.1517 | 0 | 259.4518 | 0 | 260.1517 | 0 | 260.1518 | 0 | 260.1517 | 0 | 259.4518 | 0 | 260.1518 | 0 | 259.7899 | 0 | 543.9258 | 0.0029 | 542.7573 | 1.0001e-05 | 543.9258 | 0.00367 | 259.4518 | 0
| 352.5385 | 0.0025 | 260.3593 | 0.0013772 | 259.9967 | -0.00029531 | 352.5385 | 0.00090379 | 260.3593 | 0.00019752 | 259.9967 | 0 | 253.7345 | 0 | 259.9967 | 0 | 260.3593 | 0 | 259.6576 | 0 | 260.3593 | 0 | 260.3593 | 7.0805e-06 | 260.3593 | 0 | 259.6576 | 0 | 260.3593 | 0.00030406 | 259.9967 | 0 | 544.082 | 0.00278 | 542.9144 | 0 | 544.082 | 0.00353 | 259.6576 | 0
| 352.652 | 0.00197 | 260.567 | 0.00029514 | 260.2035 | -0.00037873 | 352.652 | 0.00052021 | 260.567 | 6.6143e-06 | 260.2035 | 0 | 253.9434 | 0 | 260.2035 | 0 | 260.567 | 0 | 259.8634 | 0 | 260.567 | 0 | 260.567 | 0 | 260.567 | 0 | 259.8634 | 0 | 260.567 | 0 | 260.2035 | 0 | 544.2381 | 0.00269 | 543.0714 | 0 | 544.2381 | 0.00365 | 259.8634 | 0
| 352.7654 | 0.00203 | 260.7746 | 0.00083154 | 260.4103 | 0.00045481 | 352.7654 | 0 | 260.7746 | 0.00035442 | 260.4103 | 0 | 254.1523 | 0 | 260.4103 | 0 | 260.7746 | 0 | 260.0692 | 0 | 260.7746 | 0 | 260.7746 | 9.5138e-06 | 260.7746 | 0 | 260.0692 | 0 | 260.7746 | 0.00028936 | 260.4103 | 0 | 544.3942 | 0.00431 | 543.2285 | 2.6669e-05 | 544.3942 | 0.00347 | 260.0692 | 0
| 352.8789 | 0.00314 | 260.9822 | -0.00058492 | 260.6172 | -0.00051918 | 352.8789 | 8.6698e-05 | 260.9822 | -0.00068083 | 260.6172 | 0 | 254.3612 | 0 | 260.6172 | 0 | 260.9822 | 0 | 260.2751 | 0 | 260.9822 | 0 | 260.9822 | 0 | 260.9822 | 0 | 260.2751 | 0 | 260.9822 | 0 | 260.6172 | 0 | 544.5504 | 0.00266 | 543.3856 | 1.0001e-05 | 544.5504 | 0.00362 | 260.2751 | 0
| 352.9923 | 0.00347 | 261.1899 | 0.00093543 | 260.8241 | 0.0007921 | 352.9923 | 0.00060832 | 261.1899 | 0.00042884 | 260.8241 | 0 | 254.5701 | 0 | 260.8241 | 0 | 261.1899 | 0 | 260.4809 | 0 | 261.1899 | 0 | 261.1899 | 1.2336e-05 | 261.1899 | 0 | 260.4809 | 0 | 261.1899 | 0.00022353 | 260.8241 | 0 | 544.7065 | 0.00311 | 543.5427 | 6.6672e-06 | 544.7065 | 0.00349 | 260.4809 | 0
| 353.1057 | 0.00379 | 261.3976 | -0.00060389 | 261.0309 | -0.00068594 | 353.1057 | 0.00091902 | 261.3976 | 0.00014872 | 261.0309 | 0 | 254.779 | 0 | 261.0309 | 0 | 261.3976 | 0 | 260.6867 | 0 | 261.3976 | 0 | 261.3976 | 0 | 261.3976 | 0 | 260.6867 | 0 | 261.3976 | 0 | 261.0309 | 0 | 544.8627 | 0.00299 | 543.6997 | 1.0001e-05 | 544.8627 | 0.00366 | 260.6867 | 0
| 353.2192 | 0.00423 | 261.6053 | 0.00083082 | 261.2378 | 0.0014219 | 353.2192 | 0 | 261.6053 | 0.00077057 | 261.2378 | 0 | 254.9879 | 0 | 261.2378 | 0 | 261.6053 | 0 | 260.8926 | 0 | 261.6053 | 0 | 261.6053 | 1.9069e-05 | 261.6053 | 0 | 260.8926 | 0 | 261.6053 | 0.00043169 | 261.2378 | 0 | 545.0189 | 0.00304 | 543.8568 | 6.6672e-06 | 545.0189 | 0.00342 | 260.8926 | 0
| 353.3326 | 0.00343 | 261.813 | 0.00013031 | 261.4448 | -1.7922e-05 | 353.3326 | 0.00012138 | 261.813 | -0.00022663 | 261.4448 | 0 | 255.1969 | 0 | 261.4448 | 0 | 261.813 | 0 | 261.0985 | 0 | 261.813 | 0 | 261.813 | 0 | 261.813 | 0 | 261.0985 | 0 | 261.813 | 0 | 261.4448 | 0 | 545.175 | 0.00322 | 544.014 | 0 | 545.175 | 0.00362 | 261.0985 | 0
| 353.446 | 0.00452 | 262.0207 | 0.00060583 | 261.6517 | 0.0001308 | 353.446 | 0 | 262.0207 | 0.00044214 | 261.6517 | 0 | 255.4058 | 0 | 261.6517 | 0 | 262.0207 | 0 | 261.3044 | 0 | 262.0207 | 0 | 262.0207 | 1.215e-05 | 262.0207 | 0 | 261.3044 | 0 | 262.0207 | 0.00039939 | 261.6517 | 0 | 545.3312 | 0.00334 | 544.1711 | 0 | 545.3312 | 0.00337 | 261.3043 | 0
| 353.5594 | 0.00512 | 262.2284 | 0.00022651 | 261.8586 | 0.00037022 | 353.5594 | 0.00057222 | 262.2284 | -0.0004621 | 261.8586 | 0 | 255.6148 | 0 | 261.8586 | 0 | 262.2284 | 0 | 261.5103 | 0 | 262.2284 | 0 | 262.2284 | 0 | 262.2284 | 0 | 261.5103 | 0 | 262.2284 | 0 | 261.8586 | 0 | 545.4874 | 0.00181 | 544.3282 | 1.0001e-05 | 545.4874 | 0.00363 | 261.5103 | 0
| 353.6729 | 0.0063 | 262.4362 | 0.00062385 | 262.0656 | 0.00050512 | 353.6729 | 0 | 262.4362 | 0.00075828 | 262.0656 | 0 | 255.8238 | 0 | 262.0656 | 0 | 262.4362 | 0 | 261.7162 | 0 | 262.4362 | 0 | 262.4362 | 7.2949e-06 | 262.4362 | 0 | 261.7162 | 0 | 262.4362 | 0.00032268 | 262.0656 | 0 | 545.6436 | 0.00427 | 544.4853 | 0 | 545.6436 | 0.00341 | 261.7162 | 0
| 353.7863 | 0.00749 | 262.644 | 0.00027174 | 262.2726 | 2.753e-05 | 353.7863 | 0.00067626 | 262.644 | -1.2942e-05 | 262.2726 | 0 | 256.0327 | 0 | 262.2726 | 0 | 262.644 | 0 | 261.9221 | 0 | 262.644 | 0 | 262.644 | 0 | 262.644 | 0 | 261.9221 | 0 | 262.644 | 0 | 262.2726 | 0 | 545.7998 | 0.0026 | 544.6424 | 1.0001e-05 | 545.7998 | 0.00365 | 261.9221 | 0
| 353.8997 | 0.00682 | 262.8517 | 0.0012281 | 262.4796 | -0.00015682 | 353.8997 | 0.00033023 | 262.8517 | 0.00061459 | 262.4796 | 0 | 256.2418 | 0 | 262.4796 | 0 | 262.8518 | 0 | 262.1281 | 0 | 262.8518 | 0 | 262.8517 | 6.3017e-06 | 262.8518 | 0 | 262.1281 | 0 | 262.8517 | 0.00033098 | 262.4796 | 0 | 545.9561 | 0.00146 | 544.7996 | 6.6672e-06 | 545.9561 | 0.00338 | 262.1281 | 0
| 354.0131 | 0.0102 | 263.0596 | 0.0001496 | 262.6866 | -0.00061927 | 354.0131 | 0.00095371 | 263.0596 | -0.00038392 | 262.6866 | 0 | 256.4508 | 0 | 262.6866 | 0 | 263.0596 | 0 | 262.334 | 0 | 263.0596 | 0 | 263.0596 | 0 | 263.0596 | 0 | 262.334 | 0 | 263.0596 | 0 | 262.6866 | 0 | 546.1123 | 0.00188 | 544.9567 | 0 | 546.1123 | 0.00351 | 262.334 | 0
| 354.1265 | 0.01208 | 263.2674 | 0.00071709 | 262.8937 | 0.00056746 | 354.1265 | 0 | 263.2674 | -0.0002572 | 262.8937 | 0 | 256.6598 | 0 | 262.8937 | 0 | 263.2674 | 0 | 262.54 | 0 | 263.2674 | 0 | 263.2674 | 9.2103e-06 | 263.2674 | 0 | 262.54 | 0 | 263.2674 | 0.00036156 | 262.8937 | 0 | 546.2685 | 0.00209 | 545.1139 | 6.6672e-06 | 546.2685 | 0.00331 | 262.54 | 0
| 354.2399 | 0.01383 | 263.4752 | 0.00010832 | 263.1007 | 0.00046175 | 354.2399 | 0 | 263.4752 | -0.00025347 | 263.1007 | 0 | 256.8689 | 0 | 263.1007 | 0 | 263.4752 | 0 | 262.746 | 0 | 263.4752 | 0 | 263.4752 | 0 | 263.4752 | 0 | 262.746 | 0 | 263.4752 | 0 | 263.1007 | 0 | 546.4248 | 0.0025 | 545.271 | 3.0002e-05 | 546.4248 | 0.00351 | 262.746 | 0
| 354.3533 | 0.01416 | 263.6831 | 0.00081413 | 263.3078 | 0.00014685 | 354.3533 | 0 | 263.6831 | 0.00068684 | 263.3078 | 0 | 257.0779 | 0 | 263.3078 | 0 | 263.6831 | 0 | 262.952 | 0 | 263.6831 | 0 | 263.6831 | 1.0001e-05 | 263.6831 | 0 | 262.952 | 0 | 263.6831 | 0.00028282 | 263.3078 | 0 | 546.581 | 0.00318 | 545.4282 | 0 | 546.581 | 0.00343 | 262.952 | 0
| 354.4667 | 0.01588 | 263.891 | 0.00033711 | 263.5149 | 1.8055e-05 | 354.4667 | 0.00055488 | 263.891 | -0.00027032 | 263.5149 | 0 | 257.287 | 0 | 263.5149 | 0 | 263.8909 | 0 | 263.158 | 0 | 263.8909 | 0 | 263.891 | 0 | 263.8909 | 0 | 263.158 | 0 | 263.891 | 0 | 263.5149 | 0 | 546.7373 | 0.00304 | 545.5854 | 3.0002e-05 | 546.7373 | 0.00367 | 263.158 | 0
| 354.5802 | 0.01845 | 264.0988 | 0.00088 | 263.722 | 0.0015811 | 354.5802 | 5.2137e-05 | 264.0988 | 0.00021162 | 263.722 | 0 | 257.4961 | 0 | 263.722 | 0 | 264.0988 | 0 | 263.364 | 0 | 264.0988 | 0 | 264.0988 | 1.4009e-05 | 264.0988 | 0 | 263.364 | 0 | 264.0989 | 0.00043577 | 263.722 | 0 | 546.8936 | 0.00343 | 545.7426 | 0 | 546.8936 | 0.00351 | 263.364 | 0
| 354.6936 | 0.02362 | 264.3067 | 8.9579e-05 | 263.9291 | 0.00041126 | 354.6936 | 0.00027745 | 264.3067 | 1.2298e-05 | 263.9291 | 0 | 257.7052 | 0 | 263.9291 | 0 | 264.3067 | 0 | 263.5701 | 0 | 264.3067 | 0 | 264.3067 | 0 | 264.3067 | 0 | 263.5701 | 0 | 264.3067 | 0 | 263.9291 | 0 | 547.0498 | 0.00207 | 545.8997 | 3.0002e-05 | 547.0498 | 0.00362 | 263.5701 | 0
| 354.8069 | 0.02478 | 264.5146 | 0.00050632 | 264.1363 | 0.00094309 | 354.8069 | 0 | 264.5146 | 0.00024483 | 264.1363 | 0 | 257.9143 | 0 | 264.1363 | 0 | 264.5147 | 0 | 263.7761 | 0 | 264.5147 | 0 | 264.5146 | 1.5732e-05 | 264.5147 | 0 | 263.7761 | 0 | 264.5147 | 0.00035275 | 264.1363 | 0 | 547.2061 | 0.00378 | 546.0569 | 4.667e-05 | 547.2061 | 0.00338 | 263.7761 | 0
| 354.9203 | 0.03006 | 264.7226 | 0.00035426 | 264.3434 | -0.00066763 | 354.9203 | 0.0004335 | 264.7226 | -0.00044012 | 264.3434 | 0 | 258.1234 | 0 | 264.3434 | 0 | 264.7226 | 0 | 263.9822 | 0 | 264.7226 | 0 | 264.7226 | 0 | 264.7226 | 0 | 263.9822 | 0 | 264.7226 | 0 | 264.3435 | 0 | 547.3624 | 0.0029 | 546.2141 | 3.0002e-05 | 547.3624 | 0.00354 | 263.9822 | 0
| 355.0337 | 0.03155 | 264.9305 | 0.0010352 | 264.5506 | 0.00058911 | 355.0337 | 0 | 264.9305 | 8.696e-05 | 264.5506 | 0 | 258.3326 | 0 | 264.5506 | 0 | 264.9305 | 0 | 264.1883 | 0 | 264.9305 | 0 | 264.9305 | 1.7725e-05 | 264.9305 | 0 | 264.1883 | 0 | 264.9305 | 0.00034289 | 264.5506 | 0 | 547.5187 | 0.00385 | 546.3713 | 0 | 547.5187 | 0.00335 | 264.1883 | 0
| 355.1471 | 0.03529 | 265.1385 | 0.00029029 | 264.7578 | -0.0011645 | 355.1471 | 0.00139 | 265.1385 | -0.00068593 | 264.7578 | 0 | 258.5417 | 0 | 264.7578 | 0 | 265.1385 | 0 | 264.3944 | 0 | 265.1385 | 0 | 265.1385 | 0 | 265.1385 | 0 | 264.3944 | 0 | 265.1385 | 0 | 264.7578 | 0 | 547.675 | 0.00327 | 546.5286 | 0 | 547.675 | 0.00357 | 264.3944 | 0
| 355.2605 | 0.04145 | 265.3465 | 0.00080113 | 264.965 | 0.00024028 | 355.2605 | 0.00010428 | 265.3465 | 0.0012637 | 264.965 | 0 | 258.7509 | 0 | 264.965 | 0 | 265.3465 | 0 | 264.6005 | 0 | 265.3465 | 0 | 265.3465 | 1.003e-05 | 265.3465 | 0 | 264.6005 | 0 | 265.3465 | 8.4238e-05 | 264.9651 | 0 | 547.8314 | 0.0032 | 546.6858 | 6.6672e-06 | 547.8314 | 0.00334 | 264.6005 | 0
| 355.3739 | 0.04323 | 265.5545 | 0.00057701 | 265.1723 | -0.0011915 | 355.3739 | 0.00086701 | 265.5545 | 0.00048243 | 265.1723 | 0 | 258.9601 | 0 | 265.1723 | 0 | 265.5545 | 0 | 264.8066 | 0 | 265.5545 | 0 | 265.5545 | 0 | 265.5545 | 0 | 264.8066 | 0 | 265.5545 | 0 | 265.1723 | 0 | 547.9877 | 0.0019 | 546.843 | 3.0002e-05 | 547.9877 | 0.00348 | 264.8066 | 0
| 355.4873 | 0.04774 | 265.7625 | 0.0012233 | 265.3795 | 0.00034 | 355.4873 | 0.00039975 | 265.7625 | 0.00037483 | 265.3795 | 0 | 259.1693 | 0 | 265.3795 | 0 | 265.7625 | 0 | 265.0128 | 0 | 265.7625 | 0 | 265.7625 | 5.3402e-06 | 265.7625 | 0 | 265.0128 | 0 | 265.7625 | 0.00012738 | 265.3795 | 0 | 548.144 | 0.00283 | 547.0003 | 2.6669e-05 | 548.144 | 0.00325 | 265.0128 | 0
| 355.6007 | 0.05406 | 265.9706 | 0.00049896 | 265.5868 | -0.00058772 | 355.6007 | 0.00050287 | 265.9706 | -0.00049941 | 265.5868 | 0 | 259.3785 | 0 | 265.5868 | 0 | 265.9705 | 0 | 265.2189 | 0 | 265.9705 | 0 | 265.9706 | 0 | 265.9705 | 0 | 265.2189 | 0 | 265.9706 | 0 | 265.5868 | 0 | 548.3004 | 0.00213 | 547.1575 | 5.0004e-05 | 548.3004 | 0.00352 | 265.2189 | 0
| 355.714 | 0.05824 | 266.1786 | 0.0014607 | 265.7941 | -1.5345e-05 | 355.714 | 0 | 266.1786 | 0.0005193 | 265.7941 | 0 | 259.5877 | 0 | 265.7941 | 0 | 266.1786 | 0 | 265.4251 | 0 | 266.1786 | 0 | 266.1786 | 1.4898e-05 | 266.1786 | 0 | 265.4251 | 0 | 266.1786 | 0.00033863 | 265.7941 | 0 | 548.4567 | 0.00406 | 547.3147 | 6.6672e-06 | 548.4567 | 0.0034 | 265.4251 | 0
| 355.8274 | 0.06164 | 266.3867 | 0.00055224 | 266.0014 | -0.00034456 | 355.8274 | 0.00101 | 266.3867 | 0.00028262 | 266.0014 | 0 | 259.797 | 0 | 266.0014 | 0 | 266.3867 | 0 | 265.6313 | 0 | 266.3867 | 0 | 266.3867 | 0 | 266.3867 | 0 | 265.6313 | 0 | 266.3867 | 0 | 266.0014 | 0 | 548.6131 | 0.00215 | 547.472 | 1.0001e-05 | 548.6131 | 0.0036 | 265.6313 | 0
| 355.9408 | 0.06646 | 266.5947 | 0.00065659 | 266.2087 | 5.4397e-05 | 355.9408 | 0 | 266.5947 | 0.00058972 | 266.2087 | 0 | 260.0062 | 0 | 266.2087 | 0 | 266.5947 | 0 | 265.8374 | 0 | 266.5947 | 0 | 266.5947 | 1.0031e-05 | 266.5947 | 0 | 265.8374 | 0 | 266.5947 | 0.00021401 | 266.2087 | 0 | 548.7694 | 0.002 | 547.6293 | 0 | 548.7694 | 0.00342 | 265.8374 | 0
| 356.0542 | 0.07235 | 266.8028 | 0.00028966 | 266.4161 | 0.00022497 | 356.0542 | 0.00114 | 266.8028 | -0.00017638 | 266.4161 | 0 | 260.2155 | 0 | 266.4161 | 0 | 266.8028 | 0 | 266.0436 | 0 | 266.8028 | 0 | 266.8028 | 0 | 266.8028 | 0 | 266.0436 | 0 | 266.8028 | 0 | 266.416 | 0 | 548.9258 | 0.00232 | 547.7865 | 3.0002e-05 | 548.9258 | 0.00356 | 266.0436 | 0
| 356.1675 | 0.07517 | 267.011 | 0.00073185 | 266.6234 | 0.00039646 | 356.1675 | 0.00034761 | 267.011 | -1.7317e-05 | 266.6234 | 0 | 260.4248 | 0 | 266.6234 | 0 | 267.0109 | 0 | 266.2499 | 0 | 267.0109 | 0 | 267.011 | 5.6979e-06 | 267.0109 | 0 | 266.2499 | 0 | 267.011 | 0.00031663 | 266.6234 | 0 | 549.0822 | 0.00223 | 547.9438 | 6.6672e-06 | 549.0822 | 0.00334 | 266.2499 | 0
| 356.2809 | 0.08197 | 267.2191 | 0.0002786 | 266.8308 | -0.0010691 | 356.2809 | 0.00081498 | 267.2191 | -0.00059419 | 266.8308 | 0 | 260.6341 | 0 | 266.8308 | 0 | 267.2191 | 0 | 266.4561 | 0 | 267.2191 | 0 | 267.2191 | 0 | 267.2191 | 0 | 266.4561 | 0 | 267.2191 | 0 | 266.8308 | 0 | 549.2386 | 0.0032 | 548.1011 | 1.0001e-05 | 549.2386 | 0.00348 | 266.4561 | 0
| 356.3943 | 0.08575 | 267.4272 | 0.00077507 | 267.0382 | 1.7845e-05 | 356.3943 | 0 | 267.4272 | -0.00026869 | 267.0382 | 0 | 260.8434 | 0 | 267.0382 | 0 | 267.4272 | 0 | 266.6624 | 0 | 267.4272 | 0 | 267.4272 | 5.5534e-06 | 267.4272 | 0 | 266.6624 | 0 | 267.4272 | 0.00010355 | 267.0382 | 0 | 549.395 | 0.00308 | 548.2584 | 0 | 549.395 | 0.0033 | 266.6624 | 0
| 356.5076 | 0.09028 | 267.6354 | 0.00032871 | 267.2456 | 0.00011312 | 356.5076 | 0.00065893 | 267.6354 | -0.00085425 | 267.2456 | 0 | 261.0527 | 0 | 267.2456 | 0 | 267.6354 | 0 | 266.8686 | 0 | 267.6354 | 0 | 267.6354 | 0 | 267.6354 | 0 | 266.8686 | 0 | 267.6354 | 0 | 267.2456 | 0 | 549.5514 | 0.00359 | 548.4157 | 1.0001e-05 | 549.5514 | 0.00351 | 266.8686 | 0
| 356.621 | 0.09367 | 267.8436 | 0.0011627 | 267.453 | 0.00048805 | 356.621 | 0.00053879 | 267.8436 | 0.00078456 | 267.453 | 0 | 261.262 | 0 | 267.453 | 0 | 267.8436 | 0 | 267.0749 | 0 | 267.8436 | 0 | 267.8436 | 9.8941e-06 | 267.8436 | 0 | 267.0749 | 0 | 267.8436 | 0.00031106 | 267.453 | 0 | 549.7078 | 0.00364 | 548.573 | 6.6672e-06 | 549.7078 | 0.00333 | 267.0749 | 0
| 356.7344 | 0.09855 | 268.0518 | 0.00026307 | 267.6605 | -0.00027224 | 356.7344 | 0.00052021 | 268.0518 | -0.00042189 | 267.6605 | 0 | 261.4713 | 0 | 267.6605 | 0 | 268.0518 | 0 | 267.2812 | 0 | 268.0518 | 0 | 268.0518 | 0 | 268.0518 | 0 | 267.2812 | 0 | 268.0518 | 0 | 267.6605 | 0 | 549.8643 | 0.00266 | 548.7303 | 0 | 549.8643 | 0.00354 | 267.2812 | 0
| 356.8477 | 0.1078 | 268.2599 | 0.00067026 | 267.8679 | 0.00040665 | 356.8477 | 0 | 268.2599 | 0.00041757 | 267.8679 | 0 | 261.6807 | 0 | 267.8679 | 0 | 268.26 | 0 | 267.4875 | 0 | 268.26 | 0 | 268.2599 | 1.4106e-05 | 268.26 | 0 | 267.4875 | 0 | 268.26 | 0.00031711 | 267.8679 | 0 | 550.0207 | 0.00299 | 548.8876 | 6.6672e-06 | 550.0207 | 0.00336 | 267.4875 | 0
| 356.9611 | 0.10897 | 268.4682 | 6.1751e-05 | 268.0754 | -0.00084739 | 356.9611 | 0.0018 | 268.4682 | -0.00051039 | 268.0754 | 0 | 261.8901 | 0 | 268.0754 | 0 | 268.4682 | 0 | 267.6938 | 0 | 268.4682 | 0 | 268.4682 | 0 | 268.4682 | 0 | 267.6938 | 0 | 268.4682 | 0 | 268.0754 | 0 | 550.1772 | 0.00318 | 549.045 | 0 | 550.1772 | 0.00357 | 267.6938 | 0
| 357.0744 | 0.11696 | 268.6764 | 0.00080537 | 268.2829 | 0.0012882 | 357.0744 | 0 | 268.6764 | 0.00072664 | 268.2829 | 0 | 262.0995 | 0 | 268.2829 | 0 | 268.6764 | 0 | 267.9001 | 0 | 268.6764 | 0 | 268.6764 | 1.4188e-05 | 268.6764 | 0 | 267.9001 | 0 | 268.6764 | 0.00023172 | 268.2829 | 0 | 550.3336 | 0.00325 | 549.2023 | 6.6672e-06 | 550.3336 | 0.00334 | 267.9001 | 0
| 357.1878 | 0.11919 | 268.8847 | -0.00030481 | 268.4904 | -0.00011687 | 357.1878 | 0 | 268.8847 | 0.00010832 | 268.4904 | 0 | 262.3089 | 0 | 268.4904 | 0 | 268.8847 | 0 | 268.1065 | 0 | 268.8847 | 0 | 268.8847 | 0 | 268.8847 | 0 | 268.1065 | 0 | 268.8847 | 0 | 268.4904 | 0 | 550.4901 | 0.00325 | 549.3596 | 3.0002e-05 | 550.4901 | 0.00349 | 268.1065 | 0
| 357.3011 | 0.12828 | 269.093 | 0.0015307 | 268.6979 | 0.00048411 | 357.3011 | 0 | 269.093 | -2.7983e-05 | 268.6979 | 0 | 262.5183 | 0 | 268.6979 | 0 | 269.093 | 0 | 268.3128 | 0 | 269.093 | 0 | 269.093 | 1.0984e-05 | 269.093 | 0 | 268.3128 | 0 | 269.093 | 0.00025058 | 268.6979 | 0 | 550.6465 | 0.00413 | 549.517 | 0 | 550.6465 | 0.00327 | 268.3128 | 0
| 357.4145 | 0.13254 | 269.3012 | -0.00077849 | 268.9055 | -0.0007509 | 357.4145 | 0.00095371 | 269.3012 | -9.5372e-05 | 268.9055 | 0 | 262.7277 | 0 | 268.9055 | 0 | 269.3013 | 0 | 268.5192 | 0 | 269.3013 | 0 | 269.3012 | 0 | 269.3013 | 0 | 268.5192 | 0 | 269.3012 | 0 | 268.9055 | 0 | 550.803 | 0.00313 | 549.6744 | 0 | 550.803 | 0.00346 | 268.5192 | 0
| 357.5278 | 0.14205 | 269.5096 | 0.00061842 | 269.113 | 0.00025581 | 357.5278 | 3.4765e-05 | 269.5096 | 0.00085939 | 269.113 | 0 | 262.9371 | 0 | 269.113 | 0 | 269.5096 | 0 | 268.7256 | 0 | 269.5096 | 0 | 269.5096 | 1.1425e-05 | 269.5096 | 0 | 268.7256 | 0 | 269.5095 | 0 | 269.113 | 0 | 550.9595 | 0.00359 | 549.8317 | 6.6672e-06 | 550.9595 | 0.0033 | 268.7256 | 0
| 357.6411 | 0.14634 | 269.7179 | 0.00051421 | 269.3206 | -0.00051682 | 357.6411 | 0 | 269.7179 | -0.00021555 | 269.3206 | 0 | 263.1466 | 0 | 269.3206 | 0 | 269.7179 | 0 | 268.932 | 0 | 269.7179 | 0 | 269.7179 | 0 | 269.7179 | 0 | 268.932 | 0 | 269.7179 | 0 | 269.3206 | 0 | 551.116 | 0.00193 | 549.9891 | 1.0001e-05 | 551.116 | 0.00353 | 268.932 | 0
| 357.7545 | 0.15137 | 269.9262 | 0.00066363 | 269.5282 | 0.0013668 | 357.7545 | 0.00041713 | 269.9262 | 0.00073097 | 269.5282 | 0 | 263.3561 | 0 | 269.5282 | 0 | 269.9262 | 0 | 269.1384 | 0 | 269.9262 | 0 | 269.9262 | 1.7014e-05 | 269.9262 | 0 | 269.1384 | 0 | 269.9262 | 0.00047616 | 269.5282 | 0 | 551.2725 | 0.00362 | 550.1465 | 6.6672e-06 | 551.2725 | 0.00337 | 269.1384 | 0
| 357.8678 | 0.15985 | 270.1346 | -0.00037485 | 269.7359 | -8.933e-05 | 357.8678 | 0.0006936 | 270.1346 | -0.00062435 | 269.7359 | 0 | 263.5656 | 0 | 269.7359 | 0 | 270.1346 | 0 | 269.3448 | 0 | 270.1346 | 0 | 270.1346 | 0 | 270.1346 | 0 | 269.3448 | 0 | 270.1346 | 0 | 269.7359 | 0 | 551.429 | 0.00285 | 550.3039 | 1.0001e-05 | 551.429 | 0.00358 | 269.3448 | 0
| 357.9812 | 0.16801 | 270.3429 | 0.00071523 | 269.9435 | -0.00017591 | 357.9812 | 0 | 270.3429 | 0.00081416 | 269.9435 | 0 | 263.775 | 0 | 269.9435 | 0 | 270.3429 | 0 | 269.5512 | 0 | 270.3429 | 0 | 270.3429 | 9.847e-06 | 270.3429 | 0 | 269.5512 | 0 | 270.3429 | 0.00014785 | 269.9435 | 0 | 551.5855 | 0.00355 | 550.4612 | 6.6672e-06 | 551.5855 | 0.00336 | 269.5512 | 0
| 358.0945 | 0.17376 | 270.5513 | 0.00047765 | 270.1511 | -6.6935e-05 | 358.0945 | 0.00036414 | 270.5513 | -0.00015447 | 270.1511 | 0 | 263.9846 | 0 | 270.1511 | 0 | 270.5513 | 0 | 269.7577 | 0 | 270.5513 | 0 | 270.5513 | 0 | 270.5513 | 0 | 269.7577 | 0 | 270.5513 | 0 | 270.1511 | 0 | 551.7421 | 0.00357 | 550.6186 | 1.0001e-05 | 551.7421 | 0.00351 | 269.7577 | 0
| 358.2078 | 0.18016 | 270.7597 | 0.00080624 | 270.3588 | 0.00099678 | 358.2078 | 0.00067784 | 270.7597 | -0.00047123 | 270.3588 | 0 | 264.1941 | 0 | 270.3588 | 0 | 270.7597 | 0 | 269.9642 | 0 | 270.7597 | 0 | 270.7597 | 8.1107e-06 | 270.7597 | 0 | 269.9642 | 0 | 270.7597 | 0.00037346 | 270.3588 | 0 | 551.8986 | 0.00397 | 550.7761 | 0 | 551.8986 | 0.00334 | 269.9642 | 0
| 358.3211 | 0.18729 | 270.9681 | 0.00046848 | 270.5665 | 0.00023838 | 358.3211 | 0.00038148 | 270.9681 | -0.00036652 | 270.5665 | 0 | 264.4036 | 0 | 270.5665 | 0 | 270.9681 | 0 | 270.1707 | 0 | 270.9681 | 0 | 270.9681 | 0 | 270.9681 | 0 | 270.1707 | 0 | 270.9681 | 0 | 270.5665 | 0 | 552.0552 | 0.00267 | 550.9335 | 0 | 552.0552 | 0.0035 | 270.1707 | 0
| 358.4345 | 0.19839 | 271.1766 | 0.00080449 | 270.7742 | 9.9502e-05 | 358.4345 | 0 | 271.1766 | 0.00012643 | 270.7742 | 0 | 264.6132 | 0 | 270.7742 | 0 | 271.1766 | 0 | 270.3771 | 0 | 271.1766 | 0 | 271.1766 | 9.012e-06 | 271.1766 | 0 | 270.3771 | 0 | 271.1766 | 0.0004246 | 270.7742 | 0 | 552.2117 | 0.00352 | 551.0909 | 0 | 552.2117 | 0.00329 | 270.3771 | 0
| 358.5478 | 0.20995 | 271.385 | 0.0004853 | 270.9819 | -0.00080888 | 358.5478 | 0.00064159 | 271.385 | -0.00046058 | 270.9819 | 0 | 264.8227 | 0 | 270.9819 | 0 | 271.385 | 0 | 270.5836 | 0 | 271.385 | 0 | 271.385 | 0 | 271.385 | 0 | 270.5836 | 0 | 271.385 | 0 | 270.9819 | 0 | 552.3683 | 0.00106 | 551.2483 | 1.0001e-05 | 552.3683 | 0.00336 | 270.5836 | 0
| 358.6611 | 0.21842 | 271.5935 | 0.0013053 | 271.1897 | 0.00022753 | 358.6611 | 0.00029547 | 271.5935 | 0.00040325 | 271.1897 | 0 | 265.0323 | 0 | 271.1897 | 0 | 271.5935 | 0 | 270.7902 | 0 | 271.5935 | 0 | 271.5935 | 1.0173e-05 | 271.5935 | 0 | 270.7902 | 0 | 271.5935 | 0.00020406 | 271.1897 | 0 | 552.5248 | 0.00244 | 551.4057 | 0 | 552.5248 | 0.00315 | 270.7902 | 0
| 358.7744 | 0.22411 | 271.802 | 0.00029156 | 271.3974 | -0.00056076 | 358.7744 | 0.00022542 | 271.802 | -0.00039335 | 271.3974 | 0 | 265.2419 | 0 | 271.3974 | 0 | 271.802 | 0 | 270.9967 | 0 | 271.802 | 0 | 271.802 | 0 | 271.802 | 0 | 270.9967 | 0 | 271.802 | 0 | 271.3974 | 0 | 552.6814 | 0.00297 | 551.5632 | 5.0004e-05 | 552.6814 | 0.00338 | 270.9967 | 0
| 358.8877 | 0.23683 | 272.0105 | 0.00071803 | 271.6052 | 3.3538e-05 | 358.8877 | 0 | 272.0105 | 0.00048657 | 271.6052 | 0 | 265.4515 | 0 | 271.6052 | 0 | 272.0105 | 0 | 271.2032 | 0 | 272.0105 | 0 | 272.0105 | 1.2717e-05 | 272.0105 | 0 | 271.2032 | 0 | 272.0105 | 0.00034615 | 271.6052 | 0 | 552.838 | 0.00239 | 551.7206 | 6.6672e-06 | 552.838 | 0.00323 | 271.2033 | 0
| 359.0011 | 0.24685 | 272.219 | -0.00018386 | 271.813 | -0.0013966 | 359.0011 | 0.00113 | 272.219 | 0.00039179 | 271.813 | 0 | 265.6611 | 0 | 271.813 | 0 | 272.219 | 0 | 271.4098 | 0 | 272.219 | 0 | 272.219 | 0 | 272.219 | 0 | 271.4098 | 0 | 272.219 | 0 | 271.813 | 0 | 552.9946 | 0.00266 | 551.8781 | 3.0002e-05 | 552.9946 | 0.00346 | 271.4098 | 0
| 359.1144 | 0.25532 | 272.4275 | 0.00029891 | 272.0208 | -0.00022764 | 359.1144 | 0 | 272.4275 | 0.00051308 | 272.0208 | 0 | 265.8707 | 0 | 272.0208 | 0 | 272.4275 | 0 | 271.6164 | 0 | 272.4275 | 0 | 272.4275 | 5.8448e-06 | 272.4275 | 0 | 271.6164 | 0 | 272.4275 | 0.0002283 | 272.0208 | 0 | 553.1512 | 0.00431 | 552.0355 | 0 | 553.1512 | 0.00324 | 271.6164 | 0
| 359.2277 | 0.27208 | 272.6361 | -4.7667e-06 | 272.2286 | -0.00043782 | 359.2277 | 0.00095371 | 272.6361 | -0.00053835 | 272.2286 | 0 | 266.0804 | 0 | 272.2286 | 0 | 272.6361 | 0 | 271.823 | 0 | 272.6361 | 0 | 272.6361 | 0 | 272.6361 | 0 | 271.823 | 0 | 272.6361 | 0 | 272.2286 | 0 | 553.3078 | 0.00466 | 552.193 | 0 | 553.3078 | 0.00339 | 271.823 | 0
| 359.341 | 0.28224 | 272.8446 | 0.001165 | 272.4365 | 0.00068001 | 359.341 | 0.0002607 | 272.8446 | 0.00054709 | 272.4365 | 0 | 266.29 | 0 | 272.4365 | 0 | 272.8446 | 0 | 272.0296 | 0 | 272.8446 | 0 | 272.8446 | 8.6869e-06 | 272.8446 | 0 | 272.0296 | 0 | 272.8446 | 0.00025711 | 272.4365 | 0 | 553.4644 | 0.00431 | 552.3505 | 0 | 553.4644 | 0.00314 | 272.0296 | 0
| 359.4543 | 0.29253 | 273.0532 | 7.9e-05 | 272.6443 | -0.00013172 | 359.4543 | 0.00019074 | 273.0532 | 3.8016e-05 | 272.6443 | 0 | 266.4997 | 0 | 272.6443 | 0 | 273.0532 | 0 | 272.2362 | 0 | 273.0532 | 0 | 273.0532 | 0 | 273.0532 | 0 | 272.2362 | 0 | 273.0532 | 0 | 272.6443 | 0 | 553.6211 | 0.00125 | 552.508 | 1.0001e-05 | 553.6211 | 0.00338 | 272.2362 | 0
| 359.5676 | 0.31002 | 273.2618 | 0.00074636 | 272.8522 | 0.00029904 | 359.5676 | 0.00012167 | 273.2618 | 9.0363e-05 | 272.8522 | 0 | 266.7094 | 0 | 272.8522 | 0 | 273.2618 | 0 | 272.4428 | 0 | 273.2618 | 0 | 273.2618 | 1.149e-05 | 273.2618 | 0 | 272.4428 | 0 | 273.2618 | 0.00043074 | 272.8522 | 0 | 553.7777 | 0.00304 | 552.6655 | 0 | 553.7777 | 0.00323 | 272.4428 | 0
| 359.6809 | 0.32415 | 273.4704 | -0.00056717 | 273.0601 | -0.00090354 | 359.6809 | 0.00095371 | 273.4704 | -0.00010512 | 273.0601 | 0 | 266.919 | 0 | 273.0601 | 0 | 273.4704 | 0 | 272.6494 | 0 | 273.4704 | 0 | 273.4704 | 0 | 273.4704 | 0 | 272.6494 | 0 | 273.4704 | 0 | 273.0601 | 0 | 553.9343 | 0.00299 | 552.823 | 3.0002e-05 | 553.9343 | 0.00344 | 272.6494 | 0
| 359.7942 | 0.33725 | 273.679 | 0.00069582 | 273.268 | 0.00044487 | 359.7942 | 0 | 273.679 | 0.00043646 | 273.268 | 0 | 267.1288 | 0 | 273.268 | 0 | 273.679 | 0 | 272.8561 | 0 | 273.679 | 0 | 273.679 | 1.3953e-05 | 273.679 | 0 | 272.8561 | 0 | 273.6791 | 0.00035963 | 273.268 | 0 | 554.091 | 0.00336 | 552.9805 | 6.6672e-06 | 554.091 | 0.0032 | 272.8561 | 0
| 359.9075 | 0.35171 | 273.8877 | 0.00066815 | 273.476 | 0.00016371 | 359.9075 | 0 | 273.8877 | 0.00013633 | 273.476 | 0 | 267.3385 | 0 | 273.476 | 0 | 273.8877 | 0 | 273.0628 | 0 | 273.8877 | 0 | 273.8877 | 0 | 273.8877 | 0 | 273.0628 | 0 | 273.8877 | 0 | 273.476 | 0 | 554.2477 | 0.0035 | 553.138 | 1.0001e-05 | 554.2477 | 0.00336 | 273.0628 | 0
| 360.0208 | 0.36634 | 274.0963 | 0.0017514 | 273.6839 | 0.00094681 | 360.0208 | 0 | 274.0963 | -7.1483e-06 | 273.6839 | 0 | 267.5482 | 0 | 273.6839 | 0 | 274.0963 | 0 | 273.2695 | 0 | 274.0963 | 0 | 274.0963 | 1.2993e-05 | 274.0963 | 0 | 273.2695 | 0 | 274.0963 | 0.00020572 | 273.6839 | 0 | 554.4043 | 0.00396 | 553.2955 | 0 | 554.4043 | 0.00321 | 273.2695 | 0
| 360.1341 | 0.38829 | 274.305 | -0.00060542 | 273.8919 | -0.00076735 | 360.1341 | 0 | 274.305 | -0.00043005 | 273.8919 | 0 | 267.758 | 0 | 273.8919 | 0 | 274.305 | 0 | 273.4762 | 0 | 274.305 | 0 | 274.305 | 0 | 274.305 | 0 | 273.4762 | 0 | 274.305 | 0 | 273.8919 | 0 | 554.561 | 0.00167 | 553.453 | 1.0001e-05 | 554.561 | 0.00344 | 273.4762 | 0
| 360.2474 | 0.40411 | 274.5137 | 0.001721 | 274.0999 | 0.00058039 | 360.2474 | 0 | 274.5137 | 0.00012499 | 274.0999 | 0 | 267.9677 | 0 | 274.0999 | 0 | 274.5137 | 0 | 273.6829 | 0 | 274.5137 | 0 | 274.5137 | 1.0022e-05 | 274.5137 | 0 | 273.6829 | 0 | 274.5137 | 0.00038976 | 274.0999 | 0 | 554.7177 | 0.00258 | 553.6105 | 6.6672e-06 | 554.7177 | 0.00325 | 273.6829 | 0
| 360.3607 | 0.41589 | 274.7224 | 0.00059747 | 274.3079 | -0.00060657 | 360.3607 | 0.00020808 | 274.7224 | -0.00034884 | 274.3079 | 0 | 268.1775 | 0 | 274.3079 | 0 | 274.7224 | 0 | 273.8896 | 0 | 274.7224 | 0 | 274.7224 | 0 | 274.7224 | 0 | 273.8896 | 0 | 274.7224 | 0 | 274.3079 | 0 | 554.8744 | 0.0035 | 553.7681 | 3.0002e-05 | 554.8744 | 0.00336 | 273.8896 | 0
| 360.4739 | 0.43758 | 274.9312 | 0.00092263 | 274.5159 | 0.0011044 | 360.4739 | 0.00041713 | 274.9312 | 0.00054116 | 274.5159 | 0 | 268.3873 | 0 | 274.5159 | 0 | 274.9311 | 0 | 274.0963 | 0 | 274.9311 | 0 | 274.9312 | 2.3795e-05 | 274.9311 | 0 | 274.0963 | 0 | 274.9312 | 0.0004469 | 274.5159 | 0 | 555.0311 | 0.00271 | 553.9256 | 0 | 555.0311 | 0.00311 | 274.0963 | 0
| 360.5872 | 0.45742 | 275.1399 | 0.0010498 | 274.7239 | -0.00038079 | 360.5872 | 0 | 275.1399 | -0.00047715 | 274.7239 | 0 | 268.5971 | 0 | 274.7239 | 0 | 275.1399 | 0 | 274.3031 | 0 | 275.1399 | 0 | 275.1399 | 0 | 275.1399 | 0 | 274.3031 | 0 | 275.1399 | 0 | 274.7239 | 0 | 555.1878 | 0.00244 | 554.0832 | 1.0001e-05 | 555.1878 | 0.0033 | 274.3031 | 0
| 360.7005 | 0.46962 | 275.3486 | 0.0010951 | 274.932 | 0.0004104 | 360.7005 | 0 | 275.3486 | 0.00096007 | 274.932 | 0 | 268.8069 | 0 | 274.932 | 0 | 275.3486 | 0 | 274.5099 | 0 | 275.3486 | 0 | 275.3486 | 1.2403e-05 | 275.3486 | 0 | 274.5099 | 0 | 275.3486 | 0.00035039 | 274.932 | 0 | 555.3445 | 0.00503 | 554.2407 | 6.6672e-06 | 555.3445 | 0.00316 | 274.5099 | 0
| 360.8138 | 0.48243 | 275.5574 | -9.0605e-05 | 275.14 | -0.00017622 | 360.8138 | 0 | 275.5574 | -0.00037861 | 275.14 | 0 | 269.0167 | 0 | 275.14 | 0 | 275.5574 | 0 | 274.7166 | 0 | 275.5574 | 0 | 275.5574 | 0 | 275.5574 | 0 | 274.7166 | 0 | 275.5574 | 0 | 275.14 | 0 | 555.5013 | 0.00281 | 554.3983 | 1.0001e-05 | 555.5013 | 0.00338 | 274.7166 | 0
| 360.9271 | 0.5005 | 275.7662 | 0.00087096 | 275.3481 | 0.00091154 | 360.9271 | 0 | 275.7662 | 0.0010422 | 275.3481 | 0 | 269.2266 | 0 | 275.3481 | 0 | 275.7662 | 0 | 274.9234 | 0 | 275.7662 | 0 | 275.7662 | 9.795e-06 | 275.7662 | 0 | 274.9234 | 0 | 275.7662 | 0.00015047 | 275.3481 | 0 | 555.658 | 0.00378 | 554.5559 | 6.6672e-06 | 555.658 | 0.00315 | 274.9234 | 0
| 361.0403 | 0.5086 | 275.975 | -0.0001818 | 275.5562 | -0.0016659 | 361.0403 | 5.2025e-05 | 275.975 | -0.0002801 | 275.5562 | 0 | 269.4364 | 0 | 275.5562 | 0 | 275.975 | 0 | 275.1302 | 0 | 275.975 | 0 | 275.975 | 0 | 275.975 | 0 | 275.1302 | 0 | 275.975 | 0 | 275.5562 | 0 | 555.8147 | 0.00096712 | 554.7135 | 3.0002e-05 | 555.8147 | 0.0033 | 275.1302 | 0
| 361.1536 | 0.52112 | 276.1838 | 0.00094342 | 275.7644 | 0.00055005 | 361.1536 | 0 | 276.1838 | 0.00047989 | 275.7644 | 0 | 269.6463 | 0 | 275.7644 | 0 | 276.1838 | 0 | 275.337 | 0 | 276.1838 | 0 | 276.1838 | 1.1115e-05 | 276.1838 | 0 | 275.337 | 0 | 276.1838 | 0.00030212 | 275.7644 | 0 | 555.9715 | 0.00309 | 554.871 | 6.6672e-06 | 555.9715 | 0.00306 | 275.337 | 0
| 361.2669 | 0.54251 | 276.3926 | -0.00070301 | 275.9725 | -0.00058787 | 361.2669 | 0.00053755 | 276.3926 | -0.00012702 | 275.9725 | 0 | 269.8562 | 0 | 275.9725 | 0 | 276.3926 | 0 | 275.5439 | 0 | 276.3926 | 0 | 276.3926 | 0 | 276.3926 | 0 | 275.5439 | 0 | 276.3926 | 0 | 275.9725 | 0 | 556.1282 | 0.00443 | 555.0286 | 0 | 556.1282 | 0.00326 | 275.5439 | 0
| 361.3801 | 0.55488 | 276.6015 | 0.00038251 | 276.1807 | 0.00015097 | 361.3801 | 0.00043451 | 276.6015 | 0.00036283 | 276.1807 | 0 | 270.0661 | 0 | 276.1807 | 0 | 276.6015 | 0 | 275.7507 | 0 | 276.6015 | 0 | 276.6015 | 5.1028e-06 | 276.6015 | 0 | 275.7507 | 0 | 276.6015 | 0.000363 | 276.1807 | 0 | 556.285 | 0.0041 | 555.1862 | 0 | 556.285 | 0.00314 | 275.7507 | 0
| 361.4934 | 0.56808 | 276.8104 | 8.3876e-05 | 276.3888 | -0.00037018 | 361.4934 | 0 | 276.8104 | -0.00042302 | 276.3888 | 0 | 270.276 | 0 | 276.3888 | 0 | 276.8104 | 0 | 275.9576 | 0 | 276.8104 | 0 | 276.8104 | 0 | 276.8104 | 0 | 275.9576 | 0 | 276.8104 | 0 | 276.3888 | 0 | 556.4418 | 0.00329 | 555.3438 | 3.0002e-05 | 556.4418 | 0.00336 | 275.9576 | 0
| 361.6067 | 0.58767 | 277.0193 | 0.0011669 | 276.597 | 0.00098636 | 361.6067 | 0 | 277.0193 | 3.3214e-05 | 276.597 | 0 | 270.4859 | 0 | 276.597 | 0 | 277.0192 | 0 | 276.1645 | 0 | 277.0192 | 0 | 277.0193 | 1.1137e-05 | 277.0192 | 0 | 276.1645 | 0 | 277.0193 | 0.00026063 | 276.597 | 0 | 556.5986 | 0.00267 | 555.5015 | 6.6672e-06 | 556.5986 | 0.00318 | 276.1645 | 0
| 361.7199 | 0.60761 | 277.2281 | -0.00045285 | 276.8052 | -0.00053924 | 361.7199 | 0.00090168 | 277.2281 | 0.00033621 | 276.8052 | 0 | 270.6958 | 0 | 276.8052 | 0 | 277.2281 | 0 | 276.3713 | 0 | 277.2281 | 0 | 277.2281 | 0 | 277.2281 | 0 | 276.3713 | 0 | 277.2282 | 0 | 276.8052 | 0 | 556.7554 | 0.00207 | 555.6591 | 3.0002e-05 | 556.7554 | 0.00337 | 276.3713 | 0
| 361.8332 | 0.62194 | 277.4371 | 0.0011437 | 277.0135 | 0.0008751 | 361.8332 | 0 | 277.4371 | 0.00065016 | 277.0135 | 0 | 270.9058 | 0 | 277.0135 | 0 | 277.4371 | 0 | 276.5782 | 0 | 277.4371 | 0 | 277.4371 | 1.0805e-05 | 277.4371 | 0 | 276.5782 | 0 | 277.4371 | 0.00032101 | 277.0135 | 0 | 556.9122 | 0.00364 | 555.8167 | 0 | 556.9122 | 0.00318 | 276.5783 | 0
| 361.9465 | 0.63901 | 277.646 | 0.00045968 | 277.2217 | -0.00029863 | 361.9465 | 0 | 277.646 | 0.00048941 | 277.2217 | 0 | 271.1158 | 0 | 277.2217 | 0 | 277.646 | 0 | 276.7852 | 0 | 277.646 | 0 | 277.646 | 0 | 277.646 | 0 | 276.7852 | 0 | 277.646 | 0 | 277.2217 | 0 | 557.069 | 0.00178 | 555.9743 | 1.0001e-05 | 557.069 | 0.00343 | 276.7852 | 0
| 362.0597 | 0.65613 | 277.8549 | 0.001389 | 277.43 | 0.0005278 | 362.0597 | 0 | 277.8549 | 0.00036914 | 277.43 | 0 | 271.3257 | 0 | 277.43 | 0 | 277.8549 | 0 | 276.9921 | 0 | 277.8549 | 0 | 277.8549 | 9.8782e-06 | 277.8549 | 0 | 276.9921 | 0 | 277.8549 | 0.00033344 | 277.43 | 0 | 557.2258 | 0.00288 | 556.132 | 6.6672e-06 | 557.2258 | 0.0032 | 276.9921 | 0
| 362.173 | 0.67064 | 278.0639 | 0.0003672 | 277.6383 | -0.00045814 | 362.173 | 0.00091902 | 278.0639 | -0.00057372 | 277.6383 | 0 | 271.5357 | 0 | 277.6383 | 0 | 278.0639 | 0 | 277.199 | 0 | 278.0639 | 0 | 278.0639 | 0 | 278.0639 | 0 | 277.199 | 0 | 278.0639 | 0 | 277.6383 | 0 | 557.3826 | 0.00267 | 556.2897 | 1.0001e-05 | 557.3826 | 0.00336 | 277.199 | 0
| 362.2862 | 0.68759 | 278.2729 | 0.0008207 | 277.8465 | 0.00063735 | 362.2862 | 0 | 278.2729 | -0.00021855 | 277.8465 | 0 | 271.7457 | 0 | 277.8465 | 0 | 278.2729 | 0 | 277.406 | 0 | 278.2729 | 0 | 278.2729 | 1.1115e-05 | 278.2729 | 0 | 277.406 | 0 | 278.2729 | 0.00040755 | 277.8465 | 0 | 557.5394 | 0.00468 | 556.4473 | 6.6672e-06 | 557.5394 | 0.00311 | 277.406 | 0
| 362.3995 | 0.70488 | 278.4819 | 0.00055411 | 278.0549 | -0.00063533 | 362.3995 | 0.00058956 | 278.4819 | -7.7694e-05 | 278.0549 | 0 | 271.9557 | 0 | 278.0549 | 0 | 278.4819 | 0 | 277.6129 | 0 | 278.4819 | 0 | 278.4819 | 0 | 278.4819 | 0 | 277.6129 | 0 | 278.4819 | 0 | 278.0549 | 0 | 557.6963 | 0.00215 | 556.605 | 0 | 557.6963 | 0.00326 | 277.613 | 0
| 362.5127 | 0.7143 | 278.6909 | 0.00089873 | 278.2632 | 0.00073446 | 362.5127 | 0.00053879 | 278.6909 | 0.00045555 | 278.2632 | 0 | 272.1657 | 0 | 278.2632 | 0 | 278.6909 | 0 | 277.8199 | 0 | 278.6909 | 0 | 278.6909 | 7.2906e-06 | 278.6909 | 0 | 277.8199 | 0 | 278.6909 | 0.00047943 | 278.2632 | 0 | 557.8532 | 0.00339 | 556.7626 | 6.6672e-06 | 557.8532 | 0.00309 | 277.8199 | 0
| 362.626 | 0.73016 | 278.8999 | 0.00010192 | 278.4715 | -0.00025436 | 362.626 | 0.00036414 | 278.8999 | -0.00044388 | 278.4715 | 0 | 272.3758 | 0 | 278.4715 | 0 | 278.8999 | 0 | 278.0269 | 0 | 278.8999 | 0 | 278.8999 | 0 | 278.8999 | 0 | 278.0269 | 0 | 278.8999 | 0 | 278.4715 | 0 | 558.01 | 0.00331 | 556.9203 | 3.0002e-05 | 558.01 | 0.0032 | 278.0269 | 0
| 362.7392 | 0.74136 | 279.1089 | 0.0018063 | 278.6799 | -0.00029368 | 362.7392 | 0.0002607 | 279.1089 | 0.00019376 | 278.6799 | 0 | 272.5858 | 0 | 278.6799 | 0 | 279.109 | 0 | 278.2339 | 0 | 279.109 | 0 | 279.1089 | 6.1884e-06 | 279.109 | 0 | 278.2339 | 0 | 279.1089 | 0.00030604 | 278.6799 | 0 | 558.1669 | 0.00487 | 557.078 | 6.6672e-06 | 558.1669 | 0.0031 | 278.2339 | 0
| 362.8524 | 0.75954 | 279.318 | 0.00026707 | 278.8883 | -0.0006545 | 362.8524 | 1.7342e-05 | 279.318 | -4.777e-05 | 278.8883 | 0 | 272.7959 | 0 | 278.8883 | 0 | 279.318 | 0 | 278.4409 | 0 | 279.318 | 0 | 279.318 | 0 | 279.318 | 0 | 278.4409 | 0 | 279.318 | 0 | 278.8883 | 0 | 558.3238 | 0.00234 | 557.2357 | 1.0001e-05 | 558.3238 | 0.00326 | 278.4409 | 0
| 362.9657 | 0.77127 | 279.5271 | 0.00035424 | 279.0967 | 0.00049596 | 362.9657 | 0.0007126 | 279.5271 | 4.7691e-05 | 279.0967 | 0 | 273.006 | 0 | 279.0967 | 0 | 279.5271 | 0 | 278.648 | 0 | 279.5271 | 0 | 279.5271 | 1.2817e-05 | 279.5271 | 0 | 278.648 | 0 | 279.5271 | 0.00018484 | 279.0967 | 0 | 558.4806 | 0.00313 | 557.3934 | 0 | 558.4806 | 0.00316 | 278.648 | 0
| 363.0789 | 0.78908 | 279.7362 | 2.8798e-05 | 279.3051 | -0.00015376 | 363.0789 | 0.00058956 | 279.7362 | -0.00024096 | 279.3051 | 0 | 273.2161 | 0 | 279.3051 | 0 | 279.7362 | 0 | 278.855 | 0 | 279.7362 | 0 | 279.7362 | 0 | 279.7362 | 0 | 278.855 | 0 | 279.7362 | 0 | 279.3051 | 0 | 558.6375 | 0.00236 | 557.5511 | 3.0002e-05 | 558.6375 | 0.00324 | 278.855 | 0
| 363.1922 | 0.80784 | 279.9453 | 0.0014003 | 279.5135 | -8.7408e-05 | 363.1922 | 0 | 279.9453 | -0.00012913 | 279.5135 | 0 | 273.4262 | 0 | 279.5135 | 0 | 279.9453 | 0 | 279.0621 | 0 | 279.9453 | 0 | 279.9453 | 7.4586e-06 | 279.9453 | 0 | 279.0621 | 0 | 279.9453 | 0.00031557 | 279.5135 | 0 | 558.7944 | 0.00327 | 557.7088 | 6.6672e-06 | 558.7944 | 0.00309 | 279.0621 | 0
| 363.3054 | 0.82214 | 280.1544 | 0.00041099 | 279.722 | -0.00016786 | 363.3054 | 0.00039883 | 280.1544 | -0.00019805 | 279.722 | 0 | 273.6363 | 0 | 279.722 | 0 | 280.1544 | 0 | 279.2692 | 0 | 280.1544 | 0 | 280.1544 | 0 | 280.1544 | 0 | 279.2692 | 0 | 280.1544 | 0 | 279.722 | 0 | 558.9513 | 0.00276 | 557.8665 | 0 | 558.9513 | 0.00328 | 279.2692 | 0
| 363.4186 | 0.83847 | 280.3635 | 0.0005924 | 279.9305 | 0.00026732 | 363.4186 | 0.00036499 | 280.3635 | 0.00027756 | 279.9305 | 0 | 273.8465 | 0 | 279.9305 | 0 | 280.3635 | 0 | 279.4763 | 0 | 280.3635 | 0 | 280.3635 | 1.018e-05 | 280.3635 | 0 | 279.4763 | 0 | 280.3635 | 0.00040465 | 279.9305 | 0 | 559.1082 | 0.00396 | 558.0243 | 0 | 559.1082 | 0.00321 | 279.4763 | 0
| 363.5319 | 0.85971 | 280.5727 | -7.4145e-05 | 280.1389 | -0.00067881 | 363.5319 | 0.00052021 | 280.5727 | 3.7589e-05 | 280.1389 | 0 | 274.0566 | 0 | 280.1389 | 0 | 280.5727 | 0 | 279.6833 | 0 | 280.5727 | 0 | 280.5727 | 0 | 280.5727 | 0 | 279.6833 | 0 | 280.5727 | 0 | 280.1389 | 0 | 559.2652 | 0.00368 | 558.182 | 3.0002e-05 | 559.2652 | 0.00338 | 279.6834 | 0
| 363.6451 | 0.87455 | 280.7819 | 0.0010901 | 280.3474 | 0.00040636 | 363.6451 | 0.00010428 | 280.7819 | -0.0004058 | 280.3474 | 0 | 274.2668 | 0 | 280.3474 | 0 | 280.7819 | 0 | 279.8905 | 0 | 280.7819 | 0 | 280.7819 | 9.8562e-06 | 280.7819 | 0 | 279.8905 | 0 | 280.7819 | 7.933e-05 | 280.3474 | 0 | 559.4221 | 0.00468 | 558.3397 | 6.6672e-06 | 559.4221 | 0.00316 | 279.8905 | 0
| 363.7583 | 0.88519 | 280.9911 | -0.00078755 | 280.556 | -0.0012518 | 363.7583 | 6.9356e-05 | 280.9911 | 0.0001744 | 280.556 | 0 | 274.4769 | 0 | 280.556 | 0 | 280.991 | 0 | 280.0976 | 0 | 280.991 | 0 | 280.9911 | 0 | 280.991 | 0 | 280.0976 | 0 | 280.9911 | 0 | 280.556 | 0 | 559.579 | 0.00299 | 558.4975 | 0 | 559.579 | 0.00331 | 280.0976 | 0
| 363.8715 | 0.90815 | 281.2003 | 0.0013706 | 280.7645 | 0.0007283 | 363.8715 | 0 | 281.2003 | 0.00026557 | 280.7645 | 0 | 274.6871 | 0 | 280.7645 | 0 | 281.2002 | 0 | 280.3047 | 0 | 281.2002 | 0 | 281.2003 | 1.2491e-05 | 281.2002 | 0 | 280.3047 | 0 | 281.2003 | 0.00030992 | 280.7645 | 0 | 559.736 | 0.00299 | 558.6552 | 0 | 559.736 | 0.00306 | 280.3048 | 0
| 363.9848 | 0.92055 | 281.4095 | 0.00018132 | 280.9731 | 5.4566e-05 | 363.9848 | 0 | 281.4095 | -0.0011201 | 280.9731 | 0 | 274.8973 | 0 | 280.9731 | 0 | 281.4095 | 0 | 280.5119 | 0 | 281.4095 | 0 | 281.4095 | 0 | 281.4095 | 0 | 280.5119 | 0 | 281.4094 | 0 | 280.9731 | 0 | 559.893 | 0.0029 | 558.813 | 1.0001e-05 | 559.893 | 0.00323 | 280.5119 | 0
| 364.098 | 0.93133 | 281.6187 | 0.001285 | 281.1816 | 0.00062492 | 364.098 | 0 | 281.6187 | 3.0694e-05 | 281.1816 | 0 | 275.1075 | 0 | 281.1816 | 0 | 281.6187 | 0 | 280.7191 | 0 | 281.6187 | 0 | 281.6187 | 8.1564e-06 | 281.6187 | 0 | 280.7191 | 0 | 281.6187 | 0.00029355 | 281.1816 | 0 | 560.0499 | 0.00415 | 558.9707 | 0 | 560.0499 | 0.00301 | 280.7191 | 0
| 364.2112 | 0.94594 | 281.8279 | 0.00017895 | 281.3902 | 0.00031726 | 364.2112 | 0.00019074 | 281.8279 | -0.00040286 | 281.3902 | 0 | 275.3178 | 0 | 281.3902 | 0 | 281.8279 | 0 | 280.9263 | 0 | 281.8279 | 0 | 281.8279 | 0 | 281.8279 | 0 | 280.9263 | 0 | 281.8279 | 0 | 281.3902 | 0 | 560.2069 | 0.00125 | 559.1285 | 0 | 560.2069 | 0.00329 | 280.9263 | 0
| 364.3244 | 0.96164 | 282.0372 | 0.00067254 | 281.5988 | 0.00064207 | 364.3244 | 0 | 282.0372 | 0.00052562 | 281.5988 | 0 | 275.528 | 0 | 281.5988 | 0 | 282.0372 | 0 | 281.1335 | 0 | 282.0372 | 0 | 282.0372 | 1.1439e-05 | 282.0372 | 0 | 281.1335 | 0 | 282.0372 | 0.00021607 | 281.5988 | 0 | 560.3639 | 0.00348 | 559.2863 | 6.6672e-06 | 560.3639 | 0.00311 | 281.1334 | 0
| 364.4376 | 0.97177 | 282.2465 | -0.00024302 | 281.8075 | 0.00015257 | 364.4376 | 0.0002601 | 282.2465 | -0.00079156 | 281.8075 | 0 | 275.7383 | 0 | 281.8075 | 0 | 282.2465 | 0 | 281.3407 | 0 | 282.2465 | 0 | 282.2465 | 1.5151e-06 | 282.2465 | 0 | 281.3407 | 0 | 282.2465 | 0 | 281.8075 | 0 | 560.5209 | 0.00125 | 559.4441 | 3.0002e-05 | 560.5209 | 0.00334 | 281.3407 | 0
| 364.5508 | 0.98194 | 282.4558 | 5.564e-05 | 282.0161 | 0.00054939 | 364.5508 | 0.00060832 | 282.4558 | 0.00093582 | 282.0161 | 0 | 275.9485 | 0 | 282.0161 | 0 | 282.4558 | 0 | 281.5479 | 0 | 282.4558 | 0 | 282.4558 | 8.012e-06 | 282.4558 | 0 | 281.5479 | 0 | 282.4558 | 0.0001825 | 282.0161 | 0 | 560.6779 | 0.00281 | 559.6019 | 6.6672e-06 | 560.6779 | 0.00308 | 281.5479 | 0
| 364.664 | 0.98949 | 282.6651 | 0.00029458 | 282.2247 | -0.0013525 | 364.664 | 0.00058956 | 282.6651 | -0.00032679 | 282.2247 | 0 | 276.1588 | 0 | 282.2247 | 0 | 282.6651 | 0 | 281.7551 | 0 | 282.6651 | 0 | 282.6651 | 0 | 282.6651 | 0 | 281.7551 | 0 | 282.6651 | 0 | 282.2247 | 0 | 560.8349 | 0.00248 | 559.7597 | 3.0002e-05 | 560.8349 | 0.00327 | 281.7551 | 0
| 364.7772 | 0.99281 | 282.8744 | 0.00034936 | 282.4334 | 3.3305e-05 | 364.7772 | 0 | 282.8744 | 0.00027534 | 282.4334 | 0 | 276.3691 | 0 | 282.4334 | 0 | 282.8744 | 0 | 281.9624 | 0 | 282.8744 | 0 | 282.8744 | 7.734e-06 | 282.8744 | 0 | 281.9624 | 0 | 282.8744 | 0.0002693 | 282.4334 | 0 | 560.9919 | 0.00429 | 559.9175 | 6.6672e-06 | 560.9919 | 0.00305 | 281.9624 | 0
| 364.8904 | 1 | 283.0838 | 5.3806e-05 | 282.6421 | -0.00093477 | 364.8904 | 0.00139 | 283.0838 | -6.438e-05 | 282.6421 | 0 | 276.5794 | 0 | 282.6421 | 0 | 283.0838 | 0 | 282.1696 | 0 | 283.0838 | 0 | 283.0838 | 0 | 283.0838 | 0 | 282.1696 | 0 | 283.0838 | 0 | 282.6421 | 0 | 561.1489 | 0.0026 | 560.0753 | 5.0004e-05 | 561.1489 | 0.00322 | 282.1696 | 0
| 365.0036 | 0.99779 | 283.2931 | 0.001026 | 282.8508 | 0.00091467 | 365.0036 | 0.00038237 | 283.2931 | 0.00024632 | 282.8508 | 0 | 276.7897 | 0 | 282.8508 | 0 | 283.2931 | 0 | 282.3769 | 0 | 283.2931 | 0 | 283.2931 | 1.5033e-05 | 283.2931 | 0 | 282.3769 | 0 | 283.2931 | 0.00023193 | 282.8508 | 0 | 561.3059 | 0.00338 | 560.2331 | 0 | 561.3059 | 0.00304 | 282.3769 | 0
| 365.1168 | 0.99357 | 283.5025 | 0.00038146 | 283.0596 | -0.00022285 | 365.1168 | 0.00045084 | 283.5025 | -0.00018224 | 283.0596 | 0 | 277.0001 | 0 | 283.0596 | 0 | 283.5025 | 0 | 282.5842 | 0 | 283.5025 | 0 | 283.5025 | 0 | 283.5025 | 0 | 282.5842 | 0 | 283.5025 | 0 | 283.0596 | 0 | 561.463 | 0.0032 | 560.391 | 1.0001e-05 | 561.463 | 0.00322 | 282.5842 | 0
| 365.2301 | 0.9936 | 283.7119 | 0.0012022 | 283.2683 | 0.0010598 | 365.2301 | 0 | 283.7119 | 0.00054401 | 283.2683 | 0 | 277.2104 | 0 | 283.2683 | 0 | 283.7119 | 0 | 282.7915 | 0 | 283.7119 | 0 | 283.7119 | 1.2592e-05 | 283.7119 | 0 | 282.7915 | 0 | 283.7119 | 0.00027649 | 283.2683 | 0 | 561.62 | 0.00309 | 560.5488 | 0 | 561.62 | 0.00309 | 282.7915 | 0
| 365.3433 | 0.99718 | 283.9213 | 0.00015591 | 283.4771 | -0.00049566 | 365.3433 | 0.00151 | 283.9213 | -0.00019385 | 283.4771 | 0 | 277.4208 | 0 | 283.4771 | 0 | 283.9213 | 0 | 282.9988 | 0 | 283.9213 | 0 | 283.9213 | 0 | 283.9213 | 0 | 282.9988 | 0 | 283.9213 | 0 | 283.4771 | 0 | 561.7771 | 0.00292 | 560.7066 | 3.0002e-05 | 561.7771 | 0.00324 | 282.9988 | 0
| 365.4564 | 0.98194 | 284.1307 | 0.0010151 | 283.6858 | 0.0011117 | 365.4564 | 0 | 284.1307 | 0.00054909 | 283.6858 | 0 | 277.6312 | 0 | 283.6858 | 0 | 284.1307 | 0 | 283.2062 | 0 | 284.1307 | 0 | 284.1307 | 1.6362e-05 | 284.1307 | 0 | 283.2062 | 0 | 284.1307 | 0.0002951 | 283.6858 | 0 | 561.9341 | 0.00443 | 560.8645 | 0 | 561.9341 | 0.00303 | 283.2062 | 0
| 365.5696 | 0.97172 | 284.3402 | -0.00023437 | 283.8946 | -0.00012167 | 365.5696 | 0.00027745 | 284.3402 | -0.00077959 | 283.8946 | 0 | 277.8416 | 0 | 283.8946 | 0 | 284.3402 | 0 | 283.4135 | 0 | 284.3402 | 0 | 284.3402 | 0 | 284.3402 | 0 | 283.4135 | 0 | 284.3402 | 0 | 283.8946 | 0 | 562.0912 | 0.00165 | 561.0223 | 3.0002e-05 | 562.0912 | 0.00312 | 283.4135 | 0
| 365.6828 | 0.96495 | 284.5496 | 0.0016509 | 284.1034 | -5.6808e-06 | 365.6828 | 0.00041713 | 284.5496 | 0.00028861 | 284.1034 | 0 | 278.052 | 0 | 284.1034 | 0 | 284.5496 | 0 | 283.6209 | 0 | 284.5496 | 0 | 284.5496 | 8.1572e-06 | 284.5496 | 0 | 283.6209 | 0 | 284.5496 | 0.00039384 | 284.1035 | 0 | 562.2483 | 0.00424 | 561.1802 | 2.6669e-05 | 562.2483 | 0.00298 | 283.6209 | 0
| 365.796 | 0.95215 | 284.7591 | 8.2286e-05 | 284.3123 | -0.00049004 | 365.796 | 0.00052021 | 284.7591 | -0.00082253 | 284.3123 | 0 | 278.2624 | 0 | 284.3123 | 0 | 284.7591 | 0 | 283.8282 | 0 | 284.7591 | 0 | 284.7591 | 0 | 284.7591 | 0 | 283.8282 | 0 | 284.7591 | 0 | 284.3123 | 0 | 562.4054 | 0.00262 | 561.3381 | 0 | 562.4054 | 0.00313 | 283.8283 | 0
| 365.9092 | 0.93486 | 284.9686 | 0.00097872 | 284.5211 | -0.0012739 | 365.9092 | 0 | 284.9686 | 0.00043246 | 284.5211 | 0 | 278.4728 | 0 | 284.5211 | 0 | 284.9686 | 0 | 284.0356 | 0 | 284.9686 | 0 | 284.9686 | 1.0575e-05 | 284.9686 | 0 | 284.0356 | 0 | 284.9686 | 0.00024853 | 284.5211 | 0 | 562.5625 | 0.00229 | 561.496 | 6.6672e-06 | 562.5625 | 0.00297 | 284.0356 | 0
| 366.0224 | 0.91101 | 285.1781 | 0.0003137 | 284.73 | -0.00011102 | 366.0224 | 0.00139 | 285.1781 | -0.00076033 | 284.73 | 0 | 278.6832 | 0 | 284.73 | 0 | 285.1781 | 0 | 284.243 | 0 | 285.1781 | 0 | 285.1781 | 0 | 285.1781 | 0 | 284.243 | 0 | 285.1781 | 0 | 284.73 | 0 | 562.7196 | 0.0026 | 561.6539 | 1.0001e-05 | 562.7196 | 0.00314 | 284.243 | 0
| 366.1356 | 0.89365 | 285.3876 | 0.0012829 | 284.9389 | 0.000179 | 366.1356 | 0 | 285.3876 | 0.00031058 | 284.9389 | 0 | 278.8937 | 0 | 284.9389 | 0 | 285.3876 | 0 | 284.4504 | 0 | 285.3876 | 0 | 285.3876 | 8.183e-06 | 285.3876 | 0 | 284.4504 | 0 | 285.3876 | 0.00029564 | 284.9389 | 0 | 562.8767 | 0.00408 | 561.8117 | 0 | 562.8767 | 0.00297 | 284.4504 | 0
| 366.2488 | 0.86677 | 285.5971 | 0.00011716 | 285.1478 | -0.00087771 | 366.2488 | 0.00022542 | 285.5971 | -0.0006818 | 285.1478 | 0 | 279.1042 | 0 | 285.1478 | 0 | 285.5971 | 0 | 284.6579 | 0 | 285.5971 | 0 | 285.5971 | 0 | 285.5971 | 0 | 284.6579 | 0 | 285.5971 | 0 | 285.1478 | 0 | 563.0338 | 0.00218 | 561.9696 | 1.0001e-05 | 563.0338 | 0.00317 | 284.6579 | 0
| 366.3619 | 0.84963 | 285.8067 | 0.0010767 | 285.3567 | 0.00059925 | 366.3619 | 0 | 285.8067 | -3.0325e-05 | 285.3567 | 0 | 279.3146 | 0 | 285.3567 | 0 | 285.8067 | 0 | 284.8653 | 0 | 285.8067 | 0 | 285.8067 | 1.3335e-05 | 285.8067 | 0 | 284.8653 | 0 | 285.8067 | 0.00031363 | 285.3567 | 0 | 563.1909 | 0.00431 | 562.1276 | 6.6672e-06 | 563.1909 | 0.003 | 284.8653 | 0
| 366.4751 | 0.8251 | 286.0163 | 0.00059843 | 285.5656 | -0.00032394 | 366.4751 | 0 | 286.0163 | -0.00023924 | 285.5656 | 0 | 279.5251 | 0 | 285.5656 | 0 | 286.0163 | 0 | 285.0728 | 0 | 286.0163 | 0 | 286.0163 | 0 | 286.0163 | 0 | 285.0728 | 0 | 286.0163 | 0 | 285.5656 | 0 | 563.348 | 0.0028 | 562.2855 | 1.0001e-05 | 563.348 | 0.00314 | 285.0727 | 0
| 366.5883 | 0.80449 | 286.2258 | 0.0021184 | 285.7746 | -6.446e-05 | 366.5883 | 0.00036499 | 286.2258 | 0.00037271 | 285.7746 | 0 | 279.7357 | 0 | 285.7746 | 0 | 286.2258 | 0 | 285.2802 | 0 | 286.2258 | 0 | 286.2258 | 6.1656e-06 | 286.2258 | 0 | 285.2802 | 0 | 286.2258 | 0.00017761 | 285.7746 | 0 | 563.5052 | 0.00336 | 562.4434 | 0 | 563.5052 | 0.00296 | 285.2802 | 0
| 366.7015 | 0.77745 | 286.4354 | 0.00066537 | 285.9835 | 6.6878e-05 | 366.7015 | 0.00114 | 286.4354 | -0.00014546 | 285.9835 | 0 | 279.9462 | 0 | 285.9835 | 0 | 286.4354 | 0 | 285.4877 | 0 | 286.4354 | 0 | 286.4354 | 0 | 286.4354 | 0 | 285.4877 | 0 | 286.4354 | 0 | 285.9835 | 0 | 563.6623 | 0.00306 | 562.6013 | 1.0001e-05 | 563.6623 | 0.00302 | 285.4877 | 0
| 366.8146 | 0.75608 | 286.6451 | 0.0013948 | 286.1925 | 0.00027236 | 366.8146 | 0.00015642 | 286.6451 | 0.00038825 | 286.1925 | 0 | 280.1567 | 0 | 286.1925 | 0 | 286.645 | 0 | 285.6952 | 0 | 286.645 | 0 | 286.6451 | 6.8086e-06 | 286.645 | 0 | 285.6952 | 0 | 286.6451 | 0.00032997 | 286.1925 | 0 | 563.8195 | 0.00512 | 562.7592 | 0 | 563.8195 | 0.0029 | 285.6952 | 0
| 366.9278 | 0.73582 | 286.8547 | 0.00032152 | 286.4015 | -0.00034925 | 366.9278 | 8.6698e-05 | 286.8547 | -0.00017279 | 286.4015 | 0 | 280.3672 | 0 | 286.4015 | 0 | 286.8547 | 0 | 285.9027 | 0 | 286.8547 | 0 | 286.8547 | 0 | 286.8547 | 0 | 285.9027 | 0 | 286.8547 | 0 | 286.4015 | 0 | 563.9767 | 0.00324 | 562.9172 | 0 | 563.9767 | 0.00308 | 285.9027 | 0
| 367.041 | 0.70278 | 287.0643 | 0.00141 | 286.6105 | 0.00034603 | 367.041 | 0.00081688 | 287.0643 | 0.00029041 | 286.6105 | 0 | 280.5778 | 0 | 286.6105 | 0 | 287.0643 | 0 | 286.1102 | 0 | 287.0643 | 0 | 287.0643 | 6.0946e-06 | 287.0643 | 0 | 286.1102 | 0 | 287.0643 | 0.00017477 | 286.6105 | 0 | 564.1339 | 0.00366 | 563.0751 | 6.6672e-06 | 564.1339 | 0.003 | 286.1102 | 0
| 367.1542 | 0.67775 | 287.274 | 0.0002559 | 286.8196 | 0.00025604 | 367.1542 | 0 | 287.274 | 0.00034256 | 286.8196 | 0 | 280.7884 | 0 | 286.8196 | 0 | 287.274 | 0 | 286.3177 | 0 | 287.274 | 0 | 287.274 | 0 | 287.274 | 0 | 286.3177 | 0 | 287.274 | 0 | 286.8196 | 0 | 564.291 | 0.00397 | 563.2331 | 0 | 564.291 | 0.00312 | 286.3177 | 0
| 367.2673 | 0.6701 | 287.4836 | 0.00088375 | 287.0286 | -0.00030738 | 367.2673 | 0.00027809 | 287.4836 | -7.5247e-05 | 287.0286 | 0 | 280.999 | 0 | 287.0286 | 0 | 287.4837 | 0 | 286.5253 | 0 | 287.4837 | 0 | 287.4836 | 3.8487e-06 | 287.4837 | 0 | 286.5253 | 0 | 287.4836 | 0.000386 | 287.0286 | 0 | 564.4482 | 0.00526 | 563.391 | 6.6672e-06 | 564.4482 | 0.00294 | 286.5253 | 0
| 367.3805 | 0.64541 | 287.6934 | 0.0010625 | 287.2377 | 0.00038772 | 367.3805 | 0.00058956 | 287.6934 | -0.00048987 | 287.2377 | 0 | 281.2096 | 0 | 287.2377 | 0 | 287.6934 | 0 | 286.7329 | 0 | 287.6934 | 0 | 287.6934 | 0 | 287.6934 | 0 | 286.7329 | 0 | 287.6934 | 0 | 287.2377 | 0 | 564.6054 | 0.00334 | 563.549 | 5.0004e-05 | 564.6054 | 0.00313 | 286.7329 | 0
| 367.4936 | 0.62615 | 287.903 | 0.00088264 | 287.4468 | 0.00053695 | 367.4936 | 0.00039975 | 287.903 | 5.064e-05 | 287.4468 | 0 | 281.4202 | 0 | 287.4468 | 0 | 287.9031 | 0 | 286.9404 | 0 | 287.9031 | 0 | 287.903 | 1.1016e-05 | 287.9031 | 0 | 286.9404 | 0 | 287.9031 | 0.00013438 | 287.4468 | 0 | 564.7626 | 0.00348 | 563.707 | 0 | 564.7626 | 0.00301 | 286.9404 | 0
| 367.6068 | 0.60473 | 288.1128 | 0.00045972 | 287.6559 | 0.00047514 | 367.6068 | 0 | 288.1128 | -0.0002984 | 287.6559 | 0 | 281.6308 | 0 | 287.6559 | 0 | 288.1128 | 0 | 287.148 | 0 | 288.1128 | 0 | 288.1128 | 0 | 288.1128 | 0 | 287.148 | 0 | 288.1128 | 0 | 287.6559 | 0 | 564.9198 | 0.00302 | 563.865 | 1.0001e-05 | 564.9198 | 0.00315 | 287.148 | 0
| 367.7199 | 0.58602 | 288.3225 | 0.0011123 | 287.865 | 0.0005675 | 367.7199 | 0 | 288.3225 | 0.00071591 | 287.865 | 0 | 281.8415 | 0 | 287.865 | 0 | 288.3225 | 0 | 287.3556 | 0 | 288.3225 | 0 | 288.3225 | 1.37e-05 | 288.3225 | 0 | 287.3556 | 0 | 288.3225 | 0.00022848 | 287.865 | 0 | 565.0771 | 0.00388 | 564.0229 | 6.6672e-06 | 565.0771 | 0.00297 | 287.3556 | 0
| 367.8331 | 0.56896 | 288.5323 | -0.00022327 | 288.0741 | -0.0003777 | 367.8331 | 0.00027745 | 288.5323 | -0.00010572 | 288.0741 | 0 | 282.0521 | 0 | 288.0741 | 0 | 288.5323 | 0 | 287.5632 | 0 | 288.5323 | 0 | 288.5323 | 0 | 288.5323 | 0 | 287.5632 | 0 | 288.5323 | 0 | 288.0741 | 0 | 565.2343 | 0.00295 | 564.1809 | 0 | 565.2343 | 0.00307 | 287.5632 | 0
| 367.9463 | 0.55946 | 288.742 | 0.0011121 | 288.2833 | 0.0009127 | 367.9463 | 0 | 288.742 | 0.00043213 | 288.2833 | 0 | 282.2628 | 0 | 288.2833 | 0 | 288.742 | 0 | 287.7709 | 0 | 288.742 | 0 | 288.742 | 1.609e-05 | 288.742 | 0 | 287.7709 | 0 | 288.742 | 0.00058449 | 288.2833 | 0 | 565.3916 | 0.00323 | 564.3389 | 6.6672e-06 | 565.3916 | 0.00288 | 287.7709 | 0
| 368.0594 | 0.54544 | 288.9518 | 0.00065095 | 288.4925 | -6.7036e-05 | 368.0594 | 0.00072829 | 288.9518 | -0.00065726 | 288.4925 | 0 | 282.4734 | 0 | 288.4925 | 0 | 288.9518 | 0 | 287.9785 | 0 | 288.9518 | 0 | 288.9518 | 0 | 288.9518 | 0 | 287.9785 | 0 | 288.9518 | 0 | 288.4925 | 0 | 565.5488 | 0.00207 | 564.4969 | 3.0002e-05 | 565.5488 | 0.00306 | 287.9785 | 0
| 368.1726 | 0.53005 | 289.1617 | 0.00054185 | 288.7017 | 0.00055839 | 368.1726 | 0 | 289.1617 | 3.8536e-05 | 288.7017 | 0 | 282.6841 | 0 | 288.7017 | 0 | 289.1616 | 0 | 288.1862 | 0 | 289.1616 | 0 | 289.1617 | 9.374e-06 | 289.1616 | 0 | 288.1862 | 0 | 289.1617 | 0.00045316 | 288.7017 | 0 | 565.7061 | 0.00545 | 564.655 | 6.6672e-06 | 565.7061 | 0.00295 | 288.1862 | 0
| 368.2857 | 0.51376 | 289.3715 | 0.00069737 | 288.9109 | -0.0016726 | 368.2857 | 0.00146 | 289.3715 | -0.00034213 | 288.9109 | 0 | 282.8948 | 0 | 288.9109 | 0 | 289.3715 | 0 | 288.3938 | 0 | 289.3715 | 0 | 289.3715 | 0 | 289.3715 | 0 | 288.3938 | 0 | 289.3715 | 0 | 288.9109 | 0 | 565.8633 | 0.0016 | 564.813 | 3.0002e-05 | 565.8633 | 0.00314 | 288.3938 | 0
| 368.3989 | 0.50637 | 289.5813 | 0.0013753 | 289.1201 | -0.00010534 | 368.3989 | 0.00013905 | 289.5813 | 0.00062042 | 289.1201 | 0 | 283.1056 | 0 | 289.1201 | 0 | 289.5813 | 0 | 288.6015 | 0 | 289.5813 | 0 | 289.5813 | 9.1459e-06 | 289.5813 | 0 | 288.6015 | 0 | 289.5813 | 0.00020555 | 289.1201 | 0 | 566.0206 | 0.00322 | 564.971 | 0 | 566.0206 | 0.00295 | 288.6015 | 0
| 368.512 | 0.49933 | 289.7911 | 0.00032875 | 289.3293 | 0.0012074 | 368.512 | 0.00072829 | 289.7911 | -0.00015423 | 289.3293 | 0 | 283.3163 | 0 | 289.3293 | 0 | 289.7911 | 0 | 288.8092 | 0 | 289.7911 | 0 | 289.7911 | 5.5154e-07 | 289.7911 | 0 | 288.8092 | 0 | 289.7911 | 0 | 289.3293 | 0 | 566.1779 | 0.0026 | 565.1291 | 3.0002e-05 | 566.1779 | 0.00307 | 288.8092 | 0
| 368.6252 | 0.49143 | 290.001 | 0.0011601 | 289.5386 | 0.00063758 | 368.6252 | 0.00048665 | 290.001 | 0.00062249 | 289.5386 | 0 | 283.527 | 0 | 289.5386 | 0 | 290.001 | 0 | 289.0169 | 0 | 290.001 | 0 | 290.001 | 8.1861e-06 | 290.001 | 0 | 289.0169 | 0 | 290.001 | 0.00029581 | 289.5386 | 0 | 566.3352 | 0.00394 | 565.2871 | 0 | 566.3352 | 0.00288 | 289.0169 | 0
| 368.7383 | 0.47993 | 290.2109 | 0.00047844 | 289.7479 | -0.00064885 | 368.7383 | 0.00050287 | 290.2109 | -0.00035087 | 289.7479 | 0 | 283.7378 | 0 | 289.7479 | 0 | 290.2109 | 0 | 289.2246 | 0 | 290.2109 | 0 | 290.2109 | 0 | 290.2109 | 0 | 289.2246 | 0 | 290.2109 | 0 | 289.7479 | 0 | 566.4924 | 0.00197 | 565.4451 | 0 | 566.4924 | 0.00304 | 289.2246 | 0
| 368.8514 | 0.47343 | 290.4208 | 0.0012601 | 289.9572 | 0.00022059 | 368.8514 | 0.00095592 | 290.4208 | 0.00098218 | 289.9572 | 0 | 283.9486 | 0 | 289.9572 | 0 | 290.4208 | 0 | 289.4324 | 0 | 290.4208 | 0 | 290.4208 | 4.8394e-06 | 290.4208 | 0 | 289.4324 | 0 | 290.4208 | 0.00054189 | 289.9572 | 0 | 566.6498 | 0.00376 | 565.6032 | 0 | 566.6498 | 0.0029 | 289.4324 | 0
| 368.9646 | 0.46336 | 290.6307 | 0.00091654 | 290.1665 | -0.00022859 | 368.9646 | 0.0016 | 290.6307 | 0.0002759 | 290.1665 | 0 | 284.1594 | 0 | 290.1665 | 0 | 290.6307 | 0 | 289.6401 | 0 | 290.6307 | 0 | 290.6307 | 0 | 290.6307 | 0 | 289.6401 | 0 | 290.6307 | 0 | 290.1665 | 0 | 566.8071 | 0.00299 | 565.7613 | 3.0002e-05 | 566.8071 | 0.00316 | 289.6401 | 0
| 369.0777 | 0.45684 | 290.8406 | 0.0012752 | 290.3758 | 0.00048103 | 369.0777 | 0.00103 | 290.8406 | 0.00014296 | 290.3758 | 0 | 284.3701 | 0 | 290.3758 | 0 | 290.8406 | 0 | 289.8479 | 0 | 290.8406 | 0 | 290.8406 | 1.8953e-05 | 290.8406 | 0 | 289.8479 | 0 | 290.8406 | 0.00044793 | 290.3758 | 0 | 566.9644 | 0.00422 | 565.9193 | 6.6672e-06 | 566.9644 | 0.00297 | 289.8479 | 0
| 369.1908 | 0.45165 | 291.0506 | 0.00082277 | 290.5851 | 0.0010211 | 369.1908 | 0 | 291.0506 | -0.00049334 | 290.5851 | 0 | 284.581 | 0 | 290.5851 | 0 | 291.0506 | 0 | 290.0557 | 0 | 291.0506 | 0 | 291.0506 | 3.4419e-06 | 291.0506 | 0 | 290.0557 | 0 | 291.0506 | 0 | 290.5851 | 0 | 567.1217 | 0.0032 | 566.0774 | 3.0002e-05 | 567.1217 | 0.00317 | 290.0557 | 0
| 369.304 | 0.44539 | 291.2605 | 0.001526 | 290.7945 | 0.00029198 | 369.304 | 0.00057355 | 291.2605 | -0.00017848 | 290.7945 | 0 | 284.7918 | 0 | 290.7945 | 0 | 291.2605 | 0 | 290.2635 | 0 | 291.2605 | 0 | 291.2605 | 4.4088e-06 | 291.2605 | 0 | 290.2635 | 0 | 291.2605 | 0.00041834 | 290.7945 | 0 | 567.2791 | 0.00432 | 566.2355 | 0 | 567.2791 | 0.00285 | 290.2635 | 0
| 369.4171 | 0.43695 | 291.4705 | -0.00010995 | 291.0039 | -0.00061092 | 369.4171 | 0.00032946 | 291.4705 | -0.00023168 | 291.0039 | 0 | 285.0026 | 0 | 291.0039 | 0 | 291.4705 | 0 | 290.4713 | 0 | 291.4705 | 0 | 291.4705 | 0 | 291.4705 | 0 | 290.4713 | 0 | 291.4705 | 0 | 291.0039 | 0 | 567.4364 | 0.00195 | 566.3936 | 1.0001e-05 | 567.4364 | 0.00302 | 290.4712 | 0
| 369.5302 | 0.43485 | 291.6805 | 0.0007525 | 291.2133 | 0.001152 | 369.5302 | 0.00041713 | 291.6805 | 0.00015233 | 291.2133 | 0 | 285.2135 | 0 | 291.2133 | 0 | 291.6805 | 0 | 290.679 | 0 | 291.6805 | 0 | 291.6805 | 1.2704e-05 | 291.6805 | 0 | 290.679 | 0 | 291.6805 | 0.00016647 | 291.2133 | 0 | 567.5938 | 0.00388 | 566.5517 | 6.6672e-06 | 567.5938 | 0.00283 | 290.6791 | 0
| 369.6433 | 0.42883 | 291.8905 | 4.3999e-05 | 291.4227 | -5.3471e-05 | 369.6433 | 0.00091902 | 291.8905 | -0.00024021 | 291.4227 | 0 | 285.4243 | 0 | 291.4227 | 0 | 291.8905 | 0 | 290.8869 | 0 | 291.8905 | 0 | 291.8905 | 0 | 291.8905 | 0 | 290.8869 | 0 | 291.8905 | 0 | 291.4227 | 0 | 567.7511 | 0.00222 | 566.7098 | 3.0002e-05 | 567.7511 | 0.00309 | 290.8869 | 0
| 369.7565 | 0.42837 | 292.1005 | 0.0012661 | 291.6321 | 0.00027356 | 369.7565 | 0.00066046 | 292.1005 | 0.00072932 | 291.6321 | 0 | 285.6352 | 0 | 291.6321 | 0 | 292.1005 | 0 | 291.0947 | 0 | 292.1005 | 0 | 292.1005 | 7.0343e-06 | 292.1005 | 0 | 291.0947 | 0 | 292.1005 | 0.00032414 | 291.6321 | 0 | 567.9085 | 0.00366 | 566.8679 | 0 | 567.9085 | 0.00288 | 291.0947 | 0
| 369.8696 | 0.41711 | 292.3106 | -0.00037967 | 291.8416 | -0.0012583 | 369.8696 | 0.00128 | 292.3106 | -0.00064628 | 291.8416 | 0 | 285.8461 | 0 | 291.8416 | 0 | 292.3106 | 0 | 291.3026 | 0 | 292.3106 | 0 | 292.3106 | 0 | 292.3106 | 0 | 291.3026 | 0 | 292.3106 | 0 | 291.8416 | 0 | 568.0659 | 0.0028 | 567.026 | 5.0004e-05 | 568.0659 | 0.00308 | 291.3026 | 0
| 369.9827 | 0.4168 | 292.5206 | 0.0009489 | 292.051 | 0.00028653 | 369.9827 | 0.00057355 | 292.5206 | 0.00020448 | 292.051 | 0 | 286.057 | 0 | 292.051 | 0 | 292.5206 | 0 | 291.5104 | 0 | 292.5206 | 0 | 292.5206 | 1.1377e-05 | 292.5206 | 0 | 291.5104 | 0 | 292.5206 | 0.00026846 | 292.051 | 0 | 568.2232 | 0.00403 | 567.1841 | 0 | 568.2232 | 0.00284 | 291.5104 | 0
| 370.0958 | 0.40639 | 292.7307 | 0.00031809 | 292.2605 | -0.00035554 | 370.0958 | 0.00106 | 292.7307 | -0.0012094 | 292.2605 | 0 | 286.2679 | 0 | 292.2605 | 0 | 292.7307 | 0 | 291.7183 | 0 | 292.7307 | 0 | 292.7307 | 0 | 292.7307 | 0 | 291.7183 | 0 | 292.7307 | 0 | 292.2605 | 0 | 568.3806 | 0.00348 | 567.3423 | 1.0001e-05 | 568.3806 | 0.00303 | 291.7183 | 0
| 370.209 | 0.39965 | 292.9408 | 0.00063681 | 292.47 | 0.0012479 | 370.209 | 0.00039975 | 292.9408 | 0.00039501 | 292.47 | 0 | 286.4789 | 0 | 292.47 | 0 | 292.9408 | 0 | 291.9262 | 0 | 292.9408 | 0 | 292.9408 | 1.2392e-05 | 292.9408 | 0 | 291.9262 | 0 | 292.9408 | 0.00019679 | 292.47 | 0 | 568.538 | 0.00295 | 567.5004 | 0 | 568.538 | 0.00284 | 291.9262 | 0
| 370.3221 | 0.39839 | 293.1509 | 0.00074886 | 292.6795 | -0.00060541 | 370.3221 | 0.00158 | 293.1509 | -0.00078213 | 292.6795 | 0 | 286.6898 | 0 | 292.6795 | 0 | 293.1509 | 0 | 292.1341 | 0 | 293.1509 | 0 | 293.1509 | 0 | 293.1509 | 0 | 292.1341 | 0 | 293.1509 | 0 | 292.6795 | 0 | 568.6955 | 0.00329 | 567.6585 | 3.0002e-05 | 568.6955 | 0.00304 | 292.1341 | 0
| 370.4352 | 0.3932 | 293.361 | 0.00078683 | 292.889 | 0.00030101 | 370.4352 | 0.00111 | 293.361 | -0.00034723 | 292.889 | 0 | 286.9008 | 0 | 292.889 | 0 | 293.361 | 0 | 292.3421 | 0 | 293.361 | 0 | 293.361 | 6.4827e-06 | 293.361 | 0 | 292.3421 | 0 | 293.361 | 4.4381e-05 | 292.889 | 0 | 568.8529 | 0.00487 | 567.8167 | 4.667e-05 | 568.8529 | 0.00289 | 292.3421 | 0
| 370.5483 | 0.38563 | 293.5711 | 0.00072421 | 293.0986 | 0.00088525 | 370.5483 | 0.00187 | 293.5711 | -0.0004768 | 293.0986 | 0 | 287.1118 | 0 | 293.0986 | 0 | 293.5711 | 0 | 292.55 | 0 | 293.5711 | 0 | 293.5711 | 0 | 293.5711 | 0 | 292.55 | 0 | 293.5711 | 0 | 293.0986 | 0 | 569.0103 | 0.00197 | 567.9748 | 1.0001e-05 | 569.0103 | 0.00297 | 292.55 | 0
| 370.6614 | 0.38097 | 293.7813 | 0.0017816 | 293.3082 | 0.0012632 | 370.6614 | 0.0016 | 293.7813 | 7.3557e-05 | 293.3082 | 0 | 287.3227 | 0 | 293.3082 | 0 | 293.7813 | 0 | 292.7579 | 0 | 293.7813 | 0 | 293.7813 | 1.5561e-05 | 293.7813 | 0 | 292.7579 | 0 | 293.7813 | 0.00031083 | 293.3082 | 0 | 569.1677 | 0.00427 | 568.133 | 6.6672e-06 | 569.1677 | 0.00285 | 292.7579 | 0
| 370.7745 | 0.37414 | 293.9915 | 0.00033739 | 293.5177 | 0.00034943 | 370.7745 | 0.00191 | 293.9915 | 7.2478e-05 | 293.5177 | 0 | 287.5337 | 0 | 293.5177 | 0 | 293.9915 | 0 | 292.9659 | 0 | 293.9915 | 0 | 293.9915 | 1.3073e-07 | 293.9915 | 0 | 292.9659 | 0 | 293.9915 | 0 | 293.5177 | 0 | 569.3252 | 0.00355 | 568.2912 | 1.0001e-05 | 569.3252 | 0.00302 | 292.9659 | 0
| 370.8876 | 0.36988 | 294.2016 | 0.00015907 | 293.7273 | -0.00040937 | 370.8876 | 0.00186 | 294.2016 | 0.00083172 | 293.7273 | 0 | 287.7448 | 0 | 293.7273 | 0 | 294.2016 | 0 | 293.1739 | 0 | 294.2016 | 0 | 294.2016 | 9.7838e-06 | 294.2016 | 0 | 293.1739 | 0 | 294.2016 | 0.00022682 | 293.7273 | 0 | 569.4826 | 0.00338 | 568.4494 | 0 | 569.4826 | 0.00291 | 293.1739 | 0
| 371.0007 | 0.35771 | 294.4118 | 0.00048517 | 293.9369 | -2.9174e-05 | 371.0007 | 0.00125 | 294.4118 | -5.0775e-05 | 293.9369 | 0 | 287.9557 | 0 | 293.9369 | 0 | 294.4118 | 0 | 293.3819 | 0 | 294.4118 | 0 | 294.4118 | 0 | 294.4118 | 0 | 293.3819 | 0 | 294.4118 | 0 | 293.937 | 0 | 569.6401 | 0.00283 | 568.6075 | 3.0002e-05 | 569.6401 | 0.0031 | 293.3819 | 0
| 371.1138 | 0.35163 | 294.622 | 0.00098333 | 294.1466 | 0.0005689 | 371.1138 | 0.00188 | 294.622 | 0.00073554 | 294.1466 | 0 | 288.1668 | 0 | 294.1466 | 0 | 294.622 | 0 | 293.5899 | 0 | 294.622 | 0 | 294.622 | 1.009e-05 | 294.622 | 0 | 293.5899 | 0 | 294.622 | 0.00041167 | 294.1466 | 0 | 569.7975 | 0.00499 | 568.7657 | 0 | 569.7975 | 0.00296 | 293.5899 | 0
| 371.2269 | 0.34176 | 294.8323 | -0.00014926 | 294.3562 | 0.00020329 | 371.2269 | 0.00243 | 294.8323 | -0.00083927 | 294.3562 | 0 | 288.3778 | 0 | 294.3562 | 0 | 294.8323 | 0 | 293.7979 | 0 | 294.8323 | 0 | 294.8323 | 0 | 294.8323 | 0 | 293.7979 | 0 | 294.8323 | 0 | 294.3562 | 0 | 569.955 | 0.00172 | 568.9239 | 1.0001e-05 | 569.955 | 0.00315 | 293.7979 | 0
| 371.34 | 0.3361 | 295.0425 | 0.0010589 | 294.5659 | 0.0007415 | 371.34 | 0.00231 | 295.0425 | 0.0005359 | 294.5659 | 0 | 288.5889 | 0 | 294.5659 | 0 | 295.0425 | 0 | 294.0059 | 0 | 295.0425 | 0 | 295.0425 | 1.0827e-05 | 295.0425 | 0 | 294.0059 | 0 | 295.0425 | 0.00023402 | 294.5659 | 0 | 570.1125 | 0.00381 | 569.0821 | 0 | 570.1125 | 0.0029 | 294.0059 | 0
| 371.4531 | 0.3331 | 295.2528 | 0.0001513 | 294.7756 | -0.00051091 | 371.4531 | 0.00335 | 295.2528 | -0.00054148 | 294.7756 | 0 | 288.8 | 0 | 294.7756 | 0 | 295.2528 | 0 | 294.214 | 0 | 295.2528 | 0 | 295.2528 | 0 | 295.2528 | 0 | 294.214 | 0 | 295.2528 | 0 | 294.7756 | 0 | 570.27 | 0.00266 | 569.2404 | 0 | 570.27 | 0.00301 | 294.214 | 0
| 371.5662 | 0.32039 | 295.463 | 0.00083681 | 294.9853 | 0.00026056 | 371.5662 | 0.00249 | 295.463 | 0.00078794 | 294.9853 | 0 | 289.0111 | 0 | 294.9853 | 0 | 295.4631 | 0 | 294.422 | 0 | 295.4631 | 0 | 295.463 | 1.3186e-05 | 295.4631 | 0 | 294.422 | 0 | 295.463 | 0.00034624 | 294.9853 | 0 | 570.4275 | 0.00396 | 569.3986 | 6.6672e-06 | 570.4275 | 0.00276 | 294.422 | 0
| 371.6793 | 0.31125 | 295.6733 | 0.00093304 | 295.195 | 0.00035415 | 371.6793 | 0.00324 | 295.6733 | -0.00066031 | 295.195 | 0 | 289.2222 | 0 | 295.195 | 0 | 295.6733 | 0 | 294.6301 | 0 | 295.6733 | 0 | 295.6733 | 0 | 295.6733 | 0 | 294.6301 | 0 | 295.6733 | 0 | 295.195 | 0 | 570.585 | 0.00299 | 569.5568 | 1.0001e-05 | 570.585 | 0.003 | 294.6301 | 0
| 371.7924 | 0.30686 | 295.8836 | 0.0019111 | 295.4047 | 0.00036354 | 371.7924 | 0.00269 | 295.8836 | 0.00072646 | 295.4047 | 0 | 289.4333 | 0 | 295.4047 | 0 | 295.8837 | 0 | 294.8382 | 0 | 295.8837 | 0 | 295.8836 | 6.4037e-06 | 295.8837 | 0 | 294.8382 | 0 | 295.8836 | 0.0002691 | 295.4047 | 0 | 570.7425 | 0.00538 | 569.715 | 6.6672e-06 | 570.7425 | 0.00281 | 294.8382 | 0
| 371.9055 | 0.29612 | 296.094 | -9.3313e-05 | 295.6145 | -5.0679e-05 | 371.9055 | 0.0044 | 296.094 | -0.00044844 | 295.6145 | 0 | 289.6444 | 0 | 295.6145 | 0 | 296.094 | 0 | 295.0463 | 0 | 296.094 | 0 | 296.094 | 0 | 296.094 | 0 | 295.0463 | 0 | 296.094 | 0 | 295.6145 | 0 | 570.9 | 0.00165 | 569.8733 | 1.0001e-05 | 570.9 | 0.00297 | 295.0463 | 0
| 372.0186 | 0.29232 | 296.3043 | 0.0011533 | 295.8242 | 0.00066812 | 372.0186 | 0.00396 | 296.3043 | 0.00086294 | 295.8242 | 0 | 289.8556 | 0 | 295.8242 | 0 | 296.3043 | 0 | 295.2544 | 0 | 296.3043 | 0 | 296.3043 | 1.287e-05 | 296.3043 | 0 | 295.2544 | 0 | 296.3043 | 0.00029453 | 295.8243 | 0 | 571.0575 | 0.00371 | 570.0315 | 0 | 571.0575 | 0.00282 | 295.2544 | 0
| 372.1317 | 0.28638 | 296.5146 | 0.00020581 | 296.034 | 6.6952e-05 | 372.1317 | 0.0043 | 296.5146 | -6.1399e-05 | 296.034 | 0 | 290.0667 | 0 | 296.034 | 0 | 296.5147 | 0 | 295.4625 | 0 | 296.5147 | 0 | 296.5146 | 0 | 296.5147 | 0 | 295.4625 | 0 | 296.5147 | 0 | 296.034 | 0 | 571.2151 | 0.00403 | 570.1898 | 0 | 571.2151 | 0.00301 | 295.4625 | 0
| 372.2448 | 0.27777 | 296.725 | 0.0014878 | 296.2438 | -5.8691e-05 | 372.2448 | 0.00527 | 296.725 | 0.00028131 | 296.2438 | 0 | 290.2779 | 0 | 296.2438 | 0 | 296.725 | 0 | 295.6706 | 0 | 296.725 | 0 | 296.725 | 4.915e-06 | 296.725 | 0 | 295.6706 | 0 | 296.725 | 0.00031395 | 296.2438 | 0 | 571.3726 | 0.0042 | 570.348 | 2.6669e-05 | 571.3726 | 0.00284 | 295.6706 | 0
| 372.3579 | 0.27226 | 296.9354 | 0.00013635 | 296.4537 | -0.00074148 | 372.3579 | 0.00591 | 296.9354 | -0.0002706 | 296.4537 | 0 | 290.4891 | 0 | 296.4537 | 0 | 296.9354 | 0 | 295.8788 | 0 | 296.9354 | 0 | 296.9354 | 0 | 296.9354 | 0 | 295.8788 | 0 | 296.9354 | 0 | 296.4537 | 0 | 571.5302 | 0.00297 | 570.5063 | 1.0001e-05 | 571.5302 | 0.00288 | 295.8788 | 0
| 372.471 | 0.26572 | 297.1458 | 0.0008606 | 296.6635 | 9.0346e-06 | 372.471 | 0.00655 | 297.1458 | 0.00044273 | 296.6635 | 0 | 290.7003 | 0 | 296.6635 | 0 | 297.1458 | 0 | 296.0869 | 0 | 297.1458 | 0 | 297.1458 | 8.1154e-06 | 297.1458 | 0 | 296.0869 | 0 | 297.1458 | 0.00028176 | 296.6635 | 0 | 571.6877 | 0.0039 | 570.6646 | 6.6672e-06 | 571.6877 | 0.00273 | 296.0869 | 0
| 372.584 | 0.26168 | 297.3562 | 0.00038524 | 296.8733 | -0.00029334 | 372.584 | 0.00711 | 297.3562 | -9.6588e-05 | 296.8733 | 0 | 290.9115 | 0 | 296.8733 | 0 | 297.3562 | 0 | 296.2951 | 0 | 297.3562 | 0 | 297.3562 | 0 | 297.3562 | 0 | 296.2951 | 0 | 297.3562 | 0 | 296.8733 | 0 | 571.8453 | 0.00215 | 570.8229 | 1.0001e-05 | 571.8453 | 0.00297 | 296.2951 | 0
| 372.6971 | 0.25334 | 297.5667 | 0.00098005 | 297.0832 | -6.9789e-06 | 372.6971 | 0.00787 | 297.5667 | 0.00042583 | 297.0832 | 0 | 291.1227 | 0 | 297.0832 | 0 | 297.5667 | 0 | 296.5033 | 0 | 297.5667 | 0 | 297.5667 | 5.6472e-06 | 297.5667 | 0 | 296.5033 | 0 | 297.5666 | 0.00023625 | 297.0832 | 0 | 572.0029 | 0.00404 | 570.9811 | 0 | 572.0029 | 0.00284 | 296.5033 | 0
| 372.8102 | 0.24955 | 297.7771 | -0.00026937 | 297.2931 | -0.00014303 | 372.8102 | 0.00931 | 297.7771 | 0.00012577 | 297.2931 | 0 | 291.3339 | 0 | 297.2931 | 0 | 297.7771 | 0 | 296.7115 | 0 | 297.7771 | 0 | 297.7771 | 0 | 297.7771 | 0 | 296.7115 | 0 | 297.7771 | 0 | 297.2931 | 0 | 572.1604 | 0.00304 | 571.1394 | 1.0001e-05 | 572.1604 | 0.00295 | 296.7115 | 0
| 372.9233 | 0.24711 | 297.9876 | 0.00070736 | 297.503 | 0.0010353 | 372.9233 | 0.0085 | 297.9876 | 0.00054881 | 297.503 | 0 | 291.5452 | 0 | 297.503 | 0 | 297.9876 | 0 | 296.9197 | 0 | 297.9876 | 0 | 297.9876 | 1.4401e-05 | 297.9876 | 0 | 296.9197 | 0 | 297.9876 | 0.00029084 | 297.503 | 0 | 572.318 | 0.00452 | 571.2977 | 0 | 572.318 | 0.00272 | 296.9197 | 0
| 373.0364 | 0.23812 | 298.1981 | 0.00074093 | 297.7129 | -0.00029635 | 373.0364 | 0.01165 | 298.1981 | -0.00047227 | 297.7129 | 0 | 291.7564 | 0 | 297.7129 | 0 | 298.1981 | 0 | 297.1279 | 0 | 298.1981 | 0 | 298.1981 | 0 | 298.1981 | 0 | 297.1279 | 0 | 298.1981 | 0 | 297.7129 | 0 | 572.4756 | 0.00174 | 571.4561 | 1.0001e-05 | 572.4756 | 0.00296 | 297.1279 | 0
| 373.1494 | 0.23379 | 298.4085 | 0.00090937 | 297.9229 | 0.00018144 | 373.1494 | 0.01112 | 298.4085 | 0.00046234 | 297.9229 | 0 | 291.9677 | 0 | 297.9229 | 0 | 298.4085 | 0 | 297.3362 | 0 | 298.4085 | 0 | 298.4085 | 1.4565e-05 | 298.4085 | 0 | 297.3362 | 0 | 298.4085 | 0.00034908 | 297.9229 | 0 | 572.6332 | 0.00441 | 571.6144 | 0 | 572.6332 | 0.00285 | 297.3362 | 0
| 373.2625 | 0.22867 | 298.619 | -0.00025866 | 298.1328 | -0.00021003 | 373.2625 | 0.0137 | 298.619 | -0.00051148 | 298.1328 | 0 | 292.179 | 0 | 298.1328 | 0 | 298.6191 | 0 | 297.5444 | 0 | 298.6191 | 0 | 298.619 | 0 | 298.6191 | 0 | 297.5444 | 0 | 298.6191 | 0 | 298.1328 | 0 | 572.7909 | 0.00301 | 571.7727 | 0 | 572.7909 | 0.00305 | 297.5444 | 0
| 373.3756 | 0.22422 | 298.8296 | 0.0010695 | 298.3428 | 0.00028177 | 373.3756 | 0.01422 | 298.8296 | -1.8426e-05 | 298.3428 | 0 | 292.3903 | 0 | 298.3428 | 0 | 298.8296 | 0 | 297.7527 | 0 | 298.8296 | 0 | 298.8296 | 8.9796e-06 | 298.8296 | 0 | 297.7527 | 0 | 298.8296 | 0.00020465 | 298.3428 | 0 | 572.9485 | 0.00359 | 571.931 | 2.6669e-05 | 572.9485 | 0.00279 | 297.7527 | 0
| 373.4886 | 0.22019 | 299.0401 | 4.2531e-05 | 298.5528 | -0.00041239 | 373.4886 | 0.01776 | 299.0401 | -0.00025836 | 298.5528 | 0 | 292.6016 | 0 | 298.5528 | 0 | 299.0401 | 0 | 297.961 | 0 | 299.0401 | 0 | 299.0401 | 0 | 299.0401 | 0 | 297.961 | 0 | 299.0401 | 0 | 298.5528 | 0 | 573.1061 | 0.00244 | 572.0893 | 1.0001e-05 | 573.1061 | 0.00298 | 297.961 | 0
| 373.6017 | 0.21511 | 299.2507 | 0.0010419 | 298.7628 | 0.00042226 | 373.6017 | 0.01994 | 299.2507 | 0.0004052 | 298.7628 | 0 | 292.8129 | 0 | 298.7628 | 0 | 299.2507 | 0 | 298.1693 | 0 | 299.2507 | 0 | 299.2507 | 9.5664e-06 | 299.2507 | 0 | 298.1693 | 0 | 299.2507 | 0.00027305 | 298.7628 | 0 | 573.2638 | 0.00339 | 572.2477 | 6.6672e-06 | 573.2638 | 0.0028 | 298.1693 | 0
| 373.7148 | 0.21149 | 299.4612 | 0.00034244 | 298.9728 | 0.00073497 | 373.7148 | 0.02145 | 299.4612 | 0.00015099 | 298.9728 | 0 | 293.0243 | 0 | 298.9728 | 0 | 299.4613 | 0 | 298.3776 | 0 | 299.4613 | 0 | 299.4612 | 0 | 299.4613 | 0 | 298.3776 | 0 | 299.4612 | 0 | 298.9728 | 0 | 573.4214 | 0.00199 | 572.406 | 1.0001e-05 | 573.4214 | 0.00296 | 298.3776 | 0
| 373.8278 | 0.21068 | 299.6718 | 0.0011544 | 299.1828 | 6.5007e-05 | 373.8278 | 0.02435 | 299.6718 | 0.00032347 | 299.1828 | 0 | 293.2356 | 0 | 299.1828 | 0 | 299.6718 | 0 | 298.5859 | 0 | 299.6718 | 0 | 299.6718 | 8.1993e-06 | 299.6718 | 0 | 298.5859 | 0 | 299.6718 | 0.00022498 | 299.1828 | 0 | 573.5791 | 0.00313 | 572.5644 | 0 | 573.5791 | 0.00275 | 298.5859 | 0
| 373.9409 | 0.20175 | 299.8824 | 0.00021329 | 299.3929 | -0.0007279 | 373.9409 | 0.0288 | 299.8824 | 7.2987e-05 | 299.3929 | 0 | 293.447 | 0 | 299.3929 | 0 | 299.8824 | 0 | 298.7942 | 0 | 299.8824 | 0 | 299.8824 | 0 | 299.8824 | 0 | 298.7942 | 0 | 299.8825 | 0 | 299.3929 | 0 | 573.7367 | 0.00397 | 572.7228 | 3.0002e-05 | 573.7367 | 0.00285 | 298.7942 | 0
| 374.0539 | 0.20125 | 300.0931 | 5.2139e-05 | 299.603 | 0.000427 | 374.0539 | 0.02859 | 300.0931 | -0.00020929 | 299.603 | 0 | 293.6584 | 6.6655e-06 | 299.603 | 0 | 300.0931 | 0 | 299.0026 | 0 | 300.0931 | 0 | 300.0931 | 1.4471e-05 | 300.0931 | 0 | 299.0026 | 0 | 300.0931 | 0.00026592 | 299.603 | 0 | 573.8944 | 0.00339 | 572.8811 | 6.6672e-06 | 573.8944 | 0.00269 | 299.0026 | 0
| 374.167 | 0.19791 | 300.3037 | -5.2678e-05 | 299.8131 | -0.0013905 | 374.167 | 0.03648 | 300.3037 | -0.00047645 | 299.8131 | 0 | 293.8698 | -5.3664e-06 | 299.8131 | 0 | 300.3037 | 0 | 299.2109 | 0 | 300.3037 | 0 | 300.3037 | 0 | 300.3037 | 0 | 299.2109 | 0 | 300.3037 | 0 | 299.8131 | 0 | 574.0521 | 0.00276 | 573.0395 | 0 | 574.0521 | 0.00293 | 299.2109 | 0
| 374.2801 | 0.1919 | 300.5143 | 0.0013663 | 300.0232 | 0.0013955 | 374.2801 | 0.0378 | 300.5143 | 0.00055624 | 300.0232 | 0 | 294.0812 | 5.025e-06 | 300.0232 | 0 | 300.5144 | 0 | 299.4193 | 0 | 300.5144 | 0 | 300.5143 | 1.6e-05 | 300.5144 | 0 | 299.4193 | 0 | 300.5143 | 0.00030728 | 300.0232 | 0 | 574.2098 | 0.00348 | 573.1979 | 2.6669e-05 | 574.2098 | 0.00282 | 299.4193 | 0
| 374.3931 | 0.18763 | 300.725 | 0.00080474 | 300.2333 | 0.0002168 | 374.3931 | 0.04051 | 300.725 | 4.0909e-05 | 300.2333 | 0 | 294.2926 | -3.7058e-06 | 300.2333 | 0 | 300.725 | 0 | 299.6277 | 0 | 300.725 | 0 | 300.725 | 0 | 300.725 | 0 | 299.6277 | 0 | 300.725 | 0 | 300.2333 | 0 | 574.3675 | 0.0023 | 573.3563 | 1.0001e-05 | 574.3675 | 0.00299 | 299.6277 | 0
| 374.5062 | 0.18203 | 300.9357 | 0.0011206 | 300.4434 | 0.0011128 | 374.5062 | 0.04276 | 300.9357 | -0.00010653 | 300.4434 | 0 | 294.504 | 9.626e-06 | 300.4434 | 0 | 300.9357 | 0 | 299.8361 | 0 | 300.9357 | 0 | 300.9357 | 9.461e-06 | 300.9357 | 0 | 299.8361 | 0 | 300.9357 | 0.00033434 | 300.4434 | 0 | 574.5252 | 0.00415 | 573.5147 | 6.6672e-06 | 574.5252 | 0.00271 | 299.8361 | 0
| 374.6192 | 0.17635 | 301.1464 | 0.00099094 | 300.6536 | 2.5032e-05 | 374.6192 | 0.05001 | 301.1464 | -0.00027154 | 300.6536 | 0 | 294.7155 | -6.117e-06 | 300.6536 | 0 | 301.1464 | 0 | 300.0445 | 0 | 301.1464 | 0 | 301.1464 | 0 | 301.1464 | 0 | 300.0445 | 0 | 301.1464 | 0 | 300.6536 | 0 | 574.6829 | 0.00438 | 573.6731 | 0 | 574.6829 | 0.0028 | 300.0445 | 0
| 374.7323 | 0.17271 | 301.3571 | 0.0014063 | 300.8638 | 0.00057515 | 374.7323 | 0.05291 | 301.3571 | 0.00050455 | 300.8638 | 0 | 294.9269 | 7.1587e-06 | 300.8638 | 0 | 301.3571 | 0 | 300.253 | 0 | 301.3571 | 0 | 301.3571 | 8.1631e-06 | 301.3571 | 0 | 300.253 | 0 | 301.3571 | 0.00014786 | 300.8638 | 0 | 574.8406 | 0.00431 | 573.8315 | 0 | 574.8406 | 0.00258 | 300.253 | 0
| 374.8453 | 0.17261 | 301.5678 | 0.00019473 | 301.0739 | 0.00079013 | 374.8453 | 0.05604 | 301.5678 | -0.00035102 | 301.0739 | 0 | 295.1384 | -4.2811e-06 | 301.0739 | 0 | 301.5678 | 0 | 300.4614 | 0 | 301.5678 | 0 | 301.5678 | 2.3644e-06 | 301.5678 | 0 | 300.4614 | 0 | 301.5678 | 0 | 301.074 | 0 | 574.9983 | 0.00267 | 573.9899 | 3.0002e-05 | 574.9983 | 0.00279 | 300.4614 | 0
| 374.9584 | 0.16523 | 301.7786 | 0.0015768 | 301.2842 | 0.00046144 | 374.9584 | 0.06189 | 301.7786 | 0.00010191 | 301.2842 | 0 | 295.3499 | 5.6859e-06 | 301.2842 | 0 | 301.7786 | 0 | 300.6698 | 0 | 301.7786 | 0 | 301.7786 | 9.6391e-06 | 301.7786 | 0 | 300.6698 | 0 | 301.7786 | 0.00014682 | 301.2842 | 0 | 575.1561 | 0.00341 | 574.1483 | 6.6672e-06 | 575.1561 | 0.00269 | 300.6698 | 0
| 375.0714 | 0.16118 | 301.9893 | 2.7165e-05 | 301.4944 | -0.00021296 | 375.0714 | 0.06506 | 301.9893 | -0.00054757 | 301.4944 | 0 | 295.5614 | -2.1223e-06 | 301.4944 | 0 | 301.9893 | 0 | 300.8783 | 0 | 301.9893 | 0 | 301.9893 | 0 | 301.9893 | 0 | 300.8783 | 0 | 301.9894 | 0 | 301.4944 | 0 | 575.3138 | 0.00234 | 574.3067 | 1.0001e-05 | 575.3138 | 0.00289 | 300.8783 | 0
| 375.1845 | 0.16044 | 302.2001 | 0.00056333 | 301.7046 | 0.00051033 | 375.1845 | 0.07378 | 302.2001 | -0.00027386 | 301.7046 | 0 | 295.7729 | 1.0224e-05 | 301.7046 | 0 | 302.2001 | 0 | 301.0868 | 0 | 302.2001 | 0 | 302.2001 | 5.2569e-06 | 302.2001 | 0 | 301.0868 | 0 | 302.2001 | 0.00012602 | 301.7046 | 0 | 575.4715 | 0.0025 | 574.4652 | 0 | 575.4715 | 0.00271 | 301.0868 | 0
| 375.2975 | 0.15709 | 302.4109 | 0.00045161 | 301.9149 | 0.00023263 | 375.2975 | 0.07829 | 302.4109 | -0.00010047 | 301.9149 | 0 | 295.9844 | -2.2948e-06 | 301.9149 | 0 | 302.4109 | 0 | 301.2953 | 0 | 302.4109 | 0 | 302.4109 | 0 | 302.4109 | 0 | 301.2953 | 0 | 302.4109 | 0 | 301.9149 | 0 | 575.6293 | 0.00408 | 574.6236 | 3.0002e-05 | 575.6293 | 0.00295 | 301.2953 | 0
| 375.4106 | 0.15043 | 302.6217 | 0.00098989 | 302.1252 | 0.00048763 | 375.4106 | 0.08398 | 302.6217 | 0.0011954 | 302.1252 | 0 | 296.1959 | 9.0504e-06 | 302.1252 | 0 | 302.6217 | 0 | 301.5038 | 0 | 302.6217 | 0 | 302.6217 | 7.6512e-06 | 302.6217 | 0 | 301.5038 | 0 | 302.6217 | 0.00027135 | 302.1252 | 0 | 575.7871 | 0.00359 | 574.7821 | 6.6672e-06 | 575.7871 | 0.00277 | 301.5038 | 0
| 375.5236 | 0.1457 | 302.8326 | 0.00028985 | 302.3354 | -0.00014381 | 375.5236 | 0.09296 | 302.8326 | 5.3172e-05 | 302.3354 | 0 | 296.4075 | -9.1916e-06 | 302.3354 | 0 | 302.8325 | 0 | 301.7123 | 0 | 302.8325 | 0 | 302.8326 | 0 | 302.8325 | 0 | 301.7123 | 0 | 302.8326 | 0 | 302.3354 | 0 | 575.9448 | 0.00306 | 574.9405 | 3.0002e-05 | 575.9448 | 0.0029 | 301.7123 | 0
| 375.6366 | 0.14212 | 303.0434 | 0.0015419 | 302.5458 | 0.0012477 | 375.6366 | 0.09363 | 303.0434 | 0.00035861 | 302.5458 | 0 | 296.619 | 4.9282e-06 | 302.5458 | 0 | 303.0434 | 0 | 301.9208 | 0 | 303.0434 | 0 | 303.0434 | 1.0907e-05 | 303.0434 | 0 | 301.9208 | 0 | 303.0434 | 0.00028742 | 302.5457 | 0 | 576.1026 | 0.00202 | 575.099 | 6.6672e-06 | 576.1026 | 0.0027 | 301.9208 | 0
| 375.7497 | 0.13901 | 303.2542 | 0.00065628 | 302.7561 | -0.00030199 | 375.7497 | 0.09873 | 303.2542 | -0.0010376 | 302.7561 | 0 | 296.8306 | -4.0914e-06 | 302.7561 | 0 | 303.2542 | 0 | 302.1294 | 0 | 303.2542 | 0 | 303.2542 | 0 | 303.2542 | 0 | 302.1294 | 0 | 303.2542 | 0 | 302.7561 | 0 | 576.2604 | 0.0029 | 575.2574 | 3.0002e-05 | 576.2604 | 0.00292 | 302.1294 | 0
| 375.8627 | 0.13172 | 303.4651 | 0.00081124 | 302.9664 | -0.00019397 | 375.8627 | 0.10128 | 303.4651 | 0.00051099 | 302.9664 | 0 | 297.0422 | 5.2203e-06 | 302.9664 | 0 | 303.4651 | 0 | 302.338 | 0 | 303.4651 | 0 | 303.4651 | 1.9318e-06 | 303.4651 | 0 | 302.338 | 0 | 303.4651 | 0.00026442 | 302.9664 | 0 | 576.4182 | 0.0036 | 575.4159 | 0 | 576.4182 | 0.00279 | 302.3379 | 0
| 375.9757 | 0.12882 | 303.676 | -0.00028928 | 303.1768 | -0.00056933 | 375.9757 | 0.11197 | 303.676 | -0.00055697 | 303.1768 | 0 | 297.2538 | -5.7014e-06 | 303.1768 | 0 | 303.676 | 0 | 302.5465 | 0 | 303.676 | 0 | 303.676 | 0 | 303.676 | 0 | 302.5465 | 0 | 303.676 | 0 | 303.1768 | 0 | 576.576 | 0.00237 | 575.5744 | 3.0002e-05 | 576.576 | 0.00283 | 302.5465 | 0
| 376.0888 | 0.12682 | 303.8869 | 0.00038552 | 303.3872 | 0.00086708 | 376.0888 | 0.11713 | 303.8869 | 0.00046586 | 303.3872 | 0 | 297.4654 | 2.1697e-06 | 303.3872 | 0 | 303.8869 | 0 | 302.7551 | 0 | 303.8869 | 0 | 303.8869 | 9.1607e-06 | 303.8869 | 0 | 302.7551 | 0 | 303.8869 | 0.00038952 | 303.3872 | 0 | 576.7338 | 0.00176 | 575.7329 | 0 | 576.7338 | 0.00255 | 302.7551 | 0
| 376.2018 | 0.12164 | 304.0978 | 0.00078956 | 303.5975 | -0.0006873 | 376.2018 | 0.12298 | 304.0978 | -0.00042739 | 303.5975 | 0 | 297.6771 | 2.2994e-07 | 303.5975 | 0 | 304.0978 | 0 | 302.9637 | 0 | 304.0978 | 0 | 304.0978 | 0 | 304.0978 | 0 | 302.9637 | 0 | 304.0978 | 0 | 303.5976 | 0 | 576.8916 | 0.00315 | 575.8914 | 3.0002e-05 | 576.8916 | 0.0027 | 302.9637 | 0
| 376.3148 | 0.11671 | 304.3087 | 0.0016505 | 303.808 | -0.00054069 | 376.3148 | 0.12669 | 304.3087 | 0.00034525 | 303.808 | 0 | 297.8887 | 5.4342e-06 | 303.808 | 0 | 304.3087 | 0 | 303.1723 | 0 | 304.3087 | 0 | 304.3087 | 1.1399e-05 | 304.3087 | 0 | 303.1723 | 0 | 304.3087 | 0.0002337 | 303.808 | 0 | 577.0495 | 0.00371 | 576.0499 | 0 | 577.0495 | 0.00261 | 303.1723 | 0
| 376.4279 | 0.11301 | 304.5197 | 4.4705e-05 | 304.0184 | 0.00014787 | 376.4279 | 0.13446 | 304.5197 | -0.0002477 | 304.0184 | 0 | 298.1003 | -2.8875e-06 | 304.0184 | 0 | 304.5197 | 0 | 303.381 | 0 | 304.5197 | 0 | 304.5197 | 0 | 304.5197 | 0 | 303.381 | 0 | 304.5197 | 0 | 304.0184 | 0 | 577.2073 | 0.0038 | 576.2084 | 0 | 577.2073 | 0.0028 | 303.3809 | 0
| 376.5409 | 0.10782 | 304.7307 | 0.0015091 | 304.2288 | 0.0022321 | 376.5409 | 0.13979 | 304.7307 | 0.00031182 | 304.2288 | 0 | 298.312 | 4.5799e-06 | 304.2288 | 0 | 304.7306 | 0 | 303.5896 | 0 | 304.7306 | 0 | 304.7307 | 2.4522e-05 | 304.7306 | 0 | 303.5896 | 0 | 304.7307 | 0.00038652 | 304.2288 | 0 | 577.3651 | 0.0036 | 576.3669 | 0 | 577.3651 | 0.0026 | 303.5896 | 0
| 376.6539 | 0.10243 | 304.9416 | 0.0003242 | 304.4393 | -0.00078741 | 376.6539 | 0.14351 | 304.9416 | 0.00010787 | 304.4393 | 0 | 298.5237 | -4.117e-06 | 304.4393 | 0 | 304.9416 | 0 | 303.7982 | 0 | 304.9416 | 0 | 304.9416 | 0 | 304.9416 | 0 | 303.7982 | 0 | 304.9416 | 0 | 304.4393 | 0 | 577.523 | 0.00317 | 576.5254 | 3.0002e-05 | 577.523 | 0.00273 | 303.7982 | 0
| 376.7669 | 0.09997 | 305.1526 | 0.0014565 | 304.6498 | 0.00017087 | 376.7669 | 0.14954 | 305.1526 | 0.00025145 | 304.6498 | 0 | 298.7354 | 2.5695e-06 | 304.6498 | 0 | 305.1526 | 0 | 304.0069 | 0 | 305.1526 | 0 | 305.1526 | 8.933e-06 | 305.1526 | 0 | 304.0069 | 0 | 305.1526 | 0.0004492 | 304.6498 | 0 | 577.6809 | 0.00454 | 576.684 | 6.6672e-06 | 577.6809 | 0.0026 | 304.0069 | 0
| 376.88 | 0.09488 | 305.3636 | 0.00069838 | 304.8603 | -0.00040906 | 376.88 | 0.15722 | 305.3636 | -0.00040107 | 304.8603 | 0 | 298.9471 | -3.5789e-06 | 304.8603 | 0 | 305.3636 | 0 | 304.2156 | 0 | 305.3636 | 0 | 305.3636 | 0 | 305.3636 | 0 | 304.2156 | 0 | 305.3636 | 0 | 304.8603 | 0 | 577.8387 | 0.00295 | 576.8425 | 1.0001e-05 | 577.8387 | 0.00276 | 304.2156 | 0
| 376.993 | 0.08672 | 305.5746 | 0.0013308 | 305.0708 | 0.00086148 | 376.993 | 0.16518 | 305.5746 | 0.0010642 | 305.0708 | 0 | 299.1588 | 8.5316e-06 | 305.0708 | 0 | 305.5746 | 0 | 304.4243 | 0 | 305.5746 | 0 | 305.5746 | 1.2948e-05 | 305.5746 | 0 | 304.4243 | 0 | 305.5747 | 0.00023418 | 305.0708 | 0 | 577.9966 | 0.00371 | 577.001 | 0 | 577.9966 | 0.00263 | 304.4243 | 0
| 377.106 | 0.08649 | 305.7857 | 0.00040422 | 305.2813 | -0.00093401 | 377.106 | 0.16914 | 305.7857 | 0.00024734 | 305.2813 | 0 | 299.3705 | -3.4307e-06 | 305.2813 | 0 | 305.7857 | 0 | 304.633 | 0 | 305.7857 | 0 | 305.7857 | 0 | 305.7857 | 0 | 304.633 | 0 | 305.7857 | 0 | 305.2813 | 0 | 578.1545 | 0.00318 | 577.1596 | 3.0002e-05 | 578.1545 | 0.00274 | 304.633 | 0
| 377.219 | 0.08392 | 305.9967 | 0.00093477 | 305.4918 | 0.00055136 | 377.219 | 0.17756 | 305.9967 | -0.00010137 | 305.4918 | 0 | 299.5823 | 7.161e-06 | 305.4918 | 0 | 305.9967 | 0 | 304.8417 | 0 | 305.9967 | 0 | 305.9967 | 9.7119e-06 | 305.9967 | 0 | 304.8417 | 0 | 305.9967 | 0.00027799 | 305.4918 | 0 | 578.3124 | 0.00318 | 577.3182 | 0 | 578.3124 | 0.00263 | 304.8417 | 0
| 377.332 | 0.08096 | 306.2078 | -0.00011339 | 305.7024 | -0.00014652 | 377.332 | 0.18285 | 306.2078 | 5.9193e-05 | 305.7024 | 0 | 299.794 | -3.9359e-06 | 305.7024 | 0 | 306.2078 | 0 | 305.0504 | 0 | 306.2078 | 0 | 306.2078 | 0 | 306.2078 | 0 | 305.0504 | 0 | 306.2078 | 0 | 305.7024 | 0 | 578.4703 | 0.00244 | 577.4767 | 0 | 578.4703 | 0.00283 | 305.0504 | 0
| 377.445 | 0.07782 | 306.4189 | 0.00073787 | 305.913 | -0.00029058 | 377.445 | 0.19103 | 306.4189 | 0.00045226 | 305.913 | 0 | 300.0058 | 4.8514e-06 | 305.913 | 0 | 306.4189 | 0 | 305.2592 | 0 | 306.4189 | 0 | 306.4189 | 8.1063e-06 | 306.4189 | 0 | 305.2592 | 0 | 306.4189 | 0.00025307 | 305.913 | 0 | 578.6282 | 0.00383 | 577.6353 | 0 | 578.6282 | 0.00272 | 305.2592 | 0
| 377.5581 | 0.07463 | 306.63 | 0.00047002 | 306.1236 | -8.0548e-05 | 377.5581 | 0.19801 | 306.63 | -0.00057209 | 306.1236 | 0 | 300.2176 | -5.268e-06 | 306.1236 | 0 | 306.63 | 0 | 305.4679 | 0 | 306.63 | 0 | 306.63 | 0 | 306.63 | 0 | 305.4679 | 0 | 306.63 | 0 | 306.1236 | 0 | 578.7861 | 0.00338 | 577.7939 | 1.0001e-05 | 578.7861 | 0.00293 | 305.4679 | 0
| 377.6711 | 0.07283 | 306.8411 | 0.0010763 | 306.3342 | 0.00066329 | 377.6711 | 0.21049 | 306.8411 | 0.0004035 | 306.3342 | 0 | 300.4294 | 1.0288e-05 | 306.3342 | 0 | 306.8411 | 0 | 305.6767 | 0 | 306.8411 | 0 | 306.8411 | 8.6318e-06 | 306.8411 | 0 | 305.6767 | 0 | 306.8411 | 0.00045642 | 306.3342 | 0 | 578.944 | 0.00418 | 577.9524 | 0 | 578.944 | 0.00272 | 305.6767 | 0
| 377.7841 | 0.06978 | 307.0522 | 9.8173e-05 | 306.5448 | -0.00022668 | 377.7841 | 0.21278 | 307.0522 | 1.2865e-05 | 306.5448 | 0 | 300.6412 | -4.1956e-06 | 306.5448 | 0 | 307.0522 | 0 | 305.8855 | 0 | 307.0522 | 0 | 307.0522 | 0 | 307.0522 | 0 | 305.8855 | 0 | 307.0523 | 0 | 306.5448 | 0 | 579.1019 | 0.00338 | 578.111 | 3.0002e-05 | 579.1019 | 0.00283 | 305.8855 | 0
| 377.8971 | 0.06808 | 307.2634 | 0.00017173 | 306.7554 | 0.0010097 | 377.8971 | 0.2233 | 307.2634 | -0.00034077 | 306.7554 | 0 | 300.853 | 6.1807e-06 | 306.7554 | 0 | 307.2634 | 0 | 306.0943 | 0 | 307.2634 | 0 | 307.2634 | 1.0907e-05 | 307.2634 | 0 | 306.0943 | 0 | 307.2634 | 0.00043834 | 306.7554 | 0 | 579.2599 | 0.00371 | 578.2696 | 0 | 579.2599 | 0.00262 | 306.0943 | 0
| 378.0101 | 0.06473 | 307.4745 | 0.00015025 | 306.9661 | 0.00019402 | 378.0101 | 0.22958 | 307.4745 | 0.00010098 | 306.9661 | 0 | 301.0649 | 8.7334e-07 | 306.9661 | 0 | 307.4746 | 0 | 306.3031 | 0 | 307.4746 | 0 | 307.4745 | 0 | 307.4746 | 0 | 306.3031 | 0 | 307.4746 | 0 | 306.9661 | 0 | 579.4178 | 0.00287 | 578.4282 | 1.0001e-05 | 579.4178 | 0.0027 | 306.3031 | 0
| 378.1231 | 0.06209 | 307.6857 | -9.2627e-05 | 307.1768 | 0.00018214 | 378.1231 | 0.24284 | 307.6857 | 0.0003309 | 307.1768 | 0 | 301.2767 | 5.7094e-06 | 307.1768 | 0 | 307.6857 | 0 | 306.5119 | 0 | 307.6857 | 0 | 307.6857 | 5.1752e-06 | 307.6857 | 0 | 306.5119 | 0 | 307.6857 | 0.00033508 | 307.1768 | 0 | 579.5758 | 0.00452 | 578.5869 | 2.6669e-05 | 579.5758 | 0.00258 | 306.5119 | 0
| 378.2361 | 0.05974 | 307.8969 | 0.00037192 | 307.3875 | 4.6569e-05 | 378.2361 | 0.25571 | 307.8969 | -0.00045247 | 307.3875 | 0 | 301.4886 | -1.7701e-06 | 307.3875 | 0 | 307.8969 | 0 | 306.7207 | 0 | 307.8969 | 0 | 307.8969 | 0 | 307.8969 | 0 | 306.7207 | 0 | 307.8969 | 0 | 307.3875 | 0 | 579.7337 | 0.00371 | 578.7455 | 1.0001e-05 | 579.7337 | 0.00268 | 306.7207 | 0
| 378.3491 | 0.05843 | 308.1082 | 0.00047234 | 307.5982 | 0.0002763 | 378.3491 | 0.26168 | 308.1082 | 0.00018126 | 307.5982 | 0 | 301.7005 | 6.8493e-07 | 307.5982 | 0 | 308.1081 | 0 | 306.9296 | 0 | 308.1081 | 0 | 308.1082 | 7.7967e-06 | 308.1081 | 0 | 306.9296 | 0 | 308.1082 | 0.00029531 | 307.5982 | 0 | 579.8917 | 0.0052 | 578.9041 | 6.6672e-06 | 579.8917 | 0.00262 | 306.9296 | 0
| 378.4621 | 0.05633 | 308.3194 | 0.00069381 | 307.8089 | 0.00025456 | 378.4621 | 0.27432 | 308.3194 | -0.00024265 | 307.8089 | 0 | 301.9124 | -4.9117e-07 | 307.8089 | 0 | 308.3194 | 0 | 307.1385 | 0 | 308.3194 | 0 | 308.3194 | 0 | 308.3194 | 0 | 307.1385 | 0 | 308.3194 | 0 | 307.8089 | 0 | 580.0497 | 0.0035 | 579.0627 | 1.0001e-05 | 580.0497 | 0.0028 | 307.1385 | 0
| 378.5751 | 0.05264 | 308.5306 | 0.00149 | 308.0197 | 0.00020021 | 378.5751 | 0.27863 | 308.5306 | -0.00013731 | 308.0197 | 0 | 302.1242 | 4.8204e-06 | 308.0197 | 0 | 308.5306 | 0 | 307.3473 | 0 | 308.5306 | 0 | 308.5306 | 8.1543e-06 | 308.5306 | 0 | 307.3473 | 0 | 308.5306 | 0.00019457 | 308.0197 | 0 | 580.2077 | 0.00527 | 579.2214 | 6.6672e-06 | 580.2077 | 0.00267 | 307.3473 | 0
| 378.6881 | 0.05191 | 308.7419 | 0.00035602 | 308.2304 | -0.00027632 | 378.6881 | 0.29064 | 308.7419 | -0.00029298 | 308.2304 | 0 | 302.3362 | 1.3113e-06 | 308.2304 | 0 | 308.7419 | 0 | 307.5562 | 0 | 308.7419 | 0 | 308.7419 | 0 | 308.7419 | 0 | 307.5562 | 0 | 308.7419 | 0 | 308.2304 | 0 | 580.3657 | 0.00269 | 579.38 | 1.0001e-05 | 580.3657 | 0.00278 | 307.5562 | 0
| 378.8011 | 0.05088 | 308.9532 | 0.0014464 | 308.4412 | -0.00011884 | 378.8011 | 0.29974 | 308.9532 | -0.00013227 | 308.4412 | 0 | 302.5481 | 7.2828e-06 | 308.4412 | 0 | 308.9531 | 0 | 307.7651 | 0 | 308.9531 | 0 | 308.9532 | 6.4113e-06 | 308.9531 | 0 | 307.7651 | 0 | 308.9532 | 0.00026275 | 308.4412 | 0 | 580.5237 | 0.00473 | 579.5386 | 6.6672e-06 | 580.5237 | 0.00259 | 307.7651 | 0
| 378.9141 | 0.04603 | 309.1644 | 0.00075704 | 308.652 | -2.4047e-05 | 378.9141 | 0.31601 | 309.1644 | 0.00023104 | 308.652 | 0 | 302.76 | -5.2649e-06 | 308.652 | 0 | 309.1644 | 0 | 307.974 | 0 | 309.1644 | 0 | 309.1644 | 0 | 309.1644 | 0 | 307.974 | 0 | 309.1644 | 0 | 308.652 | 0 | 580.6817 | 0.00336 | 579.6973 | 0 | 580.6817 | 0.00277 | 307.974 | 0
| 379.0271 | 0.04451 | 309.3757 | 0.00066204 | 308.8628 | 0.00021318 | 379.0271 | 0.32915 | 309.3757 | 0.00065341 | 308.8628 | 0 | 302.972 | 5.9114e-06 | 308.8628 | 0 | 309.3757 | 0 | 308.183 | 0 | 309.3757 | 0 | 309.3757 | 9.1326e-06 | 309.3757 | 0 | 308.183 | 0 | 309.3757 | 0.00022643 | 308.8628 | 0 | 580.8397 | 0.00404 | 579.856 | 6.6672e-06 | 580.8397 | 0.00261 | 308.183 | 0
| 379.1401 | 0.0445 | 309.5871 | 0.00021604 | 309.0736 | 0.00060766 | 379.1401 | 0.34226 | 309.5871 | -6.3013e-05 | 309.0736 | 0 | 303.184 | -4.4134e-06 | 309.0736 | 0 | 309.5871 | 0 | 308.3919 | 0 | 309.5871 | 0 | 309.5871 | 0 | 309.5871 | 0 | 308.3919 | 0 | 309.5871 | 0 | 309.0736 | 0 | 580.9977 | 0.00364 | 580.0146 | 1.0001e-05 | 580.9977 | 0.00272 | 308.3919 | 0
| 379.2531 | 0.04191 | 309.7984 | 0.0012273 | 309.2845 | 0.00018994 | 379.2531 | 0.35566 | 309.7984 | -7.9507e-05 | 309.2845 | 0 | 303.3959 | 5.3136e-06 | 309.2845 | 0 | 309.7984 | 0 | 308.6009 | 0 | 309.7984 | 0 | 309.7984 | 2.6629e-06 | 309.7984 | 0 | 308.6009 | 0 | 309.7984 | 0.00011023 | 309.2845 | 0 | 581.1558 | 0.00441 | 580.1733 | 0 | 581.1558 | 0.00249 | 308.6009 | 0
| 379.3661 | 0.04179 | 310.0097 | 0.0008642 | 309.4953 | -0.00047052 | 379.3661 | 0.36581 | 310.0097 | -0.00048208 | 309.4953 | 0 | 303.6079 | -4.5555e-07 | 309.4953 | 0 | 310.0097 | 0 | 308.8098 | 0 | 310.0097 | 0 | 310.0097 | 0 | 310.0097 | 0 | 308.8098 | 0 | 310.0097 | 0 | 309.4953 | 0 | 581.3138 | 0.00308 | 580.332 | 1.0001e-05 | 581.3138 | 0.00265 | 308.8098 | 0
| 379.4791 | 0.03932 | 310.2211 | 0.0010612 | 309.7062 | 0.00015632 | 379.4791 | 0.38588 | 310.2211 | 0.00011147 | 309.7062 | 0 | 303.8199 | 3.4723e-06 | 309.7062 | 0 | 310.2211 | 0 | 309.0188 | 0 | 310.2211 | 0 | 310.2211 | 6.0815e-06 | 310.2211 | 0 | 309.0188 | 0 | 310.2211 | 0.00039604 | 309.7062 | 0 | 581.4718 | 0.00524 | 580.4907 | 6.6672e-06 | 581.4718 | 0.00253 | 309.0188 | 0
| 379.592 | 0.03658 | 310.4325 | 0.00033309 | 309.9171 | 0.00044721 | 379.592 | 0.39882 | 310.4325 | -0.00012995 | 309.9171 | 0 | 304.032 | -9.6889e-07 | 309.9171 | 0 | 310.4325 | 0 | 309.2278 | 0 | 310.4325 | 0 | 310.4325 | 0 | 310.4325 | 0 | 309.2278 | 0 | 310.4325 | 0 | 309.9171 | 0 | 581.6299 | 0.00345 | 580.6494 | 1.0001e-05 | 581.6299 | 0.00268 | 309.2278 | 0
| 379.705 | 0.03549 | 310.6439 | 0.00027274 | 310.128 | 0.00095061 | 379.705 | 0.42066 | 310.6439 | 3.9372e-05 | 310.128 | 0 | 304.244 | 2.0962e-06 | 310.128 | 0 | 310.6439 | 0 | 309.4368 | 0 | 310.6439 | 0 | 310.6439 | 1.0916e-05 | 310.6439 | 0 | 309.4368 | 0 | 310.6439 | 0.0003124 | 310.128 | 0 | 581.788 | 0.00406 | 580.8081 | 0 | 581.788 | 0.00254 | 309.4368 | 0
| 379.818 | 0.03273 | 310.8553 | 0.00068648 | 310.3389 | -0.00069743 | 379.818 | 0.42969 | 310.8553 | 0.00036007 | 310.3389 | 0 | 304.456 | -4.2209e-06 | 310.3389 | 0 | 310.8553 | 0 | 309.6458 | 0 | 310.8553 | 0 | 310.8553 | 0 | 310.8553 | 0 | 309.6458 | 0 | 310.8553 | 0 | 310.339 | 0 | 581.946 | 0.00357 | 580.9668 | 0 | 581.946 | 0.00272 | 309.6458 | 0
| 379.931 | 0.03338 | 311.0667 | 0.00057314 | 310.5499 | 1.4094e-05 | 379.931 | 0.44522 | 311.0667 | 0.00034537 | 310.5499 | 0 | 304.6681 | 5.8837e-06 | 310.5499 | 0 | 311.0667 | 0 | 309.8549 | 0 | 311.0667 | 0 | 311.0667 | 1.131e-06 | 311.0667 | 0 | 309.8549 | 0 | 311.0667 | 7.8947e-05 | 310.5499 | 0 | 582.1041 | 0.00496 | 581.1255 | 0 | 582.1041 | 0.0026 | 309.8549 | 0
| 380.044 | 0.03261 | 311.2782 | 0.00018411 | 310.7609 | -0.00075956 | 380.044 | 0.46173 | 311.2782 | -0.00051746 | 310.7609 | 0 | 304.8802 | -1.3054e-06 | 310.7609 | 0 | 311.2782 | 0 | 310.0639 | 0 | 311.2782 | 0 | 311.2782 | 0 | 311.2782 | 0 | 310.0639 | 0 | 311.2782 | 0 | 310.7609 | 0 | 582.2622 | 0.00417 | 581.2842 | 0 | 582.2622 | 0.00274 | 310.0639 | 0
| 380.157 | 0.03135 | 311.4896 | 0.0010144 | 310.9718 | -0.00013335 | 380.157 | 0.48074 | 311.4896 | 0.00062567 | 310.9718 | 0 | 305.0923 | 2.8287e-06 | 310.9718 | 0 | 311.4896 | 0 | 310.273 | 0 | 311.4896 | 0 | 311.4896 | 5.3465e-06 | 311.4896 | 0 | 310.273 | 0 | 311.4896 | 9.424e-06 | 310.9718 | 0 | 582.4203 | 0.00418 | 581.443 | 0 | 582.4203 | 0.00256 | 310.273 | 0
| 380.2699 | 0.02973 | 311.7011 | 0.00066236 | 311.1828 | -0.00072299 | 380.2699 | 0.49704 | 311.7011 | -0.00017534 | 311.1828 | 0 | 305.3044 | -6.374e-06 | 311.1828 | 0 | 311.7011 | 0 | 310.4821 | 0 | 311.7011 | 0 | 311.7011 | 0 | 311.7011 | 0 | 310.4821 | 0 | 311.7011 | 0 | 311.1828 | 0 | 582.5784 | 0.00441 | 581.6017 | 3.0002e-05 | 582.5784 | 0.0027 | 310.4821 | 0
| 380.3829 | 0.0287 | 311.9126 | 0.00078823 | 311.3938 | 0.00094645 | 380.3829 | 0.51437 | 311.9126 | 0.0007533 | 311.3938 | 0 | 305.5164 | 7.6039e-06 | 311.3938 | 0 | 311.9126 | 0 | 310.6911 | 0 | 311.9126 | 0 | 311.9126 | 1.1002e-05 | 311.9126 | 0 | 310.6911 | 0 | 311.9126 | 0.00034896 | 311.3938 | 0 | 582.7365 | 0.00292 | 581.7604 | 6.6672e-06 | 582.7365 | 0.00254 | 310.6911 | 0
| 380.4959 | 0.02623 | 312.1241 | -9.6471e-05 | 311.6049 | -5.0257e-05 | 380.4959 | 0.53494 | 312.1241 | -0.00025147 | 311.6049 | 0 | 305.7286 | -2.358e-06 | 311.6049 | 0 | 312.1241 | 0 | 310.9002 | 0 | 312.1241 | 0 | 312.1241 | 0 | 312.1241 | 0 | 310.9002 | 0 | 312.1241 | 0 | 311.6049 | 0 | 582.8946 | 0.00278 | 581.9192 | 3.0002e-05 | 582.8946 | 0.0027 | 310.9002 | 0
| 380.6089 | 0.02897 | 312.3356 | 0.00097326 | 311.8159 | 0.00072318 | 380.6089 | 0.55682 | 312.3356 | 0.0010265 | 311.8159 | 0 | 305.9407 | 7.2673e-06 | 311.8159 | 0 | 312.3356 | 0 | 311.1093 | 0 | 312.3356 | 0 | 312.3356 | 9.3154e-06 | 312.3356 | 0 | 311.1093 | 0 | 312.3356 | 0.00025886 | 311.8159 | 0 | 583.0527 | 0.00538 | 582.0779 | 0 | 583.0527 | 0.00254 | 311.1093 | 0
| 380.7218 | 0.02636 | 312.5471 | 0.00023915 | 312.027 | 0.0002545 | 380.7218 | 0.57802 | 312.5471 | -3.3463e-05 | 312.027 | 0 | 306.1529 | -4.2724e-06 | 312.027 | 0 | 312.5471 | 0 | 311.3185 | 0 | 312.5471 | 0 | 312.5471 | 0 | 312.5471 | 0 | 311.3185 | 0 | 312.5471 | 0 | 312.027 | 0 | 583.2109 | 0.0028 | 582.2367 | 6.9993e-05 | 583.2109 | 0.00268 | 311.3185 | 0
| 380.8348 | 0.02577 | 312.7587 | 0.00076458 | 312.238 | 0.00011745 | 380.8348 | 0.59203 | 312.7587 | -0.00039666 | 312.238 | 0 | 306.365 | 4.2443e-06 | 312.238 | 0 | 312.7587 | 0 | 311.5276 | 0 | 312.7587 | 0 | 312.7587 | 1.0501e-05 | 312.7587 | 0 | 311.5276 | 0 | 312.7587 | 0.0003271 | 312.238 | 0 | 583.369 | 0.00399 | 582.3955 | 0 | 583.369 | 0.00247 | 311.5276 | 0
| 380.9478 | 0.02664 | 312.9703 | -0.00053343 | 312.4491 | -0.00023588 | 380.9478 | 0.61356 | 312.9703 | -0.00045064 | 312.4491 | 0 | 306.5772 | -3.5174e-06 | 312.4491 | 0 | 312.9703 | 0 | 311.7368 | 0 | 312.9703 | 0 | 312.9703 | 0 | 312.9703 | 0 | 311.7368 | 0 | 312.9703 | 0 | 312.4491 | 0 | 583.5272 | 0.00417 | 582.5543 | 1.0001e-05 | 583.5272 | 0.00258 | 311.7368 | 0
| 381.0607 | 0.02395 | 313.1819 | -0.00011886 | 312.6603 | 0.00044891 | 381.0607 | 0.6316 | 313.1819 | 0.00087496 | 312.6603 | 0 | 306.7894 | 4.6145e-06 | 312.6603 | 0 | 313.1818 | 0 | 311.9459 | 0 | 313.1818 | 0 | 313.1819 | 9.2524e-06 | 313.1818 | 0 | 311.9459 | 0 | 313.1818 | 0.00025627 | 312.6603 | 0 | 583.6853 | 0.00334 | 582.713 | 0 | 583.6853 | 0.00246 | 311.9459 | 0
| 381.1737 | 0.02229 | 313.3934 | 0.00060985 | 312.8714 | -0.0011216 | 381.1737 | 0.6548 | 313.3934 | -0.0004932 | 312.8714 | 0 | 307.0016 | -1.035e-06 | 312.8714 | 0 | 313.3934 | 0 | 312.1551 | 0 | 313.3934 | 0 | 313.3934 | 0 | 313.3934 | 0 | 312.1551 | 0 | 313.3934 | 0 | 312.8714 | 0 | 583.8435 | 0.00378 | 582.8718 | 0 | 583.8435 | 0.00266 | 312.1551 | 0
| 381.2867 | 0.02323 | 313.605 | 0.0010737 | 313.0825 | 0.00020916 | 381.2867 | 0.66791 | 313.605 | 0.0009089 | 313.0825 | 0 | 307.2138 | 3.4509e-06 | 313.0825 | 0 | 313.6051 | 0 | 312.3643 | 0 | 313.6051 | 0 | 313.605 | 9.6866e-06 | 313.6051 | 0 | 312.3643 | 0 | 313.605 | 0.00040709 | 313.0825 | 0 | 584.0016 | 0.00318 | 583.0306 | 0 | 584.0016 | 0.00252 | 312.3643 | 0
| 381.3997 | 0.0196 | 313.8167 | 0.00041454 | 313.2937 | 9.2103e-06 | 381.3997 | 0.68736 | 313.8167 | -0.00021196 | 313.2937 | 0 | 307.426 | -2.3852e-06 | 313.2937 | 0 | 313.8167 | 0 | 312.5735 | 0 | 313.8167 | 0 | 313.8167 | 0 | 313.8167 | 0 | 312.5735 | 0 | 313.8167 | 0 | 313.2937 | 0 | 584.1598 | 0.00232 | 583.1894 | 5.0004e-05 | 584.1598 | 0.00262 | 312.5735 | 0
| 381.5126 | 0.02183 | 314.0283 | 0.00075678 | 313.5049 | 0.00089742 | 381.5126 | 0.69445 | 314.0283 | 0.0010076 | 313.5049 | 0 | 307.6383 | 5.7185e-06 | 313.5049 | 0 | 314.0283 | 0 | 312.7827 | 0 | 314.0283 | 0 | 314.0283 | 8.8273e-06 | 314.0283 | 0 | 312.7827 | 0 | 314.0283 | 0.00041767 | 313.5049 | 0 | 584.318 | 0.00432 | 583.3482 | 0 | 584.318 | 0.00246 | 312.7827 | 0
| 381.6256 | 0.01913 | 314.24 | -9.245e-05 | 313.7161 | -0.00046732 | 381.6256 | 0.71899 | 314.24 | -0.00015451 | 313.7161 | 0 | 307.8505 | -7.3408e-06 | 313.7161 | 0 | 314.24 | 0 | 312.9919 | 0 | 314.24 | 0 | 314.24 | 0 | 314.24 | 0 | 312.9919 | 0 | 314.24 | 0 | 313.7161 | 0 | 584.4762 | 0.00241 | 583.5071 | 1.0001e-05 | 584.4762 | 0.00263 | 312.9919 | 0
| 381.7385 | 0.01888 | 314.4517 | 0.001336 | 313.9273 | 0.00064108 | 381.7385 | 0.73304 | 314.4517 | 0.0003436 | 313.9273 | 0 | 308.0628 | 5.1714e-06 | 313.9273 | 0 | 314.4517 | 0 | 313.2012 | 0 | 314.4517 | 0 | 314.4517 | 6.1066e-06 | 314.4517 | 0 | 313.2012 | 0 | 314.4517 | 0.00032218 | 313.9273 | 0 | 584.6344 | 0.00313 | 583.6659 | 6.6672e-06 | 584.6344 | 0.00253 | 313.2012 | 0
| 381.8515 | 0.01881 | 314.6634 | -0.00054332 | 314.1385 | 0.0004409 | 381.8515 | 0.75052 | 314.6634 | -0.00031086 | 314.1385 | 0 | 308.2751 | -6.0003e-07 | 314.1385 | 0 | 314.6633 | 0 | 313.4105 | 0 | 314.6633 | 0 | 314.6634 | 0 | 314.6633 | 0 | 313.4105 | 0 | 314.6634 | 0 | 314.1385 | 0 | 584.7926 | 0.00341 | 583.8247 | 3.0002e-05 | 584.7926 | 0.00275 | 313.4105 | 0
| 381.9645 | 0.01692 | 314.8751 | 0.00052447 | 314.3497 | -9.8199e-05 | 381.9645 | 0.75834 | 314.8751 | 8.7147e-05 | 314.3497 | 0 | 308.4874 | 1.1884e-05 | 314.3497 | 0 | 314.8751 | 0 | 313.6197 | 0 | 314.8751 | 0 | 314.8751 | 0 | 314.8751 | 0 | 313.6197 | 0 | 314.8751 | 0.00015991 | 314.3497 | 0 | 584.9508 | 0.00417 | 583.9836 | 0 | 584.9508 | 0.00257 | 313.6197 | 0
| 382.0774 | 0.01655 | 315.0868 | 1.0378e-05 | 314.561 | -0.00056008 | 382.0774 | 0.77906 | 315.0868 | -0.00032931 | 314.561 | 0 | 308.6997 | -4.3194e-06 | 314.561 | 0 | 315.0868 | 0 | 313.829 | 0 | 315.0868 | 0 | 315.0868 | 0 | 315.0868 | 0 | 313.829 | 0 | 315.0868 | 0 | 314.561 | 0 | 585.109 | 0.00283 | 584.1424 | 3.0002e-05 | 585.109 | 0.00269 | 313.829 | 0
| 382.1904 | 0.01625 | 315.2985 | 0.0016679 | 314.7723 | 0.00069025 | 382.1904 | 0.79283 | 315.2985 | 0.0011975 | 314.7723 | 0 | 308.912 | 5.1113e-06 | 314.7723 | 0 | 315.2985 | 0 | 314.0383 | 0 | 315.2985 | 0 | 315.2985 | 1.0908e-05 | 315.2985 | 0 | 314.0383 | 0 | 315.2985 | 0.00038466 | 314.7723 | 0 | 585.2673 | 0.00432 | 584.3012 | 6.6672e-06 | 585.2673 | 0.00241 | 314.0383 | 0
| 382.3033 | 0.0141 | 315.5103 | -0.00058795 | 314.9836 | 0.00043719 | 382.3033 | 0.81124 | 315.5103 | -0.00044924 | 314.9836 | 0 | 309.1243 | -2.3802e-06 | 314.9836 | 0 | 315.5103 | 0 | 314.2476 | 0 | 315.5103 | 0 | 315.5103 | 0 | 315.5103 | 0 | 314.2476 | 0 | 315.5102 | 0 | 314.9836 | 0 | 585.4255 | 0.00239 | 584.4601 | 1.0001e-05 | 585.4255 | 0.00254 | 314.2476 | 0
| 382.4163 | 0.01098 | 315.722 | 0.0010507 | 315.1949 | 0.00020301 | 382.4163 | 0.81617 | 315.722 | 0.00045157 | 315.1949 | 0 | 309.3367 | 6.8969e-06 | 315.1949 | 0 | 315.722 | 0 | 314.4569 | 0 | 315.722 | 0 | 315.722 | 5.5389e-06 | 315.722 | 0 | 314.4569 | 0 | 315.722 | 0.00022539 | 315.1949 | 0 | 585.5838 | 0.00285 | 584.619 | 0 | 585.5838 | 0.00238 | 314.4569 | 0
| 382.5292 | 0.01331 | 315.9338 | 0.0018017 | 315.4062 | -0.00075472 | 382.5292 | 0.83215 | 315.9338 | -0.00020785 | 315.4062 | 0 | 309.549 | -4.8235e-07 | 315.4062 | 0 | 315.9338 | 0 | 314.6663 | 0 | 315.9338 | 0 | 315.9338 | 0 | 315.9338 | 0 | 314.6663 | 0 | 315.9338 | 0 | 315.4062 | 0 | 585.742 | 0.00327 | 584.7778 | 1.0001e-05 | 585.742 | 0.00258 | 314.6663 | 0
| 382.6422 | 0.01168 | 316.1456 | 0.0015477 | 315.6176 | 0.00086456 | 382.6422 | 0.8401 | 316.1456 | 0.00029358 | 315.6176 | 0 | 309.7614 | 2.6102e-06 | 315.6176 | 0 | 316.1456 | 0 | 314.8756 | 0 | 316.1456 | 0 | 316.1456 | 1.0974e-05 | 316.1456 | 0 | 314.8756 | 0 | 316.1456 | 0.00028783 | 315.6175 | 0 | 585.9003 | 0.00512 | 584.9367 | 6.6672e-06 | 585.9003 | 0.00253 | 314.8756 | 0
| 382.7551 | 0.01119 | 316.3574 | 0.00022825 | 315.8289 | 0.00042269 | 382.7551 | 0.85161 | 316.3574 | -0.00040671 | 315.8289 | 0 | 309.9738 | -5.0649e-06 | 315.8289 | 0 | 316.3574 | 0 | 315.085 | 0 | 316.3574 | 0 | 316.3574 | 0 | 316.3574 | 0 | 315.085 | 0 | 316.3574 | 0 | 315.8289 | 0 | 586.0585 | 0.00313 | 585.0956 | 1.0001e-05 | 586.0585 | 0.00266 | 315.085 | 0
| 382.8681 | 0.00977 | 316.5692 | 0.00074708 | 316.0403 | -0.00080045 | 382.8681 | 0.86982 | 316.5692 | 0.00065053 | 316.0403 | 0 | 310.1862 | 8.9145e-06 | 316.0403 | 0 | 316.5692 | 0 | 315.2944 | 0 | 316.5692 | 0 | 316.5692 | 1.0999e-05 | 316.5692 | 0 | 315.2944 | 0 | 316.5692 | 0.00028996 | 316.0403 | 0 | 586.2168 | 0.00308 | 585.2545 | 6.6672e-06 | 586.2168 | 0.00253 | 315.2944 | 0
| 382.981 | 0.00866 | 316.7811 | 0.00031871 | 316.2517 | -0.0012367 | 382.981 | 0.8788 | 316.7811 | -0.00064558 | 316.2517 | 0 | 310.3986 | -2.5814e-06 | 316.2517 | 0 | 316.7811 | 0 | 315.5038 | 0 | 316.7811 | 0 | 316.7811 | 0 | 316.7811 | 0 | 315.5038 | 0 | 316.7811 | 0 | 316.2517 | 0 | 586.3751 | 0.00369 | 585.4134 | 0 | 586.3751 | 0.00253 | 315.5038 | 0
| 383.094 | 0.00783 | 316.993 | 0.0012904 | 316.4631 | 0.00018492 | 383.094 | 0.888 | 316.993 | -0.00028702 | 316.4631 | 0 | 310.611 | 4.7605e-06 | 316.4631 | 0 | 316.9929 | 0 | 315.7131 | 0 | 316.9929 | 0 | 316.993 | 4.6615e-06 | 316.9929 | 0 | 315.7131 | 0 | 316.993 | 0.00030736 | 316.4631 | 0 | 586.5334 | 0.00445 | 585.5723 | 0 | 586.5334 | 0.0024 | 315.7131 | 0
| 383.2069 | 0.00882 | 317.2048 | 0.00050675 | 316.6745 | -0.00022963 | 383.2069 | 0.89981 | 317.2048 | -3.7537e-06 | 316.6745 | 0 | 310.8234 | -2.7521e-06 | 316.6745 | 0 | 317.2048 | 0 | 315.9225 | 0 | 317.2048 | 0 | 317.2048 | 0 | 317.2048 | 0 | 315.9225 | 0 | 317.2048 | 0 | 316.6745 | 0 | 586.6917 | 0.00429 | 585.7312 | 3.0002e-05 | 586.6917 | 0.00257 | 315.9226 | 0
| 383.3199 | 0.00678 | 317.4167 | 0.00072605 | 316.886 | 0.00047937 | 383.3199 | 0.90675 | 317.4167 | 0.00026889 | 316.886 | 0 | 311.0359 | 7.4886e-06 | 316.886 | 0 | 317.4167 | 0 | 316.132 | 0 | 317.4167 | 0 | 317.4167 | 8.7907e-06 | 317.4167 | 0 | 316.132 | 0 | 317.4167 | 0.00033723 | 316.886 | 0 | 586.85 | 0.00396 | 585.8901 | 2.6669e-05 | 586.85 | 0.00247 | 316.132 | 0
| 383.4328 | 0.00673 | 317.6286 | -0.00039077 | 317.0974 | -0.00081382 | 383.4328 | 0.90831 | 317.6286 | -0.00035049 | 317.0974 | 0 | 311.2484 | -1.2616e-06 | 317.0974 | 0 | 317.6286 | 0 | 316.3414 | 0 | 317.6286 | 0 | 317.6286 | 0 | 317.6286 | 0 | 316.3414 | 0 | 317.6286 | 0 | 317.0974 | 0 | 587.0083 | 0.00283 | 586.049 | 0 | 587.0083 | 0.00258 | 316.3414 | 0
| 383.5457 | 0.0074 | 317.8405 | 0.00071603 | 317.3089 | 0.00046835 | 383.5457 | 0.91932 | 317.8405 | 0.00024564 | 317.3089 | 0 | 311.4608 | 2.1187e-06 | 317.3089 | 0 | 317.8405 | 0 | 316.5509 | 0 | 317.8405 | 0 | 317.8405 | 5.5287e-06 | 317.8405 | 0 | 316.5509 | 0 | 317.8406 | 0.00047515 | 317.3089 | 0 | 587.1667 | 0.00506 | 586.2079 | 2.6669e-05 | 587.1667 | 0.00239 | 316.5509 | 0
| 383.6587 | 0.00618 | 318.0525 | 0.00012117 | 317.5204 | -0.001626 | 383.6587 | 0.91452 | 318.0525 | -0.00036335 | 317.5204 | 0 | 311.6733 | 1.1969e-06 | 317.5204 | 0 | 318.0525 | 0 | 316.7603 | 0 | 318.0525 | 0 | 318.0525 | 0 | 318.0525 | 0 | 316.7603 | 0 | 318.0525 | 0 | 317.5204 | 0 | 587.325 | 0.00503 | 586.3669 | 1.0001e-05 | 587.325 | 0.00256 | 316.7604 | 0
| 383.7716 | 0.00621 | 318.2644 | 0.0016011 | 317.7319 | 0.00067858 | 383.7716 | 0.9306 | 318.2644 | 0.00020006 | 317.7319 | 0 | 311.8858 | 8.2815e-06 | 317.7319 | 0 | 318.2644 | 0 | 316.9698 | 0 | 318.2644 | 0 | 318.2644 | 6.2313e-06 | 318.2644 | 0 | 316.9698 | 0 | 318.2644 | 0.00052557 | 317.7319 | 0 | 587.4833 | 0.00443 | 586.5258 | 6.6672e-06 | 587.4833 | 0.00246 | 316.9698 | 0
| 383.8846 | 0.00417 | 318.4764 | 0.00029717 | 317.9434 | 0.00064383 | 383.8846 | 0.92787 | 318.4764 | 0.00029156 | 317.9434 | 0 | 312.0983 | -6.0338e-06 | 317.9434 | 0 | 318.4764 | 0 | 317.1793 | 0 | 318.4764 | 0 | 318.4764 | 0 | 318.4764 | 0 | 317.1793 | 0 | 318.4764 | 0 | 317.9434 | 0 | 587.6417 | 0.00457 | 586.6848 | 0 | 587.6417 | 0.00261 | 317.1793 | 0
| 383.9975 | 0.0059 | 318.6884 | 0.00065811 | 318.155 | -0.00010172 | 383.9975 | 0.93674 | 318.6884 | 0.00020106 | 318.155 | 0 | 312.3109 | 3.8069e-06 | 318.155 | 0 | 318.6884 | 0 | 317.3888 | 0 | 318.6884 | 0 | 318.6884 | 4.1947e-06 | 318.6884 | 0 | 317.3888 | 0 | 318.6884 | 0.00017841 | 318.155 | 0 | 587.8 | 0.00554 | 586.8437 | 2.6669e-05 | 587.8 | 0.00248 | 317.3888 | 0
| 384.1104 | 0.00492 | 318.9004 | 0.00019275 | 318.3665 | 9.9881e-05 | 384.1104 | 0.93831 | 318.9004 | -0.0002986 | 318.3665 | 0 | 312.5234 | -3.1353e-06 | 318.3665 | 0 | 318.9004 | 0 | 317.5983 | 0 | 318.9004 | 0 | 318.9004 | 0 | 318.9004 | 0 | 317.5983 | 0 | 318.9004 | 0 | 318.3665 | 0 | 587.9584 | 0.00297 | 587.0027 | 1.0001e-05 | 587.9584 | 0.00254 | 317.5983 | 0
| 384.2234 | 0.00416 | 319.1124 | 0.0011345 | 318.5781 | -4.9352e-05 | 384.2234 | 0.94063 | 319.1124 | 0.00075638 | 318.5781 | 0 | 312.7359 | 7.5859e-06 | 318.5781 | 0 | 319.1124 | 0 | 317.8079 | 0 | 319.1124 | 0 | 319.1124 | 9.4124e-06 | 319.1124 | 0 | 317.8079 | 0 | 319.1124 | 0.00014535 | 318.5781 | 0 | 588.1168 | 0.00364 | 587.1617 | 2.6669e-05 | 588.1168 | 0.0024 | 317.8079 | 0
| 384.3363 | 0.00337 | 319.3244 | 0.00057644 | 318.7897 | -4.5332e-06 | 384.3363 | 0.9526 | 319.3244 | -0.0002042 | 318.7897 | 0 | 312.9485 | -7.9391e-06 | 318.7897 | 0 | 319.3244 | 0 | 318.0174 | 0 | 319.3244 | 0 | 319.3244 | 0 | 319.3244 | 0 | 318.0174 | 0 | 319.3244 | 0 | 318.7897 | 0 | 588.2751 | 0.0038 | 587.3206 | 1.0001e-05 | 588.2751 | 0.00249 | 318.0174 | 0
| 384.4492 | 0.00403 | 319.5364 | 0.0013201 | 319.0013 | 0.00022392 | 384.4492 | 0.95485 | 319.5364 | 0.00041627 | 319.0013 | 0 | 313.1611 | 2.5581e-06 | 319.0013 | 0 | 319.5365 | 0 | 318.227 | 0 | 319.5365 | 0 | 319.5364 | 4.4832e-06 | 319.5365 | 0 | 318.227 | 0 | 319.5364 | 0.00036228 | 319.0013 | 0 | 588.4335 | 0.00462 | 587.4796 | 0 | 588.4335 | 0.0024 | 318.227 | 0
| 384.5622 | 0.00451 | 319.7485 | 0.00060593 | 319.2129 | -0.0003995 | 384.5622 | 0.95939 | 319.7485 | -0.00027873 | 319.2129 | 0 | 313.3737 | -1.7426e-06 | 319.2129 | 0 | 319.7485 | 0 | 318.4366 | 0 | 319.7485 | 0 | 319.7485 | 0 | 319.7485 | 0 | 318.4366 | 0 | 319.7485 | 0 | 319.2129 | 0 | 588.5919 | 0.0032 | 587.6386 | 0 | 588.5919 | 0.00256 | 318.4366 | 0
| 384.6751 | 0.00329 | 319.9606 | 0.0012709 | 319.4246 | 0.00068404 | 384.6751 | 0.94848 | 319.9606 | 0.00016173 | 319.4246 | 0 | 313.5863 | 5.7726e-06 | 319.4246 | 0 | 319.9606 | 0 | 318.6461 | 0 | 319.9606 | 0 | 319.9606 | 1.2702e-05 | 319.9606 | 0 | 318.6461 | 0 | 319.9606 | 0.00041003 | 319.4246 | 0 | 588.7503 | 0.00352 | 587.7976 | 6.6672e-06 | 588.7503 | 0.00248 | 318.6461 | 0
| 384.788 | 0.00364 | 320.1727 | -6.083e-05 | 319.6362 | -0.00049957 | 384.788 | 0.95898 | 320.1727 | -4.5848e-05 | 319.6362 | 0 | 313.7989 | -3.3565e-06 | 319.6362 | 0 | 320.1727 | 0 | 318.8557 | 0 | 320.1727 | 0 | 320.1727 | 0 | 320.1727 | 0 | 318.8557 | 0 | 320.1727 | 0 | 319.6362 | 0 | 588.9087 | 0.00357 | 587.9566 | 0 | 588.9087 | 0.00256 | 318.8557 | 0
| 384.901 | 0.00301 | 320.3848 | 0.00060106 | 319.8479 | -9.4592e-06 | 384.901 | 0.95771 | 320.3848 | 0.00041426 | 319.8479 | 0 | 314.0115 | 6.5567e-06 | 319.8479 | 0 | 320.3848 | 0 | 319.0653 | 0 | 320.3848 | 0 | 320.3848 | 8.655e-06 | 320.3848 | 0 | 319.0653 | 0 | 320.3848 | 0.0002538 | 319.8479 | 0 | 589.0671 | 0.00262 | 588.1156 | 6.6672e-06 | 589.0671 | 0.00243 | 319.0653 | 0
| 385.0139 | 0.00289 | 320.5969 | -0.00034682 | 320.0596 | -0.00025841 | 385.0139 | 0.96134 | 320.5969 | 3.5561e-05 | 320.0596 | 0 | 314.2242 | -5.125e-06 | 320.0596 | 0 | 320.5969 | 0 | 319.275 | 0 | 320.5969 | 0 | 320.5969 | 0 | 320.5969 | 0 | 319.275 | 0 | 320.5969 | 0 | 320.0596 | 0 | 589.2256 | 0.00417 | 588.2746 | 3.0002e-05 | 589.2256 | 0.00255 | 319.275 | 0
| 385.1268 | 0.0032 | 320.809 | 0.0013229 | 320.2713 | 0.00029597 | 385.1268 | 0.96399 | 320.809 | 0.00053929 | 320.2713 | 0 | 314.4368 | 7.4425e-06 | 320.2713 | 0 | 320.809 | 0 | 319.4846 | 0 | 320.809 | 0 | 320.809 | 3.9228e-06 | 320.809 | 0 | 319.4846 | 0 | 320.809 | 0.0002732 | 320.2713 | 0 | 589.384 | 0.00478 | 588.4336 | 6.6672e-06 | 589.384 | 0.00252 | 319.4846 | 0
| 385.2397 | 0.00255 | 321.0212 | 0.00040177 | 320.483 | -0.00079427 | 385.2397 | 0.96772 | 321.0212 | -0.00011613 | 320.483 | 0 | 314.6495 | -5.4917e-06 | 320.483 | 0 | 321.0212 | 0 | 319.6942 | 0 | 321.0212 | 0 | 321.0212 | 0 | 321.0212 | 0 | 319.6942 | 0 | 321.0212 | 0 | 320.483 | 0 | 589.5424 | 0.00311 | 588.5927 | 3.0002e-05 | 589.5424 | 0.00259 | 319.6942 | 0
| 385.3526 | 0.00238 | 321.2333 | 0.0006118 | 320.6948 | 0.000794 | 385.3526 | 0.97007 | 321.2333 | 0.00052087 | 320.6948 | 0 | 314.8622 | 4.9266e-06 | 320.6948 | 0 | 321.2333 | 0 | 319.9039 | 0 | 321.2333 | 0 | 321.2333 | 8.0623e-06 | 321.2333 | 0 | 319.9039 | 0 | 321.2333 | 0.0003026 | 320.6948 | 0 | 589.7009 | 0.00366 | 588.7517 | 0 | 589.7009 | 0.00248 | 319.9039 | 0
| 385.4656 | 0.00185 | 321.4455 | -2.8641e-05 | 320.9065 | 0.00056103 | 385.4656 | 0.97105 | 321.4455 | -0.00016714 | 320.9065 | 0 | 315.0749 | -4.8623e-06 | 320.9065 | 0 | 321.4455 | 0 | 320.1136 | 0 | 321.4455 | 0 | 321.4455 | 0 | 321.4455 | 0 | 320.1136 | 0 | 321.4455 | 0 | 320.9065 | 0 | 589.8593 | 0.00339 | 588.9107 | 3.0002e-05 | 589.8593 | 0.00254 | 320.1136 | 0
| 385.5785 | 0.0016 | 321.6577 | 0.00010059 | 321.1183 | 0.000579 | 385.5785 | 0.96482 | 321.6577 | 0.00050749 | 321.1183 | 0 | 315.2876 | 4.4129e-06 | 321.1183 | 0 | 321.6577 | 0 | 320.3233 | 0 | 321.6577 | 0 | 321.6577 | 9.9074e-06 | 321.6577 | 0 | 320.3233 | 0 | 321.6577 | 0.00028961 | 321.1183 | 0 | 590.0178 | 0.0032 | 589.0698 | 0 | 590.0178 | 0.00239 | 320.3233 | 0
| 385.6914 | 0.00134 | 321.8699 | 0.00052404 | 321.3301 | -0.00036993 | 385.6914 | 0.97493 | 321.8699 | -0.00029049 | 321.3301 | 0 | 315.5003 | -4.5805e-06 | 321.3301 | 0 | 321.8699 | 0 | 320.533 | 0 | 321.8699 | 0 | 321.8699 | 0 | 321.8699 | 0 | 320.533 | 0 | 321.8699 | 0 | 321.3301 | 0 | 590.1763 | 0.00267 | 589.2288 | 3.0002e-05 | 590.1763 | 0.00248 | 320.533 | 0
| 385.8043 | 0.00175 | 322.0822 | 0.0012528 | 321.5419 | 0.00026541 | 385.8043 | 0.97553 | 322.0822 | 0.00028756 | 321.5419 | 0 | 315.713 | 6.4288e-06 | 321.5419 | 0 | 322.0822 | 0 | 320.7427 | 0 | 322.0822 | 0 | 322.0822 | 9.6821e-06 | 322.0822 | 0 | 320.7427 | 0 | 322.0822 | 0.00025204 | 321.5419 | 0 | 590.3347 | 0.0055 | 589.3879 | 0 | 590.3347 | 0.00234 | 320.7427 | 0
| 385.9172 | 0.00102 | 322.2944 | 0.00076122 | 321.7537 | 0.00018365 | 385.9172 | 0.9775 | 322.2944 | -0.00019929 | 321.7537 | 0 | 315.9258 | -3.6012e-06 | 321.7537 | 0 | 322.2944 | 0 | 320.9524 | 0 | 322.2944 | 0 | 322.2944 | 0 | 322.2944 | 0 | 320.9524 | 0 | 322.2944 | 0 | 321.7537 | 0 | 590.4932 | 0.00239 | 589.547 | 1.0001e-05 | 590.4932 | 0.0025 | 320.9524 | 0
| 386.0301 | 0.00266 | 322.5067 | 0.0014509 | 321.9655 | 1.0643e-05 | 386.0301 | 0.98265 | 322.5067 | -0.00010407 | 321.9655 | 0 | 316.1385 | 7.9188e-06 | 321.9655 | 0 | 322.5067 | 0 | 321.1621 | 0 | 322.5067 | 0 | 322.5067 | 4.1009e-06 | 322.5067 | 0 | 321.1621 | 0 | 322.5066 | 0.00022246 | 321.9655 | 0 | 590.6517 | 0.00316 | 589.706 | 0 | 590.6517 | 0.00236 | 321.1621 | 0
| 386.1431 | 0.00167 | 322.7189 | 0.00050208 | 322.1774 | -0.00082092 | 386.1431 | 0.98891 | 322.7189 | -0.00045708 | 322.1774 | 0 | 316.3513 | -3.0259e-06 | 322.1774 | 0 | 322.7189 | 0 | 321.3719 | 0 | 322.7189 | 0 | 322.7189 | 0 | 322.7189 | 0 | 321.3719 | 0 | 322.7189 | 0 | 322.1774 | 0 | 590.8102 | 0.00331 | 589.8651 | 0 | 590.8102 | 0.00246 | 321.3719 | 0
| 386.256 | 0.00196 | 322.9312 | 0.00073669 | 322.3893 | 0.0007272 | 386.256 | 0.98769 | 322.9312 | 0.00064296 | 322.3893 | 0 | 316.5641 | 2.9493e-06 | 322.3893 | 0 | 322.9312 | 0 | 321.5817 | 0 | 322.9312 | 0 | 322.9312 | 7.6265e-06 | 322.9312 | 0 | 321.5817 | 0 | 322.9312 | 0.00020934 | 322.3893 | 0 | 590.9687 | 0.00422 | 590.0242 | 6.6672e-06 | 590.9687 | 0.00234 | 321.5817 | 0
| 386.3689 | 0.00199 | 323.1435 | 0.00055222 | 322.6012 | -0.00085087 | 386.3689 | 0.99463 | 323.1435 | 0.00011594 | 322.6012 | 0 | 316.7769 | -3.8386e-06 | 322.6012 | 0 | 323.1435 | 0 | 321.7914 | 0 | 323.1435 | 0 | 323.1435 | 0 | 323.1435 | 0 | 321.7914 | 0 | 323.1435 | 0 | 322.6012 | 0 | 591.1272 | 0.00304 | 590.1833 | 1.0001e-05 | 591.1272 | 0.00244 | 321.7914 | 0
| 386.4818 | 0.00084583 | 323.3558 | 0.0010041 | 322.8131 | 0.00058401 | 386.4818 | 0.99249 | 323.3558 | 0.00057786 | 322.8131 | 0 | 316.9897 | 5.5939e-06 | 322.8131 | 0 | 323.3558 | 0 | 322.0012 | 0 | 323.3558 | 0 | 323.3558 | 6.3113e-06 | 323.3558 | 0 | 322.0012 | 0 | 323.3558 | 0.00023688 | 322.8131 | 0 | 591.2858 | 0.00475 | 590.3424 | 0 | 591.2858 | 0.00239 | 322.0012 | 0
| 386.5947 | 0.00149 | 323.5682 | -0.00013593 | 323.025 | -0.00025518 | 386.5947 | 0.99806 | 323.5682 | 0.00037838 | 323.025 | 0 | 317.2025 | 2.0781e-06 | 323.025 | 0 | 323.5682 | 0 | 322.211 | 0 | 323.5682 | 0 | 323.5682 | 0 | 323.5682 | 0 | 322.211 | 0 | 323.5682 | 0 | 323.025 | 0 | 591.4443 | 0.0032 | 590.5015 | 1.0001e-05 | 591.4443 | 0.00249 | 322.211 | 0
| 386.7076 | 0.00086383 | 323.7805 | 0.0020822 | 323.2369 | 0.00074923 | 386.7076 | 1 | 323.7805 | 0.00075604 | 323.2369 | 0 | 317.4153 | 7.1999e-06 | 323.2369 | 0 | 323.7805 | 0 | 322.4209 | 0 | 323.7805 | 0 | 323.7805 | 8.6907e-06 | 323.7805 | 0 | 322.4209 | 0 | 323.7805 | 0.00018787 | 323.2369 | 0 | 591.6028 | 0.00207 | 590.6606 | 6.6672e-06 | 591.6028 | 0.00237 | 322.4209 | 0
| 386.8205 | 0.00136 | 323.9929 | 0.00082923 | 323.4489 | 0.0005728 | 386.8205 | 0.98794 | 323.9929 | 0.00012472 | 323.4489 | 0 | 317.6282 | -3.9093e-07 | 323.4489 | 0 | 323.9929 | 0 | 322.6307 | 0 | 323.9929 | 0 | 323.9929 | 0 | 323.9929 | 0 | 322.6307 | 0 | 323.9929 | 0 | 323.4489 | 0 | 591.7614 | 0.00366 | 590.8197 | 3.0002e-05 | 591.7614 | 0.00238 | 322.6307 | 0
| 386.9334 | 0.00082784 | 324.2053 | 0.0013385 | 323.6608 | 1.7467e-06 | 386.9334 | 0.98596 | 324.2053 | 0.00077718 | 323.6608 | 0 | 317.8411 | 5.1708e-06 | 323.6608 | 0 | 324.2053 | 0 | 322.8405 | 0 | 324.2053 | 0 | 324.2053 | 5.3595e-06 | 324.2053 | 0 | 322.8405 | 0 | 324.2053 | 0.00040232 | 323.6608 | 0 | 591.9199 | 0.0054 | 590.9789 | 2.6669e-05 | 591.9199 | 0.0022 | 322.8406 | 0
| 387.0463 | 0.00067977 | 324.4177 | 0.00050736 | 323.8728 | -0.00071472 | 387.0463 | 0.98544 | 324.4177 | -9.092e-05 | 323.8728 | 0 | 318.0539 | -7.7209e-06 | 323.8728 | 0 | 324.4177 | 0 | 323.0504 | 0 | 324.4177 | 0 | 324.4177 | 0 | 324.4177 | 0 | 323.0504 | 0 | 324.4177 | 0 | 323.8728 | 0 | 592.0785 | 0.0036 | 591.138 | 1.0001e-05 | 592.0785 | 0.00233 | 323.0504 | 0
| 387.1592 | 0 | 324.6301 | 0.0016787 | 324.0848 | 5.97e-05 | 387.1592 | 0.9776 | 324.6301 | 0.00060133 | 324.0848 | 0 | 318.2668 | 7.9021e-06 | 324.0848 | 0 | 324.6301 | 0 | 323.2603 | 0 | 324.6301 | 0 | 324.6301 | 2.2284e-06 | 324.6301 | 0 | 323.2603 | 0 | 324.6301 | 0.00013291 | 324.0848 | 0 | 592.2371 | 0.00468 | 591.2971 | 6.6672e-06 | 592.2371 | 0.00224 | 323.2602 | 0
| 387.2721 | 0.00104 | 324.8425 | 0.00034659 | 324.2969 | -9.5751e-05 | 387.2721 | 0.97132 | 324.8425 | 3.9267e-05 | 324.2969 | 0 | 318.4797 | -5.7596e-06 | 324.2969 | 0 | 324.8425 | 0 | 323.4702 | 0 | 324.8425 | 0 | 324.8425 | 0 | 324.8425 | 0 | 323.4702 | 0 | 324.8425 | 0 | 324.2969 | 0 | 592.3956 | 0.00222 | 591.4563 | 3.0002e-05 | 592.3956 | 0.00233 | 323.4701 | 0
| 387.385 | 0.00175 | 325.0549 | 0.0017947 | 324.5089 | 0.00041016 | 387.385 | 0.96552 | 325.0549 | -7.1506e-05 | 324.5089 | 0 | 318.6926 | 1.1471e-05 | 324.5089 | 0 | 325.0549 | 0 | 323.68 | 0 | 325.0549 | 0 | 325.0549 | 7.9695e-06 | 325.0549 | 0 | 323.68 | 0 | 325.0549 | 5.0649e-05 | 324.5089 | 0 | 592.5542 | 0.00438 | 591.6154 | 6.6672e-06 | 592.5542 | 0.00218 | 323.68 | 0
| 387.498 | 0.00066181 | 325.2674 | 0.00010803 | 324.7209 | 0.00013594 | 387.498 | 0.9442 | 325.2674 | -0.00046083 | 324.7209 | 4.9276e-05 | 318.9055 | -2.204e-06 | 324.7209 | 0 | 325.2674 | 0 | 323.89 | 0 | 325.2674 | 0 | 325.2674 | 0 | 325.2674 | 0 | 323.89 | 0 | 325.2674 | 0 | 324.7209 | 0 | 592.7128 | 0.00322 | 591.7746 | 0 | 592.7128 | 0.00228 | 323.8899 | 0
| 387.6109 | 0.00071986 | 325.4799 | 0.0021591 | 324.933 | 0.00038088 | 387.6109 | 0.94035 | 325.4799 | 0.00034832 | 324.933 | 0.00080398 | 319.1185 | 6.2318e-06 | 324.933 | 0 | 325.4799 | 0 | 324.0999 | 0 | 325.4799 | 0 | 325.4799 | 5.6434e-06 | 325.4799 | 0 | 324.0999 | 0 | 325.4799 | 0.00030687 | 324.933 | 0 | 592.8714 | 0.00308 | 591.9338 | 0 | 592.8714 | 0.00222 | 324.0999 | 0
| 387.7237 | 0.00104 | 325.6924 | 0.00055083 | 325.1451 | 0.00012143 | 387.7237 | 0.92839 | 325.6924 | 0.00033386 | 325.1451 | -0.00023094 | 319.3315 | -5.0132e-06 | 325.1451 | 0 | 325.6924 | 0 | 324.3098 | 0 | 325.6924 | 0 | 325.6924 | 0 | 325.6924 | 0 | 324.3098 | 0 | 325.6923 | 0 | 325.1451 | 0 | 593.03 | 0.00535 | 592.0929 | 0 | 593.03 | 0.00234 | 324.3098 | 0
| 387.8366 | 0 | 325.9048 | 0.00036868 | 325.3572 | 0.001307 | 387.8366 | 0.90893 | 325.9048 | 0.00027964 | 325.3572 | 0.00098288 | 319.5444 | 8.7763e-06 | 325.3572 | 0 | 325.9049 | 0 | 324.5197 | 0 | 325.9049 | 0 | 325.9048 | 1.7126e-05 | 325.9049 | 0 | 324.5197 | 0 | 325.9049 | 0.0003323 | 325.3572 | 0 | 593.1886 | 0.00406 | 592.2521 | 0 | 593.1886 | 0.00224 | 324.5197 | 0
| 387.9495 | 0.0004462 | 326.1174 | 0.00028781 | 325.5693 | -0.00085004 | 387.9495 | 0.89378 | 326.1174 | -9.7853e-05 | 325.5693 | -0.0004867 | 319.7574 | -4.4685e-06 | 325.5693 | 0 | 326.1174 | 0 | 324.7297 | 0 | 326.1174 | 0 | 326.1174 | 0 | 326.1174 | 0 | 324.7297 | 0 | 326.1174 | 0 | 325.5693 | 0 | 593.3472 | 0.00413 | 592.4113 | 1.0001e-05 | 593.3472 | 0.00236 | 324.7297 | 0
| 388.0624 | 0.00059388 | 326.3299 | 0.0011017 | 325.7814 | 0.00068941 | 388.0624 | 0.87319 | 326.3299 | 0.0006104 | 325.7814 | 0.0009059 | 319.9704 | 2.3311e-06 | 325.7814 | 0 | 326.3299 | 0 | 324.9397 | 0 | 326.3299 | 0 | 326.3299 | 6.5925e-06 | 326.3299 | 0 | 324.9397 | 0 | 326.3299 | 0.00027618 | 325.7815 | 0 | 593.5059 | 0.00415 | 592.5705 | 0 | 593.5059 | 0.00229 | 324.9397 | 0
| 388.1753 | 0.00014075 | 326.5424 | -0.00092094 | 325.9936 | -0.00022112 | 388.1753 | 0.8643 | 326.5424 | 0.0006893 | 325.9936 | -0.00017257 | 320.1834 | -4.67e-06 | 325.9936 | 0 | 326.5425 | 0 | 325.1497 | 0 | 326.5425 | 0 | 326.5424 | 0 | 326.5425 | 0 | 325.1497 | 0 | 326.5424 | 0 | 325.9936 | 0 | 593.6645 | 0.00334 | 592.7297 | 1.0001e-05 | 593.6645 | 0.00239 | 325.1497 | 0
| 388.2882 | 0.00021596 | 326.755 | 0.00056747 | 326.2058 | 0.00010848 | 388.2882 | 0.83751 | 326.755 | -0.00021983 | 326.2058 | 0.00045137 | 320.3964 | 9.6275e-06 | 326.2058 | 0 | 326.755 | 0 | 325.3597 | 0 | 326.755 | 0 | 326.755 | 7.1354e-06 | 326.755 | 0 | 325.3597 | 0 | 326.755 | 0.00017273 | 326.2058 | 0 | 593.8232 | 0.00461 | 592.8889 | 0 | 593.8232 | 0.00225 | 325.3597 | 0
| 388.4011 | 0.00124 | 326.9676 | 0.00059819 | 326.4179 | 0.00021066 | 388.4011 | 0.82092 | 326.9676 | -0.00049155 | 326.4179 | -0.00042692 | 320.6094 | -5.7659e-06 | 326.4179 | 0 | 326.9676 | 0 | 325.5697 | 0 | 326.9676 | 0 | 326.9676 | 0 | 326.9676 | 0 | 325.5697 | 0 | 326.9676 | 0 | 326.418 | 0 | 593.9818 | 0.00262 | 593.0481 | 0 | 593.9818 | 0.00231 | 325.5697 | 0
| 388.514 | 0.00062987 | 327.1802 | 0.0011576 | 326.6301 | 0.0005848 | 388.514 | 0.80534 | 327.1802 | 0.0011395 | 326.6301 | 0.00095339 | 320.8224 | 6.5356e-06 | 326.6301 | 0 | 327.1802 | 0 | 325.7797 | 0 | 327.1802 | 0 | 327.1802 | 1.442e-05 | 327.1802 | 0 | 325.7797 | 0 | 327.1802 | 0.00022103 | 326.6302 | 0 | 594.1405 | 0.00387 | 593.2073 | 0 | 594.1405 | 0.00223 | 325.7797 | 0
| 388.6269 | 0.00012278 | 327.3928 | 0.00021675 | 326.8424 | -0.00042898 | 388.6269 | 0.78384 | 327.3928 | -0.00015821 | 326.8424 | -0.00058888 | 321.0355 | -5.2283e-06 | 326.8424 | 0 | 327.3928 | 0 | 325.9897 | 0 | 327.3928 | 0 | 327.3928 | 0 | 327.3928 | 0 | 325.9897 | 0 | 327.3928 | 0 | 326.8424 | 0 | 594.2991 | 0.00392 | 593.3665 | 1.0001e-05 | 594.2991 | 0.00233 | 325.9898 | 0
| 388.7398 | 0.00071986 | 327.6054 | 0.0017937 | 327.0546 | 0.00029838 | 388.7398 | 0.76206 | 327.6054 | 0.00030458 | 327.0546 | 0.00040775 | 321.2486 | 6.6262e-06 | 327.0546 | 0 | 327.6054 | 0 | 326.1998 | 0 | 327.6054 | 0 | 327.6054 | 6.6349e-06 | 327.6054 | 0 | 326.1998 | 0 | 327.6054 | 0.00017703 | 327.0546 | 0 | 594.4578 | 0.00517 | 593.5258 | 6.6672e-06 | 594.4578 | 0.00224 | 326.1998 | 0
| 388.8527 | 0.00037433 | 327.8181 | 5.8377e-05 | 327.2668 | 0.00035313 | 388.8527 | 0.74479 | 327.8181 | -0.00017675 | 327.2668 | 3.3219e-05 | 321.4617 | -9.8189e-07 | 327.2668 | 0 | 327.8181 | 0 | 326.4099 | 0 | 327.8181 | 0 | 327.8181 | 0 | 327.8181 | 0 | 326.4099 | 0 | 327.8181 | 0 | 327.2668 | 0 | 594.6165 | 0.00364 | 593.685 | 0 | 594.6165 | 0.00233 | 326.4099 | 0
| 388.9656 | 0.00014397 | 328.0307 | 0.0007248 | 327.4791 | -0.00014314 | 388.9656 | 0.72904 | 328.0307 | 0.00046369 | 327.4791 | 0.0012408 | 321.6747 | 4.9868e-06 | 327.4791 | 0 | 328.0307 | 0 | 326.6199 | 0 | 328.0307 | 0 | 328.0307 | 6.6947e-06 | 328.0307 | 0 | 326.6199 | 0 | 328.0307 | 0.00023729 | 327.4791 | 0 | 594.7752 | 0.00406 | 593.8442 | 0 | 594.7752 | 0.00218 | 326.6199 | 0
| 389.0784 | 0 | 328.2434 | 0.00068198 | 327.6914 | -0.00060779 | 389.0784 | 0.70623 | 328.2434 | -0.00088484 | 327.6914 | -0.0011647 | 321.8879 | -3.3717e-06 | 327.6914 | 0 | 328.2434 | 0 | 326.83 | 0 | 328.2434 | 0 | 328.2434 | 0 | 328.2434 | 0 | 326.83 | 0 | 328.2434 | 0 | 327.6914 | 0 | 594.9339 | 0.00359 | 594.0035 | 1.0001e-05 | 594.9339 | 0.00234 | 326.83 | 0
| 389.1913 | 0 | 328.4561 | 0.0013287 | 327.9037 | 0.0003248 | 389.1913 | 0.69242 | 328.4561 | 0.0005733 | 327.9037 | 0.001013 | 322.101 | 2.0259e-06 | 327.9037 | 0 | 328.4561 | 0 | 327.0401 | 0 | 328.4561 | 0 | 328.4561 | 6.3722e-06 | 328.4561 | 0 | 327.0401 | 0 | 328.4561 | 0.00020392 | 327.9037 | 0 | 595.0926 | 0.00457 | 594.1627 | 6.6672e-06 | 595.0926 | 0.00223 | 327.0401 | 0
| 389.3042 | 0 | 328.6688 | 0.00082689 | 328.116 | -0.00045285 | 389.3042 | 0.66572 | 328.6688 | -0.00038196 | 328.116 | -0.00018232 | 322.3141 | -9.7155e-06 | 328.116 | 0 | 328.6688 | 0 | 327.2502 | 0 | 328.6688 | 0 | 328.6688 | 0 | 328.6688 | 0 | 327.2502 | 0 | 328.6688 | 0 | 328.116 | 0 | 595.2513 | 0.00348 | 594.322 | 0 | 595.2513 | 0.00242 | 327.2502 | 0
| 389.4171 | 0.00062987 | 328.8815 | 0.0014253 | 328.3283 | -0.00012873 | 389.4171 | 0.64843 | 328.8815 | 0.00021449 | 328.3283 | 0.00026965 | 322.5273 | 5.4422e-06 | 328.3283 | 0 | 328.8815 | 0 | 327.4604 | 0 | 328.8815 | 0 | 328.8815 | 1.2046e-05 | 328.8815 | 0 | 327.4604 | 0 | 328.8815 | 0.00033265 | 328.3283 | 0 | 595.41 | 0.00459 | 594.4813 | 2.6669e-05 | 595.41 | 0.0022 | 327.4604 | 0
| 389.53 | 0 | 329.0942 | 0.0002668 | 328.5407 | -0.00041812 | 389.53 | 0.62763 | 329.0942 | -0.00014901 | 328.5407 | -0.00052442 | 322.7404 | -2.062e-06 | 328.5407 | 0 | 329.0942 | 0 | 327.6705 | 0 | 329.0942 | 0 | 329.0942 | 0 | 329.0942 | 0 | 327.6705 | 0 | 329.0942 | 0 | 328.5407 | 0 | 595.5687 | 0.00271 | 594.6405 | 5.0004e-05 | 595.5687 | 0.00229 | 327.6705 | 0
| 389.6429 | 0.0011 | 329.3069 | 0.0017251 | 328.753 | 0.00025743 | 389.6429 | 0.60941 | 329.3069 | 0.0006505 | 328.753 | 0.00099571 | 322.9536 | 7.5685e-06 | 328.753 | 0 | 329.307 | 0 | 327.8807 | 0 | 329.307 | 0 | 329.3069 | 6.0759e-06 | 329.307 | 0 | 327.8807 | 0 | 329.3069 | 0.00023513 | 328.753 | 0 | 595.7275 | 0.0035 | 594.7998 | 0 | 595.7275 | 0.00214 | 327.8807 | 0
| 389.7557 | 3.2945e-05 | 329.5197 | 0.00017612 | 328.9654 | -0.00072613 | 389.7557 | 0.5982 | 329.5197 | -2.089e-05 | 328.9654 | -0.00028075 | 323.1668 | -2.7606e-06 | 328.9654 | 0 | 329.5197 | 0 | 328.0909 | 0 | 329.5197 | 0 | 329.5197 | 0 | 329.5197 | 0 | 328.0909 | 0 | 329.5197 | 0 | 328.9654 | 0 | 595.8862 | 0.00366 | 594.9591 | 3.0002e-05 | 595.8862 | 0.00228 | 328.0908 | 0
| 389.8686 | 0 | 329.7325 | 0.00088316 | 329.1778 | 0.0003534 | 389.8686 | 0.57041 | 329.7325 | 0.00016934 | 329.1778 | 0.00059993 | 323.38 | 5.4202e-06 | 329.1778 | 0 | 329.7325 | 0 | 328.301 | 0 | 329.7325 | 0 | 329.7325 | 1.1093e-05 | 329.7325 | 0 | 328.301 | 0 | 329.7325 | 0.00016076 | 329.1778 | 0 | 596.0449 | 0.0051 | 595.1184 | 0 | 596.0449 | 0.00222 | 328.301 | 0
| 389.9815 | 0.00116 | 329.9453 | -3.2716e-05 | 329.3902 | 0.00029841 | 389.9815 | 0.5562 | 329.9453 | -0.00027098 | 329.3902 | -0.0004044 | 323.5932 | 8.781e-07 | 329.3902 | 0 | 329.9453 | 0 | 328.5112 | 0 | 329.9453 | 0 | 329.9453 | 0 | 329.9453 | 0 | 328.5112 | 0 | 329.9453 | 0 | 329.3902 | 0 | 596.2037 | 0.00397 | 595.2777 | 0 | 596.2037 | 0.00232 | 328.5112 | 0
| 390.0944 | 0.00077385 | 330.1581 | 0.00081998 | 329.6027 | 0.00032656 | 390.0944 | 0.5317 | 330.1581 | 0.00020046 | 329.6027 | 0.00028883 | 323.8064 | 5.789e-06 | 329.6027 | 0 | 330.1581 | 0 | 328.7214 | 0 | 330.1581 | 0 | 330.1581 | 6.2029e-06 | 330.1581 | 0 | 328.7214 | 0 | 330.1581 | 0.0002768 | 329.6027 | 0 | 596.3625 | 0.00513 | 595.437 | 0 | 596.3625 | 0.00223 | 328.7214 | 0
| 390.2072 | 0.00019465 | 330.3709 | 0.00097234 | 329.8151 | -0.0006169 | 390.2072 | 0.52766 | 330.3709 | -0.0005326 | 329.8151 | -0.00079128 | 324.0196 | 1.4743e-06 | 329.8151 | 0 | 330.3709 | 0 | 328.9316 | 0 | 330.3709 | 0 | 330.3709 | 0 | 330.3709 | 0 | 328.9316 | 0 | 330.3709 | 0 | 329.8151 | 0 | 596.5212 | 0.00408 | 595.5963 | 0 | 596.5212 | 0.0023 | 328.9316 | 0
| 390.3201 | 0.00023396 | 330.5837 | 0.0012632 | 330.0276 | -0.00033454 | 390.3201 | 0.50466 | 330.5837 | 0.00094433 | 330.0276 | 0.00075176 | 324.2329 | 6.5486e-06 | 330.0276 | 0 | 330.5837 | 0 | 329.1419 | 0 | 330.5837 | 0 | 330.5837 | 8.9878e-06 | 330.5837 | 0 | 329.1419 | 0 | 330.5837 | 0.00014312 | 330.0276 | 0 | 596.68 | 0.0048 | 595.7557 | 6.6672e-06 | 596.68 | 0.00222 | 329.1419 | 0
| 390.433 | 0 | 330.7966 | 0.00040249 | 330.24 | -0.0002044 | 390.433 | 0.48809 | 330.7966 | 6.9904e-06 | 330.24 | -0.00076883 | 324.4461 | -6.7607e-06 | 330.24 | 0 | 330.7966 | 0 | 329.3521 | 0 | 330.7966 | 0 | 330.7966 | 0 | 330.7966 | 0 | 329.3521 | 0 | 330.7966 | 0 | 330.24 | 0 | 596.8388 | 0.00304 | 595.915 | 0 | 596.8388 | 0.00225 | 329.3521 | 0
| 390.5459 | 0.00077385 | 331.0095 | 0.00099811 | 330.4525 | 0.00052236 | 390.5459 | 0.47768 | 331.0095 | 0.00059991 | 330.4525 | 0.0011469 | 324.6594 | 3.8043e-06 | 330.4525 | 0 | 331.0095 | 0 | 329.5624 | 0 | 331.0095 | 0 | 331.0095 | 6.2287e-06 | 331.0095 | 0 | 329.5624 | 0 | 331.0095 | 0.00025055 | 330.4525 | 0 | 596.9976 | 0.00436 | 596.0743 | 6.6672e-06 | 596.9976 | 0.00216 | 329.5624 | 0
| 390.6587 | 0.00028449 | 331.2224 | 0.0004582 | 330.665 | -0.00040946 | 390.6587 | 0.45969 | 331.2224 | 0.00013362 | 330.665 | -0.00072058 | 324.8727 | -2.1425e-06 | 330.665 | 0 | 331.2223 | 0 | 329.7726 | 0 | 331.2223 | 0 | 331.2224 | 0 | 331.2223 | 0 | 329.7726 | 0 | 331.2224 | 0 | 330.665 | 0 | 597.1564 | 0.00366 | 596.2337 | 1.0001e-05 | 597.1564 | 0.00227 | 329.7726 | 0
| 390.7716 | 0.00025195 | 331.4352 | 0.0018081 | 330.8776 | -0.00059259 | 390.7716 | 0.45365 | 331.4352 | -0.0001359 | 330.8776 | 0.00064779 | 325.086 | 4.6855e-07 | 330.8776 | 0 | 331.4352 | 0 | 329.9829 | 0 | 331.4352 | 0 | 331.4352 | 6.4935e-06 | 331.4352 | 0 | 329.9829 | 0 | 331.4352 | 0.00034728 | 330.8776 | 0 | 597.3152 | 0.0029 | 596.393 | 6.6672e-06 | 597.3152 | 0.00222 | 329.9829 | 0
| 390.8845 | 0.00053603 | 331.6482 | 0.0006147 | 331.0901 | -0.000248 | 390.8845 | 0.44092 | 331.6482 | -0.00014844 | 331.0901 | -0.00033469 | 325.2993 | -1.9373e-06 | 331.0901 | 0 | 331.6481 | 0 | 330.1932 | 0 | 331.6481 | 0 | 331.6482 | 0 | 331.6481 | 0 | 330.1932 | 0 | 331.6482 | 0 | 331.0901 | 0 | 597.474 | 0.00433 | 596.5524 | 1.0001e-05 | 597.474 | 0.0023 | 330.1932 | 0
| 390.9973 | 0.00053989 | 331.8611 | 0.0012319 | 331.3027 | 0.0011432 | 390.9973 | 0.42956 | 331.8611 | 0.00057022 | 331.3027 | 0.00089618 | 325.5126 | 6.804e-06 | 331.3027 | 0 | 331.8611 | 0 | 330.4035 | 0 | 331.8611 | 0 | 331.8611 | 1.236e-05 | 331.8611 | 0 | 330.4035 | 0 | 331.8611 | 0.00019688 | 331.3027 | 0 | 597.6328 | 0.00476 | 596.7117 | 6.6672e-06 | 597.6328 | 0.00215 | 330.4035 | 0
| 391.1102 | 0 | 332.074 | 0.00018365 | 331.5152 | -0.00042777 | 391.1102 | 0.42102 | 332.074 | 0.00056134 | 331.5152 | -0.0010667 | 325.726 | -8.3869e-06 | 331.5152 | 0 | 332.074 | 0 | 330.6139 | 0 | 332.074 | 0 | 332.074 | 0 | 332.074 | 0 | 330.6139 | 0 | 332.074 | 0 | 331.5152 | 0 | 597.7917 | 0.00317 | 596.8711 | 3.0002e-05 | 597.7917 | 0.00229 | 330.6139 | 0
| 391.2231 | 0.00041391 | 332.287 | 0.00053861 | 331.7278 | 0.00068238 | 391.2231 | 0.41352 | 332.287 | 0.00085448 | 331.7278 | 0.00093256 | 325.9393 | 7.5504e-06 | 331.7278 | 0 | 332.287 | 0 | 330.8242 | 0 | 332.287 | 0 | 332.287 | 7.5202e-06 | 332.287 | 0 | 330.8242 | 0 | 332.287 | 0.00012776 | 331.7278 | 0 | 597.9505 | 0.00494 | 597.0305 | 0 | 597.9505 | 0.00218 | 330.8242 | 0
| 391.336 | 0.00116 | 332.4999 | 0.00031481 | 331.9404 | 0.00053209 | 391.336 | 0.40035 | 332.4999 | -2.8521e-05 | 331.9404 | 1.3429e-05 | 326.1527 | -3.0104e-06 | 331.9404 | 0 | 332.4999 | 0 | 331.0345 | 0 | 332.4999 | 0 | 332.4999 | 0 | 332.4999 | 0 | 331.0345 | 0 | 332.4999 | 0 | 331.9404 | 0 | 598.1094 | 0.00438 | 597.1898 | 1.0001e-05 | 598.1094 | 0.00232 | 331.0346 | 0
| 391.4488 | 0 | 332.7129 | 0.0014303 | 332.1531 | 0.00089292 | 391.4488 | 0.39217 | 332.7129 | 0.00040647 | 332.1531 | 0.00093817 | 326.3661 | 6.8093e-06 | 332.1531 | 0 | 332.7129 | 0 | 331.2449 | 0 | 332.7129 | 0 | 332.7129 | 6.217e-06 | 332.7129 | 0 | 331.2449 | 0 | 332.7129 | 0.00030987 | 332.1531 | 0 | 598.2682 | 0.00527 | 597.3492 | 6.6672e-06 | 598.2682 | 0.00219 | 331.2449 | 0
| 391.5617 | 0.00037433 | 332.9259 | 0.00052044 | 332.3657 | 0.0001543 | 391.5617 | 0.38235 | 332.9259 | 0.0002395 | 332.3657 | -0.00062119 | 326.5794 | -6.7682e-06 | 332.3657 | 0 | 332.9259 | 0 | 331.4553 | 0 | 332.9259 | 0 | 332.9259 | 0 | 332.9259 | 0 | 331.4553 | 0 | 332.9259 | 0 | 332.3657 | 0 | 598.4271 | 0.00401 | 597.5086 | 3.0002e-05 | 598.4271 | 0.00224 | 331.4553 | 0
| 391.6746 | 0 | 333.1389 | 0.001278 | 332.5784 | 0.00090529 | 391.6746 | 0.37955 | 333.1389 | 0.00070716 | 332.5784 | 0.00042596 | 326.7928 | 4.2874e-06 | 332.5784 | 0 | 333.139 | 0 | 331.6656 | 0 | 333.139 | 0 | 333.1389 | 8.5291e-06 | 333.139 | 0 | 331.6656 | 0 | 333.139 | 0.00039476 | 332.5784 | 0 | 598.5859 | 0.0033 | 597.668 | 0 | 598.5859 | 0.00212 | 331.6657 | 0
| 391.7874 | 0.00024855 | 333.352 | -0.00021124 | 332.791 | 0.00037341 | 391.7874 | 0.37039 | 333.352 | 0.00018834 | 332.791 | -0.00036197 | 327.0063 | -4.2913e-06 | 332.791 | 0 | 333.352 | 0 | 331.8761 | 0 | 333.352 | 0 | 333.352 | 0 | 333.352 | 0 | 331.8761 | 0 | 333.352 | 0 | 332.791 | 0 | 598.7448 | 0.00406 | 597.8274 | 0 | 598.7448 | 0.00216 | 331.8761 | 0
| 391.9003 | 0.00089982 | 333.565 | 0.00067961 | 333.0037 | 0.00074841 | 391.9003 | 0.362 | 333.565 | 0.00074511 | 333.0037 | 0.00063415 | 327.2197 | 9.1822e-06 | 333.0037 | 0 | 333.565 | 0 | 332.0865 | 0 | 333.565 | 0 | 333.565 | 9.0556e-06 | 333.565 | 0 | 332.0865 | 0 | 333.565 | 0.00018651 | 333.0037 | 0 | 598.9037 | 0.00439 | 597.9868 | 0 | 598.9037 | 0.0021 | 332.0865 | 0
| 392.0131 | 0 | 333.7781 | 0.00094147 | 333.2164 | -0.0002668 | 392.0131 | 0.35936 | 333.7781 | -0.00027089 | 333.2164 | -0.00043118 | 327.4331 | -1.6668e-06 | 333.2164 | 0 | 333.7781 | 0 | 332.2969 | 0 | 333.7781 | 0 | 333.7781 | 0 | 333.7781 | 0 | 332.2969 | 0 | 333.7781 | 0 | 333.2164 | 0 | 599.0626 | 0.00355 | 598.1463 | 1.0001e-05 | 599.0626 | 0.00221 | 332.2969 | 0
| 392.126 | 0.00019796 | 333.9912 | 0.0011127 | 333.4292 | 0.00025723 | 392.126 | 0.35972 | 333.9912 | 9.4013e-05 | 333.4292 | 0.00072036 | 327.6466 | 3.9404e-06 | 333.4292 | 0 | 333.9912 | 0 | 332.5073 | 0 | 333.9912 | 0 | 333.9912 | 8.1935e-06 | 333.9912 | 0 | 332.5073 | 0 | 333.9912 | 0.00012707 | 333.4291 | 0 | 599.2215 | 0.00519 | 598.3057 | 0 | 599.2215 | 0.00219 | 332.5073 | 0
| 392.2389 | 0.00048213 | 334.2043 | 1.2476e-05 | 333.6419 | -0.00019838 | 392.2389 | 0.35034 | 334.2043 | -0.00040807 | 333.6419 | -0.00035502 | 327.86 | -1.659e-06 | 333.6419 | 0 | 334.2043 | 0 | 332.7178 | 0 | 334.2043 | 0 | 334.2043 | 0 | 334.2043 | 0 | 332.7178 | 0 | 334.2043 | 0 | 333.6419 | 0 | 599.3804 | 0.00352 | 598.4651 | 3.0002e-05 | 599.3804 | 0.00223 | 332.7178 | 0
| 392.3517 | 0.00077385 | 334.4174 | 0.0017758 | 333.8546 | 0.00071043 | 392.3517 | 0.34992 | 334.4174 | 0.00031952 | 333.8546 | 0.00070715 | 328.0735 | 6.8214e-06 | 333.8546 | 0 | 334.4174 | 0 | 332.9283 | 0 | 334.4174 | 0 | 334.4174 | 9.9135e-06 | 334.4174 | 0 | 332.9283 | 0 | 334.4174 | 0.00043433 | 333.8546 | 0 | 599.5393 | 0.00367 | 598.6245 | 0 | 599.5393 | 0.00208 | 332.9282 | 0
| 392.4646 | 0.00039229 | 334.6305 | 0.00030299 | 334.0674 | -0.00093361 | 392.4646 | 0.34646 | 334.6305 | -2.1796e-05 | 334.0674 | -0.00048058 | 328.287 | -4.3809e-06 | 334.0674 | 0 | 334.6305 | 0 | 333.1387 | 0 | 334.6305 | 0 | 334.6305 | 0 | 334.6305 | 0 | 333.1387 | 0 | 334.6305 | 0 | 334.0674 | 0 | 599.6982 | 0.00276 | 598.784 | 3.0002e-05 | 599.6982 | 0.00214 | 333.1387 | 0
| 392.5774 | 0.00041391 | 334.8436 | 0.0018534 | 334.2802 | -0.0008103 | 392.5774 | 0.34439 | 334.8436 | 0.00033759 | 334.2802 | 0.00043037 | 328.5005 | 3.3738e-06 | 334.2802 | 0 | 334.8436 | 0 | 333.3492 | 0 | 334.8436 | 0 | 334.8436 | 2.1713e-06 | 334.8436 | 0 | 333.3492 | 0 | 334.8436 | 0.00031256 | 334.2802 | 0 | 599.8572 | 0.00508 | 598.9434 | 6.6672e-06 | 599.8572 | 0.00213 | 333.3492 | 0
| 392.6903 | 0.00026652 | 335.0568 | -0.00025927 | 334.493 | 0.00053805 | 392.6903 | 0.33713 | 335.0568 | -6.9948e-05 | 334.493 | 0.00010595 | 328.714 | -4.6317e-06 | 334.493 | 0 | 335.0568 | 0 | 333.5597 | 0 | 335.0568 | 0 | 335.0568 | 0 | 335.0568 | 0 | 333.5597 | 0 | 335.0568 | 0 | 334.493 | 0 | 600.0161 | 0.00262 | 599.1029 | 1.0001e-05 | 600.0161 | 0.00229 | 333.5597 | 0
| 392.8031 | 1.7997e-05 | 335.27 | 0.00067584 | 334.7058 | 0.00074479 | 392.8031 | 0.3323 | 335.27 | 0.00063174 | 334.7058 | 0.0008008 | 328.9276 | 4.4268e-06 | 334.7058 | 0 | 335.27 | 0 | 333.7702 | 0 | 335.27 | 0 | 335.27 | 1.1328e-05 | 335.27 | 0 | 333.7702 | 0 | 335.27 | 0.00027872 | 334.7058 | 0 | 600.175 | 0.00503 | 599.2623 | 6.6672e-06 | 600.175 | 0.00222 | 333.7702 | 0
| 392.916 | 0 | 335.4832 | 0.00064494 | 334.9187 | 3.2941e-05 | 392.916 | 0.33756 | 335.4832 | -0.00054901 | 334.9187 | -0.00045828 | 329.1411 | -2.9979e-06 | 334.9187 | 0 | 335.4831 | 0 | 333.9808 | 0 | 335.4831 | 0 | 335.4832 | 0 | 335.4831 | 0 | 333.9808 | 0 | 335.4832 | 0 | 334.9187 | 0 | 600.334 | 0.00517 | 599.4218 | 0 | 600.334 | 0.00234 | 333.9808 | 0
| 393.0288 | 0.00091782 | 335.6964 | 0.001202 | 335.1315 | 0.0025344 | 393.0288 | 0.33035 | 335.6964 | 0.00034446 | 335.1315 | 0.002045 | 329.3546 | 5.6155e-06 | 335.1315 | 0 | 335.6963 | 0 | 334.1913 | 0 | 335.6963 | 0 | 335.6964 | 2.7009e-05 | 335.6963 | 0 | 334.1913 | 0 | 335.6963 | 0.00052287 | 335.1315 | 0 | 600.4929 | 0.00482 | 599.5813 | 6.6672e-06 | 600.4929 | 0.00224 | 334.1913 | 0
| 393.1417 | 0.00010482 | 335.9096 | 0.00048165 | 335.3444 | 0.00036425 | 393.1417 | 0.32459 | 335.9096 | 0.00022694 | 335.3444 | -1.7172e-05 | 329.5682 | -2.7089e-06 | 335.3444 | 0 | 335.9096 | 0 | 334.4019 | 0 | 335.9096 | 0 | 335.9096 | 0 | 335.9096 | 0 | 334.4019 | 0 | 335.9096 | 0 | 335.3444 | 0 | 600.6519 | 0.00343 | 599.7408 | 3.0002e-05 | 600.6519 | 0.00234 | 334.4019 | 0
| 393.2545 | 0.00041391 | 336.1228 | 0.0011493 | 335.5573 | 0.00033192 | 393.2545 | 0.31957 | 336.1228 | 0.00031231 | 335.5573 | 0.00033519 | 329.7818 | 4.8168e-06 | 335.5573 | 0 | 336.1228 | 0 | 334.6124 | 0 | 336.1228 | 0 | 336.1228 | 6.9327e-06 | 336.1228 | 0 | 334.6124 | 0 | 336.1228 | 0.00027744 | 335.5573 | 0 | 600.8109 | 0.0029 | 599.9003 | 6.6672e-06 | 600.8109 | 0.00217 | 334.6124 | 0
| 393.3674 | 0.00076961 | 336.336 | 0.0001169 | 335.7702 | -2.9713e-05 | 393.3674 | 0.31982 | 336.336 | -4.5395e-05 | 335.7702 | -0.00054566 | 329.9954 | -1.1838e-07 | 335.7702 | 0 | 336.336 | 0 | 334.823 | 0 | 336.336 | 0 | 336.336 | 0 | 336.336 | 0 | 334.823 | 0 | 336.336 | 0 | 335.7702 | 0 | 600.9698 | 0.00369 | 600.0598 | 1.0001e-05 | 600.9698 | 0.00225 | 334.823 | 0
| 393.4802 | 0 | 336.5493 | 0.0015973 | 335.9831 | 0.00081298 | 393.4802 | 0.31799 | 336.5493 | 0.00047078 | 335.9831 | 0.00044188 | 330.209 | 6.7152e-06 | 335.9831 | 0 | 336.5493 | 0 | 335.0336 | 0 | 336.5493 | 0 | 336.5493 | 7.0911e-06 | 336.5493 | 0 | 335.0336 | 0 | 336.5493 | 0.00033978 | 335.9831 | 0 | 601.1288 | 0.00522 | 600.2193 | 0 | 601.1288 | 0.00213 | 335.0336 | 0
| 393.5931 | 0 | 336.7626 | 0.00033452 | 336.196 | 0.00031939 | 393.5931 | 0.31347 | 336.7626 | -7.5282e-05 | 336.196 | -0.00044 | 330.4226 | -3.9107e-06 | 336.196 | 0 | 336.7626 | 0 | 335.2442 | 0 | 336.7626 | 0 | 336.7626 | 0 | 336.7626 | 0 | 335.2442 | 0 | 336.7626 | 0 | 336.196 | 0 | 601.2878 | 0.00357 | 600.3788 | 0 | 601.2878 | 0.0022 | 335.2442 | 0
| 393.7059 | 0 | 336.9759 | 0.0020085 | 336.409 | 0.0009147 | 393.7059 | 0.30666 | 336.9759 | 0.00046533 | 336.409 | 0.0013201 | 330.6363 | 7.0463e-06 | 336.409 | 0 | 336.9759 | 0 | 335.4548 | 0 | 336.9759 | 0 | 336.9759 | 9.3914e-06 | 336.9759 | 0 | 335.4548 | 0 | 336.9759 | 0.00035026 | 336.409 | 0 | 601.4468 | 0.00413 | 600.5383 | 0 | 601.4468 | 0.00207 | 335.4548 | 0
| 393.8188 | 0 | 337.1892 | 0.00032613 | 336.6219 | 0.00018857 | 393.8188 | 0.30482 | 337.1892 | 8.9403e-05 | 336.6219 | 1.708e-05 | 330.8499 | -1.7513e-06 | 336.6219 | 0 | 337.1892 | 0 | 335.6654 | 0 | 337.1892 | 0 | 337.1892 | 0 | 337.1892 | 0 | 335.6654 | 0 | 337.1892 | 0 | 336.6219 | 0 | 601.6059 | 0.00415 | 600.6978 | 1.0001e-05 | 601.6059 | 0.00216 | 335.6654 | 0
| 393.9316 | 0 | 337.4025 | 0.0021976 | 336.8349 | 0.00046575 | 393.9316 | 0.29844 | 337.4025 | 9.5042e-05 | 336.8349 | 0.00066763 | 331.0635 | 5.0466e-06 | 336.8349 | 0 | 337.4025 | 0 | 335.8761 | 0 | 337.4025 | 0 | 337.4025 | 8.7269e-06 | 337.4025 | 0 | 335.8761 | 0 | 337.4025 | 0.00042996 | 336.8349 | 0 | 601.7649 | 0.00469 | 600.8573 | 0 | 601.7649 | 0.00209 | 335.8761 | 0
| 394.0445 | 0.0006079 | 337.6158 | 0.0007429 | 337.0479 | 0.00020059 | 394.0445 | 0.29145 | 337.6158 | 0.00033432 | 337.0479 | -0.00030352 | 331.2772 | -3.9109e-06 | 337.0479 | 0 | 337.6158 | 0 | 336.0868 | 0 | 337.6158 | 0 | 337.6158 | 0 | 337.6158 | 0 | 336.0868 | 0 | 337.6158 | 0 | 337.0479 | 0 | 601.9239 | 0.00266 | 601.0169 | 1.0001e-05 | 601.9239 | 0.00219 | 336.0868 | 0
| 394.1573 | 0 | 337.8292 | 0.0019202 | 337.2609 | 0.0012461 | 394.1573 | 0.28735 | 337.8292 | 0.00039551 | 337.2609 | 0.00066393 | 331.4909 | 6.52e-06 | 337.2609 | 0 | 337.8292 | 0 | 336.2974 | 0 | 337.8292 | 0 | 337.8292 | 1.0031e-05 | 337.8292 | 0 | 336.2974 | 0 | 337.8292 | 0.00045987 | 337.2609 | 0 | 602.0829 | 0.00413 | 601.1764 | 6.6672e-06 | 602.0829 | 0.00209 | 336.2974 | 0
| 394.2702 | 0 | 338.0425 | 0.0011311 | 337.4739 | 0.00046348 | 394.2702 | 0.28264 | 338.0425 | -0.00027229 | 337.4739 | 0.00028556 | 331.7046 | -2.6528e-06 | 337.4739 | 0 | 338.0425 | 0 | 336.5081 | 0 | 338.0425 | 0 | 338.0425 | 0 | 338.0425 | 0 | 336.5081 | 0 | 338.0425 | 0 | 337.4739 | 0 | 602.242 | 0.00454 | 601.336 | 1.0001e-05 | 602.242 | 0.00215 | 336.5081 | 0
| 394.383 | 0.00032394 | 338.2559 | 0.0020922 | 337.687 | 0.00096069 | 394.383 | 0.27918 | 338.2559 | 0.00013557 | 337.687 | 0.001052 | 331.9183 | 6.893e-06 | 337.687 | 0 | 338.2559 | 0 | 336.7188 | 0 | 338.2559 | 0 | 338.2559 | 1.0326e-05 | 338.2559 | 0 | 336.7188 | 0 | 338.2559 | 0.00043049 | 337.687 | 0 | 602.401 | 0.00663 | 601.4955 | 4.667e-05 | 602.401 | 0.00204 | 336.7188 | 0
| 394.4959 | 0 | 338.4693 | 0.00040154 | 337.9 | 0.00013181 | 394.4959 | 0.27359 | 338.4693 | 0.00036358 | 337.9 | -0.00063543 | 332.132 | -5.0553e-07 | 337.9 | 0 | 338.4693 | 0 | 336.9295 | 0 | 338.4693 | 0 | 338.4693 | 0 | 338.4693 | 0 | 336.9295 | 0 | 338.4693 | 0 | 337.9 | 0 | 602.5601 | 0.00218 | 601.6551 | 0 | 602.5601 | 0.0022 | 336.9295 | 0
| 394.6087 | 0.00019796 | 338.6827 | 0.0015694 | 338.1131 | 0.00083116 | 394.6087 | 0.26486 | 338.6827 | 0.00040125 | 338.1131 | 0.00047142 | 332.3458 | 6.7888e-06 | 338.1131 | 0 | 338.6827 | 0 | 337.1402 | 0 | 338.6827 | 0 | 338.6827 | 3.9185e-06 | 338.6827 | 0 | 337.1402 | 0 | 338.6827 | 0.00033018 | 338.1131 | 0 | 602.7191 | 0.00483 | 601.8146 | 6.6672e-06 | 602.7191 | 0.00213 | 337.1402 | 0
| 394.7215 | 0 | 338.8961 | 0.00053476 | 338.3262 | 0.00078819 | 394.7215 | 0.26208 | 338.8961 | 0.00050021 | 338.3262 | -0.00031667 | 332.5595 | -2.046e-06 | 338.3262 | 0 | 338.8961 | 0 | 337.351 | 0 | 338.8961 | 0 | 338.8961 | 0 | 338.8961 | 0 | 337.351 | 0 | 338.8961 | 0 | 338.3262 | 0 | 602.8782 | 0.00485 | 601.9742 | 0 | 602.8782 | 0.00224 | 337.351 | 0
| 394.8344 | 0 | 339.1096 | 0.00066092 | 338.5393 | 0.0013076 | 394.8344 | 0.25549 | 339.1096 | 0.0007428 | 338.5393 | 0.0011835 | 332.7733 | 7.7046e-06 | 338.5393 | 0 | 339.1096 | 0 | 337.5617 | 0 | 339.1096 | 0 | 339.1096 | 1.395e-05 | 339.1096 | 0 | 337.5617 | 0 | 339.1096 | 0.00038336 | 338.5393 | 0 | 603.0373 | 0.00672 | 602.1338 | 6.6672e-06 | 603.0373 | 0.00205 | 337.5617 | 0
| 394.9472 | 6.8875e-05 | 339.323 | 0.001473 | 338.7524 | 0.000916 | 394.9472 | 0.25147 | 339.323 | -3.7666e-05 | 338.7524 | -0.00010475 | 332.987 | -4.7949e-06 | 338.7524 | 0 | 339.323 | 0 | 337.7725 | 0 | 339.323 | 0 | 339.323 | 0 | 339.323 | 0 | 337.7725 | 0 | 339.323 | 0 | 338.7525 | 0 | 603.1963 | 0.00348 | 602.2934 | 0 | 603.1963 | 0.00217 | 337.7725 | 0
| 395.06 | 0 | 339.5365 | 0.0013619 | 338.9656 | 0.0012207 | 395.06 | 0.24499 | 339.5365 | 0.00028593 | 338.9656 | 0.00089011 | 333.2008 | 4.7582e-06 | 338.9656 | 0 | 339.5365 | 0 | 337.9832 | 0 | 339.5365 | 0 | 339.5365 | 4.6453e-06 | 339.5365 | 0 | 337.9832 | 0 | 339.5365 | 0.00030493 | 338.9656 | 0 | 603.3554 | 0.00543 | 602.453 | 0 | 603.3554 | 0.00209 | 337.9832 | 0
| 395.1729 | 0 | 339.75 | 0.00085312 | 339.1787 | -0.00056293 | 395.1729 | 0.23746 | 339.75 | -0.00053015 | 339.1787 | -0.0011548 | 333.4146 | -5.9453e-06 | 339.1787 | 0 | 339.75 | 0 | 338.194 | 0 | 339.75 | 0 | 339.75 | 0 | 339.75 | 0 | 338.194 | 0 | 339.75 | 0 | 339.1787 | 0 | 603.5145 | 0.00297 | 602.6126 | 0 | 603.5145 | 0.00226 | 338.194 | 0
| 395.2857 | 0 | 339.9635 | 0.0017034 | 339.3919 | 0.00018386 | 395.2857 | 0.23582 | 339.9635 | 0.00036249 | 339.3919 | 0.00047512 | 333.6284 | 3.4072e-06 | 339.3919 | 0 | 339.9635 | 0 | 338.4048 | 0 | 339.9635 | 0 | 339.9635 | 1.6501e-06 | 339.9635 | 0 | 338.4048 | 0 | 339.9635 | 0.00014078 | 339.3919 | 0 | 603.6736 | 0.00519 | 602.7722 | 6.6672e-06 | 603.6736 | 0.00216 | 338.4048 | 0
| 395.3986 | 0.00039229 | 340.177 | 0.00027381 | 339.6051 | 0.0013918 | 395.3986 | 0.23033 | 340.177 | -0.00016931 | 339.6051 | -0.00010311 | 333.8423 | -4.9752e-06 | 339.6051 | 0 | 340.177 | 0 | 338.6156 | 0 | 340.177 | 0 | 340.177 | 0 | 340.177 | 0 | 338.6156 | 0 | 340.177 | 0 | 339.6051 | 0 | 603.8328 | 0.00339 | 602.9318 | 3.0002e-05 | 603.8328 | 0.00226 | 338.6156 | 0
| 395.5114 | 0.00025195 | 340.3905 | 0.001261 | 339.8183 | 0.00072723 | 395.5114 | 0.22301 | 340.3905 | 0.00048876 | 339.8183 | 0.00046881 | 334.0561 | 9.9422e-06 | 339.8183 | 0 | 340.3905 | 0 | 338.8264 | 0 | 340.3905 | 0 | 340.3905 | 5.7921e-06 | 340.3905 | 0 | 338.8264 | 0 | 340.3905 | 0.00035524 | 339.8183 | 0 | 603.9919 | 0.00401 | 603.0914 | 0 | 603.9919 | 0.00211 | 338.8265 | 0
| 395.6242 | 0 | 340.6041 | 0.00067668 | 340.0315 | 0.00082351 | 395.6242 | 0.21771 | 340.6041 | -0.00087419 | 340.0315 | 0.00012194 | 334.2699 | -2.804e-06 | 340.0315 | 0 | 340.6041 | 0 | 339.0373 | 0 | 340.6041 | 0 | 340.6041 | 0 | 340.6041 | 0 | 339.0373 | 0 | 340.6041 | 0 | 340.0315 | 0 | 604.151 | 0.00322 | 603.251 | 1.0001e-05 | 604.151 | 0.00224 | 339.0373 | 0
| 395.7371 | 0 | 340.8177 | 0.001395 | 340.2448 | 0.0007223 | 395.7371 | 0.21155 | 340.8177 | 0.00010013 | 340.2448 | 0.0010848 | 334.4838 | 4.8244e-06 | 340.2448 | 0 | 340.8176 | 0 | 339.2481 | 0 | 340.8176 | 0 | 340.8177 | 6.2895e-06 | 340.8176 | 0 | 339.2481 | 0 | 340.8177 | 0.00034441 | 340.2448 | 0 | 604.3101 | 0.00476 | 603.4107 | 0 | 604.3101 | 0.00211 | 339.2481 | 0
| 395.8499 | 0.00094928 | 341.0312 | 0.00043674 | 340.458 | 0.00063523 | 395.8499 | 0.20942 | 341.0312 | -0.00019255 | 340.458 | -0.00018525 | 334.6977 | -7.015e-07 | 340.458 | 0 | 341.0312 | 0 | 339.459 | 0 | 341.0312 | 0 | 341.0312 | 0 | 341.0312 | 0 | 339.459 | 0 | 341.0312 | 0 | 340.458 | 0 | 604.4693 | 0.00397 | 603.5703 | 1.0001e-05 | 604.4693 | 0.00226 | 339.459 | 0
| 395.9627 | 0.00037793 | 341.2448 | 0.0017277 | 340.6713 | 0.0013189 | 395.9627 | 0.19829 | 341.2448 | 0.00077177 | 340.6713 | 0.00060615 | 334.9116 | 4.9985e-06 | 340.6713 | 0 | 341.2448 | 0 | 339.6699 | 0 | 341.2448 | 0 | 341.2448 | 8.9799e-06 | 341.2448 | 0 | 339.6699 | 0 | 341.2448 | 0.00016847 | 340.6713 | 0 | 604.6284 | 0.00552 | 603.7299 | 0 | 604.6284 | 0.00209 | 339.6699 | 0
| 396.0756 | 0 | 341.4584 | 0.00077629 | 340.8846 | 3.0026e-05 | 396.0756 | 0.19572 | 341.4584 | -8.6381e-06 | 340.8846 | -0.00044046 | 335.1255 | -1.5623e-06 | 340.8846 | 0 | 341.4584 | 0 | 339.8808 | 0 | 341.4584 | 0 | 341.4584 | 0 | 341.4584 | 0 | 339.8808 | 0 | 341.4584 | 0 | 340.8846 | 0 | 604.7876 | 0.00448 | 603.8896 | 1.0001e-05 | 604.7876 | 0.00212 | 339.8808 | 0
| 396.1884 | 0 | 341.672 | 0.0016935 | 341.0979 | 0.00099296 | 396.1884 | 0.18966 | 341.672 | 4.5178e-05 | 341.0979 | 0.00052063 | 335.3394 | 1.0137e-05 | 341.0979 | 0 | 341.672 | 0 | 340.0917 | 0 | 341.672 | 0 | 341.672 | 5.5553e-06 | 341.672 | 0 | 340.0917 | 0 | 341.672 | 0.00027758 | 341.0979 | 0 | 604.9467 | 0.00633 | 604.0492 | 0 | 604.9467 | 0.002 | 340.0917 | 0
| 396.3012 | 0 | 341.8857 | 0.00052821 | 341.3112 | -0.00020664 | 396.3012 | 0.18778 | 341.8857 | -0.0011924 | 341.3112 | -0.00038032 | 335.5533 | -5.2678e-06 | 341.3112 | 0 | 341.8857 | 0 | 340.3026 | 0 | 341.8857 | 0 | 341.8857 | 0 | 341.8857 | 0 | 340.3026 | 0 | 341.8857 | 0 | 341.3112 | 0 | 605.1059 | 0.00317 | 604.2089 | 3.0002e-05 | 605.1059 | 0.00211 | 340.3026 | 0
| 396.414 | 0 | 342.0993 | 0.00051946 | 341.5246 | -3.8092e-05 | 396.414 | 0.18131 | 342.0993 | 0.00075258 | 341.5246 | 0.00073521 | 335.7672 | 8.7489e-06 | 341.5246 | 0 | 342.0993 | 0 | 340.5135 | 0 | 342.0993 | 0 | 342.0993 | 1.0111e-05 | 342.0993 | 0 | 340.5135 | 0 | 342.0993 | 0.00029909 | 341.5245 | 0 | 605.2651 | 0.00584 | 604.3686 | 0 | 605.2651 | 0.00213 | 340.5135 | 0
| 396.5269 | 0 | 342.313 | 0.00065683 | 341.7379 | 0.00028141 | 396.5269 | 0.17895 | 342.313 | -8.3485e-05 | 341.7379 | -0.00045055 | 335.9812 | 1.2709e-07 | 341.7379 | 0 | 342.313 | 0 | 340.7244 | 0 | 342.313 | 0 | 342.313 | 0 | 342.313 | 0 | 340.7244 | 0 | 342.313 | 0 | 341.7379 | 0 | 605.4243 | 0.00411 | 604.5282 | 3.0002e-05 | 605.4243 | 0.00222 | 340.7244 | 0
| 396.6397 | 0 | 342.5267 | 0.0010693 | 341.9513 | 0.00025131 | 396.6397 | 0.17448 | 342.5267 | 0.00010591 | 341.9513 | 0.0010542 | 336.1951 | 7.3716e-06 | 341.9513 | 0 | 342.5267 | 0 | 340.9354 | 0 | 342.5267 | 0 | 342.5267 | 5.1997e-06 | 342.5267 | 0 | 340.9354 | 0 | 342.5267 | 0.00030665 | 341.9513 | 0 | 605.5835 | 0.00559 | 604.6879 | 0 | 605.5835 | 0.00214 | 340.9354 | 0
| 396.7525 | 5.091e-05 | 342.7404 | 0.0014253 | 342.1647 | 0.00078899 | 396.7525 | 0.17148 | 342.7404 | -0.00023778 | 342.1647 | -0.00013456 | 336.4091 | -5.1325e-06 | 342.1647 | 0 | 342.7404 | 0 | 341.1464 | 0 | 342.7404 | 0 | 342.7404 | 0 | 342.7404 | 0 | 341.1464 | 0 | 342.7404 | 0 | 342.1646 | 0 | 605.7427 | 0.00357 | 604.8476 | 1.0001e-05 | 605.7427 | 0.00216 | 341.1464 | 0
| 396.8654 | 0 | 342.9541 | 0.001738 | 342.3781 | 0.00094574 | 396.8654 | 0.16477 | 342.9541 | 0.00027669 | 342.3781 | 0.0011433 | 336.6231 | 6.3771e-06 | 342.3781 | 0 | 342.9541 | 0 | 341.3573 | 0 | 342.9541 | 0 | 342.9541 | 9.2498e-06 | 342.9541 | 0 | 341.3573 | 0 | 342.9541 | 0.00027705 | 342.378 | 0 | 605.9019 | 0.00513 | 605.0073 | 6.6672e-06 | 605.9019 | 0.00203 | 341.3573 | 0
| 396.9782 | 0.00096726 | 343.1678 | 0.00091639 | 342.5915 | -0.00030408 | 396.9782 | 0.16036 | 343.1678 | -0.00075792 | 342.5915 | -0.00058472 | 336.8371 | -5.1699e-06 | 342.5915 | 0 | 343.1678 | 0 | 341.5683 | 0 | 343.1678 | 0 | 343.1678 | 0 | 343.1678 | 0 | 341.5683 | 0 | 343.1678 | 0 | 342.5915 | 0 | 606.0611 | 0.00366 | 605.167 | 5.0004e-05 | 606.0611 | 0.00214 | 341.5683 | 0
| 397.091 | 0.00079184 | 343.3816 | 0.0020397 | 342.8049 | 0.00089302 | 397.091 | 0.15526 | 343.3816 | 0.00056805 | 342.8049 | 0.0012362 | 337.0511 | 1.0738e-05 | 342.8049 | 0 | 343.3815 | 0 | 341.7793 | 0 | 343.3815 | 0 | 343.3816 | 4.4474e-06 | 343.3815 | 0 | 341.7793 | 0 | 343.3816 | 0.00038462 | 342.8049 | 0 | 606.2203 | 0.00396 | 605.3267 | 0 | 606.2203 | 0.00203 | 341.7793 | 0
| 397.2038 | 3.2945e-05 | 343.5953 | 0.00026601 | 343.0183 | 0.00025079 | 397.2038 | 0.15544 | 343.5953 | -0.00013148 | 343.0183 | -0.00041553 | 337.2651 | 4.9445e-08 | 343.0183 | 0 | 343.5953 | 0 | 341.9903 | 0 | 343.5953 | 0 | 343.5953 | 0 | 343.5953 | 0 | 341.9903 | 0 | 343.5953 | 0 | 343.0183 | 0 | 606.3795 | 0.00455 | 605.4864 | 3.0002e-05 | 606.3795 | 0.00218 | 341.9903 | 0
| 397.3166 | 0 | 343.8091 | 0.0020195 | 343.2318 | 0.0012697 | 397.3166 | 0.14876 | 343.8091 | 0.00084101 | 343.2318 | 0.0012285 | 337.4792 | 5.4332e-06 | 343.2318 | 0 | 343.8091 | 0 | 342.2014 | 0 | 343.8091 | 0 | 343.8091 | 1.0855e-05 | 343.8091 | 0 | 342.2014 | 0 | 343.8091 | 0.00036492 | 343.2318 | 0 | 606.5388 | 0.0028 | 605.6461 | 6.6672e-06 | 606.5388 | 0.00203 | 342.2013 | 0
| 397.4295 | 0 | 344.0229 | 0.00080072 | 343.4453 | 0.00084038 | 397.4295 | 0.14488 | 344.0229 | -0.00033962 | 343.4453 | -0.00025412 | 337.6932 | -6.3485e-06 | 343.4453 | 0 | 344.0229 | 0 | 342.4124 | 0 | 344.0229 | 0 | 344.0229 | 0 | 344.0229 | 0 | 342.4124 | 0 | 344.0229 | 0 | 343.4453 | 0 | 606.698 | 0.00469 | 605.8059 | 3.0002e-05 | 606.698 | 0.00223 | 342.4124 | 0
| 397.5423 | 0.00091782 | 344.2367 | 0.0014901 | 343.6588 | 0.0014021 | 397.5423 | 0.13901 | 344.2367 | 0.00073634 | 343.6588 | 0.0014213 | 337.9073 | 5.7345e-06 | 343.6588 | 0 | 344.2367 | 0 | 342.6234 | 0 | 344.2367 | 0 | 344.2367 | 1.3217e-05 | 344.2367 | 0 | 342.6234 | 0 | 344.2367 | 0.00045515 | 343.6588 | 0 | 606.8573 | 0.0057 | 605.9656 | 0 | 606.8573 | 0.00205 | 342.6234 | 0
| 397.6551 | 0.00116 | 344.4505 | 0.00090287 | 343.8723 | 0.00032639 | 397.6551 | 0.14125 | 344.4505 | -0.00011301 | 343.8723 | -0.00052977 | 338.1214 | -4.2818e-06 | 343.8723 | 0 | 344.4505 | 0 | 342.8345 | 0 | 344.4505 | 0 | 344.4505 | 0 | 344.4505 | 0 | 342.8345 | 0 | 344.4505 | 0 | 343.8723 | 0 | 607.0165 | 0.00311 | 606.1253 | 0 | 607.0165 | 0.00224 | 342.8345 | 0
| 397.7679 | 7.1987e-05 | 344.6643 | 0.0019318 | 344.0858 | 0.00077498 | 397.7679 | 0.13518 | 344.6643 | 0.00074323 | 344.0858 | 0.00059511 | 338.3354 | 2.5149e-06 | 344.0858 | 0 | 344.6643 | 0 | 343.0456 | 0 | 344.6643 | 0 | 344.6643 | 8.3495e-06 | 344.6643 | 0 | 343.0456 | 0 | 344.6643 | 0.00011911 | 344.0858 | 0 | 607.1758 | 0.00485 | 606.2851 | 0 | 607.1758 | 0.002 | 343.0456 | 0
| 397.8808 | 0 | 344.8781 | 0.0010385 | 344.2994 | 0.0005518 | 397.8808 | 0.13302 | 344.8781 | -0.00050614 | 344.2994 | -0.0001563 | 338.5496 | -4.4219e-06 | 344.2994 | 0 | 344.8782 | 0 | 343.2567 | 0 | 344.8782 | 0 | 344.8781 | 0 | 344.8782 | 0 | 343.2567 | 0 | 344.8781 | 0 | 344.2994 | 0 | 607.3351 | 0.0039 | 606.4448 | 1.0001e-05 | 607.3351 | 0.0021 | 343.2567 | 0
| 397.9936 | 0.00055789 | 345.092 | 0.0017585 | 344.5129 | 0.001129 | 397.9936 | 0.13187 | 345.092 | 6.5047e-05 | 344.5129 | 0.00060341 | 338.7637 | 3.5916e-06 | 344.5129 | 0 | 345.092 | 0 | 343.4678 | 0 | 345.092 | 0 | 345.092 | 5.5555e-06 | 345.092 | 0 | 343.4678 | 0 | 345.092 | 0.00022638 | 344.5129 | 0 | 607.4944 | 0.00315 | 606.6046 | 0 | 607.4944 | 0.00194 | 343.4678 | 0
| 398.1064 | 0 | 345.3059 | 0.00093007 | 344.7265 | 8.2289e-06 | 398.1064 | 0.12696 | 345.3059 | -0.00052936 | 344.7265 | -0.00051446 | 338.9778 | -4.6735e-06 | 344.7265 | 0 | 345.3059 | 0 | 343.6789 | 0 | 345.3059 | 0 | 345.3059 | 0 | 345.3059 | 0 | 343.6789 | 0 | 345.3059 | 0 | 344.7265 | 0 | 607.6536 | 0.00436 | 606.7644 | 5.0004e-05 | 607.6536 | 0.00207 | 343.6789 | 0
| 398.2192 | 0.00034194 | 345.5198 | 0.0024908 | 344.9401 | 0.0010818 | 398.2192 | 0.12145 | 345.5198 | 0.00048848 | 344.9401 | 0.0008465 | 339.1919 | 4.9636e-06 | 344.9401 | 0 | 345.5198 | 0 | 343.89 | 0 | 345.5198 | 0 | 345.5198 | 8.8228e-06 | 345.5198 | 0 | 343.89 | 0 | 345.5198 | 0.00034494 | 344.9401 | 0 | 607.8129 | 0.00445 | 606.9241 | 0 | 607.8129 | 0.00197 | 343.89 | 0
| 398.332 | 0 | 345.7337 | 0.0015109 | 345.1537 | 0.0018905 | 398.332 | 0.12407 | 345.7337 | 0.00053263 | 345.1537 | 0.00060734 | 339.4061 | -4.1039e-06 | 345.1537 | 0 | 345.7337 | 0 | 344.1012 | 0 | 345.7337 | 0 | 345.7337 | 0 | 345.7337 | 0 | 344.1012 | 0 | 345.7337 | 0 | 345.1537 | 0 | 607.9723 | 0.00341 | 607.0839 | 1.0001e-05 | 607.9723 | 0.00208 | 344.1012 | 0
| 398.4448 | 0.00070186 | 345.9476 | 0.0012664 | 345.3673 | 0.0020989 | 398.4448 | 0.1188 | 345.9476 | 0.00071818 | 345.3673 | 0.0015802 | 339.6202 | 8.17e-06 | 345.3673 | 0 | 345.9476 | 0 | 344.3123 | 0 | 345.9476 | 0 | 345.9476 | 9.3529e-06 | 345.9476 | 0 | 344.3123 | 0 | 345.9476 | 0.00023985 | 345.3673 | 0 | 608.1316 | 0.00436 | 607.2437 | 6.6672e-06 | 608.1316 | 0.00189 | 344.3123 | 0
| 398.5577 | 0.00051807 | 346.1615 | 0.00076368 | 345.581 | 0.00067563 | 398.5577 | 0.11885 | 346.1615 | -0.00030901 | 345.581 | -0.00055682 | 339.8344 | -1.9702e-06 | 345.581 | 0 | 346.1615 | 0 | 344.5235 | 0 | 346.1615 | 0 | 346.1615 | 0 | 346.1615 | 0 | 344.5235 | 0 | 346.1615 | 0 | 345.581 | 0 | 608.2909 | 0.00274 | 607.4035 | 1.0001e-05 | 608.2909 | 0.00199 | 344.5235 | 0
| 398.6705 | 0 | 346.3755 | 0.0016423 | 345.7946 | 0.0015866 | 398.6705 | 0.11457 | 346.3755 | -0.00023514 | 345.7946 | 0.00070447 | 340.0486 | 5.2074e-06 | 345.7946 | 0 | 346.3755 | 0 | 344.7347 | 0 | 346.3755 | 0 | 346.3755 | 6.2719e-06 | 346.3755 | 0 | 344.7347 | 0 | 346.3755 | 0.00022535 | 345.7946 | 0 | 608.4502 | 0.00369 | 607.5633 | 0 | 608.4502 | 0.00181 | 344.7347 | 0
| 398.7833 | 0.00015871 | 346.5894 | 0.0020033 | 346.0083 | -0.00012116 | 398.7833 | 0.11491 | 346.5894 | -0.00068037 | 346.0083 | -0.00093029 | 340.2628 | -2.6647e-06 | 346.0083 | 0 | 346.5895 | 0 | 344.9459 | 0 | 346.5895 | 0 | 346.5894 | 0 | 346.5895 | 0 | 344.9459 | 0 | 346.5894 | 0 | 346.0083 | 0 | 608.6095 | 0.00443 | 607.7231 | 1.0001e-05 | 608.6095 | 0.002 | 344.9459 | 0
| 398.8961 | 0.0004679 | 346.8034 | 0.0024076 | 346.222 | 0.0013483 | 398.8961 | 0.11024 | 346.8034 | 0.00053089 | 346.222 | 0.00094883 | 340.4771 | 5.9181e-06 | 346.222 | 0 | 346.8034 | 0 | 345.1571 | 0 | 346.8034 | 0 | 346.8034 | 1.0962e-05 | 346.8034 | 0 | 345.1571 | 0 | 346.8034 | 0.00019948 | 346.222 | 0 | 608.7689 | 0.0049 | 607.8829 | 6.6672e-06 | 608.7689 | 0.002 | 345.1571 | 0
| 399.0089 | 0 | 347.0174 | 0.0014293 | 346.4357 | 0.0012661 | 399.0089 | 0.11016 | 347.0174 | 0.00049402 | 346.4357 | -0.0001851 | 340.6913 | -5.4871e-06 | 346.4357 | 0 | 347.0174 | 0 | 345.3683 | 0 | 347.0174 | 0 | 347.0174 | 0 | 347.0174 | 0 | 345.3683 | 0 | 347.0174 | 0 | 346.4357 | 0 | 608.9282 | 0.00533 | 608.0427 | 5.0004e-05 | 608.9282 | 0.00215 | 345.3683 | 0
| 399.1217 | 0 | 347.2314 | 0.0020555 | 346.6494 | 0.001615 | 399.1217 | 0.10621 | 347.2314 | 0.00089476 | 346.6494 | 0.0019336 | 340.9055 | 5.8356e-06 | 346.6494 | 0 | 347.2314 | 0 | 345.5795 | 0 | 347.2314 | 0 | 347.2314 | 1.3299e-05 | 347.2314 | 0 | 345.5795 | 0 | 347.2314 | 0.00033302 | 346.6494 | 0 | 609.0876 | 0.00515 | 608.2025 | 6.6672e-06 | 609.0876 | 0.00205 | 345.5795 | 0
| 399.2346 | 0.00058994 | 347.4455 | 0.0019956 | 346.8632 | 0.00090255 | 399.2346 | 0.10739 | 347.4455 | -0.00049254 | 346.8632 | -0.00035643 | 341.1198 | -2.3782e-06 | 346.8632 | 0 | 347.4455 | 0 | 345.7908 | 0 | 347.4455 | 0 | 347.4455 | 0 | 347.4455 | 0 | 345.7908 | 0 | 347.4455 | 0 | 346.8632 | 0 | 609.2469 | 0.0048 | 608.3623 | 0 | 609.2469 | 0.00212 | 345.7908 | 0
| 399.3474 | 0 | 347.6595 | 0.0019511 | 347.0769 | 0.0010082 | 399.3474 | 0.10527 | 347.6595 | 0.00088632 | 347.0769 | 0.0013381 | 341.334 | 8.7012e-06 | 347.0769 | 0 | 347.6595 | 0 | 346.002 | 0 | 347.6595 | 0 | 347.6595 | 1.0728e-05 | 347.6595 | 0 | 346.002 | 0 | 347.6595 | 0.00015694 | 347.0769 | 0 | 609.4063 | 0.00561 | 608.5222 | 2.6669e-05 | 609.4063 | 0.00201 | 346.002 | 0
| 399.4602 | 0.00051807 | 347.8736 | 0.0024007 | 347.2907 | -0.00014678 | 399.4602 | 0.10723 | 347.8736 | -0.00038835 | 347.2907 | -0.00012647 | 341.5483 | -5.0818e-06 | 347.2907 | 0 | 347.8736 | 0 | 346.2133 | 0 | 347.8736 | 0 | 347.8736 | 0 | 347.8736 | 0 | 346.2133 | 0 | 347.8736 | 0 | 347.2907 | 0 | 609.5657 | 0.00505 | 608.682 | 3.0002e-05 | 609.5657 | 0.00211 | 346.2133 | 0
| 399.573 | 0 | 348.0876 | 0.0026063 | 347.5045 | 0.0019092 | 399.573 | 0.10168 | 348.0876 | 0.00093826 | 347.5045 | 0.0016141 | 341.7626 | 5.0852e-06 | 347.5045 | 0 | 348.0876 | 0 | 346.4246 | 0 | 348.0876 | 0 | 348.0876 | 1.4075e-05 | 348.0876 | 0 | 346.4246 | 0 | 348.0876 | 9.8858e-05 | 347.5045 | 0 | 609.7251 | 0.00622 | 608.8419 | 6.6672e-06 | 609.7251 | 0.00194 | 346.4246 | 0
| 399.6858 | 0 | 348.3017 | 0.00077241 | 347.7183 | 0.0009843 | 399.6858 | 0.10175 | 348.3017 | -0.00025143 | 347.7183 | -0.0004494 | 341.9769 | -3.6081e-06 | 347.7183 | 0 | 348.3017 | 0 | 346.6359 | 0 | 348.3017 | 0 | 348.3017 | 0 | 348.3017 | 0 | 346.6359 | 0 | 348.3017 | 0 | 347.7183 | 0 | 609.8845 | 0.00352 | 609.0017 | 1.0001e-05 | 609.8845 | 0.00201 | 346.6359 | 0
| 399.7986 | 0.00026995 | 348.5158 | 0.002157 | 347.9321 | -0.00035588 | 399.7986 | 0.09912 | 348.5158 | 0.00020298 | 347.9321 | 0.00053549 | 342.1912 | 4.0427e-06 | 347.9321 | 0 | 348.5158 | 0 | 346.8472 | 0 | 348.5158 | 0 | 348.5158 | 1.1226e-05 | 348.5158 | 0 | 346.8472 | 0 | 348.5158 | 0.00027025 | 347.9321 | 0 | 610.0438 | 0.00394 | 609.1616 | 0 | 610.0438 | 0.00182 | 346.8472 | 0
| 399.9114 | 0.00133 | 348.7299 | 0.0016073 | 348.1459 | 0.00077282 | 399.9114 | 0.09671 | 348.7299 | 0.000153 | 348.1459 | -0.00022793 | 342.4055 | -5.4942e-06 | 348.1459 | 0 | 348.7299 | 0 | 347.0585 | 0 | 348.7299 | 0 | 348.7299 | 0 | 348.7299 | 0 | 347.0585 | 0 | 348.7299 | 0 | 348.1459 | 0 | 610.2033 | 0.0039 | 609.3214 | 1.0001e-05 | 610.2033 | 0.0019 | 347.0585 | 0
| 400.0242 | 0.00068386 | 348.9441 | 0.0024818 | 348.3598 | 0.0017913 | 400.0242 | 0.09724 | 348.9441 | 0.0010155 | 348.3598 | 0.0013391 | 342.6199 | 9.2339e-06 | 348.3598 | 0 | 348.9441 | 0 | 347.2698 | 0 | 348.9441 | 0 | 348.9441 | 3.5071e-06 | 348.9441 | 0 | 347.2698 | 0 | 348.9441 | 0.00022639 | 348.3598 | 0 | 610.3627 | 0.00541 | 609.4813 | 6.6672e-06 | 610.3627 | 0.00177 | 347.2698 | 0
| 400.137 | 0 | 349.1582 | 0.0017907 | 348.5736 | 0.0021073 | 400.137 | 0.0948 | 349.1582 | -0.00040345 | 348.5736 | -0.00061568 | 342.8343 | -1.2898e-06 | 348.5736 | 0 | 349.1582 | 0 | 347.4812 | 0 | 349.1582 | 0 | 349.1582 | 0 | 349.1582 | 0 | 347.4812 | 0 | 349.1582 | 0 | 348.5736 | 0 | 610.5221 | 0.00339 | 609.6412 | 3.0002e-05 | 610.5221 | 0.00192 | 347.4812 | 0
| 400.2498 | 0.00064787 | 349.3723 | 0.0021248 | 348.7875 | 0.0014459 | 400.2498 | 0.08989 | 349.3723 | 0.00085776 | 348.7875 | 0.0013434 | 343.0486 | 5.4075e-06 | 348.7875 | 0 | 349.3724 | 0 | 347.6925 | 0 | 349.3724 | 0 | 349.3723 | 1.2748e-05 | 349.3724 | 0 | 347.6925 | 0 | 349.3723 | 0.00036189 | 348.7875 | 0 | 610.6815 | 0.00548 | 609.8011 | 6.6672e-06 | 610.6815 | 0.00181 | 347.6925 | 0
| 400.3626 | 0.000554 | 349.5865 | 0.001752 | 349.0014 | 0.00145 | 400.3626 | 0.09038 | 349.5865 | -0.00032899 | 349.0014 | -0.00041489 | 343.263 | 1.7022e-07 | 349.0014 | 0 | 349.5865 | 0 | 347.9039 | 0 | 349.5865 | 0 | 349.5865 | 0 | 349.5865 | 0 | 347.9039 | 0 | 349.5865 | 0 | 349.0014 | 0 | 610.8409 | 0.00357 | 609.961 | 1.0001e-05 | 610.8409 | 0.00188 | 347.9039 | 0
| 400.4754 | 0.00066587 | 349.8007 | 0.0025513 | 349.2153 | 0.00176 | 400.4754 | 0.08861 | 349.8007 | 0.00097278 | 349.2153 | 0.00089662 | 343.4774 | 5.9798e-06 | 349.2153 | 0 | 349.8007 | 0 | 348.1153 | 0 | 349.8007 | 0 | 349.8007 | 3.0671e-06 | 349.8007 | 0 | 348.1153 | 0 | 349.8007 | 0.00021921 | 349.2153 | 0 | 611.0004 | 0.00598 | 610.1209 | 0 | 611.0004 | 0.00174 | 348.1153 | 0
| 400.5882 | 0.00037433 | 350.0149 | 0.0020352 | 349.4292 | 0.00063035 | 400.5882 | 0.08904 | 350.0149 | -0.0002089 | 349.4292 | 8.4181e-05 | 343.6918 | 8.9201e-07 | 349.4292 | 0 | 350.0149 | 0 | 348.3267 | 0 | 350.0149 | 0 | 350.0149 | 0 | 350.0149 | 0 | 348.3267 | 0 | 350.0149 | 0 | 349.4292 | 0 | 611.1598 | 0.00373 | 610.2808 | 0 | 611.1598 | 0.00188 | 348.3267 | 0
| 400.7011 | 0 | 350.2291 | 0.0026814 | 349.6432 | 0.001056 | 400.7011 | 0.08454 | 350.2291 | 0.00064275 | 349.6432 | 0.0012587 | 343.9062 | 8.8841e-06 | 349.6432 | 0 | 350.2291 | 0 | 348.5381 | 0 | 350.2291 | 0 | 350.2291 | 8.3233e-06 | 350.2291 | 0 | 348.5381 | 0 | 350.2291 | 0.00046857 | 349.6432 | 0 | 611.3193 | 0.00427 | 610.4407 | 6.6672e-06 | 611.3193 | 0.0019 | 348.5381 | 0
| 400.8139 | 0 | 350.4434 | 0.0019597 | 349.8571 | 0.0022839 | 400.8139 | 0.08344 | 350.4434 | -2.9827e-05 | 349.8571 | 0.00015104 | 344.1206 | -8.6969e-06 | 349.8571 | 0 | 350.4434 | 0 | 348.7495 | 0 | 350.4434 | 0 | 350.4434 | 0 | 350.4434 | 0 | 348.7495 | 0 | 350.4434 | 0 | 349.8571 | 0 | 611.4787 | 0.00464 | 610.6006 | 0 | 611.4787 | 0.00201 | 348.7495 | 0
| 400.9267 | 0 | 350.6576 | 0.0031957 | 350.0711 | 0.0010691 | 400.9267 | 0.08084 | 350.6576 | 0.00076539 | 350.0711 | 0.0012238 | 344.3351 | 7.6996e-06 | 350.0711 | 0 | 350.6576 | 0 | 348.961 | 0 | 350.6576 | 0 | 350.6576 | 1.0839e-05 | 350.6576 | 0 | 348.961 | 0 | 350.6576 | 0.00026127 | 350.0711 | 0 | 611.6382 | 0.00397 | 610.7605 | 0 | 611.6382 | 0.00194 | 348.961 | 0
| 401.0395 | 0 | 350.8719 | 0.0029433 | 350.2851 | 0.0016907 | 401.0395 | 0.08025 | 350.8719 | 0.00029625 | 350.2851 | -0.0003358 | 344.5496 | 7.4032e-07 | 350.2851 | 0 | 350.8719 | 0 | 349.1724 | 0 | 350.8719 | 0 | 350.8719 | 0 | 350.8719 | 0 | 349.1724 | 0 | 350.8719 | 0 | 350.2851 | 0 | 611.7977 | 0.00338 | 610.9204 | 0 | 611.7977 | 0.00201 | 349.1724 | 0
| 401.1523 | 0.00035993 | 351.0862 | 0.0030057 | 350.4991 | 0.0027496 | 401.1523 | 0.07531 | 351.0862 | 0.00082551 | 350.4991 | 0.00088309 | 344.764 | 7.4951e-06 | 350.4991 | 0 | 351.0862 | 0 | 349.3839 | 0 | 351.0862 | 0 | 351.0862 | 0 | 351.0862 | 0 | 349.3839 | 0 | 351.0861 | 0.00034976 | 350.4991 | 0 | 611.9572 | 0.00468 | 611.0804 | 6.6672e-06 | 611.9572 | 0.00191 | 349.3839 | 0
| 401.2651 | 0 | 351.3004 | 0.0029416 | 350.7131 | 0.0020026 | 401.2651 | 0.07449 | 351.3004 | 0.00032522 | 350.7131 | -0.00052948 | 344.9785 | -1.897e-06 | 350.7131 | 0 | 351.3005 | 0 | 349.5953 | 0 | 351.3005 | 0 | 351.3004 | 0 | 351.3005 | 0 | 349.5953 | 0 | 351.3005 | 0 | 350.7131 | 0 | 612.1167 | 0.00281 | 611.2403 | 3.0002e-05 | 612.1167 | 0.00202 | 349.5953 | 0
| 401.3779 | 0.00028795 | 351.5148 | 0.003304 | 350.9272 | 0.0042088 | 401.3779 | 0.07119 | 351.5148 | 0.00043413 | 350.9272 | 0.00084239 | 345.193 | 6.619e-06 | 350.9272 | 0 | 351.5148 | 0 | 349.8068 | 0 | 351.5148 | 0 | 351.5148 | 1.057e-05 | 351.5148 | 0 | 349.8068 | 0 | 351.5148 | 0.00028922 | 350.9272 | 0 | 612.2762 | 0.00376 | 611.4003 | 6.6672e-06 | 612.2762 | 0.00188 | 349.8068 | 0
| 401.4907 | 0 | 351.7291 | 0.0028993 | 351.1412 | 0.0039267 | 401.4907 | 0.0695 | 351.7291 | -0.00066738 | 351.1412 | 0.00030263 | 345.4075 | -2.5524e-06 | 351.1412 | 0 | 351.7291 | 0 | 350.0183 | 0 | 351.7291 | 0 | 351.7291 | 0 | 351.7291 | 0 | 350.0183 | 0 | 351.7291 | 0 | 351.1412 | 0 | 612.4357 | 0.00375 | 611.5602 | 0 | 612.4357 | 0.00202 | 350.0183 | 0
| 401.6035 | 0.00034194 | 351.9434 | 0.0038409 | 351.3553 | 0.0051007 | 401.6035 | 0.06716 | 351.9434 | 0.00051823 | 351.3553 | 0.0010428 | 345.622 | 7.8759e-06 | 351.3553 | 0 | 351.9434 | 0 | 350.2298 | 0 | 351.9434 | 0 | 351.9434 | 1.216e-05 | 351.9434 | 0 | 350.2298 | 0 | 351.9434 | 0.00016481 | 351.3553 | 0 | 612.5952 | 0.00534 | 611.7202 | 6.6672e-06 | 612.5952 | 0.00185 | 350.2298 | 0
| 401.7163 | 0 | 352.1578 | 0.0030541 | 351.5694 | 0.0044122 | 401.7163 | 0.06728 | 352.1578 | 0.00034102 | 351.5694 | -0.00010138 | 345.8365 | -3.4028e-06 | 351.5694 | 0 | 352.1578 | 0 | 350.4413 | 0 | 352.1578 | 0 | 352.1578 | 0 | 352.1578 | 0 | 350.4413 | 0 | 352.1578 | 0 | 351.5694 | 0 | 612.7547 | 0.0035 | 611.8801 | 1.0001e-05 | 612.7547 | 0.00197 | 350.4413 | 0
| 401.8291 | 0.00057588 | 352.3721 | 0.0042447 | 351.7835 | 0.0061463 | 401.8291 | 0.06356 | 352.3721 | 0.00058569 | 351.7835 | 0.00069187 | 346.0511 | 3.3083e-06 | 351.7835 | 0 | 352.3721 | 0 | 350.6529 | 0 | 352.3721 | 0 | 352.3721 | 6.233e-06 | 352.3721 | 0 | 350.6529 | 0 | 352.3721 | 0.00030612 | 351.7835 | 0 | 612.9142 | 0.00575 | 612.0401 | 6.6672e-06 | 612.9142 | 0.00181 | 350.6529 | 0
| 401.9419 | 0 | 352.5865 | 0.0039713 | 351.9976 | 0.0063883 | 401.9419 | 0.06284 | 352.5865 | 0.00014055 | 351.9976 | -0.00026148 | 346.2657 | -5.728e-07 | 351.9976 | 0 | 352.5865 | 0 | 350.8644 | 0 | 352.5865 | 0 | 352.5865 | 0 | 352.5865 | 0 | 350.8644 | 0 | 352.5865 | 0 | 351.9976 | 0 | 613.0738 | 0.00447 | 612.2001 | 3.0002e-05 | 613.0738 | 0.00195 | 350.8644 | 0
| 402.0547 | 0.00044991 | 352.8009 | 0.0046812 | 352.2117 | 0.0083898 | 402.0547 | 0.0588 | 352.8009 | 0.00063048 | 352.2117 | 0.001101 | 346.4802 | 7.2633e-06 | 352.2117 | 0 | 352.8009 | 0 | 351.076 | 0 | 352.8009 | 0 | 352.8009 | 1.1558e-05 | 352.8009 | 0 | 351.076 | 0 | 352.8009 | 0.00035604 | 352.2117 | 0 | 613.2333 | 0.00418 | 612.3601 | 6.6672e-06 | 613.2333 | 0.00187 | 351.076 | 0
| 402.1675 | 0.00026652 | 353.0153 | 0.0045546 | 352.4259 | 0.0079318 | 402.1675 | 0.05738 | 353.0153 | 0.00017431 | 352.4259 | -0.00021995 | 346.6948 | -3.8693e-06 | 352.4259 | 0 | 353.0153 | 0 | 351.2876 | 0 | 353.0153 | 0 | 353.0153 | 0 | 353.0153 | 0 | 351.2876 | 0 | 353.0153 | 0 | 352.4259 | 0 | 613.3928 | 0.00292 | 612.5201 | 1.0001e-05 | 613.3928 | 0.00206 | 351.2876 | 0
| 402.2803 | 0 | 353.2298 | 0.0065807 | 352.6401 | 0.010241 | 402.2803 | 0.05602 | 353.2298 | 0.00013693 | 352.6401 | 0.0013725 | 346.9094 | 6.8926e-06 | 352.6401 | 0 | 353.2298 | 0 | 351.4992 | 0 | 353.2298 | 0 | 353.2298 | 1.4286e-05 | 353.2298 | 0 | 351.4992 | 0 | 353.2298 | 0.00032751 | 352.64 | 0 | 613.5524 | 0.00432 | 612.6801 | 0 | 613.5524 | 0.00196 | 351.4992 | 0
| 402.3931 | 0 | 353.4442 | 0.0049252 | 352.8542 | 0.010264 | 402.3931 | 0.05285 | 353.4442 | 0.0002676 | 352.8542 | 0.00051068 | 347.124 | -9.863e-07 | 352.8542 | 0 | 353.4442 | 0 | 351.7108 | 0 | 353.4442 | 0 | 353.4442 | 0 | 353.4442 | 0 | 351.7108 | 0 | 353.4442 | 0 | 352.8542 | 0 | 613.712 | 0.0057 | 612.8401 | 1.0001e-05 | 613.712 | 0.00207 | 351.7108 | 0
| 402.5059 | 0 | 353.6587 | 0.0073489 | 353.0684 | 0.011884 | 402.5059 | 0.05273 | 353.6587 | 0.00050239 | 353.0684 | 0.001808 | 347.3386 | 1.0906e-05 | 353.0684 | 0 | 353.6587 | 0 | 351.9224 | 0 | 353.6587 | 0 | 353.6587 | 1.1958e-05 | 353.6587 | 0 | 351.9224 | 0 | 353.6587 | 0.00033288 | 353.0684 | 0 | 613.8715 | 0.00513 | 613.0001 | 6.6672e-06 | 613.8715 | 0.00185 | 351.9224 | 0
| 402.6186 | 0.0007157 | 353.8731 | 0.0064217 | 353.2826 | 0.011592 | 402.6186 | 0.05037 | 353.8731 | -8.2912e-05 | 353.2826 | -0.00033874 | 347.5533 | -8.5905e-07 | 353.2826 | 0 | 353.8731 | 0 | 352.134 | 0 | 353.8731 | 0 | 353.8731 | 0 | 353.8731 | 0 | 352.134 | 0 | 353.8731 | 0 | 353.2826 | 0 | 614.0311 | 0.00485 | 613.1601 | 3.0002e-05 | 614.0311 | 0.00203 | 352.134 | 0
| 402.7314 | 0 | 354.0876 | 0.0087588 | 353.4969 | 0.01373 | 402.7314 | 0.04625 | 354.0876 | 0.00068104 | 353.4969 | 0.0016159 | 347.7679 | 8.1442e-06 | 353.4969 | 0 | 354.0876 | 0 | 352.3456 | 0 | 354.0876 | 0 | 354.0876 | 7.3631e-06 | 354.0876 | 0 | 352.3456 | 0 | 354.0876 | 0.00033222 | 353.4969 | 0 | 614.1907 | 0.00494 | 613.3201 | 6.6672e-06 | 614.1907 | 0.00191 | 352.3456 | 0
| 402.8442 | 0 | 354.3021 | 0.0083923 | 353.7111 | 0.011644 | 402.8442 | 0.04734 | 354.3021 | -4.1313e-05 | 353.7111 | 0.00019126 | 347.9826 | -9.2737e-06 | 353.7111 | 0 | 354.3021 | 0 | 352.5573 | 0 | 354.3021 | 0 | 354.3021 | 0 | 354.3021 | 0 | 352.5573 | 0 | 354.3021 | 0 | 353.7111 | 0 | 614.3503 | 0.00424 | 613.4802 | 1.0001e-05 | 614.3503 | 0.00193 | 352.5573 | 0
| 402.957 | 0.00104 | 354.5166 | 0.010902 | 353.9254 | 0.014187 | 402.957 | 0.04415 | 354.5166 | 0.0007047 | 353.9254 | 0.00073132 | 348.1972 | 8.6465e-06 | 353.9254 | 0 | 354.5166 | 0 | 352.769 | 0 | 354.5166 | 0 | 354.5166 | 1.7764e-06 | 354.5166 | 0 | 352.769 | 0 | 354.5166 | 0.0002125 | 353.9254 | 0 | 614.5099 | 0.00475 | 613.6402 | 0 | 614.5099 | 0.00172 | 352.769 | 0
| 403.0698 | 0 | 354.7312 | 0.01103 | 354.1397 | 0.017008 | 403.0698 | 0.04423 | 354.7312 | -7.5099e-05 | 354.1397 | 1.9625e-05 | 348.4119 | -5.2137e-06 | 354.1397 | 0 | 354.7312 | 0 | 352.9806 | 0 | 354.7312 | 0 | 354.7312 | 0 | 354.7312 | 0 | 352.9806 | 0 | 354.7312 | 0 | 354.1397 | 0 | 614.6695 | 0.0045 | 613.8002 | 3.0002e-05 | 614.6695 | 0.00187 | 352.9806 | 0
| 403.1826 | 0 | 354.9457 | 0.014303 | 354.354 | 0.019624 | 403.1826 | 0.04086 | 354.9457 | 0.0012399 | 354.354 | 0.0011432 | 348.6266 | 3.5509e-06 | 354.354 | 0 | 354.9457 | 0 | 353.1923 | 0 | 354.9457 | 0 | 354.9457 | 6.0729e-06 | 354.9457 | 0 | 353.1923 | 0 | 354.9457 | 0.00018091 | 354.354 | 0 | 614.8291 | 0.00438 | 613.9603 | 0 | 614.8291 | 0.00184 | 353.1923 | 0
| 403.2954 | 0.00075165 | 355.1602 | 0.015154 | 354.5683 | 0.019482 | 403.2954 | 0.0398 | 355.1602 | 0.00063508 | 354.5683 | -0.0003047 | 348.8413 | -5.7157e-06 | 354.5683 | 0 | 355.1603 | 0 | 353.404 | 0 | 355.1603 | 0 | 355.1602 | 0 | 355.1603 | 0 | 353.404 | 0 | 355.1603 | 0 | 354.5683 | 0 | 614.9887 | 0.0041 | 614.1203 | 3.0002e-05 | 614.9887 | 0.00195 | 353.404 | 0
| 403.4082 | 0.00026995 | 355.3748 | 0.01913 | 354.7826 | 0.022218 | 403.4082 | 0.03615 | 355.3748 | 0.0010441 | 354.7826 | 0.00052461 | 349.056 | 4.244e-06 | 354.7826 | 0 | 355.3748 | 0 | 353.6157 | 0 | 355.3748 | 0 | 355.3748 | 8.3372e-06 | 355.3748 | 0 | 353.6157 | 0 | 355.3748 | 0.00018956 | 354.7826 | 0 | 615.1484 | 0.00522 | 614.2804 | 4.667e-05 | 615.1484 | 0.00175 | 353.6157 | 0
| 403.521 | 0.00032042 | 355.5894 | 0.020021 | 354.9969 | 0.024635 | 403.521 | 0.03661 | 355.5894 | -0.0002616 | 354.9969 | 0.0001044 | 349.2708 | 1.0574e-06 | 354.9969 | 0 | 355.5894 | 0 | 353.8275 | 0 | 355.5894 | 0 | 355.5894 | 0 | 355.5894 | 0 | 353.8275 | 0 | 355.5894 | 0 | 354.9969 | 0 | 615.308 | 0.00352 | 614.4405 | 3.0002e-05 | 615.308 | 0.0019 | 353.8274 | 0
| 403.6338 | 0 | 355.804 | 0.023884 | 355.2113 | 0.026882 | 403.6338 | 0.03379 | 355.804 | 0.00040988 | 355.2113 | 0.0014537 | 349.4855 | 5.3595e-06 | 355.2113 | 0 | 355.804 | 0 | 354.0392 | 0 | 355.804 | 0 | 355.804 | 5.3348e-06 | 355.804 | 0 | 354.0392 | 0 | 355.804 | 0.00030688 | 355.2113 | 0 | 615.4676 | 0.00487 | 614.6005 | 0 | 615.4676 | 0.0018 | 354.0392 | 0
| 403.7466 | 0 | 356.0186 | 0.026625 | 355.4257 | 0.02826 | 403.7466 | 0.03159 | 356.0186 | 0.00053904 | 355.4257 | -0.00042403 | 349.7003 | -3.1718e-06 | 355.4257 | 0 | 356.0186 | 0 | 354.2509 | 0 | 356.0186 | 0 | 356.0186 | 0 | 356.0186 | 0 | 354.2509 | 0 | 356.0186 | 0 | 355.4257 | 0 | 615.6273 | 0.00404 | 614.7606 | 1.0001e-05 | 615.6273 | 0.00188 | 354.2509 | 0
| 403.8594 | 7.1987e-05 | 356.2333 | 0.030241 | 355.64 | 0.030795 | 403.8594 | 0.03106 | 356.2333 | 0.0003298 | 355.64 | 0.00071565 | 349.915 | 7.6117e-06 | 355.64 | 0 | 356.2333 | 0 | 354.4627 | 0 | 356.2333 | 0 | 356.2333 | 2.6275e-06 | 356.2333 | 0 | 354.4627 | 0 | 356.2333 | 0.00010407 | 355.64 | 0 | 615.7869 | 0.00622 | 614.9207 | 6.6672e-06 | 615.7869 | 0.00177 | 354.4627 | 0
| 403.9721 | 0.00023058 | 356.4479 | 0.033635 | 355.8545 | 0.034169 | 403.9721 | 0.03087 | 356.4479 | 0.00041848 | 355.8545 | 0.00012165 | 350.1298 | -1.6152e-06 | 355.8545 | 0 | 356.4479 | 0 | 354.6745 | 0 | 356.4479 | 0 | 356.4479 | 0 | 356.4479 | 0 | 354.6745 | 0 | 356.4479 | 0 | 355.8544 | 0 | 615.9466 | 0.00371 | 615.0808 | 3.0002e-05 | 615.9466 | 0.00194 | 354.6745 | 0
| 404.0849 | 5.399e-05 | 356.6626 | 0.038598 | 356.0689 | 0.038106 | 404.0849 | 0.0293 | 356.6626 | 0.00063855 | 356.0689 | 0.0022956 | 350.3446 | 7.5329e-06 | 356.0689 | 0 | 356.6626 | 0 | 354.8863 | 0 | 356.6626 | 0 | 356.6626 | 1.289e-05 | 356.6626 | 0 | 354.8863 | 0 | 356.6626 | 0.00034681 | 356.0689 | 0 | 616.1063 | 0.00515 | 615.2409 | 2.6669e-05 | 616.1063 | 0.00189 | 354.8863 | 0
| 404.1977 | 0 | 356.8773 | 0.042368 | 356.2833 | 0.039799 | 404.1977 | 0.02762 | 356.8773 | 0.00031138 | 356.2833 | 0.00033343 | 350.5594 | -6.4762e-06 | 356.2833 | 0 | 356.8773 | 0 | 355.0981 | 0 | 356.8773 | 0 | 356.8773 | 0 | 356.8773 | 0 | 355.0981 | 0 | 356.8773 | 0 | 356.2833 | 0 | 616.2659 | 0.00373 | 615.401 | 0 | 616.2659 | 0.00211 | 355.0981 | 0
| 404.3105 | 0.00025195 | 357.092 | 0.047978 | 356.4978 | 0.042083 | 404.3105 | 0.0277 | 357.092 | 0.00069423 | 356.4978 | 0.00095828 | 350.7743 | 6.6843e-06 | 356.4978 | 0 | 357.092 | 0 | 355.3099 | 0 | 357.092 | 0 | 357.092 | 1.1956e-05 | 357.092 | 0 | 355.3099 | 0 | 357.092 | 0.00039638 | 356.4978 | 0 | 616.4256 | 0.00475 | 615.5611 | 2.6669e-05 | 616.4256 | 0.00198 | 355.3099 | 0
| 404.4233 | 0 | 357.3067 | 0.051387 | 356.7122 | 0.046505 | 404.4233 | 0.02611 | 357.3067 | -8.1579e-05 | 356.7122 | 0.00036558 | 350.9891 | 1.4849e-07 | 356.7122 | 0 | 357.3067 | 0 | 355.5217 | 0 | 357.3067 | 0 | 357.3067 | 0 | 357.3067 | 0 | 355.5217 | 0 | 357.3067 | 0 | 356.7122 | 0 | 616.5853 | 0.00366 | 615.7212 | 1.0001e-05 | 616.5853 | 0.0021 | 355.5217 | 0
| 404.5361 | 0 | 357.5214 | 0.058517 | 356.9267 | 0.049814 | 404.5361 | 0.02532 | 357.5214 | 0.0011196 | 356.9267 | 0.001008 | 351.2039 | 9.5901e-06 | 356.9267 | 0 | 357.5214 | 0 | 355.7336 | 0 | 357.5214 | 0 | 357.5214 | 7.2255e-06 | 357.5214 | 0 | 355.7336 | 0 | 357.5214 | 0.00016363 | 356.9267 | 0 | 616.745 | 0.00468 | 615.8814 | 2.6669e-05 | 616.745 | 0.00182 | 355.7335 | 0
| 404.6489 | 0 | 357.7361 | 0.064943 | 357.1412 | 0.054787 | 404.6489 | 0.02428 | 357.7361 | 6.9818e-05 | 357.1412 | 0.00027625 | 351.4188 | -4.32e-06 | 357.1412 | 0 | 357.7361 | 0 | 355.9454 | 0 | 357.7361 | 0 | 357.7361 | 0 | 357.7361 | 0 | 355.9454 | 0 | 357.7362 | 0 | 357.1412 | 0 | 616.9047 | 0.00338 | 616.0415 | 1.0001e-05 | 616.9047 | 0.00188 | 355.9454 | 0
| 404.7617 | 0 | 357.9509 | 0.070846 | 357.3557 | 0.059238 | 404.7617 | 0.02315 | 357.9509 | 0.0011174 | 357.3557 | 0.0015035 | 351.6337 | 5.0276e-06 | 357.3557 | 0 | 357.9509 | 0 | 356.1573 | 0 | 357.9509 | 0 | 357.9509 | 1.2082e-05 | 357.9509 | 0 | 356.1573 | 0 | 357.9509 | 0.000262 | 357.3557 | 0 | 617.0644 | 0.0071 | 616.2016 | 2.6669e-05 | 617.0644 | 0.00179 | 356.1573 | 0
| 404.8745 | 0.00048213 | 358.1656 | 0.07626 | 357.5703 | 0.064172 | 404.8745 | 0.02533 | 358.1656 | -0.00030199 | 357.5703 | -7.7946e-05 | 351.8486 | -3.8507e-06 | 357.5703 | 0 | 358.1657 | 0 | 356.3691 | 0 | 358.1657 | 0 | 358.1656 | 0 | 358.1657 | 0 | 356.3691 | 0 | 358.1657 | 0 | 357.5702 | 0 | 617.2242 | 0.00346 | 616.3618 | 0 | 617.2242 | 0.00194 | 356.3691 | 0
| 404.9872 | 0.00041391 | 358.3804 | 0.085396 | 357.7848 | 0.070309 | 404.9872 | 0.01987 | 358.3804 | 0.00067744 | 357.7848 | 0.0014291 | 352.0634 | 6.8951e-06 | 357.7848 | 0 | 358.3804 | 0 | 356.581 | 0 | 358.3804 | 0 | 358.3804 | 7.6724e-06 | 358.3804 | 0 | 356.581 | 0 | 358.3804 | 0.00032618 | 357.7848 | 0 | 617.3839 | 0.00485 | 616.5219 | 6.6672e-06 | 617.3839 | 0.00182 | 356.581 | 0
| 405.1 | 0 | 358.5952 | 0.092956 | 357.9994 | 0.074853 | 405.1 | 0.02098 | 358.5952 | 6.6964e-05 | 357.9994 | 0.00023866 | 352.2784 | -3.8208e-06 | 357.9994 | 0 | 358.5952 | 0 | 356.7929 | 0 | 358.5952 | 0 | 358.5952 | 0 | 358.5952 | 0 | 356.7929 | 0 | 358.5953 | 0 | 357.9994 | 0 | 617.5436 | 0.00334 | 616.6821 | 1.0001e-05 | 617.5436 | 0.00188 | 356.7929 | 0
| 405.2128 | 0.00079184 | 358.81 | 0.10153 | 358.2139 | 0.081928 | 405.2128 | 0.01987 | 358.81 | 0.00089363 | 358.2139 | 0.00076843 | 352.4933 | 7.1415e-06 | 358.2139 | 0 | 358.81 | 0 | 357.0048 | 0 | 358.81 | 0 | 358.81 | 4.4113e-06 | 358.81 | 0 | 357.0048 | 0 | 358.81 | 0.00024576 | 358.2139 | 0 | 617.7034 | 0.00561 | 616.8422 | 2.6669e-05 | 617.7034 | 0.00179 | 357.0048 | 0
| 405.3256 | 0 | 359.0249 | 0.11194 | 358.4285 | 0.089218 | 405.3256 | 0.02086 | 359.0249 | 0.00028578 | 358.4285 | 0.00071127 | 352.7082 | -4.7606e-07 | 358.4285 | 0 | 359.0249 | 0 | 357.2168 | 0 | 359.0249 | 0 | 359.0249 | 0 | 359.0249 | 0 | 357.2168 | 0 | 359.0249 | 0 | 358.4285 | 0 | 617.8631 | 0.00343 | 617.0024 | 0 | 617.8631 | 0.0019 | 357.2168 | 0
| 405.4384 | 0 | 359.2397 | 0.12154 | 358.6431 | 0.098262 | 405.4384 | 0.02067 | 359.2397 | 0.00088263 | 358.6431 | 0.0025528 | 352.9232 | 6.5379e-06 | 358.6431 | 0 | 359.2397 | 0 | 357.4287 | 0 | 359.2397 | 0 | 359.2397 | 1.3652e-05 | 359.2397 | 0 | 357.4287 | 0 | 359.2397 | 0.00032991 | 358.6431 | 0 | 618.0229 | 0.00563 | 617.1626 | 6.6672e-06 | 618.0229 | 0.00183 | 357.4287 | 0
| 405.5512 | 0 | 359.4546 | 0.13331 | 358.8578 | 0.10439 | 405.5512 | 0.0189 | 359.4546 | 0.00028778 | 358.8578 | 0.00055424 | 353.1381 | -1.5361e-06 | 358.8578 | 0 | 359.4546 | 0 | 357.6407 | 0 | 359.4546 | 0 | 359.4546 | 0 | 359.4546 | 0 | 357.6407 | 0 | 359.4546 | 0 | 358.8578 | 0 | 618.1826 | 0.00353 | 617.3228 | 3.0002e-05 | 618.1826 | 0.00193 | 357.6407 | 0
| 405.6639 | 0 | 359.6694 | 0.14914 | 359.0724 | 0.11477 | 405.6639 | 0.01907 | 359.6694 | 0.00067914 | 359.0724 | 0.0024883 | 353.3531 | 3.0453e-06 | 359.0724 | 0 | 359.6694 | 0 | 357.8526 | 0 | 359.6694 | 0 | 359.6694 | 3.751e-06 | 359.6694 | 0 | 357.8526 | 0 | 359.6694 | 0.00030231 | 359.0724 | 0 | 618.3424 | 0.00626 | 617.4829 | 0 | 618.3424 | 0.00186 | 357.8526 | 0
| 405.7767 | 0 | 359.8843 | 0.15947 | 359.2871 | 0.12447 | 405.7767 | 0.01833 | 359.8843 | 0.00062355 | 359.2871 | 0.00094617 | 353.5681 | 1.018e-06 | 359.2871 | 0 | 359.8843 | 0 | 358.0646 | 0 | 359.8843 | 0 | 359.8843 | 0 | 359.8843 | 0 | 358.0646 | 0 | 359.8843 | 0 | 359.2871 | 0 | 618.5022 | 0.00357 | 617.6431 | 0 | 618.5022 | 0.00196 | 358.0646 | 0
| 405.8895 | 0 | 360.0992 | 0.17615 | 359.5017 | 0.13646 | 405.8895 | 0.01423 | 360.0992 | 0.00072822 | 359.5017 | 0.0020072 | 353.7831 | 9.2139e-06 | 359.5017 | 0 | 360.0992 | 0 | 358.2766 | 0 | 360.0992 | 0 | 360.0992 | 1.3309e-05 | 360.0992 | 0 | 358.2766 | 0 | 360.0992 | 0.000193 | 359.5017 | 0 | 618.662 | 0.00445 | 617.8033 | 0 | 618.662 | 0.00186 | 358.2766 | 0
| 406.0023 | 0.00057197 | 360.3141 | 0.1933 | 359.7164 | 0.14532 | 406.0023 | 0.01627 | 360.3141 | 0.0006081 | 359.7164 | 0.00057389 | 353.9981 | -0.0037042 | 359.7164 | 0 | 360.3141 | 0 | 358.4886 | 0 | 360.3141 | 0 | 360.3141 | 0 | 360.3141 | 0 | 358.4886 | 0 | 360.3141 | 0 | 359.7164 | 0 | 618.8218 | 0.00484 | 617.9635 | 1.0001e-05 | 618.8218 | 0.00198 | 358.4886 | 0
| 406.1151 | 0.0004859 | 360.5291 | 0.2103 | 359.9311 | 0.16007 | 406.1151 | 0.01806 | 360.5291 | 0.0018766 | 359.9311 | 0.0026193 | 354.2131 | 0.004724 | 359.9311 | 0 | 360.5291 | 0 | 358.7006 | 0 | 360.5291 | 0 | 360.5291 | 1.6807e-05 | 360.5291 | 0 | 358.7006 | 0 | 360.529 | 0.00029955 | 359.9311 | 0 | 618.9816 | 0.00422 | 618.1237 | 0 | 618.9816 | 0.00184 | 358.7006 | 0
| 406.2279 | 0 | 360.744 | 0.22671 | 360.1458 | 0.17252 | 406.2279 | 0.01602 | 360.744 | 0.0014469 | 360.1458 | 0.00091096 | 354.4282 | 0.00014585 | 360.1458 | 0 | 360.744 | 0 | 358.9126 | 0 | 360.744 | 0 | 360.744 | 0 | 360.744 | 0 | 358.9126 | 0 | 360.744 | 0 | 360.1458 | 0 | 619.1414 | 0.00315 | 618.284 | 3.0002e-05 | 619.1414 | 0.00188 | 358.9126 | 0
| 406.3406 | 0 | 360.959 | 0.24932 | 360.3606 | 0.18712 | 406.3406 | 0.01656 | 360.959 | 0.0013211 | 360.3606 | 0.0020988 | 354.6432 | 0.0021317 | 360.3606 | 0 | 360.959 | 0 | 359.1247 | 0 | 360.959 | 0 | 360.959 | 7.7864e-06 | 360.959 | 0 | 359.1247 | 0 | 360.959 | 0.00024111 | 360.3606 | 0 | 619.3012 | 0.00311 | 618.4442 | 0 | 619.3012 | 0.00171 | 359.1247 | 0
| 406.4534 | 0.00057197 | 361.174 | 0.272 | 360.5753 | 0.20207 | 406.4534 | 0.01776 | 361.174 | 0.00051411 | 360.5753 | 0.0012868 | 354.8582 | -0.0013391 | 360.5753 | 0 | 361.1739 | 0 | 359.3367 | 0 | 361.1739 | 0 | 361.174 | 0 | 361.1739 | 0 | 359.3367 | 0 | 361.1739 | 0 | 360.5753 | 0 | 619.461 | 0.00461 | 618.6044 | 3.0002e-05 | 619.461 | 0.00183 | 359.3367 | 0
| 406.5662 | 0 | 361.3889 | 0.29609 | 360.7901 | 0.21764 | 406.5662 | 0.0141 | 361.3889 | 0.0012583 | 360.7901 | 0.0020022 | 355.0733 | 0.0025518 | 360.7901 | 0 | 361.3889 | 0 | 359.5488 | 0 | 361.3889 | 0 | 361.3889 | 4.5909e-06 | 361.3889 | 0 | 359.5488 | 0 | 361.3889 | 0.00033612 | 360.7901 | 0 | 619.6208 | 0.00485 | 618.7646 | 6.6672e-06 | 619.6208 | 0.00188 | 359.5488 | 0
| 406.679 | 0.00058994 | 361.6039 | 0.32221 | 361.0049 | 0.23715 | 406.679 | 0.01457 | 361.6039 | 0.00084166 | 361.0049 | 0.0010612 | 355.2884 | 0.0020296 | 361.0049 | 0 | 361.6039 | 0 | 359.7609 | 0 | 361.6039 | 0 | 361.6039 | 0 | 361.6039 | 0 | 359.7609 | 0 | 361.6039 | 0 | 361.0049 | 0 | 619.7807 | 0.00311 | 618.9249 | 1.0001e-05 | 619.7807 | 0.002 | 359.7609 | 0
| 406.7918 | 0 | 361.8189 | 0.35244 | 361.2197 | 0.25838 | 406.7918 | 0.01307 | 361.8189 | 0.0015633 | 361.2197 | 0.0026642 | 355.5035 | 0.0073691 | 361.2197 | 0 | 361.8189 | 0 | 359.973 | 0 | 361.8189 | 0 | 361.8189 | 1.1626e-05 | 361.8189 | 0 | 359.973 | 0 | 361.8189 | 0.00028619 | 361.2197 | 0 | 619.9405 | 0.00274 | 619.0851 | 0 | 619.9405 | 0.00192 | 359.973 | 0
| 406.9045 | 0 | 362.034 | 0.38402 | 361.4345 | 0.27802 | 406.9045 | 0.01437 | 362.034 | 0.00070329 | 361.4345 | 0.00086207 | 355.7186 | -0.0021366 | 361.4345 | 0 | 362.034 | 0 | 360.1851 | 0 | 362.034 | 0 | 362.034 | 0 | 362.034 | 0 | 360.1851 | 0 | 362.034 | 0 | 361.4345 | 0 | 620.1004 | 0.00464 | 619.2454 | 5.0004e-05 | 620.1004 | 0.00194 | 360.1851 | 0
| 407.0173 | 0 | 362.249 | 0.4121 | 361.6493 | 0.30152 | 407.0173 | 0.01064 | 362.249 | 0.0013817 | 361.6493 | 0.0026614 | 355.9337 | 0.0038892 | 361.6493 | 0 | 362.249 | 0 | 360.3972 | 0 | 362.249 | 0 | 362.249 | 9.3002e-06 | 362.249 | 0 | 360.3972 | 0 | 362.249 | 0.00033243 | 361.6493 | 0 | 620.2602 | 0.00436 | 619.4057 | 6.6672e-06 | 620.2602 | 0.0018 | 360.3972 | 0
| 407.1301 | 0 | 362.4641 | 0.44624 | 361.8642 | 0.32407 | 407.1301 | 0.01318 | 362.4641 | 0.00055788 | 361.8642 | 0.0015522 | 356.1489 | -0.0041536 | 361.8642 | 0 | 362.4641 | 0 | 360.6093 | 0 | 362.4641 | 0 | 362.4641 | 0 | 362.4641 | 0 | 360.6093 | 0 | 362.4641 | 0 | 361.8642 | 0 | 620.4201 | 0.00482 | 619.5659 | 1.0001e-05 | 620.4201 | 0.0018 | 360.6093 | 0
| 407.2429 | 0 | 362.6792 | 0.48392 | 362.079 | 0.35238 | 407.2429 | 0.01055 | 362.6792 | 0.0016961 | 362.079 | 0.0033504 | 356.364 | 0.0040078 | 362.079 | 0 | 362.6792 | 0 | 360.8214 | 0 | 362.6792 | 0 | 362.6792 | 8.4926e-06 | 362.6792 | 0 | 360.8214 | 0 | 362.6792 | 0.00025171 | 362.079 | 0 | 620.5799 | 0.00466 | 619.7262 | 0 | 620.5799 | 0.00168 | 360.8214 | 0
| 407.3557 | 0.00134 | 362.8943 | 0.52149 | 362.2939 | 0.37642 | 407.3557 | 0.01269 | 362.8943 | 0.00080269 | 362.2939 | 0.0014446 | 356.5792 | -0.00030302 | 362.2939 | 0 | 362.8943 | 0 | 361.0336 | 0 | 362.8943 | 0 | 362.8943 | 0 | 362.8943 | 0 | 361.0336 | 0 | 362.8943 | 0 | 362.2939 | 0 | 620.7398 | 0.00419 | 619.8865 | 1.0001e-05 | 620.7398 | 0.00176 | 361.0336 | 0
| 407.4684 | 0 | 363.1094 | 0.56023 | 362.5088 | 0.40634 | 407.4684 | 0.00949 | 363.1094 | 0.0013365 | 362.5088 | 0.0032757 | 356.7944 | 0.0041308 | 362.5088 | 0 | 363.1094 | 0 | 361.2458 | 0 | 363.1094 | 0 | 363.1094 | 8.7083e-06 | 363.1094 | 0 | 361.2458 | 0 | 363.1094 | 0.00034112 | 362.5088 | 0 | 620.8997 | 0.00445 | 620.0468 | 6.6672e-06 | 620.8997 | 0.00169 | 361.2458 | 0
| 407.5812 | 0.00151 | 363.3245 | 0.59527 | 362.7237 | 0.43504 | 407.5812 | 0.01183 | 363.3245 | 0.0013753 | 362.7237 | 0.0024998 | 357.0096 | -0.003763 | 362.7237 | 0 | 363.3245 | 0 | 361.4579 | 0 | 363.3245 | 0 | 363.3245 | 0 | 363.3245 | 0 | 361.4579 | 0 | 363.3245 | 0 | 362.7237 | 0 | 621.0596 | 0.00452 | 620.207 | 1.0001e-05 | 621.0596 | 0.00178 | 361.4579 | 0
| 407.694 | 0 | 363.5396 | 0.63674 | 362.9386 | 0.46854 | 407.694 | 0.00991 | 363.5396 | 0.0015832 | 362.9386 | 0.0036302 | 357.2247 | 0.0059957 | 362.9386 | 0 | 363.5396 | 0 | 361.6701 | 0 | 363.5396 | 0 | 363.5396 | 7.5625e-06 | 363.5396 | 0 | 361.6701 | 0 | 363.5396 | 0.0005031 | 362.9386 | 0 | 621.2195 | 0.00529 | 620.3673 | 0 | 621.2195 | 0.00172 | 361.6701 | 0
| 407.8068 | 0.00098522 | 363.7548 | 0.68336 | 363.1536 | 0.50173 | 407.8068 | 0.01004 | 363.7548 | 0.0014573 | 363.1536 | 0.0034561 | 357.4399 | -0.0038173 | 363.1536 | 0 | 363.7548 | 0 | 361.8823 | 0 | 363.7548 | 0 | 363.7548 | 0 | 363.7548 | 0 | 361.8823 | 0 | 363.7548 | 0 | 363.1536 | 0 | 621.3794 | 0.00397 | 620.5276 | 1.0001e-05 | 621.3794 | 0.00186 | 361.8823 | 0
| 407.9196 | 0 | 363.9699 | 0.72071 | 363.3685 | 0.53884 | 407.9196 | 0.00798 | 363.9699 | 0.0017323 | 363.3685 | 0.0042923 | 357.6552 | 0.0057927 | 363.3685 | 0 | 363.9699 | 0 | 362.0945 | 0 | 363.9699 | 0 | 363.9699 | 1.2236e-05 | 363.9699 | 0 | 362.0945 | 0 | 363.9699 | 0.00018823 | 363.3685 | 0 | 621.5393 | 0.00587 | 620.688 | 0 | 621.5393 | 0.00178 | 362.0945 | 0
| 408.0323 | 0.00075165 | 364.1851 | 0.76396 | 363.5835 | 0.57402 | 408.0323 | 0.00933 | 364.1851 | 0.0013159 | 363.5835 | 0.0031819 | 357.8704 | -0.0021386 | 363.5835 | 0 | 364.1851 | 0 | 362.3068 | 0 | 364.1851 | 0 | 364.1851 | 0 | 364.1851 | 0 | 362.3068 | 0 | 364.1851 | 0 | 363.5835 | 0 | 621.6992 | 0.00394 | 620.8483 | 3.0002e-05 | 621.6992 | 0.00189 | 362.3068 | 0
| 408.1451 | 0 | 364.4003 | 0.80194 | 363.7985 | 0.61134 | 408.1451 | 0.00833 | 364.4003 | 0.0017115 | 363.7985 | 0.0050905 | 358.0857 | 0.002988 | 363.7985 | 0 | 364.4003 | 0 | 362.519 | 0 | 364.4003 | 0 | 364.4003 | 1.1448e-05 | 364.4003 | 0 | 362.519 | 0 | 364.4003 | 0.00032457 | 363.7985 | 0 | 621.8591 | 0.00489 | 621.0086 | 0 | 621.8591 | 0.00173 | 362.519 | 0
| 408.2579 | 0.00118 | 364.6155 | 0.8318 | 364.0135 | 0.64694 | 408.2579 | 0.00784 | 364.6155 | 0.0013567 | 364.0135 | 0.0039852 | 358.3009 | -0.0010652 | 364.0135 | 0 | 364.6155 | 0 | 362.7313 | 0 | 364.6155 | 0 | 364.6155 | 0 | 364.6155 | 0 | 362.7313 | 0 | 364.6155 | 0 | 364.0135 | 0 | 622.0191 | 0.00426 | 621.1689 | 3.0002e-05 | 622.0191 | 0.00183 | 362.7313 | 0
| 408.3707 | 0 | 364.8307 | 0.86238 | 364.2285 | 0.68186 | 408.3707 | 0.00494 | 364.8307 | 0.0020065 | 364.2285 | 0.0053518 | 358.5162 | 0.0024146 | 364.2285 | 0 | 364.8307 | 0 | 362.9435 | 0 | 364.8307 | 0 | 364.8307 | 1.0972e-05 | 364.8307 | 0 | 362.9435 | 0 | 364.8308 | 0.00027456 | 364.2285 | 0 | 622.179 | 0.00464 | 621.3293 | 6.6672e-06 | 622.179 | 0.00178 | 362.9435 | 0
| 408.4834 | 0.00046416 | 365.046 | 0.88868 | 364.4435 | 0.71574 | 408.4834 | 0.00773 | 365.046 | 0.001527 | 364.4435 | 0.0034942 | 358.7315 | -8.6411e-05 | 364.4435 | 0 | 365.046 | 0 | 363.1558 | 0 | 365.046 | 0 | 365.046 | 0 | 365.046 | 0 | 363.1558 | 0 | 365.046 | 0 | 364.4435 | 0 | 622.339 | 0.0044 | 621.4896 | 5.0004e-05 | 622.339 | 0.00196 | 363.1558 | 0
| 408.5962 | 0 | 365.2612 | 0.91367 | 364.6586 | 0.75363 | 408.5962 | 0.00474 | 365.2612 | 0.0022412 | 364.6586 | 0.0056297 | 358.9468 | 0.0054801 | 364.6586 | 0 | 365.2612 | 0 | 363.3681 | 0 | 365.2612 | 0 | 365.2612 | 7.6694e-06 | 365.2612 | 0 | 363.3681 | 0 | 365.2612 | 0.00018745 | 364.6586 | 0 | 622.4989 | 0.0049 | 621.65 | 6.6672e-06 | 622.4989 | 0.00186 | 363.3681 | 0
| 408.709 | 0.00115 | 365.4765 | 0.94165 | 364.8736 | 0.78737 | 408.709 | 0.00718 | 365.4765 | 0.0020211 | 364.8736 | 0.0041886 | 359.1621 | -0.00065455 | 364.8736 | 0 | 365.4765 | 0 | 363.5804 | 0 | 365.4765 | 0 | 365.4765 | 0 | 365.4765 | 0 | 363.5804 | 0 | 365.4765 | 0 | 364.8736 | 0 | 622.6589 | 0.00392 | 621.8103 | 1.0001e-05 | 622.6589 | 0.00194 | 363.5804 | 0
| 408.8218 | 0 | 365.6918 | 0.95762 | 365.0887 | 0.82396 | 408.8218 | 0.00547 | 365.6918 | 0.0032439 | 365.0887 | 0.0069373 | 359.3774 | 0.0018147 | 365.0887 | 0 | 365.6918 | 0 | 363.7927 | 0 | 365.6918 | 0 | 365.6918 | 1.134e-05 | 365.6918 | 0 | 363.7927 | 0 | 365.6918 | 0.00040355 | 365.0887 | 0 | 622.8188 | 0.00397 | 621.9707 | 0 | 622.8188 | 0.00177 | 363.7927 | 0
| 408.9345 | 0.00122 | 365.9071 | 0.97217 | 365.3038 | 0.85715 | 408.9345 | 0.00699 | 365.9071 | 0.0022332 | 365.3038 | 0.0056731 | 359.5927 | -0.0013742 | 365.3038 | 0 | 365.9071 | 0 | 364.005 | 0 | 365.9071 | 0 | 365.9071 | 0 | 365.9071 | 0 | 364.005 | 0 | 365.9071 | 0 | 365.3038 | 0 | 622.9788 | 0.00334 | 622.131 | 1.0001e-05 | 622.9788 | 0.00183 | 364.005 | 0
| 409.0473 | 0 | 366.1224 | 0.98744 | 365.5189 | 0.88709 | 409.0473 | 0.00294 | 366.1224 | 0.0028723 | 365.5189 | 0.0078673 | 359.8081 | 0.0033222 | 365.5189 | 0 | 366.1224 | 0 | 364.2174 | 0 | 366.1224 | 0 | 366.1224 | 1.1013e-05 | 366.1224 | 0 | 364.2174 | 0 | 366.1224 | 0.00034797 | 365.5189 | 0 | 623.1388 | 0.00487 | 622.2914 | 6.6672e-06 | 623.1388 | 0.00173 | 364.2174 | 0
| 409.1601 | 0.00058994 | 366.3377 | 0.99346 | 365.7341 | 0.91243 | 409.1601 | 0.00482 | 366.3377 | 0.0027323 | 365.7341 | 0.0068224 | 360.0234 | 0.00069194 | 365.7341 | 0 | 366.3377 | 0 | 364.4297 | 0 | 366.3377 | 0 | 366.3377 | 0 | 366.3377 | 0 | 364.4297 | 0 | 366.3377 | 0 | 365.7341 | 0 | 623.2988 | 0.00311 | 622.4518 | 1.0001e-05 | 623.2988 | 0.00177 | 364.4298 | 0
| 409.2729 | 0 | 366.553 | 1 | 365.9492 | 0.93968 | 409.2729 | 0.00282 | 366.553 | 0.0031552 | 365.9492 | 0.0074697 | 360.2388 | 0.0027075 | 365.9492 | 0 | 366.553 | 0 | 364.6421 | 0 | 366.553 | 0 | 366.553 | 1.1288e-05 | 366.553 | 0 | 364.6421 | 0 | 366.553 | 0.0003709 | 365.9492 | 0 | 623.4588 | 0.00527 | 622.6122 | 0 | 623.4588 | 0.00172 | 364.6421 | 0
| 409.3856 | 0.00075165 | 366.7684 | 0.99508 | 366.1644 | 0.95927 | 409.3856 | 0.00539 | 366.7684 | 0.0026845 | 366.1644 | 0.007459 | 360.4542 | -0.0013241 | 366.1644 | 0 | 366.7684 | 0 | 364.8545 | 0 | 366.7684 | 0 | 366.7684 | 0 | 366.7684 | 0 | 364.8545 | 0 | 366.7684 | 0 | 366.1644 | 0 | 623.6188 | 0.00369 | 622.7726 | 1.0001e-05 | 623.6188 | 0.00183 | 364.8545 | 0
| 409.4984 | 0 | 366.9838 | 0.99675 | 366.3795 | 0.97509 | 409.4984 | 0.00276 | 366.9838 | 0.0036567 | 366.3795 | 0.0096209 | 360.6696 | 0.0039928 | 366.3795 | 0 | 366.9838 | 0 | 365.0669 | 0 | 366.9838 | 0 | 366.9838 | 1.0304e-05 | 366.9838 | 0 | 365.0669 | 0 | 366.9838 | 0.00038505 | 366.3795 | 0 | 623.7788 | 0.00513 | 622.933 | 6.6672e-06 | 623.7788 | 0.00182 | 365.0669 | 0
| 409.6112 | 0 | 367.1992 | 0.98398 | 366.5947 | 0.98785 | 409.6112 | 0.00486 | 367.1992 | 0.0034335 | 366.5947 | 0.0096347 | 360.885 | -0.00030434 | 366.5947 | 0 | 367.1992 | 0 | 365.2793 | 0 | 367.1992 | 0 | 367.1992 | 0 | 367.1992 | 0 | 365.2793 | 0 | 367.1992 | 0 | 366.5947 | 0 | 623.9388 | 0.00419 | 623.0934 | 0 | 623.9388 | 0.00188 | 365.2793 | 0
| 409.724 | 0 | 367.4146 | 0.97646 | 366.8099 | 0.99191 | 409.724 | 0.0024 | 367.4146 | 0.0043815 | 366.8099 | 0.010692 | 361.1004 | 0.0034413 | 366.8099 | 0 | 367.4146 | 0 | 365.4917 | 0 | 367.4146 | 0 | 367.4146 | 6.759e-06 | 367.4146 | 0 | 365.4917 | 0 | 367.4146 | 0.0001861 | 366.8099 | 0 | 624.0988 | 0.00622 | 623.2538 | 0 | 624.0988 | 0.00174 | 365.4917 | 0
| 409.8367 | 0.00058994 | 367.63 | 0.95727 | 367.0252 | 0.9982 | 409.8367 | 0.00463 | 367.63 | 0.0033038 | 367.0252 | 0.0095048 | 361.3159 | -0.00068937 | 367.0252 | 0 | 367.63 | 0 | 365.7041 | 0 | 367.63 | 0 | 367.63 | 0 | 367.63 | 0 | 365.7041 | 0 | 367.63 | 0 | 367.0251 | 0 | 624.2589 | 0.00443 | 623.4142 | 1.0001e-05 | 624.2589 | 0.00186 | 365.7041 | 0
| 409.9495 | 0 | 367.8454 | 0.94645 | 367.2404 | 1 | 409.9495 | 0.00097331 | 367.8454 | 0.0047598 | 367.2404 | 0.011837 | 361.5313 | 0.0033543 | 367.2404 | 0 | 367.8454 | 0 | 365.9166 | 0 | 367.8454 | 0 | 367.8454 | 9.578e-06 | 367.8454 | 0 | 365.9166 | 0 | 367.8454 | 0.00024601 | 367.2404 | 0 | 624.4189 | 0.00538 | 623.5746 | 2.6669e-05 | 624.4189 | 0.00183 | 365.9166 | 0
| 410.0623 | 5.091e-05 | 368.0609 | 0.92872 | 367.4556 | 0.99762 | 410.0623 | 0.00401 | 368.0609 | 0.005183 | 367.4556 | 0.012029 | 361.7468 | -0.00092069 | 367.4556 | 0 | 368.0608 | 0 | 366.129 | 0 | 368.0608 | 0 | 368.0609 | 0 | 368.0608 | 0 | 366.129 | 0 | 368.0609 | 0 | 367.4556 | 0 | 624.5789 | 0.00373 | 623.735 | 1.0001e-05 | 624.5789 | 0.00194 | 366.129 | 0
| 410.175 | 0 | 368.2763 | 0.91366 | 367.6709 | 0.99227 | 410.175 | 0.00123 | 368.2763 | 0.005532 | 367.6709 | 0.013706 | 361.9622 | 0.002625 | 367.6709 | 0 | 368.2763 | 0 | 366.3415 | 0 | 368.2763 | 0 | 368.2763 | 1.2178e-05 | 368.2763 | 0 | 366.3415 | 0 | 368.2763 | 0.00041031 | 367.6709 | 0 | 624.739 | 0.00513 | 623.8955 | 0 | 624.739 | 0.00174 | 366.3415 | 0
| 410.2878 | 0.00178 | 368.4918 | 0.88341 | 367.8862 | 0.985 | 410.2878 | 0.00376 | 368.4918 | 0.0057202 | 367.8862 | 0.013386 | 362.1777 | 0.00066849 | 367.8862 | 0 | 368.4918 | 0 | 366.554 | 0 | 368.4918 | 0 | 368.4918 | 0 | 368.4918 | 0 | 366.554 | 0 | 368.4918 | 0 | 367.8862 | 0 | 624.8991 | 0.00376 | 624.0559 | 0 | 624.8991 | 0.0018 | 366.554 | 0
| 410.4006 | 0 | 368.7072 | 0.86559 | 368.1015 | 0.97509 | 410.4006 | 0.00172 | 368.7072 | 0.0059767 | 368.1015 | 0.015932 | 362.3932 | 0.0025053 | 368.1015 | 0 | 368.7073 | 0 | 366.7664 | 0 | 368.7073 | 0 | 368.7072 | 8.7525e-06 | 368.7073 | 0 | 366.7664 | 0 | 368.7072 | 0.00030685 | 368.1015 | 0 | 625.0591 | 0.00316 | 624.2164 | 6.6672e-06 | 625.0591 | 0.00171 | 366.7665 | 0
| 410.5134 | 0 | 368.9228 | 0.83708 | 368.3168 | 0.95684 | 410.5134 | 0.00267 | 368.9228 | 0.0063618 | 368.3168 | 0.014788 | 362.6087 | -0.0011128 | 368.3168 | 0 | 368.9228 | 0 | 366.9789 | 0 | 368.9228 | 0 | 368.9228 | 0 | 368.9228 | 0 | 366.9789 | 0 | 368.9228 | 0 | 368.3168 | 0 | 625.2192 | 0.00385 | 624.3768 | 3.0002e-05 | 625.2192 | 0.00192 | 366.9789 | 0
| 410.6261 | 0.00041391 | 369.1383 | 0.80659 | 368.5321 | 0.93561 | 410.6261 | 0.00095592 | 369.1383 | 0.00761 | 368.5321 | 0.017709 | 362.8242 | 0.0043408 | 368.5321 | 0 | 369.1383 | 0 | 367.1915 | 0 | 369.1383 | 0 | 369.1383 | 6.9848e-06 | 369.1383 | 0 | 367.1915 | 0 | 369.1383 | 0.00031454 | 368.5321 | 0 | 625.3793 | 0.00575 | 624.5373 | 6.6672e-06 | 625.3793 | 0.00183 | 367.1915 | 0
| 410.7389 | 0.0004462 | 369.3538 | 0.77802 | 368.7475 | 0.91058 | 410.7389 | 0.00288 | 369.3538 | 0.0081265 | 368.7475 | 0.017025 | 363.0398 | -0.0015398 | 368.7475 | 0 | 369.3538 | 0 | 367.404 | 0 | 369.3538 | 0 | 369.3538 | 0 | 369.3538 | 0 | 367.404 | 0 | 369.3538 | 0 | 368.7475 | 0 | 625.5394 | 0.00401 | 624.6977 | 3.0002e-05 | 625.5394 | 0.00187 | 367.404 | 0
| 410.8517 | 0 | 369.5693 | 0.74865 | 368.9628 | 0.88743 | 410.8517 | 0.00108 | 369.5693 | 0.0087377 | 368.9628 | 0.019777 | 363.2553 | 0.0021097 | 368.9628 | 0 | 369.5694 | 0 | 367.6165 | 0 | 369.5694 | 0 | 369.5693 | 9.178e-06 | 369.5694 | 0 | 367.6165 | 0 | 369.5693 | 0.00020896 | 368.9629 | 0 | 625.6995 | 0.00527 | 624.8582 | 2.6669e-05 | 625.6995 | 0.00172 | 367.6165 | 0
| 410.9644 | 0.00035636 | 369.7849 | 0.72228 | 369.1782 | 0.86942 | 410.9644 | 0.00312 | 369.7849 | 0.0080531 | 369.1782 | 0.02013 | 363.4709 | 0.00067249 | 369.1782 | 0 | 369.7849 | 0 | 367.8291 | 0 | 369.7849 | 0 | 369.7849 | 0 | 369.7849 | 0 | 367.8291 | 0 | 369.7849 | 0 | 369.1782 | 0 | 625.8596 | 0.00369 | 625.0187 | 3.0002e-05 | 625.8596 | 0.00179 | 367.8291 | 0
| 411.0772 | 0 | 370.0005 | 0.70169 | 369.3936 | 0.85372 | 411.0772 | 0.00101 | 370.0005 | 0.0096849 | 369.3936 | 0.022866 | 363.6865 | 0.0028647 | 369.3936 | 0 | 370.0005 | 0 | 368.0416 | 0 | 370.0005 | 0 | 370.0005 | 5.1863e-06 | 370.0005 | 0 | 368.0416 | 0 | 370.0005 | 0.0002696 | 369.3936 | 0 | 626.0197 | 0.00571 | 625.1792 | 0 | 626.0197 | 0.00173 | 368.0416 | 0
| 411.19 | 0 | 370.2161 | 0.67465 | 369.609 | 0.83198 | 411.19 | 0.00336 | 370.2161 | 0.0094491 | 369.609 | 0.02347 | 363.9021 | -0.00047693 | 369.609 | 0 | 370.2161 | 0 | 368.2542 | 0 | 370.2161 | 0 | 370.2161 | 0 | 370.2161 | 0 | 368.2542 | 0 | 370.2161 | 0 | 369.609 | 0 | 626.1798 | 0.00355 | 625.3397 | 1.0001e-05 | 626.1798 | 0.00179 | 368.2542 | 0
| 411.3028 | 0 | 370.4317 | 0.65402 | 369.8244 | 0.81311 | 411.3028 | 0.0002607 | 370.4317 | 0.0099049 | 369.8244 | 0.025474 | 364.1176 | 0.0018718 | 369.8244 | 0 | 370.4317 | 0 | 368.4668 | 0 | 370.4317 | 0 | 370.4317 | 1.1106e-05 | 370.4317 | 0 | 368.4668 | 0 | 370.4317 | 0.00022756 | 369.8245 | 0 | 626.3399 | 0.00478 | 625.5001 | 6.6672e-06 | 626.3399 | 0.00171 | 368.4668 | 0
| 411.4155 | 0.00041025 | 370.6473 | 0.62502 | 370.0399 | 0.78492 | 411.4155 | 0.00238 | 370.6473 | 0.010814 | 370.0399 | 0.025948 | 364.3333 | -0.00056263 | 370.0399 | 0 | 370.6473 | 0 | 368.6794 | 0 | 370.6473 | 0 | 370.6473 | 0 | 370.6473 | 0 | 368.6794 | 0 | 370.6473 | 0 | 370.0399 | 0 | 626.5 | 0.00364 | 625.6607 | 3.0002e-05 | 626.5 | 0.00188 | 368.6794 | 0
| 411.5283 | 0 | 370.8629 | 0.59718 | 370.2553 | 0.75545 | 411.5283 | 0.0002607 | 370.8629 | 0.011206 | 370.2553 | 0.02876 | 364.5489 | 0.0024902 | 370.2553 | 0 | 370.8629 | 0 | 368.892 | 0 | 370.8629 | 0 | 370.8629 | 1.3011e-05 | 370.8629 | 0 | 368.892 | 0 | 370.8629 | 0.00049358 | 370.2553 | 0 | 626.6602 | 0.00515 | 625.8212 | 6.6672e-06 | 626.6602 | 0.00181 | 368.892 | 0
| 411.6411 | 8.684e-05 | 371.0786 | 0.5655 | 370.4708 | 0.72657 | 411.6411 | 0.00198 | 371.0786 | 0.011948 | 370.4708 | 0.030011 | 364.7645 | 0.0011162 | 370.4708 | 0 | 371.0786 | 0 | 369.1046 | 0 | 371.0786 | 0 | 371.0786 | 3.8945e-06 | 371.0786 | 0 | 369.1046 | 0 | 371.0786 | 0 | 370.4708 | 0 | 626.8203 | 0.00362 | 625.9817 | 1.0001e-05 | 626.8203 | 0.00188 | 369.1046 | 0
| 411.7538 | 0 | 371.2943 | 0.54116 | 370.6863 | 0.69865 | 411.7538 | 0 | 371.2943 | 0.012901 | 370.6863 | 0.031827 | 364.9802 | 0.0037599 | 370.6863 | 0 | 371.2942 | 0 | 369.3173 | 0 | 371.2942 | 0 | 371.2943 | 7.3882e-06 | 371.2942 | 0 | 369.3173 | 0 | 371.2942 | 0.00027125 | 370.6863 | 0 | 626.9805 | 0.00589 | 626.1422 | 0 | 626.9805 | 0.00174 | 369.3173 | 0
| 411.8666 | 0.00098522 | 371.5099 | 0.51599 | 370.9018 | 0.67424 | 411.8666 | 0.00244 | 371.5099 | 0.013023 | 370.9018 | 0.032713 | 365.1958 | -0.0014364 | 370.9018 | 0 | 371.5099 | 0 | 369.5299 | 0 | 371.5099 | 0 | 371.5099 | 0 | 371.5099 | 0 | 369.5299 | 0 | 371.5099 | 0 | 370.9018 | 0 | 627.1406 | 0.00413 | 626.3027 | 1.0001e-05 | 627.1406 | 0.00185 | 369.5299 | 0
| 411.9794 | 0 | 371.7256 | 0.49615 | 371.1173 | 0.65115 | 411.9794 | 0.00043451 | 371.7256 | 0.014885 | 371.1173 | 0.03635 | 365.4115 | 0.0039954 | 371.1173 | 0 | 371.7256 | 0 | 369.7426 | 0 | 371.7256 | 0 | 371.7256 | 9.682e-06 | 371.7256 | 0 | 369.7426 | 0 | 371.7256 | 0.00033519 | 371.1173 | 0 | 627.3008 | 0.00645 | 626.4633 | 0 | 627.3008 | 0.00173 | 369.7426 | 0
| 412.0922 | 0.00039229 | 371.9413 | 0.47432 | 371.3328 | 0.62506 | 412.0922 | 0.00213 | 371.9413 | 0.016127 | 371.3328 | 0.037478 | 365.6272 | 0.00044871 | 371.3328 | 0 | 371.9413 | 0 | 369.9553 | 0 | 371.9413 | 0 | 371.9413 | 0 | 371.9413 | 0 | 369.9553 | 0 | 371.9413 | 0 | 371.3329 | 0 | 627.461 | 0.00211 | 626.6238 | 5.0004e-05 | 627.461 | 0.00181 | 369.9553 | 0
| 412.2049 | 0 | 372.157 | 0.45601 | 371.5484 | 0.60506 | 412.2049 | 0.00015642 | 372.157 | 0.01708 | 371.5484 | 0.041442 | 365.8429 | 0.0033926 | 371.5484 | 0 | 372.157 | 0 | 370.168 | 0 | 372.157 | 0 | 372.157 | 9.7627e-06 | 372.157 | 0 | 370.168 | 0 | 372.157 | 0.00025121 | 371.5484 | 0 | 627.6211 | 0.00394 | 626.7843 | 0 | 627.6211 | 0.0017 | 370.168 | 0
| 412.3177 | 0.00145 | 372.3728 | 0.43541 | 371.764 | 0.58188 | 412.3177 | 0.00253 | 372.3728 | 0.017591 | 371.764 | 0.041935 | 366.0586 | -0.0010793 | 371.764 | 0 | 372.3728 | 0 | 370.3807 | 0 | 372.3728 | 0 | 372.3728 | 0 | 372.3728 | 0 | 370.3807 | 0 | 372.3728 | 0 | 371.764 | 0 | 627.7813 | 0.00308 | 626.9449 | 0 | 627.7813 | 0.00182 | 370.3807 | 0
| 412.4305 | 0 | 372.5885 | 0.4175 | 371.9795 | 0.56036 | 412.4305 | 0 | 372.5885 | 0.0191 | 371.9795 | 0.046152 | 366.2743 | 0.0032754 | 371.9795 | 0 | 372.5885 | 0 | 370.5934 | 0 | 372.5885 | 0 | 372.5885 | 4.9217e-06 | 372.5885 | 0 | 370.5934 | 0 | 372.5885 | 0.00046194 | 371.9795 | 0 | 627.9415 | 0.0057 | 627.1055 | 0 | 627.9415 | 0.0017 | 370.5934 | 0
| 412.5432 | 0.00026652 | 372.8043 | 0.39851 | 372.1951 | 0.5397 | 412.5432 | 0.00166 | 372.8043 | 0.019917 | 372.1951 | 0.0478 | 366.4901 | -0.00016406 | 372.1951 | 0 | 372.8043 | 0 | 370.8061 | 0 | 372.8043 | 0 | 372.8043 | 0 | 372.8043 | 0 | 370.8061 | 0 | 372.8043 | 0 | 372.1951 | 0 | 628.1017 | 0.0026 | 627.266 | 3.0002e-05 | 628.1017 | 0.00185 | 370.8061 | 0
| 412.656 | 0 | 373.0201 | 0.3795 | 372.4107 | 0.51858 | 412.656 | 6.9519e-05 | 373.0201 | 0.021995 | 372.4107 | 0.051613 | 366.7058 | 0.0023635 | 372.4107 | 0 | 373.0201 | 0 | 371.0189 | 0 | 373.0201 | 0 | 373.0201 | 1.4858e-05 | 373.0201 | 0 | 371.0189 | 0 | 373.0201 | 0.00023736 | 372.4107 | 0 | 628.2619 | 0.00447 | 627.4266 | 0 | 628.2619 | 0.00183 | 371.0189 | 0
| 412.7688 | 0.00030245 | 373.2358 | 0.36274 | 372.6264 | 0.49815 | 412.7688 | 0.00184 | 373.2358 | 0.023479 | 372.6264 | 0.054745 | 366.9215 | 0.00037458 | 372.6264 | 0 | 373.2358 | 0 | 371.2316 | 0 | 373.2358 | 0 | 373.2358 | 0 | 373.2358 | 0 | 371.2316 | 0 | 373.2358 | 0 | 372.6264 | 0 | 628.4221 | 0.00478 | 627.5871 | 5.0004e-05 | 628.4221 | 0.00189 | 371.2316 | 0
| 412.8816 | 0 | 373.4517 | 0.35024 | 372.842 | 0.47577 | 412.8816 | 0 | 373.4517 | 0.024695 | 372.842 | 0.059128 | 367.1373 | 0.0026294 | 372.842 | 0 | 373.4517 | 0 | 371.4444 | 0 | 373.4517 | 0 | 373.4517 | 1.0715e-05 | 373.4517 | 0 | 371.4444 | 0 | 373.4517 | 0.00028465 | 372.842 | 0 | 628.5823 | 0.00392 | 627.7477 | 6.6672e-06 | 628.5823 | 0.00175 | 371.4444 | 0
| 412.9943 | 0 | 373.6675 | 0.33063 | 373.0577 | 0.4572 | 412.9943 | 0.00215 | 373.6675 | 0.026488 | 373.0577 | 0.062007 | 367.3531 | -0.00017877 | 373.0577 | 0 | 373.6675 | 0 | 371.6571 | 0 | 373.6675 | 0 | 373.6675 | 0 | 373.6675 | 0 | 371.6571 | 0 | 373.6675 | 0 | 373.0577 | 0 | 628.7426 | 0.00346 | 627.9083 | 1.0001e-05 | 628.7426 | 0.00175 | 371.6571 | 0
| 413.1071 | 0 | 373.8833 | 0.31751 | 373.2733 | 0.43898 | 413.1071 | 0 | 373.8833 | 0.029232 | 373.2733 | 0.065661 | 367.5689 | 0.0028794 | 373.2733 | 0 | 373.8833 | 0 | 371.8699 | 0 | 373.8833 | 0 | 373.8833 | 4.3476e-06 | 373.8833 | 0 | 371.8699 | 0 | 373.8833 | 0.00017554 | 373.2733 | 0 | 628.9028 | 0.00469 | 628.0689 | 0 | 628.9028 | 0.00168 | 371.8699 | 0
| 413.2199 | 0.0014 | 374.0992 | 0.29973 | 373.489 | 0.41753 | 413.2199 | 0.00213 | 374.0992 | 0.030841 | 373.489 | 0.07011 | 367.7847 | 0.00080137 | 373.489 | 0 | 374.0992 | 0 | 372.0827 | 0 | 374.0992 | 0 | 374.0992 | 0 | 374.0992 | 0 | 372.0827 | 0 | 374.0992 | 0 | 373.489 | 0 | 629.063 | 0.00468 | 628.2295 | 1.0001e-05 | 629.063 | 0.00171 | 372.0827 | 0
| 413.3326 | 0 | 374.315 | 0.28699 | 373.7047 | 0.40381 | 413.3326 | 0 | 374.315 | 0.032899 | 373.7047 | 0.076251 | 368.0005 | 0.0028741 | 373.7047 | 0 | 374.315 | 0 | 372.2956 | 0 | 374.315 | 0 | 374.315 | 1.3186e-05 | 374.315 | 0 | 372.2956 | 0 | 374.315 | 0.00031326 | 373.7047 | 0 | 629.2233 | 0.00489 | 628.3901 | 6.6672e-06 | 629.2233 | 0.00161 | 372.2956 | 0
| 413.4454 | 3.2945e-05 | 374.5309 | 0.2772 | 373.9204 | 0.38786 | 413.4454 | 0.00132 | 374.5309 | 0.033408 | 373.9204 | 0.079412 | 368.2163 | 0.0010649 | 373.9204 | 0 | 374.5309 | 0 | 372.5084 | 0 | 374.5309 | 0 | 374.5309 | 0 | 374.5309 | 0 | 372.5084 | 0 | 374.5309 | 0 | 373.9204 | 0 | 629.3835 | 0.00419 | 628.5507 | 1.0001e-05 | 629.3835 | 0.00178 | 372.5084 | 0
| 413.5582 | 0 | 374.7468 | 0.2624 | 374.1362 | 0.37067 | 413.5582 | 0 | 374.7468 | 0.037271 | 374.1362 | 0.085671 | 368.4322 | 0.0039714 | 374.1362 | 0 | 374.7468 | 0 | 372.7212 | 0 | 374.7468 | 0 | 374.7468 | 8.7948e-06 | 374.7468 | 0 | 372.7212 | 0 | 374.7468 | 0.00035704 | 374.1362 | 0 | 629.5438 | 0.0039 | 628.7114 | 0 | 629.5438 | 0.00177 | 372.7212 | 0
| 413.6709 | 0.00127 | 374.9627 | 0.25034 | 374.3519 | 0.356 | 413.6709 | 0.00295 | 374.9627 | 0.03877 | 374.3519 | 0.090673 | 368.6481 | 0.0010614 | 374.3519 | 0 | 374.9627 | 0 | 372.9341 | 0 | 374.9627 | 0 | 374.9627 | 0 | 374.9627 | 0 | 372.9341 | 0 | 374.9627 | 0 | 374.3519 | 0 | 629.7041 | 0.00306 | 628.872 | 1.0001e-05 | 629.7041 | 0.00186 | 372.9341 | 0
| 413.7837 | 0 | 375.1786 | 0.24088 | 374.5677 | 0.34238 | 413.7837 | 0 | 375.1786 | 0.042389 | 374.5677 | 0.097701 | 368.8639 | 0.0044275 | 374.5677 | 0 | 375.1786 | 0 | 373.1469 | 0 | 375.1786 | 0 | 375.1786 | 1.6121e-05 | 375.1786 | 0 | 373.1469 | 0 | 375.1787 | 0.00045174 | 374.5677 | 0 | 629.8643 | 0.00461 | 629.0326 | 6.6672e-06 | 629.8643 | 0.00177 | 373.1469 | 0
| 413.8965 | 0.00142 | 375.3946 | 0.22993 | 374.7835 | 0.32496 | 413.8965 | 0.0017 | 375.3946 | 0.045547 | 374.7835 | 0.10231 | 369.0798 | -0.0011483 | 374.7835 | 0 | 375.3946 | 0 | 373.3598 | 0 | 375.3946 | 0 | 375.3946 | 0 | 375.3946 | 0 | 373.3598 | 0 | 375.3946 | 0 | 374.7835 | 0 | 630.0246 | 0.00482 | 629.1932 | 5.0004e-05 | 630.0246 | 0.00181 | 373.3598 | 0
| 414.0092 | 0 | 375.6105 | 0.22073 | 374.9993 | 0.31376 | 414.0092 | 0 | 375.6105 | 0.049811 | 374.9993 | 0.10942 | 369.2957 | 0.0026154 | 374.9993 | 0 | 375.6105 | 0 | 373.5727 | 0 | 375.6105 | 0 | 375.6105 | 9.814e-06 | 375.6105 | 0 | 373.5727 | 0 | 375.6105 | 0.00031051 | 374.9993 | 0 | 630.1849 | 0.00429 | 629.3539 | 0 | 630.1849 | 0.00179 | 373.5727 | 0
| 414.122 | 0.00032042 | 375.8265 | 0.21085 | 375.2151 | 0.29773 | 414.122 | 0.00255 | 375.8265 | 0.051851 | 375.2151 | 0.11647 | 369.5116 | 0.00057652 | 375.2151 | 0 | 375.8265 | 0 | 373.7856 | 0 | 375.8265 | 0 | 375.8265 | 0 | 375.8265 | 0 | 373.7856 | 0 | 375.8265 | 0 | 375.2151 | 0 | 630.3452 | 0.00345 | 629.5145 | 1.0001e-05 | 630.3452 | 0.00183 | 373.7856 | 0
| 414.2348 | 0 | 376.0425 | 0.20136 | 375.4309 | 0.28915 | 414.2348 | 0 | 376.0425 | 0.056089 | 375.4309 | 0.12551 | 369.7275 | 0.003114 | 375.4309 | 0 | 376.0425 | 0 | 373.9985 | 0 | 376.0425 | 0 | 376.0425 | 1.3259e-05 | 376.0425 | 0 | 373.9985 | 0 | 376.0425 | 0.0002343 | 375.4309 | 0 | 630.5055 | 0.0054 | 629.6752 | 6.6672e-06 | 630.5055 | 0.00179 | 373.9985 | 0
| 414.3475 | 0.00067977 | 376.2585 | 0.19254 | 375.6467 | 0.27793 | 414.3475 | 0.00104 | 376.2585 | 0.058795 | 375.6467 | 0.13322 | 369.9435 | 0.0012267 | 375.6467 | 0 | 376.2585 | 0 | 374.2114 | 0 | 376.2585 | 0 | 376.2585 | 0 | 376.2585 | 0 | 374.2114 | 0 | 376.2585 | 0 | 375.6467 | 0 | 630.6658 | 0.00433 | 629.8359 | 0 | 630.6658 | 0.00183 | 374.2114 | 0
| 414.4603 | 0 | 376.4745 | 0.18738 | 375.8626 | 0.2688 | 414.4603 | 0 | 376.4745 | 0.064956 | 375.8626 | 0.1429 | 370.1594 | 0.0033751 | 375.8626 | 0 | 376.4745 | 0 | 374.4243 | 0 | 376.4745 | 0 | 376.4745 | 1.1037e-05 | 376.4745 | 0 | 374.4243 | 0 | 376.4745 | 0.00014117 | 375.8626 | 0 | 630.8261 | 0.00411 | 629.9965 | 6.6672e-06 | 630.8261 | 0.00173 | 374.4244 | 0
| 414.5731 | 0.00073368 | 376.6905 | 0.17752 | 376.0785 | 0.25785 | 414.5731 | 0.00102 | 376.6905 | 0.069317 | 376.0785 | 0.15201 | 370.3754 | 0.0013312 | 376.0785 | 0 | 376.6905 | 0 | 374.6373 | 0 | 376.6905 | 0 | 376.6905 | 0 | 376.6905 | 0 | 374.6373 | 0 | 376.6905 | 0 | 376.0785 | 0 | 630.9864 | 0.0038 | 630.1572 | 3.0002e-05 | 630.9864 | 0.00179 | 374.6373 | 0
| 414.6859 | 0 | 376.9066 | 0.17297 | 376.2944 | 0.24619 | 414.6859 | 0 | 376.9066 | 0.074188 | 376.2944 | 0.16197 | 370.5913 | 0.0041823 | 376.2944 | 0 | 376.9066 | 0 | 374.8503 | 0 | 376.9066 | 0 | 376.9066 | 1.2934e-05 | 376.9066 | 0 | 374.8503 | 0 | 376.9066 | 0.00043525 | 376.2944 | 0 | 631.1468 | 0.00348 | 630.3179 | 6.6672e-06 | 631.1468 | 0.00172 | 374.8503 | 0
| 414.7986 | 0.00122 | 377.1226 | 0.16565 | 376.5103 | 0.23955 | 414.7986 | 0.00173 | 377.1226 | 0.078459 | 376.5103 | 0.17219 | 370.8073 | -0.00034607 | 376.5103 | 0 | 377.1226 | 0 | 375.0632 | 0 | 377.1226 | 0 | 377.1226 | 0 | 377.1226 | 0 | 375.0632 | 0 | 377.1226 | 0 | 376.5103 | 0 | 631.3071 | 0.00415 | 630.4786 | 0 | 631.3071 | 0.00186 | 375.0632 | 0
| 414.9114 | 0 | 377.3387 | 0.15922 | 376.7262 | 0.23212 | 414.9114 | 0 | 377.3387 | 0.085039 | 376.7262 | 0.18592 | 371.0233 | 0.0050296 | 376.7262 | 0 | 377.3387 | 0 | 375.2762 | 0 | 377.3387 | 0 | 377.3387 | 1.4452e-05 | 377.3387 | 0 | 375.2762 | 0 | 377.3387 | 0.00035351 | 376.7262 | 0 | 631.4674 | 0.00636 | 630.6392 | 6.6672e-06 | 631.4674 | 0.00172 | 375.2763 | 0
| 415.0242 | 0.00041025 | 377.5547 | 0.15385 | 376.9421 | 0.22345 | 415.0242 | 0.00173 | 377.5547 | 0.091498 | 376.9421 | 0.1958 | 371.2393 | 0.00081886 | 376.9421 | 0 | 377.5548 | 0 | 375.4892 | 0 | 377.5548 | 0 | 377.5547 | 0 | 377.5548 | 0 | 375.4892 | 0 | 377.5548 | 0 | 376.9421 | 0 | 631.6278 | 0.00484 | 630.7999 | 0 | 631.6278 | 0.00183 | 375.4892 | 0
| 415.1369 | 0 | 377.7708 | 0.14608 | 377.1581 | 0.21614 | 415.1369 | 0 | 377.7708 | 0.099269 | 377.1581 | 0.2113 | 371.4553 | 0.0058658 | 377.1581 | 0 | 377.7709 | 0 | 375.7022 | 0 | 377.7709 | 0 | 377.7708 | 1.502e-05 | 377.7709 | 0 | 375.7022 | 0 | 377.7708 | 0.00028972 | 377.1581 | 0 | 631.7881 | 0.00584 | 630.9606 | 6.6672e-06 | 631.7881 | 0.00167 | 375.7022 | 0
| 415.2497 | 0.00147 | 377.987 | 0.14326 | 377.374 | 0.21005 | 415.2497 | 0.00128 | 377.987 | 0.10322 | 377.374 | 0.22462 | 371.6714 | 0.0022974 | 377.374 | 0 | 377.987 | 0 | 375.9153 | 0 | 377.987 | 0 | 377.987 | 0 | 377.987 | 0 | 375.9153 | 0 | 377.987 | 0 | 377.374 | 0 | 631.9485 | 0.00448 | 631.1214 | 3.0002e-05 | 631.9485 | 0.00186 | 375.9153 | 0
| 415.3625 | 0 | 378.2031 | 0.13926 | 377.59 | 0.20255 | 415.3625 | 0 | 378.2031 | 0.11403 | 377.59 | 0.2387 | 371.8874 | 0.0035624 | 377.59 | 0 | 378.2031 | 0 | 376.1283 | 0 | 378.2031 | 0 | 378.2031 | 7.8002e-06 | 378.2031 | 0 | 376.1283 | 0 | 378.2031 | 0.00017402 | 377.59 | 0 | 632.1089 | 0.00536 | 631.2821 | 2.6669e-05 | 632.1089 | 0.00165 | 376.1283 | 0
| 415.4752 | 0.00046416 | 378.4193 | 0.13526 | 377.806 | 0.19865 | 415.4752 | 0.00121 | 378.4193 | 0.12198 | 377.806 | 0.25769 | 372.1035 | 0.0025135 | 377.806 | 0 | 378.4192 | 0 | 376.3413 | 0 | 378.4192 | 0 | 378.4193 | 0 | 378.4192 | 0 | 376.3413 | 0 | 378.4192 | 0 | 377.806 | 0 | 632.2693 | 0.00408 | 631.4428 | 1.0001e-05 | 632.2693 | 0.00181 | 376.3413 | 0
| 415.588 | 0 | 378.6354 | 0.13233 | 378.022 | 0.19133 | 415.588 | 0 | 378.6354 | 0.13341 | 378.022 | 0.27733 | 372.3195 | 0.0046432 | 378.022 | 0 | 378.6354 | 0.004765 | 376.5544 | 0 | 378.6354 | 0.0056524 | 378.6354 | 0.0057853 | 378.6354 | 0.0043153 | 376.5544 | 0 | 378.6354 | 0.00022997 | 378.022 | 0 | 632.4296 | 0.00612 | 631.6035 | 0 | 632.4296 | 0.00161 | 376.5544 | 0
| 415.7008 | 0.00041025 | 378.8516 | 0.12438 | 378.2381 | 0.18443 | 415.7008 | 0.00114 | 378.8516 | 0.14052 | 378.2381 | 0.28602 | 372.5356 | 0.0028295 | 378.2381 | 0 | 378.8516 | 0 | 376.7675 | 0 | 378.8516 | 0 | 378.8516 | 0 | 378.8516 | 0 | 376.7675 | 0 | 378.8516 | 0 | 378.2381 | 0 | 632.59 | 0.00311 | 631.7643 | 1.0001e-05 | 632.59 | 0.00181 | 376.7675 | 0
| 415.8135 | 0 | 379.0677 | 0.11791 | 378.4541 | 0.17639 | 415.8135 | 0 | 379.0677 | 0.14685 | 378.4541 | 0.29987 | 372.7517 | 0.0047183 | 378.4541 | 0 | 379.0677 | 0.0046017 | 376.9806 | 0 | 379.0677 | 0.0074287 | 379.0677 | 0.0041379 | 379.0677 | 0.0015699 | 376.9806 | 0 | 379.0677 | 0.00021564 | 378.4541 | 0 | 632.7504 | 0.0049 | 631.925 | 0 | 632.7504 | 0.00163 | 376.9806 | 0
| 415.9263 | 0.0005001 | 379.2839 | 0.11381 | 378.6702 | 0.16788 | 415.9263 | 0.00101 | 379.2839 | 0.15462 | 378.6702 | 0.31425 | 372.9678 | 0.0022474 | 378.6702 | 0 | 379.2839 | 0 | 377.1937 | 0 | 379.2839 | 0 | 379.2839 | 0 | 379.2839 | 0 | 377.1937 | 0 | 379.2839 | 0 | 378.6702 | 0 | 632.9108 | 0.00364 | 632.0857 | 1.0001e-05 | 632.9108 | 0.00171 | 377.1937 | 0
| 416.0391 | 0 | 379.5002 | 0.11233 | 378.8862 | 0.16772 | 416.0391 | 5.2137e-05 | 379.5002 | 0.16863 | 378.8862 | 0.33731 | 373.1839 | 0.0049018 | 378.8862 | 0 | 379.5002 | 0.0034356 | 377.4068 | 0 | 379.5002 | 0.0076292 | 379.5002 | 0.0047056 | 379.5002 | 0.0016154 | 377.4068 | 0 | 379.5002 | 5.5566e-05 | 378.8862 | 0 | 633.0712 | 0.00614 | 632.2465 | 0 | 633.0712 | 0.00164 | 377.4068 | 0
| 416.1518 | 0.00075165 | 379.7164 | 0.11024 | 379.1023 | 0.16576 | 416.1518 | 0.00108 | 379.7164 | 0.1803 | 379.1023 | 0.36316 | 373.4001 | 0.0025021 | 379.1023 | 0 | 379.7164 | 0 | 377.6199 | 0 | 379.7164 | 0 | 379.7164 | 0.00095777 | 379.7164 | 0 | 377.6199 | 0 | 379.7164 | 0 | 379.1023 | 0 | 633.2317 | 0.00359 | 632.4072 | 1.0001e-05 | 633.2317 | 0.00176 | 377.6199 | 0
| 416.2646 | 0 | 379.9326 | 0.10839 | 379.3184 | 0.16391 | 416.2646 | 0 | 379.9326 | 0.19725 | 379.3184 | 0.39007 | 373.6162 | 0.0053872 | 379.3184 | 0 | 379.9326 | 0.0038767 | 377.833 | 0 | 379.9326 | 0.0054145 | 379.9326 | 0.0031767 | 379.9326 | 0.0019757 | 377.833 | 0 | 379.9326 | 0.0001833 | 379.3184 | 0 | 633.3921 | 0.00517 | 632.568 | 6.6672e-06 | 633.3921 | 0.00172 | 377.833 | 0
| 416.3774 | 0.00058994 | 380.1489 | 0.1056 | 379.5345 | 0.16075 | 416.3774 | 0.00137 | 380.1489 | 0.20926 | 379.5345 | 0.4138 | 373.8323 | 0.0028344 | 379.5345 | 0 | 380.1489 | 0 | 378.0462 | 0 | 380.1489 | 0 | 380.1489 | 0.00049026 | 380.1489 | 0 | 378.0462 | 0 | 380.1489 | 0 | 379.5345 | 0 | 633.5525 | 0.00302 | 632.7288 | 1.0001e-05 | 633.5525 | 0.00177 | 378.0462 | 0
| 416.4901 | 0 | 380.3652 | 0.1043 | 379.7507 | 0.15735 | 416.4901 | 0 | 380.3652 | 0.22952 | 379.7507 | 0.44266 | 374.0485 | 0.0067211 | 379.7507 | 0 | 380.3652 | 0.0046626 | 378.2593 | 0 | 380.3652 | 0.005154 | 380.3652 | 0.0021642 | 380.3652 | 0.0042859 | 378.2593 | 0 | 380.3652 | 5.6725e-05 | 379.7507 | 0 | 633.713 | 0.00483 | 632.8896 | 6.6672e-06 | 633.713 | 0.0017 | 378.2593 | 0
| 416.6029 | 0.00224 | 380.5815 | 0.10169 | 379.9668 | 0.15489 | 416.6029 | 0.00060691 | 380.5815 | 0.24396 | 379.9668 | 0.47036 | 374.2647 | 0.0032021 | 379.9668 | 0 | 380.5814 | 0 | 378.4725 | 0 | 380.5814 | 0 | 380.5815 | 0 | 380.5814 | 0 | 378.4725 | 0 | 380.5815 | 0 | 379.9668 | 0 | 633.8734 | 0.00411 | 633.0503 | 3.0002e-05 | 633.8734 | 0.00174 | 378.4725 | 0
| 416.7157 | 0 | 380.7977 | 0.10039 | 380.183 | 0.15357 | 416.7157 | 0 | 380.7977 | 0.26133 | 380.183 | 0.49872 | 374.4809 | 0.0056357 | 380.183 | 0 | 380.7977 | 0.0039041 | 378.6857 | 0 | 380.7977 | 0.0043083 | 380.7977 | 0.004855 | 380.7977 | 0.0033091 | 378.6857 | 0 | 380.7977 | 0.00022704 | 380.183 | 0 | 634.0339 | 0.00492 | 633.2111 | 0 | 634.0339 | 0.00168 | 378.6857 | 0
| 416.8284 | 0.00131 | 381.0141 | 0.096183 | 380.3992 | 0.14945 | 416.8284 | 0.00206 | 381.0141 | 0.28004 | 380.3992 | 0.52823 | 374.6971 | 0.0037098 | 380.3992 | 0 | 381.0141 | 0 | 378.8989 | 0 | 381.0141 | 0 | 381.0141 | 0 | 381.0141 | 0 | 378.8989 | 0 | 381.0141 | 0 | 380.3992 | 0 | 634.1943 | 0.00466 | 633.3719 | 0 | 634.1943 | 0.00175 | 378.8989 | 0
| 416.9412 | 0 | 381.2304 | 0.096748 | 380.6154 | 0.14762 | 416.9412 | 0 | 381.2304 | 0.30036 | 380.6154 | 0.56235 | 374.9133 | 0.0063768 | 380.6154 | 0 | 381.2304 | 0.0035098 | 379.1121 | 0 | 381.2304 | 0.0063611 | 381.2304 | 0.0017506 | 381.2304 | 0.00093445 | 379.1121 | 0 | 381.2304 | 0.00022252 | 380.6154 | 0 | 634.3548 | 0.00635 | 633.5327 | 6.6672e-06 | 634.3548 | 0.00172 | 379.1121 | 0
| 417.054 | 0.00069774 | 381.4467 | 0.094872 | 380.8316 | 0.14508 | 417.054 | 0.00156 | 381.4467 | 0.32134 | 380.8316 | 0.59784 | 375.1295 | 0.0050249 | 380.8316 | 0 | 381.4467 | 0 | 379.3253 | 0 | 381.4467 | 0 | 381.4467 | 0 | 381.4467 | 0 | 379.3253 | 0 | 381.4467 | 0 | 380.8316 | 0 | 634.5153 | 0.00468 | 633.6935 | 1.0001e-05 | 634.5153 | 0.00175 | 379.3253 | 0
| 417.1668 | 0 | 381.6631 | 0.093797 | 381.0478 | 0.14365 | 417.1668 | 0 | 381.6631 | 0.34501 | 381.0478 | 0.63303 | 375.3458 | 0.0072435 | 381.0478 | 0.011958 | 381.6631 | 0.0038674 | 379.5385 | 0 | 381.6631 | 0.0091733 | 381.6631 | 0.0027906 | 381.6631 | 0.0037331 | 379.5385 | 0 | 381.6631 | 0.00039471 | 381.0478 | 0.00601 | 634.6757 | 0.00478 | 633.8543 | 0 | 634.6757 | 0.00168 | 379.5385 | 0
| 417.2795 | 0.00076961 | 381.8795 | 0.091219 | 381.2641 | 0.14056 | 417.2795 | 0.00113 | 381.8795 | 0.36476 | 381.2641 | 0.63945 | 375.562 | 0.0049133 | 381.2641 | 0.0041187 | 381.8795 | 0 | 379.7518 | 0 | 381.8795 | 0 | 381.8795 | 0 | 381.8795 | 0 | 379.7518 | 0 | 381.8795 | 0 | 381.264 | -0.0085 | 634.8362 | 0.0036 | 634.0152 | 1.0001e-05 | 634.8362 | 0.00172 | 379.7518 | 0
| 417.3923 | 0 | 382.0959 | 0.088437 | 381.4803 | 0.14037 | 417.3923 | 0 | 382.0959 | 0.39522 | 381.4803 | 0.64652 | 375.7783 | 0.0069355 | 381.4803 | 0.012486 | 382.0958 | 0.0024163 | 379.9651 | 0 | 382.0958 | 0.0047771 | 382.0959 | 0.0029319 | 382.0958 | 0.0033181 | 379.9651 | 0 | 382.0959 | 0.0003141 | 381.4803 | 0.00377 | 634.9967 | 0.00464 | 634.176 | 0 | 634.9967 | 0.00173 | 379.9651 | 0
| 417.5051 | 0.00015871 | 382.3123 | 0.087627 | 381.6966 | 0.13904 | 417.5051 | 0.0017 | 382.3123 | 0.42339 | 381.6966 | 0.68206 | 375.9946 | 0.0052522 | 381.6966 | 0.0047519 | 382.3122 | 0 | 380.1783 | 0 | 382.3122 | 0 | 382.3123 | 0 | 382.3122 | 0 | 380.1783 | 0 | 382.3123 | 0 | 381.6966 | -0.00471 | 635.1572 | 0.00373 | 634.3368 | 1.0001e-05 | 635.1572 | 0.00179 | 380.1783 | 0
| 417.6178 | 0 | 382.5287 | 0.087738 | 381.9129 | 0.13986 | 417.6178 | 0 | 382.5287 | 0.45647 | 381.9129 | 0.71968 | 376.2108 | 0.0070079 | 381.9129 | 0.014452 | 382.5287 | 0.0046523 | 380.3916 | 0 | 382.5287 | 0.0045885 | 382.5287 | 0.0025756 | 382.5287 | 0.0021347 | 380.3916 | 0 | 382.5287 | 0.00022462 | 381.9129 | 0.00401 | 635.3177 | 0.00524 | 634.4977 | 0 | 635.3177 | 0.00176 | 380.3916 | 0
| 417.7306 | 0.00042823 | 382.7451 | 0.087782 | 382.1292 | 0.13893 | 417.7306 | 0.00031212 | 382.7451 | 0.49169 | 382.1292 | 0.74376 | 376.4272 | 0.0063137 | 382.1292 | 0.0067676 | 382.7451 | 0 | 380.6049 | 0 | 382.7451 | 0 | 382.7451 | 0 | 382.7451 | 0 | 380.6049 | 0 | 382.7451 | 0 | 382.1292 | -0.0055 | 635.4782 | 0.00258 | 634.6585 | 3.0002e-05 | 635.4782 | 0.00179 | 380.6049 | 0
| 417.8434 | 0 | 382.9615 | 0.088237 | 382.3455 | 0.14006 | 417.8434 | 0 | 382.9615 | 0.53043 | 382.3455 | 0.75776 | 376.6435 | 0.0087553 | 382.3455 | 0.01536 | 382.9615 | 0.0017154 | 380.8182 | 0 | 382.9615 | 0.0047758 | 382.9615 | 0.0043837 | 382.9615 | 0.0037621 | 380.8182 | 0 | 382.9615 | 0.00019071 | 382.3455 | 0.00646 | 635.6387 | 0.00548 | 634.8193 | 6.6672e-06 | 635.6387 | 0.00169 | 380.8182 | 0
| 417.9561 | 1.4969e-05 | 383.178 | 0.085234 | 382.5618 | 0.13577 | 417.9561 | 0.00109 | 383.178 | 0.55909 | 382.5618 | 0.75386 | 376.8598 | 0.0077473 | 382.5618 | 0.0085273 | 383.178 | 0 | 381.0315 | 0 | 383.178 | 0 | 383.178 | 0 | 383.178 | 0 | 381.0315 | 0 | 383.178 | 0 | 382.5618 | -0.00396 | 635.7993 | 0.00285 | 634.9802 | 3.0002e-05 | 635.7993 | 0.00172 | 381.0315 | 0
| 418.0689 | 0 | 383.3945 | 0.084358 | 382.7782 | 0.13456 | 418.0689 | 0 | 383.3945 | 0.58797 | 382.7782 | 0.79062 | 377.0761 | 0.010212 | 382.7782 | 0.015532 | 383.3945 | 0.0025416 | 381.2449 | 0 | 383.3945 | 0.0045228 | 383.3945 | 0.0018997 | 383.3945 | 0.0019375 | 381.2449 | 0 | 383.3945 | 0.00014019 | 382.7782 | 0.00245 | 635.9598 | 0.00436 | 635.1411 | 6.6672e-06 | 635.9598 | 0.00163 | 381.2449 | 0
| 418.1817 | 0.00064383 | 383.611 | 0.081441 | 382.9945 | 0.13196 | 418.1817 | 0.00149 | 383.611 | 0.62031 | 382.9945 | 0.78924 | 377.2925 | 0.0077089 | 382.9945 | 0.010371 | 383.611 | 0 | 381.4582 | 0 | 383.611 | 0 | 383.611 | 0 | 383.611 | 0 | 381.4582 | 0 | 383.611 | 0 | 382.9946 | -0.00286 | 636.1204 | 0.00411 | 635.3019 | 3.0002e-05 | 636.1204 | 0.00171 | 381.4582 | 0
| 418.2945 | 0 | 383.8275 | 0.080521 | 383.2109 | 0.12855 | 418.2945 | 0 | 383.8275 | 0.64585 | 383.2109 | 0.81259 | 377.5089 | 0.009959 | 383.2109 | 0.016355 | 383.8275 | 0.0024121 | 381.6716 | 0 | 383.8275 | 0.00289 | 383.8275 | 0.0017102 | 383.8275 | 0.00016741 | 381.6716 | 0 | 383.8274 | 0.00011964 | 383.2109 | 0.00396 | 636.2809 | 0.00455 | 635.4628 | 0 | 636.2809 | 0.00169 | 381.6716 | 0
| 418.4072 | 0.00076961 | 384.044 | 0.077252 | 383.4273 | 0.12677 | 418.4072 | 0.00076297 | 384.044 | 0.67767 | 383.4273 | 0.82504 | 377.7252 | 0.0094516 | 383.4273 | 0.01158 | 384.044 | 0 | 381.8849 | 0 | 384.044 | 3.1229e-05 | 384.044 | 0 | 384.044 | 0 | 381.8849 | 0 | 384.044 | 0 | 383.4273 | -0.0055 | 636.4415 | 0.00419 | 635.6237 | 1.0001e-05 | 636.4415 | 0.00181 | 381.885 | 0
| 418.52 | 0 | 384.2605 | 0.076014 | 383.6437 | 0.12455 | 418.52 | 0 | 384.2605 | 0.70886 | 383.6437 | 0.86484 | 377.9416 | 0.010915 | 383.6437 | 0.017909 | 384.2605 | 0.0032968 | 382.0983 | 0 | 384.2605 | 0.00084295 | 384.2605 | 0.0029496 | 384.2605 | 0.00013029 | 382.0983 | 0 | 384.2605 | 0.00028105 | 383.6437 | 0.00287 | 636.602 | 0.00439 | 635.7846 | 0 | 636.602 | 0.00179 | 382.0983 | 0
| 418.6328 | 0.00064383 | 384.4771 | 0.072658 | 383.8602 | 0.12162 | 418.6328 | 0.00298 | 384.4771 | 0.7439 | 383.8602 | 0.87661 | 378.158 | 0.010033 | 383.8602 | 0.013419 | 384.4771 | 0 | 382.3117 | 0 | 384.4771 | 0 | 384.4771 | 0 | 384.4771 | 0 | 382.3117 | 0 | 384.4771 | 0 | 383.8602 | -0.0044 | 636.7626 | 0.00368 | 635.9455 | 3.0002e-05 | 636.7626 | 0.00182 | 382.3117 | 0
| 418.7455 | 0 | 384.6936 | 0.07285 | 384.0766 | 0.12064 | 418.7455 | 0 | 384.6936 | 0.77959 | 384.0766 | 0.91909 | 378.3744 | 0.012157 | 384.0766 | 0.020658 | 384.6936 | 0.0026107 | 382.5251 | 0 | 384.6936 | 0.0026843 | 384.6936 | 0.0032995 | 384.6936 | 0.0023537 | 382.5251 | 0 | 384.6936 | 0.0003787 | 384.0766 | 0.00202 | 636.9231 | 0.00457 | 636.1064 | 0 | 636.9231 | 0.00171 | 382.5251 | 0
| 418.8583 | 0.00089539 | 384.9102 | 0.070454 | 384.2931 | 0.11899 | 418.8583 | 0.00168 | 384.9102 | 0.80777 | 384.2931 | 0.92431 | 378.5909 | 0.010786 | 384.2931 | 0.015551 | 384.9102 | 0 | 382.7385 | 0 | 384.9102 | 0 | 384.9102 | 0 | 384.9102 | 0 | 382.7385 | 0 | 384.9102 | 0 | 384.2931 | -0.00424 | 637.0837 | 0.00433 | 636.2673 | 1.0001e-05 | 637.0837 | 0.00169 | 382.7385 | 0
| 418.9711 | 0 | 385.1268 | 0.071217 | 384.5095 | 0.11642 | 418.9711 | 0 | 385.1268 | 0.83638 | 384.5095 | 0.9498 | 378.8073 | 0.013518 | 384.5095 | 0.023093 | 385.1268 | 0.0042006 | 382.952 | 0 | 385.1268 | 0.0042743 | 385.1268 | 0.0027338 | 385.1268 | 0.00070125 | 382.952 | 0 | 385.1268 | 0.00023907 | 384.5095 | 0.0013 | 637.2443 | 0.00471 | 636.4282 | 6.6672e-06 | 637.2443 | 0.00155 | 382.952 | 0
| 419.0838 | 0 | 385.3434 | 0.066339 | 384.726 | 0.11454 | 419.0838 | 0.00172 | 385.3434 | 0.86436 | 384.726 | 0.96275 | 379.0237 | 0.012535 | 384.726 | 0.019312 | 385.3434 | 0 | 383.1654 | 0 | 385.3434 | 0.0008049 | 385.3434 | 0.0010043 | 385.3434 | 0 | 383.1654 | 0 | 385.3434 | 0 | 384.726 | -0.0021 | 637.4049 | 0.00373 | 636.5891 | 1.0001e-05 | 637.4049 | 0.00167 | 383.1654 | 0
| 419.1966 | 0 | 385.56 | 0.065418 | 384.9425 | 0.11203 | 419.1966 | 0 | 385.56 | 0.88476 | 384.9425 | 0.97565 | 379.2402 | 0.015064 | 384.9425 | 0.02512 | 385.56 | 0.0019104 | 383.3789 | 0 | 385.56 | 0.0021849 | 385.56 | 0.0031622 | 385.56 | 0.0015489 | 383.3789 | 0 | 385.56 | 0.00034805 | 384.9425 | 0.00132 | 637.5655 | 0.00506 | 636.75 | 6.6672e-06 | 637.5655 | 0.00163 | 383.3789 | 0
| 419.3094 | 8.684e-05 | 385.7766 | 0.061954 | 385.159 | 0.10562 | 419.3094 | 0.00265 | 385.7766 | 0.89987 | 385.159 | 0.97302 | 379.4567 | 0.013482 | 385.159 | 0.020228 | 385.7766 | 0 | 383.5923 | 0 | 385.7766 | 0 | 385.7766 | 0 | 385.7766 | 0 | 383.5923 | 0 | 385.7766 | 0 | 385.159 | -0.00265 | 637.7261 | 0.00447 | 636.9109 | 0 | 637.7261 | 0.00174 | 383.5923 | 0
| 419.4222 | 0 | 385.9933 | 0.061464 | 385.3756 | 0.10667 | 419.4222 | 0 | 385.9933 | 0.92662 | 385.3756 | 0.98122 | 379.6732 | 0.016415 | 385.3756 | 0.028498 | 385.9933 | 0.0010909 | 383.8058 | 0 | 385.9933 | 0.0036271 | 385.9933 | 0.0019535 | 385.9933 | 0.0004817 | 383.8058 | 0 | 385.9933 | 0.00044299 | 385.3756 | 0.00213 | 637.8867 | 0.00545 | 637.0719 | 0 | 637.8867 | 0.00158 | 383.8058 | 0
| 419.5349 | 0 | 386.2099 | 0.060308 | 385.5921 | 0.10322 | 419.5349 | 0.00079764 | 386.2099 | 0.93833 | 385.5921 | 0.9835 | 379.8896 | 0.015921 | 385.5921 | 0.023858 | 386.2099 | 0 | 384.0193 | 0 | 386.2099 | 0 | 386.2099 | 0 | 386.2099 | 0 | 384.0193 | 0 | 386.2099 | 0 | 385.5921 | -0.00377 | 638.0474 | 0.00348 | 637.2328 | 1.0001e-05 | 638.0474 | 0.00173 | 384.0193 | 0
| 419.6477 | 0 | 386.4266 | 0.058472 | 385.8087 | 0.1004 | 419.6477 | 0 | 386.4266 | 0.96017 | 385.8087 | 1 | 380.1062 | 0.018517 | 385.8087 | 0.031778 | 386.4266 | 0.0043915 | 384.2328 | 0 | 386.4266 | 0.0043286 | 386.4266 | 0.0032522 | 386.4266 | 0.0010028 | 384.2328 | 0 | 386.4266 | 0.00035773 | 385.8087 | 0.00272 | 638.208 | 0.00529 | 637.3938 | 0 | 638.208 | 0.00172 | 384.2328 | 0
| 419.7605 | 0.00075165 | 386.6433 | 0.057111 | 386.0253 | 0.099575 | 419.7605 | 0.00163 | 386.6433 | 0.97629 | 386.0253 | 0.97474 | 380.3227 | 0.017127 | 386.0253 | 0.027104 | 386.6433 | 0 | 384.4463 | 0 | 386.6433 | 0 | 386.6433 | 0 | 386.6433 | 0 | 384.4463 | 0 | 386.6433 | 0 | 386.0253 | -0.00248 | 638.3686 | 0.00434 | 637.5547 | 3.0002e-05 | 638.3686 | 0.00177 | 384.4463 | 0
| 419.8733 | 0 | 386.86 | 0.056076 | 386.2419 | 0.097781 | 419.8733 | 0 | 386.86 | 0.98948 | 386.2419 | 0.96404 | 380.5392 | 0.019859 | 386.2419 | 0.033342 | 386.86 | 0.0022021 | 384.6599 | 0 | 386.86 | 0.0023319 | 386.86 | 0.0023411 | 386.86 | 0.0018982 | 384.6599 | 0 | 386.86 | 0.00023579 | 386.2419 | 0.00118 | 638.5293 | 0.00473 | 637.7157 | 2.6669e-05 | 638.5293 | 0.00167 | 384.6599 | 0
| 419.986 | 0.00046416 | 387.0767 | 0.055013 | 386.4585 | 0.095079 | 419.986 | 0.00173 | 387.0767 | 0.99736 | 386.4585 | 0.95028 | 380.7558 | 0.020048 | 386.4585 | 0.030553 | 387.0767 | 0 | 384.8734 | 0 | 387.0767 | 0 | 387.0767 | 0 | 387.0767 | 0 | 384.8734 | 0 | 387.0767 | 0 | 386.4585 | -0.00333 | 638.6899 | 0.00382 | 637.8766 | 5.0004e-05 | 638.6899 | 0.00171 | 384.8734 | 0
| 420.0988 | 0 | 387.2935 | 0.053957 | 386.6751 | 0.093953 | 420.0988 | 0 | 387.2935 | 0.99987 | 386.6751 | 0.95182 | 380.9724 | 0.022652 | 386.6751 | 0.036145 | 387.2935 | 0.0011963 | 385.0869 | 0 | 387.2935 | 0.00022812 | 387.2935 | 0.0013768 | 387.2935 | 0 | 385.0869 | 0 | 387.2935 | 0.00012082 | 386.6751 | 0.00113 | 638.8506 | 0.00599 | 638.0376 | 6.6672e-06 | 638.8506 | 0.00167 | 385.0869 | 0
| 420.2116 | 0.0004462 | 387.5102 | 0.05207 | 386.8917 | 0.091448 | 420.2116 | 0.00175 | 387.5102 | 1 | 386.8917 | 0.90473 | 381.1889 | 0.021982 | 386.8917 | 0.032042 | 387.5102 | 0 | 385.3005 | 0 | 387.5102 | 0 | 387.5102 | 0 | 387.5102 | 0 | 385.3005 | 0 | 387.5102 | 0 | 386.8917 | -0.00081263 | 639.0112 | 0.00477 | 638.1986 | 1.0001e-05 | 639.0112 | 0.00168 | 385.3005 | 0
| 420.3243 | 0 | 387.727 | 0.050251 | 387.1084 | 0.088756 | 420.3243 | 0 | 387.727 | 0.99986 | 387.1084 | 0.89528 | 381.4055 | 0.025038 | 387.1084 | 0.039435 | 387.727 | 0.0024749 | 385.5141 | 0 | 387.727 | 0.004484 | 387.727 | 0.0022551 | 387.727 | 0.0007099 | 385.5141 | 0 | 387.727 | 0.00013906 | 387.1084 | 0.00263 | 639.1719 | 0.00675 | 638.3596 | 0 | 639.1719 | 0.0016 | 385.5141 | 0
| 420.4371 | 0.00051807 | 387.9437 | 0.047306 | 387.3251 | 0.087132 | 420.4371 | 0.00027745 | 387.9437 | 0.99315 | 387.3251 | 0.87746 | 381.6221 | 0.025345 | 387.3251 | 0.036764 | 387.9437 | 0 | 385.7277 | 0 | 387.9437 | 0 | 387.9437 | 0 | 387.9437 | 0 | 385.7277 | 0 | 387.9437 | 0 | 387.3251 | -0.00197 | 639.3326 | 0.00273 | 638.5205 | 1.0001e-05 | 639.3326 | 0.0017 | 385.7277 | 0
| 420.5499 | 0 | 388.1605 | 0.047582 | 387.5417 | 0.086409 | 420.5499 | 0 | 388.1605 | 0.98374 | 387.5417 | 0.88786 | 381.8387 | 0.028256 | 387.5417 | 0.045117 | 388.1605 | 0.0028418 | 385.9413 | 0 | 388.1605 | 0.0038271 | 388.1605 | 0.0032 | 388.1605 | 0.001907 | 385.9413 | 0 | 388.1605 | 0.00027633 | 387.5417 | 0.00161 | 639.4932 | 0.0048 | 638.6815 | 6.6672e-06 | 639.4932 | 0.00166 | 385.9413 | 0
| 420.6627 | 0.00109 | 388.3773 | 0.045285 | 387.7584 | 0.084157 | 420.6627 | 0.00020808 | 388.3773 | 0.97494 | 387.7584 | 0.84508 | 382.0553 | 0.027869 | 387.7584 | 0.041068 | 388.3773 | 0 | 386.1549 | 0 | 388.3773 | 0 | 388.3773 | 0.0011806 | 388.3773 | 0 | 386.1549 | 0 | 388.3773 | 0 | 387.7584 | -0.0015 | 639.6539 | 0.00329 | 638.8425 | 0 | 639.6539 | 0.0018 | 386.1549 | 0
| 420.7754 | 0 | 388.5941 | 0.044412 | 387.9752 | 0.082493 | 420.7754 | 0 | 388.5941 | 0.96173 | 387.9752 | 0.84459 | 382.272 | 0.030792 | 387.9752 | 0.048422 | 388.5941 | 0.0022343 | 386.3685 | 0 | 388.5941 | 0.0030044 | 388.5941 | 0.0028667 | 388.5941 | 0.0020438 | 386.3685 | 0 | 388.5942 | 0.00010247 | 387.9752 | 0.00198 | 639.8146 | 0.00643 | 639.0035 | 0 | 639.8146 | 0.00163 | 386.3685 | 0
| 420.8882 | 0.000554 | 388.811 | 0.04407 | 388.1919 | 0.078897 | 420.8882 | 0.00118 | 388.811 | 0.94406 | 388.1919 | 0.80972 | 382.4886 | 0.032171 | 388.1919 | 0.045797 | 388.811 | 0 | 386.5822 | 0 | 388.811 | 0 | 388.811 | 0 | 388.811 | 0 | 386.5822 | 0 | 388.811 | 0 | 388.1919 | -0.00331 | 639.9753 | 0.00329 | 639.1645 | 1.0001e-05 | 639.9753 | 0.00178 | 386.5822 | 0
| 421.001 | 0 | 389.0278 | 0.041825 | 388.4086 | 0.077588 | 421.001 | 0 | 389.0278 | 0.92833 | 388.4086 | 0.79674 | 382.7053 | 0.034466 | 388.4086 | 0.053797 | 389.0278 | 0.0029629 | 386.7958 | 0 | 389.0278 | 0.0022412 | 389.0278 | 0.0014601 | 389.0278 | 0.0016614 | 386.7958 | 0 | 389.0278 | 0.000222 | 388.4086 | 0.00292 | 640.136 | 0.0048 | 639.3256 | 0 | 640.136 | 0.00166 | 386.7958 | 0
| 421.1138 | 0 | 389.2447 | 0.039919 | 388.6254 | 0.074754 | 421.1138 | 0.00146 | 389.2447 | 0.91012 | 388.6254 | 0.76801 | 382.9219 | 0.034477 | 388.6254 | 0.051417 | 389.2447 | 0 | 387.0095 | 0 | 389.2447 | 0 | 389.2447 | 0 | 389.2447 | 0 | 387.0095 | 0 | 389.2447 | 0 | 388.6254 | -0.00206 | 640.2968 | 0.00311 | 639.4866 | 1.0001e-05 | 640.2968 | 0.00179 | 387.0095 | 0
| 421.2265 | 0 | 389.4615 | 0.038539 | 388.8422 | 0.07389 | 421.2265 | 0 | 389.4615 | 0.88874 | 388.8422 | 0.75664 | 383.1386 | 0.038325 | 388.8422 | 0.058669 | 389.4616 | 0.0021819 | 387.2231 | 0 | 389.4616 | 0.0017542 | 389.4615 | 0.0018643 | 389.4616 | 0.0017896 | 387.2231 | 0 | 389.4615 | 0.0004051 | 388.8422 | 0.0014 | 640.4575 | 0.00309 | 639.6476 | 0 | 640.4575 | 0.00167 | 387.2231 | 0
| 421.3393 | 0.00125 | 389.6784 | 0.036445 | 389.059 | 0.071517 | 421.3393 | 0.0014 | 389.6784 | 0.86534 | 389.059 | 0.7327 | 383.3553 | 0.039233 | 389.059 | 0.057673 | 389.6784 | 0 | 387.4368 | 0 | 389.6784 | 0 | 389.6784 | 0 | 389.6784 | 0 | 387.4368 | 0 | 389.6784 | 0 | 389.059 | -0.00397 | 640.6182 | 0.00232 | 639.8087 | 0 | 640.6182 | 0.00179 | 387.4368 | 0
| 421.4521 | 0 | 389.8954 | 0.037576 | 389.2758 | 0.07274 | 421.4521 | 0 | 389.8954 | 0.8422 | 389.2758 | 0.73671 | 383.572 | 0.043822 | 389.2758 | 0.068012 | 389.8954 | 0.0038614 | 387.6505 | 0 | 389.8954 | 0.0044155 | 389.8954 | 0.0035849 | 389.8954 | 0.0029581 | 387.6505 | 0 | 389.8954 | 0.00065736 | 389.2758 | 0.00215 | 640.779 | 0.00432 | 639.9697 | 6.6672e-06 | 640.779 | 0.00173 | 387.6505 | 0
| 421.5649 | 0.00080555 | 390.1123 | 0.034774 | 389.4926 | 0.06828 | 421.5649 | 0.00163 | 390.1123 | 0.81712 | 389.4926 | 0.71456 | 383.7887 | 0.043316 | 389.4926 | 0.067166 | 390.1123 | 0 | 387.8642 | 0 | 390.1123 | 0 | 390.1123 | 0 | 390.1123 | 0 | 387.8642 | 0 | 390.1123 | 0 | 389.4926 | -0.00179 | 640.9397 | 0.00338 | 640.1308 | 0 | 640.9397 | 0.00179 | 387.8642 | 0
| 421.6777 | 0 | 390.3292 | 0.034972 | 389.7094 | 0.06812 | 421.6777 | 0 | 390.3292 | 0.79594 | 389.7094 | 0.71276 | 384.0055 | 0.04821 | 389.7094 | 0.077528 | 390.3292 | 0.0032619 | 388.078 | 0 | 390.3292 | 0.0029346 | 390.3292 | 0.0024699 | 390.3292 | 0.0014315 | 388.078 | 0 | 390.3292 | 0.00015048 | 389.7094 | 0.0024 | 641.1004 | 0.00663 | 640.2918 | 6.6672e-06 | 641.1004 | 0.0016 | 388.078 | 0
| 421.7904 | 0.00125 | 390.5461 | 0.03289 | 389.9263 | 0.065975 | 421.7904 | 0.00109 | 390.5461 | 0.76955 | 389.9263 | 0.68605 | 384.2222 | 0.049309 | 389.9263 | 0.077054 | 390.5461 | 0 | 388.2917 | 0 | 390.5461 | 0 | 390.5461 | 0 | 390.5461 | 0 | 388.2917 | 0 | 390.5461 | 0 | 389.9263 | -0.00274 | 641.2612 | 0.00343 | 640.4529 | 3.0002e-05 | 641.2612 | 0.0017 | 388.2917 | 0
| 421.9032 | 0 | 390.7631 | 0.033755 | 390.1432 | 0.065233 | 421.9032 | 0 | 390.7631 | 0.74435 | 390.1432 | 0.66802 | 384.439 | 0.05414 | 390.1432 | 0.085494 | 390.7631 | 0.0028413 | 388.5055 | 0 | 390.7631 | 0.002796 | 390.7631 | 0.0018656 | 390.7631 | 0.0016442 | 388.5055 | 0 | 390.7631 | 0.000179 | 390.1432 | -0.00083955 | 641.422 | 0.00522 | 640.6139 | 0 | 641.422 | 0.00161 | 388.5055 | 0
| 422.016 | 0 | 390.9801 | 0.032238 | 390.36 | 0.062886 | 422.016 | 0.00057222 | 390.9801 | 0.71764 | 390.36 | 0.6435 | 384.6557 | 0.055515 | 390.36 | 0.085325 | 390.9801 | 0 | 388.7192 | 0 | 390.9801 | 0 | 390.9801 | 0 | 390.9801 | 0 | 388.7192 | 0 | 390.9801 | 0 | 390.36 | -0.0028 | 641.5827 | 0.00431 | 640.775 | 3.0002e-05 | 641.5827 | 0.00175 | 388.7192 | 0
| 422.1288 | 0 | 391.1971 | 0.031561 | 390.5769 | 0.061927 | 422.1288 | 0 | 391.1971 | 0.69912 | 390.5769 | 0.62757 | 384.8725 | 0.05958 | 390.5769 | 0.093716 | 391.1971 | 0.0027333 | 388.933 | 0 | 391.1971 | 0.0029406 | 391.1971 | 0.0012404 | 391.1971 | 0.00033313 | 388.933 | 0 | 391.1971 | 7.7622e-05 | 390.5769 | 0.00078674 | 641.7435 | 0.00589 | 640.9361 | 6.6672e-06 | 641.7435 | 0.00159 | 388.933 | 0
| 422.2415 | 1.4969e-05 | 391.4141 | 0.029161 | 390.7939 | 0.060319 | 422.2415 | 0.00132 | 391.4141 | 0.67207 | 390.7939 | 0.58523 | 385.0893 | 0.061925 | 390.7939 | 0.092716 | 391.4141 | 0 | 389.1468 | 0 | 391.4141 | 0 | 391.4141 | 0 | 391.4141 | 0 | 389.1468 | 0 | 391.4141 | 0 | 390.7939 | -0.00257 | 641.9043 | 0.0057 | 641.0972 | 1.0001e-05 | 641.9043 | 0.00173 | 389.1468 | 0
| 422.3543 | 0 | 391.6311 | 0.029119 | 391.0108 | 0.059141 | 422.3543 | 0 | 391.6311 | 0.64742 | 391.0108 | 0.57641 | 385.3061 | 0.06678 | 391.0108 | 0.10202 | 391.6311 | 0.002652 | 389.3606 | 0 | 391.6311 | 0.0025123 | 391.6311 | 0.002458 | 391.6311 | 0.0019756 | 389.3606 | 0 | 391.6311 | 0.00038404 | 391.0108 | 0.00058399 | 642.0651 | 0.00513 | 641.2582 | 6.6672e-06 | 642.0651 | 0.00163 | 389.3606 | 0
| 422.4671 | 0.00102 | 391.8481 | 0.027695 | 391.2277 | 0.057825 | 422.4671 | 0.00147 | 391.8481 | 0.61791 | 391.2277 | 0.54002 | 385.5229 | 0.067877 | 391.2277 | 0.10045 | 391.8481 | 0 | 389.5744 | 0 | 391.8481 | 0 | 391.8481 | 0 | 391.8481 | 0 | 389.5744 | 0 | 391.8481 | 0 | 391.2277 | -0.00328 | 642.2259 | 0.00274 | 641.4193 | 1.0001e-05 | 642.2259 | 0.00176 | 389.5744 | 0
| 422.5799 | 0 | 392.0652 | 0.027403 | 391.4447 | 0.056525 | 422.5799 | 0 | 392.0652 | 0.59669 | 391.4447 | 0.52696 | 385.7398 | 0.07414 | 391.4447 | 0.11079 | 392.0652 | 0.0030468 | 389.7882 | 0 | 392.0652 | 0.0031217 | 392.0652 | 0.0022725 | 392.0652 | 0.001691 | 389.7882 | 0 | 392.0652 | 0.00036496 | 391.4447 | 0.00272 | 642.3867 | 0.00501 | 641.5804 | 0 | 642.3867 | 0.00162 | 389.7882 | 0
| 422.6926 | 0.00104 | 392.2822 | 0.025681 | 391.6617 | 0.054758 | 422.6926 | 0.00114 | 392.2822 | 0.57429 | 391.6617 | 0.49963 | 385.9566 | 0.075751 | 391.6617 | 0.11166 | 392.2822 | 0 | 390.002 | 0 | 392.2822 | 0 | 392.2822 | 0 | 392.2822 | 0 | 390.002 | 0 | 392.2822 | 0 | 391.6617 | -0.00193 | 642.5475 | 0.00375 | 641.7415 | 0 | 642.5475 | 0.0017 | 390.002 | 0
| 422.8054 | 0 | 392.4993 | 0.026866 | 391.8787 | 0.054107 | 422.8054 | 0 | 392.4993 | 0.5514 | 391.8787 | 0.48918 | 386.1735 | 0.081395 | 391.8787 | 0.12338 | 392.4993 | 0.0019431 | 390.2159 | 0 | 392.4993 | 0.0028632 | 392.4993 | 0.0021503 | 392.4993 | 0.00073905 | 390.2159 | 0 | 392.4993 | 0.00039009 | 391.8786 | 0.0016 | 642.7083 | 0.00441 | 641.9027 | 0 | 642.7083 | 0.0016 | 390.2159 | 0
| 422.9182 | 0.00084148 | 392.7164 | 0.024189 | 392.0957 | 0.052446 | 422.9182 | 0.00091902 | 392.7164 | 0.52979 | 392.0957 | 0.45996 | 386.3903 | 0.084403 | 392.0957 | 0.12273 | 392.7164 | 0 | 390.4297 | 0 | 392.7164 | 0 | 392.7164 | 0 | 392.7164 | 0 | 390.4297 | 0 | 392.7164 | 0 | 392.0957 | -0.00301 | 642.8691 | 0.00436 | 642.0638 | 3.0002e-05 | 642.8691 | 0.00172 | 390.4297 | 0
| 423.031 | 0 | 392.9335 | 0.024325 | 392.3127 | 0.050621 | 423.031 | 0 | 392.9335 | 0.51056 | 392.3127 | 0.44603 | 386.6072 | 0.090379 | 392.3127 | 0.13259 | 392.9335 | 0.0013611 | 390.6436 | 0 | 392.9335 | 0.0026014 | 392.9335 | 0.0010963 | 392.9335 | 0.0013633 | 390.6436 | 0 | 392.9335 | 0.00027609 | 392.3127 | 0.00149 | 643.0299 | 0.00483 | 642.2249 | 0 | 643.0299 | 0.00165 | 390.6436 | 0
| 423.1438 | 0.0014 | 393.1506 | 0.023136 | 392.5297 | 0.049214 | 423.1438 | 0.00161 | 393.1506 | 0.48708 | 392.5297 | 0.42299 | 386.8241 | 0.093754 | 392.5297 | 0.13336 | 393.1506 | 0 | 390.8575 | 0 | 393.1506 | 0 | 393.1506 | 0 | 393.1506 | 0 | 390.8575 | 0 | 393.1506 | 0 | 392.5297 | -0.00142 | 643.1908 | 0.0041 | 642.386 | 0 | 643.1908 | 0.00179 | 390.8575 | 0
| 423.2565 | 0.00106 | 393.3678 | 0.0227 | 392.7468 | 0.048152 | 423.2565 | 0 | 393.3678 | 0.46526 | 392.7468 | 0.40419 | 387.041 | 0.10101 | 392.7468 | 0.14278 | 393.3678 | 0.0033 | 391.0714 | 0 | 393.3678 | 0.0025852 | 393.3678 | 0.00179 | 393.3678 | 0.0015972 | 391.0714 | 0 | 393.3678 | 0.00019068 | 392.7468 | 0.00319 | 643.3516 | 0.00489 | 642.5472 | 0 | 643.3516 | 0.00168 | 391.0714 | 0
| 423.3693 | 0 | 393.5849 | 0.020533 | 392.9638 | 0.046483 | 423.3693 | 0.00137 | 393.5849 | 0.44546 | 392.9638 | 0.3828 | 387.2579 | 0.10355 | 392.9638 | 0.14392 | 393.5849 | 0 | 391.2853 | 0 | 393.5849 | 0 | 393.5849 | 0 | 393.5849 | 0 | 391.2853 | 0 | 393.5849 | 0 | 392.9638 | -0.00297 | 643.5125 | 0.00315 | 642.7083 | 1.0001e-05 | 643.5125 | 0.00186 | 391.2853 | 0
| 423.4821 | 0 | 393.8021 | 0.021031 | 393.1809 | 0.046422 | 423.4821 | 0 | 393.8021 | 0.42605 | 393.1809 | 0.37167 | 387.4749 | 0.11013 | 393.1809 | 0.1536 | 393.8021 | 0.0021766 | 391.4992 | 0 | 393.8021 | 0.0024219 | 393.8021 | 0.0015863 | 393.8021 | 0.0016351 | 391.4992 | 0 | 393.8021 | 0.00049513 | 393.1809 | 0.00058179 | 643.6733 | 0.00334 | 642.8695 | 0 | 643.6733 | 0.00173 | 391.4992 | 0
| 423.5949 | 0.00084148 | 394.0193 | 0.02086 | 393.398 | 0.044878 | 423.5949 | 0.00079764 | 394.0193 | 0.4052 | 393.398 | 0.35075 | 387.6918 | 0.11437 | 393.398 | 0.1566 | 394.0192 | 0 | 391.7131 | 0 | 394.0192 | 0 | 394.0193 | 0 | 394.0192 | 0 | 391.7131 | 0 | 394.0193 | 0 | 393.398 | -0.00246 | 643.8342 | 0.00313 | 643.0306 | 3.0002e-05 | 643.8342 | 0.00182 | 391.7131 | 0
| 423.7077 | 0.00037793 | 394.2364 | 0.020854 | 393.6151 | 0.044704 | 423.7077 | 0 | 394.2364 | 0.39238 | 393.6151 | 0.34023 | 387.9088 | 0.12344 | 393.6151 | 0.16863 | 394.2364 | 0.0034967 | 391.9271 | 0 | 394.2364 | 0.0048257 | 394.2364 | 0.0025623 | 394.2364 | 0 | 391.9271 | 0 | 394.2364 | 0.00042072 | 393.6151 | 0.00082686 | 643.9951 | 0.00584 | 643.1918 | 0 | 643.9951 | 0.00163 | 391.9271 | 0
| 423.8204 | 0.00084148 | 394.4536 | 0.018401 | 393.8322 | 0.042453 | 423.8204 | 0.00091902 | 394.4536 | 0.37676 | 393.8322 | 0.32442 | 388.1257 | 0.12728 | 393.8322 | 0.17244 | 394.4536 | 0 | 392.141 | 0 | 394.4536 | 0 | 394.4536 | 0 | 394.4536 | 0 | 392.141 | 0 | 394.4536 | 0 | 393.8322 | -0.00213 | 644.1559 | 0.00401 | 643.3529 | 1.0001e-05 | 644.1559 | 0.00174 | 392.141 | 0
| 423.9332 | 0 | 394.6708 | 0.018523 | 394.0494 | 0.042565 | 423.9332 | 0 | 394.6708 | 0.35801 | 394.0494 | 0.31974 | 388.3427 | 0.13543 | 394.0494 | 0.18523 | 394.6709 | 0.0029617 | 392.355 | 0 | 394.6709 | 0.002314 | 394.6708 | 0.002443 | 394.6709 | 0.0010069 | 392.355 | 0 | 394.6708 | 0.00036524 | 394.0494 | 0.00338 | 644.3168 | 0.00568 | 643.5141 | 6.6672e-06 | 644.3168 | 0.00162 | 392.355 | 0
| 424.046 | 0.00012278 | 394.8881 | 0.01745 | 394.2665 | 0.040543 | 424.046 | 0.00022542 | 394.8881 | 0.344 | 394.2665 | 0.30109 | 388.5597 | 0.14103 | 394.2665 | 0.19118 | 394.8881 | 0 | 392.569 | 0 | 394.8881 | 0 | 394.8881 | 0 | 394.8881 | 0 | 392.569 | 0 | 394.8881 | 0 | 394.2665 | -0.003 | 644.4777 | 0.00434 | 643.6753 | 3.0002e-05 | 644.4777 | 0.00174 | 392.569 | 0
| 424.1588 | 0 | 395.1053 | 0.017465 | 394.4837 | 0.040261 | 424.1588 | 0 | 395.1053 | 0.32852 | 394.4837 | 0.29845 | 388.7767 | 0.1494 | 394.4837 | 0.20727 | 395.1053 | 0.0018391 | 392.783 | 0 | 395.1053 | 0.0025501 | 395.1053 | 0.0012216 | 395.1053 | 0.0021244 | 392.783 | 0 | 395.1053 | 0.00031531 | 394.4837 | 3.5948e-05 | 644.6386 | 0.00563 | 643.8365 | 2.6669e-05 | 644.6386 | 0.00164 | 392.783 | 0
| 424.2716 | 0.00080555 | 395.3226 | 0.016264 | 394.7009 | 0.039591 | 424.2716 | 0.00163 | 395.3226 | 0.31292 | 394.7009 | 0.28299 | 388.9937 | 0.15361 | 394.7009 | 0.21139 | 395.3226 | 0 | 392.997 | 0 | 395.3226 | 0.00094158 | 395.3226 | 0.00052283 | 395.3226 | 0 | 392.997 | 0 | 395.3226 | 0 | 394.7009 | -0.00241 | 644.7995 | 0.00364 | 643.9977 | 3.0002e-05 | 644.7995 | 0.00173 | 392.997 | 0
| 424.3844 | 0 | 395.5399 | 0.01644 | 394.9181 | 0.038292 | 424.3844 | 0 | 395.5399 | 0.29816 | 394.9181 | 0.27636 | 389.2107 | 0.16211 | 394.9181 | 0.22626 | 395.5399 | 0.0027301 | 393.211 | 0 | 395.5399 | 0.0023962 | 395.5399 | 0.0021831 | 395.5399 | 0.00036194 | 393.211 | 0 | 395.5399 | 0.00039556 | 394.9181 | 0.00126 | 644.9604 | 0.00476 | 644.1589 | 0 | 644.9604 | 0.00159 | 393.211 | 0
| 424.4971 | 0.00073368 | 395.7571 | 0.014946 | 395.1353 | 0.036514 | 424.4971 | 0.00097105 | 395.7571 | 0.28385 | 395.1353 | 0.26834 | 389.4277 | 0.16895 | 395.1353 | 0.23344 | 395.7572 | 0 | 393.425 | 0 | 395.7572 | 0 | 395.7571 | 0 | 395.7572 | 0 | 393.425 | 0 | 395.7571 | 0 | 395.1353 | -0.00354 | 645.1213 | 0.00387 | 644.3201 | 0 | 645.1213 | 0.00166 | 393.425 | 0
| 424.6099 | 0 | 395.9745 | 0.015732 | 395.3525 | 0.035986 | 424.6099 | 0 | 395.9745 | 0.27411 | 395.3525 | 0.26071 | 389.6448 | 0.17947 | 395.3525 | 0.24954 | 395.9745 | 0.0020516 | 393.6391 | 0 | 395.9745 | 0.0026082 | 395.9745 | 0.0021779 | 395.9745 | 0.0029569 | 393.6391 | 0 | 395.9745 | 0.00034943 | 395.3525 | 0.00051457 | 645.2823 | 0.00447 | 644.4813 | 0 | 645.2823 | 0.00163 | 393.6391 | 0
| 424.7227 | 0.00093132 | 396.1918 | 0.01363 | 395.5698 | 0.034493 | 424.7227 | 0.00022542 | 396.1918 | 0.25835 | 395.5698 | 0.24719 | 389.8618 | 0.18603 | 395.5698 | 0.25769 | 396.1918 | 0 | 393.8531 | 0 | 396.1918 | 0 | 396.1918 | 0 | 396.1918 | 0 | 393.8531 | 0 | 396.1918 | 0 | 395.5698 | -0.00143 | 645.4432 | 0.00468 | 644.6425 | 1.0001e-05 | 645.4432 | 0.00175 | 393.8531 | 0
| 424.8355 | 0 | 396.4091 | 0.015319 | 395.787 | 0.035395 | 424.8355 | 0 | 396.4091 | 0.24803 | 395.787 | 0.23995 | 390.0789 | 0.19732 | 395.787 | 0.27507 | 396.4091 | 0.0031546 | 394.0672 | 0 | 396.4091 | 0.0030233 | 396.4091 | 0.0019236 | 396.4091 | 0.0015663 | 394.0672 | 0 | 396.4091 | 0.00043056 | 395.7871 | 0.00212 | 645.6041 | 0.00448 | 644.8037 | 0 | 645.6041 | 0.00166 | 394.0672 | 0
| 424.9483 | 0.00073368 | 396.6265 | 0.012955 | 396.0043 | 0.033003 | 424.9483 | 0.0002601 | 396.6265 | 0.23973 | 396.0043 | 0.23 | 390.296 | 0.20519 | 396.0043 | 0.28546 | 396.6265 | 0 | 394.2812 | 0 | 396.6265 | 0 | 396.6265 | 0 | 396.6265 | 0 | 394.2812 | 0 | 396.6265 | 0 | 396.0043 | -0.00299 | 645.7651 | 0.00339 | 644.9649 | 0 | 645.7651 | 0.00173 | 394.2812 | 0
| 425.0611 | 0 | 396.8438 | 0.013546 | 396.2216 | 0.033035 | 425.0611 | 0 | 396.8438 | 0.22917 | 396.2216 | 0.22816 | 390.5131 | 0.21679 | 396.2216 | 0.30238 | 396.8438 | 0.0025722 | 394.4954 | 0 | 396.8438 | 0.0029333 | 396.8438 | 0.0019352 | 396.8438 | 0 | 394.4954 | 0 | 396.8438 | 0.0003273 | 396.2216 | 0.00286 | 645.926 | 0.00385 | 645.1262 | 0 | 645.926 | 0.00167 | 394.4954 | 0
| 425.1739 | 0.00048213 | 397.0612 | 0.012257 | 396.4389 | 0.032428 | 425.1739 | 0.00116 | 397.0612 | 0.21896 | 396.4389 | 0.21503 | 390.7302 | 0.22599 | 396.4389 | 0.31284 | 397.0612 | 0 | 394.7094 | 0 | 397.0612 | 0 | 397.0612 | 0 | 397.0612 | 0 | 394.7094 | 0 | 397.0612 | 0 | 396.4389 | -0.00498 | 646.087 | 0.00542 | 645.2874 | 3.0002e-05 | 646.087 | 0.00175 | 394.7094 | 0
| 425.2866 | 0 | 397.2786 | 0.012938 | 396.6562 | 0.032514 | 425.2866 | 0 | 397.2786 | 0.21275 | 396.6562 | 0.21298 | 390.9474 | 0.24003 | 396.6562 | 0.33214 | 397.2786 | 0.0029343 | 394.9236 | 0 | 397.2786 | 0.0021748 | 397.2786 | 0.001091 | 397.2786 | 0.00089471 | 394.9236 | 0 | 397.2786 | 0.00022228 | 396.6562 | 0.00117 | 646.2479 | 0.00487 | 645.4487 | 2.6669e-05 | 646.2479 | 0.00161 | 394.9235 | 0
| 425.3994 | 0.00136 | 397.496 | 0.012092 | 396.8736 | 0.031565 | 425.3994 | 0.0012 | 397.496 | 0.20264 | 396.8736 | 0.20477 | 391.1645 | 0.24844 | 396.8736 | 0.3441 | 397.496 | 0 | 395.1377 | 0 | 397.496 | 0 | 397.496 | 0 | 397.496 | 0 | 395.1377 | 0 | 397.496 | 0 | 396.8736 | -0.00233 | 646.4089 | 0.00366 | 645.6099 | 1.0001e-05 | 646.4089 | 0.00179 | 395.1377 | 0
| 425.5122 | 0 | 397.7134 | 0.011897 | 397.0909 | 0.031446 | 425.5122 | 0 | 397.7134 | 0.19334 | 397.0909 | 0.19883 | 391.3816 | 0.26188 | 397.0909 | 0.36332 | 397.7134 | 0.0015047 | 395.3518 | 0 | 397.7134 | 0.0028486 | 397.7134 | 0.0015377 | 397.7134 | 0.00077386 | 395.3518 | 0 | 397.7134 | 0.0002552 | 397.0909 | 0.0028 | 646.5699 | 0.00473 | 645.7712 | 6.6672e-06 | 646.5699 | 0.00168 | 395.3518 | 0
| 425.625 | 0.00125 | 397.9308 | 0.011151 | 397.3083 | 0.029717 | 425.625 | 0.00084967 | 397.9308 | 0.18339 | 397.3083 | 0.18591 | 391.5988 | 0.2724 | 397.3083 | 0.37633 | 397.9308 | 0 | 395.566 | 0 | 397.9308 | 0 | 397.9308 | 0 | 397.9308 | 0 | 395.566 | 0 | 397.9308 | 0 | 397.3083 | -0.00317 | 646.7309 | 0.00441 | 645.9324 | 1.0001e-05 | 646.7309 | 0.00184 | 395.566 | 0
| 425.7378 | 0 | 398.1483 | 0.011817 | 397.5257 | 0.030807 | 425.7378 | 0 | 398.1483 | 0.17611 | 397.5257 | 0.18872 | 391.8159 | 0.28662 | 397.5257 | 0.39713 | 398.1483 | 0.0024771 | 395.7802 | 0 | 398.1483 | 0.0023774 | 398.1483 | 0.0032281 | 398.1483 | 0.0015063 | 395.7802 | 0 | 398.1483 | 0.0003801 | 397.5257 | 0.00165 | 646.8918 | 0.00406 | 646.0937 | 6.6672e-06 | 646.8918 | 0.00162 | 395.7801 | 0
| 425.8506 | 0.000554 | 398.3657 | 0.011519 | 397.7431 | 0.029383 | 425.8506 | 0.00172 | 398.3657 | 0.16851 | 397.7431 | 0.17753 | 392.0331 | 0.29766 | 397.7431 | 0.40847 | 398.3657 | 0 | 395.9943 | 0 | 398.3657 | 0.00014289 | 398.3657 | 0 | 398.3657 | 0 | 395.9943 | 0 | 398.3657 | 0 | 397.7431 | -0.00192 | 647.0528 | 0.00299 | 646.255 | 1.0001e-05 | 647.0528 | 0.00178 | 395.9943 | 0
| 425.9634 | 0 | 398.5832 | 0.010384 | 397.9605 | 0.028938 | 425.9634 | 0 | 398.5832 | 0.16273 | 397.9605 | 0.17206 | 392.2503 | 0.31416 | 397.9605 | 0.42898 | 398.5832 | 0.0030343 | 396.2085 | 0 | 398.5832 | 0.00229 | 398.5832 | 0.002702 | 398.5832 | 0.0020438 | 396.2085 | 0 | 398.5832 | 0.00018159 | 397.9605 | 0.00218 | 647.2138 | 0.00432 | 646.4162 | 6.6672e-06 | 647.2138 | 0.00161 | 396.2085 | 0
| 426.0762 | 0.00219 | 398.8007 | 0.0096926 | 398.1779 | 0.028129 | 426.0762 | 0.00045084 | 398.8007 | 0.15587 | 398.1779 | 0.15631 | 392.4676 | 0.32362 | 398.1779 | 0.44 | 398.8007 | 0 | 396.4227 | 0 | 398.8007 | 0 | 398.8007 | 0 | 398.8007 | 0 | 396.4227 | 0 | 398.8007 | 0 | 398.1779 | -0.00297 | 647.3749 | 0.00294 | 646.5775 | 5.0004e-05 | 647.3749 | 0.00171 | 396.4227 | 0
| 426.1889 | 0 | 399.0182 | 0.0099927 | 398.3954 | 0.028204 | 426.1889 | 0 | 399.0182 | 0.1499 | 398.3954 | 0.15926 | 392.6848 | 0.34235 | 398.3954 | 0.46364 | 399.0182 | 0.0025307 | 396.6369 | 0 | 399.0182 | 0.0019407 | 399.0182 | 0.0022475 | 399.0182 | 0.00063243 | 396.6369 | 0 | 399.0182 | 0.00025865 | 398.3954 | 0.00108 | 647.5359 | 0.00374 | 646.7388 | 6.6672e-06 | 647.5359 | 0.00158 | 396.6369 | 0
| 426.3017 | 0.00012278 | 399.2357 | 0.0089239 | 398.6128 | 0.025481 | 426.3017 | 0.00083232 | 399.2357 | 0.14346 | 398.6128 | 0.14534 | 392.902 | 0.35607 | 398.6128 | 0.4764 | 399.2357 | 0 | 396.8511 | 0 | 399.2357 | 0 | 399.2357 | 0 | 399.2357 | 0 | 396.8511 | 0 | 399.2357 | 0 | 398.6128 | -0.00194 | 647.6969 | 0.00408 | 646.9001 | 3.0002e-05 | 647.6969 | 0.0017 | 396.8511 | 0
| 426.4145 | 0 | 399.4532 | 0.0097389 | 398.8303 | 0.026882 | 426.4145 | 0 | 399.4532 | 0.13799 | 398.8303 | 0.14631 | 393.1192 | 0.37224 | 398.8303 | 0.49719 | 399.4532 | 0.0030444 | 397.0654 | 0 | 399.4532 | 0.0021088 | 399.4532 | 0.0022934 | 399.4532 | 0.00095598 | 397.0654 | 0 | 399.4533 | 0.00031069 | 398.8303 | 0.00088913 | 647.8579 | 0.00545 | 647.0614 | 6.6672e-06 | 647.8579 | 0.00162 | 397.0654 | 0
| 426.5273 | 0.00109 | 399.6708 | 0.0077999 | 399.0478 | 0.026063 | 426.5273 | 0.00135 | 399.6708 | 0.13068 | 399.0478 | 0.13559 | 393.3365 | 0.38536 | 399.0478 | 0.5128 | 399.6708 | 0 | 397.2796 | 0 | 399.6708 | 0 | 399.6708 | 0 | 399.6708 | 0 | 397.2796 | 0 | 399.6708 | 0 | 399.0478 | -0.0032 | 648.0189 | 0.00431 | 647.2227 | 1.0001e-05 | 648.0189 | 0.00175 | 397.2796 | 0
| 426.6401 | 0 | 399.8883 | 0.0081927 | 399.2653 | 0.025872 | 426.6401 | 0 | 399.8883 | 0.12625 | 399.2653 | 0.13857 | 393.5538 | 0.40624 | 399.2653 | 0.53823 | 399.8883 | 0.0019664 | 397.4939 | 0 | 399.8883 | 0.0021233 | 399.8883 | 0.0020847 | 399.8883 | 0.0012217 | 397.4939 | 0 | 399.8883 | 0.0004037 | 399.2653 | 0.00104 | 648.18 | 0.00526 | 647.384 | 6.6672e-06 | 648.18 | 0.00164 | 397.4939 | 0
| 426.7529 | 0 | 400.1059 | 0.0082564 | 399.4828 | 0.024734 | 426.7529 | 0.00116 | 400.1059 | 0.11995 | 399.4828 | 0.12597 | 393.7711 | 0.41894 | 399.4828 | 0.55356 | 400.1059 | 0 | 397.7081 | 0 | 400.1059 | 0 | 400.1059 | 0 | 400.1059 | 0 | 397.7081 | 0 | 400.1059 | 0 | 399.4828 | -0.00398 | 648.341 | 0.00346 | 647.5454 | 0 | 648.341 | 0.00169 | 397.7081 | 0
| 426.8657 | 0 | 400.3235 | 0.009504 | 399.7003 | 0.025415 | 426.8657 | 0 | 400.3235 | 0.11791 | 399.7003 | 0.12597 | 393.9883 | 0.43898 | 399.7003 | 0.57868 | 400.3235 | 0.0017817 | 397.9224 | 0 | 400.3235 | 0.0016368 | 400.3235 | 0.0015865 | 400.3235 | 0.0009036 | 397.9224 | 0 | 400.3235 | 0.00028796 | 399.7003 | 0.00211 | 648.5021 | 0.00448 | 647.7067 | 6.6672e-06 | 648.5021 | 0.00157 | 397.9224 | 0
| 426.9785 | 0.0017 | 400.5411 | 0.0077689 | 399.9179 | 0.024503 | 426.9785 | 0.00206 | 400.5411 | 0.11335 | 399.9179 | 0.12056 | 394.2057 | 0.45504 | 399.9179 | 0.59477 | 400.5411 | 0 | 398.1367 | 0 | 400.5411 | 0 | 400.5411 | 0 | 400.5411 | 0 | 398.1367 | 0 | 400.5411 | 0 | 399.9179 | -0.00427 | 648.6631 | 0.00375 | 647.868 | 1.0001e-05 | 648.6631 | 0.00168 | 398.1367 | 0
| 427.0913 | 0 | 400.7587 | 0.0087403 | 400.1354 | 0.0255 | 427.0913 | 0 | 400.7587 | 0.11089 | 400.1354 | 0.12137 | 394.423 | 0.47811 | 400.1354 | 0.62069 | 400.7587 | 0.0020498 | 398.351 | 0 | 400.7587 | 0.0020436 | 400.7587 | 0.002314 | 400.7587 | 0.0018389 | 398.351 | 0 | 400.7587 | 0.00031896 | 400.1354 | 0.00488 | 648.8242 | 0.00833 | 648.0294 | 6.6672e-06 | 648.8242 | 0.0017 | 398.351 | 0
| 427.2041 | 0.00024855 | 400.9763 | 0.0074344 | 400.353 | 0.024404 | 427.2041 | 0.00072829 | 400.9763 | 0.10643 | 400.353 | 0.11372 | 394.6403 | 0.49452 | 400.353 | 0.64097 | 400.9764 | 0 | 398.5653 | 0 | 400.9764 | 0 | 400.9763 | 0 | 400.9764 | 0 | 398.5653 | 0 | 400.9764 | 0 | 400.353 | -0.00096759 | 648.9853 | 0.00403 | 648.1907 | 0 | 648.9853 | 0.00179 | 398.5653 | 0
| 427.3169 | 0 | 401.194 | 0.0084071 | 400.5706 | 0.023893 | 427.3169 | 0 | 401.194 | 0.10353 | 400.5706 | 0.11126 | 394.8576 | 0.51501 | 400.5706 | 0.66059 | 401.194 | 0.002261 | 398.7797 | 0 | 401.194 | 0.0025205 | 401.194 | 0.0026003 | 401.194 | 0.00036079 | 398.7797 | 0 | 401.194 | 0.00042399 | 400.5706 | 0.00142 | 649.1464 | 0.00534 | 648.3521 | 6.6672e-06 | 649.1464 | 0.00169 | 398.7797 | 0
| 427.4297 | 0.00124 | 401.4117 | 0.0071569 | 400.7882 | 0.020944 | 427.4297 | 0.00132 | 401.4117 | 0.098225 | 400.7882 | 0.1044 | 395.075 | 0.53293 | 400.7882 | 0.67502 | 401.4117 | 0.00028726 | 398.994 | 0 | 401.4117 | 0 | 401.4117 | 0 | 401.4117 | 0 | 398.994 | 0 | 401.4117 | 0 | 400.7882 | -0.00046559 | 649.3075 | 0.00469 | 648.5134 | 0 | 649.3075 | 0.00174 | 398.994 | 0
| 427.5425 | 0 | 401.6293 | 0.0075742 | 401.0058 | 0.022207 | 427.5425 | 0 | 401.6293 | 0.095826 | 401.0058 | 0.10168 | 395.2924 | 0.55278 | 401.0058 | 0.69136 | 401.6293 | 0.0026362 | 399.2084 | 0 | 401.6293 | 0.0020049 | 401.6293 | 0.0014123 | 401.6293 | 0.0010561 | 399.2084 | 0 | 401.6293 | 0.000188 | 401.0058 | 0.00104 | 649.4686 | 0.00673 | 648.6748 | 6.6672e-06 | 649.4686 | 0.00163 | 399.2084 | 0
| 427.6553 | 0.00032042 | 401.847 | 0.0065299 | 401.2235 | 0.022687 | 427.6553 | 0.00194 | 401.847 | 0.090897 | 401.2235 | 0.097813 | 395.5097 | 0.57099 | 401.2235 | 0.71315 | 401.847 | 0.00062672 | 399.4227 | 0 | 401.847 | 0 | 401.847 | 0.00029904 | 401.847 | 0 | 399.4227 | 0 | 401.847 | 0 | 401.2235 | -0.00322 | 649.6296 | 0.00397 | 648.8361 | 3.0002e-05 | 649.6296 | 0.00175 | 399.4227 | 0
| 427.7681 | 0 | 402.0647 | 0.0075949 | 401.4411 | 0.021695 | 427.7681 | 0 | 402.0647 | 0.090227 | 401.4411 | 0.097431 | 395.7271 | 0.59611 | 401.4411 | 0.73259 | 402.0647 | 0.0020847 | 399.6371 | 0 | 402.0647 | 0.0020581 | 402.0647 | 0.0016466 | 402.0647 | 0.0010527 | 399.6371 | 0 | 402.0647 | 0.00045029 | 401.4411 | 0.00282 | 649.7908 | 0.00605 | 648.9975 | 0 | 649.7908 | 0.00162 | 399.6371 | 0
| 427.8809 | 0 | 402.2824 | 0.0068012 | 401.6588 | 0.020815 | 427.8809 | 0.00083232 | 402.2824 | 0.08724 | 401.6588 | 0.08828 | 395.9445 | 0.61646 | 401.6588 | 0.75075 | 402.2824 | 0 | 399.8515 | 0 | 402.2824 | 0 | 402.2824 | 0.00022756 | 402.2824 | 0 | 399.8515 | 0 | 402.2824 | 0 | 401.6588 | -0.00148 | 649.9519 | 0.00258 | 649.1589 | 0 | 649.9519 | 0.00175 | 399.8515 | 0
| 427.9937 | 0 | 402.5002 | 0.0064157 | 401.8765 | 0.020302 | 427.9937 | 0 | 402.5002 | 0.086641 | 401.8765 | 0.088647 | 396.1619 | 0.64289 | 401.8765 | 0.77886 | 402.5002 | 0.0035218 | 400.0659 | 0.0011007 | 402.5002 | 0.0023106 | 402.5002 | 0.0015763 | 402.5002 | 0.0011754 | 400.0659 | 0.0022725 | 402.5002 | 0.00022803 | 401.8765 | 0.00108 | 650.113 | 0.00417 | 649.3203 | 0 | 650.113 | 0.0017 | 400.0659 | 0.00714
| 428.1064 | 0.0012 | 402.7179 | 0.0066652 | 402.0942 | 0.020386 | 428.1064 | 0.00116 | 402.7179 | 0.082823 | 402.0942 | 0.081873 | 396.3794 | 0.66563 | 402.0942 | 0.80312 | 402.7179 | 0 | 400.2803 | 0.0024845 | 402.7179 | 0 | 402.7179 | 0 | 402.7179 | 0 | 400.2803 | 0.0019604 | 402.7179 | 0 | 402.0942 | -0.00324 | 650.2741 | 0.00397 | 649.4817 | 1.0001e-05 | 650.2741 | 0.00179 | 400.2803 | 0.0055
| 428.2192 | 0 | 402.9357 | 0.0077952 | 402.3119 | 0.01994 | 428.2192 | 0 | 402.9357 | 0.081934 | 402.3119 | 0.085359 | 396.5968 | 0.69057 | 402.3119 | 0.81607 | 402.9357 | 0.0027811 | 400.4948 | 0.0043074 | 402.9357 | 0.001348 | 402.9357 | 0.0016735 | 402.9357 | 0.00062099 | 400.4948 | 0.0015157 | 402.9357 | 0.00012544 | 402.3119 | 0.00075925 | 650.4352 | 0.00517 | 649.6431 | 6.6672e-06 | 650.4352 | 0.00177 | 400.4948 | 0.00967
| 428.332 | 0 | 403.1534 | 0.0058413 | 402.5296 | 0.02005 | 428.332 | 0.0007803 | 403.1534 | 0.07853 | 402.5296 | 0.078132 | 396.8142 | 0.71219 | 402.5296 | 0.83041 | 403.1534 | 0.00036131 | 400.7092 | 0.0039151 | 403.1534 | 0.0013001 | 403.1534 | 0 | 403.1534 | 0 | 400.7092 | -6.9328e-05 | 403.1534 | 0 | 402.5296 | -0.00205 | 650.5964 | 0.0036 | 649.8045 | 1.0001e-05 | 650.5964 | 0.00186 | 400.7092 | 0.00516
| 428.4448 | 0 | 403.3712 | 0.0066437 | 402.7474 | 0.019681 | 428.4448 | 0 | 403.3712 | 0.077551 | 402.7474 | 0.079129 | 397.0317 | 0.73598 | 402.7474 | 0.84844 | 403.3712 | 0.0034616 | 400.9236 | 0.0034637 | 403.3712 | 0.0018639 | 403.3712 | 0.0024457 | 403.3712 | 0.00098327 | 400.9236 | 0.0064948 | 403.3712 | 0.00017927 | 402.7474 | 0.00198 | 650.7575 | 0.0074 | 649.9659 | 0 | 650.7575 | 0.00183 | 400.9237 | 0.00937
| 428.5577 | 0.0016 | 403.589 | 0.0060814 | 402.9651 | 0.020567 | 428.5577 | 0.00158 | 403.589 | 0.073887 | 402.9651 | 0.074622 | 397.2492 | 0.75737 | 402.9651 | 0.87215 | 403.589 | 0 | 401.1381 | 0.0014546 | 403.589 | 0.00051071 | 403.589 | 0.00018644 | 403.589 | 0 | 401.1381 | -0.00029518 | 403.589 | 0 | 402.9651 | -0.00165 | 650.9187 | 0.00385 | 650.1273 | 3.0002e-05 | 650.9187 | 0.00176 | 401.1381 | 0.00721
| 428.6705 | 0 | 403.8068 | 0.0063026 | 403.1829 | 0.020069 | 428.6705 | 0 | 403.8068 | 0.073259 | 403.1829 | 0.07668 | 397.4667 | 0.78328 | 403.1829 | 0.89404 | 403.8068 | 0.0035524 | 401.3526 | 0.0039216 | 403.8068 | 0.0018212 | 403.8068 | 0.0021087 | 403.8068 | 0.0027486 | 401.3526 | 0.0017263 | 403.8068 | 0.00038634 | 403.1829 | 0.00245 | 651.0798 | 0.00592 | 650.2887 | 0 | 651.0798 | 0.00163 | 401.3526 | 0.00935
| 428.7833 | 3.2945e-05 | 404.0247 | 0.0057203 | 403.4007 | 0.018759 | 428.7833 | 0.00125 | 404.0247 | 0.070167 | 403.4007 | 0.067799 | 397.6842 | 0.80142 | 403.4007 | 0.90142 | 404.0247 | 0 | 401.5671 | 0.0018531 | 404.0247 | 0 | 404.0247 | 0 | 404.0247 | 0 | 401.5671 | -0.0015541 | 404.0247 | 0 | 403.4007 | -0.00214 | 651.241 | 0.00343 | 650.4501 | 1.0001e-05 | 651.241 | 0.00172 | 401.5671 | 0.00603
| 428.8961 | 0 | 404.2425 | 0.0065792 | 403.6185 | 0.019483 | 428.8961 | 0 | 404.2425 | 0.069579 | 403.6185 | 0.068459 | 397.9017 | 0.82385 | 403.6185 | 0.92469 | 404.2425 | 0.0037735 | 401.7816 | 0.00079602 | 404.2425 | 0.0030072 | 404.2425 | 0.0017861 | 404.2425 | 0.0016779 | 401.7816 | -0.00047376 | 404.2425 | 0.00014739 | 403.6185 | 0.00188 | 651.4022 | 0.00636 | 650.6116 | 0 | 651.4022 | 0.00173 | 401.7816 | 0.00886
| 429.0089 | 0.00076961 | 404.4604 | 0.0061144 | 403.8363 | 0.018688 | 429.0089 | 0.00142 | 404.4604 | 0.067109 | 403.8363 | 0.065873 | 398.1192 | 0.84139 | 403.8363 | 0.93629 | 404.4603 | 0 | 401.9961 | 0.0030937 | 404.4603 | 7.3841e-05 | 404.4604 | 0 | 404.4603 | 0 | 401.9961 | 0.00047781 | 404.4604 | 0 | 403.8363 | -0.00225 | 651.5634 | 0.00309 | 650.773 | 1.0001e-05 | 651.5634 | 0.00179 | 401.9961 | 0.00771
| 429.1217 | 0 | 404.6782 | 0.0068884 | 404.0541 | 0.019332 | 429.1217 | 0 | 404.6782 | 0.066417 | 404.0541 | 0.068083 | 398.3367 | 0.86588 | 404.0541 | 0.95577 | 404.6782 | 0.0023263 | 402.2106 | 0.0031305 | 404.6782 | 0.0019647 | 404.6782 | 0.0015321 | 404.6782 | 0.00087333 | 402.2106 | 0.0062203 | 404.6782 | 8.9593e-05 | 404.0541 | 0.00314 | 651.7245 | 0.00626 | 650.9345 | 6.6672e-06 | 651.7245 | 0.00166 | 402.2106 | 0.00869
| 429.2345 | 0.00017668 | 404.8961 | 0.0059532 | 404.272 | 0.018595 | 429.2345 | 0.00095371 | 404.8961 | 0.063204 | 404.272 | 0.061662 | 398.5543 | 0.88511 | 404.272 | 0.95998 | 404.8961 | 0 | 402.4252 | 0.0019414 | 404.8961 | 0 | 404.8961 | 0 | 404.8961 | 0 | 402.4252 | -0.0011852 | 404.8961 | 0 | 404.272 | -0.00221 | 651.8857 | 0.00499 | 651.0959 | 1.0001e-05 | 651.8857 | 0.00172 | 402.4252 | 0.00594
| 429.3473 | 0 | 405.114 | 0.0064706 | 404.4898 | 0.017912 | 429.3473 | 0 | 405.114 | 0.063288 | 404.4898 | 0.061624 | 398.7719 | 0.90281 | 404.4898 | 0.96707 | 405.114 | 0.0034267 | 402.6397 | 0.0051095 | 405.114 | 0.0022256 | 405.114 | 0.0014688 | 405.114 | 0.00094275 | 402.6397 | 0.0020725 | 405.114 | 0.00016767 | 404.4898 | 0.0012 | 652.0469 | 0.00454 | 651.2574 | 0 | 652.0469 | 0.0017 | 402.6397 | 0.0094
| 429.4601 | 0.00129 | 405.3319 | 0.0052858 | 404.7077 | 0.017903 | 429.4601 | 0.0014 | 405.3319 | 0.060792 | 404.7077 | 0.055723 | 398.9894 | 0.91862 | 404.7077 | 0.98577 | 405.3319 | 0 | 402.8543 | 0.00037924 | 405.3319 | 0 | 405.3319 | 0 | 405.3319 | 0 | 402.8543 | -0.001487 | 405.3319 | 0 | 404.7077 | -0.00189 | 652.2081 | 0.00322 | 651.4188 | 1.0001e-05 | 652.2081 | 0.00177 | 402.8543 | 0.0065
| 429.5729 | 0 | 405.5498 | 0.0069274 | 404.9256 | 0.017985 | 429.5729 | 0 | 405.5498 | 0.060115 | 404.9256 | 0.057835 | 399.207 | 0.93588 | 404.9256 | 0.98837 | 405.5498 | 0.0022436 | 403.0688 | 0.0037011 | 405.5498 | 0.0031358 | 405.5498 | 0.0015434 | 405.5498 | 0.001001 | 403.0688 | 0.0064925 | 405.5498 | 0.00015771 | 404.9256 | 0.00076648 | 652.3693 | 0.00357 | 651.5803 | 2.6669e-05 | 652.3693 | 0.00172 | 403.0688 | 0.01131
| 429.6857 | 0.00089539 | 405.7678 | 0.0046018 | 405.1435 | 0.017236 | 429.6857 | 0.00055488 | 405.7678 | 0.058408 | 405.1435 | 0.054762 | 399.4246 | 0.95088 | 405.1435 | 0.97929 | 405.7678 | 0.00058052 | 403.2834 | 0.00056749 | 405.7678 | 0 | 405.7678 | 0 | 405.7678 | 0 | 403.2834 | 0.00096977 | 405.7678 | 0 | 405.1435 | -0.00203 | 652.5306 | 0.0032 | 651.7418 | 1.0001e-05 | 652.5306 | 0.00175 | 403.2834 | 0.00743
| 429.7985 | 0 | 405.9857 | 0.0063175 | 405.3614 | 0.017594 | 429.7985 | 0 | 405.9857 | 0.058825 | 405.3614 | 0.054219 | 399.6422 | 0.96294 | 405.3614 | 0.98645 | 405.9857 | 0.0023554 | 403.498 | 0.0052041 | 405.9857 | 0.0016924 | 405.9857 | 0.0021473 | 405.9857 | 0.00021096 | 403.498 | 0.0052464 | 405.9857 | 0.00044596 | 405.3614 | 0.00138 | 652.6918 | 0.00425 | 651.9032 | 6.6672e-06 | 652.6918 | 0.0016 | 403.498 | 0.01242
| 429.9113 | 0.00048213 | 406.2037 | 0.0053177 | 405.5794 | 0.016677 | 429.9113 | 0.00108 | 406.2037 | 0.055108 | 405.5794 | 0.050808 | 399.8598 | 0.97054 | 405.5794 | 0.99579 | 406.2037 | 0.00021617 | 403.7126 | 0.00049429 | 406.2037 | 0 | 406.2037 | 0 | 406.2037 | 0 | 403.7126 | -0.0024462 | 406.2037 | 0 | 405.5794 | -0.00236 | 652.853 | 0.00399 | 652.0647 | 3.0002e-05 | 652.853 | 0.00162 | 403.7126 | 0.00729
| 430.0241 | 0 | 406.4217 | 0.0055583 | 405.7973 | 0.017454 | 430.0241 | 0 | 406.4217 | 0.055654 | 405.7973 | 0.053389 | 400.0775 | 0.98172 | 405.7973 | 1 | 406.4217 | 0.0028721 | 403.9272 | 0.004033 | 406.4217 | 0.0017353 | 406.4217 | 0.0019657 | 406.4217 | 0.00092487 | 403.9272 | 0.0016539 | 406.4217 | 0.00022598 | 405.7973 | 0.00027986 | 653.0142 | 0.00501 | 652.2262 | 0 | 653.0142 | 0.00153 | 403.9273 | 0.00891
| 430.1369 | 0.00113 | 406.6397 | 0.0059196 | 406.0153 | 0.016373 | 430.1369 | 0.00109 | 406.6397 | 0.052683 | 406.0153 | 0.0478 | 400.2951 | 0.98806 | 406.0153 | 0.99074 | 406.6397 | 7.391e-05 | 404.1419 | 0.00082373 | 406.6397 | 0 | 406.6397 | 0 | 406.6397 | 0 | 404.1419 | -0.0019707 | 406.6397 | 0 | 406.0153 | -0.00171 | 653.1755 | 0.00315 | 652.3877 | 1.0001e-05 | 653.1755 | 0.00168 | 404.1419 | 0.00943
| 430.2497 | 0 | 406.8577 | 0.0070647 | 406.2333 | 0.017223 | 430.2497 | 0 | 406.8577 | 0.053885 | 406.2333 | 0.052433 | 400.5128 | 0.9939 | 406.2333 | 0.98972 | 406.8577 | 0.0036124 | 404.3565 | 0.0023403 | 406.8577 | 0.0029189 | 406.8577 | 0.0015788 | 406.8577 | 0.0014547 | 404.3565 | 0.0076285 | 406.8577 | 0.00036359 | 406.2333 | 0.00175 | 653.3367 | 0.00411 | 652.5492 | 0 | 653.3367 | 0.00166 | 404.3565 | 0.01193
| 430.3625 | 0.00131 | 407.0757 | 0.0047021 | 406.4513 | 0.017205 | 430.3625 | 0.00179 | 407.0757 | 0.051302 | 406.4513 | 0.045501 | 400.7304 | 0.99874 | 406.4513 | 0.9848 | 407.0757 | 0 | 404.5712 | 0.00086748 | 407.0757 | 0 | 407.0757 | 0 | 407.0757 | 0 | 404.5712 | 0.00063442 | 407.0757 | 0 | 406.4513 | -0.00073822 | 653.498 | 0.00327 | 652.7107 | 3.0002e-05 | 653.498 | 0.00182 | 404.5712 | 0.00881
| 430.4753 | 0 | 407.2938 | 0.0048157 | 406.6693 | 0.016923 | 430.4753 | 0 | 407.2938 | 0.050137 | 406.6693 | 0.046215 | 400.9481 | 0.99992 | 406.6693 | 0.98513 | 407.2938 | 0.0040029 | 404.7859 | 0.0014023 | 407.2938 | 0.0029808 | 407.2938 | 0.001872 | 407.2938 | 0.00094875 | 404.7859 | 0.0027229 | 407.2938 | 0.00030455 | 406.6693 | 0.00237 | 653.6593 | 0.00499 | 652.8722 | 6.6672e-06 | 653.6593 | 0.00178 | 404.7859 | 0.00941
| 430.5881 | 0.00042823 | 407.5118 | 0.0043454 | 406.8873 | 0.016743 | 430.5881 | 0.00050287 | 407.5118 | 0.048991 | 406.8873 | 0.043644 | 401.1658 | 1 | 406.8873 | 0.96005 | 407.5118 | 0 | 405.0005 | 0.0018423 | 407.5118 | 0 | 407.5118 | 0.00027548 | 407.5118 | 0 | 405.0005 | 0.00034113 | 407.5118 | 0 | 406.8873 | -0.00249 | 653.8205 | 0.00397 | 653.0338 | 3.0002e-05 | 653.8205 | 0.00184 | 405.0005 | 0.00939
| 430.701 | 0 | 407.7299 | 0.0055253 | 407.1053 | 0.015622 | 430.701 | 0 | 407.7299 | 0.047636 | 407.1053 | 0.043893 | 401.3835 | 0.9973 | 407.1053 | 0.94541 | 407.7299 | 0.003821 | 405.2152 | 0.0031745 | 407.7299 | 0.0023022 | 407.7299 | 0.001964 | 407.7299 | 0.0011143 | 405.2152 | 0.0037623 | 407.7299 | 0.00016232 | 407.1053 | 0.00176 | 653.9818 | 0.00413 | 653.1953 | 2.6669e-05 | 653.9818 | 0.00171 | 405.2152 | 0.01008
| 430.8138 | 0.00024855 | 407.948 | 0.004417 | 407.3234 | 0.015404 | 430.8138 | 0.0017 | 407.948 | 0.04715 | 407.3234 | 0.038948 | 401.6012 | 0.98967 | 407.3234 | 0.92189 | 407.948 | 0.0011376 | 405.4299 | 0.0040841 | 407.948 | 0 | 407.948 | 0 | 407.948 | 0 | 405.4299 | 0.00025531 | 407.948 | 0 | 407.3234 | -0.00212 | 654.1431 | 0.00297 | 653.3568 | 1.0001e-05 | 654.1431 | 0.00181 | 405.4299 | 0.01008
| 430.9266 | 0 | 408.166 | 0.0050306 | 407.5415 | 0.016004 | 430.9266 | 0 | 408.166 | 0.045639 | 407.5415 | 0.042516 | 401.819 | 0.98207 | 407.5415 | 0.91428 | 408.166 | 0.0034967 | 405.6447 | 0.0037113 | 408.166 | 0.0022674 | 408.166 | 0.001826 | 408.166 | 0 | 405.6447 | 0.00084854 | 408.166 | 0.00031057 | 407.5415 | 0.00117 | 654.3044 | 0.00478 | 653.5184 | 4.667e-05 | 654.3044 | 0.00165 | 405.6447 | 0.0105
| 431.0394 | 0.00098522 | 408.3842 | 0.005406 | 407.7595 | 0.015281 | 431.0394 | 0.00074563 | 408.3842 | 0.044267 | 407.7595 | 0.036736 | 402.0367 | 0.97152 | 407.7595 | 0.88892 | 408.3842 | 0.00058808 | 405.8594 | 0.0012214 | 408.3842 | 0 | 408.3842 | 0 | 408.3842 | 0 | 405.8594 | 0.0019839 | 408.3842 | 0 | 407.7595 | -0.00207 | 654.4657 | 0.0052 | 653.6799 | 3.0002e-05 | 654.4657 | 0.00171 | 405.8594 | 0.00915
| 431.1522 | 0 | 408.6023 | 0.005285 | 407.9776 | 0.014354 | 431.1522 | 0 | 408.6023 | 0.044005 | 407.9776 | 0.037552 | 402.2545 | 0.95951 | 407.9776 | 0.8657 | 408.6023 | 0.002974 | 406.0741 | 0.0035512 | 408.6023 | 0.0022855 | 408.6023 | 0.002037 | 408.6023 | 0.0003276 | 406.0741 | 0.00069289 | 408.6023 | 0.00031927 | 407.9776 | 0.00178 | 654.627 | 0.00519 | 653.8415 | 6.6672e-06 | 654.627 | 0.00157 | 406.0741 | 0.01398
| 431.265 | 0.00102 | 408.8204 | 0.0051536 | 408.1958 | 0.014879 | 431.265 | 0.00065893 | 408.8204 | 0.042566 | 408.1958 | 0.035024 | 402.4722 | 0.94495 | 408.1958 | 0.84494 | 408.8204 | 0.0004214 | 406.2889 | 0.00081467 | 408.8204 | 0 | 408.8204 | 0 | 408.8204 | 0 | 406.2889 | -0.00057491 | 408.8204 | 0 | 408.1958 | -0.00198 | 654.7883 | 0.00387 | 654.003 | 3.0002e-05 | 654.7883 | 0.00165 | 406.2889 | 0.01174
| 431.3778 | 0 | 409.0386 | 0.0047018 | 408.4139 | 0.015291 | 431.3778 | 0 | 409.0386 | 0.040524 | 408.4139 | 0.032887 | 402.69 | 0.92631 | 408.4139 | 0.81511 | 409.0386 | 0.0019924 | 406.5036 | 0.0025415 | 409.0386 | 0 | 409.0386 | 0.00016637 | 409.0386 | 0 | 406.5036 | -0.00098715 | 409.0386 | 0 | 408.4139 | -0.00235 | 654.9496 | 0.0042 | 654.1646 | 0 | 654.9496 | 0.00169 | 406.5036 | 0.01178
| 431.4907 | 0.00094928 | 409.2567 | 0.0054648 | 408.632 | 0.015512 | 431.4907 | 0.00123 | 409.2567 | 0.040505 | 408.632 | 0.034484 | 402.9078 | 0.90711 | 408.632 | 0.79707 | 409.2567 | 0.0041991 | 406.7184 | 0.00089454 | 409.2567 | 0.0015359 | 409.2567 | 0.0017272 | 409.2567 | 0.00056125 | 406.7184 | 0.0043777 | 409.2567 | 0.00019544 | 408.632 | 0.00101 | 655.1109 | 0.00366 | 654.3261 | 6.9993e-05 | 655.1109 | 0.00167 | 406.7184 | 0.01397
| 431.6035 | 0 | 409.4749 | 0.0048695 | 408.8502 | 0.014626 | 431.6035 | 0 | 409.4749 | 0.037217 | 408.8502 | 0.03081 | 403.1256 | 0.88691 | 408.8502 | 0.76518 | 409.4749 | 0.00060275 | 406.9332 | 0.0019823 | 409.4749 | 0 | 409.4749 | 0 | 409.4749 | 0 | 406.9332 | 0.00021007 | 409.4749 | 0 | 408.8502 | -0.00112 | 655.2722 | 0.00417 | 654.4877 | 0 | 655.2722 | 0.00184 | 406.9332 | 0.01238
| 431.7163 | 0.00094928 | 409.6931 | 0.0048717 | 409.0684 | 0.014736 | 431.7163 | 0.00118 | 409.6931 | 0.03822 | 409.0684 | 0.033365 | 403.3434 | 0.86768 | 409.0684 | 0.7431 | 409.6931 | 0.004276 | 407.148 | 0.0033217 | 409.6931 | 0.0030501 | 409.6931 | 0.0016456 | 409.6931 | 0.0012162 | 407.148 | 0.001437 | 409.6931 | 0.00031541 | 409.0684 | 0.00068992 | 655.4336 | 0.00475 | 654.6493 | 6.9993e-05 | 655.4336 | 0.00166 | 407.148 | 0.01387
| 431.8291 | 0 | 409.9113 | 0.00496 | 409.2866 | 0.01461 | 431.8291 | 0 | 409.9113 | 0.035911 | 409.2866 | 0.028168 | 403.5612 | 0.84284 | 409.2866 | 0.72154 | 409.9113 | 0.0022078 | 407.3628 | 0.0021832 | 409.9113 | 0 | 409.9113 | 0 | 409.9113 | 0 | 407.3628 | -0.0018848 | 409.9113 | 0 | 409.2865 | -0.00334 | 655.5949 | 0.00327 | 654.8109 | 0 | 655.5949 | 0.00182 | 407.3628 | 0.01471
| 431.9419 | 0.00115 | 410.1295 | 0.0048669 | 409.5048 | 0.014758 | 431.9419 | 0.00151 | 410.1295 | 0.035704 | 409.5048 | 0.030891 | 403.7791 | 0.82218 | 409.5048 | 0.69832 | 410.1295 | 0.0050633 | 407.5776 | 0.0038668 | 410.1295 | 0.0019191 | 410.1295 | 0.0021187 | 410.1295 | 0.0015567 | 407.5776 | 0.0020008 | 410.1295 | 0.00039279 | 409.5048 | 0.00121 | 655.7563 | 0.00457 | 654.9725 | 6.9993e-05 | 655.7563 | 0.00172 | 407.5776 | 0.01553
| 432.0547 | 0 | 410.3478 | 0.0040116 | 409.723 | 0.014275 | 432.0547 | 0 | 410.3478 | 0.034091 | 409.723 | 0.025883 | 403.9969 | 0.7964 | 409.723 | 0.66807 | 410.3478 | 0.0020249 | 407.7925 | 0.0013921 | 410.3478 | 0 | 410.3478 | 0 | 410.3478 | 0 | 407.7925 | -0.0010201 | 410.3478 | 0 | 409.723 | -0.0023 | 655.9176 | 0.00429 | 655.1341 | 0 | 655.9176 | 0.0019 | 407.7925 | 0.01374
| 432.1676 | 0.00066181 | 410.566 | 0.0054757 | 409.9412 | 0.013983 | 432.1676 | 0.00067626 | 410.566 | 0.034373 | 409.9412 | 0.029511 | 404.2148 | 0.77594 | 409.9412 | 0.65188 | 410.566 | 0.0043228 | 408.0073 | 0.0046219 | 410.566 | 0.0019025 | 410.566 | 0.0018183 | 410.566 | 0.0013262 | 408.0073 | -4.6664e-05 | 410.566 | 0.0002544 | 409.9412 | 0.00088446 | 656.079 | 0.00482 | 655.2957 | 6.9993e-05 | 656.079 | 0.00176 | 408.0073 | 0.01528
| 432.2804 | 0 | 410.7843 | 0.0040175 | 410.1595 | 0.013924 | 432.2804 | 0 | 410.7843 | 0.032428 | 410.1595 | 0.025081 | 404.4326 | 0.75422 | 410.1595 | 0.63453 | 410.7843 | 0.0016544 | 408.2222 | 0.0033111 | 410.7843 | 0 | 410.7843 | 0 | 410.7843 | 0 | 408.2222 | -0.0018864 | 410.7843 | 0 | 410.1595 | -0.00205 | 656.2403 | 0.00265 | 655.4573 | 0 | 656.2403 | 0.00179 | 408.2222 | 0.01686
| 432.3932 | 0.00041025 | 411.0026 | 0.0050201 | 410.3777 | 0.014638 | 432.3932 | 0.00098839 | 411.0026 | 0.032997 | 410.3777 | 0.028229 | 404.6505 | 0.73006 | 410.3777 | 0.62094 | 411.0026 | 0.0055368 | 408.4371 | 0.0042804 | 411.0026 | 0.0023976 | 411.0026 | 0.0017794 | 411.0026 | 0.0014866 | 408.4371 | 0.0035091 | 411.0026 | 0.00029852 | 410.3777 | 0.002 | 656.4017 | 0.00382 | 655.6189 | 5.0004e-05 | 656.4017 | 0.00171 | 408.4371 | 0.01661
| 432.506 | 0 | 411.2209 | 0.0036156 | 410.596 | 0.013761 | 432.506 | 0 | 411.2209 | 0.030922 | 410.596 | 0.024008 | 404.8684 | 0.70879 | 410.596 | 0.60331 | 411.2208 | 0.0027975 | 408.6519 | 0.00093419 | 411.2208 | 0 | 411.2209 | 0 | 411.2208 | 0 | 408.6519 | 0.001154 | 411.2209 | 0 | 410.596 | -0.00102 | 656.5631 | 0.007 | 655.7805 | 0 | 656.5631 | 0.00187 | 408.6519 | 0.01508
| 432.6189 | 0.00102 | 411.4391 | 0.0052417 | 410.8143 | 0.013571 | 432.6189 | 0.00224 | 411.4391 | 0.030641 | 410.8143 | 0.026098 | 405.0863 | 0.68763 | 410.8143 | 0.58536 | 411.4392 | 0.0047806 | 408.8669 | 0.0042711 | 411.4392 | 0.0016714 | 411.4391 | 0.001086 | 411.4392 | 0.00025988 | 408.8669 | 0.003315 | 411.4391 | 0.00018532 | 410.8143 | 0.0004775 | 656.7245 | 0.0042 | 655.9421 | 5.0004e-05 | 656.7245 | 0.00176 | 408.8668 | 0.01811
| 432.7317 | 0 | 411.6575 | 0.0035122 | 411.0326 | 0.013902 | 432.7317 | 0 | 411.6575 | 0.028719 | 411.0326 | 0.021045 | 405.3043 | 0.66379 | 411.0326 | 0.55807 | 411.6575 | 0.0034217 | 409.0818 | 0.0010529 | 411.6575 | 0 | 411.6575 | 0 | 411.6575 | 0 | 409.0818 | 0.00017052 | 411.6575 | 0 | 411.0326 | -0.00255 | 656.8859 | 0.00362 | 656.1037 | 0 | 656.8859 | 0.00184 | 409.0818 | 0.01669
| 432.8445 | 0.000554 | 411.8758 | 0.0041107 | 411.2509 | 0.014567 | 432.8445 | 0.00137 | 411.8758 | 0.027916 | 411.2509 | 0.025042 | 405.5222 | 0.64284 | 411.2509 | 0.54847 | 411.8758 | 0.0056697 | 409.2967 | 0.0032748 | 411.8758 | 0.0020426 | 411.8758 | 0.0022785 | 411.8758 | 0.0015673 | 409.2967 | 0.0002006 | 411.8758 | 0.00026683 | 411.2509 | 0.00144 | 657.0472 | 0.00491 | 656.2654 | 5.0004e-05 | 657.0472 | 0.00162 | 409.2967 | 0.01946
| 432.9573 | 0 | 412.0941 | 0.0033948 | 411.4693 | 0.013189 | 432.9573 | 0 | 412.0941 | 0.026418 | 411.4693 | 0.02168 | 405.7401 | 0.62057 | 411.4693 | 0.5312 | 412.0942 | 0.0031835 | 409.5116 | 0.00043516 | 412.0942 | 0 | 412.0941 | 0 | 412.0942 | 0 | 409.5116 | 0.0018266 | 412.0942 | 0 | 411.4692 | -0.00162 | 657.2087 | 0.00295 | 656.427 | 0 | 657.2087 | 0.00174 | 409.5116 | 0.01857
| 433.0701 | 0.00041025 | 412.3125 | 0.0044894 | 411.6876 | 0.013261 | 433.0701 | 0.00225 | 412.3125 | 0.027136 | 411.6876 | 0.024246 | 405.9581 | 0.60119 | 411.6876 | 0.51305 | 412.3125 | 0.0058429 | 409.7266 | 0.0020398 | 412.3125 | 0.0020917 | 412.3125 | 0.0014729 | 412.3125 | 0.00056893 | 409.7266 | 0.0018555 | 412.3125 | 0.00032153 | 411.6876 | -0.00010185 | 657.3701 | 0.00529 | 656.5887 | 5.0004e-05 | 657.3701 | 0.00157 | 409.7266 | 0.01871
| 433.183 | 0 | 412.5309 | 0.0039068 | 411.906 | 0.013268 | 433.183 | 0 | 412.5309 | 0.025655 | 411.906 | 0.019397 | 406.1761 | 0.58073 | 411.906 | 0.48787 | 412.5309 | 0.0031136 | 409.9415 | 0.00067841 | 412.5309 | 0 | 412.5309 | 0.00023836 | 412.5309 | 0 | 409.9415 | -0.0042617 | 412.5309 | 0 | 411.906 | -0.00219 | 657.5315 | 0.00362 | 656.7503 | 0 | 657.5315 | 0.00173 | 409.9415 | 0.01954
| 433.2958 | 0.00233 | 412.7493 | 0.0045043 | 412.1244 | 0.013055 | 433.2958 | 0.00158 | 412.7493 | 0.025113 | 412.1244 | 0.022747 | 406.394 | 0.56183 | 412.1244 | 0.47786 | 412.7493 | 0.0064147 | 410.1565 | 0.0024172 | 412.7493 | 0.001787 | 412.7493 | 0.0010188 | 412.7493 | 1.3079e-05 | 410.1565 | 0.0019849 | 412.7493 | 0.00045133 | 412.1243 | 0.00215 | 657.6929 | 0.00441 | 656.912 | 6.9993e-05 | 657.6929 | 0.00162 | 410.1565 | 0.02345
| 433.4086 | 0 | 412.9677 | 0.002908 | 412.3427 | 0.013524 | 433.4086 | 0 | 412.9677 | 0.024232 | 412.3427 | 0.01755 | 406.612 | 0.54296 | 412.3427 | 0.46031 | 412.9677 | 0.004376 | 410.3715 | 0.0011399 | 412.9677 | 0.00037413 | 412.9677 | 6.2449e-05 | 412.9677 | 0 | 410.3715 | 0.0039507 | 412.9677 | 0 | 412.3428 | -0.00085517 | 657.8543 | 0.00454 | 657.0737 | 0 | 657.8543 | 0.00175 | 410.3715 | 0.02129
| 433.5215 | 0.00098522 | 413.1861 | 0.0047429 | 412.5612 | 0.013074 | 433.5215 | 0.00191 | 413.1861 | 0.023504 | 412.5612 | 0.020439 | 406.83 | 0.52837 | 412.5612 | 0.44219 | 413.1861 | 0.0068545 | 410.5865 | 0.00040729 | 413.1861 | 0.0022938 | 413.1861 | 0.0014256 | 413.1861 | 0.0016633 | 410.5865 | 0.00089832 | 413.1861 | 0.00043863 | 412.5612 | 0.0009932 | 658.0158 | 0.00411 | 657.2353 | 3.0002e-05 | 658.0158 | 0.00161 | 410.5865 | 0.02144
| 433.6343 | 0 | 413.4045 | 0.0037186 | 412.7796 | 0.012398 | 433.6343 | 0 | 413.4045 | 0.022373 | 412.7796 | 0.016455 | 407.0481 | 0.50914 | 412.7796 | 0.42206 | 413.4045 | 0.0041223 | 410.8015 | 0.00085944 | 413.4045 | 0 | 413.4045 | 0 | 413.4045 | 0 | 410.8015 | 0.00043698 | 413.4045 | 0 | 412.7796 | -0.00145 | 658.1772 | 0.00373 | 657.397 | 0 | 658.1772 | 0.00175 | 410.8014 | 0.02322
| 433.7471 | 0 | 413.623 | 0.003983 | 412.998 | 0.012736 | 433.7471 | 0.00255 | 413.623 | 0.021734 | 412.998 | 0.020318 | 407.2661 | 0.49601 | 412.998 | 0.414 | 413.623 | 0.0078479 | 411.0165 | 0.0031504 | 413.623 | 0.00032898 | 413.623 | 0.0010604 | 413.623 | 0.00092469 | 411.0165 | 0.0040313 | 413.623 | 0.00030598 | 412.998 | 0.0011 | 658.3387 | 0.00411 | 657.5587 | 6.9993e-05 | 658.3387 | 0.00167 | 411.0165 | 0.02552
| 433.8599 | 0 | 413.8414 | 0.0038807 | 413.2165 | 0.01262 | 433.8599 | 0 | 413.8414 | 0.021083 | 413.2165 | 0.016746 | 407.4841 | 0.48118 | 413.2165 | 0.3983 | 413.8414 | 0.0060298 | 411.2315 | 0.0016572 | 413.8414 | 0 | 413.8414 | 0.00053922 | 413.8414 | 0 | 411.2315 | 4.2591e-05 | 413.8414 | 0 | 413.2165 | -0.00111 | 658.5001 | 0.00278 | 657.7204 | 0 | 658.5001 | 0.00187 | 411.2315 | 0.02389
| 433.9728 | 0.00042823 | 414.0599 | 0.0047663 | 413.435 | 0.013013 | 433.9728 | 0.00062425 | 414.0599 | 0.020709 | 413.435 | 0.019219 | 407.7022 | 0.46654 | 413.435 | 0.38987 | 414.0599 | 0.0092 | 411.4465 | 0.0058985 | 414.0599 | 0.0013291 | 414.0599 | 0.0016376 | 414.0599 | 0.0010448 | 411.4465 | -0.0019755 | 414.0599 | 0.00041967 | 413.435 | 0.00145 | 658.6616 | 0.00471 | 657.8821 | 6.9993e-05 | 658.6616 | 0.00175 | 411.4465 | 0.02568
| 434.0856 | 0 | 414.2784 | 0.0032148 | 413.6534 | 0.011502 | 434.0856 | 0 | 414.2784 | 0.019749 | 413.6534 | 0.014622 | 407.9203 | 0.4517 | 413.6534 | 0.37415 | 414.2784 | 0.0063895 | 411.6616 | 0.0011315 | 414.2784 | 0 | 414.2784 | 0 | 414.2784 | 0 | 411.6616 | -0.00088258 | 414.2784 | 0 | 413.6534 | -0.00139 | 658.823 | 0.00424 | 658.0438 | 0 | 658.823 | 0.00193 | 411.6616 | 0.02693
| 434.1984 | 0 | 414.4969 | 0.0031458 | 413.8719 | 0.012204 | 434.1984 | 0.00201 | 414.4969 | 0.019842 | 413.8719 | 0.018478 | 408.1383 | 0.4422 | 413.8719 | 0.36487 | 414.4969 | 0.0099201 | 411.8766 | 0.0029893 | 414.4969 | 0.0022429 | 414.4969 | 0.001218 | 414.4969 | 0.00079211 | 411.8766 | 0.001125 | 414.4969 | 0.00018988 | 413.8719 | 0.00096406 | 658.9845 | 0.00462 | 658.2055 | 5.0004e-05 | 658.9845 | 0.00175 | 411.8766 | 0.02592
| 434.3113 | 0 | 414.7154 | 0.0031663 | 414.0904 | 0.012468 | 434.3113 | 0 | 414.7154 | 0.018215 | 414.0904 | 0.015606 | 408.3564 | 0.42804 | 414.0904 | 0.35569 | 414.7154 | 0.006449 | 412.0917 | 0.0016168 | 414.7154 | 8.4131e-06 | 414.7154 | 2.6613e-05 | 414.7154 | 0 | 412.0917 | -0.0031524 | 414.7154 | 0 | 414.0904 | -0.0018 | 659.146 | 0.00432 | 658.3672 | 0 | 659.146 | 0.00188 | 412.0917 | 0.02706
| 434.4241 | 0.0006079 | 414.9339 | 0.0039549 | 414.309 | 0.012689 | 434.4241 | 0.00172 | 414.9339 | 0.018711 | 414.309 | 0.017063 | 408.5745 | 0.41848 | 414.309 | 0.35078 | 414.9339 | 0.0097061 | 412.3068 | 0.002721 | 414.9339 | 0.0020724 | 414.9339 | 0.0014263 | 414.9339 | 0.00073546 | 412.3068 | -0.00061648 | 414.9339 | 0.00034844 | 414.309 | 0.00096806 | 659.3075 | 0.0042 | 658.5289 | 6.9993e-05 | 659.3075 | 0.00174 | 412.3068 | 0.03298
| 434.5369 | 0.00019796 | 415.1525 | 0.0028581 | 414.5275 | 0.012278 | 434.5369 | 0 | 415.1525 | 0.0162 | 414.5275 | 0.012845 | 408.7926 | 0.40779 | 414.5275 | 0.33623 | 415.1525 | 0.0073947 | 412.5219 | 0.0018262 | 415.1525 | 0 | 415.1525 | 0.00019822 | 415.1525 | 0 | 412.5219 | 0.0016314 | 415.1525 | 0 | 414.5275 | -0.00107 | 659.469 | 0.00274 | 658.6906 | 0 | 659.469 | 0.00185 | 412.5219 | 0.02883
| 434.6498 | 0 | 415.371 | 0.003897 | 414.7461 | 0.012081 | 434.6498 | 0.00123 | 415.371 | 0.017824 | 414.7461 | 0.0148 | 409.0108 | 0.39912 | 414.7461 | 0.33129 | 415.371 | 0.010994 | 412.737 | 0.0029172 | 415.371 | 0.0018513 | 415.371 | 0.0011099 | 415.371 | 0.001094 | 412.737 | 0.00086338 | 415.371 | 0.00036582 | 414.7461 | 0.00117 | 659.6305 | 0.00373 | 658.8524 | 5.0004e-05 | 659.6305 | 0.00168 | 412.737 | 0.03436
| 434.7626 | 0 | 415.5896 | 0.0035014 | 414.9647 | 0.011536 | 434.7626 | 0 | 415.5896 | 0.016169 | 414.9647 | 0.012064 | 409.2289 | 0.38861 | 414.9647 | 0.32439 | 415.5896 | 0.0088973 | 412.9521 | 0.00039947 | 415.5896 | 0 | 415.5896 | 0 | 415.5896 | 0 | 412.9521 | -0.0029026 | 415.5896 | 0 | 414.9647 | -0.00117 | 659.792 | 0.00322 | 659.0141 | 0 | 659.792 | 0.00178 | 412.9522 | 0.0319
| 434.8754 | 0.00152 | 415.8082 | 0.0038466 | 415.1832 | 0.012427 | 434.8754 | 0.00109 | 415.8082 | 0.016746 | 415.1832 | 0.014922 | 409.4471 | 0.37987 | 415.1832 | 0.32394 | 415.8082 | 0.012663 | 413.1673 | 0.0038082 | 415.8082 | 0.0020777 | 415.8082 | 0.0017415 | 415.8082 | 0.00093835 | 413.1673 | 0.0031756 | 415.8082 | 0.00029558 | 415.1832 | 0.00096013 | 659.9535 | 0.00459 | 659.1758 | 6.9993e-05 | 659.9535 | 0.00162 | 413.1673 | 0.03655
| 434.9883 | 0 | 416.0268 | 0.0028676 | 415.4018 | 0.011864 | 434.9883 | 0 | 416.0268 | 0.015283 | 415.4018 | 0.012864 | 409.6652 | 0.36739 | 415.4018 | 0.31024 | 416.0268 | 0.0097589 | 413.3824 | 0.0024982 | 416.0268 | 0 | 416.0268 | 0 | 416.0268 | 0 | 413.3824 | -0.0014639 | 416.0268 | 0 | 415.4018 | -0.00166 | 660.115 | 0.00411 | 659.3376 | 0 | 660.115 | 0.00179 | 413.3825 | 0.03573
| 435.1011 | 0.00026652 | 416.2454 | 0.0038006 | 415.6205 | 0.012136 | 435.1011 | 0.00081498 | 416.2454 | 0.015535 | 415.6205 | 0.014932 | 409.8834 | 0.35851 | 415.6205 | 0.30692 | 416.2454 | 0.0125 | 413.5976 | 0.0041685 | 416.2454 | 0.0014277 | 416.2454 | 0.0017629 | 416.2454 | 0.00064166 | 413.5976 | 0.0013078 | 416.2454 | 0.00045349 | 415.6205 | 0.00097831 | 660.2766 | 0.00427 | 659.4993 | 6.9993e-05 | 660.2766 | 0.00161 | 413.5976 | 0.03728
| 435.214 | 0 | 416.464 | 0.0026354 | 415.8391 | 0.011639 | 435.214 | 0 | 416.464 | 0.013438 | 415.8391 | 0.010564 | 410.1016 | 0.3484 | 415.8391 | 0.3015 | 416.464 | 0.011156 | 413.8128 | 0.0020207 | 416.464 | 0 | 416.464 | 0 | 416.464 | 0 | 413.8128 | -0.00065309 | 416.464 | 0 | 415.8391 | -0.00115 | 660.4381 | 0.00397 | 659.6611 | 0 | 660.4381 | 0.00185 | 413.8128 | 0.03925
| 435.3268 | 0.0004462 | 416.6827 | 0.0032133 | 416.0577 | 0.012654 | 435.3268 | 0.0012 | 416.6827 | 0.014467 | 416.0577 | 0.014449 | 410.3198 | 0.34223 | 416.0577 | 0.29891 | 416.6827 | 0.013802 | 414.028 | 0.004855 | 416.6827 | 0.0026501 | 416.6827 | 0.0017872 | 416.6827 | 0.0019526 | 414.028 | 0.0063427 | 416.6827 | 0.00039458 | 416.0577 | 0.00197 | 660.5996 | 0.00691 | 659.8229 | 6.9993e-05 | 660.5996 | 0.00172 | 414.0279 | 0.03871
| 435.4396 | 0 | 416.9013 | 0.0033594 | 416.2764 | 0.01139 | 435.4396 | 0 | 416.9013 | 0.013096 | 416.2764 | 0.012456 | 410.538 | 0.33352 | 416.2764 | 0.28745 | 416.9013 | 0.011436 | 414.2432 | 0.0013886 | 416.9013 | 7.4105e-07 | 416.9013 | 0 | 416.9013 | 0 | 414.2432 | -0.0019072 | 416.9013 | 0 | 416.2764 | -0.00202 | 660.7612 | 0.00387 | 659.9846 | 0 | 660.7612 | 0.00185 | 414.2432 | 0.0372
| 435.5525 | 0.0005001 | 417.12 | 0.0038309 | 416.4951 | 0.012174 | 435.5525 | 0.00158 | 417.12 | 0.013933 | 416.4951 | 0.014278 | 410.7562 | 0.32909 | 416.4951 | 0.28705 | 417.12 | 0.016137 | 414.4584 | 0.0042752 | 417.12 | 0.0015675 | 417.12 | 0.0012359 | 417.12 | 0.0011394 | 414.4584 | 0.0024518 | 417.12 | 0.00033821 | 416.4951 | 0.00089984 | 660.9227 | 0.00394 | 660.1464 | 6.9993e-05 | 660.9227 | 0.00169 | 414.4584 | 0.04307
| 435.6653 | 0 | 417.3387 | 0.0023021 | 416.7138 | 0.011741 | 435.6653 | 0 | 417.3387 | 0.012157 | 416.7138 | 0.011012 | 410.9744 | 0.32176 | 416.7138 | 0.27756 | 417.3387 | 0.012925 | 414.6736 | 0.00070175 | 417.3387 | 0 | 417.3387 | 0 | 417.3387 | 0 | 414.6736 | -1.2317e-05 | 417.3387 | 0 | 416.7138 | -0.00161 | 661.0843 | 0.00476 | 660.3082 | 0 | 661.0843 | 0.00182 | 414.6736 | 0.04189
| 435.7782 | 0.00046416 | 417.5574 | 0.0030767 | 416.9325 | 0.012292 | 435.7782 | 0.00158 | 417.5574 | 0.012818 | 416.9325 | 0.014554 | 411.1927 | 0.31411 | 416.9325 | 0.2757 | 417.5574 | 0.018469 | 414.8888 | 0.0016877 | 417.5574 | 0.0022839 | 417.5574 | 0.001599 | 417.5574 | 0.00080039 | 414.8888 | 0.0041688 | 417.5574 | 0.0003743 | 416.9325 | 0.00206 | 661.2458 | 0.00387 | 660.47 | 5.0004e-05 | 661.2458 | 0.00175 | 414.8888 | 0.04504
| 435.891 | 0 | 417.7761 | 0.0027718 | 417.1512 | 0.010677 | 435.891 | 0 | 417.7761 | 0.011564 | 417.1512 | 0.0097345 | 411.4109 | 0.30469 | 417.1512 | 0.26356 | 417.7761 | 0.01497 | 415.1041 | 0.0030802 | 417.7761 | 0 | 417.7761 | 0 | 417.7761 | 0 | 415.1041 | 0.004249 | 417.7761 | 0 | 417.1512 | -0.00202 | 661.4074 | 0.00432 | 660.6318 | 0 | 661.4074 | 0.00189 | 415.1041 | 0.04518
| 436.0038 | 0.00058994 | 417.9948 | 0.0037223 | 417.3699 | 0.011918 | 436.0038 | 0.00224 | 417.9948 | 0.011512 | 417.3699 | 0.011078 | 411.6292 | 0.29409 | 417.3699 | 0.25834 | 417.9948 | 0.018694 | 415.3193 | 0.0043225 | 417.9948 | 0.0020023 | 417.9948 | 0.0010139 | 417.9948 | 0.00041771 | 415.3193 | 0.0036146 | 417.9948 | 0.00023642 | 417.3699 | 0.00122 | 661.569 | 0.0044 | 660.7935 | 6.9993e-05 | 661.569 | 0.00175 | 415.3193 | 0.04711
| 436.1167 | 0 | 418.2135 | 0.0032648 | 417.5887 | 0.011532 | 436.1167 | 0 | 418.2135 | 0.011151 | 417.5887 | 0.010401 | 411.8475 | 0.28603 | 417.5887 | 0.24949 | 418.2135 | 0.016058 | 415.5346 | 0.0012233 | 418.2135 | 0 | 418.2135 | 0 | 418.2135 | 0 | 415.5346 | -0.0024933 | 418.2135 | 0 | 417.5887 | -0.00179 | 661.7306 | 0.00436 | 660.9554 | 0 | 661.7306 | 0.00182 | 415.5346 | 0.05174
| 436.2295 | 0.0014 | 418.4323 | 0.0035508 | 417.8074 | 0.013271 | 436.2295 | 0.00090168 | 418.4323 | 0.010778 | 417.8074 | 0.011896 | 412.0658 | 0.27821 | 417.8074 | 0.24851 | 418.4323 | 0.020671 | 415.7498 | 0.0040309 | 418.4323 | 0.0030693 | 418.4323 | 0.0023572 | 418.4323 | 0.0020928 | 415.7498 | 0.0042681 | 418.4323 | 0.00045506 | 417.8074 | 0.0029 | 661.8922 | 0.00443 | 661.1172 | 3.0002e-05 | 661.8922 | 0.00167 | 415.7498 | 0.05145
| 436.3424 | 0 | 418.6511 | 0.0027669 | 418.0262 | 0.011412 | 436.3424 | 0 | 418.6511 | 0.0095194 | 418.0262 | 0.009799 | 412.2841 | 0.26856 | 418.0262 | 0.23626 | 418.6511 | 0.018579 | 415.9651 | 0.0029672 | 418.6511 | 0 | 418.6511 | 0 | 418.6511 | 0 | 415.9651 | -0.00042855 | 418.6511 | 0 | 418.0262 | -0.00169 | 662.0537 | 0.00496 | 661.279 | 0 | 662.0537 | 0.00179 | 415.9651 | 0.05149
| 436.4552 | 0.00057197 | 418.8698 | 0.0033567 | 418.245 | 0.011611 | 436.4552 | 0.00101 | 418.8698 | 0.010427 | 418.245 | 0.011267 | 412.5024 | 0.26331 | 418.245 | 0.23462 | 418.8698 | 0.021602 | 416.1805 | 0.0014871 | 418.8698 | 0.0010198 | 418.8698 | 0.00074963 | 418.8698 | 0.00076968 | 416.1805 | 0.0013017 | 418.8698 | 0.00030758 | 418.245 | 0.00073416 | 662.2153 | 0.00433 | 661.4408 | 6.9993e-05 | 662.2153 | 0.00168 | 416.1805 | 0.05578
| 436.5681 | 0 | 419.0886 | 0.0018917 | 418.4638 | 0.010949 | 436.5681 | 0 | 419.0886 | 0.0088795 | 418.4638 | 0.0077727 | 412.7207 | 0.25331 | 418.4638 | 0.22353 | 419.0886 | 0.019959 | 416.3958 | 0.001108 | 419.0886 | 0 | 419.0886 | 0 | 419.0886 | 0 | 416.3958 | -0.0016798 | 419.0886 | 0 | 418.4638 | -0.00257 | 662.3769 | 0.00381 | 661.6026 | 0 | 662.3769 | 0.00181 | 416.3958 | 0.05656
| 436.6809 | 0.00073368 | 419.3074 | 0.0034149 | 418.6826 | 0.011391 | 436.6809 | 0.00045084 | 419.3074 | 0.0097937 | 418.6826 | 0.011915 | 412.9391 | 0.2473 | 418.6826 | 0.22079 | 419.3074 | 0.025437 | 416.6111 | 0.0034498 | 419.3074 | 0.0031365 | 419.3074 | 0.0023112 | 419.3074 | 0.0019973 | 416.6111 | 0.0049033 | 419.3074 | 0.00032243 | 418.6826 | 0.0014 | 662.5386 | 0.00322 | 661.7645 | 5.0004e-05 | 662.5386 | 0.00174 | 416.6111 | 0.06158
| 436.7938 | 0 | 419.5262 | 0.0020305 | 418.9015 | 0.010856 | 436.7938 | 0 | 419.5262 | 0.0083008 | 418.9015 | 0.0074642 | 413.1574 | 0.23748 | 418.9015 | 0.20957 | 419.5263 | 0.023023 | 416.8264 | 0.0021045 | 419.5263 | 0 | 419.5262 | 0 | 419.5263 | 0 | 416.8264 | -0.0008909 | 419.5263 | 0 | 418.9015 | -0.00183 | 662.7002 | 0.00494 | 661.9263 | 0 | 662.7002 | 0.00183 | 416.8264 | 0.06028
| 436.9066 | 0.00067977 | 419.7451 | 0.0031653 | 419.1203 | 0.011341 | 436.9066 | 0.0018 | 419.7451 | 0.0092484 | 419.1203 | 0.010285 | 413.3758 | 0.23183 | 419.1203 | 0.20456 | 419.7451 | 0.026329 | 417.0418 | 0.0012089 | 419.7451 | 0.0023287 | 419.7451 | 0.0016084 | 419.7451 | 0.00027722 | 417.0418 | -0.00096461 | 419.7451 | 0.00051084 | 419.1203 | 0.00135 | 662.8618 | 0.00299 | 662.0881 | 5.0004e-05 | 662.8618 | 0.00166 | 417.0418 | 0.06556
| 437.0195 | 0 | 419.9639 | 0.0017972 | 419.3392 | 0.010783 | 437.0195 | 0 | 419.9639 | 0.0082024 | 419.3392 | 0.0080922 | 413.5942 | 0.2243 | 419.3392 | 0.19686 | 419.9639 | 0.024222 | 417.2571 | 0.0013004 | 419.9639 | 0 | 419.9639 | 0 | 419.9639 | 0 | 417.2571 | -0.0023112 | 419.9639 | 0 | 419.3392 | -0.00127 | 663.0234 | 0.00531 | 662.25 | 0 | 663.0234 | 0.00172 | 417.2571 | 0.06728
| 437.1323 | 0.00098522 | 420.1828 | 0.003291 | 419.5581 | 0.011615 | 437.1323 | 0.00064159 | 420.1828 | 0.0082897 | 419.5581 | 0.0096816 | 413.8126 | 0.21603 | 419.5581 | 0.19503 | 420.1828 | 0.029083 | 417.4725 | 0.0046465 | 420.1828 | 0.0032969 | 420.1828 | 0.0023514 | 420.1828 | 0.00088212 | 417.4725 | 0.0013746 | 420.1828 | 0.00034273 | 419.5581 | 0.00216 | 663.1851 | 0.00538 | 662.4118 | 8.9995e-05 | 663.1851 | 0.00167 | 417.4725 | 0.06989
| 437.2452 | 0 | 420.4017 | 0.0020213 | 419.777 | 0.010903 | 437.2452 | 0 | 420.4017 | 0.0070202 | 419.777 | 0.0080267 | 414.031 | 0.20914 | 419.777 | 0.18311 | 420.4017 | 0.026924 | 417.6879 | 0.0016759 | 420.4017 | 0 | 420.4017 | 0 | 420.4017 | 0 | 417.6879 | 0.0013028 | 420.4017 | 0 | 419.777 | -0.00238 | 663.3467 | 0.00334 | 662.5737 | 0 | 663.3467 | 0.00182 | 417.6879 | 0.07213
| 437.358 | 0.00035636 | 420.6206 | 0.0029835 | 419.9959 | 0.011196 | 437.358 | 0.0006936 | 420.6206 | 0.0082515 | 419.9959 | 0.0087822 | 414.2494 | 0.20066 | 419.9959 | 0.17887 | 420.6206 | 0.031639 | 417.9033 | 0.0032857 | 420.6206 | 0.0016201 | 420.6206 | 0.0019546 | 420.6206 | 0.00028412 | 417.9033 | 0.0066632 | 420.6206 | 0.00045258 | 419.9959 | 0.00054095 | 663.5084 | 0.00352 | 662.7356 | 6.9993e-05 | 663.5084 | 0.00171 | 417.9033 | 0.07561
| 437.4709 | 0 | 420.8395 | 0.002116 | 420.2148 | 0.010814 | 437.4709 | 0 | 420.8395 | 0.0062715 | 420.2148 | 0.0058335 | 414.4678 | 0.19491 | 420.2148 | 0.16953 | 420.8395 | 0.029128 | 418.1187 | 0.0024843 | 420.8395 | 0 | 420.8395 | 0 | 420.8395 | 0 | 418.1187 | -0.0032199 | 420.8395 | 0 | 420.2148 | -0.00167 | 663.67 | 0.00425 | 662.8975 | 0 | 663.67 | 0.00183 | 418.1187 | 0.07589
| 437.5838 | 0.00149 | 421.0584 | 0.0024566 | 420.4338 | 0.0099698 | 437.5838 | 0.00137 | 421.0584 | 0.0076118 | 420.4338 | 0.0092482 | 414.6862 | 0.18846 | 420.4338 | 0.16719 | 421.0584 | 0.032618 | 418.3341 | 0.0031819 | 421.0584 | 0.0026611 | 421.0584 | 0.0015282 | 421.0584 | 0.0012468 | 418.3341 | 0.0026406 | 421.0584 | 0.00031693 | 420.4337 | 0.00079874 | 663.8317 | 0.00436 | 663.0593 | 5.0004e-05 | 663.8317 | 0.00166 | 418.3341 | 0.08206
| 437.6966 | 0 | 421.2773 | 0.0025042 | 420.6527 | 0.010621 | 437.6966 | 0 | 421.2773 | 0.0062996 | 420.6527 | 0.0066626 | 414.9047 | 0.18115 | 420.6527 | 0.15794 | 421.2773 | 0.031342 | 418.5496 | 0.0026669 | 421.2773 | 0 | 421.2773 | 0 | 421.2773 | 0 | 418.5496 | -0.0014235 | 421.2773 | 0 | 420.6527 | -0.00176 | 663.9934 | 0.00401 | 663.2212 | 0 | 663.9934 | 0.0018 | 418.5496 | 0.08299
| 437.8095 | 0.0005001 | 421.4963 | 0.0025795 | 420.8717 | 0.010462 | 437.8095 | 0.00196 | 421.4963 | 0.0072805 | 420.8717 | 0.0076948 | 415.1232 | 0.17606 | 420.8717 | 0.15473 | 421.4963 | 0.034994 | 418.765 | 0.0045286 | 421.4963 | 0.001897 | 421.4963 | 0.0017926 | 421.4963 | 0.00028429 | 418.765 | 0.002053 | 421.4963 | 0.00022735 | 420.8717 | 0.00125 | 664.155 | 0.00589 | 663.3831 | 6.9993e-05 | 664.155 | 0.00164 | 418.765 | 0.08801
| 437.9223 | 0 | 421.7152 | 0.0019976 | 421.0907 | 0.0098432 | 437.9223 | 0 | 421.7152 | 0.0057745 | 421.0907 | 0.0061288 | 415.3416 | 0.16941 | 421.0907 | 0.1462 | 421.7152 | 0.03404 | 418.9805 | 0.0036678 | 421.7152 | 0 | 421.7152 | 0 | 421.7152 | 0 | 418.9805 | -0.00091368 | 421.7152 | 0 | 421.0907 | -0.00151 | 664.3167 | 0.00438 | 663.545 | 0 | 664.3167 | 0.00183 | 418.9805 | 0.0862
| 438.0352 | 0.00094928 | 421.9342 | 0.0026778 | 421.3097 | 0.010918 | 438.0352 | 0.00114 | 421.9342 | 0.0065307 | 421.3097 | 0.0091958 | 415.5601 | 0.1638 | 421.3097 | 0.14481 | 421.9342 | 0.037485 | 419.1959 | 0.0025359 | 421.9342 | 0.0024962 | 421.9342 | 0.0018735 | 421.9342 | 0.0012633 | 419.1959 | 0.0019023 | 421.9342 | 0.00040412 | 421.3097 | 0.00113 | 664.4784 | 0.00529 | 663.7069 | 5.0004e-05 | 664.4784 | 0.00169 | 419.1959 | 0.09304
| 438.1481 | 0 | 422.1532 | 0.0020451 | 421.5287 | 0.010275 | 438.1481 | 0 | 422.1532 | 0.006434 | 421.5287 | 0.0049871 | 415.7786 | 0.15758 | 421.5287 | 0.13647 | 422.1532 | 0.035422 | 419.4114 | 0.0023461 | 422.1532 | 0 | 422.1532 | 0 | 422.1532 | 0 | 419.4114 | -0.0021375 | 422.1532 | 0 | 421.5287 | -0.00066346 | 664.6401 | 0.00364 | 663.8688 | 0 | 664.6401 | 0.00181 | 419.4114 | 0.0944
| 438.2609 | 5.091e-05 | 422.3722 | 0.0029409 | 421.7477 | 0.011026 | 438.2609 | 0.00083232 | 422.3722 | 0.0063794 | 421.7477 | 0.0077971 | 415.9971 | 0.15176 | 421.7477 | 0.13553 | 422.3722 | 0.040858 | 419.6269 | 0.0020165 | 422.3722 | 0.003988 | 422.3722 | 0.001643 | 422.3722 | 0.001505 | 419.6269 | 0.0014269 | 422.3722 | 0.00033045 | 421.7477 | 0.00264 | 664.8018 | 0.00318 | 664.0307 | 5.0004e-05 | 664.8018 | 0.00166 | 419.6269 | 0.09919
| 438.3738 | 0 | 422.5912 | 0.0016372 | 421.9667 | 0.010408 | 438.3738 | 0 | 422.5912 | 0.0061593 | 421.9667 | 0.0055768 | 416.2156 | 0.14549 | 421.9667 | 0.12871 | 422.5912 | 0.038695 | 419.8424 | 0.0042552 | 422.5912 | 0 | 422.5912 | 0 | 422.5912 | 0 | 419.8424 | -0.0026363 | 422.5912 | 0 | 421.9667 | -0.00137 | 664.9635 | 0.00418 | 664.1926 | 0 | 664.9635 | 0.00177 | 419.8424 | 0.10151
| 438.4866 | 0.00125 | 422.8102 | 0.0024289 | 422.1858 | 0.010578 | 438.4866 | 0.00123 | 422.8102 | 0.005209 | 422.1858 | 0.0083604 | 416.4342 | 0.14174 | 422.1858 | 0.12718 | 422.8102 | 0.042714 | 420.0579 | 0.0051605 | 422.8102 | 0.0022236 | 422.8102 | 0.001418 | 422.8102 | 0.0014396 | 420.0579 | 0.0051435 | 422.8102 | 0.00010408 | 422.1858 | 0.00187 | 665.1252 | 0.00413 | 664.3546 | 5.0004e-05 | 665.1252 | 0.0017 | 420.0579 | 0.10262
| 438.5995 | 0 | 423.0293 | 0.0020656 | 422.4049 | 0.010869 | 438.5995 | 0 | 423.0293 | 0.0046389 | 422.4049 | 0.005646 | 416.6527 | 0.13558 | 422.4049 | 0.11966 | 423.0293 | 0.042208 | 420.2734 | 0.0020948 | 423.0293 | 0 | 423.0293 | 0.00030675 | 423.0293 | 0 | 420.2734 | -0.0031742 | 423.0293 | 0 | 422.4049 | -0.00167 | 665.287 | 0.00464 | 664.5165 | 0 | 665.287 | 0.00187 | 420.2734 | 0.10619
| 438.7124 | 0.00066181 | 423.2484 | 0.0022184 | 422.624 | 0.010782 | 438.7124 | 0.00091902 | 423.2484 | 0.0053654 | 422.624 | 0.0070137 | 416.8713 | 0.13001 | 422.624 | 0.11899 | 423.2483 | 0.047059 | 420.489 | 0.0035811 | 423.2483 | 0.0021493 | 423.2484 | 0.0013444 | 423.2483 | 0.00091702 | 420.489 | 0.0024184 | 423.2484 | 0.00044525 | 422.6239 | 0.00115 | 665.4487 | 0.00496 | 664.6784 | 6.9993e-05 | 665.4487 | 0.00175 | 420.489 | 0.10852
| 438.8252 | 0 | 423.4674 | 0.0019289 | 422.8431 | 0.0099376 | 438.8252 | 0 | 423.4674 | 0.0047399 | 422.8431 | 0.0048042 | 417.0898 | 0.12505 | 422.8431 | 0.11254 | 423.4674 | 0.046807 | 420.7045 | 0.0040015 | 423.4674 | 0 | 423.4674 | 0 | 423.4674 | 0 | 420.7045 | -0.00010934 | 423.4674 | 0 | 422.8431 | -0.00158 | 665.6104 | 0.0039 | 664.8404 | 0 | 665.6104 | 0.00181 | 420.7045 | 0.11313
| 438.9381 | 0.00156 | 423.6865 | 0.0020754 | 423.0622 | 0.0099162 | 438.9381 | 0.00165 | 423.6865 | 0.005793 | 423.0622 | 0.0067732 | 417.3084 | 0.12304 | 423.0622 | 0.11226 | 423.6865 | 0.051031 | 420.9201 | 0.004379 | 423.6865 | 0.0011743 | 423.6865 | 0.0010499 | 423.6865 | 0.00013538 | 420.9201 | 0.0031724 | 423.6865 | 0.00036797 | 423.0622 | 0.0015 | 665.7722 | 0.00522 | 665.0023 | 6.9993e-05 | 665.7722 | 0.00162 | 420.9201 | 0.11507
| 439.051 | 0 | 423.9056 | 0.0019118 | 423.2813 | 0.010532 | 439.051 | 0.00034761 | 423.9056 | 0.0043974 | 423.2813 | 0.0046439 | 417.527 | 0.1173 | 423.2813 | 0.10567 | 423.9056 | 0.051518 | 421.1357 | 0.0032798 | 423.9056 | 0 | 423.9056 | 0 | 423.9056 | 0 | 421.1357 | -0.0025772 | 423.9056 | 0 | 423.2813 | -0.00052108 | 665.9339 | 0.00367 | 665.1643 | 0 | 665.9339 | 0.00174 | 421.1357 | 0.12002
| 439.1639 | 0.00113 | 424.1247 | 0.0014275 | 423.5004 | 0.01056 | 439.1639 | 0.00165 | 424.1247 | 0.0042607 | 423.5004 | 0.0063963 | 417.7456 | 0.11439 | 423.5004 | 0.10461 | 424.1247 | 0.057061 | 421.3513 | 0.0023992 | 424.1247 | 0.0026942 | 424.1247 | 0.0011486 | 424.1247 | 0.0017046 | 421.3513 | 0.0026856 | 424.1247 | 0.00025932 | 423.5004 | 0.0009076 | 666.0957 | 0.00362 | 665.3262 | 6.9993e-05 | 666.0957 | 0.00161 | 421.3513 | 0.12612
| 439.2767 | 0 | 424.3438 | 0.001728 | 423.7196 | 0.010266 | 439.2767 | 0 | 424.3438 | 0.0036877 | 423.7196 | 0.0044151 | 417.9642 | 0.10984 | 423.7196 | 0.099416 | 424.3438 | 0.054918 | 421.5669 | 0.0022737 | 424.3438 | 0 | 424.3438 | 0 | 424.3438 | 0 | 421.5669 | -0.0024968 | 424.3438 | 0 | 423.7196 | -0.00165 | 666.2574 | 0.00445 | 665.4882 | 0 | 666.2574 | 0.00177 | 421.5669 | 0.12672
| 439.3896 | 0.00264 | 424.563 | 0.0021412 | 423.9388 | 0.010576 | 439.3896 | 0.00165 | 424.563 | 0.0046643 | 423.9388 | 0.0069816 | 418.1829 | 0.10707 | 423.9388 | 0.099793 | 424.563 | 0.06165 | 421.7825 | 0.0028285 | 424.563 | 0.0024523 | 424.563 | 0.0020151 | 424.563 | 0.00099355 | 421.7825 | 0.0022185 | 424.563 | 0.00031667 | 423.9388 | 0.00015084 | 666.4192 | 0.00461 | 665.6502 | 5.0004e-05 | 666.4192 | 0.00169 | 421.7825 | 0.13238
| 439.5025 | 0 | 424.7821 | 0.0011068 | 424.158 | 0.0096759 | 439.5025 | 0 | 424.7821 | 0.0042858 | 424.158 | 0.0036759 | 418.4015 | 0.10198 | 424.158 | 0.09606 | 424.7821 | 0.062201 | 421.9981 | 0.002753 | 424.7821 | 0 | 424.7821 | 0 | 424.7821 | 0 | 421.9981 | 0.0012087 | 424.7821 | 0 | 424.158 | -0.00215 | 666.581 | 0.00552 | 665.8121 | 0 | 666.581 | 0.00189 | 421.9981 | 0.13044
| 439.6153 | 0.00093132 | 425.0013 | 0.002122 | 424.3772 | 0.010318 | 439.6153 | 0.00147 | 425.0013 | 0.0041591 | 424.3772 | 0.0070895 | 418.6201 | 0.098943 | 424.3772 | 0.096877 | 425.0013 | 0.068228 | 422.2137 | 0.0060496 | 425.0013 | 0.0020167 | 425.0013 | 0.002015 | 425.0013 | 0.001205 | 422.2137 | 0.0039988 | 425.0013 | 0.00031352 | 424.3772 | 0.00122 | 666.7427 | 0.00364 | 665.9741 | 6.9993e-05 | 666.7427 | 0.00178 | 422.2138 | 0.1366
| 439.7282 | 0 | 425.2205 | 0.0014558 | 424.5964 | 0.010589 | 439.7282 | 0 | 425.2205 | 0.0036502 | 424.5964 | 0.0041187 | 418.8388 | 0.095635 | 424.5964 | 0.0911 | 425.2205 | 0.06916 | 422.4294 | 0.003054 | 425.2205 | 0 | 425.2205 | 0 | 425.2205 | 0 | 422.4294 | -0.0035136 | 425.2205 | 0 | 424.5964 | -0.00142 | 666.9045 | 0.00288 | 666.1361 | 0 | 666.9045 | 0.00185 | 422.4294 | 0.14372
| 439.8411 | 0.00233 | 425.4397 | 0.0018429 | 424.8156 | 0.0097458 | 439.8411 | 0.00125 | 425.4397 | 0.004319 | 424.8156 | 0.0068524 | 419.0575 | 0.092889 | 424.8156 | 0.090484 | 425.4397 | 0.073376 | 422.6451 | 0.0063798 | 425.4397 | 0.0017268 | 425.4397 | 0.0015419 | 425.4397 | 0.0021514 | 422.6451 | 0.0031494 | 425.4397 | 0.00028898 | 424.8156 | 0.00070626 | 667.0663 | 0.00373 | 666.2981 | 8.9995e-05 | 667.0663 | 0.00167 | 422.6451 | 0.14577
| 439.954 | 0 | 425.6589 | 0.00082773 | 425.0349 | 0.010105 | 439.954 | 0 | 425.6589 | 0.0032335 | 425.0349 | 0.0037492 | 419.2762 | 0.088913 | 425.0349 | 0.084475 | 425.6589 | 0.073407 | 422.8607 | 0.0064018 | 425.6589 | 0 | 425.6589 | 0 | 425.6589 | 0 | 422.8607 | 0.00039527 | 425.6589 | 0 | 425.0349 | -0.00186 | 667.2281 | 0.00432 | 666.4601 | 0 | 667.2281 | 0.00178 | 422.8607 | 0.14725
| 440.0668 | 0.00087741 | 425.8781 | 0.0019529 | 425.2541 | 0.010881 | 440.0668 | 0.00104 | 425.8781 | 0.004769 | 425.2541 | 0.007205 | 419.4949 | 0.087284 | 425.2541 | 0.085471 | 425.8781 | 0.080306 | 423.0764 | 0.0054172 | 425.8781 | 0.0013488 | 425.8781 | 0.0015671 | 425.8781 | 0.0014147 | 423.0764 | 0.0015909 | 425.8781 | 0.00035325 | 425.2541 | 0.00134 | 667.3899 | 0.00477 | 666.6221 | 6.9993e-05 | 667.3899 | 0.00169 | 423.0764 | 0.15405
| 440.1797 | 0 | 426.0973 | 0.0012176 | 425.4734 | 0.0097739 | 440.1797 | 0 | 426.0973 | 0.0036962 | 425.4734 | 0.003231 | 419.7136 | 0.08411 | 425.4734 | 0.079556 | 426.0973 | 0.080336 | 423.2921 | 0.0033604 | 426.0973 | 0 | 426.0973 | 0 | 426.0973 | 0 | 423.2921 | -0.0012129 | 426.0973 | 0 | 425.4734 | -0.00198 | 667.5517 | 0.0039 | 666.7841 | 0 | 667.5517 | 0.00176 | 423.2921 | 0.15903
| 440.2926 | 0.00089539 | 426.3166 | 0.0022464 | 425.6927 | 0.0085738 | 440.2926 | 0.00137 | 426.3166 | 0.003712 | 425.6927 | 0.0067432 | 419.9323 | 0.082485 | 425.6927 | 0.079707 | 426.3166 | 0.086038 | 423.5078 | 0.00521 | 426.3166 | 0.0011278 | 426.3166 | 0.00057822 | 426.3166 | 0.00032724 | 423.5078 | 0.0032735 | 426.3166 | 0.00037698 | 425.6927 | 0.00032644 | 667.7135 | 0.00596 | 666.9461 | 5.0004e-05 | 667.7135 | 0.00165 | 423.5078 | 0.16248
| 440.4055 | 0 | 426.5359 | 0.0021051 | 425.912 | 0.0096127 | 440.4055 | 0 | 426.5359 | 0.0037228 | 425.912 | 0.0028191 | 420.1511 | 0.079022 | 425.912 | 0.074441 | 426.5358 | 0.086088 | 423.7235 | 0.0029791 | 426.5358 | 0 | 426.5359 | 0 | 426.5358 | 0 | 423.7235 | 1.6758e-06 | 426.5359 | 0 | 425.912 | -0.00137 | 667.8753 | 0.00406 | 667.1081 | 6.6672e-06 | 667.8753 | 0.00187 | 423.7235 | 0.16958
| 440.5184 | 0.0012 | 426.7551 | 0.0027129 | 426.1313 | 0.01064 | 440.5184 | 0.00168 | 426.7551 | 0.0033636 | 426.1313 | 0.0055655 | 420.3698 | 0.076969 | 426.1313 | 0.075436 | 426.7551 | 0.093823 | 423.9392 | 0.0065568 | 426.7551 | 0.0022547 | 426.7551 | 0.0018284 | 426.7551 | 0.00072792 | 423.9392 | 0.0044727 | 426.7551 | 0.00030176 | 426.1313 | 0.00075074 | 668.0372 | 0.00419 | 667.2702 | 6.9993e-05 | 668.0372 | 0.00179 | 423.9392 | 0.17332
| 440.6313 | 0 | 426.9744 | 0.0014892 | 426.3506 | 0.0099744 | 440.6313 | 0 | 426.9744 | 0.0029851 | 426.3506 | 0.0049345 | 420.5886 | 0.073686 | 426.3506 | 0.071232 | 426.9744 | 0.094709 | 424.155 | 0.0052908 | 426.9744 | 0 | 426.9744 | 0 | 426.9744 | 0 | 424.155 | -0.0022288 | 426.9744 | 0 | 426.3506 | -0.0014 | 668.199 | 0.00387 | 667.4322 | 0 | 668.199 | 0.00192 | 424.155 | 0.17402
| 440.7441 | 0.00058994 | 427.1937 | 0.002818 | 426.57 | 0.010262 | 440.7441 | 0.00203 | 427.1937 | 0.0035526 | 426.57 | 0.006386 | 420.8073 | 0.072752 | 426.57 | 0.072712 | 427.1937 | 0.10195 | 424.3707 | 0.0066987 | 427.1937 | 0.0017371 | 427.1937 | 0.0017333 | 427.1937 | 0.00063166 | 424.3707 | 0.0067364 | 427.1937 | 0.00016805 | 426.57 | 0.00192 | 668.3608 | 0.00317 | 667.5942 | 6.9993e-05 | 668.3608 | 0.00168 | 424.3707 | 0.18009
| 440.857 | 0 | 427.413 | 0.00033065 | 426.7894 | 0.0093447 | 440.857 | 0 | 427.413 | 0.0018663 | 426.7894 | 0.0035026 | 421.0261 | 0.069887 | 426.7894 | 0.066773 | 427.413 | 0.10238 | 424.5865 | 0.0033514 | 427.413 | 0 | 427.413 | 0 | 427.413 | 0 | 424.5865 | 0.00089459 | 427.413 | 0 | 426.7894 | -0.00323 | 668.5227 | 0.00373 | 667.7563 | 0 | 668.5227 | 0.00183 | 424.5865 | 0.1874
| 440.9699 | 0.00145 | 427.6324 | 0.0017133 | 427.0087 | 0.0099982 | 440.9699 | 0.00172 | 427.6324 | 0.0035622 | 427.0087 | 0.0049697 | 421.2449 | 0.068469 | 427.0087 | 0.067481 | 427.6324 | 0.11234 | 424.8023 | 0.0065293 | 427.6324 | 0.0024838 | 427.6324 | 0.0013911 | 427.6324 | 0.00085345 | 424.8023 | 0.0017402 | 427.6324 | 0.00044545 | 427.0087 | 0.00217 | 668.6845 | 0.00431 | 667.9183 | 6.9993e-05 | 668.6845 | 0.0017 | 424.8023 | 0.19515
| 441.0828 | 0 | 427.8517 | 0.0017215 | 427.2281 | 0.010433 | 441.0828 | 0 | 427.8517 | 0.0029536 | 427.2281 | 0.0027765 | 421.4637 | 0.066336 | 427.2281 | 0.063183 | 427.8517 | 0.11327 | 425.0181 | 0.0053787 | 427.8517 | 0 | 427.8517 | 0.00058839 | 427.8517 | 0 | 425.0181 | -0.0041608 | 427.8517 | 0 | 427.2281 | -0.0013 | 668.8464 | 0.00424 | 668.0804 | 0 | 668.8464 | 0.00181 | 425.0181 | 0.20097
| 441.1957 | 0.00026652 | 428.0711 | 0.0028655 | 427.4475 | 0.0097671 | 441.1957 | 0.00104 | 428.0711 | 0.0032907 | 427.4475 | 0.0055414 | 421.6825 | 0.065461 | 427.4475 | 0.062919 | 428.0711 | 0.11974 | 425.2339 | 0.0068226 | 428.0711 | 0.0015818 | 428.0711 | 0.0014588 | 428.0711 | 0.00073916 | 425.2339 | -0.00034844 | 428.0711 | 0.00027832 | 427.4475 | 0.00111 | 669.0083 | 0.00707 | 668.2424 | 5.0004e-05 | 669.0083 | 0.00164 | 425.2339 | 0.20645
| 441.3086 | 0 | 428.2904 | 0.0016536 | 427.6669 | 0.0090531 | 441.3086 | 0 | 428.2904 | 0.002281 | 427.6669 | 0.0030289 | 421.9014 | 0.063069 | 427.6669 | 0.057068 | 428.2905 | 0.11888 | 425.4497 | 0.0055616 | 428.2905 | 0 | 428.2904 | 0 | 428.2905 | 0 | 425.4497 | 9.8684e-05 | 428.2904 | 0 | 427.6669 | -0.00188 | 669.1701 | 0.00392 | 668.4045 | 0 | 669.1701 | 0.00165 | 425.4497 | 0.20907
| 441.4214 | 0.0006079 | 428.5098 | 0.0016547 | 427.8864 | 0.0096318 | 441.4214 | 0.0013 | 428.5098 | 0.0033858 | 427.8864 | 0.0052338 | 422.1202 | 0.06217 | 427.8864 | 0.05867 | 428.5098 | 0.12749 | 425.6655 | 0.0058223 | 428.5098 | 0.0018597 | 428.5098 | 0.0016047 | 428.5098 | 0.00024174 | 425.6655 | 0.0056046 | 428.5098 | 0.00024764 | 427.8864 | 0.00062619 | 669.332 | 0.00459 | 668.5666 | 0.00011 | 669.332 | 0.00152 | 425.6655 | 0.21606
| 441.5343 | 0 | 428.7292 | 0.0023237 | 428.1058 | 0.0090074 | 441.5343 | 0 | 428.7292 | 0.0037144 | 428.1058 | 0.0028454 | 422.3391 | 0.059323 | 428.1058 | 0.053902 | 428.7292 | 0.12909 | 425.8813 | 0.0070976 | 428.7292 | 0 | 428.7292 | 0 | 428.7292 | 0 | 425.8813 | -7.8435e-05 | 428.7292 | 0 | 428.1058 | -0.00163 | 669.4939 | 0.00388 | 668.7287 | 0 | 669.4939 | 0.00175 | 425.8813 | 0.22211
| 441.6472 | 0.00104 | 428.9487 | 0.0020859 | 428.3253 | 0.009723 | 441.6472 | 0.00062425 | 428.9487 | 0.0032268 | 428.3253 | 0.0054062 | 422.5579 | 0.059679 | 428.3253 | 0.05582 | 428.9487 | 0.13704 | 426.0972 | 0.0060537 | 428.9487 | 0.0027366 | 428.9487 | 0.0018241 | 428.9487 | 0.0014568 | 426.0972 | -4.697e-05 | 428.9487 | 0.00029319 | 428.3253 | 0.00135 | 669.6558 | 0.00482 | 668.8907 | 8.9995e-05 | 669.6558 | 0.00172 | 426.0972 | 0.2267
| 441.7601 | 0 | 429.1681 | 0.0017357 | 428.5448 | 0.009523 | 441.7601 | 0 | 429.1681 | 0.0031166 | 428.5448 | 0.0020331 | 422.7768 | 0.0569 | 428.5448 | 0.050864 | 429.1681 | 0.13656 | 426.313 | 0.0070992 | 429.1681 | 0 | 429.1681 | 0 | 429.1681 | 0 | 426.313 | 0.00085241 | 429.1681 | 0 | 428.5448 | -0.00164 | 669.8177 | 0.00485 | 669.0528 | 0 | 669.8177 | 0.00189 | 426.313 | 0.23398
| 441.873 | 0.00048213 | 429.3875 | 0.0019923 | 428.7643 | 0.0096292 | 441.873 | 0.00097105 | 429.3875 | 0.0028214 | 428.7643 | 0.0048435 | 422.9957 | 0.056472 | 428.7643 | 0.052721 | 429.3875 | 0.14487 | 426.5289 | 0.0086288 | 429.3875 | 0.0025505 | 429.3875 | 0.0014258 | 429.3875 | 0.00078331 | 426.5289 | 0.00056716 | 429.3875 | 0.00040353 | 428.7643 | 0.00032989 | 669.9796 | 0.00276 | 669.2149 | 8.9995e-05 | 669.9796 | 0.00172 | 426.5289 | 0.2426
| 441.9859 | 0 | 429.607 | 0.0028882 | 428.9838 | 0.0093267 | 441.9859 | 0 | 429.607 | 0.002434 | 428.9838 | 0.0027015 | 423.2146 | 0.053508 | 428.9838 | 0.049715 | 429.607 | 0.15058 | 426.7448 | 0.0069382 | 429.607 | 0 | 429.607 | 0 | 429.607 | 0 | 426.7448 | 7.5603e-05 | 429.607 | 0 | 428.9838 | -0.00163 | 670.1415 | 0.00378 | 669.377 | 0 | 670.1415 | 0.00186 | 426.7448 | 0.25127
| 442.0988 | 0.00085945 | 429.8264 | 0.0017651 | 429.2033 | 0.0097582 | 442.0988 | 0.00134 | 429.8264 | 0.0028151 | 429.2033 | 0.0060497 | 423.4335 | 0.053146 | 429.2033 | 0.051111 | 429.8265 | 0.15952 | 426.9607 | 0.0085955 | 429.8265 | 0.0026299 | 429.8264 | 0.0014461 | 429.8265 | 0.00068558 | 426.9607 | 0.0030344 | 429.8265 | 0.00035244 | 429.2033 | 0.00047796 | 670.3034 | 0.00422 | 669.5391 | 5.0004e-05 | 670.3034 | 0.0017 | 426.9607 | 0.26101
| 442.2117 | 0 | 430.0459 | 0.0011971 | 429.4228 | 0.0093247 | 442.2117 | 0 | 430.0459 | 0.0020062 | 429.4228 | 0.0035407 | 423.6524 | 0.05067 | 429.4228 | 0.046729 | 430.0459 | 0.16037 | 427.1766 | 0.0071803 | 430.0459 | 0 | 430.0459 | 0 | 430.0459 | 0 | 427.1766 | -0.00068617 | 430.0459 | 0 | 429.4228 | -0.00088015 | 670.4653 | 0.00359 | 669.7012 | 0 | 670.4653 | 0.0019 | 427.1766 | 0.26482
| 442.3246 | 0.00053603 | 430.2654 | 0.0021514 | 429.6424 | 0.0090392 | 442.3246 | 0.00109 | 430.2654 | 0.0032759 | 429.6424 | 0.0049641 | 423.8714 | 0.05104 | 429.6424 | 0.048449 | 430.2654 | 0.16771 | 427.3925 | 0.0076589 | 430.2654 | 0.0025422 | 430.2654 | 0.0014373 | 430.2654 | 0.0018997 | 427.3925 | 0.0025631 | 430.2654 | 0.00015653 | 429.6424 | 0.00147 | 670.6272 | 0.00419 | 669.8634 | 5.0004e-05 | 670.6272 | 0.00178 | 427.3925 | 0.2714
| 442.4375 | 0 | 430.485 | 0.00083033 | 429.8619 | 0.009051 | 442.4375 | 0 | 430.485 | 0.0024634 | 429.8619 | 0.0011784 | 424.0903 | 0.049044 | 429.8619 | 0.04497 | 430.4849 | 0.16934 | 427.6084 | 0.0050473 | 430.4849 | 0 | 430.485 | 0 | 430.4849 | 0 | 427.6084 | 0.0025996 | 430.485 | 0 | 429.8619 | -0.00118 | 670.7892 | 0.00434 | 670.0255 | 0 | 670.7892 | 0.00194 | 427.6084 | 0.27877
| 442.5504 | 0.00035636 | 430.7045 | 0.0022973 | 430.0815 | 0.0085494 | 442.5504 | 0.0004335 | 430.7045 | 0.0020374 | 430.0815 | 0.0052274 | 424.3093 | 0.048788 | 430.0815 | 0.046852 | 430.7045 | 0.17906 | 427.8244 | 0.0099463 | 430.7045 | 0.0030188 | 430.7045 | 0.0013646 | 430.7045 | 0.0012195 | 427.8244 | 0.0032783 | 430.7045 | 0.00012927 | 430.0815 | 0.00169 | 670.9511 | 0.0038 | 670.1876 | 6.9993e-05 | 670.9511 | 0.00175 | 427.8244 | 0.28689
| 442.6633 | 0 | 430.924 | 0.0016856 | 430.3011 | 0.0091594 | 442.6633 | 0 | 430.924 | 0.001893 | 430.3011 | 0.0014133 | 424.5283 | 0.04632 | 430.3011 | 0.043383 | 430.924 | 0.18122 | 428.0403 | 0.0083524 | 430.924 | 0 | 430.924 | 0 | 430.924 | 0 | 428.0403 | -0.0010875 | 430.924 | 0 | 430.3011 | -0.00162 | 671.1131 | 0.00394 | 670.3497 | 0 | 671.1131 | 0.0019 | 428.0403 | 0.29314
| 442.7762 | 0.00030245 | 431.1436 | 0.0021819 | 430.5207 | 0.0093293 | 442.7762 | 0.00118 | 431.1436 | 0.0027333 | 430.5207 | 0.0052589 | 424.7473 | 0.045618 | 430.5207 | 0.0451 | 431.1436 | 0.19022 | 428.2563 | 0.0095517 | 431.1436 | 0.0031803 | 431.1436 | 0.0011258 | 431.1436 | 0.00095959 | 428.2563 | 1.6171e-05 | 431.1436 | 0.00033104 | 430.5207 | 0.00074014 | 671.275 | 0.00318 | 670.5119 | 6.9993e-05 | 671.275 | 0.00172 | 428.2563 | 0.30352
| 442.8891 | 0 | 431.3631 | 0.0017761 | 430.7404 | 0.0090179 | 442.8891 | 0 | 431.3631 | 0.0025619 | 430.7404 | 0.0028848 | 424.9662 | 0.044065 | 430.7404 | 0.041516 | 431.3631 | 0.19537 | 428.4723 | 0.010579 | 431.3631 | 0 | 431.3631 | 0 | 431.3631 | 0 | 428.4723 | -0.0015101 | 431.3631 | 0 | 430.7403 | -0.00206 | 671.437 | 0.00431 | 670.674 | 0 | 671.437 | 0.00182 | 428.4723 | 0.30652
| 443.002 | 0.00030245 | 431.5827 | 0.0015931 | 430.96 | 0.0099883 | 443.002 | 0.00139 | 431.5827 | 0.0032376 | 430.96 | 0.0045389 | 425.1852 | 0.043698 | 430.96 | 0.043678 | 431.5827 | 0.20973 | 428.6882 | 0.010059 | 431.5827 | 0.0025384 | 431.5827 | 0.0017155 | 431.5827 | 0.00096467 | 428.6882 | 0.0040445 | 431.5827 | 0.00027407 | 430.96 | 0.00109 | 671.5989 | 0.00371 | 670.8362 | 5.0004e-05 | 671.5989 | 0.00169 | 428.6882 | 0.31345
| 443.1149 | 0 | 431.8023 | 0.0013031 | 431.1796 | 0.0095144 | 443.1149 | 0 | 431.8023 | 0.001566 | 431.1796 | 0.0023319 | 425.4043 | 0.041882 | 431.1796 | 0.040377 | 431.8023 | 0.2181 | 428.9042 | 0.011168 | 431.8023 | 0 | 431.8023 | 0 | 431.8023 | 0 | 428.9042 | -0.0010703 | 431.8023 | 0 | 431.1796 | -0.0012 | 671.7609 | 0.00294 | 670.9983 | 0 | 671.7609 | 0.00194 | 428.9042 | 0.31837
| 443.2278 | 0.00136 | 432.0219 | 0.0023674 | 431.3993 | 0.010265 | 443.2278 | 0.00046818 | 432.0219 | 0.0025107 | 431.3993 | 0.0038218 | 425.6233 | 0.0421 | 431.3993 | 0.042245 | 432.0219 | 0.22883 | 429.1203 | 0.011364 | 432.0219 | 0.0023735 | 432.0219 | 0.0019765 | 432.0219 | 0.0016021 | 429.1203 | 0.0025297 | 432.0219 | 0.00034582 | 431.3993 | 0.00133 | 671.9229 | 0.0057 | 671.1605 | 6.9993e-05 | 671.9229 | 0.00181 | 429.1203 | 0.33525
| 443.3407 | 0 | 432.2415 | 0.0018805 | 431.619 | 0.0094887 | 443.3407 | 0 | 432.2415 | 0.0013478 | 431.619 | 0.0016982 | 425.8423 | 0.039993 | 431.619 | 0.038668 | 432.2415 | 0.23484 | 429.3363 | 0.011461 | 432.2415 | 0 | 432.2415 | 0 | 432.2415 | 0 | 429.3363 | -0.00048022 | 432.2415 | 0 | 431.619 | -0.00109 | 672.0848 | 0.00387 | 671.3227 | 0 | 672.0848 | 0.00192 | 429.3363 | 0.33472
| 443.4536 | 0.0012 | 432.4612 | 0.0017344 | 431.8387 | 0.010107 | 443.4536 | 0.00053755 | 432.4612 | 0.0025733 | 431.8387 | 0.0042665 | 426.0614 | 0.040516 | 431.8387 | 0.039134 | 432.4612 | 0.24329 | 429.5523 | 0.010984 | 432.4612 | 0.0020881 | 432.4612 | 0.0018705 | 432.4612 | 0.00054872 | 429.5523 | 0.0028916 | 432.4611 | 0.00028498 | 431.8387 | 0.00069739 | 672.2468 | 0.00436 | 671.4848 | 5.0004e-05 | 672.2468 | 0.00176 | 429.5523 | 0.34602
| 443.5666 | 0 | 432.6808 | 0.0014671 | 432.0584 | 0.0092471 | 443.5666 | 0 | 432.6808 | 0.0017001 | 432.0584 | 0.0015713 | 426.2805 | 0.038103 | 432.0584 | 0.035193 | 432.6808 | 0.24565 | 429.7684 | 0.012127 | 432.6808 | 0 | 432.6808 | 0 | 432.6808 | 0 | 429.7684 | 0.00025144 | 432.6808 | 0 | 432.0584 | -0.0005655 | 672.4088 | 0.00367 | 671.647 | 0 | 672.4088 | 0.0019 | 429.7684 | 0.35061
| 443.6795 | 0.00124 | 432.9005 | 0.0019026 | 432.2781 | 0.0086704 | 443.6795 | 0.00065893 | 432.9005 | 0.0024031 | 432.2781 | 0.0049131 | 426.4995 | 0.036725 | 432.2781 | 0.036357 | 432.9005 | 0.2577 | 429.9844 | 0.012626 | 432.9005 | 0.0020007 | 432.9005 | 0.0015908 | 432.9005 | 0.00044786 | 429.9844 | 4.1639e-05 | 432.9005 | 0.00037161 | 432.2781 | 0.00042433 | 672.5708 | 0.0038 | 671.8092 | 6.9993e-05 | 672.5708 | 0.00175 | 429.9844 | 0.35839
| 443.7924 | 0 | 433.1201 | 0.0015154 | 432.4979 | 0.008522 | 443.7924 | 0 | 433.1201 | 0.0020668 | 432.4979 | 0.0026944 | 426.7186 | 0.035636 | 432.4979 | 0.033077 | 433.1202 | 0.26205 | 430.2005 | 0.012368 | 433.1202 | 0 | 433.1201 | 0 | 433.1202 | 0 | 430.2005 | -0.0026918 | 433.1202 | 0 | 432.4979 | -0.00225 | 672.7328 | 0.00394 | 671.9714 | 0 | 672.7328 | 0.0019 | 430.2005 | 0.36571
| 443.9053 | 0.00058994 | 433.3398 | 0.0027655 | 432.7176 | 0.0092593 | 443.9053 | 0.00172 | 433.3398 | 0.0020862 | 432.7176 | 0.0051021 | 426.9377 | 0.035362 | 432.7176 | 0.034735 | 433.3398 | 0.27487 | 430.4166 | 0.013559 | 433.3398 | 0.0017206 | 433.3398 | 0.0015776 | 433.3398 | 0.0008778 | 430.4166 | 0.0029908 | 433.3398 | 0.00041114 | 432.7176 | 0.00234 | 672.8948 | 0.00438 | 672.1336 | 6.9993e-05 | 672.8948 | 0.00183 | 430.4166 | 0.37633
| 444.0182 | 0 | 433.5595 | 0.0007241 | 432.9374 | 0.0093917 | 444.0182 | 0 | 433.5595 | 0.001523 | 432.9374 | 0.0023576 | 427.1569 | 0.033487 | 432.9374 | 0.031334 | 433.5595 | 0.28141 | 430.6327 | 0.012274 | 433.5595 | 0.00018665 | 433.5595 | 0 | 433.5595 | 0 | 430.6327 | 0.0015096 | 433.5595 | 0 | 432.9374 | -0.00138 | 673.0569 | 0.00466 | 672.2958 | 0 | 673.0569 | 0.00193 | 430.6327 | 0.38618
| 444.1311 | 0.00091335 | 433.7793 | 0.0028963 | 433.1572 | 0.0091816 | 444.1311 | 0.00251 | 433.7793 | 0.0019383 | 433.1572 | 0.0041429 | 427.376 | 0.03365 | 433.1572 | 0.03298 | 433.7793 | 0.29691 | 430.8488 | 0.016269 | 433.7793 | 0.0022869 | 433.7793 | 0.00072197 | 433.7793 | 0.00052992 | 430.8488 | 0.0011608 | 433.7793 | 0.00040534 | 433.1572 | 0.00030099 | 673.2189 | 0.00508 | 672.458 | 5.0004e-05 | 673.2189 | 0.00172 | 430.8487 | 0.38986
| 444.244 | 0 | 433.999 | 0.0021117 | 433.377 | 0.0088519 | 444.244 | 0 | 433.999 | 0.0013437 | 433.377 | 0.0011143 | 427.5951 | 0.031923 | 433.377 | 0.030033 | 433.999 | 0.30418 | 431.0649 | 0.016244 | 433.999 | 0 | 433.999 | 0 | 433.999 | 0 | 431.0649 | 0.00022535 | 433.999 | 0 | 433.377 | -0.00241 | 673.3809 | 0.00327 | 672.6202 | 0 | 673.3809 | 0.00185 | 431.0649 | 0.39632
| 444.3569 | 0.00115 | 434.2188 | 0.0023286 | 433.5968 | 0.0093752 | 444.3569 | 0.00064159 | 434.2188 | 0.0019083 | 433.5968 | 0.0043621 | 427.8143 | 0.031624 | 433.5968 | 0.031528 | 434.2187 | 0.31885 | 431.281 | 0.01592 | 434.2187 | 0.00098975 | 434.2188 | 0.0010208 | 434.2187 | 0.00059898 | 431.281 | 0.0014901 | 434.2188 | 0.00029644 | 433.5968 | 0.00116 | 673.543 | 0.00485 | 672.7824 | 6.9993e-05 | 673.543 | 0.00176 | 431.281 | 0.4073
| 444.4699 | 0 | 434.4385 | 0.0013304 | 433.8166 | 0.009127 | 444.4699 | 0 | 434.4385 | 0.001675 | 433.8166 | 0.0018333 | 428.0334 | 0.029821 | 433.8166 | 0.028224 | 434.4385 | 0.3282 | 431.4972 | 0.017853 | 434.4385 | 0.0010307 | 434.4385 | 0 | 434.4385 | 0 | 431.4972 | 0.00032534 | 434.4385 | 0 | 433.8166 | -0.00138 | 673.705 | 0.0035 | 672.9447 | 0 | 673.705 | 0.00189 | 431.4972 | 0.41511
| 444.5828 | 0.00053603 | 434.6583 | 0.0024502 | 434.0364 | 0.0093361 | 444.5828 | 0.0007803 | 434.6583 | 0.0023509 | 434.0364 | 0.0044822 | 428.2526 | 0.030093 | 434.0364 | 0.029382 | 434.6583 | 0.33874 | 431.7133 | 0.016501 | 434.6583 | 0.0017016 | 434.6583 | 0.0012788 | 434.6583 | 0.0012877 | 431.7133 | 0.0031985 | 434.6583 | 0.00030969 | 434.0364 | 0.00187 | 673.867 | 0.00445 | 673.1069 | 6.9993e-05 | 673.867 | 0.00172 | 431.7133 | 0.42437
| 444.6957 | 0 | 434.8781 | 0.0016769 | 434.2563 | 0.0085934 | 444.6957 | 0 | 434.8781 | 0.0018512 | 434.2563 | 0.0013944 | 428.4718 | 0.027482 | 434.2563 | 0.026032 | 434.8781 | 0.33947 | 431.9295 | 0.016589 | 434.8781 | 0 | 434.8781 | 0 | 434.8781 | 0 | 431.9295 | -0.0019719 | 434.878 | 0 | 434.2563 | -0.00136 | 674.0291 | 0.00672 | 673.2691 | 0 | 674.0291 | 0.00184 | 431.9295 | 0.43441
| 444.8086 | 0.00089539 | 435.0978 | 0.0022957 | 434.4761 | 0.0093873 | 444.8086 | 0.00118 | 435.0978 | 0.0028258 | 434.4761 | 0.005045 | 428.691 | 0.027952 | 434.4761 | 0.027359 | 435.0978 | 0.34679 | 432.1456 | 0.017779 | 435.0978 | 0.0024951 | 435.0978 | 0.0013456 | 435.0978 | 0.0012366 | 432.1456 | 0.0010273 | 435.0978 | 0.00022125 | 434.4762 | 0.00206 | 674.1912 | 0.00535 | 673.4314 | 5.0004e-05 | 674.1912 | 0.00171 | 432.1456 | 0.44057
| 444.9216 | 0 | 435.3177 | 0.0017444 | 434.696 | 0.008783 | 444.9216 | 0 | 435.3177 | 0.0018874 | 434.696 | 0.00072711 | 428.9102 | 0.02618 | 434.696 | 0.023985 | 435.3177 | 0.35234 | 432.3618 | 0.015952 | 435.3177 | 0.00070426 | 435.3177 | 0 | 435.3177 | 0 | 432.3618 | 0.00042198 | 435.3177 | 0 | 434.696 | -0.0012 | 674.3532 | 0.00482 | 673.5936 | 0 | 674.3532 | 0.00183 | 432.3618 | 0.44816
| 445.0345 | 0.00019465 | 435.5375 | 0.0026337 | 434.9159 | 0.0093268 | 445.0345 | 0.00093636 | 435.5375 | 0.0021566 | 434.9159 | 0.0041461 | 429.1294 | 0.025918 | 434.9159 | 0.025553 | 435.5375 | 0.36558 | 432.578 | 0.020605 | 435.5375 | 0.002767 | 435.5375 | 0.0016154 | 435.5375 | 0.0013193 | 432.578 | 0.0011824 | 435.5375 | 0.00020331 | 434.9159 | 0.00093163 | 674.5153 | 0.00401 | 673.7559 | 6.9993e-05 | 674.5153 | 0.00175 | 432.578 | 0.45883
| 445.1474 | 0 | 435.7573 | 0.00085625 | 435.1358 | 0.0086308 | 445.1474 | 0 | 435.7573 | 0.0014744 | 435.1358 | 0.0016395 | 429.3487 | 0.024752 | 435.1358 | 0.023209 | 435.7573 | 0.37804 | 432.7943 | 0.018996 | 435.7573 | 0.0010441 | 435.7573 | 9.2214e-05 | 435.7573 | 0 | 432.7943 | 2.9212e-06 | 435.7573 | 0 | 435.1358 | -0.0005919 | 674.6774 | 0.00308 | 673.9181 | 0 | 674.6774 | 0.00192 | 432.7942 | 0.46528
| 445.2603 | 0.00098522 | 435.9772 | 0.002714 | 435.3558 | 0.0090617 | 445.2603 | 0.00172 | 435.9772 | 0.0022138 | 435.3558 | 0.0034575 | 429.5679 | 0.024939 | 435.3558 | 0.024862 | 435.9772 | 0.39304 | 433.0105 | 0.021331 | 435.9772 | 0.0013427 | 435.9772 | 0.0010727 | 435.9772 | 0.00028669 | 433.0105 | -0.0002913 | 435.9772 | 5.942e-05 | 435.3558 | 0.00075322 | 674.8395 | 0.00436 | 674.0804 | 6.9993e-05 | 674.8395 | 0.00179 | 433.0105 | 0.47617
| 445.3733 | 0 | 436.1971 | 0.0020292 | 435.5757 | 0.0086203 | 445.3733 | 0 | 436.1971 | 0.0018765 | 435.5757 | 0.0014244 | 429.7872 | 0.022951 | 435.5757 | 0.021732 | 436.197 | 0.40162 | 433.2267 | 0.021944 | 436.197 | 0 | 436.1971 | 0 | 436.197 | 0 | 433.2267 | -5.8361e-05 | 436.197 | 0 | 435.5757 | -0.00197 | 675.0015 | 0.00345 | 674.2427 | 0 | 675.0015 | 0.00187 | 433.2267 | 0.47473
| 445.4862 | 0.00087741 | 436.4169 | 0.0027595 | 435.7957 | 0.0094434 | 445.4862 | 0.00158 | 436.4169 | 0.0024138 | 435.7957 | 0.0033769 | 430.0064 | 0.022795 | 435.7957 | 0.023447 | 436.4169 | 0.41489 | 433.4429 | 0.020926 | 436.4169 | 0.0028513 | 436.4169 | 0.0016336 | 436.4169 | 0.00063618 | 433.4429 | 0.0024316 | 436.4169 | 0.00019509 | 435.7957 | 0.00087384 | 675.1636 | 0.00471 | 674.4049 | 5.0004e-05 | 675.1636 | 0.00171 | 433.4429 | 0.4876
| 445.5991 | 0 | 436.6368 | 0.0014079 | 436.0156 | 0.0086372 | 445.5991 | 0 | 436.6368 | 0.0015046 | 436.0156 | 0.00050925 | 430.2257 | 0.021115 | 436.0156 | 0.020494 | 436.6368 | 0.42539 | 433.6592 | 0.022607 | 436.6368 | 0.00044488 | 436.6368 | 3.2348e-05 | 436.6368 | 0 | 433.6592 | -0.00069803 | 436.6368 | 0 | 436.0156 | -0.00167 | 675.3257 | 0.00399 | 674.5672 | 0 | 675.3257 | 0.00178 | 433.6592 | 0.49726
| 445.712 | 0.00082352 | 436.8567 | 0.0022383 | 436.2356 | 0.0088792 | 445.712 | 0.00102 | 436.8567 | 0.0020887 | 436.2356 | 0.0040285 | 430.445 | 0.021844 | 436.2356 | 0.021826 | 436.8567 | 0.44046 | 433.8755 | 0.024275 | 436.8567 | 0.0019852 | 436.8567 | 0.0013968 | 436.8567 | 0.00073239 | 433.8755 | 0.0030414 | 436.8567 | 0.00015999 | 436.2356 | 0.00097855 | 675.4879 | 0.00455 | 674.7295 | 6.9993e-05 | 675.4879 | 0.00162 | 433.8755 | 0.5043
| 445.825 | 0 | 437.0767 | 0.0018722 | 436.4556 | 0.0086016 | 445.825 | 0 | 437.0767 | 0.0011491 | 436.4556 | 0.0010469 | 430.6643 | 0.020003 | 436.4556 | 0.018892 | 437.0767 | 0.44781 | 434.0917 | 0.023598 | 437.0767 | 0.00065929 | 437.0767 | 0 | 437.0767 | 0 | 434.0917 | -0.0014423 | 437.0767 | 0 | 436.4556 | -0.00056414 | 675.65 | 0.00429 | 674.8918 | 0 | 675.65 | 0.00177 | 434.0917 | 0.51919
| 445.9379 | 0.00089539 | 437.2966 | 0.0021841 | 436.6756 | 0.0088901 | 445.9379 | 0.00137 | 437.2966 | 0.0025393 | 436.6756 | 0.0034264 | 430.8836 | 0.020441 | 436.6756 | 0.020324 | 437.2966 | 0.46371 | 434.308 | 0.025277 | 437.2966 | 0.0025624 | 437.2966 | 0.0013119 | 437.2966 | 0.00068744 | 434.308 | 0.0043704 | 437.2966 | 0.00033018 | 436.6756 | 0.00136 | 675.8121 | 0.0035 | 675.0541 | 5.0004e-05 | 675.8121 | 0.00161 | 434.308 | 0.52378
| 446.0509 | 0 | 437.5165 | 0.0015423 | 436.8956 | 0.0087692 | 446.0509 | 0 | 437.5165 | 0.0017145 | 436.8956 | 0.0014114 | 431.1029 | 0.018843 | 436.8956 | 0.01781 | 437.5165 | 0.47456 | 434.5244 | 0.024039 | 437.5165 | 0.00050677 | 437.5165 | 6.0701e-05 | 437.5165 | 0 | 434.5244 | 0.0044073 | 437.5165 | 0 | 436.8956 | -0.00082126 | 675.9742 | 0.00388 | 675.2164 | 0 | 675.9742 | 0.00175 | 434.5244 | 0.53313
| 446.1638 | 0.00176 | 437.7365 | 0.0019288 | 437.1157 | 0.0088501 | 446.1638 | 0.00060691 | 437.7365 | 0.001446 | 437.1157 | 0.003403 | 431.3223 | 0.01916 | 437.1157 | 0.019463 | 437.7365 | 0.48663 | 434.7407 | 0.025746 | 437.7365 | 0.0030674 | 437.7365 | 0.00084759 | 437.7365 | 0.00048173 | 434.7407 | 0.00071254 | 437.7365 | 0.00028717 | 437.1157 | 0.00078859 | 676.1364 | 0.00447 | 675.3787 | 5.0004e-05 | 676.1364 | 0.00165 | 434.7407 | 0.54326
| 446.2767 | 0 | 437.9565 | 0.0016456 | 437.3357 | 0.0084253 | 446.2767 | 0 | 437.9565 | 0.001462 | 437.3357 | 0.0016341 | 431.5416 | 0.017275 | 437.3357 | 0.01635 | 437.9565 | 0.49107 | 434.957 | 0.028558 | 437.9565 | 0.00064953 | 437.9565 | 0 | 437.9565 | 0 | 434.957 | -0.0032135 | 437.9565 | 0 | 437.3357 | -0.00105 | 676.2985 | 0.0039 | 675.541 | 0 | 676.2985 | 0.00184 | 434.957 | 0.55201
| 446.3897 | 0.00048213 | 438.1765 | 0.0019306 | 437.5558 | 0.0089016 | 446.3897 | 0.00153 | 438.1765 | 0.0026443 | 437.5558 | 0.0045766 | 431.761 | 0.017425 | 437.5558 | 0.018252 | 438.1765 | 0.5122 | 435.1733 | 0.030315 | 438.1765 | 0.002347 | 438.1765 | 0.0012629 | 438.1765 | 0.0012309 | 435.1733 | -0.0031686 | 438.1764 | 0.00011076 | 437.5558 | 0.00055231 | 676.4606 | 0.00403 | 675.7033 | 6.9993e-05 | 676.4606 | 0.00173 | 435.1733 | 0.56994
| 446.5026 | 0 | 438.3965 | 0.0016851 | 437.7759 | 0.0081829 | 446.5026 | 0 | 438.3965 | 0.001191 | 437.7759 | 0.0013022 | 431.9804 | 0.016291 | 437.7759 | 0.015694 | 438.3965 | 0.5227 | 435.3897 | 0.027521 | 438.3965 | 0.00052782 | 438.3965 | 0 | 438.3965 | 0 | 435.3897 | -0.0017816 | 438.3965 | 0 | 437.7759 | -0.00105 | 676.6228 | 0.00517 | 675.8656 | 0 | 676.6228 | 0.00179 | 435.3897 | 0.5747
| 446.6155 | 0.000554 | 438.6165 | 0.0022519 | 437.996 | 0.0088742 | 446.6155 | 0.00039883 | 438.6165 | 0.0020048 | 437.996 | 0.004026 | 432.1998 | 0.016447 | 437.996 | 0.017918 | 438.6165 | 0.54237 | 435.606 | 0.031455 | 438.6165 | 0.0040353 | 438.6165 | 0.00204 | 438.6165 | 0.0017943 | 435.606 | 0.0038223 | 438.6165 | 0.00056602 | 437.996 | 0.00139 | 676.785 | 0.00306 | 676.028 | 5.0004e-05 | 676.785 | 0.0017 | 435.606 | 0.57856
| 446.7285 | 0 | 438.8365 | 0.0019086 | 438.2161 | 0.0085275 | 446.7285 | 0 | 438.8365 | 0.0014614 | 438.2161 | 0.00031559 | 432.4192 | 0.015389 | 438.2161 | 0.015304 | 438.8365 | 0.55672 | 435.8224 | 0.030086 | 438.8365 | 0.00071274 | 438.8365 | 0.00010932 | 438.8365 | 0 | 435.8224 | 0.0007232 | 438.8365 | 0 | 438.2161 | -0.00128 | 676.9471 | 0.00483 | 676.1903 | 0 | 676.9471 | 0.00181 | 435.8224 | 0.59524
| 446.8414 | 0.00039229 | 439.0565 | 0.0027175 | 438.4362 | 0.0087786 | 446.8414 | 0.00010404 | 439.0565 | 0.0016957 | 438.4362 | 0.002666 | 432.6386 | 0.015685 | 438.4362 | 0.016577 | 439.0566 | 0.57517 | 436.0388 | 0.033606 | 439.0566 | 0.0026895 | 439.0565 | 0.0012262 | 439.0566 | 0.0010861 | 436.0388 | 0.0039309 | 439.0566 | 0.00029305 | 438.4362 | 0.00037563 | 677.1093 | 0.00536 | 676.3527 | 5.0004e-05 | 677.1093 | 0.00176 | 436.0388 | 0.60426
| 446.9544 | 0 | 439.2766 | 0.0017208 | 438.6564 | 0.0081373 | 446.9544 | 0 | 439.2766 | 0.0015702 | 438.6564 | 0.0021987 | 432.858 | 0.014686 | 438.6564 | 0.013852 | 439.2766 | 0.58648 | 436.2552 | 0.032864 | 439.2766 | 0 | 439.2766 | 0 | 439.2766 | 0 | 436.2552 | 0.00040435 | 439.2766 | 0 | 438.6564 | -0.00098745 | 677.2715 | 0.00404 | 676.515 | 0 | 677.2715 | 0.00189 | 436.2552 | 0.62362
| 447.0673 | 0.00163 | 439.4967 | 0.001777 | 438.8765 | 0.0088995 | 447.0673 | 0.00213 | 439.4967 | 0.0023179 | 438.8765 | 0.0037787 | 433.0774 | 0.014755 | 438.8765 | 0.015868 | 439.4967 | 0.60421 | 436.4716 | 0.036313 | 439.4967 | 0.0034412 | 439.4967 | 0.0017251 | 439.4967 | 0.00084176 | 436.4716 | 0.0027196 | 439.4967 | 0.00019484 | 438.8765 | 0.00155 | 677.4336 | 0.00419 | 676.6774 | 5.0004e-05 | 677.4336 | 0.00178 | 436.4716 | 0.6265
| 447.1803 | 0 | 439.7168 | 0.0014177 | 439.0967 | 0.0080686 | 447.1803 | 0 | 439.7168 | 0.0008105 | 439.0967 | 0.0024555 | 433.2969 | 0.013352 | 439.0967 | 0.012907 | 439.7168 | 0.61058 | 436.688 | 0.033426 | 439.7168 | 0.00085793 | 439.7168 | 0 | 439.7168 | 0 | 436.688 | -0.00054338 | 439.7168 | 0 | 439.0967 | -0.00134 | 677.5958 | 0.00306 | 676.8397 | 0 | 677.5958 | 0.00189 | 436.688 | 0.63719
| 447.2932 | 0 | 439.9369 | 0.0017571 | 439.3169 | 0.0085724 | 447.2932 | 0.00208 | 439.9369 | 0.001517 | 439.3169 | 0.0028457 | 433.5163 | 0.013694 | 439.3169 | 0.01475 | 439.9369 | 0.6226 | 436.9044 | 0.039598 | 439.9369 | 0.0036838 | 439.9369 | 0.001825 | 439.9369 | 0.00050307 | 436.9044 | -0.00047111 | 439.9369 | 0.00029304 | 439.3169 | 0.00111 | 677.758 | 0.00436 | 677.0021 | 5.0004e-05 | 677.758 | 0.00175 | 436.9044 | 0.65696
| 447.4062 | 0 | 440.157 | 0.0016478 | 439.5371 | 0.0080581 | 447.4062 | 0 | 440.157 | 0.0011248 | 439.5371 | 0.0019495 | 433.7358 | 0.012612 | 439.5371 | 0.012101 | 440.157 | 0.62936 | 437.1209 | 0.038632 | 440.157 | 0.00094837 | 440.157 | 0 | 440.157 | 0 | 437.1209 | -0.00010924 | 440.157 | 0 | 439.5371 | -0.00101 | 677.9202 | 0.00348 | 677.1644 | 0 | 677.9202 | 0.00188 | 437.1209 | 0.66353
| 447.5191 | 0.00015871 | 440.3771 | 0.0025452 | 439.7573 | 0.0080294 | 447.5191 | 0.00158 | 440.3771 | 0.0022227 | 439.7573 | 0.0024213 | 433.9553 | 0.013197 | 439.7573 | 0.014026 | 440.3771 | 0.64877 | 437.3373 | 0.04035 | 440.3771 | 0.0035967 | 440.3771 | 0.0014802 | 440.3771 | 0.0012025 | 437.3373 | 0.0026926 | 440.3771 | 0.00018062 | 439.7573 | 0.00107 | 678.0824 | 0.0035 | 677.3268 | 8.9995e-05 | 678.0824 | 0.00171 | 437.3373 | 0.68006
| 447.6321 | 0 | 440.5973 | 0.0014615 | 439.9775 | 0.0080618 | 447.6321 | 0 | 440.5973 | 0.00089879 | 439.9775 | 0.0014665 | 434.1748 | 0.011709 | 439.9775 | 0.011611 | 440.5973 | 0.65961 | 437.5538 | 0.041475 | 440.5973 | 0.00095076 | 440.5973 | 0 | 440.5973 | 0 | 437.5538 | 0.0010366 | 440.5973 | 0 | 439.9775 | -0.00060425 | 678.2446 | 0.00327 | 677.4892 | 0 | 678.2446 | 0.00183 | 437.5538 | 0.6928
| 447.745 | 0.00030245 | 440.8174 | 0.0021168 | 440.1977 | 0.0085606 | 447.745 | 0.00239 | 440.8174 | 0.0020051 | 440.1977 | 0.0036079 | 434.3943 | 0.012515 | 440.1977 | 0.013251 | 440.8174 | 0.67161 | 437.7703 | 0.041891 | 440.8174 | 0.0040951 | 440.8174 | 0.0021977 | 440.8174 | 0.00086995 | 437.7703 | 0.0012789 | 440.8174 | 0.0004484 | 440.1977 | 0.00227 | 678.4069 | 0.00454 | 677.6516 | 6.9993e-05 | 678.4069 | 0.0017 | 437.7703 | 0.70482
| 447.858 | 0 | 441.0376 | 0.0014881 | 440.418 | 0.0078758 | 447.858 | 0 | 441.0376 | 0.0010197 | 440.418 | 0.00046042 | 434.6138 | 0.011379 | 440.418 | 0.01104 | 441.0376 | 0.67872 | 437.9868 | 0.045214 | 441.0376 | 0.00080769 | 441.0376 | 0 | 441.0376 | 0 | 437.9868 | 0.0010845 | 441.0376 | 0 | 440.418 | -0.0007709 | 678.5691 | 0.00394 | 677.814 | 0 | 678.5691 | 0.00189 | 437.9868 | 0.71227
| 447.971 | 0.00058994 | 441.2578 | 0.0021108 | 440.6383 | 0.0084309 | 447.971 | 0.00284 | 441.2578 | 0.0017646 | 440.6383 | 0.0037715 | 434.8333 | 0.011771 | 440.6383 | 0.012509 | 441.2578 | 0.70037 | 438.2033 | 0.047131 | 441.2578 | 0.0035404 | 441.2578 | 0.0014421 | 441.2578 | 0.00054831 | 438.2033 | 0.0014327 | 441.2577 | 0.00029436 | 440.6383 | 0.0013 | 678.7313 | 0.00368 | 677.9764 | 6.9993e-05 | 678.7313 | 0.0018 | 438.2033 | 0.72364
| 448.0839 | 0 | 441.4779 | 0.0015913 | 440.8585 | 0.0080511 | 448.0839 | 0 | 441.4779 | 0.00070484 | 440.8585 | 0.00075788 | 435.0529 | 0.011183 | 440.8585 | 0.01096 | 441.4779 | 0.70889 | 438.4198 | 0.04897 | 441.4779 | 0.0014628 | 441.4779 | 0.00050057 | 441.4779 | 0 | 438.4198 | -0.0050274 | 441.4779 | 0 | 440.8585 | -0.00134 | 678.8936 | 0.00309 | 678.1388 | 0 | 678.8936 | 0.00187 | 438.4198 | 0.73975
| 448.1969 | 0.00084148 | 441.6982 | 0.0023235 | 441.0788 | 0.0084033 | 448.1969 | 0.00046818 | 441.6982 | 0.0020506 | 441.0788 | 0.0028539 | 435.2724 | 0.011213 | 441.0788 | 0.01196 | 441.6982 | 0.72332 | 438.6363 | 0.048751 | 441.6982 | 0.0042692 | 441.6982 | 0.0017085 | 441.6982 | 0.00088827 | 438.6363 | 0.0020788 | 441.6981 | 0.00043304 | 441.0788 | 0.00073351 | 679.0558 | 0.00429 | 678.3012 | 8.9995e-05 | 679.0558 | 0.00175 | 438.6363 | 0.7514
| 448.3098 | 0 | 441.9184 | 0.0013182 | 441.2992 | 0.0078181 | 448.3098 | 0 | 441.9184 | 0.0012001 | 441.2992 | 0.00082603 | 435.492 | 0.010398 | 441.2992 | 0.0098544 | 441.9184 | 0.7365 | 438.8529 | 0.050546 | 441.9184 | 0.0016525 | 441.9184 | 0 | 441.9184 | 0 | 438.8529 | 0.001666 | 441.9184 | 0 | 441.2991 | -0.00038544 | 679.218 | 0.00531 | 678.4636 | 0 | 679.218 | 0.00177 | 438.8529 | 0.75298
| 448.4228 | 0.00084148 | 442.1386 | 0.0028614 | 441.5195 | 0.0077562 | 448.4228 | 0.00055488 | 442.1386 | 0.0019186 | 441.5195 | 0.0029586 | 435.7115 | 0.010908 | 441.5195 | 0.011569 | 442.1386 | 0.75072 | 439.0694 | 0.053389 | 442.1386 | 0.0040125 | 442.1386 | 0.0012433 | 442.1386 | 0.00070784 | 439.0694 | 0.00081938 | 442.1386 | 0.00030378 | 441.5195 | 0.00053302 | 679.3803 | 0.00302 | 678.626 | 6.9993e-05 | 679.3803 | 0.00171 | 439.0694 | 0.77058
| 448.5358 | 0 | 442.3589 | 0.0015208 | 441.7398 | 0.0080458 | 448.5358 | 0 | 442.3589 | 0.0015688 | 441.7398 | 0.0011576 | 435.9311 | 0.0097467 | 441.7398 | 0.0093674 | 442.3589 | 0.75871 | 439.286 | 0.056538 | 442.3589 | 0.0026361 | 442.3589 | 0.00037373 | 442.3589 | 0 | 439.286 | 9.2825e-05 | 442.3589 | 0 | 441.7398 | -0.00153 | 679.5426 | 0.00445 | 678.7885 | 0 | 679.5426 | 0.00173 | 439.286 | 0.78193
| 448.6487 | 0.00094928 | 442.5791 | 0.002546 | 441.9602 | 0.0084162 | 448.6487 | 0.00134 | 442.5791 | 0.0013282 | 441.9602 | 0.0033083 | 436.1507 | 0.010229 | 441.9602 | 0.011309 | 442.5791 | 0.77294 | 439.5025 | 0.058635 | 442.5791 | 0.0047834 | 442.5791 | 0.0019968 | 442.5791 | 0.0010118 | 439.5025 | -0.00093795 | 442.5791 | 0.00030322 | 441.9602 | 0.00099314 | 679.7048 | 0.00306 | 678.9509 | 6.9993e-05 | 679.7048 | 0.00175 | 439.5025 | 0.79375
| 448.7617 | 0 | 442.7994 | 0.001834 | 442.1805 | 0.0075968 | 448.7617 | 0 | 442.7994 | 0.0010419 | 442.1805 | 0.00035798 | 436.3703 | 0.009264 | 442.1805 | 0.0093599 | 442.7994 | 0.78979 | 439.7191 | 0.058558 | 442.7994 | 0.0025905 | 442.7994 | 0.00028332 | 442.7994 | 0 | 439.7191 | 0.002394 | 442.7994 | 0 | 442.1805 | -0.00191 | 679.8671 | 0.00394 | 679.1133 | 0 | 679.8671 | 0.00186 | 439.7191 | 0.81295
| 448.8746 | 0.00129 | 443.0197 | 0.0031118 | 442.4009 | 0.0082372 | 448.8746 | 0.00098839 | 443.0197 | 0.0019241 | 442.4009 | 0.0031914 | 436.59 | 0.010094 | 442.4009 | 0.010805 | 443.0197 | 0.81119 | 439.9357 | 0.060867 | 443.0197 | 0.0042795 | 443.0197 | 0.0014839 | 443.0197 | 0.00098989 | 439.9357 | 0.0046821 | 443.0197 | 0.00041198 | 442.4009 | 0.0007952 | 680.0294 | 0.00406 | 679.2758 | 6.9993e-05 | 680.0294 | 0.00183 | 439.9357 | 0.82249
| 448.9876 | 0 | 443.24 | 0.0019057 | 442.6213 | 0.0081634 | 448.9876 | 0 | 443.24 | 0.0014184 | 442.6213 | 0.00092724 | 436.8096 | 0.009254 | 442.6213 | 0.0086952 | 443.24 | 0.82736 | 440.1523 | 0.060905 | 443.24 | 0.003018 | 443.24 | 0.00041904 | 443.24 | 0 | 440.1523 | -0.0010945 | 443.24 | 0 | 442.6213 | -0.00092692 | 680.1917 | 0.00466 | 679.4382 | 0 | 680.1917 | 0.00195 | 440.1523 | 0.83668
| 449.1006 | 0.00138 | 443.4603 | 0.0024393 | 442.8417 | 0.0081686 | 449.1006 | 0.0007803 | 443.4603 | 0.0017411 | 442.8417 | 0.0030164 | 437.0292 | 0.0094887 | 442.8417 | 0.010252 | 443.4603 | 0.83992 | 440.369 | 0.064556 | 443.4603 | 0.005054 | 443.4603 | 0.00069333 | 443.4603 | 0.00079103 | 440.369 | 0.0010933 | 443.4603 | 0.00018141 | 442.8417 | 0.00079048 | 680.354 | 0.00455 | 679.6006 | 8.9995e-05 | 680.354 | 0.00184 | 440.369 | 0.85247
| 449.2136 | 0 | 443.6806 | 0.0018203 | 443.0622 | 0.0078931 | 449.2136 | 0 | 443.6806 | 0.0013912 | 443.0622 | 0.00076644 | 437.2489 | 0.0080043 | 443.0622 | 0.0082383 | 443.6806 | 0.83788 | 440.5856 | 0.065518 | 443.6806 | 0.0025657 | 443.6806 | 0 | 443.6806 | 0 | 440.5856 | 0.00037739 | 443.6806 | 0 | 443.0622 | -0.00095148 | 680.5163 | 0.00359 | 679.7631 | 0 | 680.5163 | 0.00196 | 440.5856 | 0.86386
| 449.3265 | 0.00098522 | 443.901 | 0.0020474 | 443.2826 | 0.007754 | 449.3265 | 0.00118 | 443.901 | 0.0019855 | 443.2826 | 0.0036074 | 437.4686 | 0.0079551 | 443.2826 | 0.010016 | 443.901 | 0.83834 | 440.8022 | 0.067863 | 443.901 | 0.0043359 | 443.901 | 0.001209 | 443.901 | 0.00024719 | 440.8022 | -0.00019132 | 443.901 | 0.00028952 | 443.2826 | 0.00046349 | 680.6786 | 0.00531 | 679.9256 | 3.0002e-05 | 680.6786 | 0.00183 | 440.8022 | 0.87579
| 449.4395 | 0 | 444.1213 | 0.0012615 | 443.5031 | 0.0076626 | 449.4395 | 0 | 444.1213 | 0.00043832 | 443.5031 | 0.00063724 | 437.6882 | 0.0079344 | 443.5031 | 0.0075698 | 444.1213 | 0.83731 | 441.0189 | 0.06933 | 444.1213 | 0.0028023 | 444.1213 | 0.00044925 | 444.1213 | 0 | 441.0189 | -0.0025171 | 444.1213 | 0 | 443.503 | -0.00188 | 680.8409 | 0.00241 | 680.088 | 0 | 680.8409 | 0.00191 | 441.0189 | 0.88046
| 449.5525 | 0.001 | 444.3417 | 0.0015836 | 443.7235 | 0.0078493 | 449.5525 | 0.00206 | 444.3417 | 0.0015648 | 443.7235 | 0.0018836 | 437.9079 | 0.0077206 | 443.7235 | 0.0092899 | 444.3417 | 0.83825 | 441.2355 | 0.073614 | 444.3417 | 0.0054245 | 444.3417 | 0.0017551 | 444.3417 | 0.0010376 | 441.2355 | 0.00022224 | 444.3417 | 0.00043472 | 443.7235 | 0.00148 | 681.0032 | 0.00433 | 680.2505 | 3.0002e-05 | 681.0032 | 0.00177 | 441.2355 | 0.89514
| 449.6655 | 0 | 444.5621 | 0.0011741 | 443.944 | 0.0073119 | 449.6655 | 0 | 444.5621 | 0.00086591 | 443.944 | -0.0002364 | 438.1277 | 0.0070791 | 443.944 | 0.0069731 | 444.5621 | 0.83719 | 441.4522 | 0.073764 | 444.5621 | 0.00327 | 444.5621 | 0.00024166 | 444.5621 | 0 | 441.4522 | -0.0027149 | 444.5621 | 0 | 443.944 | -0.00168 | 681.1655 | 0.00309 | 680.413 | 0 | 681.1655 | 0.00187 | 441.4522 | 0.90623
| 449.7784 | 0.00163 | 444.7825 | 0.0024762 | 444.1645 | 0.0076101 | 449.7784 | 0.00064159 | 444.7825 | 0.00095038 | 444.1645 | 0.0023272 | 438.3474 | 0.0073396 | 444.1645 | 0.0088597 | 444.7825 | 0.84074 | 441.6689 | 0.078824 | 444.7825 | 0.0054543 | 444.7825 | 0.0014763 | 444.7825 | 0.00058139 | 441.6689 | 0.0018067 | 444.7825 | 0.00024942 | 444.1645 | 0.00112 | 681.3278 | 0.0039 | 680.5755 | 5.0004e-05 | 681.3278 | 0.00173 | 441.6689 | 0.91841
| 449.8914 | 0 | 445.0029 | 0.00094938 | 444.385 | 0.0076275 | 449.8914 | 0 | 445.0029 | 0.00077708 | 444.385 | 4.6584e-05 | 438.5671 | 0.0062943 | 444.385 | 0.0069756 | 445.0029 | 0.85766 | 441.8856 | 0.079576 | 445.0029 | 0.0041566 | 445.0029 | 0.00073937 | 445.0029 | 0 | 441.8856 | 0.0025061 | 445.0029 | 0 | 444.385 | -0.00092811 | 681.4902 | 0.00338 | 680.738 | 0 | 681.4902 | 0.0019 | 441.8856 | 0.92264
| 450.0044 | 0.00073368 | 445.2233 | 0.0026043 | 444.6055 | 0.0072384 | 450.0044 | 0.00076297 | 445.2233 | 0.0014299 | 444.6055 | 0.0021668 | 438.7868 | 0.0070556 | 444.6055 | 0.0084422 | 445.2233 | 0.86583 | 442.1023 | 0.081696 | 445.2233 | 0.0053251 | 445.2233 | 0.0017472 | 445.2233 | 0.0014109 | 442.1023 | 0.0013975 | 445.2233 | 0.00024107 | 444.6055 | 0.00052921 | 681.6525 | 0.0045 | 680.9005 | 5.0004e-05 | 681.6525 | 0.00177 | 442.1023 | 0.93573
| 450.1174 | 0 | 445.4438 | 0.0011851 | 444.8261 | 0.0073413 | 450.1174 | 0 | 445.4438 | 0.00087287 | 444.8261 | 0.001262 | 439.0066 | 0.0062222 | 444.8261 | 0.0066873 | 445.4438 | 0.87057 | 442.319 | 0.086108 | 445.4438 | 0.0033763 | 445.4438 | 0.00038893 | 445.4438 | 0 | 442.319 | 0.00029448 | 445.4438 | 0 | 444.8261 | -0.00151 | 681.8148 | 0.0041 | 681.063 | 0 | 681.8148 | 0.00187 | 442.319 | 0.94107
| 450.2304 | 0.00019465 | 445.6642 | 0.0020552 | 445.0466 | 0.007561 | 450.2304 | 0.00168 | 445.6642 | 0.0012705 | 445.0466 | 0.0027776 | 439.2263 | 0.0069478 | 445.0466 | 0.0084835 | 445.6642 | 0.88562 | 442.5358 | 0.088704 | 445.6642 | 0.0061798 | 445.6642 | 0.0013456 | 445.6642 | 0.0010307 | 442.5358 | 0.0018538 | 445.6642 | 0.00034441 | 445.0466 | 0.00071752 | 681.9772 | 0.00336 | 681.2255 | 6.9993e-05 | 681.9772 | 0.00166 | 442.5358 | 0.95192
| 450.3433 | 0 | 445.8847 | 0.0013972 | 445.2672 | 0.0066705 | 450.3433 | 0 | 445.8847 | 0.0005272 | 445.2672 | 0.00033511 | 439.4461 | 0.0059945 | 445.2672 | 0.0062682 | 445.8847 | 0.90251 | 442.7525 | 0.092019 | 445.8847 | 0.0040706 | 445.8847 | 0 | 445.8847 | 0 | 442.7525 | -0.0013127 | 445.8847 | 0 | 445.2672 | -0.00114 | 682.1396 | 0.00462 | 681.388 | 0 | 682.1396 | 0.00178 | 442.7525 | 0.95939
| 450.4563 | 0.00042823 | 446.1052 | 0.0020435 | 445.4878 | 0.0076575 | 450.4563 | 0.00137 | 446.1052 | 0.00098157 | 445.4878 | 0.0023298 | 439.6659 | 0.006718 | 445.4878 | 0.0082313 | 446.1051 | 0.92979 | 442.9693 | 0.096324 | 446.1051 | 0.0063588 | 446.1052 | 0.0015781 | 446.1051 | 0.00054891 | 442.9693 | 0.0034255 | 446.1052 | 0.00030704 | 445.4878 | 0.00152 | 682.3019 | 0.00464 | 681.5505 | 5.0004e-05 | 682.3019 | 0.00169 | 442.9693 | 0.97313
| 450.5693 | 0 | 446.3257 | 0.0011637 | 445.7084 | 0.0076175 | 450.5693 | 0 | 446.3257 | 0.00021537 | 445.7084 | 0.00084238 | 439.8857 | 0.0062044 | 445.7084 | 0.0063366 | 446.3256 | 0.94902 | 443.186 | 0.09435 | 446.3256 | 0.0048389 | 446.3257 | 0.00051867 | 446.3256 | 0 | 443.186 | -0.00077427 | 446.3256 | 0 | 445.7084 | -0.00050461 | 682.4643 | 0.00417 | 681.713 | 0 | 682.4643 | 0.00185 | 443.186 | 0.97607
| 450.6823 | 0 | 446.5461 | 0.0025161 | 445.929 | 0.0078533 | 450.6823 | 0.00149 | 446.5461 | 0.0016215 | 445.929 | 0.0034588 | 440.1055 | 0.0068726 | 445.929 | 0.0082737 | 446.5461 | 0.96014 | 443.4028 | 0.098083 | 446.5461 | 0.0061941 | 446.5461 | 0.0016765 | 446.5461 | 0.0013908 | 443.4028 | 0.0035908 | 446.5461 | 0.00021518 | 445.929 | 0.00037833 | 682.6267 | 0.00438 | 681.8756 | 3.0002e-05 | 682.6267 | 0.0017 | 443.4028 | 0.9847
| 450.7953 | 0 | 446.7667 | 0.0018913 | 446.1496 | 0.0078571 | 450.7953 | 0 | 446.7667 | 0.00079623 | 446.1496 | 0.00060955 | 440.3253 | 0.0060301 | 446.1496 | 0.0061535 | 446.7667 | 0.97465 | 443.6196 | 0.099074 | 446.7667 | 0.0055908 | 446.7667 | 0.00037163 | 446.7667 | 0 | 443.6196 | 0.00067023 | 446.7667 | 0 | 446.1496 | -0.00133 | 682.789 | 0.00371 | 682.0381 | 0 | 682.789 | 0.00189 | 443.6196 | 0.98673
| 450.9083 | 0.00066181 | 446.9872 | 0.0025918 | 446.3702 | 0.0084784 | 450.9083 | 0.00192 | 446.9872 | 0.0015278 | 446.3702 | 0.0041796 | 440.5452 | 0.0061224 | 446.3702 | 0.0082512 | 446.9872 | 0.9974 | 443.8364 | 0.10775 | 446.9872 | 0.0083164 | 446.9872 | 0.0025761 | 446.9872 | 0.0018525 | 443.8364 | 0.0040575 | 446.9872 | 0.00032609 | 446.3702 | 0.00155 | 682.9514 | 0.00338 | 682.2006 | 6.9993e-05 | 682.9514 | 0.00177 | 443.8364 | 0.99766
| 451.0213 | 0 | 447.2077 | 0.00050277 | 446.5909 | 0.0075658 | 451.0213 | 0 | 447.2077 | 0.0011248 | 446.5909 | 0.001257 | 440.765 | 0.0060458 | 446.5909 | 0.0057654 | 447.2077 | 1 | 444.0532 | 0.10475 | 447.2077 | 0.0060658 | 447.2077 | 0.00020575 | 447.2077 | 0 | 444.0532 | -0.0023213 | 447.2077 | 0 | 446.5909 | -0.00137 | 683.1138 | 0.00271 | 682.3632 | 0 | 683.1138 | 0.00192 | 444.0532 | 0.9965
| 451.1343 | 0.00156 | 447.4283 | 0.0017686 | 446.8116 | 0.0078685 | 451.1343 | 0.00139 | 447.4283 | 0.0011391 | 446.8116 | 0.0024996 | 440.9849 | 0.0061772 | 446.8116 | 0.0077091 | 447.4283 | 0.99441 | 444.2701 | 0.11151 | 447.4283 | 0.0081498 | 447.4283 | 0.0021138 | 447.4283 | 0.00084707 | 444.2701 | 0.0039522 | 447.4283 | 0.00033571 | 446.8116 | 0.00116 | 683.2762 | 0.00313 | 682.5257 | 8.9995e-05 | 683.2762 | 0.00173 | 444.2701 | 1
| 451.2473 | 0 | 447.6489 | 0.0012987 | 447.0322 | 0.0076729 | 451.2473 | 0 | 447.6489 | 0.00067514 | 447.0322 | 0.00097406 | 441.2047 | 0.0049306 | 447.0322 | 0.005296 | 447.6489 | 0.97431 | 444.4869 | 0.11424 | 447.6489 | 0.0065624 | 447.6489 | 0.00062054 | 447.6489 | 0 | 444.4869 | -0.0035728 | 447.6489 | 0 | 447.0322 | -0.00064251 | 683.4386 | 0.00357 | 682.6883 | 0 | 683.4386 | 0.00184 | 444.4869 | 0.99328
| 451.3603 | 0.00019465 | 447.8694 | 0.0022155 | 447.2529 | 0.0068236 | 451.3603 | 0.00083232 | 447.8694 | 0.0014704 | 447.2529 | 0.0021001 | 441.4246 | 0.0061803 | 447.2529 | 0.0070303 | 447.8695 | 0.96429 | 444.7037 | 0.11804 | 447.8695 | 0.0085882 | 447.8694 | 0.0019679 | 447.8695 | 0.0009943 | 444.7037 | -0.00097635 | 447.8694 | 0.00027456 | 447.2529 | 0.00166 | 683.601 | 0.00487 | 682.8509 | 8.9995e-05 | 683.601 | 0.00171 | 444.7037 | 0.99463
| 451.4733 | 0 | 448.0901 | 0.0014662 | 447.4736 | 0.0073205 | 451.4733 | 0 | 448.0901 | 0.00040632 | 447.4736 | 0.00026683 | 441.6445 | 0.0048366 | 447.4736 | 0.004897 | 448.0901 | 0.95233 | 444.9206 | 0.11961 | 448.0901 | 0.006248 | 448.0901 | 0.00035842 | 448.0901 | 0 | 444.9206 | -0.00072341 | 448.0901 | 0 | 447.4736 | -0.00078862 | 683.7635 | 0.00461 | 683.0134 | 0 | 683.7635 | 0.00187 | 444.9206 | 0.99914
| 451.5863 | 0 | 448.3107 | 0.0020902 | 447.6944 | 0.007707 | 451.5863 | 0.00149 | 448.3107 | 0.00081076 | 447.6944 | 0.0025671 | 441.8644 | 0.005814 | 447.6944 | 0.0068784 | 448.3107 | 0.95198 | 445.1375 | 0.12308 | 448.3107 | 0.0094258 | 448.3107 | 0.0021084 | 448.3107 | 0.0010655 | 445.1375 | 0.00024664 | 448.3107 | 0.00025417 | 447.6944 | 0.0008349 | 683.9259 | 0.00471 | 683.176 | 6.9993e-05 | 683.9259 | 0.00177 | 445.1375 | 0.99669
| 451.6993 | 0 | 448.5313 | 0.0014296 | 447.9151 | 0.0070368 | 451.6993 | 0 | 448.5313 | 0.0012262 | 447.9151 | 0.0011513 | 442.0843 | 0.0046389 | 447.9151 | 0.0052926 | 448.5313 | 0.9475 | 445.3544 | 0.12689 | 448.5313 | 0.0070203 | 448.5313 | 0.00061378 | 448.5313 | 0 | 445.3544 | -0.00098556 | 448.5313 | 0 | 447.9151 | -0.0012 | 684.0883 | 0.0035 | 683.3386 | 0 | 684.0883 | 0.00191 | 445.3544 | 0.99077
| 451.8123 | 5.091e-05 | 448.752 | 0.002518 | 448.1359 | 0.0074763 | 451.8123 | 0.00175 | 448.752 | 0.0018718 | 448.1359 | 0.0020039 | 442.3042 | 0.0049625 | 448.1359 | 0.0067382 | 448.7519 | 0.95654 | 445.5713 | 0.13398 | 448.7519 | 0.0099583 | 448.752 | 0.0017227 | 448.7519 | 0.00071289 | 445.5713 | 0.0036655 | 448.752 | 0.00014898 | 448.1359 | 0.00161 | 684.2507 | 0.0041 | 683.5012 | 3.0002e-05 | 684.2507 | 0.00176 | 445.5713 | 0.98801
| 451.9253 | 0 | 448.9726 | 0.0012062 | 448.3566 | 0.007444 | 451.9253 | 8.6901e-05 | 448.9726 | 0.00086737 | 448.3566 | 9.2831e-06 | 442.5242 | 0.0045443 | 448.3566 | 0.0046423 | 448.9726 | 0.96375 | 445.7882 | 0.13462 | 448.9726 | 0.0087066 | 448.9726 | 0.00074158 | 448.9726 | 0 | 445.7882 | 0.00072038 | 448.9726 | 0 | 448.3566 | -0.0008538 | 684.4132 | 0.00381 | 683.6638 | 0 | 684.4132 | 0.00195 | 445.7882 | 0.98406
| 452.0383 | 0.00129 | 449.1933 | 0.0019917 | 448.5774 | 0.0080614 | 452.0383 | 0.00118 | 449.1933 | 0.0011025 | 448.5774 | 0.0030447 | 442.7441 | 0.0054757 | 448.5774 | 0.0068552 | 449.1933 | 0.95891 | 446.0051 | 0.14129 | 449.1933 | 0.010716 | 449.1933 | 0.002525 | 449.1933 | 0.00062823 | 446.0051 | 0.0017004 | 449.1933 | 0.00038546 | 448.5774 | 0.00101 | 684.5756 | 0.00441 | 683.8264 | 6.9993e-05 | 684.5756 | 0.00182 | 446.0051 | 0.97926
| 452.1513 | 0 | 449.4139 | 0.0011018 | 448.7982 | 0.0073798 | 452.1513 | 0 | 449.4139 | 0.0003595 | 448.7982 | 0.0010772 | 442.9641 | 0.004386 | 448.7982 | 0.0046149 | 449.4139 | 0.94511 | 446.222 | 0.14089 | 449.4139 | 0.0091452 | 449.4139 | 0.00060023 | 449.4139 | 0 | 446.222 | -0.0039052 | 449.4139 | 0 | 448.7982 | -0.00036886 | 684.7381 | 0.00186 | 683.989 | 0 | 684.7381 | 0.00201 | 446.222 | 0.97291
| 452.2643 | 0.00058994 | 449.6346 | 0.0019166 | 449.019 | 0.0080164 | 452.2643 | 0.00189 | 449.6346 | 0.0015376 | 449.019 | 0.0036992 | 443.1841 | 0.0045545 | 449.019 | 0.0068039 | 449.6346 | 0.94099 | 446.439 | 0.14765 | 449.6346 | 0.011174 | 449.6346 | 0.0027544 | 449.6346 | 0.001855 | 446.439 | 0.0014107 | 449.6346 | 0.00032402 | 449.019 | 0.00072872 | 684.9005 | 0.00556 | 684.1516 | 5.0004e-05 | 684.9005 | 0.00184 | 446.439 | 0.96434
| 452.3773 | 0 | 449.8553 | 0.0017714 | 449.2398 | 0.0069281 | 452.3773 | 0 | 449.8553 | 0.0010191 | 449.2398 | 0.0004274 | 443.4041 | 0.0039489 | 449.2398 | 0.0043774 | 449.8553 | 0.934 | 446.6559 | 0.15352 | 449.8553 | 0.010748 | 449.8553 | 0.00075223 | 449.8553 | 0 | 446.6559 | 0.0013405 | 449.8553 | 0 | 449.2398 | -0.00082398 | 685.063 | 0.00388 | 684.3142 | 0 | 685.063 | 0.00201 | 446.6559 | 0.95584
| 452.4903 | 0.00188 | 450.076 | 0.0025932 | 449.4607 | 0.00742 | 452.4903 | 0.00086701 | 450.076 | 0.00082418 | 449.4607 | 0.0027328 | 443.6241 | 0.0044563 | 449.4607 | 0.0061601 | 450.0761 | 0.92959 | 446.8729 | 0.15676 | 450.0761 | 0.011827 | 450.076 | 0.0021381 | 450.0761 | 0.0011949 | 446.8729 | 7.7574e-06 | 450.0761 | 0.00031365 | 449.4606 | 5.028e-05 | 685.2255 | 0.00496 | 684.4768 | 6.9993e-05 | 685.2255 | 0.00182 | 446.8729 | 0.94783
| 452.6033 | 0 | 450.2968 | 0.0014311 | 449.6815 | 0.0072737 | 452.6033 | 0 | 450.2968 | 0.0001214 | 449.6815 | 0.00059282 | 443.8441 | 0.0033469 | 449.6815 | 0.0039521 | 450.2968 | 0.91439 | 447.0898 | 0.1595 | 450.2968 | 0.010558 | 450.2968 | 0.00063564 | 450.2968 | 0 | 447.0898 | -0.0022778 | 450.2968 | 0 | 449.6815 | -0.00193 | 685.3879 | 0.00464 | 684.6394 | 0 | 685.3879 | 0.00186 | 447.0898 | 0.94277
| 452.7163 | 0.00030245 | 450.5175 | 0.0022237 | 449.9024 | 0.0074369 | 452.7163 | 0.00088435 | 450.5175 | 0.0012784 | 449.9024 | 0.0028027 | 444.0641 | 0.0037449 | 449.9024 | 0.0059821 | 450.5175 | 0.9056 | 447.3069 | 0.16598 | 450.5175 | 0.012864 | 450.5175 | 0.0021744 | 450.5175 | 8.3188e-05 | 447.3069 | -1.6923e-05 | 450.5176 | 0.00012279 | 449.9024 | 0.0017 | 685.5504 | 0.00371 | 684.8021 | 6.9993e-05 | 685.5504 | 0.00165 | 447.3068 | 0.9239
| 452.8294 | 0 | 450.7383 | 0.0015599 | 450.1232 | 0.007507 | 452.8294 | 0 | 450.7383 | -2.8931e-05 | 450.1232 | 0.0017471 | 444.2841 | 0.003432 | 450.1232 | 0.0040129 | 450.7383 | 0.89003 | 447.5238 | 0.16877 | 450.7383 | 0.011649 | 450.7383 | 0.0009031 | 450.7383 | 0 | 447.5238 | -0.0012728 | 450.7383 | 0 | 450.1232 | -0.00239 | 685.7129 | 0.00388 | 684.9647 | 0 | 685.7129 | 0.00179 | 447.5238 | 0.91298
| 452.9424 | 0 | 450.9591 | 0.0018994 | 450.3441 | 0.0074969 | 452.9424 | 0.00067626 | 450.9591 | 0.001648 | 450.3441 | 0.0033111 | 444.5042 | 0.0039761 | 450.3441 | 0.0061289 | 450.9591 | 0.88525 | 447.7408 | 0.17331 | 450.9591 | 0.013638 | 450.9591 | 0.0024581 | 450.9591 | 0.0012315 | 447.7408 | 0.0033306 | 450.9591 | 0.00043887 | 450.3441 | 0.00145 | 685.8754 | 0.00468 | 685.1273 | 8.9995e-05 | 685.8754 | 0.00175 | 447.7408 | 0.9053
| 453.0554 | 0 | 451.1799 | 0.001828 | 450.565 | 0.0071202 | 453.0554 | 0 | 451.1799 | 9.5088e-05 | 450.565 | 0.00032322 | 444.7242 | 0.003058 | 450.565 | 0.0034823 | 451.1799 | 0.86886 | 447.9579 | 0.17728 | 451.1799 | 0.010998 | 451.1799 | 0.00068211 | 451.1799 | 0 | 447.9579 | -0.0013181 | 451.1799 | 0 | 450.565 | -0.00157 | 686.0379 | 0.00461 | 685.29 | 0 | 686.0379 | 0.00193 | 447.9579 | 0.88191
| 453.1684 | 0.00048213 | 451.4007 | 0.0017685 | 450.786 | 0.0058729 | 453.1684 | 0.00144 | 451.4007 | 0.00089099 | 450.786 | 0.0031481 | 444.9443 | 0.0040956 | 450.786 | 0.0060653 | 451.4007 | 0.86057 | 448.1749 | 0.1877 | 451.4007 | 0.014673 | 451.4007 | 0.0029103 | 451.4007 | 0.00069277 | 448.1749 | 0.00068945 | 451.4007 | 0.00021817 | 450.786 | 0.00136 | 686.2004 | 0.00496 | 685.4526 | 6.9993e-05 | 686.2004 | 0.00184 | 448.1749 | 0.87521
| 453.2815 | 0 | 451.6215 | 0.00082389 | 451.0069 | 0.0055295 | 453.2815 | 0 | 451.6215 | 0.0003219 | 451.0069 | 0.00088337 | 445.1643 | 0.0031788 | 451.0069 | 0.0036321 | 451.6215 | 0.84499 | 448.392 | 0.18801 | 451.6215 | 0.013367 | 451.6215 | 0.0012185 | 451.6215 | 0 | 448.392 | -0.0028052 | 451.6215 | 0 | 451.0069 | -0.00196 | 686.3629 | 0.00376 | 685.6153 | 0 | 686.3629 | 0.00189 | 448.392 | 0.85828
| 453.3945 | 0.00026652 | 451.8423 | 0.0027693 | 451.2278 | 0.0074083 | 453.3945 | 0.00064159 | 451.8423 | 0.00090505 | 451.2278 | 0.0034191 | 445.3844 | 0.003462 | 451.2278 | 0.005826 | 451.8423 | 0.83222 | 448.609 | 0.19458 | 451.8423 | 0.016398 | 451.8423 | 0.0025214 | 451.8423 | 0.00145 | 448.609 | 0.00030111 | 451.8423 | 0.00026916 | 451.2278 | 0.0012 | 686.5254 | 0.00499 | 685.7779 | 6.9993e-05 | 686.5254 | 0.00171 | 448.609 | 0.84535
| 453.5075 | 0.00016197 | 452.0631 | 0.0016141 | 451.4488 | 0.007313 | 453.5075 | 0 | 452.0631 | 0.00056082 | 451.4488 | 0.00067614 | 445.6045 | 0.0032005 | 451.4488 | 0.0036356 | 452.0632 | 0.81799 | 448.8261 | 0.20071 | 452.0632 | 0.013072 | 452.0631 | 0.0010075 | 452.0632 | 0 | 448.8261 | -0.0026158 | 452.0631 | 0 | 451.4488 | -0.00066974 | 686.688 | 0.00274 | 685.9406 | 0 | 686.688 | 0.00178 | 448.8261 | 0.82882
| 453.6205 | 0.00109 | 452.284 | 0.0025802 | 451.6698 | 0.0079629 | 453.6205 | 0.0013 | 452.284 | 0.0016198 | 451.6698 | 0.0016364 | 445.8246 | 0.0032062 | 451.6698 | 0.0057392 | 452.284 | 0.80271 | 449.0432 | 0.20538 | 452.284 | 0.016376 | 452.284 | 0.003402 | 452.284 | 0.00085315 | 449.0432 | 0.0026308 | 452.284 | 0.00032517 | 451.6698 | 0.00136 | 686.8505 | 0.00445 | 686.1033 | 5.0004e-05 | 686.8505 | 0.00174 | 449.0432 | 0.81055
| 453.7335 | 0 | 452.5049 | 0.0017528 | 451.8908 | 0.0076085 | 453.7335 | 0 | 452.5049 | 0.00012763 | 451.8908 | 3.4481e-05 | 446.0448 | 0.0025042 | 451.8908 | 0.0036872 | 452.5049 | 0.78259 | 449.2603 | 0.21306 | 452.5049 | 0.014637 | 452.5049 | 0.0014398 | 452.5049 | 0 | 449.2603 | -0.005477 | 452.5049 | 0 | 451.8908 | -0.00117 | 687.013 | 0.00311 | 686.2659 | 0 | 687.013 | 0.00194 | 449.2602 | 0.79782
| 453.8466 | 0.00096726 | 452.7258 | 0.0020611 | 452.1118 | 0.0076181 | 453.8466 | 0.0018 | 452.7258 | 0.0012769 | 452.1118 | 0.003039 | 446.2649 | 0.0037055 | 452.1118 | 0.0052138 | 452.7258 | 0.7694 | 449.4774 | 0.2238 | 452.7258 | 0.017662 | 452.7258 | 0.002509 | 452.7258 | 0.0019912 | 449.4774 | 0.0035249 | 452.7258 | 0.00030112 | 452.1118 | 0.0003342 | 687.1756 | 0.00353 | 686.4286 | 8.9995e-05 | 687.1756 | 0.00189 | 449.4774 | 0.78331
| 453.9596 | 0 | 452.9467 | 0.0014184 | 452.3328 | 0.0070618 | 453.9596 | 0 | 452.9467 | -0.0001508 | 452.3328 | 0.00029788 | 446.485 | 0.002881 | 452.3328 | 0.0031246 | 452.9467 | 0.74821 | 449.6945 | 0.22203 | 452.9467 | 0.015339 | 452.9467 | 0.0011912 | 452.9467 | 0 | 449.6945 | -0.0020616 | 452.9467 | 0 | 452.3328 | -0.00097402 | 687.3381 | 0.00459 | 686.5913 | 0 | 687.3381 | 0.002 | 449.6945 | 0.76007
| 454.0727 | 0.00037433 | 453.1676 | 0.0022242 | 452.5538 | 0.0075584 | 454.0727 | 0.00156 | 453.1676 | 0.0018979 | 452.5538 | 0.0028619 | 446.7052 | 0.0034453 | 452.5538 | 0.0054358 | 453.1676 | 0.73313 | 449.9116 | 0.22811 | 453.1676 | 0.019414 | 453.1676 | 0.0030542 | 453.1676 | 0.0013815 | 449.9116 | 0.0008252 | 453.1676 | 0.00017994 | 452.5538 | 0.00169 | 687.5006 | 0.00498 | 686.754 | 6.9993e-05 | 687.5006 | 0.00181 | 449.9116 | 0.73895
| 454.1857 | 0 | 453.3885 | 0.0014154 | 452.7749 | 0.0074874 | 454.1857 | 0 | 453.3885 | 0.00052664 | 452.7749 | 0.00025411 | 446.9254 | 0.0024019 | 452.7749 | 0.003247 | 453.3885 | 0.70615 | 450.1287 | 0.23499 | 453.3885 | 0.017853 | 453.3885 | 0.0017199 | 453.3885 | 0 | 450.1287 | 0.001135 | 453.3885 | 0 | 452.7749 | -0.00016112 | 687.6632 | 0.00489 | 686.9167 | 0 | 687.6632 | 0.00198 | 450.1287 | 0.72591
| 454.2987 | 0.00080555 | 453.6094 | 0.001632 | 452.9959 | 0.0070544 | 454.2987 | 0.00106 | 453.6094 | 0.001547 | 452.9959 | 0.0025233 | 447.1456 | 0.0031701 | 452.9959 | 0.0049944 | 453.6094 | 0.68639 | 450.3459 | 0.24047 | 453.6094 | 0.018667 | 453.6094 | 0.0026346 | 453.6094 | 0.00024698 | 450.3459 | 0.0016672 | 453.6094 | 0.00026796 | 452.9959 | 0.0015 | 687.8258 | 0.0038 | 687.0794 | 3.0002e-05 | 687.8258 | 0.00185 | 450.3459 | 0.70582
| 454.4118 | 0 | 453.8304 | 0.0017259 | 453.217 | 0.0055977 | 454.4118 | 0 | 453.8304 | 0.00048837 | 453.217 | 0.00071001 | 447.3658 | 0.0027404 | 453.217 | 0.0029507 | 453.8304 | 0.66585 | 450.563 | 0.24925 | 453.8304 | 0.018172 | 453.8304 | 0.0015421 | 453.8304 | 0 | 450.563 | -0.0018848 | 453.8304 | 0 | 453.217 | -0.00116 | 687.9883 | 0.00475 | 687.2421 | 0 | 687.9883 | 0.00195 | 450.563 | 0.69176
| 454.5248 | 0.00161 | 454.0513 | 0.0019435 | 453.4381 | 0.0074336 | 454.5248 | 0.00111 | 454.0513 | 0.00088013 | 453.4381 | 0.0027469 | 447.586 | 0.0030092 | 453.4381 | 0.0051266 | 454.0513 | 0.65447 | 450.7802 | 0.25686 | 454.0513 | 0.021367 | 454.0513 | 0.0037846 | 454.0513 | 0.00095192 | 450.7802 | -0.00054871 | 454.0513 | 0.00028157 | 453.4381 | 0.00111 | 688.1509 | 0.00485 | 687.4049 | 8.9995e-05 | 688.1509 | 0.00174 | 450.7802 | 0.67373
| 454.6378 | 0 | 454.2723 | 0.0019677 | 453.6592 | 0.0066129 | 454.6378 | 0 | 454.2723 | 6.3727e-05 | 453.6592 | 0.0010279 | 447.8062 | 0.0021211 | 453.6592 | 0.0027937 | 454.2723 | 0.63443 | 450.9974 | 0.26159 | 454.2723 | 0.020709 | 454.2723 | 0.0018319 | 454.2723 | 0 | 450.9974 | -0.0012675 | 454.2723 | 0 | 453.6592 | -0.00084842 | 688.3135 | 0.00452 | 687.5676 | 0 | 688.3135 | 0.00184 | 450.9974 | 0.65346
| 454.7509 | 5.091e-05 | 454.4933 | 0.0017032 | 453.8803 | 0.0076609 | 454.7509 | 0.00098839 | 454.4933 | 0.001178 | 453.8803 | 0.0027335 | 448.0264 | 0.0028173 | 453.8803 | 0.0051656 | 454.4933 | 0.62439 | 451.2146 | 0.2706 | 454.4933 | 0.023149 | 454.4933 | 0.0038856 | 454.4933 | 0.0017367 | 451.2146 | 0.0032611 | 454.4933 | 0.00045058 | 453.8803 | 0.00151 | 688.4761 | 0.00469 | 687.7303 | 5.0004e-05 | 688.4761 | 0.0018 | 451.2146 | 0.64
| 454.8639 | 0 | 454.7143 | 0.0012935 | 454.1015 | 0.006608 | 454.8639 | 0 | 454.7143 | 0.00013869 | 454.1015 | 0.00031244 | 448.2466 | 0.0019726 | 454.1015 | 0.002535 | 454.7143 | 0.60257 | 451.4318 | 0.27583 | 454.7143 | 0.020325 | 454.7143 | 0.0015616 | 454.7143 | 0 | 451.4318 | -0.0016194 | 454.7143 | 0 | 454.1015 | -0.0014 | 688.6387 | 0.00466 | 687.893 | 0 | 688.6387 | 0.00202 | 451.4318 | 0.61776
| 454.977 | 0.0006079 | 454.9353 | 0.0021005 | 454.3226 | 0.0076033 | 454.977 | 0.00146 | 454.9353 | 0.00082881 | 454.3226 | 0.0025036 | 448.4669 | 0.0028378 | 454.3226 | 0.0048574 | 454.9353 | 0.59264 | 451.649 | 0.28369 | 454.9353 | 0.024895 | 454.9353 | 0.0042536 | 454.9353 | 0.001456 | 451.649 | 0.00063132 | 454.9353 | 0.00045035 | 454.3226 | 0.00147 | 688.8013 | 0.0048 | 688.0558 | 3.0002e-05 | 688.8013 | 0.00195 | 451.649 | 0.60813
| 455.09 | 0 | 455.1563 | 0.00086404 | 454.5438 | 0.0074432 | 455.09 | 0 | 455.1563 | 0.00055627 | 454.5438 | 0.00022243 | 448.6872 | 0.0016358 | 454.5438 | 0.0028107 | 455.1563 | 0.57337 | 451.8662 | 0.29008 | 455.1563 | 0.023659 | 455.1563 | 0.0027975 | 455.1563 | 0 | 451.8662 | -0.0021442 | 455.1563 | 0 | 454.5438 | -0.0003556 | 688.9639 | 0.0036 | 688.2185 | 0 | 688.9639 | 0.0021 | 451.8662 | 0.58497
| 455.2031 | 8.684e-05 | 455.3774 | 0.001838 | 454.7649 | 0.006659 | 455.2031 | 0.00165 | 455.3774 | 0.00097876 | 454.7649 | 0.0031688 | 448.9074 | 0.0025912 | 454.7649 | 0.0045717 | 455.3774 | 0.5553 | 452.0835 | 0.29878 | 455.3774 | 0.025944 | 455.3774 | 0.0036426 | 455.3774 | 0.00073981 | 452.0835 | 0.00072093 | 455.3774 | 0.00033995 | 454.7649 | 0.00102 | 689.1265 | 0.00454 | 688.3813 | 6.9993e-05 | 689.1265 | 0.0019 | 452.0835 | 0.56923
| 455.3161 | 0 | 455.5984 | 0.0010964 | 454.9861 | 0.0064734 | 455.3161 | 0 | 455.5984 | 0.00075331 | 454.9861 | 0.00052534 | 449.1277 | 0.0020155 | 454.9861 | 0.00247 | 455.5984 | 0.53312 | 452.3008 | 0.30391 | 455.5984 | 0.023873 | 455.5984 | 0.0021236 | 455.5984 | 0 | 452.3008 | -0.00082219 | 455.5985 | 0 | 454.9861 | -0.00082229 | 689.2891 | 0.00397 | 688.544 | 0 | 689.2891 | 0.00202 | 452.3007 | 0.55262
| 455.4292 | 0.00030245 | 455.8195 | 0.0020532 | 455.2073 | 0.0069609 | 455.4292 | 0.00113 | 455.8195 | 0.00099527 | 455.2073 | 0.0033486 | 449.348 | 0.0024488 | 455.2073 | 0.0044508 | 455.8195 | 0.52602 | 452.518 | 0.31268 | 455.8195 | 0.026687 | 455.8195 | 0.0038531 | 455.8195 | 0.00094178 | 452.518 | 0.0020216 | 455.8195 | 0.00034721 | 455.2073 | 0.0013 | 689.4517 | 0.00434 | 688.7068 | 6.9993e-05 | 689.4517 | 0.00179 | 452.518 | 0.53924
| 455.5422 | 0 | 456.0406 | 0.0013053 | 455.4285 | 0.0061556 | 455.5422 | 0 | 456.0406 | 0.00018232 | 455.4285 | 0.00053626 | 449.5683 | 0.0019708 | 455.4285 | 0.0025435 | 456.0406 | 0.51107 | 452.7353 | 0.31877 | 456.0406 | 0.025812 | 456.0406 | 0.0026266 | 456.0406 | 0 | 452.7353 | 0.0003001 | 456.0406 | 0 | 455.4285 | -0.00145 | 689.6144 | 0.00294 | 688.8696 | 0 | 689.6144 | 0.00193 | 452.7353 | 0.52734
| 455.6553 | 0.00124 | 456.2617 | 0.0018297 | 455.6498 | 0.0070146 | 455.6553 | 0.00151 | 456.2617 | 0.0010711 | 455.6498 | 0.0024821 | 449.7887 | 0.0023764 | 455.6498 | 0.0039015 | 456.2617 | 0.50199 | 452.9526 | 0.33086 | 456.2617 | 0.02842 | 456.2617 | 0.0041196 | 456.2617 | 0.0014268 | 452.9526 | 0.0013385 | 456.2617 | 0.00030725 | 455.6498 | 0.00048769 | 689.777 | 0.0044 | 689.0323 | 5.0004e-05 | 689.777 | 0.00181 | 452.9526 | 0.51272
| 455.7683 | 0 | 456.4828 | 0.0014386 | 455.871 | 0.0064743 | 455.7683 | 0 | 456.4828 | 0.00022903 | 455.871 | 0.00010819 | 450.009 | 0.0015284 | 455.871 | 0.0021241 | 456.4828 | 0.48132 | 453.1699 | 0.33695 | 456.4828 | 0.028335 | 456.4828 | 0.0028726 | 456.4828 | 0 | 453.1699 | -0.00069284 | 456.4828 | 0 | 455.871 | -0.00126 | 689.9396 | 0.00348 | 689.1951 | 0 | 689.9396 | 0.00197 | 453.1699 | 0.49109
| 455.8814 | 0.00131 | 456.7039 | 0.0021724 | 456.0923 | 0.0070216 | 455.8814 | 0.00084967 | 456.7039 | 0.0011939 | 456.0923 | 0.001511 | 450.2293 | 0.0021259 | 456.0923 | 0.0043173 | 456.7039 | 0.47458 | 453.3872 | 0.34727 | 456.7039 | 0.031863 | 456.7039 | 0.004305 | 456.7039 | 0.00064147 | 453.3872 | -2.5056e-05 | 456.7039 | 0.00045079 | 456.0923 | 0.00138 | 690.1023 | 0.00457 | 689.3579 | 3.0002e-05 | 690.1023 | 0.00181 | 453.3872 | 0.48033
| 455.9944 | 0 | 456.925 | 0.00046505 | 456.3135 | 0.0068237 | 455.9944 | 0 | 456.925 | 0.00041519 | 456.3135 | -5.992e-05 | 450.4497 | 0.0012429 | 456.3135 | 0.0023465 | 456.9251 | 0.46235 | 453.6045 | 0.35163 | 456.9251 | 0.030252 | 456.925 | 0.0029586 | 456.9251 | 0 | 453.6045 | 0.00022215 | 456.925 | 0 | 456.3135 | -0.00081552 | 690.2649 | 0.00381 | 689.5207 | 0 | 690.2649 | 0.00185 | 453.6045 | 0.46735
| 456.1075 | 0.00138 | 457.1462 | 0.0022217 | 456.5348 | 0.006875 | 456.1075 | 0.00146 | 457.1462 | 0.0010575 | 456.5348 | 0.0030173 | 450.6701 | 0.0022237 | 456.5348 | 0.004248 | 457.1462 | 0.45384 | 453.8218 | 0.36263 | 457.1462 | 0.033246 | 457.1462 | 0.0041217 | 457.1462 | 0.0012831 | 453.8218 | 0.00092167 | 457.1462 | 0.00023194 | 456.5348 | 0.00076537 | 690.4276 | 0.00441 | 689.6834 | 8.9995e-05 | 690.4276 | 0.00176 | 453.8218 | 0.46174
| 456.2206 | 0 | 457.3674 | 0.0015948 | 456.7561 | 0.0066234 | 456.2206 | 0 | 457.3674 | 0.0011128 | 456.7561 | 0.00020912 | 450.8904 | 0.0012919 | 456.7561 | 0.0022025 | 457.3674 | 0.43997 | 454.0392 | 0.36719 | 457.3674 | 0.031732 | 457.3674 | 0.0030252 | 457.3674 | 0 | 454.0392 | -0.0012159 | 457.3674 | 0 | 456.7561 | -0.00167 | 690.5902 | 0.00417 | 689.8463 | 0 | 690.5902 | 0.00195 | 454.0392 | 0.444
| 456.3336 | 0.00098522 | 457.5886 | 0.0023081 | 456.9774 | 0.0070411 | 456.3336 | 0.00158 | 457.5886 | 0.00058347 | 456.9774 | 0.0017235 | 451.1108 | 0.0020238 | 456.9774 | 0.0038747 | 457.5886 | 0.43226 | 454.2565 | 0.3793 | 457.5886 | 0.035691 | 457.5886 | 0.0048415 | 457.5886 | 0.0012944 | 454.2565 | 0.00040982 | 457.5886 | 0.00041452 | 456.9774 | 0.00118 | 690.7529 | 0.00526 | 690.0091 | 3.0002e-05 | 690.7529 | 0.00188 | 454.2565 | 0.43775
| 456.4467 | 0 | 457.8098 | 0.0011015 | 457.1988 | 0.0062744 | 456.4467 | 0 | 457.8098 | 0.00063303 | 457.1988 | 0.0010406 | 451.3312 | 0.001446 | 457.1988 | 0.001918 | 457.8097 | 0.41631 | 454.4739 | 0.38521 | 457.8097 | 0.033897 | 457.8098 | 0.0031166 | 457.8097 | 0 | 454.4739 | -0.0010343 | 457.8098 | 0 | 457.1988 | -0.00114 | 690.9156 | 0.00519 | 690.1719 | 0 | 690.9156 | 0.00202 | 454.4739 | 0.4213
| 456.5598 | 0.00026652 | 458.0309 | 0.0023379 | 457.4201 | 0.0064998 | 456.5598 | 0.00106 | 458.0309 | 0.00049497 | 457.4201 | 0.0031978 | 451.5517 | 0.0019731 | 457.4201 | 0.0041615 | 458.0309 | 0.40594 | 454.6913 | 0.39227 | 458.0309 | 0.037128 | 458.0309 | 0.0045381 | 458.0309 | 0.00079825 | 454.6913 | 0.00096615 | 458.0309 | 0.00028106 | 457.4201 | 0.00072899 | 691.0783 | 0.00554 | 690.3347 | 6.9993e-05 | 691.0783 | 0.00176 | 454.6913 | 0.41015
| 456.6728 | 0 | 458.2522 | 0.0010445 | 457.6415 | 0.0063854 | 456.6728 | 0 | 458.2522 | 0.0005564 | 457.6415 | 0.0016362 | 451.7721 | 0.001356 | 457.6415 | 0.0020591 | 458.2522 | 0.39252 | 454.9087 | 0.4028 | 458.2522 | 0.035896 | 458.2522 | 0.0033365 | 458.2522 | 0 | 454.9087 | -0.00023248 | 458.2522 | 0 | 457.6415 | -0.00075162 | 691.241 | 0.00413 | 690.4975 | 0 | 691.241 | 0.00194 | 454.9087 | 0.40277
| 456.7859 | 0.00023058 | 458.4734 | 0.0016566 | 457.8628 | 0.0060379 | 456.7859 | 0.0003468 | 458.4734 | 0.001192 | 457.8628 | 0.0021805 | 451.9925 | 0.0018411 | 457.8628 | 0.0038132 | 458.4734 | 0.3839 | 455.1261 | 0.41207 | 458.4734 | 0.039472 | 458.4734 | 0.0049836 | 458.4734 | 0.00099459 | 455.1261 | 0.0023393 | 458.4734 | 0.00028016 | 457.8628 | 0.00019323 | 691.4036 | 0.0045 | 690.6603 | 8.9995e-05 | 691.4036 | 0.0018 | 455.1261 | 0.39329
| 456.899 | 0 | 458.6946 | 0.001297 | 458.0842 | 0.0062213 | 456.899 | 0 | 458.6946 | 0.00049198 | 458.0842 | -0.00030385 | 452.213 | 0.001335 | 458.0842 | 0.002336 | 458.6946 | 0.37608 | 455.3435 | 0.41806 | 458.6946 | 0.038377 | 458.6946 | 0.0031559 | 458.6946 | 0 | 455.3435 | -0.00034705 | 458.6946 | 0 | 458.0842 | -0.00072804 | 691.5663 | 0.00418 | 690.8232 | 0 | 691.5663 | 0.00205 | 455.3435 | 0.38034
| 457.0121 | 0.00075165 | 458.9159 | 0.0019909 | 458.3056 | 0.0056936 | 457.0121 | 0.00243 | 458.9159 | 0.0011962 | 458.3056 | 0.001497 | 452.4334 | 0.0021051 | 458.3056 | 0.0040175 | 458.9159 | 0.36867 | 455.5609 | 0.42872 | 458.9159 | 0.041317 | 458.9159 | 0.0050607 | 458.9159 | 0.00027727 | 455.5609 | 0.00080645 | 458.9159 | 0.0004711 | 458.3056 | 0.00032334 | 691.7291 | 0.00443 | 690.986 | 3.0002e-05 | 691.7291 | 0.00183 | 455.5609 | 0.37504
| 457.1251 | 0 | 459.1371 | 0.00091064 | 458.527 | 0.0065925 | 457.1251 | 0 | 459.1371 | 0.00014687 | 458.527 | 0.0015924 | 452.6539 | 0.001481 | 458.527 | 0.0021823 | 459.1372 | 0.36011 | 455.7784 | 0.44032 | 459.1372 | 0.041931 | 459.1371 | 0.0044528 | 459.1372 | 0 | 455.7784 | -9.4629e-06 | 459.1372 | 0 | 458.527 | -0.00136 | 691.8918 | 0.00325 | 691.1488 | 0 | 691.8918 | 0.00195 | 455.7783 | 0.36319
| 457.2382 | 0.00073368 | 459.3584 | 0.0028326 | 458.7484 | 0.0069238 | 457.2382 | 0.0012 | 459.3584 | 0.0010046 | 458.7484 | 0.0016153 | 452.8744 | 0.0021809 | 458.7484 | 0.0040053 | 459.3584 | 0.35636 | 455.9958 | 0.44735 | 459.3584 | 0.045502 | 459.3584 | 0.0053241 | 459.3584 | 0.00024952 | 455.9958 | 0.00025968 | 459.3584 | 0.00057874 | 458.7484 | 0.00178 | 692.0545 | 0.00471 | 691.3117 | 6.9993e-05 | 692.0545 | 0.00174 | 455.9958 | 0.36462
| 457.3513 | 0 | 459.5797 | 0.001686 | 458.9699 | 0.0067885 | 457.3513 | 0 | 459.5797 | 0.00035567 | 458.9699 | 0.00053126 | 453.0949 | 0.0011566 | 458.9699 | 0.0020937 | 459.5797 | 0.34718 | 456.2133 | 0.45875 | 459.5797 | 0.045043 | 459.5797 | 0.0044856 | 459.5797 | 0 | 456.2133 | -1.5418e-05 | 459.5797 | 0 | 458.9699 | -0.00075492 | 692.2172 | 0.0045 | 691.4745 | 0 | 692.2172 | 0.00194 | 456.2133 | 0.34967
| 457.4644 | 0.00073368 | 459.8011 | 0.0023607 | 459.1913 | 0.0071586 | 457.4644 | 0.00231 | 459.8011 | 0.0015201 | 459.1913 | 0.0034863 | 453.3154 | 0.0019317 | 459.1913 | 0.004042 | 459.801 | 0.33915 | 456.4307 | 0.46471 | 459.801 | 0.048446 | 459.8011 | 0.0060862 | 459.801 | 0.00085373 | 456.4307 | 0.0021247 | 459.8011 | 0.00050447 | 459.1913 | 0.00051675 | 692.3799 | 0.00571 | 691.6374 | 6.9993e-05 | 692.3799 | 0.0018 | 456.4307 | 0.34631
| 457.5774 | 0 | 460.0224 | 0.00098617 | 459.4128 | 0.0068313 | 457.5774 | 0 | 460.0224 | -0.00017854 | 459.4128 | 0.00084809 | 453.5359 | 0.0012704 | 459.4128 | 0.0021326 | 460.0224 | 0.32699 | 456.6482 | 0.47473 | 460.0224 | 0.047329 | 460.0224 | 0.0049906 | 460.0224 | 0 | 456.6482 | 0.00055756 | 460.0224 | 0 | 459.4128 | -0.000789 | 692.5426 | 0.00505 | 691.8003 | 0 | 692.5426 | 0.00195 | 456.6482 | 0.33709
| 457.6905 | 0 | 460.2437 | 0.003066 | 459.6343 | 0.0067906 | 457.6905 | 0.0007803 | 460.2437 | 0.00077336 | 459.6343 | 0.0021423 | 453.7564 | 0.0016198 | 459.6343 | 0.0038221 | 460.2437 | 0.32379 | 456.8657 | 0.48758 | 460.2437 | 0.051177 | 460.2437 | 0.0063493 | 460.2437 | 0.0006762 | 456.8657 | 0.00075121 | 460.2437 | 0.00034053 | 459.6343 | 0.00050138 | 692.7054 | 0.00538 | 691.9631 | 3.0002e-05 | 692.7054 | 0.0018 | 456.8657 | 0.33034
| 457.8036 | 0 | 460.4651 | 0.0012022 | 459.8558 | 0.0064896 | 457.8036 | 0.00027809 | 460.4651 | 0.00050415 | 459.8558 | -1.8528e-05 | 453.977 | 0.00092459 | 459.8558 | 0.0019477 | 460.4651 | 0.31554 | 457.0832 | 0.49445 | 460.4651 | 0.048934 | 460.4651 | 0.0046139 | 460.4651 | 0 | 457.0832 | -0.0010397 | 460.4651 | 0 | 459.8558 | -0.00154 | 692.8681 | 0.00612 | 692.126 | 0 | 692.8681 | 0.00192 | 457.0832 | 0.32339
| 457.9167 | 0.00116 | 460.6864 | 0.0021747 | 460.0773 | 0.0064268 | 457.9167 | 0.00123 | 460.6864 | 0.00082876 | 460.0773 | 0.002059 | 454.1975 | 0.0015543 | 460.0773 | 0.0042217 | 460.6864 | 0.30947 | 457.3007 | 0.50856 | 460.6864 | 0.053908 | 460.6864 | 0.0062219 | 460.6864 | 0.0011498 | 457.3007 | 0.0013146 | 460.6864 | 0.00039327 | 460.0773 | 0.00052625 | 693.0309 | 0.00564 | 692.2889 | 6.9993e-05 | 693.0309 | 0.00186 | 457.3007 | 0.32363
| 458.0298 | 0 | 460.9078 | 0.0012381 | 460.2988 | 0.0068318 | 458.0298 | 0 | 460.9078 | 0.00029271 | 460.2988 | 0.0010152 | 454.4181 | 0.00099176 | 460.2988 | 0.0018328 | 460.9078 | 0.30512 | 457.5182 | 0.51448 | 460.9078 | 0.054078 | 460.9078 | 0.0057013 | 460.9078 | 0 | 457.5182 | -0.0016021 | 460.9078 | 0 | 460.2988 | -0.00105 | 693.1936 | 0.00443 | 692.4517 | 0 | 693.1936 | 0.00204 | 457.5183 | 0.3146
| 458.1429 | 0.00152 | 461.1292 | 0.0025632 | 460.5203 | 0.0064744 | 458.1429 | 0.00163 | 461.1292 | 0.00088658 | 460.5203 | 0.0030041 | 454.6387 | 0.0015181 | 460.5203 | 0.0038729 | 461.1292 | 0.30318 | 457.7358 | 0.52616 | 461.1292 | 0.057388 | 461.1292 | 0.0065598 | 461.1292 | 0.00040232 | 457.7358 | 0.0028508 | 461.1292 | 0.00045562 | 460.5203 | 0.0008152 | 693.3564 | 0.00586 | 692.6146 | 0.00011 | 693.3564 | 0.00187 | 457.7358 | 0.31219
| 458.256 | 0 | 461.3506 | 0.001719 | 460.7419 | 0.0067004 | 458.256 | 0 | 461.3506 | 0.00060711 | 460.7419 | 0.0015302 | 454.8593 | 0.0010899 | 460.7419 | 0.0017633 | 461.3506 | 0.29467 | 457.9533 | 0.53699 | 461.3506 | 0.058389 | 461.3506 | 0.0057543 | 461.3506 | 0 | 457.9533 | -0.00015018 | 461.3506 | 0 | 460.7419 | -0.0007846 | 693.5192 | 0.00411 | 692.7775 | 0 | 693.5192 | 0.00198 | 457.9533 | 0.30375
| 458.3691 | 0.00057197 | 461.572 | 0.0011232 | 460.9634 | 0.0067651 | 458.3691 | 0.00158 | 461.572 | 0.00097392 | 460.9634 | 0.0024293 | 455.0799 | 0.0017648 | 460.9634 | 0.0036493 | 461.572 | 0.29361 | 458.1709 | 0.54979 | 461.572 | 0.061103 | 461.572 | 0.0070339 | 461.572 | 0 | 458.1709 | 0.003033 | 461.572 | 0.00043882 | 460.9635 | 0.00132 | 693.6819 | 0.00645 | 692.9404 | 8.9995e-05 | 693.6819 | 0.0018 | 458.1709 | 0.30646
| 458.4822 | 0 | 461.7934 | 0.0013959 | 461.185 | 0.0053171 | 458.4822 | 0 | 461.7934 | 0.00012663 | 461.185 | 0.00069753 | 455.3005 | 0.0011795 | 461.185 | 0.0023349 | 461.7934 | 0.28921 | 458.3885 | 0.5548 | 461.7934 | 0.063017 | 461.7934 | 0.0064509 | 461.7934 | 0 | 458.3885 | -0.00094889 | 461.7934 | 0 | 461.185 | -0.00124 | 693.8447 | 0.00439 | 693.1033 | 0 | 693.8447 | 0.00201 | 458.3885 | 0.29824
| 458.5953 | 0.00094928 | 462.0149 | 0.0019405 | 461.4066 | 0.0068225 | 458.5953 | 0.00104 | 462.0149 | 0.0011969 | 461.4066 | 0.0023651 | 455.5211 | 0.001393 | 461.4066 | 0.0040966 | 462.0149 | 0.28552 | 458.606 | 0.57186 | 462.0149 | 0.065603 | 462.0149 | 0.0075339 | 462.0149 | 0.00066727 | 458.606 | 0.0016992 | 462.0149 | 0.00037966 | 461.4066 | 0.00126 | 694.0075 | 0.00478 | 693.2663 | 6.9993e-05 | 694.0075 | 0.00182 | 458.606 | 0.29488
| 458.7084 | 0 | 462.2363 | 0.0012329 | 461.6282 | 0.0066589 | 458.7084 | 0 | 462.2363 | 7.1891e-06 | 461.6282 | 0.00098146 | 455.7417 | 0.0013747 | 461.6282 | 0.0019989 | 462.2363 | 0.27641 | 458.8236 | 0.58064 | 462.2363 | 0.065838 | 462.2363 | 0.0066913 | 462.2363 | 0 | 458.8236 | -0.00044951 | 462.2363 | 0 | 461.6282 | -0.00113 | 694.1703 | 0.00561 | 693.4292 | 0 | 694.1703 | 0.00194 | 458.8236 | 0.28789
| 458.8215 | 0.00042823 | 462.4578 | 0.002281 | 461.8498 | 0.0063482 | 458.8215 | 0.00072829 | 462.4578 | 0.0017873 | 461.8498 | 0.0020158 | 455.9624 | 0.0012418 | 461.8498 | 0.0038205 | 462.4578 | 0.2697 | 459.0413 | 0.59512 | 462.4578 | 0.067875 | 462.4578 | 0.0079431 | 462.4578 | 0.0004961 | 459.0413 | 0.0029644 | 462.4578 | 0.00043634 | 461.8498 | 0.00075944 | 694.3331 | 0.00396 | 693.5921 | 6.9993e-05 | 694.3331 | 0.00182 | 459.0413 | 0.289
| 458.9346 | 0.00044991 | 462.6793 | 0.0015813 | 462.0715 | 0.006347 | 458.9346 | 0 | 462.6793 | 0.00058442 | 462.0715 | 0.00063636 | 456.183 | 0.00090984 | 462.0715 | 0.0019269 | 462.6793 | 0.26219 | 459.2589 | 0.60019 | 462.6793 | 0.067674 | 462.6793 | 0.0065716 | 462.6793 | 0 | 459.2589 | -0.00018218 | 462.6793 | 0 | 462.0715 | -0.00039342 | 694.4959 | 0.00482 | 693.755 | 0 | 694.4959 | 0.00198 | 459.2589 | 0.28295
| 459.0477 | 0.00078757 | 462.9008 | 0.0021012 | 462.2931 | 0.0066004 | 459.0477 | 0.00179 | 462.9008 | 0.00087381 | 462.2931 | 0.0026865 | 456.4037 | 0.0016363 | 462.2931 | 0.0035273 | 462.9008 | 0.25702 | 459.4765 | 0.61096 | 462.9008 | 0.072566 | 462.9008 | 0.0082131 | 462.9008 | 0.00066127 | 459.4765 | -0.00056241 | 462.9008 | 0.00053186 | 462.2931 | 0.00172 | 694.6587 | 0.00619 | 693.918 | 6.9993e-05 | 694.6587 | 0.00188 | 459.4765 | 0.27461
| 459.1608 | 0 | 463.1223 | 0.0011282 | 462.5148 | 0.0062683 | 459.1608 | 0 | 463.1223 | 0.00026826 | 462.5148 | 0.0011058 | 456.6244 | 0.00085459 | 462.5148 | 0.001544 | 463.1223 | 0.25076 | 459.6942 | 0.61983 | 463.1223 | 0.071477 | 463.1223 | 0.0070169 | 463.1223 | 0 | 459.6942 | 0.0019729 | 463.1223 | 0 | 462.5148 | -0.00065811 | 694.8215 | 0.00508 | 694.0809 | 0 | 694.8215 | 0.00207 | 459.6941 | 0.27618
| 459.2739 | 0.0012 | 463.3438 | 0.0026561 | 462.7365 | 0.0067027 | 459.2739 | 0.00127 | 463.3438 | 0.00083741 | 462.7365 | 0.0028719 | 456.8451 | 0.0013809 | 462.7365 | 0.0036916 | 463.3438 | 0.24949 | 459.9118 | 0.63539 | 463.3438 | 0.076867 | 463.3438 | 0.0089829 | 463.3438 | 0.00051886 | 459.9118 | 0.0021875 | 463.3438 | 0.00034265 | 462.7364 | 0.00133 | 694.9843 | 0.00684 | 694.2438 | 5.0004e-05 | 694.9843 | 0.00201 | 459.9118 | 0.27374
| 459.387 | 0 | 463.5653 | 0.00095282 | 462.9581 | 0.0062265 | 459.387 | 0 | 463.5653 | 2.0172e-05 | 462.9581 | 0.001392 | 457.0658 | 0.0010333 | 462.9581 | 0.0018869 | 463.5653 | 0.24279 | 460.1295 | 0.64816 | 463.5653 | 0.076931 | 463.5653 | 0.0076936 | 463.5653 | 0 | 460.1295 | 0.0010949 | 463.5653 | 0 | 462.9581 | -0.00010038 | 695.1472 | 0.00482 | 694.4068 | 0 | 695.1472 | 0.00213 | 460.1295 | 0.26958
| 459.5001 | 0.00188 | 463.7869 | 0.0020639 | 463.1798 | 0.0063802 | 459.5001 | 0.00121 | 463.7869 | 0.00098992 | 463.1798 | 0.0024771 | 457.2865 | 0.001371 | 463.1798 | 0.0035265 | 463.7869 | 0.24238 | 460.3471 | 0.65559 | 463.7869 | 0.082517 | 463.7869 | 0.0092151 | 463.7869 | 0.00049738 | 460.3471 | 0.0023988 | 463.7869 | 0.00044296 | 463.1798 | 0.00064656 | 695.31 | 0.00528 | 694.5697 | 6.9993e-05 | 695.31 | 0.00187 | 460.3471 | 0.26249
| 459.6132 | 0 | 464.0085 | 0.0016564 | 463.4016 | 0.006496 | 459.6132 | 0 | 464.0085 | 0.0004297 | 463.4016 | 0.00037169 | 457.5072 | 0.00069802 | 463.4016 | 0.0019691 | 464.0085 | 0.23651 | 460.5648 | 0.66171 | 464.0085 | 0.083481 | 464.0085 | 0.0087739 | 464.0085 | 0 | 460.5648 | 0.0012865 | 464.0084 | 0 | 463.4016 | -0.00076747 | 695.4728 | 0.00563 | 694.7327 | 0 | 695.4728 | 0.00198 | 460.5648 | 0.25854
| 459.7263 | 0.00015871 | 464.23 | 0.0023179 | 463.6233 | 0.0064955 | 459.7263 | 0.00091902 | 464.23 | 0.00043984 | 463.6233 | 0.0017994 | 457.728 | 0.0013688 | 463.6233 | 0.0035421 | 464.23 | 0.23134 | 460.7825 | 0.67336 | 464.23 | 0.087477 | 464.23 | 0.009679 | 464.23 | 0.0012906 | 460.7825 | 0.0010477 | 464.23 | 0.00045939 | 463.6233 | 0.0013 | 695.6357 | 0.0064 | 694.8957 | 3.0002e-05 | 695.6357 | 0.00187 | 460.7825 | 0.25718
| 459.8395 | 0 | 464.4516 | 0.0021276 | 463.845 | 0.0060893 | 459.8395 | 0 | 464.4516 | 0.00049889 | 463.845 | 0.0014572 | 457.9487 | 0.00085791 | 463.845 | 0.0017909 | 464.4516 | 0.22192 | 461.0002 | 0.68388 | 464.4516 | 0.08606 | 464.4516 | 0.0088315 | 464.4516 | 0 | 461.0002 | -0.00027734 | 464.4516 | 0 | 463.845 | -0.00012638 | 695.7985 | 0.00659 | 695.0586 | 0 | 695.7985 | 0.00213 | 461.0002 | 0.25218
| 459.9526 | 0.00051807 | 464.6732 | 0.0024856 | 464.0668 | 0.0061749 | 459.9526 | 0.00111 | 464.6732 | 0.00083738 | 464.0668 | 0.0030475 | 458.1695 | 0.00096228 | 464.0668 | 0.0031653 | 464.6732 | 0.21773 | 461.218 | 0.69437 | 464.6732 | 0.089562 | 464.6732 | 0.010098 | 464.6732 | 0.00066197 | 461.218 | 0.0014769 | 464.6732 | 0.00047455 | 464.0668 | 0.00024048 | 695.9614 | 0.007 | 695.2216 | 6.9993e-05 | 695.9614 | 0.00195 | 461.218 | 0.2506
| 460.0657 | 0 | 464.8948 | 0.0020863 | 464.2886 | 0.0058761 | 460.0657 | 0 | 464.8948 | 4.792e-05 | 464.2886 | -0.00016129 | 458.3903 | 0.00042927 | 464.2886 | 0.0017316 | 464.8948 | 0.20654 | 461.4357 | 0.70497 | 464.8948 | 0.088415 | 464.8948 | 0.0089825 | 464.8948 | 0 | 461.4357 | -0.0018964 | 464.8948 | 0 | 464.2886 | -0.00033851 | 696.1242 | 0.0052 | 695.3846 | 0 | 696.1242 | 0.00213 | 461.4357 | 0.24144
| 460.1788 | 0.00076961 | 465.1165 | 0.0021297 | 464.5103 | 0.0059091 | 460.1788 | 0.00192 | 465.1165 | 0.00059702 | 464.5103 | 0.0018382 | 458.6111 | 0.0012722 | 464.5103 | 0.003177 | 465.1165 | 0.20349 | 461.6534 | 0.71881 | 465.1165 | 0.09288 | 465.1165 | 0.010311 | 465.1165 | 0.00046421 | 461.6534 | 0.0041351 | 465.1165 | 0.00067828 | 464.5104 | 0.00063013 | 696.2871 | 0.00665 | 695.5476 | 3.0002e-05 | 696.2871 | 0.00204 | 461.6534 | 0.24184
| 460.2919 | 0 | 465.3381 | 0.0022422 | 464.7321 | 0.0060461 | 460.2919 | 0 | 465.3381 | 0.0011166 | 464.7321 | 0.002438 | 458.8318 | 0.0011223 | 464.7321 | 0.0029764 | 465.3381 | 0.19795 | 461.8712 | 0.73644 | 465.3381 | 0.098715 | 465.3381 | 0.010769 | 465.3381 | 0.00028515 | 461.8712 | 0.0030842 | 465.3381 | 0.00050275 | 464.7321 | 0.00054594 | 696.45 | 0.00672 | 695.7106 | 0 | 696.45 | 0.00208 | 461.8712 | 0.23399
| 460.4051 | 0 | 465.5598 | 0.0010742 | 464.954 | 0.0063945 | 460.4051 | 0.00062425 | 465.5598 | 0.00039649 | 464.954 | 0.0010508 | 459.0526 | 0.00079791 | 464.954 | 0.0019661 | 465.5598 | 0.19247 | 462.089 | 0.74866 | 465.5598 | 0.10209 | 465.5598 | 0.010929 | 465.5598 | 0 | 462.089 | -0.00045256 | 465.5598 | 0 | 464.954 | -0.0011 | 696.6128 | 0.00556 | 695.8736 | 1.0001e-05 | 696.6128 | 0.00204 | 462.089 | 0.22776
| 460.5182 | 0 | 465.7814 | 0.0023887 | 465.1758 | 0.0064296 | 460.5182 | 0 | 465.7814 | 0.0011651 | 465.1758 | 0.0030692 | 459.2735 | 0.0012084 | 465.1758 | 0.0033262 | 465.7814 | 0.19206 | 462.3067 | 0.75745 | 465.7814 | 0.1063 | 465.7814 | 0.011981 | 465.7814 | 0.00050889 | 462.3067 | 0.0013172 | 465.7814 | 0.00035716 | 465.1758 | 0.00111 | 696.7757 | 0.0067 | 696.0366 | 6.6672e-06 | 696.7757 | 0.00193 | 462.3067 | 0.22393
| 460.6313 | 0.00023058 | 466.0031 | 0.0016577 | 465.3976 | 0.0060736 | 460.6313 | 0.00086701 | 466.0031 | 0.00088619 | 465.3976 | 0.0010686 | 459.4943 | 0.00067534 | 465.3976 | 0.0016448 | 466.0031 | 0.18605 | 462.5245 | 0.76816 | 466.0031 | 0.10861 | 466.0031 | 0.011222 | 466.0031 | 0 | 462.5245 | 0.00062141 | 466.0031 | 0 | 465.3976 | -0.00077149 | 696.9386 | 0.0057 | 696.1996 | 3.0002e-05 | 696.9386 | 0.00201 | 462.5245 | 0.21958
| 460.7444 | 0 | 466.2248 | 0.0020247 | 465.6195 | 0.0063972 | 460.7444 | 0 | 466.2248 | 0.00052014 | 465.6195 | 0.0025166 | 459.7151 | 0.0011615 | 465.6195 | 0.0033966 | 466.2248 | 0.18449 | 462.7423 | 0.77721 | 466.2248 | 0.11331 | 466.2248 | 0.012796 | 466.2248 | 0.00041608 | 462.7423 | 0.00048848 | 466.2248 | 0.00065291 | 465.6195 | 0.00141 | 697.1015 | 0.00914 | 696.3626 | 0 | 697.1015 | 0.00192 | 462.7423 | 0.21631
| 460.8576 | 0.00078757 | 466.4465 | 0.0017467 | 465.8414 | 0.0057505 | 460.8576 | 0.00146 | 466.4465 | 0.00023238 | 465.8414 | 0.00082052 | 459.936 | 0.00068116 | 465.8414 | 0.0017822 | 466.4465 | 0.17698 | 462.9601 | 0.7879 | 466.4465 | 0.11453 | 466.4465 | 0.012151 | 466.4465 | 0 | 462.9601 | -0.0014954 | 466.4465 | 0 | 465.8413 | -0.00108 | 697.2644 | 0.00712 | 696.5256 | 3.0002e-05 | 697.2644 | 0.00198 | 462.9601 | 0.21245
| 460.9707 | 0 | 466.6682 | 0.0022423 | 466.0632 | 0.0063663 | 460.9707 | 0 | 466.6682 | 0.00067989 | 466.0632 | 0.0024136 | 460.1569 | 0.0010792 | 466.0632 | 0.0032517 | 466.6682 | 0.17569 | 463.1779 | 0.80033 | 466.6682 | 0.11944 | 466.6682 | 0.013653 | 466.6682 | 0.00028444 | 463.1779 | 0.0012237 | 466.6682 | 0.00049009 | 466.0632 | 0.00141 | 697.4273 | 0.00645 | 696.6886 | 0 | 697.4273 | 0.00188 | 463.178 | 0.20913
| 461.0839 | 0.00093132 | 466.89 | 0.00022281 | 466.2851 | 0.006099 | 461.0839 | 0.00091902 | 466.89 | 0.00035419 | 466.2851 | 0.0011377 | 460.3777 | 0.00034319 | 466.2851 | 0.0014118 | 466.89 | 0.16879 | 463.3958 | 0.80806 | 466.89 | 0.1196 | 466.89 | 0.012508 | 466.89 | 0 | 463.3958 | -0.00089503 | 466.8899 | 0 | 466.2851 | -0.00088385 | 697.5902 | 0.00547 | 696.8517 | 1.0001e-05 | 697.5902 | 0.00196 | 463.3958 | 0.20429
| 461.197 | 0 | 467.1117 | 0.0021196 | 466.507 | 0.0062355 | 461.197 | 0 | 467.1117 | 0.0011028 | 466.507 | 0.0021369 | 460.5986 | 0.0011051 | 466.507 | 0.0032385 | 467.1117 | 0.16494 | 463.6136 | 0.81223 | 467.1117 | 0.12441 | 467.1117 | 0.013944 | 467.1117 | 3.1513e-05 | 463.6136 | 0.0015921 | 467.1117 | 0.00034842 | 466.507 | 0.00122 | 697.7531 | 0.00791 | 697.0147 | 0 | 697.7531 | 0.00189 | 463.6136 | 0.19692
| 461.3101 | 0.00033839 | 467.3335 | 0.0019919 | 466.729 | 0.0062613 | 461.3101 | 0.00192 | 467.3335 | 0.00040586 | 466.729 | 0.0011314 | 460.8195 | 0.00049627 | 466.729 | 0.0017821 | 467.3335 | 0.16046 | 463.8315 | 0.82215 | 467.3335 | 0.126 | 467.3335 | 0.013157 | 467.3335 | 0 | 463.8315 | 0.0006058 | 467.3335 | 0 | 466.729 | -0.00078558 | 697.9161 | 0.00644 | 697.1777 | 3.0002e-05 | 697.9161 | 0.002 | 463.8315 | 0.19587
| 461.4233 | 0 | 467.5552 | 0.0027474 | 466.9509 | 0.0064586 | 461.4233 | 0 | 467.5552 | 0.00099495 | 466.9509 | 0.0026668 | 461.0404 | 0.00097338 | 466.9509 | 0.0032318 | 467.5552 | 0.1583 | 464.0493 | 0.83665 | 467.5552 | 0.13126 | 467.5552 | 0.014958 | 467.5552 | 0.00077572 | 464.0493 | 0.0023414 | 467.5552 | 0.00055026 | 466.9509 | 0.00035192 | 698.079 | 0.00874 | 697.3408 | 6.6672e-06 | 698.079 | 0.00193 | 464.0494 | 0.19264
| 461.5364 | 0 | 467.777 | 0.0017797 | 467.1728 | 0.0064143 | 461.5364 | 0.00083232 | 467.777 | 0.00093764 | 467.1728 | 0.0013746 | 461.2614 | 0.00049529 | 467.1728 | 0.0017172 | 467.777 | 0.15239 | 464.2672 | 0.83607 | 467.777 | 0.13443 | 467.777 | 0.014632 | 467.777 | 0 | 464.2672 | -0.0011771 | 467.777 | 0 | 467.1728 | -0.00031703 | 698.2419 | 0.00686 | 697.5038 | 3.0002e-05 | 698.2419 | 0.00204 | 464.2672 | 0.18546
| 461.6496 | 0 | 467.9988 | 0.0026401 | 467.3948 | 0.0064512 | 461.6496 | 0 | 467.9988 | 0.0014674 | 467.3948 | 0.0022677 | 461.4823 | 0.0013782 | 467.3948 | 0.003224 | 467.9988 | 0.14906 | 464.4851 | 0.84498 | 467.9988 | 0.13888 | 467.9988 | 0.015618 | 467.9988 | 0.00025965 | 464.4851 | 0.0033123 | 467.9988 | 0.00052257 | 467.3948 | 0.00084733 | 698.4049 | 0.00795 | 697.6669 | 6.6672e-06 | 698.4049 | 0.00196 | 464.4851 | 0.1834
| 461.7627 | 0 | 468.2206 | 0.001923 | 467.6168 | 0.0057881 | 461.7627 | 0.00173 | 468.2206 | 0.0001968 | 467.6168 | 0.00017835 | 461.7032 | 0.00067747 | 467.6168 | 0.0016843 | 468.2206 | 0.1429 | 464.703 | 0.84761 | 468.2206 | 0.14002 | 468.2206 | 0.014898 | 468.2206 | 0 | 464.703 | -0.00057271 | 468.2206 | 0 | 467.6168 | -0.00119 | 698.5678 | 0.00705 | 697.83 | 1.0001e-05 | 698.5678 | 0.00197 | 464.703 | 0.17867
| 461.8759 | 0 | 468.4425 | 0.0024223 | 467.8388 | 0.0065181 | 461.8759 | 0 | 468.4425 | 0.00083248 | 467.8388 | 0.0022179 | 461.9242 | 0.0010294 | 467.8388 | 0.0031893 | 468.4425 | 0.1429 | 464.9209 | 0.85374 | 468.4425 | 0.14597 | 468.4425 | 0.016222 | 468.4425 | 0.00057548 | 464.9209 | 0.0026799 | 468.4425 | 0.00047489 | 467.8388 | 0.00031673 | 698.7307 | 0.01079 | 697.993 | 6.6672e-06 | 698.7307 | 0.00181 | 464.9209 | 0.17347
| 461.989 | 0.00041025 | 468.6643 | 0.0016108 | 468.0608 | 0.0059884 | 461.989 | 0.00158 | 468.6643 | 0.00014235 | 468.0608 | 0.0014252 | 462.1452 | 0.00052977 | 468.0608 | 0.0017807 | 468.6643 | 0.13725 | 465.1389 | 0.85838 | 468.6643 | 0.15021 | 468.6643 | 0.015729 | 468.6643 | 0 | 465.1389 | -0.0011324 | 468.6643 | 0 | 468.0608 | -0.00118 | 698.8937 | 0.00654 | 698.1561 | 1.0001e-05 | 698.8937 | 0.00194 | 465.1388 | 0.17039
| 462.1022 | 0 | 468.8862 | 0.002888 | 468.2828 | 0.0064946 | 462.1022 | 0 | 468.8862 | 0.001123 | 468.2828 | 0.0016232 | 462.3661 | 0.00076215 | 468.2828 | 0.0032043 | 468.8862 | 0.13619 | 465.3568 | 0.86556 | 468.8862 | 0.1546 | 468.8862 | 0.017432 | 468.8862 | 0.00073012 | 465.3568 | 0.0026849 | 468.8862 | 0.00038916 | 468.2828 | 0.00136 | 699.0567 | 0.0094 | 698.3192 | 0 | 699.0567 | 0.0019 | 465.3568 | 0.16642
| 462.2153 | 0.00015871 | 469.108 | 0.0017042 | 468.5048 | 0.0062423 | 462.2153 | 0.00166 | 469.108 | 0.00045181 | 468.5048 | 0.00078866 | 462.5872 | 0.00065499 | 468.5048 | 0.0016976 | 469.108 | 0.1305 | 465.5747 | 0.87864 | 469.108 | 0.15709 | 469.108 | 0.016817 | 469.108 | 0 | 465.5747 | 0.00027145 | 469.108 | 0 | 468.5048 | -0.00108 | 699.2196 | 0.00809 | 698.4823 | 1.0001e-05 | 699.2196 | 0.00212 | 465.5747 | 0.15995
| 462.3285 | 8.9983e-05 | 469.3299 | 0.0022868 | 468.7269 | 0.0063303 | 462.3285 | 0 | 469.3299 | 0.0013963 | 468.7269 | 0.0022003 | 462.8081 | 0.001044 | 468.7269 | 0.0033443 | 469.3299 | 0.13044 | 465.7927 | 0.87966 | 469.3299 | 0.16445 | 469.3299 | 0.018516 | 469.3299 | 0.00098781 | 465.7927 | 0.0017698 | 469.3299 | 0.00017746 | 468.7269 | 0.00069332 | 699.3826 | 0.01174 | 698.6453 | 0 | 699.3826 | 0.00203 | 465.7927 | 0.15914
| 462.4416 | 0.0006079 | 469.5518 | 0.0019768 | 468.949 | 0.0063136 | 462.4416 | 0.00113 | 469.5518 | 0.00052037 | 468.949 | 0.00067708 | 463.0292 | 0.00043591 | 468.949 | 0.0016051 | 469.5518 | 0.12539 | 466.0107 | 0.88685 | 469.5518 | 0.16849 | 469.5518 | 0.018372 | 469.5518 | 0 | 466.0107 | 0.00034909 | 469.5518 | 0 | 468.949 | -9.6803e-05 | 699.5456 | 0.00899 | 698.8084 | 0 | 699.5456 | 0.00211 | 466.0107 | 0.15421
| 462.5548 | 0 | 469.7737 | 0.0022823 | 469.171 | 0.0064293 | 462.5548 | 0 | 469.7737 | 0.0011637 | 469.171 | 0.002502 | 463.2502 | 0.00095948 | 469.171 | 0.003277 | 469.7737 | 0.1242 | 466.2287 | 0.89736 | 469.7737 | 0.17477 | 469.7737 | 0.019807 | 469.7737 | 0.00030817 | 466.2287 | 0.0002432 | 469.7737 | 0.00056791 | 469.171 | 0.00072875 | 699.7086 | 0.01148 | 698.9715 | 6.6672e-06 | 699.7086 | 0.00192 | 466.2287 | 0.15174
| 462.668 | 0.00087741 | 469.9956 | 0.0016976 | 469.3931 | 0.0049743 | 462.668 | 0.00084967 | 469.9956 | -0.00017063 | 469.3931 | 0.0016392 | 463.4712 | 0.00043706 | 469.3931 | 0.0016356 | 469.9956 | 0.11998 | 466.4467 | 0.89386 | 469.9956 | 0.17738 | 469.9956 | 0.019301 | 469.9956 | 0 | 466.4467 | -0.00018848 | 469.9956 | 0 | 469.3931 | -0.00065255 | 699.8715 | 0.00907 | 699.1346 | 1.0001e-05 | 699.8715 | 0.00201 | 466.4467 | 0.14778
| 462.7811 | 0 | 470.2176 | 0.0022161 | 469.6152 | 0.0060975 | 462.7811 | 0 | 470.2176 | 0.00061422 | 469.6152 | 0.0024689 | 463.6923 | 0.00082292 | 469.6152 | 0.0031334 | 470.2176 | 0.11942 | 466.6646 | 0.9057 | 470.2176 | 0.18672 | 470.2176 | 0.020851 | 470.2176 | 0.00012077 | 466.6646 | 0.0040594 | 470.2176 | 0.0003901 | 469.6152 | 0.00066119 | 700.0345 | 0.01157 | 699.2977 | 6.6672e-06 | 700.0345 | 0.00199 | 466.6646 | 0.14457
| 462.8943 | 0 | 470.4395 | 0.00097642 | 469.8373 | 0.0056731 | 462.8943 | 0 | 470.4395 | 0.00024265 | 469.8373 | 0.00097205 | 463.9133 | 0.00040228 | 469.8373 | 0.0016447 | 470.4395 | 0.11432 | 466.8827 | 0.90761 | 470.4395 | 0.19065 | 470.4395 | 0.020627 | 470.4395 | 0 | 466.8827 | 0.0018482 | 470.4395 | 0 | 469.8373 | -0.00084467 | 700.1975 | 0.00782 | 699.4609 | 1.0001e-05 | 700.1975 | 0.00217 | 466.8827 | 0.14046
| 463.0075 | 0 | 470.6615 | 0.0020921 | 470.0595 | 0.0060492 | 463.0075 | 0 | 470.6615 | 0.0015557 | 470.0595 | 0.0025116 | 464.1344 | 0.00071785 | 470.0595 | 0.0030288 | 470.6615 | 0.11418 | 467.1007 | 0.91656 | 470.6615 | 0.19819 | 470.6615 | 0.021995 | 470.6615 | 5.6586e-05 | 467.1007 | 0.00075907 | 470.6615 | 0.00034998 | 470.0595 | 0.00082553 | 700.3606 | 0.01106 | 699.624 | 6.6672e-06 | 700.3606 | 0.00205 | 467.1007 | 0.13656
| 463.1206 | 0.00087741 | 470.8834 | 0.0022359 | 470.2816 | 0.0054511 | 463.1206 | 0.00132 | 470.8834 | 0.00036147 | 470.2816 | 0.00098908 | 464.3555 | 0.0003506 | 470.2816 | 0.0017055 | 470.8834 | 0.11051 | 467.3187 | 0.91988 | 470.8834 | 0.20234 | 470.8834 | 0.021698 | 470.8834 | 0 | 467.3187 | -0.00029641 | 470.8834 | 0 | 470.2816 | -0.00087645 | 700.5236 | 0.01277 | 699.7871 | 3.0002e-05 | 700.5236 | 0.0021 | 467.3187 | 0.13433
| 463.2338 | 0 | 471.1054 | 0.0017762 | 470.5038 | 0.0062278 | 463.2338 | 0 | 471.1054 | 0.00094921 | 470.5038 | 0.0026486 | 464.5766 | 0.00099171 | 470.5038 | 0.0030324 | 471.1054 | 0.10975 | 467.5368 | 0.93372 | 471.1054 | 0.21079 | 471.1054 | 0.024203 | 471.1054 | 0.0011614 | 467.5368 | 0.00074723 | 471.1054 | 0.00049715 | 470.5038 | 0.00108 | 700.6866 | 0.01222 | 699.9502 | 6.6672e-06 | 700.6866 | 0.00191 | 467.5368 | 0.13314
| 463.347 | 1.4969e-05 | 471.3274 | 0.0021307 | 470.7259 | 0.0059854 | 463.347 | 0.00212 | 471.3274 | 0.0006544 | 470.7259 | 0.00074043 | 464.7977 | 0.00018497 | 470.7259 | 0.001669 | 471.3274 | 0.10511 | 467.7549 | 0.92805 | 471.3274 | 0.21473 | 471.3274 | 0.023418 | 471.3274 | 0 | 467.7549 | -0.0012473 | 471.3274 | 0 | 470.7259 | -0.00033733 | 700.8496 | 0.01333 | 700.1134 | 1.0001e-05 | 700.8496 | 0.00198 | 467.7548 | 0.12878
| 463.4601 | 0 | 471.5494 | 0.0022713 | 470.9481 | 0.0059889 | 463.4601 | 0 | 471.5494 | 0.0011054 | 470.9481 | 0.0018418 | 465.0188 | 0.0010134 | 470.9481 | 0.0027521 | 471.5494 | 0.10441 | 467.9729 | 0.9448 | 471.5494 | 0.22244 | 471.5494 | 0.025079 | 471.5494 | 0.00097214 | 467.9729 | 0.0016692 | 471.5494 | 0.00050565 | 470.9481 | 0.00080106 | 701.0126 | 0.01071 | 700.2765 | 4.667e-05 | 701.0126 | 0.00189 | 467.9729 | 0.12753
| 463.5733 | 0.00102 | 471.7715 | 0.0015581 | 471.1703 | 0.0056285 | 463.5733 | 0.00172 | 471.7715 | 0.00029065 | 471.1703 | 0.00062272 | 465.2399 | 0.00045211 | 471.1703 | 0.0015642 | 471.7715 | 0.098605 | 468.191 | 0.94357 | 471.7715 | 0.2233 | 471.7715 | 0.024193 | 471.7715 | 0 | 468.191 | -0.00038663 | 471.7715 | 0 | 471.1703 | -0.0006196 | 701.1757 | 0.01076 | 700.4397 | 1.0001e-05 | 701.1757 | 0.002 | 468.191 | 0.12373
| 463.6865 | 0 | 471.9935 | 0.0029593 | 471.3925 | 0.0058239 | 463.6865 | 0 | 471.9935 | 0.00035769 | 471.3925 | 0.002643 | 465.4611 | 0.0011077 | 471.3925 | 0.0029556 | 471.9935 | 0.096948 | 468.4091 | 0.95001 | 471.9935 | 0.23205 | 471.9935 | 0.026319 | 471.9935 | 0.00097631 | 468.4091 | 0.0017455 | 471.9935 | 0.00050569 | 471.3925 | 0.00053368 | 701.3387 | 0.0138 | 700.6028 | 0 | 701.3387 | 0.0019 | 468.4091 | 0.12356
| 463.7997 | 0 | 472.2155 | 0.001703 | 471.6148 | 0.0056042 | 463.7997 | 0.00222 | 472.2155 | 0.00036312 | 471.6148 | 0.0014905 | 465.6823 | 0.00032651 | 471.6148 | 0.0015571 | 472.2155 | 0.093136 | 468.6272 | 0.95417 | 472.2155 | 0.23341 | 472.2155 | 0.025867 | 472.2155 | 0 | 468.6272 | 0.0015213 | 472.2156 | 0 | 471.6148 | -0.00026008 | 701.5018 | 0.01259 | 700.766 | 3.0002e-05 | 701.5018 | 0.00206 | 468.6272 | 0.11939
| 463.9129 | 0 | 472.4376 | 0.0022021 | 471.837 | 0.005805 | 463.9129 | 0 | 472.4376 | 0.0015497 | 471.837 | 0.0023934 | 465.9034 | 0.00055846 | 471.837 | 0.0028587 | 472.4376 | 0.091399 | 468.8453 | 0.95913 | 472.4376 | 0.24182 | 472.4376 | 0.027504 | 472.4376 | 0.00046313 | 468.8453 | 0.0026003 | 472.4376 | 0.00047966 | 471.837 | 0.00049103 | 701.6648 | 0.01334 | 700.9291 | 6.6672e-06 | 701.6648 | 0.00201 | 468.8453 | 0.11807
| 464.026 | 0 | 472.6597 | 0.0019526 | 472.0592 | 0.005535 | 464.026 | 0.00065893 | 472.6597 | 0.00014391 | 472.0592 | 0.00055251 | 466.1246 | 0.00040796 | 472.0592 | 0.0014954 | 472.6597 | 0.08711 | 469.0634 | 0.9616 | 472.6597 | 0.24317 | 472.6597 | 0.027147 | 472.6597 | 0 | 469.0634 | 0.00017381 | 472.6597 | 0 | 472.0593 | -0.00095772 | 701.8279 | 0.01301 | 701.0923 | 1.0001e-05 | 701.8279 | 0.0021 | 469.0634 | 0.11692
| 464.1392 | 0 | 472.8818 | 0.0021835 | 472.2815 | 0.0060541 | 464.1392 | 0 | 472.8818 | 0.0012158 | 472.2815 | 0.0025188 | 466.3458 | 0.00070291 | 472.2815 | 0.0029088 | 472.8818 | 0.087991 | 469.2816 | 0.96567 | 472.8818 | 0.2545 | 472.8818 | 0.029273 | 472.8818 | 0.00062538 | 469.2816 | 0.00057163 | 472.8818 | 0.00057885 | 472.2815 | 0.0011 | 701.9909 | 0.01378 | 701.2555 | 0 | 701.9909 | 0.00196 | 469.2816 | 0.1151
| 464.2524 | 0.00012278 | 473.1039 | 0.0014061 | 472.5038 | 0.0055591 | 464.2524 | 0.00113 | 473.1039 | 0.00040812 | 472.5038 | 0.0011642 | 466.567 | 0.00051211 | 472.5038 | 0.0016394 | 473.1039 | 0.083404 | 469.4997 | 0.97074 | 473.1039 | 0.26 | 473.1039 | 0.029159 | 473.1039 | 0 | 469.4997 | 0.0031752 | 473.1039 | 0 | 472.5038 | -0.00098872 | 702.154 | 0.01074 | 701.4186 | 0 | 702.154 | 0.00208 | 469.4997 | 0.11094
| 464.3656 | 0 | 473.326 | 0.00312 | 472.7261 | 0.0056658 | 464.3656 | 0 | 473.326 | 0.0012481 | 472.7261 | 0.0015139 | 466.7882 | 0.00084963 | 472.7261 | 0.0027254 | 473.326 | 0.082791 | 469.7179 | 0.98109 | 473.326 | 0.26936 | 473.326 | 0.030674 | 473.326 | 0 | 469.7179 | -0.00081905 | 473.326 | 0.000428 | 472.7261 | 0.00084949 | 702.3171 | 0.01447 | 701.5818 | 0 | 702.3171 | 0.00202 | 469.7179 | 0.11097
| 464.4788 | 0.00041025 | 473.5481 | 0.0023026 | 472.9484 | 0.0053926 | 464.4788 | 0.00083232 | 473.5481 | -0.00020692 | 472.9484 | 0.0010573 | 467.0094 | 0.00017048 | 472.9484 | 0.0016578 | 473.5481 | 0.079869 | 469.9361 | 0.98038 | 473.5481 | 0.27323 | 473.5481 | 0.030505 | 473.5481 | 0 | 469.9361 | -0.00079654 | 473.5481 | 0 | 472.9484 | -0.00095697 | 702.4802 | 0.01247 | 701.745 | 1.0001e-05 | 702.4802 | 0.00207 | 469.9361 | 0.10791
| 464.592 | 0 | 473.7703 | 0.0034259 | 473.1707 | 0.0055682 | 464.592 | 0 | 473.7703 | 0.00090134 | 473.1707 | 0.0022174 | 467.2306 | 0.00075823 | 473.1707 | 0.0029709 | 473.7703 | 0.078533 | 470.1543 | 0.98807 | 473.7703 | 0.27897 | 473.7703 | 0.032063 | 473.7703 | 0.00073795 | 470.1543 | 0.0029917 | 473.7703 | 0.00052685 | 473.1707 | 0.00072653 | 702.6432 | 0.01427 | 701.9082 | 6.6672e-06 | 702.6432 | 0.00192 | 470.1543 | 0.10708
| 464.7052 | 0 | 473.9924 | 0.0011594 | 473.3931 | 0.0052669 | 464.7052 | 0.00111 | 473.9924 | 0.00023247 | 473.3931 | 0.00027513 | 467.4519 | 0.00049362 | 473.3931 | 0.001337 | 473.9924 | 0.074747 | 470.3725 | 0.98134 | 473.9924 | 0.28499 | 473.9924 | 0.031617 | 473.9924 | 0 | 470.3725 | 0.0003815 | 473.9924 | 0 | 473.3931 | -0.00062654 | 702.8063 | 0.01278 | 702.0714 | 1.0001e-05 | 702.8063 | 0.00196 | 470.3725 | 0.10317
| 464.8184 | 0 | 474.2146 | 0.0020108 | 473.6154 | 0.0056522 | 464.8184 | 0 | 474.2146 | 0.0016394 | 473.6154 | 0.0019197 | 467.6731 | 0.00060699 | 473.6154 | 0.0025689 | 474.2146 | 0.073511 | 470.5907 | 0.99467 | 474.2146 | 0.29231 | 474.2146 | 0.033631 | 474.2146 | 0.00059649 | 470.5907 | -0.00021598 | 474.2146 | 0.00061374 | 473.6154 | 0.0004447 | 702.9694 | 0.01496 | 702.2346 | 0 | 702.9694 | 0.00191 | 470.5907 | 0.10589
| 464.9316 | 0.00048213 | 474.4368 | 0.0017529 | 473.8378 | 0.0047681 | 464.9316 | 0.00116 | 474.4368 | 6.4537e-06 | 473.8378 | 0.00080467 | 467.8944 | 0.00043537 | 473.8378 | 0.0016122 | 474.4368 | 0.070856 | 470.8089 | 0.99174 | 474.4368 | 0.29689 | 474.4368 | 0.033097 | 474.4368 | 0 | 470.8089 | -0.00083883 | 474.4368 | 0 | 473.8378 | -0.0006773 | 703.1325 | 0.01127 | 702.3978 | 1.0001e-05 | 703.1325 | 0.00203 | 470.8089 | 0.10296
| 465.0448 | 0 | 474.659 | 0.0025981 | 474.0601 | 0.0054796 | 465.0448 | 0 | 474.659 | 0.0016598 | 474.0601 | 0.0014765 | 468.1157 | 0.00065412 | 474.0601 | 0.0027613 | 474.659 | 0.070763 | 471.0271 | 0.99647 | 474.659 | 0.30786 | 474.659 | 0.035106 | 474.659 | 0.00080565 | 471.0271 | 0.0015677 | 474.659 | 0.00047009 | 474.0601 | 0.00070989 | 703.2956 | 0.01466 | 702.561 | 0 | 703.2956 | 0.00205 | 471.0271 | 0.10394
| 465.158 | 0.0005001 | 474.8812 | 0.0022015 | 474.2825 | 0.0056457 | 465.158 | 0.00153 | 474.8812 | 0.00026835 | 474.2825 | 0.00062857 | 468.337 | 0.00050686 | 474.2825 | 0.0015246 | 474.8812 | 0.067983 | 471.2454 | 0.99609 | 474.8812 | 0.31449 | 474.8812 | 0.035512 | 474.8812 | 0 | 471.2454 | -0.0019129 | 474.8812 | 0 | 474.2825 | -0.00062936 | 703.4588 | 0.01537 | 702.7243 | 1.0001e-05 | 703.4588 | 0.00219 | 471.2454 | 0.09931
| 465.2712 | 0 | 475.1034 | 0.0024917 | 474.5049 | 0.0055626 | 465.2712 | 0 | 475.1034 | 0.0011481 | 474.5049 | 0.0023614 | 468.5583 | 0.00090443 | 474.5049 | 0.0027353 | 475.1034 | 0.067748 | 471.4636 | 0.99404 | 475.1034 | 0.3244 | 475.1034 | 0.037325 | 475.1034 | 0.00061152 | 471.4636 | 0.0017128 | 475.1034 | 0.00052148 | 474.5049 | 0.00091376 | 703.6219 | 0.01466 | 702.8875 | 0 | 703.6219 | 0.00203 | 471.4636 | 0.09975
| 465.3844 | 0.0016 | 475.3256 | 0.0021631 | 474.7274 | 0.0054875 | 465.3844 | 0.00147 | 475.3256 | 0.0004578 | 474.7274 | 0.0007973 | 468.7796 | 0.00031963 | 474.7274 | 0.0015966 | 475.3256 | 0.065064 | 471.6819 | 0.99537 | 475.3256 | 0.33005 | 475.3256 | 0.037595 | 475.3256 | 0 | 471.6819 | -8.9013e-05 | 475.3256 | 0 | 474.7274 | -0.00064926 | 703.785 | 0.01502 | 703.0507 | 1.0001e-05 | 703.785 | 0.00204 | 471.6818 | 0.09732
| 465.4976 | 0 | 475.5479 | 0.0034506 | 474.9498 | 0.0056758 | 465.4976 | 0 | 475.5479 | 0.00075125 | 474.9498 | 0.0023423 | 469.0009 | 0.0008253 | 474.9498 | 0.0027969 | 475.5479 | 0.065851 | 471.9001 | 1 | 475.5479 | 0.34055 | 475.5479 | 0.039361 | 475.5479 | 0.0008331 | 471.9001 | -0.00063789 | 475.5479 | 0.00044631 | 474.9498 | 0.0011 | 703.9481 | 0.01524 | 703.2139 | 6.6672e-06 | 703.9481 | 0.00192 | 471.9001 | 0.09745
| 465.6108 | 0.00073368 | 475.7701 | 0.0014166 | 475.1722 | 0.0055029 | 465.6108 | 0.00038148 | 475.7701 | 0.0004373 | 475.1722 | 0.0011466 | 469.2222 | 0.00049426 | 475.1722 | 0.0014851 | 475.7701 | 0.062775 | 472.1184 | 0.99089 | 475.7701 | 0.34806 | 475.7701 | 0.039609 | 475.7701 | 0 | 472.1184 | -0.0022981 | 475.7701 | 0 | 475.1722 | -0.00052939 | 704.1113 | 0.01491 | 703.3772 | 3.0002e-05 | 704.1113 | 0.0021 | 472.1184 | 0.09624
| 465.724 | 0 | 475.9924 | 0.0027821 | 475.3947 | 0.0058519 | 465.724 | 0 | 475.9924 | 0.0011399 | 475.3947 | 0.002797 | 469.4436 | 0.00058318 | 475.3947 | 0.0029292 | 475.9924 | 0.062978 | 472.3367 | 0.99325 | 475.9924 | 0.36154 | 475.9924 | 0.042271 | 475.9924 | 0.00067011 | 472.3367 | 0.0022962 | 475.9924 | 0.00043112 | 475.3947 | 0.00173 | 704.2744 | 0.01487 | 703.5404 | 0 | 704.2744 | 0.00202 | 472.3367 | 0.09582
| 465.8373 | 0.00066181 | 476.2147 | 0.0018688 | 475.6172 | 0.0056236 | 465.8373 | 0.00116 | 476.2147 | 0.00043881 | 475.6172 | 0.00025794 | 469.6649 | 0.00036895 | 475.6172 | 0.0017609 | 476.2147 | 0.060396 | 472.555 | 0.99642 | 476.2147 | 0.36816 | 476.2147 | 0.042259 | 476.2147 | 0 | 472.555 | 0.00038853 | 476.2147 | 0 | 475.6172 | -0.00087936 | 704.4375 | 0.01495 | 703.7037 | 3.0002e-05 | 704.4375 | 0.00218 | 472.555 | 0.09562
| 465.9505 | 0 | 476.437 | 0.0021591 | 475.8396 | 0.0056124 | 465.9505 | 0 | 476.437 | 0.001091 | 475.8396 | 0.0026568 | 469.8863 | 0.00056114 | 475.8396 | 0.0028836 | 476.437 | 0.060392 | 472.7733 | 0.99496 | 476.437 | 0.37445 | 476.437 | 0.044024 | 476.437 | 0.00108 | 472.7733 | 0.0015093 | 476.437 | 0.00043751 | 475.8396 | 0.00056562 | 704.6007 | 0.01519 | 703.8669 | 0 | 704.6007 | 0.002 | 472.7733 | 0.09387
| 466.0637 | 0.00075165 | 476.6593 | 0.0018268 | 476.0621 | 0.0052609 | 466.0637 | 0.00090168 | 476.6593 | 0.00042281 | 476.0621 | 0.0015492 | 470.1077 | 0.00024602 | 476.0621 | 0.0015884 | 476.6593 | 0.056556 | 472.9917 | 0.98823 | 476.6593 | 0.3801 | 476.6593 | 0.043845 | 476.6593 | 0 | 472.9917 | 0.0012533 | 476.6593 | 0 | 476.0621 | -0.0004461 | 704.7639 | 0.01544 | 704.0302 | 1.0001e-05 | 704.7639 | 0.00208 | 472.9917 | 0.0899
| 466.1769 | 0 | 476.8816 | 0.002316 | 476.2847 | 0.0055375 | 466.1769 | 0 | 476.8816 | 0.0010317 | 476.2847 | 0.0021806 | 470.3291 | 0.00067722 | 476.2847 | 0.0028104 | 476.8816 | 0.056227 | 473.21 | 0.9866 | 476.8816 | 0.38566 | 476.8816 | 0.045716 | 476.8816 | 0.00068764 | 473.21 | 0.0015641 | 476.8816 | 0.00047218 | 476.2846 | 0.00063714 | 704.927 | 0.01514 | 704.1935 | 0 | 704.927 | 0.00188 | 473.21 | 0.09258
| 466.2901 | 0.00064383 | 477.104 | 0.0019691 | 476.5072 | 0.0049963 | 466.2901 | 0.00076297 | 477.104 | -5.41e-05 | 476.5072 | 6.1893e-05 | 470.5505 | 0.000327 | 476.5072 | 0.001603 | 477.104 | 0.053948 | 473.4284 | 0.97642 | 477.104 | 0.39652 | 477.104 | 0.046084 | 477.104 | 0 | 473.4284 | 0.00023465 | 477.104 | 0 | 476.5072 | -0.001 | 705.0902 | 0.01584 | 704.3568 | 3.0002e-05 | 705.0902 | 0.00208 | 473.4284 | 0.08936
| 466.4034 | 0 | 477.3263 | 0.0025312 | 476.7297 | 0.0056257 | 466.4034 | 0 | 477.3263 | 0.00071729 | 476.7297 | 0.0030054 | 470.7719 | 0.00085818 | 476.7297 | 0.0027942 | 477.3263 | 0.053998 | 473.6468 | 0.9762 | 477.3263 | 0.40658 | 477.3263 | 0.048519 | 477.3263 | 0.00083067 | 473.6468 | 0.00060742 | 477.3263 | 0.00041353 | 476.7297 | 0.00064548 | 705.2534 | 0.01505 | 704.52 | 0 | 705.2534 | 0.00201 | 473.6468 | 0.09089
| 466.5166 | 0.00012278 | 477.5487 | 0.0022699 | 476.9523 | 0.0053497 | 466.5166 | 0.00118 | 477.5487 | 0.00029484 | 476.9523 | 0.001011 | 470.9933 | 0.00015814 | 476.9523 | 0.0014804 | 477.5487 | 0.051433 | 473.8651 | 0.97132 | 477.5487 | 0.41502 | 477.5487 | 0.048701 | 477.5487 | 0 | 473.8651 | 0.0011801 | 477.5487 | 0 | 476.9523 | -0.00092895 | 705.4166 | 0.01521 | 704.6833 | 3.0002e-05 | 705.4166 | 0.00214 | 473.8651 | 0.08969
| 466.6298 | 0 | 477.7711 | 0.002981 | 477.1748 | 0.0055959 | 466.6298 | 0 | 477.7711 | 0.0012808 | 477.1748 | 0.0022178 | 471.2148 | 0.00079097 | 477.1748 | 0.0028616 | 477.7711 | 0.052452 | 474.0835 | 0.96693 | 477.7711 | 0.42616 | 477.7711 | 0.050967 | 477.7711 | 0.00037372 | 474.0835 | -0.0004838 | 477.7711 | 0.00055245 | 477.1748 | 0.00070858 | 705.5797 | 0.01454 | 704.8466 | 0 | 705.5797 | 0.00196 | 474.0835 | 0.08892
| 466.7431 | 0 | 477.9934 | 0.0016718 | 477.3974 | 0.0053007 | 466.7431 | 0.00165 | 477.9934 | 0.00031305 | 477.3974 | 0.00071805 | 471.4362 | 0.00040896 | 477.3974 | 0.0014177 | 477.9935 | 0.050047 | 474.3019 | 0.96043 | 477.9935 | 0.43462 | 477.9934 | 0.05121 | 477.9935 | 0 | 474.3019 | -0.0011022 | 477.9934 | 0 | 477.3974 | -0.00071584 | 705.7429 | 0.01598 | 705.0099 | 1.0001e-05 | 705.7429 | 0.0021 | 474.3019 | 0.08765
| 466.8563 | 0 | 478.2159 | 0.0026634 | 477.62 | 0.0053318 | 466.8563 | 0 | 478.2159 | 0.0012587 | 477.62 | 0.0038353 | 471.6577 | 0.00081194 | 477.62 | 0.0029035 | 478.2159 | 0.050235 | 474.5203 | 0.95718 | 478.2159 | 0.44806 | 478.2159 | 0.054164 | 478.2159 | 0.00035438 | 474.5203 | 0.002628 | 478.2158 | 0.00060658 | 477.62 | 0.0007913 | 705.9061 | 0.01485 | 705.1732 | 0 | 705.9061 | 0.00195 | 474.5203 | 0.0895
| 466.9695 | 0.00104 | 478.4383 | 0.0014827 | 477.8426 | 0.0056638 | 466.9695 | 0.00098839 | 478.4383 | 0.00028612 | 477.8426 | 0.00069788 | 471.8792 | 0.00036339 | 477.8426 | 0.0016986 | 478.4383 | 0.04842 | 474.7387 | 0.94318 | 478.4383 | 0.45782 | 478.4383 | 0.055332 | 478.4383 | 0 | 474.7387 | 0.00067173 | 478.4383 | 0 | 477.8426 | -9.907e-05 | 706.0693 | 0.01607 | 705.3365 | 3.0002e-05 | 706.0693 | 0.00212 | 474.7387 | 0.08469
| 467.0828 | 0 | 478.6607 | 0.002301 | 478.0652 | 0.0054615 | 467.0828 | 0 | 478.6607 | 0.00087826 | 478.0652 | 0.0023888 | 472.1006 | 0.00075915 | 478.0652 | 0.0030138 | 478.6607 | 0.04911 | 474.9572 | 0.93854 | 478.6607 | 0.47145 | 478.6607 | 0.058205 | 478.6607 | 0.00085222 | 474.9572 | 0.00038554 | 478.6607 | 0.00062057 | 478.0652 | 0.00078834 | 706.2325 | 0.01491 | 705.4998 | 6.6672e-06 | 706.2325 | 0.00195 | 474.9572 | 0.08863
| 467.196 | 0.00057197 | 478.8831 | 0.0020378 | 478.2879 | 0.0053422 | 467.196 | 0.00019074 | 478.8831 | 0.00073559 | 478.2879 | 0.00043438 | 472.3221 | 0.00018812 | 478.2879 | 0.0014118 | 478.8831 | 0.046127 | 475.1756 | 0.9363 | 478.8831 | 0.47761 | 478.8831 | 0.05795 | 478.8831 | 0 | 475.1756 | -0.0018057 | 478.8832 | 0 | 478.2879 | -6.9539e-05 | 706.3958 | 0.01583 | 705.6631 | 3.0002e-05 | 706.3958 | 0.0021 | 475.1756 | 0.08633
| 467.3093 | 0 | 479.1056 | 0.0026192 | 478.5105 | 0.0057121 | 467.3093 | 0 | 479.1056 | 0.0011477 | 478.5105 | 0.0017625 | 472.5436 | 0.0006761 | 478.5105 | 0.0028832 | 479.1056 | 0.046848 | 475.3941 | 0.92811 | 479.1056 | 0.48844 | 479.1056 | 0.060532 | 479.1056 | 0.00083045 | 475.3941 | 0.0040648 | 479.1056 | 0.0006001 | 478.5105 | 0.00039834 | 706.559 | 0.01496 | 705.8265 | 0 | 706.559 | 0.00193 | 475.3941 | 0.08615
| 467.4225 | 0.00066181 | 479.3281 | 0.0018789 | 478.7332 | 0.0049855 | 467.4225 | 0.00084967 | 479.3281 | 0.00052699 | 478.7332 | 0.00086029 | 472.7652 | 0.0002758 | 478.7332 | 0.0014078 | 479.3281 | 0.04391 | 475.6125 | 0.91804 | 479.3281 | 0.48942 | 479.3281 | 0.059887 | 479.3281 | 0 | 475.6125 | 0.0001785 | 479.3281 | 0 | 478.7332 | -9.6814e-05 | 706.7222 | 0.01563 | 705.9898 | 1.0001e-05 | 706.7222 | 0.00215 | 475.6125 | 0.08396
| 467.5358 | 0 | 479.5505 | 0.0022112 | 478.9559 | 0.0053872 | 467.5358 | 0 | 479.5505 | 0.00059778 | 478.9559 | 0.0020178 | 472.9867 | 0.00058637 | 478.9559 | 0.0029134 | 479.5506 | 0.043983 | 475.831 | 0.91658 | 479.5506 | 0.49586 | 479.5505 | 0.06209 | 479.5506 | 0.0004375 | 475.831 | 0.0026089 | 479.5505 | 0.00060635 | 478.9559 | 0.00088876 | 706.8854 | 0.01434 | 706.1531 | 0 | 706.8854 | 0.00207 | 475.831 | 0.08451
| 467.649 | 0.00041025 | 479.773 | 0.0014291 | 479.1786 | 0.005142 | 467.649 | 0.00053755 | 479.773 | 0.00062325 | 479.1786 | 0.0010541 | 473.2082 | 0.00018229 | 479.1786 | 0.0012787 | 479.773 | 0.041164 | 476.0495 | 0.90617 | 479.773 | 0.50012 | 479.773 | 0.062449 | 479.773 | 0 | 476.0495 | -0.00041529 | 479.773 | 0 | 479.1785 | -0.00044876 | 707.0487 | 0.01579 | 706.3164 | 1.0001e-05 | 707.0487 | 0.0022 | 476.0495 | 0.08262
| 467.7622 | 0 | 479.9955 | 0.0027047 | 479.4013 | 0.0052962 | 467.7622 | 0 | 479.9955 | 0.001489 | 479.4013 | 0.0026567 | 473.4298 | 0.00052941 | 479.4013 | 0.0027625 | 479.9956 | 0.041258 | 476.268 | 0.89616 | 479.9956 | 0.50807 | 479.9955 | 0.064464 | 479.9956 | 0.000996 | 476.268 | 0.0011649 | 479.9955 | 0.00061605 | 479.4013 | 0.00056411 | 707.2119 | 0.01369 | 706.4798 | 0 | 707.2119 | 0.00206 | 476.268 | 0.08413
| 467.8755 | 0.00023058 | 480.2181 | 0.00081458 | 479.624 | 0.0045607 | 467.8755 | 0.00114 | 480.2181 | 0.00044616 | 479.624 | 0.0013766 | 473.6514 | 0.00014582 | 479.624 | 0.0013869 | 480.2181 | 0.038959 | 476.4865 | 0.88975 | 480.2181 | 0.51613 | 480.2181 | 0.065128 | 480.2181 | 0 | 476.4865 | -6.1662e-05 | 480.2181 | 0 | 479.624 | -0.00118 | 707.3751 | 0.01556 | 706.6431 | 1.0001e-05 | 707.3751 | 0.00211 | 476.4865 | 0.0823
| 467.9887 | 0 | 480.4406 | 0.0024661 | 479.8467 | 0.0056097 | 467.9887 | 0 | 480.4406 | 0.0012782 | 479.8467 | 0.0024332 | 473.8729 | 0.0008743 | 479.8467 | 0.0028857 | 480.4406 | 0.040076 | 476.705 | 0.88827 | 480.4406 | 0.5301 | 480.4406 | 0.068815 | 480.4406 | 0.0017959 | 476.705 | 0.0007763 | 480.4406 | 0.00064117 | 479.8467 | 0.000878 | 707.5384 | 0.01369 | 706.8065 | 0 | 707.5384 | 0.002 | 476.705 | 0.08178
| 468.102 | 0.00023058 | 480.6631 | 0.0012381 | 480.0694 | 0.005131 | 468.102 | 0.0006936 | 480.6631 | 0.00040668 | 480.0694 | 0.00060618 | 474.0945 | 0.00013001 | 480.0694 | 0.0013657 | 480.6632 | 0.037996 | 476.9236 | 0.8752 | 480.6632 | 0.54188 | 480.6631 | 0.069604 | 480.6632 | 0 | 476.9236 | 0.00014593 | 480.6631 | 0 | 480.0695 | 2.4151e-05 | 707.7017 | 0.01568 | 706.9698 | 0 | 707.7017 | 0.00209 | 476.9235 | 0.0815
| 468.2153 | 0 | 480.8857 | 0.0023971 | 480.2922 | 0.0055478 | 468.2153 | 0 | 480.8857 | 0.00090266 | 480.2922 | 0.0025879 | 474.3161 | 0.00058427 | 480.2922 | 0.002948 | 480.8857 | 0.039231 | 477.1421 | 0.8655 | 480.8857 | 0.55595 | 480.8857 | 0.0727 | 480.8857 | 0.00045076 | 477.1421 | 0.0021548 | 480.8857 | 0.00050746 | 480.2922 | 0.00029655 | 707.8649 | 0.01394 | 707.1332 | 0 | 707.8649 | 0.00197 | 477.1421 | 0.08081
| 468.3285 | 0 | 481.1083 | 0.0021513 | 480.515 | 0.0054995 | 468.3285 | 0.00064159 | 481.1083 | 0.0010217 | 480.515 | 0.0010795 | 474.5377 | 0.00020385 | 480.515 | 0.0016291 | 481.1083 | 0.037133 | 477.3607 | 0.85533 | 481.1083 | 0.56325 | 481.1083 | 0.073513 | 481.1083 | 0 | 477.3607 | 0.00034534 | 481.1083 | 0 | 480.515 | 0.00013774 | 708.0282 | 0.01556 | 707.2966 | 1.0001e-05 | 708.0282 | 0.00208 | 477.3607 | 0.08082
| 468.4418 | 0 | 481.3309 | 0.0021388 | 480.7378 | 0.0052932 | 468.4418 | 0 | 481.3309 | 0.00089792 | 480.7378 | 0.0020519 | 474.7593 | 0.00058373 | 480.7378 | 0.0026943 | 481.3309 | 0.037072 | 477.5792 | 0.85062 | 481.3309 | 0.5712 | 481.3309 | 0.075564 | 481.3309 | 0.0001624 | 477.5792 | 0.0020799 | 481.3309 | 0.00045017 | 480.7378 | 0.00073164 | 708.1915 | 0.01383 | 707.4599 | 2.6669e-05 | 708.1915 | 0.00199 | 477.5792 | 0.08018
| 468.5551 | 0.00026652 | 481.5535 | 0.0018216 | 480.9606 | 0.0048702 | 468.5551 | 0.00053755 | 481.5535 | 0.00033012 | 480.9606 | 0.0013213 | 474.981 | 0.00019561 | 480.9606 | 0.0013592 | 481.5535 | 0.034977 | 477.7978 | 0.83245 | 481.5535 | 0.57744 | 481.5535 | 0.076402 | 481.5535 | 0 | 477.7978 | -0.00078889 | 481.5535 | 0 | 480.9606 | -0.00043914 | 708.3547 | 0.01576 | 707.6233 | 0 | 708.3547 | 0.00216 | 477.7978 | 0.0814
| 468.6683 | 0 | 481.7761 | 0.0028787 | 481.1834 | 0.0054861 | 468.6683 | 0 | 481.7761 | 0.0010469 | 481.1834 | 0.0019297 | 475.2026 | 0.00064042 | 481.1834 | 0.0029611 | 481.7761 | 0.035408 | 478.0164 | 0.8257 | 481.7761 | 0.58411 | 481.7761 | 0.079161 | 481.7761 | 0.0010973 | 478.0164 | 0.00053216 | 481.7761 | 0.00062124 | 481.1834 | 0.00040706 | 708.518 | 0.0138 | 707.7867 | 6.6672e-06 | 708.518 | 0.00209 | 478.0164 | 0.08086
| 468.7816 | 0.0006079 | 481.9987 | 0.0016297 | 481.4062 | 0.005209 | 468.7816 | 0.00125 | 481.9987 | 0.00048662 | 481.4062 | 0.0014454 | 475.4243 | 0.00023107 | 481.4062 | 0.0013967 | 481.9987 | 0.032791 | 478.235 | 0.81167 | 481.9987 | 0.58721 | 481.9987 | 0.079358 | 481.9987 | 0 | 478.235 | -0.00054682 | 481.9987 | 0 | 481.4062 | -0.00053019 | 708.6813 | 0.01542 | 707.9501 | 5.0004e-05 | 708.6813 | 0.00224 | 478.235 | 0.07786
| 468.8949 | 0 | 482.2213 | 0.0021506 | 481.629 | 0.0053274 | 468.8949 | 0 | 482.2213 | 0.00085795 | 481.629 | 0.001917 | 475.6459 | 0.00056679 | 481.629 | 0.0028584 | 482.2214 | 0.032621 | 478.4536 | 0.80667 | 482.2214 | 0.59399 | 482.2213 | 0.081993 | 482.2214 | 0.00019051 | 478.4536 | 0.0015565 | 482.2213 | 0.00037904 | 481.629 | 0.00147 | 708.8446 | 0.01364 | 708.1135 | 0 | 708.8446 | 0.0022 | 478.4536 | 0.07834
| 469.0081 | 0.00124 | 482.444 | 0.0018562 | 481.8519 | 0.004492 | 469.0081 | 0.00101 | 482.444 | 0.00057915 | 481.8519 | 0.0011024 | 475.8676 | 0.00025551 | 481.8519 | 0.0013785 | 482.444 | 0.030334 | 478.6722 | 0.79233 | 482.444 | 0.60129 | 482.444 | 0.08263 | 482.444 | 0 | 478.6722 | 0.0011267 | 482.444 | 0 | 481.8519 | -0.00091108 | 709.0079 | 0.0156 | 708.2769 | 0 | 709.0079 | 0.00227 | 478.6722 | 0.0791
| 469.1214 | 0 | 482.6667 | 0.0023471 | 482.0747 | 0.0053183 | 469.1214 | 0 | 482.6667 | 0.0017258 | 482.0747 | 0.0024063 | 476.0893 | 0.00090421 | 482.0747 | 0.0027254 | 482.6667 | 0.031699 | 478.8909 | 0.777 | 482.6667 | 0.60641 | 482.6667 | 0.085726 | 482.6667 | 0.00054276 | 478.8909 | 0.0020557 | 482.6667 | 0.0004517 | 482.0747 | 0.00090681 | 709.1712 | 0.01366 | 708.4403 | 6.6672e-06 | 709.1712 | 0.00203 | 478.8909 | 0.07914
| 469.2347 | 0.00073368 | 482.8893 | 0.0022544 | 482.2976 | 0.005052 | 469.2347 | 0.00137 | 482.8893 | -0.00051242 | 482.2976 | 0.0014218 | 476.311 | 0.00023224 | 482.2976 | 0.0013221 | 482.8893 | 0.029464 | 479.1095 | 0.76788 | 482.8893 | 0.61384 | 482.8893 | 0.08667 | 482.8893 | 0 | 479.1095 | 0.0013915 | 482.8893 | 0 | 482.2976 | -0.00063224 | 709.3345 | 0.01678 | 708.6037 | 1.0001e-05 | 709.3345 | 0.00202 | 479.1095 | 0.07719
| 469.348 | 0 | 483.112 | 0.0024702 | 482.5205 | 0.0051318 | 469.348 | 0 | 483.112 | 0.0015054 | 482.5205 | 0.0021136 | 476.5327 | 0.00035363 | 482.5205 | 0.0027499 | 483.112 | 0.029395 | 479.3282 | 0.76774 | 483.112 | 0.62259 | 483.112 | 0.088815 | 483.112 | 0.00044122 | 479.3282 | 0.002932 | 483.112 | 0.00041315 | 482.5205 | 0.00075655 | 709.4979 | 0.01362 | 708.7671 | 0 | 709.4979 | 0.00192 | 479.3282 | 0.07935
| 469.4613 | 0 | 483.3347 | 0.0014266 | 482.7434 | 0.0051393 | 469.4613 | 0.00113 | 483.3347 | -0.00024438 | 482.7434 | 0.00090367 | 476.7545 | 0.00041129 | 482.7434 | 0.0013622 | 483.3347 | 0.027754 | 479.5468 | 0.75086 | 483.3347 | 0.62653 | 483.3347 | 0.090082 | 483.3347 | 0 | 479.5468 | 0.00028786 | 483.3347 | 0 | 482.7434 | -0.00076081 | 709.6612 | 0.01634 | 708.9305 | 3.0002e-05 | 709.6612 | 0.00216 | 479.5468 | 0.07712
| 469.5745 | 0 | 483.5575 | 0.0021818 | 482.9663 | 0.0050871 | 469.5745 | 0 | 483.5575 | 0.00081566 | 482.9663 | 0.0020793 | 476.9762 | 0.00035787 | 482.9663 | 0.0028709 | 483.5575 | 0.028265 | 479.7655 | 0.73984 | 483.5575 | 0.63505 | 483.5575 | 0.09303 | 483.5575 | 0.00021795 | 479.7655 | 0.0022202 | 483.5575 | 0.00039015 | 482.9663 | 0.00085151 | 709.8245 | 0.01375 | 709.094 | 2.6669e-05 | 709.8245 | 0.00208 | 479.7655 | 0.07672
| 469.6878 | 0.001 | 483.7802 | 0.00088113 | 483.1893 | 0.0051227 | 469.6878 | 0.00083232 | 483.7802 | -0.00027735 | 483.1893 | 0.00021629 | 477.1979 | 0.00029747 | 483.1893 | 0.0014297 | 483.7802 | 0.026486 | 479.9842 | 0.72909 | 483.7802 | 0.63951 | 483.7802 | 0.09415 | 483.7802 | 0 | 479.9842 | 0.00085333 | 483.7802 | 0 | 483.1893 | -0.00046371 | 709.9878 | 0.01604 | 709.2574 | 3.0002e-05 | 709.9878 | 0.00218 | 479.9842 | 0.07683
| 469.8011 | 0 | 484.0029 | 0.0019252 | 483.4122 | 0.0050654 | 469.8011 | 0 | 484.0029 | 0.0009063 | 483.4122 | 0.001904 | 477.4197 | 0.00066023 | 483.4122 | 0.0026628 | 484.0029 | 0.027242 | 480.2029 | 0.72829 | 484.0029 | 0.64647 | 484.0029 | 0.097596 | 484.0029 | 0.00037506 | 480.2029 | 0.0019419 | 484.0029 | 0.00064443 | 483.4122 | 0.00049091 | 710.1512 | 0.0135 | 709.4208 | 6.6672e-06 | 710.1512 | 0.00201 | 480.2029 | 0.07794
| 469.9144 | 0.00030245 | 484.2257 | 0.0018628 | 483.6352 | 0.0049176 | 469.9144 | 0.00189 | 484.2257 | 0.00055772 | 483.6352 | 0.001044 | 477.6414 | 0.00041644 | 483.6352 | 0.0014015 | 484.2257 | 0.024782 | 480.4216 | 0.71211 | 484.2257 | 0.6525 | 484.2257 | 0.098046 | 484.2257 | 0 | 480.4216 | 0.00020504 | 484.2257 | 0 | 483.6352 | -0.00047067 | 710.3145 | 0.0173 | 709.5843 | 1.0001e-05 | 710.3145 | 0.00211 | 480.4216 | 0.07572
| 470.0277 | 0 | 484.4485 | 0.0027209 | 483.8582 | 0.0048804 | 470.0277 | 0 | 484.4485 | 0.00074548 | 483.8582 | 0.0025242 | 477.8632 | 0.0010956 | 483.8582 | 0.0028226 | 484.4485 | 0.025784 | 480.6403 | 0.71807 | 484.4485 | 0.66227 | 484.4485 | 0.10131 | 484.4485 | 0.00057442 | 480.6403 | 0.001502 | 484.4485 | 0.00042977 | 483.8582 | 0.00055522 | 710.4779 | 0.01582 | 709.7477 | 0 | 710.4779 | 0.00203 | 480.6403 | 0.07857
| 470.141 | 0.00028449 | 484.6712 | 0.00092399 | 484.0811 | 0.0050147 | 470.141 | 0.00052021 | 484.6712 | 0.0002942 | 484.0811 | 0.00045046 | 478.085 | 5.9566e-05 | 484.0811 | 0.0013639 | 484.6712 | 0.023595 | 480.8591 | 0.7075 | 484.6712 | 0.66483 | 484.6712 | 0.1029 | 484.6712 | 0 | 480.8591 | -0.001356 | 484.6712 | 0 | 484.0811 | -0.00058791 | 710.6412 | 0.0175 | 709.9112 | 0 | 710.6412 | 0.00213 | 480.8591 | 0.07792
| 470.2543 | 0 | 484.894 | 0.0030493 | 484.3041 | 0.0050221 | 470.2543 | 0 | 484.894 | 0.0013505 | 484.3041 | 0.002281 | 478.3068 | 0.0008593 | 484.3041 | 0.0026787 | 484.894 | 0.024809 | 481.0778 | 0.70339 | 484.894 | 0.67359 | 484.894 | 0.10543 | 484.894 | 0.00098837 | 481.0778 | 0.0018119 | 484.894 | 0.00046077 | 484.3041 | 0.00053098 | 710.8046 | 0.01371 | 710.0746 | 6.6672e-06 | 710.8046 | 0.002 | 481.0778 | 0.07959
| 470.3676 | 0.0006079 | 485.1168 | 0.0017647 | 484.5272 | 0.0047581 | 470.3676 | 0.00151 | 485.1168 | 0.00013568 | 484.5272 | 0.00044162 | 478.5286 | 0.00034163 | 484.5272 | 0.0013189 | 485.1168 | 0.022167 | 481.2966 | 0.69345 | 485.1168 | 0.67764 | 485.1168 | 0.10745 | 485.1168 | 0 | 481.2966 | -0.0016222 | 485.1168 | 0 | 484.5272 | -0.0004513 | 710.968 | 0.01748 | 710.2381 | 0 | 710.968 | 0.0021 | 481.2966 | 0.07731
| 470.4809 | 0 | 485.3397 | 0.0023971 | 484.7502 | 0.0048578 | 470.4809 | 0 | 485.3397 | 0.0013327 | 484.7502 | 0.0023217 | 478.7505 | 0.00097216 | 484.7502 | 0.0026001 | 485.3397 | 0.023247 | 481.5153 | 0.68945 | 485.3397 | 0.68394 | 485.3397 | 0.11063 | 485.3397 | 0.00058018 | 481.5153 | -0.00059169 | 485.3397 | 0.0004621 | 484.7502 | 0.00112 | 711.1313 | 0.01665 | 710.4015 | 0 | 711.1313 | 0.00204 | 481.5153 | 0.08035
| 470.5942 | 0.00021262 | 485.5625 | 0.001832 | 484.9732 | 0.0046716 | 470.5942 | 0 | 485.5625 | 0.00048819 | 484.9732 | 0.0010379 | 478.9723 | 0.0003649 | 484.9732 | 0.0012457 | 485.5625 | 0.021318 | 481.7341 | 0.68287 | 485.5625 | 0.68897 | 485.5625 | 0.11214 | 485.5625 | 0 | 481.7341 | -0.0006556 | 485.5625 | 0 | 484.9732 | -0.00010219 | 711.2947 | 0.01762 | 710.565 | 3.0002e-05 | 711.2947 | 0.00221 | 481.7341 | 0.07767
| 470.7075 | 0 | 485.7853 | 0.0025081 | 485.1963 | 0.004722 | 470.7075 | 0 | 485.7853 | 0.0018008 | 485.1963 | 0.0018062 | 479.1942 | 0.0008958 | 485.1963 | 0.0026611 | 485.7853 | 0.021937 | 481.9529 | 0.67961 | 485.7853 | 0.69584 | 485.7853 | 0.11544 | 485.7853 | 0.00045134 | 481.9529 | 0.0012937 | 485.7853 | 0.00046727 | 485.1963 | 0.00132 | 711.4581 | 0.01631 | 710.7285 | 0 | 711.4581 | 0.00211 | 481.9529 | 0.0822
| 470.8208 | 0.00115 | 486.0082 | 0.0011662 | 485.4193 | 0.004702 | 470.8208 | 0.00154 | 486.0082 | 0.00052365 | 485.4193 | 0.00034427 | 479.416 | 0.00023786 | 485.4193 | 0.0010966 | 486.0082 | 0.020246 | 482.1717 | 0.67414 | 486.0082 | 0.69829 | 486.0082 | 0.11753 | 486.0082 | 0 | 482.1717 | -0.00098166 | 486.0082 | 0 | 485.4193 | -0.00081492 | 711.6215 | 0.01396 | 710.892 | 1.0001e-05 | 711.6215 | 0.00224 | 482.1717 | 0.08058
| 470.9341 | 0 | 486.231 | 0.0025246 | 485.6424 | 0.0047457 | 470.9341 | 0 | 486.231 | 0.0010577 | 485.6424 | 0.0020081 | 479.6379 | 0.00064323 | 485.6424 | 0.002683 | 486.2311 | 0.02152 | 482.3905 | 0.66931 | 486.2311 | 0.70962 | 486.231 | 0.12124 | 486.2311 | 0.00073861 | 482.3905 | 0.0018417 | 486.231 | 0.00055654 | 485.6424 | 0.00155 | 711.7849 | 0.01811 | 711.0555 | 0 | 711.7849 | 0.00204 | 482.3905 | 0.08133
| 471.0474 | 0 | 486.4539 | 0.0021685 | 485.8655 | 0.0046833 | 471.0474 | 0.00118 | 486.4539 | -0.00010112 | 485.8655 | 0.00051363 | 479.8598 | -8.3269e-06 | 485.8655 | 0.0010704 | 486.4539 | 0.019136 | 482.6093 | 0.65932 | 486.4539 | 0.71112 | 486.4539 | 0.12265 | 486.4539 | 0 | 482.6093 | 0.0011167 | 486.454 | 0 | 485.8655 | 0.0001822 | 711.9483 | 0.01616 | 711.2189 | 1.0001e-05 | 711.9483 | 0.00216 | 482.6093 | 0.08154
| 471.1607 | 0 | 486.6768 | 0.0025875 | 486.0886 | 0.0049767 | 471.1607 | 0 | 486.6768 | 0.0011661 | 486.0886 | 0.0030573 | 480.0817 | 0.00074286 | 486.0886 | 0.0027797 | 486.6768 | 0.019811 | 482.8282 | 0.65749 | 486.6768 | 0.72152 | 486.6768 | 0.12657 | 486.6768 | 0.00062857 | 482.8282 | 0.0022755 | 486.6769 | 0.00045996 | 486.0886 | 0.00062108 | 712.1117 | 0.01781 | 711.3824 | 0 | 712.1117 | 0.00198 | 482.8282 | 0.08335
| 471.2741 | 0.00075165 | 486.8997 | 0.0016046 | 486.3117 | 0.0047259 | 471.2741 | 0.00060691 | 486.8997 | 0.00033896 | 486.3117 | -0.00019357 | 480.3036 | 8.3369e-05 | 486.3117 | 0.0012094 | 486.8998 | 0.019002 | 483.047 | 0.6411 | 486.8998 | 0.72332 | 486.8997 | 0.12774 | 486.8998 | 0 | 483.047 | -0.00131 | 486.8997 | 0 | 486.3118 | -0.00061311 | 712.2751 | 0.0144 | 711.5459 | 3.0002e-05 | 712.2751 | 0.00218 | 483.047 | 0.08233
| 471.3874 | 0 | 487.1227 | 0.0027804 | 486.5349 | 0.0045937 | 471.3874 | 0 | 487.1227 | 0.00065854 | 486.5349 | 0.0020602 | 480.5255 | 0.00077021 | 486.5349 | 0.0026999 | 487.1227 | 0.019424 | 483.2659 | 0.626 | 487.1227 | 0.72912 | 487.1227 | 0.13155 | 487.1227 | 0.00043126 | 483.2659 | 0.0014609 | 487.1227 | 0.00042783 | 486.5349 | 0.00043114 | 712.4385 | 0.01735 | 711.7095 | 6.6672e-06 | 712.4385 | 0.00196 | 483.2659 | 0.08336
| 471.5007 | 0.00080555 | 487.3456 | 0.0006763 | 486.758 | 0.0045358 | 471.5007 | 0.00154 | 487.3456 | -0.00010337 | 486.758 | 0.00028398 | 480.7474 | 7.1551e-05 | 486.758 | 0.0011392 | 487.3456 | 0.017131 | 483.4847 | 0.6149 | 487.3456 | 0.73453 | 487.3456 | 0.13454 | 487.3456 | 0 | 483.4847 | -0.0012039 | 487.3456 | 0 | 486.758 | -0.00097959 | 712.6019 | 0.01296 | 711.873 | 1.0001e-05 | 712.6019 | 0.00207 | 483.4847 | 0.08329
| 471.614 | 0 | 487.5686 | 0.0028437 | 486.9812 | 0.0046071 | 471.614 | 0 | 487.5686 | 0.0010941 | 486.9812 | 0.0020577 | 480.9693 | 0.00044815 | 486.9812 | 0.0025544 | 487.5686 | 0.018661 | 483.7036 | 0.60912 | 487.5686 | 0.74374 | 487.5686 | 0.13816 | 487.5686 | 0.00065778 | 483.7036 | 0.0027371 | 487.5686 | 0.00027509 | 486.9812 | 0.00074003 | 712.7654 | 0.01754 | 712.0365 | 0 | 712.7654 | 0.00196 | 483.7036 | 0.08413
| 471.7274 | 0 | 487.7915 | 0.0019453 | 487.2044 | 0.0044431 | 471.7274 | 0.00022542 | 487.7915 | 0.00072095 | 487.2044 | 0.00083628 | 481.1913 | 9.6657e-05 | 487.2044 | 0.001169 | 487.7915 | 0.017036 | 483.9225 | 0.59785 | 487.7915 | 0.74616 | 487.7915 | 0.14023 | 487.7915 | 0 | 483.9225 | 0.00083693 | 487.7915 | 0 | 487.2044 | -0.00056818 | 712.9288 | 0.01352 | 712.2 | 1.0001e-05 | 712.9288 | 0.00214 | 483.9225 | 0.08166
| 471.8407 | 0 | 488.0145 | 0.0022221 | 487.4276 | 0.0048216 | 471.8407 | 0 | 488.0145 | 0.00089895 | 487.4276 | 0.0019391 | 481.4132 | 0.00066724 | 487.4276 | 0.0026546 | 488.0145 | 0.017562 | 484.1414 | 0.58699 | 488.0145 | 0.75464 | 488.0145 | 0.14441 | 488.0145 | 0.00062967 | 484.1414 | 0.0024975 | 488.0145 | 0.00049736 | 487.4276 | 0.0009419 | 713.0922 | 0.017 | 712.3636 | 0 | 713.0922 | 0.00204 | 484.1414 | 0.08395
| 471.954 | 0.000554 | 488.2375 | 0.0014688 | 487.6508 | 0.0043715 | 471.954 | 0.00156 | 488.2375 | 6.0751e-05 | 487.6508 | 0.0010695 | 481.6352 | 0.00012579 | 487.6508 | 0.0013215 | 488.2375 | 0.015652 | 484.3603 | 0.57475 | 488.2375 | 0.75521 | 488.2375 | 0.14688 | 488.2375 | 0 | 484.3603 | -0.00060691 | 488.2375 | 0 | 487.6508 | -0.00044827 | 713.2557 | 0.01472 | 712.5271 | 3.0002e-05 | 713.2557 | 0.00215 | 484.3603 | 0.08394
| 472.0673 | 0 | 488.4605 | 0.002588 | 487.874 | 0.0046127 | 472.0673 | 0 | 488.4605 | 0.001245 | 487.874 | 0.0017581 | 481.8572 | 0.00075369 | 487.874 | 0.0026623 | 488.4605 | 0.016407 | 484.5792 | 0.56764 | 488.4605 | 0.76294 | 488.4605 | 0.15149 | 488.4605 | 0.00074557 | 484.5792 | 0.0017682 | 488.4605 | 0.00065585 | 487.874 | 0.001 | 713.4191 | 0.01775 | 712.6906 | 6.6672e-06 | 713.4191 | 0.00206 | 484.5792 | 0.08365
| 472.1807 | 0.00076961 | 488.6835 | 0.0020622 | 488.0972 | 0.0044196 | 472.1807 | 0.00149 | 488.6835 | 0.00065515 | 488.0972 | 0.00078128 | 482.0792 | 0.00037854 | 488.0972 | 0.0011996 | 488.6835 | 0.015153 | 484.7982 | 0.54691 | 488.6835 | 0.76836 | 488.6835 | 0.1536 | 488.6835 | 0 | 484.7982 | -0.00034282 | 488.6835 | 0 | 488.0972 | -0.0005244 | 713.5826 | 0.01343 | 712.8542 | 1.0001e-05 | 713.5826 | 0.00222 | 484.7982 | 0.08189
| 472.294 | 0 | 488.9065 | 0.0034471 | 488.3204 | 0.0050836 | 472.294 | 0 | 488.9065 | 0.00092911 | 488.3204 | 0.0023742 | 482.3012 | 0.00072411 | 488.3204 | 0.002624 | 488.9065 | 0.016198 | 485.0171 | 0.54079 | 488.9065 | 0.77546 | 488.9065 | 0.15858 | 488.9065 | 0.00091817 | 485.0171 | 0.00080135 | 488.9065 | 0.00055434 | 488.3204 | 0.0012 | 713.746 | 0.01487 | 713.0177 | 6.6672e-06 | 713.746 | 0.00217 | 485.0171 | 0.08402
| 472.4074 | 0.00091335 | 489.1296 | 0.00091005 | 488.5437 | 0.0048475 | 472.4074 | 0.00123 | 489.1296 | 0.00040987 | 488.5437 | 0.00063563 | 482.5232 | 5.9415e-05 | 488.5437 | 0.0012212 | 489.1296 | 0.014484 | 485.2361 | 0.52524 | 489.1296 | 0.77831 | 489.1296 | 0.16174 | 489.1296 | 0 | 485.2361 | 0.00093709 | 489.1296 | 0 | 488.5437 | -0.00034013 | 713.9095 | 0.01314 | 713.1813 | 1.0001e-05 | 713.9095 | 0.00221 | 485.2361 | 0.08129
| 472.5207 | 0 | 489.3526 | 0.0026057 | 488.767 | 0.004992 | 472.5207 | 0 | 489.3526 | 0.00064044 | 488.767 | 0.0020337 | 482.7452 | 0.00055067 | 488.767 | 0.0026203 | 489.3526 | 0.015366 | 485.455 | 0.51564 | 489.3526 | 0.78551 | 489.3526 | 0.16674 | 489.3526 | 0.00044473 | 485.455 | 0.00098625 | 489.3526 | 0.00054498 | 488.767 | 0.00040591 | 714.073 | 0.01603 | 713.3448 | 2.6669e-05 | 714.073 | 0.00203 | 485.4551 | 0.08473
| 472.634 | 0.00104 | 489.5757 | 0.0020324 | 488.9902 | 0.004409 | 472.634 | 0.00186 | 489.5757 | 0.0003352 | 488.9902 | 0.00079373 | 482.9673 | 2.2843e-05 | 488.9902 | 0.0012083 | 489.5757 | 0.013516 | 485.674 | 0.50271 | 489.5757 | 0.79005 | 489.5757 | 0.16884 | 489.5757 | 0 | 485.674 | -0.00027593 | 489.5757 | 0 | 488.9903 | -0.00085195 | 714.2365 | 0.01315 | 713.5084 | 0 | 714.2365 | 0.00207 | 485.674 | 0.0803
| 472.7474 | 0 | 489.7988 | 0.0015384 | 489.2135 | 0.0044182 | 472.7474 | 0 | 489.7988 | 0.00069594 | 489.2135 | 0.0018153 | 483.1893 | 0.00053598 | 489.2135 | 0.0027481 | 489.7988 | 0.014754 | 485.893 | 0.49211 | 489.7988 | 0.79744 | 489.7988 | 0.17431 | 489.7988 | 0.00066071 | 485.893 | 0.0017185 | 489.7988 | 0.00042115 | 489.2135 | 0.00138 | 714.3999 | 0.01542 | 713.672 | 6.6672e-06 | 714.3999 | 0.00203 | 485.893 | 0.08343
| 472.8607 | 0.00080555 | 490.0219 | 0.00070033 | 489.4369 | 0.0047456 | 472.8607 | 0.00123 | 490.0219 | -0.00039284 | 489.4369 | 0.00044825 | 483.4114 | -2.154e-05 | 489.4369 | 0.0010906 | 490.0219 | 0.013307 | 486.112 | 0.4802 | 490.0219 | 0.80269 | 490.0219 | 0.17735 | 490.0219 | 0 | 486.112 | 0.00078154 | 490.0218 | 0 | 489.4368 | -0.00101 | 714.5634 | 0.01301 | 713.8355 | 1.0001e-05 | 714.5634 | 0.00222 | 486.112 | 0.08371
| 472.9741 | 0 | 490.245 | 0.0023746 | 489.6602 | 0.0046147 | 472.9741 | 0 | 490.245 | 0.00096016 | 489.6602 | 0.0021707 | 483.6335 | 0.00062339 | 489.6602 | 0.0025872 | 490.245 | 0.01398 | 486.331 | 0.46642 | 490.245 | 0.8108 | 490.245 | 0.18286 | 490.245 | 0.00047843 | 486.331 | 0.00069442 | 490.245 | 0.00048947 | 489.6602 | 0.00133 | 714.7269 | 0.01568 | 713.9991 | 0 | 714.7269 | 0.00207 | 486.331 | 0.08509
| 473.0874 | 0.00039229 | 490.4681 | 0.0014628 | 489.8835 | 0.0045291 | 473.0874 | 0.00106 | 490.4681 | -0.00046922 | 489.8835 | 0.00054728 | 483.8556 | 7.38e-05 | 489.8835 | 0.0013424 | 490.4681 | 0.012708 | 486.55 | 0.45369 | 490.4681 | 0.81438 | 490.4681 | 0.18593 | 490.4681 | 0 | 486.55 | -0.0010438 | 490.4681 | 0 | 489.8835 | -0.0003996 | 714.8904 | 0.01296 | 714.1627 | 0 | 714.8904 | 0.00223 | 486.55 | 0.08153
| 473.2008 | 0 | 490.6912 | 0.0024227 | 490.1069 | 0.0037716 | 473.2008 | 0 | 490.6912 | 0.0012448 | 490.1069 | 0.0023097 | 484.0777 | 0.00053445 | 490.1069 | 0.0026787 | 490.6912 | 0.01395 | 486.7691 | 0.44387 | 490.6912 | 0.82329 | 490.6912 | 0.19153 | 490.6912 | 0.00053076 | 486.7691 | 0.0013467 | 490.6912 | 0.0005053 | 490.1069 | 0.00102 | 715.0539 | 0.0151 | 714.3263 | 0 | 715.0539 | 0.00208 | 486.7691 | 0.08457
| 473.3141 | 0 | 490.9144 | 0.0017752 | 490.3302 | 0.0045034 | 473.3141 | 0.00097105 | 490.9144 | 0.00066579 | 490.3302 | 0.00026911 | 484.2998 | 0.00023386 | 490.3302 | 0.0012438 | 490.9144 | 0.012324 | 486.9881 | 0.42907 | 490.9144 | 0.82785 | 490.9144 | 0.19543 | 490.9144 | 0 | 486.9881 | 0.0024497 | 490.9144 | 0 | 490.3302 | -0.00016349 | 715.2174 | 0.01372 | 714.4899 | 1.0001e-05 | 715.2174 | 0.00196 | 486.9881 | 0.0843
| 473.4275 | 0 | 491.1375 | 0.0031407 | 490.5536 | 0.0047483 | 473.4275 | 0 | 491.1375 | 0.00072482 | 490.5536 | 0.0025874 | 484.5219 | 0.00057426 | 490.5536 | 0.0026698 | 491.1375 | 0.013118 | 487.2072 | 0.41812 | 491.1375 | 0.83307 | 491.1375 | 0.20015 | 491.1375 | 0.00071242 | 487.2072 | 0.00086503 | 491.1375 | 0.00054891 | 490.5536 | 0.00104 | 715.3809 | 0.0157 | 714.6535 | 6.6672e-06 | 715.3809 | 0.00181 | 487.2072 | 0.0839
| 473.5409 | 0.00051807 | 491.3607 | 0.0019849 | 490.777 | 0.0045298 | 473.5409 | 0.00179 | 491.3607 | 6.1873e-05 | 490.777 | 0.0013349 | 484.744 | 0.00023307 | 490.777 | 0.0013904 | 491.3607 | 0.011467 | 487.4262 | 0.4073 | 491.3607 | 0.83337 | 491.3607 | 0.20398 | 491.3607 | 0 | 487.4262 | 3.8674e-06 | 491.3607 | 0 | 490.777 | -0.00025902 | 715.5445 | 0.01841 | 714.8171 | 3.0002e-05 | 715.5445 | 0.00189 | 487.4262 | 0.08405
| 473.6542 | 0 | 491.5839 | 0.0024483 | 491.0004 | 0.0047411 | 473.6542 | 0 | 491.5839 | 0.0007719 | 491.0004 | 0.0016166 | 484.9662 | 0.00047616 | 491.0004 | 0.0025987 | 491.5839 | 0.012582 | 487.6453 | 0.39815 | 491.5839 | 0.84422 | 491.5839 | 0.21001 | 491.5839 | 0.00045544 | 487.6453 | 0.0033101 | 491.5839 | 0.00044277 | 491.0004 | 0.00112 | 715.708 | 0.02716 | 714.9807 | 6.6672e-06 | 715.708 | 0.0021 | 487.6453 | 0.08212
| 473.7676 | 0.00127 | 491.8071 | 0.0019827 | 491.2238 | 0.0044064 | 473.7676 | 0.00146 | 491.8071 | 1.8235e-05 | 491.2238 | 0.00039057 | 485.1883 | -2.5649e-05 | 491.2238 | 0.0011011 | 491.8071 | 0.011068 | 487.8644 | 0.3817 | 491.8071 | 0.84982 | 491.8071 | 0.21448 | 491.8071 | 0 | 487.8644 | 0.00034367 | 491.8071 | 0 | 491.2238 | -0.00021316 | 715.8715 | 0.02245 | 715.1443 | 0 | 715.8715 | 0.00219 | 487.8644 | 0.08311
| 473.881 | 0 | 492.0303 | 0.0021326 | 491.4472 | 0.0045089 | 473.881 | 0 | 492.0303 | 0.00083873 | 491.4472 | 0.0016536 | 485.4105 | 0.00055447 | 491.4472 | 0.0024739 | 492.0303 | 0.011735 | 488.0835 | 0.37331 | 492.0303 | 0.85422 | 492.0303 | 0.22001 | 492.0303 | 0.00046867 | 488.0835 | 0.0021776 | 492.0303 | 0.00052228 | 491.4472 | 0.00067658 | 716.0351 | 0.02779 | 715.308 | 2.6669e-05 | 716.0351 | 0.00212 | 488.0835 | 0.08325
| 473.9943 | 0.0004462 | 492.2535 | 0.0020702 | 491.6707 | 0.004195 | 473.9943 | 0.00074563 | 492.2535 | 0.00025126 | 491.6707 | 0.00024456 | 485.6327 | 0.00020774 | 491.6707 | 0.0011392 | 492.2535 | 0.009782 | 488.3026 | 0.35953 | 492.2535 | 0.85541 | 492.2535 | 0.22338 | 492.2535 | 0 | 488.3026 | -0.0011803 | 492.2535 | 0 | 491.6707 | -0.0008146 | 716.1986 | 0.02145 | 715.4716 | 3.0002e-05 | 716.1986 | 0.00227 | 488.3026 | 0.08196
| 474.1077 | 0 | 492.4767 | 0.0025792 | 491.8941 | 0.0048012 | 474.1077 | 0 | 492.4767 | 0.0010382 | 491.8941 | 0.0017795 | 485.8549 | 0.00076604 | 491.8941 | 0.002626 | 492.4767 | 0.012196 | 488.5217 | 0.35278 | 492.4767 | 0.86034 | 492.4767 | 0.22894 | 492.4767 | 0.00080246 | 488.5217 | 0.0029216 | 492.4767 | 0.0005853 | 491.8941 | 0.00095727 | 716.3621 | 0.02823 | 715.6352 | 2.6669e-05 | 716.3621 | 0.00218 | 488.5217 | 0.0847
| 474.2211 | 0.00026652 | 492.7 | 0.0015502 | 492.1176 | 0.0043271 | 474.2211 | 0.00055488 | 492.7 | -0.00032222 | 492.1176 | 0.0010771 | 486.0771 | 2.0025e-05 | 492.1176 | 0.0012987 | 492.7 | 0.0099817 | 488.7409 | 0.33739 | 492.7 | 0.86713 | 492.7 | 0.23484 | 492.7 | 0 | 488.7409 | 0.00074228 | 492.7 | 0 | 492.1176 | -0.00051389 | 716.5257 | 0.01883 | 715.7988 | 0 | 716.5257 | 0.00219 | 488.7409 | 0.08301
| 474.3345 | 0 | 492.9232 | 0.0027341 | 492.3411 | 0.0046837 | 474.3345 | 0 | 492.9232 | 0.00088868 | 492.3411 | 0.0018515 | 486.2993 | 0.0004164 | 492.3411 | 0.0024877 | 492.9232 | 0.010958 | 488.96 | 0.33191 | 492.9232 | 0.87937 | 492.9232 | 0.24282 | 492.9232 | 0.0003945 | 488.96 | 0.0010847 | 492.9232 | 0.00026829 | 492.3411 | 0.00092465 | 716.6893 | 0.02915 | 715.9625 | 2.6669e-05 | 716.6893 | 0.00206 | 488.96 | 0.08251
| 474.4478 | 0.00015871 | 493.1465 | 0.0016909 | 492.5646 | 0.0043282 | 474.4478 | 0.0004335 | 493.1465 | 0.0010172 | 492.5646 | 0.0010431 | 486.5215 | 0.00011852 | 492.5646 | 0.0011162 | 493.1465 | 0.0090658 | 489.1792 | 0.31915 | 493.1465 | 0.88575 | 493.1465 | 0.24756 | 493.1465 | 0 | 489.1792 | 0.00018209 | 493.1465 | 0 | 492.5646 | -0.00076299 | 716.8528 | 0.02291 | 716.1261 | 0 | 716.8528 | 0.00215 | 489.1792 | 0.08415
| 474.5612 | 0 | 493.3698 | 0.0025734 | 492.7881 | 0.0043599 | 474.5612 | 0 | 493.3698 | 0.0013134 | 492.7881 | 0.0019668 | 486.7437 | 0.00054932 | 492.7881 | 0.0025581 | 493.3698 | 0.010466 | 489.3983 | 0.31301 | 493.3698 | 0.88683 | 493.3698 | 0.25199 | 493.3698 | 0.00027884 | 489.3983 | 0.0006397 | 493.3698 | 0.00059048 | 492.7881 | 0.0004537 | 717.0164 | 0.03073 | 716.2898 | 6.6672e-06 | 717.0164 | 0.00214 | 489.3983 | 0.08386
| 474.6746 | 0.00058994 | 493.5931 | 0.0013023 | 493.0116 | 0.0044837 | 474.6746 | 0.00090168 | 493.5931 | 0.00070086 | 493.0116 | 0.00036623 | 486.9659 | 5.903e-05 | 493.0116 | 0.001238 | 493.5931 | 0.0094054 | 489.6175 | 0.30271 | 493.5931 | 0.88409 | 493.5931 | 0.25635 | 493.5931 | 0 | 489.6175 | 0.00055527 | 493.5931 | 0 | 493.0116 | -4.3388e-05 | 717.18 | 0.02483 | 716.4534 | 1.0001e-05 | 717.18 | 0.00228 | 489.6175 | 0.08454
| 474.788 | 0 | 493.8164 | 0.0025042 | 493.2351 | 0.0039028 | 474.788 | 0 | 493.8164 | 0.0018037 | 493.2351 | 0.0017023 | 487.1882 | 0.00070693 | 493.2351 | 0.0025674 | 493.8164 | 0.01039 | 489.8367 | 0.29493 | 493.8164 | 0.89029 | 493.8164 | 0.26239 | 493.8164 | 0.00055103 | 489.8367 | 0.00075082 | 493.8164 | 0.00053308 | 493.2351 | 0.00097245 | 717.3435 | 0.0279 | 716.6171 | 0 | 717.3435 | 0.00213 | 489.8367 | 0.08803
| 474.9014 | 0.00075165 | 494.0397 | 0.0011302 | 493.4587 | 0.0043603 | 474.9014 | 0.00132 | 494.0397 | 0.00037376 | 493.4587 | 0.00038654 | 487.4105 | 1.3646e-05 | 493.4587 | 0.0010518 | 494.0397 | 0.0085675 | 490.0559 | 0.28869 | 494.0397 | 0.90028 | 494.0397 | 0.26877 | 494.0397 | 0 | 490.0559 | -0.00063648 | 494.0397 | 0 | 493.4587 | -0.00046546 | 717.5071 | 0.02416 | 716.7808 | 3.0002e-05 | 717.5071 | 0.00219 | 490.0559 | 0.08466
| 475.0148 | 0 | 494.263 | 0.002394 | 493.6823 | 0.0040698 | 475.0148 | 0 | 494.263 | 0.0014962 | 493.6823 | 0.0021996 | 487.6328 | 0.00049241 | 493.6823 | 0.0025462 | 494.263 | 0.010265 | 490.2751 | 0.28224 | 494.263 | 0.92113 | 494.263 | 0.2814 | 494.263 | 0.0011048 | 490.2751 | -0.0013661 | 494.263 | 0.00043255 | 493.6823 | 0.00098358 | 717.6707 | 0.03192 | 716.9444 | 6.6672e-06 | 717.6707 | 0.00205 | 490.2751 | 0.08765
| 475.1282 | 0.00023058 | 494.4864 | 0.0013827 | 493.9058 | 0.0042757 | 475.1282 | 0.00095371 | 494.4864 | -0.00026484 | 493.9058 | 0.00016084 | 487.855 | 0.00020508 | 493.9058 | 0.0011404 | 494.4864 | 0.008663 | 490.4944 | 0.28086 | 494.4864 | 0.9333 | 494.4864 | 0.28802 | 494.4864 | 0 | 490.4944 | -0.00050948 | 494.4864 | 0 | 493.9058 | -0.00037094 | 717.8343 | 0.02696 | 717.1081 | 1.0001e-05 | 717.8343 | 0.00219 | 490.4943 | 0.0895
| 475.2416 | 0 | 494.7097 | 0.0027131 | 494.1294 | 0.0046056 | 475.2416 | 0 | 494.7097 | 0.0017546 | 494.1294 | 0.001585 | 488.0773 | 0.00029791 | 494.1294 | 0.0026117 | 494.7098 | 0.0099584 | 490.7136 | 0.27753 | 494.7098 | 0.93311 | 494.7097 | 0.29397 | 494.7098 | 0.00045635 | 490.7136 | 0.00052625 | 494.7097 | 0.00062223 | 494.1294 | 0.00132 | 717.9979 | 0.0321 | 717.2718 | 2.6669e-05 | 717.9979 | 0.00213 | 490.7136 | 0.08927
| 475.355 | 0.00051807 | 494.9331 | 0.0013533 | 494.353 | 0.0040342 | 475.355 | 0.00153 | 494.9331 | -0.0001079 | 494.353 | 0.00040254 | 488.2997 | -8.9236e-06 | 494.353 | 0.0011607 | 494.9331 | 0.00838 | 490.9328 | 0.27236 | 494.9331 | 0.92384 | 494.9331 | 0.29634 | 494.9331 | 0 | 490.9328 | -0.00085836 | 494.9331 | 0 | 494.353 | -0.0007276 | 718.1615 | 0.02726 | 717.4355 | 3.0002e-05 | 718.1615 | 0.00225 | 490.9328 | 0.09217
| 475.4684 | 0 | 495.1565 | 0.0031157 | 494.5766 | 0.0044807 | 475.4684 | 0 | 495.1565 | 0.0013754 | 494.5766 | 0.0024767 | 488.522 | 0.00088936 | 494.5766 | 0.0026171 | 495.1565 | 0.0097031 | 491.1521 | 0.27007 | 495.1565 | 0.92894 | 495.1565 | 0.30265 | 495.1565 | 0.00098011 | 491.1521 | 0.0024421 | 495.1565 | 0.00040613 | 494.5766 | 0.00084595 | 718.3251 | 0.02792 | 717.5992 | 6.6672e-06 | 718.3251 | 0.00219 | 491.1521 | 0.09437
| 475.5818 | 0.0004462 | 495.3799 | 0.001708 | 494.8003 | 0.0045656 | 475.5818 | 0.00173 | 495.3799 | -2.463e-05 | 494.8003 | 0.00039557 | 488.7443 | 9.0348e-05 | 494.8003 | 0.0014167 | 495.3799 | 0.0077185 | 491.3713 | 0.26657 | 495.3799 | 0.93043 | 495.3799 | 0.30844 | 495.3799 | 0 | 491.3713 | -0.0012425 | 495.3799 | 0 | 494.8003 | -0.00010871 | 718.4887 | 0.02704 | 717.7629 | 1.0001e-05 | 718.4887 | 0.0023 | 491.3713 | 0.0961
| 475.6952 | 0 | 495.6033 | 0.0033831 | 495.0239 | 0.0040869 | 475.6952 | 0 | 495.6033 | 0.00078731 | 495.0239 | 0.0016417 | 488.9666 | 0.00059328 | 495.0239 | 0.0025475 | 495.6033 | 0.0094225 | 491.5906 | 0.26643 | 495.6033 | 0.9393 | 495.6033 | 0.31617 | 495.6033 | 0.0006829 | 491.5906 | 0.001624 | 495.6033 | 0.00041362 | 495.0239 | 0.00075296 | 718.6523 | 0.02911 | 717.9266 | 6.6672e-06 | 718.6523 | 0.00217 | 491.5906 | 0.09817
| 475.8086 | 0.00053603 | 495.8268 | 0.0018954 | 495.2476 | 0.0042354 | 475.8086 | 0.00151 | 495.8268 | 0.0008034 | 495.2476 | 0.00053475 | 489.189 | 0.00033049 | 495.2476 | 0.0012001 | 495.8268 | 0.0072513 | 491.8099 | 0.26347 | 495.8268 | 0.94893 | 495.8268 | 0.32405 | 495.8268 | 0 | 491.8099 | -0.0012766 | 495.8268 | 0 | 495.2476 | -0.00037246 | 718.816 | 0.02645 | 718.0903 | 1.0001e-05 | 718.816 | 0.00227 | 491.8099 | 0.10106
| 475.922 | 0 | 496.0502 | 0.00225 | 495.4712 | 0.00465 | 475.922 | 0 | 496.0502 | 0.00047191 | 495.4712 | 0.002294 | 489.4114 | 0.00045116 | 495.4712 | 0.002639 | 496.0502 | 0.0092154 | 492.0292 | 0.26096 | 496.0502 | 0.95581 | 496.0502 | 0.33303 | 496.0502 | 0.00061964 | 492.0292 | 0.00052632 | 496.0502 | 0.00048736 | 495.4712 | 0.00095575 | 718.9796 | 0.0283 | 718.254 | 0 | 718.9796 | 0.00216 | 492.0292 | 0.10294
| 476.0354 | 5.091e-05 | 496.2737 | 0.0023132 | 495.6949 | 0.004433 | 476.0354 | 0.00098839 | 496.2737 | 0.00070707 | 495.6949 | 0.00045797 | 489.6338 | -1.073e-05 | 495.6949 | 0.001315 | 496.2736 | 0.0076333 | 492.2485 | 0.25887 | 496.2736 | 0.96774 | 496.2737 | 0.34233 | 496.2736 | 0 | 492.2485 | -0.00092968 | 496.2736 | 0 | 495.6949 | -0.00024743 | 719.1432 | 0.03404 | 718.4177 | 0 | 719.1432 | 0.00225 | 492.2485 | 0.1075
| 476.1488 | 0 | 496.4971 | 0.0020944 | 495.9186 | 0.0044827 | 476.1488 | 0 | 496.4971 | 0.00048547 | 495.9186 | 0.0026287 | 489.8561 | 0.00035925 | 495.9186 | 0.0025378 | 496.4971 | 0.0083261 | 492.4678 | 0.25688 | 496.4971 | 0.97362 | 496.4971 | 0.35057 | 496.4971 | 0.00068645 | 492.4678 | 0.00014103 | 496.4971 | 0.00037282 | 495.9186 | 0.00103 | 719.3069 | 0.02908 | 718.5815 | 0 | 719.3069 | 0.00211 | 492.4678 | 0.10997
| 476.2622 | 0 | 496.7206 | 0.0018846 | 496.1423 | 0.0039509 | 476.2622 | 0.00135 | 496.7206 | 0.00079794 | 496.1423 | 0.00093285 | 490.0785 | 0.0003146 | 496.1423 | 0.0013221 | 496.7206 | 0.0064575 | 492.6872 | 0.25441 | 496.7206 | 0.96546 | 496.7206 | 0.35268 | 496.7206 | 0 | 492.6872 | -4.762e-06 | 496.7206 | 0 | 496.1423 | -0.00107 | 719.4705 | 0.02861 | 718.7452 | 3.0002e-05 | 719.4705 | 0.00218 | 492.6872 | 0.11001
| 476.3757 | 0 | 496.9441 | 0.0029766 | 496.366 | 0.0034968 | 476.3757 | 0 | 496.9441 | 0.0010907 | 496.366 | 0.0017726 | 490.3009 | 0.00049419 | 496.366 | 0.0025486 | 496.9441 | 0.0079474 | 492.9065 | 0.25569 | 496.9441 | 0.96377 | 496.9441 | 0.35983 | 496.9441 | 0.00065914 | 492.9065 | 0.00090066 | 496.9441 | 0.00057953 | 496.366 | 0.00151 | 719.6342 | 0.02918 | 718.9089 | 0 | 719.6342 | 0.00206 | 492.9065 | 0.11469
| 476.4891 | 0.00124 | 497.1676 | 0.0014386 | 496.5898 | 0.0045239 | 476.4891 | 0.00097105 | 497.1676 | 8.4907e-05 | 496.5898 | 0.0008424 | 490.5234 | 6.6806e-05 | 496.5898 | 0.0013189 | 497.1676 | 0.0070739 | 493.1259 | 0.24655 | 497.1676 | 0.96485 | 497.1676 | 0.36612 | 497.1676 | 0 | 493.1259 | -0.0013745 | 497.1676 | 0 | 496.5898 | 0.00011973 | 719.7979 | 0.03854 | 719.0727 | 1.0001e-05 | 719.7979 | 0.00224 | 493.1259 | 0.11444
| 476.6025 | 0 | 497.3911 | 0.0024055 | 496.8135 | 0.0043626 | 476.6025 | 0 | 497.3911 | 0.00083481 | 496.8135 | 0.0017089 | 490.7458 | 0.00035467 | 496.8135 | 0.0022937 | 497.3911 | 0.0076945 | 493.3452 | 0.24647 | 497.3911 | 0.96009 | 497.3911 | 0.36956 | 497.3911 | 0.00071124 | 493.3452 | -0.00072447 | 497.3911 | 0.00049119 | 496.8135 | 0.00087479 | 719.9615 | 0.02897 | 719.2364 | 0 | 719.9615 | 0.00216 | 493.3452 | 0.11921
| 476.7159 | 0.00108 | 497.6146 | 0.0021593 | 497.0373 | 0.0042688 | 476.7159 | 0.0013 | 497.6146 | 0.00059332 | 497.0373 | 0.00047866 | 490.9683 | 7.2197e-05 | 497.0373 | 0.0011379 | 497.6146 | 0.0063085 | 493.5646 | 0.24229 | 497.6146 | 0.94534 | 497.6146 | 0.36991 | 497.6146 | 0 | 493.5646 | 0.0017089 | 497.6146 | 0 | 497.0373 | -0.00036295 | 720.1252 | 0.03832 | 719.4002 | 3.0002e-05 | 720.1252 | 0.00228 | 493.5646 | 0.11941
| 476.8294 | 0 | 497.8382 | 0.0024606 | 497.2611 | 0.0042981 | 476.8294 | 0 | 497.8382 | 0.0012888 | 497.2611 | 0.002427 | 491.1907 | 0.00046603 | 497.2611 | 0.002381 | 497.8382 | 0.0079669 | 493.784 | 0.23751 | 497.8382 | 0.9476 | 497.8382 | 0.37643 | 497.8382 | 0.00031234 | 493.784 | 0.0021539 | 497.8382 | 0.00042679 | 497.2611 | 0.00086131 | 720.2889 | 0.03396 | 719.5639 | 6.6672e-06 | 720.2889 | 0.00217 | 493.784 | 0.12265
| 476.9428 | 0.00015871 | 498.0617 | 0.001879 | 497.4849 | 0.0041908 | 476.9428 | 0.00062425 | 498.0617 | 0.00049601 | 497.4849 | 0.00049939 | 491.4132 | 5.9033e-05 | 497.4849 | 0.0011879 | 498.0617 | 0.0061366 | 494.0034 | 0.23704 | 498.0617 | 0.95068 | 498.0617 | 0.38497 | 498.0617 | 0 | 494.0034 | -0.00084878 | 498.0617 | 0 | 497.4848 | -0.00066845 | 720.4525 | 0.03846 | 719.7277 | 5.0004e-05 | 720.4525 | 0.00231 | 494.0034 | 0.12461
| 477.0562 | 0 | 498.2853 | 0.0027237 | 497.7087 | 0.0045823 | 477.0562 | 0 | 498.2853 | 0.001424 | 497.7087 | 0.0015614 | 491.6357 | 0.00054682 | 497.7087 | 0.0024152 | 498.2853 | 0.0073033 | 494.2228 | 0.23015 | 498.2853 | 0.95749 | 498.2853 | 0.39452 | 498.2853 | 0.0010861 | 494.2228 | 0.001214 | 498.2853 | 0.00064185 | 497.7087 | 0.00046991 | 720.6162 | 0.03453 | 719.8914 | 0 | 720.6162 | 0.00219 | 494.2228 | 0.12669
| 477.1697 | 0.00116 | 498.5089 | 0.0012822 | 497.9325 | 0.0040037 | 477.1697 | 0.00189 | 498.5089 | 0.00025411 | 497.9325 | 0.00042459 | 491.8582 | 0.0001251 | 497.9325 | 0.0011268 | 498.5089 | 0.0055999 | 494.4422 | 0.22634 | 498.5089 | 0.95347 | 498.5089 | 0.39917 | 498.5089 | 0 | 494.4422 | -0.00035152 | 498.5088 | 0 | 497.9325 | -0.00059762 | 720.7799 | 0.0384 | 720.0552 | 3.0002e-05 | 720.7799 | 0.00224 | 494.4422 | 0.12939
| 477.2831 | 0 | 498.7325 | 0.003447 | 498.1563 | 0.0041116 | 477.2831 | 0 | 498.7325 | 0.0011305 | 498.1563 | 0.0019465 | 492.0807 | 0.0004826 | 498.1563 | 0.0023675 | 498.7324 | 0.007032 | 494.6617 | 0.22315 | 498.7324 | 0.96067 | 498.7325 | 0.40882 | 498.7324 | 0.0004831 | 494.6617 | 0.000215 | 498.7324 | 0.00034833 | 498.1563 | 0.00065524 | 720.9436 | 0.03676 | 720.219 | 0 | 720.9436 | 0.00212 | 494.6617 | 0.13029
| 477.3965 | 0.00019465 | 498.9561 | 0.0013351 | 498.3801 | 0.0039986 | 477.3965 | 0.00108 | 498.9561 | -0.00056071 | 498.3801 | 0.00077417 | 492.3032 | 0.00018509 | 498.3801 | 0.0012033 | 498.9561 | 0.0052398 | 494.8811 | 0.21623 | 498.9561 | 0.96897 | 498.9561 | 0.41911 | 498.9561 | 0 | 494.8811 | -0.00049635 | 498.9561 | 0 | 498.3801 | -0.00040112 | 721.1073 | 0.03418 | 720.3827 | 3.0002e-05 | 721.1073 | 0.00227 | 494.8811 | 0.13206
| 477.51 | 0 | 499.1797 | 0.0018999 | 498.604 | 0.004323 | 477.51 | 0 | 499.1797 | 0.0015796 | 498.604 | 0.0010982 | 492.5257 | 0.0005892 | 498.604 | 0.0024938 | 499.1797 | 0.007237 | 495.1005 | 0.21353 | 499.1797 | 0.97745 | 499.1797 | 0.42966 | 499.1797 | 0.00037646 | 495.1005 | 0.00061395 | 499.1797 | 0.00064134 | 498.604 | 0.00067206 | 721.271 | 0.03709 | 720.5465 | 6.6672e-06 | 721.271 | 0.00223 | 495.1005 | 0.13438
| 477.6234 | 0.0006079 | 499.4033 | 0.0016074 | 498.8279 | 0.0033687 | 477.6234 | 0.00104 | 499.4033 | 0.00049183 | 498.8279 | 0.00050425 | 492.7482 | 0.00017816 | 498.8279 | 0.0012167 | 499.4033 | 0.0056834 | 495.32 | 0.2109 | 499.4033 | 0.98128 | 499.4033 | 0.43973 | 499.4033 | 0 | 495.32 | -6.7887e-05 | 499.4033 | 0 | 498.8279 | -0.00052737 | 721.4347 | 0.03758 | 720.7103 | 1.0001e-05 | 721.4347 | 0.00226 | 495.32 | 0.13774
| 477.7369 | 0 | 499.627 | 0.00264 | 499.0517 | 0.0042282 | 477.7369 | 0 | 499.627 | 0.0013363 | 499.0517 | 0.0019946 | 492.9708 | 0.00071051 | 499.0517 | 0.0024022 | 499.6269 | 0.0070306 | 495.5395 | 0.2071 | 499.6269 | 0.97482 | 499.627 | 0.4435 | 499.6269 | 0.00033575 | 495.5395 | 0.0010741 | 499.627 | 0.00054714 | 499.0517 | 0.0008062 | 721.5984 | 0.03794 | 720.8741 | 0 | 721.5984 | 0.00211 | 495.5395 | 0.13483
| 477.8503 | 0.00098522 | 499.8506 | 0.0021928 | 499.2756 | 0.0042671 | 477.8503 | 0.00118 | 499.8506 | 0.00018808 | 499.2756 | 0.00091819 | 493.1933 | 0.00015253 | 499.2756 | 0.0013533 | 499.8506 | 0.0050628 | 495.759 | 0.20013 | 499.8506 | 0.97489 | 499.8506 | 0.45141 | 499.8506 | 0 | 495.759 | 0.00013343 | 499.8506 | 0 | 499.2756 | -0.00026739 | 721.7622 | 0.03397 | 721.0379 | 3.0002e-05 | 721.7622 | 0.00221 | 495.759 | 0.13816
| 477.9638 | 0 | 500.0743 | 0.0028308 | 499.4995 | 0.0042452 | 477.9638 | 0 | 500.0743 | 0.001619 | 499.4995 | 0.0023467 | 493.4159 | 0.00065028 | 499.4995 | 0.0023176 | 500.0743 | 0.0064966 | 495.9785 | 0.19599 | 500.0743 | 0.98196 | 500.0743 | 0.46341 | 500.0743 | 0.0005689 | 495.9785 | 0.00076739 | 500.0743 | 0.00051072 | 499.4995 | 0.00053669 | 721.9259 | 0.03386 | 721.2017 | 6.6672e-06 | 721.9259 | 0.00218 | 495.9785 | 0.14188
| 478.0772 | 0.00053603 | 500.2979 | 0.0017487 | 499.7235 | 0.003744 | 478.0772 | 0.00121 | 500.2979 | 0.00040779 | 499.7235 | 0.0010333 | 493.6385 | 0.00011264 | 499.7235 | 0.0012817 | 500.2979 | 0.0054654 | 496.198 | 0.19517 | 500.2979 | 0.9803 | 500.2979 | 0.46939 | 500.2979 | 0 | 496.198 | -0.0002375 | 500.2979 | 0 | 499.7235 | -0.000252 | 722.0896 | 0.03353 | 721.3655 | 3.0002e-05 | 722.0896 | 0.00236 | 496.198 | 0.14353
| 478.1907 | 0.00016197 | 500.5216 | 0.0020058 | 499.9474 | 0.0038193 | 478.1907 | 0 | 500.5216 | 0.0013385 | 499.9474 | 0.0020492 | 493.8611 | 0.00055375 | 499.9474 | 0.0023591 | 500.5216 | 0.0064023 | 496.4175 | 0.18843 | 500.5216 | 0.98285 | 500.5216 | 0.47845 | 500.5216 | 0.00044583 | 496.4175 | 0.0016706 | 500.5216 | 0.00045563 | 499.9474 | 0.00078482 | 722.2534 | 0.03419 | 721.5294 | 6.6672e-06 | 722.2534 | 0.00223 | 496.4175 | 0.14346
| 478.3042 | 0.00046416 | 500.7454 | 0.0027627 | 500.1713 | 0.0040241 | 478.3042 | 0.0018 | 500.7454 | 0.00065511 | 500.1713 | 0.00070111 | 494.0837 | 0.00017872 | 500.1713 | 0.0011909 | 500.7453 | 0.0050514 | 496.637 | 0.18333 | 500.7453 | 0.97405 | 500.7454 | 0.48303 | 500.7453 | 0 | 496.637 | -0.00022772 | 500.7454 | 0 | 500.1713 | -0.00026885 | 722.4171 | 0.03302 | 721.6932 | 3.0002e-05 | 722.4171 | 0.00235 | 496.637 | 0.14847
| 478.4176 | 0 | 500.9691 | 0.0021847 | 500.3953 | 0.0041488 | 478.4176 | 0 | 500.9691 | 0.00081871 | 500.3953 | 0.0012521 | 494.3063 | 0.00053959 | 500.3953 | 0.0023589 | 500.9691 | 0.006106 | 496.8566 | 0.18315 | 500.9691 | 0.97754 | 500.9691 | 0.49335 | 500.9691 | 0.00045941 | 496.8566 | 0.0010017 | 500.9691 | 0.00061487 | 500.3953 | 0.00048942 | 722.5809 | 0.03449 | 721.857 | 6.6672e-06 | 722.5809 | 0.0022 | 496.8566 | 0.15119
| 478.5311 | 0.00131 | 501.1928 | 0.0030765 | 500.6193 | 0.0041221 | 478.5311 | 0.00137 | 501.1928 | 0.0012874 | 500.6193 | 0.0006702 | 494.5289 | 0.00013268 | 500.6193 | 0.0012661 | 501.1928 | 0.0046541 | 497.0761 | 0.17625 | 501.1928 | 0.97855 | 501.1928 | 0.50154 | 501.1928 | 0 | 497.0761 | 3.7653e-06 | 501.1928 | 0 | 500.6193 | 0.00010837 | 722.7446 | 0.03316 | 722.0208 | 3.0002e-05 | 722.7446 | 0.00232 | 497.0761 | 0.14954
| 478.6446 | 0 | 501.4165 | 0.0032401 | 500.8433 | 0.0038617 | 478.6446 | 0 | 501.4165 | 0.0011641 | 500.8433 | 0.001555 | 494.7516 | 0.00056881 | 500.8433 | 0.0023057 | 501.4165 | 0.0058756 | 497.2957 | 0.1754 | 501.4165 | 0.97809 | 501.4165 | 0.51195 | 501.4165 | 0.00017759 | 497.2957 | 0.0013479 | 501.4165 | 0.00059007 | 500.8433 | 0.00077742 | 722.9084 | 0.0347 | 722.1847 | 0 | 722.9084 | 0.00217 | 497.2957 | 0.15458
| 478.758 | 0.00113 | 501.6403 | 0.0018972 | 501.0673 | 0.0039548 | 478.758 | 0.00084967 | 501.6403 | 0.00064891 | 501.0673 | 0.00087784 | 494.9742 | 2.6879e-06 | 501.0673 | 0.0010407 | 501.6403 | 0.0042819 | 497.5152 | 0.16918 | 501.6403 | 0.9852 | 501.6403 | 0.52383 | 501.6403 | 0 | 497.5152 | 0.0016981 | 501.6403 | 0 | 501.0673 | -0.00040232 | 723.0721 | 0.03371 | 722.3485 | 1.0001e-05 | 723.0721 | 0.00223 | 497.5152 | 0.15381
| 478.8715 | 0 | 501.8641 | 0.003004 | 501.2913 | 0.0038325 | 478.8715 | 0 | 501.8641 | 0.0013526 | 501.2913 | 0.0019665 | 495.1968 | 0.0004626 | 501.2913 | 0.0024022 | 501.8641 | 0.0052991 | 497.7348 | 0.16783 | 501.8641 | 0.99036 | 501.8641 | 0.5355 | 501.8641 | 0 | 497.7348 | -0.00026342 | 501.8641 | 0.00048119 | 501.2913 | 0.00099783 | 723.2359 | 0.03576 | 722.5123 | 6.6672e-06 | 723.2359 | 0.00207 | 497.7348 | 0.15543
| 478.985 | 0.00032042 | 502.0879 | 0.0016301 | 501.5153 | 0.0035534 | 478.985 | 0.00175 | 502.0879 | 0.00044412 | 501.5153 | 0.00031318 | 495.4195 | 7.7833e-05 | 501.5153 | 0.0011877 | 502.0879 | 0.0041772 | 497.9544 | 0.16196 | 502.0879 | 0.9817 | 502.0879 | 0.54079 | 502.0879 | 0 | 497.9544 | 8.9535e-05 | 502.0879 | 0 | 501.5153 | -9.5248e-05 | 723.3997 | 0.03411 | 722.6762 | 0 | 723.3997 | 0.00221 | 497.9544 | 0.15822
| 479.0985 | 0 | 502.3116 | 0.0028987 | 501.7393 | 0.0042479 | 479.0985 | 0 | 502.3116 | 0.0011533 | 501.7393 | 0.0014761 | 495.6422 | 0.00055551 | 501.7393 | 0.0022866 | 502.3117 | 0.0054329 | 498.174 | 0.16046 | 502.3117 | 0.9729 | 502.3116 | 0.54633 | 502.3117 | 0.0006728 | 498.174 | 0.00079283 | 502.3116 | 0.0003965 | 501.7393 | 0.00103 | 723.5634 | 0.03665 | 722.8401 | 2.6669e-05 | 723.5634 | 0.00214 | 498.174 | 0.16103
| 479.212 | 0.00113 | 502.5355 | 0.0028076 | 501.9634 | 0.0037888 | 479.212 | 0.00123 | 502.5355 | 0.00097253 | 501.9634 | 0.0010557 | 495.8649 | -6.6107e-05 | 501.9634 | 0.0010708 | 502.5355 | 0.0041485 | 498.3936 | 0.15549 | 502.5355 | 0.9629 | 502.5355 | 0.55045 | 502.5355 | 0 | 498.3936 | -0.00072574 | 502.5355 | 0 | 501.9634 | -0.00079843 | 723.7272 | 0.03369 | 723.0039 | 0 | 723.7272 | 0.00232 | 498.3936 | 0.16278
| 479.3254 | 0 | 502.7593 | 0.0027532 | 502.1875 | 0.0039523 | 479.3254 | 0 | 502.7593 | 0.0012493 | 502.1875 | 0.0014947 | 496.0876 | 0.00049469 | 502.1875 | 0.0022388 | 502.7593 | 0.0055087 | 498.6133 | 0.15571 | 502.7593 | 0.95714 | 502.7593 | 0.55626 | 502.7593 | 0.00057693 | 498.6133 | 0.0007934 | 502.7593 | 0.00049668 | 502.1875 | 0.00061725 | 723.891 | 0.03924 | 723.1678 | 6.6672e-06 | 723.891 | 0.00225 | 498.6133 | 0.16674
| 479.4389 | 0.00145 | 502.9831 | 0.0018729 | 502.4115 | 0.003797 | 479.4389 | 0.00097105 | 502.9831 | 0.00056512 | 502.4115 | 0.001252 | 496.3103 | 8.2932e-05 | 502.4115 | 0.0012169 | 502.9831 | 0.004122 | 498.8329 | 0.15099 | 502.9831 | 0.95058 | 502.9831 | 0.56386 | 502.9831 | 0 | 498.8329 | 8.6422e-05 | 502.9831 | 4.5262e-05 | 502.4115 | -0.00035487 | 724.0548 | 0.038 | 723.3317 | 1.0001e-05 | 724.0548 | 0.00241 | 498.8329 | 0.16927
| 479.5524 | 0 | 503.207 | 0.0035475 | 502.6356 | 0.0039073 | 479.5524 | 0 | 503.207 | 0.0010644 | 502.6356 | 0.0014643 | 496.533 | 0.00043321 | 502.6356 | 0.0021303 | 503.207 | 0.004826 | 499.0526 | 0.14747 | 503.207 | 0.95158 | 503.207 | 0.57402 | 503.207 | 0.00076736 | 499.0526 | 0.00071573 | 503.207 | 0.0005128 | 502.6356 | 0.00029315 | 724.2186 | 0.03945 | 723.4955 | 2.6669e-05 | 724.2186 | 0.00227 | 499.0525 | 0.16854
| 479.6659 | 0.00089539 | 503.4308 | 0.0017845 | 502.8597 | 0.0037965 | 479.6659 | 0.0016 | 503.4308 | 0.00063316 | 502.8597 | 0.00054461 | 496.7558 | 1.4645e-05 | 502.8597 | 0.0011321 | 503.4308 | 0.0039759 | 499.2722 | 0.1436 | 503.4308 | 0.94687 | 503.4308 | 0.58298 | 503.4308 | 0 | 499.2722 | -0.0010797 | 503.4308 | 0 | 502.8597 | -0.00040512 | 724.3824 | 0.0373 | 723.6594 | 0 | 724.3824 | 0.00235 | 499.2722 | 0.17026
| 479.7794 | 0 | 503.6547 | 0.0044287 | 503.0838 | 0.0041386 | 479.7794 | 0 | 503.6547 | 0.0010306 | 503.0838 | 0.0014527 | 496.9785 | 0.00047275 | 503.0838 | 0.0022794 | 503.6547 | 0.0047319 | 499.4919 | 0.14268 | 503.6547 | 0.94705 | 503.6547 | 0.59327 | 503.6547 | 0.00053778 | 499.4919 | 0.0017302 | 503.6547 | 0.0005312 | 503.0838 | 0.00068295 | 724.5462 | 0.04238 | 723.8233 | 0 | 724.5462 | 0.00217 | 499.4919 | 0.17443
| 479.8929 | 0 | 503.8786 | 0.0017349 | 503.308 | 0.0036657 | 479.8929 | 0.00154 | 503.8786 | -1.3963e-05 | 503.308 | 0.0012702 | 497.2013 | -3.3671e-05 | 503.308 | 0.0012099 | 503.8786 | 0.0034063 | 499.7116 | 0.13597 | 503.8786 | 0.93465 | 503.8786 | 0.59608 | 503.8786 | 0 | 499.7116 | 0.00050221 | 503.8786 | 0 | 503.308 | -0.000152 | 724.7101 | 0.0389 | 723.9872 | 1.0001e-05 | 724.7101 | 0.00222 | 499.7116 | 0.1769
| 480.0064 | 0 | 504.1025 | 0.0031241 | 503.5321 | 0.0039829 | 480.0064 | 0 | 504.1025 | 0.00078532 | 503.5321 | 0.001428 | 497.424 | 0.00060602 | 503.5321 | 0.0022286 | 504.1025 | 0.0045181 | 499.9313 | 0.13745 | 504.1025 | 0.9348 | 504.1025 | 0.60755 | 504.1025 | 0.00042187 | 499.9313 | 0.0016152 | 504.1025 | 0.00052401 | 503.5321 | 0.00042634 | 724.8739 | 0.04159 | 724.1511 | 0 | 724.8739 | 0.00209 | 499.9313 | 0.17874
| 480.1199 | 0.00158 | 504.3264 | 0.0018289 | 503.7563 | 0.0039081 | 480.1199 | 0.00027745 | 504.3264 | 0.00080651 | 503.7563 | 0.00080841 | 497.6468 | 0.00016792 | 503.7563 | 0.0012917 | 504.3264 | 0.0033963 | 500.151 | 0.13293 | 504.3264 | 0.92771 | 504.3264 | 0.61486 | 504.3264 | 0 | 500.151 | 5.18e-07 | 504.3264 | 0 | 503.7563 | -0.00051533 | 725.0377 | 0.04203 | 724.315 | 3.0002e-05 | 725.0377 | 0.00227 | 500.151 | 0.17954
| 480.2334 | 0 | 504.5503 | 0.003023 | 503.9804 | 0.0040639 | 480.2334 | 0 | 504.5503 | 0.0011001 | 503.9804 | 0.0014027 | 497.8696 | 0.00047039 | 503.9804 | 0.0022921 | 504.5503 | 0.0046817 | 500.3707 | 0.12857 | 504.5503 | 0.92588 | 504.5503 | 0.62684 | 504.5503 | 0.00068385 | 500.3707 | 0.0021669 | 504.5503 | 0.00045035 | 503.9805 | 0.00093804 | 725.2015 | 0.04179 | 724.4789 | 6.6672e-06 | 725.2015 | 0.00222 | 500.3707 | 0.18315
| 480.3469 | 0.00024855 | 504.7742 | 0.0018969 | 504.2046 | 0.0038514 | 480.3469 | 0.00109 | 504.7742 | 0.00052673 | 504.2046 | 0.00087253 | 498.0924 | 9.3633e-06 | 504.2046 | 0.0012597 | 504.7742 | 0.0036334 | 500.5904 | 0.12561 | 504.7742 | 0.91955 | 504.7742 | 0.63403 | 504.7742 | 0 | 500.5904 | -0.00097303 | 504.7742 | 0 | 504.2046 | -0.00041652 | 725.3654 | 0.03993 | 724.6428 | 1.0001e-05 | 725.3654 | 0.00234 | 500.5904 | 0.18524
| 480.4604 | 0 | 504.9982 | 0.003035 | 504.4288 | 0.0039533 | 480.4604 | 0 | 504.9982 | 0.0018378 | 504.4288 | 0.0018127 | 498.3152 | 0.00055947 | 504.4288 | 0.0022063 | 504.9982 | 0.0047548 | 500.8102 | 0.12532 | 504.9982 | 0.90956 | 504.9982 | 0.63775 | 504.9982 | 0.00044712 | 500.8102 | 0.00046666 | 504.9982 | 0.00056396 | 504.4288 | 0.0005024 | 725.5292 | 0.04523 | 724.8067 | 6.6672e-06 | 725.5292 | 0.00218 | 500.8102 | 0.18992
| 480.5739 | 0 | 505.2221 | 0.002149 | 504.653 | 0.0036214 | 480.5739 | 0.00108 | 505.2221 | 0.00044648 | 504.653 | 0.00072265 | 498.5381 | 5.6716e-05 | 504.653 | 0.0011204 | 505.2221 | 0.0033876 | 501.0299 | 0.12231 | 505.2221 | 0.90283 | 505.2221 | 0.64582 | 505.2221 | 0 | 501.0299 | 0.001832 | 505.2221 | 0 | 504.653 | -0.00013326 | 725.6931 | 0.04292 | 724.9706 | 0 | 725.6931 | 0.00225 | 501.0299 | 0.19283
| 480.6875 | 0 | 505.4461 | 0.0023975 | 504.8773 | 0.0038708 | 480.6875 | 0 | 505.4461 | 0.0008455 | 504.8773 | 0.0008215 | 498.7609 | 0.00058773 | 504.8773 | 0.0022679 | 505.4461 | 0.0045812 | 501.2497 | 0.12425 | 505.4461 | 0.90444 | 505.4461 | 0.65895 | 505.4461 | 0.00044334 | 501.2497 | -0.00084001 | 505.4461 | 0.00044366 | 504.8773 | 0.00076048 | 725.8569 | 0.04602 | 725.1346 | 6.6672e-06 | 725.8569 | 0.00219 | 501.2497 | 0.1919
| 480.801 | 0.00037433 | 505.6701 | 0.0023731 | 505.1015 | 0.0035564 | 480.801 | 0.00127 | 505.6701 | 0.001122 | 505.1015 | 0.00068405 | 498.9838 | 0.00025094 | 505.1015 | 0.0011357 | 505.6701 | 0.0029878 | 501.4694 | 0.11666 | 505.6701 | 0.89545 | 505.6701 | 0.66706 | 505.6701 | 0 | 501.4694 | 0.00028861 | 505.6701 | 0 | 505.1015 | -0.00054046 | 726.0208 | 0.04531 | 725.2985 | 1.0001e-05 | 726.0208 | 0.00239 | 501.4694 | 0.19903
| 480.9145 | 0 | 505.8941 | 0.0033867 | 505.3257 | 0.00397 | 480.9145 | 0 | 505.8941 | 0.00092658 | 505.3257 | 0.0015112 | 499.2066 | 0.0003693 | 505.3257 | 0.0022395 | 505.8941 | 0.004153 | 501.6892 | 0.11522 | 505.8941 | 0.89379 | 505.8941 | 0.67652 | 505.8941 | 0.00047778 | 501.6892 | 0.0016104 | 505.8941 | 0.00035123 | 505.3258 | 0.00056292 | 726.1846 | 0.04565 | 725.4624 | 0 | 726.1846 | 0.00239 | 501.6892 | 0.19875
| 481.028 | 0.00032042 | 506.1181 | 0.0013307 | 505.55 | 0.0037111 | 481.028 | 0.00079764 | 506.1181 | 8.9127e-05 | 505.55 | 0.00052415 | 499.4295 | 0.00011775 | 505.55 | 0.0012003 | 506.1181 | 0.002766 | 501.909 | 0.11478 | 506.1181 | 0.88925 | 506.1181 | 0.68791 | 506.1181 | 0 | 501.909 | -0.00064717 | 506.1181 | 0 | 505.55 | -0.00032722 | 726.3485 | 0.05034 | 725.6264 | 0 | 726.3485 | 0.00248 | 501.909 | 0.20453
| 481.1415 | 0 | 506.3421 | 0.0026982 | 505.7743 | 0.0040439 | 481.1415 | 0 | 506.3421 | 0.0011548 | 505.7743 | 0.0017426 | 499.6524 | 0.00059713 | 505.7743 | 0.002141 | 506.3421 | 0.0039707 | 502.1288 | 0.11417 | 506.3421 | 0.88664 | 506.3421 | 0.69823 | 506.3421 | 0.00060523 | 502.1288 | 0.0011873 | 506.3421 | 0.00042095 | 505.7743 | 0.00059897 | 726.5124 | 0.04919 | 725.7903 | 6.6672e-06 | 726.5124 | 0.00231 | 502.1288 | 0.2054
| 481.2551 | 0.00091335 | 506.5662 | 0.0025519 | 505.9986 | 0.0037984 | 481.2551 | 0.00142 | 506.5662 | 0.00047674 | 505.9986 | 0.00061635 | 499.8752 | 0.00023886 | 505.9986 | 0.0010973 | 506.5662 | 0.002565 | 502.3486 | 0.1098 | 506.5662 | 0.87794 | 506.5662 | 0.70805 | 506.5662 | 0 | 502.3486 | -0.0002464 | 506.5662 | 0 | 505.9986 | -0.00033414 | 726.6762 | 0.05061 | 725.9543 | 3.0002e-05 | 726.6762 | 0.00237 | 502.3486 | 0.20934
| 481.3686 | 0 | 506.7902 | 0.0020866 | 506.2229 | 0.0037471 | 481.3686 | 0 | 506.7902 | 0.001511 | 506.2229 | 0.0013277 | 500.0982 | 0.00048574 | 506.2229 | 0.0022664 | 506.7902 | 0.004215 | 502.5685 | 0.10777 | 506.7902 | 0.87164 | 506.7902 | 0.71504 | 506.7902 | 0.00040734 | 502.5685 | 0.0020959 | 506.7902 | 0.00060893 | 506.2229 | 0.00059252 | 726.8401 | 0.05091 | 726.1182 | 6.6672e-06 | 726.8401 | 0.00228 | 502.5684 | 0.21211
| 481.4821 | 0.00062587 | 507.0143 | 0.0021565 | 506.4472 | 0.0037219 | 481.4821 | 0 | 507.0143 | 0.00081796 | 506.4472 | 0.00060672 | 500.3211 | 0.00037529 | 506.4472 | 0.001123 | 507.0143 | 0.0028946 | 502.7883 | 0.10326 | 507.0143 | 0.85584 | 507.0143 | 0.71809 | 507.0143 | 0 | 502.7883 | -0.0014331 | 507.0143 | 0 | 506.4472 | -0.00056412 | 727.004 | 0.05112 | 726.2822 | 0 | 727.004 | 0.00237 | 502.7883 | 0.21577
| 481.5957 | 0 | 507.2384 | 0.0035521 | 506.6715 | 0.0037663 | 481.5957 | 0 | 507.2384 | 0.0015704 | 506.6715 | 0.0016305 | 500.544 | 0.00040999 | 506.6715 | 0.0022193 | 507.2384 | 0.0037979 | 503.0081 | 0.10132 | 507.2384 | 0.84765 | 507.2384 | 0.72554 | 507.2384 | 0.00030819 | 503.0081 | 0.0040092 | 507.2384 | 0.00044491 | 506.6715 | 0.00097989 | 727.1679 | 0.05008 | 726.4462 | 2.6669e-05 | 727.1679 | 0.00224 | 503.0081 | 0.21655
| 481.7092 | 0.00127 | 507.4625 | 0.0023374 | 506.8959 | 0.0037904 | 481.7092 | 0.00139 | 507.4625 | 0.00041854 | 506.8959 | 0.0009817 | 500.7669 | 0.00017344 | 506.8959 | 0.0012505 | 507.4625 | 0.0025562 | 503.228 | 0.10046 | 507.4625 | 0.83723 | 507.4625 | 0.73142 | 507.4625 | 0 | 503.228 | -0.00098804 | 507.4625 | 0 | 506.8958 | -0.00060548 | 727.3318 | 0.04873 | 726.6101 | 0 | 727.3318 | 0.00236 | 503.228 | 0.21902
| 481.8227 | 0 | 507.6866 | 0.0026514 | 507.1202 | 0.0038374 | 481.8227 | 0 | 507.6866 | 0.00077943 | 507.1202 | 0.0016776 | 500.9899 | 0.00037863 | 507.1202 | 0.0020967 | 507.6866 | 0.0037551 | 503.4478 | 0.097432 | 507.6866 | 0.83329 | 507.6866 | 0.74227 | 507.6866 | 0.00058627 | 503.4478 | 0.0023923 | 507.6866 | 0.00039378 | 507.1202 | 0.00071949 | 727.4957 | 0.05326 | 726.7741 | 0 | 727.4957 | 0.00227 | 503.4479 | 0.21668
| 481.9363 | 0.00094928 | 507.9107 | 0.0019462 | 507.3446 | 0.0036939 | 481.9363 | 0.0003468 | 507.9107 | 0.00062303 | 507.3446 | 0.00076687 | 501.2129 | 0.00026162 | 507.3446 | 0.0011647 | 507.9107 | 0.0027441 | 503.6677 | 0.095132 | 507.9107 | 0.82465 | 507.9107 | 0.75019 | 507.9107 | 0 | 503.6677 | 2.5935e-05 | 507.9107 | 0 | 507.3446 | -0.00041164 | 727.6596 | 0.05326 | 726.9381 | 1.0001e-05 | 727.6596 | 0.00244 | 503.6677 | 0.2231
| 482.0498 | 0.00016197 | 508.1348 | 0.0033096 | 507.569 | 0.0033305 | 482.0498 | 0 | 508.1348 | 0.0011573 | 507.569 | 0.0015812 | 501.4358 | 0.00037143 | 507.569 | 0.0020817 | 508.1348 | 0.003492 | 503.8876 | 0.091386 | 508.1348 | 0.82236 | 508.1348 | 0.76267 | 508.1348 | 0.00029541 | 503.8876 | 0.00026589 | 508.1348 | 0.00035905 | 507.5689 | 0.00068188 | 727.8235 | 0.05316 | 727.1021 | 6.6672e-06 | 727.8235 | 0.00227 | 503.8876 | 0.22656
| 482.1634 | 0.00015871 | 508.3589 | 0.0019057 | 507.7933 | 0.0035229 | 482.1634 | 0.00067626 | 508.3589 | 0.00070738 | 507.7933 | 0.0007772 | 501.6588 | 0.00018439 | 507.7933 | 0.0012356 | 508.3589 | 0.0024911 | 504.1075 | 0.091331 | 508.3589 | 0.81796 | 508.3589 | 0.77582 | 508.3589 | 0 | 504.1075 | 0.00075344 | 508.3589 | 0 | 507.7933 | -0.00021043 | 727.9875 | 0.05356 | 727.2661 | 1.0001e-05 | 727.9875 | 0.00241 | 504.1075 | 0.22706
| 482.2769 | 0 | 508.5831 | 0.0027783 | 508.0178 | 0.0039056 | 482.2769 | 0 | 508.5831 | 0.00050256 | 508.0178 | 0.0022543 | 501.8818 | 0.00041207 | 508.0178 | 0.0022177 | 508.5831 | 0.0036921 | 504.3274 | 0.088469 | 508.5831 | 0.81339 | 508.5831 | 0.7857 | 508.5831 | 0.00025041 | 504.3274 | 0.0010237 | 508.5831 | 0.00051197 | 508.0177 | 0.00108 | 728.1514 | 0.05478 | 727.4301 | 0 | 728.1514 | 0.00223 | 504.3274 | 0.23359
| 482.3905 | 0.00109 | 508.8073 | 0.002282 | 508.2422 | 0.0036574 | 482.3905 | 0.00109 | 508.8073 | 0.001153 | 508.2422 | 0.00084968 | 502.1048 | 3.1492e-05 | 508.2422 | 0.0011477 | 508.8072 | 0.0025679 | 504.5474 | 0.086421 | 508.8072 | 0.80339 | 508.8073 | 0.79378 | 508.8072 | 0 | 504.5474 | -0.00014576 | 508.8073 | 0 | 508.2422 | -0.00068571 | 728.3153 | 0.05305 | 727.5941 | 1.0001e-05 | 728.3153 | 0.00238 | 504.5474 | 0.23305
| 482.504 | 0 | 509.0314 | 0.0023957 | 508.4666 | 0.0036933 | 482.504 | 0 | 509.0314 | 0.0016411 | 508.4666 | 0.001408 | 502.3278 | 0.00037113 | 508.4666 | 0.0022999 | 509.0314 | 0.0031453 | 504.7673 | 0.086565 | 509.0314 | 0.79888 | 509.0314 | 0.8039 | 509.0314 | 0.00051144 | 504.7673 | 0.00065393 | 509.0314 | 0.00044276 | 508.4666 | 0.00020802 | 728.4793 | 0.05497 | 727.7581 | 0 | 728.4793 | 0.00221 | 504.7673 | 0.23514
| 482.6176 | 0.00080555 | 509.2556 | 0.0020722 | 508.691 | 0.003496 | 482.6176 | 0.00024276 | 509.2556 | 0.00076865 | 508.691 | 0.00070519 | 502.5508 | 0.00024979 | 508.691 | 0.0011422 | 509.2556 | 0.0020956 | 504.9872 | 0.082952 | 509.2556 | 0.785 | 509.2556 | 0.80753 | 509.2556 | 0 | 504.9872 | 0.0017916 | 509.2556 | 0 | 508.6911 | -0.00028281 | 728.6432 | 0.05597 | 727.9221 | 3.0002e-05 | 728.6432 | 0.00228 | 504.9872 | 0.23808
| 482.7312 | 0 | 509.4798 | 0.0027961 | 508.9155 | 0.0035402 | 482.7312 | 0 | 509.4798 | 0.001302 | 508.9155 | 0.0011318 | 502.7739 | 0.00041127 | 508.9155 | 0.0021334 | 509.4798 | 0.0031064 | 505.2072 | 0.082068 | 509.4798 | 0.7743 | 509.4798 | 0.81214 | 509.4798 | 0.00040735 | 505.2072 | 0.001723 | 509.4798 | 0.00060228 | 508.9155 | 0.00012592 | 728.8071 | 0.05878 | 728.0861 | 0 | 728.8071 | 0.00215 | 505.2072 | 0.24142
| 482.8447 | 0 | 509.704 | 0.0012849 | 509.14 | 0.0036456 | 482.8447 | 0.00118 | 509.704 | 0.00057727 | 509.14 | 0.00061403 | 502.9969 | 0.00016632 | 509.14 | 0.0012688 | 509.704 | 0.0023005 | 505.4272 | 0.080561 | 509.704 | 0.76535 | 509.704 | 0.82014 | 509.704 | 0 | 505.4272 | 0.00025206 | 509.704 | 0 | 509.14 | -0.00014177 | 728.9711 | 0.0579 | 728.2501 | 6.9993e-05 | 728.9711 | 0.00235 | 505.4271 | 0.24453
| 482.9583 | 0 | 509.9283 | 0.0032713 | 509.3645 | 0.0037325 | 482.9583 | 0 | 509.9283 | 0.0013695 | 509.3645 | 0.0017311 | 503.22 | 0.00040022 | 509.3645 | 0.0021284 | 509.9282 | 0.0035108 | 505.6471 | 0.079076 | 509.9282 | 0.75314 | 509.9283 | 0.82302 | 509.9282 | 0.00025596 | 505.6471 | 0.00012823 | 509.9282 | 0.0003962 | 509.3645 | 0.00045288 | 729.135 | 0.05831 | 728.4142 | 0 | 729.135 | 0.00235 | 505.6471 | 0.24481
| 483.0718 | 0.00069774 | 510.1525 | 0.0025059 | 509.589 | 0.0032897 | 483.0718 | 0.00144 | 510.1525 | 0.00040821 | 509.589 | 0.00061609 | 503.4431 | -7.6489e-07 | 509.589 | 0.00115 | 510.1525 | 0.0018986 | 505.8671 | 0.075867 | 510.1525 | 0.74096 | 510.1525 | 0.82609 | 510.1525 | 0 | 505.8671 | 0.00032395 | 510.1525 | 0 | 509.589 | -0.00057005 | 729.299 | 0.05892 | 728.5782 | 5.0004e-05 | 729.299 | 0.0025 | 505.8671 | 0.24753
| 483.1854 | 0 | 510.3767 | 0.0023889 | 509.8135 | 0.0036826 | 483.1854 | 0 | 510.3767 | 0.0010614 | 509.8135 | 0.0011272 | 503.6661 | 0.00040412 | 509.8135 | 0.0021521 | 510.3767 | 0.0031712 | 506.0871 | 0.075207 | 510.3767 | 0.73342 | 510.3767 | 0.83539 | 510.3767 | 0.00031012 | 506.0871 | 0.0015916 | 510.3767 | 0.00038689 | 509.8135 | 0.00057498 | 729.463 | 0.05977 | 728.7422 | 0 | 729.463 | 0.00235 | 506.0871 | 0.25254
| 483.299 | 0.00033839 | 510.601 | 0.0016512 | 510.038 | 0.0033949 | 483.299 | 0.00156 | 510.601 | 0.0012505 | 510.038 | 8.0649e-05 | 503.8892 | 9.5022e-05 | 510.038 | 0.0011779 | 510.601 | 0.0021635 | 506.3071 | 0.075486 | 510.601 | 0.72231 | 510.601 | 0.84056 | 510.601 | 0 | 506.3071 | 0.00097184 | 510.601 | 0 | 510.038 | -0.00049183 | 729.6269 | 0.05912 | 728.9063 | 1.0001e-05 | 729.6269 | 0.00243 | 506.3071 | 0.25278
| 483.4126 | 0 | 510.8253 | 0.0026065 | 510.2625 | 0.0036754 | 483.4126 | 0 | 510.8253 | 0.0010377 | 510.2625 | 0.0021744 | 504.1123 | 0.00052681 | 510.2625 | 0.0021254 | 510.8253 | 0.0026835 | 506.5272 | 0.073303 | 510.8253 | 0.71366 | 510.8253 | 0.84519 | 510.8253 | 0.00031654 | 506.5272 | -0.000311 | 510.8253 | 0.00042116 | 510.2625 | 0.00080332 | 729.7909 | 0.06153 | 729.0703 | 0 | 729.7909 | 0.00226 | 506.5272 | 0.25723
| 483.5262 | 0.00064383 | 511.0496 | 0.0025356 | 510.4871 | 0.0034977 | 483.5262 | 0.00125 | 511.0496 | 0.00060703 | 510.4871 | 0.00012275 | 504.3354 | 0.00023823 | 510.4871 | 0.0011102 | 511.0496 | 0.0019584 | 506.7472 | 0.072076 | 511.0496 | 0.7034 | 511.0496 | 0.85201 | 511.0496 | 0 | 506.7472 | -0.00065146 | 511.0496 | 0 | 510.4871 | -8.8579e-05 | 729.9549 | 0.05965 | 729.2344 | 0 | 729.9549 | 0.0023 | 506.7472 | 0.25982
| 483.6397 | 0 | 511.2739 | 0.0034577 | 510.7116 | 0.0036418 | 483.6397 | 0 | 511.2739 | 0.0017477 | 510.7116 | 0.0015637 | 504.5586 | 0.00044641 | 510.7116 | 0.0020633 | 511.2739 | 0.0029378 | 506.9672 | 0.070011 | 511.2739 | 0.69045 | 511.2739 | 0.85355 | 511.2739 | 0.00065779 | 506.9672 | 0.0029731 | 511.2739 | 0.00049558 | 510.7116 | 0.00053404 | 730.1189 | 0.06147 | 729.3984 | 0 | 730.1189 | 0.00214 | 506.9672 | 0.26574
| 483.7533 | 0.00156 | 511.4982 | 0.0021922 | 510.9362 | 0.0036125 | 483.7533 | 0.00144 | 511.4982 | 0.00073054 | 510.9362 | 0.00044826 | 504.7817 | 0.0001418 | 510.9362 | 0.0011947 | 511.4982 | 0.0017083 | 507.1873 | 0.0665 | 511.4982 | 0.68068 | 511.4982 | 0.85761 | 511.4982 | 0 | 507.1873 | 5.1688e-05 | 511.4982 | 0 | 510.9362 | -0.00013748 | 730.2829 | 0.06077 | 729.5625 | 5.0004e-05 | 730.2829 | 0.00231 | 507.1873 | 0.26443
| 483.8669 | 0 | 511.7225 | 0.0017783 | 511.1608 | 0.0036553 | 483.8669 | 0 | 511.7225 | 0.0011707 | 511.1608 | 0.002355 | 505.0049 | 0.00039035 | 511.1608 | 0.00214 | 511.7225 | 0.0028468 | 507.4073 | 0.068345 | 511.7225 | 0.67085 | 511.7225 | 0.86198 | 511.7225 | 0.00052789 | 507.4073 | 0.00086965 | 511.7225 | 0.00049407 | 511.1608 | 0.00112 | 730.4469 | 0.06172 | 729.7265 | 0 | 730.4469 | 0.00232 | 507.4074 | 0.26817
| 483.9805 | 0.00037433 | 511.9468 | 0.002512 | 511.3854 | 0.0034303 | 483.9805 | 0.00156 | 511.9468 | 0.0011198 | 511.3854 | 2.7575e-05 | 505.228 | 0.00021159 | 511.3854 | 0.0010649 | 511.9469 | 0.0020423 | 507.6274 | 0.067303 | 511.9469 | 0.65739 | 511.9468 | 0.86249 | 511.9469 | 0 | 507.6274 | 0.00020349 | 511.9468 | 0 | 511.3854 | -0.00042248 | 730.6109 | 0.06302 | 729.8906 | 1.0001e-05 | 730.6109 | 0.00246 | 507.6274 | 0.26961
| 484.0941 | 0 | 512.1712 | 0.0029214 | 511.61 | 0.0035661 | 484.0941 | 0 | 512.1712 | 0.0010008 | 511.61 | 0.0017104 | 505.4512 | 0.00043285 | 511.61 | 0.0020021 | 512.1712 | 0.002625 | 507.8475 | 0.065115 | 512.1712 | 0.64929 | 512.1712 | 0.86819 | 512.1712 | 0.0003409 | 507.8475 | -0.0015599 | 512.1712 | 0.00059356 | 511.61 | 0.0012 | 730.7749 | 0.06244 | 730.0547 | 0 | 730.7749 | 0.00231 | 507.8475 | 0.27299
| 484.2077 | 6.8875e-05 | 512.3956 | 0.0020999 | 511.8346 | 0.003438 | 484.2077 | 0.00121 | 512.3956 | 0.00046913 | 511.8346 | 0.00046069 | 505.6744 | 0.00010655 | 511.8346 | 0.0010505 | 512.3956 | 0.0017645 | 508.0676 | 0.061722 | 512.3956 | 0.63714 | 512.3956 | 0.86903 | 512.3956 | 0 | 508.0676 | 0.00056032 | 512.3956 | 0 | 511.8346 | -0.00028913 | 730.9389 | 0.06033 | 730.2188 | 1.0001e-05 | 730.9389 | 0.00239 | 508.0676 | 0.27919
| 484.3213 | 0 | 512.6199 | 0.0024919 | 512.0593 | 0.0033641 | 484.3213 | 0 | 512.6199 | 0.00091954 | 512.0593 | 0.0018156 | 505.8976 | 0.00051983 | 512.0593 | 0.0020469 | 512.6199 | 0.0029236 | 508.2877 | 0.061375 | 512.6199 | 0.62834 | 512.6199 | 0.87317 | 512.6199 | 0.00043964 | 508.2877 | 0.0013219 | 512.6199 | 0.0004012 | 512.0593 | 0.00063207 | 731.1029 | 0.06571 | 730.3829 | 0 | 731.1029 | 0.0023 | 508.2877 | 0.28265
| 484.4349 | 5.091e-05 | 512.8444 | 0.0023564 | 512.2839 | 0.0035401 | 484.4349 | 0.00083232 | 512.8444 | -9.9717e-05 | 512.2839 | 0.00031347 | 506.1208 | 4.7166e-05 | 512.2839 | 0.0010275 | 512.8443 | 0.0018738 | 508.5078 | 0.061662 | 512.8443 | 0.61591 | 512.8444 | 0.87214 | 512.8443 | 0 | 508.5078 | 0.00056125 | 512.8444 | 0 | 512.2839 | -7.9271e-05 | 731.2669 | 0.06365 | 730.547 | 3.0002e-05 | 731.2669 | 0.00238 | 508.5078 | 0.28446
| 484.5485 | 0 | 513.0687 | 0.0030731 | 512.5086 | 0.0034107 | 484.5485 | 0 | 513.0687 | 0.0014574 | 512.5086 | 0.0015385 | 506.344 | 0.00062128 | 512.5086 | 0.0020652 | 513.0687 | 0.0026949 | 508.7279 | 0.058539 | 513.0687 | 0.60735 | 513.0687 | 0.8758 | 513.0687 | 0.0004021 | 508.7279 | 0.0022563 | 513.0687 | 0.00053738 | 512.5086 | 0.00088346 | 731.431 | 0.06478 | 730.7111 | 0 | 731.431 | 0.00226 | 508.7279 | 0.28827
| 484.6621 | 0.00116 | 513.2932 | 0.002343 | 512.7333 | 0.0032458 | 484.6621 | 0.00086701 | 513.2932 | 0.00055742 | 512.7333 | 0.00046789 | 506.5672 | 5.9434e-05 | 512.7333 | 0.00094954 | 513.2932 | 0.00172 | 508.9481 | 0.059972 | 513.2932 | 0.60038 | 513.2932 | 0.88487 | 513.2932 | 0 | 508.9481 | 0.0003993 | 513.2931 | 0 | 512.7333 | -0.00070103 | 731.595 | 0.06605 | 730.8752 | 1.0001e-05 | 731.595 | 0.0023 | 508.9481 | 0.29179
| 484.7757 | 0 | 513.5176 | 0.0034181 | 512.958 | 0.0035767 | 484.7757 | 0 | 513.5176 | 0.0011415 | 512.958 | 0.001699 | 506.7904 | 0.00057677 | 512.958 | 0.0019971 | 513.5176 | 0.0027827 | 509.1682 | 0.057509 | 513.5176 | 0.59698 | 513.5176 | 0.89586 | 513.5176 | 0.00047377 | 509.1682 | 0.00024853 | 513.5176 | 0.00043578 | 512.958 | 0.00065498 | 731.7591 | 0.06673 | 731.0393 | 6.6672e-06 | 731.7591 | 0.00229 | 509.1682 | 0.29435
| 484.8893 | 0.00030245 | 513.742 | 0.0020845 | 513.1827 | 0.0031973 | 484.8893 | 0.00189 | 513.742 | 0.00054966 | 513.1827 | 0.000958 | 507.0137 | 0.00013541 | 513.1827 | 0.0012219 | 513.742 | 0.0014867 | 509.3884 | 0.057796 | 513.742 | 0.58817 | 513.742 | 0.90151 | 513.742 | 0 | 509.3884 | -0.0015012 | 513.742 | 0 | 513.1827 | -0.0007623 | 731.9231 | 0.0664 | 731.2034 | 1.0001e-05 | 731.9231 | 0.00243 | 509.3884 | 0.29215
| 485.0029 | 0 | 513.9665 | 0.0027028 | 513.4074 | 0.0035315 | 485.0029 | 0 | 513.9665 | 0.0008827 | 513.4074 | 0.0014315 | 507.237 | 0.00064939 | 513.4074 | 0.0020817 | 513.9665 | 0.0026548 | 509.6086 | 0.055704 | 513.9665 | 0.5798 | 513.9665 | 0.90737 | 513.9665 | 0.00039326 | 509.6086 | 0.002174 | 513.9665 | 0.00049661 | 513.4074 | 0.00064129 | 732.0871 | 0.0678 | 731.3675 | 0 | 732.0871 | 0.00235 | 509.6086 | 0.29763
| 485.1166 | 3.2945e-05 | 514.1909 | 0.0014763 | 513.6321 | 0.0034091 | 485.1166 | 0.00102 | 514.1909 | 0.00060086 | 513.6321 | 0.00083706 | 507.4602 | 3.0138e-05 | 513.6321 | 0.0010021 | 514.1909 | 0.0014032 | 509.8288 | 0.05235 | 514.1909 | 0.57391 | 514.1909 | 0.91586 | 514.1909 | 0 | 509.8288 | -0.00054147 | 514.1909 | 0 | 513.6321 | -0.0008073 | 732.2512 | 0.06821 | 731.5316 | 3.0002e-05 | 732.2512 | 0.00238 | 509.8288 | 0.30134
| 485.2302 | 0.0004679 | 514.4154 | 0.0024164 | 513.8569 | 0.0034833 | 485.2302 | 0 | 514.4154 | 0.001415 | 513.8569 | 0.0015402 | 507.6835 | 0.00046415 | 513.8569 | 0.0020878 | 514.4154 | 0.0026643 | 510.049 | 0.052698 | 514.4154 | 0.56379 | 514.4154 | 0.91589 | 514.4154 | 0.00060663 | 510.049 | 0.0012201 | 514.4154 | 0.00027357 | 513.8569 | 0.00041912 | 732.4153 | 0.06975 | 731.6957 | 6.6672e-06 | 732.4153 | 0.00222 | 510.0489 | 0.30212
| 485.3438 | 0.00165 | 514.6399 | 0.0019266 | 514.0816 | 0.0032624 | 485.3438 | 0.00153 | 514.6399 | 0.00096997 | 514.0816 | 0.0007787 | 507.9068 | 0.00021075 | 514.0816 | 0.0010469 | 514.6399 | 0.0017442 | 510.2691 | 0.050604 | 514.6399 | 0.55368 | 514.6399 | 0.91688 | 514.6399 | 0 | 510.2691 | 0.00059366 | 514.6399 | 0 | 514.0816 | 0.00011107 | 732.5793 | 0.07185 | 731.8599 | 0 | 732.5793 | 0.00236 | 510.2691 | 0.30636
| 485.4574 | 0 | 514.8644 | 0.0022807 | 514.3064 | 0.0029783 | 485.4574 | 0 | 514.8644 | 0.0007092 | 514.3064 | 0.0010348 | 508.1301 | 0.0006031 | 514.3064 | 0.0020209 | 514.8644 | 0.0027291 | 510.4893 | 0.050574 | 514.8644 | 0.54828 | 514.8644 | 0.92253 | 514.8644 | 0.00085877 | 510.4893 | 0.00094707 | 514.8644 | 0.00066864 | 514.3064 | 0.00050507 | 732.7434 | 0.07011 | 732.024 | 6.6672e-06 | 732.7434 | 0.00226 | 510.4894 | 0.31028
| 485.5711 | 0 | 515.0889 | 0.0020604 | 514.5312 | 0.0031893 | 485.5711 | 0.00015606 | 515.0889 | 0.00040605 | 514.5312 | 0.00056779 | 508.3534 | 8.2406e-05 | 514.5312 | 0.00098148 | 515.0889 | 0.0016319 | 510.7096 | 0.049909 | 515.0889 | 0.53564 | 515.0889 | 0.92064 | 515.0889 | 0 | 510.7096 | -0.0008015 | 515.0889 | 0 | 514.5312 | -0.00049588 | 732.9075 | 0.07139 | 732.1881 | 0 | 732.9075 | 0.0024 | 510.7096 | 0.31034
| 485.6847 | 0 | 515.3135 | 0.0032915 | 514.756 | 0.0034061 | 485.6847 | 0 | 515.3135 | 0.00094541 | 514.756 | 0.0012735 | 508.5768 | 0.0003174 | 514.756 | 0.0019377 | 515.3135 | 0.0026919 | 510.9298 | 0.050129 | 515.3135 | 0.53317 | 515.3135 | 0.93176 | 515.3135 | 0.0006145 | 510.9298 | 0.0011767 | 515.3135 | 0.00039053 | 514.756 | 0.00063925 | 733.0715 | 0.07452 | 732.3523 | 0 | 733.0715 | 0.00233 | 510.9298 | 0.31331
| 485.7983 | 0.00096726 | 515.538 | 0.0022656 | 514.9808 | 0.0031595 | 485.7983 | 0.00142 | 515.538 | 8.096e-06 | 514.9808 | 0.00028057 | 508.8001 | 0.00013636 | 514.9808 | 0.00096296 | 515.538 | 0.0013874 | 511.1501 | 0.047981 | 515.538 | 0.5232 | 515.538 | 0.93209 | 515.538 | 0 | 511.1501 | -0.0003179 | 515.538 | 0 | 514.9808 | -0.00019872 | 733.2356 | 0.07445 | 732.5164 | 3.0002e-05 | 733.2356 | 0.0025 | 511.1501 | 0.31039
| 485.912 | 0 | 515.7626 | 0.0024328 | 515.2056 | 0.0032512 | 485.912 | 0 | 515.7626 | 0.00098215 | 515.2056 | 0.0015547 | 509.0234 | 0.00034322 | 515.2056 | 0.001906 | 515.7625 | 0.0025086 | 511.3703 | 0.048157 | 515.7625 | 0.51945 | 515.7626 | 0.93894 | 515.7625 | 0.00040616 | 511.3703 | 0.0016834 | 515.7626 | 0.00056953 | 515.2056 | 0.00091552 | 733.3997 | 0.07406 | 732.6806 | 0 | 733.3997 | 0.00237 | 511.3703 | 0.31357
| 486.0256 | 0.00033839 | 515.9871 | 0.0019342 | 515.4304 | 0.0032423 | 486.0256 | 0.00144 | 515.9871 | -0.00052038 | 515.4304 | -9.8531e-05 | 509.2468 | 0.00017337 | 515.4304 | 0.00097506 | 515.9871 | 0.0013299 | 511.5906 | 0.047018 | 515.9871 | 0.50685 | 515.9871 | 0.93347 | 515.9871 | 0 | 511.5906 | -0.0012735 | 515.9871 | 0 | 515.4304 | -0.00037294 | 733.5638 | 0.0744 | 732.8448 | 0 | 733.5638 | 0.00247 | 511.5906 | 0.32056
| 486.1393 | 0 | 516.2117 | 0.0032689 | 515.6553 | 0.0033925 | 486.1393 | 0 | 516.2117 | 0.00094938 | 515.6553 | 0.0012422 | 509.4702 | 0.00040284 | 515.6553 | 0.0020522 | 516.2117 | 0.0024408 | 511.8109 | 0.045496 | 516.2117 | 0.50136 | 516.2117 | 0.93737 | 516.2117 | 0.00071573 | 511.8109 | 0.0021925 | 516.2117 | 0.0004678 | 515.6553 | 0.00056791 | 733.7279 | 0.07749 | 733.0089 | 0 | 733.7279 | 0.0023 | 511.8109 | 0.32267
| 486.2529 | 0.00199 | 516.4363 | 0.0021503 | 515.8801 | 0.0030995 | 486.2529 | 0.00036414 | 516.4363 | 0.00054075 | 515.8801 | 0.00080142 | 509.6935 | 0.00019991 | 515.8801 | 0.0010136 | 516.4363 | 0.0014282 | 512.0312 | 0.044612 | 516.4363 | 0.49386 | 516.4363 | 0.94021 | 516.4363 | 0 | 512.0312 | 0.0017456 | 516.4363 | 0 | 515.8801 | -0.00030303 | 733.892 | 0.07737 | 733.1731 | 3.0002e-05 | 733.892 | 0.00249 | 512.0312 | 0.32723
| 486.3666 | 0 | 516.6609 | 0.0024658 | 516.105 | 0.0035399 | 486.3666 | 0 | 516.6609 | 0.0010276 | 516.105 | 0.0015687 | 509.9169 | 0.00067241 | 516.105 | 0.0020493 | 516.6609 | 0.0024069 | 512.2515 | 0.04344 | 516.6609 | 0.49023 | 516.6609 | 0.94776 | 516.6609 | 0.00058977 | 512.2515 | 0.00019836 | 516.6609 | 0.00050235 | 516.105 | 0.00127 | 734.0561 | 0.07795 | 733.3373 | 0 | 734.0561 | 0.00237 | 512.2515 | 0.32596
| 486.4802 | 0.00058994 | 516.8855 | 0.0021809 | 516.3299 | 0.0025951 | 486.4802 | 0.00153 | 516.8855 | 7.7789e-05 | 516.3299 | 0.0004373 | 510.1403 | 0.00019524 | 516.3299 | 0.00089047 | 516.8855 | 0.0015585 | 512.4718 | 0.041969 | 516.8855 | 0.48908 | 516.8855 | 0.9609 | 516.8855 | 0 | 512.4718 | -0.0012091 | 516.8855 | 0 | 516.3299 | -1.3173e-06 | 734.2202 | 0.07702 | 733.5015 | 1.0001e-05 | 734.2202 | 0.00257 | 512.4718 | 0.3306
| 486.5939 | 0 | 517.1101 | 0.002428 | 516.5548 | 0.0033453 | 486.5939 | 0 | 517.1101 | 0.0011702 | 516.5548 | 0.0016619 | 510.3637 | 0.00056252 | 516.5548 | 0.002029 | 517.1101 | 0.0025991 | 512.6921 | 0.043511 | 517.1101 | 0.4843 | 517.1101 | 0.967 | 517.1101 | 0.0002791 | 512.6921 | 0.0016157 | 517.1101 | 0.00031193 | 516.5548 | 0.0007141 | 734.3843 | 0.08132 | 733.6656 | 6.6672e-06 | 734.3843 | 0.00242 | 512.6921 | 0.33617
| 486.7075 | 0 | 517.3348 | 0.001203 | 516.7797 | 0.0027987 | 486.7075 | 0.00139 | 517.3348 | 4.8053e-05 | 516.7797 | 0.00027893 | 510.5872 | 7.8344e-05 | 516.7797 | 0.00089255 | 517.3348 | 0.0015285 | 512.9124 | 0.041438 | 517.3348 | 0.47722 | 517.3348 | 0.96757 | 517.3348 | 0 | 512.9124 | -0.00072422 | 517.3348 | 0 | 516.7797 | -9.0085e-05 | 734.5485 | 0.07913 | 733.8298 | 1.0001e-05 | 734.5485 | 0.00253 | 512.9124 | 0.33705
| 486.8212 | 0 | 517.5594 | 0.0019304 | 517.0046 | 0.0035704 | 486.8212 | 0 | 517.5594 | 0.00055528 | 517.0046 | 0.0017212 | 510.8106 | 0.00052308 | 517.0046 | 0.0021892 | 517.5594 | 0.0024563 | 513.1328 | 0.040526 | 517.5594 | 0.47168 | 517.5594 | 0.96907 | 517.5594 | 0.00062448 | 513.1328 | 0.0016959 | 517.5594 | 0.00045958 | 517.0046 | 0.00107 | 734.7126 | 0.08195 | 733.994 | 0 | 734.7126 | 0.0024 | 513.1328 | 0.33786
| 486.9348 | 0.00075165 | 517.7841 | 0.0016874 | 517.2296 | 0.0032648 | 486.9348 | 0.00111 | 517.7841 | 0.00039992 | 517.2296 | 0.00030813 | 511.0341 | 5.8192e-05 | 517.2296 | 0.00092635 | 517.7841 | 0.0012249 | 513.3531 | 0.039683 | 517.7841 | 0.46361 | 517.7841 | 0.96853 | 517.7841 | 0 | 513.3531 | -0.0005635 | 517.7841 | 0 | 517.2296 | -0.0004063 | 734.8767 | 0.0802 | 734.1582 | 1.0001e-05 | 734.8767 | 0.00249 | 513.3532 | 0.33956
| 487.0485 | 0 | 518.0088 | 0.002822 | 517.4545 | 0.0032732 | 487.0485 | 0 | 518.0088 | 0.0011603 | 517.4545 | 0.00158 | 511.2575 | 0.0005139 | 517.4545 | 0.0021455 | 518.0088 | 0.0022955 | 513.5735 | 0.040081 | 518.0088 | 0.45784 | 518.0088 | 0.97181 | 518.0088 | 0.0004501 | 513.5735 | 0.0017638 | 518.0088 | 0.00043346 | 517.4545 | 0.00067386 | 735.0409 | 0.08232 | 734.3224 | 6.6672e-06 | 735.0409 | 0.00236 | 513.5735 | 0.33862
| 487.1622 | 0.00084148 | 518.2335 | 0.0020303 | 517.6795 | 0.0028113 | 487.1622 | 0.00113 | 518.2335 | 0.0005478 | 517.6795 | -2.7364e-05 | 511.481 | 0.00022321 | 517.6795 | 0.0009019 | 518.2335 | 0.0011837 | 513.7939 | 0.037797 | 518.2335 | 0.44685 | 518.2335 | 0.96505 | 518.2335 | 0 | 513.7939 | -0.00015007 | 518.2335 | 0 | 517.6795 | -0.00069702 | 735.205 | 0.08097 | 734.4866 | 0 | 735.205 | 0.0025 | 513.7939 | 0.3441
| 487.2758 | 0 | 518.4581 | 0.0025762 | 517.9045 | 0.0031216 | 487.2758 | 0 | 518.4581 | 0.00097415 | 517.9045 | 0.0013104 | 511.7045 | 0.00063463 | 517.9045 | 0.001991 | 518.4582 | 0.0021761 | 514.0143 | 0.037897 | 518.4582 | 0.44192 | 518.4581 | 0.96652 | 518.4582 | 0.00060574 | 514.0143 | 0.00062629 | 518.4581 | 0.00042744 | 517.9045 | 0.00051114 | 735.3692 | 0.08308 | 734.6509 | 0 | 735.3692 | 0.00236 | 514.0143 | 0.34887
| 487.3895 | 0.0004462 | 518.6829 | 0.0016885 | 518.1295 | 0.00305 | 487.3895 | 0.00135 | 518.6829 | 1.0275e-05 | 518.1295 | 0.00033252 | 511.9279 | 0.00013253 | 518.1295 | 0.00096712 | 518.6829 | 0.0013957 | 514.2347 | 0.036174 | 518.6829 | 0.43348 | 518.6829 | 0.96152 | 518.6829 | 0 | 514.2347 | -0.00048804 | 518.6829 | 0 | 518.1295 | -0.00070986 | 735.5333 | 0.08268 | 734.8151 | 0 | 735.5333 | 0.00254 | 514.2347 | 0.34787
| 487.5032 | 0 | 518.9076 | 0.0018888 | 518.3545 | 0.0033636 | 487.5032 | 0 | 518.9076 | 0.0013053 | 518.3545 | 0.0014826 | 512.1514 | 0.00061585 | 518.3545 | 0.0021252 | 518.9076 | 0.0024537 | 514.4551 | 0.037609 | 518.9076 | 0.43399 | 518.9076 | 0.97249 | 518.9076 | 0.0007357 | 514.4551 | 0.00049687 | 518.9076 | 0.00055228 | 518.3545 | 0.00065381 | 735.6975 | 0.08234 | 734.9793 | 6.6672e-06 | 735.6975 | 0.00237 | 514.4551 | 0.35356
| 487.6169 | 0.00136 | 519.1323 | 0.0017588 | 518.5795 | 0.0031241 | 487.6169 | 0.00114 | 519.1323 | 0.00060458 | 518.5795 | 0.00035519 | 512.375 | 5.2033e-05 | 518.5795 | 0.0010292 | 519.1323 | 0.0012739 | 514.6755 | 0.035857 | 519.1323 | 0.42595 | 519.1323 | 0.96831 | 519.1323 | 0 | 514.6755 | -0.001531 | 519.1323 | 0 | 518.5795 | -0.00073759 | 735.8616 | 0.08555 | 735.1435 | 1.0001e-05 | 735.8616 | 0.00256 | 514.6755 | 0.35535
| 487.7306 | 0 | 519.3571 | 0.0027451 | 518.8045 | 0.003372 | 487.7306 | 0 | 519.3571 | 0.0013561 | 518.8045 | 0.0015234 | 512.5985 | 0.0003696 | 518.8045 | 0.0019994 | 519.3571 | 0.0021881 | 514.8959 | 0.036124 | 519.3571 | 0.42333 | 519.3571 | 0.97569 | 519.3571 | 0.00041716 | 514.8959 | 0.0010277 | 519.3571 | 0.00051289 | 518.8045 | 0.00079508 | 736.0258 | 0.0861 | 735.3078 | 0 | 736.0258 | 0.00242 | 514.8959 | 0.35686
| 487.8442 | 0 | 519.5818 | 0.0022638 | 519.0295 | 0.0029543 | 487.8442 | 0.00104 | 519.5818 | 0.00030691 | 519.0295 | 0.00072629 | 512.822 | 0.0002429 | 519.0295 | 0.00084724 | 519.5819 | 0.00091677 | 515.1164 | 0.033859 | 519.5819 | 0.4208 | 519.5818 | 0.98513 | 519.5819 | 0 | 515.1164 | 0.00070565 | 519.5819 | 0 | 519.0295 | -0.00069764 | 736.19 | 0.08741 | 735.472 | 5.0004e-05 | 736.19 | 0.00247 | 515.1164 | 0.36166
| 487.9579 | 0 | 519.8066 | 0.0029679 | 519.2546 | 0.0033343 | 487.9579 | 0 | 519.8066 | 0.001483 | 519.2546 | 0.0020019 | 513.0456 | 0.00065658 | 519.2546 | 0.001949 | 519.8066 | 0.0019581 | 515.3369 | 0.035532 | 519.8066 | 0.42036 | 519.8066 | 0.9901 | 519.8066 | 0.00019289 | 515.3369 | 0.0021197 | 519.8066 | 0.00053682 | 519.2546 | 0.00068747 | 736.3542 | 0.08932 | 735.6363 | 0 | 736.3542 | 0.00232 | 515.3369 | 0.3623
| 488.0716 | 0 | 520.0314 | 0.0023157 | 519.4797 | 0.0031442 | 488.0716 | 0.0013 | 520.0314 | 0.00020731 | 519.4797 | 0.00040842 | 513.2691 | 4.8282e-06 | 519.4797 | 0.00094877 | 520.0314 | 0.00095368 | 515.5573 | 0.032095 | 520.0314 | 0.41242 | 520.0314 | 0.98489 | 520.0314 | 0 | 515.5573 | -0.00087355 | 520.0314 | 0 | 519.4797 | -0.00074429 | 736.5184 | 0.09031 | 735.8005 | 3.0002e-05 | 736.5184 | 0.00241 | 515.5573 | 0.36448
| 488.1853 | 0 | 520.2562 | 0.0019403 | 519.7047 | 0.0032432 | 488.1853 | 0 | 520.2562 | 0.00062523 | 519.7047 | 0.0013147 | 513.4927 | 0.00046602 | 519.7047 | 0.002054 | 520.2562 | 0.0022426 | 515.7778 | 0.03281 | 520.2562 | 0.40699 | 520.2562 | 0.98396 | 520.2562 | 0 | 515.7778 | 0.0010784 | 520.2562 | 0.00034373 | 519.7047 | 0.00058445 | 736.6825 | 0.08869 | 735.9648 | 0 | 736.6825 | 0.00239 | 515.7778 | 0.37217
| 488.299 | 0.00037433 | 520.4811 | 0.0016118 | 519.9298 | 0.0028472 | 488.299 | 0.00041617 | 520.4811 | 1.004e-05 | 519.9298 | 0.00045338 | 513.7163 | 0.00029184 | 519.9298 | 0.00089236 | 520.481 | 0.00081867 | 515.9982 | 0.032866 | 520.481 | 0.39672 | 520.4811 | 0.97616 | 520.481 | 0 | 515.9982 | -0.0006635 | 520.4811 | 0 | 519.9298 | -0.00023844 | 736.8467 | 0.08883 | 736.129 | 3.0002e-05 | 736.8467 | 0.00252 | 515.9982 | 0.37107
| 488.4127 | 0 | 520.7059 | 0.0021312 | 520.1549 | 0.0033402 | 488.4127 | 0 | 520.7059 | 0.0012306 | 520.1549 | 0.0011992 | 513.9399 | 0.00050945 | 520.1549 | 0.0021661 | 520.7059 | 0.002379 | 516.2188 | 0.032257 | 520.7059 | 0.39654 | 520.7059 | 0.98426 | 520.7059 | 0.00094438 | 516.2188 | 0.00071006 | 520.7059 | 0.0006611 | 520.1549 | 0.00108 | 737.0109 | 0.09169 | 736.2933 | 2.6669e-05 | 737.0109 | 0.00239 | 516.2188 | 0.37334
| 488.5264 | 0.00152 | 520.9307 | 0.0014803 | 520.3801 | 0.0033373 | 488.5264 | 0.00172 | 520.9307 | 0.00067428 | 520.3801 | 0.00050161 | 514.1635 | 1.4044e-05 | 520.3801 | 0.001049 | 520.9307 | 0.0010937 | 516.4393 | 0.030914 | 520.9307 | 0.39399 | 520.9307 | 0.99221 | 520.9307 | 0 | 516.4393 | -5.2475e-05 | 520.9307 | 0 | 520.38 | -0.00039386 | 737.1751 | 0.09262 | 736.4575 | 1.0001e-05 | 737.1751 | 0.00253 | 516.4393 | 0.37912
| 488.6401 | 0 | 521.1556 | 0.00282 | 520.6052 | 0.0032062 | 488.6401 | 0 | 521.1556 | 0.0011487 | 520.6052 | 0.0015324 | 514.3871 | 0.00044897 | 520.6052 | 0.0020719 | 521.1556 | 0.0018593 | 516.6598 | 0.031971 | 521.1556 | 0.39061 | 521.1556 | 0.99001 | 521.1556 | 0.00043163 | 516.6598 | 0.0024371 | 521.1556 | 0.00027142 | 520.6052 | -1.924e-05 | 737.3393 | 0.0921 | 736.6218 | 0 | 737.3393 | 0.00238 | 516.6598 | 0.37762
| 488.7538 | 0 | 521.3804 | 0.0020916 | 520.8303 | 0.0028487 | 488.7538 | 0.00186 | 521.3804 | 0.00036324 | 520.8303 | 0.00013808 | 514.6107 | 0.00015297 | 520.8303 | 0.00085581 | 521.3804 | 0.00079393 | 516.8803 | 0.029464 | 521.3804 | 0.38106 | 521.3804 | 0.98483 | 521.3804 | 0 | 516.8803 | 0.00047619 | 521.3804 | 0 | 520.8303 | -0.00063517 | 737.5036 | 0.09207 | 736.7861 | 3.0002e-05 | 737.5036 | 0.00258 | 516.8803 | 0.37986
| 488.8675 | 0 | 521.6053 | 0.0031462 | 521.0555 | 0.0032874 | 488.8675 | 0 | 521.6053 | 0.00064133 | 521.0555 | 0.0018296 | 514.8344 | 0.00056625 | 521.0555 | 0.0021926 | 521.6053 | 0.0023843 | 517.1008 | 0.029637 | 521.6053 | 0.37955 | 521.6053 | 0.98674 | 521.6053 | 0.00057054 | 517.1008 | -0.00070085 | 521.6053 | 0.00057696 | 521.0555 | 0.00084002 | 737.6678 | 0.09484 | 736.9504 | 6.6672e-06 | 737.6678 | 0.00243 | 517.1008 | 0.3823
| 488.9812 | 0.0005001 | 521.8302 | 0.0020151 | 521.2807 | 0.0029408 | 488.9812 | 0.00156 | 521.8302 | 0.00052009 | 521.2807 | 0.00037166 | 515.058 | 1.6933e-05 | 521.2807 | 0.00086873 | 521.8302 | 0.0014159 | 517.3214 | 0.027174 | 521.8302 | 0.37535 | 521.8302 | 0.99156 | 521.8302 | 0 | 517.3214 | -0.0021201 | 521.8302 | 0 | 521.2807 | -8.8507e-05 | 737.832 | 0.09596 | 737.1147 | 1.0001e-05 | 737.832 | 0.00251 | 517.3214 | 0.38382
| 489.095 | 0 | 522.0551 | 0.0026176 | 521.5058 | 0.0032506 | 489.095 | 0 | 522.0551 | 0.00055845 | 521.5058 | 0.0012794 | 515.2816 | 0.00053689 | 521.5058 | 0.002191 | 522.0551 | 0.0023668 | 517.5419 | 0.030299 | 522.0551 | 0.37685 | 522.0551 | 0.99904 | 522.0551 | 0.00057613 | 517.5419 | 0.0020857 | 522.0551 | 0.00041987 | 521.5058 | 0.00096453 | 737.9962 | 0.09705 | 737.279 | 6.6672e-06 | 737.9962 | 0.00239 | 517.5419 | 0.38959
| 489.2087 | 0.00026652 | 522.28 | 0.00186 | 521.731 | 0.0030139 | 489.2087 | 0.0012 | 522.28 | 0.00049164 | 521.731 | 0.00040746 | 515.5053 | 1.2448e-05 | 521.731 | 0.00078411 | 522.28 | 0.00083124 | 517.7625 | 0.028294 | 522.28 | 0.36593 | 522.28 | 0.9872 | 522.28 | 0 | 517.7625 | 0.00068791 | 522.28 | 0 | 521.731 | -0.00041168 | 738.1605 | 0.09939 | 737.4433 | 3.0002e-05 | 738.1605 | 0.00241 | 517.7625 | 0.38652
| 489.3224 | 0 | 522.5049 | 0.0015333 | 521.9562 | 0.0026883 | 489.3224 | 0 | 522.5049 | 0.00084716 | 521.9562 | 0.00013421 | 515.729 | 2.0653e-05 | 521.9562 | 0.00092756 | 522.505 | 0.00055644 | 517.9831 | 0.027305 | 522.505 | 0.3521 | 522.5049 | 0.97166 | 522.505 | 0 | 517.9831 | -0.00061033 | 522.5049 | 0 | 521.9562 | -0.00070525 | 738.3247 | 0.10076 | 737.6076 | 0 | 738.3247 | 0.0024 | 517.9831 | 0.39663
| 489.4361 | 0.00091335 | 522.7299 | 0.0024854 | 522.1815 | 0.0032314 | 489.4361 | 0.00060691 | 522.7299 | 0.00085942 | 522.1815 | 0.001667 | 515.9527 | 0.00052624 | 522.1815 | 0.0019538 | 522.7299 | 0.0018427 | 518.2037 | 0.026669 | 522.7299 | 0.34901 | 522.7299 | 0.96687 | 522.7299 | 0.00086842 | 518.2037 | 0.00021003 | 522.7299 | 0.00049743 | 522.1815 | 0.00058206 | 738.489 | 0.10255 | 737.7719 | 6.9993e-05 | 738.489 | 0.00239 | 518.2037 | 0.39942
| 489.5499 | 0 | 522.9548 | 0.0016898 | 522.4067 | 0.0030331 | 489.5499 | 0 | 522.9548 | -9.2072e-05 | 522.4067 | 0.00021128 | 516.1764 | -4.3245e-05 | 522.4067 | 0.00071179 | 522.9548 | 0.0011751 | 518.4243 | 0.0272 | 522.9548 | 0.34217 | 522.9548 | 0.96182 | 522.9548 | 0 | 518.4243 | -0.00098113 | 522.9548 | 0 | 522.4067 | -0.00090043 | 738.6532 | 0.1021 | 737.9362 | 0 | 738.6532 | 0.00253 | 518.4243 | 0.39816
| 489.6636 | 0.00058994 | 523.1798 | 0.0026471 | 522.6319 | 0.003174 | 489.6636 | 0.00213 | 523.1798 | 0.00086942 | 522.6319 | 0.0018194 | 516.4001 | 0.00064872 | 522.6319 | 0.0020146 | 523.1798 | 0.0019428 | 518.6449 | 0.026241 | 523.1798 | 0.33743 | 523.1798 | 0.95311 | 523.1798 | 0.00079114 | 518.6449 | 0.00029359 | 523.1798 | 0.00043017 | 522.6319 | 0.00093871 | 738.8175 | 0.10165 | 738.1005 | 6.9993e-05 | 738.8175 | 0.00243 | 518.6449 | 0.40408
| 489.7773 | 0 | 523.4048 | 0.0022756 | 522.8572 | 0.0029735 | 489.7773 | 0 | 523.4048 | 0.00046656 | 522.8572 | 0.00048029 | 516.6238 | 7.4112e-05 | 522.8572 | 0.00087208 | 523.4048 | 0.00089236 | 518.8655 | 0.024329 | 523.4048 | 0.33136 | 523.4048 | 0.94796 | 523.4048 | 0 | 518.8655 | 0.0013228 | 523.4048 | 0 | 522.8572 | -0.00091423 | 738.9817 | 0.10635 | 738.2648 | 0 | 738.9817 | 0.00256 | 518.8655 | 0.40192
| 489.8911 | 0.00041025 | 523.6298 | 0.0037231 | 523.0825 | 0.0027212 | 489.8911 | 0.00039883 | 523.6298 | 0.00061438 | 523.0825 | 0.00072314 | 516.8475 | 0.00060188 | 523.0825 | 0.0018273 | 523.6298 | 0.0015249 | 519.0862 | 0.026237 | 523.6298 | 0.32586 | 523.6298 | 0.93958 | 523.6298 | 0.0004569 | 519.0862 | 0.0024178 | 523.6298 | 0.00047984 | 523.0825 | 3.9038e-05 | 739.146 | 0.10652 | 738.4292 | 8.9995e-05 | 739.146 | 0.00242 | 519.0862 | 0.40724
| 490.0048 | 0 | 523.8548 | 0.0021697 | 523.3077 | 0.003094 | 490.0048 | 0 | 523.8548 | -0.0002836 | 523.3077 | 5.9314e-05 | 517.0713 | 0.00012777 | 523.3077 | 0.00066731 | 523.8548 | 0.00041797 | 519.3068 | 0.023537 | 523.8548 | 0.32166 | 523.8548 | 0.93875 | 523.8548 | 0 | 519.3068 | 0.00019975 | 523.8548 | 0 | 523.3077 | -0.00032497 | 739.3102 | 0.10878 | 738.5935 | 0 | 739.3102 | 0.0026 | 519.3068 | 0.40924
| 490.1186 | 0.0012 | 524.0798 | 0.0027729 | 523.533 | 0.0030768 | 490.1186 | 0.00074563 | 524.0798 | 0.00099835 | 523.533 | 0.0013502 | 517.295 | 0.00061856 | 523.533 | 0.0019659 | 524.0798 | 0.0023024 | 519.5275 | 0.024103 | 524.0798 | 0.31755 | 524.0798 | 0.93022 | 524.0798 | 0.00082746 | 519.5275 | 0.0022474 | 524.0798 | 0.00056048 | 523.533 | 0.00076848 | 739.4745 | 0.10821 | 738.7578 | 6.9993e-05 | 739.4745 | 0.00249 | 519.5275 | 0.41204
| 490.2323 | 0 | 524.3048 | 0.0025372 | 523.7584 | 0.0029123 | 490.2323 | 0 | 524.3048 | 0.0004002 | 523.7584 | 0.00055626 | 517.5188 | 0.00021201 | 523.7584 | 0.00084659 | 524.3048 | 0.0006538 | 519.7481 | 0.02244 | 524.3048 | 0.30886 | 524.3048 | 0.92133 | 524.3048 | 0 | 519.7481 | -0.0003022 | 524.3048 | 0 | 523.7583 | -0.00039874 | 739.6388 | 0.11207 | 738.9222 | 0 | 739.6388 | 0.00258 | 519.7481 | 0.41018
| 490.346 | 0.00082352 | 524.5298 | 0.0024424 | 523.9837 | 0.0027469 | 490.346 | 0.00045084 | 524.5298 | 0.001174 | 523.9837 | 0.0014359 | 517.7426 | 0.00074842 | 523.9837 | 0.0020341 | 524.5299 | 0.0020414 | 519.9688 | 0.02253 | 524.5299 | 0.30705 | 524.5298 | 0.91586 | 524.5299 | 0.00080267 | 519.9688 | 0.0011533 | 524.5299 | 0.00063819 | 523.9837 | 0.00062045 | 739.8031 | 0.1095 | 739.0865 | 5.0004e-05 | 739.8031 | 0.0024 | 519.9688 | 0.41086
| 490.4598 | 0 | 524.7549 | 0.0015311 | 524.209 | 0.0028512 | 490.4598 | 0 | 524.7549 | 0.00061704 | 524.209 | 0.00035235 | 517.9664 | 4.7978e-05 | 524.209 | 0.00067892 | 524.7549 | 0.00020264 | 520.1895 | 0.021881 | 524.7549 | 0.30096 | 524.7549 | 0.91049 | 524.7549 | 0 | 520.1895 | 0.000331 | 524.7549 | 0 | 524.209 | -0.00060928 | 739.9674 | 0.11263 | 739.2509 | 0 | 739.9674 | 0.00249 | 520.1895 | 0.41221
| 490.5736 | 0.00087741 | 524.98 | 0.0027708 | 524.4344 | 0.003291 | 490.5736 | 0.00165 | 524.98 | 0.00060859 | 524.4344 | 0.00098083 | 518.1902 | 0.00042002 | 524.4344 | 0.0020134 | 524.98 | 0.0020413 | 520.4102 | 0.021901 | 524.98 | 0.29705 | 524.98 | 0.90435 | 524.98 | 0.00097223 | 520.4102 | 0.0030734 | 524.98 | 0.00036861 | 524.4344 | 0.00086867 | 740.1317 | 0.11277 | 739.4152 | 6.9993e-05 | 740.1317 | 0.00235 | 520.4102 | 0.41365
| 490.6873 | 0 | 525.2051 | 0.0016577 | 524.6597 | 0.002869 | 490.6873 | 0 | 525.2051 | -0.00031354 | 524.6597 | 0.00083378 | 518.414 | 0.00010251 | 524.6597 | 0.0008609 | 525.2051 | 0.00060104 | 520.6309 | 0.020603 | 525.2051 | 0.29123 | 525.2051 | 0.89718 | 525.2051 | 0 | 520.6309 | 0.0015456 | 525.2051 | 0 | 524.6597 | -0.00016994 | 740.296 | 0.11701 | 739.5796 | 0 | 740.296 | 0.00253 | 520.6309 | 0.41504
| 490.8011 | 0.00096726 | 525.4301 | 0.0029629 | 524.8851 | 0.0029889 | 490.8011 | 0.00146 | 525.4301 | 0.00051764 | 524.8851 | 0.0016541 | 518.6378 | 0.00063969 | 524.8851 | 0.0018561 | 525.4301 | 0.0018396 | 520.8516 | 0.01991 | 525.4301 | 0.28414 | 525.4301 | 0.87761 | 525.4301 | 0.00065135 | 520.8516 | 0.0017056 | 525.4301 | 0.00030298 | 524.8851 | 0.00017354 | 740.4603 | 0.11521 | 739.744 | 5.0004e-05 | 740.4603 | 0.00243 | 520.8516 | 0.41724
| 490.9148 | 0 | 525.6552 | 0.0019826 | 525.1105 | 0.0026746 | 490.9148 | 0 | 525.6552 | 0.00032725 | 525.1105 | 1.6178e-05 | 518.8616 | 0.00028434 | 525.1105 | 0.00068176 | 525.6552 | 0.00041464 | 521.0723 | 0.019676 | 525.6552 | 0.27794 | 525.6552 | 0.86761 | 525.6552 | 0 | 521.0723 | 0.0002412 | 525.6552 | 0 | 525.1105 | -0.00066776 | 740.6246 | 0.11943 | 739.9083 | 0 | 740.6246 | 0.00262 | 521.0723 | 0.41719
| 491.0286 | 0.00109 | 525.8804 | 0.0025757 | 525.3359 | 0.0029637 | 491.0286 | 0.0016 | 525.8804 | 0.0004691 | 525.3359 | 0.0011728 | 519.0855 | 0.00047589 | 525.3359 | 0.0020214 | 525.8804 | 0.0018136 | 521.2931 | 0.020146 | 525.8804 | 0.27448 | 525.8804 | 0.86139 | 525.8804 | 0.00050229 | 521.2931 | 0.0016317 | 525.8804 | 0.00047846 | 525.3359 | 0.00053113 | 740.7889 | 0.1159 | 740.0727 | 6.9993e-05 | 740.7889 | 0.00254 | 521.2931 | 0.42112
| 491.1424 | 0 | 526.1055 | 0.0025428 | 525.5613 | 0.0028199 | 491.1424 | 0 | 526.1055 | 7.2438e-05 | 525.5613 | 0.00040022 | 519.3093 | 0.00012144 | 525.5613 | 0.00066487 | 526.1055 | 0.000601 | 521.5139 | 0.018598 | 526.1055 | 0.27011 | 526.1055 | 0.85889 | 526.1055 | 0 | 521.5139 | -0.00022636 | 526.1055 | 0 | 525.5613 | -0.0004698 | 740.9532 | 0.11945 | 740.2371 | 0 | 740.9532 | 0.00267 | 521.5139 | 0.4184
| 491.2561 | 0.00015871 | 526.3306 | 0.0025502 | 525.7867 | 0.0030003 | 491.2561 | 0.00182 | 526.3306 | 0.0011866 | 525.7867 | 0.0011285 | 519.5332 | 0.00049335 | 525.7867 | 0.0019289 | 526.3306 | 0.0018657 | 521.7346 | 0.019544 | 526.3306 | 0.26599 | 526.3306 | 0.84751 | 526.3306 | 0.0011949 | 521.7346 | 0.0013727 | 526.3306 | 0.00028462 | 525.7867 | 0.00121 | 741.1175 | 0.11968 | 740.4015 | 5.0004e-05 | 741.1175 | 0.00249 | 521.7346 | 0.42396
| 491.3699 | 0 | 526.5558 | 0.0016205 | 526.0121 | 0.0029349 | 491.3699 | 0 | 526.5558 | 0.00047122 | 526.0121 | -2.5667e-06 | 519.7571 | 0.00024614 | 526.0121 | 0.00071381 | 526.5558 | 0.00046107 | 521.9554 | 0.017467 | 526.5558 | 0.26066 | 526.5558 | 0.84438 | 526.5558 | 0 | 521.9554 | -0.00094799 | 526.5558 | 0 | 526.0122 | -0.00074904 | 741.2819 | 0.11998 | 740.5659 | 0 | 741.2819 | 0.00261 | 521.9554 | 0.42509
| 491.4837 | 0 | 526.7809 | 0.0029947 | 526.2376 | 0.0028073 | 491.4837 | 0.00071094 | 526.7809 | 0.00071653 | 526.2376 | 0.0008462 | 519.981 | 0.00068498 | 526.2376 | 0.0018787 | 526.7809 | 0.0016196 | 522.1761 | 0.018382 | 526.7809 | 0.25749 | 526.7809 | 0.83844 | 526.7809 | 0.00034261 | 522.1761 | 0.001048 | 526.7809 | 0.0002691 | 526.2376 | 0.00039288 | 741.4462 | 0.12244 | 740.7303 | 5.0004e-05 | 741.4462 | 0.00248 | 522.1762 | 0.42482
| 491.5975 | 0 | 527.0061 | 0.0015426 | 526.4631 | 0.0030003 | 491.5975 | 0 | 527.0061 | 1.7285e-05 | 526.4631 | -0.00071759 | 520.2048 | -2.2537e-05 | 526.4631 | 0.00068033 | 527.0061 | 0.00066808 | 522.397 | 0.017903 | 527.0061 | 0.25143 | 527.0061 | 0.82552 | 527.0061 | 0 | 522.397 | -0.00034937 | 527.0061 | 0 | 526.4631 | -3.403e-05 | 741.6105 | 0.12486 | 740.8947 | 0 | 741.6105 | 0.00269 | 522.397 | 0.42575
| 491.7113 | 0.00080555 | 527.2313 | 0.0026365 | 526.6885 | 0.0030861 | 491.7113 | 0.0013 | 527.2313 | 0.00061569 | 526.6885 | 0.00093122 | 520.4288 | 0.00070552 | 526.6885 | 0.0019612 | 527.2313 | 0.0020877 | 522.6177 | 0.018938 | 527.2313 | 0.24686 | 527.2313 | 0.81364 | 527.2313 | 0.00026404 | 522.6177 | 0.0012518 | 527.2313 | 0.00052389 | 526.6885 | 0.00037876 | 741.7749 | 0.12622 | 741.0591 | 3.0002e-05 | 741.7749 | 0.00247 | 522.6177 | 0.43034
| 491.8251 | 0 | 527.4565 | 0.0017322 | 526.914 | 0.0028175 | 491.8251 | 0 | 527.4565 | 8.4485e-05 | 526.914 | 0.00039704 | 520.6527 | 0.0001471 | 526.914 | 0.00066124 | 527.4565 | 0.00047091 | 522.8386 | 0.017586 | 527.4565 | 0.24098 | 527.4565 | 0.8036 | 527.4565 | 0 | 522.8386 | -0.0014254 | 527.4565 | 0 | 526.914 | -0.00014432 | 741.9392 | 0.12471 | 741.2235 | 0 | 741.9392 | 0.00262 | 522.8386 | 0.43077
| 491.9389 | 0.00087741 | 527.6817 | 0.0031346 | 527.1395 | 0.0028358 | 491.9389 | 0.00146 | 527.6817 | 0.0013745 | 527.1395 | 0.0016911 | 520.8766 | 0.0005504 | 527.1395 | 0.0018835 | 527.6817 | 0.0016178 | 523.0594 | 0.017384 | 527.6817 | 0.23754 | 527.6817 | 0.79541 | 527.6817 | 0.00053274 | 523.0594 | 0.0016145 | 527.6817 | 0.00065102 | 527.1395 | 0.0005068 | 742.1036 | 0.1278 | 741.3879 | 6.9993e-05 | 742.1036 | 0.00246 | 523.0594 | 0.43314
| 492.0526 | 0 | 527.9069 | 0.0021233 | 527.365 | 0.0025519 | 492.0526 | 0 | 527.9069 | 0.00066472 | 527.365 | 0.00055787 | 521.1006 | 0.00013283 | 527.365 | 0.0006474 | 527.9069 | 0.00086444 | 523.2803 | 0.016826 | 527.9069 | 0.23183 | 527.9069 | 0.7855 | 527.9069 | 0 | 523.2803 | -0.00061496 | 527.9069 | 0 | 527.365 | -0.00088659 | 742.268 | 0.12877 | 741.5523 | 0 | 742.268 | 0.00274 | 523.2803 | 0.43364
| 492.1664 | 0.0004462 | 528.1322 | 0.0031236 | 527.5906 | 0.0027637 | 492.1664 | 0.00102 | 528.1322 | 0.00050652 | 527.5906 | 0.0015132 | 521.3245 | 0.0006728 | 527.5906 | 0.0019571 | 528.1322 | 0.0015019 | 523.5011 | 0.016977 | 528.1322 | 0.23008 | 528.1322 | 0.7833 | 528.1322 | 0.00078482 | 523.5011 | 0.002714 | 528.1322 | 0.00037698 | 527.5906 | 0.00069375 | 742.4323 | 0.13185 | 741.7167 | 5.0004e-05 | 742.4323 | 0.00267 | 523.5011 | 0.43152
| 492.2802 | 0 | 528.3574 | 0.002086 | 527.8161 | 0.0027325 | 492.2802 | 0 | 528.3574 | 0.0004188 | 527.8161 | 0.00030282 | 521.5485 | 0.00022045 | 527.8161 | 0.00072255 | 528.3574 | 0.00088581 | 523.722 | 0.014635 | 528.3574 | 0.22627 | 528.3574 | 0.77379 | 528.3574 | 0 | 523.722 | 0.00049182 | 528.3574 | 0 | 527.8161 | -0.00061837 | 742.5967 | 0.13144 | 741.8812 | 0 | 742.5967 | 0.00281 | 523.722 | 0.4351
| 492.394 | 0 | 528.5827 | 0.0036453 | 528.0417 | 0.0028035 | 492.394 | 0.00067626 | 528.5827 | 0.00051104 | 528.0417 | 0.0014578 | 521.7725 | 0.00038354 | 528.0417 | 0.0018244 | 528.5827 | 0.001706 | 523.9428 | 0.015596 | 528.5827 | 0.22063 | 528.5827 | 0.76032 | 528.5827 | 0.00062333 | 523.9428 | 0.00089123 | 528.5827 | 0.00025602 | 528.0417 | 0.00076262 | 742.761 | 0.12995 | 742.0456 | 8.9995e-05 | 742.761 | 0.00257 | 523.9428 | 0.43685
| 492.5079 | 0 | 528.808 | 0.0022131 | 528.2672 | 0.002854 | 492.5079 | 0 | 528.808 | 1.2718e-05 | 528.2672 | 0.00051937 | 521.9965 | 0.00011692 | 528.2672 | 0.00086721 | 528.808 | 0.00038879 | 524.1637 | 0.015149 | 528.808 | 0.21676 | 528.808 | 0.75601 | 528.808 | 0 | 524.1637 | -0.00092018 | 528.808 | 0 | 528.2672 | -0.0009753 | 742.9254 | 0.13226 | 742.2101 | 0 | 742.9254 | 0.00271 | 524.1637 | 0.43503
| 492.6217 | 0.00116 | 529.0333 | 0.0030332 | 528.4928 | 0.0029023 | 492.6217 | 0.00118 | 529.0333 | 0.00040223 | 528.4928 | 0.0014222 | 522.2205 | 0.00039646 | 528.4928 | 0.0020418 | 529.0332 | 0.0017648 | 524.3846 | 0.015673 | 529.0332 | 0.21466 | 529.0333 | 0.7527 | 529.0332 | 0.0007652 | 524.3846 | 0.0025877 | 529.0333 | 0.00034632 | 528.4928 | 0.00080994 | 743.0898 | 0.13332 | 742.3745 | 6.9993e-05 | 743.0898 | 0.00259 | 524.3846 | 0.43773
| 492.7355 | 0 | 529.2585 | 0.002747 | 528.7184 | 0.002639 | 492.7355 | 0 | 529.2585 | 0.00084265 | 528.7184 | -0.00082637 | 522.4445 | 0.0003189 | 528.7184 | 0.00060624 | 529.2585 | 0.00050013 | 524.6055 | 0.013963 | 529.2585 | 0.21112 | 529.2585 | 0.74637 | 529.2585 | 0 | 524.6055 | -6.2399e-05 | 529.2585 | 0 | 528.7184 | -0.00071395 | 743.2542 | 0.13538 | 742.5389 | 0 | 743.2542 | 0.00278 | 524.6055 | 0.43492
| 492.8493 | 0.00115 | 529.4839 | 0.0029423 | 528.944 | 0.0030659 | 492.8493 | 0.00166 | 529.4839 | 0.00087307 | 528.944 | 0.0017887 | 522.6685 | 0.00068848 | 528.944 | 0.0019678 | 529.4839 | 0.0020664 | 524.8264 | 0.016193 | 529.4839 | 0.20746 | 529.4839 | 0.73623 | 529.4839 | 0.00068347 | 524.8264 | 0.001262 | 529.4839 | 0.00037304 | 528.944 | 0.00083094 | 743.4186 | 0.13563 | 742.7034 | 5.0004e-05 | 743.4186 | 0.00266 | 524.8264 | 0.43604
| 492.9631 | 0 | 529.7092 | 0.0025373 | 529.1696 | 0.00255 | 492.9631 | 0 | 529.7092 | 0.00088457 | 529.1696 | -0.00040484 | 522.8925 | 5.1848e-05 | 529.1696 | 0.0007226 | 529.7092 | 0.0006179 | 525.0474 | 0.014069 | 529.7092 | 0.20235 | 529.7092 | 0.7281 | 529.7092 | 0 | 525.0474 | -2.0234e-05 | 529.7092 | 0 | 529.1696 | -0.00058726 | 743.583 | 0.14053 | 742.8679 | 0 | 743.583 | 0.00281 | 525.0474 | 0.4363
| 493.0769 | 0.00091335 | 529.9345 | 0.0036871 | 529.3952 | 0.0029908 | 493.0769 | 0.00241 | 529.9345 | 0.00056162 | 529.3952 | 0.00066703 | 523.1165 | 0.00052768 | 529.3952 | 0.0017646 | 529.9345 | 0.0016514 | 525.2682 | 0.014111 | 529.9345 | 0.20095 | 529.9345 | 0.71765 | 529.9345 | 0.00063654 | 525.2682 | 0.0011808 | 529.9345 | 0.00047066 | 529.3952 | 0.00076796 | 743.7474 | 0.14 | 743.0323 | 6.9993e-05 | 743.7474 | 0.00264 | 525.2682 | 0.44342
| 493.1907 | 0 | 530.1599 | 0.0016811 | 529.6209 | 0.0027635 | 493.1907 | 0 | 530.1599 | -0.00021593 | 529.6209 | 0.00040251 | 523.3406 | 7.8709e-05 | 529.6209 | 0.00080988 | 530.1599 | 0.00022636 | 525.4892 | 0.014163 | 530.1599 | 0.19454 | 530.1599 | 0.70987 | 530.1599 | 0 | 525.4892 | 0.00075311 | 530.1599 | 0 | 529.6209 | -0.00021852 | 743.9118 | 0.14149 | 743.1968 | 0 | 743.9118 | 0.00276 | 525.4892 | 0.44381
| 493.3046 | 0.00042823 | 530.3853 | 0.0027483 | 529.8465 | 0.002635 | 493.3046 | 0.00172 | 530.3853 | 0.0013315 | 529.8465 | 0.00062022 | 523.5646 | 0.00057313 | 529.8465 | 0.0017532 | 530.3852 | 0.002077 | 525.7101 | 0.014299 | 530.3852 | 0.19424 | 530.3853 | 0.70557 | 530.3852 | 0.00072911 | 525.7101 | 0.0014122 | 530.3853 | 0.00017947 | 529.8465 | 0.00069757 | 744.0762 | 0.14143 | 743.3613 | 3.0002e-05 | 744.0762 | 0.00258 | 525.7101 | 0.44441
| 493.4184 | 0 | 530.6106 | 0.0013625 | 530.0722 | 0.0027437 | 493.4184 | 0 | 530.6106 | 0.00021466 | 530.0722 | -0.00065399 | 523.7887 | 0.00016464 | 530.0722 | 0.00074358 | 530.6106 | 0 | 525.9312 | 0.014067 | 530.6106 | 0.19054 | 530.6106 | 0.70198 | 530.6106 | 0 | 525.9312 | 0.00092921 | 530.6106 | 0 | 530.0722 | -0.00105 | 744.2406 | 0.14278 | 743.5257 | 0 | 744.2406 | 0.00269 | 525.9312 | 0.45153
| 493.5322 | 0.0016 | 530.836 | 0.0028677 | 530.2979 | 0.0027633 | 493.5322 | 0.00102 | 530.836 | 0.00048531 | 530.2979 | 0.0015486 | 524.0128 | 0.00059904 | 530.2979 | 0.0017701 | 530.836 | 0.0020211 | 526.1521 | 0.01484 | 530.836 | 0.18904 | 530.836 | 0.69721 | 530.836 | 0.00085714 | 526.1521 | 0.0017631 | 530.836 | 0.00049324 | 530.2979 | 0.00072641 | 744.405 | 0.14517 | 743.6902 | 6.9993e-05 | 744.405 | 0.00253 | 526.1521 | 0.44936
| 493.6461 | 5.399e-05 | 531.0614 | 0.0025045 | 530.5236 | 0.0026813 | 493.6461 | 0 | 531.0614 | 0.0005766 | 530.5236 | 0.00021929 | 524.2369 | 7.4649e-05 | 530.5236 | 0.00079041 | 531.0614 | 0.00059344 | 526.3731 | 0.013078 | 531.0614 | 0.18284 | 531.0614 | 0.68252 | 531.0614 | 0 | 526.3731 | 0.00059576 | 531.0614 | 0 | 530.5236 | -0.00013513 | 744.5695 | 0.14596 | 743.8547 | 0 | 744.5695 | 0.00272 | 526.3731 | 0.44891
| 493.7599 | 0.0016 | 531.2868 | 0.0025898 | 530.7493 | 0.0029645 | 493.7599 | 0.00227 | 531.2868 | 0.0016581 | 530.7493 | 0.0020929 | 524.461 | 0.00041831 | 530.7493 | 0.0017967 | 531.2868 | 0.0018283 | 526.5941 | 0.013499 | 531.2868 | 0.18183 | 531.2868 | 0.67721 | 531.2868 | 0.0011653 | 526.5941 | 0.00014559 | 531.2868 | 0.0003253 | 530.7493 | 0.00097017 | 744.7339 | 0.14667 | 744.0192 | 6.9993e-05 | 744.7339 | 0.00259 | 526.5941 | 0.44837
| 493.8738 | 0 | 531.5122 | 0.0017934 | 530.975 | 0.0023629 | 493.8738 | 0 | 531.5122 | 0.0004892 | 530.975 | 0.00051694 | 524.6851 | 0.00017108 | 530.975 | 0.00045815 | 531.5122 | 0.00068033 | 526.8151 | 0.013932 | 531.5122 | 0.17615 | 531.5122 | 0.66787 | 531.5122 | 0 | 526.8151 | -0.001059 | 531.5122 | 0 | 530.975 | -0.00021414 | 744.8984 | 0.15023 | 744.1837 | 0 | 744.8984 | 0.00279 | 526.8151 | 0.4445
| 493.9876 | 0.0004462 | 531.7377 | 0.0029737 | 531.2007 | 0.0029421 | 493.9876 | 0.00113 | 531.7377 | 0.00068915 | 531.2007 | 0.0015771 | 524.9092 | 0.00069691 | 531.2007 | 0.0018594 | 531.7377 | 0.0016272 | 527.0361 | 0.014507 | 531.7377 | 0.17477 | 531.7377 | 0.66067 | 531.7377 | 0.00070995 | 527.0361 | 0.0014851 | 531.7377 | 0.00085211 | 531.2007 | 0.00097009 | 745.0628 | 0.15611 | 744.3482 | 5.0004e-05 | 745.0628 | 0.00264 | 527.0361 | 0.44631
| 494.1014 | 0 | 531.9631 | 0.0028338 | 531.4264 | 0.0023671 | 494.1014 | 0 | 531.9631 | -0.00020764 | 531.4264 | -0.00018867 | 525.1334 | 0.00010833 | 531.4264 | 0.00063403 | 531.9631 | 0 | 527.2571 | 0.010664 | 531.9631 | 0.16939 | 531.9631 | 0.65052 | 531.9631 | 0 | 527.2571 | -0.00055109 | 531.9631 | 0 | 531.4264 | -0.00092081 | 745.2272 | 0.15471 | 744.5127 | 0 | 745.2272 | 0.00286 | 527.2571 | 0.44573
| 494.2153 | 0.00085945 | 532.1885 | 0.0030461 | 531.6522 | 0.0027095 | 494.2153 | 0.00065893 | 532.1885 | 0.00098731 | 531.6522 | 0.0012375 | 525.3575 | 0.00058746 | 531.6522 | 0.0019307 | 532.1886 | 0.0016119 | 527.4782 | 0.012114 | 532.1886 | 0.16712 | 532.1885 | 0.64076 | 532.1886 | 0.00077246 | 527.4782 | 0.0014105 | 532.1885 | 0.00036689 | 531.6522 | 0.00046656 | 745.3917 | 0.15829 | 744.6772 | 6.9993e-05 | 745.3917 | 0.00264 | 527.4782 | 0.45031
| 494.3292 | 0 | 532.414 | 0.0021075 | 531.878 | 0.0020652 | 494.3292 | 0 | 532.414 | 0.00066229 | 531.878 | -0.00060602 | 525.5817 | 9.1719e-05 | 531.878 | 0.00080421 | 532.414 | 0.0008673 | 527.6992 | 0.011952 | 532.414 | 0.16193 | 532.414 | 0.62785 | 532.414 | 0 | 527.6992 | -0.00054737 | 532.414 | 0 | 531.878 | -0.00083686 | 745.5561 | 0.15427 | 744.8417 | 0 | 745.5561 | 0.00283 | 527.6992 | 0.45298
| 494.443 | 0.00149 | 532.6395 | 0.0023194 | 532.1037 | 0.0028037 | 494.443 | 0.00097105 | 532.6395 | 0.00068862 | 532.1037 | 0.0011019 | 525.8058 | 0.00040907 | 532.1037 | 0.0019258 | 532.6395 | 0.0018331 | 527.9203 | 0.012489 | 532.6395 | 0.16091 | 532.6395 | 0.62085 | 532.6395 | 0.0011212 | 527.9203 | 0.0004328 | 532.6395 | 0.00066143 | 532.1037 | 0.00053366 | 745.7206 | 0.15805 | 745.0063 | 8.9995e-05 | 745.7206 | 0.00273 | 527.9203 | 0.4544
| 494.5569 | 0 | 532.865 | 0.0022486 | 532.3295 | 0.0024972 | 494.5569 | 0 | 532.865 | 0.00025232 | 532.3295 | 0.00012854 | 526.03 | 0.00016208 | 532.3295 | 0.00064253 | 532.865 | 0.00063723 | 528.1414 | 0.011179 | 532.865 | 0.15546 | 532.865 | 0.61109 | 532.865 | 0 | 528.1414 | -0.00036744 | 532.865 | 0 | 532.3295 | -0.00072415 | 745.8851 | 0.16041 | 745.1708 | 0 | 745.8851 | 0.00288 | 528.1414 | 0.45403
| 494.6707 | 0.0006079 | 533.0905 | 0.0033122 | 532.5553 | 0.0026899 | 494.6707 | 0.00199 | 533.0905 | 0.0008158 | 532.5553 | 0.0011791 | 526.2542 | 0.00053065 | 532.5553 | 0.0016733 | 533.0905 | 0.0017386 | 528.3624 | 0.013339 | 533.0905 | 0.15437 | 533.0905 | 0.6053 | 533.0905 | 0.00059531 | 528.3624 | 0.00098199 | 533.0905 | 0.00041474 | 532.5553 | 0.0004038 | 746.0495 | 0.16156 | 745.3353 | 5.0004e-05 | 746.0495 | 0.00267 | 528.3624 | 0.45317
| 494.7846 | 0 | 533.316 | 0.0021774 | 532.7812 | 0.0025309 | 494.7846 | 0 | 533.316 | 0.00036309 | 532.7812 | -0.00022927 | 526.4785 | 0.00010436 | 532.7812 | 0.00068215 | 533.316 | 0.00014776 | 528.5836 | 0.010971 | 533.316 | 0.14923 | 533.316 | 0.59412 | 533.316 | 0 | 528.5836 | -0.00031586 | 533.316 | 0 | 532.7812 | -0.00056289 | 746.214 | 0.16287 | 745.4999 | 0 | 746.214 | 0.00276 | 528.5836 | 0.4609
| 494.8985 | 0.00041025 | 533.5416 | 0.0025866 | 533.007 | 0.0025995 | 494.8985 | 0.00198 | 533.5416 | 0.0010092 | 533.007 | 0.0015469 | 526.7026 | 0.00058141 | 533.007 | 0.0017925 | 533.5416 | 0.0015378 | 528.8046 | 0.011274 | 533.5416 | 0.14793 | 533.5416 | 0.58474 | 533.5416 | 0.00091608 | 528.8046 | 0.0009679 | 533.5416 | 0.00041189 | 533.007 | 0.00060016 | 746.3785 | 0.16805 | 745.6644 | 6.9993e-05 | 746.3785 | 0.00259 | 528.8046 | 0.46044
| 495.0124 | 0 | 533.7672 | 0.0022529 | 533.2328 | 0.0025997 | 495.0124 | 0 | 533.7672 | 0.00020419 | 533.2328 | -0.00057667 | 526.9269 | 7.6273e-05 | 533.2328 | 0.00064371 | 533.7671 | 0.00062608 | 529.0258 | 0.010775 | 533.7671 | 0.14229 | 533.7672 | 0.57304 | 533.7671 | 0 | 529.0258 | 0.00076462 | 533.7672 | 0 | 533.2328 | -0.00020098 | 746.543 | 0.16864 | 745.8289 | 0 | 746.543 | 0.00285 | 529.0258 | 0.45795
| 495.1262 | 0.00116 | 533.9927 | 0.0031167 | 533.4587 | 0.0024936 | 495.1262 | 0.00019074 | 533.9927 | 0.0018258 | 533.4587 | 0.00094085 | 527.1511 | 0.00050571 | 533.4587 | 0.0017193 | 533.9927 | 0.001511 | 529.2469 | 0.01191 | 533.9927 | 0.1413 | 533.9927 | 0.56552 | 533.9927 | 0.0009032 | 529.2469 | 0.00027739 | 533.9927 | 0.00051291 | 533.4587 | 0.00034615 | 746.7075 | 0.169 | 745.9935 | 6.9993e-05 | 746.7075 | 0.0027 | 529.2469 | 0.45969
| 495.2401 | 0 | 534.2183 | 0.0019389 | 533.6845 | 0.0024001 | 495.2401 | 0 | 534.2183 | 0.00045668 | 533.6845 | 0.0004974 | 527.3754 | 0.00020176 | 533.6845 | 0.00055533 | 534.2182 | 7.5922e-05 | 529.468 | 0.0096441 | 534.2182 | 0.13702 | 534.2183 | 0.55404 | 534.2182 | 0 | 529.468 | -0.0013711 | 534.2183 | 0 | 533.6845 | -4.2797e-05 | 746.872 | 0.17129 | 746.1581 | 0 | 746.872 | 0.00285 | 529.468 | 0.46471
| 495.354 | 0.00024855 | 534.4438 | 0.0032202 | 533.9104 | 0.0027637 | 495.354 | 0.00091902 | 534.4438 | 0.0015267 | 533.9104 | 0.0014206 | 527.5996 | 0.00052381 | 533.9104 | 0.0016898 | 534.4438 | 0.0015882 | 529.6891 | 0.01062 | 534.4438 | 0.13562 | 534.4438 | 0.54747 | 534.4438 | 0.00091437 | 529.6891 | 0.00093552 | 534.4438 | 0.00034021 | 533.9104 | 0.00084442 | 747.0365 | 0.16981 | 746.3226 | 6.9993e-05 | 747.0365 | 0.00269 | 529.6892 | 0.46767
| 495.4679 | 0 | 534.6694 | 0.0016163 | 534.1363 | 0.0023899 | 495.4679 | 0 | 534.6694 | 0.00031837 | 534.1363 | -0.00024438 | 527.8239 | 8.3066e-05 | 534.1363 | 0.00056211 | 534.6694 | 0.00030039 | 529.9103 | 0.010768 | 534.6694 | 0.13045 | 534.6694 | 0.5381 | 534.6694 | 2.6128e-05 | 529.9103 | -8.6912e-05 | 534.6694 | 0 | 534.1363 | -0.00058361 | 747.201 | 0.17421 | 746.4872 | 0 | 747.201 | 0.0028 | 529.9103 | 0.46965
| 495.5818 | 0.00046416 | 534.895 | 0.0036332 | 534.3622 | 0.0025403 | 495.5818 | 0.00146 | 534.895 | 0.00053246 | 534.3622 | 0.00078604 | 528.0482 | 0.00049615 | 534.3622 | 0.0017884 | 534.895 | 0.0015684 | 530.1315 | 0.0094 | 534.895 | 0.12905 | 534.895 | 0.53018 | 534.895 | 0.00053988 | 530.1315 | 0.0011688 | 534.895 | 0.00040971 | 534.3622 | 0.00069532 | 747.3655 | 0.17431 | 746.6517 | 8.9995e-05 | 747.3655 | 0.00267 | 530.1315 | 0.47134
| 495.6957 | 0 | 535.1207 | 0.0023423 | 534.5881 | 0.0023354 | 495.6957 | 0 | 535.1207 | -0.00043972 | 534.5881 | -6.0596e-05 | 528.2725 | -8.3311e-05 | 534.5881 | 0.00059264 | 535.1207 | 0.00027534 | 530.3527 | 0.0082092 | 535.1207 | 0.1254 | 535.1207 | 0.5231 | 535.1207 | 0 | 530.3527 | -0.00048285 | 535.1207 | 0 | 534.5882 | -0.00050373 | 747.53 | 0.17509 | 746.8163 | 0 | 747.53 | 0.00282 | 530.3527 | 0.47323
| 495.8096 | 0.00057197 | 535.3463 | 0.002731 | 534.8141 | 0.0025737 | 495.8096 | 0.00123 | 535.3463 | 0.00064823 | 534.8141 | 0.0012566 | 528.4968 | 0.00046404 | 534.8141 | 0.0017575 | 535.3463 | 0.0015077 | 530.5739 | 0.0087973 | 535.3463 | 0.12527 | 535.3463 | 0.5167 | 535.3463 | 0.00094441 | 530.5739 | 0.0018618 | 535.3463 | 0.00049719 | 534.8141 | 0.0008536 | 747.6945 | 0.17883 | 746.9809 | 0.00011 | 747.6945 | 0.00268 | 530.5738 | 0.47744
| 495.9235 | 0 | 535.5719 | 0.0022115 | 535.04 | 0.0023667 | 495.9235 | 0 | 535.5719 | 0.00080666 | 535.04 | -0.00032891 | 528.7211 | 0.00021135 | 535.04 | 0.00052781 | 535.5719 | 0.00037611 | 530.795 | 0.0087067 | 535.5719 | 0.1226 | 535.5719 | 0.5122 | 535.5719 | 0 | 530.795 | -0.0015857 | 535.5719 | 0 | 535.04 | -0.00069248 | 747.859 | 0.1853 | 747.1455 | 0 | 747.859 | 0.00286 | 530.795 | 0.47683
| 496.0374 | 0.00010482 | 535.7976 | 0.002053 | 535.266 | 0.0025284 | 496.0374 | 0.00137 | 535.7976 | 0.0011434 | 535.266 | 0.0010362 | 528.9454 | 0.00060634 | 535.266 | 0.001651 | 535.7976 | 0.0011431 | 531.0162 | 0.011193 | 535.7976 | 0.12047 | 535.7976 | 0.5064 | 535.7976 | 0.0011905 | 531.0162 | 0.00030963 | 535.7976 | 0.00051562 | 535.266 | 0.00089273 | 748.0236 | 0.18571 | 747.3101 | 8.9995e-05 | 748.0236 | 0.00269 | 531.0162 | 0.47479
| 496.1513 | 0 | 536.0233 | 0.0018799 | 535.4919 | 0.0024037 | 496.1513 | 0 | 536.0233 | 0.00037138 | 535.4919 | 8.5875e-06 | 529.1697 | 0.00029564 | 535.4919 | 0.00059882 | 536.0233 | 0 | 531.2375 | 0.0092773 | 536.0233 | 0.1182 | 536.0233 | 0.50196 | 536.0233 | 0 | 531.2375 | 0.00067579 | 536.0232 | 0 | 535.4919 | -0.00027973 | 748.1881 | 0.18567 | 747.4747 | 0 | 748.1881 | 0.00292 | 531.2375 | 0.47612
| 496.2652 | 0.00080555 | 536.2489 | 0.0036884 | 535.7179 | 0.0025084 | 496.2652 | 0.00184 | 536.2489 | 0.0011628 | 535.7179 | 0.00099979 | 529.394 | 0.00058662 | 535.7179 | 0.0016605 | 536.2489 | 0.0015165 | 531.4587 | 0.0095347 | 536.2489 | 0.118 | 536.2489 | 0.49742 | 536.2489 | 0.0011474 | 531.4587 | 0.001459 | 536.2489 | 0.00047578 | 535.7179 | 0.00040602 | 748.3526 | 0.18637 | 747.6393 | 8.9995e-05 | 748.3526 | 0.00275 | 531.4587 | 0.47933
| 496.3791 | 0 | 536.4746 | 0.0018273 | 535.9439 | 0.0023836 | 496.3791 | 0 | 536.4746 | 0.0003103 | 535.9439 | 0.00029145 | 529.6184 | 0.00021252 | 535.9439 | 0.00056417 | 536.4746 | 0.00031479 | 531.6799 | 0.0086096 | 536.4746 | 0.11467 | 536.4746 | 0.49133 | 536.4746 | 0.00014737 | 531.6799 | -0.0014508 | 536.4746 | 0 | 535.9439 | -0.00020954 | 748.5172 | 0.1905 | 747.8039 | 0 | 748.5172 | 0.00289 | 531.6799 | 0.47823
| 496.493 | 0.00089539 | 536.7003 | 0.002546 | 536.1699 | 0.0026477 | 496.493 | 0.00158 | 536.7003 | 0.00078553 | 536.1699 | 0.0016525 | 529.8428 | 0.00058261 | 536.1699 | 0.0017794 | 536.7003 | 0.001336 | 531.9012 | 0.0091959 | 536.7003 | 0.11345 | 536.7003 | 0.48401 | 536.7003 | 0.0013194 | 531.9012 | 0.0010645 | 536.7003 | 0.00047957 | 536.1699 | 0.00096506 | 748.6817 | 0.18935 | 747.9685 | 6.9993e-05 | 748.6817 | 0.00271 | 531.9012 | 0.48158
| 496.6069 | 0 | 536.926 | 0.0024494 | 536.3959 | 0.0023617 | 496.6069 | 0 | 536.926 | -4.5591e-05 | 536.3959 | -0.00050097 | 530.0672 | 0.00021946 | 536.3959 | 0.00050897 | 536.926 | 0.00052754 | 532.1225 | 0.0087538 | 536.926 | 0.10974 | 536.926 | 0.4763 | 536.926 | 0 | 532.1225 | 0.00046222 | 536.926 | 0 | 536.3959 | -0.00040039 | 748.8463 | 0.19293 | 748.1331 | 0 | 748.8463 | 0.00294 | 532.1225 | 0.47916
| 496.7208 | 0.00145 | 537.1518 | 0.0029669 | 536.622 | 0.0025488 | 496.7208 | 0.00215 | 537.1518 | 0.0011302 | 536.622 | 0.0011031 | 530.2916 | 0.00055783 | 536.622 | 0.0015655 | 537.1518 | 0.001741 | 532.3438 | 0.0091728 | 537.1518 | 0.1093 | 537.1518 | 0.4717 | 537.1518 | 0.0011663 | 532.3438 | 0.0019707 | 537.1518 | 0.00037944 | 536.622 | 0.00073889 | 749.0108 | 0.19332 | 748.2977 | 3.0002e-05 | 749.0108 | 0.00278 | 532.3438 | 0.48146
| 496.8348 | 0 | 537.3775 | 0.0020406 | 536.848 | 0.0025716 | 496.8348 | 0 | 537.3775 | 0.00026494 | 536.848 | 0.00058834 | 530.5159 | 2.3831e-05 | 536.848 | 0.00058209 | 537.3775 | 0 | 532.565 | 0.0072191 | 537.3775 | 0.107 | 537.3775 | 0.46676 | 537.3775 | 0.00052105 | 532.565 | 0.00032045 | 537.3775 | 0 | 536.848 | -0.00060145 | 749.1754 | 0.19163 | 748.4623 | 0 | 749.1754 | 0.00296 | 532.565 | 0.47872
| 496.9487 | 0.00046416 | 537.6033 | 0.0029076 | 537.0741 | 0.0024826 | 496.9487 | 0.00206 | 537.6033 | 0.0013624 | 537.0741 | 0.00079382 | 530.7404 | 0.00074975 | 537.0741 | 0.0015707 | 537.6033 | 0.0013819 | 532.7863 | 0.0085615 | 537.6033 | 0.10692 | 537.6033 | 0.46508 | 537.6033 | 0.0011031 | 532.7863 | 0.001149 | 537.6033 | 0.00031593 | 537.0741 | 0.00037485 | 749.34 | 0.19998 | 748.627 | 6.9993e-05 | 749.34 | 0.00269 | 532.7863 | 0.48187
| 497.0626 | 0 | 537.829 | 0.0022312 | 537.3001 | 0.0022507 | 497.0626 | 0 | 537.829 | 0.00026001 | 537.3001 | -0.00046425 | 530.9648 | 0.00022009 | 537.3001 | 0.00064736 | 537.829 | 0.00010177 | 533.0076 | 0.0079173 | 537.829 | 0.10359 | 537.829 | 0.45878 | 537.829 | 0 | 533.0076 | 0.0014617 | 537.829 | 0 | 537.3001 | -0.00052443 | 749.5045 | 0.19525 | 748.7916 | 0 | 749.5045 | 0.0029 | 533.0076 | 0.48214
| 497.1766 | 0.00042823 | 538.0548 | 0.0031978 | 537.5262 | 0.0024288 | 497.1766 | 0.00189 | 538.0548 | 0.001424 | 537.5262 | 0.0011114 | 531.1892 | 0.00046282 | 537.5262 | 0.0016908 | 538.0548 | 0.0017759 | 533.2289 | 0.0094186 | 538.0548 | 0.10333 | 538.0548 | 0.45376 | 538.0548 | 0.0012698 | 533.2289 | 0.00082496 | 538.0548 | 0.00059738 | 537.5262 | 4.5121e-05 | 749.6691 | 0.20151 | 748.9562 | 6.9993e-05 | 749.6691 | 0.00268 | 533.2289 | 0.48429
| 497.2905 | 0 | 538.2806 | 0.0016505 | 537.7523 | 0.0023334 | 497.2905 | 0 | 538.2806 | 0.0010594 | 537.7523 | -0.00029171 | 531.4136 | 0.00015153 | 537.7523 | 0.00063706 | 538.2806 | 0.00034553 | 533.4503 | 0.0075152 | 538.2806 | 0.10081 | 538.2806 | 0.44886 | 538.2806 | 3.156e-06 | 533.4503 | 0.0016411 | 538.2806 | 0 | 537.7523 | -0.00077661 | 749.8337 | 0.2068 | 749.1209 | 0 | 749.8337 | 0.00291 | 533.4503 | 0.47621
| 497.4044 | 0.0017 | 538.5064 | 0.002756 | 537.9784 | 0.0024151 | 497.4044 | 0.00177 | 538.5064 | 0.00096053 | 537.9784 | 0.001135 | 531.6381 | 0.00050926 | 537.9784 | 0.0017092 | 538.5064 | 0.0016352 | 533.6716 | 0.0093813 | 538.5064 | 0.099551 | 538.5064 | 0.44377 | 538.5064 | 0.0012154 | 533.6716 | 0.002101 | 538.5064 | 0.00053259 | 537.9784 | 0.00069551 | 749.9983 | 0.20777 | 749.2855 | 3.0002e-05 | 749.9983 | 0.00271 | 533.6716 | 0.48201
| 497.5184 | 0 | 538.7322 | 0.0022895 | 538.2045 | 0.0024438 | 497.5184 | 0 | 538.7322 | -6.4593e-05 | 538.2045 | 0.00052553 | 531.8626 | 0.00018044 | 538.2045 | 0.00071814 | 538.7322 | 0.00071429 | 533.8929 | 0.0067941 | 538.7322 | 0.09802 | 538.7322 | 0.4388 | 538.7322 | 0.00031916 | 533.8929 | -0.00073121 | 538.7322 | 0 | 538.2045 | -3.6663e-05 | 750.1629 | 0.21028 | 749.4502 | 0 | 750.1629 | 0.00293 | 533.8929 | 0.48271
| 497.6323 | 0.00080555 | 538.9581 | 0.0027177 | 538.4307 | 0.0021523 | 497.6323 | 0.00083232 | 538.9581 | 0.00097206 | 538.4307 | 0.0011744 | 532.087 | 0.00069596 | 538.4307 | 0.0016614 | 538.9581 | 0.0013533 | 534.1143 | 0.0075699 | 538.9581 | 0.096675 | 538.9581 | 0.43362 | 538.9581 | 0.0013297 | 534.1143 | 0.00088203 | 538.9581 | 0.00026568 | 538.4307 | 0.00029391 | 750.3275 | 0.20811 | 749.6148 | 3.0002e-05 | 750.3275 | 0.00275 | 534.1143 | 0.4832
| 497.7463 | 0.00012598 | 539.1839 | 0.0017213 | 538.6568 | 0.0022769 | 497.7463 | 0 | 539.1839 | -5.7637e-05 | 538.6568 | 0.00041103 | 532.3115 | 9.1504e-05 | 538.6568 | 0.00060784 | 539.1839 | 0.00033196 | 534.3357 | 0.0072077 | 539.1839 | 0.09521 | 539.1839 | 0.43216 | 539.1839 | 0.00035275 | 534.3357 | 0.00072628 | 539.1839 | 0 | 538.6568 | -0.00037287 | 750.4921 | 0.21441 | 749.7795 | 0 | 750.4921 | 0.00291 | 534.3357 | 0.48129
| 497.8602 | 0.00104 | 539.4097 | 0.002863 | 538.883 | 0.0024231 | 497.8602 | 0.00234 | 539.4097 | 0.0011081 | 538.883 | 0.00094828 | 532.536 | 0.00047201 | 538.883 | 0.001505 | 539.4097 | 0.0016378 | 534.5571 | 0.008132 | 539.4097 | 0.094502 | 539.4097 | 0.4266 | 539.4097 | 0.0015716 | 534.5571 | 0.0017548 | 539.4097 | 0.00052493 | 538.883 | 0.00059616 | 750.6567 | 0.21555 | 749.9441 | 6.9993e-05 | 750.6567 | 0.00272 | 534.5571 | 0.48571
| 497.9742 | 0 | 539.6356 | 0.0024026 | 539.1091 | 0.002201 | 497.9742 | 0 | 539.6356 | -4.4522e-05 | 539.1091 | 0.00069157 | 532.7606 | 0.00023596 | 539.1091 | 0.00059536 | 539.6356 | 0.00027409 | 534.7784 | 0.0068807 | 539.6356 | 0.09169 | 539.6356 | 0.41886 | 539.6356 | 0.00044379 | 534.7784 | -0.00057676 | 539.6356 | 0 | 539.1091 | -0.00017898 | 750.8213 | 0.2184 | 750.1088 | 0 | 750.8213 | 0.00296 | 534.7784 | 0.48369
| 498.0881 | 0.00048213 | 539.8615 | 0.0027246 | 539.3353 | 0.0020017 | 498.0881 | 0.00182 | 539.8615 | 0.0014891 | 539.3353 | 0.0011931 | 532.985 | 0.00041308 | 539.3353 | 0.0015468 | 539.8615 | 0.001409 | 534.9998 | 0.0074337 | 539.8615 | 0.091732 | 539.8615 | 0.41452 | 539.8615 | 0.0013688 | 534.9998 | 0.00045541 | 539.8615 | 0.00054409 | 539.3353 | 0.00074102 | 750.9859 | 0.214 | 750.2735 | 3.0002e-05 | 750.9859 | 0.00279 | 534.9998 | 0.4819
| 498.2021 | 0 | 540.0873 | 0.0029058 | 539.5615 | 0.002149 | 498.2021 | 0 | 540.0873 | 0.00015309 | 539.5615 | 0.00027042 | 533.2096 | 7.9865e-05 | 539.5615 | 0.00062391 | 540.0874 | 0.00036477 | 535.2213 | 0.0068379 | 540.0874 | 0.088693 | 540.0873 | 0.40884 | 540.0874 | 0.00049894 | 535.2213 | -0.00036199 | 540.0873 | 0 | 539.5615 | -0.00041715 | 751.1505 | 0.22287 | 750.4382 | 0 | 751.1505 | 0.00301 | 535.2213 | 0.48628
| 498.3161 | 0.00096726 | 540.3133 | 0.0029933 | 539.7877 | 0.0024527 | 498.3161 | 0.00052021 | 540.3133 | 0.00093372 | 539.7877 | 0.0015937 | 533.4341 | 0.00053443 | 539.7877 | 0.0015261 | 540.3133 | 0.0014533 | 535.4427 | 0.007639 | 540.3133 | 0.088509 | 540.3133 | 0.40513 | 540.3133 | 0.001567 | 535.4427 | 0.0012284 | 540.3133 | 0.00052904 | 539.7877 | 0.00065584 | 751.3151 | 0.22319 | 750.6028 | 5.0004e-05 | 751.3151 | 0.00283 | 535.4427 | 0.4861
| 498.43 | 0 | 540.5392 | 0.00238 | 540.0139 | 0.0021887 | 498.43 | 0 | 540.5392 | -9.556e-05 | 540.0139 | 0.0002465 | 533.6587 | 0.00025825 | 540.0139 | 0.00055779 | 540.5392 | 0.00033071 | 535.6641 | 0.0053909 | 540.5392 | 0.085686 | 540.5392 | 0.39909 | 540.5392 | 0.00073502 | 535.6641 | 0.00092194 | 540.5392 | 0 | 540.0139 | -0.00046788 | 751.4798 | 0.22651 | 750.7675 | 0 | 751.4798 | 0.00304 | 535.6641 | 0.48466
| 498.544 | 0.00024855 | 540.7651 | 0.0030923 | 540.2402 | 0.0020806 | 498.544 | 0.00102 | 540.7651 | 0.0015076 | 540.2402 | 0.00053878 | 533.8832 | 0.00055215 | 540.2402 | 0.0014415 | 540.7651 | 0.0014941 | 535.8856 | 0.0073758 | 540.7651 | 0.084636 | 540.7651 | 0.39347 | 540.7651 | 0.0014141 | 535.8856 | 0.00069497 | 540.7651 | 0.00043758 | 540.2402 | 0.00058854 | 751.6444 | 0.22497 | 750.9322 | 5.0004e-05 | 751.6444 | 0.00282 | 535.8856 | 0.48465
| 498.658 | 0 | 540.991 | 0.0017883 | 540.4664 | 0.0022567 | 498.658 | 0 | 540.991 | 0.0011618 | 540.4664 | 3.0588e-05 | 534.1078 | 0.00010744 | 540.4664 | 0.00065435 | 540.991 | 0.00044804 | 536.107 | 0.0061074 | 540.991 | 0.082631 | 540.991 | 0.38753 | 540.991 | 0.00045159 | 536.107 | 0.00053352 | 540.991 | 0 | 540.4664 | -0.00051131 | 751.809 | 0.22955 | 751.0969 | 0 | 751.809 | 0.00295 | 536.107 | 0.48764
| 498.772 | 0.00046416 | 541.217 | 0.0025518 | 540.6927 | 0.0023175 | 498.772 | 0.00149 | 541.217 | 0.0011092 | 540.6927 | 0.00077705 | 534.3324 | 0.00063855 | 540.6927 | 0.0016348 | 541.217 | 0.0014173 | 536.3284 | 0.0072428 | 541.217 | 0.08273 | 541.217 | 0.3845 | 541.217 | 0.0018345 | 536.3284 | 0.0018681 | 541.217 | 0.00060639 | 540.6927 | 0.00068159 | 751.9737 | 0.23461 | 751.2616 | 3.0002e-05 | 751.9737 | 0.00277 | 536.3284 | 0.48561
| 498.8859 | 0 | 541.4429 | 0.0017261 | 540.9189 | 0.00187 | 498.8859 | 0 | 541.4429 | 0.00073516 | 540.9189 | 0.00010061 | 534.557 | 0.00019478 | 540.9189 | 0.00065429 | 541.443 | 0.00042043 | 536.5499 | 0.0055775 | 541.443 | 0.080432 | 541.4429 | 0.37919 | 541.443 | 0.00064979 | 536.5499 | 0.00018107 | 541.4429 | 0 | 540.9189 | -0.00070111 | 752.1383 | 0.23589 | 751.4263 | 0 | 752.1383 | 0.00288 | 536.5499 | 0.48922
| 498.9999 | 0.00113 | 541.6689 | 0.0023909 | 541.1452 | 0.0023269 | 498.9999 | 0.00177 | 541.6689 | 0.0010453 | 541.1452 | 0.0010443 | 534.7816 | 0.00047849 | 541.1452 | 0.0014242 | 541.6689 | 0.0012984 | 536.7714 | 0.0078677 | 541.6689 | 0.080955 | 541.6689 | 0.37534 | 541.6689 | 0.0012805 | 536.7714 | 0.0023238 | 541.6689 | 0.00033125 | 541.1452 | 0.00049711 | 752.303 | 0.23719 | 751.5911 | 6.9993e-05 | 752.303 | 0.00275 | 536.7714 | 0.49003
| 499.1139 | 0 | 541.8949 | 0.0023978 | 541.3715 | 0.002106 | 499.1139 | 0 | 541.8949 | 0.0008212 | 541.3715 | -0.00015707 | 535.0062 | 0.00022035 | 541.3715 | 0.00051632 | 541.8949 | 0.00014425 | 536.9929 | 0.0059323 | 541.8949 | 0.078119 | 541.8949 | 0.37063 | 541.8949 | 0.00081917 | 536.9929 | -0.00071555 | 541.8949 | 0 | 541.3715 | -0.00046987 | 752.4677 | 0.2422 | 751.7558 | 0 | 752.4677 | 0.00294 | 536.9929 | 0.48669
| 499.2279 | 0.00116 | 542.1209 | 0.0032239 | 541.5978 | 0.0023826 | 499.2279 | 0.00081498 | 542.1209 | 0.0014032 | 541.5978 | 0.0013778 | 535.2308 | 0.00058711 | 541.5978 | 0.0015856 | 542.1209 | 0.0012733 | 537.2144 | 0.0068858 | 542.1209 | 0.077777 | 542.1209 | 0.36578 | 542.1209 | 0.0018933 | 537.2144 | 0.0003888 | 542.1209 | 0.00052724 | 541.5978 | 0.00052814 | 752.6323 | 0.24477 | 751.9205 | 5.0004e-05 | 752.6323 | 0.00288 | 537.2144 | 0.48505
| 499.3419 | 0 | 542.3469 | 0.0020697 | 541.8241 | 0.0020483 | 499.3419 | 0 | 542.3469 | 0.00076675 | 541.8241 | 0.00023129 | 535.4555 | 0.0003018 | 541.8241 | 0.00064821 | 542.3469 | 0.00048121 | 537.4359 | 0.0057422 | 542.3469 | 0.075151 | 542.3469 | 0.35807 | 542.3469 | 0.00072536 | 537.4359 | -0.00070645 | 542.3469 | 0 | 541.8241 | -0.00076537 | 752.797 | 0.24665 | 752.0852 | 0 | 752.797 | 0.00303 | 537.4359 | 0.48829
| 499.4559 | 0.0006079 | 542.5729 | 0.0024568 | 542.0505 | 0.0021089 | 499.4559 | 0.00102 | 542.5729 | 0.0012966 | 542.0505 | 0.001105 | 535.6801 | 0.00047649 | 542.0505 | 0.0014507 | 542.5729 | 0.0012873 | 537.6575 | 0.0057682 | 542.5729 | 0.074729 | 542.5729 | 0.35421 | 542.5729 | 0.001659 | 537.6575 | -0.0003814 | 542.5729 | 0.00040044 | 542.0505 | 0.00024905 | 752.9616 | 0.25281 | 752.25 | 5.0004e-05 | 752.9616 | 0.00283 | 537.6575 | 0.49079
| 499.5699 | 0 | 542.799 | 0.0019625 | 542.2768 | 0.0021123 | 499.5699 | 0 | 542.799 | 0.00094305 | 542.2768 | 0.00052102 | 535.9048 | 0.00022836 | 542.2768 | 0.00062963 | 542.799 | 0 | 537.879 | 0.0051122 | 542.799 | 0.072485 | 542.799 | 0.34849 | 542.799 | 0.00099184 | 537.879 | -0.00080043 | 542.7989 | 0 | 542.2768 | -0.00039223 | 753.1263 | 0.24707 | 752.4147 | 0 | 753.1263 | 0.00299 | 537.879 | 0.48847
| 499.6839 | 0.00089539 | 543.025 | 0.0026958 | 542.5032 | 0.0023036 | 499.6839 | 0.00123 | 543.025 | 0.00083056 | 542.5032 | 0.0010548 | 536.1295 | 0.00057523 | 542.5032 | 0.0014734 | 543.025 | 0.001301 | 538.1005 | 0.0054549 | 543.025 | 0.071989 | 543.025 | 0.3444 | 543.025 | 0.0021158 | 538.1005 | 0.00054346 | 543.025 | 0.00034383 | 542.5032 | 0.00047799 | 753.291 | 0.25091 | 752.5794 | 3.0002e-05 | 753.291 | 0.00285 | 538.1005 | 0.48768
| 499.7979 | 0 | 543.2511 | 0.0021319 | 542.7295 | 0.0019904 | 499.7979 | 0 | 543.2511 | 0.00058444 | 542.7295 | -0.00021481 | 536.3541 | 0.00012648 | 542.7295 | 0.00060263 | 543.2511 | 0.00025651 | 538.3221 | 0.0053041 | 543.2511 | 0.069772 | 543.2511 | 0.33765 | 543.2511 | 0.00087323 | 538.3221 | -0.0013217 | 543.2511 | 0 | 542.7295 | -0.00074053 | 753.4557 | 0.25604 | 752.7442 | 0 | 753.4557 | 0.00303 | 538.3221 | 0.4863
| 499.9119 | 0.00093132 | 543.4772 | 0.0028988 | 542.9559 | 0.0021428 | 499.9119 | 0.00239 | 543.4772 | 0.00092776 | 542.9559 | 0.0013101 | 536.5789 | 0.00035993 | 542.9559 | 0.001566 | 543.4772 | 0.0015616 | 538.5436 | 0.0063475 | 543.4772 | 0.069804 | 543.4772 | 0.33349 | 543.4772 | 0.0019521 | 538.5436 | 0.00096268 | 543.4772 | 0.00053487 | 542.9559 | 0.00017956 | 753.6204 | 0.26058 | 752.9089 | 3.0002e-05 | 753.6204 | 0.00288 | 538.5436 | 0.49001
| 500.026 | 0 | 543.7032 | 0.0018339 | 543.1823 | 0.0020327 | 500.026 | 0 | 543.7032 | 0.00081584 | 543.1823 | 0.00035769 | 536.8035 | 0.00024224 | 543.1823 | 0.0006186 | 543.7032 | 0.00018425 | 538.7653 | 0.0048911 | 543.7032 | 0.067008 | 543.7032 | 0.32671 | 543.7032 | 0.0010259 | 538.7653 | 0.0014399 | 543.7033 | 0 | 543.1823 | -0.0001693 | 753.7851 | 0.26291 | 753.0737 | 0 | 753.7851 | 0.00305 | 538.7653 | 0.49086
| 500.14 | 0.00116 | 543.9293 | 0.0029379 | 543.4087 | 0.0024396 | 500.14 | 0.00232 | 543.9293 | 0.0011054 | 543.4087 | 0.0013134 | 537.0283 | 0.00043581 | 543.4087 | 0.001413 | 543.9293 | 0.0016039 | 538.9868 | 0.0056012 | 543.9293 | 0.067083 | 543.9293 | 0.3231 | 543.9293 | 0.0028617 | 538.9868 | 0.0015194 | 543.9293 | 0.00054959 | 543.4087 | 0.00021873 | 753.9498 | 0.26584 | 753.2384 | 6.9993e-05 | 753.9498 | 0.00293 | 538.9868 | 0.48972
| 500.254 | 0 | 544.1555 | 0.0019765 | 543.6351 | 0.0016019 | 500.254 | 0 | 544.1555 | -9.29e-05 | 543.6351 | 0.00027359 | 537.253 | 0.00020896 | 543.6351 | 0.00053695 | 544.1554 | 0.000542 | 539.2084 | 0.0049082 | 544.1554 | 0.064884 | 544.1555 | 0.31877 | 544.1554 | 0.00094702 | 539.2084 | -0.0011171 | 544.1555 | 0 | 543.6351 | -0.00049989 | 754.1145 | 0.26052 | 753.4032 | 0 | 754.1145 | 0.00312 | 539.2084 | 0.48805
| 500.368 | 0.00037433 | 544.3815 | 0.003526 | 543.8616 | 0.0022975 | 500.368 | 0.00067626 | 544.3815 | 0.0014114 | 543.8616 | 0.00094412 | 537.4777 | 0.0004187 | 543.8616 | 0.0015242 | 544.3816 | 0.0013421 | 539.4301 | 0.0057632 | 544.3816 | 0.065309 | 544.3815 | 0.31528 | 544.3816 | 0.0023304 | 539.4301 | 0.0025176 | 544.3815 | 0.0005784 | 543.8616 | 0.00057873 | 754.2792 | 0.2665 | 753.568 | 6.9993e-05 | 754.2792 | 0.00296 | 539.4301 | 0.48885
| 500.4821 | 0 | 544.6077 | 0.0015711 | 544.088 | 0.0021254 | 500.4821 | 0 | 544.6077 | 0.00025897 | 544.088 | 2.9745e-05 | 537.7025 | 0.00013935 | 544.088 | 0.00066357 | 544.6077 | 0 | 539.6517 | 0.0036123 | 544.6077 | 0.063225 | 544.6077 | 0.31112 | 544.6077 | 0.0011903 | 539.6517 | -0.00025286 | 544.6077 | 0 | 544.088 | -0.0004553 | 754.4439 | 0.27012 | 753.7328 | 0 | 754.4439 | 0.00316 | 539.6517 | 0.49126
| 500.5961 | 0.00035636 | 544.8339 | 0.002692 | 544.3145 | 0.0023135 | 500.5961 | 0.00158 | 544.8339 | 0.0011788 | 544.3145 | 0.0013421 | 537.9272 | 0.00050615 | 544.3145 | 0.0014707 | 544.8338 | 0.0012677 | 539.8733 | 0.0050762 | 544.8338 | 0.06327 | 544.8339 | 0.30888 | 544.8338 | 0.0025731 | 539.8733 | 0.0015774 | 544.8339 | 0.00068678 | 544.3144 | 0.00051541 | 754.6086 | 0.27254 | 753.8975 | 0.00011 | 754.6086 | 0.00295 | 539.8733 | 0.49243
| 500.7101 | 0 | 545.06 | 0.001657 | 544.5409 | 0.001915 | 500.7101 | 0 | 545.06 | 0.00037315 | 544.5409 | 0.00072844 | 538.152 | 5.2786e-05 | 544.5409 | 0.00058822 | 545.06 | 8.6272e-05 | 540.0949 | 0.0051961 | 545.06 | 0.061238 | 545.06 | 0.3052 | 545.06 | 0.0017756 | 540.0949 | -0.00065333 | 545.06 | 0 | 544.5409 | -0.0006413 | 754.7734 | 0.27318 | 754.0623 | 0 | 754.7734 | 0.00316 | 540.0949 | 0.49141
| 500.8242 | 0.000554 | 545.2861 | 0.0027252 | 544.7674 | 0.0022111 | 500.8242 | 0.00074563 | 545.2861 | 0.00072017 | 544.7674 | 0.00074258 | 538.3768 | 0.00049042 | 544.7674 | 0.001525 | 545.2862 | 0.0016049 | 540.3166 | 0.0047778 | 545.2862 | 0.061357 | 545.2861 | 0.30113 | 545.2862 | 0.0024895 | 540.3166 | 0.0020185 | 545.2861 | 0.00058395 | 544.7674 | 0.00060649 | 754.9381 | 0.2767 | 754.2271 | 6.9993e-05 | 754.9381 | 0.00296 | 540.3166 | 0.4909
| 500.9382 | 0 | 545.5123 | 0.0021448 | 544.9939 | 0.0019959 | 500.9382 | 0 | 545.5123 | -9.1329e-05 | 544.9939 | -0.00011777 | 538.6016 | 0.00012889 | 544.9939 | 0.00054601 | 545.5123 | 0 | 540.5382 | 0.0039761 | 545.5123 | 0.059494 | 545.5123 | 0.29702 | 545.5123 | 0.0015586 | 540.5382 | 0.00063543 | 545.5123 | 0 | 544.9939 | -0.00041793 | 755.1028 | 0.27687 | 754.3919 | 0 | 755.1028 | 0.00312 | 540.5382 | 0.48959
| 501.0522 | 0 | 545.7385 | 0.0031221 | 545.2204 | 0.0019132 | 501.0522 | 0.00196 | 545.7385 | 0.00090686 | 545.2204 | 0.00073998 | 538.8264 | 0.00044058 | 545.2204 | 0.0015493 | 545.7385 | 0.0013706 | 540.7599 | 0.0060564 | 545.7385 | 0.059933 | 545.7385 | 0.29453 | 545.7385 | 0.0027387 | 540.7599 | 0.00066149 | 545.7385 | 0.00068483 | 545.2204 | 0.00046799 | 755.2676 | 0.28384 | 754.5567 | 6.9993e-05 | 755.2676 | 0.00292 | 540.7599 | 0.49692
| 501.1663 | 0 | 545.9647 | 0.0023542 | 545.4469 | 0.0020117 | 501.1663 | 0 | 545.9647 | 0.00043404 | 545.4469 | 0.00048865 | 539.0511 | 0.00028359 | 545.4469 | 0.00057493 | 545.9647 | 0.00031119 | 540.9816 | 0.0042584 | 545.9647 | 0.057473 | 545.9647 | 0.2886 | 545.9647 | 0.0019122 | 540.9816 | 0.00034723 | 545.9647 | 0 | 545.4469 | -1.9965e-05 | 755.4323 | 0.28671 | 754.7215 | 0 | 755.4323 | 0.00308 | 540.9816 | 0.49214
| 501.2803 | 0.00142 | 546.191 | 0.0033598 | 545.6734 | 0.0019525 | 501.2803 | 0.00184 | 546.191 | 0.00088048 | 545.6734 | 0.0013036 | 539.2759 | 0.00047661 | 545.6734 | 0.0016048 | 546.191 | 0.0011519 | 541.2032 | 0.0059588 | 546.191 | 0.057561 | 546.191 | 0.2846 | 546.191 | 0.0028365 | 541.2032 | 0.0024284 | 546.191 | 0.00045587 | 545.6734 | 0.00043033 | 755.597 | 0.28687 | 754.8863 | 6.9993e-05 | 755.597 | 0.00294 | 541.2033 | 0.49544
| 501.3944 | 0 | 546.4172 | 0.0022009 | 545.9 | 0.0019938 | 501.3944 | 0 | 546.4172 | 0.00044189 | 545.9 | 0.00044166 | 539.5008 | 0.00017333 | 545.9 | 0.00058041 | 546.4172 | 0.00029719 | 541.425 | 0.0048789 | 546.4172 | 0.056224 | 546.4172 | 0.28126 | 546.4172 | 0.001869 | 541.425 | -0.00028852 | 546.4172 | 0 | 545.9 | -0.00022679 | 755.7618 | 0.28657 | 755.0511 | 0 | 755.7618 | 0.0031 | 541.425 | 0.49354
| 501.5085 | 0.00219 | 546.6434 | 0.0031956 | 546.1265 | 0.0019578 | 501.5085 | 0.00172 | 546.6434 | 0.0011227 | 546.1265 | 0.0013252 | 539.7256 | 0.00049976 | 546.1265 | 0.0013432 | 546.6434 | 0.0011208 | 541.6467 | 0.0050618 | 546.6434 | 0.055747 | 546.6434 | 0.27838 | 546.6434 | 0.0028612 | 541.6467 | 0.0019025 | 546.6434 | 0.00063959 | 546.1265 | 0.00014598 | 755.9265 | 0.2919 | 755.2159 | 6.9993e-05 | 755.9265 | 0.00292 | 541.6467 | 0.49758
| 501.6225 | 0 | 546.8697 | 0.0018846 | 546.3531 | 0.0020057 | 501.6225 | 0 | 546.8697 | -3.1129e-05 | 546.3531 | -0.00011604 | 539.9505 | 0.00034138 | 546.3531 | 0.0006523 | 546.8697 | 3.0833e-05 | 541.8684 | 0.0048304 | 546.8697 | 0.05442 | 546.8697 | 0.27502 | 546.8697 | 0.0024095 | 541.8684 | 0.00037796 | 546.8697 | 0 | 546.3531 | -0.00021488 | 756.0913 | 0.29441 | 755.3808 | 0 | 756.0913 | 0.00318 | 541.8684 | 0.49723
| 501.7366 | 8.684e-05 | 547.0959 | 0.0036473 | 546.5797 | 0.0017923 | 501.7366 | 0.00187 | 547.0959 | 0.0017396 | 546.5797 | 0.00067827 | 540.1754 | 0.00054215 | 546.5797 | 0.0013314 | 547.0959 | 0.0011439 | 542.0901 | 0.0053457 | 547.0959 | 0.054572 | 547.0959 | 0.27182 | 547.0959 | 0.0031481 | 542.0901 | 0.0010033 | 547.096 | 0.00053113 | 546.5797 | 0.00041268 | 756.2561 | 0.29928 | 755.5456 | 5.0004e-05 | 756.2561 | 0.00297 | 542.0901 | 0.5004
| 501.8507 | 0 | 547.3222 | 0.0017686 | 546.8063 | 0.0018566 | 501.8507 | 0 | 547.3222 | -9.129e-05 | 546.8063 | -1.0191e-05 | 540.4002 | 0.00014454 | 546.8063 | 0.00054314 | 547.3222 | 0.00017157 | 542.3119 | 0.0048398 | 547.3222 | 0.052221 | 547.3222 | 0.26688 | 547.3222 | 0.0021752 | 542.3119 | 0.000962 | 547.3222 | 0 | 546.8063 | -0.0003264 | 756.4208 | 0.29884 | 755.7104 | 0 | 756.4208 | 0.00313 | 542.3119 | 0.49619
| 501.9647 | 0.00076961 | 547.5485 | 0.0029248 | 547.0329 | 0.0019529 | 501.9647 | 0.00102 | 547.5485 | 0.00088659 | 547.0329 | 0.00065233 | 540.6251 | 0.00049522 | 547.0329 | 0.0013793 | 547.5485 | 0.00081678 | 542.5336 | 0.005147 | 547.5485 | 0.052043 | 547.5485 | 0.26189 | 547.5485 | 0.0033853 | 542.5336 | 0.0014949 | 547.5485 | 0.0005776 | 547.0329 | 0.00049077 | 756.5856 | 0.30447 | 755.8752 | 5.0004e-05 | 756.5856 | 0.00289 | 542.5336 | 0.49792
| 502.0788 | 0 | 547.7748 | 0.0021903 | 547.2595 | 0.0017121 | 502.0788 | 0 | 547.7748 | 0.00033297 | 547.2595 | 0.00031885 | 540.85 | 0.00023453 | 547.2595 | 0.00051722 | 547.7748 | 0.00033662 | 542.7554 | 0.0035231 | 547.7748 | 0.050524 | 547.7748 | 0.25825 | 547.7748 | 0.0022404 | 542.7554 | 0.0022433 | 547.7748 | 0 | 547.2595 | -6.9277e-05 | 756.7504 | 0.30389 | 756.0401 | 0 | 756.7504 | 0.00309 | 542.7554 | 0.49863
| 502.1929 | 0.00115 | 548.0011 | 0.0024217 | 547.4861 | 0.0020351 | 502.1929 | 0.00255 | 548.0011 | 0.0012157 | 547.4861 | 0.00061152 | 541.0749 | 0.00050337 | 547.4861 | 0.0014647 | 548.0011 | 0.0010192 | 542.9772 | 0.0046541 | 548.0011 | 0.050312 | 548.0011 | 0.25437 | 548.0011 | 0.003329 | 542.9772 | 0.0032578 | 548.0011 | 0.00045182 | 547.4861 | 0.0006175 | 756.9152 | 0.30955 | 756.2049 | 5.0004e-05 | 756.9152 | 0.00293 | 542.9772 | 0.50231
| 502.307 | 0 | 548.2274 | 0.002336 | 547.7128 | 0.0019258 | 502.307 | 0 | 548.2274 | 0.00046874 | 547.7128 | 0.0001736 | 541.2998 | 0.00023604 | 547.7128 | 0.00049679 | 548.2274 | 0.00017986 | 543.199 | 0.0044831 | 548.2274 | 0.048893 | 548.2274 | 0.25052 | 548.2274 | 0.0026994 | 543.199 | 0.0014719 | 548.2274 | 0 | 547.7128 | -0.00039947 | 757.08 | 0.31693 | 756.3698 | 0 | 757.08 | 0.00312 | 543.199 | 0.50013
| 502.4211 | 0.00127 | 548.4538 | 0.0033192 | 547.9394 | 0.0019219 | 502.4211 | 0.0018 | 548.4538 | 0.00068512 | 547.9394 | 0.0010175 | 541.5248 | 0.00051722 | 547.9394 | 0.0012421 | 548.4538 | 0.00088961 | 543.4208 | 0.0046089 | 548.4538 | 0.048483 | 548.4538 | 0.24634 | 548.4538 | 0.0036624 | 543.4208 | 0.003039 | 548.4538 | 0.00051362 | 547.9394 | 0.00061473 | 757.2448 | 0.32165 | 756.5346 | 3.0002e-05 | 757.2448 | 0.00301 | 543.4208 | 0.49976
| 502.5351 | 0 | 548.6801 | 0.0023633 | 548.1661 | 0.001772 | 502.5351 | 0 | 548.6801 | 0.00039431 | 548.1661 | -6.5076e-05 | 541.7497 | 0.00011516 | 548.1661 | 0.00057751 | 548.6801 | 0.00016087 | 543.6426 | 0.0044642 | 548.6801 | 0.047264 | 548.6801 | 0.24301 | 548.6801 | 0.0028329 | 543.6426 | -0.00095772 | 548.6801 | 0 | 548.1661 | -0.00070436 | 757.4096 | 0.31922 | 756.6995 | 0 | 757.4096 | 0.00325 | 543.6426 | 0.50083
| 502.6492 | 0.00080555 | 548.9065 | 0.0026115 | 548.3928 | 0.002032 | 502.6492 | 0.00057222 | 548.9065 | 0.0012248 | 548.3928 | 0.00093954 | 541.9747 | 0.0005807 | 548.3928 | 0.0013893 | 548.9065 | 0.0010595 | 543.8644 | 0.0039182 | 548.9065 | 0.046924 | 548.9065 | 0.23944 | 548.9065 | 0.0039328 | 543.8644 | 0.00026679 | 548.9065 | 0.00040184 | 548.3928 | 0.00047401 | 757.5744 | 0.31852 | 756.8643 | 8.9995e-05 | 757.5744 | 0.00307 | 543.8644 | 0.50168
| 502.7633 | 0 | 549.1329 | 0.0024204 | 548.6194 | 0.0020146 | 502.7633 | 0 | 549.1329 | -4.2301e-05 | 548.6194 | 0.00015236 | 542.1996 | 8.0037e-05 | 548.6194 | 0.00057423 | 549.1329 | 0.00053442 | 544.0862 | 0.0045163 | 549.1329 | 0.045467 | 549.1329 | 0.23509 | 549.1329 | 0.0034627 | 544.0862 | 2.5218e-05 | 549.1329 | 0 | 548.6195 | -0.00014446 | 757.7392 | 0.32716 | 757.0292 | 0 | 757.7392 | 0.0033 | 544.0862 | 0.50499
| 502.8774 | 0.00048213 | 549.3593 | 0.0029731 | 548.8462 | 0.0019055 | 502.8774 | 0.0014 | 549.3593 | 0.0015944 | 548.8462 | 0.00082758 | 542.4246 | 0.00064096 | 548.8462 | 0.0013354 | 549.3592 | 0.0012075 | 544.308 | 0.0055295 | 549.3592 | 0.045594 | 549.3593 | 0.23144 | 549.3592 | 0.0036934 | 544.308 | 0.0013292 | 549.3592 | 0.00045097 | 548.8461 | 0.00048748 | 757.904 | 0.32212 | 757.1941 | 1.0001e-05 | 757.904 | 0.00313 | 544.308 | 0.50491
| 502.9915 | 0 | 549.5856 | 0.0020792 | 549.0729 | 0.0019118 | 502.9915 | 0 | 549.5856 | 0.00046604 | 549.0729 | 0.00015496 | 542.6495 | 0.00031467 | 549.0729 | 0.00063305 | 549.5856 | 0.00037466 | 544.5299 | 0.0031854 | 549.5856 | 0.043925 | 549.5856 | 0.2289 | 549.5856 | 0.0031606 | 544.5299 | -0.00017649 | 549.5856 | 0 | 549.0729 | -0.00042275 | 758.0688 | 0.33889 | 757.359 | 0 | 758.0688 | 0.00334 | 544.5299 | 0.50514
| 503.1057 | 0.00023058 | 549.8121 | 0.0031859 | 549.2996 | 0.0018774 | 503.1057 | 0.00116 | 549.8121 | 0.0012702 | 549.2996 | 0.0010114 | 542.8746 | 0.00054371 | 549.2996 | 0.0013462 | 549.8121 | 0.0011715 | 544.7518 | 0.0047409 | 549.8121 | 0.044413 | 549.8121 | 0.22688 | 549.8121 | 0.0041117 | 544.7518 | 0.00065864 | 549.8121 | 0.00057116 | 549.2996 | 0.00061466 | 758.2336 | 0.34466 | 757.5239 | 5.0004e-05 | 758.2336 | 0.00305 | 544.7518 | 0.50835
| 503.2198 | 0 | 550.0385 | 0.0018621 | 549.5263 | 0.0017619 | 503.2198 | 0 | 550.0385 | 0.00024094 | 549.5263 | 0.00048336 | 543.0995 | 0.00026538 | 549.5263 | 0.00062873 | 550.0385 | 0.00031192 | 544.9736 | 0.0024029 | 550.0385 | 0.04289 | 550.0385 | 0.22369 | 550.0385 | 0.0033252 | 544.9736 | -0.00082135 | 550.0385 | 0 | 549.5263 | -0.00052593 | 758.3985 | 0.34564 | 757.6887 | 0 | 758.3985 | 0.00322 | 544.9736 | 0.50435
| 503.3339 | 0.00019465 | 550.2649 | 0.003681 | 549.7531 | 0.0018639 | 503.3339 | 0.00114 | 550.2649 | 0.0015395 | 549.7531 | 0.0008345 | 543.3246 | 0.00052443 | 549.7531 | 0.0013511 | 550.2649 | 0.00079312 | 545.1956 | 0.0041654 | 550.2649 | 0.042939 | 550.2649 | 0.22172 | 550.2649 | 0.0047067 | 545.1956 | 0.0014666 | 550.2649 | 0.00040591 | 549.7531 | 0.00059616 | 758.5633 | 0.34746 | 757.8536 | 3.0002e-05 | 758.5633 | 0.00304 | 545.1956 | 0.50765
| 503.448 | 0 | 550.4913 | 0.0027901 | 549.9798 | 0.0018509 | 503.448 | 0 | 550.4913 | 0.0006971 | 549.9798 | 0.0003187 | 543.5496 | 0.00026629 | 549.9798 | 0.00057207 | 550.4914 | 0.00028756 | 545.4174 | 0.0035897 | 550.4914 | 0.041878 | 550.4913 | 0.21856 | 550.4914 | 0.0038636 | 545.4174 | -4.0613e-05 | 550.4913 | 0 | 549.9799 | -0.00017777 | 758.7281 | 0.34727 | 758.0185 | 0 | 758.7281 | 0.00325 | 545.4174 | 0.50087
| 503.5621 | 0 | 550.7178 | 0.0035817 | 550.2066 | 0.0020291 | 503.5621 | 0.00072829 | 550.7178 | 0.0013228 | 550.2066 | 0.00081626 | 543.7747 | 0.0004996 | 550.2066 | 0.0013461 | 550.7178 | 0.0013507 | 545.6393 | 0.0046489 | 550.7178 | 0.042073 | 550.7178 | 0.21637 | 550.7178 | 0.0048279 | 545.6393 | 0.0022437 | 550.7178 | 0.0006652 | 550.2066 | 0.00045923 | 758.893 | 0.35282 | 758.1834 | 6.9993e-05 | 758.893 | 0.00307 | 545.6393 | 0.50197
| 503.6762 | 0 | 550.9443 | 0.0026352 | 550.4334 | 0.0019011 | 503.6762 | 0 | 550.9443 | 0.00055683 | 550.4334 | 0.00026506 | 543.9997 | 0.00026149 | 550.4334 | 0.00059162 | 550.9443 | 0.00031864 | 545.8613 | 0.0035562 | 550.9443 | 0.040432 | 550.9443 | 0.21297 | 550.9443 | 0.0040064 | 545.8613 | -0.00030399 | 550.9443 | 0 | 550.4334 | -0.00013801 | 759.0578 | 0.35452 | 758.3483 | 0 | 759.0578 | 0.00323 | 545.8613 | 0.50309
| 503.7904 | 0.0006079 | 551.1708 | 0.0035603 | 550.6602 | 0.0019941 | 503.7904 | 0.00127 | 551.1708 | 0.0012674 | 550.6602 | 0.0012901 | 544.2247 | 0.00060483 | 550.6602 | 0.0014259 | 551.1708 | 0.0011624 | 546.0832 | 0.0050014 | 551.1708 | 0.040576 | 551.1708 | 0.2105 | 551.1708 | 0.005123 | 546.0832 | 0.0016586 | 551.1708 | 0.00060024 | 550.6602 | 0.00034748 | 759.2227 | 0.36079 | 758.5132 | 5.0004e-05 | 759.2227 | 0.00309 | 546.0832 | 0.50206
| 503.9045 | 0 | 551.3973 | 0.0019805 | 550.887 | 0.0013832 | 503.9045 | 0 | 551.3973 | 0.00079127 | 550.887 | 0.00024247 | 544.4498 | 0.00020322 | 550.887 | 0.00053879 | 551.3973 | 0.00076698 | 546.3051 | 0.0034262 | 551.3973 | 0.039336 | 551.3973 | 0.20718 | 551.3973 | 0.0043597 | 546.3051 | -6.9879e-05 | 551.3973 | 0 | 550.887 | -0.0003378 | 759.3875 | 0.36441 | 758.6782 | 0 | 759.3875 | 0.00333 | 546.3051 | 0.50077
| 504.0186 | 0.00062587 | 551.6238 | 0.0032344 | 551.1139 | 0.0018256 | 504.0186 | 0.0014 | 551.6238 | 0.00087178 | 551.1139 | 0.00056629 | 544.6749 | 0.00050439 | 551.1139 | 0.0013551 | 551.6238 | 0.0011311 | 546.527 | 0.0039886 | 551.6238 | 0.039455 | 551.6238 | 0.204 | 551.6238 | 0.0054972 | 546.527 | 0.0022174 | 551.6238 | 0.000543 | 551.1138 | 0.00064864 | 759.5524 | 0.37115 | 758.8431 | 6.9993e-05 | 759.5524 | 0.0032 | 546.527 | 0.49908
| 504.1328 | 0 | 551.8503 | 0.0020427 | 551.3407 | 0.0017271 | 504.1328 | 0 | 551.8503 | 0.00075462 | 551.3407 | 0.00029813 | 544.9 | 0.0001484 | 551.3407 | 0.00049096 | 551.8503 | 0.00032476 | 546.749 | 0.0034392 | 551.8503 | 0.037467 | 551.8503 | 0.20031 | 551.8503 | 0.0046795 | 546.749 | -0.001032 | 551.8503 | 0 | 551.3407 | -0.00028511 | 759.7172 | 0.37104 | 759.008 | 0 | 759.7172 | 0.00339 | 546.749 | 0.50049
| 504.2469 | 0.00147 | 552.0768 | 0.0027104 | 551.5675 | 0.0019279 | 504.2469 | 0.00166 | 552.0768 | 0.0014359 | 551.5675 | 0.00060302 | 545.1251 | 0.00042623 | 551.5675 | 0.001296 | 552.0768 | 0.00099382 | 546.9709 | 0.0038492 | 552.0768 | 0.037751 | 552.0768 | 0.19788 | 552.0768 | 0.00617 | 546.9709 | 0.002024 | 552.0768 | 0.00075451 | 551.5675 | 0.00069818 | 759.8821 | 0.37834 | 759.1729 | 3.0002e-05 | 759.8821 | 0.00319 | 546.971 | 0.50184
| 504.361 | 0 | 552.3033 | 0.0018295 | 551.7944 | 0.0018757 | 504.361 | 0 | 552.3033 | 0.0006325 | 551.7944 | -0.00021285 | 545.3502 | 0.00018961 | 551.7944 | 0.00065902 | 552.3034 | 0.0003925 | 547.1929 | 0.0026785 | 552.3034 | 0.036621 | 552.3033 | 0.19393 | 552.3034 | 0.0048531 | 547.1929 | 0.00042448 | 552.3033 | 0 | 551.7944 | -0.00046122 | 760.047 | 0.38064 | 759.3379 | 0 | 760.047 | 0.00337 | 547.1929 | 0.50144
| 504.4752 | 0.00169 | 552.5299 | 0.0030464 | 552.0213 | 0.0019634 | 504.4752 | 0.00091902 | 552.5299 | 0.001522 | 552.0213 | 0.0007971 | 545.5753 | 0.00065073 | 552.0213 | 0.0013574 | 552.5299 | 0.0013319 | 547.4149 | 0.0041747 | 552.5299 | 0.036703 | 552.5299 | 0.19143 | 552.5299 | 0.0062434 | 547.4149 | 0.0030405 | 552.5299 | 0.00047621 | 552.0213 | 0.00048887 | 760.2118 | 0.38124 | 759.5028 | 6.9993e-05 | 760.2118 | 0.00322 | 547.4149 | 0.50278
| 504.5894 | 0 | 552.7565 | 0.0024325 | 552.2482 | 0.001778 | 504.5894 | 0 | 552.7565 | 6.3765e-05 | 552.2482 | 0.00022847 | 545.8004 | 0.00024599 | 552.2482 | 0.00045757 | 552.7565 | 0.0001673 | 547.6369 | 0.0030536 | 552.7565 | 0.035254 | 552.7565 | 0.18834 | 552.7565 | 0.0053625 | 547.6369 | 0.00114 | 552.7565 | 0 | 552.2482 | -0.00020508 | 760.3767 | 0.38132 | 759.6677 | 0 | 760.3767 | 0.00339 | 547.6369 | 0.49913
| 504.7035 | 0.00084148 | 552.983 | 0.0030523 | 552.4751 | 0.001948 | 504.7035 | 0.00123 | 552.983 | 0.00082796 | 552.4751 | 0.00067177 | 546.0256 | 0.00051591 | 552.4751 | 0.0012649 | 552.9831 | 0.0009874 | 547.8589 | 0.0032712 | 552.9831 | 0.035828 | 552.983 | 0.18626 | 552.9831 | 0.0063985 | 547.8589 | 3.0199e-05 | 552.983 | 0.00050258 | 552.4751 | 0.00032556 | 760.5416 | 0.38984 | 759.8327 | 5.0004e-05 | 760.5416 | 0.00314 | 547.8589 | 0.49916
| 504.8177 | 0 | 553.2097 | 0.002446 | 552.702 | 0.0018258 | 504.8177 | 0 | 553.2097 | 0.0010837 | 552.702 | 0.00025394 | 546.2507 | 0.00034555 | 552.702 | 0.00050482 | 553.2096 | 0.00019544 | 548.0809 | 0.0031393 | 553.2096 | 0.03389 | 553.2097 | 0.18325 | 553.2096 | 0.0056909 | 548.0809 | -0.0007614 | 553.2097 | 0 | 552.702 | -0.00034866 | 760.7065 | 0.39124 | 759.9976 | 0 | 760.7065 | 0.00336 | 548.0809 | 0.49721
| 504.9318 | 0.000554 | 553.4363 | 0.0026439 | 552.9289 | 0.0018728 | 504.9318 | 0.00111 | 553.4363 | 0.0012631 | 552.9289 | 0.00088667 | 546.4759 | 0.00053058 | 552.9289 | 0.0012301 | 553.4362 | 0.0010649 | 548.303 | 0.0029827 | 553.4362 | 0.034015 | 553.4363 | 0.18053 | 553.4362 | 0.0067518 | 548.303 | 0.0017236 | 553.4363 | 0.00060597 | 552.9289 | 0.00050962 | 760.8714 | 0.40158 | 760.1626 | 5.0004e-05 | 760.8714 | 0.00321 | 548.303 | 0.50043
| 505.046 | 0 | 553.6628 | 0.0028841 | 553.1558 | 0.0016614 | 505.046 | 0 | 553.6628 | 0.00032395 | 553.1558 | 0.0004224 | 546.701 | 0.00018112 | 553.1558 | 0.00047663 | 553.6629 | 0.00017345 | 548.525 | 0.0025994 | 553.6629 | 0.032823 | 553.6628 | 0.17701 | 553.6629 | 0.0059494 | 548.525 | 0.00039952 | 553.6628 | 0 | 553.1558 | -0.00032149 | 761.0363 | 0.40383 | 760.3276 | 0 | 761.0363 | 0.00341 | 548.525 | 0.49885
| 505.1602 | 0.00149 | 553.8895 | 0.0036812 | 553.3828 | 0.0018987 | 505.1602 | 0.00116 | 553.8895 | 0.0020285 | 553.3828 | 0.0010034 | 546.9263 | 0.00044954 | 553.3828 | 0.0013323 | 553.8895 | 0.0010245 | 548.7471 | 0.0034744 | 553.8895 | 0.033186 | 553.8895 | 0.17475 | 553.8895 | 0.0070087 | 548.7471 | 0.0015015 | 553.8895 | 0.00063297 | 553.3828 | 0.00044586 | 761.2012 | 0.40586 | 760.4925 | 5.0004e-05 | 761.2012 | 0.0032 | 548.7471 | 0.50517
| 505.2743 | 0 | 554.1161 | 0.0023883 | 553.6097 | 0.0016173 | 505.2743 | 0 | 554.1161 | 0.00067401 | 553.6097 | 0.00054736 | 547.1514 | 0.00013567 | 553.6097 | 0.00054222 | 554.1161 | 4.8419e-05 | 548.9691 | 0.0020014 | 554.1161 | 0.031819 | 554.1161 | 0.17202 | 554.1161 | 0.0066487 | 548.9691 | -0.00095498 | 554.1161 | 0 | 553.6097 | -0.00075546 | 761.3661 | 0.40957 | 760.6575 | 0 | 761.3661 | 0.00337 | 548.9691 | 0.50172
| 505.3885 | 0.00098522 | 554.3428 | 0.002747 | 553.8367 | 0.0018571 | 505.3885 | 0.00095371 | 554.3428 | 0.0011227 | 553.8367 | 0.001057 | 547.3766 | 0.00044132 | 553.8367 | 0.0013032 | 554.3428 | 0.0014533 | 549.1912 | 0.0044757 | 554.3428 | 0.032544 | 554.3428 | 0.17089 | 554.3428 | 0.0072909 | 549.1912 | 0.0019972 | 554.3428 | 0.00045276 | 553.8367 | 0.0006671 | 761.531 | 0.40918 | 760.8225 | 5.0004e-05 | 761.531 | 0.00318 | 549.1912 | 0.50195
| 505.5027 | 0 | 554.5695 | 0.0030379 | 554.0637 | 0.0016333 | 505.5027 | 0 | 554.5695 | 0.00024655 | 554.0637 | 0.00016418 | 547.6019 | 0.00019302 | 554.0637 | 0.0004081 | 554.5694 | 0.0002815 | 549.4133 | 0.0031869 | 554.5694 | 0.031024 | 554.5695 | 0.16731 | 554.5694 | 0.0067584 | 549.4133 | -0.00030094 | 554.5695 | 0 | 554.0637 | -0.00023502 | 761.6959 | 0.41828 | 760.9874 | 0 | 761.6959 | 0.00332 | 549.4133 | 0.4995
| 505.6169 | 0.0005001 | 554.7961 | 0.0031774 | 554.2907 | 0.0017605 | 505.6169 | 0.00154 | 554.7961 | 0.0016016 | 554.2907 | 0.00088678 | 547.8271 | 0.00044066 | 554.2907 | 0.0012274 | 554.7961 | 0.0010123 | 549.6353 | 0.0044625 | 554.7961 | 0.031065 | 554.7961 | 0.16545 | 554.7961 | 0.0081677 | 549.6353 | 0.00054519 | 554.7961 | 0.0005585 | 554.2907 | 0.00042306 | 761.8609 | 0.4214 | 761.1524 | 6.9993e-05 | 761.8609 | 0.00306 | 549.6353 | 0.50111
| 505.7311 | 0 | 555.0228 | 0.0024631 | 554.5177 | 0.0017282 | 505.7311 | 0 | 555.0228 | 0.00043388 | 554.5177 | -0.00032784 | 548.0524 | 0.00017459 | 554.5177 | 0.00049645 | 555.0228 | 0.00021761 | 549.8574 | 0.003315 | 555.0228 | 0.030109 | 555.0228 | 0.16246 | 555.0228 | 0.0073554 | 549.8574 | -0.0019125 | 555.0228 | 0 | 554.5177 | -4.6656e-05 | 762.0258 | 0.42942 | 761.3174 | 0 | 762.0258 | 0.00334 | 549.8574 | 0.50075
| 505.8453 | 0 | 555.2495 | 0.0039804 | 554.7447 | 0.0016436 | 505.8453 | 0.00137 | 555.2495 | 0.0010389 | 554.7447 | 0.00099264 | 548.2776 | 0.00040737 | 554.7447 | 0.0012763 | 555.2495 | 0.0010529 | 550.0795 | 0.0029541 | 555.2495 | 0.030733 | 555.2495 | 0.16115 | 555.2495 | 0.0085764 | 550.0795 | 0.0021064 | 555.2495 | 0.00063709 | 554.7447 | 0.00053289 | 762.1907 | 0.43327 | 761.4824 | 6.9993e-05 | 762.1907 | 0.00319 | 550.0795 | 0.50223
| 505.9595 | 0 | 555.4762 | 0.0023042 | 554.9718 | 0.0016784 | 505.9595 | 0 | 555.4762 | 0.00037561 | 554.9718 | 7.4701e-05 | 548.5029 | 0.00016371 | 554.9718 | 0.0004436 | 555.4762 | 0.00046585 | 550.3016 | 0.0016302 | 555.4762 | 0.029158 | 555.4762 | 0.15867 | 555.4762 | 0.0077251 | 550.3016 | -0.00026007 | 555.4762 | 0 | 554.9718 | -0.00029193 | 762.3557 | 0.43121 | 761.6474 | 0 | 762.3557 | 0.00354 | 550.3016 | 0.49927
| 506.0736 | 0.00109 | 555.7029 | 0.002747 | 555.1988 | 0.0017279 | 506.0736 | 0.00168 | 555.7029 | 0.001231 | 555.1988 | 0.0007956 | 548.7281 | 0.00048569 | 555.1988 | 0.0012582 | 555.7029 | 0.00083407 | 550.5238 | 0.003269 | 555.7029 | 0.029057 | 555.7029 | 0.15666 | 555.7029 | 0.0088108 | 550.5238 | 0.0033827 | 555.7029 | 0.00056984 | 555.1988 | 0.0001334 | 762.5206 | 0.43863 | 761.8124 | 6.9993e-05 | 762.5206 | 0.00332 | 550.5238 | 0.50439
| 506.1879 | 0 | 555.9297 | 0.0025404 | 555.4259 | 0.0015462 | 506.1879 | 0 | 555.9297 | 0.0004518 | 555.4259 | -0.00022372 | 548.9534 | 0.00019578 | 555.4259 | 0.00043903 | 555.9297 | 0.00025116 | 550.7459 | 0.0025151 | 555.9297 | 0.027922 | 555.9297 | 0.15409 | 555.9297 | 0.0084905 | 550.7459 | 0.00030875 | 555.9297 | 0 | 555.4259 | -0.0002757 | 762.6855 | 0.44155 | 761.9774 | 0 | 762.6855 | 0.00356 | 550.7459 | 0.50059
| 506.3021 | 0.00051807 | 556.1564 | 0.003166 | 555.6529 | 0.0018347 | 506.3021 | 0.00104 | 556.1564 | 0.002294 | 555.6529 | 0.0006429 | 549.1787 | 0.00031118 | 555.6529 | 0.0013013 | 556.1564 | 0.00080499 | 550.9681 | 0.0035135 | 556.1564 | 0.028571 | 556.1564 | 0.1524 | 556.1564 | 0.0095585 | 550.9681 | 0.0020337 | 556.1564 | 0.00063592 | 555.6529 | 0.00045801 | 762.8505 | 0.45212 | 762.1424 | 3.0002e-05 | 762.8505 | 0.00334 | 550.9681 | 0.50026
| 506.4163 | 0 | 556.3832 | 0.0025489 | 555.88 | 0.0017542 | 506.4163 | 0 | 556.3832 | 0.0002894 | 555.88 | 0.00041118 | 549.404 | 0.00016134 | 555.88 | 0.00051 | 556.3832 | 7.8933e-05 | 551.1902 | 0.0022416 | 556.3832 | 0.026809 | 556.3832 | 0.14968 | 556.3832 | 0.0090238 | 551.1902 | -0.001894 | 556.3832 | 4.6892e-05 | 555.88 | -0.00028954 | 763.0154 | 0.45269 | 762.3075 | 0 | 763.0154 | 0.0036 | 551.1902 | 0.50076
| 506.5305 | 0.00131 | 556.6099 | 0.003714 | 556.1071 | 0.0017712 | 506.5305 | 0.00065893 | 556.6099 | 0.0013284 | 556.1071 | 0.0010519 | 549.6293 | 0.00050246 | 556.1071 | 0.001197 | 556.6099 | 0.0010028 | 551.4124 | 0.0031126 | 556.6099 | 0.027458 | 556.6099 | 0.14698 | 556.6099 | 0.010039 | 551.4124 | 0.0017395 | 556.6099 | 0.00065739 | 556.1071 | 0.00043886 | 763.1804 | 0.45875 | 762.4725 | 6.9993e-05 | 763.1804 | 0.00332 | 551.4124 | 0.50235
| 506.6447 | 0 | 556.8367 | 0.0023509 | 556.3342 | 0.0015546 | 506.6447 | 0 | 556.8367 | -2.0233e-05 | 556.3342 | 8.6852e-05 | 549.8547 | 0.00022614 | 556.3342 | 0.00040457 | 556.8367 | 0.00040547 | 551.6346 | 0.0032946 | 556.8367 | 0.026265 | 556.8367 | 0.14464 | 556.8367 | 0.0094997 | 551.6346 | -0.00073297 | 556.8367 | 0 | 556.3342 | -0.00039789 | 763.3454 | 0.46256 | 762.6375 | 0 | 763.3454 | 0.00349 | 551.6346 | 0.50097
| 506.7589 | 0.00024855 | 557.0635 | 0.0029714 | 556.5613 | 0.0017062 | 506.7589 | 0.00248 | 557.0635 | 0.00096589 | 556.5613 | 0.00076767 | 550.08 | 0.00058293 | 556.5613 | 0.0013072 | 557.0635 | 0.0010772 | 551.8568 | 0.0025721 | 557.0635 | 0.026393 | 557.0635 | 0.14228 | 557.0635 | 0.010873 | 551.8568 | 0.0012842 | 557.0635 | 0.00064174 | 556.5613 | 0.00044289 | 763.5103 | 0.46988 | 762.8025 | 5.0004e-05 | 763.5103 | 0.00329 | 551.8568 | 0.50564
| 506.8731 | 0 | 557.2903 | 0.0025177 | 556.7885 | 0.0016277 | 506.8731 | 0 | 557.2903 | 0.00091185 | 556.7885 | -0.00019614 | 550.3053 | 6.2311e-05 | 556.7885 | 0.00032693 | 557.2903 | 0.00033783 | 552.079 | 0.0022129 | 557.2903 | 0.025252 | 557.2903 | 0.13986 | 557.2903 | 0.010252 | 552.079 | -0.00023448 | 557.2903 | 0 | 556.7885 | -0.00011786 | 763.6753 | 0.4723 | 762.9676 | 0 | 763.6753 | 0.00362 | 552.079 | 0.50235
| 506.9874 | 0 | 557.5172 | 0.0031135 | 557.0156 | 0.001714 | 506.9874 | 0.0018 | 557.5172 | 0.0011656 | 557.0156 | 0.00088523 | 550.5307 | 0.00057032 | 557.0156 | 0.0012439 | 557.5171 | 0.0012809 | 552.3012 | 0.0024743 | 557.5171 | 0.02587 | 557.5172 | 0.13806 | 557.5171 | 0.011129 | 552.3012 | 0.0020666 | 557.5172 | 0.00080973 | 557.0156 | -6.6663e-05 | 763.8403 | 0.47647 | 763.1326 | 6.9993e-05 | 763.8403 | 0.00342 | 552.3012 | 0.50761
| 507.1016 | 0 | 557.744 | 0.0025313 | 557.2428 | 0.0014267 | 507.1016 | 0 | 557.744 | 0.00084568 | 557.2428 | 0.00012994 | 550.756 | 0.00018634 | 557.2428 | 0.00037619 | 557.744 | 0.0003672 | 552.5234 | 0.0024265 | 557.744 | 0.02395 | 557.744 | 0.1352 | 557.744 | 0.010645 | 552.5234 | -7.0859e-05 | 557.744 | 0 | 557.2428 | -0.00029074 | 764.0053 | 0.48151 | 763.2976 | 0 | 764.0053 | 0.0036 | 552.5234 | 0.50821
| 507.2158 | 0.00064383 | 557.9708 | 0.0032276 | 557.4699 | 0.0017784 | 507.2158 | 0.00104 | 557.9708 | 0.0010047 | 557.4699 | 0.0008076 | 550.9814 | 0.00032347 | 557.4699 | 0.0011449 | 557.9708 | 0.0010404 | 552.7457 | 0.0038085 | 557.9708 | 0.025005 | 557.9708 | 0.13391 | 557.9708 | 0.0119 | 552.7457 | 0.001857 | 557.9708 | 0.00078471 | 557.4699 | 0.00058048 | 764.1703 | 0.48442 | 763.4627 | 3.0002e-05 | 764.1703 | 0.00332 | 552.7457 | 0.50774
| 507.3301 | 0 | 558.1977 | 0.0029173 | 557.6971 | 0.0016526 | 507.3301 | 0 | 558.1977 | 0.00038998 | 557.6971 | -0.00021779 | 551.2068 | 0.00023536 | 557.6971 | 0.00033307 | 558.1977 | 4.1926e-05 | 552.9679 | 0.0023927 | 558.1977 | 0.02333 | 558.1977 | 0.1315 | 558.1977 | 0.01119 | 552.9679 | -0.0011189 | 558.1977 | 0 | 557.6971 | -0.00021621 | 764.3352 | 0.48525 | 763.6277 | 0 | 764.3352 | 0.00362 | 552.9679 | 0.5055
| 507.4443 | 0.00138 | 558.4246 | 0.0028758 | 557.9243 | 0.0018017 | 507.4443 | 0.00113 | 558.4246 | 0.0014955 | 557.9243 | 0.00095486 | 551.4322 | 0.00038946 | 557.9243 | 0.001253 | 558.4245 | 0.0010012 | 553.1902 | 0.0022709 | 558.4245 | 0.024164 | 558.4246 | 0.12939 | 558.4245 | 0.012757 | 553.1902 | 0.00079171 | 558.4246 | 0.00083935 | 557.9243 | 0.00035232 | 764.5003 | 0.49098 | 763.7928 | 6.9993e-05 | 764.5003 | 0.00346 | 553.1902 | 0.50872
| 507.5585 | 0 | 558.6514 | 0.0026674 | 558.1515 | 0.0015355 | 507.5585 | 0 | 558.6514 | 0.00054695 | 558.1515 | 0.00029442 | 551.6577 | 0.00041939 | 558.1515 | 0.00038305 | 558.6514 | 0.00017163 | 553.4124 | 0.0014875 | 558.6514 | 0.022652 | 558.6514 | 0.12648 | 558.6514 | 0.011765 | 553.4124 | 0.00080181 | 558.6514 | 0 | 558.1515 | -0.00014873 | 764.6653 | 0.50186 | 763.9579 | 0 | 764.6653 | 0.00372 | 553.4124 | 0.50664
| 507.6728 | 0.00066181 | 558.8783 | 0.0030272 | 558.3787 | 0.0016853 | 507.6728 | 0.00194 | 558.8783 | 0.0015261 | 558.3787 | 0.00066583 | 551.8831 | 0.00054836 | 558.3787 | 0.0011335 | 558.8783 | 0.0012452 | 553.6347 | 0.0046274 | 558.8783 | 0.023068 | 558.8783 | 0.12472 | 558.8783 | 0.01337 | 553.6347 | 0.0023432 | 558.8783 | 0.00055378 | 558.3787 | 0.0001638 | 764.8302 | 0.50428 | 764.1229 | 8.9995e-05 | 764.8302 | 0.00347 | 553.6347 | 0.50513
| 507.787 | 0 | 559.1052 | 0.0021452 | 558.606 | 0.001717 | 507.787 | 0 | 559.1052 | 0.0007547 | 558.606 | 0.00012344 | 552.1085 | 0.00014906 | 558.606 | 0.00044987 | 559.1052 | 0.0005605 | 553.857 | 0.00077397 | 559.1052 | 0.022294 | 559.1052 | 0.12225 | 559.1052 | 0.012532 | 553.857 | -0.00026284 | 559.1052 | 0 | 558.606 | -0.00014876 | 764.9953 | 0.51137 | 764.288 | 0 | 764.9953 | 0.00365 | 553.857 | 0.50557
| 507.9013 | 0.00134 | 559.3321 | 0.0028996 | 558.8332 | 0.0018943 | 507.9013 | 0.00114 | 559.3321 | 0.0010154 | 558.8332 | 0.00070908 | 552.3339 | 0.00027227 | 558.8332 | 0.0011243 | 559.3321 | 0.0013867 | 554.0793 | 0.0021846 | 559.3321 | 0.022458 | 559.3321 | 0.12096 | 559.3321 | 0.013949 | 554.0793 | 0.0022479 | 559.3321 | 0.00076954 | 558.8332 | 0.00044419 | 765.1603 | 0.51718 | 764.4531 | 6.9993e-05 | 765.1603 | 0.00345 | 554.0793 | 0.50566
| 508.0156 | 0 | 559.559 | 0.0014413 | 559.0604 | 0.0016222 | 508.0156 | 0 | 559.559 | 0.00035317 | 559.0604 | 0.00068017 | 552.5594 | 6.8814e-05 | 559.0604 | 0.00033592 | 559.559 | 0.00033209 | 554.3016 | 0.0013352 | 559.559 | 0.02124 | 559.559 | 0.11803 | 559.559 | 0.013135 | 554.3016 | -0.00043152 | 559.559 | 0.00012931 | 559.0604 | -0.00037455 | 765.3253 | 0.5206 | 764.6182 | 0 | 765.3253 | 0.00372 | 554.3016 | 0.50213
| 508.1298 | 0.00082352 | 559.7859 | 0.0032268 | 559.2877 | 0.0017551 | 508.1298 | 0.00139 | 559.7859 | 0.0011241 | 559.2877 | 0.00073882 | 552.7849 | 0.00049001 | 559.2877 | 0.0012157 | 559.786 | 0.0010718 | 554.5239 | 0.0032645 | 559.786 | 0.021632 | 559.7859 | 0.11711 | 559.786 | 0.014697 | 554.5239 | 0.00020211 | 559.7859 | 0.00071553 | 559.2877 | 0.00046583 | 765.4903 | 0.52801 | 764.7833 | 3.0002e-05 | 765.4903 | 0.00357 | 554.5239 | 0.50624
| 508.2441 | 0 | 560.0129 | 0.0030585 | 559.515 | 0.0016735 | 508.2441 | 0 | 560.0129 | 0.00081546 | 559.515 | -0.00019346 | 553.0103 | 0.00019373 | 559.515 | 0.00042638 | 560.0129 | 5.0949e-05 | 554.7462 | 0.0021762 | 560.0129 | 0.02019 | 560.0129 | 0.11467 | 560.0129 | 0.014401 | 554.7462 | -0.00094818 | 560.0129 | 0 | 559.515 | -0.00044072 | 765.6553 | 0.5325 | 764.9484 | 0 | 765.6553 | 0.0038 | 554.7462 | 0.50664
| 508.3584 | 0.00075165 | 560.2399 | 0.0029199 | 559.7423 | 0.0017041 | 508.3584 | 0.00048552 | 560.2399 | 0.001593 | 559.7423 | 0.00069956 | 553.2358 | 0.0004094 | 559.7423 | 0.001172 | 560.2399 | 0.0013461 | 554.9686 | 0.0030438 | 560.2399 | 0.021005 | 560.2399 | 0.11309 | 560.2399 | 0.01548 | 554.9686 | 0.0018078 | 560.2399 | 0.00071167 | 559.7423 | -0.00031234 | 765.8204 | 0.53424 | 765.1134 | 5.0004e-05 | 765.8204 | 0.00353 | 554.9686 | 0.50811
| 508.4726 | 0 | 560.4669 | 0.002068 | 559.9696 | 0.0015586 | 508.4726 | 0 | 560.4669 | 0.0002041 | 559.9696 | -8.922e-06 | 553.4613 | 0.00029354 | 559.9696 | 0.00021577 | 560.4669 | 8.9906e-05 | 555.1909 | 0.0017892 | 560.4669 | 0.02007 | 560.4669 | 0.11105 | 560.4669 | 0.015044 | 555.1909 | -0.00019849 | 560.4669 | 9.8133e-06 | 559.9696 | -0.00038657 | 765.9854 | 0.54658 | 765.2785 | 0 | 765.9854 | 0.00369 | 555.1909 | 0.50438
| 508.5869 | 0.00156 | 560.6938 | 0.0032477 | 560.1969 | 0.0017156 | 508.5869 | 0.00109 | 560.6938 | 0.0015604 | 560.1969 | 0.00045091 | 553.6868 | 0.00045105 | 560.1969 | 0.0012407 | 560.6938 | 0.0010016 | 555.4133 | 0.0029892 | 560.6938 | 0.019988 | 560.6938 | 0.1092 | 560.6938 | 0.016614 | 555.4133 | 0.0014428 | 560.6938 | 0.00093472 | 560.1969 | 0.00035785 | 766.1504 | 0.54593 | 765.4437 | 6.9993e-05 | 766.1504 | 0.00349 | 555.4133 | 0.50981
| 508.7012 | 0 | 560.9208 | 0.0024989 | 560.4242 | 0.001686 | 508.7012 | 0 | 560.9208 | 0.00079038 | 560.4242 | -8.4599e-05 | 553.9123 | 0.00026945 | 560.4242 | 0.00048094 | 560.9208 | 0.00015551 | 555.6356 | 0.0016983 | 560.9208 | 0.018875 | 560.9208 | 0.10728 | 560.9208 | 0.015731 | 555.6356 | -0.00031448 | 560.9208 | 7.7913e-05 | 560.4242 | -0.00064502 | 766.3155 | 0.55304 | 765.6088 | 0 | 766.3155 | 0.00373 | 555.6356 | 0.50585
| 508.8155 | 0.00058994 | 561.1478 | 0.0041852 | 560.6516 | 0.0018649 | 508.8155 | 0.00137 | 561.1478 | 0.00093686 | 560.6516 | 0.00076608 | 554.1378 | 0.00048628 | 560.6516 | 0.0011276 | 561.1478 | 0.0012496 | 555.858 | 0.0033249 | 561.1478 | 0.019803 | 561.1478 | 0.10563 | 561.1478 | 0.017234 | 555.858 | 0.00092074 | 561.1478 | 0.00082289 | 560.6516 | 0.00044158 | 766.4805 | 0.55583 | 765.7739 | 5.0004e-05 | 766.4805 | 0.00363 | 555.858 | 0.50976
| 508.9298 | 0 | 561.3749 | 0.0025251 | 560.8789 | 0.0014583 | 508.9298 | 0 | 561.3749 | 0.00059176 | 560.8789 | -0.00013679 | 554.3634 | 0.00020145 | 560.8789 | 0.00035915 | 561.3749 | 0.00020365 | 556.0804 | 0.002822 | 561.3749 | 0.01809 | 561.3749 | 0.10314 | 561.3749 | 0.016381 | 556.0804 | 0.0011538 | 561.3749 | 6.7768e-05 | 560.8789 | -0.0004604 | 766.6456 | 0.56339 | 765.939 | 0 | 766.6456 | 0.00381 | 556.0804 | 0.50533
| 509.0441 | 0.00111 | 561.6019 | 0.0036407 | 561.1063 | 0.0019172 | 509.0441 | 0.00118 | 561.6019 | 0.0015403 | 561.1063 | 0.00075536 | 554.5889 | 0.00038417 | 561.1063 | 0.0011701 | 561.6019 | 0.0013753 | 556.3028 | 0.0026225 | 561.6019 | 0.019467 | 561.6019 | 0.10227 | 561.6019 | 0.018275 | 556.3028 | 0.00014038 | 561.6019 | 0.00099608 | 561.1063 | 0.0007133 | 766.8107 | 0.56719 | 766.1041 | 5.0004e-05 | 766.8107 | 0.00366 | 556.3028 | 0.50219
| 509.1583 | 0 | 561.8289 | 0.0032075 | 561.3336 | 0.0015332 | 509.1583 | 0 | 561.8289 | 0.0012598 | 561.3336 | -2.8889e-05 | 554.8145 | 0.00011692 | 561.3336 | 0.00040553 | 561.8289 | 0 | 556.5252 | 0.00091057 | 561.8289 | 0.016997 | 561.8289 | 0.10028 | 561.8289 | 0.017792 | 556.5252 | 0.00041257 | 561.8289 | 0 | 561.3337 | -0.00023938 | 766.9757 | 0.57833 | 766.2692 | 0 | 766.9757 | 0.00383 | 556.5252 | 0.50447
| 509.2726 | 0.00051807 | 562.056 | 0.0033821 | 561.561 | 0.0017837 | 509.2726 | 0.00142 | 562.056 | 0.0016854 | 561.561 | 0.00090124 | 555.04 | 0.00043946 | 561.561 | 0.0011662 | 562.056 | 0.00097552 | 556.7476 | 0.0023947 | 562.056 | 0.018507 | 562.056 | 0.10004 | 562.056 | 0.019231 | 556.7476 | 0.0022018 | 562.056 | 0.0009017 | 561.561 | 0.00062736 | 767.1408 | 0.58259 | 766.4344 | 6.9993e-05 | 767.1408 | 0.00369 | 556.7476 | 0.50468
| 509.387 | 0 | 562.2831 | 0.0020401 | 561.7884 | 0.0016493 | 509.387 | 0 | 562.2831 | 0.00047611 | 561.7884 | -7.0346e-05 | 555.2656 | 0.00016471 | 561.7884 | 0.0003329 | 562.2831 | 0.00041176 | 556.97 | 0.0010961 | 562.2831 | 0.0174 | 562.2831 | 0.098214 | 562.2831 | 0.018898 | 556.97 | 0.0012165 | 562.2831 | 3.1129e-05 | 561.7884 | -0.00028354 | 767.3059 | 0.58955 | 766.5995 | 0 | 767.3059 | 0.00391 | 556.97 | 0.50471
| 509.5013 | 0.00124 | 562.5101 | 0.0036131 | 562.0158 | 0.0017456 | 509.5013 | 0.00084967 | 562.5101 | 0.001951 | 562.0158 | 0.00059901 | 555.4912 | 0.00046807 | 562.0158 | 0.0012108 | 562.5102 | 0.0011876 | 557.1925 | 0.0025558 | 562.5102 | 0.01806 | 562.5101 | 0.097055 | 562.5102 | 0.020225 | 557.1925 | 0.0021989 | 562.5101 | 0.00109 | 562.0158 | 0.00062113 | 767.4709 | 0.59501 | 766.7646 | 5.0004e-05 | 767.4709 | 0.00378 | 557.1925 | 0.50465
| 509.6156 | 0 | 562.7372 | 0.0028706 | 562.2433 | 0.0015721 | 509.6156 | 0 | 562.7372 | 0.00023231 | 562.2433 | 0.00023488 | 555.7168 | 0.00018154 | 562.2433 | 0.00031326 | 562.7372 | 0 | 557.4149 | 0.0015843 | 562.7372 | 0.016574 | 562.7372 | 0.095088 | 562.7372 | 0.020286 | 557.4149 | -0.00089067 | 562.7372 | 0.00011299 | 562.2433 | 2.4598e-06 | 767.636 | 0.60625 | 766.9298 | 0 | 767.636 | 0.00397 | 557.4149 | 0.49946
| 509.7299 | 0.00098522 | 562.9644 | 0.0040935 | 562.4707 | 0.0017201 | 509.7299 | 0.00213 | 562.9644 | 0.001783 | 562.4707 | 0.00045287 | 555.9424 | 0.00035408 | 562.4707 | 0.00098151 | 562.9643 | 0.00090541 | 557.6374 | 0.0024836 | 562.9643 | 0.017236 | 562.9644 | 0.094188 | 562.9643 | 0.021409 | 557.6374 | 0.0012196 | 562.9644 | 0.00096285 | 562.4707 | 0.00071964 | 767.8011 | 0.6079 | 767.0949 | 6.9993e-05 | 767.8011 | 0.00376 | 557.6374 | 0.50448
| 509.8442 | 0 | 563.1915 | 0.0025873 | 562.6981 | 0.0014659 | 509.8442 | 0 | 563.1915 | 0.00050687 | 562.6981 | -0.00023372 | 556.168 | 0.00016778 | 562.6981 | 0.00029549 | 563.1915 | 0.00021145 | 557.8599 | 0.0025826 | 563.1915 | 0.015425 | 563.1915 | 0.092341 | 563.1915 | 0.021456 | 557.8599 | 0.00039034 | 563.1915 | 0.00022157 | 562.6982 | -0.000217 | 767.9662 | 0.61331 | 767.2601 | 0 | 767.9662 | 0.00392 | 557.8599 | 0.50581
| 509.9585 | 0.00037433 | 563.4186 | 0.0037638 | 562.9256 | 0.0016382 | 509.9585 | 0.00182 | 563.4186 | 0.0019109 | 562.9256 | 0.00063722 | 556.3937 | 0.00046635 | 562.9256 | 0.0011223 | 563.4186 | 0.0013064 | 558.0823 | 0.0028917 | 563.4186 | 0.016804 | 563.4186 | 0.091671 | 563.4186 | 0.022719 | 558.0823 | 0.0016906 | 563.4186 | 0.00075418 | 562.9256 | 0.00073656 | 768.1313 | 0.6176 | 767.4253 | 5.0004e-05 | 768.1313 | 0.0037 | 558.0823 | 0.50425
| 510.0729 | 0 | 563.6458 | 0.0027325 | 563.1531 | 0.0014546 | 510.0729 | 0 | 563.6458 | 0.0012193 | 563.1531 | 1.0026e-05 | 556.6193 | 0.00013018 | 563.1531 | 0.00025273 | 563.6457 | 8.2537e-05 | 558.3049 | 0.0019016 | 563.6457 | 0.015443 | 563.6458 | 0.089791 | 563.6457 | 0.02266 | 558.3049 | 0.00020476 | 563.6458 | 0 | 563.1531 | -0.00055983 | 768.2964 | 0.6239 | 767.5904 | 0 | 768.2964 | 0.00383 | 558.3049 | 0.50572
| 510.1872 | 0.001 | 563.8729 | 0.0036773 | 563.3806 | 0.0018006 | 510.1872 | 0.00146 | 563.8729 | 0.0010194 | 563.3806 | 0.0012332 | 556.845 | 0.00045315 | 563.3806 | 0.0012346 | 563.8729 | 0.0010993 | 558.5273 | 0.0028395 | 563.8729 | 0.016501 | 563.8729 | 0.089194 | 563.8729 | 0.024271 | 558.5273 | 0.00040186 | 563.8729 | 0.00099795 | 563.3806 | 0.00091601 | 768.4615 | 0.63294 | 767.7556 | 5.0004e-05 | 768.4615 | 0.00374 | 558.5273 | 0.50901
| 510.3015 | 0 | 564.1 | 0.0030902 | 563.6081 | 0.0016413 | 510.3015 | 0 | 564.1 | 0.00041873 | 563.6081 | 4.3801e-05 | 557.0707 | 5.6025e-05 | 563.6081 | 0.00037353 | 564.1 | 3.7841e-05 | 558.7499 | 0.001125 | 564.1 | 0.015416 | 564.1 | 0.08758 | 564.1 | 0.024103 | 558.7499 | 0.0011941 | 564.1 | 0.00013593 | 563.6081 | -0.00056697 | 768.6266 | 0.63764 | 767.9208 | 0 | 768.6266 | 0.00403 | 558.7499 | 0.50818
| 510.4158 | 0.00084148 | 564.3272 | 0.0034955 | 563.8356 | 0.0015252 | 510.4158 | 0.00071094 | 564.3272 | 0.0010258 | 563.8356 | 0.00066596 | 557.2963 | 0.00041755 | 563.8356 | 0.0011288 | 564.3272 | 0.0009554 | 558.9724 | 0.0033682 | 564.3272 | 0.015609 | 564.3272 | 0.086543 | 564.3272 | 0.025893 | 558.9724 | 0.0025733 | 564.3272 | 0.00075447 | 563.8356 | 0.00040045 | 768.7917 | 0.63978 | 768.0859 | 3.0002e-05 | 768.7917 | 0.00391 | 558.9724 | 0.50651
| 510.5302 | 0 | 564.5544 | 0.0028195 | 564.0631 | 0.0011164 | 510.5302 | 0 | 564.5544 | 0.00061255 | 564.0631 | 6.6364e-05 | 557.522 | 0.00026421 | 564.0631 | 0.00035038 | 564.5544 | 0.00035654 | 559.1949 | 0.002072 | 564.5544 | 0.014621 | 564.5544 | 0.085036 | 564.5544 | 0.025768 | 559.1949 | 3.4573e-05 | 564.5544 | 0.00038008 | 564.0631 | 4.8873e-05 | 768.9568 | 0.64408 | 768.2511 | 0 | 768.9568 | 0.00409 | 559.1949 | 0.50412
| 510.6445 | 0.00085945 | 564.7816 | 0.0036354 | 564.2906 | 0.0015883 | 510.6445 | 0.00106 | 564.7816 | 0.00060922 | 564.2906 | 0.00094923 | 557.7477 | 0.00039715 | 564.2906 | 0.0011275 | 564.7816 | 0.00098693 | 559.4175 | 0.0032764 | 564.7816 | 0.015639 | 564.7816 | 0.083677 | 564.7816 | 0.027151 | 559.4175 | 0.00092417 | 564.7816 | 0.00097443 | 564.2906 | 0.00053123 | 769.1219 | 0.65873 | 768.4163 | 5.0004e-05 | 769.1219 | 0.00388 | 559.4175 | 0.50792
| 510.7589 | 0 | 565.0088 | 0.0028282 | 564.5182 | 0.001245 | 510.7589 | 0 | 565.0088 | 0.00047719 | 564.5182 | -9.8472e-05 | 557.9734 | 0.00023675 | 564.5182 | 0.00038145 | 565.0088 | 0.00023478 | 559.64 | 0.001146 | 565.0088 | 0.014132 | 565.0088 | 0.081976 | 565.0088 | 0.027155 | 559.64 | 0.00092226 | 565.0088 | 0.00031447 | 564.5181 | -0.00033131 | 769.2871 | 0.665 | 768.5815 | 0 | 769.2871 | 0.00419 | 559.64 | 0.50363
| 510.8732 | 0.00023058 | 565.236 | 0.0037345 | 564.7457 | 0.0015842 | 510.8732 | 0.00104 | 565.236 | 0.0013028 | 564.7457 | 0.00052788 | 558.1992 | 0.00056847 | 564.7457 | 0.0011372 | 565.236 | 0.0011962 | 559.8625 | 0.0020963 | 565.236 | 0.014944 | 565.236 | 0.08138 | 565.236 | 0.028571 | 559.8625 | 0.0016667 | 565.236 | 0.00092544 | 564.7457 | 0.00066217 | 769.4522 | 0.67241 | 768.7467 | 5.0004e-05 | 769.4522 | 0.00402 | 559.8626 | 0.50801
| 510.9876 | 0 | 565.4633 | 0.002837 | 564.9733 | 0.0015653 | 510.9876 | 0 | 565.4633 | 0.00071949 | 564.9733 | 8.7907e-05 | 558.4249 | 0.00011489 | 564.9733 | 0.00027363 | 565.4633 | 0.00036779 | 560.0851 | 0.0013003 | 565.4633 | 0.013747 | 565.4633 | 0.079586 | 565.4633 | 0.028451 | 560.0851 | 0.0013695 | 565.4633 | 0.00014017 | 564.9733 | -0.00026824 | 769.6173 | 0.67479 | 768.9119 | 0 | 769.6173 | 0.0042 | 560.0851 | 0.50596
| 511.1019 | 0 | 565.6905 | 0.0041028 | 565.2009 | 0.0015597 | 511.1019 | 0.00048552 | 565.6905 | 0.0013601 | 565.2009 | 0.00065445 | 558.6506 | 0.00043431 | 565.2009 | 0.0011561 | 565.6905 | 0.00099026 | 560.3077 | 0.0030339 | 565.6905 | 0.014252 | 565.6905 | 0.07899 | 565.6905 | 0.03045 | 560.3077 | 0.00066189 | 565.6905 | 0.00092304 | 565.2009 | 0.00034683 | 769.7825 | 0.67955 | 769.0771 | 3.0002e-05 | 769.7825 | 0.00387 | 560.3077 | 0.50861
| 511.2163 | 0 | 565.9178 | 0.0030877 | 565.4284 | 0.0013869 | 511.2163 | 0 | 565.9178 | 0.00035726 | 565.4284 | 0.00043702 | 558.8763 | 0.0001373 | 565.4284 | 0.00037498 | 565.9178 | 0.00023581 | 560.5303 | 0.0016817 | 565.9178 | 0.013099 | 565.9178 | 0.077247 | 565.9178 | 0.03031 | 560.5303 | 0.0015943 | 565.9178 | 0.00034248 | 565.4284 | -0.00064533 | 769.9476 | 0.68737 | 769.2423 | 0 | 769.9476 | 0.00414 | 560.5303 | 0.51038
| 511.3307 | 0.00131 | 566.145 | 0.0039712 | 565.6561 | 0.0018438 | 511.3307 | 0.00101 | 566.145 | 0.0010374 | 565.6561 | 0.00094298 | 559.1021 | 0.00051311 | 565.6561 | 0.0011799 | 566.145 | 0.0012557 | 560.7529 | 0.0019047 | 566.145 | 0.014312 | 566.145 | 0.076834 | 566.145 | 0.031992 | 560.7529 | 0.0018163 | 566.145 | 0.00118 | 565.6561 | 0.00017543 | 770.1128 | 0.69081 | 769.4075 | 6.9993e-05 | 770.1128 | 0.00401 | 560.7529 | 0.5094
| 511.445 | 0 | 566.3723 | 0.0024939 | 565.8837 | 0.0017016 | 511.445 | 0 | 566.3723 | 0.0010673 | 565.8837 | 0.00015768 | 559.3279 | 0.00024522 | 565.8837 | 0.00014716 | 566.3723 | 0.00022274 | 560.9755 | 0.0020209 | 566.3723 | 0.013041 | 566.3723 | 0.074813 | 566.3723 | 0.031867 | 560.9755 | 0.00046521 | 566.3723 | 0.00044166 | 565.8837 | -0.00023253 | 770.2779 | 0.70524 | 769.5727 | 0 | 770.2779 | 0.0043 | 560.9755 | 0.50585
| 511.5594 | 0.00124 | 566.5996 | 0.00372 | 566.1113 | 0.0016662 | 511.5594 | 0.00081498 | 566.5996 | 0.0011235 | 566.1113 | 0.0010166 | 559.5536 | 0.00054618 | 566.1113 | 0.0011627 | 566.5996 | 0.0013116 | 561.1982 | 0.0029679 | 566.5996 | 0.013604 | 566.5996 | 0.07406 | 566.5996 | 0.033554 | 561.1982 | 0.0027999 | 566.5996 | 0.00115 | 566.1113 | 0.00051574 | 770.4431 | 0.70697 | 769.738 | 5.0004e-05 | 770.4431 | 0.00403 | 561.1982 | 0.50953
| 511.6738 | 0 | 566.8269 | 0.0028564 | 566.3389 | 0.0014236 | 511.6738 | 0 | 566.8269 | -0.00042511 | 566.3389 | -0.00082011 | 559.7795 | 0.00026428 | 566.3389 | 0.00023326 | 566.8269 | 0 | 561.4208 | 0.0013669 | 566.8269 | 0.012114 | 566.8269 | 0.072214 | 566.8269 | 0.033629 | 561.4208 | 0.00072329 | 566.8269 | 0.00039067 | 566.3389 | -0.00037217 | 770.6082 | 0.72076 | 769.9032 | 0 | 770.6082 | 0.00428 | 561.4208 | 0.50726
| 511.7882 | 0.00058994 | 567.0543 | 0.0035908 | 566.5666 | 0.0014998 | 511.7882 | 0.00097105 | 567.0543 | 0.0011958 | 566.5666 | 0.00078379 | 560.0052 | 0.00032268 | 566.5666 | 0.0010115 | 567.0542 | 0.0012774 | 561.6434 | 0.0025978 | 567.0542 | 0.01308 | 567.0543 | 0.071967 | 567.0542 | 0.035494 | 561.6434 | 0.0014586 | 567.0543 | 0.00094385 | 566.5666 | 0.00032614 | 770.7734 | 0.72701 | 770.0684 | 5.0004e-05 | 770.7734 | 0.00412 | 561.6434 | 0.51063
| 511.9026 | 0 | 567.2816 | 0.0027622 | 566.7942 | 0.0012153 | 511.9026 | 0 | 567.2816 | 0.0014867 | 566.7942 | 2.9948e-05 | 560.2311 | 0.00032698 | 566.7942 | 0.00022285 | 567.2816 | 4.6216e-06 | 561.8661 | 0.0020127 | 567.2816 | 0.012095 | 567.2816 | 0.070444 | 567.2816 | 0.035885 | 561.8661 | 0.0018693 | 567.2816 | 0.00037331 | 566.7943 | -0.00044169 | 770.9386 | 0.73264 | 770.2337 | 0 | 770.9386 | 0.00433 | 561.8661 | 0.50625
| 512.0169 | 0.00062587 | 567.5089 | 0.0036507 | 567.0219 | 0.0016161 | 512.0169 | 0.00104 | 567.5089 | 0.0015278 | 567.0219 | 0.0007507 | 560.4569 | 0.0003439 | 567.0219 | 0.0011625 | 567.5089 | 0.00093174 | 562.0887 | 0.0034547 | 567.5089 | 0.012739 | 567.5089 | 0.06993 | 567.5089 | 0.037617 | 562.0887 | 0.0026857 | 567.5089 | 0.00117 | 567.0219 | 0.00044033 | 771.1037 | 0.73582 | 770.3989 | 5.0004e-05 | 771.1037 | 0.00407 | 562.0888 | 0.50882
| 512.1313 | 0 | 567.7363 | 0.0025745 | 567.2496 | 0.0014473 | 512.1313 | 0 | 567.7363 | 0.00090392 | 567.2496 | -8.3664e-05 | 560.6827 | 4.313e-05 | 567.2496 | 0.0002908 | 567.7363 | 3.8405e-05 | 562.3114 | 0.0018059 | 567.7363 | 0.011202 | 567.7363 | 0.068255 | 567.7363 | 0.037851 | 562.3114 | 0.0012594 | 567.7363 | 0.00046124 | 567.2496 | -0.0004357 | 771.2689 | 0.74092 | 770.5641 | 0 | 771.2689 | 0.00426 | 562.3114 | 0.50777
| 512.2457 | 0.00058994 | 567.9636 | 0.0037459 | 567.4773 | 0.0018013 | 512.2457 | 0.00213 | 567.9636 | 0.0013204 | 567.4773 | 0.00087115 | 560.9086 | 0.00048797 | 567.4773 | 0.0012442 | 567.9636 | 0.00096331 | 562.5341 | 0.0023405 | 567.9636 | 0.012936 | 567.9636 | 0.068332 | 567.9636 | 0.040126 | 562.5341 | 0.0025872 | 567.9636 | 0.00122 | 567.4773 | 0.00025827 | 771.4341 | 0.75073 | 770.7294 | 6.9993e-05 | 771.4341 | 0.0041 | 562.5341 | 0.50862
| 512.3601 | 0 | 568.191 | 0.0025933 | 567.705 | 0.0014978 | 512.3601 | 0 | 568.191 | 0.00081671 | 567.705 | -0.00054293 | 561.1345 | -4.0258e-05 | 567.705 | 0.00018902 | 568.191 | 0 | 562.7568 | 0.0021293 | 568.191 | 0.011269 | 568.191 | 0.066362 | 568.191 | 0.039902 | 562.7568 | 0.00070346 | 568.191 | 0.00061155 | 567.705 | -0.00024145 | 771.5993 | 0.752 | 770.8946 | 0 | 771.5993 | 0.00435 | 562.7568 | 0.50707
| 512.4745 | 0.00085945 | 568.4184 | 0.0034309 | 567.9327 | 0.001731 | 512.4745 | 0.00213 | 568.4184 | 0.0012648 | 567.9327 | 0.00094445 | 561.3603 | 0.00037954 | 567.9327 | 0.0011428 | 568.4184 | 0.0012671 | 562.9795 | 0.0019653 | 568.4184 | 0.01222 | 568.4184 | 0.065681 | 568.4184 | 0.04225 | 562.9795 | 0.0043871 | 568.4184 | 0.00122 | 567.9328 | 0.00030754 | 771.7645 | 0.76424 | 771.0599 | 6.9993e-05 | 771.7645 | 0.00417 | 562.9795 | 0.50776
| 512.5889 | 0 | 568.6458 | 0.0028569 | 568.1605 | 0.001543 | 512.5889 | 0 | 568.6458 | 4.0377e-07 | 568.1605 | -4.861e-05 | 561.5862 | 0.00010588 | 568.1605 | 0.00015744 | 568.6458 | 1.171e-05 | 563.2022 | 0.00074411 | 568.6458 | 0.01036 | 568.6458 | 0.064164 | 568.6458 | 0.042284 | 563.2022 | 0.0020249 | 568.6458 | 0.00072821 | 568.1605 | -0.00047495 | 771.9297 | 0.77358 | 771.2252 | 0 | 771.9297 | 0.00438 | 563.2022 | 0.50429
| 512.7034 | 0.00073368 | 568.8732 | 0.0034654 | 568.3882 | 0.0015634 | 512.7034 | 0.00222 | 568.8732 | 0.00089126 | 568.3882 | 0.00099117 | 561.8121 | 0.00065776 | 568.3882 | 0.0011828 | 568.8732 | 0.00082855 | 563.425 | 0.0029529 | 568.8732 | 0.011735 | 568.8732 | 0.063428 | 568.8732 | 0.044284 | 563.425 | 0.0029339 | 568.8732 | 0.00145 | 568.3882 | 0.00046144 | 772.0949 | 0.78071 | 771.3904 | 5.0004e-05 | 772.0949 | 0.00418 | 563.425 | 0.50484
| 512.8178 | 0 | 569.1006 | 0.0031162 | 568.616 | 0.0014709 | 512.8178 | 0 | 569.1006 | -0.00019909 | 568.616 | -0.00015351 | 562.038 | 0.00024776 | 568.616 | 0.00014832 | 569.1006 | 0 | 563.6477 | 0.0017151 | 569.1006 | 0.010553 | 569.1006 | 0.061411 | 569.1006 | 0.04391 | 563.6477 | 8.4252e-05 | 569.1006 | 0.00055076 | 568.616 | -0.00027138 | 772.2601 | 0.78432 | 771.5557 | 0 | 772.2601 | 0.00445 | 563.6477 | 0.5064
| 512.9322 | 0.00080555 | 569.3281 | 0.0033834 | 568.8438 | 0.0014789 | 512.9322 | 0.00192 | 569.3281 | 0.0017913 | 568.8438 | -8.2147e-05 | 562.2639 | 0.00029976 | 568.8438 | 0.0010952 | 569.3281 | 0.0010384 | 563.8704 | 0.0021233 | 569.3281 | 0.011139 | 569.3281 | 0.06099 | 569.3281 | 0.046166 | 563.8704 | 0.0035742 | 569.3281 | 0.00135 | 568.8438 | 0.00039478 | 772.4253 | 0.79162 | 771.721 | 8.9995e-05 | 772.4253 | 0.00422 | 563.8704 | 0.50649
| 513.0466 | 0 | 569.5555 | 0.0029678 | 569.0715 | 0.001287 | 513.0466 | 0 | 569.5555 | 0.00062928 | 569.0715 | 4.393e-05 | 562.4898 | 0.0002781 | 569.0715 | 0.00015916 | 569.5555 | 0 | 564.0932 | 0.00085131 | 569.5555 | 0.0096711 | 569.5555 | 0.059726 | 569.5555 | 0.04708 | 564.0932 | 0.00083284 | 569.5555 | 0.00068381 | 569.0716 | -0.000549 | 772.5905 | 0.79663 | 771.8863 | 0 | 772.5905 | 0.00457 | 564.0932 | 0.50617
| 513.161 | 0.0006079 | 569.783 | 0.0043037 | 569.2993 | 0.0014703 | 513.161 | 0.00179 | 569.783 | 0.0013212 | 569.2993 | 0.00042198 | 562.7157 | 0.00058205 | 569.2993 | 0.0010709 | 569.783 | 0.00078346 | 564.316 | 0.0024367 | 569.783 | 0.010977 | 569.783 | 0.059318 | 569.783 | 0.048795 | 564.316 | 0.0036746 | 569.783 | 0.00133 | 569.2993 | 0.00066805 | 772.7557 | 0.80727 | 772.0516 | 1.0001e-05 | 772.7557 | 0.00439 | 564.316 | 0.50574
| 513.2755 | 0 | 570.0104 | 0.0027678 | 569.5271 | 0.0016777 | 513.2755 | 0 | 570.0104 | 0.00032061 | 569.5271 | -0.00048869 | 562.9417 | 1.4346e-05 | 569.5271 | 0.00025457 | 570.0104 | 0.00010909 | 564.5388 | 0.0018211 | 570.0104 | 0.010081 | 570.0104 | 0.05813 | 570.0104 | 0.049637 | 564.5388 | 0.00098325 | 570.0104 | 0.00056985 | 569.5272 | 0.00012821 | 772.921 | 0.81196 | 772.2168 | 0 | 772.921 | 0.00474 | 564.5388 | 0.50751
| 513.3899 | 0.00032042 | 570.2379 | 0.0031258 | 569.755 | 0.0016055 | 513.3899 | 0.00161 | 570.2379 | 0.0012763 | 569.755 | 0.00036343 | 563.1676 | 0.00045995 | 569.755 | 0.00096681 | 570.2379 | 0.0010765 | 564.7615 | 0.0028893 | 570.2379 | 0.010458 | 570.2379 | 0.057379 | 570.2379 | 0.051734 | 564.7615 | 0.0018331 | 570.2379 | 0.00153 | 569.755 | 0.00045121 | 773.0862 | 0.81303 | 772.3821 | 6.9993e-05 | 773.0862 | 0.00444 | 564.7615 | 0.50657
| 513.5044 | 0 | 570.4654 | 0.0030799 | 569.9828 | 0.0014661 | 513.5044 | 0 | 570.4654 | 0.00090842 | 569.9828 | 0.00010027 | 563.3936 | 1.676e-08 | 569.9828 | 0.00023175 | 570.4654 | 1.4909e-05 | 564.9843 | 0.0011672 | 570.4654 | 0.0095225 | 570.4654 | 0.055622 | 570.4654 | 0.051961 | 564.9843 | 0.0025555 | 570.4654 | 0.00066169 | 569.9828 | -0.00022641 | 773.2514 | 0.81589 | 772.5474 | 0 | 773.2514 | 0.00471 | 564.9843 | 0.50318
| 513.6188 | 0.00039229 | 570.6929 | 0.0031859 | 570.2106 | 0.0014305 | 513.6188 | 0.00224 | 570.6929 | 0.00046548 | 570.2106 | 0.0008876 | 563.6195 | 0.00042601 | 570.2106 | 0.0011435 | 570.6929 | 0.0010983 | 565.2072 | 0.0019702 | 570.6929 | 0.0098868 | 570.6929 | 0.055121 | 570.6929 | 0.054026 | 565.2072 | 0.0021778 | 570.6929 | 0.00154 | 570.2106 | 0.00081239 | 773.4167 | 0.82402 | 772.7127 | 5.0004e-05 | 773.4167 | 0.00443 | 565.2071 | 0.50798
| 513.7332 | 0 | 570.9205 | 0.0019371 | 570.4385 | 0.0014776 | 513.7332 | 0 | 570.9205 | 0.00095575 | 570.4385 | -0.00016008 | 563.8455 | 0.00010121 | 570.4385 | 0.00023502 | 570.9204 | 0.00021758 | 565.4299 | 0.0017384 | 570.9204 | 0.009077 | 570.9205 | 0.053519 | 570.9204 | 0.053997 | 565.4299 | 0.0017559 | 570.9205 | 0.00084658 | 570.4385 | -0.00029987 | 773.5819 | 0.83135 | 772.8781 | 0 | 773.5819 | 0.00472 | 565.4299 | 0.50489
| 513.8477 | 0.00037433 | 571.1479 | 0.0034214 | 570.6664 | 0.0015854 | 513.8477 | 0.00182 | 571.1479 | 0.00088345 | 570.6664 | 0.00089698 | 564.0715 | 0.00035636 | 570.6664 | 0.0011003 | 571.148 | 0.00093108 | 565.6528 | 0.0019726 | 571.148 | 0.0094298 | 571.1479 | 0.052972 | 571.148 | 0.056337 | 565.6528 | 0.0030399 | 571.148 | 0.00157 | 570.6664 | 0.00070306 | 773.7471 | 0.83893 | 773.0434 | 5.0004e-05 | 773.7471 | 0.00445 | 565.6528 | 0.50848
| 513.9621 | 0 | 571.3755 | 0.003044 | 570.8942 | 0.00129 | 513.9621 | 0 | 571.3755 | 0.0006736 | 570.8942 | -0.00018731 | 564.2975 | 0.00028889 | 570.8942 | 0.00015387 | 571.3755 | 0 | 565.8756 | 0.0012375 | 571.3755 | 0.0085381 | 571.3755 | 0.051846 | 571.3755 | 0.056956 | 565.8756 | 0.00061553 | 571.3755 | 0.00079672 | 570.8942 | -0.00024491 | 773.9124 | 0.84058 | 773.2087 | 0 | 773.9124 | 0.00472 | 565.8756 | 0.50722
| 514.0766 | 0.00037433 | 571.6031 | 0.0029668 | 571.1221 | 0.001588 | 514.0766 | 0.00109 | 571.6031 | 0.00042697 | 571.1221 | 0.00057595 | 564.5235 | 0.0004718 | 571.1221 | 0.0010337 | 571.6031 | 0.0012404 | 566.0984 | 0.0021385 | 571.6031 | 0.0093188 | 571.6031 | 0.051306 | 571.6031 | 0.059371 | 566.0984 | 0.00358 | 571.6031 | 0.00153 | 571.1221 | 0.00060743 | 774.0776 | 0.85184 | 773.374 | 6.9993e-05 | 774.0776 | 0.00449 | 566.0984 | 0.50406
| 514.1911 | 0 | 571.8306 | 0.001926 | 571.35 | 0.0015281 | 514.1911 | 0 | 571.8306 | 0.0003551 | 571.35 | -0.00013007 | 564.7496 | 0.00010309 | 571.35 | 0.00020272 | 571.8306 | 0.00012658 | 566.3214 | 0.0012596 | 571.8306 | 0.0081057 | 571.8306 | 0.050228 | 571.8306 | 0.060586 | 566.3214 | 0.0015145 | 571.8306 | 0.00094991 | 571.35 | -0.00040895 | 774.2429 | 0.8565 | 773.5393 | 0 | 774.2429 | 0.00477 | 566.3214 | 0.51041
| 514.3055 | 0.0006079 | 572.0582 | 0.0037326 | 571.578 | 0.0016584 | 514.3055 | 0.0025 | 572.0582 | 0.00026689 | 571.578 | 0.00047415 | 564.9756 | 0.00047434 | 571.578 | 0.0011113 | 572.0582 | 0.0010508 | 566.5442 | 0.0026175 | 572.0582 | 0.0097256 | 572.0582 | 0.050506 | 572.0582 | 0.063334 | 566.5442 | 0.0036601 | 572.0582 | 0.00197 | 571.5779 | 0.00121 | 774.4082 | 0.86547 | 773.7047 | 5.0004e-05 | 774.4082 | 0.0045 | 566.5442 | 0.51218
| 514.42 | 0 | 572.2858 | 0.0022399 | 571.8059 | 0.0014628 | 514.42 | 0 | 572.2858 | 0.00046898 | 571.8059 | -0.00026625 | 565.2017 | 0.00010677 | 571.8059 | 0.00021515 | 572.2858 | 0 | 566.7671 | 0.00087661 | 572.2858 | 0.0082965 | 572.2858 | 0.048442 | 572.2858 | 0.063533 | 566.7671 | 0.0029774 | 572.2858 | 0.00096266 | 571.8059 | 0.00017707 | 774.5734 | 0.87007 | 773.87 | 0 | 774.5734 | 0.00472 | 566.7671 | 0.50873
| 514.5345 | 0.00041025 | 572.5134 | 0.0029546 | 572.0338 | 0.0014834 | 514.5345 | 0.00168 | 572.5134 | 0.0010493 | 572.0338 | 0.00030292 | 565.4277 | 0.00029455 | 572.0338 | 0.0010442 | 572.5134 | 0.0012919 | 566.99 | 0.0022044 | 572.5134 | 0.0089337 | 572.5134 | 0.048328 | 572.5134 | 0.066077 | 566.99 | 0.0035812 | 572.5134 | 0.00164 | 572.0338 | 0.00094755 | 774.7387 | 0.87753 | 774.0353 | 3.0002e-05 | 774.7387 | 0.00443 | 566.99 | 0.51028
| 514.6489 | 0 | 572.741 | 0.0021494 | 572.2618 | 0.001284 | 514.6489 | 0 | 572.741 | 0.00022855 | 572.2618 | 7.5447e-05 | 565.6537 | 0.0001519 | 572.2618 | 0.0001165 | 572.741 | 0 | 567.2129 | 0.0015227 | 572.741 | 0.0074672 | 572.741 | 0.04674 | 572.741 | 0.067374 | 567.2129 | 0.0025697 | 572.741 | 0.0009357 | 572.2618 | -0.00032723 | 774.904 | 0.87948 | 774.2007 | 0 | 774.904 | 0.00482 | 567.2129 | 0.50885
| 514.7634 | 0.00041025 | 572.9686 | 0.0027288 | 572.4897 | 0.0014223 | 514.7634 | 0.00217 | 572.9686 | 0.00093708 | 572.4897 | 0.00056629 | 565.8798 | 0.00042062 | 572.4897 | 0.00091724 | 572.9686 | 0.0010596 | 567.4358 | 0.0021579 | 572.9686 | 0.0084253 | 572.9686 | 0.046659 | 572.9686 | 0.069514 | 567.4358 | 0.003697 | 572.9686 | 0.00186 | 572.4897 | 0.00055917 | 775.0693 | 0.892 | 774.366 | 1.0001e-05 | 775.0693 | 0.0046 | 567.4358 | 0.50975
| 514.8779 | 0 | 573.1963 | 0.0027585 | 572.7177 | 0.0016012 | 514.8779 | 0 | 573.1963 | 0.00096309 | 572.7177 | -0.00015845 | 566.1059 | 6.2394e-05 | 572.7177 | 0.00016813 | 573.1963 | 0.00033535 | 567.6587 | 0.0012951 | 573.1963 | 0.0078212 | 573.1963 | 0.045705 | 573.1963 | 0.071157 | 567.6587 | 0.0019586 | 573.1963 | 0.00115 | 572.7177 | 5.2162e-05 | 775.2345 | 0.89416 | 774.5314 | 0 | 775.2345 | 0.00492 | 567.6587 | 0.511
| 514.9924 | 0 | 573.4239 | 0.0025371 | 572.9457 | 0.0015148 | 514.9924 | 0.00144 | 573.4239 | 0.00075629 | 572.9457 | 0.00074635 | 566.332 | 0.0003697 | 572.9457 | 0.0010402 | 573.4239 | 0.0012653 | 567.8817 | 0.0024426 | 573.4239 | 0.0082245 | 573.4239 | 0.045282 | 573.4239 | 0.073581 | 567.8817 | 0.0025408 | 573.4239 | 0.0018 | 572.9457 | 0.00048384 | 775.3998 | 0.90125 | 774.6967 | 5.0004e-05 | 775.3998 | 0.00466 | 567.8817 | 0.51577
| 515.1069 | 0 | 573.6516 | 0.0023666 | 573.1737 | 0.0014702 | 515.1069 | 0 | 573.6516 | 0.00042061 | 573.1737 | -9.3755e-05 | 566.5581 | 0.00012126 | 573.1737 | 0.00019865 | 573.6516 | 0.00038676 | 568.1046 | 0.0010735 | 573.6516 | 0.0076868 | 573.6516 | 0.044228 | 573.6516 | 0.074804 | 568.1046 | 0.0014723 | 573.6516 | 0.00114 | 573.1737 | -0.00029058 | 775.5651 | 0.9069 | 774.8621 | 0 | 775.5651 | 0.00501 | 568.1046 | 0.51029
| 515.2214 | 0.00116 | 573.8793 | 0.0030994 | 573.4017 | 0.0014142 | 515.2214 | 0.0012 | 573.8793 | 0.0012368 | 573.4017 | 0.00043361 | 566.7842 | 0.00045959 | 573.4017 | 0.0010807 | 573.8792 | 0.00082792 | 568.3275 | 0.0018825 | 573.8792 | 0.0083077 | 573.8793 | 0.044018 | 573.8792 | 0.077617 | 568.3275 | 0.0052656 | 573.8793 | 0.002 | 573.4017 | 0.00030354 | 775.7304 | 0.91743 | 775.0275 | 6.9993e-05 | 775.7304 | 0.00479 | 568.3275 | 0.513
| 515.3359 | 0 | 574.1069 | 0.0036285 | 573.6297 | 0.0014405 | 515.3359 | 0 | 574.1069 | 0.00047767 | 573.6297 | -0.00017136 | 567.0104 | 0.00022972 | 573.6297 | 0.00027962 | 574.1069 | 6.9559e-05 | 568.5505 | 0.00096525 | 574.1069 | 0.0071584 | 574.1069 | 0.042914 | 574.1069 | 0.079114 | 568.5505 | 0.0031867 | 574.1069 | 0.00135 | 573.6297 | -0.00018678 | 775.8957 | 0.92362 | 775.1928 | 0 | 775.8957 | 0.0051 | 568.5505 | 0.51246
| 515.4504 | 0.00176 | 574.3346 | 0.0022707 | 573.8578 | 0.0014607 | 515.4504 | 0.00108 | 574.3346 | 0.00098292 | 573.8578 | 0.00092471 | 567.2365 | 0.00054769 | 573.8578 | 0.00096256 | 574.3346 | 0.0011619 | 568.7734 | 0.0017362 | 574.3346 | 0.0080715 | 574.3346 | 0.042836 | 574.3346 | 0.081784 | 568.7734 | 0.0033848 | 574.3346 | 0.00205 | 573.8578 | 0.00080831 | 776.061 | 0.92334 | 775.3582 | 5.0004e-05 | 776.061 | 0.00486 | 568.7734 | 0.51267
| 515.5649 | 0 | 574.5623 | 0.0023442 | 574.0858 | 0.0012586 | 515.5649 | 0 | 574.5623 | 0.00073018 | 574.0858 | -3.3068e-05 | 567.4626 | 0.00031493 | 574.0858 | 0.00020614 | 574.5623 | 0 | 568.9964 | 0.0012815 | 574.5623 | 0.0070571 | 574.5623 | 0.0413 | 574.5623 | 0.083198 | 568.9964 | 0.0026159 | 574.5623 | 0.00135 | 574.0858 | -0.00012208 | 776.2263 | 0.93666 | 775.5236 | 0 | 776.2263 | 0.00512 | 568.9964 | 0.51371
| 515.6794 | 0.00010482 | 574.79 | 0.0034854 | 574.3139 | 0.0016272 | 515.6794 | 0.00217 | 574.79 | 0.0013061 | 574.3139 | 0.00045846 | 567.6888 | 0.00049155 | 574.3139 | 0.0011354 | 574.79 | 0.0013687 | 569.2194 | 0.0015058 | 574.79 | 0.0078717 | 574.79 | 0.041095 | 574.79 | 0.08669 | 569.2194 | 0.00465 | 574.79 | 0.00232 | 574.3139 | 0.00082029 | 776.3917 | 0.93373 | 775.689 | 3.0002e-05 | 776.3917 | 0.0048 | 569.2194 | 0.51252
| 515.7939 | 0 | 575.0178 | 0.002209 | 574.5419 | 0.0013578 | 515.7939 | 0 | 575.0178 | 0.00057365 | 574.5419 | -0.00040203 | 567.915 | 0.00018005 | 574.5419 | 0.00014414 | 575.0178 | 0 | 569.4424 | -2.8878e-05 | 575.0178 | 0.0068891 | 575.0178 | 0.040189 | 575.0178 | 0.08747 | 569.4424 | 0.0028317 | 575.0178 | 0.00152 | 574.5419 | -0.00019148 | 776.557 | 0.94536 | 775.8544 | 0 | 776.557 | 0.00508 | 569.4424 | 0.51203
| 515.9085 | 0.00098522 | 575.2455 | 0.0034343 | 574.77 | 0.0014136 | 515.9085 | 0.00208 | 575.2455 | 0.00079708 | 574.77 | 0.00090263 | 568.1412 | 0.00058295 | 574.77 | 0.0010029 | 575.2455 | 0.0011582 | 569.6654 | 0.0023565 | 575.2455 | 0.007612 | 575.2455 | 0.039927 | 575.2455 | 0.091483 | 569.6654 | 0.0021692 | 575.2455 | 0.00216 | 574.77 | 0.00041156 | 776.7223 | 0.93925 | 776.0198 | 1.0001e-05 | 776.7223 | 0.00483 | 569.6654 | 0.51155
| 516.023 | 0 | 575.4733 | 0.002929 | 574.9981 | 0.0011308 | 516.023 | 0 | 575.4733 | 0.00044325 | 574.9981 | -0.00039049 | 568.3674 | -6.2128e-05 | 574.9981 | 0.00012978 | 575.4733 | 6.9646e-05 | 569.8884 | 0.0020637 | 575.4733 | 0.0065248 | 575.4733 | 0.038835 | 575.4733 | 0.092644 | 569.8884 | 0.0038005 | 575.4733 | 0.00156 | 574.9981 | 9.4863e-05 | 776.8876 | 0.94594 | 776.1852 | 0 | 776.8876 | 0.00519 | 569.8884 | 0.50844
| 516.1375 | 0.00142 | 575.701 | 0.0033485 | 575.2262 | 0.0013148 | 516.1375 | 0.00053755 | 575.701 | 0.00089311 | 575.2262 | 0.00039288 | 568.5936 | 0.00051449 | 575.2262 | 0.0011118 | 575.701 | 0.00092355 | 570.1115 | 0.0020586 | 575.701 | 0.0072304 | 575.701 | 0.038952 | 575.701 | 0.096355 | 570.1115 | 0.0041126 | 575.7011 | 0.00239 | 575.2262 | 0.00073377 | 777.053 | 0.95223 | 776.3506 | 5.0004e-05 | 777.053 | 0.00499 | 570.1115 | 0.51095
| 516.252 | 0 | 575.9288 | 0.0022095 | 575.4543 | 0.0015177 | 516.252 | 0 | 575.9288 | 0.00047168 | 575.4543 | -7.8012e-05 | 568.8198 | 0.00014605 | 575.4543 | 0.00020602 | 575.9288 | 0 | 570.3345 | 0.0019035 | 575.9288 | 0.006444 | 575.9288 | 0.037952 | 575.9288 | 0.097828 | 570.3345 | 0.0036465 | 575.9288 | 0.0017 | 575.4543 | -0.00018393 | 777.2183 | 0.95419 | 776.516 | 0 | 777.2183 | 0.0054 | 570.3345 | 0.50984
| 516.3666 | 0 | 576.1566 | 0.0033915 | 575.6825 | 0.0013193 | 516.3666 | 0.00095371 | 576.1566 | 0.0010418 | 575.6825 | 0.00038301 | 569.046 | 0.00045797 | 575.6825 | 0.0010558 | 576.1566 | 0.0011275 | 570.5576 | 0.0020637 | 576.1566 | 0.0072205 | 576.1566 | 0.037629 | 576.1566 | 0.10114 | 570.5576 | 0.0055157 | 576.1566 | 0.00262 | 575.6825 | 0.00044728 | 777.3836 | 0.96049 | 776.6814 | 5.0004e-05 | 777.3836 | 0.00515 | 570.5576 | 0.51198
| 516.4811 | 0 | 576.3844 | 0.0025374 | 575.9106 | 0.0013797 | 516.4811 | 0 | 576.3844 | 0.00076767 | 575.9106 | -0.00025281 | 569.2722 | 0.00013053 | 575.9106 | 0.00016621 | 576.3844 | 0.0002368 | 570.7806 | 0.0019889 | 576.3844 | 0.0059381 | 576.3844 | 0.036707 | 576.3844 | 0.10295 | 570.7806 | 0.0042434 | 576.3844 | 0.00172 | 575.9106 | 6.5337e-05 | 777.549 | 0.96934 | 776.8468 | 0 | 777.549 | 0.00548 | 570.7806 | 0.50479
| 516.5956 | 0.0005001 | 576.6122 | 0.002977 | 576.1388 | 0.0013502 | 516.5956 | 0.0016 | 576.6122 | 0.0014146 | 576.1388 | 0.00094859 | 569.4985 | 0.00047937 | 576.1388 | 0.0010927 | 576.6122 | 0.0008775 | 571.0037 | 0.0016283 | 576.6122 | 0.0072804 | 576.6122 | 0.036709 | 576.6122 | 0.10677 | 571.0037 | 0.0055518 | 576.6122 | 0.00259 | 576.1387 | 0.00083776 | 777.7143 | 0.96702 | 777.0122 | 6.9993e-05 | 777.7143 | 0.00517 | 571.0037 | 0.50805
| 516.7102 | 0 | 576.84 | 0.0032904 | 576.3669 | 0.0011929 | 516.7102 | 0 | 576.84 | 0.00064771 | 576.3669 | -0.00019207 | 569.7247 | 2.8254e-05 | 576.3669 | -2.9716e-05 | 576.84 | 0 | 571.2268 | 0.00020054 | 576.84 | 0.0058216 | 576.84 | 0.035258 | 576.84 | 0.10853 | 571.2268 | 0.0034312 | 576.84 | 0.00195 | 576.3669 | -0.00026954 | 777.8797 | 0.97541 | 777.1776 | 0 | 777.8797 | 0.00547 | 571.2268 | 0.50353
| 516.8247 | 0.00098522 | 577.0679 | 0.0039039 | 576.5951 | 0.0015086 | 516.8247 | 0.00074563 | 577.0679 | 0.001793 | 576.5951 | 0.00075504 | 569.951 | 0.00037141 | 576.5951 | 0.0011557 | 577.0679 | 0.0010815 | 571.4499 | 0.0012368 | 577.0679 | 0.0068325 | 577.0679 | 0.03548 | 577.0679 | 0.11271 | 571.4499 | 0.0046514 | 577.0679 | 0.00282 | 576.5951 | 0.00078867 | 778.045 | 0.98274 | 777.3431 | 5.0004e-05 | 778.045 | 0.00521 | 571.4499 | 0.50574
| 516.9393 | 0 | 577.2957 | 0.0021598 | 576.8233 | 0.0012479 | 516.9393 | 0 | 577.2957 | -0.00025712 | 576.8233 | -0.00039712 | 570.1773 | 7.3209e-05 | 576.8233 | 0.00013747 | 577.2957 | 0 | 571.673 | 0.0011549 | 577.2957 | 0.0056284 | 577.2957 | 0.034208 | 577.2957 | 0.11398 | 571.673 | 0.0044882 | 577.2957 | 0.00204 | 576.8233 | -0.00014925 | 778.2104 | 0.9733 | 777.5085 | 0 | 778.2104 | 0.00561 | 571.673 | 0.50199
| 517.0539 | 0.0006079 | 577.5236 | 0.0030187 | 577.0515 | 0.0015006 | 517.0539 | 0.00154 | 577.5236 | 0.0010155 | 577.0515 | 0.00069279 | 570.4036 | 0.0004805 | 577.0515 | 0.0011028 | 577.5236 | 0.00082237 | 571.8961 | 0.0027534 | 577.5236 | 0.0068206 | 577.5236 | 0.034426 | 577.5236 | 0.11886 | 571.8961 | 0.0054676 | 577.5236 | 0.00286 | 577.0515 | 0.00117 | 778.3758 | 0.97968 | 777.6739 | 8.9995e-05 | 778.3758 | 0.00534 | 571.8961 | 0.5092
| 517.1684 | 0 | 577.7515 | 0.0018911 | 577.2797 | 0.001366 | 517.1684 | 0 | 577.7515 | 0.00028188 | 577.2797 | -0.00055776 | 570.6299 | 0.00014599 | 577.2797 | 8.2902e-05 | 577.7514 | 0 | 572.1192 | 0.0013445 | 577.7514 | 0.0054738 | 577.7515 | 0.033265 | 577.7514 | 0.12046 | 572.1192 | 0.0043756 | 577.7515 | 0.00237 | 577.2797 | -0.00031692 | 778.5411 | 0.97898 | 777.8394 | 0 | 778.5411 | 0.00568 | 572.1192 | 0.50635
| 517.283 | 0.00062587 | 577.9793 | 0.002902 | 577.5079 | 0.0014129 | 517.283 | 0.0016 | 577.9793 | 0.00092533 | 577.5079 | 0.0010291 | 570.8562 | 0.00036726 | 577.5079 | 0.001044 | 577.9793 | 0.00090047 | 572.3423 | 0.0015717 | 577.9793 | 0.0067105 | 577.9793 | 0.033177 | 577.9793 | 0.12471 | 572.3423 | 0.0049352 | 577.9793 | 0.00289 | 577.5079 | 0.00109 | 778.7065 | 0.98173 | 778.0048 | 5.0004e-05 | 778.7065 | 0.0054 | 572.3424 | 0.50588
| 517.3976 | 0 | 578.2072 | 0.0023413 | 577.7362 | 0.0013574 | 517.3976 | 0 | 578.2072 | 0.0004806 | 577.7362 | -0.00050146 | 571.0825 | 0.00030613 | 577.7362 | 0.00018985 | 578.2072 | 0.00015115 | 572.5655 | 0.0013524 | 578.2072 | 0.005514 | 578.2072 | 0.032126 | 578.2072 | 0.1269 | 572.5655 | 0.0055457 | 578.2072 | 0.00233 | 577.7361 | -0.0002056 | 778.8719 | 0.98856 | 778.1703 | 0 | 778.8719 | 0.00586 | 572.5655 | 0.50067
| 517.5122 | 0.00021262 | 578.4351 | 0.0029873 | 577.9644 | 0.0012317 | 517.5122 | 0.00144 | 578.4351 | 0.0015696 | 577.9644 | 0.00095676 | 571.3088 | 0.00039753 | 577.9644 | 0.0011241 | 578.4351 | 0.0010499 | 572.7886 | 0.0010154 | 578.4351 | 0.0062617 | 578.4351 | 0.032004 | 578.4351 | 0.13124 | 572.7886 | 0.005042 | 578.4351 | 0.00307 | 577.9644 | 0.00105 | 779.0373 | 0.98571 | 778.3357 | 5.0004e-05 | 779.0373 | 0.00566 | 572.7886 | 0.49993
| 517.6267 | 0 | 578.663 | 0.0020375 | 578.1927 | 0.0011335 | 517.6267 | 0 | 578.663 | 0.0007403 | 578.1927 | -0.00035155 | 571.5352 | 6.7728e-05 | 578.1927 | 0.00013005 | 578.663 | 0.00016345 | 573.0118 | 0.0014448 | 578.663 | 0.0050077 | 578.663 | 0.031108 | 578.663 | 0.13306 | 573.0118 | 0.0051198 | 578.663 | 0.00263 | 578.1927 | 7.1823e-05 | 779.2026 | 0.99205 | 778.5012 | 0 | 779.2026 | 0.00601 | 573.0118 | 0.50356
| 517.7413 | 0.00075165 | 578.8909 | 0.0025324 | 578.4209 | 0.0014239 | 517.7413 | 0.00098839 | 578.8909 | 0.0016716 | 578.4209 | 0.00075465 | 571.7615 | 0.00052618 | 578.4209 | 0.0010149 | 578.891 | 0.0006404 | 573.235 | 0.0015893 | 578.891 | 0.0057788 | 578.8909 | 0.031118 | 578.891 | 0.13734 | 573.235 | 0.006117 | 578.8909 | 0.00326 | 578.4209 | 0.0008325 | 779.3681 | 0.99733 | 778.6667 | 3.0002e-05 | 779.3681 | 0.00564 | 573.235 | 0.49885
| 517.8559 | 0 | 579.1189 | 0.0028631 | 578.6492 | 0.0013657 | 517.8559 | 0 | 579.1189 | 0.0010608 | 578.6492 | -0.00020748 | 571.9879 | 0.00018367 | 578.6492 | 0.00014349 | 579.1189 | 0.00011798 | 573.4582 | 0.00085475 | 579.1189 | 0.0053042 | 579.1189 | 0.029941 | 579.1189 | 0.14 | 573.4582 | 0.00571 | 579.1189 | 0.00248 | 578.6492 | 4.7314e-05 | 779.5334 | 0.9949 | 778.8321 | 0 | 779.5334 | 0.00586 | 573.4582 | 0.49829
| 517.9705 | 0.00073368 | 579.3469 | 0.0028286 | 578.8775 | 0.0014369 | 517.9705 | 0.0006936 | 579.3469 | 0.00063339 | 578.8775 | 0.00087454 | 572.2142 | 0.00036767 | 578.8775 | 0.00099149 | 579.3468 | 0.00081011 | 573.6813 | 0.0021657 | 579.3468 | 0.0057295 | 579.3469 | 0.030285 | 579.3468 | 0.14548 | 573.6813 | 0.0057482 | 579.3469 | 0.00346 | 578.8775 | 0.00051069 | 779.6988 | 0.99396 | 778.9976 | 6.9993e-05 | 779.6988 | 0.00555 | 573.6813 | 0.49849
| 518.0851 | 0 | 579.5748 | 0.0020073 | 579.1058 | 0.0012103 | 518.0851 | 0 | 579.5748 | 0.00026927 | 579.1058 | 1.6262e-05 | 572.4406 | 4.5394e-05 | 579.1058 | 0.00022395 | 579.5748 | 0.00023686 | 573.9045 | 0.0016045 | 579.5748 | 0.0047959 | 579.5748 | 0.029109 | 579.5748 | 0.14834 | 573.9045 | 0.0036689 | 579.5748 | 0.00299 | 579.1058 | 0.00027469 | 779.8642 | 0.99084 | 779.1631 | 0 | 779.8642 | 0.00591 | 573.9045 | 0.49534
| 518.1997 | 0.00109 | 579.8028 | 0.003127 | 579.3341 | 0.0012833 | 518.1997 | 0.00121 | 579.8028 | 0.0010055 | 579.3341 | 0.00075522 | 572.667 | 0.00034972 | 579.3341 | 0.00097337 | 579.8028 | 0.0011266 | 574.1278 | 0.0022867 | 579.8028 | 0.0056441 | 579.8028 | 0.028959 | 579.8028 | 0.15223 | 574.1278 | 0.0069261 | 579.8028 | 0.00364 | 579.3341 | 0.00073584 | 780.0296 | 0.99496 | 779.3286 | 1.0001e-05 | 780.0296 | 0.00571 | 574.1278 | 0.49622
| 518.3143 | 0 | 580.0308 | 0.0030018 | 579.5625 | 0.0012008 | 518.3143 | 0 | 580.0308 | 0.0004205 | 579.5625 | -0.00035324 | 572.8934 | 8.5227e-05 | 579.5625 | 3.99e-05 | 580.0308 | 0.00035854 | 574.351 | 0.00056248 | 580.0308 | 0.0046562 | 580.0308 | 0.027822 | 580.0308 | 0.15502 | 574.351 | 0.0048399 | 580.0308 | 0.00303 | 579.5625 | -0.00011511 | 780.1951 | 0.99314 | 779.4941 | 0 | 780.1951 | 0.00595 | 574.351 | 0.49457
| 518.4289 | 0.00127 | 580.2588 | 0.0031178 | 579.7908 | 0.0014674 | 518.4289 | 0.00057222 | 580.2588 | 0.00071594 | 579.7908 | 0.00071356 | 573.1198 | 0.00039577 | 579.7908 | 0.00089745 | 580.2588 | 0.00084352 | 574.5742 | 0.0024613 | 580.2588 | 0.0059934 | 580.2588 | 0.028384 | 580.2588 | 0.16044 | 574.5742 | 0.008122 | 580.2588 | 0.00395 | 579.7908 | 0.00103 | 780.3605 | 0.99434 | 779.6595 | 1.0001e-05 | 780.3605 | 0.00603 | 574.5742 | 0.49348
| 518.5435 | 0 | 580.4868 | 0.0033348 | 580.0192 | 0.0015145 | 518.5435 | 0 | 580.4868 | 0.00069061 | 580.0192 | 0.00068317 | 573.3463 | 0.00040005 | 580.0192 | 0.00096992 | 580.4868 | 0.0010043 | 574.7975 | 0.0012735 | 580.4868 | 0.0054169 | 580.4868 | 0.027454 | 580.4868 | 0.16871 | 574.7975 | 0.0072881 | 580.4868 | 0.00425 | 580.0192 | 0.00086133 | 780.5259 | 0.99801 | 779.8251 | 0 | 780.5259 | 0.00613 | 574.7975 | 0.49112
| 518.6581 | 0.00084148 | 580.7148 | 0.0022506 | 580.2475 | 0.0011071 | 518.6581 | 0.00113 | 580.7148 | 0.0007804 | 580.2475 | -0.00037225 | 573.5727 | -1.2967e-06 | 580.2475 | 0.00012136 | 580.7148 | 0 | 575.0208 | 0.00083892 | 580.7148 | 0.0045544 | 580.7148 | 0.026098 | 580.7148 | 0.17315 | 575.0208 | 0.0067837 | 580.7148 | 0.00313 | 580.2475 | 0.00029701 | 780.6913 | 0.99877 | 779.9905 | 0 | 780.6913 | 0.00628 | 575.0208 | 0.48982
| 518.7727 | 0.00016197 | 580.9428 | 0.0027013 | 580.4759 | 0.001378 | 518.7727 | 0 | 580.9428 | 0.00049553 | 580.4759 | 0.00055152 | 573.7991 | 0.00039206 | 580.4759 | 0.001087 | 580.9428 | 0.00092165 | 575.244 | 0.0019957 | 580.9428 | 0.0057646 | 580.9428 | 0.026709 | 580.9428 | 0.17801 | 575.244 | 0.0075093 | 580.9428 | 0.00439 | 580.4759 | 0.00112 | 780.8568 | 1 | 780.1561 | 0 | 780.8568 | 0.00599 | 575.244 | 0.49277
| 518.8874 | 0.00075165 | 581.1709 | 0.0019665 | 580.7043 | 0.0011836 | 518.8874 | 0.00053755 | 581.1709 | -9.6323e-05 | 580.7043 | -0.00051119 | 574.0256 | 0.00022005 | 580.7043 | 5.1195e-05 | 581.1709 | 0.00024868 | 575.4673 | 0.0014392 | 581.1709 | 0.0041342 | 581.1709 | 0.025351 | 581.1709 | 0.18022 | 575.4673 | 0.0066229 | 581.1709 | 0.00372 | 580.7043 | 0.00023627 | 781.0222 | 0.99965 | 780.3216 | 0 | 781.0222 | 0.00629 | 575.4673 | 0.48963
| 519.002 | 0 | 581.3989 | 0.0029425 | 580.9327 | 0.0014589 | 519.002 | 0 | 581.3989 | 0.00099117 | 580.9327 | 0.00054184 | 574.2521 | 0.00036526 | 580.9327 | 0.00099569 | 581.3989 | 0.00035617 | 575.6906 | 0.0023928 | 581.3989 | 0.005283 | 581.3989 | 0.025672 | 581.3989 | 0.18684 | 575.6906 | 0.0087817 | 581.3989 | 0.0047 | 580.9327 | 0.0009052 | 781.1876 | 0.99445 | 780.4871 | 0 | 781.1876 | 0.00613 | 575.6906 | 0.49158
| 519.1166 | 0.00089539 | 581.627 | 0.0025643 | 581.1611 | 0.0010542 | 519.1166 | 0.00168 | 581.627 | 0.00045049 | 581.1611 | -0.00011723 | 574.4785 | 0.00011456 | 581.1611 | 0.00019336 | 581.627 | 0.00018883 | 575.9138 | 0.00069431 | 581.627 | 0.0041179 | 581.627 | 0.024955 | 581.627 | 0.19094 | 575.9138 | 0.0067257 | 581.627 | 0.00382 | 581.1611 | -0.00011554 | 781.3531 | 0.99112 | 780.6526 | 0 | 781.3531 | 0.00653 | 575.9138 | 0.48713
| 519.2313 | 0 | 581.8551 | 0.003606 | 581.3895 | 0.0012467 | 519.2313 | 0 | 581.8551 | 0.0011784 | 581.3895 | 0.00047571 | 574.705 | 0.00045509 | 581.3895 | 0.00092168 | 581.8551 | 0.0009672 | 576.1371 | 0.00060323 | 581.8551 | 0.0050658 | 581.8551 | 0.024997 | 581.8551 | 0.19759 | 576.1371 | 0.0094202 | 581.8551 | 0.00483 | 581.3895 | 0.00127 | 781.5185 | 0.98866 | 780.8181 | 0 | 781.5185 | 0.00635 | 576.1372 | 0.48932
| 519.3459 | 0.00037433 | 582.0832 | 0.0022717 | 581.618 | 0.00097201 | 519.3459 | 0.00118 | 582.0832 | 0.00012451 | 581.618 | -6.0847e-05 | 574.9315 | 0.00010466 | 581.618 | 0.00015702 | 582.0832 | 0 | 576.3605 | 0.00077044 | 582.0832 | 0.0036734 | 582.0832 | 0.024193 | 582.0832 | 0.20121 | 576.3605 | 0.0086062 | 582.0832 | 0.00415 | 581.618 | -0.00017085 | 781.684 | 0.98128 | 780.9836 | 0 | 781.684 | 0.00669 | 576.3605 | 0.4893
| 519.4606 | 0 | 582.3113 | 0.0023382 | 581.8464 | 0.0013613 | 519.4606 | 0 | 582.3113 | 0.00093704 | 581.8464 | 0.00069124 | 575.158 | 0.00045677 | 581.8464 | 0.0011133 | 582.3113 | 0.00079042 | 576.5838 | 0.0017875 | 582.3113 | 0.0049127 | 582.3113 | 0.02435 | 582.3113 | 0.20847 | 576.5838 | 0.0094516 | 582.3113 | 0.00495 | 581.8464 | 0.00125 | 781.8494 | 0.98066 | 781.1492 | 0 | 781.8494 | 0.00648 | 576.5838 | 0.48827
| 519.5752 | 0.00057197 | 582.5394 | 0.0026769 | 582.0749 | 0.0011022 | 519.5752 | 0.00175 | 582.5394 | 0.00044891 | 582.0749 | -0.00027406 | 575.3845 | 0.00013664 | 582.0749 | 8.9453e-05 | 582.5394 | 4.186e-06 | 576.8071 | 0.00073304 | 582.5394 | 0.0036096 | 582.5394 | 0.023023 | 582.5394 | 0.21232 | 576.8071 | 0.0067788 | 582.5394 | 0.00449 | 582.0749 | 4.5326e-06 | 782.0149 | 0.9829 | 781.3147 | 0 | 782.0149 | 0.00678 | 576.8071 | 0.48558
| 519.6898 | 0 | 582.7675 | 0.0037393 | 582.3033 | 0.0012549 | 519.6898 | 0 | 582.7675 | 0.00092667 | 582.3033 | 0.00043291 | 575.6111 | 0.00033895 | 582.3033 | 0.0010276 | 582.7675 | 0.00057711 | 577.0305 | 0.0016802 | 582.7675 | 0.0046539 | 582.7675 | 0.023634 | 582.7675 | 0.21852 | 577.0305 | 0.010327 | 582.7675 | 0.00535 | 582.3033 | 0.00115 | 782.1803 | 0.99246 | 781.4802 | 0 | 782.1803 | 0.00654 | 577.0305 | 0.48569
| 519.8045 | 0.00041025 | 582.9957 | 0.0023243 | 582.5318 | 0.001127 | 519.8045 | 0.00106 | 582.9957 | -5.1771e-05 | 582.5318 | 0.00042729 | 575.8376 | 8.2349e-05 | 582.5318 | 7.7261e-05 | 582.9956 | 0 | 577.2538 | 0.0011634 | 582.9956 | 0.0036982 | 582.9957 | 0.022498 | 582.9956 | 0.22419 | 577.2538 | 0.0090084 | 582.9957 | 0.00472 | 582.5318 | 0.00026777 | 782.3458 | 0.9805 | 781.6458 | 0 | 782.3458 | 0.00696 | 577.2539 | 0.48596
| 519.9192 | 0 | 583.2238 | 0.0030689 | 582.7603 | 0.0012353 | 519.9192 | 0 | 583.2238 | 0.00066632 | 582.7603 | 0.00057592 | 576.0641 | 0.00029387 | 582.7603 | 0.00097027 | 583.2238 | 0.00071649 | 577.4772 | 0.0018375 | 583.2238 | 0.0046094 | 583.2238 | 0.022887 | 583.2238 | 0.23168 | 577.4772 | 0.010649 | 583.2238 | 0.00574 | 582.7603 | 0.00116 | 782.5113 | 0.98207 | 781.8113 | 0 | 782.5113 | 0.00682 | 577.4772 | 0.48493
| 520.0338 | 0.00118 | 583.452 | 0.0025725 | 582.9888 | 0.0012039 | 520.0338 | 0.00113 | 583.452 | 0.0003456 | 582.9888 | -0.00064594 | 576.2907 | 0.00013204 | 582.9888 | 9.0456e-05 | 583.452 | 0.00013403 | 577.7006 | 0.00076587 | 583.452 | 0.0035749 | 583.452 | 0.022037 | 583.452 | 0.23829 | 577.7006 | 0.0089587 | 583.452 | 0.00491 | 582.9888 | 0.0007743 | 782.6768 | 0.97846 | 781.9769 | 0 | 782.6768 | 0.00697 | 577.7006 | 0.48285
| 520.1485 | 0 | 583.6801 | 0.0026605 | 583.2173 | 0.00091404 | 520.1485 | 0 | 583.6801 | 0.0010736 | 583.2173 | 0.0010104 | 576.5173 | 0.0003254 | 583.2173 | 0.00089017 | 583.6801 | 0.0011017 | 577.924 | 0.0016059 | 583.6801 | 0.0048637 | 583.6801 | 0.022492 | 583.6801 | 0.24645 | 577.924 | 0.012066 | 583.6801 | 0.00614 | 583.2173 | 0.00128 | 782.8423 | 0.97523 | 782.1425 | 0 | 782.8423 | 0.00665 | 577.9239 | 0.48321
| 520.2632 | 0.00073368 | 583.9083 | 0.0018715 | 583.4459 | 0.0010152 | 520.2632 | 0.00163 | 583.9083 | 0.00039582 | 583.4459 | -0.00043706 | 576.7438 | 9.2954e-05 | 583.4459 | 4.0544e-05 | 583.9083 | 0 | 578.1473 | 0.00073892 | 583.9083 | 0.0036999 | 583.9083 | 0.021521 | 583.9083 | 0.25202 | 578.1473 | 0.010097 | 583.9083 | 0.0054 | 583.4459 | 0.00037098 | 783.0077 | 0.97124 | 782.308 | 0 | 783.0077 | 0.00702 | 578.1473 | 0.4807
| 520.3778 | 0 | 584.1365 | 0.0034451 | 583.6744 | 0.0014044 | 520.3778 | 0 | 584.1365 | 0.0012675 | 583.6744 | 0.00064769 | 576.9705 | 0.00041078 | 583.6744 | 0.001015 | 584.1365 | 0.0011953 | 578.3707 | 0.0017285 | 584.1365 | 0.004798 | 584.1365 | 0.021993 | 584.1365 | 0.26136 | 578.3707 | 0.011095 | 584.1365 | 0.00639 | 583.6744 | 0.00093026 | 783.1732 | 0.96658 | 782.4736 | 0 | 783.1732 | 0.00688 | 578.3707 | 0.48044
| 520.4925 | 0.00015871 | 584.3647 | 0.0023842 | 583.903 | 0.00099418 | 520.4925 | 0.0016 | 584.3647 | 0.00041824 | 583.903 | -6.3569e-05 | 577.197 | 0.00018229 | 583.903 | 6.5531e-05 | 584.3647 | 6.1721e-05 | 578.5942 | 0.0016633 | 584.3647 | 0.0033728 | 584.3647 | 0.02052 | 584.3647 | 0.26603 | 578.5942 | 0.0085406 | 584.3647 | 0.00562 | 583.903 | 0.00055751 | 783.3387 | 0.96658 | 782.6391 | 0 | 783.3387 | 0.00718 | 578.5942 | 0.47929
| 520.6072 | 0 | 584.593 | 0.0030196 | 584.1315 | 0.0013261 | 520.6072 | 0 | 584.593 | 0.0014902 | 584.1315 | 0.00066359 | 577.4236 | 0.00042642 | 584.1315 | 0.0010133 | 584.5929 | 0.0010906 | 578.8176 | 0.0018403 | 584.5929 | 0.0046029 | 584.593 | 0.021518 | 584.5929 | 0.27668 | 578.8176 | 0.010977 | 584.593 | 0.00693 | 584.1315 | 0.00126 | 783.5042 | 0.9673 | 782.8047 | 0 | 783.5042 | 0.00691 | 578.8176 | 0.48285
| 520.7219 | 0.00014075 | 584.8212 | 0.00231 | 584.3601 | 0.00087838 | 520.7219 | 0.00097105 | 584.8212 | 0.001259 | 584.3601 | -0.0001307 | 577.6503 | 0.00026385 | 584.3601 | -1.0223e-05 | 584.8212 | 5.59e-05 | 579.041 | 0.00094825 | 584.8212 | 0.0033738 | 584.8212 | 0.02014 | 584.8212 | 0.28339 | 579.041 | 0.008724 | 584.8212 | 0.00594 | 584.3601 | 0.00028389 | 783.6697 | 0.96686 | 782.9703 | 0 | 783.6697 | 0.00727 | 579.041 | 0.47914
| 520.8366 | 0 | 585.0494 | 0.0022482 | 584.5887 | 0.0012361 | 520.8366 | 0 | 585.0494 | 0.0016009 | 584.5887 | 0.00087563 | 577.8769 | 0.00049901 | 584.5887 | 0.00096376 | 585.0494 | 0.00092337 | 579.2645 | 0.0018446 | 585.0494 | 0.0045596 | 585.0494 | 0.020848 | 585.0494 | 0.29247 | 579.2645 | 0.011661 | 585.0494 | 0.0073 | 584.5887 | 0.00122 | 783.8352 | 0.96656 | 783.1359 | 0 | 783.8352 | 0.00711 | 579.2645 | 0.47632
| 520.9513 | 0.00096726 | 585.2776 | 0.0024336 | 584.8173 | 0.0011403 | 520.9513 | 0.00158 | 585.2776 | 9.4892e-05 | 584.8173 | -0.00023672 | 578.1036 | 0.00018987 | 584.8173 | 6.4504e-05 | 585.2777 | 0 | 579.4879 | 0.0014881 | 585.2777 | 0.0033751 | 585.2776 | 0.019626 | 585.2777 | 0.29838 | 579.4879 | 0.01009 | 585.2776 | 0.0065 | 584.8173 | 0.00052852 | 784.0007 | 0.95898 | 783.3015 | 0 | 784.0007 | 0.00743 | 579.4879 | 0.47432
| 521.066 | 0 | 585.5059 | 0.0043512 | 585.0459 | 0.0011975 | 521.066 | 0 | 585.5059 | 0.00065927 | 585.0459 | 0.00077722 | 578.3302 | 0.00066048 | 585.0459 | 0.0010321 | 585.5059 | 0.00091399 | 579.7114 | 0.0019462 | 585.5059 | 0.0043487 | 585.5059 | 0.0203 | 585.5059 | 0.30742 | 579.7114 | 0.012867 | 585.5059 | 0.00762 | 585.0459 | 0.00117 | 784.1662 | 0.95962 | 783.4671 | 0 | 784.1662 | 0.00745 | 579.7114 | 0.4729
| 521.1807 | 0.00076961 | 585.7342 | 0.0019947 | 585.2745 | 0.0010232 | 521.1807 | 0.00019074 | 585.7342 | -0.00011667 | 585.2745 | -0.00048717 | 578.5569 | 0.00018811 | 585.2745 | -1.5826e-05 | 585.7342 | 3.5038e-05 | 579.9349 | 0.0001215 | 585.7342 | 0.0032416 | 585.7342 | 0.018874 | 585.7342 | 0.31274 | 579.9349 | 0.011071 | 585.7342 | 0.00686 | 585.2745 | 0.00042089 | 784.3318 | 0.94212 | 783.6327 | 0 | 784.3318 | 0.00786 | 579.9349 | 0.47279
| 521.2954 | 0 | 585.9625 | 0.0033632 | 585.5032 | 0.0012297 | 521.2954 | 0 | 585.9625 | 0.0015058 | 585.5032 | 0.00060948 | 578.7835 | 0.00035873 | 585.5032 | 0.00089637 | 585.9625 | 0.00080923 | 580.1583 | 0.0023398 | 585.9625 | 0.0040774 | 585.9625 | 0.01944 | 585.9625 | 0.32158 | 580.1583 | 0.012539 | 585.9625 | 0.00781 | 585.5032 | 0.00142 | 784.4973 | 0.93636 | 783.7983 | 0 | 784.4973 | 0.0078 | 580.1583 | 0.46951
| 521.4101 | 0 | 586.1908 | 0.0017746 | 585.7318 | 0.0009544 | 521.4101 | 0.00081498 | 586.1908 | 0.0010167 | 585.7318 | -0.00025209 | 579.0102 | 0.00012474 | 585.7318 | 3.7279e-05 | 586.1908 | 0 | 580.3818 | -3.8696e-05 | 586.1908 | 0.0030008 | 586.1908 | 0.018126 | 586.1908 | 0.3278 | 580.3818 | 0.010635 | 586.1908 | 0.00727 | 585.7318 | 0.00027304 | 784.6628 | 0.9268 | 783.9639 | 0 | 784.6628 | 0.00807 | 580.3818 | 0.46864
| 521.5249 | 0 | 586.4191 | 0.0044715 | 585.9605 | 0.00083447 | 521.5249 | 0 | 586.4191 | 0.0013628 | 585.9605 | 0.0006789 | 579.2369 | 0.00046422 | 585.9605 | 0.0010459 | 586.4191 | 0.00096478 | 580.6053 | 0.0028534 | 586.4191 | 0.004169 | 586.4191 | 0.018845 | 586.4191 | 0.33664 | 580.6053 | 0.013554 | 586.4191 | 0.00848 | 585.9605 | 0.0015 | 784.8284 | 0.92636 | 784.1295 | 0 | 784.8284 | 0.00803 | 580.6054 | 0.47138
| 521.6396 | 0.0012 | 586.6474 | 0.0017217 | 586.1891 | 0.0010159 | 521.6396 | 0.00205 | 586.6474 | 0.00063426 | 586.1891 | -0.00076381 | 579.4636 | 0.00025544 | 586.1891 | 0.00016463 | 586.6474 | 0 | 580.8289 | 0.00086296 | 586.6474 | 0.0028421 | 586.6474 | 0.017574 | 586.6474 | 0.34415 | 580.8289 | 0.011968 | 586.6474 | 0.00787 | 586.1891 | 0.00082918 | 784.9939 | 0.92568 | 784.2951 | 0 | 784.9939 | 0.00848 | 580.8289 | 0.46553
| 521.7543 | 0 | 586.8757 | 0.0022849 | 586.4178 | 0.0012381 | 521.7543 | 0 | 586.8757 | 0.0012983 | 586.4178 | 0.00072039 | 579.6903 | 0.00038718 | 586.4178 | 0.00093332 | 586.8758 | 0.00076943 | 581.0524 | 0.0021873 | 586.8758 | 0.004043 | 586.8757 | 0.018139 | 586.8758 | 0.35592 | 581.0524 | 0.014437 | 586.8757 | 0.00887 | 586.4178 | 0.00142 | 785.1594 | 0.92471 | 784.4607 | 0 | 785.1594 | 0.0083 | 581.0524 | 0.46516
| 521.869 | 0.00109 | 587.1041 | 0.0025147 | 586.6465 | 0.00080243 | 521.869 | 0.00093636 | 587.1041 | -0.00036269 | 586.6465 | -0.00043563 | 579.9171 | 0.0002182 | 586.6465 | 0.00013048 | 587.1041 | 0 | 581.2759 | 0.0012335 | 587.1041 | 0.0025725 | 587.1041 | 0.017088 | 587.1041 | 0.36439 | 581.2759 | 0.012844 | 587.1041 | 0.00829 | 586.6465 | 0.0005399 | 785.325 | 0.91525 | 784.6264 | 0 | 785.325 | 0.00858 | 581.2759 | 0.4655
| 521.9838 | 0 | 587.3325 | 0.0031831 | 586.8752 | 0.0013947 | 521.9838 | 0 | 587.3325 | 0.0011819 | 586.8752 | 0.00075503 | 580.1438 | 0.0004614 | 586.8752 | 0.00094811 | 587.3325 | 0.00077677 | 581.4995 | 0.0014768 | 587.3325 | 0.0038644 | 587.3325 | 0.017816 | 587.3325 | 0.37604 | 581.4995 | 0.014919 | 587.3325 | 0.00947 | 586.8752 | 0.00145 | 785.4905 | 0.90249 | 784.792 | 0 | 785.4905 | 0.00835 | 581.4995 | 0.46785
| 522.0985 | 8.684e-05 | 587.5609 | 0.0025201 | 587.1039 | 0.0011328 | 522.0985 | 0.00097105 | 587.5609 | 0.00013446 | 587.1039 | -0.00042423 | 580.3705 | 8.5709e-05 | 587.1039 | 0.00012408 | 587.5608 | 0 | 581.723 | -0.00018639 | 587.5608 | 0.0032182 | 587.5609 | 0.016836 | 587.5608 | 0.38504 | 581.723 | 0.014285 | 587.5608 | 0.00897 | 587.1039 | 0.00092628 | 785.6561 | 0.88952 | 784.9576 | 0 | 785.6561 | 0.00873 | 581.723 | 0.46376
| 522.2133 | 0 | 587.7892 | 0.0022054 | 587.3327 | 0.0009473 | 522.2133 | 0 | 587.7892 | 0.0012456 | 587.3327 | 0.00061212 | 580.5973 | 0.00051384 | 587.3327 | 0.00087014 | 587.7892 | 0.0010126 | 581.9466 | 0.0033908 | 587.7892 | 0.003517 | 587.7892 | 0.017124 | 587.7892 | 0.39668 | 581.9466 | 0.01661 | 587.7892 | 0.01021 | 587.3327 | 0.00142 | 785.8216 | 0.88772 | 785.1232 | 0 | 785.8216 | 0.00845 | 581.9466 | 0.46184
| 522.328 | 0.000554 | 588.0176 | 0.0024155 | 587.5614 | 0.0011546 | 522.328 | 0.0016 | 588.0176 | 0.00087822 | 587.5614 | 0.00014062 | 580.824 | 0.00021933 | 587.5614 | 0.00012268 | 588.0176 | 0 | 582.1702 | 0.00082056 | 588.0176 | 0.0028496 | 588.0176 | 0.01635 | 588.0176 | 0.40512 | 582.1702 | 0.015415 | 588.0176 | 0.00951 | 587.5614 | 0.00090662 | 785.9872 | 0.88138 | 785.2889 | 0 | 785.9872 | 0.00856 | 582.1702 | 0.46369
| 522.4428 | 0 | 588.246 | 0.0034481 | 587.7902 | 0.0010946 | 522.4428 | 0 | 588.246 | 0.0011159 | 587.7902 | 0.00051173 | 581.0508 | 0.00050931 | 587.7902 | 0.00088595 | 588.246 | 0.00095576 | 582.3937 | 0.0010038 | 588.246 | 0.0035369 | 588.246 | 0.016511 | 588.246 | 0.41586 | 582.3937 | 0.016417 | 588.246 | 0.01039 | 587.7902 | 0.00161 | 786.1527 | 0.86283 | 785.4545 | 0 | 786.1527 | 0.00842 | 582.3937 | 0.46241
| 522.5575 | 0.00116 | 588.4744 | 0.0024869 | 588.0189 | 0.00066641 | 522.5575 | 0.00067626 | 588.4744 | 0.0004152 | 588.0189 | -0.0004281 | 581.2776 | 0.00013255 | 588.0189 | -4.5043e-06 | 588.4744 | 0 | 582.6173 | 0.00092141 | 588.4744 | 0.0028008 | 588.4744 | 0.015558 | 588.4744 | 0.42373 | 582.6173 | 0.016371 | 588.4744 | 0.01005 | 588.0189 | 0.00055094 | 786.3183 | 0.85995 | 785.6202 | 0 | 786.3183 | 0.00893 | 582.6173 | 0.45938
| 522.6723 | 0.00030594 | 588.7028 | 0.0025759 | 588.2477 | 0.0011091 | 522.6723 | 0 | 588.7028 | 0.0010983 | 588.2477 | 0.00044896 | 581.5044 | 0.00041948 | 588.2477 | 0.00093219 | 588.7028 | 0.00086386 | 582.8409 | 0.0018383 | 588.7028 | 0.003406 | 588.7028 | 0.015911 | 588.7028 | 0.4346 | 582.8409 | 0.017526 | 588.7028 | 0.01123 | 588.2477 | 0.00154 | 786.4839 | 0.85656 | 785.7858 | 0 | 786.4839 | 0.00906 | 582.8409 | 0.46218
| 522.787 | 0.00037433 | 588.9313 | 0.0018799 | 588.4765 | 0.0012356 | 522.787 | 0.00057222 | 588.9313 | 0.00024502 | 588.4765 | -0.00027912 | 581.7312 | 4.631e-05 | 588.4765 | 0.00010254 | 588.9313 | 0.00014978 | 583.0646 | 0.00030696 | 588.9313 | 0.0025614 | 588.9313 | 0.015402 | 588.9313 | 0.44528 | 583.0646 | 0.016391 | 588.9313 | 0.01079 | 588.4765 | 0.00103 | 786.6495 | 0.85047 | 785.9515 | 0 | 786.6495 | 0.00942 | 583.0646 | 0.4585
| 522.9018 | 0 | 589.1597 | 0.0033842 | 588.7053 | 0.0013207 | 522.9018 | 0 | 589.1597 | 0.00096545 | 588.7053 | 0.00051126 | 581.9581 | 0.00039436 | 588.7053 | 0.00095998 | 589.1597 | 0.00089683 | 583.2882 | 0.00095952 | 589.1597 | 0.0036964 | 589.1597 | 0.015929 | 589.1597 | 0.45744 | 583.2882 | 0.017543 | 589.1597 | 0.01194 | 588.7053 | 0.00185 | 786.815 | 0.84907 | 786.1172 | 0 | 786.815 | 0.00935 | 583.2882 | 0.462
| 523.0166 | 0.00028449 | 589.3882 | 0.0024157 | 588.9341 | 0.00089631 | 523.0166 | 0.00123 | 589.3882 | 0.00078597 | 588.9341 | -0.00053027 | 582.1849 | 0.00026713 | 588.9341 | 3.7455e-05 | 589.3882 | 0 | 583.5118 | 0.0015585 | 589.3882 | 0.0025113 | 589.3882 | 0.014442 | 589.3882 | 0.47023 | 583.5118 | 0.018678 | 589.3882 | 0.01143 | 588.9341 | 0.00049905 | 786.9806 | 0.8328 | 786.2828 | 0 | 786.9806 | 0.00974 | 583.5118 | 0.4567
| 523.1313 | 0 | 589.6166 | 0.00351 | 589.1629 | 0.0011315 | 523.1313 | 0 | 589.6166 | 0.0011053 | 589.1629 | 0.00048487 | 582.4117 | 0.00050763 | 589.1629 | 0.0010084 | 589.6167 | 0.00079748 | 583.7355 | 0.00081889 | 589.6167 | 0.003569 | 589.6166 | 0.015143 | 589.6167 | 0.48474 | 583.7355 | 0.019445 | 589.6166 | 0.0127 | 589.1629 | 0.00169 | 787.1462 | 0.82727 | 786.4485 | 0 | 787.1462 | 0.00972 | 583.7355 | 0.45731
| 523.2461 | 0.0006079 | 589.8452 | 0.0022384 | 589.3917 | 0.0010062 | 523.2461 | 0.00227 | 589.8452 | 0.00031108 | 589.3917 | -4.4861e-05 | 582.6385 | 0.00030686 | 589.3917 | 8.6427e-05 | 589.8451 | 0 | 583.9591 | 0.00091861 | 589.8451 | 0.0025127 | 589.8452 | 0.014204 | 589.8451 | 0.49542 | 583.9591 | 0.018418 | 589.8451 | 0.01222 | 589.3918 | 0.00106 | 787.3118 | 0.821 | 786.6142 | 0 | 787.3118 | 0.00999 | 583.9591 | 0.4561
| 523.3609 | 0 | 590.0737 | 0.0033073 | 589.6206 | 0.0012444 | 523.3609 | 0 | 590.0737 | 0.0013673 | 589.6206 | 0.00053138 | 582.8654 | 0.00042197 | 589.6206 | 0.00090507 | 590.0736 | 0.00081745 | 584.1828 | 0.0021325 | 590.0736 | 0.0035121 | 590.0737 | 0.014837 | 590.0736 | 0.51078 | 584.1828 | 0.019454 | 590.0737 | 0.01339 | 589.6206 | 0.00163 | 787.4774 | 0.8119 | 786.7799 | 0 | 787.4774 | 0.00995 | 584.1828 | 0.45592
| 523.4757 | 0.00066181 | 590.3021 | 0.0030796 | 589.8494 | 0.00097878 | 523.4757 | 0.00057222 | 590.3021 | 0.00013259 | 589.8494 | -2.5655e-05 | 583.0923 | 4.5954e-05 | 589.8494 | 8.9465e-05 | 590.3021 | 0 | 584.4064 | 0.0011588 | 590.3021 | 0.0022789 | 590.3021 | 0.013968 | 590.3021 | 0.52248 | 584.4064 | 0.020064 | 590.3021 | 0.01302 | 589.8495 | 0.00123 | 787.643 | 0.80401 | 786.9455 | 0 | 787.643 | 0.01034 | 584.4064 | 0.45558
| 523.5905 | 0 | 590.5306 | 0.0031303 | 590.0783 | 0.00093802 | 523.5905 | 0 | 590.5306 | 0.0016273 | 590.0783 | 0.00074399 | 583.3192 | 0.00040759 | 590.0783 | 0.00078679 | 590.5307 | 0.00088838 | 584.6301 | 0.0013581 | 590.5307 | 0.0033377 | 590.5306 | 0.014076 | 590.5307 | 0.53779 | 584.6301 | 0.021547 | 590.5306 | 0.01402 | 590.0783 | 0.00201 | 787.8086 | 0.80449 | 787.1112 | 0 | 787.8086 | 0.01031 | 584.6301 | 0.45509
| 523.7053 | 0.0014 | 590.7592 | 0.0024684 | 590.3072 | 0.0009844 | 523.7053 | 0.00158 | 590.7592 | 0.00063407 | 590.3072 | -0.00036739 | 583.5461 | 0.00019739 | 590.3072 | 4.5252e-05 | 590.7592 | 0.0002211 | 584.8538 | 0.0014428 | 590.7592 | 0.0024405 | 590.7592 | 0.013553 | 590.7592 | 0.55078 | 584.8538 | 0.020807 | 590.7592 | 0.01368 | 590.3072 | 0.0009726 | 787.9742 | 0.78977 | 787.2769 | 0 | 787.9742 | 0.0106 | 584.8538 | 0.4541
| 523.8201 | 0 | 590.9877 | 0.0028027 | 590.5361 | 0.00094185 | 523.8201 | 0 | 590.9877 | 0.00042151 | 590.5361 | 0.00062641 | 583.7729 | 0.00045479 | 590.5361 | 0.0007962 | 590.9877 | 0.0011308 | 585.0775 | 0.0014112 | 590.9877 | 0.0031018 | 590.9877 | 0.013948 | 590.9877 | 0.56701 | 585.0775 | 0.024176 | 590.9877 | 0.01493 | 590.5361 | 0.00193 | 788.1398 | 0.78228 | 787.4426 | 0 | 788.1398 | 0.01061 | 585.0775 | 0.45431
| 523.9349 | 0.00015871 | 591.2163 | 0.0024895 | 590.765 | 0.00077662 | 523.9349 | 0.00125 | 591.2163 | 0.00084178 | 590.765 | -0.00027968 | 583.9999 | 4.9793e-05 | 590.765 | 7.2142e-05 | 591.2163 | 0 | 585.3013 | 0.00079924 | 591.2163 | 0.0024365 | 591.2163 | 0.013198 | 591.2163 | 0.58125 | 585.3013 | 0.020978 | 591.2163 | 0.01488 | 590.765 | 0.00134 | 788.3055 | 0.78177 | 787.6083 | 0 | 788.3055 | 0.01099 | 585.3013 | 0.44994
| 524.0497 | 0 | 591.4449 | 0.0033768 | 590.9939 | 0.0012917 | 524.0497 | 0 | 591.4449 | 0.0011066 | 590.9939 | 0.00053076 | 584.2268 | 0.00035522 | 590.9939 | 0.00091154 | 591.4449 | 0.00098199 | 585.525 | 0.00070114 | 591.4449 | 0.0037029 | 591.4449 | 0.013848 | 591.4449 | 0.59565 | 585.525 | 0.023727 | 591.4449 | 0.01629 | 590.9939 | 0.00218 | 788.4711 | 0.77015 | 787.774 | 0 | 788.4711 | 0.01102 | 585.525 | 0.45311
| 524.1645 | 0.00131 | 591.6735 | 0.0030544 | 591.2228 | 0.00068574 | 524.1645 | 0.00052021 | 591.6735 | 0.00030916 | 591.2228 | -0.00050072 | 584.4537 | 0.0002034 | 591.2228 | -4.9617e-05 | 591.6734 | 0 | 585.7487 | 0.00075989 | 591.6734 | 0.002077 | 591.6735 | 0.012581 | 591.6734 | 0.61007 | 585.7487 | 0.023217 | 591.6735 | 0.01551 | 591.2228 | 0.00129 | 788.6367 | 0.76236 | 787.9397 | 0 | 788.6367 | 0.01122 | 585.7487 | 0.44824
| 524.2794 | 0 | 591.902 | 0.0030652 | 591.4518 | 0.0010698 | 524.2794 | 0 | 591.902 | 0.00098445 | 591.4518 | 0.00046366 | 584.6807 | 0.00033092 | 591.4518 | 0.00084042 | 591.902 | 0.00059373 | 585.9725 | 0.001255 | 591.902 | 0.0027889 | 591.902 | 0.0131 | 591.902 | 0.62847 | 585.9725 | 0.026411 | 591.902 | 0.01695 | 591.4518 | 0.00231 | 788.8023 | 0.75512 | 788.1055 | 0 | 788.8023 | 0.01122 | 585.9725 | 0.45298
| 524.3942 | 0 | 592.1306 | 0.0022376 | 591.6807 | 0.00088394 | 524.3942 | 0.00084967 | 592.1306 | 0.0006371 | 591.6807 | -0.00041158 | 584.9077 | 0.00019276 | 591.6807 | 3.9028e-05 | 592.1306 | 0 | 586.1962 | 0.00088016 | 592.1306 | 0.0019821 | 592.1306 | 0.012354 | 592.1306 | 0.64164 | 586.1962 | 0.025154 | 592.1306 | 0.01655 | 591.6807 | 0.0016 | 788.968 | 0.73927 | 788.2712 | 0 | 788.968 | 0.01154 | 586.1962 | 0.4493
| 524.509 | 0 | 592.3593 | 0.0027698 | 591.9097 | 0.00095704 | 524.509 | 0 | 592.3593 | 0.0010513 | 591.9097 | 0.0007148 | 585.1346 | 0.00044836 | 591.9097 | 0.00080131 | 592.3592 | 0.00093266 | 586.42 | 0.0017667 | 592.3592 | 0.0029318 | 592.3593 | 0.01287 | 592.3592 | 0.65642 | 586.42 | 0.028443 | 592.3592 | 0.01816 | 591.9097 | 0.00226 | 789.1336 | 0.73777 | 788.4369 | 0 | 789.1336 | 0.01157 | 586.42 | 0.45161
| 524.6238 | 6.8875e-05 | 592.5878 | 0.002318 | 592.1386 | 0.00085272 | 524.6238 | 0.00031212 | 592.5878 | 0.00028329 | 592.1386 | -7.4699e-05 | 585.3616 | 0.00011044 | 592.1386 | -2.7732e-06 | 592.5879 | 6.1078e-05 | 586.6437 | 0.00055479 | 592.5879 | 0.0018967 | 592.5878 | 0.011876 | 592.5879 | 0.6699 | 586.6437 | 0.028607 | 592.5878 | 0.01766 | 592.1386 | 0.00146 | 789.2993 | 0.7271 | 788.6026 | 0 | 789.2993 | 0.01185 | 586.6437 | 0.44608
| 524.7387 | 0.00052189 | 592.8165 | 0.0032942 | 592.3676 | 0.0010101 | 524.7387 | 0 | 592.8165 | 0.0011383 | 592.3676 | 0.00033883 | 585.5886 | 0.00037651 | 592.3676 | 0.00088538 | 592.8165 | 0.00060757 | 586.8676 | 0.0017303 | 592.8165 | 0.002995 | 592.8165 | 0.012363 | 592.8165 | 0.68618 | 586.8676 | 0.028391 | 592.8165 | 0.01914 | 592.3676 | 0.00233 | 789.4649 | 0.71575 | 788.7684 | 0 | 789.4649 | 0.0117 | 586.8676 | 0.44557
| 524.8535 | 0 | 593.0451 | 0.001728 | 592.5966 | 0.00093137 | 524.8535 | 0.0018 | 593.0451 | 0.00018936 | 592.5966 | -9.4146e-05 | 585.8156 | 0.00011905 | 592.5966 | 8.1013e-05 | 593.0451 | 0.00010356 | 587.0913 | 0.00078936 | 593.0451 | 0.0020136 | 593.0451 | 0.011666 | 593.0451 | 0.69846 | 587.0913 | 0.02758 | 593.0451 | 0.01871 | 592.5966 | 0.00155 | 789.6305 | 0.70862 | 788.9341 | 0 | 789.6305 | 0.01201 | 587.0913 | 0.44699
| 524.9684 | 0 | 593.2738 | 0.0036327 | 592.8256 | 0.0009943 | 524.9684 | 0 | 593.2738 | 0.0010134 | 592.8256 | 0.00073775 | 586.0425 | 0.0004739 | 592.8256 | 0.00083551 | 593.2738 | 0.00053277 | 587.3151 | 0.0021134 | 593.2738 | 0.003142 | 593.2738 | 0.01203 | 593.2738 | 0.71633 | 587.3151 | 0.028505 | 593.2738 | 0.02015 | 592.8256 | 0.0027 | 789.7962 | 0.70582 | 789.0998 | 0 | 789.7962 | 0.01206 | 587.3151 | 0.44391
| 525.0832 | 0.00069774 | 593.5024 | 0.0017614 | 593.0547 | 0.00079717 | 525.0832 | 0.00076297 | 593.5024 | 0.00083887 | 593.0547 | -0.00022565 | 586.2696 | 0.0002487 | 593.0547 | 2.5358e-05 | 593.5025 | 0 | 587.5389 | 0.00066641 | 593.5025 | 0.0017355 | 593.5024 | 0.011108 | 593.5025 | 0.73122 | 587.5389 | 0.02933 | 593.5024 | 0.01966 | 593.0547 | 0.00136 | 789.9619 | 0.69016 | 789.2656 | 0 | 789.9619 | 0.01237 | 587.5389 | 0.44271
| 525.1981 | 0 | 593.7311 | 0.0027505 | 593.2837 | 0.0010309 | 525.1981 | 0 | 593.7311 | 0.0014564 | 593.2837 | 0.00066478 | 586.4966 | 0.00035995 | 593.2837 | 0.00066566 | 593.7311 | 0.00051413 | 587.7628 | 0.0011369 | 593.7311 | 0.0026842 | 593.7311 | 0.01153 | 593.7311 | 0.7514 | 587.7628 | 0.031947 | 593.7311 | 0.02112 | 593.2837 | 0.00263 | 790.1275 | 0.6846 | 789.4313 | 0 | 790.1275 | 0.0124 | 587.7628 | 0.4433
| 525.3129 | 0.00041025 | 593.9598 | 0.0028795 | 593.5127 | 0.0010598 | 525.3129 | 0.00048552 | 593.9598 | 0.0010215 | 593.5127 | -0.00042169 | 586.7236 | 8.2032e-05 | 593.5127 | 2.2915e-05 | 593.9598 | 0 | 587.9866 | 0.0001557 | 593.9598 | 0.0021525 | 593.9598 | 0.011109 | 593.9598 | 0.76836 | 587.9866 | 0.031718 | 593.9598 | 0.02123 | 593.5127 | 0.00189 | 790.2932 | 0.6725 | 789.5971 | 0 | 790.2932 | 0.01267 | 587.9866 | 0.44312
| 525.4278 | 0 | 594.1885 | 0.0029681 | 593.7418 | 0.0011067 | 525.4278 | 0 | 594.1885 | 0.0010143 | 593.7418 | 0.00094977 | 586.9507 | 0.00048235 | 593.7418 | 0.0008929 | 594.1885 | 0.00094667 | 588.2104 | 0.0013452 | 594.1885 | 0.0028473 | 594.1885 | 0.011509 | 594.1885 | 0.78736 | 588.2104 | 0.031116 | 594.1885 | 0.02295 | 593.7418 | 0.00285 | 790.4589 | 0.66125 | 789.7628 | 0 | 790.4589 | 0.01281 | 588.2105 | 0.44176
| 525.5426 | 0.00197 | 594.4172 | 0.0019619 | 593.9708 | 0.00086689 | 525.5426 | 0.00064159 | 594.4172 | 0.00076783 | 593.9708 | -0.00018104 | 587.1777 | 5.1232e-05 | 593.9708 | 0.00012987 | 594.4172 | 0 | 588.4343 | 0.00084589 | 594.4172 | 0.0018796 | 594.4172 | 0.010594 | 594.4172 | 0.80028 | 588.4343 | 0.031763 | 594.4172 | 0.02272 | 593.9708 | 0.00188 | 790.6245 | 0.65861 | 789.9286 | 0 | 790.6245 | 0.01305 | 588.4343 | 0.443
| 525.6575 | 0 | 594.6459 | 0.0023646 | 594.1999 | 0.00092981 | 525.6575 | 0 | 594.6459 | 0.0013334 | 594.1999 | 0.00057051 | 587.4048 | 0.00040444 | 594.1999 | 0.00082892 | 594.646 | 0.00089188 | 588.6581 | 0.0017341 | 594.646 | 0.0029276 | 594.6459 | 0.011139 | 594.646 | 0.81679 | 588.6581 | 0.034095 | 594.6459 | 0.02415 | 594.1999 | 0.00305 | 790.7902 | 0.64378 | 790.0944 | 0 | 790.7902 | 0.01302 | 588.6581 | 0.44299
| 525.7724 | 0 | 594.8747 | 0.002776 | 594.429 | 0.00092902 | 525.7724 | 0.00184 | 594.8747 | 0.00043404 | 594.429 | -0.00028281 | 587.6319 | 0.00015694 | 594.429 | 7.1765e-05 | 594.8747 | 0 | 588.882 | 0.0016742 | 594.8747 | 0.0016419 | 594.8747 | 0.010355 | 594.8747 | 0.82704 | 588.882 | 0.034358 | 594.8747 | 0.02396 | 594.429 | 0.00266 | 790.9559 | 0.63399 | 790.2601 | 0 | 790.9559 | 0.0132 | 588.882 | 0.43943
| 525.8873 | 0 | 595.1035 | 0.0032437 | 594.6581 | 0.00075019 | 525.8873 | 0 | 595.1035 | 0.0016902 | 594.6581 | 0.00046659 | 587.8589 | 0.00035697 | 594.6581 | 0.00069377 | 595.1034 | 0.00086089 | 589.106 | 0.0027368 | 595.1034 | 0.0024326 | 595.1035 | 0.010739 | 595.1034 | 0.84078 | 589.106 | 0.035743 | 595.1034 | 0.02542 | 594.6581 | 0.00292 | 791.1216 | 0.62824 | 790.4259 | 0 | 791.1216 | 0.01325 | 589.106 | 0.43888
| 526.0022 | 0.00010482 | 595.3322 | 0.0021753 | 594.8872 | 0.00079398 | 526.0022 | 0.00065893 | 595.3322 | 0.00074767 | 594.8872 | -0.00037106 | 588.0861 | 0.00020532 | 594.8872 | 0.00011093 | 595.3322 | 0 | 589.3298 | 0.0010843 | 595.3322 | 0.0018286 | 595.3322 | 0.009957 | 595.3322 | 0.85318 | 589.3298 | 0.036876 | 595.3322 | 0.0251 | 594.8872 | 0.00228 | 791.2873 | 0.61525 | 790.5917 | 0 | 791.2873 | 0.01348 | 589.3298 | 0.43579
| 526.117 | 0 | 595.561 | 0.0036609 | 595.1163 | 0.0010162 | 526.117 | 0 | 595.561 | 0.0014488 | 595.1163 | 0.00059479 | 588.3132 | 0.00035701 | 595.1163 | 0.00073992 | 595.561 | 0.00066636 | 589.5537 | 0.0014911 | 595.561 | 0.0024255 | 595.561 | 0.010339 | 595.561 | 0.86953 | 589.5537 | 0.037553 | 595.561 | 0.02669 | 595.1163 | 0.00313 | 791.453 | 0.61006 | 790.7575 | 0 | 791.453 | 0.01346 | 589.5537 | 0.43954
| 526.2319 | 0.0014 | 595.7897 | 0.0026187 | 595.3455 | 0.00091185 | 526.2319 | 0.00095371 | 595.7897 | 0.00052454 | 595.3455 | -0.00012294 | 588.5403 | 0.00010653 | 595.3455 | 5.9172e-05 | 595.7898 | 0 | 589.7776 | 0.00056746 | 595.7898 | 0.0019229 | 595.7897 | 0.0097053 | 595.7898 | 0.88479 | 589.7776 | 0.037625 | 595.7897 | 0.02671 | 595.3455 | 0.00239 | 791.6187 | 0.59948 | 790.9233 | 0 | 791.6187 | 0.01357 | 589.7776 | 0.43471
| 526.3468 | 0 | 596.0186 | 0.0030392 | 595.5746 | 0.00081838 | 526.3468 | 0 | 596.0186 | 0.0014362 | 595.5746 | 0.00042581 | 588.7674 | 0.00044258 | 595.5746 | 0.00085132 | 596.0186 | 0.0010206 | 590.0016 | 0.0018211 | 596.0186 | 0.0027847 | 596.0186 | 0.010169 | 596.0186 | 0.89895 | 590.0016 | 0.038232 | 596.0186 | 0.02824 | 595.5746 | 0.00319 | 791.7844 | 0.58714 | 791.0891 | 0.00177 | 791.7844 | 0.01364 | 590.0016 | 0.43678
| 526.4617 | 0.00127 | 596.2474 | 0.0031267 | 595.8038 | 0.00092163 | 526.4617 | 0.00079764 | 596.2474 | 0.0012066 | 595.8038 | -0.00024579 | 588.9946 | 4.2271e-05 | 595.8038 | -2.3872e-05 | 596.2474 | 0 | 590.2255 | 0.00096333 | 596.2474 | 0.0015633 | 596.2474 | 0.009262 | 596.2474 | 0.91434 | 590.2255 | 0.040236 | 596.2474 | 0.02833 | 595.8038 | 0.0024 | 791.9501 | 0.58539 | 791.2549 | 0 | 791.9501 | 0.01381 | 590.2255 | 0.43444
| 526.5766 | 0 | 596.4762 | 0.0032987 | 596.0329 | 0.00096798 | 526.5766 | 0 | 596.4762 | 0.0011289 | 596.0329 | 0.00046365 | 589.2217 | 0.00049162 | 596.0329 | 0.00071493 | 596.4762 | 0.00087269 | 590.4495 | 0.0022555 | 596.4762 | 0.0024232 | 596.4762 | 0.0099458 | 596.4762 | 0.92998 | 590.4495 | 0.039759 | 596.4762 | 0.03017 | 596.0329 | 0.00349 | 792.1158 | 0.57461 | 791.4207 | 0.00465 | 792.1158 | 0.01392 | 590.4495 | 0.43444
| 526.6916 | 0.00163 | 596.705 | 0.0025762 | 596.2621 | 0.00089234 | 526.6916 | 0.00118 | 596.705 | 0.00039241 | 596.2621 | -0.00018097 | 589.4489 | 0.00014242 | 596.2621 | 4.2923e-05 | 596.705 | 1.2458e-05 | 590.6734 | 0.00026455 | 596.705 | 0.0018106 | 596.705 | 0.0091404 | 596.705 | 0.94237 | 590.6734 | 0.04125 | 596.705 | 0.02997 | 596.2621 | 0.00259 | 792.2815 | 0.56724 | 791.5865 | 0.00056998 | 792.2815 | 0.01403 | 590.6734 | 0.43099
| 526.8065 | 0 | 596.9338 | 0.0026849 | 596.4913 | 0.0010022 | 526.8065 | 0 | 596.9338 | 0.0013261 | 596.4913 | 0.00062464 | 589.676 | 0.00022759 | 596.4913 | 0.00076028 | 596.9338 | 0.00080171 | 590.8973 | 0.0019903 | 596.9338 | 0.0023026 | 596.9338 | 0.0095796 | 596.9338 | 0.95347 | 590.8973 | 0.043927 | 596.9338 | 0.03176 | 596.4913 | 0.00346 | 792.4472 | 0.55381 | 791.7523 | 0.00647 | 792.4472 | 0.01422 | 590.8973 | 0.43346
| 526.9214 | 0.00084148 | 597.1627 | 0.0017875 | 596.7205 | 0.00082428 | 526.9214 | 0.00243 | 597.1627 | 0.00050711 | 596.7205 | -0.00031172 | 589.9032 | 0.00012598 | 596.7205 | 0.00010937 | 597.1627 | 9.455e-05 | 591.1213 | 0.0016153 | 597.1627 | 0.001506 | 597.1627 | 0.008763 | 597.1627 | 0.96094 | 591.1213 | 0.043879 | 597.1627 | 0.03164 | 596.7205 | 0.00294 | 792.613 | 0.54127 | 791.9181 | 0.00499 | 792.613 | 0.01427 | 591.1213 | 0.42896
| 527.0363 | 0 | 597.3915 | 0.0031053 | 596.9497 | 0.00099617 | 527.0363 | 0 | 597.3915 | 0.0013744 | 596.9497 | 0.00048934 | 590.1304 | 0.00033901 | 596.9497 | 0.00084012 | 597.3916 | 0.00077779 | 591.3453 | 0.0013136 | 597.3916 | 0.0024082 | 597.3915 | 0.0093394 | 597.3916 | 0.96847 | 591.3453 | 0.045387 | 597.3915 | 0.03341 | 596.9497 | 0.00374 | 792.7787 | 0.53305 | 792.0839 | 0.00969 | 792.7787 | 0.01441 | 591.3453 | 0.43086
| 527.1512 | 6.8875e-05 | 597.6204 | 0.0024957 | 597.179 | 0.00069776 | 527.1512 | 0.00102 | 597.6204 | 0.0009139 | 597.179 | -0.0003975 | 590.3576 | 0.00014424 | 597.179 | 4.8128e-05 | 597.6204 | 0.00010308 | 591.5693 | 0.0013713 | 597.6204 | 0.0014464 | 597.6204 | 0.0084992 | 597.6204 | 0.9748 | 591.5693 | 0.045285 | 597.6204 | 0.03364 | 597.179 | 0.00283 | 792.9444 | 0.52031 | 792.2497 | 0.00517 | 792.9444 | 0.01439 | 591.5693 | 0.42935
| 527.2662 | 0 | 597.8493 | 0.0033802 | 597.4082 | 0.00095086 | 527.2662 | 0 | 597.8493 | 0.0015984 | 597.4082 | 0.00023461 | 590.5848 | 0.00044105 | 597.4082 | 0.00088973 | 597.8493 | 0.00062925 | 591.7933 | 0.0027368 | 597.8493 | 0.0020877 | 597.8493 | 0.0091678 | 597.8493 | 0.98057 | 591.7933 | 0.049596 | 597.8493 | 0.03554 | 597.4082 | 0.00404 | 793.1102 | 0.50895 | 792.4156 | 0.00703 | 793.1102 | 0.01457 | 591.7933 | 0.42885
| 527.3811 | 0.00067977 | 598.0782 | 0.0025695 | 597.6374 | 0.0007421 | 527.3811 | 0.00229 | 598.0782 | 0.00092596 | 597.6374 | -0.00016644 | 590.812 | 6.3498e-05 | 597.6374 | -4.111e-05 | 598.0782 | 0 | 592.0173 | 0.00089836 | 598.0782 | 0.0013354 | 598.0782 | 0.0082735 | 598.0782 | 0.98544 | 592.0173 | 0.048693 | 598.0782 | 0.03542 | 597.6374 | 0.00331 | 793.2759 | 0.5026 | 792.5814 | 0.00781 | 793.2759 | 0.01449 | 592.0173 | 0.42838
| 527.496 | 0 | 598.3071 | 0.0035937 | 597.8667 | 0.00088464 | 527.496 | 0 | 598.3071 | 0.001348 | 597.8667 | 0.00053508 | 591.0392 | 0.00041623 | 597.8667 | 0.00083051 | 598.3071 | 0.00074088 | 592.2413 | 0.0012449 | 598.3071 | 0.002473 | 598.3071 | 0.008963 | 598.3071 | 0.98888 | 592.2413 | 0.051255 | 598.3071 | 0.03742 | 597.8667 | 0.00385 | 793.4416 | 0.49604 | 792.7472 | 0.01053 | 793.4416 | 0.01464 | 592.2413 | 0.43167
| 527.611 | 0.0016 | 598.536 | 0.0027361 | 598.096 | 0.00081198 | 527.611 | 0.00086701 | 598.536 | 0.0011853 | 598.096 | -0.00022721 | 591.2665 | 0.00014221 | 598.096 | 3.9942e-05 | 598.536 | 0.00014786 | 592.4654 | 0.00083931 | 598.536 | 0.0014325 | 598.536 | 0.0081557 | 598.536 | 0.99002 | 592.4654 | 0.051257 | 598.536 | 0.0376 | 598.096 | 0.00338 | 793.6074 | 0.48112 | 792.9131 | 0.00915 | 793.6074 | 0.01458 | 592.4654 | 0.42473
| 527.7259 | 0 | 598.765 | 0.0028439 | 598.3253 | 0.0009568 | 527.7259 | 0 | 598.765 | 0.0015838 | 598.3253 | 0.00063033 | 591.4938 | 0.00031459 | 598.3253 | 0.00074415 | 598.765 | 0.00076333 | 592.6894 | 0.001299 | 598.765 | 0.0022164 | 598.765 | 0.0085426 | 598.765 | 0.99277 | 592.6894 | 0.052371 | 598.7649 | 0.03949 | 598.3253 | 0.00407 | 793.7731 | 0.47982 | 793.0789 | 0.01071 | 793.7731 | 0.01485 | 592.6894 | 0.42826
| 527.8409 | 0.0004462 | 598.9939 | 0.0020589 | 598.5546 | 0.00086509 | 527.8409 | 0.00142 | 598.9939 | 0.00086374 | 598.5546 | 0.00011439 | 591.721 | 5.7468e-05 | 598.5546 | 5.9046e-05 | 598.9939 | 0 | 592.9135 | 0.00024449 | 598.9939 | 0.001713 | 598.9939 | 0.0080201 | 598.9939 | 0.98994 | 592.9135 | 0.054429 | 598.9939 | 0.03972 | 598.5545 | 0.00363 | 793.9389 | 0.47282 | 793.2447 | 0.01277 | 793.9389 | 0.01473 | 592.9135 | 0.42449
| 527.9559 | 0 | 599.2228 | 0.0038465 | 598.7839 | 0.00091762 | 527.9559 | 0 | 599.2228 | 0.0013906 | 598.7839 | 0.00078139 | 591.9483 | 0.00021818 | 598.7839 | 0.00068758 | 599.2229 | 0.00093342 | 593.1375 | 0.00091458 | 599.2229 | 0.0021172 | 599.2228 | 0.008307 | 599.2229 | 0.98975 | 593.1375 | 0.05472 | 599.2228 | 0.04187 | 598.7839 | 0.00464 | 794.1047 | 0.46252 | 793.4106 | 0.01243 | 794.1047 | 0.01497 | 593.1375 | 0.42666
| 528.0708 | 0.00085945 | 599.4518 | 0.0014481 | 599.0132 | 0.00086015 | 528.0708 | 0.00060691 | 599.4518 | 0.0010979 | 599.0132 | 3.272e-05 | 592.1756 | 0.00016533 | 599.0132 | -2.4953e-05 | 599.4518 | 4.7376e-05 | 593.3616 | -0.00024739 | 599.4518 | 0.0013829 | 599.4518 | 0.0079042 | 599.4518 | 0.98255 | 593.3616 | 0.056598 | 599.4518 | 0.04226 | 599.0132 | 0.00409 | 794.2704 | 0.4534 | 793.5765 | 0.01325 | 794.2704 | 0.01476 | 593.3616 | 0.42216
| 528.1858 | 0 | 599.6808 | 0.0029132 | 599.2425 | 0.00090099 | 528.1858 | 0 | 599.6808 | 0.0018542 | 599.2425 | 0.00036492 | 592.4029 | 0.0002901 | 599.2425 | 0.00064792 | 599.6808 | 0.00095409 | 593.5857 | 0.0020319 | 599.6808 | 0.0019785 | 599.6808 | 0.0081145 | 599.6808 | 0.97537 | 593.5857 | 0.059451 | 599.6808 | 0.04426 | 599.2425 | 0.00472 | 794.4362 | 0.44106 | 793.7423 | 0.01571 | 794.4362 | 0.01503 | 593.5857 | 0.42476
| 528.3007 | 0.00138 | 599.9098 | 0.0021555 | 599.4718 | 0.00067287 | 528.3007 | 0.00102 | 599.9098 | 5.3366e-05 | 599.4718 | 3.4569e-05 | 592.6302 | 0.00011229 | 599.4718 | 2.0204e-05 | 599.9098 | 0 | 593.8098 | 0.0015601 | 599.9098 | 0.00091345 | 599.9098 | 0.007277 | 599.9098 | 0.9624 | 593.8098 | 0.058144 | 599.9098 | 0.04426 | 599.4719 | 0.00386 | 794.602 | 0.43153 | 793.9082 | 0.01197 | 794.602 | 0.01477 | 593.8098 | 0.42564
| 528.4157 | 0 | 600.1388 | 0.002807 | 599.7012 | 0.00088668 | 528.4157 | 0 | 600.1388 | 0.0012929 | 599.7012 | 0.00052115 | 592.8575 | 0.00035213 | 599.7012 | 0.00067311 | 600.1388 | 0.00083987 | 594.0339 | 0.0023251 | 600.1388 | 0.0020849 | 600.1388 | 0.00764 | 600.1388 | 0.95118 | 594.0339 | 0.06051 | 600.1388 | 0.04622 | 599.7012 | 0.00514 | 794.7677 | 0.4206 | 794.0741 | 0.01801 | 794.7677 | 0.01504 | 594.0339 | 0.42387
| 528.5307 | 0.00127 | 600.3678 | 0.0022475 | 599.9306 | 0.00082165 | 528.5307 | 0.00146 | 600.3678 | 0.00098741 | 599.9306 | -0.00019295 | 593.0848 | 0.0001821 | 599.9306 | 1.1729e-05 | 600.3678 | 0.00014092 | 594.258 | 0.00069455 | 600.3678 | 0.0010485 | 600.3678 | 0.0072552 | 600.3678 | 0.93701 | 594.258 | 0.060252 | 600.3678 | 0.0466 | 599.9306 | 0.00429 | 794.9335 | 0.42346 | 794.2399 | 0.01671 | 794.9335 | 0.01474 | 594.258 | 0.42085
| 528.6457 | 0 | 600.5968 | 0.0033473 | 600.1599 | 0.00083822 | 528.6457 | 0 | 600.5968 | 0.0012107 | 600.1599 | 0.0005448 | 593.3121 | 0.00037808 | 600.1599 | 0.00070731 | 600.5968 | 0.00063382 | 594.4821 | 0.0015655 | 600.5968 | 0.001963 | 600.5968 | 0.0075951 | 600.5968 | 0.92352 | 594.4821 | 0.063167 | 600.5968 | 0.04877 | 600.1599 | 0.00511 | 795.0993 | 0.41332 | 794.4058 | 0.02037 | 795.0993 | 0.01508 | 594.4821 | 0.42174
| 528.7607 | 0.00019465 | 600.8259 | 0.0020847 | 600.3893 | 0.00058733 | 528.7607 | 0.00123 | 600.8259 | 0.00045671 | 600.3893 | 8.2627e-05 | 593.5395 | 0.00015577 | 600.3893 | -7.1052e-05 | 600.8259 | 0 | 594.7062 | 0.0014758 | 600.8259 | 0.001498 | 600.8259 | 0.0069453 | 600.8259 | 0.91048 | 594.7062 | 0.06108 | 600.8259 | 0.04945 | 600.3893 | 0.00432 | 795.2651 | 0.40545 | 794.5717 | 0.01747 | 795.2651 | 0.01478 | 594.7062 | 0.42013
| 528.8757 | 0 | 601.0549 | 0.0032731 | 600.6187 | 0.00099387 | 528.8757 | 0 | 601.0549 | 0.0015454 | 600.6187 | 0.00073262 | 593.7668 | 0.00020115 | 600.6187 | 0.00079167 | 601.0549 | 0.00055232 | 594.9304 | 0.001711 | 601.0549 | 0.0022536 | 601.0549 | 0.0076456 | 601.0549 | 0.89468 | 594.9304 | 0.067814 | 601.0549 | 0.05165 | 600.6187 | 0.00532 | 795.4309 | 0.39581 | 794.7376 | 0.02165 | 795.4309 | 0.01518 | 594.9304 | 0.41953
| 528.9907 | 0 | 601.2839 | 0.0018247 | 600.8481 | 0.00079486 | 528.9907 | 0.0026 | 601.2839 | 0.00087994 | 600.8481 | 0.00010557 | 593.9942 | 0.00031718 | 600.8481 | 2.7695e-05 | 601.284 | 0 | 595.1545 | 0.00096559 | 601.284 | 0.0012797 | 601.2839 | 0.006985 | 601.284 | 0.87815 | 595.1545 | 0.067393 | 601.2839 | 0.05228 | 600.8481 | 0.00494 | 795.5967 | 0.38768 | 794.9035 | 0.02267 | 795.5967 | 0.01474 | 595.1545 | 0.41926
| 529.1057 | 0 | 601.513 | 0.0026619 | 601.0775 | 0.00091211 | 529.1057 | 0 | 601.513 | 0.0017349 | 601.0775 | 0.0005906 | 594.2216 | 0.00041658 | 601.0775 | 0.00069496 | 601.513 | 0.00078599 | 595.3787 | 0.0016036 | 601.513 | 0.0021143 | 601.513 | 0.0073871 | 601.513 | 0.86138 | 595.3787 | 0.069528 | 601.513 | 0.05449 | 601.0775 | 0.0055 | 795.7625 | 0.38139 | 795.0694 | 0.02283 | 795.7625 | 0.01514 | 595.3787 | 0.416
| 529.2207 | 0.00026652 | 601.7421 | 0.0023206 | 601.307 | 0.00080782 | 529.2207 | 0.00053755 | 601.7421 | 0.00079803 | 601.307 | -0.00015715 | 594.449 | 7.9659e-05 | 601.307 | 5.0883e-05 | 601.7421 | 0.0001213 | 595.6028 | 0.00097736 | 601.7421 | 0.0012584 | 601.7421 | 0.0068339 | 601.7421 | 0.84116 | 595.6028 | 0.070307 | 601.7421 | 0.05492 | 601.307 | 0.00515 | 795.9283 | 0.37535 | 795.2353 | 0.02475 | 795.9283 | 0.01472 | 595.6028 | 0.41921
| 529.3357 | 0 | 601.9712 | 0.0034208 | 601.5364 | 0.00089725 | 529.3357 | 0 | 601.9712 | 0.0017226 | 601.5364 | 0.00033938 | 594.6764 | 0.00031451 | 601.5364 | 0.00072554 | 601.9712 | 0.0006173 | 595.827 | 0.0015331 | 601.9712 | 0.0020182 | 601.9712 | 0.0070208 | 601.9712 | 0.82348 | 595.827 | 0.074684 | 601.9712 | 0.05722 | 601.5364 | 0.00592 | 796.0941 | 0.36483 | 795.4012 | 0.02233 | 796.0941 | 0.01517 | 595.827 | 0.41756
| 529.4507 | 0 | 602.2003 | 0.0022434 | 601.7659 | 0.00072583 | 529.4507 | 0.00090168 | 602.2003 | 0.00089544 | 601.7659 | -9.2954e-05 | 594.9038 | 2.556e-05 | 601.7659 | 1.7666e-05 | 602.2003 | 0 | 596.0512 | -0.00025158 | 602.2003 | 0.0016277 | 602.2003 | 0.0064697 | 602.2003 | 0.80253 | 596.0512 | 0.071699 | 602.2003 | 0.05799 | 601.7659 | 0.00526 | 796.2599 | 0.35718 | 795.5671 | 0.02611 | 796.2599 | 0.01469 | 596.0512 | 0.4141
| 529.5657 | 0 | 602.4294 | 0.0036598 | 601.9953 | 0.00075888 | 529.5657 | 0 | 602.4294 | 0.0016236 | 601.9953 | 0.00042047 | 595.1312 | 0.0003678 | 601.9953 | 0.00067898 | 602.4294 | 0.0008209 | 596.2755 | 0.0018767 | 602.4294 | 0.0016402 | 602.4294 | 0.0068388 | 602.4294 | 0.77952 | 596.2755 | 0.076502 | 602.4294 | 0.06039 | 601.9953 | 0.0061 | 796.4257 | 0.35123 | 795.733 | 0.02597 | 796.4257 | 0.01513 | 596.2754 | 0.41917
| 529.6807 | 0.00134 | 602.6585 | 0.0026881 | 602.2248 | 0.00069487 | 529.6807 | 0.00175 | 602.6585 | 0.00064972 | 602.2248 | -0.00035682 | 595.3586 | 8.0949e-05 | 602.2248 | 3.5246e-05 | 602.6585 | 0 | 596.4996 | -0.00024605 | 602.6585 | 0.0012516 | 602.6585 | 0.006127 | 602.6585 | 0.7571 | 596.4996 | 0.075971 | 602.6585 | 0.0605 | 602.2248 | 0.00552 | 796.5915 | 0.34122 | 795.8989 | 0.02551 | 796.5915 | 0.01465 | 596.4996 | 0.41359
| 529.7958 | 0 | 602.8876 | 0.0028738 | 602.4543 | 0.00071448 | 529.7958 | 0 | 602.8876 | 0.0014835 | 602.4543 | 0.00048333 | 595.5861 | 0.00029458 | 602.4543 | 0.00057836 | 602.8877 | 0.00087116 | 596.7239 | 0.00071548 | 602.8877 | 0.0016678 | 602.8876 | 0.006601 | 602.8877 | 0.73934 | 596.7239 | 0.081966 | 602.8876 | 0.06328 | 602.4543 | 0.00608 | 796.7574 | 0.33599 | 796.0648 | 0.02313 | 796.7574 | 0.01513 | 596.7239 | 0.4169
| 529.9108 | 0.00073368 | 603.1168 | 0.0016786 | 602.6838 | 0.00074916 | 529.9108 | 0.00177 | 603.1168 | 0.001153 | 602.6838 | -0.00020337 | 595.8135 | 7.7049e-05 | 602.6838 | 4.2292e-06 | 603.1168 | 5.067e-05 | 596.9481 | 0.00051191 | 603.1168 | 0.0011303 | 603.1168 | 0.0061154 | 603.1168 | 0.71657 | 596.9481 | 0.08114 | 603.1168 | 0.06425 | 602.6838 | 0.00581 | 796.9232 | 0.32812 | 796.2307 | 0.02719 | 796.9232 | 0.01458 | 596.9481 | 0.41248
| 530.0258 | 0 | 603.3459 | 0.0028546 | 602.9133 | 0.00081241 | 530.0258 | 0 | 603.3459 | 0.0018564 | 602.9133 | 0.0006635 | 596.041 | 0.00034177 | 602.9133 | 0.00071985 | 603.346 | 0.00065222 | 597.1723 | 0.00090948 | 603.346 | 0.0017402 | 603.3459 | 0.0065917 | 603.346 | 0.69292 | 597.1723 | 0.086102 | 603.346 | 0.06632 | 602.9133 | 0.00645 | 797.089 | 0.32736 | 796.3967 | 0.02795 | 797.089 | 0.01506 | 597.1723 | 0.41559
| 530.1409 | 5.091e-05 | 603.5751 | 0.0018317 | 603.1428 | 0.00083693 | 530.1409 | 0 | 603.5751 | 0.00099115 | 603.1428 | -0.00018949 | 596.2684 | 0.00010382 | 603.1428 | 2.9025e-05 | 603.5751 | 7.7944e-05 | 597.3965 | 0.001812 | 603.5751 | 0.0012018 | 603.5751 | 0.0059528 | 603.5751 | 0.67335 | 597.3965 | 0.083583 | 603.5751 | 0.0672 | 603.1428 | 0.00615 | 797.2549 | 0.31938 | 796.5626 | 0.02275 | 797.2549 | 0.01445 | 597.3966 | 0.41396
| 530.2559 | 0 | 603.8043 | 0.0030983 | 603.3724 | 0.00087728 | 530.2559 | 0 | 603.8043 | 0.0010951 | 603.3724 | 0.00018212 | 596.4959 | 0.00033104 | 603.3724 | 0.00069605 | 603.8043 | 0.00081509 | 597.6208 | 0.0010679 | 603.8043 | 0.0021514 | 603.8043 | 0.0063071 | 603.8043 | 0.65155 | 597.6208 | 0.087155 | 603.8043 | 0.06944 | 603.3724 | 0.00697 | 797.4207 | 0.30572 | 796.7286 | 0.03011 | 797.4207 | 0.01497 | 597.6209 | 0.40985
| 530.371 | 0.00104 | 604.0335 | 0.0021085 | 603.6019 | 0.0008922 | 530.371 | 0.00168 | 604.0335 | 0.00071108 | 603.6019 | -4.3168e-05 | 596.7234 | 4.9011e-05 | 603.6019 | 5.4027e-05 | 604.0335 | 1.0836e-05 | 597.8451 | -0.00010497 | 604.0335 | 0.0013425 | 604.0335 | 0.0058868 | 604.0335 | 0.62861 | 597.8451 | 0.087946 | 604.0335 | 0.07061 | 603.6019 | 0.00662 | 797.5865 | 0.30582 | 796.8945 | 0.02629 | 797.5865 | 0.01439 | 597.8451 | 0.4116
| 530.486 | 0 | 604.2627 | 0.003499 | 603.8315 | 0.00092421 | 530.486 | 0 | 604.2627 | 0.00085339 | 603.8315 | 0.00044869 | 596.9509 | 0.00034495 | 603.8315 | 0.00066328 | 604.2627 | 0.00056974 | 598.0694 | 0.0021553 | 604.2627 | 0.0017986 | 604.2627 | 0.0063428 | 604.2627 | 0.60971 | 598.0694 | 0.092489 | 604.2627 | 0.0735 | 603.8315 | 0.00723 | 797.7524 | 0.29781 | 797.0604 | 0.02977 | 797.7524 | 0.01498 | 598.0694 | 0.40936
| 530.6011 | 0.00098522 | 604.4919 | 0.0025789 | 604.061 | 0.00080761 | 530.6011 | 0.0007803 | 604.4919 | 0.00052884 | 604.061 | -0.00019263 | 597.1784 | 3.5614e-05 | 604.061 | 9.9541e-05 | 604.4919 | 3.6276e-05 | 598.2936 | 0.00089903 | 604.4919 | 0.0011856 | 604.4919 | 0.0057103 | 604.4919 | 0.58746 | 598.2936 | 0.091491 | 604.4919 | 0.07431 | 604.0611 | 0.00663 | 797.9182 | 0.29075 | 797.2264 | 0.02459 | 797.9182 | 0.0144 | 598.2936 | 0.40879
| 530.7162 | 0 | 604.7211 | 0.0035075 | 604.2906 | 0.00088649 | 530.7162 | 0 | 604.7211 | 0.0009885 | 604.2906 | 0.00020493 | 597.4059 | 0.0002435 | 604.2906 | 0.00069062 | 604.7211 | 0.00066886 | 598.5179 | 0.0015468 | 604.7211 | 0.0018167 | 604.7211 | 0.0060056 | 604.7211 | 0.56701 | 598.5179 | 0.095455 | 604.7211 | 0.07644 | 604.2906 | 0.00735 | 798.0841 | 0.29185 | 797.3923 | 0.02569 | 798.0841 | 0.01499 | 598.5179 | 0.40873
| 530.8312 | 0.00085945 | 604.9504 | 0.0025735 | 604.5202 | 0.00076197 | 530.8312 | 0.00165 | 604.9504 | 0.00080775 | 604.5202 | -0.00018981 | 597.6335 | 8.6445e-05 | 604.5202 | -7.5728e-05 | 604.9504 | 5.0842e-05 | 598.7422 | 0.00039643 | 604.9504 | 0.00092214 | 604.9504 | 0.0054527 | 604.9504 | 0.5462 | 598.7422 | 0.09643 | 604.9504 | 0.07777 | 604.5202 | 0.00698 | 798.25 | 0.27908 | 797.5583 | 0.02345 | 798.25 | 0.01431 | 598.7423 | 0.41084
| 530.9463 | 0 | 605.1796 | 0.0027288 | 604.7498 | 0.00083614 | 530.9463 | 6.9519e-05 | 605.1796 | 0.0012239 | 604.7498 | 0.00036471 | 597.861 | 0.00030212 | 604.7498 | 0.00073792 | 605.1796 | 0.00074642 | 598.9666 | 0.0012638 | 605.1796 | 0.0017643 | 605.1796 | 0.0058851 | 605.1796 | 0.52729 | 598.9666 | 0.098164 | 605.1796 | 0.08063 | 604.7498 | 0.00805 | 798.4158 | 0.27814 | 797.7243 | 0.02533 | 798.4158 | 0.01487 | 598.9666 | 0.40727
| 531.0614 | 0.00091335 | 605.4089 | 0.0019072 | 604.9794 | 0.0007365 | 531.0614 | 0.00127 | 605.4089 | 0.0010006 | 604.9794 | -9.9201e-05 | 598.0886 | 0.0001179 | 604.9794 | 2.7154e-05 | 605.4089 | 2.3698e-05 | 599.1909 | 6.5152e-06 | 605.4089 | 0.0010416 | 605.4089 | 0.0053601 | 605.4089 | 0.50694 | 599.1909 | 0.10152 | 605.4089 | 0.08096 | 604.9794 | 0.00726 | 798.5817 | 0.26527 | 797.8902 | 0.02705 | 798.5817 | 0.01416 | 599.1909 | 0.40152
| 531.1765 | 0 | 605.6382 | 0.0031798 | 605.2091 | 0.0010042 | 531.1765 | 0 | 605.6382 | 0.001687 | 605.2091 | 0.00045737 | 598.3161 | 0.00018988 | 605.2091 | 0.00073198 | 605.6382 | 0.00068467 | 599.4153 | 0.0016172 | 605.6382 | 0.0019126 | 605.6382 | 0.0059112 | 605.6382 | 0.4899 | 599.4153 | 0.10463 | 605.6382 | 0.08441 | 605.2091 | 0.00862 | 798.7476 | 0.2626 | 798.0562 | 0.03995 | 798.7476 | 0.01478 | 599.4153 | 0.4047
| 531.2916 | 0 | 605.8674 | 0.0021259 | 605.4387 | 0.00072057 | 531.2916 | 0.00128 | 605.8674 | 0.00088224 | 605.4387 | -0.00022796 | 598.5437 | 0.0001771 | 605.4387 | -1.8893e-05 | 605.8674 | 0 | 599.6396 | 0.00035515 | 605.8674 | 0.0007421 | 605.8674 | 0.0051554 | 605.8674 | 0.47087 | 599.6396 | 0.10732 | 605.8674 | 0.08535 | 605.4387 | 0.00797 | 798.9135 | 0.25813 | 798.2222 | 0.02975 | 798.9135 | 0.01409 | 599.6396 | 0.40364
| 531.4067 | 0 | 606.0967 | 0.0024768 | 605.6683 | 0.00085575 | 531.4067 | 0 | 606.0967 | 0.0016064 | 605.6683 | 0.000609 | 598.7712 | 0.00015156 | 605.6683 | 0.0006774 | 606.0967 | 0.00087211 | 599.864 | 0.00071594 | 606.0967 | 0.0017528 | 606.0967 | 0.0055403 | 606.0967 | 0.45447 | 599.864 | 0.1087 | 606.0967 | 0.08769 | 605.6684 | 0.00867 | 799.0793 | 0.2543 | 798.3882 | 0.03859 | 799.0793 | 0.01477 | 599.864 | 0.40544
| 531.5217 | 0.00169 | 606.326 | 0.0014572 | 605.898 | 0.00071851 | 531.5217 | 0.0006936 | 606.326 | 0.0014799 | 605.898 | -0.00018439 | 598.9988 | 2.9606e-06 | 605.898 | 2.2203e-05 | 606.326 | 9.6474e-05 | 600.0883 | 0.001322 | 606.326 | 0.0010574 | 606.326 | 0.0050681 | 606.326 | 0.43739 | 600.0883 | 0.10983 | 606.3261 | 0.08863 | 605.898 | 0.00801 | 799.2452 | 0.24743 | 798.5542 | 0.03313 | 799.2452 | 0.01407 | 600.0883 | 0.40093
| 531.6368 | 0 | 606.5554 | 0.0023381 | 606.1277 | 0.00086707 | 531.6368 | 0 | 606.5554 | 0.0019616 | 606.1277 | 0.00039854 | 599.2264 | 0.00029451 | 606.1277 | 0.00066714 | 606.5554 | 0.00071777 | 600.3127 | 0.0012608 | 606.5554 | 0.0018093 | 606.5554 | 0.0054734 | 606.5554 | 0.42096 | 600.3127 | 0.11577 | 606.5554 | 0.09165 | 606.1277 | 0.00947 | 799.4111 | 0.24277 | 798.7201 | 0.03443 | 799.4111 | 0.01476 | 600.3127 | 0.40306
| 531.752 | 0 | 606.7847 | 0.0019055 | 606.3574 | 0.0006847 | 531.752 | 0.00088435 | 606.7847 | 0.00086497 | 606.3574 | -0.00032191 | 599.454 | 3.3896e-05 | 606.3574 | 2.1608e-05 | 606.7847 | 0 | 600.5371 | 0.00084758 | 606.7847 | 0.00074728 | 606.7847 | 0.0049512 | 606.7847 | 0.40436 | 600.5371 | 0.11462 | 606.7847 | 0.09333 | 606.3574 | 0.00895 | 799.577 | 0.2342 | 798.8861 | 0.03415 | 799.577 | 0.01402 | 600.5371 | 0.39779
| 531.8671 | 0 | 607.014 | 0.0026994 | 606.5871 | 0.00070701 | 531.8671 | 0 | 607.014 | 0.001807 | 606.5871 | 0.00043519 | 599.6817 | 0.0004432 | 606.5871 | 0.00061767 | 607.014 | 0.00063561 | 600.7615 | 0.0015762 | 607.014 | 0.001673 | 607.014 | 0.0052479 | 607.014 | 0.3898 | 600.7615 | 0.12045 | 607.014 | 0.09588 | 606.587 | 0.00927 | 799.7429 | 0.22835 | 799.0521 | 0.04625 | 799.7429 | 0.01472 | 600.7615 | 0.40095
| 531.9822 | 0.00033839 | 607.2433 | 0.0021057 | 606.8168 | 0.00074913 | 531.9822 | 0.00013872 | 607.2433 | 0.0013096 | 606.8168 | -0.00029947 | 599.9093 | -1.6987e-05 | 606.8168 | -5.5353e-05 | 607.2434 | 4.1616e-05 | 600.9859 | 0.00089885 | 607.2434 | 0.00078797 | 607.2433 | 0.0048017 | 607.2434 | 0.37437 | 600.9859 | 0.12198 | 607.2433 | 0.09712 | 606.8167 | 0.00906 | 799.9088 | 0.22358 | 799.2181 | 0.04711 | 799.9088 | 0.01399 | 600.9859 | 0.39249
| 532.0973 | 0 | 607.4727 | 0.0019221 | 607.0465 | 0.0006755 | 532.0973 | 0 | 607.4727 | 0.0015275 | 607.0465 | 0.00063305 | 600.137 | 0.00033967 | 607.0465 | 0.0006298 | 607.4727 | 0.00040559 | 601.2103 | 0.0012747 | 607.4727 | 0.0016516 | 607.4727 | 0.0050999 | 607.4727 | 0.35974 | 601.2103 | 0.12579 | 607.4727 | 0.0999 | 607.0465 | 0.01001 | 800.0747 | 0.21949 | 799.3841 | 0.05385 | 800.0747 | 0.01479 | 601.2103 | 0.39846
| 532.2124 | 0.00062587 | 607.7021 | 0.0019064 | 607.2762 | 0.00060702 | 532.2124 | 0.00184 | 607.7021 | 0.00079881 | 607.2762 | -0.00020383 | 600.3646 | 8.039e-05 | 607.2762 | -2.6525e-05 | 607.7021 | 0 | 601.4348 | 0.00041544 | 607.7021 | 0.0010542 | 607.7021 | 0.0044606 | 607.7021 | 0.34537 | 601.4348 | 0.12553 | 607.7021 | 0.10179 | 607.2762 | 0.0095 | 800.2406 | 0.21576 | 799.5501 | 0.05361 | 800.2406 | 0.01409 | 601.4348 | 0.39511
| 532.3276 | 0 | 607.9315 | 0.0033242 | 607.5059 | 0.00077186 | 532.3276 | 0 | 607.9315 | 0.0013189 | 607.5059 | 0.0005022 | 600.5923 | 0.00029476 | 607.5059 | 0.00059433 | 607.9315 | 0.00064138 | 601.6592 | 0.0019274 | 607.9315 | 0.0017527 | 607.9315 | 0.0050726 | 607.9315 | 0.33324 | 601.6592 | 0.13236 | 607.9315 | 0.10428 | 607.5059 | 0.01066 | 800.4065 | 0.21128 | 799.7162 | 0.05061 | 800.4065 | 0.01486 | 601.6592 | 0.3918
| 532.4427 | 0.00084148 | 608.1609 | 0.0025161 | 607.7357 | 0.00063098 | 532.4427 | 0.0007803 | 608.1609 | 0.0013195 | 607.7357 | 7.346e-05 | 600.8199 | -4.0203e-05 | 607.7357 | -4.5528e-05 | 608.1609 | 0 | 601.8836 | 0.00071175 | 608.1609 | 0.00091356 | 608.1609 | 0.0044272 | 608.1609 | 0.31978 | 601.8836 | 0.13389 | 608.1609 | 0.10598 | 607.7357 | 0.01026 | 800.5724 | 0.20855 | 799.8822 | 0.05051 | 800.5724 | 0.01413 | 601.8836 | 0.39398
| 532.5578 | 0 | 608.3903 | 0.0024271 | 607.9654 | 0.0010997 | 532.5578 | 0 | 608.3903 | 0.0019545 | 607.9654 | 0.00029325 | 601.0476 | 0.00037577 | 607.9654 | 0.00076834 | 608.3903 | 0.00068632 | 602.1081 | 0.0021959 | 608.3903 | 0.00202 | 608.3903 | 0.0052188 | 608.3903 | 0.30699 | 602.1081 | 0.13492 | 608.3903 | 0.10889 | 607.9655 | 0.01092 | 800.7383 | 0.20673 | 800.0482 | 0.05217 | 800.7383 | 0.01494 | 602.1081 | 0.39109
| 532.673 | 0 | 608.6197 | 0.0026137 | 608.1952 | 0.00070676 | 532.673 | 0.00081498 | 608.6197 | 0.0011727 | 608.1952 | 0.00015421 | 601.2753 | 0.00013907 | 608.1952 | -3.9702e-05 | 608.6197 | 0.00018184 | 602.3325 | 0.00066311 | 608.6197 | 0.00088974 | 608.6197 | 0.0045415 | 608.6197 | 0.29352 | 602.3325 | 0.13819 | 608.6197 | 0.11009 | 608.1952 | 0.01069 | 800.9043 | 0.19671 | 800.2142 | 0.04921 | 800.9043 | 0.01432 | 602.3325 | 0.39062
| 532.7881 | 0 | 608.8491 | 0.003204 | 608.425 | 0.00076344 | 532.7881 | 0 | 608.8491 | 0.0018519 | 608.425 | 0.00065544 | 601.5031 | 0.0002902 | 608.425 | 0.00070025 | 608.8491 | 0.00055765 | 602.557 | 0.0015409 | 608.8491 | 0.0015433 | 608.8491 | 0.004841 | 608.8491 | 0.28344 | 602.557 | 0.14206 | 608.8491 | 0.11307 | 608.425 | 0.01138 | 801.0702 | 0.1921 | 800.3803 | 0.05589 | 801.0702 | 0.01512 | 602.557 | 0.39188
| 532.9033 | 0.0007157 | 609.0786 | 0.0015287 | 608.6548 | 0.00081291 | 532.9033 | 0.00067626 | 609.0786 | 0.00055557 | 608.6548 | -0.00014875 | 601.7307 | 0.00010083 | 608.6548 | -2.8857e-05 | 609.0786 | 0 | 602.7815 | 0.00068388 | 609.0786 | 0.00093824 | 609.0786 | 0.0045239 | 609.0786 | 0.27056 | 602.7815 | 0.14424 | 609.0785 | 0.11415 | 608.6548 | 0.01116 | 801.2361 | 0.18998 | 800.5463 | 0.05033 | 801.2361 | 0.01443 | 602.7815 | 0.38783
| 533.0184 | 0 | 609.308 | 0.0030793 | 608.8846 | 0.00086353 | 533.0184 | 0 | 609.308 | 0.0008725 | 608.8846 | 0.00053828 | 601.9584 | 0.00028745 | 608.8846 | 0.00064673 | 609.308 | 0.00067643 | 603.006 | 0.0012548 | 609.308 | 0.0016246 | 609.308 | 0.0047016 | 609.308 | 0.25968 | 603.006 | 0.14869 | 609.308 | 0.11704 | 608.8846 | 0.01224 | 801.4021 | 0.18752 | 800.7123 | 0.05523 | 801.4021 | 0.01526 | 603.006 | 0.38813
| 533.1336 | 0 | 609.5375 | 0.0017755 | 609.1144 | 0.00069224 | 533.1336 | 0.00111 | 609.5375 | 0.00055719 | 609.1144 | -4.006e-05 | 602.1862 | 8.9267e-05 | 609.1144 | -6.6993e-05 | 609.5375 | 0 | 603.2305 | 0.00029138 | 609.5375 | 0.00090559 | 609.5375 | 0.0043136 | 609.5375 | 0.24931 | 603.2305 | 0.15212 | 609.5375 | 0.11948 | 609.1144 | 0.01159 | 801.568 | 0.18196 | 800.8784 | 0.05649 | 801.568 | 0.01459 | 603.2305 | 0.38502
| 533.2487 | 0 | 609.767 | 0.0031225 | 609.3442 | 0.00076034 | 533.2487 | 0.00046927 | 609.767 | 0.0019127 | 609.3442 | 0.00071388 | 602.4139 | 0.00025276 | 609.3442 | 0.00067292 | 609.767 | 0.00061947 | 603.455 | 0.00099666 | 609.767 | 0.0017026 | 609.767 | 0.0047238 | 609.767 | 0.24 | 603.455 | 0.15586 | 609.767 | 0.12298 | 609.3442 | 0.01277 | 801.7339 | 0.18316 | 801.0444 | 0.06087 | 801.7339 | 0.01551 | 603.455 | 0.38649
| 533.3639 | 8.684e-05 | 609.9965 | 0.001488 | 609.5741 | 0.00062501 | 533.3639 | 0 | 609.9965 | 0.0010024 | 609.5741 | -0.0003825 | 602.6417 | 0.00011474 | 609.5741 | -0.00021083 | 609.9964 | 6.1445e-05 | 603.6795 | -0.00011801 | 609.9964 | 0.00072406 | 609.9965 | 0.0040414 | 609.9964 | 0.22963 | 603.6795 | 0.15779 | 609.9965 | 0.1246 | 609.5741 | 0.01205 | 801.8999 | 0.17598 | 801.2105 | 0.06035 | 801.8999 | 0.0148 | 603.6795 | 0.38437
| 533.4791 | 0 | 610.226 | 0.0028158 | 609.8039 | 0.00083575 | 533.4791 | 0 | 610.226 | 0.0012957 | 609.8039 | 0.0005737 | 602.8694 | 0.00031428 | 609.8039 | 0.00067576 | 610.2259 | 0.00080125 | 603.9041 | 0.001531 | 610.2259 | 0.0015474 | 610.226 | 0.0045046 | 610.2259 | 0.22072 | 603.9041 | 0.16463 | 610.226 | 0.12798 | 609.8039 | 0.01306 | 802.0658 | 0.16911 | 801.3765 | 0.06331 | 802.0658 | 0.01578 | 603.904 | 0.38209
| 533.5943 | 0.00152 | 610.4554 | 0.002561 | 610.0338 | 0.00071449 | 533.5943 | 0.0014 | 610.4554 | 0.0012466 | 610.0338 | -0.00071579 | 603.0972 | 0.00010804 | 610.0338 | -1.2358e-05 | 610.4555 | 7.6184e-05 | 604.1286 | 0.00067622 | 610.4555 | 0.00090281 | 610.4554 | 0.0039068 | 610.4555 | 0.20999 | 604.1286 | 0.17012 | 610.4554 | 0.12949 | 610.0338 | 0.01304 | 802.2318 | 0.16566 | 801.5426 | 0.06799 | 802.2318 | 0.01521 | 604.1286 | 0.38058
| 533.7095 | 0 | 610.685 | 0.0033057 | 610.2637 | 0.00076918 | 533.7095 | 0 | 610.685 | 0.0015945 | 610.2637 | 8.2618e-05 | 603.325 | 0.00027998 | 610.2637 | 0.00060977 | 610.685 | 0.00049013 | 604.3531 | 0.00054497 | 610.685 | 0.0013535 | 610.685 | 0.0043496 | 610.685 | 0.20191 | 604.3531 | 0.17095 | 610.685 | 0.13271 | 610.2637 | 0.01395 | 802.3977 | 0.16232 | 801.7087 | 0.07123 | 802.3977 | 0.0161 | 604.3532 | 0.38542
| 533.8247 | 0.000554 | 610.9145 | 0.0020446 | 610.4936 | 0.00059734 | 533.8247 | 0.00114 | 610.9145 | 0.00081839 | 610.4936 | -0.00030893 | 603.5528 | 7.4647e-05 | 610.4936 | -5.9681e-05 | 610.9145 | 0 | 604.5777 | 0.0012952 | 610.9145 | 0.00068988 | 610.9145 | 0.0037885 | 610.9145 | 0.19289 | 604.5777 | 0.17436 | 610.9145 | 0.13408 | 610.4936 | 0.01322 | 802.5637 | 0.1594 | 801.8747 | 0.07085 | 802.5637 | 0.01554 | 604.5777 | 0.37744
| 533.9398 | 0 | 611.144 | 0.0026548 | 610.7235 | 0.00076136 | 533.9398 | 0 | 611.144 | 0.001268 | 610.7235 | 0.00061493 | 603.7806 | 0.00025761 | 610.7235 | 0.00067976 | 611.144 | 0.00039538 | 604.8023 | 0.0015872 | 611.144 | 0.0013613 | 611.144 | 0.0042739 | 611.144 | 0.18586 | 604.8023 | 0.17994 | 611.144 | 0.13798 | 610.7235 | 0.01466 | 802.7297 | 0.15285 | 802.0408 | 0.07253 | 802.7297 | 0.01627 | 604.8023 | 0.37927
| 534.055 | 3.2945e-05 | 611.3736 | 0.0019552 | 610.9534 | 0.00039794 | 534.055 | 0.00101 | 611.3736 | 0.00098064 | 610.9534 | -0.00043342 | 604.0084 | 0.00013703 | 610.9534 | -0.00010925 | 611.3736 | 0.00016353 | 605.0269 | 0.00082446 | 611.3736 | 0.00080016 | 611.3736 | 0.0037412 | 611.3736 | 0.17698 | 605.0269 | 0.18383 | 611.3736 | 0.14067 | 610.9534 | 0.01394 | 802.8956 | 0.15221 | 802.2069 | 0.07417 | 802.8956 | 0.01572 | 605.0269 | 0.37644
| 534.1702 | 0 | 611.6031 | 0.0027554 | 611.1833 | 0.00086422 | 534.1702 | 0 | 611.6031 | 0.0015886 | 611.1833 | 0.00079935 | 604.2363 | 0.00034061 | 611.1833 | 0.00067621 | 611.6032 | 0.00076656 | 605.2515 | 0.00040023 | 611.6032 | 0.0013921 | 611.6031 | 0.0042122 | 611.6032 | 0.17193 | 605.2515 | 0.18837 | 611.6032 | 0.14435 | 611.1833 | 0.01542 | 803.0616 | 0.15162 | 802.3729 | 0.07529 | 803.0616 | 0.01636 | 605.2515 | 0.37745
| 534.2854 | 0.0005001 | 611.8327 | 0.0018961 | 611.4132 | 0.00072364 | 534.2854 | 0.00020808 | 611.8327 | 0.00051221 | 611.4132 | -0.0002788 | 604.4641 | 0.00014672 | 611.4132 | -7.436e-05 | 611.8327 | 0 | 605.4761 | 0.00029214 | 611.8327 | 0.00072249 | 611.8327 | 0.0035734 | 611.8327 | 0.16373 | 605.4761 | 0.19202 | 611.8327 | 0.14662 | 611.4132 | 0.01445 | 803.2276 | 0.14716 | 802.539 | 0.07481 | 803.2276 | 0.01587 | 605.4761 | 0.37666
| 534.4007 | 0 | 612.0623 | 0.0027948 | 611.6432 | 0.00064795 | 534.4007 | 0 | 612.0623 | 0.0012073 | 611.6432 | 0.00023255 | 604.692 | 0.0003158 | 611.6432 | 0.00067944 | 612.0623 | 0.00042769 | 605.7007 | 0.001892 | 612.0623 | 0.0014084 | 612.0623 | 0.0039126 | 612.0623 | 0.15727 | 605.7007 | 0.19942 | 612.0623 | 0.15017 | 611.6431 | 0.01574 | 803.3936 | 0.14617 | 802.7051 | 0.08069 | 803.3936 | 0.01641 | 605.7007 | 0.37594
| 534.5159 | 0.00021262 | 612.2919 | 0.0021746 | 611.8731 | 0.00069229 | 534.5159 | 0.00175 | 612.2919 | 0.00085824 | 611.8731 | -0.00043066 | 604.9198 | -1.4282e-05 | 611.8731 | -0.00014943 | 612.2919 | 0.00011775 | 605.9253 | 0.0010469 | 612.2919 | 0.0007968 | 612.2919 | 0.0036954 | 612.2919 | 0.15032 | 605.9253 | 0.20399 | 612.2919 | 0.15269 | 611.8731 | 0.01556 | 803.5596 | 0.13877 | 802.8712 | 0.07859 | 803.5596 | 0.01607 | 605.9253 | 0.37071
| 534.6311 | 0 | 612.5215 | 0.0031599 | 612.1031 | 0.00072689 | 534.6311 | 0 | 612.5215 | 0.0012158 | 612.1031 | 0.00063493 | 605.1476 | 0.00039678 | 612.1031 | 0.00064753 | 612.5215 | 0.00064937 | 606.1499 | 0.0017348 | 612.5215 | 0.0014526 | 612.5215 | 0.0038184 | 612.5215 | 0.14453 | 606.1499 | 0.20856 | 612.5216 | 0.15586 | 612.1031 | 0.01658 | 803.7255 | 0.13785 | 803.0373 | 0.08205 | 803.7255 | 0.01642 | 606.1499 | 0.37275
| 534.7463 | 0.000554 | 612.7512 | 0.0023151 | 612.333 | 0.00061503 | 534.7463 | 0.00111 | 612.7512 | 0.00059823 | 612.333 | -0.00030645 | 605.3755 | 0.00011205 | 612.333 | -9.2759e-05 | 612.7511 | 4.806e-05 | 606.3746 | 0.0016595 | 612.7511 | 0.00077351 | 612.7512 | 0.0035139 | 612.7511 | 0.13786 | 606.3746 | 0.21087 | 612.7512 | 0.15883 | 612.333 | 0.01647 | 803.8915 | 0.13526 | 803.2034 | 0.08301 | 803.8915 | 0.01618 | 606.3746 | 0.36819
| 534.8615 | 0 | 612.9808 | 0.0029826 | 612.563 | 0.00070545 | 534.8615 | 0 | 612.9808 | 0.00096432 | 612.563 | 0.00085627 | 605.6034 | 0.00034456 | 612.563 | 0.00062761 | 612.9808 | 0.00056622 | 606.5992 | 0.00058038 | 612.9808 | 0.0019351 | 612.9808 | 0.0038798 | 612.9808 | 0.13188 | 606.5992 | 0.21674 | 612.9808 | 0.16215 | 612.563 | 0.01752 | 804.0575 | 0.13165 | 803.3695 | 0.08695 | 804.0575 | 0.01623 | 606.5992 | 0.36979
| 534.9768 | 0.00019465 | 613.2104 | 0.0018213 | 612.793 | 0.0006574 | 534.9768 | 0.00114 | 613.2104 | 0.000537 | 612.793 | -0.00031403 | 605.8313 | 3.8892e-05 | 612.793 | -6.7411e-05 | 613.2104 | 0 | 606.8239 | 0.0011232 | 613.2104 | 0.0006698 | 613.2104 | 0.0033299 | 613.2104 | 0.12593 | 606.8239 | 0.2228 | 613.2104 | 0.1654 | 612.793 | 0.0172 | 804.2235 | 0.13211 | 803.5356 | 0.08291 | 804.2235 | 0.01628 | 606.8238 | 0.36856
| 535.092 | 0 | 613.4401 | 0.0032308 | 613.023 | 0.00083706 | 535.092 | 0 | 613.4401 | 0.0018583 | 613.023 | 0.00053326 | 606.0592 | 0.00033422 | 613.023 | 0.0006573 | 613.4401 | 0.00080351 | 607.0485 | 0.0014687 | 613.4401 | 0.0014408 | 613.4401 | 0.0038511 | 613.4401 | 0.12162 | 607.0485 | 0.2286 | 613.4401 | 0.16944 | 613.023 | 0.01848 | 804.3895 | 0.13042 | 803.7017 | 0.09089 | 804.3895 | 0.01626 | 607.0485 | 0.36725
| 535.2073 | 0.00057197 | 613.6697 | 0.0018242 | 613.2531 | 0.00056618 | 535.2073 | 0.00168 | 613.6697 | 0.0011729 | 613.2531 | -0.00043574 | 606.2871 | 0.00013736 | 613.2531 | -1.0962e-05 | 613.6697 | 2.0946e-05 | 607.2733 | 0.00090915 | 613.6697 | 0.00078571 | 613.6697 | 0.0032365 | 613.6697 | 0.11633 | 607.2733 | 0.23247 | 613.6697 | 0.17182 | 613.2531 | 0.01768 | 804.5555 | 0.12699 | 803.8679 | 0.08831 | 804.5555 | 0.01647 | 607.2732 | 0.36732
| 535.3225 | 0 | 613.8994 | 0.0030603 | 613.4831 | 0.0007394 | 535.3225 | 0 | 613.8994 | 0.0020298 | 613.4831 | 0.00064444 | 606.5151 | 0.00030906 | 613.4831 | 0.00066166 | 613.8994 | 0.00046153 | 607.4979 | 0.0018546 | 613.8994 | 0.001391 | 613.8994 | 0.0037234 | 613.8994 | 0.112 | 607.4979 | 0.24064 | 613.8994 | 0.17613 | 613.4831 | 0.01921 | 804.7216 | 0.12203 | 804.034 | 0.09327 | 804.7216 | 0.01583 | 607.4979 | 0.36509
| 535.4378 | 0 | 614.1291 | 0.0018167 | 613.7131 | 0.0004431 | 535.4378 | 0.0006936 | 614.1291 | -0.00062878 | 613.7131 | -1.3358e-05 | 606.743 | 1.3979e-05 | 613.7131 | -5.4576e-05 | 614.1291 | 1.0342e-05 | 607.7226 | 0.0014812 | 614.1291 | 0.00077413 | 614.1291 | 0.0031731 | 614.1291 | 0.1073 | 607.7226 | 0.24504 | 614.1291 | 0.17987 | 613.7131 | 0.0186 | 804.8876 | 0.12026 | 804.2001 | 0.09367 | 804.8876 | 0.01613 | 607.7226 | 0.36155
| 535.553 | 0 | 614.3588 | 0.0022608 | 613.9432 | 0.00071882 | 535.553 | 0 | 614.3588 | 0.00054891 | 613.9432 | 5.5388e-05 | 606.9709 | 0.00032126 | 613.9432 | 0.00056319 | 614.3588 | 0.00074257 | 607.9473 | 0.0016003 | 614.3588 | 0.0012699 | 614.3588 | 0.0037627 | 614.3588 | 0.10362 | 607.9473 | 0.253 | 614.3588 | 0.184 | 613.9432 | 0.02059 | 805.0536 | 0.1201 | 804.3662 | 0.09519 | 805.0536 | 0.01555 | 607.9473 | 0.36413
| 535.6683 | 1.4969e-05 | 614.5885 | 0.0014923 | 614.1732 | 0.00070356 | 535.6683 | 0.00123 | 614.5885 | 0.00050896 | 614.1732 | -0.00019784 | 607.1989 | 0.00010718 | 614.1732 | -2.765e-05 | 614.5885 | 0 | 608.1721 | 0.00098521 | 614.5885 | 0.00074544 | 614.5885 | 0.0031438 | 614.5885 | 0.098638 | 608.1721 | 0.25798 | 614.5885 | 0.18666 | 614.1733 | 0.01965 | 805.2196 | 0.11285 | 804.5324 | 0.09581 | 805.2196 | 0.01621 | 608.1721 | 0.3633
| 535.7836 | 0 | 614.8182 | 0.0013769 | 614.4033 | 0.0006972 | 535.7836 | 0 | 614.8182 | 0.0016629 | 614.4033 | 0.00064201 | 607.4269 | 0.00027957 | 614.4033 | 0.00056228 | 614.8182 | 0.00078986 | 608.3968 | 0.0024287 | 614.8182 | 0.001178 | 614.8182 | 0.0034487 | 614.8182 | 0.095027 | 608.3968 | 0.26464 | 614.8182 | 0.19116 | 614.4033 | 0.02089 | 805.3856 | 0.11249 | 804.6985 | 0.10115 | 805.3856 | 0.0153 | 608.3968 | 0.36065
| 535.8988 | 0 | 615.048 | 0.0024354 | 614.6334 | 0.00060678 | 535.8988 | 0.00137 | 615.048 | 0.00044965 | 614.6334 | -0.00036833 | 607.6548 | 0.00019066 | 614.6334 | -1.2182e-05 | 615.048 | 0.00018445 | 608.6215 | 0.0002234 | 615.048 | 0.00055688 | 615.048 | 0.0030298 | 615.048 | 0.090709 | 608.6215 | 0.26913 | 615.048 | 0.1944 | 614.6334 | 0.02068 | 805.5517 | 0.10823 | 804.8647 | 0.09989 | 805.5517 | 0.01578 | 608.6215 | 0.35603
| 536.0141 | 0 | 615.2777 | 0.0029221 | 614.8635 | 0.00078005 | 536.0141 | 0 | 615.2777 | 0.0011343 | 614.8635 | 0.00028347 | 607.8828 | 0.00028295 | 614.8635 | 0.0006979 | 615.2777 | 0.0006698 | 608.8463 | 0.00089231 | 615.2777 | 0.0014821 | 615.2777 | 0.0034244 | 615.2777 | 0.08745 | 608.8463 | 0.27685 | 615.2777 | 0.19903 | 614.8635 | 0.02209 | 805.7177 | 0.1086 | 805.0308 | 0.10203 | 805.7177 | 0.01501 | 608.8463 | 0.35936
| 536.1294 | 0.00051807 | 615.5074 | 0.0015285 | 615.0936 | 0.00068678 | 536.1294 | 0.00153 | 615.5074 | 0.0011161 | 615.0936 | -0.00033993 | 608.1108 | 8.1397e-05 | 615.0936 | -8.6962e-05 | 615.5074 | 0 | 609.071 | 0.0016499 | 615.5074 | 0.0005775 | 615.5074 | 0.0029663 | 615.5074 | 0.082968 | 609.071 | 0.28367 | 615.5074 | 0.20251 | 615.0936 | 0.02154 | 805.8837 | 0.10783 | 805.197 | 0.10163 | 805.8837 | 0.01569 | 609.071 | 0.3579
| 536.2447 | 0 | 615.7372 | 0.0029278 | 615.3237 | 0.00066845 | 536.2447 | 0 | 615.7372 | 0.0013099 | 615.3237 | 0.00050998 | 608.3388 | 0.00037077 | 615.3237 | 0.00066579 | 615.7372 | 0.00055579 | 609.2958 | 0.00070135 | 615.7372 | 0.0010979 | 615.7372 | 0.003196 | 615.7372 | 0.080398 | 609.2958 | 0.29067 | 615.7372 | 0.20705 | 615.3237 | 0.02292 | 806.0498 | 0.10628 | 805.3631 | 0.10763 | 806.0498 | 0.01478 | 609.2958 | 0.35297
| 536.36 | 0.00039229 | 615.967 | 0.0014632 | 615.5539 | 0.00063564 | 536.36 | 0.00083232 | 615.967 | 0.00083412 | 615.5539 | -0.00056388 | 608.5668 | 0.00015297 | 615.5539 | -0.00011243 | 615.967 | 0 | 609.5206 | 0.0012438 | 615.967 | 0.00071888 | 615.967 | 0.0027754 | 615.967 | 0.076321 | 609.5206 | 0.29906 | 615.967 | 0.20983 | 615.5539 | 0.02261 | 806.2158 | 0.10186 | 805.5293 | 0.10645 | 806.2158 | 0.01521 | 609.5206 | 0.35153
| 536.4753 | 1.7997e-05 | 616.1968 | 0.0024119 | 615.784 | 0.00079557 | 536.4753 | 0 | 616.1968 | 0.0014598 | 615.784 | 0.00058533 | 608.7949 | 0.00034509 | 615.784 | 0.00060666 | 616.1968 | 0.00059087 | 609.7454 | 0.0018925 | 616.1968 | 0.0015802 | 616.1968 | 0.0032433 | 616.1968 | 0.074781 | 609.7454 | 0.30504 | 616.1968 | 0.21586 | 615.784 | 0.02412 | 806.3819 | 0.10099 | 805.6954 | 0.11133 | 806.3819 | 0.01428 | 609.7454 | 0.35238
| 536.5906 | 0.00024855 | 616.4266 | 0.0019489 | 616.0142 | 0.00063965 | 536.5906 | 0.00083232 | 616.4266 | 0.00070109 | 616.0142 | -0.00014426 | 609.0229 | 1.7137e-05 | 616.0142 | -5.1066e-05 | 616.4266 | 0 | 609.9702 | -0.00036938 | 616.4266 | 0.00038765 | 616.4266 | 0.0027236 | 616.4266 | 0.070773 | 609.9702 | 0.31257 | 616.4266 | 0.2201 | 616.0142 | 0.02405 | 806.5479 | 0.09782 | 805.8616 | 0.10515 | 806.5479 | 0.01482 | 609.9701 | 0.34785
| 536.7059 | 0 | 616.6564 | 0.0024043 | 616.2443 | 0.00079147 | 536.7059 | 0 | 616.6564 | 0.0011949 | 616.2443 | 0.00013788 | 609.251 | 0.00033662 | 616.2443 | 0.00064114 | 616.6564 | 0.0006303 | 610.1949 | 0.0015809 | 616.6564 | 0.0014045 | 616.6564 | 0.0033471 | 616.6564 | 0.068271 | 610.1949 | 0.31785 | 616.6564 | 0.22268 | 616.2443 | 0.02512 | 806.714 | 0.09589 | 806.0278 | 0.11267 | 806.714 | 0.01398 | 610.1949 | 0.34978
| 536.8212 | 5.091e-05 | 616.8862 | 0.002018 | 616.4745 | 0.0006854 | 536.8212 | 0.00113 | 616.8862 | 0.00068265 | 616.4745 | -0.00017107 | 609.479 | 9.6708e-05 | 616.4745 | -0.00011507 | 616.8862 | 0 | 610.4197 | 0.0017405 | 616.8862 | 0.00082288 | 616.8862 | 0.0027876 | 616.8862 | 0.065561 | 610.4197 | 0.32107 | 616.8862 | 0.22945 | 616.4745 | 0.02478 | 806.88 | 0.09404 | 806.194 | 0.10995 | 806.88 | 0.01446 | 610.4197 | 0.35039
| 536.9365 | 0 | 617.116 | 0.0023975 | 616.7047 | 0.000607 | 536.9365 | 0 | 617.116 | 0.001948 | 616.7047 | 0.00065957 | 609.7071 | 0.00031972 | 616.7047 | 0.00069657 | 617.116 | 0.0010544 | 610.6446 | 0.0015301 | 617.116 | 0.0014271 | 617.116 | 0.0031794 | 617.116 | 0.063694 | 610.6446 | 0.33419 | 617.116 | 0.23507 | 616.7047 | 0.02688 | 807.0461 | 0.09261 | 806.3601 | 0.11545 | 807.0461 | 0.01377 | 610.6446 | 0.34861
| 537.0518 | 0.00035636 | 617.3459 | 0.0012452 | 616.9349 | 0.00073723 | 537.0518 | 0.00064159 | 617.3459 | 0.00049222 | 616.9349 | -0.00059406 | 609.9352 | 9.377e-05 | 616.9349 | -8.5244e-05 | 617.3459 | 7.2758e-05 | 610.8694 | 0.0013539 | 617.3459 | 0.0008365 | 617.3459 | 0.0027507 | 617.3459 | 0.060022 | 610.8694 | 0.34158 | 617.3459 | 0.23659 | 616.9349 | 0.02564 | 807.2122 | 0.08913 | 806.5263 | 0.11509 | 807.2122 | 0.01428 | 610.8694 | 0.34635
| 537.1671 | 0 | 617.5757 | 0.002565 | 617.1651 | 0.00077742 | 537.1671 | 0 | 617.5757 | 0.0012366 | 617.1651 | 0.00016485 | 610.1633 | 0.0001832 | 617.1651 | 0.00067722 | 617.5757 | 0.00057848 | 611.0942 | 0.0011504 | 617.5757 | 0.0013279 | 617.5757 | 0.0031818 | 617.5757 | 0.058796 | 611.0942 | 0.34729 | 617.5757 | 0.24459 | 617.1651 | 0.02811 | 807.3783 | 0.08654 | 806.6925 | 0.11819 | 807.3783 | 0.01379 | 611.0942 | 0.34505
| 537.2825 | 5.091e-05 | 617.8056 | 0.0020891 | 617.3953 | 0.00063688 | 537.2825 | 0.00079764 | 617.8056 | 0.00083965 | 617.3953 | -0.00030464 | 610.3914 | -1.9704e-05 | 617.3953 | -0.00013293 | 617.8056 | 0 | 611.3191 | 0.00018095 | 617.8056 | 0.00065017 | 617.8056 | 0.0026854 | 617.8056 | 0.055641 | 611.3191 | 0.35597 | 617.8056 | 0.24779 | 617.3953 | 0.02788 | 807.5443 | 0.08711 | 806.8587 | 0.11995 | 807.5443 | 0.01427 | 611.3191 | 0.34254
| 537.3978 | 0 | 618.0355 | 0.0022345 | 617.6256 | 0.00082543 | 537.3978 | 0 | 618.0355 | 0.001542 | 617.6256 | 0.0006491 | 610.6194 | 0.00023231 | 617.6256 | 0.00064061 | 618.0355 | 0.00064991 | 611.5439 | 0.00097917 | 618.0355 | 0.0014757 | 618.0355 | 0.0030483 | 618.0355 | 0.054038 | 611.5439 | 0.36577 | 618.0355 | 0.25157 | 617.6255 | 0.02907 | 807.7104 | 0.08557 | 807.0249 | 0.12329 | 807.7104 | 0.0139 | 611.5439 | 0.34171
| 537.5131 | 0.00026652 | 618.2654 | 0.0026559 | 617.8558 | 0.00057017 | 537.5131 | 0.00149 | 618.2654 | 0.0013539 | 617.8558 | -0.00026876 | 610.8476 | 6.9153e-05 | 617.8558 | -5.3333e-05 | 618.2654 | 0 | 611.7689 | 0.00019957 | 618.2654 | 0.00033396 | 618.2654 | 0.0024389 | 618.2654 | 0.050808 | 611.7689 | 0.3745 | 618.2654 | 0.2555 | 617.8558 | 0.02876 | 807.8765 | 0.08249 | 807.1911 | 0.12139 | 807.8765 | 0.01446 | 611.7689 | 0.33877
| 537.6285 | 0 | 618.4952 | 0.0036064 | 618.086 | 0.00076542 | 537.6285 | 0 | 618.4952 | 0.0010154 | 618.086 | 0.00038215 | 611.0757 | 0.00033825 | 618.086 | 0.00065157 | 618.4953 | 0.00070366 | 611.9937 | 0.0020176 | 618.4953 | 0.0011947 | 618.4952 | 0.003017 | 618.4953 | 0.050682 | 611.9937 | 0.38601 | 618.4952 | 0.26544 | 618.0861 | 0.03061 | 808.0426 | 0.08025 | 807.3573 | 0.12523 | 808.0426 | 0.01426 | 611.9937 | 0.33828
| 537.7438 | 6.8875e-05 | 618.7252 | 0.0017572 | 618.3163 | 0.00039848 | 537.7438 | 0.00147 | 618.7252 | 0.00068835 | 618.3163 | -0.00031554 | 611.3038 | -6.2777e-05 | 618.3163 | -0.00020051 | 618.7252 | 0 | 612.2186 | 0.0012885 | 618.7252 | 0.00048786 | 618.7252 | 0.0023747 | 618.7252 | 0.04725 | 612.2186 | 0.39219 | 618.7252 | 0.26568 | 618.3163 | 0.0299 | 808.2087 | 0.07879 | 807.5235 | 0.12301 | 808.2087 | 0.01488 | 612.2186 | 0.33985
| 537.8592 | 0 | 618.9551 | 0.0032497 | 618.5466 | 0.00072256 | 537.8592 | 0 | 618.9551 | 0.0016121 | 618.5466 | 0.00074732 | 611.532 | 0.00045754 | 618.5466 | 0.00060615 | 618.9551 | 0.00077651 | 612.4435 | 0.0012008 | 618.9551 | 0.0012558 | 618.9551 | 0.0029591 | 618.9551 | 0.046201 | 612.4435 | 0.40501 | 618.9551 | 0.2733 | 618.5466 | 0.03202 | 808.3748 | 0.08107 | 807.6897 | 0.12981 | 808.3748 | 0.01463 | 612.4435 | 0.33537
| 537.9745 | 0.00084148 | 619.185 | 0.001808 | 618.7769 | 0.00045819 | 537.9745 | 0.00010404 | 619.185 | 0.0014965 | 618.7769 | -0.00043979 | 611.7602 | 0.00011107 | 618.7769 | -0.0001092 | 619.185 | 0 | 612.6685 | 0.00086138 | 619.185 | 0.00043663 | 619.185 | 0.0022448 | 619.185 | 0.043969 | 612.6685 | 0.41142 | 619.185 | 0.27897 | 618.7769 | 0.03185 | 808.5409 | 0.07447 | 807.856 | 0.13203 | 808.5409 | 0.01525 | 612.6685 | 0.33358
| 538.0899 | 0 | 619.415 | 0.0017173 | 619.0072 | 0.00066033 | 538.0899 | 0 | 619.415 | 0.0011543 | 619.0072 | 0.00074159 | 611.9883 | 0.00036966 | 619.0072 | 0.00065955 | 619.415 | 0.0005354 | 612.8934 | 0.00127 | 619.415 | 0.0015563 | 619.415 | 0.0029642 | 619.415 | 0.043493 | 612.8934 | 0.41914 | 619.415 | 0.28689 | 619.0072 | 0.0334 | 808.707 | 0.07366 | 808.0222 | 0.13537 | 808.707 | 0.01509 | 612.8934 | 0.335
| 538.2053 | 0.00026652 | 619.6449 | 0.0022571 | 619.2375 | 0.00020621 | 538.2053 | 0.00067626 | 619.6449 | 0.00096846 | 619.2375 | -0.00012318 | 612.2165 | 0.00011033 | 619.2375 | -0.00024781 | 619.6449 | 0 | 613.1183 | 0.00089241 | 619.6449 | 0.00038059 | 619.6449 | 0.0021312 | 619.6449 | 0.040251 | 613.1183 | 0.43194 | 619.6449 | 0.28849 | 619.2375 | 0.03297 | 808.8731 | 0.07243 | 808.1884 | 0.13115 | 808.8731 | 0.01615 | 613.1183 | 0.33317
| 538.3207 | 0 | 619.8749 | 0.0018154 | 619.4678 | 0.00083985 | 538.3207 | 0 | 619.8749 | 0.0013117 | 619.4678 | 0.00052332 | 612.4447 | 0.00031114 | 619.4678 | 0.00065579 | 619.8749 | 0.00096517 | 613.3432 | 0.0020701 | 619.8749 | 0.0013122 | 619.8749 | 0.0029481 | 619.8749 | 0.040158 | 613.3432 | 0.44072 | 619.8749 | 0.2972 | 619.4678 | 0.03518 | 809.0392 | 0.07313 | 808.3546 | 0.13811 | 809.0392 | 0.01617 | 613.3432 | 0.3328
| 538.436 | 0.00053603 | 620.1049 | 0.0017368 | 619.6981 | 0.00070798 | 538.436 | 0.00172 | 620.1049 | 0.0013327 | 619.6981 | -0.00033791 | 612.6729 | 0.0001307 | 619.6981 | -0.00013609 | 620.1049 | 0 | 613.5682 | 0.00051897 | 620.1049 | 0.00056366 | 620.1049 | 0.0023471 | 620.1049 | 0.037521 | 613.5682 | 0.44681 | 620.1049 | 0.30137 | 619.6981 | 0.03488 | 809.2053 | 0.07004 | 808.5209 | 0.13721 | 809.2053 | 0.01731 | 613.5682 | 0.33084
| 538.5514 | 0 | 620.3348 | 0.0017953 | 619.9285 | 0.00070475 | 538.5514 | 0 | 620.3348 | 0.0015165 | 619.9285 | 0.00015178 | 612.9011 | 0.00042747 | 619.9285 | 0.00056046 | 620.3348 | 0.0006653 | 613.7932 | 0.00028071 | 620.3348 | 0.0015012 | 620.3348 | 0.0028812 | 620.3348 | 0.036667 | 613.7932 | 0.46244 | 620.3348 | 0.30491 | 619.9285 | 0.0361 | 809.3714 | 0.06977 | 808.6871 | 0.14131 | 809.3714 | 0.0169 | 613.7931 | 0.32807
| 538.6668 | 0.00057197 | 620.5648 | 0.002253 | 620.1588 | 0.00054652 | 538.6668 | 0.00165 | 620.5648 | 0.0008269 | 620.1588 | -0.00022517 | 613.1293 | 0.00012024 | 620.1588 | -0.00010593 | 620.5648 | 0 | 614.0181 | 0.00072878 | 620.5648 | 0.00026993 | 620.5648 | 0.002281 | 620.5648 | 0.034929 | 614.0181 | 0.47129 | 620.5648 | 0.31266 | 620.1588 | 0.03683 | 809.5376 | 0.06722 | 808.8533 | 0.14071 | 809.5376 | 0.01784 | 614.0181 | 0.32625
| 538.7822 | 0 | 620.7949 | 0.0027349 | 620.3892 | 0.00061702 | 538.7822 | 0 | 620.7949 | 0.0017969 | 620.3892 | 0.00034251 | 613.3575 | 0.00034156 | 620.3892 | 0.00068011 | 620.7949 | 0.00075085 | 614.2431 | 0.00082852 | 620.7949 | 0.0012401 | 620.7949 | 0.0027146 | 620.7949 | 0.034645 | 614.2431 | 0.4826 | 620.7949 | 0.32221 | 620.3892 | 0.03836 | 809.7037 | 0.06696 | 809.0196 | 0.14443 | 809.7037 | 0.01738 | 614.2431 | 0.32581
| 538.8976 | 0.00062587 | 621.0249 | 0.0024617 | 620.6196 | 0.00060869 | 538.8976 | 0.00156 | 621.0249 | 0.00093787 | 620.6196 | -0.00037889 | 613.5858 | 0.0001592 | 620.6196 | -0.00020159 | 621.0249 | 0 | 614.4681 | 0.0015479 | 621.0249 | 0.00022656 | 621.0249 | 0.0021576 | 621.0249 | 0.032538 | 614.4681 | 0.49514 | 621.0249 | 0.32748 | 620.6196 | 0.03811 | 809.8698 | 0.06399 | 809.1858 | 0.14147 | 809.8698 | 0.01886 | 614.4681 | 0.32308
| 539.013 | 0 | 621.2549 | 0.0037071 | 620.85 | 0.00073179 | 539.013 | 0 | 621.2549 | 0.001799 | 620.85 | 0.00015822 | 613.814 | 0.0004042 | 620.85 | 0.00065276 | 621.2549 | 0.00070221 | 614.6931 | 0.0014056 | 621.2549 | 0.0012001 | 621.2549 | 0.0027144 | 621.2549 | 0.03203 | 614.6931 | 0.5047 | 621.2549 | 0.33327 | 620.85 | 0.03972 | 810.0359 | 0.0639 | 809.3521 | 0.14995 | 810.0359 | 0.01873 | 614.693 | 0.32484
| 539.1284 | 0 | 621.4849 | 0.0018303 | 621.0804 | 0.00010549 | 539.1284 | 0.00101 | 621.4849 | 0.0014688 | 621.0804 | -0.00040592 | 614.0423 | 0.00010838 | 621.0804 | -0.00018333 | 621.4849 | 0 | 614.9181 | 0.001233 | 621.4849 | 0.00019709 | 621.4849 | 0.0019631 | 621.4849 | 0.030151 | 614.9181 | 0.51949 | 621.4849 | 0.33865 | 621.0804 | 0.03986 | 810.2021 | 0.0629 | 809.5184 | 0.15057 | 810.2021 | 0.02094 | 614.9181 | 0.31959
| 539.2438 | 0 | 621.715 | 0.0021806 | 621.3108 | 0.00084337 | 539.2438 | 0 | 621.715 | 0.001828 | 621.3108 | 0.00039953 | 614.2706 | 0.00024907 | 621.3108 | 0.00064935 | 621.715 | 0.00084194 | 615.1431 | 0.0018833 | 621.715 | 0.0017817 | 621.715 | 0.0026116 | 621.715 | 0.029987 | 615.1431 | 0.52915 | 621.715 | 0.34656 | 621.3108 | 0.04144 | 810.3682 | 0.06256 | 809.6846 | 0.15529 | 810.3682 | 0.02056 | 615.1431 | 0.31849
| 539.3592 | 0.00046416 | 621.9451 | 0.0019551 | 621.5412 | 0.00057865 | 539.3592 | 0.00151 | 621.9451 | 0.00038261 | 621.5412 | -0.00034806 | 614.4988 | 0.0002322 | 621.5412 | -0.00011358 | 621.9451 | 0 | 615.3681 | 0.0016277 | 621.9451 | 0.00023848 | 621.9451 | 0.0019589 | 621.9451 | 0.027566 | 615.3681 | 0.53861 | 621.9451 | 0.35379 | 621.5412 | 0.0418 | 810.5344 | 0.06188 | 809.8509 | 0.15197 | 810.5344 | 0.0227 | 615.3681 | 0.31802
| 539.4746 | 0 | 622.1752 | 0.0027499 | 621.7716 | 0.00072546 | 539.4746 | 0 | 622.1752 | 0.0005119 | 621.7716 | 0.00056893 | 614.7272 | 0.00042385 | 621.7716 | 0.00073229 | 622.1751 | 0.00080513 | 615.5931 | 0.0006812 | 622.1751 | 0.0015851 | 622.1752 | 0.0026222 | 622.1751 | 0.027885 | 615.5931 | 0.55695 | 622.1752 | 0.3641 | 621.7716 | 0.04402 | 810.7005 | 0.05768 | 810.0172 | 0.15685 | 810.7005 | 0.0217 | 615.5931 | 0.32085
| 539.5901 | 0.00030245 | 622.4052 | 0.0013835 | 622.0021 | 0.00054124 | 539.5901 | 0.00142 | 622.4052 | 0.00084459 | 622.0021 | -0.00069903 | 614.9554 | 0.00017832 | 622.0021 | -0.00011889 | 622.4052 | 0 | 615.8182 | -0.000562 | 622.4052 | 0.00030215 | 622.4052 | 0.0019748 | 622.4052 | 0.025368 | 615.8182 | 0.57121 | 622.4052 | 0.36761 | 622.0021 | 0.04363 | 810.8667 | 0.05882 | 810.1834 | 0.16107 | 810.8667 | 0.02388 | 615.8182 | 0.31808
| 539.7055 | 0 | 622.6353 | 0.003088 | 622.2325 | 0.00075334 | 539.7055 | 0 | 622.6353 | 0.001619 | 622.2325 | 0.00046213 | 615.1838 | 0.0003331 | 622.2325 | 0.00070785 | 622.6353 | 0.00039767 | 616.0433 | 0.0010407 | 622.6353 | 0.0012378 | 622.6353 | 0.0027643 | 622.6353 | 0.025594 | 616.0433 | 0.58189 | 622.6353 | 0.37522 | 622.2325 | 0.04558 | 811.0328 | 0.05616 | 810.3497 | 0.16257 | 811.0328 | 0.02273 | 616.0433 | 0.31657
| 539.8209 | 0.00026652 | 622.8654 | 0.0018435 | 622.463 | 0.00049307 | 539.8209 | 0.00010404 | 622.8654 | 0.0005344 | 622.463 | -0.0004548 | 615.4121 | -9.8459e-06 | 622.463 | -0.00018509 | 622.8654 | 0 | 616.2683 | 0.00032724 | 622.8654 | 0.00036509 | 622.8654 | 0.0020718 | 622.8654 | 0.024057 | 616.2683 | 0.59278 | 622.8654 | 0.38302 | 622.463 | 0.0458 | 811.199 | 0.05398 | 810.516 | 0.16365 | 811.199 | 0.0252 | 616.2683 | 0.31437
| 539.9364 | 0 | 623.0956 | 0.0027366 | 622.6935 | 0.00067591 | 539.9364 | 0 | 623.0956 | 0.00090394 | 622.6935 | 0.00054602 | 615.6404 | 0.00027581 | 622.6935 | 0.00071015 | 623.0956 | 0.0005505 | 616.4934 | 0.00092502 | 623.0956 | 0.0011209 | 623.0956 | 0.00242 | 623.0956 | 0.023909 | 616.4934 | 0.60845 | 623.0956 | 0.39244 | 622.6934 | 0.0482 | 811.3651 | 0.05397 | 810.6823 | 0.16973 | 811.3651 | 0.02394 | 616.4934 | 0.31466
| 540.0518 | 0.00032042 | 623.3257 | 0.0010556 | 622.9239 | 0.00071291 | 540.0518 | 0.00031212 | 623.3257 | 0.00067024 | 622.9239 | -0.00054862 | 615.8688 | 7.0959e-05 | 622.9239 | -7.8267e-05 | 623.3257 | 0 | 616.7185 | 0.00045724 | 623.3257 | 0.0005898 | 623.3257 | 0.002127 | 623.3257 | 0.022136 | 616.7185 | 0.62458 | 623.3257 | 0.39943 | 622.9239 | 0.04796 | 811.5313 | 0.05173 | 810.8486 | 0.16541 | 811.5313 | 0.02621 | 616.7185 | 0.31175
| 540.1673 | 0 | 623.5558 | 0.0019758 | 623.1544 | 0.00065356 | 540.1673 | 0 | 623.5558 | 0.0016468 | 623.1544 | 0.00075265 | 616.0971 | 0.00028956 | 623.1544 | 0.00070247 | 623.5558 | 0.00062001 | 616.9436 | 0.0012363 | 623.5558 | 0.001416 | 623.5558 | 0.002288 | 623.5558 | 0.022189 | 616.9436 | 0.63826 | 623.5558 | 0.40754 | 623.1544 | 0.04995 | 811.6975 | 0.05221 | 811.0149 | 0.17067 | 811.6975 | 0.02461 | 616.9436 | 0.31348
| 540.2827 | 0.00134 | 623.786 | 0.0021297 | 623.3849 | 0.00058847 | 540.2827 | 0.00081498 | 623.786 | 0.00050204 | 623.3849 | -0.00044528 | 616.3254 | 4.6931e-05 | 623.3849 | -0.00010237 | 623.786 | 0 | 617.1687 | 0.0016191 | 623.786 | 0.00056461 | 623.786 | 0.0017006 | 623.786 | 0.020616 | 617.1687 | 0.65372 | 623.786 | 0.41541 | 623.385 | 0.05014 | 811.8636 | 0.05156 | 811.1812 | 0.1749 | 811.8636 | 0.02681 | 617.1687 | 0.31082
| 540.3982 | 0 | 624.0162 | 0.002812 | 623.6155 | 0.00075527 | 540.3982 | 0 | 624.0162 | 0.00096167 | 623.6155 | 0.00020662 | 616.5538 | 0.00048989 | 623.6155 | 0.00069521 | 624.0162 | 0.00075662 | 617.3938 | 0.0014552 | 624.0162 | 0.0013676 | 624.0162 | 0.0024252 | 624.0162 | 0.021117 | 617.3938 | 0.66402 | 624.0162 | 0.42323 | 623.6155 | 0.05252 | 812.0298 | 0.04964 | 811.3475 | 0.17631 | 812.0298 | 0.02561 | 617.3938 | 0.31248
| 540.5136 | 0.00062587 | 624.2463 | 0.0016687 | 623.846 | 0.00055999 | 540.5136 | 0.00151 | 624.2463 | 1.4063e-05 | 623.846 | -0.00022121 | 616.7822 | 0.00011504 | 623.846 | -0.0002143 | 624.2463 | 0 | 617.619 | 0.0007897 | 624.2463 | 0.00077273 | 624.2463 | 0.0017472 | 624.2463 | 0.018921 | 617.619 | 0.66963 | 624.2463 | 0.43172 | 623.846 | 0.05256 | 812.196 | 0.04966 | 811.5138 | 0.17542 | 812.196 | 0.02772 | 617.619 | 0.30662
| 540.6291 | 0 | 624.4765 | 0.0021724 | 624.0765 | 0.00070065 | 540.6291 | 0 | 624.4765 | 0.0017601 | 624.0765 | 0.00030336 | 617.0106 | 0.00028929 | 624.0765 | 0.00077223 | 624.4765 | 0.00062676 | 617.8441 | 0.0015732 | 624.4765 | 0.0010754 | 624.4765 | 0.0023725 | 624.4765 | 0.019516 | 617.8441 | 0.69266 | 624.4765 | 0.44163 | 624.0765 | 0.05512 | 812.3622 | 0.04861 | 811.6801 | 0.17979 | 812.3622 | 0.02651 | 617.8441 | 0.30548
| 540.7446 | 0.00136 | 624.7067 | 0.0019643 | 624.3071 | 0.00063633 | 540.7446 | 0.00104 | 624.7067 | 0.00099329 | 624.3071 | -0.00015028 | 617.239 | 0.00014931 | 624.3071 | -0.00016468 | 624.7067 | 0 | 618.0692 | 3.834e-05 | 624.7067 | 0.00058595 | 624.7067 | 0.0018009 | 624.7067 | 0.018137 | 618.0692 | 0.70365 | 624.7067 | 0.45582 | 624.3071 | 0.05592 | 812.5284 | 0.04929 | 811.8464 | 0.1833 | 812.5284 | 0.02807 | 618.0692 | 0.30422
| 540.8601 | 0 | 624.9369 | 0.0020259 | 624.5377 | 0.00055437 | 540.8601 | 0 | 624.9369 | 0.0011068 | 624.5377 | 0.00061005 | 617.4674 | 0.00022867 | 624.5377 | 0.00074515 | 624.9369 | 0.00057409 | 618.2944 | 0.0015181 | 624.9369 | 0.0011699 | 624.9369 | 0.0022735 | 624.9369 | 0.017998 | 618.2944 | 0.72033 | 624.9369 | 0.46276 | 624.5377 | 0.05827 | 812.6946 | 0.04421 | 812.0127 | 0.19055 | 812.6946 | 0.02675 | 618.2944 | 0.30487
| 540.9755 | 0.00116 | 625.1671 | 0.001455 | 624.7682 | 0.00034137 | 540.9755 | 0.0016 | 625.1671 | 0.0012328 | 624.7682 | -0.00049099 | 617.6959 | 6.0413e-05 | 624.7682 | -0.00018793 | 625.1671 | 0 | 618.5195 | 0.0018786 | 625.1671 | 0.00021878 | 625.1671 | 0.0017827 | 625.1671 | 0.016538 | 618.5195 | 0.73151 | 625.1671 | 0.46862 | 624.7682 | 0.05771 | 812.8608 | 0.04507 | 812.179 | 0.18878 | 812.8608 | 0.02811 | 618.5195 | 0.30137
| 541.091 | 0 | 625.3973 | 0.0022955 | 624.9988 | 0.00073011 | 541.091 | 0 | 625.3973 | 0.0010135 | 624.9988 | 0.00046203 | 617.9243 | 0.00028729 | 624.9988 | 0.00080191 | 625.3974 | 0.00058873 | 618.7447 | 0.0013402 | 625.3974 | 0.0013404 | 625.3973 | 0.002404 | 625.3974 | 0.016966 | 618.7447 | 0.74866 | 625.3973 | 0.48029 | 624.9988 | 0.06041 | 813.027 | 0.04027 | 812.3454 | 0.19295 | 813.027 | 0.02692 | 618.7447 | 0.30358
| 541.2065 | 0 | 625.6276 | 0.0020185 | 625.2294 | 0.0005426 | 541.2065 | 0.00084967 | 625.6276 | 0.00015052 | 625.2294 | -0.00040854 | 618.1527 | 0.0001433 | 625.2294 | -0.0001436 | 625.6276 | 0 | 618.9698 | 0.00011689 | 625.6276 | 0.00038455 | 625.6276 | 0.0016788 | 625.6276 | 0.015159 | 618.9698 | 0.76109 | 625.6276 | 0.49048 | 625.2294 | 0.06027 | 813.1932 | 0.03833 | 812.5117 | 0.19628 | 813.1932 | 0.02805 | 618.9698 | 0.3009
| 541.322 | 0 | 625.8578 | 0.0020653 | 625.46 | 0.00063098 | 541.322 | 0 | 625.8578 | 0.0011808 | 625.46 | 0.00011477 | 618.3812 | 0.00030122 | 625.46 | 0.00073206 | 625.8579 | 0.00063372 | 619.1951 | 0.00079427 | 625.8579 | 0.0012903 | 625.8578 | 0.0022001 | 625.8579 | 0.015458 | 619.1951 | 0.77605 | 625.8578 | 0.50085 | 625.46 | 0.06305 | 813.3594 | 0.0408 | 812.678 | 0.19811 | 813.3594 | 0.02692 | 619.1951 | 0.29999
| 541.4375 | 0 | 626.0881 | 0.0019763 | 625.6906 | 0.00039956 | 541.4375 | 0.00046818 | 626.0881 | 0.0006609 | 625.6906 | -0.00022508 | 618.6096 | 1.8263e-05 | 625.6906 | -0.00019234 | 626.0881 | 0 | 619.4203 | -0.0002548 | 626.0881 | 0.00022004 | 626.0881 | 0.0014792 | 626.0881 | 0.014084 | 619.4203 | 0.78615 | 626.0881 | 0.51195 | 625.6906 | 0.06373 | 813.5256 | 0.03515 | 812.8444 | 0.19646 | 813.5256 | 0.02784 | 619.4203 | 0.29888
| 541.553 | 0 | 626.3184 | 0.003065 | 625.9213 | 0.00075428 | 541.553 | 0 | 626.3184 | 0.0017641 | 625.9213 | 0.00012832 | 618.8381 | 0.00060676 | 625.9213 | 0.00072007 | 626.3184 | 0.0010227 | 619.6454 | 0.0011667 | 626.3184 | 0.001389 | 626.3184 | 0.0023213 | 626.3184 | 0.014912 | 619.6454 | 0.80019 | 626.3184 | 0.52063 | 625.9213 | 0.06584 | 813.6918 | 0.03794 | 813.0107 | 0.20303 | 813.6918 | 0.02684 | 619.6454 | 0.29761
| 541.6685 | 0.00176 | 626.5487 | 0.00083396 | 626.1519 | 0.00042087 | 541.6685 | 0.00182 | 626.5487 | 0.0009652 | 626.1519 | -0.00019804 | 619.0666 | 0.00013268 | 626.1519 | -0.00024588 | 626.5487 | 1.6417e-05 | 619.8707 | 0.00058538 | 626.5487 | 0.00019909 | 626.5487 | 0.0014444 | 626.5487 | 0.013242 | 619.8707 | 0.81471 | 626.5487 | 0.52927 | 626.1519 | 0.06601 | 813.858 | 0.03735 | 813.1771 | 0.20248 | 813.858 | 0.02751 | 619.8707 | 0.29749
| 541.7841 | 0 | 626.779 | 0.0028102 | 626.3826 | 0.00060158 | 541.7841 | 0 | 626.779 | 0.0009386 | 626.3826 | 0.00061499 | 619.2951 | 0.0004423 | 626.3826 | 0.00063717 | 626.779 | 0.000806 | 620.0959 | 0.0012684 | 626.779 | 0.0011603 | 626.779 | 0.0021596 | 626.779 | 0.013789 | 620.0959 | 0.83398 | 626.779 | 0.54074 | 626.3826 | 0.06783 | 814.0242 | 0.03547 | 813.3434 | 0.20905 | 814.0242 | 0.02672 | 620.096 | 0.2975
| 541.8996 | 0 | 627.0093 | 0.0023361 | 626.6132 | 0.00062668 | 541.8996 | 0.00149 | 627.0093 | 0.00035013 | 626.6132 | -0.00041346 | 619.5236 | 0.00013001 | 626.6132 | -0.00021601 | 627.0093 | 0 | 620.3212 | 0.00062471 | 627.0093 | 0.00037347 | 627.0093 | 0.0016029 | 627.0093 | 0.011972 | 620.3212 | 0.85379 | 627.0093 | 0.55148 | 626.6132 | 0.06902 | 814.1905 | 0.03448 | 813.5098 | 0.20754 | 814.1905 | 0.02729 | 620.3212 | 0.29553
| 542.0151 | 0 | 627.2396 | 0.0022437 | 626.8439 | 0.00076295 | 542.0151 | 0 | 627.2396 | 0.0010801 | 626.8439 | 0.00053132 | 619.7521 | 0.00042417 | 626.8439 | 0.0007211 | 627.2396 | 0.00077602 | 620.5464 | 0.0017214 | 627.2396 | 0.0014756 | 627.2396 | 0.0022437 | 627.2396 | 0.01257 | 620.5464 | 0.86094 | 627.2396 | 0.56546 | 626.8439 | 0.07233 | 814.3567 | 0.03379 | 813.6762 | 0.21261 | 814.3567 | 0.02669 | 620.5464 | 0.29448
| 542.1306 | 0.00115 | 627.47 | 0.001555 | 627.0746 | 0.00053189 | 542.1306 | 0.00048552 | 627.47 | 0.00049901 | 627.0746 | -0.0005058 | 619.9806 | 0.00010316 | 627.0746 | -0.00022865 | 627.4699 | 0 | 620.7717 | 0.00034293 | 627.4699 | 0.00011491 | 627.47 | 0.0013844 | 627.4699 | 0.011563 | 620.7717 | 0.87402 | 627.47 | 0.57667 | 627.0746 | 0.07201 | 814.5229 | 0.03306 | 813.8425 | 0.21748 | 814.5229 | 0.02706 | 620.7717 | 0.29121
| 542.2462 | 0 | 627.7003 | 0.0023881 | 627.3053 | 0.00064795 | 542.2462 | 0 | 627.7003 | 0.00052604 | 627.3053 | 0.00021248 | 620.2092 | 0.00045056 | 627.3053 | 0.00073589 | 627.7003 | 0.00096722 | 620.9969 | 0.00159 | 627.7003 | 0.0012021 | 627.7003 | 0.0020611 | 627.7003 | 0.011871 | 620.9969 | 0.89336 | 627.7003 | 0.58026 | 627.3053 | 0.07347 | 814.6892 | 0.03393 | 814.0089 | 0.22169 | 814.6892 | 0.02687 | 620.9969 | 0.29227
| 542.3617 | 0.00087741 | 627.9307 | 0.0022838 | 627.536 | 0.00059622 | 542.3617 | 0.00074563 | 627.9307 | 0.00059916 | 627.536 | -0.000568 | 620.4377 | 3.2732e-05 | 627.536 | -0.00013553 | 627.9306 | 0 | 621.2222 | 0.00045839 | 627.9306 | 0.00058954 | 627.9307 | 0.0012913 | 627.9306 | 0.010457 | 621.2222 | 0.90063 | 627.9307 | 0.59288 | 627.536 | 0.0752 | 814.8554 | 0.03534 | 814.1753 | 0.2233 | 814.8554 | 0.02719 | 621.2222 | 0.28908
| 542.4773 | 0 | 628.161 | 0.0016656 | 627.7667 | 0.00064404 | 542.4773 | 0 | 628.161 | 0.0010681 | 627.7667 | 0.00068705 | 620.6663 | 0.00037932 | 627.7667 | 0.00074908 | 628.161 | 0.00069689 | 621.4475 | 0.0014092 | 628.161 | 0.0013699 | 628.161 | 0.0020995 | 628.161 | 0.011257 | 621.4475 | 0.91136 | 628.161 | 0.61062 | 627.7667 | 0.07823 | 815.0217 | 0.03688 | 814.3416 | 0.22739 | 815.0217 | 0.02751 | 621.4475 | 0.28933
| 542.5928 | 0.00058994 | 628.3914 | 0.0018425 | 627.9974 | 0.00049732 | 542.5928 | 0.00125 | 628.3914 | 0.00082509 | 627.9974 | -0.00067127 | 620.8948 | 9.5631e-05 | 627.9974 | -0.00027906 | 628.3914 | 0 | 621.6728 | 0.0010901 | 628.3914 | 0.00015781 | 628.3914 | 0.0012412 | 628.3914 | 0.0096368 | 621.6728 | 0.92517 | 628.3914 | 0.62181 | 627.9974 | 0.07866 | 815.1879 | 0.03633 | 814.508 | 0.22782 | 815.1879 | 0.02752 | 621.6728 | 0.28371
| 542.7084 | 0 | 628.6218 | 0.0024815 | 628.2282 | 0.00066696 | 542.7084 | 0 | 628.6218 | 0.0017637 | 628.2282 | 9.9781e-05 | 621.1234 | 0.00040155 | 628.2282 | 0.00069455 | 628.6218 | 0.00093 | 621.8981 | 0.00071284 | 628.6218 | 0.0010671 | 628.6218 | 0.0021967 | 628.6218 | 0.010275 | 621.8981 | 0.93473 | 628.6218 | 0.63294 | 628.2282 | 0.08178 | 815.3542 | 0.03808 | 814.6744 | 0.23269 | 815.3542 | 0.02845 | 621.8981 | 0.28665
| 542.8239 | 0.00032042 | 628.8522 | 0.00184 | 628.4589 | 0.00033316 | 542.8239 | 0.00024276 | 628.8522 | 0.00048193 | 628.4589 | -0.00012765 | 621.3519 | -2.1895e-05 | 628.4589 | -6.1012e-05 | 628.8522 | 0 | 622.1234 | 0.0011031 | 628.8522 | 0.00021264 | 628.8522 | 0.0012545 | 628.8522 | 0.009079 | 622.1234 | 0.94516 | 628.8522 | 0.64708 | 628.4589 | 0.08275 | 815.5204 | 0.0386 | 814.8408 | 0.23152 | 815.5204 | 0.02844 | 622.1234 | 0.28369
| 542.9395 | 0 | 629.0826 | 0.0024388 | 628.6897 | 0.00064186 | 542.9395 | 0 | 629.0826 | 0.001185 | 628.6897 | 6.5768e-05 | 621.5806 | 0.00036597 | 628.6897 | 0.0007616 | 629.0826 | 0.00087019 | 622.3488 | 0.0014525 | 629.0826 | 0.0012399 | 629.0826 | 0.0020234 | 629.0826 | 0.0097789 | 622.3488 | 0.95386 | 629.0826 | 0.65564 | 628.6897 | 0.08585 | 815.6867 | 0.03004 | 815.0072 | 0.23099 | 815.6867 | 0.02985 | 622.3487 | 0.28648
| 543.0551 | 0.00023058 | 629.313 | 0.0020334 | 628.9205 | 0.00046463 | 543.0551 | 0.00146 | 629.313 | 0.00083717 | 628.9205 | -0.00028935 | 621.8091 | 5.2659e-05 | 628.9205 | -0.00016867 | 629.313 | 0 | 622.5741 | 0.00040128 | 629.313 | 0 | 629.313 | 0.0012251 | 629.313 | 0.0085375 | 622.5741 | 0.96642 | 629.313 | 0.67502 | 628.9204 | 0.08598 | 815.8529 | 0.0384 | 815.1736 | 0.23394 | 815.8529 | 0.02931 | 622.5741 | 0.28473
| 543.1707 | 0 | 629.5434 | 0.0021047 | 629.1512 | 0.00064901 | 543.1707 | 0 | 629.5434 | 0.0012239 | 629.1512 | 0.00054329 | 622.0378 | 0.000391 | 629.1512 | 0.00076557 | 629.5434 | 0.00084767 | 622.7994 | 0.0016442 | 629.5434 | 0.0012886 | 629.5434 | 0.0022041 | 629.5434 | 0.0090121 | 622.7994 | 0.96872 | 629.5434 | 0.6766 | 629.1512 | 0.08895 | 816.0192 | 0.02837 | 815.34 | 0.23825 | 816.0192 | 0.0304 | 622.7994 | 0.28499
| 543.2862 | 0.00118 | 629.7739 | 0.0014583 | 629.382 | 0.00041034 | 543.2862 | 0.00276 | 629.7739 | 0.00028215 | 629.382 | -0.00032721 | 622.2664 | 2.0333e-05 | 629.382 | -6.3694e-05 | 629.7738 | 0 | 623.0248 | 0.0010419 | 629.7738 | 0.00036242 | 629.7739 | 0.0012462 | 629.7738 | 0.0079539 | 623.0248 | 0.97842 | 629.7739 | 0.69731 | 629.382 | 0.09032 | 816.1855 | 0.03628 | 815.5064 | 0.2424 | 816.1855 | 0.02927 | 623.0248 | 0.28059
| 543.4018 | 0 | 630.0043 | 0.0020996 | 629.6128 | 0.00067592 | 543.4018 | 0 | 630.0043 | 0.0020103 | 629.6128 | -0.00016399 | 622.495 | 0.00036979 | 629.6128 | 0.00074763 | 630.0043 | 0.00062715 | 623.2501 | 0.0013544 | 630.0043 | 0.0011892 | 630.0043 | 0.0021043 | 630.0043 | 0.0083926 | 623.2501 | 0.99056 | 630.0043 | 0.70586 | 629.6128 | 0.09313 | 816.3517 | 0.02825 | 815.6728 | 0.24965 | 816.3517 | 0.03074 | 623.2501 | 0.27995
| 543.5174 | 0.00151 | 630.2347 | 0.0011981 | 629.8436 | 0.00047516 | 543.5174 | 0.00074563 | 630.2347 | 0.0008055 | 629.8436 | -0.00062746 | 622.7236 | 2.5562e-05 | 629.8436 | -0.00016472 | 630.2348 | 0 | 623.4755 | 0.0013354 | 630.2348 | 0 | 630.2347 | 0.0012327 | 630.2348 | 0.0071294 | 623.4755 | 0.98627 | 630.2347 | 0.71919 | 629.8437 | 0.0945 | 816.518 | 0.02613 | 815.8392 | 0.24678 | 816.518 | 0.03025 | 623.4755 | 0.27864
| 543.633 | 0 | 630.4652 | 0.0025362 | 630.0745 | 0.00071547 | 543.633 | 0 | 630.4652 | 0.0010616 | 630.0745 | 0.00063811 | 622.9523 | 0.00039673 | 630.0745 | 0.00075735 | 630.4652 | 0.00052135 | 623.7009 | 0.0014133 | 630.4652 | 0.0011479 | 630.4652 | 0.0019677 | 630.4652 | 0.0079656 | 623.7009 | 0.99481 | 630.4652 | 0.72991 | 630.0745 | 0.09671 | 816.6843 | 0.0276 | 816.0056 | 0.25305 | 816.6843 | 0.03258 | 623.7009 | 0.27516
| 543.7486 | 0 | 630.6957 | 0.0020286 | 630.3053 | 0.00044232 | 543.7486 | 0.00109 | 630.6957 | 0.00097821 | 630.3053 | -0.00069173 | 623.181 | 7.817e-05 | 630.3053 | -0.0001995 | 630.6957 | 0 | 623.9263 | 0.00086276 | 630.6957 | 0.00017857 | 630.6957 | 0.0010812 | 630.6957 | 0.006649 | 623.9263 | 0.99361 | 630.6957 | 0.74853 | 630.3053 | 0.09895 | 816.8506 | 0.02536 | 816.1721 | 0.2527 | 816.8506 | 0.03195 | 623.9263 | 0.27788
| 543.8642 | 0 | 630.9262 | 0.0024422 | 630.5362 | 0.00063709 | 543.8642 | 0 | 630.9262 | 0.001519 | 630.5362 | 0.00028568 | 623.4096 | 0.00027558 | 630.5362 | 0.00069866 | 630.9262 | 0.00077604 | 624.1517 | 0.0017503 | 630.9262 | 0.0011564 | 630.9262 | 0.0018003 | 630.9262 | 0.0074409 | 624.1517 | 0.9964 | 630.9262 | 0.76412 | 630.5362 | 0.10229 | 817.0169 | 0.0289 | 816.3385 | 0.25361 | 817.0169 | 0.03379 | 624.1517 | 0.27774
| 543.9799 | 0.00089539 | 631.1567 | 0.0015515 | 630.767 | 0.00047055 | 543.9799 | 0.00081498 | 631.1567 | 0.00059046 | 630.767 | -0.00038013 | 623.6383 | -8.2896e-07 | 630.767 | -0.00025871 | 631.1567 | 0 | 624.3771 | 0.00023159 | 631.1567 | 0 | 631.1567 | 0.0012262 | 631.1567 | 0.0060782 | 624.3771 | 0.99363 | 631.1567 | 0.77281 | 630.767 | 0.10266 | 817.1831 | 0.02733 | 816.5049 | 0.2529 | 817.1831 | 0.03261 | 624.3771 | 0.27392
| 544.0955 | 0 | 631.3872 | 0.0021597 | 630.9979 | 0.00057228 | 544.0955 | 0 | 631.3872 | 0.0012107 | 630.9979 | 0.00033645 | 623.867 | 0.00042619 | 630.9979 | 0.00061505 | 631.3872 | 0.00066801 | 624.6025 | 0.0018186 | 631.3872 | 0.0011477 | 631.3872 | 0.0018254 | 631.3872 | 0.0069231 | 624.6025 | 1 | 631.3872 | 0.78583 | 630.9979 | 0.10544 | 817.3494 | 0.03143 | 816.6713 | 0.25673 | 817.3494 | 0.03435 | 624.6025 | 0.27245
| 544.2111 | 0 | 631.6177 | 0.0020292 | 631.2288 | 0.00038585 | 544.2111 | 0.00064159 | 631.6177 | 0.00060076 | 631.2288 | -0.00078043 | 624.0957 | 0.00028012 | 631.2288 | -0.0001939 | 631.6178 | 0 | 624.8279 | 0.0006968 | 631.6178 | 3.3238e-05 | 631.6177 | 0.0011799 | 631.6178 | 0.0057512 | 624.8279 | 0.99443 | 631.6177 | 0.80919 | 631.2288 | 0.10981 | 817.5157 | 0.02618 | 816.8378 | 0.25714 | 817.5157 | 0.03343 | 624.8279 | 0.27133
| 544.3267 | 0 | 631.8483 | 0.0023949 | 631.4597 | 0.00064677 | 544.3267 | 0 | 631.8483 | 0.00066707 | 631.4597 | 0.00027955 | 624.3244 | 0.00039618 | 631.4597 | 0.00062876 | 631.8483 | 0.0006799 | 625.0534 | 0.0013483 | 631.8483 | 0.0012524 | 631.8483 | 0.0019263 | 631.8483 | 0.0065318 | 625.0534 | 0.99622 | 631.8483 | 0.81781 | 631.4597 | 0.11319 | 817.682 | 0.03089 | 817.0042 | 0.26453 | 817.682 | 0.03496 | 625.0534 | 0.27253
| 544.4424 | 0 | 632.0789 | 0.0017065 | 631.6906 | 0.00047584 | 544.4424 | 0.00224 | 632.0789 | 0.00081961 | 631.6906 | -0.00056865 | 624.5532 | 4.2787e-05 | 631.6906 | -0.0001025 | 632.0788 | 0 | 625.2788 | 0.00089537 | 632.0788 | 0 | 632.0789 | 0.0012843 | 632.0788 | 0.00555 | 625.2788 | 0.99081 | 632.0789 | 0.82623 | 631.6906 | 0.11197 | 817.8483 | 0.02066 | 817.1707 | 0.2633 | 817.8483 | 0.0341 | 625.2788 | 0.26875
| 544.558 | 0 | 632.3094 | 0.0023009 | 631.9215 | 0.00056699 | 544.558 | 0 | 632.3094 | 0.0015797 | 631.9215 | 0.00013636 | 624.7819 | 0.00052011 | 631.9215 | 0.00060176 | 632.3094 | 0.00059171 | 625.5043 | 0.0010974 | 632.3094 | 0.0013788 | 632.3094 | 0.0018004 | 632.3094 | 0.0062201 | 625.5043 | 0.98478 | 632.3094 | 0.84385 | 631.9215 | 0.11716 | 818.0147 | 0.02985 | 817.3371 | 0.26245 | 818.0147 | 0.03512 | 625.5043 | 0.27076
| 544.6736 | 8.684e-05 | 632.54 | 0.0020354 | 632.1524 | 0.00026104 | 544.6736 | 0.00123 | 632.54 | 0.00015238 | 632.1524 | -0.00035061 | 625.0106 | 7.1489e-05 | 632.1524 | -0.00024152 | 632.54 | 0 | 625.7297 | 0.00019162 | 632.54 | 0.00015295 | 632.54 | 0.00097243 | 632.54 | 0.0047376 | 625.7297 | 0.97729 | 632.54 | 0.85063 | 632.1524 | 0.11709 | 818.181 | 0.02001 | 817.5036 | 0.26982 | 818.181 | 0.03474 | 625.7297 | 0.26971
| 544.7893 | 0 | 632.7706 | 0.0022722 | 632.3833 | 0.00063545 | 544.7893 | 0 | 632.7706 | 0.0013874 | 632.3833 | 0.00047186 | 625.2394 | 0.00060594 | 632.3833 | 0.00073935 | 632.7706 | 0.00053987 | 625.9552 | 0.0019515 | 632.7706 | 0.00087546 | 632.7706 | 0.0016933 | 632.7706 | 0.0059262 | 625.9552 | 0.96971 | 632.7706 | 0.87347 | 632.3833 | 0.12152 | 818.3473 | 0.02115 | 817.67 | 0.27547 | 818.3473 | 0.03543 | 625.9552 | 0.26807
| 544.9049 | 0 | 633.0012 | 0.0014977 | 632.6143 | 0.00048399 | 544.9049 | 0.00029479 | 633.0012 | 0.00077712 | 632.6143 | -0.00053848 | 625.4681 | 0.00018323 | 632.6143 | -0.00023697 | 633.0011 | 0.00011709 | 626.1807 | 0.00030175 | 633.0011 | 0.00026843 | 633.0012 | 0.0011817 | 633.0011 | 0.0044373 | 626.1807 | 0.95589 | 633.0012 | 0.87963 | 632.6143 | 0.12257 | 818.5136 | 0.01894 | 817.8365 | 0.27314 | 818.5136 | 0.03514 | 626.1807 | 0.26718
| 545.0206 | 0 | 633.2318 | 0.0025724 | 632.8452 | 0.00054664 | 545.0206 | 0 | 633.2318 | 0.0013803 | 632.8452 | 0.00047897 | 625.6969 | 0.00048084 | 632.8452 | 0.00066357 | 633.2318 | 0.00061502 | 626.4062 | 0.0010118 | 633.2318 | 0.0010746 | 633.2318 | 0.001602 | 633.2318 | 0.005372 | 626.4062 | 0.94767 | 633.2318 | 0.88903 | 632.8452 | 0.12558 | 818.6799 | 0.01944 | 818.003 | 0.27401 | 818.6799 | 0.03514 | 626.4062 | 0.26722
| 545.1363 | 0.0004462 | 633.4623 | 0.001074 | 633.0762 | 0.00067998 | 545.1363 | 0.00046818 | 633.4623 | 9.3423e-05 | 633.0762 | -0.00053155 | 625.9257 | 6.2047e-05 | 633.0762 | -0.00017733 | 633.4624 | 0 | 626.6317 | 0.0012655 | 633.4624 | 0.00011167 | 633.4623 | 0.0011586 | 633.4624 | 0.004547 | 626.6317 | 0.93437 | 633.4623 | 0.89822 | 633.0762 | 0.12838 | 818.8463 | 0.0153 | 818.1694 | 0.27756 | 818.8463 | 0.03478 | 626.6317 | 0.26525
| 545.2519 | 0 | 633.693 | 0.0024303 | 633.3072 | 0.00075684 | 545.2519 | 0 | 633.693 | 0.0011188 | 633.3072 | 0.00045521 | 626.1545 | 0.00041266 | 633.3072 | 0.00073721 | 633.693 | 0.00063939 | 626.8572 | 0.00096815 | 633.693 | 0.0011117 | 633.693 | 0.0019603 | 633.693 | 0.0056934 | 626.8572 | 0.92313 | 633.693 | 0.9091 | 633.3072 | 0.1318 | 819.0126 | 0.01781 | 818.3359 | 0.28007 | 819.0126 | 0.03462 | 626.8572 | 0.26626
| 545.3676 | 0.00035636 | 633.9236 | 0.0013424 | 633.5382 | 0.00041184 | 545.3676 | 0.00132 | 633.9236 | -1.2014e-05 | 633.5382 | -0.00027195 | 626.3833 | 0.00021489 | 633.5382 | -0.00013029 | 633.9236 | 0 | 627.0828 | 0.00072018 | 633.9236 | 0 | 633.9236 | 0.0011211 | 633.9236 | 0.0043181 | 627.0828 | 0.90845 | 633.9236 | 0.92574 | 633.5382 | 0.13362 | 819.1789 | 0.01326 | 818.5024 | 0.28302 | 819.1789 | 0.03447 | 627.0828 | 0.26233
| 545.4833 | 0 | 634.1543 | 0.0022821 | 633.7692 | 0.00051142 | 545.4833 | 0 | 634.1543 | 0.0013023 | 633.7692 | 0.00047085 | 626.6121 | 0.00030859 | 633.7692 | 0.00076982 | 634.1543 | 0.00063455 | 627.3083 | 0.00022067 | 634.1543 | 0.00093923 | 634.1543 | 0.0016947 | 634.1543 | 0.0046378 | 627.3083 | 0.89142 | 634.1543 | 0.9275 | 633.7692 | 0.1359 | 819.3453 | 0.01441 | 818.6689 | 0.28695 | 819.3453 | 0.03432 | 627.3083 | 0.26443
| 545.599 | 0.0006079 | 634.3849 | -2.0317e-05 | 634.0002 | 0.00039394 | 545.599 | 0.00194 | 634.3849 | 0.00044557 | 634.0002 | -0.00028178 | 626.8409 | 0.00014057 | 634.0002 | -0.000248 | 634.3849 | 0 | 627.5338 | 0.00076373 | 634.3849 | 0 | 634.3849 | 0.00084223 | 634.3849 | 0.0040025 | 627.5338 | 0.87804 | 634.385 | 0.93119 | 634.0002 | 0.13855 | 819.5116 | 0.01308 | 818.8353 | 0.28054 | 819.5116 | 0.03435 | 627.5338 | 0.26125
| 545.7147 | 0 | 634.6156 | 0.0019672 | 634.2312 | 0.00057167 | 545.7147 | 0 | 634.6156 | 0.0012867 | 634.2312 | 0.00030126 | 627.0698 | 0.00050743 | 634.2312 | 0.00067742 | 634.6156 | 0.00011992 | 627.7594 | 0.0020623 | 634.6156 | 0.0010607 | 634.6156 | 0.0015957 | 634.6156 | 0.0048117 | 627.7594 | 0.85874 | 634.6156 | 0.95942 | 634.2312 | 0.14618 | 819.678 | 0.01601 | 819.0018 | 0.28949 | 819.678 | 0.03411 | 627.7594 | 0.26215
| 545.8303 | 0.00163 | 634.8463 | 0.00089548 | 634.4622 | 0.00016968 | 545.8303 | 0.00067626 | 634.8463 | 0.00091454 | 634.4622 | -8.133e-05 | 627.2986 | 3.2945e-05 | 634.4622 | -0.00031643 | 634.8463 | 0 | 627.9849 | 0.0011849 | 634.8463 | 0 | 634.8463 | 0.00077536 | 634.8463 | 0.0033237 | 627.9849 | 0.8406 | 634.8463 | 0.95459 | 634.4623 | 0.14509 | 819.8443 | 0.01619 | 819.1683 | 0.29118 | 819.8443 | 0.03401 | 627.9849 | 0.26126
| 545.946 | 0 | 635.077 | 0.0023699 | 634.6933 | 0.0005911 | 545.946 | 0 | 635.077 | 0.00054365 | 634.6933 | 0.00070368 | 627.5274 | 0.0003446 | 634.6933 | 0.00064375 | 635.077 | 0.00057768 | 628.2105 | 0.0013754 | 635.077 | 0.00093557 | 635.077 | 0.0017207 | 635.077 | 0.0048509 | 628.2105 | 0.82193 | 635.077 | 0.9608 | 634.6933 | 0.14883 | 820.0107 | 0.01781 | 819.3348 | 0.29395 | 820.0107 | 0.03369 | 628.2105 | 0.26062
| 546.0617 | 0 | 635.3077 | 0.0015536 | 634.9243 | 0.00044673 | 546.0617 | 0.00041617 | 635.3077 | 0.00010291 | 634.9243 | -0.00070455 | 627.7563 | 5.8824e-05 | 634.9243 | -0.00015655 | 635.3077 | 0 | 628.4361 | 0.00046796 | 635.3077 | 0 | 635.3077 | 0.00095265 | 635.3077 | 0.0028912 | 628.4361 | 0.80066 | 635.3077 | 0.97557 | 634.9244 | 0.15294 | 820.177 | 0.01461 | 819.5013 | 0.29362 | 820.177 | 0.0337 | 628.4361 | 0.26027
| 546.1775 | 0 | 635.5384 | 0.0015423 | 635.1554 | 0.00063833 | 546.1775 | 0 | 635.5384 | 0.0015807 | 635.1554 | 0.00064849 | 627.9852 | 0.00045531 | 635.1554 | 0.00070039 | 635.5384 | 0.0007073 | 628.6617 | 0.00046965 | 635.5384 | 0.0012958 | 635.5384 | 0.001692 | 635.5384 | 0.0040565 | 628.6617 | 0.78116 | 635.5384 | 0.98123 | 635.1554 | 0.15686 | 820.3434 | 0.01677 | 819.6678 | 0.29747 | 820.3434 | 0.03343 | 628.6617 | 0.25892
| 546.2932 | 0.00076961 | 635.7691 | 0.00098556 | 635.3865 | 0.00051175 | 546.2932 | 0.00039883 | 635.7691 | 0.00050589 | 635.3865 | -0.00027033 | 628.2141 | 9.512e-05 | 635.3865 | -0.00012993 | 635.7691 | 0 | 628.8873 | 0.0016954 | 635.7691 | 0.00040615 | 635.7691 | 0.00099282 | 635.7691 | 0.0029872 | 628.8873 | 0.75993 | 635.7691 | 0.98555 | 635.3865 | 0.15827 | 820.5097 | 0.01528 | 819.8343 | 0.29898 | 820.5097 | 0.03334 | 628.8873 | 0.25862
| 546.4089 | 0 | 635.9999 | 0.0022409 | 635.6176 | 0.00046756 | 546.4089 | 0 | 635.9999 | 0.0012968 | 635.6176 | 0.00074838 | 628.4429 | 0.00043979 | 635.6176 | 0.00078598 | 635.9998 | 0.00053807 | 629.1129 | 3.4778e-05 | 635.9998 | 0.00077934 | 635.9999 | 0.0014232 | 635.9998 | 0.0037306 | 629.1129 | 0.73752 | 635.9999 | 0.98463 | 635.6176 | 0.16243 | 820.6761 | 0.01784 | 820.0009 | 0.30621 | 820.6761 | 0.03289 | 629.1129 | 0.25667
| 546.5246 | 0.00057197 | 636.2306 | 0.0015064 | 635.8487 | 0.00047166 | 546.5246 | 0.00186 | 636.2306 | 0.00040605 | 635.8487 | -0.00036693 | 628.6718 | 0.00014694 | 635.8487 | -0.00020245 | 636.2306 | 0 | 629.3385 | 0.00077404 | 636.2306 | 0.0003364 | 636.2306 | 0.0010866 | 636.2306 | 0.0029488 | 629.3385 | 0.71686 | 636.2306 | 1 | 635.8487 | 0.16689 | 820.8425 | 0.01732 | 820.1674 | 0.30616 | 820.8425 | 0.03289 | 629.3385 | 0.25411
| 546.6403 | 0 | 636.4614 | 0.0020068 | 636.0798 | 0.00020909 | 546.6403 | 0 | 636.4614 | 0.0011384 | 636.0798 | 0.0003432 | 628.9008 | 0.00038313 | 636.0798 | 0.00057832 | 636.4614 | 0.00060767 | 629.5641 | 0.0015046 | 636.4614 | 0.00078565 | 636.4614 | 0.0014519 | 636.4614 | 0.0038276 | 629.5641 | 0.70202 | 636.4614 | 0.99971 | 636.0798 | 0.17158 | 821.0088 | 0.01494 | 820.3339 | 0.31381 | 821.0088 | 0.03256 | 629.5642 | 0.25695
| 546.7561 | 0.00073368 | 636.6921 | 0.0015448 | 636.3109 | 0.00040297 | 546.7561 | 0.0012 | 636.6921 | -0.00018004 | 636.3109 | -0.00049292 | 629.1296 | 6.6367e-05 | 636.3109 | -0.00023824 | 636.6921 | 0 | 629.7898 | 0.00069464 | 636.6921 | 1.1477e-05 | 636.6921 | 0.00078948 | 636.6921 | 0.0028127 | 629.7898 | 0.67533 | 636.6921 | 0.99924 | 636.3109 | 0.17306 | 821.1752 | 0.01751 | 820.5004 | 0.30506 | 821.1752 | 0.03283 | 629.7898 | 0.25397
| 546.8718 | 0 | 636.9229 | 0.0018488 | 636.542 | 0.00059221 | 546.8718 | 0 | 636.9229 | 0.00065895 | 636.542 | 0.00055376 | 629.3586 | 0.00049709 | 636.542 | 0.00066538 | 636.9229 | 0.00078866 | 630.0154 | 0.001961 | 636.9229 | 0.0013768 | 636.9229 | 0.0016556 | 636.9229 | 0.0034875 | 630.0154 | 0.65657 | 636.9229 | 0.99332 | 636.542 | 0.17624 | 821.3416 | 0.01596 | 820.667 | 0.31829 | 821.3416 | 0.03258 | 630.0154 | 0.25398
| 546.9876 | 0.00106 | 637.1537 | 0.0012666 | 636.7732 | 0.00030269 | 546.9876 | 0.00149 | 637.1537 | 0.0008337 | 636.7732 | -0.00025722 | 629.5875 | 0.00011705 | 636.7732 | -0.00025265 | 637.1537 | 0 | 630.2411 | 0.0011919 | 637.1537 | 0.00024173 | 637.1537 | 0.00084349 | 637.1537 | 0.0022499 | 630.2411 | 0.63531 | 637.1537 | 0.99412 | 636.7732 | 0.17953 | 821.508 | 0.01762 | 820.8335 | 0.31174 | 821.508 | 0.03293 | 630.2411 | 0.25251
| 547.1033 | 0 | 637.3845 | 0.0027369 | 637.0043 | 0.0007091 | 547.1033 | 0 | 637.3845 | 0.00071294 | 637.0043 | 0.00020291 | 629.8165 | 0.00023659 | 637.0043 | 0.00071657 | 637.3845 | 0.00067263 | 630.4668 | 0.0012632 | 637.3845 | 0.00095769 | 637.3845 | 0.0016258 | 637.3845 | 0.0032945 | 630.4668 | 0.61643 | 637.3845 | 0.998 | 637.0043 | 0.18485 | 821.6744 | 0.0174 | 821 | 0.31941 | 821.6744 | 0.03266 | 630.4668 | 0.25313
| 547.2191 | 0.0005001 | 637.6153 | 0.00086549 | 637.2355 | 0.00042506 | 547.2191 | 0.00060691 | 637.6153 | -2.1963e-05 | 637.2355 | -0.00070591 | 630.0455 | 0.00017191 | 637.2355 | -0.00025868 | 637.6153 | 0 | 630.6924 | -0.00016308 | 637.6153 | 0.0001002 | 637.6153 | 0.00094584 | 637.6153 | 0.0022004 | 630.6924 | 0.58662 | 637.6153 | 0.9902 | 637.2355 | 0.18647 | 821.8408 | 0.01734 | 821.1666 | 0.32264 | 821.8408 | 0.03319 | 630.6924 | 0.25185
| 547.3348 | 0 | 637.8461 | 0.0024895 | 637.4667 | 0.00048926 | 547.3348 | 0 | 637.8461 | 0.00094103 | 637.4667 | 0.0008028 | 630.2744 | 0.00028516 | 637.4667 | 0.00064158 | 637.8461 | 0.00072568 | 630.9182 | 0.0018768 | 637.8461 | 0.001142 | 637.8461 | 0.0014657 | 637.8461 | 0.0032307 | 630.9182 | 0.57168 | 637.8461 | 0.99334 | 637.4667 | 0.19304 | 822.0072 | 0.01457 | 821.3331 | 0.32701 | 822.0072 | 0.03289 | 630.9181 | 0.24981
| 547.4506 | 0 | 638.077 | 0.0010907 | 637.6978 | 0.00045245 | 547.4506 | 0.00132 | 638.077 | 0.0004481 | 637.6978 | -0.00051606 | 630.5034 | 0.00018809 | 637.6978 | -0.00014299 | 638.077 | 0 | 631.1438 | -0.00040875 | 638.077 | 0.00022807 | 638.077 | 0.0010338 | 638.077 | 0.0023623 | 631.1438 | 0.54656 | 638.077 | 0.98193 | 637.6979 | 0.19461 | 822.1735 | 0.01649 | 821.4996 | 0.32694 | 822.1735 | 0.03332 | 631.1438 | 0.24819
| 547.5664 | 0 | 638.3078 | 0.0017251 | 637.929 | 0.00040298 | 547.5664 | 0 | 638.3078 | 0.0006551 | 637.929 | 0.000716 | 630.7324 | 0.00024025 | 637.929 | 0.00050529 | 638.3078 | 0.00093513 | 631.3695 | 0.0010146 | 638.3078 | 0.0010205 | 638.3078 | 0.0013914 | 638.3078 | 0.0032099 | 631.3695 | 0.52831 | 638.3078 | 0.9742 | 637.929 | 0.1979 | 822.34 | 0.01375 | 821.6662 | 0.33389 | 822.34 | 0.03291 | 631.3695 | 0.24827
| 547.6821 | 0.00102 | 638.5386 | 0.00073003 | 638.1602 | 0.00052212 | 547.6821 | 0.00076297 | 638.5386 | 0.00066026 | 638.1602 | -9.1201e-05 | 630.9614 | 3.9329e-05 | 638.1602 | -0.00014948 | 638.5386 | 0 | 631.5952 | 0.0014149 | 638.5386 | 3.3352e-05 | 638.5386 | 0.00086469 | 638.5386 | 0.0020993 | 631.5952 | 0.5058 | 638.5386 | 0.96892 | 638.1603 | 0.20154 | 822.5064 | 0.01554 | 821.8328 | 0.33736 | 822.5064 | 0.03335 | 631.5952 | 0.24649
| 547.7979 | 0 | 638.7695 | 0.0022117 | 638.3915 | 0.00061594 | 547.7979 | 0 | 638.7695 | 0.00078635 | 638.3915 | 0.00035626 | 631.1904 | 0.00029578 | 638.3915 | 0.00069525 | 638.7695 | 0.00067119 | 631.821 | 0.0013702 | 638.7695 | 0.0012973 | 638.7695 | 0.0016182 | 638.7695 | 0.0025712 | 631.821 | 0.48685 | 638.7695 | 0.9573 | 638.3915 | 0.20561 | 822.6728 | 0.01406 | 821.9993 | 0.34411 | 822.6728 | 0.03299 | 631.821 | 0.24827
| 547.9137 | 0.00024855 | 639.0004 | 0.00087393 | 638.6227 | 0.00035981 | 547.9137 | 0.00158 | 639.0004 | 1.194e-05 | 638.6227 | -0.00053151 | 631.4194 | -8.4873e-05 | 638.6227 | -0.00026288 | 639.0004 | 0 | 632.0467 | 0.00045953 | 639.0004 | 0 | 639.0004 | 0.00062023 | 639.0004 | 0.0017209 | 632.0467 | 0.47135 | 639.0004 | 0.95676 | 638.6227 | 0.21036 | 822.8392 | 0.01554 | 822.1659 | 0.33906 | 822.8392 | 0.03322 | 632.0467 | 0.24451
| 548.0295 | 0 | 639.2313 | 0.0017598 | 638.8539 | 0.00050437 | 548.0295 | 0 | 639.2313 | 0.00073687 | 638.8539 | 7.6193e-05 | 631.6484 | -1.3467e-05 | 638.8539 | -0.00011208 | 639.2313 | 0 | 632.2725 | 0.0005633 | 639.2313 | 0 | 639.2313 | 0.00090271 | 639.2313 | 0.0016909 | 632.2725 | 0.43231 | 639.2313 | 0.91296 | 638.8539 | 0.21301 | 823.0056 | 0.01575 | 822.3325 | 0.34863 | 823.0056 | 0.0338 | 632.2725 | 0.24513
| 548.1453 | 0.00076961 | 639.4622 | 0.0021221 | 639.0852 | 0.00055502 | 548.1453 | 0.00213 | 639.4622 | 0.00092881 | 639.0852 | 0.0004205 | 631.8775 | 0.00048503 | 639.0852 | 0.00072704 | 639.4622 | 0.00055324 | 632.4982 | 0.0017879 | 639.4622 | 0.0012415 | 639.4622 | 0.0014688 | 639.4622 | 0.0022633 | 632.4982 | 0.41628 | 639.4622 | 0.91497 | 639.0852 | 0.22125 | 823.172 | 0.01375 | 822.499 | 0.35914 | 823.172 | 0.03415 | 632.4982 | 0.24054
| 548.2611 | 0 | 639.6931 | 0.00040686 | 639.3164 | 0.00040636 | 548.2611 | 0 | 639.6931 | 0.00019805 | 639.3164 | -0.00069294 | 632.1066 | 0.00019366 | 639.3164 | -0.00015828 | 639.6931 | 3.6645e-05 | 632.7239 | 0.00058822 | 639.6931 | 0 | 639.6931 | 0.00088209 | 639.6931 | 0.0016998 | 632.7239 | 0.39659 | 639.693 | 0.88901 | 639.3164 | 0.2227 | 823.3384 | 0.01579 | 822.6656 | 0.36333 | 823.3384 | 0.03517 | 632.7239 | 0.2415
| 548.3769 | 0.00042823 | 639.924 | 0.0019575 | 639.5477 | 0.00058855 | 548.3769 | 0.00142 | 639.924 | 0.0012674 | 639.5477 | 0.00048348 | 632.3356 | 0.00043628 | 639.5477 | 0.00059066 | 639.924 | 0.00078054 | 632.9497 | 0.0014291 | 639.924 | 0.00093574 | 639.924 | 0.0016034 | 639.924 | 0.0022952 | 632.9497 | 0.38372 | 639.924 | 0.88144 | 639.5477 | 0.22978 | 823.5049 | 0.01352 | 822.8322 | 0.36674 | 823.5049 | 0.0347 | 632.9497 | 0.23958
| 548.4927 | 0 | 640.1549 | 0.00099513 | 639.779 | 0.00050154 | 548.4927 | 0 | 640.1549 | 0.00058141 | 639.779 | -0.00070005 | 632.5647 | -0.00013046 | 639.779 | -0.00017877 | 640.1549 | 0 | 633.1755 | 0.00097909 | 640.1549 | 0.00011421 | 640.1549 | 0.00079985 | 640.1549 | 0.0017282 | 633.1755 | 0.36764 | 640.1549 | 0.86306 | 639.779 | 0.232 | 823.6713 | 0.01607 | 822.9988 | 0.37159 | 823.6713 | 0.03569 | 633.1755 | 0.23888
| 548.6085 | 0.00030245 | 640.3859 | 0.0025319 | 640.0103 | 0.00076629 | 548.6085 | 0.00165 | 640.3859 | 0.0011579 | 640.0103 | 0.00044618 | 632.7938 | 0.00047644 | 640.0103 | 0.00073072 | 640.3859 | 0.00065791 | 633.4013 | 0.0013031 | 640.3859 | 0.0013192 | 640.3859 | 0.0016792 | 640.3859 | 0.0024753 | 633.4013 | 0.3543 | 640.3859 | 0.84429 | 640.0103 | 0.23562 | 823.8377 | 0.01366 | 823.1654 | 0.37162 | 823.8377 | 0.03503 | 633.4013 | 0.23642
| 548.7243 | 0 | 640.6168 | 0.00093155 | 640.2416 | 0.00037453 | 548.7243 | 0 | 640.6168 | 0.00040599 | 640.2416 | -0.00052193 | 633.0228 | 6.1201e-05 | 640.2416 | -0.00034351 | 640.6168 | 0 | 633.6271 | 0.0007934 | 640.6168 | 0 | 640.6168 | 0.00061438 | 640.6168 | 0.001566 | 633.6271 | 0.33933 | 640.6168 | 0.83199 | 640.2416 | 0.24066 | 824.0042 | 0.01586 | 823.332 | 0.37525 | 824.0042 | 0.03611 | 633.6271 | 0.23901
| 548.8402 | 0.00106 | 640.8478 | 0.0015224 | 640.4729 | 0.00045325 | 548.8402 | 0.00125 | 640.8478 | 0.0010926 | 640.4729 | 0.00036683 | 633.252 | 0.00032333 | 640.4729 | 0.00053781 | 640.8478 | 0.00075137 | 633.8529 | 0.00064234 | 640.8478 | 0.0011261 | 640.8478 | 0.0014805 | 640.8478 | 0.0020022 | 633.8529 | 0.32557 | 640.8478 | 0.80794 | 640.4729 | 0.24362 | 824.1706 | 0.01498 | 823.4986 | 0.37986 | 824.1706 | 0.03565 | 633.8529 | 0.23422
| 548.956 | 0 | 641.0787 | 0.0015489 | 640.7042 | 0.00057895 | 548.956 | 0 | 641.0787 | 0.00062244 | 640.7042 | -0.00082 | 633.481 | -8.7834e-06 | 640.7042 | -0.00026557 | 641.0788 | 0 | 634.0787 | 0.0014815 | 641.0788 | 0 | 641.0787 | 0.00081978 | 641.0788 | 0.0013941 | 634.0787 | 0.31461 | 641.0787 | 0.79843 | 640.7042 | 0.24886 | 824.337 | 0.0161 | 823.6652 | 0.38629 | 824.337 | 0.03679 | 634.0787 | 0.23412
| 549.0719 | 0.0006079 | 641.3098 | 0.0012727 | 640.9356 | 0.00042986 | 549.0719 | 0.00101 | 641.3098 | 0.0011929 | 640.9356 | 0.00061815 | 633.7101 | 0.00034457 | 640.9356 | 0.00057116 | 641.3097 | 0.00068723 | 634.3046 | 0.00099766 | 641.3097 | 0.0011654 | 641.3098 | 0.0012828 | 641.3097 | 0.0021047 | 634.3046 | 0.297 | 641.3098 | 0.77473 | 640.9356 | 0.25344 | 824.5035 | 0.01447 | 823.8318 | 0.39304 | 824.5035 | 0.03614 | 634.3046 | 0.23097
| 549.1877 | 0 | 641.5407 | 0.001544 | 641.1669 | 1.9596e-05 | 549.1877 | 0 | 641.5407 | 0.00026266 | 641.1669 | -0.00053392 | 633.9393 | 5.649e-06 | 641.1669 | -0.00024282 | 641.5407 | 0 | 634.5304 | 0.00029918 | 641.5407 | 8.8618e-05 | 641.5407 | 0.00081474 | 641.5407 | 0.00096234 | 634.5304 | 0.28655 | 641.5407 | 0.7629 | 641.1669 | 0.25911 | 824.6699 | 0.01586 | 823.9984 | 0.39457 | 824.6699 | 0.03705 | 634.5304 | 0.2315
| 549.3035 | 0.00075165 | 641.7717 | 0.0021836 | 641.3983 | 0.00069381 | 549.3035 | 0.00135 | 641.7717 | 0.0013583 | 641.3983 | 0.00056501 | 634.1685 | 0.0002906 | 641.3983 | 0.00070164 | 641.7717 | 0.00067502 | 634.7562 | 0.0016798 | 641.7717 | 0.0012684 | 641.7717 | 0.0015029 | 641.7717 | 0.0021085 | 634.7562 | 0.27367 | 641.7717 | 0.73267 | 641.3983 | 0.26115 | 824.8364 | 0.01373 | 824.165 | 0.39878 | 824.8364 | 0.03635 | 634.7562 | 0.22991
| 549.4194 | 0 | 642.0027 | 0.0022456 | 641.6296 | 0.00044177 | 549.4194 | 0 | 642.0027 | 0.00012487 | 641.6296 | -0.00054385 | 634.3976 | 1.9255e-05 | 641.6296 | -0.00021441 | 642.0028 | 0 | 634.9821 | 0.00094794 | 642.0028 | 0.00013808 | 642.0027 | 0.00067432 | 642.0028 | 0.00085207 | 634.9821 | 0.25758 | 642.0027 | 0.71998 | 641.6296 | 0.26575 | 825.0029 | 0.01596 | 824.3316 | 0.40541 | 825.0029 | 0.03736 | 634.9821 | 0.2299
| 549.5353 | 0.00106 | 642.2338 | 0.0023234 | 641.861 | 0.00059266 | 549.5353 | 0.00163 | 642.2338 | 0.0012182 | 641.861 | 0.0003439 | 634.6268 | 0.00026865 | 641.861 | 0.00073623 | 642.2338 | 0.00061369 | 635.2079 | 0.0017226 | 642.2338 | 0.00083244 | 642.2338 | 0.0013536 | 642.2338 | 0.0019626 | 635.2079 | 0.25309 | 642.2338 | 0.69756 | 641.861 | 0.27081 | 825.1693 | 0.01449 | 824.4982 | 0.41194 | 825.1693 | 0.03705 | 635.2079 | 0.22803
| 549.6511 | 0 | 642.4648 | 0.0016421 | 642.0924 | -2.6544e-06 | 549.6511 | 0 | 642.4648 | 0.00042394 | 642.0924 | -0.00043545 | 634.8559 | -2.2391e-05 | 642.0924 | -0.00016526 | 642.4648 | 0 | 635.4338 | 0.0001367 | 642.4648 | 0.0002986 | 642.4648 | 0.00050118 | 642.4648 | 0.0011236 | 635.4338 | 0.24129 | 642.4648 | 0.68269 | 642.0924 | 0.27509 | 825.3358 | 0.01624 | 824.6648 | 0.41227 | 825.3358 | 0.0381 | 635.4338 | 0.22386
| 549.767 | 5.091e-05 | 642.6959 | 0.0016242 | 642.3238 | 0.00070501 | 549.767 | 0.00118 | 642.6959 | 0.0010769 | 642.3238 | 0.00098009 | 635.0851 | 0.0003879 | 642.3238 | 0.00068227 | 642.6959 | 0.00082076 | 635.6597 | 0.00087293 | 642.6959 | 0.0014653 | 642.6959 | 0.0015341 | 642.6959 | 0.0020898 | 635.6597 | 0.23331 | 642.6959 | 0.65535 | 642.3238 | 0.27908 | 825.5023 | 0.01468 | 824.8315 | 0.41752 | 825.5023 | 0.03773 | 635.6597 | 0.22554
| 549.8829 | 0 | 642.9269 | 0.001218 | 642.5552 | 0.00046783 | 549.8829 | 0 | 642.9269 | 0.00060577 | 642.5552 | -0.00054677 | 635.3143 | 8.6717e-05 | 642.5552 | -0.00020556 | 642.9269 | 0 | 635.8856 | 0.00014383 | 642.9269 | 0 | 642.9269 | 0.00063392 | 642.9269 | 0.0011287 | 635.8856 | 0.22486 | 642.9269 | 0.64199 | 642.5552 | 0.28437 | 825.6687 | 0.01612 | 824.9981 | 0.42284 | 825.6687 | 0.0384 | 635.8856 | 0.21958
| 549.9987 | 0.00041025 | 643.158 | 0.0018399 | 642.7866 | 0.00026582 | 549.9987 | 0.00154 | 643.158 | 0.0013053 | 642.7866 | 0.00076036 | 635.5435 | 0.00050153 | 642.7866 | 0.00062484 | 643.158 | 0.00041184 | 636.1115 | 0.00099476 | 643.158 | 0.00055854 | 643.158 | 0.0010905 | 643.158 | 0.001722 | 636.1115 | 0.21561 | 643.158 | 0.62332 | 642.7866 | 0.29035 | 825.8352 | 0.01509 | 825.1647 | 0.43358 | 825.8352 | 0.03811 | 636.1115 | 0.22245
| 550.1146 | 0 | 643.3891 | 0.00045756 | 643.0181 | 0.00035315 | 550.1146 | 0 | 643.3891 | -0.00011538 | 643.0181 | -0.0006887 | 635.7727 | 0.00011849 | 643.0181 | -0.00022328 | 643.3891 | 0 | 636.3374 | 0.0014446 | 643.3891 | 0 | 643.3891 | 0.00053635 | 643.3891 | 0.00087269 | 636.3374 | 0.20324 | 643.3891 | 0.60115 | 643.0181 | 0.29347 | 826.0017 | 0.01631 | 825.3314 | 0.42946 | 826.0017 | 0.03895 | 636.3374 | 0.21686
| 550.2305 | 0.00149 | 643.6202 | 0.0027017 | 643.2495 | 0.00045605 | 550.2305 | 0.00102 | 643.6202 | 0.00065142 | 643.2495 | 1.15e-05 | 636.0019 | 0.00028345 | 643.2495 | 0.00057679 | 643.6202 | 0.00060485 | 636.5634 | 0.0022187 | 643.6202 | 0.00063696 | 643.6202 | 0.0010671 | 643.6202 | 0.0017283 | 636.5634 | 0.1967 | 643.6202 | 0.58138 | 643.2495 | 0.30037 | 826.1682 | 0.01463 | 825.498 | 0.44012 | 826.1682 | 0.03896 | 636.5634 | 0.22001
| 550.3464 | 0 | 643.8513 | 0.0013161 | 643.4809 | 0.00039298 | 550.3464 | 0 | 643.8513 | 0.00013615 | 643.4809 | -0.00089185 | 636.2311 | 8.8655e-08 | 643.4809 | -0.00031682 | 643.8513 | 0 | 636.7892 | 0.0010644 | 643.8513 | 0 | 643.8513 | 0.00059585 | 643.8513 | 0.0009463 | 636.7892 | 0.19199 | 643.8513 | 0.56779 | 643.481 | 0.30837 | 826.3347 | 0.01558 | 825.6647 | 0.44136 | 826.3347 | 0.0398 | 636.7893 | 0.22142
| 550.4623 | 0 | 644.0824 | 0.0015968 | 643.7124 | 0.00077554 | 550.4623 | 0.00151 | 644.0824 | 0.0001978 | 643.7124 | 0.00033098 | 636.4604 | 0.00039436 | 643.7124 | 0.00077041 | 644.0824 | 0.00079965 | 637.0152 | 0.00092097 | 644.0824 | 0.0010447 | 644.0824 | 0.0014392 | 644.0824 | 0.0017939 | 637.0152 | 0.18348 | 644.0824 | 0.54868 | 643.7124 | 0.31457 | 826.5011 | 0.01489 | 825.8313 | 0.44878 | 826.5011 | 0.03985 | 637.0152 | 0.21325
| 550.5782 | 0 | 644.3135 | 0.0020783 | 643.9439 | 0.00041686 | 550.5782 | 0 | 644.3135 | -0.00010816 | 643.9439 | -0.00055795 | 636.6896 | 1.4525e-05 | 643.9439 | -0.0001939 | 644.3135 | 0 | 637.2411 | 0.0011166 | 644.3135 | 5.6427e-05 | 644.3135 | 0.00070132 | 644.3135 | 0.00065268 | 637.2411 | 0.1753 | 644.3135 | 0.52516 | 643.9439 | 0.31676 | 826.6676 | 0.01594 | 825.998 | 0.44968 | 826.6676 | 0.04042 | 637.2411 | 0.21409
| 550.6941 | 0.00053603 | 644.5447 | 0.0023206 | 644.1754 | 0.00052984 | 550.6941 | 0.00081498 | 644.5447 | 0.0010728 | 644.1754 | 0.0004978 | 636.9189 | 0.00029374 | 644.1754 | 0.00063905 | 644.5447 | 0.00046887 | 637.4671 | 0.0010587 | 644.5447 | 0.0010044 | 644.5447 | 0.0011729 | 644.5447 | 0.0015433 | 637.4671 | 0.16849 | 644.5447 | 0.50398 | 644.1754 | 0.32154 | 826.8341 | 0.0151 | 826.1646 | 0.45524 | 826.8341 | 0.04054 | 637.4671 | 0.2164
| 550.81 | 0 | 644.7758 | 0.001237 | 644.4069 | 0.00033825 | 550.81 | 0 | 644.7758 | 0.00031994 | 644.4069 | -0.00069963 | 637.1481 | 6.6381e-05 | 644.4069 | -0.00028761 | 644.7758 | 0 | 637.6931 | 0.00028483 | 644.7758 | 0 | 644.7758 | 0.00044308 | 644.7758 | 0.00077278 | 637.6931 | 0.16009 | 644.7758 | 0.48978 | 644.4069 | 0.32804 | 827.0006 | 0.01607 | 826.3313 | 0.4619 | 827.0006 | 0.04108 | 637.6931 | 0.21094
| 550.926 | 0 | 645.007 | 0.0020795 | 644.6384 | 0.00052371 | 550.926 | 0.00184 | 645.007 | 0.00070105 | 644.6384 | 0.00039903 | 637.3774 | 0.0002455 | 644.6384 | 0.00071408 | 645.007 | 0.00084487 | 637.9191 | 0.0012823 | 645.007 | 0.00079621 | 645.007 | 0.0010789 | 645.007 | 0.0014134 | 637.9191 | 0.15661 | 645.007 | 0.46821 | 644.6384 | 0.33209 | 827.1671 | 0.01482 | 826.498 | 0.46544 | 827.1671 | 0.04131 | 637.9191 | 0.21378
| 551.0419 | 0 | 645.2381 | 0.00091189 | 644.8699 | 0.00019909 | 551.0419 | 0 | 645.2381 | 7.7758e-05 | 644.8699 | -0.00054344 | 637.6067 | 2.7035e-05 | 644.8699 | -0.00028183 | 645.2381 | 0 | 638.1451 | 0.0004893 | 645.2381 | 0 | 645.2381 | 0.00028184 | 645.2381 | 0.00044044 | 638.1451 | 0.14983 | 645.2381 | 0.45362 | 644.8699 | 0.33886 | 827.3336 | 0.01487 | 826.6646 | 0.4683 | 827.3336 | 0.04173 | 638.1451 | 0.20924
| 551.1578 | 0.00023058 | 645.4693 | 0.002133 | 645.1014 | 0.00055174 | 551.1578 | 0.00064159 | 645.4693 | 0.0013437 | 645.1014 | 0.0002603 | 637.836 | 0.00039205 | 645.1014 | 0.00073383 | 645.4693 | 0.00083968 | 638.371 | 0.001328 | 645.4693 | 0.0007994 | 645.4693 | 0.0011648 | 645.4693 | 0.0012933 | 638.371 | 0.14248 | 645.4693 | 0.43732 | 645.1014 | 0.34381 | 827.5001 | 0.01505 | 826.8313 | 0.47208 | 827.5001 | 0.04204 | 638.371 | 0.21295
| 551.2738 | 0 | 645.7005 | 0.00072995 | 645.333 | 0.00028519 | 551.2738 | 0 | 645.7005 | 0.00038462 | 645.333 | -0.00065649 | 638.0653 | 8.0816e-06 | 645.333 | -0.0003538 | 645.7005 | 0 | 638.597 | 0.0006452 | 645.7005 | 0 | 645.7005 | 0.00044867 | 645.7005 | 0.00055869 | 638.597 | 0.13564 | 645.7005 | 0.42181 | 645.3329 | 0.3507 | 827.6667 | 0.01587 | 826.998 | 0.48502 | 827.6667 | 0.04245 | 638.597 | 0.20912
| 551.3897 | 0.000554 | 645.9317 | 0.0023433 | 645.5645 | 0.00048717 | 551.3897 | 0.00029479 | 645.9317 | 0.001361 | 645.5645 | 0.00056574 | 638.2946 | 0.00038592 | 645.5645 | 0.00051135 | 645.9317 | 0.0007535 | 638.8231 | 0.0013906 | 645.9317 | 0.00078841 | 645.9317 | 0.0010761 | 645.9317 | 0.0015493 | 638.8231 | 0.13576 | 645.9317 | 0.40202 | 645.5645 | 0.35723 | 827.8332 | 0.01482 | 827.1647 | 0.47874 | 827.8332 | 0.0428 | 638.8231 | 0.20816
| 551.5057 | 0 | 646.1629 | 0.0014166 | 645.7961 | 0.00035547 | 551.5057 | 0 | 646.1629 | 0.00054648 | 645.7961 | -0.00070331 | 638.5239 | 2.5775e-05 | 645.7961 | -0.0002784 | 646.1629 | 0 | 639.0491 | 0.0010526 | 646.1629 | 0 | 646.1629 | 0.00044768 | 646.1629 | 0.00073782 | 639.0491 | 0.12702 | 646.1629 | 0.38909 | 645.7961 | 0.36409 | 827.9997 | 0.01477 | 827.3314 | 0.48252 | 827.9997 | 0.04321 | 639.0491 | 0.20647
| 551.6216 | 0.00085945 | 646.3941 | 0.0028298 | 646.0276 | 0.00049865 | 551.6216 | 0.0016 | 646.3941 | 0.00095623 | 646.0276 | 2.3676e-05 | 638.7533 | 0.00035338 | 646.0276 | 0.00056697 | 646.3941 | 0.00076963 | 639.2751 | 0.0018076 | 646.3941 | 0.0010278 | 646.3941 | 0.0010614 | 646.3941 | 0.0015522 | 639.2751 | 0.126 | 646.3941 | 0.37314 | 646.0276 | 0.36968 | 828.1662 | 0.01444 | 827.4981 | 0.48708 | 828.1662 | 0.0437 | 639.2752 | 0.20481
| 551.7376 | 0 | 646.6254 | 0.00096715 | 646.2592 | 0.00057218 | 551.7376 | 0 | 646.6254 | 0.00024149 | 646.2592 | -0.00063072 | 638.9826 | 7.4318e-05 | 646.2592 | -0.00013631 | 646.6254 | 0 | 639.5012 | 0.00059935 | 646.6254 | 0.00018336 | 646.6254 | 0.00057054 | 646.6254 | 0.00030022 | 639.5012 | 0.12001 | 646.6254 | 0.35579 | 646.2592 | 0.37174 | 828.3328 | 0.01487 | 827.6648 | 0.48658 | 828.3328 | 0.044 | 639.5012 | 0.20491
| 551.8535 | 0.00058994 | 646.8566 | 0.0022997 | 646.4908 | 0.00052699 | 551.8535 | 0.00074563 | 646.8566 | 0.00074124 | 646.4908 | 0.00025587 | 639.212 | 0.0002668 | 646.4908 | 0.00063206 | 646.8566 | 0.00072407 | 639.7272 | 0.00098437 | 646.8566 | 0.00099791 | 646.8566 | 0.0011669 | 646.8566 | 0.0014729 | 639.7272 | 0.11612 | 646.8566 | 0.34266 | 646.4908 | 0.38113 | 828.4993 | 0.01257 | 827.8315 | 0.49284 | 828.4993 | 0.04432 | 639.7272 | 0.20432
| 551.9695 | 0 | 647.0878 | 0.0008633 | 646.7224 | 0.00054822 | 551.9695 | 0 | 647.0878 | 0.0011413 | 646.7224 | -0.00051776 | 639.4413 | 0.00017568 | 646.7224 | -0.00015979 | 647.0879 | 0 | 639.9533 | 0.00012454 | 647.0879 | 1.8346e-06 | 647.0878 | 0.00068052 | 647.0879 | 0.0007315 | 639.9533 | 0.1122 | 647.0878 | 0.32883 | 646.7224 | 0.38696 | 828.6658 | 0.01457 | 827.9982 | 0.49818 | 828.6658 | 0.0446 | 639.9533 | 0.20329
| 552.0855 | 0.00028449 | 647.3191 | 0.0022739 | 646.954 | 0.00057134 | 552.0855 | 0.00158 | 647.3191 | 0.00012096 | 646.954 | 0.00029828 | 639.6707 | 0.00040253 | 646.954 | 0.00062914 | 647.3191 | 0.00055992 | 640.1794 | 0.0025889 | 647.3191 | 0.00098234 | 647.3191 | 0.0011592 | 647.3191 | 0.0013609 | 640.1794 | 0.10878 | 647.3191 | 0.31607 | 646.954 | 0.39355 | 828.8324 | 0.01449 | 828.1649 | 0.50217 | 828.8324 | 0.04557 | 640.1794 | 0.19923
| 552.2015 | 0 | 647.5504 | 0.0017881 | 647.1856 | 0.0003774 | 552.2015 | 0 | 647.5504 | -2.2871e-05 | 647.1856 | -0.00058697 | 639.9001 | 0.00010169 | 647.1856 | -0.0002722 | 647.5504 | 0 | 640.4055 | 0.0004091 | 647.5504 | 9.4523e-05 | 647.5504 | 0.00045555 | 647.5504 | 0.00012434 | 640.4055 | 0.1067 | 647.5504 | 0.3053 | 647.1856 | 0.40105 | 828.9989 | 0.01526 | 828.3316 | 0.49954 | 828.9989 | 0.04637 | 640.4055 | 0.20157
| 552.3174 | 0.00131 | 647.7817 | 0.002025 | 647.4173 | 0.00069175 | 552.3174 | 0.00161 | 647.7817 | 0.0010108 | 647.4173 | 0.00046364 | 640.1295 | 0.00025161 | 647.4173 | 0.00059286 | 647.7817 | 0.00081267 | 640.6315 | -2.0649e-07 | 647.7817 | 0.001072 | 647.7817 | 0.0013399 | 647.7817 | 0.0015104 | 640.6315 | 0.09753 | 647.7817 | 0.29207 | 647.4173 | 0.40767 | 829.1654 | 0.01226 | 828.4983 | 0.50523 | 829.1654 | 0.04745 | 640.6315 | 0.19848
| 552.4334 | 0 | 648.013 | 0.00047456 | 647.6489 | 0.00060559 | 552.4334 | 0 | 648.013 | 0.00048152 | 647.6489 | -8.7304e-05 | 640.3589 | 2.6784e-05 | 647.6489 | -0.00017 | 648.013 | 0 | 640.8576 | 0.00017086 | 648.013 | 0.00031955 | 648.013 | 0.00072046 | 648.013 | 0.00050973 | 640.8576 | 0.096156 | 648.013 | 0.28266 | 647.6489 | 0.41714 | 829.332 | 0.01445 | 828.665 | 0.50808 | 829.332 | 0.04787 | 640.8576 | 0.1959
| 552.5494 | 0.00094928 | 648.2443 | 0.0021457 | 647.8806 | 0.0005352 | 552.5494 | 0.00106 | 648.2443 | 0.0010798 | 647.8806 | 0.00058392 | 640.5883 | 0.0001893 | 647.8806 | 0.00068345 | 648.2443 | 0.0007103 | 641.0837 | 0.00088387 | 648.2443 | 0.0011303 | 648.2443 | 0.0012788 | 648.2443 | 0.0017138 | 641.0837 | 0.090886 | 648.2443 | 0.27279 | 647.8806 | 0.42765 | 829.4985 | 0.01456 | 828.8317 | 0.51567 | 829.4985 | 0.0483 | 641.0837 | 0.19477
| 552.6654 | 0 | 648.4756 | 0.00098719 | 648.1122 | 0.00039877 | 552.6654 | 0 | 648.4756 | 0.00018469 | 648.1122 | -0.000585 | 640.8177 | -4.4906e-05 | 648.1122 | -0.00030224 | 648.4756 | 0 | 641.3099 | -0.00077785 | 648.4756 | 0 | 648.4756 | 0.00040981 | 648.4756 | 0.00062092 | 641.3099 | 0.085049 | 648.4756 | 0.25937 | 648.1122 | 0.43088 | 829.6651 | 0.01324 | 828.9985 | 0.5099 | 829.6651 | 0.04826 | 641.3099 | 0.19584
| 552.7814 | 0.00041025 | 648.7069 | 0.0022372 | 648.3439 | 0.00064802 | 552.7814 | 0.00058956 | 648.7069 | 0.0012921 | 648.3439 | 0.00032732 | 641.0472 | 0.00046783 | 648.3439 | 0.00070554 | 648.7069 | 0.00074788 | 641.536 | 0.001405 | 648.7069 | 0.00066429 | 648.7069 | 0.0011869 | 648.7069 | 0.0014691 | 641.536 | 0.086364 | 648.7069 | 0.25194 | 648.3439 | 0.44449 | 829.8316 | 0.01222 | 829.1652 | 0.51751 | 829.8316 | 0.04841 | 641.536 | 0.19397
| 552.8975 | 0 | 648.9383 | 0.00096127 | 648.5756 | 0.00035985 | 552.8975 | 0 | 648.9383 | -0.00031476 | 648.5756 | -0.00062277 | 641.2766 | 0.00015132 | 648.5756 | -0.00030573 | 648.9383 | 0 | 641.7621 | -0.00018714 | 648.9383 | 0 | 648.9383 | 0.00019201 | 648.9383 | 0.00043752 | 641.7621 | 0.081919 | 648.9383 | 0.24192 | 648.5756 | 0.45229 | 829.9982 | 0.01181 | 829.3319 | 0.5226 | 829.9982 | 0.04832 | 641.7622 | 0.19287
| 553.0135 | 0.00113 | 649.1696 | 0.0021669 | 648.8073 | 0.00045194 | 553.0135 | 0.00137 | 649.1696 | 0.0011308 | 648.8073 | 0.00019912 | 641.5061 | 0.0003489 | 648.8073 | 0.00049938 | 649.1696 | 0.00094293 | 641.9883 | 0.0011934 | 649.1696 | 0.0006897 | 649.1696 | 0.00088271 | 649.1696 | 0.0010306 | 641.9883 | 0.079171 | 649.1696 | 0.23257 | 648.8073 | 0.46123 | 830.1648 | 0.01264 | 829.4986 | 0.52507 | 830.1648 | 0.04857 | 641.9883 | 0.19231
| 553.1295 | 0 | 649.401 | 0.0013749 | 649.039 | 0.00031355 | 553.1295 | 0 | 649.401 | 0.00064461 | 649.039 | -0.00042784 | 641.7355 | 2.8191e-05 | 649.039 | -0.00033227 | 649.401 | 0 | 642.2144 | 0.00033541 | 649.401 | 0 | 649.401 | 0.0004413 | 649.401 | 0 | 642.2144 | 0.077598 | 649.401 | 0.22166 | 649.039 | 0.46483 | 830.3314 | 0.01178 | 829.6654 | 0.51826 | 830.3314 | 0.04895 | 642.2144 | 0.19042
| 553.2455 | 0.00037433 | 649.6323 | 0.0017957 | 649.2707 | 0.00039636 | 553.2455 | 0.0012 | 649.6323 | 0.0014408 | 649.2707 | 0.0003029 | 641.965 | 0.00039242 | 649.2707 | 0.00060399 | 649.6323 | 0.00066937 | 642.4406 | 0.0015909 | 649.6323 | 0.00079203 | 649.6323 | 0.00097636 | 649.6323 | 0.0011519 | 642.4406 | 0.075884 | 649.6323 | 0.21338 | 649.2707 | 0.47551 | 830.4979 | 0.01004 | 829.8321 | 0.52657 | 830.4979 | 0.04955 | 642.4406 | 0.18936
| 553.3615 | 0 | 649.8637 | 0.0013987 | 649.5025 | 0.0004514 | 553.3615 | 0 | 649.8637 | -0.00015596 | 649.5025 | -0.00051051 | 642.1945 | 0.00015814 | 649.5025 | -0.00025748 | 649.8637 | 0 | 642.6667 | 0.0010619 | 649.8637 | 0 | 649.8637 | 0.00052982 | 649.8637 | 0.00019387 | 642.6667 | 0.070026 | 649.8637 | 0.2036 | 649.5024 | 0.48112 | 830.6645 | 0.01259 | 829.9989 | 0.52058 | 830.6645 | 0.04984 | 642.6667 | 0.18638
| 553.4776 | 0.00053603 | 650.0952 | 0.0024119 | 649.7342 | 0.00045063 | 553.4776 | 0.00191 | 650.0952 | 0.0010045 | 649.7342 | 0.00079736 | 642.424 | 0.00034513 | 649.7342 | 0.00066348 | 650.0951 | 0.00080233 | 642.8929 | 0.00096756 | 650.0951 | 0.001277 | 650.0952 | 0.0012942 | 650.0951 | 0.0013608 | 642.8929 | 0.070254 | 650.0951 | 0.19915 | 649.7342 | 0.49876 | 830.8311 | 0.01352 | 830.1656 | 0.53017 | 830.8311 | 0.04986 | 642.8929 | 0.19049
| 553.5936 | 0 | 650.3265 | 0.0020638 | 649.9659 | 0.00037288 | 553.5936 | 0 | 650.3265 | 0.00013485 | 649.9659 | -0.00051385 | 642.6535 | 0.00026857 | 649.9659 | -0.00028485 | 650.3265 | 0 | 643.1191 | 0.00084944 | 650.3265 | 0 | 650.3265 | 0.0005252 | 650.3265 | 8.579e-05 | 643.1191 | 0.065761 | 650.3265 | 0.19062 | 649.9659 | 0.50435 | 830.9977 | 0.00937 | 830.3324 | 0.5262 | 830.9977 | 0.04984 | 643.1191 | 0.18488
| 553.7097 | 0.0005001 | 650.5579 | 0.0013763 | 650.1977 | 0.00051267 | 553.7097 | 0.00032946 | 650.5579 | 0.0010582 | 650.1977 | 0.00015267 | 642.883 | 0.00033348 | 650.1977 | 0.00065596 | 650.5579 | 0.00076914 | 643.3453 | 0.0017455 | 650.5579 | 0.00093237 | 650.5579 | 0.0010744 | 650.5579 | 0.0012413 | 643.3453 | 0.062852 | 650.5579 | 0.18357 | 650.1977 | 0.51555 | 831.1642 | 0.01053 | 830.4992 | 0.52385 | 831.1642 | 0.04989 | 643.3453 | 0.18374
| 553.8257 | 0 | 650.7894 | 0.001327 | 650.4295 | 0.00049299 | 553.8257 | 0 | 650.7894 | 0.00044222 | 650.4295 | -0.00078741 | 643.1125 | -2.019e-05 | 650.4295 | -0.00012685 | 650.7894 | 0 | 643.5715 | 0.0012101 | 650.7894 | 0 | 650.7894 | 0.0006525 | 650.7894 | 0 | 643.5715 | 0.059233 | 650.7894 | 0.175 | 650.4295 | 0.52014 | 831.3308 | 0.00819 | 830.6659 | 0.53182 | 831.3308 | 0.05014 | 643.5715 | 0.18138
| 553.9418 | 0.00131 | 651.0208 | 0.002401 | 650.6613 | 0.00054595 | 553.9418 | 0.0006936 | 651.0208 | 0.00084798 | 650.6613 | 0.00043378 | 643.3421 | 0.00043217 | 650.6613 | 0.00066687 | 651.0208 | 0.00096524 | 643.7978 | 0.000512 | 651.0208 | 0.0012458 | 651.0208 | 0.0011839 | 651.0208 | 0.0015304 | 643.7978 | 0.056911 | 651.0208 | 0.17001 | 650.6613 | 0.53369 | 831.4974 | 0.0089 | 830.8327 | 0.53105 | 831.4974 | 0.05046 | 643.7978 | 0.17779
| 554.0579 | 0 | 651.2523 | 0.0013663 | 650.893 | 0.00042218 | 554.0579 | 0 | 651.2523 | 0.00019022 | 650.893 | -0.00085058 | 643.5716 | 6.0991e-05 | 650.893 | -0.00026708 | 651.2522 | 0 | 644.024 | 0.00032186 | 651.2522 | 1.3979e-05 | 651.2523 | 0.00044272 | 651.2522 | 0.00022964 | 644.024 | 0.055922 | 651.2523 | 0.16232 | 650.8931 | 0.54051 | 831.664 | 0.01051 | 830.9995 | 0.53036 | 831.664 | 0.0509 | 644.024 | 0.18114
| 554.1739 | 0.00205 | 651.4837 | 0.0022336 | 651.1249 | 0.00039201 | 554.1739 | 0.00060691 | 651.4837 | 0.0016701 | 651.1249 | 0.00033921 | 643.8011 | 0.00034425 | 651.1249 | 0.00063749 | 651.4837 | 0.00057745 | 644.2502 | 0.0017685 | 651.4837 | 0.00049166 | 651.4837 | 0.00075131 | 651.4837 | 0.00082695 | 644.2502 | 0.05547 | 651.4837 | 0.15752 | 651.1249 | 0.55539 | 831.8306 | 0.00993 | 831.1662 | 0.53247 | 831.8306 | 0.05114 | 644.2502 | 0.17985
| 554.29 | 0 | 651.7151 | 0.0020903 | 651.3567 | 0.00028613 | 554.29 | 0 | 651.7151 | 3.0725e-05 | 651.3567 | -0.00011707 | 644.0308 | 6.0137e-05 | 651.3567 | -0.0002396 | 651.7152 | 0 | 644.4765 | 0.00069557 | 651.7152 | 0.00020461 | 651.7151 | 0.00039816 | 651.7152 | 0.00024013 | 644.4765 | 0.053607 | 651.7151 | 0.15136 | 651.3567 | 0.56396 | 831.9972 | 0.01074 | 831.333 | 0.53004 | 831.9972 | 0.05148 | 644.4765 | 0.18174
| 554.4061 | 0.00035636 | 651.9467 | 0.0025251 | 651.5885 | 0.00050909 | 554.4061 | 0.00039883 | 651.9467 | 0.0013404 | 651.5885 | 0.00071764 | 644.2603 | 0.00040348 | 651.5885 | 0.00058863 | 651.9467 | 0.0005319 | 644.7028 | 0.0012445 | 651.9467 | 0.0010344 | 651.9467 | 0.0011329 | 651.9467 | 0.0012247 | 644.7028 | 0.052668 | 651.9467 | 0.14622 | 651.5885 | 0.57253 | 832.1638 | 0.01046 | 831.4998 | 0.53431 | 832.1638 | 0.05161 | 644.7028 | 0.18236
| 554.5222 | 0 | 652.1782 | 0.001962 | 651.8203 | 0.00025901 | 554.5222 | 0 | 652.1782 | 0.00022318 | 651.8203 | -0.00045525 | 644.4899 | 0.00010988 | 651.8203 | -0.0002809 | 652.1781 | 0 | 644.929 | 0.00030507 | 652.1781 | 0 | 652.1782 | 0.00023215 | 652.1781 | 0 | 644.929 | 0.051122 | 652.1782 | 0.13963 | 651.8203 | 0.58142 | 832.3304 | 0.00828 | 831.6666 | 0.53584 | 832.3304 | 0.05193 | 644.929 | 0.18052
| 554.6383 | 0.00176 | 652.4097 | 0.0024562 | 652.0522 | 0.00050855 | 554.6383 | 0.0016 | 652.4097 | 0.00058912 | 652.0522 | 0.00065527 | 644.7195 | 0.00040425 | 652.0522 | 0.00060503 | 652.4096 | 0.00063841 | 645.1553 | 0.0010569 | 652.4096 | 0.0010061 | 652.4097 | 0.00092375 | 652.4096 | 0.0010007 | 645.1553 | 0.05028 | 652.4097 | 0.13559 | 652.0522 | 0.59403 | 832.497 | 0.00964 | 831.8334 | 0.53847 | 832.497 | 0.05198 | 645.1553 | 0.18063
| 554.7544 | 0 | 652.6412 | 0.001602 | 652.284 | 0.0004946 | 554.7544 | 0 | 652.6412 | 0.00087326 | 652.284 | -0.00059611 | 644.9491 | 6.4892e-05 | 652.284 | -0.00031359 | 652.6412 | 0 | 645.3816 | -0.0010856 | 652.6412 | 0.00011434 | 652.6412 | 0.00045394 | 652.6412 | 8.0833e-05 | 645.3816 | 0.046166 | 652.6412 | 0.13088 | 652.284 | 0.61038 | 832.6636 | 0.00812 | 832.0002 | 0.53826 | 832.6636 | 0.05243 | 645.3816 | 0.17801
| 554.8705 | 0.00032042 | 652.8727 | 0.0015343 | 652.5159 | 0.0004432 | 554.8705 | 0.00125 | 652.8727 | 0.00080115 | 652.5159 | 0.00016284 | 645.1787 | 0.00024485 | 652.5159 | 0.00057325 | 652.8727 | 0.00090943 | 645.6078 | 0.0019821 | 652.8727 | 0.0012153 | 652.8727 | 0.0010329 | 652.8727 | 0.00066806 | 645.6078 | 0.046494 | 652.8727 | 0.12609 | 652.5159 | 0.62049 | 832.8303 | 0.00754 | 832.167 | 0.53909 | 832.8303 | 0.05273 | 645.6078 | 0.17792
| 554.9866 | 0 | 653.1042 | 0.0018115 | 652.7478 | 0.00036062 | 554.9866 | 0 | 653.1042 | 0.00029944 | 652.7478 | -0.00080841 | 645.4083 | 0.00011316 | 652.7478 | -0.00022195 | 653.1042 | 0 | 645.8342 | -0.00056544 | 653.1042 | 0.00021499 | 653.1042 | 0.00041834 | 653.1042 | 0.00024688 | 645.8342 | 0.042842 | 653.1042 | 0.11946 | 652.7478 | 0.62479 | 832.9969 | 0.0099 | 832.3338 | 0.54312 | 832.9969 | 0.0533 | 645.8342 | 0.1729
| 555.1027 | 0.00098522 | 653.3358 | 0.0022428 | 652.9797 | 0.00062143 | 555.1027 | 0.00036414 | 653.3358 | 0.0011441 | 652.9797 | 0.00043886 | 645.6379 | 0.00039325 | 652.9797 | 0.00061135 | 653.3357 | 0.00060024 | 646.0605 | -8.8799e-05 | 653.3357 | 0.0010089 | 653.3358 | 0.001307 | 653.3357 | 0.0011945 | 646.0605 | 0.042477 | 653.3357 | 0.11677 | 652.9796 | 0.64015 | 833.1635 | 0.01187 | 832.5006 | 0.54621 | 833.1635 | 0.05335 | 646.0605 | 0.17381
| 555.2188 | 0 | 653.5673 | 0.0018623 | 653.2115 | 0.00026359 | 555.2188 | 0 | 653.5673 | 0.00056484 | 653.2115 | -0.00066384 | 645.8676 | 0.00014581 | 653.2115 | -0.00032911 | 653.5673 | 0 | 646.2868 | 0.00038312 | 653.5673 | 0 | 653.5673 | 0.00025775 | 653.5673 | 0.00016864 | 646.2868 | 0.040908 | 653.5673 | 0.11114 | 653.2115 | 0.64221 | 833.3302 | 0.00897 | 832.6674 | 0.54554 | 833.3302 | 0.05359 | 646.2868 | 0.17193
| 555.335 | 0 | 653.7989 | 0.0028767 | 653.4435 | 0.00049353 | 555.335 | 0.00149 | 653.7989 | 0.0010708 | 653.4435 | 0.00040473 | 646.0972 | 0.00052025 | 653.4435 | 0.0006426 | 653.7989 | 0.00041999 | 646.5131 | 0.001045 | 653.7989 | 0.0010152 | 653.7989 | 0.00096248 | 653.7989 | 0.00072812 | 646.5131 | 0.037584 | 653.7989 | 0.10821 | 653.4435 | 0.65366 | 833.4968 | 0.00904 | 832.8342 | 0.55501 | 833.4968 | 0.05339 | 646.5131 | 0.16911
| 555.4511 | 0 | 654.0305 | 0.00085061 | 653.6754 | 0.00019248 | 555.4511 | 0 | 654.0305 | 0.0009683 | 653.6754 | -0.00051415 | 646.3269 | 4.2881e-05 | 653.6754 | -0.0003789 | 654.0304 | 0 | 646.7395 | -0.00032696 | 654.0304 | 0 | 654.0305 | 4.9022e-05 | 654.0304 | 0 | 646.7395 | 0.037215 | 654.0305 | 0.10503 | 653.6754 | 0.67162 | 833.6634 | 0.00812 | 833.001 | 0.553 | 833.6634 | 0.05353 | 646.7395 | 0.16829
| 555.5672 | 0.00073368 | 654.262 | 0.0019034 | 653.9073 | 0.00041147 | 555.5672 | 0.0018 | 654.262 | 0.0016794 | 653.9073 | 0.00062253 | 646.5566 | 0.0004089 | 653.9073 | 0.00077068 | 654.262 | 0.00075104 | 646.9658 | 0.0025889 | 654.262 | 0.0010274 | 654.262 | 0.00083625 | 654.262 | 0.0010006 | 646.9658 | 0.036574 | 654.262 | 0.10226 | 653.9073 | 0.68592 | 833.8301 | 0.01025 | 833.1679 | 0.55153 | 833.8301 | 0.05336 | 646.9658 | 0.16983
| 555.6834 | 0 | 654.4936 | 0.0005052 | 654.1392 | 0.00030219 | 555.6834 | 0 | 654.4936 | 0.00058608 | 654.1392 | -0.00084531 | 646.7863 | 9.4647e-05 | 654.1392 | -0.00039488 | 654.4936 | 0 | 647.1922 | -0.00038194 | 654.4936 | 0 | 654.4936 | 1.6101e-05 | 654.4936 | 0 | 647.1922 | 0.034108 | 654.4936 | 0.09687 | 654.1392 | 0.68699 | 833.9967 | 0.00733 | 833.3347 | 0.548 | 833.9967 | 0.05373 | 647.1922 | 0.16585
| 555.7995 | 0.00032042 | 654.7252 | 0.0015627 | 654.3712 | 0.00013192 | 555.7995 | 0.00192 | 654.7252 | 0.00039569 | 654.3712 | 0.00030063 | 647.0159 | 0.00024782 | 654.3712 | 0.00052655 | 654.7252 | 0.00062876 | 647.4186 | 0.0012873 | 654.7252 | 0.00061521 | 654.7252 | 0.00085189 | 654.7252 | 0.00092378 | 647.4186 | 0.033855 | 654.7252 | 0.09268 | 654.3712 | 0.69062 | 834.1633 | 0.00774 | 833.5015 | 0.55291 | 834.1633 | 0.05387 | 647.4186 | 0.16439
| 555.9157 | 0 | 654.9568 | 0.00082639 | 654.6032 | 0.00042454 | 555.9157 | 0 | 654.9568 | -0.00011022 | 654.6032 | -0.00098322 | 647.2456 | 5.6661e-05 | 654.6032 | -0.00042142 | 654.9568 | 0 | 647.645 | 6.7034e-06 | 654.9568 | 0 | 654.9568 | 0.00028376 | 654.9568 | 0.00010225 | 647.645 | 0.029772 | 654.9569 | 0.09036 | 654.6032 | 0.71552 | 834.33 | 0.00782 | 833.6684 | 0.55474 | 834.33 | 0.05432 | 647.645 | 0.16661
| 556.0318 | 0.00075165 | 655.1885 | 0.0022499 | 654.8351 | 0.00044912 | 556.0318 | 0.00081498 | 655.1885 | 0.00068907 | 654.8351 | 0.00011458 | 647.4753 | 0.00040819 | 654.8351 | 0.00054882 | 655.1885 | 0.00089226 | 647.8713 | 0.00075746 | 655.1885 | 0.00059859 | 655.1885 | 0.0011113 | 655.1885 | 0.0011951 | 647.8713 | 0.034762 | 655.1885 | 0.08791 | 654.8351 | 0.72558 | 834.4966 | 0.00746 | 833.8352 | 0.55789 | 834.4966 | 0.05445 | 647.8713 | 0.1672
| 556.148 | 0 | 655.4201 | 0.00016142 | 655.0671 | 0.00012654 | 556.148 | 0 | 655.4201 | 0.00024148 | 655.0671 | -0.0011503 | 647.7051 | -0.00014845 | 655.0671 | -0.00041176 | 655.4201 | 0 | 648.0977 | -0.00091446 | 655.4201 | 0 | 655.4201 | 3.0784e-05 | 655.4201 | 0 | 648.0977 | 0.028069 | 655.4201 | 0.08423 | 655.0671 | 0.74203 | 834.6633 | 0.00529 | 834.002 | 0.5574 | 834.6633 | 0.05485 | 648.0977 | 0.16576
| 556.2642 | 0.00094928 | 655.6517 | 0.0029026 | 655.2991 | 0.00043828 | 556.2642 | 0.00127 | 655.6517 | 0.0012889 | 655.2991 | 0.00037364 | 647.9348 | 0.00025091 | 655.2991 | 0.00053037 | 655.6518 | 0.0010568 | 648.3242 | 0.001661 | 655.6518 | 0.00095934 | 655.6517 | 0.0011341 | 655.6518 | 0.0011164 | 648.3242 | 0.029334 | 655.6517 | 0.08187 | 655.2991 | 0.75079 | 834.83 | 0.00679 | 834.1689 | 0.56507 | 834.83 | 0.05496 | 648.3242 | 0.1624
| 556.3803 | 0 | 655.8834 | 0.00025988 | 655.5311 | 0.00010344 | 556.3803 | 0 | 655.8834 | -0.00010513 | 655.5311 | -0.00038476 | 648.1646 | -3.6802e-05 | 655.5311 | -0.0004805 | 655.8834 | 0 | 648.5505 | 0.00064778 | 655.8834 | 0 | 655.8834 | 1.3923e-05 | 655.8834 | 0 | 648.5505 | 0.027857 | 655.8834 | 0.07775 | 655.5311 | 0.76143 | 834.9966 | 0.00705 | 834.3357 | 0.55534 | 834.9966 | 0.05535 | 648.5505 | 0.16214
| 556.4965 | 0.00094928 | 656.1151 | 0.0013989 | 655.7631 | 0.00050957 | 556.4965 | 0.00196 | 656.1151 | 0.00058979 | 655.7631 | 0.00041173 | 648.3943 | 0.00013684 | 655.7631 | 0.00054114 | 656.1151 | 0.00075856 | 648.777 | 0.0010494 | 656.1151 | 0.0008593 | 656.1151 | 0.00089297 | 656.1151 | 0.00095444 | 648.777 | 0.028536 | 656.115 | 0.07547 | 655.7631 | 0.76951 | 835.1633 | 0.00856 | 834.5026 | 0.56853 | 835.1633 | 0.05548 | 648.777 | 0.16311
| 556.6127 | 0 | 656.3467 | 0.00041618 | 655.9951 | 0.00023348 | 556.6127 | 0 | 656.3467 | -0.00047084 | 655.9951 | -0.00051023 | 648.624 | 0.00014794 | 655.9951 | -0.0003715 | 656.3468 | 0 | 649.0034 | -0.000214 | 656.3468 | 0 | 656.3467 | 0.00027491 | 656.3468 | 0.00021626 | 649.0034 | 0.024912 | 656.3467 | 0.07231 | 655.9951 | 0.78313 | 835.33 | 0.00722 | 834.6694 | 0.56712 | 835.33 | 0.05585 | 649.0034 | 0.15841
| 556.7289 | 0.00094928 | 656.5784 | 0.0015373 | 656.2272 | 0.00021453 | 556.7289 | 0.00088435 | 656.5784 | 0.00024705 | 656.2272 | -0.00025512 | 648.8538 | 0.00023365 | 656.2272 | 0.00052318 | 656.5785 | 0.0005789 | 649.2299 | -0.00024021 | 656.5785 | 0.00099105 | 656.5784 | 0.00088548 | 656.5785 | 0.0010192 | 649.2299 | 0.025919 | 656.5784 | 0.07036 | 656.2272 | 0.79299 | 835.4966 | 0.0064 | 834.8363 | 0.56971 | 835.4966 | 0.05578 | 649.2299 | 0.1562
| 556.8451 | 0 | 656.8102 | 0.00069482 | 656.4592 | 4.8258e-05 | 556.8451 | 0 | 656.8102 | 0.00012388 | 656.4592 | -0.00047898 | 649.0836 | 6.3586e-06 | 656.4592 | -0.00031854 | 656.8102 | 0 | 649.4563 | 0.00016038 | 656.8102 | 0 | 656.8102 | 0.00011145 | 656.8102 | 0 | 649.4563 | 0.023797 | 656.8102 | 0.06674 | 656.4592 | 0.80543 | 835.6633 | 0.00642 | 835.0032 | 0.57304 | 835.6633 | 0.05593 | 649.4563 | 0.15586
| 556.9613 | 0.00080555 | 657.0419 | 0.0013282 | 656.6913 | 0.000317 | 556.9613 | 0.0017 | 657.0419 | 0.00025331 | 656.6913 | -0.00016945 | 649.3134 | 0.00026497 | 656.6913 | 0.00061333 | 657.0419 | 0.00055119 | 649.6828 | 0.0012709 | 657.0419 | 0.0010212 | 657.0419 | 0.00090795 | 657.0419 | 0.0012452 | 649.6828 | 0.024143 | 657.0419 | 0.06575 | 656.6913 | 0.81803 | 835.83 | 0.00717 | 835.17 | 0.57229 | 835.83 | 0.05576 | 649.6828 | 0.15652
| 557.0775 | 0 | 657.2736 | 0.00044172 | 656.9233 | 0.00022449 | 557.0775 | 0 | 657.2736 | 0.00010326 | 656.9233 | -0.00088454 | 649.5432 | 8.858e-05 | 656.9233 | -0.0003701 | 657.2736 | 0 | 649.9092 | -0.0013322 | 657.2736 | 0 | 657.2736 | 0.00024723 | 657.2736 | 8.9218e-05 | 649.9092 | 0.025073 | 657.2736 | 0.06301 | 656.9233 | 0.83468 | 835.9967 | 0.00809 | 835.3369 | 0.5684 | 835.9967 | 0.05625 | 649.9092 | 0.15737
| 557.1937 | 0.0012 | 657.5053 | 0.0019448 | 657.1554 | 0.00031482 | 557.1937 | 0.00156 | 657.5053 | 0.0008141 | 657.1554 | 0.00022521 | 649.7729 | 0.00030526 | 657.1554 | 0.00047923 | 657.5053 | 0.00034325 | 650.1357 | 0.00085859 | 657.5053 | 0.00086231 | 657.5053 | 0.00087178 | 657.5053 | 0.00086151 | 650.1357 | 0.024437 | 657.5053 | 0.0615 | 657.1554 | 0.84865 | 836.1634 | 0.00795 | 835.5038 | 0.58139 | 836.1634 | 0.05637 | 650.1357 | 0.15636
| 557.3099 | 0 | 657.7371 | 0.00033358 | 657.3875 | -0.00013227 | 557.3099 | 0 | 657.7371 | -0.00058015 | 657.3875 | -0.00046308 | 650.0028 | -0.00012507 | 657.3875 | -0.00047839 | 657.7371 | 0 | 650.3622 | 0.0002758 | 657.7371 | 0 | 657.7371 | 0.00017336 | 657.7371 | 0 | 650.3622 | 0.022367 | 657.7371 | 0.05754 | 657.3875 | 0.85341 | 836.33 | 0.0077 | 835.6707 | 0.57368 | 836.33 | 0.05687 | 650.3622 | 0.1554
| 557.4262 | 0 | 657.9688 | 0.00078189 | 657.6196 | 0.00015841 | 557.4262 | 0.00187 | 657.9688 | -0.00038726 | 657.6196 | 6.5853e-06 | 650.2326 | 0.00026628 | 657.6196 | 0.00048305 | 657.9688 | 0.00036563 | 650.5887 | -0.00063248 | 657.9688 | 0.00037184 | 657.9688 | 0.00072703 | 657.9688 | 0.00071326 | 650.5887 | 0.022863 | 657.9688 | 0.05701 | 657.6196 | 0.86478 | 836.4967 | 0.0064 | 835.8375 | 0.57701 | 836.4967 | 0.05683 | 650.5887 | 0.15727
| 557.5424 | 0 | 658.2006 | 0.00031883 | 657.8517 | 1.2456e-05 | 557.5424 | 0 | 658.2006 | 7.6424e-06 | 657.8517 | -0.00043926 | 650.4625 | -3.7273e-05 | 657.8517 | -0.00034779 | 658.2006 | 0 | 650.8152 | 0.00019909 | 658.2006 | 0 | 658.2006 | 0.00014393 | 658.2006 | 0 | 650.8152 | 0.021616 | 658.2006 | 0.05404 | 657.8517 | 0.8701 | 836.6634 | 0.00652 | 836.0044 | 0.57576 | 836.6634 | 0.05728 | 650.8152 | 0.15294
| 557.6586 | 0.00127 | 658.4324 | 0.0011958 | 658.0838 | 0.00017575 | 557.6586 | 0.00144 | 658.4324 | 0.00055712 | 658.0838 | 0.00048334 | 650.6923 | 0.00026313 | 658.0838 | 0.00037583 | 658.4324 | 0.00054473 | 651.0417 | 0.0013822 | 658.4324 | 0.00067333 | 658.4324 | 0.00081972 | 658.4324 | 0.00096015 | 651.0417 | 0.023229 | 658.4324 | 0.05288 | 658.0838 | 0.87397 | 836.8301 | 0.00663 | 836.1713 | 0.58569 | 836.8301 | 0.05748 | 651.0417 | 0.15473
| 557.7749 | 0 | 658.6641 | -0.00046191 | 658.3159 | 7.1196e-05 | 557.7749 | 0 | 658.6641 | -1.6411e-05 | 658.3159 | -0.0005799 | 650.9222 | -3.6291e-05 | 658.3159 | -0.00032544 | 658.6641 | 0 | 651.2682 | 0.00032579 | 658.6641 | 0 | 658.6641 | 8.4289e-05 | 658.6641 | 0 | 651.2682 | 0.01858 | 658.6641 | 0.04994 | 658.316 | 0.87257 | 836.9968 | 0.00686 | 836.3382 | 0.5826 | 836.9968 | 0.05808 | 651.2682 | 0.15496
| 557.8911 | 0 | 658.8959 | 0.0014483 | 658.5481 | 0.0001263 | 557.8911 | 0.00111 | 658.8959 | -0.00027524 | 658.5481 | -0.00026387 | 651.152 | 0.00022634 | 658.5481 | 0.00036691 | 658.8959 | 0.00019053 | 651.4948 | 0.00099112 | 658.8959 | 0.00042993 | 658.8959 | 0.00065629 | 658.8959 | 0.00069892 | 651.4948 | 0.01939 | 658.8959 | 0.0498 | 658.5481 | 0.89569 | 837.1635 | 0.00707 | 836.5051 | 0.59055 | 837.1635 | 0.05825 | 651.4948 | 0.14829
| 558.0074 | 0 | 659.1277 | 0.00092375 | 658.7802 | 2.855e-05 | 558.0074 | 0 | 659.1277 | 0.00036037 | 658.7802 | -0.00071923 | 651.3819 | -9.1528e-05 | 658.7802 | -0.00038323 | 659.1278 | 0 | 651.7214 | -4.5031e-05 | 659.1278 | 0 | 659.1277 | 2.3697e-05 | 659.1278 | 0 | 651.7214 | 0.018804 | 659.1277 | 0.04724 | 658.7802 | 0.90557 | 837.3302 | 0.0065 | 836.672 | 0.58538 | 837.3302 | 0.05864 | 651.7214 | 0.14862
| 558.1236 | 0.000554 | 659.3596 | 0.00099852 | 659.0124 | 0.00025549 | 558.1236 | 0.00095371 | 659.3596 | 0.00052903 | 659.0124 | 0.00057066 | 651.6118 | 0.00018469 | 659.0124 | 0.00051593 | 659.3596 | 0.00072553 | 651.9479 | 0.00098805 | 659.3596 | 0.00083703 | 659.3596 | 0.00084772 | 659.3596 | 0.0010222 | 651.9479 | 0.01817 | 659.3596 | 0.04613 | 659.0124 | 0.9171 | 837.4969 | 0.00631 | 836.8389 | 0.58767 | 837.4969 | 0.0587 | 651.9479 | 0.15221
| 558.2399 | 0 | 659.5914 | 0.0012916 | 659.2446 | -2.1022e-05 | 558.2399 | 0 | 659.5914 | -0.00014257 | 659.2446 | -0.00087346 | 651.8417 | 4.2464e-05 | 659.2446 | -0.00052992 | 659.5914 | 0 | 652.1744 | -0.0011349 | 659.5914 | 0 | 659.5914 | 0 | 659.5914 | 0 | 652.1744 | 0.016807 | 659.5914 | 0.04314 | 659.2446 | 0.91645 | 837.6637 | 0.00624 | 837.0058 | 0.59276 | 837.6637 | 0.05915 | 652.1744 | 0.15055
| 558.3561 | 0.00127 | 659.8232 | 0.0012366 | 659.4767 | 0.00028955 | 558.3561 | 0.00095371 | 659.8232 | 0.00060188 | 659.4767 | 0.00035482 | 652.0716 | 6.3363e-05 | 659.4767 | 0.00041728 | 659.8232 | 0.00042089 | 652.4011 | 0.00038588 | 659.8232 | 0.00071371 | 659.8232 | 0.00085997 | 659.8232 | 0.00054912 | 652.4011 | 0.018002 | 659.8232 | 0.04302 | 659.4767 | 0.93186 | 837.8304 | 0.00499 | 837.1727 | 0.59521 | 837.8304 | 0.05927 | 652.4011 | 0.15155
| 558.4724 | 0 | 660.0551 | 0.00039738 | 659.7089 | 5.2404e-05 | 558.4724 | 0 | 660.0551 | -0.00070721 | 659.7089 | -0.00010061 | 652.3015 | -0.00013462 | 659.7089 | -0.00031147 | 660.0551 | 0 | 652.6276 | 0.00037652 | 660.0551 | 0 | 660.0551 | 0.00016698 | 660.0551 | 0 | 652.6276 | 0.016246 | 660.0551 | 0.04123 | 659.7089 | 0.94596 | 837.9971 | 0.00731 | 837.3397 | 0.59596 | 837.9971 | 0.05966 | 652.6276 | 0.14999
| 558.5887 | 0.00058994 | 660.2869 | 0.0014869 | 659.9411 | 0.0002353 | 558.5887 | 0.0016 | 660.2869 | 0.00069548 | 659.9411 | 0.00016333 | 652.5314 | 0.00014184 | 659.9411 | 0.00045552 | 660.2869 | 0.00022291 | 652.8542 | 0.0018181 | 660.2869 | 0.00065984 | 660.2869 | 0.00065626 | 660.2869 | 0.00061515 | 652.8542 | 0.016964 | 660.2869 | 0.0407 | 659.9411 | 0.95567 | 838.1638 | 0.0052 | 837.5066 | 0.59945 | 838.1638 | 0.05973 | 652.8542 | 0.14764
| 558.705 | 0 | 660.5188 | 0.001141 | 660.1733 | 0.00021288 | 558.705 | 0 | 660.5188 | -0.00048108 | 660.1733 | -0.00033164 | 652.7614 | -2.868e-05 | 660.1733 | -0.00032223 | 660.5188 | 0 | 653.0808 | 2.245e-05 | 660.5188 | 0 | 660.5188 | 0.00019607 | 660.5188 | 0 | 653.0808 | 0.016541 | 660.5188 | 0.03799 | 660.1733 | 0.95903 | 838.3306 | 0.00538 | 837.6735 | 0.59762 | 838.3306 | 0.06034 | 653.0808 | 0.14809
| 558.8213 | 0.00138 | 660.7507 | 0.0012335 | 660.4056 | 0.00013172 | 558.8213 | 0.00102 | 660.7507 | -1.1517e-05 | 660.4056 | 0.00046391 | 652.9913 | -4.7996e-06 | 660.4056 | 0.0004138 | 660.7507 | 0.00039768 | 653.3074 | 0.0010124 | 660.7507 | 0.00033887 | 660.7507 | 0.00062887 | 660.7507 | 0.00046763 | 653.3074 | 0.015653 | 660.7507 | 0.03752 | 660.4056 | 0.96295 | 838.4973 | 0.0079 | 837.8405 | 0.60407 | 838.4973 | 0.06058 | 653.3074 | 0.14783
| 558.9376 | 0 | 660.9826 | 0.0011412 | 660.6378 | 0.00021051 | 558.9376 | 0 | 660.9826 | -0.00028502 | 660.6378 | -0.00030324 | 653.2213 | -8.7749e-06 | 660.6378 | -0.00030295 | 660.9826 | 0 | 653.5341 | -0.00036323 | 660.9826 | 0 | 660.9826 | 0.00020577 | 660.9826 | 0 | 653.5341 | 0.016349 | 660.9826 | 0.03601 | 660.6378 | 0.97307 | 838.664 | 0.00466 | 838.0074 | 0.6029 | 838.664 | 0.06129 | 653.5341 | 0.14581
| 559.0539 | 0.00187 | 661.2145 | 0.0010353 | 660.87 | 0.00016503 | 559.0539 | 0.00071094 | 661.2145 | 0.00042832 | 660.87 | 0.00051477 | 653.4512 | 0.0001318 | 660.87 | 0.00046718 | 661.2145 | 0.00055069 | 653.7607 | 0.0010657 | 661.2145 | 0.00067255 | 661.2145 | 0.00075163 | 661.2145 | 0.00072268 | 653.7607 | 0.016265 | 661.2145 | 0.03505 | 660.87 | 0.97948 | 838.8308 | 0.00615 | 838.1743 | 0.60899 | 838.8308 | 0.06137 | 653.7607 | 0.14565
| 559.1702 | 0 | 661.4464 | 0.00079791 | 661.1023 | 2.3622e-06 | 559.1702 | 0 | 661.4464 | -1.3265e-05 | 661.1023 | -0.00061701 | 653.6812 | 8.0334e-06 | 661.1023 | -0.00039732 | 661.4464 | 0 | 653.9873 | -0.00078933 | 661.4464 | 0 | 661.4464 | 0.0001433 | 661.4464 | 0 | 653.9873 | 0.016028 | 661.4464 | 0.03367 | 661.1023 | 0.99724 | 838.9975 | 0.00439 | 838.3413 | 0.6064 | 838.9975 | 0.062 | 653.9873 | 0.14851
| 559.2865 | 0.00125 | 661.6783 | 0.0019064 | 661.3346 | 0.00023836 | 559.2865 | 0.00147 | 661.6783 | -0.00035845 | 661.3346 | 7.4098e-05 | 653.9111 | 0.00026975 | 661.3346 | 0.00041141 | 661.6783 | 0.00038605 | 654.2139 | -0.00076892 | 661.6783 | 0.00063919 | 661.6783 | 0.00078241 | 661.6783 | 0.00055122 | 654.2139 | 0.014225 | 661.6783 | 0.03282 | 661.3346 | 0.98804 | 839.1642 | 0.00586 | 838.5082 | 0.61431 | 839.1642 | 0.0621 | 654.2139 | 0.14485
| 559.4028 | 0 | 661.9103 | 0.00086635 | 661.5668 | 8.6323e-05 | 559.4028 | 0 | 661.9103 | -0.00028124 | 661.5668 | -0.00060168 | 654.1412 | 1.9305e-05 | 661.5668 | -0.00032893 | 661.9103 | 0 | 654.4406 | -0.00061298 | 661.9103 | 0 | 661.9103 | 0 | 661.9103 | 0 | 654.4406 | 0.012177 | 661.9103 | 0.03116 | 661.5668 | 0.99419 | 839.331 | 0.00471 | 838.6752 | 0.60778 | 839.331 | 0.06278 | 654.4406 | 0.14169
| 559.5191 | 0.00051807 | 662.1422 | 0.00010795 | 661.7991 | 0.00029124 | 559.5191 | 0.00123 | 662.1422 | -5.3299e-05 | 661.7991 | 9.0127e-05 | 654.3712 | 0.00021436 | 661.7991 | 0.00044868 | 662.1422 | 0.00030287 | 654.6673 | 0.0010405 | 662.1422 | 0.00078047 | 662.1422 | 0.00074478 | 662.1422 | 0.0007644 | 654.6673 | 0.014566 | 662.1422 | 0.03048 | 661.7991 | 0.99233 | 839.4977 | 0.0052 | 838.8421 | 0.61541 | 839.4977 | 0.06298 | 654.6673 | 0.14573
| 559.6355 | 0 | 662.3741 | 0.00016147 | 662.0314 | 0.00027252 | 559.6355 | 0 | 662.3741 | -0.00077616 | 662.0314 | -0.00095409 | 654.6011 | -0.00015075 | 662.0314 | -0.00038821 | 662.3742 | 0 | 654.8939 | -0.00024173 | 662.3742 | 0 | 662.3741 | 0.00021458 | 662.3742 | 6.6032e-05 | 654.8939 | 0.011199 | 662.3741 | 0.02891 | 662.0314 | 0.9942 | 839.6645 | 0.00459 | 839.0091 | 0.61412 | 839.6645 | 0.06353 | 654.8939 | 0.143
| 559.7518 | 0.00089539 | 662.6061 | 0.00057046 | 662.2637 | 0.00024682 | 559.7518 | 0.00088435 | 662.6061 | 0.0001312 | 662.2637 | 0.00043575 | 654.8312 | 0.00030059 | 662.2637 | 0.00043882 | 662.6061 | 0.00055128 | 655.1206 | 0.00082154 | 662.6061 | 0.00064319 | 662.6061 | 0.00090776 | 662.6061 | 0.00057624 | 655.1206 | 0.012766 | 662.6061 | 0.02881 | 662.2637 | 0.99874 | 839.8312 | 0.00679 | 839.176 | 0.62651 | 839.8312 | 0.06354 | 655.1206 | 0.14249
| 559.8682 | 0 | 662.8381 | 0.00082424 | 662.496 | 0.00024557 | 559.8682 | 0 | 662.8381 | -0.00081906 | 662.496 | -0.00073286 | 655.0612 | -0.00015257 | 662.496 | -0.00035787 | 662.8381 | 0 | 655.3474 | 0.0008818 | 662.8381 | 0 | 662.8381 | 7.1113e-05 | 662.8381 | 0.00011702 | 655.3474 | 0.0096052 | 662.8381 | 0.0271 | 662.496 | 1 | 839.998 | 0.0051 | 839.343 | 0.62168 | 839.998 | 0.0639 | 655.3474 | 0.13936
| 559.9845 | 0.00057197 | 663.0701 | 0.00071396 | 662.7284 | 6.0702e-05 | 559.9845 | 0.00019074 | 663.0701 | 0.00013386 | 662.7284 | -0.0001715 | 655.2913 | 0.00011142 | 662.7284 | 0.00048271 | 663.0701 | 0.00040149 | 655.574 | 0.0016803 | 663.0701 | 0.00049345 | 663.0701 | 0.00052988 | 663.0701 | 0.00062663 | 655.574 | 0.012999 | 663.0701 | 0.02678 | 662.7283 | 0.99768 | 840.1648 | 0.00408 | 839.51 | 0.62719 | 840.1648 | 0.06399 | 655.574 | 0.1411
| 560.1009 | 0 | 663.3021 | 0.00023664 | 662.9607 | 0.00011188 | 560.1009 | 0 | 663.3021 | -0.00015494 | 662.9607 | -0.00063225 | 655.5213 | -0.00011085 | 662.9607 | -0.00038478 | 663.3021 | 0 | 655.8007 | -0.0002309 | 663.3021 | 0 | 663.3021 | 1.8275e-06 | 663.3021 | 0 | 655.8007 | 0.010417 | 663.3021 | 0.02539 | 662.9607 | 0.99848 | 840.3315 | 0.00468 | 839.6769 | 0.6239 | 840.3315 | 0.06439 | 655.8007 | 0.1396
| 560.2172 | 0.00106 | 663.5341 | 0.0015788 | 663.193 | 0.00026932 | 560.2172 | 0.0016 | 663.5341 | -8.3135e-05 | 663.193 | 0.00051493 | 655.7513 | 0.0003138 | 663.193 | 0.00043259 | 663.5341 | 0.00062482 | 656.0275 | 0.00039068 | 663.5341 | 0.00096363 | 663.5341 | 0.00071427 | 663.5341 | 0.00076788 | 656.0275 | 0.011751 | 663.5341 | 0.02533 | 663.193 | 0.99928 | 840.4983 | 0.00526 | 839.8439 | 0.62893 | 840.4983 | 0.06438 | 656.0275 | 0.13894
| 560.3336 | 0 | 663.7661 | 0.0013262 | 663.4254 | -0.00010307 | 560.3336 | 0 | 663.7661 | -0.00073632 | 663.4254 | -0.00063811 | 655.9814 | -0.00017915 | 663.4254 | -0.00031422 | 663.7661 | 0 | 656.2542 | -0.00016737 | 663.7661 | 0 | 663.7661 | 8.653e-05 | 663.7661 | 0 | 656.2542 | 0.0099118 | 663.7661 | 0.02384 | 663.4254 | 0.99059 | 840.6651 | 0.0054 | 840.0109 | 0.63224 | 840.6651 | 0.06455 | 656.2542 | 0.14014
| 560.4499 | 0.00087741 | 663.9982 | 0.00064673 | 663.6578 | 0.00021041 | 560.4499 | 0.00095371 | 663.9982 | -0.00015294 | 663.6578 | -0.00012251 | 656.2115 | 7.6452e-05 | 663.6578 | 0.000425 | 663.9981 | 0.00045902 | 656.4809 | 0.00038224 | 663.9981 | 0.00048878 | 663.9982 | 0.00061258 | 663.9981 | 0.00052917 | 656.4809 | 0.011075 | 663.9982 | 0.024 | 663.6577 | 0.99808 | 840.8319 | 0.00649 | 840.1779 | 0.63461 | 840.8319 | 0.06458 | 656.4809 | 0.13842
| 560.5663 | 0 | 664.2302 | 0.00036833 | 663.8901 | 0.00013111 | 560.5663 | 0 | 664.2302 | -0.00067556 | 663.8901 | -0.00063006 | 656.4416 | -7.5181e-05 | 663.8901 | -0.00029541 | 664.2302 | 0 | 656.7076 | -0.00088572 | 664.2302 | 0 | 664.2302 | 4.6475e-05 | 664.2302 | 0 | 656.7076 | 0.0078907 | 664.2302 | 0.02239 | 663.8901 | 0.97948 | 840.9986 | 0.00599 | 840.3448 | 0.63102 | 840.9986 | 0.06506 | 656.7076 | 0.13466
| 560.6827 | 0.00033839 | 664.4622 | 0.0013221 | 664.1225 | 0.00026129 | 560.6827 | 0.00172 | 664.4622 | -3.7288e-05 | 664.1225 | -0.0001243 | 656.6717 | 0.00014888 | 664.1225 | 0.00053765 | 664.4622 | 0.00041114 | 656.9344 | 0.00026665 | 664.4622 | 0.00098036 | 664.4622 | 0.00083069 | 664.4622 | 0.00084184 | 656.9344 | 0.012092 | 664.4622 | 0.02229 | 664.1225 | 0.97543 | 841.1654 | 0.0063 | 840.5118 | 0.64017 | 841.1654 | 0.06538 | 656.9344 | 0.13757
| 560.7991 | 0 | 664.6943 | 0.00040574 | 664.3549 | 0.0001826 | 560.7991 | 0 | 664.6943 | -5.5042e-05 | 664.3549 | -0.00024639 | 656.9018 | -9.2928e-05 | 664.3549 | -0.00035988 | 664.6943 | 0 | 657.1612 | -0.00024453 | 664.6943 | 0.00021166 | 664.6943 | 0.00037905 | 664.6943 | 0 | 657.1612 | 0.0086824 | 664.6943 | 0.02105 | 664.3549 | 0.96811 | 841.3322 | 0.00452 | 840.6788 | 0.63462 | 841.3322 | 0.06589 | 657.1612 | 0.13349
| 560.9155 | 0.00124 | 664.9264 | 0.00015631 | 664.5873 | 0.00018641 | 560.9155 | 0.00088435 | 664.9264 | 0.00012279 | 664.5873 | 0.00032407 | 657.1319 | 0.0002022 | 664.5873 | 0.00035185 | 664.9264 | 0.00037907 | 657.3879 | 0.00064412 | 664.9264 | 0.00028348 | 664.9264 | 0.0007263 | 664.9264 | 0.00054823 | 657.3879 | 0.0090305 | 664.9264 | 0.02072 | 664.5873 | 0.95891 | 841.499 | 0.00489 | 840.8458 | 0.64675 | 841.499 | 0.06604 | 657.3879 | 0.13414
| 561.0319 | 0 | 665.1584 | -3.6773e-05 | 664.8197 | 0.00024877 | 561.0319 | 0 | 665.1584 | -6.2744e-05 | 664.8197 | -0.000369 | 657.3621 | -0.00014186 | 664.8197 | -0.00026941 | 665.1584 | 0 | 657.6147 | 5.4469e-05 | 665.1584 | 0.00010281 | 665.1584 | 0.00032148 | 665.1584 | 0.00015241 | 657.6147 | 0.009006 | 665.1585 | 0.01936 | 664.8197 | 0.95038 | 841.6658 | 0.00548 | 841.0128 | 0.64502 | 841.6658 | 0.06636 | 657.6147 | 0.13346
| 561.1483 | 0.00174 | 665.3906 | 0.0015461 | 665.0522 | 0.00027292 | 561.1483 | 0.00123 | 665.3906 | 0.00030282 | 665.0522 | 0.00026702 | 657.5922 | 0.000286 | 665.0522 | 0.0005103 | 665.3905 | 0.00071585 | 657.8416 | 0.00013101 | 665.3905 | 0.00074773 | 665.3906 | 0.00082702 | 665.3905 | 0.00073707 | 657.8416 | 0.0084086 | 665.3906 | 0.01946 | 665.0522 | 0.94135 | 841.8326 | 0.0048 | 841.1798 | 0.64475 | 841.8326 | 0.06645 | 657.8415 | 0.13271
| 561.2647 | 0 | 665.6226 | 0.00066718 | 665.2846 | 7.6277e-06 | 561.2647 | 0 | 665.6226 | -0.00095713 | 665.2846 | -0.00028366 | 657.8223 | -0.0001194 | 665.2846 | -0.00041462 | 665.6226 | 0 | 658.0684 | 2.373e-05 | 665.6226 | 0 | 665.6226 | 4.0875e-05 | 665.6226 | 0 | 658.0684 | 0.0084185 | 665.6226 | 0.01823 | 665.2846 | 0.929 | 841.9994 | 0.00524 | 841.3468 | 0.65002 | 841.9994 | 0.0668 | 658.0684 | 0.13023
| 561.3811 | 0.00084148 | 665.8547 | 0.0012331 | 665.5171 | -5.9363e-05 | 561.3811 | 0.00057222 | 665.8547 | -9.8376e-05 | 665.5171 | -2.1697e-05 | 658.0525 | 0.00030526 | 665.5171 | 0.00039832 | 665.8548 | 0.00033011 | 658.2952 | 0.00049162 | 665.8548 | 0.00078657 | 665.8547 | 0.00061163 | 665.8548 | 0.00010487 | 658.2952 | 0.0089546 | 665.8547 | 0.01861 | 665.5171 | 0.92138 | 842.1662 | 0.00519 | 841.5139 | 0.65685 | 842.1662 | 0.06685 | 658.2952 | 0.12953
| 561.4975 | 0 | 666.0869 | -0.00046961 | 665.7495 | 0.00011753 | 561.4975 | 0 | 666.0869 | -5.5702e-05 | 665.7495 | -0.00022673 | 658.2827 | -0.00021382 | 665.7495 | -0.00038681 | 666.0869 | 0 | 658.522 | -0.00021691 | 666.0869 | 0 | 666.0869 | 0.00010997 | 666.0869 | 0 | 658.522 | 0.007778 | 666.0869 | 0.01693 | 665.7495 | 0.90669 | 842.333 | 0.0054 | 841.6809 | 0.65842 | 842.333 | 0.0674 | 658.522 | 0.12828
| 561.614 | 0.00125 | 666.319 | 0.001259 | 665.982 | 0.00025974 | 561.614 | 0.00114 | 666.319 | 0.00031858 | 665.982 | 0.00044121 | 658.5128 | 0.00012639 | 665.982 | 0.00040865 | 666.319 | 0.00042826 | 658.7488 | 0.00074005 | 666.319 | 0.0004627 | 666.319 | 0.00061356 | 666.319 | 0.00057123 | 658.7488 | 0.0086045 | 666.319 | 0.01723 | 665.982 | 0.89405 | 842.4998 | 0.00512 | 841.8479 | 0.65265 | 842.4998 | 0.06761 | 658.7488 | 0.12899
| 561.7304 | 0 | 666.5511 | 0.00055715 | 666.2145 | 0.00015385 | 561.7304 | 0 | 666.5511 | -0.00011089 | 666.2145 | -0.0007787 | 658.743 | -0.00018133 | 666.2145 | -0.00035763 | 666.5512 | 0 | 658.9756 | 0.00033221 | 666.5512 | 0 | 666.5511 | 5.8834e-05 | 666.5512 | 0 | 658.9756 | 0.006463 | 666.5512 | 0.01609 | 666.2145 | 0.87625 | 842.6666 | 0.00457 | 842.0149 | 0.66496 | 842.6666 | 0.06838 | 658.9756 | 0.12954
| 561.8468 | 0.00073368 | 666.7833 | 0.0011081 | 666.447 | 0.00028877 | 561.8468 | 0.00137 | 666.7833 | 0.00055518 | 666.447 | 0.00041746 | 658.9732 | 2.4545e-05 | 666.447 | 0.00041362 | 666.7833 | 0.00046316 | 659.2025 | 0.00034422 | 666.7833 | 0.00054428 | 666.7833 | 0.00081199 | 666.7833 | 0.00052223 | 659.2025 | 0.0082271 | 666.7833 | 0.0163 | 666.447 | 0.86291 | 842.8334 | 0.00563 | 842.1819 | 0.66385 | 842.8334 | 0.06868 | 659.2025 | 0.13061
| 561.9633 | 0 | 667.0155 | -0.00025805 | 666.6795 | -2.0758e-05 | 561.9633 | 0 | 667.0155 | -0.00079794 | 666.6795 | -0.00038714 | 659.2034 | -8.9217e-05 | 666.6795 | -0.00040283 | 667.0155 | 0 | 659.4294 | -0.00032693 | 667.0155 | 0 | 667.0155 | 0 | 667.0155 | 0 | 659.4294 | 0.0087299 | 667.0155 | 0.01499 | 666.6795 | 0.84562 | 843.0002 | 0.00617 | 842.349 | 0.66498 | 843.0002 | 0.06952 | 659.4294 | 0.12508
| 562.0797 | 0.00033839 | 667.2477 | 0.0016847 | 666.912 | 0.000126 | 562.0797 | 0.00168 | 667.2477 | 0.00019637 | 666.912 | 0.00024109 | 659.4337 | 7.1825e-05 | 666.912 | 0.00032372 | 667.2477 | 0.00030331 | 659.6562 | 0.0013084 | 667.2477 | 0.00043671 | 667.2477 | 0.00051935 | 667.2477 | 0.00051879 | 659.6562 | 0.0101 | 667.2477 | 0.01545 | 666.912 | 0.82819 | 843.1671 | 0.00477 | 842.516 | 0.67271 | 843.1671 | 0.06985 | 659.6562 | 0.1271
| 562.1962 | 0 | 667.4799 | 2.764e-05 | 667.1445 | 0.00012211 | 562.1962 | 0 | 667.4799 | 9.2079e-08 | 667.1445 | -0.00039488 | 659.6639 | -4.8863e-06 | 667.1445 | -0.00032223 | 667.4798 | 0 | 659.8831 | 0.00047576 | 667.4798 | 0 | 667.4799 | 0.00011711 | 667.4798 | 0 | 659.8831 | 0.0054094 | 667.4799 | 0.01412 | 667.1445 | 0.80965 | 843.3339 | 0.00369 | 842.683 | 0.6696 | 843.3339 | 0.07048 | 659.8831 | 0.12546
| 562.3126 | 0.00111 | 667.712 | 0.00021275 | 667.377 | 0.00017683 | 562.3126 | 0.00156 | 667.712 | 0.00038251 | 667.377 | 0.00010658 | 659.8941 | 7.4624e-05 | 667.377 | 0.00045456 | 667.712 | 0.00028722 | 660.11 | 0.00050895 | 667.712 | 0.00056006 | 667.712 | 0.0007052 | 667.712 | 0.00039807 | 660.11 | 0.0086012 | 667.712 | 0.01469 | 667.377 | 0.78966 | 843.5007 | 0.00464 | 842.8501 | 0.66779 | 843.5007 | 0.07051 | 660.11 | 0.12408
| 562.4291 | 0 | 667.9442 | 0.00067435 | 667.6096 | 4.7547e-06 | 562.4291 | 0 | 667.9442 | 0.00019432 | 667.6096 | -0.0009702 | 660.1243 | -5.477e-05 | 667.6096 | -0.0005066 | 667.9442 | 0 | 660.3369 | -0.00028714 | 667.9442 | 0 | 667.9442 | 0 | 667.9442 | 0 | 660.3369 | 0.0067509 | 667.9442 | 0.01309 | 667.6096 | 0.76971 | 843.6675 | 0.00563 | 843.0171 | 0.67418 | 843.6675 | 0.07067 | 660.3369 | 0.12252
| 562.5456 | 0.00057197 | 668.1765 | 0.001246 | 667.8421 | 0.0001079 | 562.5456 | 0.00109 | 668.1765 | -8.1162e-05 | 667.8421 | 0.00047078 | 660.3546 | 0.00020282 | 667.8421 | 0.00031104 | 668.1765 | 0.00046065 | 660.5638 | 0.00048872 | 668.1765 | 0.00064547 | 668.1765 | 0.00069447 | 668.1765 | 0.0007653 | 660.5638 | 0.0064878 | 668.1765 | 0.0136 | 667.8421 | 0.75013 | 843.8344 | 0.00563 | 843.1842 | 0.68239 | 843.8344 | 0.07058 | 660.5638 | 0.12255
| 562.6621 | 0 | 668.4087 | 0.00081757 | 668.0747 | 3.4099e-05 | 562.6621 | 0 | 668.4087 | -0.00073087 | 668.0747 | -0.00041626 | 660.5848 | -0.00010143 | 668.0747 | -0.00038617 | 668.4087 | 0 | 660.7907 | -4.2282e-05 | 668.4087 | 0 | 668.4087 | 0 | 668.4087 | 0 | 660.7907 | 0.0043632 | 668.4087 | 0.01235 | 668.0747 | 0.72831 | 844.0012 | 0.00443 | 843.3512 | 0.6824 | 844.0012 | 0.07099 | 660.7907 | 0.12058
| 562.7785 | 0.00094928 | 668.6409 | 0.00087216 | 668.3072 | 0.00026299 | 562.7785 | 0.00137 | 668.6409 | 0.00032785 | 668.3072 | -0.00011467 | 660.8151 | 0.00010056 | 668.3072 | 0.00034216 | 668.6409 | 0.00039289 | 661.0176 | 1.5311e-05 | 668.6409 | 0.00072883 | 668.6409 | 0.00060242 | 668.6409 | 0.00043879 | 661.0176 | 0.0073861 | 668.6409 | 0.01282 | 668.3072 | 0.70945 | 844.168 | 0.00666 | 843.5183 | 0.68809 | 844.168 | 0.07128 | 661.0176 | 0.12132
| 562.895 | 0 | 668.8732 | 0.00072691 | 668.5398 | 3.2617e-05 | 562.895 | 0 | 668.8732 | -0.00046563 | 668.5398 | -0.00064924 | 661.0454 | -0.00010214 | 668.5398 | -0.00043738 | 668.8732 | 0 | 661.2446 | -5.3333e-05 | 668.8732 | 0 | 668.8732 | 0 | 668.8732 | 0 | 661.2446 | 0.0037779 | 668.8732 | 0.0116 | 668.5398 | 0.68851 | 844.3349 | 0.0054 | 843.6853 | 0.69326 | 844.3349 | 0.07178 | 661.2446 | 0.11824
| 563.0115 | 0 | 669.1054 | 0.0011438 | 668.7724 | 0.00020919 | 563.0115 | 0.00139 | 669.1054 | 0.00027649 | 668.7724 | 0.00042201 | 661.2757 | 0.00010421 | 668.7724 | 0.00033482 | 669.1054 | 0.00019168 | 661.4715 | 0.0018201 | 669.1054 | 0.00063649 | 669.1054 | 0.0005881 | 669.1054 | 0.00074677 | 661.4715 | 0.0071428 | 669.1054 | 0.01215 | 668.7724 | 0.66866 | 844.5017 | 0.00477 | 843.8524 | 0.69873 | 844.5017 | 0.07196 | 661.4715 | 0.12009
| 563.128 | 0 | 669.3377 | 0.00032899 | 669.005 | 8.7983e-05 | 563.128 | 0 | 669.3377 | -4.421e-05 | 669.005 | -0.0006246 | 661.506 | -0.00010219 | 669.005 | -0.00024992 | 669.3377 | 0 | 661.6984 | 0.00035129 | 669.3377 | 0 | 669.3377 | 3.5379e-06 | 669.3377 | 0 | 661.6984 | 0.0046976 | 669.3377 | 0.01094 | 669.005 | 0.64742 | 844.6686 | 0.00381 | 844.0195 | 0.70286 | 844.6686 | 0.0724 | 661.6984 | 0.11916
| 563.2445 | 0.00096726 | 669.57 | 0.0013402 | 669.2376 | 0.00032597 | 563.2445 | 0.00182 | 669.57 | -0.00062842 | 669.2376 | 0.00023803 | 661.7363 | 8.0703e-05 | 669.2376 | 0.00046808 | 669.57 | 0.00075428 | 661.9254 | 0.00099048 | 669.57 | 0.00074364 | 669.57 | 0.00083957 | 669.57 | 0.00061686 | 661.9254 | 0.0057951 | 669.57 | 0.01149 | 669.2376 | 0.62688 | 844.8355 | 0.00573 | 844.1866 | 0.71195 | 844.8355 | 0.07267 | 661.9254 | 0.11911
| 563.361 | 0 | 669.8022 | 0.00069573 | 669.4703 | 0.0001162 | 563.361 | 0 | 669.8022 | -0.00031328 | 669.4703 | -0.00080933 | 661.9666 | -7.5764e-05 | 669.4703 | -0.00045964 | 669.8023 | 0 | 662.1523 | 0.00016694 | 669.8023 | 0 | 669.8022 | 0.0001343 | 669.8023 | 0 | 662.1523 | 0.0044767 | 669.8022 | 0.01004 | 669.4703 | 0.60535 | 845.0023 | 0.00413 | 844.3536 | 0.70442 | 845.0023 | 0.07306 | 662.1523 | 0.11629
| 563.4776 | 0.00080555 | 670.0345 | 0.0015152 | 669.7029 | 0.0002332 | 563.4776 | 0.00225 | 670.0345 | 0.00027757 | 669.7029 | 4.7436e-05 | 662.197 | 0.00018335 | 669.7029 | 0.00041736 | 670.0346 | 0.00022341 | 662.3793 | 0.00079099 | 670.0346 | 0.00075276 | 670.0345 | 0.00053277 | 670.0346 | 0.00064067 | 662.3793 | 0.0047376 | 670.0345 | 0.0105 | 669.7029 | 0.58502 | 845.1692 | 0.0035 | 844.5207 | 0.71547 | 845.1692 | 0.07321 | 662.3793 | 0.11704
| 563.5941 | 0 | 670.2669 | 0.00036544 | 669.9355 | 0.00012018 | 563.5941 | 0 | 670.2669 | -0.0008392 | 669.9355 | -0.0004448 | 662.4273 | -7.712e-05 | 669.9355 | -0.00039355 | 670.2669 | 0 | 662.6063 | 0.00035098 | 670.2669 | 3.1968e-05 | 670.2669 | 4.2192e-05 | 670.2669 | 0 | 662.6063 | 0.0069327 | 670.2669 | 0.00962 | 669.9355 | 0.56512 | 845.336 | 0.00432 | 844.6878 | 0.71458 | 845.336 | 0.07353 | 662.6063 | 0.11606
| 563.7106 | 0.00023058 | 670.4992 | 0.00085777 | 670.1682 | 0.00014218 | 563.7106 | 0.00147 | 670.4992 | -0.00014958 | 670.1682 | 0.00015696 | 662.6577 | 0.00022723 | 670.1682 | 0.00030033 | 670.4992 | 0.00051018 | 662.8333 | 0.0007456 | 670.4992 | 0.00065146 | 670.4992 | 0.00069843 | 670.4992 | 0.00054324 | 662.8333 | 0.0062308 | 670.4992 | 0.01002 | 670.1682 | 0.54455 | 845.5029 | 0.00686 | 844.8549 | 0.72345 | 845.5029 | 0.07385 | 662.8333 | 0.11641
| 563.8271 | 0 | 670.7316 | 0.00026977 | 670.4009 | 9.3597e-06 | 563.8271 | 0 | 670.7316 | -8.4336e-05 | 670.4009 | -0.001065 | 662.888 | -0.00015517 | 670.4009 | -0.00039835 | 670.7315 | 0 | 663.0603 | 0.00030062 | 670.7315 | 0 | 670.7316 | 6.5482e-05 | 670.7315 | 0 | 663.0603 | 0.0035247 | 670.7316 | 0.009 | 670.4009 | 0.52324 | 845.6698 | 0.00439 | 845.022 | 0.72186 | 845.6698 | 0.07439 | 663.0603 | 0.11365
| 563.9437 | 0.00058994 | 670.9639 | 0.00081539 | 670.6335 | 0.00019813 | 563.9437 | 0.00104 | 670.9639 | 0.0011055 | 670.6335 | 0.00030538 | 663.1183 | 0.00012511 | 670.6335 | 0.00033034 | 670.9639 | 0.00032119 | 663.2874 | 0.00063898 | 670.9639 | 0.00083802 | 670.9639 | 0.00066019 | 670.9639 | 0.00043684 | 663.2874 | 0.0059778 | 670.9639 | 0.00958 | 670.6335 | 0.50602 | 845.8366 | 0.00485 | 845.1891 | 0.72727 | 845.8366 | 0.07475 | 663.2873 | 0.11416
| 564.0602 | 0 | 671.1962 | 0.00018779 | 670.8662 | -8.3852e-05 | 564.0602 | 0 | 671.1962 | 1.2331e-05 | 670.8662 | -0.0003317 | 663.3488 | -0.00015394 | 670.8662 | -0.00045317 | 671.1962 | 0 | 663.5143 | -0.00029689 | 671.1962 | 0 | 671.1962 | 6.6729e-05 | 671.1962 | 0 | 663.5143 | 0.0033886 | 671.1962 | 0.00841 | 670.8662 | 0.4864 | 846.0035 | 0.0048 | 845.3562 | 0.7311 | 846.0035 | 0.07527 | 663.5143 | 0.11257
| 564.1768 | 0.00037433 | 671.4286 | 0.0016277 | 671.0989 | 0.00021904 | 564.1768 | 0.00137 | 671.4286 | 0.00028105 | 671.0989 | -1.5494e-05 | 663.5792 | 0.00023715 | 671.0989 | 0.00040661 | 671.4286 | 0.00040699 | 663.7414 | 0.0010516 | 671.4286 | 0.00072352 | 671.4286 | 0.00075888 | 671.4286 | 0.00072907 | 663.7414 | 0.0063466 | 671.4286 | 0.00883 | 671.0989 | 0.46944 | 846.1704 | 0.00533 | 845.5233 | 0.73579 | 846.1704 | 0.07554 | 663.7414 | 0.1149
| 564.2934 | 0 | 671.6609 | 9.3741e-05 | 671.3316 | 3.4301e-05 | 564.2934 | 0 | 671.6609 | -0.00058758 | 671.3316 | -0.00067539 | 663.8095 | -9.5326e-05 | 671.3316 | -0.00035039 | 671.661 | 0 | 663.9684 | 0.00031812 | 671.661 | 0 | 671.6609 | 6.0241e-05 | 671.661 | 0 | 663.9684 | 0.0015444 | 671.6609 | 0.00802 | 671.3316 | 0.45045 | 846.3373 | 0.00401 | 845.6904 | 0.7431 | 846.3373 | 0.07605 | 663.9684 | 0.11389
| 564.4099 | 0.00048213 | 671.8934 | 0.00099 | 671.5643 | 0.00014816 | 564.4099 | 0.00127 | 671.8934 | 0.00058052 | 671.5643 | 0.00038695 | 664.0399 | 0.00014171 | 671.5643 | 0.00036912 | 671.8934 | 0.00047431 | 664.1955 | 0.00051947 | 671.8934 | 0.00049226 | 671.8934 | 0.0004231 | 671.8934 | 0.00019125 | 664.1955 | 0.0050586 | 671.8934 | 0.00848 | 671.5643 | 0.43378 | 846.5041 | 0.00468 | 845.8575 | 0.74985 | 846.5041 | 0.07635 | 664.1955 | 0.11486
| 564.5265 | 0 | 672.1257 | -0.00038027 | 671.7971 | 0.00011424 | 564.5265 | 0 | 672.1257 | -0.00072649 | 671.7971 | -0.00032256 | 664.2704 | -8.7389e-05 | 671.7971 | -0.00040514 | 672.1258 | 0 | 664.4225 | 0.00050236 | 672.1258 | 0 | 672.1257 | 0.00024544 | 672.1258 | 0 | 664.4225 | 0.0053703 | 672.1257 | 0.00767 | 671.7971 | 0.41596 | 846.671 | 0.00497 | 846.0246 | 0.7543 | 846.671 | 0.07712 | 664.4226 | 0.11245
| 564.6431 | 0.00058994 | 672.3582 | 0.00057327 | 672.0298 | 0.0001686 | 564.6431 | 0.00036414 | 672.3582 | -0.0001038 | 672.0298 | -0.00012324 | 664.5008 | 0.00026412 | 672.0298 | 0.00030009 | 672.3582 | 0.00070149 | 664.6496 | 0.00053814 | 672.3582 | 0.00089714 | 672.3582 | 0.00066857 | 672.3582 | 0.0005317 | 664.6496 | 0.0048287 | 672.3582 | 0.00801 | 672.0298 | 0.40087 | 846.8379 | 0.00422 | 846.1917 | 0.76455 | 846.8379 | 0.07759 | 664.6496 | 0.11234
| 564.7596 | 0 | 672.5906 | 0.00055784 | 672.2625 | -8.4843e-05 | 564.7596 | 0 | 672.5906 | -0.00074725 | 672.2625 | -0.00048789 | 664.7312 | -6.6864e-05 | 672.2625 | -0.00040337 | 672.5906 | 0 | 664.8766 | -0.00089299 | 672.5906 | 0 | 672.5906 | 0 | 672.5906 | 0 | 664.8766 | 0.0038457 | 672.5906 | 0.00682 | 672.2625 | 0.38457 | 847.0048 | 0.00439 | 846.3588 | 0.76568 | 847.0048 | 0.07832 | 664.8767 | 0.1115
| 564.8762 | 0.00156 | 672.823 | 0.00090992 | 672.4953 | 0.0001014 | 564.8762 | 0.00146 | 672.823 | 0.00038061 | 672.4953 | 0.00028476 | 664.9617 | 0.0001902 | 672.4953 | 0.00041938 | 672.823 | 0.00065084 | 665.1038 | 0.00078048 | 672.823 | 0.00023606 | 672.823 | 0.00054431 | 672.823 | 0.00025116 | 665.1038 | 0.0044484 | 672.823 | 0.00764 | 672.4953 | 0.37079 | 847.1717 | 0.00445 | 846.526 | 0.77919 | 847.1717 | 0.07858 | 665.1038 | 0.11072
| 564.9928 | 0 | 673.0554 | -0.0001281 | 672.7281 | 7.1438e-05 | 564.9928 | 0 | 673.0554 | -0.00013832 | 672.7281 | -0.00051029 | 665.1921 | -0.0001271 | 672.7281 | -0.00043193 | 673.0554 | 0 | 665.3309 | 4.8327e-05 | 673.0554 | 0 | 673.0554 | 1.9933e-06 | 673.0554 | 0 | 665.3309 | 0.0033035 | 673.0554 | 0.00651 | 672.7281 | 0.35459 | 847.3386 | 0.00394 | 846.6931 | 0.7815 | 847.3386 | 0.0791 | 665.3309 | 0.10996
| 565.1094 | 0.00030245 | 673.2879 | 0.001419 | 672.9608 | 0.00016431 | 565.1094 | 0.00192 | 673.2879 | 0.00018986 | 672.9608 | 0.00034465 | 665.4226 | 2.5445e-05 | 672.9608 | 0.00022413 | 673.2879 | 0.00055428 | 665.558 | -7.659e-05 | 673.2879 | 0.0006362 | 673.2879 | 0.00047342 | 673.2879 | 0.00022823 | 665.558 | 0.0024811 | 673.2879 | 0.00719 | 672.9608 | 0.34291 | 847.5055 | 0.00452 | 846.8602 | 0.78731 | 847.5055 | 0.07942 | 665.558 | 0.10968
| 565.226 | 0 | 673.5203 | 0.00068063 | 673.1936 | 3.1542e-05 | 565.226 | 0 | 673.5203 | 0.00022525 | 673.1936 | -0.00066235 | 665.6531 | -0.00010502 | 673.1936 | -0.00036383 | 673.5203 | 0 | 665.7851 | 0.00036999 | 673.5203 | 0 | 673.5203 | 0 | 673.5203 | 0 | 665.7851 | 0.0031656 | 673.5203 | 0.00595 | 673.1936 | 0.32759 | 847.6724 | 0.00515 | 847.0273 | 0.79188 | 847.6724 | 0.07988 | 665.7851 | 0.10735
| 565.3426 | 0 | 673.7528 | 0.00077506 | 673.4264 | 0.00014348 | 565.3426 | 0.00153 | 673.7528 | 0.00044537 | 673.4264 | 9.5087e-05 | 665.8835 | 0.00023579 | 673.4264 | 0.00034312 | 673.7528 | 0.00060336 | 666.0122 | 0.00041775 | 673.7528 | 0.00057638 | 673.7528 | 0.00060645 | 673.7528 | 0.00088993 | 666.0122 | 0.0036963 | 673.7528 | 0.00676 | 673.4264 | 0.31452 | 847.8393 | 0.00434 | 847.1945 | 0.80245 | 847.8393 | 0.08027 | 666.0122 | 0.10835
| 565.4593 | 0 | 673.9853 | 0.00016078 | 673.6592 | 9.4987e-05 | 565.4593 | 0 | 673.9853 | -0.00048105 | 673.6592 | -0.00084322 | 666.114 | -0.0001794 | 673.6592 | -0.00036862 | 673.9853 | 0 | 666.2393 | 0.0015115 | 673.9853 | 0 | 673.9853 | 0.00019604 | 673.9853 | 0 | 666.2393 | 0.0032719 | 673.9853 | 0.00565 | 673.6592 | 0.30227 | 848.0062 | 0.0041 | 847.3616 | 0.80708 | 848.0062 | 0.08068 | 666.2393 | 0.10741
| 565.5759 | 0.00158 | 674.2178 | 0.0013081 | 673.892 | 0.00020104 | 565.5759 | 0.00158 | 674.2178 | 0.00030749 | 673.892 | -0.00012624 | 666.3445 | 0.00017792 | 673.892 | 0.00040928 | 674.2178 | 0.00058108 | 666.4665 | 0.0013235 | 674.2178 | 0.00061255 | 674.2178 | 0.00066382 | 674.2178 | 0.00065601 | 666.4665 | 0.0049543 | 674.2178 | 0.00633 | 673.8921 | 0.28916 | 848.1731 | 0.00434 | 847.5288 | 0.81689 | 848.1731 | 0.08076 | 666.4665 | 0.10764
| 565.6925 | 0 | 674.4503 | 0.0005716 | 674.1249 | 1.0223e-06 | 565.6925 | 0 | 674.4503 | -0.00062523 | 674.1249 | -0.00078437 | 666.5751 | 5.4022e-05 | 674.1249 | -0.00050519 | 674.4503 | 0 | 666.6936 | -0.00021475 | 674.4503 | 0 | 674.4503 | 0 | 674.4503 | 0 | 666.6936 | 0.003124 | 674.4503 | 0.00533 | 674.1249 | 0.27803 | 848.3401 | 0.00619 | 847.6959 | 0.82128 | 848.3401 | 0.08099 | 666.6936 | 0.10591
| 565.8091 | 0.00066181 | 674.6828 | 0.0011617 | 674.3577 | 0.0002793 | 565.8091 | 0.00111 | 674.6828 | 0.0010005 | 674.3577 | 0.00042005 | 666.8056 | 0.00011992 | 674.3577 | 0.00036646 | 674.6828 | 0.00047263 | 666.9208 | 0.00069583 | 674.6828 | 0.00042001 | 674.6828 | 0.00060318 | 674.6828 | 0.00046208 | 666.9208 | 0.0037838 | 674.6828 | 0.0061 | 674.3577 | 0.26652 | 848.507 | 0.00496 | 847.8631 | 0.82801 | 848.507 | 0.08116 | 666.9208 | 0.10609
| 565.9258 | 0 | 674.9153 | 8.8118e-05 | 674.5906 | 0.0001823 | 565.9258 | 0 | 674.9153 | -0.00076499 | 674.5906 | -0.0003296 | 667.0361 | -0.0001178 | 674.5906 | -0.00046444 | 674.9153 | 0 | 667.1479 | -0.00028653 | 674.9153 | 0 | 674.9153 | 5.9518e-05 | 674.9153 | 0 | 667.1479 | 0.0039597 | 674.9153 | 0.00499 | 674.5906 | 0.25588 | 848.6739 | 0.00559 | 848.0302 | 0.83706 | 848.6739 | 0.0818 | 667.148 | 0.10512
| 566.0424 | 0.00124 | 675.1478 | 0.00078837 | 674.8234 | 9.2268e-05 | 566.0424 | 0.0007803 | 675.1478 | 0.00049749 | 674.8234 | 0.00049497 | 667.2667 | 0.00022676 | 674.8234 | 0.00038564 | 675.1478 | 0.00045809 | 667.3751 | 0.0005436 | 675.1478 | 0.00036106 | 675.1478 | 0.00050018 | 675.1478 | 0.00047407 | 667.3751 | 0.0038473 | 675.1478 | 0.00569 | 674.8234 | 0.24654 | 848.8408 | 0.00403 | 848.1974 | 0.84912 | 848.8408 | 0.08223 | 667.3751 | 0.10511
| 566.1591 | 0 | 675.3804 | 0.00084218 | 675.0563 | -4.1082e-05 | 566.1591 | 0 | 675.3804 | 3.8296e-05 | 675.0563 | -0.00018575 | 667.4972 | -3.1698e-06 | 675.0563 | -0.00048505 | 675.3804 | 0 | 667.6023 | -0.00027359 | 675.3804 | 0 | 675.3804 | 0 | 675.3804 | 0 | 667.6023 | 0.0014892 | 675.3804 | 0.00465 | 675.0563 | 0.23653 | 849.0078 | 0.00555 | 848.3646 | 0.8482 | 849.0078 | 0.08302 | 667.6023 | 0.10262
| 566.2757 | 0 | 675.6129 | 0.0011098 | 675.2892 | 4.2355e-05 | 566.2757 | 0.00224 | 675.6129 | 0.00035948 | 675.2892 | 0.00029772 | 667.7278 | 0.00018619 | 675.2892 | 0.00032754 | 675.6129 | 0.00052419 | 667.8295 | -0.00011879 | 675.6129 | 0.00049023 | 675.6129 | 0.00039645 | 675.6129 | 0.00044745 | 667.8295 | 0.0048768 | 675.6129 | 0.00535 | 675.2892 | 0.22786 | 849.1747 | 0.00339 | 848.5317 | 0.85928 | 849.1747 | 0.08355 | 667.8295 | 0.1034
| 566.3924 | 0 | 675.8455 | 5.4381e-05 | 675.522 | -0.00014759 | 566.3924 | 0 | 675.8455 | -0.00013566 | 675.522 | -0.00055239 | 667.9583 | -0.00022093 | 675.522 | -0.00045932 | 675.8455 | 0 | 668.0567 | -0.00027822 | 675.8455 | 0 | 675.8455 | 0 | 675.8455 | 0 | 668.0567 | 0.0034727 | 675.8455 | 0.00446 | 675.5221 | 0.21864 | 849.3416 | 0.00519 | 848.6989 | 0.85984 | 849.3416 | 0.0843 | 668.0567 | 0.10259
| 566.5091 | 0.00046416 | 676.0781 | 0.00028843 | 675.7549 | 1.2742e-05 | 566.5091 | 0.0018 | 676.0781 | -0.00028081 | 675.7549 | 0.0004914 | 668.1889 | 0.00023255 | 675.7549 | 0.00032715 | 676.078 | 0.00036446 | 668.2839 | 0.00077884 | 676.078 | 0.00030124 | 676.0781 | 0.0003522 | 676.078 | 0.00023249 | 668.2839 | 0.0031935 | 676.0781 | 0.00486 | 675.755 | 0.2112 | 849.5086 | 0.0057 | 848.8661 | 0.87136 | 849.5086 | 0.0846 | 668.2839 | 0.10126
| 566.6258 | 0 | 676.3106 | -0.00033739 | 675.9879 | -1.944e-05 | 566.6258 | 0 | 676.3106 | -0.00043483 | 675.9879 | -0.00034117 | 668.4195 | -0.00014959 | 675.9879 | -0.00048605 | 676.3106 | 0 | 668.5111 | -0.00046884 | 676.3106 | 0 | 676.3106 | 4.8363e-05 | 676.3106 | 0 | 668.5111 | 0.0018421 | 676.3106 | 0.00417 | 675.9879 | 0.20276 | 849.6755 | 0.00443 | 849.0333 | 0.8803 | 849.6755 | 0.08527 | 668.5111 | 0.10005
| 566.7424 | 0.00062587 | 676.5432 | 0.00019824 | 676.2208 | 0.00021275 | 566.7424 | 0.00024276 | 676.5432 | 0.00028955 | 676.2208 | 0.00038015 | 668.6501 | 0.00020434 | 676.2208 | 0.00031976 | 676.5432 | 0.00042232 | 668.7383 | 0.00067529 | 676.5432 | 0.00060258 | 676.5432 | 0.00053868 | 676.5432 | 0.00037251 | 668.7383 | 0.0029835 | 676.5432 | 0.00489 | 676.2208 | 0.19621 | 849.8425 | 0.00498 | 849.2004 | 0.88452 | 849.8425 | 0.08578 | 668.7383 | 0.10059
| 566.8591 | 0 | 676.7758 | 0.00025184 | 676.4537 | -3.1054e-06 | 566.8591 | 0 | 676.7758 | -0.00099774 | 676.4537 | -0.00065172 | 668.8807 | -0.00013979 | 676.4537 | -0.00047173 | 676.7758 | 0 | 668.9656 | -0.0001202 | 676.7758 | 0 | 676.7758 | 0 | 676.7758 | 0 | 668.9656 | 0.002149 | 676.7758 | 0.00369 | 676.4537 | 0.18791 | 850.0094 | 0.00338 | 849.3676 | 0.88854 | 850.0094 | 0.08644 | 668.9656 | 0.09921
| 566.9758 | 0.00147 | 677.0084 | 0.0007481 | 676.6866 | 2.3623e-05 | 566.9758 | 0.0016 | 677.0084 | 5.4723e-06 | 676.6866 | 0.00021428 | 669.1113 | 0.00011388 | 676.6866 | 0.00030785 | 677.0084 | 0.00033594 | 669.1929 | 0.000479 | 677.0084 | 0.00028525 | 677.0084 | 0.00044652 | 677.0084 | 0.00025236 | 669.1929 | 0.0047676 | 677.0084 | 0.00459 | 676.6866 | 0.18085 | 850.1764 | 0.00531 | 849.5348 | 0.90236 | 850.1764 | 0.08675 | 669.1929 | 0.09854
| 567.0925 | 0 | 677.2411 | 9.4424e-05 | 676.9196 | -0.0001046 | 567.0925 | 0 | 677.2411 | -0.00056342 | 676.9196 | -0.00092411 | 669.342 | -0.00010199 | 676.9196 | -0.00046141 | 677.2411 | 0 | 669.4201 | 0.00020192 | 677.2411 | 0 | 677.2411 | 0 | 677.2411 | 0 | 669.4201 | 0.002213 | 677.2411 | 0.00355 | 676.9196 | 0.17262 | 850.3433 | 0.00438 | 849.702 | 0.90352 | 850.3433 | 0.08714 | 669.4201 | 0.09795
| 567.2092 | 0 | 677.4737 | 0.0010572 | 677.1525 | 0.0001331 | 567.2092 | 0.00173 | 677.4737 | 0.00093357 | 677.1525 | 0.00024474 | 669.5726 | 0.00016454 | 677.1525 | 0.00035007 | 677.4737 | 0.00034482 | 669.6473 | 0.00091917 | 677.4737 | 0.0003848 | 677.4737 | 0.00053348 | 677.4737 | 0.00069652 | 669.6473 | 0.0020442 | 677.4737 | 0.00422 | 677.1526 | 0.1667 | 850.5103 | 0.0058 | 849.8692 | 0.91398 | 850.5103 | 0.08744 | 669.6473 | 0.09801
| 567.3259 | 0 | 677.7064 | 0.0011767 | 677.3855 | 9.6125e-05 | 567.3259 | 0 | 677.7064 | 0.0001334 | 677.3855 | -0.00070231 | 669.8032 | -7.4117e-05 | 677.3855 | -0.00034823 | 677.7063 | 0 | 669.8746 | -0.0005409 | 677.7063 | 0.00010655 | 677.7064 | 0 | 677.7063 | 0 | 669.8746 | 0.001498 | 677.7064 | 0.0034 | 677.3855 | 0.15923 | 850.6772 | 0.00436 | 850.0364 | 0.92067 | 850.6772 | 0.08814 | 669.8746 | 0.09771
| 567.4426 | 0.00085945 | 677.939 | 0.00068548 | 677.6185 | 9.7294e-05 | 567.4426 | 0.0012 | 677.939 | 0.00021939 | 677.6185 | 0.00013918 | 670.0339 | 7.9859e-05 | 677.6185 | 0.00038433 | 677.939 | 0.00046095 | 670.1019 | -0.00015251 | 677.939 | 0.0005734 | 677.939 | 0.00050527 | 677.939 | 0.00041073 | 670.1019 | 0.0027186 | 677.939 | 0.00422 | 677.6185 | 0.15491 | 850.8442 | 0.0058 | 850.2036 | 0.9269 | 850.8442 | 0.08837 | 670.1019 | 0.09816
| 567.5594 | 0 | 678.1716 | -0.00014666 | 677.8515 | 7.4185e-06 | 567.5594 | 0 | 678.1716 | -0.00049068 | 677.8515 | -0.00097435 | 670.2646 | -0.00011083 | 677.8515 | -0.00046465 | 678.1717 | 0 | 670.3292 | -1.0542e-05 | 678.1717 | 0 | 678.1716 | 0 | 678.1717 | 0 | 670.3292 | 0.0012299 | 678.1716 | 0.00301 | 677.8515 | 0.14779 | 851.0112 | 0.00297 | 850.3708 | 0.93585 | 851.0112 | 0.08869 | 670.3292 | 0.09822
| 567.6761 | 0.0016 | 678.4043 | 0.0014396 | 678.0845 | 0.00026708 | 567.6761 | 0.00189 | 678.4043 | 0.00041941 | 678.0845 | 0.00044217 | 670.4952 | 0.00027585 | 678.0845 | 0.00037063 | 678.4043 | 0.00069945 | 670.5565 | 0.00044554 | 678.4043 | 0.00081535 | 678.4043 | 0.00060953 | 678.4043 | 0.00042199 | 670.5565 | 0.0022944 | 678.4043 | 0.00384 | 678.0845 | 0.14375 | 851.1781 | 0.00524 | 850.538 | 0.93966 | 851.1781 | 0.08859 | 670.5565 | 0.09556
| 567.7928 | 0 | 678.637 | 2.8311e-05 | 678.3175 | -0.00010887 | 567.7928 | 0 | 678.637 | -0.00048066 | 678.3175 | -0.00010642 | 670.726 | -3.4659e-05 | 678.3175 | -0.00052393 | 678.637 | 0 | 670.7838 | -0.00068977 | 678.637 | 0 | 678.637 | 0 | 678.637 | 0 | 670.7838 | 0.0028577 | 678.637 | 0.00306 | 678.3175 | 0.13744 | 851.3451 | 0.00492 | 850.7052 | 0.94515 | 851.3451 | 0.08908 | 670.7838 | 0.09433
| 567.9096 | 0.00073368 | 678.8697 | 0.00099081 | 678.5505 | 0.00032916 | 567.9096 | 0.0018 | 678.8697 | 0.00027411 | 678.5505 | 8.9639e-06 | 670.9566 | 0.00017262 | 678.5505 | 0.00045201 | 678.8697 | 0.00016403 | 671.0112 | 0.00029776 | 678.8697 | 0.0006252 | 678.8697 | 0.00083289 | 678.8697 | 0.00058475 | 671.0112 | 0.003892 | 678.8697 | 0.00384 | 678.5505 | 0.13344 | 851.5121 | 0.0039 | 850.8725 | 0.95194 | 851.5121 | 0.08941 | 671.0112 | 0.09574
| 568.0263 | 0 | 679.1024 | 0.00077048 | 678.7835 | 3.1779e-05 | 568.0263 | 0 | 679.1024 | -0.00044036 | 678.7835 | -0.00055365 | 671.1873 | -9.2411e-05 | 678.7835 | -0.00045986 | 679.1024 | 0 | 671.2385 | 0.00054996 | 679.1024 | 0 | 679.1024 | 5.7346e-06 | 679.1024 | 0 | 671.2385 | 0.0027308 | 679.1024 | 0.00266 | 678.7835 | 0.12774 | 851.6791 | 0.00343 | 851.0397 | 0.95555 | 851.6791 | 0.09006 | 671.2385 | 0.09486
| 568.1431 | 0.00058994 | 679.3351 | 0.00063435 | 679.0166 | 0.00014388 | 568.1431 | 0.00132 | 679.3351 | 0.00042979 | 679.0166 | 0.000105 | 671.418 | 8.6087e-05 | 679.0166 | 0.00042528 | 679.3351 | 7.4652e-05 | 671.4658 | 0.00094077 | 679.3351 | 0.00039859 | 679.3351 | 0.00048695 | 679.3351 | 0.00038111 | 671.4658 | 0.0032905 | 679.3351 | 0.00354 | 679.0166 | 0.12333 | 851.8461 | 0.00244 | 851.2069 | 0.95888 | 851.8461 | 0.09052 | 671.4658 | 0.09358
| 568.2598 | 0 | 679.5679 | 0.00035868 | 679.2496 | -5.2198e-05 | 568.2598 | 0 | 679.5679 | -0.00031169 | 679.2496 | -0.00046774 | 671.6487 | -0.00014797 | 679.2496 | -0.00050239 | 679.5679 | 0 | 671.6932 | -0.00022965 | 679.5679 | 0 | 679.5679 | 0 | 679.5679 | 0 | 671.6932 | 0.0013473 | 679.5679 | 0.00256 | 679.2496 | 0.11801 | 852.013 | 0.00439 | 851.3741 | 0.96213 | 852.013 | 0.09112 | 671.6932 | 0.09358
| 568.3766 | 0.00111 | 679.8006 | 0.00096826 | 679.4827 | 9.4888e-05 | 568.3766 | 0.0013 | 679.8006 | 0.0004515 | 679.4827 | 0.00035113 | 671.8795 | 0.00016688 | 679.4827 | 0.00033506 | 679.8006 | 0.0004229 | 671.9205 | 0.00015738 | 679.8006 | 0.00065935 | 679.8006 | 0.00056253 | 679.8006 | 0.00048107 | 671.9205 | 0.0031331 | 679.8006 | 0.00328 | 679.4827 | 0.11474 | 852.18 | 0.00447 | 851.5414 | 0.96914 | 852.18 | 0.09132 | 671.9205 | 0.09299
| 568.4934 | 0 | 680.0333 | 8.0664e-05 | 679.7158 | 9.2996e-05 | 568.4934 | 0 | 680.0333 | -0.00079392 | 679.7158 | -0.00053487 | 672.1102 | -8.5145e-05 | 679.7158 | -0.00039953 | 680.0333 | 0 | 672.1479 | -0.0011654 | 680.0333 | 0 | 680.0333 | 0 | 680.0333 | 0 | 672.1479 | 0.0014008 | 680.0333 | 0.00253 | 679.7158 | 0.10956 | 852.347 | 0.00415 | 851.7086 | 0.96827 | 852.347 | 0.09141 | 672.1479 | 0.09279
| 568.6101 | 0 | 680.2661 | 0.0010601 | 679.9488 | 0.00019941 | 568.6101 | 0.00186 | 680.2661 | 6.3079e-05 | 679.9488 | 0.00059726 | 672.341 | 0.00029221 | 679.9488 | 0.00033733 | 680.2661 | 0.00035949 | 672.3752 | 0.0017004 | 680.2661 | 0.00060904 | 680.2661 | 0.00057641 | 680.2661 | 0.00049141 | 672.3752 | 0.0041665 | 680.2661 | 0.00302 | 679.9488 | 0.10649 | 852.514 | 0.0045 | 851.8759 | 0.98164 | 852.514 | 0.09129 | 672.3752 | 0.09293
| 568.7269 | 0 | 680.4988 | -0.00044636 | 680.1819 | -4.0589e-05 | 568.7269 | 0 | 680.4988 | -7.3987e-05 | 680.1819 | -0.00054354 | 672.5718 | -0.00019863 | 680.1819 | -0.00046032 | 680.4989 | 0 | 672.6027 | 0.00095878 | 680.4989 | 0 | 680.4988 | 0 | 680.4989 | 0 | 672.6027 | 0.0018018 | 680.4988 | 0.00222 | 680.1819 | 0.10147 | 852.681 | 0.00381 | 852.0431 | 0.97629 | 852.681 | 0.09165 | 672.6027 | 0.09121
| 568.8437 | 0.00113 | 680.7316 | 0.0011133 | 680.415 | 0.00014743 | 568.8437 | 0.00128 | 680.7316 | 0.00063262 | 680.415 | 0.00010526 | 672.8026 | 0.00011413 | 680.415 | 0.00035334 | 680.7316 | 5.5312e-05 | 672.83 | 0.00071735 | 680.7316 | 0.00052789 | 680.7316 | 0.00060847 | 680.7316 | 0.00044994 | 672.83 | 0.0020992 | 680.7316 | 0.00295 | 680.415 | 0.0991 | 852.848 | 0.00515 | 852.2104 | 0.98368 | 852.848 | 0.09189 | 672.83 | 0.09028
| 568.9605 | 0 | 680.9644 | 0.00031134 | 680.6481 | 3.5023e-05 | 568.9605 | 0 | 680.9644 | -0.00067667 | 680.6481 | -0.00062934 | 673.0333 | -0.00012317 | 680.6481 | -0.00047648 | 680.9644 | 0 | 673.0574 | -0.00067426 | 680.9644 | 0 | 680.9644 | 0 | 680.9644 | 0 | 673.0574 | 0.0011952 | 680.9644 | 0.00214 | 680.6481 | 0.0936 | 853.015 | 0.00411 | 852.3776 | 0.98855 | 853.015 | 0.09262 | 673.0574 | 0.0898
| 569.0773 | 0.00058994 | 681.1972 | 0.00031684 | 680.8813 | 5.1289e-05 | 569.0773 | 0.00098839 | 681.1972 | 0.00055547 | 680.8813 | 0.00010204 | 673.2641 | 0.00014403 | 680.8813 | 0.000464 | 681.1972 | 0.00074471 | 673.2849 | 0.00017874 | 681.1972 | 0.0006906 | 681.1972 | 0.00053885 | 681.1972 | 0.00021867 | 673.2849 | 0.0026942 | 681.1972 | 0.0029 | 680.8813 | 0.0917 | 853.182 | 0.00338 | 852.5449 | 0.9891 | 853.182 | 0.09297 | 673.2849 | 0.08944
| 569.1941 | 0 | 681.4301 | -5.6543e-05 | 681.1144 | -0.00010397 | 569.1941 | 0 | 681.4301 | 9.0999e-05 | 681.1144 | -0.00081496 | 673.4949 | -9.7219e-05 | 681.1144 | -0.00047379 | 681.43 | 0 | 673.5123 | -5.401e-05 | 681.43 | 0 | 681.4301 | 0 | 681.43 | 0 | 673.5123 | 0.00056001 | 681.4301 | 0.00202 | 681.1144 | 0.08797 | 853.349 | 0.00431 | 852.7121 | 0.99259 | 853.349 | 0.09388 | 673.5123 | 0.08918
| 569.3109 | 0.00129 | 681.6628 | 0.0015751 | 681.3475 | 0.0001824 | 569.3109 | 0.0014 | 681.6628 | 0.00084653 | 681.3475 | 0.00016385 | 673.7257 | 0.00016319 | 681.3475 | 0.00031882 | 681.6628 | 0.00063993 | 673.7397 | -1.6977e-05 | 681.6628 | 0.00045787 | 681.6628 | 0.00043311 | 681.6628 | 0.00067353 | 673.7397 | 0.0017495 | 681.6628 | 0.00256 | 681.3475 | 0.08551 | 853.516 | 0.0042 | 852.8794 | 0.9943 | 853.516 | 0.09462 | 673.7397 | 0.09006
| 569.4277 | 0 | 681.8957 | -9.4929e-05 | 681.5807 | 4.42e-05 | 569.4277 | 0 | 681.8957 | -0.00039651 | 681.5807 | -0.00048559 | 673.9565 | 2.6969e-05 | 681.5807 | -0.00052136 | 681.8957 | 0 | 673.9672 | -0.0010819 | 681.8957 | 0 | 681.8957 | 0 | 681.8957 | 0 | 673.9672 | -0.00031856 | 681.8957 | 0.00196 | 681.5807 | 0.08086 | 853.6831 | 0.00413 | 853.0467 | 0.98749 | 853.6831 | 0.09569 | 673.9672 | 0.088
| 569.5446 | 0.0016 | 682.1285 | 0.00050582 | 681.8138 | 0.000143 | 569.5446 | 0.00127 | 682.1285 | 0.00042441 | 681.8138 | 0.00027809 | 674.1874 | 0.00010041 | 681.8138 | 0.00039879 | 682.1285 | 0.00076485 | 674.1946 | 0.00024694 | 682.1285 | 0.00013474 | 682.1285 | 0.00031054 | 682.1285 | 0.00014886 | 674.1946 | 0.0015524 | 682.1285 | 0.00267 | 681.8138 | 0.07907 | 853.8501 | 0.00517 | 853.2139 | 1 | 853.8501 | 0.09605 | 674.1946 | 0.0871
| 569.6614 | 0.00010798 | 682.3614 | 0.00056453 | 682.047 | 7.9711e-05 | 569.6614 | 0 | 682.3614 | -0.00041706 | 682.047 | -0.00039308 | 674.4182 | -0.00020299 | 682.047 | -0.00055211 | 682.3614 | 0 | 674.4221 | -2.756e-05 | 682.3614 | 0 | 682.3614 | 5.4693e-05 | 682.3614 | 0 | 674.4221 | 0.0023016 | 682.3614 | 0.00183 | 682.047 | 0.07543 | 854.0171 | 0.00538 | 853.3812 | 0.98749 | 854.0171 | 0.09655 | 674.4221 | 0.08658
| 569.7782 | 0.00019465 | 682.5942 | 0.0010516 | 682.2802 | 0.00021946 | 569.7782 | 0.00123 | 682.5942 | -8.4677e-06 | 682.2802 | 0.00026939 | 674.649 | 0.00020032 | 682.2802 | 0.00046593 | 682.5942 | 0.00049743 | 674.6495 | -0.00054308 | 682.5942 | 0.0006211 | 682.5942 | 0.0005962 | 682.5942 | 0.00037932 | 674.6495 | 0.0033781 | 682.5942 | 0.00263 | 682.2802 | 0.07429 | 854.1841 | 0.00478 | 853.5485 | 0.99604 | 854.1841 | 0.09673 | 674.6495 | 0.08752
| 569.8951 | 0 | 682.8271 | 0.00041559 | 682.5134 | -7.7805e-05 | 569.8951 | 0 | 682.8271 | -0.00048721 | 682.5134 | -0.00093513 | 674.8799 | -0.00014652 | 682.5134 | -0.00036425 | 682.8271 | 0 | 674.877 | -0.001256 | 682.8271 | 0 | 682.8271 | 0 | 682.8271 | 0 | 674.877 | 0.0019025 | 682.8271 | 0.00188 | 682.5134 | 0.07019 | 854.3511 | 0.00394 | 853.7158 | 0.99737 | 854.3511 | 0.09747 | 674.8769 | 0.0862
| 570.0119 | 0.00127 | 683.06 | 0.0013454 | 682.7466 | 4.4906e-05 | 570.0119 | 0.00010404 | 683.06 | -4.9708e-05 | 682.7466 | 0.00036147 | 675.1108 | 0.00017605 | 682.7466 | 0.0002817 | 683.06 | 0.00015908 | 675.1045 | 0.00027828 | 683.06 | 0.00040725 | 683.06 | 0.00027158 | 683.06 | 0.00033226 | 675.1045 | 0.0037054 | 683.06 | 0.0024 | 682.7466 | 0.06781 | 854.5182 | 0.00503 | 853.8831 | 0.99932 | 854.5182 | 0.09815 | 675.1045 | 0.08632
| 570.1288 | 0 | 683.2928 | -2.0839e-05 | 682.9798 | -5.8877e-05 | 570.1288 | 0 | 683.2928 | -0.00011082 | 682.9798 | -0.00062779 | 675.3416 | -3.7797e-05 | 682.9798 | -0.00048381 | 683.2929 | 0 | 675.332 | 0.00037994 | 683.2929 | 0 | 683.2928 | 0 | 683.2929 | 0 | 675.332 | 0.0012612 | 683.2929 | 0.00157 | 682.9798 | 0.06525 | 854.6852 | 0.00383 | 854.0503 | 0.99373 | 854.6852 | 0.09936 | 675.332 | 0.08561
| 570.2456 | 0.00019465 | 683.5258 | 0.0014131 | 683.213 | 2.7923e-05 | 570.2456 | 0.00097105 | 683.5258 | 0.00015005 | 683.213 | 0.00010375 | 675.5725 | 0.00019754 | 683.213 | 0.00035907 | 683.5258 | 0.0004134 | 675.5594 | -0.00017952 | 683.5258 | 0.00047998 | 683.5258 | 0.00048214 | 683.5258 | 0.00020846 | 675.5594 | 0.0045272 | 683.5258 | 0.00231 | 683.213 | 0.06438 | 854.8523 | 0.00607 | 854.2176 | 0.99946 | 854.8523 | 0.10012 | 675.5594 | 0.08525
| 570.3625 | 0 | 683.7587 | 0.00033915 | 683.4462 | -0.0002136 | 570.3625 | 0 | 683.7587 | -0.00046008 | 683.4462 | -0.00061689 | 675.8034 | 9.3981e-06 | 683.4462 | -0.00059381 | 683.7587 | 0 | 675.787 | 0.00058816 | 683.7587 | 0 | 683.7587 | 0 | 683.7587 | 0 | 675.787 | 0.00055013 | 683.7587 | 0.00139 | 683.4462 | 0.06087 | 855.0193 | 0.00371 | 854.3849 | 0.99519 | 855.0193 | 0.1009 | 675.787 | 0.08476
| 570.4794 | 0.00084148 | 683.9916 | 0.00056002 | 683.6795 | 0.00011786 | 570.4794 | 0.00243 | 683.9916 | 0.00070891 | 683.6795 | 0.0003131 | 676.0343 | 0.00025613 | 683.6795 | 0.00038637 | 683.9916 | 0.00051307 | 676.0145 | 0.00036023 | 683.9916 | 0.000198 | 683.9916 | 0.00041648 | 683.9916 | 0.00053128 | 676.0145 | 0.0028549 | 683.9916 | 0.00217 | 683.6795 | 0.05985 | 855.1863 | 0.00489 | 854.5522 | 0.9904 | 855.1863 | 0.10113 | 676.0145 | 0.084
| 570.5962 | 0 | 684.2245 | 0.00069476 | 683.9127 | -0.00011509 | 570.5962 | 0 | 684.2245 | -0.00028289 | 683.9127 | -0.0006111 | 676.2653 | -0.00017303 | 683.9127 | -0.0005229 | 684.2245 | 0 | 676.242 | -0.00059365 | 684.2245 | 0 | 684.2245 | 0 | 684.2245 | 0 | 676.242 | 0.0018792 | 684.2246 | 0.00154 | 683.9127 | 0.05694 | 855.3534 | 0.00388 | 854.7195 | 0.98943 | 855.3534 | 0.1016 | 676.242 | 0.08099
| 570.7131 | 0.00080555 | 684.4575 | 0.0010715 | 684.146 | -0.00014149 | 570.7131 | 0.00076297 | 684.4575 | 0.00019583 | 684.146 | 0.00024735 | 676.4962 | 8.9606e-05 | 684.146 | 0.00040116 | 684.4575 | 0.00015365 | 676.4695 | 0.0014667 | 684.4575 | 0.00021035 | 684.4575 | 0.0004117 | 684.4575 | 0.00034701 | 676.4695 | 0.0032625 | 684.4575 | 0.00218 | 684.146 | 0.05509 | 855.5204 | 0.00506 | 854.8868 | 0.99016 | 855.5204 | 0.10169 | 676.4695 | 0.08258
| 570.83 | 0 | 684.6904 | 0.00041733 | 684.3793 | -1.7568e-05 | 570.83 | 0 | 684.6904 | -0.0007975 | 684.3793 | -0.00083044 | 676.7271 | -3.7405e-05 | 684.3793 | -0.00042474 | 684.6904 | 0 | 676.6971 | -0.0004922 | 684.6904 | 0 | 684.6904 | 3.9411e-05 | 684.6904 | 0 | 676.6971 | 7.8334e-05 | 684.6904 | 0.00123 | 684.3793 | 0.05213 | 855.6875 | 0.00348 | 855.0541 | 0.98371 | 855.6875 | 0.10187 | 676.6971 | 0.08222
| 570.9469 | 0.00206 | 684.9234 | 0.00051832 | 684.6125 | 1.8018e-05 | 570.9469 | 0.00101 | 684.9234 | 0.00065627 | 684.6125 | 0.00024002 | 676.958 | 0.00018514 | 684.6125 | 0.00039636 | 684.9234 | 0.0003121 | 676.9246 | 0.0010263 | 684.9234 | 0.00066235 | 684.9234 | 0.00053007 | 684.9234 | 0.00065795 | 676.9246 | 0.0020701 | 684.9234 | 0.0021 | 684.6125 | 0.05078 | 855.8545 | 0.00513 | 855.2215 | 0.98182 | 855.8545 | 0.10188 | 676.9246 | 0.08133
| 571.0638 | 0 | 685.1564 | 0.00032972 | 684.8458 | -0.00019799 | 571.0638 | 0 | 685.1564 | -0.00070965 | 684.8458 | -0.00072147 | 677.189 | 1.0394e-06 | 684.8458 | -0.00046454 | 685.1564 | 0 | 677.1522 | 0.00026186 | 685.1564 | 0 | 685.1564 | 0 | 685.1564 | 0 | 677.1522 | 0.0020331 | 685.1564 | 0.00119 | 684.8458 | 0.04839 | 856.0216 | 0.00366 | 855.3888 | 0.97403 | 856.0216 | 0.10237 | 677.1522 | 0.08068
| 571.1807 | 0.00156 | 685.3893 | 0.0008058 | 685.0791 | 0.0001611 | 571.1807 | 0.00111 | 685.3893 | 0.00045181 | 685.0791 | 0.00016016 | 677.4199 | 0.00014579 | 685.0791 | 0.00047686 | 685.3893 | 0.00031745 | 677.3798 | 0.0011059 | 685.3893 | 0.00091915 | 685.3893 | 0.00052297 | 685.3893 | 0.00048112 | 677.3798 | 0.0023221 | 685.3893 | 0.00187 | 685.0791 | 0.04795 | 856.1887 | 0.00545 | 855.5561 | 0.97484 | 856.1887 | 0.10287 | 677.3798 | 0.07938
| 571.2976 | 0 | 685.6223 | 3.079e-05 | 685.3124 | 5.2747e-05 | 571.2976 | 0 | 685.6223 | -6.0175e-05 | 685.3124 | -0.00083825 | 677.6509 | -0.0003299 | 685.3124 | -0.00051289 | 685.6223 | 0 | 677.6074 | 0.00046721 | 685.6223 | 0 | 685.6223 | 0 | 685.6223 | 0 | 677.6074 | 0.00074096 | 685.6223 | 0.00101 | 685.3124 | 0.04486 | 856.3557 | 0.00388 | 855.7234 | 0.97075 | 856.3557 | 0.10364 | 677.6074 | 0.07988
| 571.4145 | 0.00046416 | 685.8553 | 0.00065074 | 685.5458 | 6.6106e-05 | 571.4145 | 0.00158 | 685.8553 | -0.00023842 | 685.5458 | 0.00051875 | 677.8819 | 0.00015236 | 685.5458 | 0.00040028 | 685.8553 | 0.00052876 | 677.835 | 0.00072245 | 685.8553 | 0.00037881 | 685.8553 | 0.0005309 | 685.8553 | 0.00058132 | 677.835 | 0.0020982 | 685.8554 | 0.00204 | 685.5458 | 0.04414 | 856.5228 | 0.00513 | 855.8908 | 0.97376 | 856.5228 | 0.10398 | 677.835 | 0.07987
| 571.5315 | 0 | 686.0883 | 0.00068208 | 685.7791 | -4.8432e-05 | 571.5315 | 0 | 686.0883 | -0.0012936 | 685.7791 | -0.0011717 | 678.1129 | -0.00023261 | 685.7791 | -0.00051598 | 686.0883 | 0 | 678.0626 | -0.00014041 | 686.0883 | 0 | 686.0883 | 0 | 686.0883 | 0 | 678.0626 | 0.0023316 | 686.0883 | 0.00115 | 685.7791 | 0.04227 | 856.6898 | 0.00473 | 856.0581 | 0.96157 | 856.6898 | 0.10454 | 678.0626 | 0.07891
| 571.6484 | 0.00158 | 686.3214 | -0.00014851 | 686.0124 | 0.00012464 | 571.6484 | 0.0014 | 686.3214 | 9.4756e-05 | 686.0124 | 0.0001995 | 678.3439 | 0.00011099 | 686.0124 | 0.00038683 | 686.3214 | 0.00052508 | 678.2902 | 0.00038081 | 686.3214 | 0.00074539 | 686.3214 | 0.000422 | 686.3214 | 0.00048211 | 678.2902 | 0.0024625 | 686.3214 | 0.00189 | 686.0124 | 0.04188 | 856.8569 | 0.00475 | 856.2254 | 0.95188 | 856.8569 | 0.10491 | 678.2902 | 0.08075
| 571.7654 | 0 | 686.5544 | 0.0003661 | 686.2458 | 1.2327e-05 | 571.7654 | 0 | 686.5544 | -0.00035689 | 686.2458 | -0.0010518 | 678.5749 | -0.00018535 | 686.2458 | -0.00052264 | 686.5544 | 0 | 678.5178 | 0.00076446 | 686.5544 | 0 | 686.5544 | 0 | 686.5544 | 0 | 678.5178 | 1.818e-05 | 686.5544 | 0.00089203 | 686.2458 | 0.0396 | 857.024 | 0.00482 | 856.3927 | 0.94765 | 857.024 | 0.10567 | 678.5178 | 0.07911
| 571.8823 | 0 | 686.7874 | 0.001014 | 686.4791 | 0.00015984 | 571.8823 | 0.0018 | 686.7874 | 9.2996e-05 | 686.4791 | -5.925e-05 | 678.8059 | 0.00013892 | 686.4791 | 0.0003461 | 686.7874 | 0.00055304 | 678.7454 | 0.00019108 | 686.7874 | 0.00059564 | 686.7874 | 0.00060661 | 686.7874 | 0.00056925 | 678.7454 | 0.0011556 | 686.7874 | 0.00177 | 686.4791 | 0.03919 | 857.1911 | 0.00571 | 856.5601 | 0.94398 | 857.1911 | 0.10608 | 678.7454 | 0.07829
| 571.9992 | 0 | 687.0205 | 0.00038342 | 686.7125 | -2.3762e-05 | 571.9992 | 0 | 687.0205 | -0.0010425 | 686.7125 | -0.000549 | 679.0369 | -0.00015661 | 686.7125 | -0.00064812 | 687.0205 | 0 | 678.973 | -6.374e-05 | 687.0205 | 0 | 687.0205 | 0 | 687.0205 | 0 | 678.973 | 0.0011192 | 687.0205 | 0.00105 | 686.7125 | 0.03699 | 857.3582 | 0.00563 | 856.7274 | 0.93235 | 857.3582 | 0.10675 | 678.973 | 0.07705
| 572.1162 | 0.00069774 | 687.2535 | 0.00026734 | 686.9459 | 0.0004588 | 572.1162 | 0.0007803 | 687.2535 | 0.00069121 | 686.9459 | 0.00034932 | 679.268 | 0.00020866 | 686.9459 | 0.0004221 | 687.2536 | 0.00055312 | 679.2007 | 0.0016148 | 687.2536 | 0.00087934 | 687.2535 | 0.00076649 | 687.2536 | 0.00066471 | 679.2007 | 0.003484 | 687.2535 | 0.00189 | 686.9459 | 0.03718 | 857.5252 | 0.00577 | 856.8948 | 0.9317 | 857.5252 | 0.10706 | 679.2007 | 0.07708
| 572.2332 | 0 | 687.4866 | 0.0010864 | 687.1793 | -3.771e-05 | 572.2332 | 0 | 687.4866 | -5.2373e-05 | 687.1793 | -0.00032058 | 679.499 | -0.00016353 | 687.1793 | -0.00054971 | 687.4866 | 0 | 679.4283 | -0.00080922 | 687.4866 | 0 | 687.4866 | 0 | 687.4866 | 0 | 679.4283 | -0.00070394 | 687.4866 | 0.00097041 | 687.1793 | 0.03478 | 857.6923 | 0.0039 | 857.0621 | 0.92715 | 857.6923 | 0.10775 | 679.4283 | 0.07636
| 572.3501 | 0 | 687.7197 | 0.0013921 | 687.4127 | 0.00014303 | 572.3501 | 0.00208 | 687.7197 | -0.00019691 | 687.4127 | 0.00023429 | 679.7301 | 0.0002295 | 687.4127 | 0.00045047 | 687.7197 | 0.00081979 | 679.656 | 0.00073609 | 687.7197 | 0.00065331 | 687.7197 | 0.00042145 | 687.7197 | 0.00018712 | 679.656 | 0.0033425 | 687.7197 | 0.00181 | 687.4127 | 0.03427 | 857.8594 | 0.00466 | 857.2295 | 0.91324 | 857.8594 | 0.10808 | 679.656 | 0.07476
| 572.4671 | 0 | 687.9528 | 0.00042297 | 687.6461 | -0.00018334 | 572.4671 | 0 | 687.9528 | -0.00010531 | 687.6461 | -0.00053232 | 679.9611 | -0.00016688 | 687.6461 | -0.00062207 | 687.9528 | 0 | 679.8837 | -0.00069968 | 687.9528 | 0 | 687.9528 | 0 | 687.9528 | 0 | 679.8837 | 0.00080234 | 687.9528 | 0.00087419 | 687.6461 | 0.03288 | 858.0265 | 0.00397 | 857.3969 | 0.90116 | 858.0265 | 0.10904 | 679.8837 | 0.07503
| 572.5841 | 0.00046416 | 688.1859 | 0.0011137 | 687.8795 | 0.000126 | 572.5841 | 0.00192 | 688.1859 | 0.00028284 | 687.8795 | -0.00042792 | 680.1922 | 0.00016797 | 687.8795 | 0.00034593 | 688.1859 | 0.00083186 | 680.1113 | 0.00052096 | 688.1859 | 0.00062868 | 688.1859 | 0.00046684 | 688.1859 | 0.00050768 | 680.1113 | 0.0027111 | 688.1859 | 0.00176 | 687.8795 | 0.03254 | 858.1936 | 0.00475 | 857.5642 | 0.9024 | 858.1936 | 0.10972 | 680.1113 | 0.07622
| 572.7011 | 0 | 688.419 | 0.00014866 | 688.1129 | 4.0881e-05 | 572.7011 | 0 | 688.419 | -0.00034767 | 688.1129 | -0.00084883 | 680.4233 | -0.00020171 | 688.1129 | -0.00058784 | 688.419 | 0 | 680.3391 | -0.00057168 | 688.419 | 0 | 688.419 | 0 | 688.419 | 0 | 680.3391 | -0.00026439 | 688.419 | 0.00077664 | 688.1129 | 0.03046 | 858.3607 | 0.0039 | 857.7316 | 0.88704 | 858.3607 | 0.1106 | 680.3391 | 0.07492
| 572.8181 | 0 | 688.6522 | 0.00035928 | 688.3464 | 0.00016853 | 572.8181 | 0.00139 | 688.6522 | -9.353e-05 | 688.3464 | 0.00016532 | 680.6544 | 0.00012305 | 688.3464 | 0.00041762 | 688.6522 | 0.00037994 | 680.5667 | -0.00082088 | 688.6522 | 0.00094773 | 688.6522 | 0.00062125 | 688.6522 | 0.00032775 | 680.5667 | 0.0027542 | 688.6522 | 0.00146 | 688.3464 | 0.03062 | 858.5278 | 0.00455 | 857.899 | 0.87472 | 858.5278 | 0.11081 | 680.5667 | 0.07361
| 572.9351 | 0 | 688.8853 | -0.00037571 | 688.5798 | -3.6083e-06 | 572.9351 | 0 | 688.8853 | -0.00084889 | 688.5798 | -0.00059543 | 680.8855 | -0.00029344 | 688.5798 | -0.00062632 | 688.8853 | 0 | 680.7944 | -0.00032143 | 688.8853 | 0 | 688.8853 | 0 | 688.8853 | 0 | 680.7944 | 0.00087099 | 688.8853 | 0.00088992 | 688.5798 | 0.02841 | 858.6949 | 0.00308 | 858.0663 | 0.86726 | 858.6949 | 0.11141 | 680.7944 | 0.07294
| 573.0521 | 0.00026652 | 689.1185 | 0.0014635 | 688.8133 | 0.00013815 | 573.0521 | 0.00088435 | 689.1185 | 2.3224e-05 | 688.8133 | 0.00035605 | 681.1166 | 0.00012374 | 688.8133 | 0.00047614 | 689.1184 | 0.0004258 | 681.0222 | 0.00090935 | 689.1184 | 0.00052301 | 689.1185 | 0.00031258 | 689.1184 | 0.00031191 | 681.0222 | 0.0013047 | 689.1185 | 0.00151 | 688.8133 | 0.02893 | 858.862 | 0.00209 | 858.2337 | 0.8528 | 858.862 | 0.11194 | 681.0222 | 0.07291
| 573.1691 | 0 | 689.3516 | -1.4348e-05 | 689.0468 | -0.00020611 | 573.1691 | 0 | 689.3516 | -4.5918e-05 | 689.0468 | -0.00052602 | 681.3477 | -8.4187e-05 | 689.0468 | -0.00058096 | 689.3516 | 0 | 681.2499 | 7.5278e-05 | 689.3516 | 0 | 689.3516 | 0 | 689.3516 | 0 | 681.2499 | 0.00052283 | 689.3516 | 0.00067437 | 689.0467 | 0.02703 | 859.0291 | 0.00294 | 858.4011 | 0.84916 | 859.0291 | 0.11287 | 681.2499 | 0.07192
| 573.2861 | 0.00151 | 689.5848 | 0.0010826 | 689.2802 | -3.4799e-05 | 573.2861 | 0.00123 | 689.5848 | 0.00094665 | 689.2802 | 0.00012909 | 681.5789 | 0.00024409 | 689.2802 | 0.00042035 | 689.5848 | 0.00019232 | 681.4776 | 0.00091171 | 689.5848 | 0.00027489 | 689.5848 | 0.00055364 | 689.5848 | 0.00048431 | 681.4776 | 0.00093765 | 689.5848 | 0.00136 | 689.2802 | 0.02727 | 859.1962 | 0.00478 | 858.5685 | 0.83794 | 859.1962 | 0.11339 | 681.4776 | 0.07133
| 573.4031 | 0 | 689.8179 | -0.00012592 | 689.5137 | 0.00010228 | 573.4031 | 0 | 689.8179 | -0.00018132 | 689.5137 | -0.00063279 | 681.81 | -0.00012647 | 689.5137 | -0.00044148 | 689.8179 | 0 | 681.7053 | 8.8453e-07 | 689.8179 | 0 | 689.8179 | 0 | 689.8179 | 0 | 681.7053 | 0.00055033 | 689.8179 | 0.0007185 | 689.5137 | 0.02539 | 859.3633 | 0.00381 | 858.7359 | 0.81722 | 859.3633 | 0.11404 | 681.7053 | 0.07109
| 573.5202 | 0.00113 | 690.0511 | 0.00072438 | 689.7472 | -1.5703e-07 | 573.5202 | 0.00081498 | 690.0511 | 6.7896e-05 | 689.7472 | -4.8609e-05 | 682.0411 | 0.00021357 | 689.7472 | 0.00042426 | 690.0511 | 0.00023379 | 681.9331 | 0.00026049 | 690.0511 | 0.0004636 | 690.0511 | 0.00050022 | 690.0511 | 0.00023859 | 681.9331 | 0.0016289 | 690.0512 | 0.00146 | 689.7472 | 0.02553 | 859.5305 | 0.00366 | 858.9033 | 0.82021 | 859.5305 | 0.11449 | 681.9331 | 0.07109
| 573.6372 | 0 | 690.2843 | 0.00020099 | 689.9807 | -0.00010253 | 573.6372 | 0 | 690.2843 | -0.00081488 | 689.9807 | -0.001347 | 682.2723 | -9.3921e-05 | 689.9807 | -0.0005163 | 690.2843 | 0 | 682.1608 | 0.00020823 | 690.2843 | 0 | 690.2843 | 0 | 690.2843 | 0 | 682.1608 | 0.00047542 | 690.2843 | 0.00054015 | 689.9807 | 0.02403 | 859.6976 | 0.00323 | 859.0707 | 0.79742 | 859.6976 | 0.11537 | 682.1608 | 0.07219
| 573.7542 | 0.00134 | 690.5175 | 0.00057623 | 690.2142 | 6.2525e-06 | 573.7542 | 0.00153 | 690.5175 | 9.9281e-05 | 690.2142 | 4.1899e-06 | 682.5035 | 0.00023224 | 690.2142 | 0.00034342 | 690.5175 | 0.00054804 | 682.3886 | 0.00026002 | 690.5175 | 0.00046119 | 690.5175 | 0.00052891 | 690.5175 | 0.00042161 | 682.3886 | 0.0031317 | 690.5175 | 0.0015 | 690.2142 | 0.02454 | 859.8647 | 0.00622 | 859.2381 | 0.78829 | 859.8647 | 0.11589 | 682.3886 | 0.07069
| 573.8713 | 0 | 690.7507 | 0.00072899 | 690.4478 | -9.4725e-05 | 573.8713 | 0 | 690.7507 | -0.00081435 | 690.4478 | -0.00091038 | 682.7347 | -1.8624e-05 | 690.4478 | -0.00060304 | 690.7507 | 0 | 682.6164 | -3.1803e-06 | 690.7507 | 0 | 690.7507 | 0 | 690.7507 | 0 | 682.6164 | -1.9709e-05 | 690.7507 | 0.00063507 | 690.4478 | 0.02251 | 860.0318 | 0.0042 | 859.4055 | 0.77262 | 860.0318 | 0.11655 | 682.6164 | 0.06972
| 573.9883 | 0.00024855 | 690.9839 | 0.00049535 | 690.6813 | 0.0001244 | 573.9883 | 0.00142 | 690.9839 | 0.00053684 | 690.6813 | 0.00028551 | 682.9659 | 2.6712e-05 | 690.6813 | 0.00031304 | 690.984 | 0.00060199 | 682.8442 | 0.00084412 | 690.984 | 0.00020718 | 690.9839 | 0.00037859 | 690.984 | 0.00044597 | 682.8442 | 0.0012943 | 690.984 | 0.00137 | 690.6813 | 0.02301 | 860.199 | 0.00538 | 859.5729 | 0.76811 | 860.199 | 0.11674 | 682.8442 | 0.06894
| 574.1054 | 0 | 691.2172 | -0.00034075 | 690.9149 | 6.5431e-05 | 574.1054 | 0 | 691.2172 | 6.622e-05 | 690.9149 | -0.00095074 | 683.1971 | -9.0729e-05 | 690.9149 | -0.00051677 | 691.2172 | 0 | 683.072 | 0.00024094 | 691.2172 | 0 | 691.2172 | 0 | 691.2172 | 0 | 683.072 | -0.0006679 | 691.2172 | 0.00060992 | 690.9149 | 0.02123 | 860.3661 | 0.00345 | 859.7403 | 0.74248 | 860.3661 | 0.11767 | 683.072 | 0.06721
| 574.2225 | 0.00032042 | 691.4504 | 0.00094033 | 691.1484 | -9.1829e-06 | 574.2225 | 0.00116 | 691.4504 | -6.6532e-05 | 691.1484 | -0.00014466 | 683.4283 | 0.00025284 | 691.1484 | 0.00047738 | 691.4505 | 0.00070338 | 683.2998 | 0.0009402 | 691.4505 | 0.00067031 | 691.4504 | 0.00030659 | 691.4505 | 3.4676e-05 | 683.2998 | 0.0024706 | 691.4504 | 0.00151 | 691.1484 | 0.02142 | 860.5332 | 0.00248 | 859.9077 | 0.73797 | 860.5332 | 0.11832 | 683.2998 | 0.06998
| 574.3395 | 0 | 691.6837 | 5.6767e-05 | 691.382 | 1.4404e-05 | 574.3395 | 0 | 691.6837 | -5.7096e-06 | 691.382 | -0.0012649 | 683.6595 | -7.4844e-05 | 691.382 | -0.00066845 | 691.6837 | 0 | 683.5276 | -0.00070903 | 691.6837 | 0 | 691.6837 | 0 | 691.6837 | 0 | 683.5276 | -0.0014478 | 691.6837 | 0.00054643 | 691.382 | 0.01982 | 860.7004 | 0.00411 | 860.0751 | 0.71924 | 860.7004 | 0.11939 | 683.5276 | 0.06787
| 574.4566 | 0.00035636 | 691.917 | 0.0016941 | 691.6156 | 0.00021112 | 574.4566 | 0.0002601 | 691.917 | 0.00017436 | 691.6156 | 0.00043277 | 683.8907 | 9.7394e-05 | 691.6156 | 0.00043104 | 691.917 | 0.00044747 | 683.7554 | 0.00014194 | 691.917 | 0.0007758 | 691.917 | 0.00025502 | 691.917 | 0.0005936 | 683.7554 | 0.0016972 | 691.917 | 0.00139 | 691.6156 | 0.0203 | 860.8675 | 0.00464 | 860.2425 | 0.71429 | 860.8675 | 0.11995 | 683.7554 | 0.06816
| 574.5737 | 0 | 692.1503 | 0.0002275 | 691.8491 | -0.00010964 | 574.5737 | 0 | 692.1503 | -0.00062572 | 691.8491 | -0.00087851 | 684.1219 | -0.00019379 | 691.8491 | -0.00057164 | 692.1503 | 0 | 683.9832 | -0.00090874 | 692.1503 | 0 | 692.1503 | 0 | 692.1503 | 0 | 683.9832 | 9.3975e-05 | 692.1503 | 0.00039202 | 691.8492 | 0.01857 | 861.0347 | 0.00371 | 860.41 | 0.70052 | 861.0347 | 0.12086 | 683.9832 | 0.06734
| 574.6908 | 0.00161 | 692.3835 | 0.00037486 | 692.0827 | 0.00012841 | 574.6908 | 0.00102 | 692.3835 | 0.00019887 | 692.0827 | 7.164e-05 | 684.3532 | 0.00024153 | 692.0827 | 0.00036948 | 692.3835 | 0.00046648 | 684.2111 | 0.0015577 | 692.3835 | 0.00050529 | 692.3835 | 0.00042813 | 692.3835 | 0.00063819 | 684.2111 | 0.0015481 | 692.3835 | 0.00132 | 692.0827 | 0.01935 | 861.2018 | 0.00614 | 860.5774 | 0.68885 | 861.2018 | 0.12166 | 684.2111 | 0.06712
| 574.8079 | 0 | 692.6168 | 0.00045559 | 692.3164 | -0.00014362 | 574.8079 | 0 | 692.6168 | -0.00022201 | 692.3164 | -0.00079753 | 684.5845 | 4.2519e-05 | 692.3164 | -0.00051565 | 692.6168 | 0 | 684.4389 | 5.6117e-05 | 692.6168 | 0 | 692.6168 | 0 | 692.6168 | 0 | 684.4389 | 0.00039391 | 692.6168 | 0.00054954 | 692.3164 | 0.01779 | 861.369 | 0.00571 | 860.7448 | 0.66786 | 861.369 | 0.12285 | 684.4389 | 0.06606
| 574.925 | 0.00136 | 692.8502 | 0.0012716 | 692.55 | 4.4426e-05 | 574.925 | 0.00175 | 692.8502 | 0.00025087 | 692.55 | 0.00051514 | 684.8157 | 0.00042703 | 692.55 | 0.00046306 | 692.8501 | 0.00043944 | 684.6668 | 0.000901 | 692.8501 | 0.00036946 | 692.8502 | 0.0003574 | 692.8501 | 0.00023217 | 684.6668 | 0.0017983 | 692.8502 | 0.00125 | 692.55 | 0.0179 | 861.5361 | 0.0038 | 860.9123 | 0.65977 | 861.5361 | 0.12359 | 684.6668 | 0.06687
| 575.0421 | 0 | 693.0834 | -0.00047025 | 692.7836 | -3.4021e-05 | 575.0421 | 0 | 693.0834 | -0.0013843 | 692.7836 | -0.0011822 | 685.047 | 0.00015052 | 692.7836 | -0.00044693 | 693.0835 | 0 | 684.8947 | -0.00038657 | 693.0835 | 0 | 693.0834 | 0 | 693.0835 | 0 | 684.8947 | 0.0035999 | 693.0834 | 0.00042279 | 692.7836 | 0.01672 | 861.7033 | 0.00496 | 861.0797 | 0.64346 | 861.7033 | 0.12446 | 684.8946 | 0.06562
| 575.1592 | 0.00109 | 693.3168 | -0.00050671 | 693.0172 | 0.00024047 | 575.1592 | 0.00194 | 693.3168 | -0.00032608 | 693.0172 | 0.00090312 | 685.2783 | 0.00056897 | 693.0172 | 0.00047177 | 693.3168 | 0.00046899 | 685.1226 | 5.3016e-05 | 693.3168 | 0.00096802 | 693.3168 | 0.00064718 | 693.3168 | 0.00060195 | 685.1226 | 0.0025789 | 693.3168 | 0.00117 | 693.0172 | 0.0175 | 861.8704 | 0.00515 | 861.2471 | 0.63259 | 861.8704 | 0.12481 | 685.1226 | 0.06546
| 575.2763 | 0 | 693.5501 | -0.00038915 | 693.2509 | -0.0001154 | 575.2763 | 0 | 693.5501 | -0.00053498 | 693.2509 | -0.00092452 | 685.5096 | 0.00042004 | 693.2509 | -0.00058957 | 693.5501 | 0 | 685.3504 | -0.00018674 | 693.5501 | 0 | 693.5501 | 0 | 693.5501 | 0 | 685.3504 | -0.00046814 | 693.5501 | 0.00027435 | 693.2509 | 0.01617 | 862.0376 | 0.00339 | 861.4146 | 0.61478 | 862.0376 | 0.12586 | 685.3504 | 0.06372
| 575.3935 | 0.00087741 | 693.7835 | 0.00038011 | 693.4845 | -0.00014337 | 575.3935 | 0.00098839 | 693.7835 | 1.5708e-05 | 693.4845 | 0.00037678 | 685.7408 | 0.00058324 | 693.4845 | 0.00041121 | 693.7835 | 0.00028292 | 685.5783 | 0.000435 | 693.7835 | 0.0007627 | 693.7835 | 0.00024769 | 693.7835 | 0.00013588 | 685.5783 | 0.0014136 | 693.7835 | 0.00124 | 693.4845 | 0.01625 | 862.2047 | 0.0058 | 861.582 | 0.60939 | 862.2047 | 0.12629 | 685.5783 | 0.06442
| 575.5106 | 0 | 694.0168 | -0.00051707 | 693.7182 | -3.248e-05 | 575.5106 | 0 | 694.0168 | -0.00042269 | 693.7182 | -0.00079403 | 685.9722 | 0.00011646 | 693.7182 | -0.00049928 | 694.0168 | 0 | 685.8062 | -0.00064956 | 694.0168 | 0 | 694.0168 | 0 | 694.0168 | 0 | 685.8062 | -0.00059834 | 694.0168 | 0.00045801 | 693.7182 | 0.01487 | 862.3719 | 0.00475 | 861.7495 | 0.59508 | 862.3719 | 0.12732 | 685.8062 | 0.06372
| 575.6278 | 0.00085945 | 694.2502 | -8.5284e-05 | 693.9519 | 0.00019818 | 575.6278 | 0.00083232 | 694.2502 | -0.0002526 | 693.9519 | 0.00028876 | 686.2035 | 0.00067592 | 693.9519 | 0.00040925 | 694.2502 | 0.00062423 | 686.0341 | 0.00077974 | 694.2502 | 0.0007985 | 694.2502 | 0.00053118 | 694.2502 | 0.00069973 | 686.0341 | -0.00019104 | 694.2502 | 0.00103 | 693.9519 | 0.01533 | 862.5391 | 0.00529 | 861.9169 | 0.57817 | 862.5391 | 0.12801 | 686.0341 | 0.06192
| 575.7449 | 0 | 694.4836 | -7.8346e-05 | 694.1856 | -0.00018629 | 575.7449 | 0 | 694.4836 | -0.00089326 | 694.1856 | -0.00074541 | 686.4348 | 0.00056754 | 694.1856 | -0.00070035 | 694.4836 | 0 | 686.262 | -0.00064391 | 694.4836 | 0 | 694.4836 | 0 | 694.4836 | 0 | 686.262 | 0.00027859 | 694.4836 | 0.00034334 | 694.1856 | 0.01368 | 862.7062 | 0.00434 | 862.0844 | 0.56298 | 862.7062 | 0.12917 | 686.262 | 0.06315
| 575.8621 | 0.00015871 | 694.717 | 0.0014096 | 694.4193 | -0.00018479 | 575.8621 | 0.00153 | 694.717 | -7.822e-05 | 694.4193 | 0.00018354 | 686.6662 | 0.00078365 | 694.4193 | 0.00041418 | 694.717 | 0.00029443 | 686.49 | 0.00082837 | 694.717 | 0.00046132 | 694.717 | 0.00018823 | 694.717 | 0.00015663 | 686.49 | 0.003338 | 694.717 | 0.00116 | 694.4193 | 0.01451 | 862.8734 | 0.00464 | 862.2519 | 0.54893 | 862.8734 | 0.12978 | 686.49 | 0.06268
| 575.9792 | 0 | 694.9504 | 0.00037383 | 694.653 | -0.00015296 | 575.9792 | 0 | 694.9504 | -0.00032103 | 694.653 | -0.00068267 | 686.8975 | 0.00041425 | 694.653 | -0.00059176 | 694.9504 | 0 | 686.7179 | -0.00049847 | 694.9504 | 0 | 694.9504 | 0 | 694.9504 | 0 | 686.7179 | 0.0014437 | 694.9504 | 0.00027975 | 694.653 | 0.01286 | 863.0406 | 0.00541 | 862.4193 | 0.53288 | 863.0406 | 0.13046 | 686.7179 | 0.06336
| 576.0964 | 0 | 695.1838 | 0.0013048 | 694.8867 | 8.9788e-05 | 576.0964 | 0.00203 | 695.1838 | 0.00047073 | 694.8867 | -2.4637e-05 | 687.1289 | 0.00077409 | 694.8867 | 0.00040169 | 695.1838 | 0.00055305 | 686.9459 | 0.00042733 | 695.1838 | 0.00033535 | 695.1838 | 0.00051926 | 695.1838 | 0.00033308 | 686.9459 | 0.0015266 | 695.1838 | 0.00087668 | 694.8867 | 0.01346 | 863.2078 | 0.00373 | 862.5868 | 0.52295 | 863.2078 | 0.13081 | 686.9459 | 0.062
| 576.2136 | 0 | 695.4172 | 0.00087305 | 695.1204 | -0.00018129 | 576.2136 | 0 | 695.4172 | -0.00038603 | 695.1204 | -0.00085847 | 687.3602 | 0.00047548 | 695.1204 | -0.00056396 | 695.4172 | 0 | 687.1738 | -0.00089226 | 695.4172 | 0 | 695.4172 | 0 | 695.4172 | 0 | 687.1738 | 0.00017807 | 695.4172 | 0.00016054 | 695.1204 | 0.01253 | 863.375 | 0.00425 | 862.7543 | 0.50628 | 863.375 | 0.13161 | 687.1738 | 0.06148
| 576.3307 | 0.00091335 | 695.6506 | 0.00072005 | 695.3541 | -1.9747e-05 | 576.3307 | 0.00083232 | 695.6506 | 0.001332 | 695.3541 | -0.00019576 | 687.5916 | 0.00056035 | 695.3541 | 0.00039083 | 695.6506 | 0.00074118 | 687.4017 | 0.00070767 | 695.6506 | 0.00054915 | 695.6506 | 0.00019441 | 695.6506 | 0.00025203 | 687.4017 | 0.00061654 | 695.6506 | 0.00109 | 695.3541 | 0.01283 | 863.5422 | 0.00469 | 862.9217 | 0.49798 | 863.5422 | 0.13177 | 687.4017 | 0.06017
| 576.4479 | 0 | 695.8841 | -0.00021626 | 695.5879 | 0.00010691 | 576.4479 | 0.00015642 | 695.8841 | -0.0011486 | 695.5879 | -0.0010132 | 687.823 | 0.00018066 | 695.5879 | -0.00063449 | 695.8841 | 0 | 687.6298 | 0.0001415 | 695.8841 | 0 | 695.8841 | 0 | 695.8841 | 0 | 687.6298 | -0.00058064 | 695.8841 | 0.00015672 | 695.5879 | 0.01148 | 863.7093 | 0.00341 | 863.0892 | 0.48026 | 863.7093 | 0.13229 | 687.6298 | 0.06084
| 576.5651 | 0.0016 | 696.1175 | 0.00094766 | 695.8216 | -0.00010307 | 576.5651 | 0.00065893 | 696.1175 | -0.0001079 | 695.8216 | 0.00013555 | 688.0544 | 0.00039225 | 695.8216 | 0.0004581 | 696.1175 | 0.00052081 | 687.8577 | 0.00099669 | 696.1175 | 0.00035111 | 696.1175 | 0.00035587 | 696.1175 | 0.00062251 | 687.8577 | 0.0026003 | 696.1175 | 0.00106 | 695.8216 | 0.01204 | 863.8765 | 0.00501 | 863.2567 | 0.47548 | 863.8765 | 0.13223 | 687.8577 | 0.06007
| 576.6823 | 0 | 696.351 | 0.00022269 | 696.0554 | -0.00015643 | 576.6823 | 0 | 696.351 | -0.00054862 | 696.0554 | -0.0011415 | 688.2858 | 0.00019681 | 696.0554 | -0.0006691 | 696.351 | 0 | 688.0857 | -0.00074604 | 696.351 | 0 | 696.351 | 0 | 696.351 | 0 | 688.0857 | -0.00018774 | 696.351 | 0.00010296 | 696.0554 | 0.01105 | 864.0437 | 0.00494 | 863.4242 | 0.45902 | 864.0437 | 0.1328 | 688.0857 | 0.06055
| 576.7995 | 0.00239 | 696.5845 | 0.00020949 | 696.2892 | -4.6138e-05 | 576.7995 | 0.00137 | 696.5845 | 0.0004369 | 696.2892 | 0.00020339 | 688.5172 | 0.00040538 | 696.2892 | 0.00046066 | 696.5844 | 0.00041478 | 688.3137 | -9.5191e-05 | 696.5844 | 0.0002666 | 696.5845 | 0.00030559 | 696.5844 | 0.00050006 | 688.3137 | 0.00080991 | 696.5845 | 0.00086991 | 696.2892 | 0.01153 | 864.2109 | 0.00461 | 863.5917 | 0.4556 | 864.2109 | 0.13307 | 688.3137 | 0.05968
| 576.9167 | 0 | 696.8179 | 0.00050501 | 696.523 | -0.00012411 | 576.9167 | 0 | 696.8179 | -0.00058706 | 696.523 | -0.00054799 | 688.7487 | 8.1188e-06 | 696.523 | -0.00054748 | 696.8179 | 0 | 688.5417 | -0.0014197 | 696.8179 | 0 | 696.8179 | 0 | 696.8179 | 0 | 688.5417 | -0.00021513 | 696.8179 | 0.00025167 | 696.523 | 0.01064 | 864.3781 | 0.00429 | 863.7592 | 0.4305 | 864.3781 | 0.13375 | 688.5417 | 0.05755
| 577.0339 | 0.00023058 | 697.0514 | 0.00023552 | 696.7567 | 0.00013464 | 577.0339 | 0.00213 | 697.0514 | 0.00033282 | 696.7567 | -4.7224e-06 | 688.9801 | 0.00028699 | 696.7567 | 0.00038237 | 697.0514 | 0.00059934 | 688.7697 | 0.001188 | 697.0514 | 0.00083953 | 697.0514 | 0.00067363 | 697.0514 | 0.00041392 | 688.7697 | 0.0036314 | 697.0514 | 0.00097667 | 696.7568 | 0.01128 | 864.5453 | 0.00506 | 863.9267 | 0.42748 | 864.5453 | 0.13434 | 688.7697 | 0.05894
| 577.1512 | 0 | 697.2849 | -0.00038233 | 696.9905 | -5.269e-06 | 577.1512 | 0 | 697.2849 | -0.00035802 | 696.9905 | -0.00063645 | 689.2115 | -3.8392e-05 | 696.9905 | -0.00053289 | 697.2849 | 0 | 688.9977 | 0.0004014 | 697.2849 | 0 | 697.2849 | 0 | 697.2849 | 0 | 688.9977 | -0.0012056 | 697.2849 | 4.1023e-05 | 696.9905 | 0.00965 | 864.7125 | 0.00397 | 864.0942 | 0.40851 | 864.7125 | 0.13559 | 688.9977 | 0.05719
| 577.2684 | 0 | 697.5184 | 0.00030579 | 697.2244 | -1.0672e-05 | 577.2684 | 0.00154 | 697.5184 | -0.00024797 | 697.2244 | -0.00022413 | 689.443 | 4.3127e-05 | 697.2244 | 0.00028674 | 697.5184 | 0.00055844 | 689.2258 | 0.00010052 | 697.5184 | 0.00018067 | 697.5184 | 0.00021429 | 697.5184 | 0.00036498 | 689.2258 | 0.0020897 | 697.5184 | 0.00088749 | 697.2244 | 0.0102 | 864.8797 | 0.00494 | 864.2617 | 0.39932 | 864.8797 | 0.13679 | 689.2258 | 0.05746
| 577.3856 | 0 | 697.752 | 0.00025149 | 697.4582 | -0.00015849 | 577.3856 | 0 | 697.752 | -0.00057441 | 697.4582 | -0.00036346 | 689.6744 | -0.00012786 | 697.4582 | -0.00068965 | 697.7519 | 0 | 689.4538 | 0.0013072 | 697.7519 | 0 | 697.752 | 0 | 697.7519 | 0 | 689.4538 | 0.0018623 | 697.7519 | 0.00019778 | 697.4582 | 0.0088 | 865.047 | 0.00473 | 864.4292 | 0.38791 | 865.047 | 0.13852 | 689.4538 | 0.0579
| 577.5029 | 0.00041025 | 697.9855 | 3.998e-05 | 697.692 | 0.00015741 | 577.5029 | 0.00095371 | 697.9855 | 0.0001903 | 697.692 | -0.00018841 | 689.9059 | 0.00044596 | 697.692 | 0.00047387 | 697.9855 | 0.00015705 | 689.6819 | -0.00031513 | 697.9855 | 0.00076375 | 697.9855 | 0.00033422 | 697.9855 | 0.00071867 | 689.6819 | 0.0021796 | 697.9855 | 0.00092228 | 697.692 | 0.00946 | 865.2142 | 0.00301 | 864.5967 | 0.37574 | 865.2142 | 0.13968 | 689.6819 | 0.05699
| 577.6201 | 0 | 698.219 | 6.3483e-05 | 697.9259 | -0.00012547 | 577.6201 | 0 | 698.219 | -0.00053748 | 697.9259 | -0.0011411 | 690.1374 | -0.00019709 | 697.9259 | -0.00073178 | 698.219 | 0 | 689.9099 | -0.0008373 | 698.219 | 0 | 698.219 | 0 | 698.219 | 0 | 689.9099 | 0.00051719 | 698.219 | 7.2382e-05 | 697.9259 | 0.00862 | 865.3814 | 0.00408 | 864.7642 | 0.36413 | 865.3814 | 0.14108 | 689.9099 | 0.05632
| 577.7374 | 0.00066181 | 698.4526 | 0.0012243 | 698.1597 | 0.00010238 | 577.7374 | 0.0012 | 698.4526 | 0.00024369 | 698.1597 | 0.00048852 | 690.3689 | 0.00039031 | 698.1597 | 0.00045903 | 698.4526 | 0.00053877 | 690.138 | 0.0022534 | 698.4526 | 0.0010155 | 698.4526 | 0.00053304 | 698.4526 | 0.00074717 | 690.138 | 0.0019257 | 698.4526 | 0.00077282 | 698.1597 | 0.00952 | 865.5486 | 0.00413 | 864.9318 | 0.35798 | 865.5486 | 0.14222 | 690.138 | 0.05477
| 577.8546 | 0 | 698.6861 | 0.00077705 | 698.3936 | 4.5009e-05 | 577.8546 | 0 | 698.6861 | 0.00044743 | 698.3936 | 9.1422e-05 | 690.6004 | 0.00019921 | 698.3936 | 0.00055396 | 698.6861 | 0.00071588 | 690.3661 | -0.00028476 | 698.6861 | 0.0008424 | 698.6861 | 0.00047279 | 698.6861 | 0.00052999 | 690.3661 | 0.001822 | 698.6861 | 0.00068179 | 698.3936 | 0.00849 | 865.7158 | 0.00533 | 865.0993 | 0.33793 | 865.7158 | 0.14339 | 690.3661 | 0.05603
| 577.9719 | 6.8875e-05 | 698.9197 | -0.00021405 | 698.6274 | -0.00025634 | 577.9719 | 0.0014 | 698.9197 | -0.00049208 | 698.6274 | -0.00098001 | 690.8319 | -0.00015998 | 698.6274 | -0.0006543 | 698.9197 | 0 | 690.5942 | -0.00081494 | 698.9197 | 0 | 698.9197 | 0 | 698.9197 | 0 | 690.5942 | 0.0012954 | 698.9197 | 1.4515e-05 | 698.6274 | 0.00727 | 865.8831 | 0.00327 | 865.2668 | 0.32422 | 865.8831 | 0.14443 | 690.5942 | 0.05418
| 578.0892 | 0 | 699.1533 | 0.00062077 | 698.8613 | 0.00013641 | 578.0892 | 0 | 699.1533 | -5.73e-05 | 698.8613 | 0.00036227 | 691.0634 | 0.00018599 | 698.8613 | 0.0003768 | 699.1533 | 0.00062808 | 690.8223 | 0.0015384 | 699.1533 | 0.00074661 | 699.1533 | 0.00037893 | 699.1533 | 0.00038764 | 690.8223 | 0.0007363 | 699.1533 | 0.00091334 | 698.8613 | 0.00816 | 866.0503 | 0.00445 | 865.4343 | 0.32105 | 866.0503 | 0.14475 | 690.8223 | 0.05378
| 578.2065 | 0.00026652 | 699.3868 | -0.0005453 | 699.0952 | 0.00016671 | 578.2065 | 0.00182 | 699.3868 | -0.00080271 | 699.0952 | -0.00046958 | 691.2949 | -0.00031005 | 699.0952 | -0.00054948 | 699.3869 | 0 | 691.0504 | 0.00053868 | 699.3869 | 0 | 699.3868 | 0 | 699.3869 | 0 | 691.0504 | -8.5986e-05 | 699.3868 | 8.1073e-05 | 699.0952 | 0.0071 | 866.2175 | 0.0032 | 865.6019 | 0.30574 | 866.2175 | 0.14499 | 691.0503 | 0.05378
| 578.3237 | 0 | 699.6205 | 0.00049817 | 699.3291 | 7.0311e-05 | 578.3237 | 0 | 699.6205 | -0.00027074 | 699.3291 | 0.00018722 | 691.5265 | 0.00017656 | 699.3291 | 0.00032904 | 699.6205 | 0.00052777 | 691.2785 | 0.0013374 | 699.6205 | 0.00086534 | 699.6205 | 0.00044016 | 699.6205 | 0.00077514 | 691.2785 | 0.0012372 | 699.6205 | 0.00075525 | 699.3291 | 0.00786 | 866.3848 | 0.0049 | 865.7694 | 0.29341 | 866.3848 | 0.14518 | 691.2785 | 0.05403
| 578.441 | 0.00127 | 699.8541 | 0.00044461 | 699.563 | -0.00016086 | 578.441 | 0.00166 | 699.8541 | 0.00024223 | 699.563 | -0.0010032 | 691.7581 | -0.00029893 | 699.563 | -0.00079546 | 699.8541 | 0 | 691.5066 | -0.0025851 | 699.8541 | 0 | 699.8541 | 0 | 699.8541 | 0 | 691.5066 | -0.00080435 | 699.8541 | 0 | 699.563 | 0.0064 | 866.552 | 0.00429 | 865.937 | 0.2901 | 866.552 | 0.14612 | 691.5066 | 0.05455
| 578.5583 | 0 | 700.0877 | 0.00057565 | 699.7969 | 4.8636e-05 | 578.5583 | 0 | 700.0877 | 0.0001197 | 699.7969 | 0.00016458 | 691.9896 | -5.1009e-05 | 699.7969 | 0.00053994 | 700.0877 | 0.00063073 | 691.7347 | 0.0015443 | 700.0877 | 0.0006755 | 700.0877 | 0.00033969 | 700.0877 | 0.00031056 | 691.7347 | 0.0016888 | 700.0877 | 0.0008595 | 699.7969 | 0.00756 | 866.7192 | 0.0041 | 866.1045 | 0.28181 | 866.7192 | 0.14713 | 691.7347 | 0.05161
| 578.6756 | 0.00057197 | 700.3213 | -7.5886e-06 | 700.0309 | 7.0063e-05 | 578.6756 | 0.00163 | 700.3213 | -0.00056713 | 700.0309 | -0.00048926 | 692.2211 | -0.00014178 | 700.0309 | -0.00055315 | 700.3213 | 0 | 691.9629 | 0.00080215 | 700.3213 | 0 | 700.3213 | 0 | 700.3213 | 0 | 691.9629 | 0.0012382 | 700.3213 | 0 | 700.0309 | 0.00618 | 866.8865 | 0.00396 | 866.272 | 0.27476 | 866.8865 | 0.14823 | 691.9629 | 0.0528
| 578.7929 | 0 | 700.5549 | 0.00059661 | 700.2648 | 9.7733e-05 | 578.7929 | 0 | 700.5549 | 0.00028728 | 700.2648 | 0.00044703 | 692.4527 | 0.00017365 | 700.2648 | 0.00038027 | 700.555 | 0.00062618 | 692.191 | 0.0010923 | 700.555 | 0.00086572 | 700.5549 | 0.00038303 | 700.555 | 0.00044786 | 692.191 | 0.0025142 | 700.5549 | 0.00077029 | 700.2648 | 0.00722 | 867.0537 | 0.00533 | 866.4396 | 0.26509 | 867.0537 | 0.14835 | 692.191 | 0.05236
| 578.9103 | 0 | 700.7886 | -0.00031756 | 700.4988 | -0.00021902 | 578.9103 | 0.0006936 | 700.7886 | -0.00041674 | 700.4988 | -0.001321 | 692.6843 | -0.00022151 | 700.4988 | -0.00054096 | 700.7886 | 0 | 692.4192 | -0.00035096 | 700.7886 | 0 | 700.7886 | 0 | 700.7886 | 0 | 692.4192 | 0.0019053 | 700.7886 | 0 | 700.4988 | 0.00541 | 867.221 | 0.00515 | 866.6071 | 0.2515 | 867.221 | 0.14858 | 692.4192 | 0.05398
| 579.0276 | 0 | 701.0223 | 0.0012301 | 700.7327 | 5.2082e-05 | 579.0276 | 8.6901e-05 | 701.0223 | 0.00040787 | 700.7327 | -0.00019525 | 692.9159 | 0.00013821 | 700.7327 | 0.000436 | 701.0223 | 0.00061537 | 692.6473 | 0.00062496 | 701.0223 | 0.00074453 | 701.0223 | 0.00061394 | 701.0223 | 0.00028039 | 692.6473 | 0.0016063 | 701.0223 | 0.00069129 | 700.7327 | 0.00681 | 867.3882 | 0.00513 | 866.7747 | 0.24723 | 867.3882 | 0.1487 | 692.6473 | 0.05322
| 579.1449 | 0.00048213 | 701.2559 | 0.00029481 | 700.9667 | -0.00016056 | 579.1449 | 0.0014 | 701.2559 | -0.00056987 | 700.9667 | -0.00070646 | 693.1475 | -0.00032075 | 700.9667 | -0.00055152 | 701.2559 | 0 | 692.8755 | -0.00062788 | 701.2559 | 0 | 701.2559 | 0 | 701.2559 | 0 | 692.8755 | 0.00076268 | 701.2559 | 0 | 700.9667 | 0.00541 | 867.5555 | 0.00513 | 866.9423 | 0.24194 | 867.5555 | 0.14985 | 692.8755 | 0.05264
| 579.2622 | 0 | 701.4896 | 0.0009249 | 701.2007 | 8.7383e-05 | 579.2622 | 0 | 701.4896 | 0.00050731 | 701.2007 | 0.00023796 | 693.3791 | 0.00018281 | 701.2007 | 0.00048795 | 701.4896 | 0.0005983 | 693.1037 | 0.00060203 | 701.4896 | 0.00052234 | 701.4896 | 0.00036053 | 701.4896 | 0.0003544 | 693.1037 | 0.0010157 | 701.4896 | 0.00065511 | 701.2007 | 0.00647 | 867.7227 | 0.00311 | 867.1098 | 0.23397 | 867.7227 | 0.15055 | 693.1037 | 0.05094
| 579.3796 | 0.00066181 | 701.7233 | -0.00030194 | 701.4347 | -0.00019904 | 579.3796 | 0.00097105 | 701.7233 | -0.0011047 | 701.4347 | -0.00047697 | 693.6107 | -0.00013673 | 701.4347 | -0.00074078 | 701.7233 | 0 | 693.3319 | 5.192e-05 | 701.7233 | 0 | 701.7233 | 0 | 701.7233 | 0 | 693.3319 | 0.00012972 | 701.7233 | 0 | 701.4347 | 0.00513 | 867.89 | 0.00348 | 867.2774 | 0.22318 | 867.89 | 0.15098 | 693.3319 | 0.04992
| 579.4969 | 0 | 701.957 | 0.00010317 | 701.6686 | -9.8202e-05 | 579.4969 | 0 | 701.957 | 0.00022573 | 701.6686 | 0.00015531 | 693.8423 | 0.00019748 | 701.6686 | 0.00042818 | 701.957 | 0.00042574 | 693.5601 | 0.00062638 | 701.957 | 0.00025723 | 701.957 | 0.00032867 | 701.957 | 0.00045432 | 693.5601 | 0.0012278 | 701.957 | 0.00075845 | 701.6686 | 0.00569 | 868.0573 | 0.00561 | 867.445 | 0.22131 | 868.0573 | 0.15085 | 693.5601 | 0.05185
| 579.6143 | 0.00118 | 702.1907 | -0.00075963 | 701.9027 | -0.00020576 | 579.6143 | 0.00168 | 702.1907 | -0.00084263 | 701.9027 | -0.00071446 | 694.074 | -0.00022443 | 701.9027 | -0.00068419 | 702.1907 | 0 | 693.7883 | 0.00016545 | 702.1907 | 0 | 702.1907 | 0 | 702.1907 | 0 | 693.7883 | -0.0015239 | 702.1907 | 0 | 701.9027 | 0.00453 | 868.2245 | 0.0042 | 867.6125 | 0.2137 | 868.2245 | 0.15169 | 693.7883 | 0.05142
| 579.7317 | 0 | 702.4244 | 0.00016713 | 702.1367 | -6.3297e-05 | 579.7317 | 0 | 702.4244 | 0.00035378 | 702.1367 | 0.0004508 | 694.3057 | 9.7521e-05 | 702.1367 | 0.0004398 | 702.4244 | 0.00021472 | 694.0165 | 0.0018679 | 702.4244 | 0.00013366 | 702.4244 | 0.00028498 | 702.4244 | 0.00061684 | 694.0165 | 0.0016104 | 702.4244 | 0.00058095 | 702.1367 | 0.0053 | 868.3918 | 0.00397 | 867.7801 | 0.20441 | 868.3918 | 0.15306 | 694.0165 | 0.04988
| 579.849 | 0.00115 | 702.6581 | 9.4441e-05 | 702.3707 | -6.99e-05 | 579.849 | 0.00079764 | 702.6581 | -0.00053261 | 702.3707 | -0.0009145 | 694.5373 | -0.00039146 | 702.3707 | -0.0005724 | 702.6582 | 0 | 694.2448 | 0.00032244 | 702.6582 | 0 | 702.6581 | 0 | 702.6582 | 0 | 694.2448 | -3.845e-05 | 702.6581 | 7.1594e-05 | 702.3707 | 0.00425 | 868.5591 | 0.00273 | 867.9477 | 0.19448 | 868.5591 | 0.15523 | 694.2447 | 0.0491
| 579.9664 | 8.9983e-05 | 702.8919 | 0.00080851 | 702.6047 | 0.00014122 | 579.9664 | 0 | 702.8919 | 9.8631e-05 | 702.6047 | 0.00059169 | 694.769 | 0.00026795 | 702.6047 | 0.0003713 | 702.8919 | 0.00072083 | 694.473 | 0.00022577 | 702.8919 | 0.0011878 | 702.8919 | 0.00058349 | 702.8919 | 0.00033162 | 694.473 | 0.0006452 | 702.8919 | 0.00077116 | 702.6047 | 0.00542 | 868.7263 | 0.00563 | 868.1153 | 0.19013 | 868.7263 | 0.15665 | 694.473 | 0.04879
| 580.0838 | 0.00057197 | 703.1257 | 0.00040028 | 702.8388 | -0.0001934 | 580.0838 | 0.00154 | 703.1257 | 0.00031373 | 702.8388 | -0.00053011 | 695.0007 | -0.00019821 | 702.8388 | -0.00070853 | 703.1257 | 0 | 694.7012 | -0.00055201 | 703.1257 | 0 | 703.1257 | 0 | 703.1257 | 0 | 694.7012 | -5.8331e-05 | 703.1257 | 0 | 702.8388 | 0.00402 | 868.8936 | 0.00362 | 868.2829 | 0.1838 | 868.8936 | 0.15814 | 694.7012 | 0.04904
| 580.2012 | 0 | 703.3594 | 0.00066368 | 703.0728 | 7.6201e-05 | 580.2012 | 0 | 703.3594 | 0.0001026 | 703.0728 | 0.00057527 | 695.2324 | 0.00023776 | 703.0728 | 0.00043913 | 703.3594 | 0.00068565 | 694.9295 | 0.0014095 | 703.3594 | 0.00054106 | 703.3594 | 0.0005043 | 703.3594 | 0.00068198 | 694.9295 | 0.0021356 | 703.3594 | 0.00067436 | 703.0728 | 0.00498 | 869.0609 | 0.00408 | 868.4505 | 0.18113 | 869.0609 | 0.15893 | 694.9295 | 0.05006
| 580.3186 | 0.00134 | 703.5932 | 5.5868e-05 | 703.3069 | -0.00014937 | 580.3186 | 0.00168 | 703.5932 | -2.1356e-06 | 703.3069 | -0.001736 | 695.4641 | -0.0002819 | 703.3069 | -0.00061738 | 703.5932 | 0 | 695.1577 | -0.00078866 | 703.5932 | 0 | 703.5932 | 0 | 703.5932 | 0 | 695.1577 | -0.0020267 | 703.5932 | 0 | 703.3069 | 0.00399 | 869.2282 | 0.00357 | 868.6181 | 0.17004 | 869.2282 | 0.16048 | 695.1577 | 0.04682
| 580.436 | 0 | 703.827 | 0.00024568 | 703.541 | 0.00013335 | 580.436 | 0 | 703.827 | -0.0003274 | 703.541 | 0.00066711 | 695.6957 | 0.00040956 | 703.541 | 0.00051942 | 703.827 | 0.00063991 | 695.386 | 0.0019364 | 703.827 | 0.00068771 | 703.827 | 0.00050592 | 703.827 | 0.00049347 | 695.386 | 0.0008257 | 703.827 | 0.00062208 | 703.541 | 0.00471 | 869.3955 | 0.00432 | 868.7857 | 0.17197 | 869.3955 | 0.16138 | 695.386 | 0.04924
| 580.5534 | 0.00037433 | 704.0607 | -0.00064517 | 703.7751 | -6.6221e-05 | 580.5534 | 0.00186 | 704.0607 | -0.00032221 | 703.7751 | -0.0007159 | 695.9275 | -0.00031991 | 703.7751 | -0.00069556 | 704.0608 | 0 | 695.6143 | 0.00032593 | 704.0608 | 0 | 704.0607 | 0 | 704.0608 | 0 | 695.6143 | 0.0014364 | 704.0607 | 0 | 703.7751 | 0.0032 | 869.5627 | 0.00364 | 868.9533 | 0.16435 | 869.5627 | 0.16259 | 695.6143 | 0.04765
| 580.6708 | 0 | 704.2946 | 0.00078072 | 704.0092 | 8.3172e-06 | 580.6708 | 0 | 704.2946 | -0.00049009 | 704.0092 | -0.00028952 | 696.1592 | -7.7113e-06 | 704.0092 | 0.00052025 | 704.2946 | 0.00057171 | 695.8426 | 0.0021819 | 704.2946 | 0.00035966 | 704.2946 | 0.00023356 | 704.2946 | 0.00014381 | 695.8426 | 0.0023484 | 704.2946 | 0.00061784 | 704.0091 | 0.00463 | 869.73 | 0.00545 | 869.1209 | 0.15933 | 869.73 | 0.16301 | 695.8426 | 0.04674
| 580.7882 | 0.00194 | 704.5284 | 0.00071194 | 704.2433 | -0.00010944 | 580.7882 | 0.00109 | 704.5284 | -0.00060047 | 704.2433 | -0.001181 | 696.3909 | -0.00032288 | 704.2433 | -0.00079429 | 704.5284 | 0 | 696.0709 | -0.00071288 | 704.5284 | 0 | 704.5284 | 0 | 704.5284 | 0 | 696.0709 | -0.0010889 | 704.5284 | 0 | 704.2433 | 0.00323 | 869.8973 | 0.00306 | 869.2885 | 0.15307 | 869.8973 | 0.16461 | 696.0709 | 0.04621
| 580.9056 | 0 | 704.7622 | 0.0012279 | 704.4774 | -8.1528e-05 | 580.9056 | 0 | 704.7622 | -0.00021161 | 704.4774 | 0.00015288 | 696.6227 | 0.00028755 | 704.4774 | 0.00038908 | 704.7622 | 0.00070124 | 696.2992 | 6.0942e-05 | 704.7622 | 0.00036044 | 704.7622 | 0.00029702 | 704.7622 | 0.00024433 | 696.2992 | 0.0013618 | 704.7622 | 0.000446 | 704.4774 | 0.00433 | 870.0646 | 0.00438 | 869.4561 | 0.14671 | 870.0646 | 0.16604 | 696.2992 | 0.04806
| 581.0231 | 0.00122 | 704.996 | 0.00098388 | 704.7115 | 4.1441e-06 | 581.0231 | 0.0016 | 704.996 | -0.0001179 | 704.7115 | -0.0011022 | 696.8544 | -0.00023201 | 704.7115 | -0.0006669 | 704.996 | 0 | 696.5275 | -0.0011707 | 704.996 | 0 | 704.996 | 0 | 704.996 | 0 | 696.5275 | 0.00037018 | 704.996 | 0 | 704.7115 | 0.00332 | 870.2319 | 0.00327 | 869.6237 | 0.13989 | 870.2319 | 0.16771 | 696.5275 | 0.04686
| 581.1405 | 0 | 705.2299 | 0.00079433 | 704.9456 | 7.5055e-05 | 581.1405 | 0 | 705.2299 | 0.00045721 | 704.9456 | 9.6233e-05 | 697.0862 | 0.00019654 | 704.9456 | 0.00043136 | 705.2299 | 0.00013149 | 696.7558 | 0.00093467 | 705.2299 | 0.0007603 | 705.2299 | 0.00050892 | 705.2299 | 0.00024046 | 696.7558 | 0.0016919 | 705.2299 | 0.00072438 | 704.9456 | 0.00399 | 870.3992 | 0.00403 | 869.7913 | 0.14103 | 870.3992 | 0.16805 | 696.7558 | 0.04573
| 581.2579 | 0.00023058 | 705.4637 | 0.00026091 | 705.1798 | -0.0002529 | 581.2579 | 0.00154 | 705.4637 | -0.00015625 | 705.1798 | -0.0017466 | 697.3179 | -0.00030782 | 705.1798 | -0.00067187 | 705.4637 | 0 | 696.9841 | 0.00025141 | 705.4637 | 0 | 705.4637 | 0 | 705.4637 | 0 | 696.9841 | 0.00027717 | 705.4637 | 0 | 705.1798 | 0.00313 | 870.5665 | 0.00295 | 869.959 | 0.13013 | 870.5665 | 0.16839 | 696.9841 | 0.04513
| 581.3754 | 0 | 705.6976 | 0.0002475 | 705.4139 | 0.00010136 | 581.3754 | 0 | 705.6976 | 3.2829e-05 | 705.4139 | -0.00033618 | 697.5497 | 0.0002273 | 705.4139 | 0.00047959 | 705.6976 | 0.000477 | 697.2125 | 0.001228 | 705.6976 | 0.00074357 | 705.6976 | 0.00035445 | 705.6976 | 0.00035458 | 697.2125 | 0.000107 | 705.6976 | 0.00053875 | 705.4139 | 0.00397 | 870.7338 | 0.00506 | 870.1266 | 0.12689 | 870.7338 | 0.16847 | 697.2125 | 0.04659
| 581.4928 | 0.00127 | 705.9315 | 0.00013102 | 705.6481 | -9.4995e-05 | 581.4928 | 0.00090168 | 705.9315 | -0.00042717 | 705.6481 | -0.0012455 | 697.7815 | -0.00019918 | 705.6481 | -0.00056492 | 705.9314 | 0 | 697.4409 | -0.00087738 | 705.9314 | 0 | 705.9315 | 0 | 705.9314 | 0 | 697.4409 | -0.0009957 | 705.9315 | 0 | 705.6481 | 0.00316 | 870.9011 | 0.00336 | 870.2942 | 0.12339 | 870.9011 | 0.16916 | 697.4409 | 0.04579
| 581.6103 | 0 | 706.1653 | 0.0011369 | 705.8822 | -8.6362e-06 | 581.6103 | 0 | 706.1653 | -0.00014174 | 705.8822 | 0.00016722 | 698.0133 | 0.00013863 | 705.8822 | 0.00043302 | 706.1653 | 0.00025668 | 697.6692 | 0.00080449 | 706.1653 | 0.00037752 | 706.1653 | 0.00034697 | 706.1653 | 0.0002818 | 697.6692 | 0.0013547 | 706.1653 | 0.00055264 | 705.8822 | 0.00355 | 871.0684 | 0.00536 | 870.4619 | 0.12269 | 871.0684 | 0.16994 | 697.6692 | 0.04572
| 581.7278 | 0.00116 | 706.3992 | -0.00043978 | 706.1164 | -0.00023001 | 581.7278 | 0.00121 | 706.3992 | -0.00073708 | 706.1164 | -0.0010034 | 698.2451 | -0.00025521 | 706.1164 | -0.00068344 | 706.3992 | 0 | 697.8976 | 0.00026369 | 706.3992 | 0 | 706.3992 | 0 | 706.3992 | 0 | 697.8976 | 0.0013537 | 706.3992 | 0 | 706.1164 | 0.00256 | 871.2358 | 0.00452 | 870.6295 | 0.11559 | 871.2358 | 0.17103 | 697.8976 | 0.04352
| 581.8453 | 0 | 706.6331 | 0.00025384 | 706.3506 | 2.49e-05 | 581.8453 | 0 | 706.6331 | -0.00024216 | 706.3506 | 0.00062752 | 698.4769 | 3.8788e-05 | 706.3506 | 0.00027171 | 706.6331 | 0.00028871 | 698.126 | 0.00066843 | 706.6331 | 0.00067657 | 706.6331 | 0.00036633 | 706.6331 | 0.00014894 | 698.126 | 0.0016433 | 706.6331 | 0.00042049 | 706.3506 | 0.00329 | 871.4031 | 0.00468 | 870.7971 | 0.11117 | 871.4031 | 0.17219 | 698.126 | 0.04455
| 581.9628 | 0.00087741 | 706.867 | 3.7291e-05 | 706.5848 | -4.1409e-05 | 581.9628 | 0.00055488 | 706.867 | -0.00067145 | 706.5848 | -0.00083393 | 698.7087 | -0.00019895 | 706.5848 | -0.00072117 | 706.867 | 0 | 698.3543 | 0.00023311 | 706.867 | 0 | 706.867 | 0 | 706.867 | 0 | 698.3543 | -0.00057151 | 706.867 | 0 | 706.5848 | 0.00223 | 871.5704 | 0.00399 | 870.9648 | 0.10473 | 871.5704 | 0.17344 | 698.3543 | 0.04417
| 582.0802 | 0 | 707.101 | 0.00081777 | 706.819 | 0.00016634 | 582.0802 | 0 | 707.101 | -4.1741e-05 | 706.819 | 0.00047995 | 698.9406 | 7.3264e-05 | 706.819 | 0.0003349 | 707.1009 | 0.00064895 | 698.5827 | 0.00021483 | 707.1009 | 0.00060846 | 707.101 | 0.00055336 | 707.1009 | 0.00092919 | 698.5827 | 0.0014428 | 707.101 | 0.0005591 | 706.819 | 0.00336 | 871.7377 | 0.00406 | 871.1324 | 0.10555 | 871.7377 | 0.17467 | 698.5827 | 0.04389
| 582.1977 | 0 | 707.3348 | -0.00034631 | 707.0532 | -6.5756e-05 | 582.1977 | 0.00208 | 707.3348 | 0.00014394 | 707.0532 | -0.0012636 | 699.1724 | -0.00024475 | 707.0532 | -0.00071019 | 707.3349 | 0 | 698.8111 | -0.0017187 | 707.3349 | 0 | 707.3348 | 0 | 707.3349 | 0 | 698.8111 | 0.00033324 | 707.3348 | 0 | 707.0533 | 0.00242 | 871.905 | 0.00392 | 871.3001 | 0.09903 | 871.905 | 0.17627 | 698.8111 | 0.04266
| 582.3152 | 0 | 707.5688 | 0.00093583 | 707.2875 | -4.0175e-05 | 582.3152 | 0 | 707.5688 | 0.00047577 | 707.2875 | 0.00043593 | 699.4043 | 0.00018835 | 707.2875 | 0.00035716 | 707.5688 | 0.00070245 | 699.0396 | 0.0014721 | 707.5688 | 0.00016566 | 707.5688 | 0.00028271 | 707.5688 | 0.00017613 | 699.0396 | 0.00095619 | 707.5688 | 0.00077376 | 707.2875 | 0.00352 | 872.0724 | 0.00538 | 871.4677 | 0.10055 | 872.0724 | 0.17766 | 699.0395 | 0.0434
| 582.4328 | 0.00037433 | 707.8027 | -0.00066274 | 707.5217 | -0.00014131 | 582.4328 | 0.00086701 | 707.8027 | -0.00088162 | 707.5217 | -0.00043694 | 699.6362 | -0.00018026 | 707.5217 | -0.00064852 | 707.8028 | 0 | 699.2679 | 0.0001075 | 707.8028 | 0 | 707.8027 | 0 | 707.8028 | 0 | 699.2679 | -0.0010447 | 707.8027 | 0 | 707.5217 | 0.00196 | 872.2397 | 0.00399 | 871.6354 | 0.08985 | 872.2397 | 0.17899 | 699.2679 | 0.04281
| 582.5503 | 0 | 708.0367 | 0.00088233 | 707.756 | -5.7859e-05 | 582.5503 | 0 | 708.0367 | 0.00015084 | 707.756 | 0.00013329 | 699.868 | 6.5468e-05 | 707.756 | 0.00040939 | 708.0367 | 0.00041009 | 699.4964 | 0.0010753 | 708.0367 | 0.00079076 | 708.0367 | 0.00023405 | 708.0367 | 0.00037576 | 699.4964 | 0.0025772 | 708.0367 | 0.00049145 | 707.756 | 0.00287 | 872.407 | 0.00599 | 871.803 | 0.09115 | 872.407 | 0.17965 | 699.4964 | 0.04344
| 582.6678 | 0.00091335 | 708.2707 | -0.00014807 | 707.9902 | -0.00031783 | 582.6678 | 0.00062425 | 708.2707 | -0.00070783 | 707.9902 | -0.0011658 | 700.0999 | -0.00027085 | 707.9902 | -0.00082362 | 708.2707 | 0 | 699.7248 | -0.00045362 | 708.2707 | 0 | 708.2707 | 0 | 708.2707 | 0 | 699.7248 | 0.0030363 | 708.2707 | 0 | 707.9902 | 0.00171 | 872.5744 | 0.00287 | 871.9707 | 0.08273 | 872.5744 | 0.1806 | 699.7248 | 0.04178
| 582.7853 | 0 | 708.5046 | 0.00010651 | 708.2245 | 0.00013712 | 582.7853 | 0 | 708.5046 | 0.00038575 | 708.2245 | -0.00025692 | 700.3318 | 2.1496e-05 | 708.2245 | 0.00034185 | 708.5047 | 0.00043334 | 699.9532 | 0.001117 | 708.5047 | 0.00087559 | 708.5046 | 0.00050005 | 708.5047 | 0.000358 | 699.9532 | -0.00023429 | 708.5046 | 0.00072816 | 708.2245 | 0.00327 | 872.7417 | 0.00457 | 872.1384 | 0.08479 | 872.7417 | 0.18168 | 699.9533 | 0.04222
| 582.9028 | 0.00019465 | 708.7386 | -0.00085253 | 708.4588 | 1.7982e-05 | 582.9028 | 0.00168 | 708.7386 | -0.0015118 | 708.4588 | -0.0013848 | 700.5637 | -0.00040017 | 708.4588 | -0.00068242 | 708.7386 | 0 | 700.1817 | -0.0011624 | 708.7386 | 0 | 708.7386 | 0 | 708.7386 | 0 | 700.1817 | -0.00055494 | 708.7387 | 0 | 708.4588 | 0.00183 | 872.909 | 0.00317 | 872.3061 | 0.07919 | 872.909 | 0.18282 | 700.1817 | 0.04246
| 583.0204 | 0 | 708.9727 | 0.00017887 | 708.693 | 0.00026792 | 583.0204 | 0 | 708.9727 | -0.0001919 | 708.693 | 0.00012143 | 700.7956 | 0.00028333 | 708.693 | 0.00058118 | 708.9726 | 0.00075856 | 700.4102 | 0.001074 | 708.9726 | 0.00076732 | 708.9727 | 0.00065176 | 708.9726 | 0.00077295 | 700.4102 | 0.0017982 | 708.9727 | 0.00051926 | 708.693 | 0.00324 | 873.0764 | 0.00494 | 872.4737 | 0.07843 | 873.0764 | 0.18369 | 700.4102 | 0.04192
| 583.1379 | 0.00096726 | 709.2067 | -0.00062561 | 708.9273 | -0.00027261 | 583.1379 | 0.00199 | 709.2067 | 1.9537e-05 | 708.9273 | -0.0011939 | 701.0275 | -0.00021732 | 708.9273 | -0.00080476 | 709.2067 | 0 | 700.6387 | -0.00038748 | 709.2067 | 0 | 709.2067 | 0 | 709.2067 | 0 | 700.6387 | 0.00048435 | 709.2067 | 0 | 708.9273 | 0.00126 | 873.2437 | 0.00343 | 872.6414 | 0.07247 | 873.2437 | 0.18472 | 700.6387 | 0.04197
| 583.2555 | 0 | 709.4407 | 0.00092758 | 709.1616 | -0.0001184 | 583.2555 | 0 | 709.4407 | 1.6408e-05 | 709.1616 | -0.00011247 | 701.2595 | 1.9789e-05 | 709.1616 | 0.00032284 | 709.4407 | 0 | 700.8671 | -7.5902e-05 | 709.4407 | 0.00036968 | 709.4407 | 0.00028394 | 709.4407 | 7.8596e-06 | 700.8671 | 6.5755e-05 | 709.4407 | 0.00036116 | 709.1617 | 0.00253 | 873.4111 | 0.00448 | 872.8091 | 0.07333 | 873.4111 | 0.18554 | 700.8671 | 0.04193
| 583.3731 | 0.00149 | 709.6747 | -3.1879e-05 | 709.396 | -0.00016569 | 583.3731 | 0.00064159 | 709.6747 | -0.00032899 | 709.396 | -0.0011849 | 701.4914 | -0.00034713 | 709.396 | -0.00072337 | 709.6747 | 0 | 701.0956 | 0.00027298 | 709.6747 | 0 | 709.6747 | 0 | 709.6747 | 0 | 701.0956 | -0.00065588 | 709.6747 | 0 | 709.396 | 0.00179 | 873.5784 | 0.00299 | 872.9768 | 0.06813 | 873.5784 | 0.18692 | 701.0956 | 0.04048
| 583.4906 | 0 | 709.9088 | 0.00086429 | 709.6303 | 3.6673e-05 | 583.4906 | 0 | 709.9088 | -0.00057966 | 709.6303 | -8.5826e-05 | 701.7233 | 0.00024518 | 709.6303 | 0.00043397 | 709.9087 | 0.00060555 | 701.3241 | 0.00017741 | 709.9087 | 0.00070711 | 709.9088 | 0.0002195 | 709.9087 | 0.00024725 | 701.3241 | 0.0021987 | 709.9088 | 0.00041586 | 709.6303 | 0.00257 | 873.7458 | 0.00429 | 873.1445 | 0.06191 | 873.7458 | 0.18785 | 701.3241 | 0.04053
| 583.6082 | 0.00084148 | 710.1428 | 0.00036017 | 709.8646 | -5.6791e-05 | 583.6082 | 0.00109 | 710.1428 | -0.00078169 | 709.8646 | -0.00039341 | 701.9553 | -0.00015402 | 709.8646 | -0.00065742 | 710.1428 | 0 | 701.5526 | -0.00072675 | 710.1428 | 0 | 710.1428 | 0 | 710.1428 | 0 | 701.5526 | -0.0016144 | 710.1428 | 0 | 709.8646 | 0.00172 | 873.9131 | 0.00366 | 873.3121 | 0.06473 | 873.9131 | 0.18974 | 701.5526 | 0.04082
| 583.7258 | 0 | 710.3768 | 0.00075949 | 710.099 | -1.6117e-05 | 583.7258 | 0 | 710.3768 | -9.7318e-05 | 710.099 | 0.00065272 | 702.1873 | 0.00023255 | 710.099 | 0.00039552 | 710.3768 | 0.00032342 | 701.7811 | 0.0019197 | 710.3768 | 0.0006069 | 710.3768 | 0.0003357 | 710.3768 | 0.00011062 | 701.7811 | 0.0014932 | 710.3768 | 0.00057978 | 710.099 | 0.00237 | 874.0805 | 0.00563 | 873.4799 | 0.05967 | 874.0805 | 0.19099 | 701.7811 | 0.04015
| 583.8434 | 0.00010482 | 710.6109 | -0.00013243 | 710.3333 | -7.0721e-06 | 583.8434 | 0.00095371 | 710.6109 | -0.0008194 | 710.3333 | -0.00144 | 702.4193 | -0.0001307 | 710.3333 | -0.00064185 | 710.6109 | 0 | 702.0096 | -0.00089628 | 710.6109 | 0 | 710.6109 | 0 | 710.6109 | 0 | 702.0096 | -0.00026274 | 710.6109 | 0 | 710.3333 | 0.0016 | 874.2479 | 0.00338 | 873.6476 | 0.05043 | 874.2479 | 0.19252 | 702.0096 | 0.03949
| 583.961 | 0 | 710.845 | 0.00041705 | 710.5677 | 0.00022372 | 583.961 | 0 | 710.845 | -3.9837e-05 | 710.5677 | 0.00015768 | 702.6512 | 2.796e-05 | 710.5677 | 0.00061984 | 710.845 | 0.00039779 | 702.2382 | -0.00041024 | 710.845 | 0.000433 | 710.845 | 0.0003104 | 710.845 | 0.00052866 | 702.2382 | 0.00018638 | 710.845 | 0.00051342 | 710.5677 | 0.00247 | 874.4152 | 0.00526 | 873.8152 | 0.05521 | 874.4152 | 0.1931 | 702.2382 | 0.0396
| 584.0786 | 0.00115 | 711.0791 | -8.2217e-05 | 710.802 | -0.0009479 | 584.0786 | 0.00125 | 711.0791 | -0.00028872 | 710.802 | -0.00083608 | 702.8832 | -4.0956e-05 | 710.802 | -0.00070352 | 711.0791 | 0 | 702.4667 | -0.0014277 | 711.0791 | 0 | 711.0791 | 0 | 711.0791 | 0 | 702.4667 | 0.00098362 | 711.0791 | 0 | 710.8021 | 0.00109 | 874.5826 | 0.00309 | 873.9829 | 0.04877 | 874.5826 | 0.19426 | 702.4667 | 0.03809
| 584.1962 | 0 | 711.3132 | 0.00063406 | 711.0364 | 0.00057579 | 584.1962 | 0 | 711.3132 | 0.00056058 | 711.0364 | 6.4877e-05 | 703.1152 | 0.00027014 | 711.0364 | 0.00038717 | 711.3132 | 0.00077998 | 702.6953 | 0.00090422 | 711.3132 | 0.00050833 | 711.3132 | 0.00041752 | 711.3132 | 0.00017702 | 702.6953 | 0.0036864 | 711.3132 | 0.00054029 | 711.0364 | 0.00242 | 874.75 | 0.00527 | 874.1507 | 0.05205 | 874.75 | 0.19454 | 702.6953 | 0.04075
| 584.3138 | 0.0014 | 711.5473 | -0.0001624 | 711.2708 | -0.00055375 | 584.3138 | 0.00031212 | 711.5473 | -0.00013108 | 711.2708 | -0.0010367 | 703.3472 | -0.00016466 | 711.2708 | -0.00069139 | 711.5473 | 0 | 702.9238 | 0.00028716 | 711.5473 | 0 | 711.5473 | 0 | 711.5473 | 0 | 702.9238 | -0.0001779 | 711.5473 | 0 | 711.2708 | 0.00142 | 874.9173 | 0.00376 | 874.3184 | 0.05361 | 874.9173 | 0.19533 | 702.9238 | 0.03896
| 584.4314 | 0 | 711.7814 | 0.000781 | 711.5052 | -0.00033726 | 584.4314 | 0 | 711.7814 | 0.00010516 | 711.5052 | 4.4872e-06 | 703.5793 | 0.00010928 | 711.5052 | 0.0004654 | 711.7814 | 0.00058816 | 703.1524 | 0.00045845 | 711.7814 | 0.00012918 | 711.7814 | 0.00015709 | 711.7814 | 0.00052791 | 703.1524 | 0.0028027 | 711.7814 | 0.00034411 | 711.5052 | 0.00213 | 875.0847 | 0.00401 | 874.4861 | 0.05351 | 875.0847 | 0.19547 | 703.1524 | 0.03842
| 584.549 | 0.00066181 | 712.0155 | -6.7174e-05 | 711.7396 | 0.00031238 | 584.549 | 0.00109 | 712.0155 | -0.00088944 | 711.7396 | -0.00066359 | 703.8113 | -0.00014918 | 711.7396 | -0.00063875 | 712.0155 | 0 | 703.381 | 0.00081927 | 712.0155 | 0 | 712.0155 | 0 | 712.0155 | 0 | 703.381 | -0.0013978 | 712.0155 | 0 | 711.7396 | 0.00119 | 875.2521 | 0.00424 | 874.6538 | 0.05151 | 875.2521 | 0.19672 | 703.381 | 0.03852
| 584.6667 | 0 | 712.2496 | 0.0011036 | 711.9741 | -0.0001592 | 584.6667 | 0 | 712.2496 | 0.00098115 | 711.9741 | 0.00036601 | 704.0433 | 0.00024924 | 711.9741 | 0.00031141 | 712.2497 | 0.00034211 | 703.6096 | 0.00035986 | 712.2497 | 0.00034742 | 712.2496 | 7.06e-05 | 712.2497 | 0.00043233 | 703.6096 | -0.0005831 | 712.2496 | 0.00048026 | 711.9741 | 0.00231 | 875.4195 | 0.00483 | 874.8215 | 0.04715 | 875.4195 | 0.19779 | 703.6096 | 0.04011
| 584.7843 | 0.00037433 | 712.4838 | 0.00021768 | 712.2085 | 9.6385e-05 | 584.7843 | 0.00144 | 712.4838 | -0.00090691 | 712.2085 | -0.00059165 | 704.2754 | -0.00016242 | 712.2085 | -0.00072382 | 712.4838 | 0 | 703.8381 | 0.00045396 | 712.4838 | 0 | 712.4838 | 0 | 712.4838 | 0 | 703.8381 | 6.6824e-05 | 712.4838 | 0 | 712.2085 | 0.00197 | 875.5869 | 0.00306 | 874.9893 | 0.04089 | 875.5869 | 0.19921 | 703.8381 | 0.03775
| 584.902 | 0 | 712.718 | 0.0011082 | 712.4429 | 0.00062742 | 584.902 | 0 | 712.718 | 0.00046183 | 712.4429 | 4.0699e-06 | 704.5074 | 0.00023065 | 712.4429 | 0.0004312 | 712.718 | 0.00045416 | 704.0668 | 0.00039938 | 712.718 | 0.00038085 | 712.718 | 0.00034481 | 712.718 | 4.2421e-05 | 704.0668 | 0.0014631 | 712.718 | 0.00059736 | 712.4429 | 0.00199 | 875.7542 | 0.0045 | 875.157 | 0.03479 | 875.7542 | 0.19991 | 704.0668 | 0.0386
| 585.0196 | 6.8875e-05 | 712.9521 | -0.00027076 | 712.6774 | -0.00047957 | 585.0196 | 0 | 712.9521 | -0.00047492 | 712.6774 | -0.00077499 | 704.7395 | -0.00017047 | 712.6774 | -0.00070023 | 712.9521 | 0 | 704.2953 | -0.00033431 | 712.9521 | 0 | 712.9521 | 0 | 712.9521 | 0 | 704.2953 | -0.0011557 | 712.9521 | 0 | 712.6774 | 0.00106 | 875.9216 | 0.00441 | 875.3247 | 0.02869 | 875.9216 | 0.20068 | 704.2953 | 0.03715
| 585.1373 | 0 | 713.1863 | 0.00043326 | 712.9118 | 0.0001648 | 585.1373 | 0 | 713.1863 | 0.00051209 | 712.9118 | -0.00026669 | 704.9716 | 0.00015571 | 712.9118 | 0.00050185 | 713.1863 | 0.00021452 | 704.524 | 0.00091422 | 713.1863 | 0.00072009 | 713.1863 | 0.00043607 | 713.1863 | 0.00049234 | 704.524 | 0.0022625 | 713.1863 | 0.00063769 | 712.9118 | 0.00204 | 876.089 | 0.00413 | 875.4925 | 0.04089 | 876.089 | 0.20088 | 704.524 | 0.03718
| 585.2549 | 1.4969e-05 | 713.4205 | 2.1082e-05 | 713.1463 | -0.00020616 | 585.2549 | 0.00058956 | 713.4205 | -0.001099 | 713.1463 | -0.0010991 | 705.2037 | -0.00032864 | 713.1463 | -0.00067984 | 713.4205 | 0 | 704.7526 | 0.0005307 | 713.4205 | 0 | 713.4205 | 0 | 713.4205 | 0 | 704.7526 | 0.00064277 | 713.4205 | 0 | 713.1463 | 0.00114 | 876.2564 | 0.00345 | 875.6602 | 0.02605 | 876.2564 | 0.20176 | 704.7526 | 0.03523
| 585.3726 | 0 | 713.6547 | 0.00026655 | 713.3808 | -0.0011856 | 585.3726 | 0 | 713.6547 | 0.00044205 | 713.3808 | 0.00031921 | 705.4358 | 0.00032325 | 713.3808 | 0.00047615 | 713.6547 | 0.0002393 | 704.9813 | 0.0005677 | 713.6547 | 0.000956 | 713.6547 | 0.00052092 | 713.6547 | 0.00064694 | 704.9813 | 0.0029493 | 713.6547 | 0.00044392 | 713.3808 | 0.00149 | 876.4238 | 0.00599 | 875.8279 | 0.02687 | 876.4238 | 0.20265 | 704.9813 | 0.03657
| 585.4903 | 0.00039229 | 713.8889 | 9.5866e-05 | 713.6153 | 0.00020133 | 585.4903 | 0.0014 | 713.8889 | -0.00041606 | 713.6153 | -0.0010792 | 705.6678 | -0.00018354 | 713.6153 | -0.00056023 | 713.8889 | 0 | 705.2099 | -0.00046497 | 713.8889 | 0 | 713.8889 | 0 | 713.8889 | 0 | 705.2099 | -0.00080362 | 713.8889 | 0 | 713.6152 | 0.00106 | 876.5912 | 0.00334 | 875.9957 | 0.02287 | 876.5912 | 0.20406 | 705.2099 | 0.03671
| 585.608 | 0 | 714.1231 | 0.00068608 | 713.8497 | 0.00052527 | 585.608 | 0 | 714.1231 | 0.00057435 | 713.8497 | 0.0007016 | 705.9 | 0.00021593 | 713.8497 | 0.00041646 | 714.1231 | 0.00035839 | 705.4385 | -0.00018461 | 714.1231 | 0.00064015 | 714.1231 | 0.00036659 | 714.1231 | 0.00046162 | 705.4385 | 0.0012013 | 714.1231 | 0.00058728 | 713.8497 | 0.00183 | 876.7586 | 0.00483 | 876.1634 | 0.02835 | 876.7586 | 0.20553 | 705.4385 | 0.03665
| 585.7257 | 0 | 714.3574 | -0.00035661 | 714.0843 | -0.0007574 | 585.7257 | 0.00060691 | 714.3574 | -0.00011366 | 714.0843 | -0.0012298 | 706.1321 | -0.00028982 | 714.0843 | -0.00058964 | 714.3573 | 0 | 705.6672 | -0.00015243 | 714.3573 | 0 | 714.3574 | 0 | 714.3573 | 0 | 705.6672 | 0.0014794 | 714.3574 | 0 | 714.0842 | 0.00104 | 876.926 | 0.00371 | 876.3312 | 0.02905 | 876.926 | 0.2072 | 705.6672 | 0.03535
| 585.8434 | 0 | 714.5916 | -0.00021894 | 714.3188 | 6.487e-05 | 585.8434 | 0 | 714.5916 | -9.3087e-05 | 714.3188 | 0.00030924 | 706.3643 | 0.00026245 | 714.3188 | 0.00029685 | 714.5916 | 0.00028805 | 705.8959 | 0.000796 | 714.5916 | 0.00054143 | 714.5916 | 0.00031175 | 714.5916 | 0.0005946 | 705.8959 | 0.0032848 | 714.5915 | 0.00049561 | 714.3188 | 0.00157 | 877.0934 | 0.00524 | 876.4989 | 0.03025 | 877.0934 | 0.2085 | 705.8959 | 0.03712
| 585.9611 | 0.00041025 | 714.8258 | 0.0001741 | 714.5533 | -0.0014035 | 585.9611 | 0.00128 | 714.8258 | -0.00057646 | 714.5533 | -0.00078973 | 706.5964 | -0.00021636 | 714.5533 | -0.00067129 | 714.8258 | 0 | 706.1246 | 0.0007064 | 714.8258 | 0 | 714.8258 | 0 | 714.8258 | 0 | 706.1246 | -0.00036656 | 714.8258 | 0 | 714.5533 | 0.0004927 | 877.2608 | 0.00424 | 876.6667 | 0.02787 | 877.2608 | 0.20949 | 706.1246 | 0.03501
| 586.0788 | 0 | 715.0601 | 0.00077881 | 714.7878 | -0.00036898 | 586.0788 | 0 | 715.0601 | -0.00011581 | 714.7878 | 5.6429e-05 | 706.8286 | 0.00032595 | 714.7878 | 0.00039402 | 715.0601 | 0.00042064 | 706.3533 | 0.00046223 | 715.0601 | 0.00061079 | 715.0601 | 0.00032564 | 715.0601 | 0.00047589 | 706.3533 | 0.0013732 | 715.0601 | 0.00055403 | 714.7878 | 0.00195 | 877.4282 | 0.00643 | 876.8345 | 0.02389 | 877.4282 | 0.21001 | 706.3533 | 0.03628
| 586.1965 | 0.00046416 | 715.2943 | 0.00034649 | 715.0224 | -0.00085908 | 586.1965 | 0.00158 | 715.2943 | -0.0001057 | 715.0224 | -0.00098918 | 707.0607 | -4.9854e-05 | 715.0224 | -0.00066691 | 715.2943 | 0 | 706.582 | -0.000276 | 715.2943 | 0 | 715.2943 | 0 | 715.2943 | 0 | 706.582 | -9.0678e-05 | 715.2943 | 0 | 715.0224 | 0.00063818 | 877.5956 | 0.00322 | 877.0022 | 0.02953 | 877.5956 | 0.211 | 706.582 | 0.03388
| 586.3142 | 0 | 715.5286 | -8.9812e-05 | 715.2569 | 0.00025562 | 586.3142 | 0 | 715.5286 | 0.000118 | 715.2569 | 0.0011553 | 707.2928 | 0.00016552 | 715.2569 | 0.00030947 | 715.5286 | 0.00042305 | 706.8107 | 0.00075334 | 715.5286 | 0.00053263 | 715.5286 | 0.00024595 | 715.5286 | 0.00048963 | 706.8107 | 0.0029523 | 715.5286 | 0.00055725 | 715.2569 | 0.00167 | 877.7631 | 0.00392 | 877.17 | 0.02297 | 877.7631 | 0.21205 | 706.8107 | 0.0348
| 586.432 | 0.00064383 | 715.7629 | -0.00060397 | 715.4915 | 0.00012718 | 586.432 | 0.00111 | 715.7629 | -0.00030936 | 715.4915 | -0.00079363 | 707.525 | -0.00024082 | 715.4915 | -0.00064256 | 715.7629 | 0 | 707.0394 | -0.001506 | 715.7629 | 0 | 715.7629 | 0 | 715.7629 | 0 | 707.0394 | -0.00042227 | 715.7629 | 0 | 715.4915 | 0.00075064 | 877.9305 | 0.00378 | 877.3378 | 0.02297 | 877.9305 | 0.21378 | 707.0394 | 0.03435
| 586.5497 | 0 | 715.9972 | 0.000844 | 715.726 | 0.00073701 | 586.5497 | 0 | 715.9972 | 0.00063912 | 715.726 | 0.00053818 | 707.7573 | 0.00033781 | 715.726 | 0.00044786 | 715.9972 | 0.00062711 | 707.2681 | 0.00033307 | 715.9972 | 0.00079742 | 715.9972 | 0.00047611 | 715.9972 | 0.00042426 | 707.2681 | 0.0018942 | 715.9972 | 0.00049927 | 715.726 | 0.0017 | 878.0979 | 0.00408 | 877.5055 | 0.02179 | 878.0979 | 0.21535 | 707.2681 | 0.03445
| 586.6675 | 0.00093132 | 716.2315 | 0.00014148 | 715.9606 | -0.00035952 | 586.6675 | 0.00173 | 716.2315 | -0.00086136 | 715.9606 | -0.00057216 | 707.9894 | -0.00031448 | 715.9606 | -0.00044484 | 716.2315 | 0 | 707.4968 | -0.00025448 | 716.2315 | 0 | 716.2315 | 0 | 716.2315 | 0 | 707.4968 | 0.00011601 | 716.2315 | 0 | 715.9606 | 0.00035475 | 878.2653 | 0.00702 | 877.6733 | 0.01829 | 878.2653 | 0.2167 | 707.4968 | 0.03426
| 586.7852 | 0 | 716.4658 | 0.0010533 | 716.1952 | -0.00076082 | 586.7852 | 0 | 716.4658 | 0.00077241 | 716.1952 | 1.7325e-05 | 708.2216 | 0.00023206 | 716.1952 | 0.00048155 | 716.4658 | 0.00062171 | 707.7256 | -0.00019529 | 716.4658 | 0.00077752 | 716.4658 | 0.00043879 | 716.4658 | 0.00021146 | 707.7256 | 0.0024853 | 716.4658 | 0.00030979 | 716.1952 | 0.00156 | 878.4328 | 0.00295 | 877.8411 | 0.01735 | 878.4328 | 0.21753 | 707.7256 | 0.03588
| 586.903 | 0.00032042 | 716.7001 | -4.3137e-05 | 716.4298 | -0.00061889 | 586.903 | 0.00091902 | 716.7001 | -0.00081532 | 716.4298 | -0.00067979 | 708.4539 | -0.00025317 | 716.4298 | -0.00076099 | 716.7001 | 0 | 707.9543 | 2.6401e-05 | 716.7001 | 0 | 716.7001 | 0 | 716.7001 | 0 | 707.9543 | -0.00019868 | 716.7001 | 0 | 716.4298 | 0.00065065 | 878.6002 | 0.00294 | 878.0089 | 0.01431 | 878.6002 | 0.21865 | 707.9543 | 0.03245
| 587.0207 | 0 | 716.9344 | 0.00018552 | 716.6644 | -0.00063471 | 587.0207 | 0 | 716.9344 | 0.00025995 | 716.6644 | -9.1107e-06 | 708.6861 | 0.00014316 | 716.6644 | 0.00024818 | 716.9345 | 0.00044405 | 708.183 | 0.0010206 | 716.9345 | 0.00037397 | 716.9344 | 0.00021224 | 716.9345 | 0.00021668 | 708.183 | 0.00057216 | 716.9344 | 0.00039484 | 716.6644 | 0.00163 | 878.7676 | 0.00448 | 878.1767 | 0.01475 | 878.7676 | 0.22004 | 708.183 | 0.0335
| 587.1385 | 0.00106 | 717.1688 | -0.00046524 | 716.899 | -4.9879e-05 | 587.1385 | 0.00153 | 717.1688 | -0.00088312 | 716.899 | -0.0011105 | 708.9183 | -1.836e-05 | 716.899 | -0.00058301 | 717.1688 | 0 | 708.4118 | 0.00069516 | 717.1688 | 0 | 717.1688 | 0 | 717.1688 | 0 | 708.4118 | -0.00013774 | 717.1688 | 0 | 716.899 | 0.00056218 | 878.9351 | 0.00383 | 878.3445 | 0.01027 | 878.9351 | 0.22227 | 708.4118 | 0.03292
| 587.2563 | 0 | 717.4031 | 0.00087812 | 717.1337 | -0.0011234 | 587.2563 | 0 | 717.4031 | 0.00040161 | 717.1337 | 0.00047611 | 709.1506 | 0.00017269 | 717.1337 | 0.00045329 | 717.4032 | 0.00033867 | 708.6406 | 0.00062065 | 717.4032 | 0.00013715 | 717.4031 | 9.6488e-05 | 717.4032 | 0.00017609 | 708.6406 | 0.0016527 | 717.4031 | 0.00053232 | 717.1337 | 0.0015 | 879.1025 | 0.00441 | 878.5123 | 0.01073 | 879.1025 | 0.22374 | 708.6406 | 0.03394
| 587.3741 | 0.00089539 | 717.6375 | 0.00022708 | 717.3683 | -0.00041126 | 587.3741 | 0.00038148 | 717.6375 | -0.00054961 | 717.3683 | -0.00028781 | 709.3828 | -0.00025924 | 717.3683 | -0.0006758 | 717.6375 | 0 | 708.8694 | 0.00054408 | 717.6375 | 0 | 717.6375 | 0 | 717.6375 | 0 | 708.8694 | -0.00055336 | 717.6375 | 0 | 717.3683 | 6.9695e-05 | 879.2699 | 0.00309 | 878.6801 | 0.01109 | 879.2699 | 0.22534 | 708.8694 | 0.03317
| 587.4918 | 0 | 717.8719 | 0.00055857 | 717.603 | 8.3982e-05 | 587.4918 | 0 | 717.8719 | 0.00016645 | 717.603 | -0.00020448 | 709.6151 | 0.00011767 | 717.603 | 0.00035206 | 717.8719 | 0.00019418 | 709.0982 | 0.0010401 | 717.8719 | 0.0006626 | 717.8719 | 0.00011832 | 717.8719 | 0.0002692 | 709.0982 | 0.0016475 | 717.8719 | 0.00040957 | 717.6029 | 0.00139 | 879.4374 | 0.00515 | 878.8479 | 0.01123 | 879.4374 | 0.22559 | 709.0982 | 0.03349
| 587.6096 | 0.00064383 | 718.1063 | 0.00028769 | 717.8376 | 1.6946e-05 | 587.6096 | 0.00036414 | 718.1063 | 0.00011166 | 717.8376 | -0.00094749 | 709.8474 | -7.526e-05 | 717.8376 | -0.00070145 | 718.1063 | 0 | 709.327 | -0.0010198 | 718.1063 | 0 | 718.1063 | 0 | 718.1063 | 0 | 709.327 | -0.0014837 | 718.1063 | 0 | 717.8376 | 0.00050187 | 879.6048 | 0.00246 | 879.0157 | 0.00547 | 879.6048 | 0.22651 | 709.327 | 0.03262
| 587.7275 | 0 | 718.3407 | 0.0015054 | 718.0723 | 0.00057701 | 587.7275 | 0 | 718.3407 | 0.0004549 | 718.0723 | 0.00010255 | 710.0796 | 0.00022537 | 718.0723 | 0.00043153 | 718.3407 | 0.0003319 | 709.5558 | -0.00036996 | 718.3407 | 0.00055246 | 718.3407 | 0.00047659 | 718.3407 | 0.00062704 | 709.5558 | -0.00043319 | 718.3407 | 0.00060003 | 718.0723 | 0.00151 | 879.7723 | 0.00441 | 879.1835 | 0.00715 | 879.7723 | 0.22678 | 709.5558 | 0.03175
| 587.8453 | 1.4969e-05 | 718.5751 | -0.00042007 | 718.3069 | -0.00088351 | 587.8453 | 0.00090168 | 718.5751 | -0.0010447 | 718.3069 | -0.00058384 | 710.3119 | -0.0001508 | 718.3069 | -0.00067592 | 718.5751 | 0 | 709.7846 | -0.00023544 | 718.5751 | 0 | 718.5751 | 0 | 718.5751 | 0 | 709.7846 | -0.00029169 | 718.5751 | 0 | 718.307 | 0.00012011 | 879.9397 | 0.00389 | 879.3513 | 0.00459 | 879.9397 | 0.22788 | 709.7846 | 0.03119
| 587.9631 | 0 | 718.8095 | 0.00023418 | 718.5416 | 7.7067e-05 | 587.9631 | 0 | 718.8095 | 5.3665e-05 | 718.5416 | 3.0242e-05 | 710.5442 | 0.00014223 | 718.5416 | 0.00037062 | 718.8095 | 0.0002992 | 710.0134 | 0.0010797 | 718.8095 | 0.00038617 | 718.8095 | 0.00034376 | 718.8095 | 0.00043268 | 710.0134 | 0.00042594 | 718.8095 | 0.00063157 | 718.5416 | 0.00108 | 880.1072 | 0.00464 | 879.5191 | 0.00643 | 880.1072 | 0.22862 | 710.0134 | 0.0322
| 588.0809 | 0.00098522 | 719.0439 | 5.9012e-05 | 718.7763 | -0.00019836 | 588.0809 | 0.0012 | 719.0439 | -0.0010853 | 718.7763 | -0.00098431 | 710.7765 | -0.00030073 | 718.7763 | -0.00072709 | 719.0439 | 0 | 710.2422 | -0.00068549 | 719.0439 | 0 | 719.0439 | 0 | 719.0439 | 0 | 710.2422 | 0.00028304 | 719.0439 | 0 | 718.7763 | 0.00057563 | 880.2746 | 0.00329 | 879.687 | 0.00287 | 880.2746 | 0.23017 | 710.2423 | 0.0311
| 588.1988 | 0.00043191 | 719.2783 | 0.00038031 | 719.011 | 0.00050832 | 588.1988 | 0 | 719.2783 | 0.00029387 | 719.011 | 0.00026435 | 711.0089 | 0.00016927 | 719.011 | 0.00050136 | 719.2783 | 0.00056074 | 710.4711 | 0.00077859 | 719.2783 | 0.00067013 | 719.2783 | 0.00037029 | 719.2783 | 0.00049486 | 710.4711 | 4.1774e-05 | 719.2783 | 0.00048955 | 719.011 | 0.00191 | 880.4421 | 0.0054 | 879.8548 | 0.00365 | 880.4421 | 0.23101 | 710.4711 | 0.03221
| 588.3166 | 0.00066181 | 719.5128 | -0.0011428 | 719.2457 | -0.00012108 | 588.3166 | 0.00114 | 719.5128 | -0.00057718 | 719.2457 | -0.00097498 | 711.2411 | -9.5885e-05 | 719.2457 | -0.00059525 | 719.5128 | 0 | 710.7 | -0.00026275 | 719.5128 | 0 | 719.5128 | 0 | 719.5128 | 0 | 710.7 | 0.00080756 | 719.5128 | 0 | 719.2457 | 0.00011452 | 880.6096 | 0.00255 | 880.0226 | 0 | 880.6096 | 0.23216 | 710.6999 | 0.03096
| 588.4344 | 0 | 719.7473 | 0.0010364 | 719.4805 | 0.00040876 | 588.4344 | 0 | 719.7473 | 0.0002309 | 719.4805 | 8.4539e-05 | 711.4735 | 0.0002301 | 719.4805 | 0.00038931 | 719.7472 | 0.0002767 | 710.9288 | 0.0015737 | 719.7472 | 0.00054135 | 719.7473 | 0.00031742 | 719.7472 | 0.0004735 | 710.9288 | 0.00014595 | 719.7473 | 0.00051478 | 719.4805 | 0.00147 | 880.777 | 0.00657 | 880.1904 | 0.00353 | 880.777 | 0.23273 | 710.9288 | 0.03108
| 588.5523 | 0.00163 | 719.9817 | -0.00017163 | 719.7152 | -0.0002129 | 588.5523 | 0.00125 | 719.9817 | -0.00046467 | 719.7152 | -0.00082076 | 711.7058 | -0.00012958 | 719.7152 | -0.000653 | 719.9817 | 0 | 711.1577 | -0.00074988 | 719.9817 | 0 | 719.9817 | 0 | 719.9817 | 0 | 711.1577 | -0.00051757 | 719.9817 | 0 | 719.7152 | 0.00032954 | 880.9445 | 0.00426 | 880.3583 | 0.00034999 | 880.9445 | 0.23431 | 711.1576 | 0.03095
| 588.6701 | 0 | 720.2162 | 0.00065903 | 719.9499 | 0.00021852 | 588.6701 | 0 | 720.2162 | 0.0002061 | 719.9499 | 0.00033473 | 711.9382 | 0.00024927 | 719.9499 | 0.00036129 | 720.2162 | 0.00030581 | 711.3865 | 0.0005114 | 720.2162 | 0.00063387 | 720.2162 | 0.00049197 | 720.2162 | 0.0004819 | 711.3865 | 0.00132 | 720.2162 | 0.00043093 | 719.9499 | 0.00112 | 881.1119 | 0.00457 | 880.5261 | 2.6669e-05 | 881.1119 | 0.23573 | 711.3865 | 0.03153
| 588.788 | 0 | 720.4506 | -0.00055426 | 720.1847 | -0.0011013 | 588.788 | 0.00163 | 720.4506 | -0.00073877 | 720.1847 | -0.0011469 | 712.1705 | -0.00028373 | 720.1847 | -0.0005868 | 720.4506 | 0 | 711.6154 | -0.00070645 | 720.4506 | 0 | 720.4506 | 0 | 720.4506 | 0 | 711.6154 | -0.0016587 | 720.4506 | 0 | 720.1847 | 0.00061464 | 881.2794 | 0.00301 | 880.6939 | 0 | 881.2794 | 0.23756 | 711.6154 | 0.03068
| 588.9059 | 0 | 720.6851 | 5.6205e-05 | 720.4194 | 0.0010617 | 588.9059 | 0 | 720.6851 | -0.000365 | 720.4194 | 0.0001817 | 712.403 | 0.00036399 | 720.4194 | 0.00042356 | 720.6851 | 0.00052928 | 711.8444 | 0.000803 | 720.6851 | 0.0005654 | 720.6851 | 0.00056567 | 720.6851 | 0.00062661 | 711.8444 | 0.00072658 | 720.6851 | 0.00051895 | 720.4194 | 0.00112 | 881.4469 | 0.00506 | 880.8618 | 0 | 881.4469 | 0.23882 | 711.8444 | 0.02961
| 589.0238 | 0.0004462 | 720.9196 | 5.237e-05 | 720.6542 | -0.0005178 | 589.0238 | 0.00050287 | 720.9196 | -0.00099806 | 720.6542 | -0.00070032 | 712.6353 | -1.6214e-05 | 720.6542 | -0.0005557 | 720.9196 | 0 | 712.0732 | -0.00082206 | 720.9196 | 0 | 720.9196 | 0 | 720.9196 | 0 | 712.0732 | -0.00054761 | 720.9196 | 0 | 720.6542 | 4.6427e-05 | 881.6144 | 0.0045 | 881.0296 | 0 | 881.6144 | 0.24024 | 712.0732 | 0.03072
| 589.1417 | 0 | 721.1542 | 0.00066476 | 720.889 | 0.00032298 | 589.1417 | 0 | 721.1542 | -0.00010065 | 720.889 | 0.00038862 | 712.8677 | -4.6427e-05 | 720.889 | 0.0004774 | 721.1541 | 0.00025752 | 712.3021 | -0.00026891 | 721.1541 | 0.00049303 | 721.1542 | 0.00034379 | 721.1541 | 0.00075974 | 712.3021 | 0.0011937 | 721.1542 | 0.00071497 | 720.889 | 0.00094066 | 881.7818 | 0.00406 | 881.1975 | 0 | 881.7818 | 0.24093 | 712.3021 | 0.03113
| 589.2595 | 0.001 | 721.3887 | -6.3438e-05 | 721.1238 | 0.00028131 | 589.2595 | 0.00065893 | 721.3887 | -0.0006505 | 721.1238 | -0.0006509 | 713.1001 | -5.3402e-05 | 721.1238 | -0.00051673 | 721.3887 | 0 | 712.5311 | -0.0011933 | 721.3887 | 0 | 721.3887 | 0 | 721.3887 | 0 | 712.5311 | -0.00034454 | 721.3887 | 0 | 721.1238 | 0.00045388 | 881.9493 | 0.00338 | 881.3653 | 0 | 881.9493 | 0.24192 | 712.5311 | 0.02928
| 589.3774 | 0 | 721.6232 | -0.00012125 | 721.3586 | 0.00050788 | 589.3774 | 0 | 721.6232 | -0.00028642 | 721.3586 | -0.00014069 | 713.3325 | 9.8569e-05 | 721.3586 | 0.00056572 | 721.6232 | 0 | 712.76 | 0.0015611 | 721.6232 | 0.00054576 | 721.6232 | 0.00060036 | 721.6232 | 0.00063758 | 712.76 | 0.00047817 | 721.6232 | 0.00045626 | 721.3586 | 0.00146 | 882.1168 | 0.00605 | 881.5332 | 0 | 882.1168 | 0.24285 | 712.76 | 0.03063
| 589.4954 | 0.00131 | 721.8577 | -0.00077997 | 721.5934 | -7.5269e-05 | 589.4954 | 0.00067626 | 721.8577 | -0.00024744 | 721.5934 | -0.00057965 | 713.5649 | -0.00026103 | 721.5934 | -0.0005594 | 721.8577 | 0 | 712.989 | -0.0002562 | 721.8577 | 0 | 721.8577 | 0 | 721.8577 | 0 | 712.989 | -0.0013863 | 721.8577 | 0 | 721.5934 | -7.5232e-05 | 882.2843 | 0.0035 | 881.7011 | 0 | 882.2843 | 0.245 | 712.989 | 0.02892
| 589.6133 | 0 | 722.0923 | 0.00051944 | 721.8282 | -0.00053253 | 589.6133 | 0 | 722.0923 | -0.00040904 | 721.8282 | -9.6897e-05 | 713.7974 | 0.00022335 | 721.8282 | 0.00028024 | 722.0923 | 0.00039921 | 713.2179 | -0.00018165 | 722.0923 | 0.00011555 | 722.0923 | 0.0001028 | 722.0923 | 0.00050398 | 713.2179 | 0.0025251 | 722.0923 | 0.00034578 | 721.8282 | 0.00062318 | 882.4518 | 0.00519 | 881.8689 | 0 | 882.4518 | 0.24709 | 713.2179 | 0.03001
| 589.7312 | 0.00075165 | 722.3268 | 0.0014397 | 722.063 | -0.0016382 | 589.7312 | 0.00139 | 722.3268 | -0.00066017 | 722.063 | -0.00064824 | 714.0298 | -0.00026405 | 722.063 | -0.00056178 | 722.3268 | 0 | 713.4468 | 0.00038131 | 722.3268 | 0 | 722.3268 | 0 | 722.3268 | 0 | 713.4468 | -0.0013886 | 722.3268 | 0 | 722.063 | 0.00045001 | 882.6193 | 0.00295 | 882.0368 | 0 | 882.6193 | 0.25 | 713.4468 | 0.02895
| 589.8491 | 0 | 722.5614 | 0.0011441 | 722.2978 | 0.00066312 | 589.8491 | 0 | 722.5614 | -0.0004509 | 722.2978 | -0.00019517 | 714.2622 | 0.00022767 | 722.2978 | 0.00043498 | 722.5614 | 0.00049168 | 713.6758 | 0.0020121 | 722.5614 | 0.00079147 | 722.5614 | 0.00041497 | 722.5614 | 0.00042397 | 713.6758 | 0.0011559 | 722.5614 | 0.00040637 | 722.2979 | 0.0011 | 882.7868 | 0.00436 | 882.2047 | 0 | 882.7868 | 0.25224 | 713.6758 | 0.02895
| 589.967 | 0.00091335 | 722.796 | -6.4652e-05 | 722.5327 | -0.00069633 | 589.967 | 0.00113 | 722.796 | -0.00039975 | 722.5327 | -0.00059388 | 714.4947 | -0.00031688 | 722.5327 | -0.00065714 | 722.796 | 0 | 713.9048 | -0.00013545 | 722.796 | 0 | 722.796 | 0 | 722.796 | 0 | 713.9048 | -0.00087112 | 722.796 | 0 | 722.5327 | -3.5066e-05 | 882.9543 | 0.00535 | 882.3725 | 0 | 882.9543 | 0.25437 | 713.9048 | 0.02882
| 590.085 | 0 | 723.0306 | 0.0007531 | 722.7675 | 7.5558e-05 | 590.085 | 0 | 723.0306 | 0.00033905 | 722.7675 | -3.7056e-05 | 714.7272 | 0.00029013 | 722.7675 | 0.00034095 | 723.0306 | 0.00031953 | 714.1337 | 0.00044381 | 723.0306 | 0.00083613 | 723.0306 | 0.00037703 | 723.0306 | 0.00044879 | 714.1337 | -0.0004431 | 723.0306 | 0.00053389 | 722.7675 | 0.00082221 | 883.1218 | 0.0045 | 882.5404 | 0 | 883.1218 | 0.25528 | 714.1337 | 0.02836
| 590.2029 | 0.00124 | 723.2651 | 0.00013286 | 723.0024 | -0.0010595 | 590.2029 | 0.00083232 | 723.2651 | -0.00036317 | 723.0024 | -0.0013049 | 714.9596 | -0.0001409 | 723.0024 | -0.0007015 | 723.2652 | 0 | 714.3627 | 0.00063894 | 723.2652 | 0 | 723.2651 | 0 | 723.2652 | 0 | 714.3627 | -0.00081198 | 723.2651 | 0 | 723.0024 | 4.8164e-05 | 883.2893 | 0.00306 | 882.7083 | 0 | 883.2893 | 0.25627 | 714.3627 | 0.0275
| 590.3209 | 0 | 723.4998 | 0.0008465 | 723.2373 | 0.0002204 | 590.3209 | 0 | 723.4998 | 0.00067365 | 723.2373 | -8.7945e-05 | 715.1921 | 5.326e-05 | 723.2373 | 0.00031165 | 723.4998 | 0.00047033 | 714.5917 | 0.00043769 | 723.4998 | 0.00073658 | 723.4998 | 0.00023701 | 723.4998 | 0.00050078 | 714.5917 | 0.00042232 | 723.4998 | 0.00037882 | 723.2373 | 0.00115 | 883.4568 | 0.00555 | 882.8762 | 0 | 883.4568 | 0.25695 | 714.5917 | 0.02975
| 590.4388 | 0.00051807 | 723.7344 | -0.00022094 | 723.4722 | -0.00044292 | 590.4388 | 0.00165 | 723.7344 | 1.5312e-05 | 723.4722 | -0.00088675 | 715.4246 | -8.5438e-05 | 723.4722 | -0.00055226 | 723.7344 | 0 | 714.8207 | 0.001139 | 723.7344 | 0 | 723.7344 | 0 | 723.7344 | 0 | 714.8207 | -0.0003437 | 723.7344 | 0 | 723.4722 | 4.1998e-05 | 883.6243 | 0.00498 | 883.044 | 0 | 883.6243 | 0.25832 | 714.8207 | 0.02827
| 590.5568 | 0 | 723.969 | 0.00042703 | 723.707 | -0.00053687 | 590.5568 | 0 | 723.969 | -0.00084885 | 723.707 | 0.00040747 | 715.6571 | 6.8824e-05 | 723.707 | 0.00028157 | 723.969 | 0 | 715.0497 | 0.00037649 | 723.969 | 0.00035612 | 723.969 | 0.00043082 | 723.969 | 0.00039872 | 715.0497 | 0.0020362 | 723.969 | 0.00054317 | 723.707 | 0.00106 | 883.7918 | 0.00541 | 883.2119 | 0 | 883.7918 | 0.25922 | 715.0497 | 0.02789
| 590.6748 | 0 | 724.2037 | -0.00019956 | 723.9419 | -0.0014419 | 590.6748 | 0.00142 | 724.2037 | -0.00066259 | 723.9419 | -0.00087207 | 715.8896 | -0.00022461 | 723.9419 | -0.00061932 | 724.2037 | 0 | 715.2787 | -0.00060327 | 724.2037 | 0 | 724.2037 | 0 | 724.2037 | 0 | 715.2787 | 0.00090403 | 724.2037 | 0 | 723.9419 | -0.00016953 | 883.9593 | 0.00411 | 883.3798 | 0 | 883.9593 | 0.26082 | 715.2787 | 0.02696
| 590.7928 | 0 | 724.4383 | 0.00052537 | 724.1769 | 0.00057792 | 590.7928 | 0 | 724.4383 | 0.00040926 | 724.1769 | -0.00042796 | 716.1221 | 9.6547e-05 | 724.1769 | 0.00033004 | 724.4383 | 0.00067894 | 715.5078 | 0.00090135 | 724.4383 | 0.0008254 | 724.4383 | 0.00037864 | 724.4383 | 0.000539 | 715.5078 | 0.0024482 | 724.4383 | 0.00037255 | 724.1768 | 0.00144 | 884.1268 | 0.0049 | 883.5477 | 0 | 884.1268 | 0.26181 | 715.5078 | 0.02744
| 590.9108 | 0.00057197 | 724.673 | -0.00034793 | 724.4118 | -0.0005952 | 590.9108 | 0.00097105 | 724.673 | -0.00055838 | 724.4118 | -0.0010079 | 716.3547 | -0.00019634 | 724.4118 | -0.00058524 | 724.673 | 0 | 715.7368 | -0.00074755 | 724.673 | 0 | 724.673 | 0 | 724.673 | 0 | 715.7368 | -0.0010901 | 724.673 | 0 | 724.4118 | -0.00013025 | 884.2943 | 0.00382 | 883.7156 | 0 | 884.2943 | 0.26393 | 715.7368 | 0.02779
| 591.0287 | 0 | 724.9076 | 0.00066144 | 724.6467 | 0.00043641 | 591.0287 | 0 | 724.9076 | -8.9104e-05 | 724.6467 | 0.00038731 | 716.5872 | 0.00012981 | 724.6467 | 0.00034002 | 724.9076 | 0.00072286 | 715.9659 | 0.00076549 | 724.9076 | 0.0007376 | 724.9076 | 0.0002706 | 724.9076 | 0.00037678 | 715.9659 | 0.0024514 | 724.9076 | 0.00028416 | 724.6467 | 0.00113 | 884.4618 | 0.00388 | 883.8835 | 0 | 884.4618 | 0.2654 | 715.9659 | 0.02854
| 591.1467 | 0 | 725.1423 | 0.00011529 | 724.8816 | -0.00053679 | 591.1467 | 0.00091902 | 725.1423 | -0.00052236 | 724.8816 | -0.00065772 | 716.8197 | -0.00027521 | 724.8816 | -0.00057545 | 725.1423 | 0 | 716.1949 | -0.00099702 | 725.1423 | 0 | 725.1423 | 0 | 725.1423 | 0 | 716.1949 | -0.0002422 | 725.1423 | 0 | 724.8816 | -0.00018521 | 884.6294 | 0.00389 | 884.0514 | 0 | 884.6294 | 0.2676 | 716.1949 | 0.02692
| 591.2648 | 0 | 725.377 | 0.0016769 | 725.1166 | -0.00034741 | 591.2648 | 0 | 725.377 | -9.0326e-05 | 725.1166 | 0.00019272 | 717.0523 | 8.5528e-05 | 725.1166 | 0.00046208 | 725.377 | 0.0004559 | 716.424 | -0.00064579 | 725.377 | 0.00075904 | 725.377 | 0.00017633 | 725.377 | 7.9167e-05 | 716.424 | 0.00060233 | 725.3769 | 0.00055227 | 725.1166 | 0.00106 | 884.7969 | 0.00512 | 884.2193 | 0 | 884.7969 | 0.26883 | 716.424 | 0.02772
| 591.3828 | 0.00199 | 725.6117 | -0.00035252 | 725.3515 | -0.00040848 | 591.3828 | 0.00208 | 725.6117 | -0.00044281 | 725.3515 | -0.00076015 | 717.2849 | -0.00021797 | 725.3515 | -0.00059895 | 725.6117 | 0 | 716.6531 | -0.0011827 | 725.6117 | 0 | 725.6117 | 0 | 725.6117 | 0 | 716.6531 | 0.00088894 | 725.6117 | 0 | 725.3515 | 0.0001569 | 884.9644 | 0.00672 | 884.3873 | 0 | 884.9644 | 0.27015 | 716.6531 | 0.02688
| 591.5008 | 0 | 725.8464 | 0.00054386 | 725.5865 | -0.00048978 | 591.5008 | 0 | 725.8464 | -0.0002132 | 725.5865 | 0.00010484 | 717.5174 | 5.345e-05 | 725.5865 | 0.00038914 | 725.8464 | 0.00017826 | 716.8821 | 0.00021884 | 725.8464 | 0 | 725.8464 | 0.00011411 | 725.8464 | 0 | 716.8821 | 0.00057432 | 725.8464 | 0.00036963 | 725.5865 | 0.00044815 | 885.1319 | 0.00636 | 884.5552 | 0 | 885.1319 | 0.27048 | 716.8821 | 0.02713
| 591.6188 | 0 | 726.0811 | 0.0007933 | 725.8215 | -0.0010086 | 591.6188 | 0.00182 | 726.0811 | -0.00069128 | 725.8215 | -0.00071686 | 717.75 | -8.3367e-05 | 725.8215 | -0.00047596 | 726.0811 | 0 | 717.1113 | -0.0002612 | 726.0811 | 0 | 726.0811 | 0 | 726.0811 | 0 | 717.1113 | -0.0006975 | 726.0811 | 0 | 725.8215 | -0.00032931 | 885.2994 | 0.00324 | 884.7231 | 0 | 885.2994 | 0.27151 | 717.1113 | 0.02589
| 591.7369 | 0 | 726.3158 | 0.00029734 | 726.0564 | 0.00083883 | 591.7369 | 0 | 726.3158 | 0.00010213 | 726.0564 | 0.00032392 | 717.9826 | 0.00016766 | 726.0564 | 0.00033441 | 726.3158 | 0.00035422 | 717.3403 | 0.00083143 | 726.3158 | 0.00083124 | 726.3158 | 0.00058289 | 726.3158 | 0.00041356 | 717.3403 | 0.002186 | 726.3158 | 0.0006313 | 726.0565 | 0.00089215 | 885.467 | 0.00499 | 884.891 | 0 | 885.467 | 0.27206 | 717.3403 | 0.02746
| 591.8549 | 0.00109 | 726.5505 | 0.00016614 | 726.2914 | -0.00049935 | 591.8549 | 0.0003468 | 726.5505 | 0.00027108 | 726.2914 | -0.0013045 | 718.2152 | -0.00014562 | 726.2914 | -0.00047554 | 726.5505 | 0 | 717.5695 | 0.00090125 | 726.5505 | 0 | 726.5505 | 0 | 726.5505 | 0 | 717.5695 | 0.00068949 | 726.5505 | 0 | 726.2914 | -5.7741e-05 | 885.6345 | 0.00368 | 885.0589 | 0 | 885.6345 | 0.27357 | 717.5695 | 0.02496
| 591.9729 | 0 | 726.7853 | 0.00051307 | 726.5264 | -1.1624e-05 | 591.9729 | 0 | 726.7853 | -0.00031187 | 726.5264 | 0.00024137 | 718.4478 | 0.00032185 | 726.5264 | 0.00047191 | 726.7853 | 0.0007855 | 717.7986 | -6.2191e-05 | 726.7853 | 0.00051278 | 726.7853 | 0.00038373 | 726.7853 | 0.00022161 | 717.7986 | 0.0025922 | 726.7853 | 0.00048787 | 726.5264 | 0.00113 | 885.8021 | 0.00499 | 885.2269 | 0 | 885.8021 | 0.27457 | 717.7986 | 0.02646
| 592.091 | 0.00098522 | 727.02 | 0.00038094 | 726.7615 | -0.00021065 | 592.091 | 0.00109 | 727.02 | -0.00055178 | 726.7615 | -0.00022897 | 718.6804 | -0.00017951 | 726.7615 | -0.00063621 | 727.02 | 0 | 718.0277 | -0.00073304 | 727.02 | 0 | 727.02 | 0 | 727.02 | 0 | 718.0277 | -0.0011803 | 727.02 | 0 | 726.7614 | 0.00011901 | 885.9696 | 0.00218 | 885.3948 | 0 | 885.9696 | 0.27648 | 718.0277 | 0.02647
| 592.2091 | 0 | 727.2548 | 0.00053824 | 726.9965 | 5.6675e-05 | 592.2091 | 0 | 727.2548 | 0.00025366 | 726.9965 | 0.00028182 | 718.9131 | 5.4896e-05 | 726.9965 | 0.00037173 | 727.2548 | 0.0005312 | 718.2568 | 0.00085059 | 727.2548 | 0.00028206 | 727.2548 | 0.00022041 | 727.2548 | 0.00019234 | 718.2568 | 0.00065458 | 727.2548 | 0.00041151 | 726.9965 | 0.00097963 | 886.1371 | 0.00455 | 885.5627 | 0 | 886.1371 | 0.27815 | 718.2568 | 0.02631
| 592.3271 | 0.0007157 | 727.4896 | 0.00011939 | 727.2315 | -0.00078495 | 592.3271 | 0.00058956 | 727.4896 | -0.0011098 | 727.2315 | -0.0007016 | 719.1457 | -0.00012215 | 727.2315 | -0.00062404 | 727.4896 | 0 | 718.486 | -0.00040692 | 727.4896 | 0 | 727.4896 | 0 | 727.4896 | 0 | 718.486 | -0.00024455 | 727.4896 | 0 | 727.2315 | 0.00010901 | 886.3047 | 0.00575 | 885.7307 | 0 | 886.3047 | 0.28005 | 718.486 | 0.0236
| 592.4452 | 0 | 727.7244 | 0.00048429 | 727.4665 | 0.00022445 | 592.4452 | 0 | 727.7244 | 0.00062891 | 727.4665 | -0.00023672 | 719.3784 | 1.114e-05 | 727.4665 | 0.00030602 | 727.7244 | 0.00037671 | 718.7151 | 0.00054355 | 727.7244 | 0.00028635 | 727.7244 | 0 | 727.7244 | 0.00032644 | 718.7151 | 0.0027844 | 727.7244 | 0.00033679 | 727.4665 | 0.00109 | 886.4722 | 0.00571 | 885.8986 | 0 | 886.4722 | 0.28169 | 718.7151 | 0.0252
| 592.5633 | 0.00089539 | 727.9592 | -0.00021599 | 727.7016 | -0.00033641 | 592.5633 | 0.00177 | 727.9592 | -0.00044715 | 727.7016 | -0.00076987 | 719.611 | -0.00017492 | 727.7016 | -0.00065126 | 727.9591 | 0 | 718.9443 | -0.00023908 | 727.9591 | 0 | 727.9592 | 0 | 727.9591 | 0 | 718.9443 | 0.00034194 | 727.9592 | 0 | 727.7016 | -4.2203e-06 | 886.6398 | 0.00295 | 886.0666 | 0 | 886.6398 | 0.28331 | 718.9443 | 0.02381
| 592.6814 | 0 | 728.194 | 0.00067598 | 727.9366 | -8.4535e-05 | 592.6814 | 0 | 728.194 | -0.0001894 | 727.9366 | 0.00032472 | 719.8437 | 0.00011216 | 727.9366 | 0.00034332 | 728.1939 | 0.00036043 | 719.1735 | 0.00081662 | 728.1939 | 0.00015736 | 728.194 | 0.00018906 | 728.1939 | 0.00055466 | 719.1735 | 0.0020367 | 728.194 | 0.00033738 | 727.9366 | 0.0007675 | 886.8073 | 0.00494 | 886.2345 | 0 | 886.8073 | 0.2851 | 719.1735 | 0.02406
| 592.7995 | 0.00152 | 728.4288 | 0.00012454 | 728.1717 | -0.00010781 | 592.7995 | 0.00125 | 728.4288 | 0.00031147 | 728.1717 | -0.00058406 | 720.0764 | -9.6538e-05 | 728.1717 | -0.00066728 | 728.4288 | 0 | 719.4026 | -0.00084846 | 728.4288 | 0 | 728.4288 | 0 | 728.4288 | 0 | 719.4026 | 4.757e-05 | 728.4288 | 0 | 728.1717 | -0.00018231 | 886.9749 | 0.00338 | 886.4025 | 0 | 886.9749 | 0.28742 | 719.4026 | 0.02359
| 592.9176 | 0 | 728.6636 | 0.00070946 | 728.4068 | -0.00011329 | 592.9176 | 0 | 728.6636 | 0.00014316 | 728.4068 | 0.00049679 | 720.309 | 0.00022717 | 728.4068 | 0.00041058 | 728.6636 | 0.00070506 | 719.6318 | 0.00069042 | 728.6636 | 0.00031558 | 728.6636 | 0.00029403 | 728.6636 | 0.00028073 | 719.6318 | -0.0001397 | 728.6636 | 0.00042455 | 728.4068 | 0.00062979 | 887.1424 | 0.00563 | 886.5704 | 0 | 887.1424 | 0.28979 | 719.6318 | 0.02467
| 593.0357 | 0.00102 | 728.8984 | 0.00016423 | 728.6419 | -0.00066392 | 593.0357 | 0.0003468 | 728.8984 | -0.00013766 | 728.6419 | -0.00073178 | 720.5417 | -0.00024397 | 728.6419 | -0.00064506 | 728.8984 | 0 | 719.861 | 0.00054998 | 728.8984 | 0 | 728.8984 | 0 | 728.8984 | 0 | 719.861 | -0.00028793 | 728.8984 | 0 | 728.6419 | 0.00043566 | 887.31 | 0.00431 | 886.7384 | 0 | 887.31 | 0.29213 | 719.861 | 0.02474
| 593.1538 | 0 | 729.1332 | 0.00042234 | 728.877 | -0.00019414 | 593.1538 | 0 | 729.1332 | 0.00036766 | 728.877 | 0.00016333 | 720.7744 | 0.00028517 | 728.877 | 0.00031992 | 729.1332 | 0.00027029 | 720.0902 | 4.2307e-05 | 729.1332 | 0.00024925 | 729.1332 | 0.00014718 | 729.1332 | 0.00041258 | 720.0902 | 0.003214 | 729.1332 | 0.00050114 | 728.877 | 0.00080855 | 887.4776 | 0.00496 | 886.9063 | 0 | 887.4776 | 0.29344 | 720.0902 | 0.02583
| 593.2719 | 0.00033839 | 729.3681 | -0.00062047 | 729.1121 | -0.00021684 | 593.2719 | 0.0013 | 729.3681 | -0.00041111 | 729.1121 | -0.0011058 | 721.0071 | -0.00019853 | 729.1121 | -0.00066801 | 729.3681 | 0 | 720.3194 | 0.00020106 | 729.3681 | 0 | 729.3681 | 0 | 729.3681 | 0 | 720.3194 | -0.002679 | 729.3681 | 0 | 729.1121 | -0.00022529 | 887.6451 | 0.00468 | 887.0743 | 0 | 887.6451 | 0.29494 | 720.3194 | 0.02256
| 593.3901 | 0 | 729.603 | 0.00045042 | 729.3472 | 0.0011745 | 593.3901 | 0 | 729.603 | 1.4523e-05 | 729.3472 | 0.0004999 | 721.2399 | 0.00010202 | 729.3472 | 0.0003193 | 729.6029 | 0.00027575 | 720.5486 | 1.6586e-05 | 729.6029 | 0.00054047 | 729.603 | 0.0005707 | 729.6029 | 0.00036807 | 720.5486 | 0.0016687 | 729.603 | 0.00049842 | 729.3472 | 0.00088177 | 887.8127 | 0.00552 | 887.2423 | 0 | 887.8127 | 0.29585 | 720.5486 | 0.02425
| 593.5082 | 6.8875e-05 | 729.8378 | -0.00076205 | 729.5823 | -0.00023691 | 593.5082 | 0.00156 | 729.8378 | -0.00059454 | 729.5823 | -0.00073053 | 721.4726 | -0.0002602 | 729.5823 | -0.00057356 | 729.8378 | 0 | 720.7779 | -0.00014238 | 729.8378 | 0 | 729.8378 | 0 | 729.8378 | 0 | 720.7779 | 0.00065547 | 729.8378 | 0 | 729.5823 | 7.2512e-05 | 887.9803 | 0.00313 | 887.4103 | 0 | 887.9803 | 0.29746 | 720.7779 | 0.02313
| 593.6264 | 0 | 730.0727 | 0.00074339 | 729.8174 | 0.00056316 | 593.6264 | 0 | 730.0727 | 0.00062516 | 729.8174 | -0.00018699 | 721.7053 | 5.3424e-05 | 729.8174 | 0.00037423 | 730.0727 | 0.00050491 | 721.0071 | 0.0012978 | 730.0727 | 0.00094581 | 730.0727 | 0.0002674 | 730.0727 | 0.00022546 | 721.0071 | 0.0019605 | 730.0727 | 0.00048503 | 729.8174 | 0.00079509 | 888.1478 | 0.00589 | 887.5782 | 0 | 888.1478 | 0.29818 | 721.0071 | 0.02446
| 593.7445 | 0.00076961 | 730.3076 | -9.6194e-05 | 730.0526 | -0.00093176 | 593.7445 | 0.00106 | 730.3076 | -0.0013817 | 730.0526 | -0.0013453 | 721.938 | -0.00015357 | 730.0526 | -0.00060058 | 730.3076 | 0 | 721.2363 | -0.00070897 | 730.3076 | 0 | 730.3076 | 0 | 730.3076 | 0 | 721.2363 | -0.0020517 | 730.3076 | 0 | 730.0526 | -0.00021453 | 888.3154 | 0.00436 | 887.7462 | 0 | 888.3154 | 0.29992 | 721.2363 | 0.02332
| 593.8627 | 0 | 730.5425 | -0.00028834 | 730.2877 | -6.2994e-05 | 593.8627 | 0 | 730.5425 | 0.00017493 | 730.2877 | 0.00042461 | 722.1708 | 5.7477e-05 | 730.2877 | 0.00036035 | 730.5425 | 0.00031294 | 721.4656 | 0.00044967 | 730.5425 | 0.00062876 | 730.5425 | 0.00011515 | 730.5425 | 0.00042067 | 721.4656 | 0.0014512 | 730.5425 | 0.00015736 | 730.2877 | 0.00089064 | 888.483 | 0.00466 | 887.9142 | 0 | 888.483 | 0.30107 | 721.4656 | 0.02399
| 593.9808 | 0 | 730.7774 | -0.00011614 | 730.5229 | -0.00024896 | 593.9808 | 0.00123 | 730.7774 | -0.00050877 | 730.5229 | -0.00044009 | 722.4036 | -0.00028854 | 730.5229 | -0.00063039 | 730.7774 | 0 | 721.6948 | -0.0014128 | 730.7774 | 0 | 730.7774 | 0 | 730.7774 | 0 | 721.6948 | -0.0010861 | 730.7774 | 0 | 730.5229 | -5.7806e-05 | 888.6506 | 0.00306 | 888.0822 | 0 | 888.6506 | 0.30358 | 721.6948 | 0.02386
| 594.099 | 0.00019796 | 731.0123 | 0.0005963 | 730.758 | 0.00026802 | 594.099 | 0 | 731.0123 | 0.00017513 | 730.758 | 0.00030762 | 722.6364 | 7.981e-05 | 730.758 | 0.00039034 | 731.0123 | 0.00062462 | 721.9241 | -3.4776e-05 | 731.0123 | 0.00086738 | 731.0123 | 0.00028914 | 731.0123 | 0.00041709 | 721.9241 | 0.0032218 | 731.0123 | 0.00051073 | 730.758 | 0.00067796 | 888.8181 | 0.00438 | 888.2502 | 0 | 888.8181 | 0.30572 | 721.9241 | 0.02193
| 594.2172 | 0.00024855 | 731.2473 | -0.00082112 | 730.9932 | -0.001546 | 594.2172 | 0.00031212 | 731.2473 | -0.00062475 | 730.9932 | -0.00052202 | 722.8691 | -0.00023142 | 730.9932 | -0.00055393 | 731.2472 | 0 | 722.1534 | 0.0010658 | 731.2472 | 0 | 731.2473 | 0 | 731.2472 | 0 | 722.1534 | -0.0015099 | 731.2473 | 0 | 730.9932 | -0.00046195 | 888.9857 | 0.00297 | 888.4181 | 0 | 888.9857 | 0.30884 | 722.1534 | 0.02295
| 594.3354 | 0 | 731.4822 | 8.7771e-05 | 731.2284 | 0.00022411 | 594.3354 | 0 | 731.4822 | 0.00092937 | 731.2284 | 0.00013857 | 723.1019 | 0.00015348 | 731.2284 | 0.00027875 | 731.4822 | 0.00026931 | 722.3827 | -0.0012366 | 731.4822 | 0.00054889 | 731.4822 | 0.00028164 | 731.4822 | 0.00044135 | 722.3827 | -0.00049354 | 731.4822 | 0.00047218 | 731.2284 | 0.00064284 | 889.1533 | 0.00592 | 888.5861 | 0 | 889.1533 | 0.31155 | 722.3827 | 0.02375
| 594.4536 | 0 | 731.7171 | -4.7666e-05 | 731.4636 | -0.00061525 | 594.4536 | 0.00156 | 731.7171 | -0.00071897 | 731.4636 | -0.0004237 | 723.3347 | -0.000114 | 731.4636 | -0.00056104 | 731.7171 | 0 | 722.612 | -0.00097147 | 731.7171 | 0 | 731.7171 | 0 | 731.7171 | 0 | 722.612 | 2.2176e-05 | 731.7171 | 0 | 731.4636 | -7.0364e-05 | 889.3209 | 0.00318 | 888.7541 | 0 | 889.3209 | 0.3149 | 722.612 | 0.02218
| 594.5718 | 0 | 731.9521 | 0.00068324 | 731.6988 | -7.6257e-05 | 594.5718 | 0 | 731.9521 | 7.5225e-06 | 731.6988 | 0.00036711 | 723.5675 | 8.2078e-05 | 731.6988 | 0.0003234 | 731.9521 | 0.00053271 | 722.8413 | 0.00037091 | 731.9521 | 0.0005285 | 731.9521 | 0.00021325 | 731.9521 | 0.00023706 | 722.8413 | 0.00042899 | 731.9521 | 0.00028616 | 731.6988 | 0.00082364 | 889.4885 | 0.00652 | 888.9221 | 0 | 889.4885 | 0.31744 | 722.8413 | 0.02381
| 594.69 | 0.00037433 | 732.187 | 0.00038846 | 731.934 | -0.00056935 | 594.69 | 0.00128 | 732.187 | -0.00061833 | 731.934 | -0.00088647 | 723.8004 | -0.00019451 | 731.934 | -0.0006384 | 732.187 | 0 | 723.0706 | -0.00012278 | 732.187 | 0 | 732.187 | 0 | 732.187 | 0 | 723.0706 | 0.00047131 | 732.187 | 0 | 731.934 | 0.00020085 | 889.6561 | 0.00297 | 889.0901 | 0 | 889.6561 | 0.31971 | 723.0706 | 0.02235
| 594.8082 | 0 | 732.422 | -0.00012778 | 732.1692 | 0.00078891 | 594.8082 | 0 | 732.422 | -0.00025336 | 732.1692 | 0.00057616 | 724.0332 | 0.00033453 | 732.1692 | 0.00048471 | 732.422 | 0.00033018 | 723.2999 | 0.00056799 | 732.422 | 0.00065392 | 732.422 | 0.00043167 | 732.422 | 0.00049378 | 723.2999 | 0.001046 | 732.422 | 0.00052727 | 732.1692 | 0.00091448 | 889.8237 | 0.00422 | 889.2582 | 0 | 889.8237 | 0.32039 | 723.2999 | 0.02069
| 594.9264 | 0.00089539 | 732.657 | -0.0006117 | 732.4045 | -0.0013901 | 594.9264 | 0.00116 | 732.657 | -0.00076139 | 732.4045 | -0.00097594 | 724.266 | -0.00018005 | 732.4045 | -0.00065301 | 732.657 | 0 | 723.5292 | 0.00011962 | 732.657 | 0 | 732.657 | 0 | 732.657 | 0 | 723.5292 | -0.0016009 | 732.657 | 0 | 732.4045 | -3.9381e-05 | 889.9913 | 0.0036 | 889.4262 | 0 | 889.9913 | 0.32112 | 723.5292 | 0.0218
| 595.0446 | 0 | 732.892 | 0.0007081 | 732.6397 | -0.00027667 | 595.0446 | 0 | 732.892 | -3.04e-05 | 732.6397 | -7.6821e-05 | 724.4988 | -4.8435e-05 | 732.6397 | 0.00040154 | 732.892 | 0.0003351 | 723.7586 | 0.00028806 | 732.892 | 0.00054676 | 732.892 | 0.00018944 | 732.892 | 0 | 723.7586 | 0.0022087 | 732.892 | 0.00037041 | 732.6397 | 0.00089262 | 890.1589 | 0.00471 | 889.5942 | 0 | 890.1589 | 0.32137 | 723.7586 | 0.02199
| 595.1629 | 0.00124 | 733.127 | 0.00040671 | 732.8749 | -0.00047631 | 595.1629 | 0.00093636 | 733.127 | -0.00072928 | 732.8749 | -0.0010799 | 724.7317 | -5.3283e-05 | 732.8749 | -0.00064821 | 733.127 | 0 | 723.9879 | 0.00034214 | 733.127 | 0 | 733.127 | 0 | 733.127 | 0 | 723.9879 | -5.4774e-05 | 733.1269 | 0 | 732.875 | -0.00043861 | 890.3265 | 0.00376 | 889.7622 | 0 | 890.3265 | 0.32224 | 723.9879 | 0.02175
| 595.2811 | 0 | 733.362 | 0.0004976 | 733.1102 | -0.000662 | 595.2811 | 0 | 733.362 | 0.00016002 | 733.1102 | 0.00011417 | 724.9646 | 0.0001019 | 733.1102 | 0.0002959 | 733.362 | 0.00044577 | 724.2173 | 0.0012945 | 733.362 | 0.00047107 | 733.362 | 8.6813e-05 | 733.362 | 0.000181 | 724.2173 | 0.0016352 | 733.362 | 0.00041447 | 733.1102 | 0.00051386 | 890.4941 | 0.00629 | 889.9302 | 0 | 890.4941 | 0.32238 | 724.2173 | 0.02363
| 595.3994 | 0.00075165 | 733.597 | -0.00072511 | 733.3455 | 5.06e-06 | 595.3994 | 0.00039883 | 733.597 | -0.00046156 | 733.3455 | -0.0008623 | 725.1974 | -0.00016432 | 733.3455 | -0.00051441 | 733.597 | 0 | 724.4467 | 0.0014342 | 733.597 | 0 | 733.597 | 0 | 733.597 | 0 | 724.4467 | -0.00035185 | 733.597 | 0 | 733.3455 | 0.00032633 | 890.6617 | 0.00404 | 890.0982 | 0 | 890.6617 | 0.3232 | 724.4467 | 0.01971
| 595.5176 | 0 | 733.832 | 0.00084178 | 733.5808 | -0.00046447 | 595.5176 | 0 | 733.832 | 6.0536e-05 | 733.5808 | 0.00026762 | 725.4304 | 0.00019418 | 733.5808 | 0.00035159 | 733.832 | 0.00053803 | 724.676 | 0.0011219 | 733.832 | 0.00035523 | 733.832 | 0.00019942 | 733.832 | 0.00034574 | 724.676 | -0.0001445 | 733.832 | 0.000464 | 733.5807 | 0.00073263 | 890.8293 | 0.00369 | 890.2663 | 0 | 890.8293 | 0.32371 | 724.676 | 0.02263
| 595.6359 | 0.00048213 | 734.0671 | -0.00015582 | 733.816 | -8.4593e-06 | 595.6359 | 0.00091902 | 734.0671 | -0.00060779 | 733.816 | -0.00059409 | 725.6632 | -0.00030046 | 733.816 | -0.00066012 | 734.0671 | 0 | 724.9054 | -0.00087962 | 734.0671 | 0 | 734.0671 | 0 | 734.0671 | 0 | 724.9054 | -0.0013504 | 734.0671 | 0 | 733.816 | -0.00017165 | 890.9969 | 0.00318 | 890.4343 | 0 | 890.9969 | 0.32586 | 724.9054 | 0.02149
| 595.7541 | 0 | 734.3021 | 0.00058828 | 734.0513 | 0.00026189 | 595.7541 | 0 | 734.3021 | -0.00013096 | 734.0513 | 7.1678e-05 | 725.8961 | 5.6509e-05 | 734.0513 | 0.00034355 | 734.3021 | 7.8892e-05 | 725.1348 | 0.00024117 | 734.3021 | 0.00028621 | 734.3021 | 0.00026236 | 734.3021 | 0.00042316 | 725.1348 | -0.0013713 | 734.3021 | 0.00031819 | 734.0513 | 0.00105 | 891.1645 | 0.00482 | 890.6023 | 0 | 891.1645 | 0.32774 | 725.1348 | 0.02091
| 595.8724 | 8.684e-05 | 734.5372 | -0.00051408 | 734.2866 | 1.5041e-05 | 595.8724 | 0.00091902 | 734.5372 | -0.00058929 | 734.2866 | -0.00092464 | 726.129 | -0.00010729 | 734.2866 | -0.00062814 | 734.5372 | 0 | 725.3641 | -0.00065998 | 734.5372 | 0 | 734.5372 | 0 | 734.5372 | 0 | 725.3641 | -0.0022252 | 734.5372 | 0 | 734.2866 | -0.00034159 | 891.3321 | 0.0061 | 890.7704 | 0 | 891.3321 | 0.33114 | 725.3641 | 0.02023
| 595.9907 | 0 | 734.7723 | 0.0007064 | 734.5219 | 5.4509e-05 | 595.9907 | 0 | 734.7723 | 0.00023935 | 734.5219 | 0.00035753 | 726.3619 | 9.6758e-05 | 734.5219 | 0.00040795 | 734.7723 | 0.00043637 | 725.5936 | 0.0014462 | 734.7723 | 0.0005082 | 734.7723 | 0.00038679 | 734.7723 | 0.00027327 | 725.5936 | 0.0025407 | 734.7723 | 0.00036458 | 734.5219 | 0.00084907 | 891.4998 | 0.00431 | 890.9384 | 0 | 891.4998 | 0.33394 | 725.5936 | 0.02094
| 596.109 | 0.00023058 | 735.0073 | 0.0002545 | 734.7573 | -0.00082933 | 596.109 | 0.00165 | 735.0073 | 0.00015359 | 734.7573 | -0.00054353 | 726.5949 | -7.2197e-05 | 734.7573 | -0.00056648 | 735.0073 | 0 | 725.823 | -0.00053527 | 735.0073 | 0 | 735.0073 | 0 | 735.0073 | 0 | 725.823 | -0.0006113 | 735.0073 | 0 | 734.7573 | -7.1297e-05 | 891.6674 | 0.00383 | 891.1064 | 0 | 891.6674 | 0.33781 | 725.823 | 0.02129
| 596.2273 | 0 | 735.2424 | 0.00052548 | 734.9926 | 0.00022215 | 596.2273 | 0 | 735.2424 | 0.00030051 | 734.9926 | -0.0001966 | 726.8278 | 2.424e-05 | 734.9926 | 0.00036239 | 735.2424 | 0.00029741 | 726.0524 | 0.00074793 | 735.2424 | 0.00039469 | 735.2424 | 0.00020916 | 735.2424 | 0.00024831 | 726.0524 | 0.0027158 | 735.2424 | 0.00028541 | 734.9926 | 0.000937 | 891.835 | 0.00578 | 891.2745 | 0 | 891.835 | 0.34038 | 726.0524 | 0.02241
| 596.3456 | 0.001 | 735.4775 | -0.00049452 | 735.2279 | -0.001014 | 596.3456 | 0.00091902 | 735.4775 | -0.00034913 | 735.2279 | 9.2617e-06 | 727.0608 | -0.00011402 | 735.2279 | -0.00064363 | 735.4775 | 0 | 726.2819 | -0.0013967 | 735.4775 | 0 | 735.4775 | 0 | 735.4775 | 0 | 726.2819 | -0.001106 | 735.4775 | 0 | 735.2279 | -0.00030823 | 892.0026 | 0.00461 | 891.4425 | 0 | 892.0026 | 0.34329 | 726.2819 | 0.02032
| 596.4639 | 0 | 735.7126 | 0.00059851 | 735.4633 | -0.00035492 | 596.4639 | 0 | 735.7126 | 0.00013438 | 735.4633 | -0.00020765 | 727.2937 | 0.00015228 | 735.4633 | 0.00029091 | 735.7126 | 0.0001316 | 726.5113 | 0.0007415 | 735.7126 | 0.00059381 | 735.7126 | 0.00020783 | 735.7126 | 0.00023505 | 726.5113 | 0.0010219 | 735.7127 | 0.0003189 | 735.4633 | 0.00037735 | 892.1703 | 0.00466 | 891.6106 | 0 | 892.1703 | 0.3447 | 726.5113 | 0.02136
| 596.5822 | 0.00116 | 735.9478 | 0.00032071 | 735.6987 | 0.00020365 | 596.5822 | 0.00083232 | 735.9478 | -0.00042193 | 735.6987 | -0.00076175 | 727.5267 | -0.00031323 | 735.6987 | -0.00057993 | 735.9477 | 0 | 726.7407 | 0.00055733 | 735.9477 | 0 | 735.9478 | 0 | 735.9477 | 0 | 726.7407 | -0.0001482 | 735.9478 | 0 | 735.6987 | -0.00032603 | 892.3379 | 0.00315 | 891.7786 | 0 | 892.3379 | 0.34653 | 726.7407 | 0.01991
| 596.7006 | 0 | 736.1829 | 0.00073943 | 735.934 | 0.0001719 | 596.7006 | 0 | 736.1829 | -0.00023564 | 735.934 | -7.5628e-05 | 727.7596 | 0.00011834 | 735.934 | 0.00042856 | 736.1829 | 0.00052642 | 726.9702 | 0.00059719 | 736.1829 | 0.00050937 | 736.1829 | 0.00018853 | 736.1829 | 0.00058183 | 726.9702 | 0.0011638 | 736.1829 | 0.00039943 | 735.934 | 0.001 | 892.5055 | 0.00346 | 891.9467 | 0 | 892.5055 | 0.34759 | 726.9701 | 0.02126
| 596.8189 | 0.00066181 | 736.418 | -0.00069844 | 736.1694 | -0.00070614 | 596.8189 | 0.00088435 | 736.418 | -0.0008975 | 736.1694 | -0.0012311 | 727.9927 | -0.00018513 | 736.1694 | -0.00043858 | 736.418 | 0 | 727.1996 | -0.00080786 | 736.418 | 0 | 736.418 | 0 | 736.418 | 0 | 727.1996 | -0.0006076 | 736.418 | 0 | 736.1694 | 6.1546e-05 | 892.6732 | 0.00489 | 892.1148 | 1.0001e-05 | 892.6732 | 0.34957 | 727.1997 | 0.02082
| 596.9372 | 0 | 736.6531 | 0.0005266 | 736.4048 | 0.00024269 | 596.9372 | 0 | 736.6531 | -0.0004126 | 736.4048 | 0.00023171 | 728.2256 | -5.1472e-05 | 736.4048 | 0.00037214 | 736.6532 | 4.4876e-05 | 727.4291 | 0.00020118 | 736.6532 | 0.00053369 | 736.6531 | 0.00025006 | 736.6532 | 0.00023867 | 727.4291 | 5.3573e-05 | 736.6531 | 0.00029391 | 736.4048 | 0.00070116 | 892.8408 | 0.00508 | 892.2828 | 0 | 892.8408 | 0.35108 | 727.4291 | 0.02196
| 597.0556 | 0.00030245 | 736.8883 | 0.00034023 | 736.6402 | -0.00093018 | 597.0556 | 0.00065893 | 736.8883 | -0.00099757 | 736.6402 | -0.00084701 | 728.4586 | -0.00016891 | 736.6402 | -0.00062215 | 736.8883 | 0 | 727.6586 | -0.00054643 | 736.8883 | 0 | 736.8883 | 0 | 736.8883 | 0 | 727.6586 | -0.00018957 | 736.8883 | 0 | 736.6402 | -0.00033842 | 893.0084 | 0.0036 | 892.4509 | 1.0001e-05 | 893.0084 | 0.35306 | 727.6586 | 0.01847
| 597.1739 | 0 | 737.1235 | 0.00016698 | 736.8756 | -0.00077834 | 597.1739 | 0 | 737.1235 | -9.465e-05 | 736.8756 | 2.0605e-05 | 728.6917 | 6.3254e-05 | 736.8756 | 0.00030721 | 737.1235 | 0.00027478 | 727.8881 | -0.00039635 | 737.1235 | 0.00011779 | 737.1235 | 0.00019153 | 737.1235 | 0.00048839 | 727.8881 | 0.003227 | 737.1235 | 0.00030516 | 736.8756 | 0.00045328 | 893.1761 | 0.00545 | 892.619 | 0 | 893.1761 | 0.35447 | 727.8881 | 0.02008
| 597.2923 | 0.00163 | 737.3586 | -0.00072148 | 737.111 | -0.00018154 | 597.2923 | 0.00104 | 737.3586 | -0.00023943 | 737.111 | -0.0010401 | 728.9247 | -0.00022302 | 737.111 | -0.00051301 | 737.3586 | 0 | 728.1176 | -0.0017516 | 737.3586 | 0 | 737.3586 | 0 | 737.3586 | 0 | 728.1176 | -0.00021866 | 737.3586 | 0 | 737.111 | -0.0007004 | 893.3437 | 0.00311 | 892.7871 | 0 | 893.3437 | 0.3568 | 728.1176 | 0.01943
| 597.4107 | 0 | 737.5938 | 0.0011573 | 737.3464 | -0.00064355 | 597.4107 | 0 | 737.5938 | -0.00046184 | 737.3464 | 9.3499e-05 | 729.1577 | 0.00013454 | 737.3464 | 0.00028654 | 737.5938 | 0 | 728.347 | 0.001413 | 737.5938 | 0.00033751 | 737.5938 | 0.00044522 | 737.5938 | 0.00042715 | 728.347 | 0.0005093 | 737.5938 | 0.00039987 | 737.3464 | 0.00074303 | 893.5114 | 0.00483 | 892.9551 | 0 | 893.5114 | 0.35903 | 728.347 | 0.02012
| 597.529 | 0.00185 | 737.829 | -0.00093192 | 737.5818 | -0.00086355 | 597.529 | 0.00076297 | 737.829 | -0.00045605 | 737.5818 | -0.00094343 | 729.3907 | -0.00017098 | 737.5818 | -0.00059361 | 737.829 | 0 | 728.5766 | 0.00098587 | 737.829 | 0 | 737.829 | 0 | 737.829 | 0 | 728.5766 | 0.0014599 | 737.829 | 0 | 737.5819 | -0.0001388 | 893.679 | 0.0038 | 893.1232 | 0 | 893.679 | 0.36208 | 728.5766 | 0.01998
| 597.6474 | 0 | 738.0642 | 0.001401 | 737.8173 | -0.00032853 | 597.6474 | 0 | 738.0642 | -0.00028344 | 737.8173 | -0.00013853 | 729.6238 | -2.4315e-05 | 737.8173 | 0.00026557 | 738.0642 | 0.00041658 | 728.8061 | 0.00010637 | 738.0642 | 0.00067427 | 738.0642 | 0.00015839 | 738.0642 | 0.00015182 | 728.8061 | 0.00033443 | 738.0642 | 0.00037287 | 737.8173 | 0.00068392 | 893.8467 | 0.00601 | 893.2913 | 0 | 893.8467 | 0.36434 | 728.8061 | 0.01954
| 597.7658 | 0.00106 | 738.2994 | -0.00033195 | 738.0527 | -0.00021424 | 597.7658 | 0.00108 | 738.2994 | -0.00051752 | 738.0527 | -0.0010302 | 729.8568 | -0.00029943 | 738.0527 | -0.00060373 | 738.2994 | 0 | 729.0356 | -0.0009281 | 738.2994 | 0 | 738.2994 | 0 | 738.2994 | 0 | 729.0356 | -0.0020612 | 738.2994 | 0 | 738.0527 | -8.6911e-05 | 894.0143 | 0.00397 | 893.4594 | 1.0001e-05 | 894.0143 | 0.36658 | 729.0356 | 0.01919
| 597.8842 | 0 | 738.5347 | 0.00089816 | 738.2882 | 0.00012167 | 597.8842 | 0 | 738.5347 | 0.00020084 | 738.2882 | 7.171e-05 | 730.0899 | 8.7847e-05 | 738.2882 | 0.00047359 | 738.5347 | 0.00021165 | 729.2652 | 5.3147e-05 | 738.5347 | 0.00032276 | 738.5347 | 0.00024176 | 738.5347 | 0.00019141 | 729.2652 | 0.00098039 | 738.5347 | 0.00037484 | 738.2882 | 0.00074791 | 894.182 | 0.00578 | 893.6275 | 0 | 894.182 | 0.36797 | 729.2652 | 0.01907
| 598.0026 | 0.00085945 | 738.7699 | -0.00016068 | 738.5237 | -0.00095451 | 598.0026 | 0.00090168 | 738.7699 | -0.00050262 | 738.5237 | -0.00063832 | 730.3229 | -0.00015443 | 738.5237 | -0.00060662 | 738.7699 | 0 | 729.4947 | 0.00023662 | 738.7699 | 0 | 738.7699 | 0 | 738.7699 | 0 | 729.4947 | -0.00091907 | 738.7699 | 0 | 738.5237 | -6.9634e-05 | 894.3496 | 0.00441 | 893.7956 | 0 | 894.3496 | 0.37043 | 729.4947 | 0.01724
| 598.121 | 5.399e-05 | 739.0051 | 0.000559 | 738.7591 | 0.0013189 | 598.121 | 0 | 739.0051 | 0.00045502 | 738.7591 | 0.00026986 | 730.556 | 0.00014114 | 738.7591 | 0.00028746 | 739.0051 | 0.00071004 | 729.7242 | 0.00067688 | 739.0051 | 0.00067678 | 739.0051 | 0.00067139 | 739.0051 | 0.00052528 | 729.7242 | 0.0007574 | 739.0051 | 0.00036663 | 738.7591 | 0.00066819 | 894.5173 | 0.00483 | 893.9637 | 0 | 894.5173 | 0.37288 | 729.7242 | 0.01984
| 598.2394 | 0.00048213 | 739.2404 | -0.00066189 | 738.9946 | -0.00089751 | 598.2394 | 0.00081498 | 739.2404 | -0.00057714 | 738.9946 | -0.00098787 | 730.7891 | -0.00022591 | 738.9946 | -0.0005896 | 739.2404 | 0 | 729.9539 | 0.00029051 | 739.2404 | 0 | 739.2404 | 0 | 739.2404 | 0 | 729.9539 | -5.5135e-05 | 739.2404 | 0 | 738.9946 | -0.00057112 | 894.685 | 0.00454 | 894.1318 | 0 | 894.685 | 0.37563 | 729.9539 | 0.01864
| 598.3579 | 0 | 739.4756 | 0.00016997 | 739.2301 | 0.00018647 | 598.3579 | 0 | 739.4756 | -0.00023703 | 739.2301 | 3.8663e-05 | 731.0222 | 0.00016416 | 739.2301 | 0.0003736 | 739.4756 | 0.00041889 | 730.1834 | 0.0001841 | 739.4756 | 0.00036408 | 739.4756 | 0.0002867 | 739.4756 | 0.000457 | 730.1834 | 0.0014973 | 739.4756 | 0.00023002 | 739.2301 | 0.00114 | 894.8526 | 0.00568 | 894.2999 | 0 | 894.8526 | 0.37641 | 730.1834 | 0.01958
| 598.4763 | 0.00037433 | 739.7109 | 0.00063934 | 739.4656 | -0.00025624 | 598.4763 | 0.00074563 | 739.7109 | -0.00036507 | 739.4656 | -0.0006349 | 731.2554 | -0.00020287 | 739.4656 | -0.00060657 | 739.7109 | 0 | 730.413 | -0.00083065 | 739.7109 | 0 | 739.7109 | 0 | 739.7109 | 0 | 730.413 | -0.00093929 | 739.7109 | 0 | 739.4656 | -0.00034627 | 895.0203 | 0.00492 | 894.468 | 3.0002e-05 | 895.0203 | 0.37731 | 730.413 | 0.01821
| 598.5947 | 0 | 739.9462 | 0.000953 | 739.7011 | -6.7492e-05 | 598.5947 | 0 | 739.9462 | 0.0001895 | 739.7011 | 5.3618e-05 | 731.4885 | 0.00025549 | 739.7011 | 0.00040892 | 739.9462 | 0.00038428 | 730.6426 | -8.4797e-05 | 739.9462 | 0.00058686 | 739.9462 | 0.0003838 | 739.9462 | 0.00036129 | 730.6426 | 0.0012346 | 739.9462 | 0.00055134 | 739.7011 | 0.00067435 | 895.188 | 0.00526 | 894.6361 | 0 | 895.188 | 0.37712 | 730.6426 | 0.01851
| 598.7132 | 0.00078757 | 740.1815 | 0.0001524 | 739.9367 | -0.0006837 | 598.7132 | 0.00074563 | 740.1815 | -0.00047008 | 739.9367 | -0.000268 | 731.7216 | -0.00027339 | 739.9367 | -0.0006301 | 740.1815 | 0 | 730.8722 | -0.0004913 | 740.1815 | 0 | 740.1815 | 0 | 740.1815 | 0 | 730.8722 | -0.001135 | 740.1815 | 0 | 739.9367 | -0.00035968 | 895.3556 | 0.00297 | 894.8042 | 0 | 895.3556 | 0.37816 | 730.8722 | 0.01873
| 598.8316 | 0 | 740.4168 | 0.0008169 | 740.1722 | 0.0001168 | 598.8316 | 0 | 740.4168 | 0.00019422 | 740.1722 | -0.00038332 | 731.9547 | 4.3307e-06 | 740.1722 | 0.00036525 | 740.4168 | 3.0645e-05 | 731.1017 | 0.00095843 | 740.4168 | 0.00035363 | 740.4168 | 0.00015576 | 740.4168 | 6.448e-05 | 731.1017 | 0.00089765 | 740.4168 | 0.00012544 | 740.1722 | 0.00037211 | 895.5233 | 0.00461 | 894.9723 | 0 | 895.5233 | 0.37903 | 731.1018 | 0.01816
| 598.9501 | 0.000554 | 740.6521 | -7.8656e-05 | 740.4077 | -0.00017461 | 598.9501 | 0.00149 | 740.6521 | -0.0002508 | 740.4077 | -0.00036937 | 732.1879 | -0.00025215 | 740.4077 | -0.0005534 | 740.6521 | 0 | 731.3314 | -0.00020046 | 740.6521 | 0 | 740.6521 | 0 | 740.6521 | 0 | 731.3314 | -0.0013567 | 740.6521 | 0 | 740.4077 | -0.00055434 | 895.691 | 0.00341 | 895.1404 | 0 | 895.691 | 0.38159 | 731.3314 | 0.0165
| 599.0686 | 0 | 740.8874 | 0.00076998 | 740.6433 | 0.00015105 | 599.0686 | 0 | 740.8874 | -1.6996e-05 | 740.6433 | 0.00024521 | 732.421 | 0.00017729 | 740.6433 | 0.00038945 | 740.8874 | 0.00055149 | 731.561 | 0.0013686 | 740.8874 | 0.00048865 | 740.8874 | 0.00052813 | 740.8874 | 0.00063827 | 731.561 | 0.00018381 | 740.8874 | 0.00048069 | 740.6433 | 0.000744 | 895.8587 | 0.00482 | 895.3085 | 0 | 895.8587 | 0.38401 | 731.561 | 0.019
| 599.187 | 0.0007157 | 741.1227 | 0.00052384 | 740.8788 | -0.0011992 | 599.187 | 0.0014 | 741.1227 | -0.00046583 | 740.8788 | -0.00073247 | 732.6542 | -0.00012894 | 740.8788 | -0.00064037 | 741.1227 | 0 | 731.7906 | 4.0796e-05 | 741.1227 | 0 | 741.1227 | 0 | 741.1227 | 0 | 731.7906 | -0.00031381 | 741.1227 | 0 | 740.8788 | -0.00010946 | 896.0263 | 0.00355 | 895.4767 | 0 | 896.0263 | 0.38694 | 731.7907 | 0.01804
| 599.3055 | 0 | 741.3581 | -0.00010797 | 741.1144 | -9.8225e-05 | 599.3055 | 0 | 741.3581 | 2.0913e-05 | 741.1144 | 0.00032433 | 732.8874 | 9.7921e-05 | 741.1144 | 0.00036003 | 741.3581 | 0.00031427 | 732.0203 | 0.00022711 | 741.3581 | 0.00028578 | 741.3581 | 0.00028426 | 741.3581 | 0.00023847 | 732.0203 | 0.0032624 | 741.3581 | 0.00045577 | 741.1144 | 0.0002046 | 896.194 | 0.00761 | 895.6448 | 0 | 896.194 | 0.38881 | 732.0203 | 0.0181
| 599.424 | 0.00118 | 741.5934 | -0.0002156 | 741.35 | -0.0010585 | 599.424 | 0.00097105 | 741.5934 | -0.0010886 | 741.35 | -0.001059 | 733.1205 | -0.00016 | 741.35 | -0.00062214 | 741.5934 | 0 | 732.2499 | 0.0014605 | 741.5934 | 0 | 741.5934 | 0 | 741.5934 | 0 | 732.2499 | -0.00047031 | 741.5934 | 0 | 741.35 | -0.00030097 | 896.3617 | 0.00408 | 895.8129 | 0 | 896.3617 | 0.39147 | 732.2499 | 0.01669
| 599.5425 | 0 | 741.8288 | 0.00044424 | 741.5856 | 0.00025232 | 599.5425 | 0 | 741.8288 | -5.482e-05 | 741.5856 | 0.00049022 | 733.3538 | -2.2866e-06 | 741.5856 | 0.00020054 | 741.8288 | 0.00036735 | 732.4796 | 0.00022269 | 741.8288 | 0.00032382 | 741.8288 | 0.00033669 | 741.8288 | 0.00040202 | 732.4796 | -0.00045845 | 741.8288 | 0.00039563 | 741.5856 | 0.00047924 | 896.5294 | 0.0052 | 895.9811 | 0 | 896.5294 | 0.39398 | 732.4796 | 0.01749
| 599.661 | 0.00111 | 742.0641 | -0.00051338 | 741.8212 | -0.00067976 | 599.661 | 0.00168 | 742.0641 | -9.161e-05 | 741.8212 | -0.00067121 | 733.5869 | -0.00022505 | 741.8212 | -0.00061013 | 742.0641 | 0 | 732.7092 | 0.00015719 | 742.0641 | 0 | 742.0641 | 0 | 742.0641 | 0 | 732.7092 | 0.0013085 | 742.0642 | 0 | 741.8212 | -9.5236e-05 | 896.6971 | 0.00506 | 896.1492 | 0 | 896.6971 | 0.39744 | 732.7092 | 0.01632
| 599.7795 | 0 | 742.2995 | 0.00050809 | 742.0568 | -0.00029631 | 599.7795 | 0 | 742.2995 | 0.00018753 | 742.0568 | 0.00020948 | 733.8201 | 0.00022237 | 742.0568 | 0.00032249 | 742.2995 | 0.00048634 | 732.9389 | 0.00032015 | 742.2995 | 0.00031055 | 742.2995 | 8.9946e-05 | 742.2995 | 2.0274e-05 | 732.9389 | 0.0020573 | 742.2995 | 0.00033741 | 742.0568 | 0.0004419 | 896.8648 | 0.00499 | 896.3174 | 6.6672e-06 | 896.8648 | 0.40043 | 732.9389 | 0.01821
| 599.898 | 0.00030245 | 742.5349 | -4.6197e-06 | 742.2924 | -0.00049097 | 599.898 | 0.00053755 | 742.5349 | -0.00062522 | 742.2924 | -0.00065033 | 734.0533 | -0.00011809 | 742.2924 | -0.00056979 | 742.5349 | 0 | 733.1686 | -0.0018117 | 742.5349 | 0 | 742.5349 | 0 | 742.5349 | 0 | 733.1686 | 0.0016053 | 742.5349 | 0 | 742.2924 | -0.00032158 | 897.0325 | 0.00477 | 896.4855 | 1.0001e-05 | 897.0325 | 0.40337 | 733.1686 | 0.01559
| 600.0166 | 0 | 742.7703 | 0.00046121 | 742.528 | 0.00025911 | 600.0166 | 0 | 742.7703 | -2.0401e-05 | 742.528 | -0.00011285 | 734.2866 | 0.0002009 | 742.528 | 0.00029051 | 742.7703 | 0.00047363 | 733.3983 | 0.0007758 | 742.7703 | 0.00023318 | 742.7703 | 0.00030777 | 742.7703 | 0.0006651 | 733.3983 | 2.9342e-05 | 742.7703 | 0.00047712 | 742.528 | 0.00087713 | 897.2002 | 0.00552 | 896.6536 | 6.6672e-06 | 897.2002 | 0.40515 | 733.3982 | 0.01853
| 600.1351 | 0.00093132 | 743.0057 | -0.00014863 | 742.7636 | -0.00030676 | 600.1351 | 0.0016 | 743.0057 | -0.00058374 | 742.7636 | -0.0013005 | 734.5198 | -0.00022593 | 742.7636 | -0.00056804 | 743.0057 | 0 | 733.628 | 9.838e-05 | 743.0057 | 0 | 743.0057 | 0 | 743.0057 | 0 | 733.628 | -5.4412e-05 | 743.0057 | 0 | 742.7636 | -0.00050247 | 897.3679 | 0.00292 | 896.8218 | 0 | 897.3679 | 0.40705 | 733.628 | 0.01657
| 600.2536 | 0 | 743.2411 | 0.00039246 | 742.9993 | 1.3662e-05 | 600.2536 | 0 | 743.2411 | 0.0003904 | 742.9993 | -0.00013625 | 734.7531 | 0.00017007 | 742.9993 | 0.00019575 | 743.2411 | 4.7915e-05 | 733.8577 | -0.00035051 | 743.2411 | 0.00024589 | 743.2411 | 0.00011225 | 743.2411 | 0.00034227 | 733.8577 | 0.00033179 | 743.2411 | 0.00043365 | 742.9993 | 0.00029783 | 897.5356 | 0.00455 | 896.99 | 6.6672e-06 | 897.5356 | 0.40813 | 733.8577 | 0.01804
| 600.3722 | 0 | 743.4765 | -0.00021992 | 743.2349 | -0.00037956 | 600.3722 | 0.00147 | 743.4765 | -0.00043316 | 743.2349 | -0.00054558 | 734.9863 | -0.00021474 | 743.2349 | -0.0005077 | 743.4765 | 0 | 734.0874 | -0.00026121 | 743.4765 | 0 | 743.4765 | 0 | 743.4765 | 0 | 734.0874 | -0.00041057 | 743.4765 | 0 | 743.2349 | -9.0677e-05 | 897.7033 | 0.00389 | 897.1581 | 0 | 897.7033 | 0.41063 | 734.0874 | 0.01534
| 600.4907 | 0 | 743.712 | 0.0017444 | 743.4706 | 0.00045805 | 600.4907 | 0 | 743.712 | -0.00024236 | 743.4706 | 0.0001117 | 735.2195 | 0.00020732 | 743.4706 | 0.0002765 | 743.7119 | 0.00034382 | 734.3171 | 0.0013964 | 743.7119 | 0.0011228 | 743.712 | 0.00030026 | 743.7119 | 0.00032551 | 734.3171 | 0.0015439 | 743.712 | 0.00034058 | 743.4706 | 0.00052527 | 897.871 | 0.00534 | 897.3263 | 6.6672e-06 | 897.871 | 0.41233 | 734.3171 | 0.01712
| 600.6093 | 0.00147 | 743.9474 | -0.00034775 | 743.7062 | -0.00085939 | 600.6093 | 0.00116 | 743.9474 | -0.00094161 | 743.7062 | -0.0009659 | 735.4528 | -0.00020702 | 743.7062 | -0.0006464 | 743.9474 | 0 | 734.5469 | -0.00049882 | 743.9474 | 0 | 743.9474 | 0 | 743.9474 | 0 | 734.5469 | 0.00074395 | 743.9474 | 0 | 743.7062 | -0.00018924 | 898.0387 | 0.00415 | 897.4944 | 0 | 898.0387 | 0.41503 | 734.5469 | 0.01521
| 600.7278 | 0 | 744.1829 | 0.00042751 | 743.9419 | 0.00042704 | 600.7278 | 0 | 744.1829 | 0.00041998 | 743.9419 | 7.7315e-05 | 735.6861 | 0.00022112 | 743.9419 | 0.00030561 | 744.1828 | 0.00039513 | 734.7766 | 0.00025088 | 744.1828 | 0.00039495 | 744.1829 | 0.0003602 | 744.1828 | 0 | 734.7766 | 0.00080491 | 744.1829 | 0.0003838 | 743.9419 | 0.00038583 | 898.2064 | 0.00559 | 897.6626 | 6.6672e-06 | 898.2064 | 0.41706 | 734.7766 | 0.01719
| 600.8464 | 0 | 744.4183 | -0.00023543 | 744.1776 | -0.00086672 | 600.8464 | 0.00139 | 744.4183 | -0.00044374 | 744.1776 | -0.00087442 | 735.9194 | -0.00012725 | 744.1776 | -0.00072086 | 744.4183 | 0 | 735.0063 | -0.0010056 | 744.4183 | 0 | 744.4183 | 0 | 744.4183 | 0 | 735.0063 | -0.0012709 | 744.4183 | 0 | 744.1776 | -0.000391 | 898.3741 | 0.00317 | 897.8308 | 1.0001e-05 | 898.3741 | 0.4209 | 735.0063 | 0.01646
| 600.965 | 0 | 744.6537 | 0.00042588 | 744.4133 | -0.00017724 | 600.965 | 0 | 744.6537 | -0.00012581 | 744.4133 | 0.00015375 | 736.1527 | 6.7716e-05 | 744.4133 | 0.00027141 | 744.6538 | 0.00036678 | 735.2361 | 0.00024892 | 744.6538 | 8.0911e-05 | 744.6537 | 0.00018834 | 744.6538 | 2.326e-05 | 735.2361 | -0.00098972 | 744.6537 | 0.00030327 | 744.4133 | 0.00067319 | 898.5418 | 0.00557 | 897.9989 | 0 | 898.5418 | 0.42417 | 735.2361 | 0.0156
| 601.0836 | 0.00037433 | 744.8892 | -0.00012674 | 744.649 | -0.00044438 | 601.0836 | 0.00104 | 744.8892 | -0.00083821 | 744.649 | -0.00098607 | 736.386 | -0.00019151 | 744.649 | -0.00054763 | 744.8892 | 0 | 735.4659 | -0.00017247 | 744.8892 | 0 | 744.8892 | 0 | 744.8892 | 0 | 735.4659 | -0.0011581 | 744.8892 | 0 | 744.649 | -0.00028408 | 898.7096 | 0.00362 | 898.1671 | 0 | 898.7096 | 0.42816 | 735.4659 | 0.01553
| 601.2022 | 0 | 745.1248 | 0.00049431 | 744.8847 | -6.6796e-05 | 601.2022 | 0 | 745.1248 | 0.00011498 | 744.8847 | 2.1882e-05 | 736.6193 | 0.0001439 | 744.8847 | 0.00038925 | 745.1247 | 0.00010142 | 735.6956 | 0.00088833 | 745.1247 | 0.00019047 | 745.1248 | 9.3198e-05 | 745.1247 | 0.00030531 | 735.6956 | 0.0018598 | 745.1248 | 0.00022837 | 744.8847 | 0.00036488 | 898.8773 | 0.00636 | 898.3353 | 0 | 898.8773 | 0.43083 | 735.6956 | 0.01848
| 601.3208 | 0 | 745.3602 | 0.00044887 | 745.1204 | -0.0008781 | 601.3208 | 0.00088435 | 745.3602 | -0.0003675 | 745.1204 | -0.0011822 | 736.8527 | -0.00018382 | 745.1204 | -0.000571 | 745.3602 | 0 | 735.9254 | -0.00026467 | 745.3602 | 0 | 745.3602 | 0 | 745.3602 | 0 | 735.9254 | -0.0004883 | 745.3602 | 0 | 745.1204 | -0.0006898 | 899.045 | 0.00419 | 898.5035 | 1.0001e-05 | 899.045 | 0.43391 | 735.9254 | 0.0157
| 601.4394 | 0 | 745.5957 | 0.00025741 | 745.3561 | 0.00059739 | 601.4394 | 0 | 745.5957 | 4.83e-05 | 745.3561 | -5.301e-05 | 737.086 | 9.1499e-05 | 745.3561 | 0.00035857 | 745.5957 | 0.0003183 | 736.1552 | -0.00068372 | 745.5957 | 0.00040219 | 745.5957 | 0.0003673 | 745.5957 | 0.00069774 | 736.1552 | 0.00067601 | 745.5957 | 0.00027094 | 745.3561 | 0.00072216 | 899.2127 | 0.00497 | 898.6717 | 0 | 899.2127 | 0.4358 | 736.1552 | 0.0151
| 601.558 | 0.00073368 | 745.8312 | -0.0001317 | 745.5919 | 0.00018913 | 601.558 | 0.00161 | 745.8312 | -0.00071841 | 745.5919 | -0.00067248 | 737.3193 | -0.00022799 | 745.5919 | -0.00053983 | 745.8312 | 0 | 736.385 | -0.00061763 | 745.8312 | 0 | 745.8312 | 0 | 745.8312 | 0 | 736.385 | -0.001781 | 745.8312 | 0 | 745.5919 | 3.9682e-05 | 899.3804 | 0.00343 | 898.8398 | 1.0001e-05 | 899.3804 | 0.43818 | 736.385 | 0.01576
| 601.6766 | 0 | 746.0668 | 0.00052905 | 745.8276 | 4.9859e-05 | 601.6766 | 0 | 746.0668 | 7.9837e-06 | 745.8276 | 0.00044707 | 737.5527 | 9.1721e-05 | 745.8276 | 0.00042458 | 746.0668 | 0.00047105 | 736.6148 | 0.0016076 | 746.0668 | 0.00055609 | 746.0668 | 0.00022523 | 746.0668 | 0.00026633 | 736.6148 | 0.0014604 | 746.0668 | 0.00033684 | 745.8276 | 0.00040935 | 899.5482 | 0.00621 | 899.008 | 0 | 899.5482 | 0.44009 | 736.6148 | 0.0146
| 601.7953 | 0.00064383 | 746.3023 | -0.0002367 | 746.0634 | -0.00098816 | 601.7953 | 0.00134 | 746.3023 | -0.00028193 | 746.0634 | -0.00080148 | 737.786 | -0.00019728 | 746.0634 | -0.00062356 | 746.3023 | 0 | 736.8446 | 0.00026574 | 746.3023 | 0 | 746.3023 | 0 | 746.3023 | 0 | 736.8446 | 1.964e-05 | 746.3023 | 0 | 746.0634 | -0.00019096 | 899.7159 | 0.00373 | 899.1762 | 0 | 899.7159 | 0.44259 | 736.8446 | 0.01477
| 601.9139 | 0 | 746.5378 | -0.00015211 | 746.2992 | 0.0004066 | 601.9139 | 0 | 746.5378 | 0.00015909 | 746.2992 | 0.00040157 | 738.0194 | 0.00017481 | 746.2992 | 0.00020061 | 746.5378 | 0.00042465 | 737.0744 | -0.00011836 | 746.5378 | 0.00042176 | 746.5378 | 0.0001899 | 746.5378 | 0.00041247 | 737.0744 | 0.00058014 | 746.5378 | 0.00026804 | 746.2992 | 0.00055368 | 899.8836 | 0.00306 | 899.3444 | 0 | 899.8836 | 0.44397 | 737.0744 | 0.01597
| 602.0326 | 0.00131 | 746.7734 | 0.00063442 | 746.5349 | -0.00072323 | 602.0326 | 0.00027745 | 746.7734 | -9.0442e-05 | 746.5349 | -0.0007873 | 738.2528 | -0.00038323 | 746.5349 | -0.000633 | 746.7734 | 0 | 737.3043 | -0.0011759 | 746.7734 | 0 | 746.7734 | 0 | 746.7734 | 0 | 737.3043 | 0.00024965 | 746.7734 | 0 | 746.5349 | -0.00044545 | 900.0514 | 0.00475 | 899.5126 | 0 | 900.0514 | 0.44625 | 737.3043 | 0.01556
| 602.1512 | 0 | 747.009 | 0.00015363 | 746.7707 | 0.00033658 | 602.1512 | 0 | 747.009 | -0.00056335 | 746.7707 | 2.5122e-05 | 738.4861 | 7.248e-05 | 746.7707 | 0.00046308 | 747.009 | 0.00044636 | 737.5341 | 0.0010214 | 747.009 | 0.0001524 | 747.009 | 0.00042643 | 747.009 | 0.00030728 | 737.5341 | 0.0016018 | 747.009 | 0.00043971 | 746.7707 | 0.00051089 | 900.2191 | 0.00403 | 899.6808 | 2.6669e-05 | 900.2191 | 0.44827 | 737.5341 | 0.01414
| 602.2699 | 0 | 747.2445 | -0.0012258 | 747.0065 | -2.2276e-05 | 602.2699 | 0.00156 | 747.2445 | -0.00083212 | 747.0065 | -0.00074161 | 738.7195 | -0.00010692 | 747.0065 | -0.00053166 | 747.2445 | 0 | 737.7639 | -0.0012503 | 747.2445 | 0 | 747.2445 | 0 | 747.2445 | 0 | 737.7639 | 0.00045949 | 747.2445 | 0 | 747.0065 | -5.4662e-05 | 900.3868 | 0.00543 | 899.8491 | 3.0002e-05 | 900.3868 | 0.45133 | 737.7639 | 0.0151
| 602.3885 | 0 | 747.4801 | 0.00032165 | 747.2423 | -0.00029493 | 602.3885 | 0 | 747.4801 | 0.00023299 | 747.2423 | 0.0003359 | 738.953 | -3.6341e-05 | 747.2423 | 0.00035605 | 747.4801 | 0.00025955 | 737.9938 | 0.00086972 | 747.4801 | 0.00050002 | 747.4801 | 0.00045837 | 747.4801 | 0.00070487 | 737.9938 | 0.00082846 | 747.4801 | 0.0004341 | 747.2423 | 0.00060547 | 900.5546 | 0.00591 | 900.0173 | 0 | 900.5546 | 0.45423 | 737.9938 | 0.0166
| 602.5072 | 0.00026652 | 747.7157 | 0.00034175 | 747.4781 | -0.00019677 | 602.5072 | 0.00081498 | 747.7157 | -0.000589 | 747.4781 | -0.00054523 | 739.1864 | -0.00011839 | 747.4781 | -0.0005005 | 747.7157 | 0 | 738.2236 | 1.3811e-06 | 747.7157 | 0 | 747.7157 | 0 | 747.7157 | 0 | 738.2236 | -0.00027954 | 747.7157 | 0 | 747.4781 | -0.00010711 | 900.7223 | 0.0036 | 900.1855 | 1.0001e-05 | 900.7223 | 0.45822 | 738.2236 | 0.01569
| 602.6259 | 0 | 747.9513 | 0.00045951 | 747.7139 | -0.0003353 | 602.6259 | 0 | 747.9513 | 0.0004378 | 747.7139 | -0.00017873 | 739.4198 | 0.0002167 | 747.7139 | 0.00029522 | 747.9513 | 0.00052552 | 738.4536 | -0.00018098 | 747.9513 | 0.00051932 | 747.9513 | 0.00026886 | 747.9513 | 0.00026822 | 738.4536 | 0.0014421 | 747.9513 | 0.00027885 | 747.7139 | 0.00044041 | 900.8901 | 0.00652 | 900.3537 | 0 | 900.8901 | 0.46148 | 738.4535 | 0.01477
| 602.7446 | 0.00046416 | 748.1869 | -0.00019521 | 747.9498 | -7.2412e-07 | 602.7446 | 0.00106 | 748.1869 | -0.00066073 | 747.9498 | -0.00097066 | 739.6533 | -7.6082e-05 | 747.9498 | -0.0005504 | 748.1869 | 0 | 738.6834 | -0.0010067 | 748.1869 | 0 | 748.1869 | 0 | 748.1869 | 0 | 738.6834 | -0.00066732 | 748.1869 | 0 | 747.9497 | -3.5896e-05 | 901.0578 | 0.00315 | 900.5219 | 3.0002e-05 | 901.0578 | 0.46433 | 738.6834 | 0.01463
| 602.8633 | 0 | 748.4225 | -2.2723e-05 | 748.1856 | 0.0008658 | 602.8633 | 0 | 748.4225 | 0.00056502 | 748.1856 | 0.00064785 | 739.8867 | 0.00017607 | 748.1856 | 0.00034959 | 748.4225 | 0.00059714 | 738.9133 | -0.00013492 | 748.4225 | 0.00043885 | 748.4225 | 0.00044226 | 748.4225 | 0.00050842 | 738.9133 | 0.001708 | 748.4226 | 0.00036733 | 748.1856 | 0.00073615 | 901.2256 | 0.0042 | 900.6901 | 0 | 901.2256 | 0.46531 | 738.9133 | 0.01426
| 602.982 | 0.00021262 | 748.6581 | -0.0010451 | 748.4214 | -0.001186 | 602.982 | 0.00168 | 748.6581 | -0.0005538 | 748.4214 | -0.0008492 | 740.1201 | -0.00022805 | 748.4214 | -0.00063863 | 748.6582 | 0 | 739.1432 | 0.00031179 | 748.6582 | 0 | 748.6581 | 0 | 748.6582 | 0 | 739.1432 | 0.00039612 | 748.6581 | 0 | 748.4214 | -0.00054586 | 901.3933 | 0.0032 | 900.8583 | 0 | 901.3933 | 0.46733 | 739.1432 | 0.0137
| 603.1007 | 0 | 748.8938 | 0.00039974 | 748.6573 | 0.0002328 | 603.1007 | 0 | 748.8938 | 0.00042025 | 748.6573 | 0.00031551 | 740.3536 | 3.5387e-05 | 748.6573 | 0.00036116 | 748.8938 | 0.00066583 | 739.3731 | 0.00047583 | 748.8938 | 0.00037603 | 748.8938 | 0.00025278 | 748.8938 | 0.000416 | 739.3731 | 0.0024142 | 748.8938 | 0.00046917 | 748.6573 | 0.00057768 | 901.5611 | 0.00541 | 901.0266 | 6.6672e-06 | 901.5611 | 0.46848 | 739.3731 | 0.01512
| 603.2194 | 0.00131 | 749.1295 | -0.00037509 | 748.8931 | 0.00023477 | 603.2194 | 0.0013 | 749.1295 | -0.00056793 | 748.8931 | -0.00062571 | 740.587 | -0.00025885 | 748.8931 | -0.00048436 | 749.1294 | 0 | 739.603 | -0.00044631 | 749.1294 | 0 | 749.1295 | 0 | 749.1294 | 0 | 739.603 | 0.00087172 | 749.1295 | 0 | 748.8931 | -2.1399e-05 | 901.7288 | 0.00359 | 901.1948 | 0 | 901.7288 | 0.47077 | 739.603 | 0.01413
| 603.3381 | 0 | 749.3651 | 0.00063486 | 749.129 | -0.00020896 | 603.3381 | 0 | 749.3651 | 0.00038751 | 749.129 | 0.00038081 | 740.8206 | 0.00014553 | 749.129 | 0.00033913 | 749.3651 | 0.00052952 | 739.8329 | 0.00086516 | 749.3651 | 0.00018257 | 749.3651 | 0.00025479 | 749.3651 | 0.00049243 | 739.8329 | 0.0018407 | 749.3651 | 0.00033189 | 749.129 | 0.00051317 | 901.8966 | 0.00345 | 901.3631 | 0 | 901.8966 | 0.47161 | 739.8329 | 0.01488
| 603.4569 | 0.00010482 | 749.6008 | -0.00072094 | 749.3649 | -0.00051712 | 603.4569 | 0.00149 | 749.6008 | -0.00066592 | 749.3649 | -0.00043762 | 741.054 | -0.00012663 | 749.3649 | -0.00053443 | 749.6008 | 0 | 740.0629 | -0.00064345 | 749.6008 | 0 | 749.6008 | 0 | 749.6008 | 0 | 740.0629 | -0.0013894 | 749.6008 | 0 | 749.3649 | -0.00020264 | 902.0644 | 0.00427 | 901.5313 | 1.0001e-05 | 902.0644 | 0.47321 | 740.0629 | 0.01312
| 603.5756 | 0 | 749.8364 | 0.00031186 | 749.6008 | -8.4027e-05 | 603.5756 | 0 | 749.8364 | -8.8938e-05 | 749.6008 | -0.00041685 | 741.2875 | -7.6572e-06 | 749.6008 | 0.00029136 | 749.8364 | 0.00029068 | 740.2928 | 0.00074685 | 749.8364 | 0.00073381 | 749.8364 | 0.00018253 | 749.8364 | 0.0002147 | 740.2928 | 0.001353 | 749.8364 | 0.0004247 | 749.6008 | 0.00049974 | 902.2321 | 0.00555 | 901.6995 | 0 | 902.2321 | 0.47421 | 740.2928 | 0.01443
| 603.6944 | 0.000554 | 750.0721 | -0.00088552 | 749.8367 | -0.0015473 | 603.6944 | 0.00125 | 750.0721 | -0.00049629 | 749.8367 | -0.00070556 | 741.521 | -3.2607e-05 | 749.8367 | -0.00067626 | 750.0721 | 0 | 740.5228 | 0.00068734 | 750.0721 | 0 | 750.0721 | 0 | 750.0721 | 0 | 740.5228 | -0.00042606 | 750.0721 | 0 | 749.8367 | -0.00037498 | 902.3999 | 0.00424 | 901.8678 | 1.0001e-05 | 902.3999 | 0.47642 | 740.5228 | 0.01454
| 603.8131 | 0 | 750.3078 | 0.00014236 | 750.0726 | 0.00062527 | 603.8131 | 0 | 750.3078 | -0.00010729 | 750.0726 | 0.00036973 | 741.7545 | -2.6606e-05 | 750.0726 | 0.00044255 | 750.3078 | 0.0004309 | 740.7527 | 0.00054667 | 750.3078 | 0.00088138 | 750.3078 | 0.00049086 | 750.3078 | 0.0005805 | 740.7527 | 0.00072781 | 750.3078 | 0.00030847 | 750.0726 | 0.00052083 | 902.5676 | 0.0039 | 902.036 | 0 | 902.5676 | 0.47857 | 740.7527 | 0.01544
| 603.9319 | 0.0017 | 750.5435 | 7.0593e-05 | 750.3085 | -0.0012608 | 603.9319 | 0.00128 | 750.5435 | -0.00087343 | 750.3085 | -0.00099451 | 741.988 | -0.00020049 | 750.3085 | -0.0007226 | 750.5435 | 0 | 740.9827 | -0.0015532 | 750.5435 | 0 | 750.5435 | 0 | 750.5435 | 0 | 740.9827 | -0.00026014 | 750.5435 | 0 | 750.3085 | -0.00078006 | 902.7354 | 0.00352 | 902.2043 | 3.0002e-05 | 902.7354 | 0.48132 | 740.9827 | 0.01411
| 604.0507 | 0 | 750.7792 | 0.0013238 | 750.5444 | -0.0008114 | 604.0507 | 0 | 750.7792 | 4.3182e-05 | 750.5444 | 3.4977e-05 | 742.2216 | 0.0001682 | 750.5444 | 0.00033519 | 750.7792 | 0.00042028 | 741.2126 | 0.0007369 | 750.7792 | 0.00026378 | 750.7792 | 0.0001425 | 750.7792 | 0.00044027 | 741.2126 | 0.0027766 | 750.7792 | 0.00036373 | 750.5444 | 0.00033522 | 902.9032 | 0.00501 | 902.3725 | 0 | 902.9032 | 0.48347 | 741.2127 | 0.01401
| 604.1694 | 0.00082352 | 751.015 | -0.00030663 | 750.7804 | -0.00073309 | 604.1694 | 0.00060691 | 751.015 | -0.00071728 | 750.7804 | -0.00052719 | 742.4551 | -0.00017607 | 750.7804 | -0.00060396 | 751.015 | 0 | 741.4426 | 0.00028341 | 751.015 | 0 | 751.015 | 0 | 751.015 | 0 | 741.4426 | -0.00112 | 751.0149 | 0 | 750.7804 | -0.00058377 | 903.071 | 0.00543 | 902.5408 | 0 | 903.071 | 0.48603 | 741.4426 | 0.0133
| 604.2882 | 0 | 751.2507 | 0.0014761 | 751.0163 | 0.00011706 | 604.2882 | 0 | 751.2507 | -0.0001953 | 751.0163 | -3.1618e-05 | 742.6887 | 0.00017527 | 751.0163 | 0.00034915 | 751.2507 | 0.00031069 | 741.6726 | 0.0011746 | 751.2507 | 0.00025364 | 751.2507 | 0.00029738 | 751.2507 | 0.00033925 | 741.6726 | 0.00095767 | 751.2507 | 0.00042104 | 751.0163 | 0.00075937 | 903.2387 | 0.00524 | 902.709 | 0 | 903.2387 | 0.48786 | 741.6726 | 0.01521
| 604.407 | 0.00037433 | 751.4865 | -0.00067457 | 751.2523 | -0.00010421 | 604.407 | 0.0017 | 751.4865 | -0.00047359 | 751.2523 | -0.00083229 | 742.9222 | -0.0002016 | 751.2523 | -0.00060131 | 751.4864 | 0 | 741.9026 | -0.00055647 | 751.4864 | 0 | 751.4865 | 0 | 751.4864 | 0 | 741.9026 | -0.0010232 | 751.4864 | 0 | 751.2523 | -0.00041497 | 903.4065 | 0.00419 | 902.8773 | 1.0001e-05 | 903.4065 | 0.48984 | 741.9026 | 0.01389
| 604.5258 | 0 | 751.7222 | 0.00031695 | 751.4882 | 0.00058274 | 604.5258 | 0 | 751.7222 | 0.00013247 | 751.4882 | -0.00015919 | 743.1558 | 0.00011404 | 751.4882 | 0.00028609 | 751.7222 | 0.00040942 | 742.1326 | 0.00030345 | 751.7222 | 0.00030783 | 751.7222 | 0.00037707 | 751.7222 | 0.00046763 | 742.1326 | 0.0021351 | 751.7222 | 0.0001273 | 751.4882 | 0.00097336 | 903.5743 | 0.00403 | 903.0456 | 0 | 903.5743 | 0.49136 | 742.1326 | 0.01396
| 604.6446 | 0.0006079 | 751.9579 | -0.00035556 | 751.7242 | 3.2185e-05 | 604.6446 | 0.0004335 | 751.9579 | -0.00068595 | 751.7242 | -0.00090005 | 743.3893 | -0.00036207 | 751.7242 | -0.00058398 | 751.9579 | 0 | 742.3626 | -0.0013104 | 751.9579 | 0 | 751.9579 | 0 | 751.9579 | 0 | 742.3626 | 0.000106 | 751.9579 | 0 | 751.7242 | -0.00015322 | 903.7421 | 0.00448 | 903.2138 | 3.0002e-05 | 903.7421 | 0.49414 | 742.3626 | 0.01319
| 604.7634 | 0 | 752.1937 | 5.1575e-05 | 751.9602 | -0.00025477 | 604.7634 | 0 | 752.1937 | 0.00040175 | 751.9602 | 0.00012466 | 743.6229 | 0.00021899 | 751.9602 | 0.0004613 | 752.1937 | 0.00034469 | 742.5927 | 0.001388 | 752.1937 | 0.00018439 | 752.1937 | 7.4e-05 | 752.1937 | 0.00033015 | 742.5927 | 0.0036212 | 752.1937 | 0.00041459 | 751.9602 | 0.00034271 | 903.9099 | 0.00555 | 903.3821 | 6.6672e-06 | 903.9099 | 0.49685 | 742.5927 | 0.01267
| 604.8822 | 0.0005001 | 752.4295 | 0.00042219 | 752.1961 | -0.00013954 | 604.8822 | 0.00097105 | 752.4295 | -0.00066667 | 752.1961 | -0.0011242 | 743.8566 | -5.4804e-05 | 752.1961 | -0.00064503 | 752.4295 | 0 | 742.8226 | -0.0014932 | 752.4295 | 0 | 752.4295 | 0 | 752.4295 | 0 | 742.8226 | -0.0017265 | 752.4295 | 0 | 752.1961 | -0.00040475 | 904.0777 | 0.00557 | 903.5504 | 1.0001e-05 | 904.0777 | 0.50127 | 742.8226 | 0.01295
| 605.0011 | 0 | 752.6653 | 0.0014345 | 752.4321 | -0.00065568 | 605.0011 | 0 | 752.6653 | -9.9927e-05 | 752.4321 | 0.0005533 | 744.0901 | 6.3901e-05 | 752.4321 | 0.00044602 | 752.6653 | 0.00031209 | 743.0527 | -0.00070014 | 752.6653 | 0.00051622 | 752.6653 | 0.00025901 | 752.6653 | 0.00035156 | 743.0527 | -0.00091372 | 752.6653 | 0.00027136 | 752.4321 | 0.00055918 | 904.2455 | 0.00417 | 903.7187 | 0 | 904.2455 | 0.5048 | 743.0527 | 0.01323
| 605.1199 | 0 | 752.9011 | -0.00058241 | 752.6681 | -0.00082346 | 605.1199 | 0.00125 | 752.9011 | -0.00048786 | 752.6681 | -0.0012264 | 744.3237 | -0.00013631 | 752.6681 | -0.0006347 | 752.9011 | 0 | 743.2827 | -0.00030031 | 752.9011 | 0 | 752.9011 | 0 | 752.9011 | 0 | 743.2827 | -0.00032199 | 752.9011 | 0 | 752.6681 | -0.00039892 | 904.4132 | 0.00371 | 903.8869 | 0 | 904.4132 | 0.50949 | 743.2827 | 0.01246
| 605.2387 | 0 | 753.1368 | 0.00077413 | 752.9042 | 0.00088564 | 605.2387 | 0 | 753.1368 | 0.00013487 | 752.9042 | 0.00030786 | 744.5574 | 0.00013017 | 752.9042 | 0.00027432 | 753.1369 | 0.00031693 | 743.5128 | 0.000567 | 753.1369 | 0.00053095 | 753.1368 | 0.00048132 | 753.1369 | 0.0007871 | 743.5128 | 0.0020855 | 753.1368 | 0.00042572 | 752.9042 | 0.00081388 | 904.581 | 0.00473 | 904.0552 | 0 | 904.581 | 0.51255 | 743.5128 | 0.01332
| 605.3576 | 0.00091335 | 753.3727 | 0.00053322 | 753.1402 | -0.00092345 | 605.3576 | 0.00083232 | 753.3727 | -0.00050537 | 753.1402 | -0.0010786 | 744.791 | -0.00025179 | 753.1402 | -0.00068624 | 753.3727 | 0 | 743.7429 | -0.0003501 | 753.3727 | 0 | 753.3727 | 0 | 753.3727 | 0 | 743.7429 | 0.00097469 | 753.3727 | 0 | 753.1402 | -0.00075201 | 904.7488 | 0.00301 | 904.2235 | 1.0001e-05 | 904.7488 | 0.51606 | 743.7429 | 0.01345
| 605.4764 | 0 | 753.6085 | 0.00037775 | 753.3762 | 0.00060498 | 605.4764 | 0 | 753.6085 | 0.00056356 | 753.3762 | 2.5641e-05 | 745.0247 | 8.8372e-06 | 753.3762 | 0.00039265 | 753.6085 | 0.00059056 | 743.9729 | 0.00034063 | 753.6085 | 0.00042355 | 753.6085 | 0.00037393 | 753.6085 | 0.00054482 | 743.9729 | 0.0021403 | 753.6085 | 0.00030146 | 753.3762 | 0.00067111 | 904.9166 | 0.00547 | 904.3918 | 6.6672e-06 | 904.9166 | 0.51733 | 743.9729 | 0.01278
| 605.5953 | 0 | 753.8444 | 3.8463e-05 | 753.6122 | -0.0006619 | 605.5953 | 0.00149 | 753.8444 | -0.00056328 | 753.6122 | -0.0013971 | 745.2583 | -0.00036999 | 753.6122 | -0.00063879 | 753.8443 | 0 | 744.203 | -0.0010783 | 753.8443 | 0 | 753.8444 | 0 | 753.8443 | 0 | 744.203 | -0.0031855 | 753.8444 | 0 | 753.6123 | -0.0003633 | 905.0844 | 0.00457 | 904.5601 | 0 | 905.0844 | 0.51841 | 744.203 | 0.01231
| 605.7142 | 0 | 754.0802 | 0.001324 | 753.8483 | 0.00074144 | 605.7142 | 0 | 754.0802 | 0.00047954 | 753.8483 | 0.00033729 | 745.4919 | 0.00013126 | 753.8483 | 0.00031619 | 754.0802 | 0.00035017 | 744.4331 | 0.0024056 | 754.0802 | 0.0004271 | 754.0802 | 0.00032398 | 754.0802 | 0.00060576 | 744.4331 | 0.0010902 | 754.0802 | 0.00044997 | 753.8483 | 0.0006228 | 905.2522 | 0.00519 | 904.7284 | 6.6672e-06 | 905.2522 | 0.5189 | 744.4331 | 0.01187
| 605.8331 | 0.00115 | 754.316 | 8.2383e-06 | 754.0844 | -0.0012213 | 605.8331 | 0.00168 | 754.316 | -0.00083406 | 754.0844 | -0.00060964 | 745.7256 | -0.00030518 | 754.0844 | -0.00069385 | 754.316 | 0 | 744.6631 | -0.00085734 | 754.316 | 0 | 754.316 | 0 | 754.316 | 0 | 744.6631 | -6.326e-05 | 754.316 | 0 | 754.0843 | -0.00070248 | 905.42 | 0.00345 | 904.8967 | 1.0001e-05 | 905.42 | 0.52098 | 744.6631 | 0.01058
| 605.952 | 0 | 754.5519 | 0.00035234 | 754.3204 | -0.0002367 | 605.952 | 0 | 754.5519 | 0.00031939 | 754.3204 | 0.00036339 | 745.9593 | 0.0001 | 754.3204 | 0.00038834 | 754.5519 | 0.00031158 | 744.8932 | 0.00090831 | 754.5519 | 0.00025473 | 754.5519 | 0 | 754.5519 | 0.00041829 | 744.8932 | 0.0023351 | 754.5519 | 0.00039033 | 754.3204 | 0.00014518 | 905.5878 | 0.00515 | 905.065 | 0 | 905.5878 | 0.52304 | 744.8932 | 0.01164
| 606.0708 | 0.00145 | 754.7878 | -0.0007535 | 754.5565 | 4.5092e-05 | 606.0708 | 0.00055488 | 754.7878 | -0.00052255 | 754.5565 | -0.0005773 | 746.1929 | -0.00016606 | 754.5565 | -0.00060489 | 754.7878 | 0 | 745.1234 | -0.0012992 | 754.7878 | 0 | 754.7878 | 0 | 754.7878 | 0 | 745.1234 | -0.0013347 | 754.7878 | 0 | 754.5565 | -0.00017532 | 905.7556 | 0.00413 | 905.2333 | 0 | 905.7556 | 0.52585 | 745.1234 | 0.01286
| 606.1898 | 0 | 755.0236 | 0.00078896 | 754.7926 | -0.00090091 | 606.1898 | 0 | 755.0236 | -0.00018809 | 754.7926 | -0.0001853 | 746.4266 | -5.6311e-05 | 754.7926 | 0.00043876 | 755.0236 | 1.0236e-05 | 745.3535 | 0.0013455 | 755.0236 | 1.508e-05 | 755.0236 | 4.0422e-05 | 755.0236 | 7.6982e-05 | 745.3535 | -0.00068446 | 755.0236 | 0.00019724 | 754.7926 | 0.0002732 | 905.9235 | 0.00638 | 905.4016 | 2.6669e-05 | 905.9235 | 0.52839 | 745.3535 | 0.01338
| 606.3087 | 0.00127 | 755.2595 | -8.4124e-05 | 755.0287 | -0.00025272 | 606.3087 | 0.00090168 | 755.2595 | -0.00079093 | 755.0287 | -0.00095395 | 746.6603 | -0.00017656 | 755.0287 | -0.00057213 | 755.2595 | 0 | 745.5836 | -0.00091002 | 755.2595 | 0 | 755.2595 | 0 | 755.2595 | 0 | 745.5836 | 0.0013122 | 755.2595 | 0 | 755.0287 | -0.00065961 | 906.0913 | 0.00501 | 905.5699 | 1.0001e-05 | 906.0913 | 0.53238 | 745.5836 | 0.01212
| 606.4276 | 0 | 755.4954 | 0.00064562 | 755.2648 | -0.00043452 | 606.4276 | 0 | 755.4954 | -0.00011552 | 755.2648 | 0.00019057 | 746.894 | 0.00011964 | 755.2648 | 0.00023778 | 755.4954 | 0.0005395 | 745.8138 | 0.00074392 | 755.4954 | 0.00024383 | 755.4954 | 0.00024277 | 755.4954 | 0.00038157 | 745.8138 | 0.0013537 | 755.4954 | 0.00018193 | 755.2648 | 0.00046754 | 906.2591 | 0.00533 | 905.7382 | 0 | 906.2591 | 0.53556 | 745.8138 | 0.01299
| 606.5465 | 0.00091335 | 755.7313 | -0.00011271 | 755.5009 | -0.00046926 | 606.5465 | 0 | 755.7313 | -0.00051392 | 755.5009 | -0.00070201 | 747.1277 | -0.0002301 | 755.5009 | -0.00057589 | 755.7313 | 0 | 746.0439 | -0.00040389 | 755.7313 | 0 | 755.7313 | 0 | 755.7313 | 0 | 746.0439 | -0.00080697 | 755.7313 | 0 | 755.5009 | -0.00022549 | 906.4269 | 0.00542 | 905.9066 | 0 | 906.4269 | 0.53916 | 746.0439 | 0.01083
| 606.6654 | 0 | 755.9673 | 0.00057106 | 755.737 | -0.00022316 | 606.6654 | 0 | 755.9673 | 0.00023691 | 755.737 | 0.00019881 | 747.3615 | 0.00014954 | 755.737 | 0.00040493 | 755.9673 | 0.0003242 | 746.274 | 0.00074899 | 755.9673 | 0.00033371 | 755.9673 | 0.00016103 | 755.9673 | 0.00044608 | 746.274 | 0.001159 | 755.9673 | 0.00037824 | 755.737 | 0.00051827 | 906.5947 | 0.00462 | 906.0749 | 0 | 906.5947 | 0.54033 | 746.274 | 0.01251
| 606.7844 | 0.00080555 | 756.2032 | -0.00045288 | 755.9731 | 0.00035851 | 606.7844 | 0.00076297 | 756.2032 | -0.00022311 | 755.9731 | -0.0010677 | 747.5952 | -0.00014464 | 755.9731 | -0.0005308 | 756.2032 | 0 | 746.5042 | -0.00035378 | 756.2032 | 0 | 756.2032 | 0 | 756.2032 | 0 | 746.5042 | 0.0012594 | 756.2032 | 0 | 755.9731 | -8.7595e-05 | 906.7625 | 0.00317 | 906.2432 | 3.0002e-05 | 906.7625 | 0.54148 | 746.5042 | 0.01241
| 606.9033 | 0 | 756.4391 | 0.00082187 | 756.2093 | -0.00055859 | 606.9033 | 0 | 756.4391 | -1.7772e-06 | 756.2093 | 0.00044519 | 747.829 | -2.4016e-05 | 756.2093 | 0.00036121 | 756.4391 | 0.00035692 | 746.7344 | 0.0010752 | 756.4391 | 0.00043284 | 756.4391 | 0.00026157 | 756.4391 | 0.00063391 | 746.7344 | 0.0022597 | 756.4392 | 0.000256 | 756.2092 | 0.00043007 | 906.9304 | 0.00425 | 906.4115 | 6.6672e-06 | 906.9304 | 0.54114 | 746.7344 | 0.01211
| 607.0223 | 0.00033839 | 756.675 | -2.6171e-05 | 756.4454 | -0.0010873 | 607.0223 | 0.00072829 | 756.675 | -0.00065447 | 756.4454 | -0.0011017 | 748.0627 | -0.00024471 | 756.4454 | -0.00063736 | 756.6751 | 0 | 746.9645 | -0.0014081 | 756.6751 | 0 | 756.675 | 0 | 756.6751 | 0 | 746.9645 | 0.0010569 | 756.6751 | 0 | 756.4454 | -0.00056602 | 907.0982 | 0.00443 | 906.5799 | 1.0001e-05 | 907.0982 | 0.54266 | 746.9645 | 0.01037
| 607.1412 | 0 | 756.911 | 0.00091468 | 756.6816 | 0.00022215 | 607.1412 | 0 | 756.911 | 0.0005501 | 756.6816 | 0.0001859 | 748.2965 | 1.5625e-05 | 756.6816 | 0.00028312 | 756.911 | 0.00060952 | 747.1948 | -0.00028017 | 756.911 | 0.00017246 | 756.911 | 0.00026505 | 756.911 | 0.00028403 | 747.1948 | 0.00062479 | 756.911 | 0.00042288 | 756.6816 | 0.00054974 | 907.266 | 0.00578 | 906.7482 | 0 | 907.266 | 0.54426 | 747.1948 | 0.01177
| 607.2602 | 6.8875e-05 | 757.147 | 0.000264 | 756.9177 | -0.00068704 | 607.2602 | 0.00079764 | 757.147 | -0.0013144 | 756.9177 | -0.00060348 | 748.5303 | -0.00029846 | 756.9177 | -0.00078125 | 757.147 | 0 | 747.4249 | -0.00038645 | 757.147 | 0 | 757.147 | 0 | 757.147 | 0 | 747.4249 | -0.00012387 | 757.147 | 0 | 756.9177 | -0.00074302 | 907.4338 | 0.00505 | 906.9165 | 3.0002e-05 | 907.4338 | 0.54703 | 747.4249 | 0.0121
| 607.3792 | 0 | 757.3829 | 0.00021355 | 757.1539 | -0.00096561 | 607.3792 | 0 | 757.3829 | 0.00024883 | 757.1539 | 4.4505e-05 | 748.764 | 5.1049e-05 | 757.1539 | 0.0002868 | 757.383 | 0.00043604 | 747.6552 | 0.00022777 | 757.383 | 2.706e-06 | 757.3829 | 3.3025e-05 | 757.383 | 0.00029795 | 747.6552 | 0.0013802 | 757.3829 | 0.00030164 | 757.1539 | 0.00038066 | 907.6017 | 0.00571 | 907.0849 | 0 | 907.6017 | 0.54901 | 747.6552 | 0.01246
| 607.4982 | 0.00154 | 757.619 | -0.00018542 | 757.3901 | -0.00051836 | 607.4982 | 0 | 757.619 | -0.00047192 | 757.3901 | -0.00093683 | 748.9978 | -0.00020428 | 757.3901 | -0.00057201 | 757.6189 | 0 | 747.8853 | 0.00029313 | 757.6189 | 0 | 757.619 | 0 | 757.6189 | 0 | 747.8853 | 0.0003174 | 757.619 | 0 | 757.3901 | -0.00059126 | 907.7695 | 0.0025 | 907.2532 | 3.0002e-05 | 907.7695 | 0.55281 | 747.8853 | 0.01179
| 607.6171 | 0 | 757.8549 | 0.0011315 | 757.6263 | -0.00046569 | 607.6171 | 0 | 757.8549 | -0.00013343 | 757.6263 | 0.00024722 | 749.2316 | 0.0001104 | 757.6263 | 0.00014307 | 757.8549 | 0.00031673 | 748.1155 | 0.0021583 | 757.8549 | 0.00080687 | 757.8549 | 0.00023672 | 757.8549 | 0.00051612 | 748.1155 | 0.0020044 | 757.8549 | 0.00034267 | 757.6263 | 0.00019074 | 907.9373 | 0.00492 | 907.4216 | 0 | 907.9373 | 0.55765 | 748.1155 | 0.01181
| 607.7361 | 0.00064383 | 758.0909 | -0.00059913 | 757.8624 | -0.00045908 | 607.7361 | 0.00132 | 758.0909 | -0.00063079 | 757.8624 | -0.00070342 | 749.4654 | -0.00022425 | 757.8624 | -0.0005822 | 758.0909 | 0 | 748.3458 | -0.0010205 | 758.0909 | 0 | 758.0909 | 0 | 758.0909 | 0 | 748.3458 | -0.00078307 | 758.0909 | 0 | 757.8624 | -0.00051067 | 908.1052 | 0.00406 | 907.5899 | 3.0002e-05 | 908.1052 | 0.56348 | 748.3458 | 0.01084
| 607.8551 | 0 | 758.327 | 0.0010478 | 758.0987 | 0.00026144 | 607.8551 | 0 | 758.327 | -7.5592e-05 | 758.0987 | 0.00025108 | 749.6992 | 0.00014953 | 758.0987 | 0.00039999 | 758.3269 | 0.00023104 | 748.576 | 0.00012775 | 758.3269 | 0.00036278 | 758.327 | 0.00028211 | 758.3269 | 0.00038665 | 748.576 | 0.0015421 | 758.327 | 0.00045988 | 758.0987 | 0.00046188 | 908.273 | 0.00577 | 907.7583 | 0 | 908.273 | 0.56748 | 748.576 | 0.01141
| 607.9742 | 0.00015871 | 758.563 | -0.00096071 | 758.3349 | -0.0011 | 607.9742 | 0 | 758.563 | -0.00039681 | 758.3349 | -0.00090388 | 749.933 | -0.0001696 | 758.3349 | -0.00068605 | 758.563 | 0 | 748.8063 | -0.00057755 | 758.563 | 0 | 758.563 | 0 | 758.563 | 0 | 748.8063 | -0.00047713 | 758.563 | 0 | 758.3349 | -0.00083527 | 908.4409 | 0.00535 | 907.9266 | 1.0001e-05 | 908.4409 | 0.57175 | 748.8063 | 0.01143
| 608.0932 | 0 | 758.799 | -7.1026e-05 | 758.5711 | -0.0010996 | 608.0932 | 0 | 758.799 | -0.00043239 | 758.5711 | -0.00073317 | 750.1669 | -0.00013422 | 758.5711 | -0.00062893 | 758.799 | 0 | 749.0365 | -0.0011588 | 758.799 | 0 | 758.799 | 0 | 758.799 | 0 | 749.0365 | -0.002511 | 758.799 | 0 | 758.5711 | -9.4567e-05 | 908.6087 | 0.00545 | 908.095 | 0 | 908.6087 | 0.57653 | 749.0365 | 0.01011
| 608.2122 | 0.00116 | 759.035 | 0.0011517 | 758.8073 | 0.00022009 | 608.2122 | 0.00076297 | 759.035 | 9.0177e-05 | 758.8073 | 0.00063969 | 750.4008 | -5.0578e-05 | 758.8073 | 0.00039585 | 759.035 | 0.00032507 | 749.2668 | 0.0010851 | 759.035 | 0.00057897 | 759.035 | 0.00031749 | 759.035 | 0.00069171 | 749.2668 | 0.0035699 | 759.035 | 0.00040552 | 758.8073 | 0.00018614 | 908.7766 | 0.00484 | 908.2633 | 3.0002e-05 | 908.7766 | 0.58141 | 749.2668 | 0.00996
| 608.3312 | 0 | 759.2711 | -0.00047515 | 759.0436 | -0.00055986 | 608.3312 | 0 | 759.2711 | -2.5292e-05 | 759.0436 | -0.0010842 | 750.6346 | -0.00022283 | 759.0436 | -0.00079885 | 759.2711 | 0 | 749.497 | 0.00047558 | 759.2711 | 0 | 759.2711 | 0 | 759.2711 | 0 | 749.497 | -0.00085196 | 759.2711 | 0 | 759.0436 | -0.00055137 | 908.9444 | 0.00422 | 908.4317 | 0 | 908.9444 | 0.58551 | 749.497 | 0.01228
| 608.4503 | 0.00145 | 759.5071 | 0.0010183 | 759.2798 | 0.00065691 | 608.4503 | 0.00118 | 759.5071 | 0.00048906 | 759.2798 | 0.00012408 | 750.8684 | 1.5924e-05 | 759.2798 | 0.000348 | 759.5071 | 0.00068199 | 749.7273 | 0.0022511 | 759.5071 | 0.00060659 | 759.5071 | 0.00046248 | 759.5071 | 0.00024266 | 749.7273 | 0.0024147 | 759.5071 | 0.00045286 | 759.2798 | 0.00089693 | 909.1122 | 0.00506 | 908.6001 | 3.0002e-05 | 909.1122 | 0.58872 | 749.7273 | 0.01106
| 608.5693 | 0 | 759.7432 | -0.00022282 | 759.5161 | -0.00028445 | 608.5693 | 0 | 759.7432 | -0.0010429 | 759.5161 | -0.00031298 | 751.1023 | -0.00028032 | 759.5161 | -0.00062988 | 759.7432 | 0 | 749.9576 | -0.0012527 | 759.7432 | 0 | 759.7432 | 0 | 759.7432 | 0 | 749.9576 | -0.00027825 | 759.7432 | 0 | 759.5161 | -0.00027861 | 909.2801 | 0.00503 | 908.7684 | 0 | 909.2801 | 0.59288 | 749.9576 | 0.01063
| 608.6884 | 0.00041025 | 759.9792 | 0.00023053 | 759.7523 | 0.00034142 | 608.6884 | 0 | 759.9792 | 0.00015973 | 759.7523 | -0.00027998 | 751.3362 | -2.1056e-05 | 759.7523 | 0.0002627 | 759.9793 | 0.00031805 | 750.1879 | 0.0012992 | 759.9793 | 0.00019339 | 759.9792 | 0.00021046 | 759.9793 | 0 | 750.1879 | 0.0020377 | 759.9792 | 0.00038795 | 759.7523 | 0.00047205 | 909.4479 | 0.00542 | 908.9368 | 5.0004e-05 | 909.4479 | 0.59416 | 750.1879 | 0.01095
| 608.8075 | 0 | 760.2153 | -0.00037428 | 759.9886 | -0.00085999 | 608.8075 | 0 | 760.2153 | -0.00015676 | 759.9886 | -0.0012161 | 751.5701 | -0.00027718 | 759.9886 | -0.00056653 | 760.2154 | 0 | 750.4182 | 5.1367e-05 | 760.2154 | 0 | 760.2153 | 0 | 760.2154 | 0 | 750.4182 | -0.0011376 | 760.2153 | 0 | 759.9886 | -0.00049021 | 909.6158 | 0.0042 | 909.1052 | 0 | 909.6158 | 0.59503 | 750.4181 | 0.01094
| 608.9265 | 0.00109 | 760.4515 | 0.0005166 | 760.2249 | 0.00033972 | 608.9265 | 0.00142 | 760.4515 | -6.8403e-05 | 760.2249 | -0.00039721 | 751.804 | 0.0002739 | 760.2249 | 0.00031771 | 760.4514 | 0.00039375 | 750.6485 | 0.00062204 | 760.4514 | 0.00063484 | 760.4515 | 0.00017236 | 760.4514 | 0.00040989 | 750.6485 | -0.00043378 | 760.4515 | 0.00032891 | 760.2249 | 0.00064937 | 909.7837 | 0.00524 | 909.2736 | 3.0002e-05 | 909.7837 | 0.59378 | 750.6485 | 0.011
| 609.0456 | 0 | 760.6876 | -0.00015304 | 760.4612 | -0.00019986 | 609.0456 | 0 | 760.6876 | -0.00021498 | 760.4612 | -0.00088058 | 752.0378 | -0.00029875 | 760.4612 | -0.00055346 | 760.6876 | 0 | 750.8788 | 0.00082413 | 760.6876 | 0 | 760.6876 | 0 | 760.6876 | 0 | 750.8788 | -0.00056596 | 760.6876 | 0 | 760.4612 | -0.00031469 | 909.9515 | 0.00598 | 909.442 | 0 | 909.9515 | 0.59498 | 750.8788 | 0.00998
| 609.1647 | 0.00122 | 760.9236 | 0.00052112 | 760.6975 | 0.00024105 | 609.1647 | 0.00246 | 760.9236 | -0.00037184 | 760.6975 | 0.00056923 | 752.2718 | 0.00013603 | 760.6975 | 0.00035731 | 760.9237 | 0.00087208 | 751.1091 | 0.0002255 | 760.9237 | 0.0007361 | 760.9236 | 0.00042466 | 760.9237 | 0.00055373 | 751.1091 | 0.0031256 | 760.9236 | 0.00041499 | 760.6975 | 0.00046653 | 910.1194 | 0.00434 | 909.6103 | 6.9993e-05 | 910.1194 | 0.59619 | 751.1091 | 0.0103
| 609.2838 | 0 | 761.1598 | -0.0006077 | 760.9338 | -0.00086964 | 609.2838 | 0 | 761.1598 | -0.00019416 | 760.9338 | -0.00046707 | 752.5057 | -0.00013985 | 760.9338 | -0.00074921 | 761.1598 | 0 | 751.3395 | 0.00099005 | 761.1598 | 0 | 761.1598 | 0 | 761.1598 | 0 | 751.3395 | -9.843e-05 | 761.1598 | 0 | 760.9338 | -0.00019205 | 910.2872 | 0.0039 | 909.7787 | 0 | 910.2872 | 0.6001 | 751.3395 | 0.00912
| 609.4029 | 0.00039229 | 761.3959 | 0.00029073 | 761.1701 | 0.00046125 | 609.4029 | 0.00151 | 761.3959 | 0.00025643 | 761.1701 | 0.00011336 | 752.7396 | 0.00016037 | 761.1701 | 0.00047187 | 761.3959 | 0.00022976 | 751.5698 | -0.00045103 | 761.3959 | 8.3597e-05 | 761.3959 | 0.00046309 | 761.3959 | 0.00041098 | 751.5698 | -0.0010527 | 761.3959 | 0.00035668 | 761.1701 | 0.0005026 | 910.4551 | 0.00566 | 909.9471 | 5.0004e-05 | 910.4551 | 0.60427 | 751.5698 | 0.00983
| 609.522 | 0 | 761.6321 | -0.0002229 | 761.4064 | -0.00035389 | 609.522 | 0 | 761.6321 | -0.00064248 | 761.4064 | -0.00049527 | 752.9736 | -0.00021673 | 761.4064 | -0.00060905 | 761.6321 | 0 | 751.8001 | -0.00025328 | 761.6321 | 0 | 761.6321 | 0 | 761.6321 | 0 | 751.8001 | -0.0029421 | 761.6321 | 0 | 761.4064 | -0.00046321 | 910.623 | 0.00506 | 910.1155 | 0 | 910.623 | 0.60956 | 751.8001 | 0.00993
| 609.6411 | 0.00041025 | 761.8682 | -0.00011124 | 761.6428 | -0.00038328 | 609.6411 | 0.00186 | 761.8682 | 0.0003193 | 761.6428 | 0.0004909 | 753.2075 | 0.00012933 | 761.6428 | 0.00026923 | 761.8682 | 0.00040227 | 752.0305 | 0.00038331 | 761.8682 | 0.00040207 | 761.8682 | 0.00031538 | 761.8682 | 0.0002337 | 752.0305 | 0.0019876 | 761.8682 | 0.00042237 | 761.6428 | 0.00068324 | 910.7908 | 0.00267 | 910.2839 | 6.9993e-05 | 910.7908 | 0.61262 | 752.0305 | 0.01021
| 609.7602 | 0 | 762.1044 | 0.00020122 | 761.8791 | -0.00062985 | 609.7602 | 0 | 762.1044 | -0.00070715 | 761.8791 | -0.00072164 | 753.4415 | -0.00043421 | 761.8791 | -0.00069743 | 762.1044 | 0 | 752.2609 | -0.00039232 | 762.1044 | 0 | 762.1044 | 0 | 762.1044 | 0 | 752.2609 | -0.0023001 | 762.1044 | 0 | 761.8791 | -0.0004194 | 910.9587 | 0.00443 | 910.4523 | 0 | 910.9587 | 0.61501 | 752.2609 | 0.00922
| 609.8794 | 0.00145 | 762.3405 | 0.00076201 | 762.1155 | 0.00010752 | 609.8794 | 0.00053755 | 762.3405 | -0.00043166 | 762.1155 | 0.00037829 | 753.6754 | -2.9203e-05 | 762.1155 | 0.00026914 | 762.3405 | 0.00053677 | 752.4912 | 0.00038779 | 762.3405 | 0.00015818 | 762.3405 | 0.0003541 | 762.3405 | 0.00028494 | 752.4912 | 0.00097311 | 762.3405 | 0.00026717 | 762.1155 | 0.00050266 | 911.1266 | 0.00579 | 910.6207 | 3.0002e-05 | 911.1266 | 0.6162 | 752.4912 | 0.01116
| 609.9985 | 0 | 762.5767 | 0.00023194 | 762.3518 | -0.00032559 | 609.9985 | 0 | 762.5767 | -0.00068533 | 762.3518 | -0.00056751 | 753.9094 | -0.00028043 | 762.3518 | -0.0006706 | 762.5767 | 0 | 752.7216 | -0.0019667 | 762.5767 | 0 | 762.5767 | 0 | 762.5767 | 0 | 752.7216 | -0.00080968 | 762.5767 | 0 | 762.3518 | -0.00052499 | 911.2945 | 0.00339 | 910.7891 | 0 | 911.2945 | 0.61936 | 752.7216 | 0.00869
| 610.1177 | 6.8875e-05 | 762.8129 | -0.00010906 | 762.5882 | -0.00038072 | 610.1177 | 0.00179 | 762.8129 | 0.00043084 | 762.5882 | 0.00057153 | 754.1434 | 0.00028349 | 762.5882 | 0.00034139 | 762.8129 | 0.00034585 | 752.952 | 0.00074828 | 762.8129 | 0.00055193 | 762.8129 | 0.00011193 | 762.8129 | 0.00024647 | 752.952 | 0.0010467 | 762.8129 | 0.00024915 | 762.5882 | 0.00025483 | 911.4624 | 0.00378 | 910.9575 | 5.0004e-05 | 911.4624 | 0.62288 | 752.952 | 0.00969
| 610.2368 | 0 | 763.0491 | -0.00077217 | 762.8246 | -8.8976e-05 | 610.2368 | 0 | 763.0491 | -4.9543e-06 | 762.8246 | -0.0011793 | 754.3774 | -9.3841e-05 | 762.8246 | -0.00060535 | 763.0491 | 0 | 753.1824 | 8.2395e-06 | 763.0491 | 0 | 763.0491 | 0 | 763.0491 | 0 | 753.1824 | -0.0014493 | 763.0491 | 0 | 762.8246 | -0.0003243 | 911.6302 | 0.00318 | 911.1259 | 0 | 911.6302 | 0.62718 | 753.1824 | 0.00999
| 610.356 | 0.00051807 | 763.2853 | 0.00031923 | 763.061 | 0.00020468 | 610.356 | 0.00052021 | 763.2853 | 0.00043766 | 763.061 | 0.00032826 | 754.6114 | -3.6008e-05 | 763.061 | 0.0003841 | 763.2853 | 0.00063831 | 753.4128 | 3.8705e-05 | 763.2853 | 0.00048201 | 763.2853 | 0.00014351 | 763.2853 | 0.00045935 | 753.4128 | 8.9993e-05 | 763.2853 | 0.00038376 | 763.061 | 0.00067457 | 911.7981 | 0.00459 | 911.2944 | 6.9993e-05 | 911.7981 | 0.63011 | 753.4128 | 0.01024
| 610.4751 | 0 | 763.5215 | 0.00012922 | 763.2974 | -0.00053419 | 610.4751 | 0 | 763.5215 | -0.0014096 | 763.2974 | -0.0014697 | 754.8454 | -0.00021558 | 763.2974 | -0.00075402 | 763.5215 | 0 | 753.6432 | 1.5802e-05 | 763.5215 | 0 | 763.5215 | 0 | 763.5215 | 0 | 753.6432 | 1.3893e-05 | 763.5215 | 0 | 763.2974 | -0.00081996 | 911.966 | 0.00431 | 911.4628 | 0 | 911.966 | 0.63345 | 753.6432 | 0.00855
| 610.5943 | 0.0005001 | 763.7577 | 0.00019988 | 763.5338 | -5.4626e-06 | 610.5943 | 0.00101 | 763.7577 | -0.00018531 | 763.5338 | 0.00024733 | 755.0794 | 0.00012621 | 763.5338 | 0.00035677 | 763.7577 | 0.00072104 | 753.8736 | 0.00065752 | 763.7577 | 0.00015254 | 763.7577 | 0.00011325 | 763.7577 | 0.00052725 | 753.8736 | -0.00046512 | 763.7577 | 0.00045239 | 763.5338 | 0.0004266 | 912.1339 | 0.00672 | 911.6312 | 6.9993e-05 | 912.1339 | 0.63536 | 753.8736 | 0.011
| 610.7135 | 0 | 763.994 | -0.00077168 | 763.7702 | 0.00012595 | 610.7135 | 0 | 763.994 | -0.00069311 | 763.7702 | -0.0014071 | 755.3134 | -0.00023873 | 763.7702 | -0.00069134 | 763.9939 | 0 | 754.1041 | -0.0012727 | 763.9939 | 0.00013236 | 763.994 | 0 | 763.9939 | 0 | 754.1041 | -0.00050812 | 763.994 | 0 | 763.7702 | -0.00070014 | 912.3018 | 0.00487 | 911.7996 | 0 | 912.3018 | 0.63838 | 754.1041 | 0.00994
| 610.8327 | 0.00076961 | 764.2302 | 0.00095129 | 764.0066 | 0.00017568 | 610.8327 | 0.00146 | 764.2302 | -0.00061244 | 764.0066 | 3.4684e-05 | 755.5474 | 2.451e-05 | 764.0066 | 0.0004009 | 764.2302 | 0.00033988 | 754.3345 | 0.00047328 | 764.2302 | 0.00045752 | 764.2302 | 0.00050054 | 764.2302 | 0.00022007 | 754.3345 | -0.0011251 | 764.2302 | 0.00034643 | 764.0066 | 0.00079615 | 912.4697 | 0.00656 | 911.968 | 6.9993e-05 | 912.4697 | 0.6404 | 754.3345 | 0.01054
| 610.9519 | 0 | 764.4664 | -0.0002261 | 764.243 | -0.0010666 | 610.9519 | 0 | 764.4664 | -0.00036036 | 764.243 | -0.0011996 | 755.7815 | -0.00030942 | 764.243 | -0.00060053 | 764.4664 | 0 | 754.5649 | -0.00076782 | 764.4664 | 0 | 764.4664 | 0 | 764.4664 | 0 | 754.5649 | -0.00014812 | 764.4664 | 0 | 764.243 | -0.0005465 | 912.6376 | 0.0048 | 912.1365 | 0 | 912.6376 | 0.64427 | 754.5649 | 0.00917
| 611.0711 | 0.00037433 | 764.7027 | 0.00063433 | 764.4795 | 7.46e-06 | 611.0711 | 0.00175 | 764.7027 | 0.00041735 | 764.4795 | 2.2023e-05 | 756.0156 | 0.00012969 | 764.4795 | 0.00050515 | 764.7027 | 0.00034749 | 754.7954 | -0.00060065 | 764.7027 | 0.00064529 | 764.7027 | 0.00031491 | 764.7027 | 0.00072385 | 754.7954 | 0.0016827 | 764.7027 | 0.00041425 | 764.4795 | 0.00064339 | 912.8054 | 0.00594 | 912.3049 | 6.9993e-05 | 912.8054 | 0.64665 | 754.7954 | 0.00915
| 611.1903 | 0 | 764.939 | 0.00020495 | 764.7159 | -0.00035983 | 611.1903 | 0 | 764.939 | -0.00049109 | 764.7159 | -0.00097867 | 756.2496 | -0.00018122 | 764.7159 | -0.00073228 | 764.939 | 0 | 755.0258 | 0.0012484 | 764.939 | 0 | 764.939 | 0 | 764.939 | 0 | 755.0258 | -0.0014809 | 764.939 | 0 | 764.7159 | -0.00032109 | 912.9733 | 0.00469 | 912.4733 | 0 | 912.9733 | 0.64982 | 755.0258 | 0.00989
| 611.3095 | 0.00118 | 765.1752 | 0.0011665 | 764.9524 | 0.00019135 | 611.3095 | 0.00147 | 765.1752 | -0.00019119 | 764.9524 | 0.00053543 | 756.4837 | 9.4165e-05 | 764.9524 | 0.00041833 | 765.1752 | 0.00054944 | 755.2563 | 0.0017919 | 765.1752 | 0.0009552 | 765.1752 | 0.00051064 | 765.1752 | 0.00040919 | 755.2563 | 0.0039616 | 765.1752 | 0.00045927 | 764.9524 | 0.0004292 | 913.1412 | 0.00513 | 912.6418 | 5.0004e-05 | 913.1412 | 0.65172 | 755.2563 | 0.01026
| 611.4288 | 0 | 765.4115 | -0.00024729 | 765.1888 | -0.0011325 | 611.4288 | 0 | 765.4115 | -0.0013301 | 765.1888 | -0.0011918 | 756.7178 | -0.00026485 | 765.1888 | -0.00069681 | 765.4115 | 0 | 755.4868 | -0.00060476 | 765.4115 | 0 | 765.4115 | 0 | 765.4115 | 0 | 755.4868 | 0.0001422 | 765.4115 | 0 | 765.1889 | -0.00052691 | 913.3091 | 0.00596 | 912.8102 | 0 | 913.3091 | 0.6552 | 755.4868 | 0.00917
| 611.548 | 0.00039229 | 765.6478 | 0.00084496 | 765.4253 | -0.00029288 | 611.548 | 0.00128 | 765.6478 | 0.00028837 | 765.4253 | 5.7508e-05 | 756.9518 | 0.0001763 | 765.4253 | 0.0002486 | 765.6478 | 0.00028054 | 755.7173 | 4.1385e-05 | 765.6478 | 0.00059913 | 765.6478 | 0.00014116 | 765.6478 | 0.00039977 | 755.7173 | 0.0016202 | 765.6478 | 0.00024703 | 765.4253 | 0.00040791 | 913.477 | 0.00424 | 912.9787 | 6.9993e-05 | 913.477 | 0.65801 | 755.7173 | 0.01213
| 611.6672 | 0 | 765.8842 | -0.00046883 | 765.6618 | -0.0017702 | 611.6672 | 0 | 765.8842 | -0.00023995 | 765.6618 | -0.00057884 | 757.1859 | -7.5658e-05 | 765.6618 | -0.00074031 | 765.8841 | 0 | 755.9478 | -0.00045192 | 765.8841 | 0 | 765.8842 | 0 | 765.8841 | 0 | 755.9478 | -0.0033901 | 765.8842 | 0 | 765.6618 | -0.00056281 | 913.6449 | 0.00427 | 913.1471 | 0 | 913.6449 | 0.66149 | 755.9478 | 0.0098
| 611.7865 | 0.000554 | 766.1204 | 4.8348e-05 | 765.8983 | -0.00018326 | 611.7865 | 0.0021 | 766.1204 | 0.00026401 | 765.8983 | 0.00023169 | 757.42 | 9.1667e-05 | 765.8983 | 0.00035748 | 766.1204 | 0.00020085 | 756.1783 | 0.00035905 | 766.1204 | 0.00056286 | 766.1204 | 0.00019412 | 766.1204 | 0.00051735 | 756.1783 | 0.0015708 | 766.1204 | 0.0002666 | 765.8983 | 0.00046173 | 913.8129 | 0.00397 | 913.3156 | 6.9993e-05 | 913.8129 | 0.66346 | 756.1783 | 0.00884
| 611.9058 | 0 | 766.3568 | -3.8537e-05 | 766.1348 | -0.00031493 | 611.9058 | 0 | 766.3568 | -0.00060411 | 766.1348 | -0.0010933 | 757.6542 | -0.00029687 | 766.1348 | -0.00069913 | 766.3568 | 0 | 756.4088 | -0.0011361 | 766.3568 | 0 | 766.3568 | 0 | 766.3568 | 0 | 756.4088 | -0.0010071 | 766.3568 | 0 | 766.1348 | -0.00060435 | 913.9808 | 0.00322 | 913.484 | 0 | 913.9808 | 0.6661 | 756.4088 | 0.00823
| 612.025 | 0.00073368 | 766.5931 | 0.00080806 | 766.3713 | -0.00036806 | 612.025 | 0.00139 | 766.5931 | -3.4693e-05 | 766.3713 | 0.0002531 | 757.8883 | 8.273e-06 | 766.3713 | 0.00022808 | 766.5931 | 0.00019737 | 756.6393 | 0.0018457 | 766.5931 | 3.8961e-05 | 766.5931 | 0.00025383 | 766.5931 | 0.00060564 | 756.6393 | 0.0016748 | 766.5931 | 0.00017954 | 766.3713 | 0.00040601 | 914.1487 | 0.00415 | 913.6525 | 5.0004e-05 | 914.1487 | 0.6681 | 756.6393 | 0.00864
| 612.1443 | 0 | 766.8294 | -0.0010773 | 766.6078 | -0.00039682 | 612.1443 | 0 | 766.8294 | -0.0014001 | 766.6078 | -0.00072914 | 758.1224 | -0.00012745 | 766.6078 | -0.000728 | 766.8294 | 0 | 756.8698 | -0.00011109 | 766.8294 | 0 | 766.8294 | 0 | 766.8294 | 0 | 756.8698 | 0.0001072 | 766.8294 | 0 | 766.6078 | -0.00020049 | 914.3166 | 0.00452 | 913.8209 | 0 | 914.3166 | 0.67155 | 756.8698 | 0.00844
| 612.2636 | 0.00116 | 767.0658 | 0.0011455 | 766.8443 | -0.00018566 | 612.2636 | 0.00076297 | 767.0658 | 0.00033611 | 766.8443 | -0.0001549 | 758.3566 | 9.4127e-05 | 766.8443 | 0.00044218 | 767.0658 | 0.00062649 | 757.1003 | 0.0020551 | 767.0658 | 0.0002316 | 767.0658 | 8.9872e-05 | 767.0658 | 0.00062917 | 757.1003 | 0.0012531 | 767.0658 | 0.00039859 | 766.8443 | 0.0004589 | 914.4845 | 0.00441 | 913.9894 | 5.0004e-05 | 914.4845 | 0.67345 | 757.1003 | 0.00901
| 612.3829 | 0 | 767.3021 | -0.00018454 | 767.0809 | -0.00050451 | 612.3829 | 0 | 767.3021 | -0.00042493 | 767.0809 | -0.001132 | 758.5907 | -0.0003334 | 767.0809 | -0.00063855 | 767.3021 | 0 | 757.3309 | 0.0010123 | 767.3021 | 0 | 767.3021 | 0 | 767.3021 | 0 | 757.3309 | -0.0014641 | 767.3021 | 0 | 767.0809 | -0.0005072 | 914.6524 | 0.00455 | 914.1579 | 0 | 914.6524 | 0.67649 | 757.3309 | 0.00969
| 612.5022 | 0.00115 | 767.5385 | 0.00052487 | 767.3174 | 0.00010617 | 612.5022 | 0.00111 | 767.5385 | -9.4257e-05 | 767.3174 | 0.00011918 | 758.8248 | 7.3898e-05 | 767.3174 | 0.00031026 | 767.5385 | 0.00037042 | 757.5615 | -0.00063353 | 767.5385 | 0.00072167 | 767.5385 | 0.00042482 | 767.5385 | 0.00083337 | 757.5615 | 0.0022939 | 767.5385 | 0.00043985 | 767.3174 | 0.00049486 | 914.8203 | 0.0035 | 914.3263 | 5.0004e-05 | 914.8203 | 0.67781 | 757.5615 | 0.00817
| 612.6215 | 0 | 767.7749 | -0.00092566 | 767.554 | -0.0001873 | 612.6215 | 0 | 767.7749 | -0.00088504 | 767.554 | -0.00047879 | 759.059 | -0.00020496 | 767.554 | -0.00071259 | 767.7749 | 0 | 757.792 | 0.00051123 | 767.7749 | 0 | 767.7749 | 0 | 767.7749 | 0 | 757.792 | -0.00039345 | 767.7749 | 0 | 767.554 | -0.00041872 | 914.9882 | 0.00436 | 914.4948 | 0 | 914.9882 | 0.68096 | 757.792 | 0.00791
| 612.7408 | 0 | 768.0113 | 0.00020111 | 767.7905 | -0.00015859 | 612.7408 | 0.00101 | 768.0113 | -0.00011966 | 767.7905 | 0.00048609 | 759.2932 | 0.00010406 | 767.7905 | 0.00047768 | 768.0113 | 0.00028129 | 758.0226 | 0.00093337 | 768.0113 | 0.00057683 | 768.0113 | 0 | 768.0113 | 0.00022757 | 758.0226 | 0.0030166 | 768.0113 | 0.00018206 | 767.7905 | 0.00043806 | 915.1562 | 0.00529 | 914.6633 | 5.0004e-05 | 915.1562 | 0.68269 | 758.0226 | 0.00785
| 612.8601 | 0 | 768.2477 | 5.328e-05 | 768.0271 | -0.0011215 | 612.8601 | 0 | 768.2477 | -0.00076496 | 768.0271 | -0.0015988 | 759.5274 | -0.00020039 | 768.0271 | -0.0007843 | 768.2477 | 0 | 758.2532 | -0.0003327 | 768.2477 | 0 | 768.2477 | 0 | 768.2477 | 0 | 758.2532 | 0.00040223 | 768.2477 | 0 | 768.0271 | -0.00023074 | 915.3241 | 0.00432 | 914.8318 | 0 | 915.3241 | 0.68623 | 758.2532 | 0.00717
| 612.9794 | 0.00076961 | 768.4841 | 0.0010253 | 768.2637 | 0.00061665 | 612.9794 | 0.00151 | 768.4841 | -0.00036828 | 768.2637 | 0.00041526 | 759.7616 | 9.7225e-05 | 768.2637 | 0.00045857 | 768.4841 | 0.00034198 | 758.4837 | -0.0011001 | 768.4841 | 0.00091799 | 768.4841 | 0.00049482 | 768.4841 | 0.00066153 | 758.4837 | 0.00013754 | 768.4841 | 0.00021161 | 768.2637 | 0.00061146 | 915.492 | 0.00957 | 915.0002 | 1.0001e-05 | 915.492 | 0.68842 | 758.4837 | 0.00885
| 613.0988 | 0 | 768.7205 | 0.00050955 | 768.5003 | -0.00088112 | 613.0988 | 0 | 768.7205 | -0.0012055 | 768.5003 | -0.0011406 | 759.9958 | -0.00020831 | 768.5003 | -0.00078898 | 768.7205 | 0 | 758.7143 | 0.00027167 | 768.7205 | 0 | 768.7205 | 0 | 768.7205 | 0 | 758.7143 | -0.0011023 | 768.7205 | 0 | 768.5003 | -0.00063209 | 915.6599 | 0.00392 | 915.1687 | 0 | 915.6599 | 0.69205 | 758.7143 | 0.00786
| 613.2181 | 0.00046416 | 768.9569 | 0.00063916 | 768.7369 | 0.00039754 | 613.2181 | 0.00146 | 768.9569 | -0.00022801 | 768.7369 | -0.00042104 | 760.23 | 0.00017359 | 768.7369 | 0.00063255 | 768.9569 | 0.00029722 | 758.9449 | 0.00059472 | 768.9569 | 0.0003862 | 768.9569 | 0.00045171 | 768.9569 | 0.0006881 | 758.9449 | 0.00066728 | 768.9569 | 0.00058677 | 768.7369 | 0.00085928 | 915.8279 | 0.00471 | 915.3372 | 6.9993e-05 | 915.8279 | 0.69412 | 758.9449 | 0.00851
| 613.3375 | 0 | 769.1934 | -0.00025433 | 768.9735 | -0.00088375 | 613.3375 | 0 | 769.1934 | -0.0011993 | 768.9735 | -0.0004212 | 760.4642 | -0.00021458 | 768.9735 | -0.00086723 | 769.1933 | 0 | 759.1755 | 0.00091776 | 769.1933 | 0 | 769.1934 | 0 | 769.1933 | 0 | 759.1755 | -0.00084144 | 769.1934 | 0 | 768.9735 | -0.00057585 | 915.9958 | 0.00445 | 915.5057 | 0 | 915.9958 | 0.69658 | 759.1755 | 0.00928
| 613.4568 | 0.00127 | 769.4298 | 0.0009001 | 769.2101 | 0.0008132 | 613.4568 | 0.00116 | 769.4298 | 0.00020528 | 769.2101 | 0.00076863 | 760.6984 | 0.00021922 | 769.2101 | 0.000437 | 769.4298 | 0.00040424 | 759.4061 | 0.00050902 | 769.4298 | 0.0008639 | 769.4298 | 0.00042196 | 769.4298 | 0.00074824 | 759.4061 | 0.0017098 | 769.4298 | 0.00038256 | 769.2101 | 0.0012 | 916.1637 | 0.00577 | 915.6742 | 5.0004e-05 | 916.1637 | 0.6982 | 759.4061 | 0.01078
| 613.5762 | 0 | 769.6663 | -0.00055681 | 769.4467 | -0.00014509 | 613.5762 | 0 | 769.6663 | -0.00084151 | 769.4467 | -0.00046952 | 760.9327 | -0.00022526 | 769.4467 | -0.00077912 | 769.6662 | 0 | 759.6368 | 0.0002674 | 769.6662 | 0 | 769.6663 | 0 | 769.6662 | 0 | 759.6368 | -0.00015972 | 769.6663 | 0 | 769.4467 | -0.00053351 | 916.3317 | 0.00438 | 915.8427 | 0 | 916.3317 | 0.70146 | 759.6368 | 0.00814
| 613.6956 | 0.00066181 | 769.9027 | 0.001344 | 769.6833 | -4.7279e-05 | 613.6956 | 0.00184 | 769.9027 | -0.00058326 | 769.6833 | 0.0002614 | 761.1669 | 0.00016833 | 769.6833 | 0.00049605 | 769.9027 | 0.00038124 | 759.8674 | -0.00039723 | 769.9027 | 0.00073205 | 769.9027 | 0.00020283 | 769.9027 | 0.00017062 | 759.8674 | 0.0023845 | 769.9027 | 0.00013752 | 769.6833 | 0.00038694 | 916.4996 | 0.00501 | 916.0112 | 1.0001e-05 | 916.4996 | 0.70388 | 759.8674 | 0.00961
| 613.8149 | 0 | 770.1392 | -0.00046276 | 769.9199 | -0.00062736 | 613.8149 | 0 | 770.1392 | -0.00026594 | 769.9199 | -0.00044205 | 761.4012 | -0.00011491 | 769.9199 | -0.00078103 | 770.1392 | 0 | 760.098 | -0.0020862 | 770.1392 | 0 | 770.1392 | 0 | 770.1392 | 0 | 760.098 | -0.0013293 | 770.1392 | 0 | 769.9199 | -0.00041535 | 916.6676 | 0.00445 | 916.1797 | 0 | 916.6676 | 0.70686 | 760.098 | 0.00749
| 613.9343 | 0.00124 | 770.3757 | -1.6507e-05 | 770.1566 | 7.495e-05 | 613.9343 | 0.00236 | 770.3757 | 0.00050729 | 770.1566 | -5.3671e-05 | 761.6354 | 0.00016801 | 770.1566 | 0.00044516 | 770.3756 | 0.00013964 | 760.3287 | 0.00073891 | 770.3756 | 0.00096122 | 770.3757 | 0.0002951 | 770.3756 | 0.00078897 | 760.3287 | 0.001775 | 770.3757 | 0.00042332 | 770.1566 | 0.00079967 | 916.8355 | 0.00522 | 916.3482 | 5.0004e-05 | 916.8355 | 0.7079 | 760.3287 | 0.00793
| 614.0537 | 0 | 770.6121 | -0.00098897 | 770.3932 | -0.00049297 | 614.0537 | 0 | 770.6121 | -0.0001973 | 770.3932 | -0.0019698 | 761.8697 | -0.00033158 | 770.3932 | -0.00081061 | 770.6121 | 0 | 760.5593 | 0.00014362 | 770.6121 | 0 | 770.6121 | 0 | 770.6121 | 0 | 760.5593 | -0.0016092 | 770.6121 | 0 | 770.3932 | -0.00042792 | 917.0034 | 0.00422 | 916.5167 | 0 | 917.0034 | 0.7103 | 760.5593 | 0.00853
| 614.1731 | 0.00116 | 770.8486 | 0.00045326 | 770.6299 | -0.00012088 | 614.1731 | 0.00135 | 770.8486 | 9.8833e-05 | 770.6299 | -6.1205e-05 | 762.104 | 0.00012566 | 770.6299 | 0.00037409 | 770.8486 | 0.00046825 | 760.79 | -0.00037094 | 770.8486 | 0.00057353 | 770.8486 | 0.00018872 | 770.8486 | 0.00063975 | 760.79 | -0.0015441 | 770.8486 | 0.00020484 | 770.6299 | 0.00044442 | 917.1714 | 0.00596 | 916.6852 | 6.9993e-05 | 917.1714 | 0.71107 | 760.79 | 0.00848
| 614.2926 | 0 | 771.0851 | 7.5489e-05 | 770.8666 | -0.0015612 | 614.2926 | 0 | 771.0851 | -6.0679e-05 | 770.8666 | -0.00112 | 762.3383 | -0.00015902 | 770.8666 | -0.00079418 | 771.0851 | 0 | 761.0206 | -0.0014226 | 771.0851 | 0 | 771.0851 | 0 | 771.0851 | 0 | 761.0206 | 0.0024736 | 771.0851 | 0 | 770.8666 | -0.00085575 | 917.3393 | 0.00434 | 916.8537 | 0 | 917.3393 | 0.71339 | 761.0206 | 0.00909
| 614.412 | 0 | 771.3217 | 0.00068149 | 771.1033 | -0.00042793 | 614.412 | 0.00053755 | 771.3217 | -0.00041845 | 771.1033 | 8.0084e-05 | 762.5726 | 8.9545e-05 | 771.1033 | 0.00036291 | 771.3216 | 0.00031038 | 761.2513 | 0.0011324 | 771.3216 | 0.00030919 | 771.3217 | 0.0002642 | 771.3216 | 5.5797e-05 | 761.2513 | 0.0011096 | 771.3217 | 0.00032305 | 771.1033 | 0.00038121 | 917.5073 | 0.00345 | 917.0222 | 5.0004e-05 | 917.5073 | 0.7153 | 761.2513 | 0.00912
| 614.5314 | 0 | 771.5582 | 0.00011816 | 771.3399 | 0.00060768 | 614.5314 | 0 | 771.5582 | -0.00058617 | 771.3399 | -0.00077028 | 762.8069 | -0.00010504 | 771.3399 | -0.00075709 | 771.5582 | 0 | 761.482 | -0.00050933 | 771.5582 | 0 | 771.5582 | 0 | 771.5582 | 0 | 761.482 | 0.0011289 | 771.5582 | 0 | 771.34 | -0.00053709 | 917.6752 | 0.00559 | 917.1907 | 0 | 917.6752 | 0.71975 | 761.482 | 0.00807
| 614.6508 | 0.00075165 | 771.7947 | -0.00063364 | 771.5766 | -0.00026823 | 614.6508 | 0.00064159 | 771.7947 | -2.1642e-05 | 771.5766 | 0.00012073 | 763.0412 | 0.00026245 | 771.5766 | 0.00025526 | 771.7947 | 0.00059063 | 761.7127 | 0.0011821 | 771.7947 | 0.0003502 | 771.7947 | 0.00039466 | 771.7947 | 0.00057817 | 761.7127 | 0.0014966 | 771.7947 | 0.00020967 | 771.5766 | 0.0004738 | 917.8432 | 0.00464 | 917.3593 | 6.9993e-05 | 917.8432 | 0.72407 | 761.7127 | 0.00787
| 614.7703 | 0 | 772.0312 | -5.4803e-05 | 771.8133 | -8.7704e-05 | 614.7703 | 0 | 772.0312 | -0.00043978 | 771.8133 | -0.00082334 | 763.2755 | -0.00023739 | 771.8133 | -0.00062959 | 772.0312 | 0 | 761.9434 | -0.0010755 | 772.0312 | 0 | 772.0312 | 0 | 772.0312 | 0 | 761.9434 | -0.0029319 | 772.0312 | 0 | 771.8134 | -0.00038124 | 918.0111 | 0.0042 | 917.5278 | 0 | 918.0111 | 0.72905 | 761.9434 | 0.00732
| 614.8897 | 6.8875e-05 | 772.2678 | 0.00044992 | 772.0501 | -0.0012716 | 614.8897 | 0.00147 | 772.2678 | -1.8644e-05 | 772.0501 | 0.00021983 | 763.5098 | 1.9751e-05 | 772.0501 | 0.00037628 | 772.2678 | 0.00015475 | 762.1741 | -0.00059102 | 772.2678 | 0.00066064 | 772.2678 | 0.00054849 | 772.2678 | 0.0005703 | 762.1741 | 0.0016649 | 772.2678 | 0.00041987 | 772.0501 | 0.00056244 | 918.1791 | 0.00682 | 917.6963 | 5.0004e-05 | 918.1791 | 0.7316 | 762.1741 | 0.00741
| 615.0092 | 0 | 772.5043 | -0.00070344 | 772.2868 | -0.0001004 | 615.0092 | 0 | 772.5043 | -0.00016976 | 772.2868 | -0.00096568 | 763.7442 | -0.00017874 | 772.2868 | -0.00084884 | 772.5044 | 0 | 762.4048 | -0.00043545 | 772.5044 | 0 | 772.5043 | 0 | 772.5044 | 0 | 762.4048 | -0.0035929 | 772.5043 | 0 | 772.2868 | -0.00085625 | 918.347 | 0.00457 | 917.8648 | 0 | 918.347 | 0.73358 | 762.4049 | 0.00699
| 615.1287 | 0.00188 | 772.7409 | 0.00060339 | 772.5235 | -0.00016037 | 615.1287 | 0.00062425 | 772.7409 | -0.00010338 | 772.5235 | -5.9872e-05 | 763.9785 | 7.6517e-05 | 772.5235 | 0.00029851 | 772.7409 | 0.00012582 | 762.6356 | 0.0012709 | 772.7409 | 0.00038631 | 772.7409 | 7.7447e-05 | 772.7409 | 0.00015208 | 762.6356 | 0.0017953 | 772.7409 | 0.00016644 | 772.5235 | 0.00036996 | 918.515 | 0.00406 | 918.0334 | 6.9993e-05 | 918.515 | 0.7338 | 762.6356 | 0.00859
| 615.2481 | 0 | 772.9775 | -0.00013814 | 772.7602 | -0.00075842 | 615.2481 | 0 | 772.9775 | -0.00074371 | 772.7602 | -0.0015018 | 764.2129 | -0.00016263 | 772.7602 | -0.00070248 | 772.9775 | 0 | 762.8663 | -0.0011015 | 772.9775 | 0 | 772.9775 | 0 | 772.9775 | 0 | 762.8663 | 0.0003586 | 772.9775 | 0 | 772.7603 | -0.00056058 | 918.683 | 0.00436 | 918.2019 | 0 | 918.683 | 0.73524 | 762.8663 | 0.00657
| 615.3676 | 0.00041025 | 773.2141 | 0.00058255 | 772.997 | 0.00069081 | 615.3676 | 0.00149 | 773.2141 | 0.00077228 | 772.997 | -0.00020169 | 764.4473 | 0.00018328 | 772.997 | 0.00057014 | 773.2141 | 0.00058044 | 763.097 | 0.00055862 | 773.2141 | 0.0014174 | 773.2141 | 0.00047195 | 773.2141 | 0.00051039 | 763.097 | 0.0030341 | 773.2141 | 0.00064206 | 772.997 | 0.00071514 | 918.8509 | 0.00545 | 918.3705 | 5.0004e-05 | 918.8509 | 0.73523 | 763.097 | 0.0085
| 615.4871 | 0 | 773.4507 | -0.00084222 | 773.2338 | -0.00025028 | 615.4871 | 0 | 773.4507 | -0.0010027 | 773.2338 | -0.00096729 | 764.6816 | -0.00032842 | 773.2338 | -0.0007632 | 773.4507 | 0 | 763.3278 | -0.00014675 | 773.4507 | 0 | 773.4507 | 0 | 773.4507 | 0 | 763.3278 | -0.0021327 | 773.4507 | 0 | 773.2337 | -0.00070693 | 919.0189 | 0.00547 | 918.539 | 0 | 919.0189 | 0.73673 | 763.3278 | 0.00773
| 615.6066 | 0.00087741 | 773.6873 | 0.00069038 | 773.4705 | 0.00067414 | 615.6066 | 0.00165 | 773.6873 | 0.0001461 | 773.4705 | -0.0001158 | 764.916 | 0.00020029 | 773.4705 | 0.00045554 | 773.6873 | 0.00088856 | 763.5585 | -0.00018394 | 773.6873 | 0.0006951 | 773.6873 | 0.00035053 | 773.6873 | 0.00045104 | 763.5585 | 0.00045685 | 773.6873 | 0.00036099 | 773.4705 | 0.00074689 | 919.1869 | 0.00496 | 918.7075 | 6.9993e-05 | 919.1869 | 0.73613 | 763.5585 | 0.00904
| 615.7261 | 0 | 773.9239 | -0.00021658 | 773.7073 | -0.0015804 | 615.7261 | 0 | 773.9239 | -0.00049377 | 773.7073 | -0.00080698 | 765.1504 | -0.00041589 | 773.7073 | -0.00074791 | 773.9239 | 0 | 763.7893 | -0.00015092 | 773.9239 | 0 | 773.9239 | 0 | 773.9239 | 0 | 763.7893 | -0.00073492 | 773.9239 | 0 | 773.7073 | -0.00074513 | 919.3548 | 0.00438 | 918.8761 | 0 | 919.3548 | 0.73665 | 763.7893 | 0.00752
| 615.8456 | 0.00073368 | 774.1605 | 7.1296e-05 | 773.9441 | 0.00047636 | 615.8456 | 0.00079764 | 774.1605 | 0.00036781 | 773.9441 | -0.00032054 | 765.3848 | -2.2048e-05 | 773.9441 | 0.00045852 | 774.1605 | 0.00054682 | 764.0201 | 0.0019432 | 774.1605 | 0.00064636 | 774.1605 | 0.00040924 | 774.1605 | 0.00036253 | 764.0201 | 0.001396 | 774.1605 | 0.00039326 | 773.9441 | 0.00077406 | 919.5228 | 0.006 | 919.0446 | 6.9993e-05 | 919.5228 | 0.7353 | 764.0201 | 0.00745
| 615.9651 | 0 | 774.3972 | 0.00022812 | 774.1809 | -0.0008034 | 615.9651 | 0 | 774.3972 | -0.00095677 | 774.1809 | -0.0019704 | 765.6192 | -0.00012189 | 774.1809 | -0.00076355 | 774.3972 | 0 | 764.2509 | -0.0011539 | 774.3972 | 0 | 774.3972 | 0 | 774.3972 | 0 | 764.2509 | 0.0014557 | 774.3972 | 0 | 774.1809 | -0.00053658 | 919.6908 | 0.00387 | 919.2132 | 0 | 919.6908 | 0.7366 | 764.2509 | 0.00658
| 616.0847 | 0.00174 | 774.6338 | -0.00035969 | 774.4177 | -0.00069411 | 616.0847 | 0.0018 | 774.6338 | -0.00019714 | 774.4177 | 0.00068184 | 765.8536 | 0.00014627 | 774.4177 | 0.00046569 | 774.6338 | 0.00024632 | 764.4817 | -0.00035563 | 774.6338 | 0.00035951 | 774.6338 | 7.1991e-05 | 774.6338 | 3.8165e-06 | 764.4817 | 0.00050088 | 774.6338 | 0.00043012 | 774.4176 | 0.00074279 | 919.8587 | 0.00538 | 919.3818 | 5.0004e-05 | 919.8587 | 0.73781 | 764.4817 | 0.00843
| 616.2042 | 0 | 774.8704 | 4.7348e-05 | 774.6545 | -0.0002094 | 616.2042 | 0 | 774.8704 | -2.6736e-05 | 774.6545 | -0.00076591 | 766.0881 | -0.00031783 | 774.6545 | -0.0005899 | 774.8704 | 0 | 764.7125 | -0.00016826 | 774.8704 | 0 | 774.8704 | 0 | 774.8704 | 0 | 764.7125 | -0.0013644 | 774.8704 | 0 | 774.6545 | -0.00117 | 920.0267 | 0.00594 | 919.5503 | 0 | 920.0267 | 0.74073 | 764.7125 | 0.00817
| 616.3238 | 0.00058994 | 775.1071 | 3.5589e-05 | 774.8913 | 0.00049365 | 616.3238 | 0.00101 | 775.1071 | -2.1878e-05 | 774.8913 | 0.00049286 | 766.3225 | 0.00026901 | 774.8913 | 0.00061134 | 775.1071 | 0.000237 | 764.9433 | -0.00055796 | 775.1071 | 0.00065877 | 775.1071 | 0.00057942 | 775.1071 | 0.00010453 | 764.9433 | 0.004093 | 775.1071 | 0.00026789 | 774.8913 | 0.00078661 | 920.1947 | 0.0048 | 919.7189 | 5.0004e-05 | 920.1947 | 0.74125 | 764.9433 | 0.00746
| 616.4433 | 0 | 775.3438 | -0.00080222 | 775.1281 | -0.00091385 | 616.4433 | 0 | 775.3438 | -0.00067536 | 775.1281 | -0.0011668 | 766.5569 | -0.00040731 | 775.1281 | -0.0008781 | 775.3438 | 0 | 765.1741 | -0.0013389 | 775.3438 | 0 | 775.3438 | 0 | 775.3438 | 0 | 765.1741 | -0.00021648 | 775.3438 | 0 | 775.1281 | -0.00036414 | 920.3627 | 0.00445 | 919.8874 | 0 | 920.3627 | 0.74171 | 765.1741 | 0.00703
| 616.5629 | 0.00167 | 775.5804 | -3.969e-06 | 775.3649 | 0.00047869 | 616.5629 | 0.0013 | 775.5804 | -0.00022829 | 775.3649 | 0.00016401 | 766.7914 | 4.0007e-05 | 775.3649 | 0.00044989 | 775.5804 | 0.00062127 | 765.4049 | -0.00014781 | 775.5804 | 0.00082888 | 775.5804 | 0.0004156 | 775.5804 | 0.00076923 | 765.4049 | 0.0028017 | 775.5804 | 0.00049366 | 775.3649 | 0.0006127 | 920.5307 | 0.00526 | 920.056 | 5.0004e-05 | 920.5307 | 0.74121 | 765.4049 | 0.00817
| 616.6824 | 0 | 775.8171 | 0.00012982 | 775.6018 | -0.00083593 | 616.6824 | 0 | 775.8171 | -0.00068037 | 775.6018 | -0.0012954 | 767.0259 | -0.00031466 | 775.6018 | -0.00072036 | 775.8171 | 0 | 765.6357 | -0.0014882 | 775.8171 | 0 | 775.8171 | 0 | 775.8171 | 0 | 765.6357 | -0.0017315 | 775.8171 | 0 | 775.6018 | -0.00016809 | 920.6987 | 0.00608 | 920.2246 | 0 | 920.6987 | 0.74147 | 765.6357 | 0.00848
| 616.802 | 0.00078757 | 776.0538 | 0.0010096 | 775.8386 | -0.00094513 | 616.802 | 0.00088435 | 776.0538 | -0.00018358 | 775.8386 | -0.00024978 | 767.2603 | 0.0001051 | 775.8386 | 0.00040296 | 776.0538 | 0.00046039 | 765.8666 | -0.00026038 | 776.0538 | 0.00081203 | 776.0538 | 0.00013575 | 776.0538 | 3.2499e-05 | 765.8666 | 0.00010076 | 776.0538 | 0.00031717 | 775.8386 | 0.00035252 | 920.8666 | 0.00401 | 920.3931 | 8.9995e-05 | 920.8666 | 0.74079 | 765.8666 | 0.00832
| 616.9216 | 0 | 776.2905 | -0.0001261 | 776.0755 | -0.00088976 | 616.9216 | 0 | 776.2905 | 0.00052897 | 776.0755 | -0.00084825 | 767.4948 | -0.00019674 | 776.0755 | -0.00076554 | 776.2905 | 0 | 766.0974 | -0.0010437 | 776.2905 | 0 | 776.2905 | 0 | 776.2905 | 0 | 766.0974 | -0.0011169 | 776.2905 | 0 | 776.0755 | -0.00045182 | 921.0346 | 0.00482 | 920.5617 | 0 | 921.0346 | 0.74141 | 766.0974 | 0.00724
| 617.0412 | 0.0012 | 776.5272 | -0.00059095 | 776.3123 | 2.5614e-05 | 617.0412 | 0.00189 | 776.5272 | 0.00010895 | 776.3123 | 0.00011505 | 767.7293 | 0.00017705 | 776.3123 | 0.00054268 | 776.5272 | 0.00063537 | 766.3283 | -0.0010505 | 776.5272 | 0.00017618 | 776.5272 | 0.00026182 | 776.5272 | 0.0001899 | 766.3283 | 0.00074209 | 776.5272 | 0.00042709 | 776.3123 | 0.00095011 | 921.2026 | 0.00461 | 920.7303 | 6.9993e-05 | 921.2026 | 0.74285 | 766.3283 | 0.00735
| 617.1608 | 0 | 776.764 | -0.00033732 | 776.5492 | -0.0013974 | 617.1608 | 0 | 776.764 | -0.00057318 | 776.5492 | -0.001247 | 767.9638 | -0.00048604 | 776.5492 | -0.00086876 | 776.764 | 0 | 766.5591 | -0.00048242 | 776.764 | 0 | 776.764 | 0 | 776.764 | 0 | 766.5591 | 5.094e-05 | 776.764 | 0 | 776.5492 | -0.00046778 | 921.3706 | 0.00464 | 920.8989 | 0 | 921.3706 | 0.74689 | 766.5591 | 0.00721
| 617.2804 | 0.00042823 | 777.0007 | 0.00059174 | 776.7861 | -9.2887e-05 | 617.2804 | 0.00149 | 777.0007 | 5.8997e-05 | 776.7861 | 0.00034533 | 768.1983 | 9.3895e-05 | 776.7861 | 0.00040228 | 777.0007 | 0.00083727 | 766.79 | 0.00010634 | 777.0007 | 0.00058117 | 777.0007 | 0.0006422 | 777.0007 | 0.00021642 | 766.79 | 0.002281 | 777.0007 | 0.00033602 | 776.7861 | 0.00106 | 921.5386 | 0.00336 | 921.0675 | 3.0002e-05 | 921.5386 | 0.75008 | 766.79 | 0.00799
| 617.4 | 0 | 777.2374 | -0.00025259 | 777.023 | -8.2665e-05 | 617.4 | 0 | 777.2374 | -0.00082985 | 777.023 | -0.00092539 | 768.4329 | -0.00016496 | 777.023 | -0.0008347 | 777.2374 | 0 | 767.0209 | -0.00032515 | 777.2374 | 0 | 777.2374 | 0 | 777.2374 | 0 | 767.0209 | -3.929e-05 | 777.2374 | 0 | 777.023 | -0.00045531 | 921.7066 | 0.00397 | 921.2361 | 0 | 921.7066 | 0.75323 | 767.0209 | 0.00807
| 617.5196 | 0.00098522 | 777.4742 | 0.00086403 | 777.2599 | 0.00012445 | 617.5196 | 0.00113 | 777.4742 | 0.00010289 | 777.2599 | 0.00071265 | 768.6674 | 2.1297e-05 | 777.2599 | 0.00039348 | 777.4742 | 0.000301 | 767.2518 | 0.0020805 | 777.4742 | 0.00059094 | 777.4742 | 0.00042464 | 777.4742 | 0.00012675 | 767.2518 | 0.0022914 | 777.4742 | 0.00031266 | 777.2599 | 0.00030977 | 921.8746 | 0.00545 | 921.4046 | 0.00011 | 921.8746 | 0.75431 | 767.2518 | 0.00708
| 617.6392 | 0 | 777.7109 | 0.00044818 | 777.4968 | -0.00082171 | 617.6392 | 0 | 777.7109 | -0.00058781 | 777.4968 | -0.00098189 | 768.9019 | -0.00011401 | 777.4968 | -0.0007813 | 777.7109 | 0 | 767.4827 | -0.0011438 | 777.7109 | 0 | 777.7109 | 0 | 777.7109 | 0 | 767.4827 | -0.00099242 | 777.7109 | 0 | 777.4968 | -0.00010683 | 922.0426 | 0.00543 | 921.5733 | 0 | 922.0426 | 0.7565 | 767.4827 | 0.00619
| 617.7589 | 0 | 777.9477 | 0.0001848 | 777.7337 | 0.00025849 | 617.7589 | 0.00084967 | 777.9477 | -0.00013585 | 777.7337 | -0.00024881 | 769.1364 | 9.1225e-05 | 777.7337 | 0.00043384 | 777.9477 | 0.0002765 | 767.7136 | -0.001078 | 777.9477 | 0.00096565 | 777.9477 | 0.00059334 | 777.9477 | 0.0010317 | 767.7136 | 0.0020372 | 777.9477 | 0.00049934 | 777.7337 | 0.00108 | 922.2106 | 0.00665 | 921.7418 | 3.0002e-05 | 922.2106 | 0.75842 | 767.7136 | 0.0079
| 617.8785 | 0 | 778.1845 | -0.00022756 | 777.9706 | -0.00054362 | 617.8785 | 0 | 778.1845 | -0.00043614 | 777.9706 | -0.00052847 | 769.371 | -0.00029544 | 777.9706 | -0.00077442 | 778.1845 | 0 | 767.9445 | -0.001225 | 778.1845 | 0 | 778.1845 | 0 | 778.1845 | 0 | 767.9445 | -0.00087815 | 778.1845 | 0 | 777.9706 | -0.0002416 | 922.3786 | 0.00448 | 921.9104 | 0 | 922.3786 | 0.7622 | 767.9445 | 0.00756
| 617.9982 | 0.00041025 | 778.4213 | 0.00032343 | 778.2076 | 0.00079388 | 617.9982 | 0.00084967 | 778.4213 | 0.00038397 | 778.2076 | 0.00033819 | 769.6055 | 0.00019163 | 778.2076 | 0.00055811 | 778.4213 | 0.00019761 | 768.1754 | 0.00013664 | 778.4213 | 0.0010966 | 778.4213 | 0.00064022 | 778.4213 | 0.00078015 | 768.1754 | 0.001107 | 778.4213 | 0.00038441 | 778.2076 | 0.00051764 | 922.5466 | 0.00531 | 922.0791 | 1.0001e-05 | 922.5466 | 0.76579 | 768.1754 | 0.00721
| 618.1178 | 0 | 778.6581 | -0.00041821 | 778.4445 | -0.00078895 | 618.1178 | 0 | 778.6581 | -0.00097983 | 778.4445 | -0.00057682 | 769.8401 | -0.0003328 | 778.4445 | -0.00082191 | 778.6581 | 0 | 768.4063 | -0.0014613 | 778.6581 | 0 | 778.6581 | 0 | 778.6581 | 0 | 768.4063 | 0.00067799 | 778.6581 | 0 | 778.4445 | -0.0006474 | 922.7146 | 0.00464 | 922.2477 | 0 | 922.7146 | 0.7707 | 768.4063 | 0.00635
| 618.2375 | 0.0005001 | 778.8948 | 0.00015596 | 778.6815 | -0.00024955 | 618.2375 | 0.00091902 | 778.8948 | -0.00035046 | 778.6815 | 0.00016035 | 770.0747 | 0.00035654 | 778.6815 | 0.00057184 | 778.8949 | 0.00035086 | 768.6373 | -0.0002326 | 778.8949 | 0 | 778.8948 | 8.9527e-05 | 778.8949 | 0.00063448 | 768.6373 | 0.00032499 | 778.8948 | 0.00043013 | 778.6815 | 0.00047342 | 922.8826 | 0.0058 | 922.4163 | 8.9995e-05 | 922.8826 | 0.7742 | 768.6373 | 0.00636
| 618.3572 | 0 | 779.1317 | 0.0002176 | 778.9184 | -0.0013294 | 618.3572 | 0 | 779.1317 | -0.00055599 | 778.9184 | -0.00076481 | 770.3093 | -0.00023225 | 778.9184 | -0.00079391 | 779.1317 | 0 | 768.8682 | -0.00021193 | 779.1317 | 0 | 779.1317 | 0 | 779.1317 | 0 | 768.8682 | -0.0036078 | 779.1317 | 0 | 778.9184 | -0.00060535 | 923.0506 | 0.00464 | 922.5849 | 0 | 923.0506 | 0.77735 | 768.8682 | 0.0063
| 618.4769 | 0.00147 | 779.3685 | 0.0002707 | 779.1554 | 0.00020812 | 618.4769 | 0.0012 | 779.3685 | 0.00010155 | 779.1554 | 0.00020613 | 770.5439 | 0.00019259 | 779.1554 | 0.00055174 | 779.3685 | 0.00023547 | 769.0992 | 0.00080036 | 779.3685 | 0.0010403 | 779.3685 | 0.00049028 | 779.3685 | 0.00059815 | 769.0992 | 0.0032574 | 779.3685 | 0.00029263 | 779.1554 | 0.00078448 | 923.2186 | 0.00443 | 922.7535 | 5.0004e-05 | 923.2186 | 0.77912 | 769.0992 | 0.00722
| 618.5965 | 0 | 779.6053 | -0.00056916 | 779.3923 | -0.0004809 | 618.5965 | 0 | 779.6053 | -0.00046417 | 779.3923 | -0.0011842 | 770.7784 | -0.00018134 | 779.3923 | -0.00083711 | 779.6053 | 0 | 769.3301 | -0.0012413 | 779.6053 | 0 | 779.6053 | 0 | 779.6053 | 0 | 769.3301 | 0.00082744 | 779.6054 | 0 | 779.3923 | -0.00078134 | 923.3867 | 0.00352 | 922.9221 | 0 | 923.3867 | 0.78132 | 769.3301 | 0.00661
| 618.7162 | 0.0006079 | 779.8422 | 0.0001944 | 779.6293 | -0.00039502 | 618.7162 | 0.00076297 | 779.8422 | -0.00013939 | 779.6293 | 0.00047548 | 771.0131 | -6.3068e-05 | 779.6293 | 0.00041235 | 779.8422 | 0.00089416 | 769.5611 | 0.0011115 | 779.8422 | 0 | 779.8422 | 0.00014052 | 779.8422 | 0.00036985 | 769.5611 | 0.0020327 | 779.8422 | 0.00019532 | 779.6293 | 0.00078143 | 923.5547 | 0.00681 | 923.0907 | 5.0004e-05 | 923.5547 | 0.78224 | 769.5611 | 0.00871
| 618.836 | 0 | 780.079 | -0.0003861 | 779.8663 | -0.00093346 | 618.836 | 0 | 780.079 | -0.00044699 | 779.8663 | -0.00099517 | 771.2477 | -0.00036082 | 779.8663 | -0.0008875 | 780.079 | 0 | 769.7921 | -7.4348e-05 | 780.079 | 0 | 780.079 | 0 | 780.079 | 0 | 769.7921 | -0.00010081 | 780.079 | 0 | 779.8663 | -0.00103 | 923.7227 | 0.00403 | 923.2593 | 0 | 923.7227 | 0.78366 | 769.7921 | 0.00579
| 618.9557 | 0.0012 | 780.3159 | 0.00010857 | 780.1033 | 0.0013327 | 618.9557 | 0.00095371 | 780.3159 | 0.00022017 | 780.1033 | 0.00035939 | 771.4823 | 0.00014279 | 780.1033 | 0.00069433 | 780.3159 | 0.00086931 | 770.023 | 0.00012232 | 780.3159 | 0.0017126 | 780.3159 | 0.00091078 | 780.3159 | 0.0006736 | 770.023 | -0.00037974 | 780.3159 | 0.00048817 | 780.1033 | 0.00068103 | 923.8907 | 0.00492 | 923.428 | 5.0004e-05 | 923.8907 | 0.78385 | 770.023 | 0.00695
| 619.0754 | 0 | 780.5527 | -0.00055367 | 780.3403 | -0.00045008 | 619.0754 | 0 | 780.5527 | -0.0010634 | 780.3403 | -0.0005233 | 771.717 | -0.00030504 | 780.3403 | -0.0008918 | 780.5527 | 0 | 770.254 | -0.00053766 | 780.5527 | 0 | 780.5527 | 0 | 780.5527 | 0 | 770.254 | 2.0894e-05 | 780.5527 | 0 | 780.3403 | -0.00022127 | 924.0587 | 0.00338 | 923.5966 | 0 | 924.0587 | 0.78553 | 770.254 | 0.00619
| 619.1951 | 0.0021 | 780.7896 | 6.617e-05 | 780.5773 | -0.0011014 | 619.1951 | 0.00137 | 780.7896 | 0.00014157 | 780.5773 | -0.00012105 | 771.9516 | 0.00017088 | 780.5773 | 0.00051605 | 780.7896 | 0.00016287 | 770.485 | 0.0011151 | 780.7896 | 0 | 780.7896 | 0.00028805 | 780.7896 | 0.00027129 | 770.485 | 0.0011788 | 780.7896 | 0.00034461 | 780.5773 | 0.00041701 | 924.2267 | 0.00443 | 923.7652 | 6.9993e-05 | 924.2267 | 0.78625 | 770.4851 | 0.00811
| 619.3149 | 0 | 781.0265 | -0.0001297 | 780.8144 | -0.00078012 | 619.3149 | 0 | 781.0265 | -0.00026766 | 780.8144 | -0.00083956 | 772.1863 | -0.00030419 | 780.8144 | -0.0010468 | 781.0265 | 0 | 770.716 | -0.00090649 | 781.0265 | 0 | 781.0265 | 0 | 781.0265 | 0 | 770.716 | -0.00010872 | 781.0265 | 0 | 780.8144 | -0.00071707 | 924.3948 | 0.0036 | 923.9339 | 0 | 924.3948 | 0.78858 | 770.716 | 0.00657
| 619.4346 | 0.000554 | 781.2634 | -0.00028204 | 781.0514 | -0.00092021 | 619.4346 | 0.00123 | 781.2634 | -0.00012244 | 781.0514 | 0.00017698 | 772.4209 | -9.4784e-05 | 781.0514 | 0.00052951 | 781.2634 | 0.00051978 | 770.947 | 0.00074325 | 781.2634 | 0.001137 | 781.2634 | 0.00071386 | 781.2634 | 0.00077773 | 770.947 | 0.0014605 | 781.2634 | 0.00029473 | 781.0514 | 0.00036628 | 924.5628 | 0.00594 | 924.1025 | 5.0004e-05 | 924.5628 | 0.79068 | 770.947 | 0.00821
| 619.5544 | 0 | 781.5003 | -0.00072719 | 781.2884 | 0.00025914 | 619.5544 | 0 | 781.5003 | -0.0010007 | 781.2884 | -0.00092348 | 772.6556 | -0.00031565 | 781.2884 | -0.00075136 | 781.5003 | 0 | 771.178 | -0.00039631 | 781.5003 | 0 | 781.5003 | 0 | 781.5003 | 0 | 771.178 | -0.0018493 | 781.5003 | 0 | 781.2884 | -0.0001988 | 924.7308 | 0.00418 | 924.2711 | 0 | 924.7308 | 0.79444 | 771.178 | 0.00452
| 619.6741 | 0.00109 | 781.7372 | 0.00017879 | 781.5255 | 0.00061003 | 619.6741 | 0.00116 | 781.7372 | 0.00028401 | 781.5255 | 0.00050873 | 772.8903 | 0.00025742 | 781.5255 | 0.00061864 | 781.7372 | 0.00086004 | 771.4091 | 0.002015 | 781.7372 | 0.0012901 | 781.7372 | 0.00064997 | 781.7372 | 0.00082883 | 771.4091 | 0.00035711 | 781.7372 | 0.00055507 | 781.5255 | 0.00052298 | 924.8989 | 0.00545 | 924.4398 | 5.0004e-05 | 924.8989 | 0.79857 | 771.4091 | 0.00906
| 619.7939 | 0 | 781.9741 | -0.00097421 | 781.7625 | -0.00091783 | 619.7939 | 0 | 781.9741 | -0.00018211 | 781.7625 | -0.00081614 | 773.1249 | -0.00036989 | 781.7625 | -0.00089602 | 781.9741 | 0 | 771.6401 | -0.0012818 | 781.9741 | 0 | 781.9741 | 0 | 781.9741 | 0 | 771.6401 | -0.0032588 | 781.9741 | 0 | 781.7626 | -0.0006097 | 925.0669 | 0.00443 | 924.6084 | 0 | 925.0669 | 0.8036 | 771.6401 | 0.00626
| 619.9137 | 0.00080555 | 782.2111 | 0.00030143 | 781.9996 | -0.00033929 | 619.9137 | 0.00137 | 782.2111 | 0.00070132 | 781.9996 | 0.00038794 | 773.3596 | 0.00021303 | 781.9996 | 0.00052711 | 782.211 | 0.00073571 | 771.8712 | 0.001397 | 782.211 | 0.00030066 | 782.2111 | 0.00030633 | 782.211 | 0.00058448 | 771.8712 | 0.00096819 | 782.2111 | 0.00050691 | 781.9996 | 0.00094617 | 925.2349 | 0.00385 | 924.7771 | 8.9995e-05 | 925.2349 | 0.80815 | 771.8711 | 0.00744
| 620.0335 | 0 | 782.448 | -0.00011808 | 782.2367 | -0.00059488 | 620.0335 | 0 | 782.448 | -0.00090548 | 782.2367 | -0.00055833 | 773.5944 | -0.00026089 | 782.2367 | -0.00095577 | 782.448 | 0 | 772.1022 | -0.00064381 | 782.448 | 0 | 782.448 | 0 | 782.448 | 0 | 772.1022 | 0.00087027 | 782.448 | 0 | 782.2367 | -0.00070259 | 925.403 | 0.00522 | 924.9457 | 0 | 925.403 | 0.81308 | 772.1022 | 0.0056
| 620.1532 | 0.00069774 | 782.6849 | 0.00079251 | 782.4738 | 0.00022416 | 620.1532 | 0.00146 | 782.6849 | -0.00014958 | 782.4738 | 0.00037308 | 773.829 | 0.00022427 | 782.4738 | 0.00040438 | 782.6849 | 0.00073882 | 772.3333 | -0.00058174 | 782.6849 | 0.00012102 | 782.6849 | 0.00052475 | 782.6849 | 0.00059764 | 772.3333 | 0.0028496 | 782.6849 | 0.00039958 | 782.4738 | 0.00074693 | 925.571 | 0.00561 | 925.1144 | 6.9993e-05 | 925.571 | 0.81526 | 772.3333 | 0.00757
| 620.2731 | 0 | 782.9219 | -0.00037164 | 782.7109 | -0.00056699 | 620.2731 | 0 | 782.9219 | -5.4966e-05 | 782.7109 | -0.0009213 | 774.0638 | -0.00044185 | 782.7109 | -0.00085799 | 782.9219 | 0 | 772.5643 | -0.0019925 | 782.9219 | 0 | 782.9219 | 0 | 782.9219 | 0 | 772.5643 | -0.0028384 | 782.9219 | 0 | 782.7109 | -0.00088448 | 925.739 | 0.0042 | 925.283 | 0 | 925.739 | 0.81704 | 772.5643 | 0.00693
| 620.3929 | 0.00069774 | 783.1589 | 0.00045615 | 782.948 | 0.00029218 | 620.3929 | 0.00113 | 783.1589 | -0.00036493 | 782.948 | 6.9054e-05 | 774.2985 | 5.5389e-05 | 782.948 | 0.00056402 | 783.1588 | 0.00092161 | 772.7954 | 0.00093624 | 783.1588 | 0.00045566 | 783.1589 | 0.00060803 | 783.1588 | 0.00042468 | 772.7954 | 0.00060143 | 783.1589 | 0.00050751 | 782.948 | 0.00079152 | 925.9071 | 0.00462 | 925.4517 | 8.9995e-05 | 925.9071 | 0.81549 | 772.7954 | 0.00796
| 620.5127 | 0 | 783.3958 | 0.00038483 | 783.1851 | -3.6391e-05 | 620.5127 | 0 | 783.3958 | -0.00058264 | 783.1851 | -0.001503 | 774.5333 | -0.00046822 | 783.1851 | -0.001022 | 783.3958 | 0 | 773.0266 | -0.0018046 | 783.3958 | 0 | 783.3958 | 0 | 783.3958 | 0 | 773.0266 | 0.00034696 | 783.3958 | 0 | 783.1851 | -0.00067771 | 926.0751 | 0.00489 | 925.6204 | 0 | 926.0751 | 0.81481 | 773.0266 | 0.00617
| 620.6325 | 0.00080555 | 783.6328 | 0.0002856 | 783.4222 | 0.00013502 | 620.6325 | 0.00106 | 783.6328 | -0.0003036 | 783.4222 | 0.00027205 | 774.768 | 0.00017037 | 783.4222 | 0.0003628 | 783.6328 | 0.00083759 | 773.2576 | -0.00061979 | 783.6328 | 0.00068392 | 783.6328 | 7.5393e-05 | 783.6328 | 8.5843e-05 | 773.2576 | -0.00057848 | 783.6328 | 0.00035297 | 783.4222 | 0.00027052 | 926.2432 | 0.00459 | 925.789 | 6.9993e-05 | 926.2432 | 0.81231 | 773.2576 | 0.0061
| 620.7523 | 0 | 783.8698 | 0.00011607 | 783.6593 | -0.00014284 | 620.7523 | 0 | 783.8698 | -0.00083911 | 783.6593 | -0.0012676 | 775.0027 | -7.9654e-05 | 783.6593 | -0.00093424 | 783.8698 | 0 | 773.4887 | 0.00028159 | 783.8698 | 0 | 783.8698 | 0 | 783.8698 | 0 | 773.4887 | -0.00067853 | 783.8698 | 0 | 783.6593 | -0.00052139 | 926.4112 | 0.00459 | 925.9577 | 0 | 926.4112 | 0.81196 | 773.4887 | 0.00613
| 620.8722 | 0.00109 | 784.1068 | 0.0002535 | 783.8964 | -0.00014884 | 620.8722 | 1.7342e-05 | 784.1068 | 0.00027194 | 783.8964 | 2.7707e-05 | 775.2375 | 0.00012299 | 783.8964 | 0.00054156 | 784.1068 | 0.00063195 | 773.7198 | 0.00061268 | 784.1068 | 0.00053358 | 784.1068 | 0.00052229 | 784.1068 | 0.00054429 | 773.7198 | 0.0028622 | 784.1068 | 0.00022221 | 783.8964 | 0.00082729 | 926.5792 | 0.00637 | 926.1264 | 6.9993e-05 | 926.5792 | 0.81166 | 773.7198 | 0.00557
| 620.992 | 0 | 784.3438 | -0.00031483 | 784.1336 | -0.0014857 | 620.992 | 0 | 784.3438 | -0.0011951 | 784.1336 | -0.00097045 | 775.4723 | -0.0003743 | 784.1336 | -0.00091739 | 784.3438 | 0 | 773.9509 | 0.00012712 | 784.3438 | 0 | 784.3438 | 0 | 784.3438 | 0 | 773.9509 | -0.00036303 | 784.3438 | 0 | 784.1336 | -0.0016 | 926.7473 | 0.00513 | 926.295 | 0 | 926.7473 | 0.81289 | 773.9509 | 0.00555
| 621.1119 | 0.00167 | 784.5808 | 0.00038577 | 784.3707 | -0.00021232 | 621.1119 | 0.00168 | 784.5808 | -0.00040343 | 784.3707 | -0.000148 | 775.7071 | 0.00014213 | 784.3707 | 0.00042304 | 784.5808 | 0.0006862 | 774.1821 | -0.00048011 | 784.5808 | 0.00089759 | 784.5808 | 0.00031793 | 784.5808 | 0.00088907 | 774.1821 | 0.0020157 | 784.5808 | 0.00027671 | 784.3707 | 0.00053858 | 926.9153 | 0.00413 | 926.4637 | 5.0004e-05 | 926.9153 | 0.81363 | 774.1821 | 0.00606
| 621.2318 | 0 | 784.8179 | 0.00037357 | 784.6079 | -0.00036206 | 621.2318 | 0 | 784.8179 | -0.000318 | 784.6079 | -0.0012137 | 775.9419 | -0.00042792 | 784.6079 | -0.00091675 | 784.8178 | 0 | 774.4132 | 0.0007205 | 784.8178 | 0 | 784.8179 | 0 | 784.8178 | 0 | 774.4132 | -0.00073526 | 784.8179 | 0 | 784.6079 | -0.00075228 | 927.0834 | 0.0052 | 926.6324 | 0 | 927.0834 | 0.81517 | 774.4132 | 0.00683
| 621.3516 | 0.00046416 | 785.0549 | -0.00020991 | 784.845 | 0.00018681 | 621.3516 | 0.00031212 | 785.0549 | -0.00021151 | 784.845 | 4.3434e-06 | 776.1767 | 4.7737e-05 | 784.845 | 0.00040091 | 785.0549 | 0.00019362 | 774.6443 | -0.0004673 | 785.0549 | 0.00084988 | 785.0549 | 0.00038372 | 785.0549 | 0.0004938 | 774.6443 | 0.0041559 | 785.0549 | 0.00051944 | 784.8451 | 0.00072803 | 927.2514 | 0.00473 | 926.8011 | 5.0004e-05 | 927.2514 | 0.81604 | 774.6444 | 0.0062
| 621.4715 | 0 | 785.2919 | -0.00042037 | 785.0822 | -0.00096899 | 621.4715 | 0 | 785.2919 | -0.00020834 | 785.0822 | -0.001533 | 776.4115 | -0.00041108 | 785.0822 | -0.00078945 | 785.2919 | 0 | 774.8755 | 0.00022901 | 785.2919 | 0 | 785.2919 | 0 | 785.2919 | 0 | 774.8755 | 0.0015228 | 785.2919 | 0 | 785.0822 | -0.00054608 | 927.4195 | 0.00468 | 926.9698 | 0 | 927.4195 | 0.81888 | 774.8755 | 0.00548
| 621.5914 | 0.00102 | 785.529 | 0.00014236 | 785.3194 | 9.2178e-05 | 621.5914 | 0.00123 | 785.529 | -0.0005971 | 785.3194 | 0.00048577 | 776.6463 | 0.00011094 | 785.3194 | 0.00047696 | 785.529 | 0.00013943 | 775.1066 | 0.0012779 | 785.529 | 0.00062725 | 785.529 | 0.00025411 | 785.529 | 0.00060804 | 775.1066 | -0.00047539 | 785.529 | 0.00023081 | 785.3194 | 0.00084226 | 927.5876 | 0.00536 | 927.1385 | 6.9993e-05 | 927.5876 | 0.82199 | 775.1066 | 0.00562
| 621.7113 | 0 | 785.7661 | -0.00035878 | 785.5566 | 9.431e-06 | 621.7113 | 0 | 785.7661 | -0.00051181 | 785.5566 | -0.00053216 | 776.8812 | -0.00048929 | 785.5566 | -0.00085481 | 785.766 | 0 | 775.3378 | -0.0017971 | 785.766 | 0 | 785.7661 | 0 | 785.766 | 0 | 775.3378 | -0.0010714 | 785.766 | 0 | 785.5566 | -0.00080175 | 927.7556 | 0.00524 | 927.3071 | 0 | 927.7556 | 0.82658 | 775.3378 | 0.00515
| 621.8312 | 0.00048213 | 786.0031 | 0.00078519 | 785.7938 | 0.00029189 | 621.8312 | 0.0018 | 786.0031 | 0.00066497 | 785.7938 | 0.00028667 | 777.116 | 0.00041371 | 785.7938 | 0.00053762 | 786.0031 | 7.8697e-05 | 775.569 | 0.00085418 | 786.0031 | 0.00095389 | 786.0031 | 0.00040021 | 786.0031 | 0.00062784 | 775.569 | 0.00067492 | 786.0031 | 0.00023634 | 785.7938 | 0.00083162 | 927.9237 | 0.00478 | 927.4758 | 5.0004e-05 | 927.9237 | 0.82981 | 775.569 | 0.00775
| 621.9511 | 0 | 786.2402 | -5.32e-05 | 786.031 | -0.00072626 | 621.9511 | 0 | 786.2402 | -0.00099575 | 786.031 | -0.0017196 | 777.3508 | -0.00041999 | 786.031 | -0.00095995 | 786.2402 | 0 | 775.8002 | -0.0011354 | 786.2402 | 0 | 786.2402 | 0 | 786.2402 | 0 | 775.8002 | -0.003021 | 786.2402 | 0 | 786.031 | -0.00114 | 928.0917 | 0.0048 | 927.6445 | 0 | 928.0917 | 0.83413 | 775.8002 | 0.00393
| 622.071 | 0.00181 | 786.4773 | 0.00021306 | 786.2682 | 0.00052667 | 622.071 | 0.00038148 | 786.4773 | -0.00028512 | 786.2682 | 0.000636 | 777.5857 | 2.7632e-06 | 786.2682 | 0.00044812 | 786.4773 | 0.00049451 | 776.0314 | 0.0002377 | 786.4773 | 0.0010872 | 786.4773 | 0.00081543 | 786.4773 | 0.0006964 | 776.0314 | 0.0036278 | 786.4773 | 0.00047793 | 786.2682 | 0.00024646 | 928.2598 | 0.00501 | 927.8132 | 5.0004e-05 | 928.2598 | 0.83618 | 776.0314 | 0.00605
| 622.191 | 0 | 786.7144 | -0.00061082 | 786.5054 | -0.0018132 | 622.191 | 0 | 786.7144 | -0.00078138 | 786.5054 | -0.00080241 | 777.8205 | -0.00055157 | 786.5054 | -0.00096185 | 786.7144 | 0 | 776.2625 | 0.000618 | 786.7144 | 0 | 786.7144 | 0 | 786.7144 | 0 | 776.2625 | 0.0020215 | 786.7144 | 0 | 786.5054 | -0.00076479 | 928.4279 | 0.00418 | 927.9819 | 0 | 928.4279 | 0.83869 | 776.2625 | 0.00432
| 622.3109 | 0.00102 | 786.9515 | 4.7122e-05 | 786.7427 | 0.00026362 | 622.3109 | 0.0016 | 786.9515 | -0.00017862 | 786.7427 | -0.00025815 | 778.0554 | 0.00047328 | 786.7427 | 0.00032003 | 786.9515 | 0.00073762 | 776.4937 | 0.00075324 | 786.9515 | 0.00070748 | 786.9515 | 0.00048887 | 786.9515 | 0.00078742 | 776.4937 | 0.00021205 | 786.9515 | 0.00042309 | 786.7427 | 0.00087134 | 928.5959 | 0.00415 | 928.1506 | 3.0002e-05 | 928.5959 | 0.83855 | 776.4937 | 0.0058
| 622.4308 | 0 | 787.1886 | 0.0003253 | 786.9799 | -0.00071395 | 622.4308 | 0 | 787.1886 | -0.00042678 | 786.9799 | -0.00099418 | 778.2903 | -0.00034906 | 786.9799 | -0.00098517 | 787.1886 | 0 | 776.725 | 0.00208 | 787.1886 | 0 | 787.1886 | 0 | 787.1886 | 0 | 776.725 | 0.00048499 | 787.1886 | 0 | 786.9799 | -0.00040554 | 928.764 | 0.00408 | 928.3193 | 0 | 928.764 | 0.84105 | 776.725 | 0.00517
| 622.5508 | 0.00129 | 787.4257 | 0.00016997 | 787.2172 | 0.00013831 | 622.5508 | 0.00093636 | 787.4257 | -9.1283e-05 | 787.2172 | 0.00034083 | 778.5251 | -6.054e-05 | 787.2172 | 0.00067117 | 787.4257 | 0.00093265 | 776.9562 | 0.00056702 | 787.4257 | 0.00083965 | 787.4257 | 0.00025866 | 787.4257 | 0.00064641 | 776.9562 | -0.00065163 | 787.4257 | 0.0003906 | 787.2172 | 0.00066123 | 928.9321 | 0.00408 | 928.4881 | 8.9995e-05 | 928.9321 | 0.84257 | 776.9562 | 0.00594
| 622.6707 | 0 | 787.6628 | -0.00032669 | 787.4544 | -0.00082344 | 622.6707 | 0 | 787.6628 | -0.00061823 | 787.4544 | -0.0019143 | 778.7601 | -0.00037683 | 787.4544 | -0.001062 | 787.6629 | 0 | 777.1874 | -0.00052362 | 787.6629 | 0 | 787.6628 | 0 | 787.6629 | 0 | 777.1874 | 0.00061303 | 787.6628 | 0 | 787.4544 | -0.000705 | 929.1001 | 0.00621 | 928.6568 | 0 | 929.1001 | 0.8462 | 777.1874 | 0.00579
| 622.7907 | 0.00102 | 787.9 | 0.00027786 | 787.6917 | 0.00012645 | 622.7907 | 0.0007803 | 787.9 | -0.00048202 | 787.6917 | 0.00032541 | 778.9949 | 0.00017509 | 787.6917 | 0.00058556 | 787.9 | 0.00048892 | 777.4186 | 0.00089803 | 787.9 | 0.0015752 | 787.9 | 0.00053544 | 787.9 | 0.00053737 | 777.4186 | 0.00059731 | 787.9 | 0.00042046 | 787.6917 | 0.00109 | 929.2682 | 0.00584 | 928.8255 | 5.0004e-05 | 929.2682 | 0.84777 | 777.4186 | 0.00701
| 622.9107 | 0 | 788.1371 | -0.00063388 | 787.9289 | -0.00087234 | 622.9107 | 0 | 788.1371 | -0.00062312 | 787.9289 | -0.0005613 | 779.2299 | -0.00045954 | 787.9289 | -0.00088392 | 788.1371 | 0 | 777.6499 | -0.00018496 | 788.1371 | 0 | 788.1371 | 0 | 788.1371 | 0 | 777.6499 | 0.00021012 | 788.1372 | 0 | 787.9289 | -0.00074306 | 929.4363 | 0.00526 | 928.9942 | 0 | 929.4363 | 0.84911 | 777.6499 | 0.00642
| 623.0307 | 0.00142 | 788.3743 | 0.00064621 | 788.1662 | 0.00088576 | 623.0307 | 0.00084967 | 788.3743 | 0.00028386 | 788.1662 | 0.00093624 | 779.4648 | 0.00010312 | 788.1662 | 0.00048865 | 788.3743 | 0.00045564 | 777.8811 | 0.0019719 | 788.3743 | 0.00074768 | 788.3743 | 0.00050926 | 788.3743 | 0.00078565 | 777.8811 | 0.0027245 | 788.3743 | 0.00027947 | 788.1662 | 0.00028059 | 929.6044 | 0.00394 | 929.1629 | 6.9993e-05 | 929.6044 | 0.8484 | 777.8811 | 0.00647
| 623.1507 | 0 | 788.6115 | 7.2629e-05 | 788.4035 | -0.00040336 | 623.1507 | 0 | 788.6115 | -5.517e-05 | 788.4035 | -0.0010071 | 779.6997 | -0.0002761 | 788.4035 | -0.00090039 | 788.6115 | 0 | 778.1124 | 0.0014398 | 788.6115 | 0 | 788.6115 | 0 | 788.6115 | 0 | 778.1124 | -0.00058839 | 788.6114 | 0 | 788.4035 | -0.0008142 | 929.7725 | 0.00693 | 929.3317 | 0 | 929.7725 | 0.84952 | 778.1124 | 0.00626
| 623.2707 | 0.00042823 | 788.8486 | 0.00087639 | 788.6408 | 0.00020659 | 623.2707 | 0.00123 | 788.8486 | 0.00057389 | 788.6408 | 1.0003e-05 | 779.9346 | 0.00017262 | 788.6408 | 0.00063228 | 788.8487 | 0.00020012 | 778.3436 | 0.0012294 | 788.8487 | 0.0011042 | 788.8486 | 0.00041699 | 788.8487 | 0.0010054 | 778.3436 | 0.0010715 | 788.8486 | 0.00030459 | 788.6408 | 0.00080861 | 929.9405 | 0.00633 | 929.5004 | 6.9993e-05 | 929.9405 | 0.85157 | 778.3436 | 0.00639
| 623.3907 | 0 | 789.0858 | 0.000177 | 788.8781 | -0.0013054 | 623.3907 | 0 | 789.0858 | -0.00046861 | 788.8781 | -0.0014191 | 780.1696 | -0.00073611 | 788.8781 | -0.0011324 | 789.0858 | 0 | 778.5749 | 1.6705e-05 | 789.0858 | 0 | 789.0858 | 0 | 789.0858 | 0 | 778.5749 | -0.00077858 | 789.0858 | 0 | 788.8781 | -9.3576e-05 | 930.1086 | 0.00469 | 929.6691 | 0 | 930.1086 | 0.85584 | 778.5749 | 0.00339
| 623.5107 | 0.00127 | 789.3231 | 8.1508e-05 | 789.1154 | -0.00024825 | 623.5107 | 0.00065893 | 789.3231 | -0.00032833 | 789.1154 | 0.00028333 | 780.4045 | 0.0004566 | 789.1154 | 0.00045147 | 789.323 | 0.00069575 | 778.8062 | -0.00042112 | 789.323 | 0.00099789 | 789.3231 | 0.00028579 | 789.323 | 0.00049072 | 778.8062 | 0.0010323 | 789.3231 | 0.00022078 | 789.1154 | 0.00041769 | 930.2767 | 0.00528 | 929.8379 | 6.9993e-05 | 930.2767 | 0.85887 | 778.8062 | 0.00664
| 623.6307 | 0 | 789.5602 | -0.00041433 | 789.3528 | 0.00023836 | 623.6307 | 0 | 789.5602 | -0.00063535 | 789.3528 | -0.000854 | 780.6395 | -0.00016922 | 789.3528 | -0.00085923 | 789.5602 | 0 | 779.0375 | 0.00095143 | 789.5602 | 0 | 789.5602 | 0 | 789.5602 | 0 | 779.0375 | 0.0013552 | 789.5602 | 0 | 789.3528 | -0.00067177 | 930.4448 | 0.0068 | 930.0066 | 0 | 930.4448 | 0.86254 | 779.0375 | 0.00563
| 623.7508 | 0.00179 | 789.7974 | 0.00090622 | 789.5901 | -1.7768e-05 | 623.7508 | 0.0014 | 789.7974 | 0.00021788 | 789.5901 | 0.00033722 | 780.8745 | 0.00013719 | 789.5901 | 0.00038701 | 789.7975 | 0.00086584 | 779.2688 | 0.00090047 | 789.7975 | 0.00034105 | 789.7974 | 0.00046367 | 789.7975 | 0.00111 | 779.2688 | 0.00038922 | 789.7974 | 0.00033036 | 789.5901 | 0.00074328 | 930.6129 | 0.00545 | 930.1753 | 3.0002e-05 | 930.6129 | 0.86511 | 779.2688 | 0.00608
| 623.8708 | 0 | 790.0347 | 1.6734e-05 | 789.8274 | -0.0007029 | 623.8708 | 0 | 790.0347 | -0.00026641 | 789.8274 | -0.00020271 | 781.1095 | -0.00046944 | 789.8274 | -0.00098772 | 790.0347 | 0 | 779.5001 | -0.00083151 | 790.0347 | 0 | 790.0347 | 0 | 790.0347 | 0 | 779.5001 | 0.0018129 | 790.0347 | 0 | 789.8274 | -0.00111 | 930.781 | 0.00415 | 930.3441 | 0 | 930.781 | 0.8695 | 779.5001 | 0.00598
| 623.9908 | 0.00136 | 790.2719 | 0.00056158 | 790.0648 | -0.00012641 | 623.9908 | 0.00031212 | 790.2719 | -0.0002576 | 790.0648 | -0.00050832 | 781.3445 | 0.00013568 | 790.0648 | 0.00057056 | 790.2719 | 0.0005216 | 779.7314 | 0.001853 | 790.2719 | 0.00039141 | 790.2719 | 0.00042303 | 790.2719 | 0.00088481 | 779.7314 | 0.0037268 | 790.2719 | 0.00024443 | 790.0648 | 0.00067377 | 930.9491 | 0.00515 | 930.5128 | 6.9993e-05 | 930.9491 | 0.8727 | 779.7314 | 0.00505
| 624.1109 | 0 | 790.5092 | 0.00018114 | 790.3021 | -0.0006502 | 624.1109 | 0 | 790.5092 | -0.0011097 | 790.3021 | -0.00099374 | 781.5795 | -0.00068316 | 790.3021 | -0.00096604 | 790.5091 | 0 | 779.9627 | 0.00026786 | 790.5091 | 0 | 790.5092 | 0 | 790.5091 | 0 | 779.9627 | -0.00092182 | 790.5092 | 0 | 790.3021 | -0.00129 | 931.1172 | 0.00475 | 930.6816 | 0 | 931.1172 | 0.87623 | 779.9627 | 0.00564
| 624.231 | 0.00066181 | 790.7464 | 0.0005293 | 790.5395 | 0.00011209 | 624.231 | 0.00189 | 790.7464 | 5.2648e-05 | 790.5395 | 0.00068095 | 781.8145 | 0.00045549 | 790.5395 | 0.00052061 | 790.7464 | 0.00053898 | 780.194 | -9.3856e-05 | 790.7464 | 0.0012582 | 790.7464 | 0.00063685 | 790.7464 | 0.00050496 | 780.194 | 0.002996 | 790.7464 | 0.00035554 | 790.5395 | 0.00056354 | 931.2853 | 0.0052 | 930.8503 | 6.9993e-05 | 931.2853 | 0.87841 | 780.194 | 0.0077
| 624.351 | 0 | 790.9836 | -0.00099464 | 790.7769 | -0.00087963 | 624.351 | 0 | 790.9836 | -0.0005738 | 790.7769 | -0.0016086 | 782.0495 | -0.00024555 | 790.7769 | -0.0010035 | 790.9836 | 0 | 780.4254 | -0.00050933 | 790.9836 | 0 | 790.9836 | 0 | 790.9836 | 0 | 780.4254 | -0.0021153 | 790.9836 | 0 | 790.7769 | -0.00112 | 931.4534 | 0.00438 | 931.0191 | 0 | 931.4534 | 0.88181 | 780.4254 | 0.00549
| 624.4711 | 0 | 791.2209 | 0.0011841 | 791.0142 | -0.00024963 | 624.4711 | 0.00147 | 791.2209 | -4.345e-05 | 791.0142 | 0.00035173 | 782.2845 | -5.7229e-05 | 791.0142 | 0.00048959 | 791.2209 | 0.0010017 | 780.6567 | 0.0013328 | 791.2209 | 0.00021176 | 791.2209 | 0.00018082 | 791.2209 | 0.00018458 | 780.6567 | 0.0023983 | 791.2209 | 0.00034348 | 791.0142 | 0.00081019 | 931.6214 | 0.00408 | 931.1878 | 5.0004e-05 | 931.6214 | 0.88471 | 780.6567 | 0.00549
| 624.5912 | 0 | 791.4582 | -0.00041874 | 791.2516 | -0.00068003 | 624.5912 | 0 | 791.4582 | -0.0011747 | 791.2516 | -0.0015928 | 782.5195 | -0.00025716 | 791.2516 | -0.0011354 | 791.4582 | 0 | 780.8881 | -0.00090202 | 791.4582 | 0 | 791.4582 | 0 | 791.4582 | 0 | 780.8881 | 0.0017086 | 791.4582 | 0 | 791.2516 | -0.00078653 | 931.7895 | 0.00606 | 931.3566 | 0 | 931.7895 | 0.88833 | 780.8881 | 0.00593
| 624.7113 | 0.00152 | 791.6955 | 0.00073718 | 791.489 | 0.00016531 | 624.7113 | 0.00118 | 791.6955 | -0.00045602 | 791.489 | -0.00038103 | 782.7546 | 6.7089e-05 | 791.489 | 0.00035696 | 791.6955 | 0 | 781.1194 | 0.00040924 | 791.6955 | 0.0002052 | 791.6955 | 0.00030575 | 791.6955 | 0.00068296 | 781.1194 | 0.0012938 | 791.6955 | 0.000307 | 791.489 | 0.00073863 | 931.9576 | 0.00651 | 931.5253 | 3.0002e-05 | 931.9576 | 0.88947 | 781.1195 | 0.00626
| 624.8314 | 0 | 791.9327 | 0.00012005 | 791.7264 | -0.0001797 | 624.8314 | 0 | 791.9327 | -0.00057136 | 791.7264 | -0.00072352 | 782.9896 | -0.00033817 | 791.7264 | -0.00092001 | 791.9328 | 0 | 781.3508 | 0.0013731 | 791.9328 | 0 | 791.9327 | 0 | 791.9328 | 0 | 781.3508 | -0.0011398 | 791.9327 | 0 | 791.7264 | -0.00033506 | 932.1258 | 0.00441 | 931.6941 | 0 | 932.1258 | 0.89099 | 781.3508 | 0.00513
| 624.9515 | 0.00098522 | 792.17 | 2.0968e-05 | 791.9638 | 4.6702e-05 | 624.9515 | 0.00095371 | 792.17 | -8.1718e-05 | 791.9638 | 0.00033102 | 783.2247 | 0.00026883 | 791.9638 | 0.00050899 | 792.1701 | 0.0003523 | 781.5822 | 0.0022769 | 792.1701 | 0.00050224 | 792.17 | 0.00074344 | 792.1701 | 0.0012231 | 781.5822 | 0.0028791 | 792.17 | 0.00029157 | 791.9638 | 0.00103 | 932.2939 | 0.00433 | 931.8629 | 6.9993e-05 | 932.2939 | 0.89037 | 781.5822 | 0.00636
| 625.0716 | 0 | 792.4073 | 0.00012981 | 792.2013 | -0.00096329 | 625.0716 | 0 | 792.4073 | -0.00076774 | 792.2013 | -0.0014893 | 783.4598 | -0.00035742 | 792.2013 | -0.0011389 | 792.4074 | 0 | 781.8136 | 0.00089658 | 792.4074 | 0 | 792.4073 | 0 | 792.4074 | 0 | 781.8136 | 0.0015534 | 792.4073 | 0 | 792.2012 | -0.00075379 | 932.462 | 0.00508 | 932.0316 | 0 | 932.462 | 0.89114 | 781.8136 | 0.00385
| 625.1918 | 5.091e-05 | 792.6447 | 0.00096368 | 792.4387 | -0.00021792 | 625.1918 | 0.00156 | 792.6447 | 0.00018262 | 792.4387 | 0.00088677 | 783.6948 | 0.00020451 | 792.4387 | 0.00043181 | 792.6447 | 0.00019298 | 782.045 | 0.0015993 | 792.6447 | 0 | 792.6447 | 0.00019302 | 792.6447 | 0.00098114 | 782.045 | 0.0015573 | 792.6447 | 0.00024056 | 792.4387 | 0.00091277 | 932.6301 | 0.00612 | 932.2004 | 0.00011 | 932.6301 | 0.89018 | 782.045 | 0.00542
| 625.3119 | 0 | 792.882 | -0.000762 | 792.6761 | -0.0012345 | 625.3119 | 0 | 792.882 | -0.00062434 | 792.6761 | -0.0017077 | 783.9299 | -0.00014931 | 792.6761 | -0.0011541 | 792.882 | 0 | 782.2764 | -0.0013862 | 792.882 | 0 | 792.882 | 0 | 792.882 | 0 | 782.2764 | -0.001466 | 792.882 | 0 | 792.6761 | -0.00111 | 932.7982 | 0.0039 | 932.3692 | 0 | 932.7982 | 0.89085 | 782.2764 | 0.0045
| 625.4321 | 0.00102 | 793.1193 | -0.00014171 | 792.9136 | -0.00065172 | 625.4321 | 0.00156 | 793.1193 | 0.00043542 | 792.9136 | -0.0004872 | 784.165 | 9.8803e-05 | 792.9136 | 0.00032795 | 793.1194 | 0.00076152 | 782.5078 | -0.0012984 | 793.1194 | 0.00062289 | 793.1193 | 6.1564e-05 | 793.1194 | 0.00080015 | 782.5078 | 0.0016958 | 793.1193 | 0.00027245 | 792.9136 | 0.00087898 | 932.9663 | 0.00503 | 932.538 | 6.9993e-05 | 932.9663 | 0.89028 | 782.5077 | 0.00483
| 625.5522 | 0 | 793.3567 | -0.00050148 | 793.151 | -3.8458e-05 | 625.5522 | 0 | 793.3567 | 3.7483e-05 | 793.151 | -0.00098859 | 784.4001 | -5.3451e-05 | 793.151 | -0.00090396 | 793.3567 | 0 | 782.7392 | -0.00050929 | 793.3567 | 0 | 793.3567 | 0 | 793.3567 | 0 | 782.7392 | -0.0011989 | 793.3567 | 0 | 793.151 | -0.00080255 | 933.1344 | 0.00529 | 932.7067 | 0 | 933.1344 | 0.89194 | 782.7392 | 0.00336
| 625.6724 | 0.00084148 | 793.5941 | 0.00094701 | 793.3885 | -2.0992e-05 | 625.6724 | 0.00106 | 793.5941 | -0.00018137 | 793.3885 | 0.00075219 | 784.6352 | 0.00029595 | 793.3885 | 0.00062873 | 793.5941 | 0.00090359 | 782.9706 | 0.0020106 | 793.5941 | 0.00093594 | 793.5941 | 0.00022041 | 793.5941 | 0.00045071 | 782.9706 | 0.0024717 | 793.5941 | 0.00013869 | 793.3885 | 0.00076278 | 933.3025 | 0.00448 | 932.8755 | 5.0004e-05 | 933.3025 | 0.89219 | 782.9706 | 0.00619
| 625.7925 | 0 | 793.8314 | -0.00079687 | 793.6259 | -0.00089912 | 625.7925 | 0 | 793.8314 | -0.00087343 | 793.6259 | -0.0010633 | 784.8703 | -0.00031805 | 793.6259 | -0.00090423 | 793.8314 | 0 | 783.202 | 0.00045235 | 793.8314 | 0 | 793.8314 | 0 | 793.8314 | 0 | 783.202 | 0.0018335 | 793.8314 | 0 | 793.6259 | -0.00080463 | 933.4706 | 0.00483 | 933.0443 | 0 | 933.4706 | 0.89385 | 783.202 | 0.00488
| 625.9127 | 0.00066181 | 794.0688 | 0.00070358 | 793.8634 | -0.00035489 | 625.9127 | 0.00196 | 794.0688 | -0.000256 | 793.8634 | -0.00020202 | 785.1055 | 0.00020503 | 793.8634 | 0.00053283 | 794.0688 | 0.00026408 | 783.4335 | 0.00028739 | 794.0688 | 0.00074048 | 794.0688 | 0.00053351 | 794.0688 | 0.0010179 | 783.4335 | 0.0024199 | 794.0688 | 0.00030002 | 793.8634 | 0.00088615 | 933.6388 | 0.00431 | 933.2131 | 5.0004e-05 | 933.6388 | 0.89418 | 783.4335 | 0.00408
| 626.0329 | 0 | 794.3062 | 0.00016772 | 794.1009 | -0.00080307 | 626.0329 | 0 | 794.3062 | -0.00047015 | 794.1009 | -0.00093684 | 785.3406 | -0.00023027 | 794.1009 | -0.00081375 | 794.3062 | 0 | 783.6649 | -0.00042029 | 794.3062 | 0 | 794.3062 | 0 | 794.3062 | 0 | 783.6649 | -0.00040084 | 794.3062 | 0 | 794.1009 | -0.00078748 | 933.8069 | 0.00455 | 933.3819 | 0 | 933.8069 | 0.89573 | 783.6649 | 0.0037
| 626.1531 | 0.00134 | 794.5436 | 0.00015574 | 794.3384 | -4.8602e-05 | 626.1531 | 0.00142 | 794.5436 | 0.00017254 | 794.3384 | -0.00027211 | 785.5757 | -1.6961e-05 | 794.3384 | 0.00034555 | 794.5436 | 0.001216 | 783.8964 | 0.0019405 | 794.5436 | 0.00051517 | 794.5436 | 0.00040292 | 794.5436 | 8.56e-05 | 783.8964 | -0.00087941 | 794.5436 | 0.00032703 | 794.3384 | 0.00093193 | 933.975 | 0.00848 | 933.5507 | 6.9993e-05 | 933.975 | 0.89689 | 783.8964 | 0.00434
| 626.2733 | 0 | 794.7809 | -0.00014483 | 794.5759 | -0.00016037 | 626.2733 | 0 | 794.7809 | -0.00092075 | 794.5759 | -0.0011898 | 785.8109 | -0.00030826 | 794.5759 | -0.0010796 | 794.781 | 0 | 784.1278 | -0.0018667 | 794.781 | 0 | 794.7809 | 0 | 794.781 | 0 | 784.1278 | -0.0014865 | 794.7809 | 0 | 794.5759 | -0.0005134 | 934.1431 | 0.00577 | 933.7195 | 0 | 934.1431 | 0.89878 | 784.1278 | 0.00304
| 626.3935 | 0.0012 | 795.0184 | -0.00023348 | 794.8134 | -0.00049565 | 626.3935 | 0.00153 | 795.0184 | 0.00078389 | 794.8134 | 0.00018414 | 786.046 | -2.087e-05 | 794.8134 | 0.00061931 | 795.0184 | 0.00033917 | 784.3593 | 0.0026124 | 795.0184 | 0.00022476 | 795.0184 | 7.9912e-05 | 795.0184 | 0.00093682 | 784.3593 | 0.0018437 | 795.0184 | 0.00043827 | 794.8134 | 0.00045034 | 934.3112 | 0.00691 | 933.8883 | 6.9993e-05 | 934.3112 | 0.89938 | 784.3593 | 0.00477
| 626.5137 | 0 | 795.2558 | 0.00028819 | 795.0509 | -0.00093196 | 626.5137 | 0 | 795.2558 | -0.00060932 | 795.0509 | -0.00070584 | 786.2812 | -0.00053528 | 795.0509 | -0.00080498 | 795.2558 | 0 | 784.5908 | -0.0021019 | 795.2558 | 0 | 795.2558 | 0 | 795.2558 | 0 | 784.5908 | 0.0028927 | 795.2558 | 0 | 795.0509 | -0.00062245 | 934.4794 | 0.00594 | 934.0571 | 0 | 934.4794 | 0.90061 | 784.5908 | 0.00612
| 626.6339 | 0.00116 | 795.4932 | 0.000267 | 795.2884 | 0.00040369 | 626.6339 | 0.00192 | 795.4932 | 0.00027252 | 795.2884 | 0.00056271 | 786.5164 | 0.00026857 | 795.2884 | 0.0006306 | 795.4932 | 0.00064325 | 784.8223 | 0.00083453 | 795.4932 | 0.00040571 | 795.4932 | 0.00030843 | 795.4932 | 0.0010155 | 784.8223 | -0.0014198 | 795.4932 | 0.00032082 | 795.2885 | 0.00080162 | 934.6475 | 0.00468 | 934.2259 | 3.0002e-05 | 934.6475 | 0.90136 | 784.8223 | 0.00477
| 626.7542 | 0 | 795.7307 | -0.00060115 | 795.526 | -0.00022323 | 626.7542 | 0 | 795.7307 | -0.00070462 | 795.526 | -0.00052239 | 786.7516 | -0.0002462 | 795.526 | -0.00084385 | 795.7306 | 0 | 785.0538 | -0.00056191 | 795.7306 | 0 | 795.7307 | 0 | 795.7306 | 0 | 785.0538 | -0.00061316 | 795.7306 | 0 | 795.526 | -0.00056924 | 934.8156 | 0.00497 | 934.3947 | 0 | 934.8156 | 0.90416 | 785.0538 | 0.00324
| 626.8744 | 0.00051807 | 795.9681 | -0.00024093 | 795.7635 | -0.00033919 | 626.8744 | 0.00106 | 795.9681 | 0.00034706 | 795.7635 | 0.0013752 | 786.9868 | 0.00029295 | 795.7635 | 0.00038994 | 795.9681 | 0.00020942 | 785.2853 | 0.001546 | 795.9681 | 0.00041259 | 795.9681 | 0.00025573 | 795.9681 | 0.00043372 | 785.2853 | 0.0030364 | 795.9681 | 0.00011236 | 795.7635 | 0.00019024 | 934.9838 | 0.00424 | 934.5635 | 6.9993e-05 | 934.9838 | 0.90595 | 785.2853 | 0.00656
| 626.9947 | 0 | 796.2055 | -0.00013459 | 796.0011 | -0.00017908 | 626.9947 | 0 | 796.2055 | -0.00068744 | 796.0011 | -0.0012899 | 787.222 | -0.00036631 | 796.0011 | -0.00093033 | 796.2055 | 0 | 785.5168 | -0.0017557 | 796.2055 | 0 | 796.2055 | 0 | 796.2055 | 0 | 785.5168 | 0.00061805 | 796.2055 | 0 | 796.0011 | -0.00075251 | 935.1519 | 0.00564 | 934.7323 | 0 | 935.1519 | 0.90787 | 785.5168 | 0.00526
| 627.1149 | 0.00106 | 796.443 | 0.00030827 | 796.2386 | 0.00056614 | 627.1149 | 0.00158 | 796.443 | -0.00028253 | 796.2386 | 0.00066014 | 787.4572 | 0.00022429 | 796.2386 | 0.00054416 | 796.443 | 0.00064122 | 785.7483 | 0.0014809 | 796.443 | 0.00057276 | 796.443 | 0.0006377 | 796.443 | 0.00071679 | 785.7483 | -0.0021872 | 796.443 | 0.00028693 | 796.2386 | 0.00139 | 935.32 | 0.00466 | 934.9011 | 6.9993e-05 | 935.32 | 0.90746 | 785.7483 | 0.00536
| 627.2352 | 0 | 796.6804 | -0.00022478 | 796.4762 | -0.00084641 | 627.2352 | 0 | 796.6804 | -0.00046484 | 796.4762 | -0.00089367 | 787.6924 | -0.00045854 | 796.4762 | -0.0010551 | 796.6804 | 0 | 785.9798 | 0.0010173 | 796.6804 | 0 | 796.6804 | 0 | 796.6804 | 0 | 785.9798 | -0.0017989 | 796.6804 | 0 | 796.4762 | -0.0004563 | 935.4882 | 0.00533 | 935.0699 | 0 | 935.4882 | 0.9069 | 785.9798 | 0.00399
| 627.3555 | 0.00041025 | 796.9179 | 0.00035919 | 796.7138 | -0.00019275 | 627.3555 | 0.00102 | 796.9179 | 0.00048734 | 796.7138 | 0.0003399 | 787.9276 | 8.374e-05 | 796.7138 | 0.00057151 | 796.9179 | 0.0011437 | 786.2113 | 0.0013308 | 796.9179 | 0.00066409 | 796.9179 | 0.00050482 | 796.9179 | 0.0008769 | 786.2113 | 0.0010698 | 796.9179 | 0.00046342 | 796.7138 | 0.00151 | 935.6563 | 0.00575 | 935.2388 | 6.9993e-05 | 935.6563 | 0.90579 | 786.2113 | 0.00511
| 627.4757 | 0 | 797.1554 | -0.00021273 | 796.9514 | -0.00021078 | 627.4757 | 0 | 797.1554 | -0.0011624 | 796.9514 | -0.00082844 | 788.1628 | -0.00027655 | 796.9514 | -0.00086249 | 797.1554 | 0 | 786.4429 | -0.00067636 | 797.1554 | 0 | 797.1554 | 0 | 797.1554 | 0 | 786.4429 | -0.00042362 | 797.1554 | 0 | 796.9514 | -0.0014 | 935.8244 | 0.00443 | 935.4076 | 0 | 935.8244 | 0.907 | 786.4429 | 0.00479
| 627.596 | 0.00076961 | 797.3929 | -0.00038757 | 797.1889 | 0.00041995 | 627.596 | 0.00137 | 797.3929 | -2.7379e-05 | 797.1889 | 0.00021477 | 788.3981 | 0.00020269 | 797.1889 | 0.00072096 | 797.3929 | 0.00070729 | 786.6744 | 0.0019149 | 797.3929 | 0.0010454 | 797.3929 | 0.00045134 | 797.3929 | 0.0011109 | 786.6744 | 0.00070615 | 797.3929 | 0.00027226 | 797.1889 | 0.0007988 | 935.9926 | 0.00417 | 935.5764 | 6.9993e-05 | 935.9926 | 0.90781 | 786.6744 | 0.0058
| 627.7163 | 0 | 797.6304 | -0.00091415 | 797.4265 | -0.0014821 | 627.7163 | 0 | 797.6304 | 3.6705e-05 | 797.4265 | -0.0014679 | 788.6334 | -0.00030598 | 797.4265 | -0.0010756 | 797.6304 | 0 | 786.9059 | -0.0001125 | 797.6304 | 0 | 797.6304 | 0 | 797.6304 | 0 | 786.9059 | -0.0026143 | 797.6304 | 0 | 797.4265 | -0.00109 | 936.1607 | 0.00381 | 935.7453 | 0 | 936.1607 | 0.90984 | 786.9059 | 0.00442
| 627.8366 | 0.0004462 | 797.8679 | 0.00085406 | 797.6641 | -0.0010847 | 627.8366 | 0.00189 | 797.8679 | -0.00029357 | 797.6641 | 0.0002436 | 788.8686 | 0.00020677 | 797.6641 | 0.00038754 | 797.8679 | 0.00062898 | 787.1375 | -0.00022241 | 797.8679 | 0.00067478 | 797.8679 | 0.00011281 | 797.8679 | 0.00037281 | 787.1375 | -0.0012657 | 797.8679 | 0.00027152 | 797.6641 | 0.00038599 | 936.3289 | 0.00605 | 935.9141 | 5.0004e-05 | 936.3289 | 0.91064 | 787.1375 | 0.0067
| 627.957 | 0.00014397 | 798.1054 | -0.00033653 | 797.9018 | -0.00059238 | 627.957 | 0 | 798.1054 | -0.00044812 | 797.9018 | -0.0012497 | 789.1039 | -0.00072227 | 797.9018 | -0.00094043 | 798.1054 | 0 | 787.3691 | -0.00053673 | 798.1054 | 0 | 798.1054 | 0 | 798.1054 | 0 | 787.3691 | 0.00031333 | 798.1054 | 0 | 797.9018 | -0.00095043 | 936.497 | 0.00285 | 936.0829 | 0 | 936.497 | 0.91322 | 787.3691 | 0.00467
| 628.0773 | 0.00042823 | 798.343 | 0.0013352 | 798.1394 | -0.00027868 | 628.0773 | 0.00189 | 798.343 | -0.00030908 | 798.1394 | 0.00023124 | 789.3392 | 0.00019878 | 798.1394 | 0.00036794 | 798.343 | 0.00064494 | 787.6007 | -0.00027471 | 798.343 | 0.00095975 | 798.343 | 0 | 798.343 | 0.0006361 | 787.6007 | 0.0015323 | 798.343 | 0.00037184 | 798.1394 | 0.00070518 | 936.6652 | 0.00466 | 936.2518 | 5.0004e-05 | 936.6652 | 0.91636 | 787.6007 | 0.00601
| 628.1976 | 0 | 798.5805 | -0.00029878 | 798.377 | -0.001074 | 628.1976 | 0 | 798.5805 | -0.00040364 | 798.377 | -0.0010492 | 789.5745 | -0.00035544 | 798.377 | -0.0012354 | 798.5805 | 0 | 787.8323 | -0.003167 | 798.5805 | 0 | 798.5805 | 0 | 798.5805 | 0 | 787.8323 | 0.00022222 | 798.5805 | 0 | 798.377 | -0.00133 | 936.8333 | 0.00469 | 936.4206 | 0 | 936.8333 | 0.92122 | 787.8323 | 0.00503
| 628.318 | 0.00048213 | 798.8181 | 0.000755 | 798.6147 | 0.00054144 | 628.318 | 0.00175 | 798.8181 | 3.9769e-05 | 798.6147 | 0.00027558 | 789.8098 | 0.00033572 | 798.6147 | 0.00064295 | 798.818 | 0.0014478 | 788.0638 | 0.0019986 | 798.818 | 0.00081702 | 798.8181 | 0.00073058 | 798.818 | 0.00030797 | 788.0638 | 0.0021998 | 798.818 | 0.00045039 | 798.6146 | 0.00105 | 937.0015 | 0.00343 | 936.5894 | 5.0004e-05 | 937.0015 | 0.92447 | 788.0638 | 0.0029
| 628.4383 | 0 | 799.0556 | -0.00049486 | 798.8523 | -0.00050099 | 628.4383 | 0 | 799.0556 | -7.0331e-05 | 798.8523 | -0.0020059 | 790.045 | -0.00013393 | 798.8523 | -0.00099285 | 799.0556 | 0 | 788.2955 | -0.00048857 | 799.0556 | 0 | 799.0556 | 0 | 799.0556 | 0 | 788.2955 | 0.0019124 | 799.0556 | 0 | 798.8523 | -0.00141 | 937.1696 | 0.00429 | 936.7583 | 0 | 937.1696 | 0.92612 | 788.2955 | 0.00409
| 628.5587 | 0.00084148 | 799.2932 | -1.5631e-05 | 799.09 | 0.00065063 | 628.5587 | 0.00191 | 799.2932 | 0.00016285 | 799.09 | 0.00063361 | 790.2804 | 0.00024712 | 799.09 | 0.00054578 | 799.2932 | 0.00044571 | 788.5271 | -3.4041e-05 | 799.2932 | 0.0012828 | 799.2932 | 0.00061774 | 799.2932 | 0.00046607 | 788.5271 | 0.001614 | 799.2931 | 0.00023907 | 799.09 | 0.00045332 | 937.3378 | 0.00571 | 936.9271 | 6.9993e-05 | 937.3378 | 0.92475 | 788.5271 | 0.00443
| 628.679 | 0 | 799.5308 | -0.00095272 | 799.3276 | -0.0015082 | 628.679 | 0 | 799.5308 | -0.00066627 | 799.3276 | -0.00056241 | 790.5157 | -0.00063255 | 799.3276 | -0.001078 | 799.5307 | 0 | 788.7587 | 0.0013502 | 799.5307 | 0 | 799.5308 | 0 | 799.5307 | 0 | 788.7587 | -0.00047929 | 799.5308 | 0 | 799.3276 | -0.00105 | 937.5059 | 0.00397 | 937.096 | 0 | 937.5059 | 0.92393 | 788.7587 | 0.005
| 628.7994 | 0.00073368 | 799.7683 | 0.0012854 | 799.5653 | 0.00029528 | 628.7994 | 0.00173 | 799.7683 | -0.00092562 | 799.5653 | -0.00027826 | 790.751 | 0.00031284 | 799.5653 | 0.00058751 | 799.7683 | 0.00081112 | 788.9903 | -0.0010463 | 799.7683 | 0.00077095 | 799.7683 | 0.0001863 | 799.7683 | 0.00015326 | 788.9903 | 0.002318 | 799.7683 | 0.00043239 | 799.5653 | 0.0004948 | 937.6741 | 0.00536 | 937.2648 | 6.9993e-05 | 937.6741 | 0.92319 | 788.9903 | 0.00536
| 628.9198 | 0 | 800.0059 | 0.00032291 | 799.803 | -0.00052489 | 628.9198 | 0 | 800.0059 | -0.00088119 | 799.803 | -0.0010359 | 790.9864 | -0.00041227 | 799.803 | -0.00083676 | 800.0059 | 0 | 789.2219 | 3.309e-05 | 800.0059 | 0 | 800.0059 | 0 | 800.0059 | 0 | 789.2219 | -0.00094557 | 800.0059 | 0 | 799.803 | -0.00084369 | 937.8422 | 0.00388 | 937.4337 | 0 | 937.8422 | 0.92451 | 789.2219 | 0.0047
| 629.0402 | 0.00021262 | 800.2435 | 0.00093427 | 800.0406 | 0.00046713 | 629.0402 | 0.00212 | 800.2435 | 0.00070752 | 800.0406 | 0.00053929 | 791.2217 | 0 | 800.0406 | 0.0004228 | 800.2435 | 0.00053527 | 789.4536 | -0.00015947 | 800.2435 | 0.00033995 | 800.2435 | 0.00030054 | 800.2435 | 0.00032529 | 789.4536 | 0.0031157 | 800.2435 | 0.00039844 | 800.0407 | 0.00075212 | 938.0104 | 0.00426 | 937.6026 | 3.0002e-05 | 938.0104 | 0.92504 | 789.4536 | 0.00447
| 629.1606 | 0 | 800.4811 | -0.00022626 | 800.2783 | -0.0012321 | 629.1606 | 0 | 800.4811 | -0.00056579 | 800.2783 | -0.00058757 | 791.4571 | 0 | 800.2783 | -0.0011651 | 800.4811 | 0 | 789.6852 | -0.0006715 | 800.4811 | 0 | 800.4811 | 0 | 800.4811 | 0 | 789.6852 | -0.00079299 | 800.4811 | 0 | 800.2783 | -0.00062139 | 938.1786 | 0.00485 | 937.7714 | 0 | 938.1786 | 0.9267 | 789.6852 | 0.00239
| 629.281 | 0.00116 | 800.7188 | 0.00039128 | 800.516 | -0.00020044 | 629.281 | 0.00137 | 800.7188 | 0.00050987 | 800.516 | 0.00037693 | 791.6924 | 0 | 800.516 | 0.00053494 | 800.7187 | 0.00082042 | 789.9169 | 0.00063056 | 800.7187 | 0.001269 | 800.7188 | 0.0005028 | 800.7187 | 0.0007567 | 789.9169 | 4.3992e-05 | 800.7188 | 0.00039722 | 800.516 | 0.00146 | 938.3467 | 0.0045 | 937.9403 | 6.9993e-05 | 938.3467 | 0.92753 | 789.9169 | 0.0049
| 629.4014 | 0 | 800.9564 | -0.00015556 | 800.7538 | -0.0011809 | 629.4014 | 0 | 800.9564 | -0.00079139 | 800.7538 | -0.0020376 | 791.9278 | 0 | 800.7538 | -0.0010301 | 800.9564 | 0 | 790.1486 | -0.00034166 | 800.9564 | 0 | 800.9564 | 0 | 800.9564 | 0 | 790.1486 | -0.0024581 | 800.9564 | 0 | 800.7538 | -0.00056146 | 938.5149 | 0.0049 | 938.1092 | 0 | 938.5149 | 0.93043 | 790.1486 | 0.00318
| 629.5218 | 0.00019465 | 801.194 | 0.00014196 | 800.9915 | 0.00024693 | 629.5218 | 0.00213 | 801.194 | -0.00037727 | 800.9915 | 0.00013686 | 792.1632 | 0 | 800.9915 | 0.00042485 | 801.194 | 0.00073269 | 790.3802 | 0.0013266 | 801.194 | 0.00044465 | 801.194 | 0.00047784 | 801.194 | 0.00064365 | 790.3802 | 0.00032599 | 801.194 | 0.00039669 | 800.9915 | 0.00062357 | 938.683 | 0.00571 | 938.278 | 6.9993e-05 | 938.683 | 0.93186 | 790.3802 | 0.00459
| 629.6422 | 0 | 801.4316 | 4.7071e-05 | 801.2292 | -0.00020831 | 629.6422 | 0 | 801.4316 | -0.0001956 | 801.2292 | -0.0015735 | 792.3986 | 0 | 801.2292 | -0.00079719 | 801.4316 | 0 | 790.6119 | -0.0013995 | 801.4316 | 0 | 801.4316 | 0 | 801.4316 | 0 | 790.6119 | -0.0025542 | 801.4316 | 0 | 801.2292 | -0.00050354 | 938.8512 | 0.00434 | 938.4469 | 0 | 938.8512 | 0.93421 | 790.6119 | 0.00329
| 629.7627 | 0.00185 | 801.6693 | 0.00070997 | 801.4669 | -0.00064015 | 629.7627 | 0.00101 | 801.6693 | -8.1544e-05 | 801.4669 | 0.00014965 | 792.634 | 0 | 801.4669 | 0.00051128 | 801.6693 | 0.0011869 | 790.8436 | -0.00025852 | 801.6693 | 0.00085607 | 801.6693 | 0.00010661 | 801.6693 | 0.00013435 | 790.8436 | 0.00181 | 801.6693 | 0.00049799 | 801.4669 | 0.00014575 | 939.0194 | 0.00651 | 938.6158 | 8.9995e-05 | 939.0194 | 0.93494 | 790.8436 | 0.00372
| 629.8831 | 0 | 801.9069 | -0.00085773 | 801.7047 | -0.00045045 | 629.8831 | 0 | 801.9069 | -9.6552e-05 | 801.7047 | -0.0010778 | 792.8694 | 0 | 801.7047 | -0.0012404 | 801.9069 | 0 | 791.0753 | -0.0013107 | 801.9069 | 0 | 801.9069 | 0 | 801.9069 | 0 | 791.0753 | 0.00081847 | 801.9069 | 0 | 801.7047 | -0.00082323 | 939.1876 | 0.00399 | 938.7847 | 0 | 939.1876 | 0.93618 | 791.0753 | 0.00394
| 630.0036 | 0.00051807 | 802.1446 | 0.00021065 | 801.9424 | -0.00026914 | 630.0036 | 0.00175 | 802.1446 | -1.9319e-05 | 801.9424 | 0.00016066 | 793.1048 | 0 | 801.9424 | 0.00054556 | 802.1446 | 0.00091722 | 791.307 | 0.0015945 | 802.1446 | 0.00064322 | 802.1446 | 0.00032341 | 802.1446 | 0 | 791.307 | 0.0033059 | 802.1446 | 0.000339 | 801.9424 | 0.00016175 | 939.3557 | 0.0051 | 938.9535 | 6.9993e-05 | 939.3557 | 0.93619 | 791.307 | 0.0056
| 630.1241 | 0 | 802.3823 | -0.00035346 | 802.1802 | -0.00077602 | 630.1241 | 0 | 802.3823 | -0.00047099 | 802.1802 | -0.00084831 | 793.3402 | 0 | 802.1802 | -0.00093549 | 802.3823 | 0 | 791.5387 | -0.00015903 | 802.3823 | 0 | 802.3823 | 0 | 802.3823 | 0 | 791.5387 | -0.0029723 | 802.3823 | 0 | 802.1802 | -0.00039931 | 939.5239 | 0.00388 | 939.1224 | 0 | 939.5239 | 0.93687 | 791.5387 | 0.00385
| 630.2445 | 0 | 802.62 | -5.1683e-05 | 802.418 | -0.00043016 | 630.2445 | 0.00168 | 802.62 | -0.00026957 | 802.418 | 0.00028318 | 793.5756 | 0 | 802.418 | 0.00043345 | 802.62 | 0.00074326 | 791.7704 | -0.00033347 | 802.62 | 0.00052518 | 802.62 | 0.00040698 | 802.62 | 0.00065 | 791.7704 | -0.00012599 | 802.62 | 0.00019028 | 802.418 | 0.00124 | 939.6921 | 0.00543 | 939.2913 | 6.9993e-05 | 939.6921 | 0.93745 | 791.7704 | 0.00446
| 630.365 | 0 | 802.8577 | -0.00087919 | 802.6557 | -5.1287e-05 | 630.365 | 0 | 802.8577 | -0.00087989 | 802.6557 | -0.00063857 | 793.8111 | 0 | 802.6557 | -0.00093931 | 802.8577 | 0 | 792.0021 | -0.00040378 | 802.8577 | 0 | 802.8577 | 0 | 802.8577 | 0 | 792.0021 | -0.0019225 | 802.8577 | 0 | 802.6557 | -0.00044067 | 939.8602 | 0.00601 | 939.4602 | 0 | 939.8602 | 0.93883 | 792.0021 | 0.00402
| 630.4855 | 0.00015871 | 803.0953 | 0.00066656 | 802.8935 | 0.00049705 | 630.4855 | 0.00071094 | 803.0953 | 0.00012208 | 802.8935 | 0.00021932 | 794.0465 | 0 | 802.8935 | 0.00057697 | 803.0954 | 0.00055697 | 792.2339 | -0.0006784 | 803.0954 | 0.00035751 | 803.0953 | 0.00069832 | 803.0954 | 0.00041176 | 792.2339 | -6.6587e-05 | 803.0953 | 0.00026109 | 802.8935 | 0.00021942 | 940.0284 | 0.00557 | 939.6291 | 5.0004e-05 | 940.0284 | 0.93957 | 792.2339 | 0.00454
| 630.606 | 0 | 803.3331 | 0.0004335 | 803.1313 | -0.00084924 | 630.606 | 3.4765e-05 | 803.3331 | -0.00031603 | 803.1313 | -0.0019928 | 794.282 | 0 | 803.1313 | -0.00099993 | 803.3331 | 0 | 792.4656 | -0.0015808 | 803.3331 | 0 | 803.3331 | 0 | 803.3331 | 0 | 792.4656 | 0.0014139 | 803.3331 | 0 | 803.1313 | -0.00104 | 940.1966 | 0.0049 | 939.798 | 0 | 940.1966 | 0.94169 | 792.4656 | 0.0055
| 630.7265 | 0.0016 | 803.5708 | 0.00037621 | 803.3691 | 0.00086726 | 630.7265 | 0.0013 | 803.5708 | 0.00071349 | 803.3691 | 0.00070712 | 794.5175 | 0 | 803.3691 | 0.0004678 | 803.5708 | 0.00072539 | 792.6973 | 0.00076045 | 803.5708 | 0.00098109 | 803.5708 | 0.00058153 | 803.5708 | 0.00043272 | 792.6973 | 0.0011636 | 803.5708 | 0.00042502 | 803.3691 | 0.00104 | 940.3648 | 0.00468 | 939.9669 | 6.9993e-05 | 940.3648 | 0.94321 | 792.6973 | 0.00446
| 630.847 | 0 | 803.8085 | -0.00060583 | 803.6069 | -0.00048853 | 630.847 | 0 | 803.8085 | -0.00022796 | 803.6069 | -0.001301 | 794.7529 | 0 | 803.6069 | -0.0010366 | 803.8085 | 0 | 792.9291 | -0.00042528 | 803.8085 | 0 | 803.8085 | 0 | 803.8085 | 0 | 792.9291 | -0.000123 | 803.8085 | 0 | 803.6069 | -0.0007756 | 940.533 | 0.00638 | 940.1358 | 0 | 940.533 | 0.9456 | 792.9291 | 0.00387
| 630.9675 | 0.00066181 | 804.0463 | 0.00056999 | 803.8447 | 8.6339e-05 | 630.9675 | 0.00093636 | 804.0463 | -0.00016351 | 803.8447 | 3.9845e-05 | 794.9884 | 0 | 803.8447 | 0.00047304 | 804.0463 | 0.00061412 | 793.1609 | -0.00056913 | 804.0463 | 0.0011453 | 804.0463 | 0.00063724 | 804.0463 | 0.00080487 | 793.1609 | 0.0014164 | 804.0463 | 0.00042643 | 803.8447 | 0.0008333 | 940.7012 | 0.00359 | 940.3047 | 5.0004e-05 | 940.7012 | 0.94685 | 793.1609 | 0.00497
| 631.088 | 0 | 804.284 | -0.00060619 | 804.0825 | -0.00051664 | 631.088 | 0 | 804.284 | -0.0012096 | 804.0825 | -0.0017986 | 795.2239 | 0 | 804.0825 | -0.00088351 | 804.284 | 0 | 793.3926 | -0.0015419 | 804.284 | 0 | 804.284 | 0 | 804.284 | 0 | 793.3926 | 0.00026012 | 804.284 | 0 | 804.0825 | -0.00073166 | 940.8693 | 0.00563 | 940.4736 | 0 | 940.8693 | 0.94839 | 793.3926 | 0.00367
| 631.2086 | 0.00102 | 804.5218 | 0.0005514 | 804.3204 | -0.00017149 | 631.2086 | 0.00118 | 804.5218 | -7.3685e-05 | 804.3204 | 0.00081535 | 795.4594 | 0 | 804.3204 | 0.00046949 | 804.5218 | 0.00084185 | 793.6244 | 3.8762e-05 | 804.5218 | 0.00039218 | 804.5218 | 0.0002276 | 804.5218 | 0.00031372 | 793.6244 | 0.0037254 | 804.5218 | 0.00026523 | 804.3204 | 0.00081931 | 941.0375 | 0.00709 | 940.6425 | 8.9995e-05 | 941.0375 | 0.94925 | 793.6244 | 0.00352
| 631.3291 | 0 | 804.7595 | -0.00087038 | 804.5582 | -0.00077223 | 631.3291 | 0 | 804.7595 | -0.0012075 | 804.5582 | -0.0013532 | 795.6949 | 0 | 804.5582 | -0.00093009 | 804.7595 | 0 | 793.8562 | -0.0016516 | 804.7595 | 0 | 804.7595 | 0 | 804.7595 | 0 | 793.8562 | -0.00049398 | 804.7595 | 0 | 804.5582 | -0.00115 | 941.2057 | 0.00649 | 940.8114 | 0 | 941.2057 | 0.94973 | 793.8562 | 0.00498
| 631.4497 | 0.00127 | 804.9973 | 0.00076311 | 804.7961 | 0.00037887 | 631.4497 | 0.00134 | 804.9973 | -0.00020997 | 804.7961 | 0.00057106 | 795.9304 | 0 | 804.7961 | 0.00066903 | 804.9973 | 0.00056398 | 794.088 | 0.0020309 | 804.9973 | 0.0011725 | 804.9973 | 0.00039646 | 804.9973 | 0.00071672 | 794.088 | 0.0015496 | 804.9973 | 0.00033695 | 804.7961 | 0.00049243 | 941.3739 | 0.00598 | 940.9803 | 5.0004e-05 | 941.3739 | 0.94958 | 794.088 | 0.00449
| 631.5702 | 0 | 805.235 | -0.00024521 | 805.0339 | -0.00047311 | 631.5702 | 0 | 805.235 | -0.0010125 | 805.0339 | -0.0016056 | 796.166 | 0 | 805.0339 | -0.00094699 | 805.2351 | 0 | 794.3198 | -0.00068838 | 805.2351 | 0 | 805.235 | 0 | 805.2351 | 0 | 794.3198 | 0.0029933 | 805.2351 | 0 | 805.0339 | -0.00084981 | 941.5421 | 0.00496 | 941.1492 | 0 | 941.5421 | 0.94994 | 794.3198 | 0.00277
| 631.6908 | 0.0017 | 805.4728 | 0.0010457 | 805.2718 | 0.00049977 | 631.6908 | 0.00184 | 805.4728 | 0.00034089 | 805.2718 | 0.00039763 | 796.4015 | 0 | 805.2718 | 0.00061932 | 805.4729 | 0.00062758 | 794.5516 | -0.0011868 | 805.4729 | 0.000946 | 805.4728 | 0.00099686 | 805.4729 | 0.00090281 | 794.5516 | 0.0021198 | 805.4728 | 0.00044285 | 805.2718 | 0.00056708 | 941.7103 | 0.00487 | 941.3181 | 5.0004e-05 | 941.7103 | 0.95006 | 794.5516 | 0.00492
| 631.8114 | 0 | 805.7106 | 0.000258 | 805.5096 | -0.00019692 | 631.8114 | 0 | 805.7106 | -0.00043622 | 805.5096 | -0.00083684 | 796.637 | 0 | 805.5096 | -0.00093322 | 805.7107 | 0 | 794.7834 | -0.001002 | 805.7107 | 0 | 805.7106 | 0 | 805.7107 | 0 | 794.7834 | 0.0009214 | 805.7106 | 0 | 805.5096 | -0.00041161 | 941.8785 | 0.00582 | 941.4871 | 0 | 941.8785 | 0.95155 | 794.7835 | 0.00279
| 631.932 | 0.00176 | 805.9485 | 0.00045066 | 805.7475 | -0.00030635 | 631.932 | 0.00168 | 805.9485 | 0.00079557 | 805.7475 | -0.00022937 | 796.8726 | 0 | 805.7475 | 0.00045619 | 805.9485 | 0.00035359 | 795.0153 | 0.0012535 | 805.9485 | 0.0008056 | 805.9485 | 0.00038072 | 805.9485 | 0.00047799 | 795.0153 | 0.0033576 | 805.9485 | 0.00034948 | 805.7475 | 0.00102 | 942.0467 | 0.00452 | 941.656 | 8.9995e-05 | 942.0467 | 0.95307 | 795.0153 | 0.00421
| 632.0526 | 0 | 806.1863 | 0.00045818 | 805.9854 | 8.8419e-05 | 632.0526 | 0 | 806.1863 | -0.00020172 | 805.9854 | -0.0015744 | 797.1082 | 0 | 805.9854 | -0.00083135 | 806.1863 | 0 | 795.2471 | 0.00023829 | 806.1863 | 0 | 806.1863 | 0 | 806.1863 | 0 | 795.2471 | -0.001204 | 806.1863 | 0 | 805.9854 | -0.00029061 | 942.2149 | 0.00359 | 941.8249 | 0 | 942.2149 | 0.95633 | 795.2471 | 0.00077459
| 632.1732 | 0.00012278 | 806.4241 | 0.00056966 | 806.2233 | 0.00057821 | 632.1732 | 0.00114 | 806.4241 | 0.00033157 | 806.2233 | 0.00054295 | 797.3437 | 0 | 806.2233 | 0.00048357 | 806.4241 | 0.00069456 | 795.4789 | -0.00031834 | 806.4241 | 0.0010049 | 806.4241 | 0.00061 | 806.4241 | 0.00092932 | 795.4789 | 0.00037553 | 806.4241 | 0.00026589 | 806.2233 | 0.00079725 | 942.3831 | 0.00542 | 941.9939 | 6.9993e-05 | 942.3831 | 0.95894 | 795.4789 | 0.00487
| 632.2938 | 0 | 806.6619 | 0.00049034 | 806.4612 | -0.00055445 | 632.2938 | 0 | 806.6619 | -0.00063749 | 806.4612 | -0.0014448 | 797.5793 | 0 | 806.4612 | -0.0012077 | 806.6619 | 0 | 795.7108 | -0.00083929 | 806.6619 | 0 | 806.6619 | 0 | 806.6619 | 0 | 795.7108 | -4.5919e-05 | 806.6619 | 0 | 806.4612 | -0.00123 | 942.5513 | 0.00596 | 942.1628 | 0 | 942.5513 | 0.9625 | 795.7107 | 0.0032
| 632.4144 | 0.0012 | 806.8998 | 0.00041455 | 806.6991 | -0.00027833 | 632.4144 | 0.00151 | 806.8998 | 0.0003361 | 806.6991 | 0.00048589 | 797.8149 | 0 | 806.6991 | 0.00039582 | 806.8998 | 0.0009052 | 795.9426 | 0.0011673 | 806.8998 | 0.00057917 | 806.8998 | 0.00058557 | 806.8998 | 0.00076942 | 795.9426 | 0.004994 | 806.8998 | 0.00038952 | 806.6991 | 0.00049585 | 942.7195 | 0.00478 | 942.3317 | 5.0004e-05 | 942.7195 | 0.96507 | 795.9426 | 0.00427
| 632.535 | 0 | 807.1376 | -0.00060259 | 806.937 | -0.00028332 | 632.535 | 0 | 807.1376 | -0.00040806 | 806.937 | -0.00089388 | 798.0505 | 0 | 806.937 | -0.00075011 | 807.1376 | 0 | 796.1745 | -0.001319 | 807.1376 | 0 | 807.1376 | 0 | 807.1376 | 0 | 796.1745 | -0.00093449 | 807.1376 | 0 | 806.937 | -0.00048212 | 942.8877 | 0.00494 | 942.5007 | 0 | 942.8877 | 0.96828 | 796.1745 | 0.00323
| 632.6557 | 0.00053603 | 807.3755 | 0.00078462 | 807.1749 | -0.00019966 | 632.6557 | 0.00071094 | 807.3755 | 0.00042858 | 807.1749 | 0.000122 | 798.2861 | 0 | 807.1749 | 0.00043979 | 807.3755 | 0.00052119 | 796.4064 | 0.0018435 | 807.3755 | 0 | 807.3755 | 0.00016308 | 807.3755 | 0.00060144 | 796.4064 | 0.00021715 | 807.3755 | 0.00027738 | 807.1749 | 0.00058153 | 943.0559 | 0.0063 | 942.6696 | 5.0004e-05 | 943.0559 | 0.97101 | 796.4064 | 0.00263
| 632.7763 | 0 | 807.6133 | -0.00028377 | 807.4129 | -0.001085 | 632.7763 | 0 | 807.6133 | -5.0636e-05 | 807.4129 | -0.00090756 | 798.5217 | 0 | 807.4129 | -0.0010033 | 807.6134 | 0 | 796.6382 | -0.00077723 | 807.6134 | 0 | 807.6133 | 0 | 807.6134 | 0 | 796.6382 | -0.0021578 | 807.6133 | 0 | 807.4129 | -0.00113 | 943.2241 | 0.00388 | 942.8385 | 0 | 943.2241 | 0.97381 | 796.6382 | 0.00463
| 632.897 | 0.00235 | 807.8512 | 0.00046304 | 807.6508 | -0.00012353 | 632.897 | 0.00108 | 807.8512 | -0.00025189 | 807.6508 | 0.00016267 | 798.7573 | 0 | 807.6508 | 0.0003984 | 807.8512 | 0.00083042 | 796.8701 | 0.0009148 | 807.8512 | 0 | 807.8512 | 0.00011887 | 807.8512 | 0.00049282 | 796.8701 | 0.0028811 | 807.8512 | 0.00034058 | 807.6508 | -9.5945e-05 | 943.3923 | 0.00658 | 943.0075 | 6.9993e-05 | 943.3923 | 0.97544 | 796.8701 | 0.00552
| 633.0177 | 0 | 808.0891 | -0.00058289 | 807.8888 | -0.00020297 | 633.0177 | 0 | 808.0891 | -0.00042712 | 807.8888 | -0.0014475 | 798.9929 | 0 | 807.8888 | -0.00088836 | 808.0891 | 0 | 797.102 | -0.00031009 | 808.0891 | 0 | 808.0891 | 0 | 808.0891 | 0 | 797.102 | -7.5948e-05 | 808.0891 | 0 | 807.8888 | -0.00118 | 943.5605 | 0.00708 | 943.1764 | 0 | 943.5605 | 0.97703 | 797.102 | 0.00364
| 633.1383 | 0.00062587 | 808.327 | -0.00019261 | 808.1267 | -0.00017572 | 633.1383 | 0.00116 | 808.327 | 6.2953e-05 | 808.1267 | 0.00019281 | 799.2285 | 0 | 808.1267 | 0.00045601 | 808.327 | 0.00038909 | 797.3339 | -0.00021629 | 808.327 | 0.0002034 | 808.327 | 0.00015434 | 808.327 | 0.00043771 | 797.3339 | 0.00086091 | 808.327 | 0.00016975 | 808.1267 | 0.00044667 | 943.7287 | 0.00389 | 943.3454 | 5.0004e-05 | 943.7287 | 0.97758 | 797.3339 | 0.00489
| 633.259 | 0 | 808.5649 | -0.00057759 | 808.3647 | -0.00066688 | 633.259 | 0 | 808.5649 | -0.00026371 | 808.3647 | -0.0006858 | 799.4642 | 0 | 808.3647 | -0.00084126 | 808.5649 | 0 | 797.5658 | -0.00044392 | 808.5649 | 0 | 808.5649 | 0 | 808.5649 | 0 | 797.5658 | -0.0018227 | 808.5649 | 0 | 808.3647 | -0.0009482 | 943.8969 | 0.00441 | 943.5143 | 0 | 943.8969 | 0.97826 | 797.5658 | 0.00342
| 633.3797 | 0.00048213 | 808.8028 | 0.00047798 | 808.6027 | -0.00012386 | 633.3797 | 0.00020808 | 808.8028 | -0.0001319 | 808.6027 | -0.0006453 | 799.6998 | 0 | 808.6027 | 0.00057642 | 808.8028 | 0.00088258 | 797.7977 | 0.00097402 | 808.8028 | 0 | 808.8028 | 0.00048426 | 808.8028 | 0.00067732 | 797.7977 | -0.00054486 | 808.8028 | 0.00042468 | 808.6027 | 0.00071228 | 944.0652 | 0.00559 | 943.6833 | 6.9993e-05 | 944.0652 | 0.97806 | 797.7977 | 0.00448
| 633.5004 | 0 | 809.0407 | -0.00080165 | 808.8406 | -0.0018189 | 633.5004 | 0 | 809.0407 | -0.00061058 | 808.8406 | -0.0017622 | 799.9355 | 0 | 808.8406 | -0.00098331 | 809.0407 | 0 | 798.0297 | -0.0016063 | 809.0407 | 0 | 809.0407 | 0 | 809.0407 | 0 | 798.0297 | -0.0015085 | 809.0407 | 0 | 808.8406 | -0.00165 | 944.2334 | 0.00585 | 943.8523 | 0 | 944.2334 | 0.97839 | 798.0297 | 0.00375
| 633.6211 | 0 | 809.2787 | -2.0449e-06 | 809.0786 | -0.00056549 | 633.6211 | 0 | 809.2787 | -0.00034466 | 809.0786 | 0.00049695 | 800.1711 | 0 | 809.0786 | 0.00044576 | 809.2787 | 0.00050796 | 798.2616 | 0.001895 | 809.2787 | 0.00029786 | 809.2787 | 6.1555e-05 | 809.2787 | 0.00036783 | 798.2616 | 0.0032791 | 809.2787 | 0.00019186 | 809.0786 | 0.00063306 | 944.4016 | 0.00295 | 944.0212 | 0.00011 | 944.4016 | 0.97822 | 798.2616 | 0.00644
| 633.7418 | 0 | 809.5166 | -2.2934e-05 | 809.3166 | -0.00097766 | 633.7418 | 0 | 809.5166 | -0.00081662 | 809.3166 | -0.0010264 | 800.4068 | 0 | 809.3166 | -0.00096423 | 809.5166 | 0 | 798.4935 | 0.00083966 | 809.5166 | 0 | 809.5166 | 0 | 809.5166 | 0 | 798.4935 | 3.9615e-05 | 809.5166 | 0 | 809.3166 | -0.00042598 | 944.5698 | 0.00483 | 944.1902 | 0 | 944.5698 | 0.97888 | 798.4935 | 0.00385
| 633.8625 | 0.00118 | 809.7545 | 0.00035642 | 809.5546 | 0.0008047 | 633.8625 | 0.00134 | 809.7545 | 0.00010765 | 809.5546 | 0.00071237 | 800.6425 | 0 | 809.5546 | 0.0006705 | 809.7545 | 0.00077076 | 798.7255 | 0.0013284 | 809.7545 | 0.00081534 | 809.7545 | 0.00058579 | 809.7545 | 0.00076944 | 798.7255 | -0.0010206 | 809.7545 | 0.00053652 | 809.5546 | 0.00079252 | 944.738 | 0.00633 | 944.3591 | 8.9995e-05 | 944.738 | 0.98032 | 798.7255 | 0.00297
| 633.9833 | 0 | 809.9925 | -0.00037181 | 809.7926 | -0.0007525 | 633.9833 | 0 | 809.9925 | -0.00040495 | 809.7926 | -0.0016062 | 800.8782 | 0 | 809.7926 | -0.00093641 | 809.9925 | 0 | 798.9574 | -0.00034229 | 809.9925 | 0 | 809.9925 | 0 | 809.9925 | 0 | 798.9574 | 0.00075112 | 809.9925 | 0 | 809.7926 | -0.00115 | 944.9062 | 0.00413 | 944.5281 | 0 | 944.9062 | 0.98361 | 798.9574 | 0.00337
| 634.104 | 0.00046416 | 810.2305 | 0.0013592 | 810.0307 | 0.0013118 | 634.104 | 0.00060691 | 810.2305 | 0.0001839 | 810.0307 | 0.0005059 | 801.1139 | 0 | 810.0307 | 0.00071284 | 810.2304 | 0.00078611 | 799.1894 | -0.00073879 | 810.2304 | 0.001563 | 810.2305 | 0.00084963 | 810.2304 | 0.00067765 | 799.1894 | -0.00062968 | 810.2305 | 0.00051367 | 810.0307 | 0.00096941 | 945.0745 | 0.00529 | 944.6971 | 5.0004e-05 | 945.0745 | 0.98654 | 799.1894 | 0.00435
| 634.2247 | 0 | 810.4684 | 0.00027932 | 810.2687 | -0.00052789 | 634.2247 | 0 | 810.4684 | -0.00045395 | 810.2687 | -0.0011654 | 801.3496 | 0 | 810.2687 | -0.0009351 | 810.4684 | 0 | 799.4213 | -0.0013256 | 810.4684 | 0 | 810.4684 | 0 | 810.4684 | 0 | 799.4213 | 0.0014488 | 810.4684 | 0 | 810.2687 | -0.00086428 | 945.2427 | 0.0061 | 944.8661 | 0 | 945.2427 | 0.9899 | 799.4213 | 0.00196
| 634.3455 | 0.00115 | 810.7064 | 0.00050006 | 810.5067 | 8.3865e-05 | 634.3455 | 0.00038148 | 810.7064 | -7.345e-05 | 810.5067 | -0.00014942 | 801.5853 | 0 | 810.5067 | 0.00046152 | 810.7064 | 0.00079626 | 799.6533 | 0.00030802 | 810.7064 | 0.00038617 | 810.7064 | 6.7438e-05 | 810.7064 | 0.0011074 | 799.6533 | 0.00074678 | 810.7064 | 0.00030859 | 810.5067 | 0.00057583 | 945.4109 | 0.00466 | 945.035 | 5.0004e-05 | 945.4109 | 0.99199 | 799.6533 | 0.00487
| 634.4663 | 0 | 810.9444 | 6.2709e-05 | 810.7448 | -0.00035297 | 634.4663 | 0 | 810.9444 | -0.0010173 | 810.7448 | -0.0013684 | 801.821 | 0 | 810.7448 | -0.0009464 | 810.9444 | 0 | 799.8853 | 0.00048287 | 810.9444 | 0 | 810.9444 | 0 | 810.9444 | 0 | 799.8853 | 0.00042188 | 810.9444 | 0 | 810.7448 | -0.00094189 | 945.5791 | 0.00606 | 945.204 | 0 | 945.5791 | 0.99425 | 799.8853 | 0.00363
| 634.587 | 0 | 811.1824 | 0.00050313 | 810.9828 | -0.00038888 | 634.587 | 0.00106 | 811.1824 | -3.9145e-05 | 810.9828 | 0.00028521 | 802.0568 | 0 | 810.9828 | 0.00044984 | 811.1824 | 0.00091456 | 800.1173 | -0.0014592 | 811.1824 | 0.0002017 | 811.1824 | 8.5307e-05 | 811.1824 | 0 | 800.1173 | 0.0025477 | 811.1824 | 0.00052256 | 810.9828 | 0.0004423 | 945.7474 | 0.00505 | 945.373 | 6.9993e-05 | 945.7474 | 0.99463 | 800.1173 | 0.00432
| 634.7078 | 0 | 811.4204 | -0.00051618 | 811.2209 | -0.00043312 | 634.7078 | 0 | 811.4204 | -0.0012557 | 811.2209 | -0.0010543 | 802.2925 | 0 | 811.2209 | -0.0011341 | 811.4204 | 0 | 800.3493 | 0.00087548 | 811.4204 | 0 | 811.4204 | 0 | 811.4204 | 0 | 800.3493 | 0 | 811.4204 | 0 | 811.2209 | -0.00063247 | 945.9156 | 0.00381 | 945.542 | 0 | 945.9156 | 0.99509 | 800.3493 | 0.00268
| 634.8286 | 0.00037433 | 811.6584 | 0.00052099 | 811.4589 | -0.00040865 | 634.8286 | 0.00196 | 811.6584 | -0.00063921 | 811.4589 | -0.00049305 | 802.5283 | 0 | 811.4589 | 0.00034264 | 811.6584 | 0.00033428 | 800.5813 | 0.0013065 | 811.6584 | 0.00064462 | 811.6584 | 0.00025015 | 811.6584 | 5.8783e-05 | 800.5813 | 0 | 811.6584 | 0.00029066 | 811.4589 | 0.00014759 | 946.0838 | 0.00524 | 945.711 | 8.9995e-05 | 946.0838 | 0.9939 | 800.5813 | 0.00327
| 634.9494 | 0 | 811.8964 | -0.00032679 | 811.697 | -0.00069186 | 634.9494 | 0 | 811.8964 | 1.5495e-05 | 811.697 | -0.00091638 | 802.764 | 0 | 811.697 | -0.00080241 | 811.8964 | 0 | 800.8134 | -0.0027018 | 811.8964 | 0 | 811.8964 | 0 | 811.8964 | 0 | 800.8134 | 0 | 811.8964 | 0 | 811.697 | -0.00016447 | 946.2521 | 0.00417 | 945.88 | 0 | 946.2521 | 0.99312 | 800.8134 | 0.0042
| 635.0702 | 0.00030245 | 812.1345 | 0.0005916 | 811.9351 | -0.00044487 | 635.0702 | 0.00196 | 812.1345 | -0.00018368 | 811.9351 | 0.00020736 | 802.9998 | 0 | 811.9351 | 0.00044699 | 812.1344 | 0.00089275 | 801.0453 | 0.0020493 | 812.1344 | 0.00040274 | 812.1345 | 0.00010084 | 812.1344 | 5.9779e-05 | 801.0453 | 0 | 812.1345 | 0.00018185 | 811.9351 | 0.00020588 | 946.4203 | 0.00492 | 946.049 | 5.0004e-05 | 946.4203 | 0.99098 | 801.0453 | 0.00368
| 635.191 | 0 | 812.3725 | -0.00047023 | 812.1732 | -0.00067396 | 635.191 | 0 | 812.3725 | -0.0011387 | 812.1732 | -0.0014242 | 803.2356 | 0 | 812.1732 | -0.00091535 | 812.3725 | 0 | 801.2774 | -0.0010125 | 812.3725 | 0 | 812.3725 | 0 | 812.3725 | 0 | 801.2774 | 0 | 812.3725 | 0 | 812.1732 | -0.00036734 | 946.5885 | 0.00492 | 946.2179 | 0 | 946.5885 | 0.9898 | 801.2774 | 0.0041
| 635.3118 | 0.0004462 | 812.6105 | 0.00037808 | 812.4113 | -0.00036685 | 635.3118 | 0.00151 | 812.6105 | 0.00013252 | 812.4113 | 0.00022248 | 803.4714 | 0 | 812.4113 | 0.00045596 | 812.6105 | 0.00011165 | 801.5094 | 0.00071072 | 812.6105 | 0.00076833 | 812.6105 | 0.00043567 | 812.6105 | 0.00065715 | 801.5094 | 0 | 812.6105 | 0.00035118 | 812.4113 | 0.00023195 | 946.7568 | 0.00471 | 946.3869 | 6.9993e-05 | 946.7568 | 0.98828 | 801.5094 | 0.00334
| 635.4327 | 0 | 812.8486 | 7.7131e-05 | 812.6494 | 2.5177e-05 | 635.4327 | 0 | 812.8486 | -0.00018807 | 812.6494 | -0.001244 | 803.7072 | 0 | 812.6494 | -0.00085244 | 812.8486 | 0 | 801.7415 | -0.0013547 | 812.8486 | 0 | 812.8486 | 0 | 812.8486 | 0 | 801.7415 | 0 | 812.8486 | 0 | 812.6494 | -0.00085349 | 946.925 | 0.00471 | 946.556 | 0 | 946.925 | 0.98811 | 801.7415 | 0.00262
| 635.5535 | 0.00051807 | 813.0867 | -0.00021837 | 812.8875 | 0.00079095 | 635.5535 | 0.00114 | 813.0867 | -0.0001266 | 812.8875 | 0.00057356 | 803.943 | 0 | 812.8875 | 0.00058879 | 813.0866 | 0.0010014 | 801.9735 | 0.00081133 | 813.0866 | 0.0011849 | 813.0867 | 0.00086765 | 813.0866 | 0.00079103 | 801.9735 | 0 | 813.0867 | 0.00031033 | 812.8875 | 0.0004661 | 947.0932 | 0.00461 | 946.725 | 6.9993e-05 | 947.0932 | 0.98708 | 801.9735 | 0.00261
| 635.6744 | 0 | 813.3247 | -0.00042814 | 813.1256 | -7.2443e-05 | 635.6744 | 0 | 813.3247 | -0.00061994 | 813.1256 | -0.0011614 | 804.1788 | 0 | 813.1256 | -0.0010838 | 813.3247 | 0 | 802.2056 | -0.00088652 | 813.3247 | 0 | 813.3247 | 0 | 813.3247 | 0 | 802.2056 | 0 | 813.3247 | 0 | 813.1256 | -0.00127 | 947.2615 | 0.00473 | 946.894 | 0 | 947.2615 | 0.98667 | 802.2056 | 0.00225
| 635.7952 | 0.00048213 | 813.5628 | 0.00047007 | 813.3638 | 0.00070654 | 635.7952 | 0.00137 | 813.5628 | 0.00087599 | 813.3638 | 1.7935e-05 | 804.4146 | 0 | 813.3638 | 0.00061197 | 813.5628 | 0.00081881 | 802.4376 | 0.0019019 | 813.5628 | 0.00078599 | 813.5628 | 0.00054422 | 813.5628 | 0.0012084 | 802.4376 | 0 | 813.5628 | 0.00033878 | 813.3638 | 0.00055912 | 947.4297 | 0.00549 | 947.063 | 6.9993e-05 | 947.4297 | 0.98537 | 802.4376 | 0.00305
| 635.9161 | 0 | 813.8009 | 0.00037714 | 813.6019 | -0.00088556 | 635.9161 | 0 | 813.8009 | -0.00080646 | 813.6019 | -0.0013702 | 804.6505 | 0 | 813.6019 | -0.00087875 | 813.8009 | 0 | 802.6697 | -0.00025118 | 813.8009 | 0 | 813.8009 | 0 | 813.8009 | 0 | 802.6697 | 0 | 813.8009 | 0 | 813.6019 | -0.00060331 | 947.598 | 0.0058 | 947.232 | 0 | 947.598 | 0.98538 | 802.6697 | 0.00229
| 636.037 | 0.00019465 | 814.039 | 0.00040187 | 813.84 | 7.5688e-05 | 636.037 | 0.00074563 | 814.039 | -0.00017057 | 813.84 | 0.00026757 | 804.8862 | 0 | 813.84 | 0.0005163 | 814.039 | 0.00072196 | 802.9018 | 0.0015307 | 814.039 | 0.00057607 | 814.039 | 0.00061424 | 814.039 | 0 | 802.9018 | 0 | 814.039 | 0.00025531 | 813.84 | 0.00084932 | 947.7662 | 0.00666 | 947.401 | 6.9993e-05 | 947.7662 | 0.98533 | 802.9018 | 0.00332
| 636.1578 | 0 | 814.2771 | -0.0010147 | 814.0782 | -0.00067209 | 636.1578 | 0 | 814.2771 | 9.0878e-05 | 814.0782 | -0.0013269 | 805.1221 | 0 | 814.0782 | -0.0010583 | 814.2771 | 0 | 803.1339 | -0.00072275 | 814.2771 | 0 | 814.2771 | 0 | 814.2771 | 0 | 803.1339 | 0 | 814.2771 | 0 | 814.0782 | -0.00064194 | 947.9345 | 0.00592 | 947.57 | 0 | 947.9345 | 0.98658 | 803.1339 | 0.00361
| 636.2787 | 0.00030245 | 814.5152 | 0.0009464 | 814.3164 | 0.0010147 | 636.2787 | 0.00182 | 814.5152 | -0.00018101 | 814.3164 | 0.00065896 | 805.358 | 0 | 814.3164 | 0.00073992 | 814.5152 | 0.00075017 | 803.366 | 0.00074428 | 814.5152 | 0.00077566 | 814.5152 | 0.00068763 | 814.5152 | 0.00089185 | 803.366 | 0 | 814.5152 | 0.00042637 | 814.3164 | 0.00090307 | 948.1027 | 0.00746 | 947.739 | 6.9993e-05 | 948.1027 | 0.98747 | 803.366 | 0.00341
| 636.3996 | 0 | 814.7534 | -0.00042392 | 814.5545 | -0.00096455 | 636.3996 | 0 | 814.7534 | -0.00099355 | 814.5545 | -0.001368 | 805.5938 | 0 | 814.5545 | -0.00090763 | 814.7533 | 0 | 803.5981 | -0.0020463 | 814.7533 | 0 | 814.7534 | 0 | 814.7533 | 0 | 803.5981 | 0 | 814.7534 | 0 | 814.5545 | -0.00125 | 948.271 | 0.00603 | 947.9081 | 0 | 948.271 | 0.98894 | 803.5981 | 0.00361
| 636.5205 | 0.00084148 | 814.9915 | 0.00025054 | 814.7927 | 0.0016216 | 636.5205 | 0.00208 | 814.9915 | 0.0010054 | 814.7927 | 0.00033201 | 805.8297 | 0 | 814.7927 | 0.00064903 | 814.9915 | 0.00096604 | 803.8302 | 0.00015895 | 814.9915 | 0.001721 | 814.9915 | 0.00087648 | 814.9915 | 0.00083862 | 803.8302 | 0 | 814.9915 | 0.00037674 | 814.7927 | 0.00084651 | 948.4392 | 0.00471 | 948.0771 | 5.0004e-05 | 948.4392 | 0.9896 | 803.8302 | 0.00203
| 636.6414 | 0 | 815.2296 | 0.00047703 | 815.0309 | -0.00046976 | 636.6414 | 0 | 815.2296 | -0.00056853 | 815.0309 | -0.0010456 | 806.0656 | 0 | 815.0309 | -0.00096724 | 815.2296 | 0 | 804.0623 | -0.000973 | 815.2296 | 0 | 815.2296 | 0 | 815.2296 | 0 | 804.0623 | 0 | 815.2296 | 0 | 815.0309 | -0.00069747 | 948.6075 | 0.00466 | 948.2461 | 0 | 948.6075 | 0.99044 | 804.0623 | 0.00575
| 636.7624 | 0.00174 | 815.4678 | 0.00067532 | 815.2691 | 0.00013086 | 636.7624 | 0.00062425 | 815.4678 | 0.0001048 | 815.2691 | 0.0011589 | 806.3015 | 0 | 815.2691 | 0.00062167 | 815.4678 | 0.00081903 | 804.2945 | 0.0013091 | 815.4678 | 0.0012379 | 815.4678 | 0.00037671 | 815.4678 | 0.00057278 | 804.2945 | 0 | 815.4678 | 0.00048862 | 815.2691 | 0.00099345 | 948.7757 | 0.00635 | 948.4151 | 6.9993e-05 | 948.7757 | 0.98983 | 804.2945 | 0.00385
| 636.8833 | 0 | 815.7059 | -0.00042978 | 815.5073 | -0.00031423 | 636.8833 | 0 | 815.7059 | -0.00041045 | 815.5073 | -0.0019367 | 806.5374 | 0 | 815.5073 | -0.00087785 | 815.7059 | 0 | 804.5266 | 0.0024088 | 815.7059 | 0 | 815.7059 | 0 | 815.7059 | 0 | 804.5266 | 0 | 815.7059 | 0 | 815.5073 | -0.00079924 | 948.944 | 0.00475 | 948.5842 | 0 | 948.944 | 0.99028 | 804.5266 | 0.0032
| 637.0042 | 0.00109 | 815.9441 | 0.0010218 | 815.7455 | 0.00027099 | 637.0042 | 0.00192 | 815.9441 | 0.00031233 | 815.7455 | 0.0002775 | 806.7733 | 0 | 815.7455 | 0.00047263 | 815.9441 | 0.00024766 | 804.7587 | 0.0011366 | 815.9441 | 0.00080064 | 815.9441 | 0.00044398 | 815.9441 | 0.0012021 | 804.7587 | 0 | 815.9441 | 0.00033836 | 815.7455 | 0.0013 | 949.1122 | 0.00498 | 948.7532 | 6.9993e-05 | 949.1122 | 0.99035 | 804.7587 | 0.00564
| 637.1252 | 0 | 816.1823 | -4.7915e-05 | 815.9837 | -0.00067362 | 637.1252 | 0 | 816.1823 | -0.0010654 | 815.9837 | -0.00063435 | 807.0092 | 0 | 815.9837 | -0.00087927 | 816.1822 | 0 | 804.9909 | -0.0019286 | 816.1822 | 0 | 816.1823 | 0 | 816.1822 | 0 | 804.9909 | 0 | 816.1822 | 0 | 815.9837 | -0.00072506 | 949.2805 | 0.00647 | 948.9222 | 0 | 949.2805 | 0.9913 | 804.9909 | 0.00237
| 637.2461 | 0.00051807 | 816.4204 | 0.00049399 | 816.2219 | -0.00014449 | 637.2461 | 0.00147 | 816.4204 | 2.7147e-05 | 816.2219 | -9.4309e-05 | 807.2451 | 0 | 816.2219 | 0.00038935 | 816.4204 | 0.00059032 | 805.2231 | 0.0021296 | 816.4204 | 0.00049902 | 816.4204 | 0.00037278 | 816.4204 | 0.00064581 | 805.2231 | 0 | 816.4204 | 0.00040301 | 816.2219 | 0.00072236 | 949.4487 | 0.00533 | 949.0913 | 6.9993e-05 | 949.4487 | 0.99119 | 805.2231 | 0.00612
| 637.3671 | 0 | 816.6586 | -0.00062299 | 816.4601 | -0.00062748 | 637.3671 | 0 | 816.6586 | -0.00051824 | 816.4601 | -0.00085008 | 807.481 | 0 | 816.4601 | -0.00081617 | 816.6586 | 0 | 805.4552 | 8.3629e-06 | 816.6586 | 0 | 816.6586 | 0 | 816.6586 | 0 | 805.4552 | 0 | 816.6586 | 0 | 816.4601 | -0.00070251 | 949.617 | 0.00508 | 949.2603 | 0 | 949.617 | 0.99218 | 805.4552 | 0.00497
| 637.4881 | 0.00131 | 816.8969 | 0.0003015 | 816.6984 | -0.00082753 | 637.4881 | 0.00064159 | 816.8969 | -0.00024885 | 816.6984 | 8.9405e-05 | 807.7169 | 0 | 816.6984 | 0.00030498 | 816.8968 | 0.00028672 | 805.6874 | 0.0028664 | 816.8968 | 0 | 816.8969 | 6.0763e-05 | 816.8968 | 0.00083718 | 805.6874 | 0 | 816.8968 | 0.0003054 | 816.6984 | 0.00056101 | 949.7853 | 0.00466 | 949.4294 | 6.9993e-05 | 949.7853 | 0.9935 | 805.6874 | 0.00386
| 637.6091 | 0 | 817.135 | -0.00060665 | 816.9366 | 0.0003906 | 637.6091 | 0 | 817.135 | -0.0015527 | 816.9366 | -0.0015159 | 807.9529 | 0 | 816.9366 | -0.00089753 | 817.135 | 0 | 805.9196 | -0.0008331 | 817.135 | 0 | 817.135 | 0 | 817.135 | 0 | 805.9196 | 0 | 817.135 | 0 | 816.9366 | -0.00079487 | 949.9535 | 0.00343 | 949.5984 | 0 | 949.9535 | 0.99613 | 805.9196 | 0.00359
| 637.7301 | 0 | 817.3732 | 0.00094157 | 817.1749 | 0.00025675 | 637.7301 | 0.00151 | 817.3732 | 0.00018521 | 817.1749 | 0.00030846 | 808.1888 | 0 | 817.1749 | 0.0004256 | 817.3732 | 0.00089332 | 806.1518 | -0.00049512 | 817.3732 | 0.00045046 | 817.3732 | 0.00057017 | 817.3732 | 0.00086416 | 806.1518 | 0 | 817.3732 | 0.00022439 | 817.1749 | 0.00105 | 950.1218 | 0.00524 | 949.7675 | 5.0004e-05 | 950.1218 | 0.99798 | 806.1518 | 0.00403
| 637.8511 | 0 | 817.6115 | 0.00014053 | 817.4131 | -0.001499 | 637.8511 | 0 | 817.6115 | -0.00045879 | 817.4131 | -0.00099871 | 808.4248 | 0 | 817.4131 | -0.00083806 | 817.6115 | 0 | 806.384 | -0.0019295 | 817.6115 | 0 | 817.6115 | 0 | 817.6115 | 0 | 806.384 | 0 | 817.6114 | 0 | 817.4131 | -0.0011 | 950.2901 | 0.00387 | 949.9365 | 0 | 950.2901 | 1 | 806.384 | 0.00248
| 637.9721 | 0.00109 | 817.8497 | 0.0004669 | 817.6514 | 0.00041084 | 637.9721 | 0.0006936 | 817.8497 | -0.00059071 | 817.6514 | 0.00050257 | 808.6608 | 0 | 817.6514 | 0.00063327 | 817.8497 | 0.0012624 | 806.6161 | 0.0024468 | 817.8497 | 0.0011006 | 817.8497 | 0.00092092 | 817.8497 | 0.00042762 | 806.6161 | 0 | 817.8497 | 0.00036674 | 817.6514 | 0.00105 | 950.4583 | 0.00515 | 950.1056 | 3.0002e-05 | 950.4583 | 0.99993 | 806.6161 | 0.00218
| 638.0931 | 0 | 818.088 | -0.00034929 | 817.8897 | -0.00070889 | 638.0931 | 0 | 818.088 | -0.00079987 | 817.8897 | -0.00097288 | 808.8967 | 0 | 817.8897 | -0.00093202 | 818.0879 | 0 | 806.8484 | -6.9767e-05 | 818.0879 | 0 | 818.088 | 0 | 818.0879 | 0 | 806.8484 | 0 | 818.0879 | 0 | 817.8897 | -0.00085574 | 950.6266 | 0.00563 | 950.2746 | 0 | 950.6266 | 0.99981 | 806.8484 | 0.00396
| 638.2141 | 0 | 818.3262 | 0.00094878 | 818.128 | 0.00033166 | 638.2141 | 0.00084967 | 818.3262 | 0.00030913 | 818.128 | 2.6354e-05 | 809.1327 | 0 | 818.128 | 0.00065395 | 818.3262 | 0.00018184 | 807.0806 | 0.0019281 | 818.3262 | 0.00062328 | 818.3262 | 0.00052312 | 818.3262 | 0.00086435 | 807.0806 | 0 | 818.3262 | 0.00020795 | 818.128 | 0.00115 | 950.7949 | 0.00528 | 950.4437 | 6.9993e-05 | 950.7949 | 0.99822 | 807.0806 | 0.00418
| 638.3352 | 0 | 818.5645 | -0.0009403 | 818.3663 | -0.00064429 | 638.3352 | 0 | 818.5645 | -0.00059166 | 818.3663 | -0.0018064 | 809.3687 | 0 | 818.3663 | -0.00075207 | 818.5645 | 0 | 807.3128 | -0.0021173 | 818.5645 | 0 | 818.5645 | 0 | 818.5645 | 0 | 807.3128 | 0 | 818.5644 | 0 | 818.3663 | -0.0007928 | 950.9631 | 0.00547 | 950.6128 | 0 | 950.9631 | 0.99695 | 807.3128 | 0.00181
| 638.4562 | 0.00142 | 818.8027 | 0.00045719 | 818.6046 | -6.3956e-05 | 638.4562 | 0.00161 | 818.8027 | -0.00057959 | 818.6046 | 0.00011542 | 809.6047 | 0 | 818.6046 | 0.00058628 | 818.8027 | 0.00057211 | 807.545 | 3.1559e-05 | 818.8027 | 0.00097517 | 818.8027 | 0.00012648 | 818.8027 | 0.00022665 | 807.545 | 0 | 818.8027 | 0.00023752 | 818.6046 | 0.00083864 | 951.1314 | 0.00454 | 950.7818 | 6.9993e-05 | 951.1314 | 0.99425 | 807.545 | 0.00356
| 638.5773 | 0 | 819.041 | 2.7587e-05 | 818.8429 | -0.00099088 | 638.5773 | 0 | 819.041 | -0.00049763 | 818.8429 | -0.0019735 | 809.8407 | 0 | 818.8429 | -0.00093673 | 819.041 | 0 | 807.7773 | -0.0031369 | 819.041 | 0 | 819.041 | 0 | 819.041 | 0 | 807.7773 | 0 | 819.041 | 0 | 818.8429 | -0.00109 | 951.2997 | 0.00594 | 950.9509 | 0 | 951.2997 | 0.99185 | 807.7773 | 0.00388
| 638.6983 | 0.00196 | 819.2793 | -0.00023219 | 819.0812 | 0.00029892 | 638.6983 | 0.00090168 | 819.2793 | -0.00052181 | 819.0812 | 0.00043302 | 810.0767 | 0 | 819.0812 | 0.00072379 | 819.2793 | 0.0007982 | 808.0096 | 0.0014685 | 819.2793 | 0.00073562 | 819.2793 | 0.00020967 | 819.2793 | 0.00060424 | 808.0096 | 0 | 819.2793 | 0.00025092 | 819.0812 | -2.2764e-05 | 951.4679 | 0.00549 | 951.12 | 6.9993e-05 | 951.4679 | 0.98934 | 808.0096 | 0.00318
| 638.8194 | 0 | 819.5176 | 0.00085541 | 819.3195 | 6.5615e-05 | 638.8194 | 0 | 819.5176 | 0.00041994 | 819.3195 | 0.00034797 | 810.3127 | 0 | 819.3195 | 0.00064563 | 819.5176 | 0.00033761 | 808.2418 | 0.00011671 | 819.5176 | 0.00083044 | 819.5176 | 0.00025559 | 819.5176 | 0.00089298 | 808.2418 | 0 | 819.5176 | 0.00023407 | 819.3195 | 0.0011 | 951.6362 | 0.00629 | 951.289 | 2.6669e-05 | 951.6362 | 0.98777 | 808.2418 | 0.0036
| 638.9405 | 0.00106 | 819.7559 | -0.00037913 | 819.5578 | -0.00044162 | 638.9405 | 0.00118 | 819.7559 | -0.00047307 | 819.5578 | -0.0012138 | 810.5488 | 0 | 819.5578 | -0.00085742 | 819.7559 | 0 | 808.4741 | -0.0002345 | 819.7559 | 0 | 819.7559 | 0 | 819.7559 | 0 | 808.4741 | 0 | 819.7559 | 0 | 819.5578 | -0.00080372 | 951.8045 | 0.00438 | 951.4581 | 0 | 951.8045 | 0.98669 | 808.4741 | 0.00179
| 639.0616 | 0 | 819.9942 | 0.00039527 | 819.7962 | 0.00031063 | 639.0616 | 0 | 819.9942 | 0.00032995 | 819.7962 | 0.00094151 | 810.7849 | 0 | 819.7962 | 0.00058941 | 819.9942 | 0.00019083 | 808.7064 | -0.0018477 | 819.9942 | 0.00022601 | 819.9942 | 0.0003602 | 819.9942 | 0.0006875 | 808.7064 | 0 | 819.9942 | 0.00035246 | 819.7962 | 0.00069937 | 951.9728 | 0.00573 | 951.6272 | 2.6669e-05 | 951.9728 | 0.9856 | 808.7064 | 0.00506
| 639.1826 | 0.00023058 | 820.2325 | -0.0002849 | 820.0345 | -0.0010455 | 639.1826 | 0.00102 | 820.2325 | -0.00077869 | 820.0345 | -0.0010104 | 811.0209 | 0 | 820.0345 | -0.00091338 | 820.2325 | 0 | 808.9387 | -1.3539e-05 | 820.2325 | 0 | 820.2325 | 0 | 820.2325 | 0 | 808.9387 | 0 | 820.2325 | 0 | 820.0345 | -0.00091043 | 952.1411 | 0.00397 | 951.7963 | 1.0001e-05 | 952.1411 | 0.98467 | 808.9387 | 0.00333
| 639.3038 | 0 | 820.4708 | 0.00050435 | 820.2729 | -0.00016504 | 639.3038 | 0 | 820.4708 | 0.00042289 | 820.2729 | 0.00025291 | 811.257 | 0 | 820.2729 | 0.00055162 | 820.4708 | 0.00034535 | 809.1709 | -0.00021683 | 820.4708 | 0.00040078 | 820.4708 | 0.00024747 | 820.4708 | 0.00014841 | 809.1709 | 0 | 820.4708 | 0.0003706 | 820.2729 | 7.3482e-05 | 952.3093 | 0.00443 | 951.9653 | 6.6672e-06 | 952.3093 | 0.98255 | 809.1709 | 0.00423
| 639.4249 | 0 | 820.7092 | -0.00017375 | 820.5112 | -0.0011225 | 639.4249 | 0.00146 | 820.7092 | -0.0012306 | 820.5112 | -0.0015604 | 811.493 | 0 | 820.5112 | -0.0010218 | 820.7092 | 0 | 809.4032 | -0.00077145 | 820.7092 | 0 | 820.7092 | 0 | 820.7092 | 0 | 809.4032 | 0 | 820.7092 | 0 | 820.5112 | -0.00112 | 952.4776 | 0.00478 | 952.1344 | 1.0001e-05 | 952.4776 | 0.98057 | 809.4032 | 0.00111
| 639.546 | 0 | 820.9475 | 0.00021784 | 820.7496 | 0.00085649 | 639.546 | 0 | 820.9475 | -4.2344e-05 | 820.7496 | 0.00043718 | 811.7291 | 0 | 820.7496 | 0.0004985 | 820.9475 | 0.00066751 | 809.6355 | 0.0024476 | 820.9475 | 0.00088691 | 820.9475 | 0.00076548 | 820.9475 | 0.00013403 | 809.6355 | 0 | 820.9475 | 0.00043587 | 820.7496 | 0.00115 | 952.6459 | 0.00584 | 952.3035 | 2.6669e-05 | 952.6459 | 0.97768 | 809.6355 | 0.00434
| 639.6671 | 5.091e-05 | 821.1859 | 0.00037754 | 820.988 | -0.0012305 | 639.6671 | 0.0018 | 821.1859 | -0.00038539 | 820.988 | -0.0018399 | 811.9651 | 0 | 820.988 | -0.00093327 | 821.1859 | 0 | 809.8678 | -0.0002816 | 821.1859 | 0 | 821.1859 | 0 | 821.1859 | 0 | 809.8678 | 0 | 821.1858 | 0 | 820.988 | -0.00111 | 952.8142 | 0.00547 | 952.4726 | 3.0002e-05 | 952.8142 | 0.97572 | 809.8678 | 0.00331
| 639.7882 | 0 | 821.4242 | 7.9859e-05 | 821.2264 | 0.00017325 | 639.7882 | 0 | 821.4242 | 0.00010631 | 821.2264 | 0.00071984 | 812.2013 | 0 | 821.2264 | 0.00055502 | 821.4242 | 0.0006863 | 810.1002 | 0.0022814 | 821.4242 | 0.0010231 | 821.4242 | 0.0002174 | 821.4242 | 0.00026847 | 810.1002 | 0 | 821.4242 | 0.0003222 | 821.2264 | 0.00040522 | 952.9825 | 0.00626 | 952.6417 | 6.6672e-06 | 952.9825 | 0.97342 | 810.1002 | 0.00229
| 639.9094 | 0.00192 | 821.6626 | -0.00037373 | 821.4647 | -0.0011752 | 639.9094 | 0.00091902 | 821.6626 | -0.00057051 | 821.4647 | -0.0016195 | 812.4374 | 0 | 821.4647 | -0.00085986 | 821.6626 | 0 | 810.3325 | -0.00064091 | 821.6626 | 0 | 821.6626 | 0 | 821.6626 | 0 | 810.3325 | 0 | 821.6626 | 0 | 821.4647 | -0.00096427 | 953.1508 | 0.00371 | 952.8108 | 3.0002e-05 | 953.1508 | 0.9721 | 810.3325 | 0.00293
| 640.0305 | 0.00010798 | 821.9009 | 4.1702e-06 | 821.7031 | -0.00011184 | 640.0305 | 0 | 821.9009 | 3.6257e-05 | 821.7031 | 0.00053431 | 812.6735 | 0 | 821.7031 | 0.00074643 | 821.901 | 0.00037177 | 810.5648 | 0.0014711 | 821.901 | 0.00030978 | 821.9009 | 0.00021759 | 821.901 | 0.00035251 | 810.5648 | 0 | 821.9009 | 0.00044727 | 821.7032 | 0.00052463 | 953.3191 | 0.00485 | 952.9799 | 0 | 953.3191 | 0.97089 | 810.5648 | 0.0031
| 640.1517 | 0.000554 | 822.1393 | 0.0002101 | 821.9416 | -0.00088313 | 640.1517 | 0.00074563 | 822.1393 | -0.0005686 | 821.9416 | -0.0013861 | 812.9096 | 0 | 821.9416 | -0.0010089 | 822.1394 | 0 | 810.7971 | 0.00015791 | 822.1394 | 0 | 822.1393 | 0 | 822.1394 | 0 | 810.7971 | 0 | 822.1393 | 0 | 821.9416 | -0.0008653 | 953.4873 | 0.00251 | 953.149 | 1.0001e-05 | 953.4873 | 0.97084 | 810.7971 | 0.00148
| 640.2729 | 0 | 822.3777 | 0.00080905 | 822.18 | 0.0007721 | 640.2729 | 0 | 822.3777 | -0.00029368 | 822.18 | 0.0010593 | 813.1458 | 0 | 822.18 | 0.00056769 | 822.3777 | 0.00076738 | 811.0295 | 0.0010004 | 822.3777 | 0.0011733 | 822.3777 | 0.00053562 | 822.3777 | 0.00077932 | 811.0295 | 0 | 822.3777 | 0.00040305 | 822.18 | 0.00087481 | 953.6557 | 0.00503 | 953.3181 | 4.667e-05 | 953.6557 | 0.96963 | 811.0295 | 0.00391
| 640.3941 | 0.00094928 | 822.6161 | -0.0003075 | 822.4184 | -0.001114 | 640.3941 | 0.00106 | 822.6161 | -0.0011212 | 822.4184 | -0.00090708 | 813.3818 | 0 | 822.4184 | -0.00081624 | 822.6161 | 0 | 811.2618 | -0.00021074 | 822.6161 | 0 | 822.6161 | 0 | 822.6161 | 0 | 811.2618 | 0 | 822.6161 | 0 | 822.4184 | -0.00044335 | 953.8239 | 0.00557 | 953.4872 | 3.0002e-05 | 953.8239 | 0.96859 | 811.2618 | 0.00331
| 640.5153 | 0 | 822.8546 | 0.00033959 | 822.6568 | 0.00058789 | 640.5153 | 0 | 822.8546 | 0.00016449 | 822.6568 | -0.00025962 | 813.618 | 0 | 822.6568 | 0.00054129 | 822.8546 | 0.00045175 | 811.4942 | -0.00019269 | 822.8546 | 0.0007099 | 822.8546 | 0.00053114 | 822.8546 | 0.00077131 | 811.4942 | 0 | 822.8546 | 0.00036178 | 822.6568 | 0.00070767 | 953.9922 | 0.0052 | 953.6563 | 0 | 953.9922 | 0.96648 | 811.4942 | 0.00606
| 640.6364 | 8.684e-05 | 823.093 | -0.00015795 | 822.8953 | -0.00098092 | 640.6364 | 0.00134 | 823.093 | -0.00055783 | 822.8953 | -0.0011421 | 813.8541 | 0 | 822.8953 | -0.000971 | 823.093 | 0 | 811.7266 | -0.0027661 | 823.093 | 0 | 823.093 | 0 | 823.093 | 0 | 811.7266 | 0 | 823.093 | 0 | 822.8953 | -0.00014301 | 954.1605 | 0.00513 | 953.8254 | 1.0001e-05 | 954.1605 | 0.96515 | 811.7266 | 0.00324
| 640.7577 | 0 | 823.3314 | 0.00040537 | 823.1337 | -1.4866e-05 | 640.7577 | 0 | 823.3314 | 0.00080369 | 823.1337 | 0.000553 | 814.0903 | 0 | 823.1337 | 0.00060764 | 823.3314 | 0.00086476 | 811.9589 | 0.00096132 | 823.3314 | 0.00075566 | 823.3314 | 0.00059145 | 823.3314 | 0.0014271 | 811.9589 | 0 | 823.3314 | 0.00029272 | 823.1337 | 0.00091454 | 954.3288 | 0.00501 | 953.9945 | 6.6672e-06 | 954.3288 | 0.96257 | 811.9589 | 0.00459
| 640.8789 | 1.4969e-05 | 823.5698 | -0.00054194 | 823.3722 | -0.00096045 | 640.8789 | 0.00010404 | 823.5698 | -0.00059745 | 823.3722 | -0.0008153 | 814.3265 | 0 | 823.3722 | -0.00098461 | 823.5698 | 0 | 812.1913 | -0.00085547 | 823.5698 | 0 | 823.5698 | 0 | 823.5698 | 0 | 812.1913 | 0 | 823.5698 | 0 | 823.3722 | -0.00112 | 954.4971 | 0.00441 | 954.1637 | 3.0002e-05 | 954.4971 | 0.96014 | 812.1914 | 0.00285
| 641.0001 | 0 | 823.8083 | 0.00040983 | 823.6106 | -7.8232e-05 | 641.0001 | 0 | 823.8083 | 0.00051043 | 823.6106 | -0.00013217 | 814.5627 | 0 | 823.6106 | 0.0005851 | 823.8083 | 0.00079658 | 812.4237 | 0.0010823 | 823.8083 | 0.0007139 | 823.8083 | 0.00029533 | 823.8083 | 0.0004042 | 812.4237 | 0 | 823.8083 | 0.00033997 | 823.6106 | 0.00098364 | 954.6654 | 0.00726 | 954.3328 | 0 | 954.6654 | 0.95719 | 812.4237 | 0.00476
| 641.1213 | 0.00167 | 824.0468 | -5.4114e-05 | 823.8491 | -0.001097 | 641.1213 | 0.00093636 | 824.0468 | -0.0011609 | 823.8491 | -0.0014502 | 814.7988 | 0 | 823.8491 | -0.0010624 | 824.0467 | 0 | 812.6561 | 0.0005426 | 824.0467 | 0 | 824.0468 | 0 | 824.0467 | 0 | 812.6561 | 0 | 824.0467 | 0 | 823.8491 | -0.00165 | 954.8337 | 0.00364 | 954.5019 | 1.0001e-05 | 954.8337 | 0.95504 | 812.6561 | 0.00237
| 641.2426 | 0 | 824.2852 | 0.0017619 | 824.0876 | 0.00091862 | 641.2426 | 0 | 824.2852 | 8.1391e-05 | 824.0876 | -0.0002775 | 815.035 | 0 | 824.0876 | 0.00074212 | 824.2852 | 0.00052393 | 812.8885 | -0.00078032 | 824.2852 | 0.0012035 | 824.2852 | 0.0010465 | 824.2852 | 0.0013055 | 812.8885 | 0 | 824.2852 | 0.00051051 | 824.0876 | 0.000684 | 955.002 | 0.00587 | 954.671 | 6.6672e-06 | 955.002 | 0.95251 | 812.8886 | 0.00259
| 641.3638 | 0 | 824.5237 | -0.00055609 | 824.326 | -0.00017864 | 641.3638 | 0.00104 | 824.5237 | -0.00068936 | 824.326 | -0.00066687 | 815.2712 | 0 | 824.326 | -0.00095586 | 824.5237 | 0 | 813.121 | -0.0026821 | 824.5237 | 0 | 824.5237 | 0 | 824.5237 | 0 | 813.121 | 0 | 824.5237 | 0 | 824.326 | -0.00071572 | 955.1703 | 0.0045 | 954.8401 | 3.0002e-05 | 955.1703 | 0.95007 | 813.121 | 0.00321
| 641.4851 | 0 | 824.7621 | 0.00019693 | 824.5645 | 0.00045062 | 641.4851 | 0 | 824.7621 | 0.00022032 | 824.5645 | 0.0013009 | 815.5074 | 0 | 824.5645 | 0.00057126 | 824.7621 | 0.00086597 | 813.3534 | 0.00031954 | 824.7621 | 0.00094439 | 824.7621 | 0.00053035 | 824.7621 | 0.00060855 | 813.3534 | 0 | 824.7622 | 0.00038486 | 824.5645 | 0.00104 | 955.3386 | 0.00582 | 955.0093 | 0 | 955.3386 | 0.94647 | 813.3534 | 0.003
| 641.6064 | 0.00116 | 825.0006 | 4.1693e-05 | 824.803 | -0.00061365 | 641.6064 | 0.00067626 | 825.0006 | -0.00060545 | 824.803 | -0.0011369 | 815.7437 | 0 | 824.803 | -0.00088623 | 825.0006 | 0 | 813.5858 | -0.0016888 | 825.0006 | 0 | 825.0006 | 0 | 825.0006 | 0 | 813.5858 | 0 | 825.0006 | 0 | 824.803 | -0.00088129 | 955.5069 | 0.00438 | 955.1784 | 1.0001e-05 | 955.5069 | 0.94347 | 813.5858 | 0.00040114
| 641.7276 | 0 | 825.2391 | 0.0010349 | 825.0415 | 0.00010926 | 641.7276 | 0 | 825.2391 | 5.8695e-05 | 825.0415 | 0.00060417 | 815.9799 | 0 | 825.0415 | 0.00058618 | 825.2391 | 0.00040297 | 813.8182 | 0.00015484 | 825.2391 | 0.00054267 | 825.2391 | 0.00034662 | 825.2391 | 0.00079068 | 813.8182 | 0 | 825.2391 | 0.00022521 | 825.0415 | 8.7628e-05 | 955.6753 | 0.00476 | 955.3475 | 6.6672e-06 | 955.6753 | 0.9404 | 813.8182 | 0.00347
| 641.8489 | 0.00080555 | 825.4776 | -0.00051974 | 825.2801 | -0.0010164 | 641.8489 | 0.00125 | 825.4776 | -0.00014838 | 825.2801 | -0.0016494 | 816.2161 | 0 | 825.2801 | -0.0010329 | 825.4776 | 0 | 814.0507 | -0.001794 | 825.4776 | 0 | 825.4776 | 0 | 825.4776 | 0 | 814.0507 | 0 | 825.4776 | 0 | 825.28 | -0.00061561 | 955.8436 | 0.0036 | 955.5167 | 3.0002e-05 | 955.8436 | 0.93858 | 814.0507 | 0.00183
| 641.9702 | 0 | 825.7161 | 0.00095666 | 825.5186 | -0.00032175 | 641.9702 | 0 | 825.7161 | -0.00030137 | 825.5186 | 0.00068276 | 816.4523 | 0 | 825.5186 | 0.00068653 | 825.7161 | 0.00063417 | 814.2831 | 0.0046188 | 825.7161 | 0.00094495 | 825.7161 | 0.00012983 | 825.7161 | 0.00037267 | 814.2831 | 0 | 825.7161 | 0.0002658 | 825.5186 | 0.00041791 | 956.0119 | 0.00629 | 955.6858 | 0 | 956.0119 | 0.93731 | 814.2831 | 0.00304
| 642.0915 | 0.00058994 | 825.9547 | -7.0577e-05 | 825.7571 | -0.0004763 | 642.0915 | 0.00147 | 825.9547 | -0.00071603 | 825.7571 | -0.00065505 | 816.6886 | 0 | 825.7571 | -0.00094986 | 825.9547 | 0 | 814.5156 | -0.00053326 | 825.9547 | 0 | 825.9547 | 0 | 825.9547 | 0 | 814.5156 | 0 | 825.9547 | 0 | 825.7571 | -0.00080156 | 956.1802 | 0.00448 | 955.855 | 1.0001e-05 | 956.1802 | 0.9369 | 814.5156 | 0.00414
| 642.2128 | 0 | 826.1932 | 0.00062753 | 825.9956 | 0.00014143 | 642.2128 | 0 | 826.1932 | -0.00040596 | 825.9956 | 0.00075452 | 816.9249 | 0 | 825.9956 | 0.00071982 | 826.1932 | 0.00011753 | 814.748 | 0.0029646 | 826.1932 | 0.00083772 | 826.1932 | 0.00040689 | 826.1932 | 0.00064378 | 814.748 | 0 | 826.1932 | 0.00042801 | 825.9956 | 0.00057229 | 956.3485 | 0.00559 | 956.0241 | 6.6672e-06 | 956.3485 | 0.93672 | 814.7481 | 0.00433
| 642.3341 | 0.00037433 | 826.4317 | 0.00048005 | 826.2342 | -0.00093617 | 642.3341 | 0.00137 | 826.4317 | -0.00059995 | 826.2342 | -0.001927 | 817.1611 | 0 | 826.2342 | -0.0011151 | 826.4317 | 0 | 814.9805 | -0.0014216 | 826.4317 | 0 | 826.4317 | 0 | 826.4317 | 0 | 814.9805 | 0 | 826.4317 | 0 | 826.2342 | -0.0006496 | 956.5168 | 0.00478 | 956.1933 | 0 | 956.5168 | 0.93617 | 814.9805 | 0.00284
| 642.4555 | 0 | 826.6703 | 0.00029559 | 826.4727 | -0.00016983 | 642.4555 | 0 | 826.6703 | 0.00029546 | 826.4727 | -6.7124e-05 | 817.3974 | 0 | 826.4727 | 0.00055766 | 826.6703 | 0.00015219 | 815.213 | 0.0013435 | 826.6703 | 0.00081174 | 826.6703 | 9.0819e-05 | 826.6703 | 0.00016386 | 815.213 | 0 | 826.6703 | 0.00025294 | 826.4727 | 0.00109 | 956.6851 | 0.00527 | 956.3624 | 0 | 956.6851 | 0.93348 | 815.213 | 0.00487
| 642.5768 | 0.00062587 | 826.9088 | -0.00045735 | 826.7113 | -0.0015016 | 642.5768 | 0.00123 | 826.9088 | -0.00035777 | 826.7113 | -0.001226 | 817.6337 | 0 | 826.7113 | -0.00097069 | 826.9088 | 0 | 815.4455 | -0.0019736 | 826.9088 | 0 | 826.9088 | 0 | 826.9088 | 0 | 815.4455 | 0 | 826.9088 | 0 | 826.7113 | -0.0004873 | 956.8534 | 0.00475 | 956.5316 | 3.0002e-05 | 956.8534 | 0.92954 | 815.4455 | 0.00257
| 642.6982 | 0 | 827.1474 | -4.8261e-05 | 826.9499 | 0.00052322 | 642.6982 | 0 | 827.1474 | -0.00033661 | 826.9499 | -8.9623e-05 | 817.87 | 0 | 826.9499 | 0.0006391 | 827.1474 | 0.00041815 | 815.678 | 0.0022045 | 827.1474 | 0.00083702 | 827.1474 | 0.00052384 | 827.1474 | 0.0006529 | 815.678 | 0 | 827.1474 | 0.00041873 | 826.9499 | 0.00031678 | 957.0217 | 0.0042 | 956.7007 | 2.6669e-05 | 957.0217 | 0.92414 | 815.678 | 0.00362
| 642.8195 | 0 | 827.3859 | -7.8946e-05 | 827.1884 | -0.00022598 | 642.8195 | 0.00088435 | 827.3859 | -0.00034444 | 827.1884 | -0.0012727 | 818.1063 | 0 | 827.1884 | -0.00084049 | 827.386 | 0 | 815.9105 | -0.00096937 | 827.386 | 0 | 827.3859 | 0 | 827.386 | 0 | 815.9105 | 0 | 827.3859 | 0 | 827.1884 | -0.00044362 | 957.1901 | 0.00733 | 956.8699 | 0 | 957.1901 | 0.91931 | 815.9105 | 0.00291
| 642.9409 | 0 | 827.6245 | 0.00015608 | 827.427 | 0.00050371 | 642.9409 | 0 | 827.6245 | -3.7603e-05 | 827.427 | 8.0677e-05 | 818.3426 | 0 | 827.427 | 0.000458 | 827.6245 | 0.00040907 | 816.143 | 0.0057746 | 827.6245 | 0.00081714 | 827.6245 | 0.00047582 | 827.6245 | 0.00014914 | 816.143 | 0 | 827.6245 | 0.00029143 | 827.427 | 0.00030507 | 957.3584 | 0.00524 | 957.039 | 2.6669e-05 | 957.3584 | 0.91432 | 816.143 | 0.00416
| 643.0622 | 0.00075165 | 827.8631 | -0.0011088 | 827.6656 | -0.00078341 | 643.0622 | 0.00227 | 827.8631 | -0.00073269 | 827.6656 | -0.00036329 | 818.5789 | 0 | 827.6656 | -0.00091702 | 827.8631 | 0 | 816.3755 | -0.00020624 | 827.8631 | 0 | 827.8631 | 0 | 827.8631 | 0 | 816.3755 | 0 | 827.8631 | 0 | 827.6656 | -0.00058421 | 957.5267 | 0.00389 | 957.2082 | 1.0001e-05 | 957.5267 | 0.91011 | 816.3755 | 0.00345
| 643.1836 | 0 | 828.1017 | 0.00069725 | 827.9042 | -0.001405 | 643.1836 | 0 | 828.1017 | 0.00060272 | 827.9042 | 0.00013795 | 818.8152 | 0 | 827.9042 | 0.00062465 | 828.1017 | 0.00084126 | 816.608 | 0.00079643 | 828.1017 | 0 | 828.1017 | 0 | 828.1017 | 0.00061175 | 816.608 | 0 | 828.1017 | 0.00024221 | 827.9042 | -8.1646e-05 | 957.695 | 0.00538 | 957.3773 | 6.6672e-06 | 957.695 | 0.90566 | 816.608 | 0.00558
| 643.305 | 0.0012 | 828.3403 | -0.00050542 | 828.1428 | -0.00019644 | 643.305 | 0.00097105 | 828.3403 | -0.000587 | 828.1428 | -0.00062396 | 819.0516 | 0 | 828.1428 | -0.0009179 | 828.3403 | 0 | 816.8406 | 0.00022853 | 828.3403 | 0 | 828.3403 | 0 | 828.3403 | 0 | 816.8406 | 0 | 828.3403 | 0 | 828.1428 | -0.00033436 | 957.8634 | 0.00478 | 957.5465 | 0 | 957.8634 | 0.90182 | 816.8406 | 0.0005002
| 643.4264 | 0 | 828.5789 | -8.2622e-05 | 828.3814 | -1.0645e-05 | 643.4264 | 0 | 828.5789 | 0.0001777 | 828.3814 | 0.00016209 | 819.2879 | 0 | 828.3814 | 0.00044626 | 828.5789 | 0.00034489 | 817.0731 | -0.00046559 | 828.5789 | 0.0007815 | 828.5789 | 0.00012873 | 828.5789 | 0.00053542 | 817.0731 | 0 | 828.5789 | 0.00027083 | 828.3814 | 0.000346 | 958.0317 | 0.00578 | 957.7157 | 0 | 958.0317 | 0.89683 | 817.0731 | 0.0052
| 643.5478 | 0.00019465 | 828.8176 | -0.00054118 | 828.62 | -0.0007045 | 643.5478 | 0.00095371 | 828.8176 | -0.00112 | 828.62 | -0.00063986 | 819.5242 | 0 | 828.62 | -0.00096467 | 828.8175 | 0 | 817.3057 | 0.00047654 | 828.8175 | 0 | 828.8176 | 0 | 828.8175 | 0 | 817.3057 | 0 | 828.8176 | 0 | 828.62 | -0.00048296 | 958.2 | 0.00434 | 957.8849 | 0 | 958.2 | 0.89285 | 817.3057 | 0.0031
| 643.6692 | 0 | 829.0562 | 0.00093822 | 828.8587 | 1.5491e-05 | 643.6692 | 0 | 829.0562 | 0.00018609 | 828.8587 | 0.00013656 | 819.7606 | 0 | 828.8587 | 0.00058029 | 829.0562 | 0.00022405 | 817.5383 | 0.0021296 | 829.0562 | 0.00048102 | 829.0562 | 0.00045874 | 829.0562 | 0.00013229 | 817.5383 | 0 | 829.0562 | 0.00012908 | 828.8587 | 0.00022981 | 958.3683 | 0.00512 | 958.054 | 0 | 958.3683 | 0.88839 | 817.5383 | 0.00192
| 643.7907 | 0.0012 | 829.2948 | -0.00046645 | 829.0973 | 0.00016545 | 643.7907 | 0.00019074 | 829.2948 | -0.00088735 | 829.0973 | -0.0012139 | 819.9969 | 0 | 829.0973 | -0.00092074 | 829.2948 | 0 | 817.7708 | -0.0012496 | 829.2948 | 0 | 829.2948 | 0 | 829.2948 | 0 | 817.7708 | 0 | 829.2948 | 0 | 829.0973 | -0.00049989 | 958.5367 | 0.0054 | 958.2232 | 1.0001e-05 | 958.5367 | 0.88452 | 817.7708 | 0.00377
| 643.9121 | 0 | 829.5334 | 0.00053655 | 829.3359 | -0.00018709 | 643.9121 | 0 | 829.5334 | 0.00050454 | 829.3359 | 0.00096551 | 820.2333 | 0 | 829.3359 | 0.00044492 | 829.5335 | 0.0010344 | 818.0034 | 0.0026552 | 829.5335 | 0.00016974 | 829.5334 | 0.00010657 | 829.5335 | 0.00036378 | 818.0034 | 0 | 829.5335 | 0.000288 | 829.3359 | 0.00026133 | 958.705 | 0.00626 | 958.3924 | 0 | 958.705 | 0.87997 | 818.0034 | 0.00254
| 644.0335 | 1.4969e-05 | 829.7721 | -0.00028392 | 829.5746 | -0.0012565 | 644.0335 | 0.00098839 | 829.7721 | -0.00038134 | 829.5746 | -0.00098262 | 820.4697 | 0 | 829.5746 | -0.001029 | 829.7721 | 0 | 818.236 | -0.00078076 | 829.7721 | 0 | 829.7721 | 0 | 829.7721 | 0 | 818.236 | 0 | 829.7721 | 0 | 829.5746 | -0.00040218 | 958.8733 | 0.00373 | 958.5616 | 3.0002e-05 | 958.8733 | 0.8765 | 818.236 | 0.00333
| 644.155 | 0 | 830.0107 | 0.0004672 | 829.8132 | -0.00018926 | 644.155 | 0 | 830.0107 | -2.9353e-05 | 829.8132 | 0.00072211 | 820.7061 | 0 | 829.8132 | 0.00073406 | 830.0108 | 0.00065023 | 818.4686 | 0.00066184 | 830.0108 | 0.0006568 | 830.0107 | 0.0001449 | 830.0108 | 0.00044102 | 818.4686 | 0 | 830.0107 | 7.2092e-05 | 829.8132 | 0.00046993 | 959.0417 | 0.00554 | 958.7307 | 6.6672e-06 | 959.0417 | 0.87285 | 818.4686 | 0.00444
| 644.2764 | 0.0004462 | 830.2495 | -0.00054806 | 830.0519 | -0.00050993 | 644.2764 | 0.00079764 | 830.2495 | -0.00041603 | 830.0519 | -0.0010232 | 820.9425 | 0 | 830.0519 | -0.00078545 | 830.2494 | 0 | 818.7011 | -0.0011158 | 830.2494 | 0 | 830.2495 | 0 | 830.2494 | 0 | 818.7011 | 0 | 830.2495 | 0 | 830.0519 | -0.00137 | 959.21 | 0.0035 | 958.8999 | 3.0002e-05 | 959.21 | 0.87025 | 818.7011 | 0.00241
| 644.3979 | 0 | 830.4881 | 0.00062726 | 830.2906 | -0.00043661 | 644.3979 | 0 | 830.4881 | 0.00049035 | 830.2906 | 0.0010201 | 821.1789 | 0 | 830.2906 | 0.00063112 | 830.4881 | 0.00057824 | 818.9337 | 0.0019047 | 830.4881 | 0.0010703 | 830.4881 | 0.00020746 | 830.4881 | 0.0006463 | 818.9337 | 0 | 830.4881 | 0.00017216 | 830.2906 | 0.00063101 | 959.3783 | 0.00533 | 959.0691 | 2.6669e-05 | 959.3783 | 0.86633 | 818.9337 | 0.0028
| 644.5194 | 0.00138 | 830.7268 | -0.00078662 | 830.5293 | -0.00093348 | 644.5194 | 0.00090168 | 830.7268 | -0.00057802 | 830.5293 | -0.001006 | 821.4153 | 0 | 830.5293 | -0.00094963 | 830.7268 | 0 | 819.1663 | 0.0026895 | 830.7268 | 0 | 830.7268 | 0 | 830.7268 | 0 | 819.1663 | 0 | 830.7268 | 0 | 830.5293 | -0.00116 | 959.5466 | 0.00501 | 959.2383 | 1.0001e-05 | 959.5466 | 0.86292 | 819.1663 | 0.00237
| 644.6409 | 0 | 830.9655 | -0.00017636 | 830.7679 | -0.00092056 | 644.6409 | 0 | 830.9655 | 0.00017667 | 830.7679 | 0.00034851 | 821.6517 | 0 | 830.7679 | 0.00048621 | 830.9655 | 0.00063344 | 819.399 | 0.0017204 | 830.9655 | 0.000237 | 830.9655 | 0.00036157 | 830.9655 | 0.00086196 | 819.399 | 0 | 830.9655 | 0.00026866 | 830.768 | 0.00019717 | 959.715 | 0.00714 | 959.4075 | 6.6672e-06 | 959.715 | 0.85822 | 819.399 | 0.00537
| 644.7624 | 0.000554 | 831.2042 | -0.00061424 | 831.0066 | 0.00075319 | 644.7624 | 0.00123 | 831.2042 | -0.00080397 | 831.0066 | -0.0011091 | 821.8882 | 0 | 831.0066 | -0.00078871 | 831.2042 | 0 | 819.6316 | -0.00032724 | 831.2042 | 0 | 831.2042 | 0 | 831.2042 | 0 | 819.6316 | 0 | 831.2042 | 0 | 831.0066 | -0.00036836 | 959.8833 | 0.00621 | 959.5767 | 1.0001e-05 | 959.8833 | 0.85545 | 819.6316 | 0.00144
| 644.8839 | 0 | 831.4429 | 0.00099855 | 831.2453 | 0.00038225 | 644.8839 | 0 | 831.4429 | -0.00024087 | 831.2453 | 0.0007525 | 822.1246 | 0 | 831.2453 | 0.00046553 | 831.4429 | 0.00055547 | 819.8642 | 0.00022685 | 831.4429 | 0.00095798 | 831.4429 | 0.00015748 | 831.4429 | 0.0005533 | 819.8642 | 0 | 831.4429 | 0.00031574 | 831.2453 | 0.00077109 | 960.0517 | 0.00691 | 959.7459 | 6.6672e-06 | 960.0517 | 0.85235 | 819.8642 | 0.00506
| 645.0054 | 0.00078757 | 831.6816 | 0.00022798 | 831.4841 | -0.00088968 | 645.0054 | 0.00109 | 831.6816 | -0.00026988 | 831.4841 | -0.0014632 | 822.3611 | 0 | 831.4841 | -0.0010712 | 831.6816 | 0 | 820.0969 | -0.0010035 | 831.6816 | 0 | 831.6816 | 0 | 831.6816 | 0 | 820.0969 | 0 | 831.6816 | 0 | 831.4841 | -0.00122 | 960.22 | 0.00584 | 959.9151 | 1.0001e-05 | 960.22 | 0.84961 | 820.0969 | 0.00053608
| 645.1269 | 0 | 831.9203 | 0.00097985 | 831.7228 | 0.00062835 | 645.1269 | 0 | 831.9203 | -2.3653e-05 | 831.7228 | 0.0001126 | 822.5975 | 0 | 831.7228 | 0.00047401 | 831.9204 | 0.0010895 | 820.3295 | -0.0020063 | 831.9204 | 0.00074915 | 831.9203 | 0.00051827 | 831.9204 | 0.00026829 | 820.3295 | 0 | 831.9203 | 0.00035099 | 831.7228 | 0.00054 | 960.3883 | 0.00594 | 960.0843 | 6.6672e-06 | 960.3883 | 0.84395 | 820.3295 | 0.00334
| 645.2484 | 0.00149 | 832.1591 | 0.00045606 | 831.9615 | -0.00034423 | 645.2484 | 0.00038148 | 832.1591 | -0.00058574 | 831.9615 | -0.0012058 | 822.834 | 0 | 831.9615 | -0.00096233 | 832.1591 | 0 | 820.5621 | -0.002492 | 832.1591 | 0 | 832.1591 | 0 | 832.1591 | 0 | 820.5621 | 0 | 832.1591 | 0 | 831.9615 | -0.00037362 | 960.5567 | 0.00615 | 960.2535 | 0 | 960.5567 | 0.83801 | 820.5621 | 0.0038
| 645.37 | 0 | 832.3978 | 0.00031958 | 832.2002 | 7.4528e-05 | 645.37 | 0 | 832.3978 | -0.00021373 | 832.2002 | -0.00073939 | 823.0705 | 0 | 832.2002 | 0.00043644 | 832.3978 | 0.001007 | 820.7948 | 0.001814 | 832.3978 | 0.00059151 | 832.3978 | 0.00058862 | 832.3978 | 0.00064182 | 820.7948 | 0 | 832.3978 | 0.00028822 | 832.2002 | 0.00124 | 960.725 | 0.00555 | 960.4227 | 2.6669e-05 | 960.725 | 0.83177 | 820.7948 | 0.00457
| 645.4915 | 0.00073368 | 832.6366 | -6.818e-05 | 832.439 | -0.0011024 | 645.4915 | 0.00101 | 832.6366 | -0.00027285 | 832.439 | -0.0017978 | 823.3069 | 0 | 832.439 | -0.00089269 | 832.6366 | 0 | 821.0275 | -0.00035271 | 832.6366 | 0 | 832.6366 | 0 | 832.6366 | 0 | 821.0275 | 0 | 832.6366 | 0 | 832.439 | -0.00058737 | 960.8934 | 0.00557 | 960.5919 | 3.0002e-05 | 960.8934 | 0.82699 | 821.0275 | 0.00275
| 645.6131 | 0 | 832.8754 | 0.00027353 | 832.6777 | -2.7828e-05 | 645.6131 | 0 | 832.8754 | -5.2902e-05 | 832.6777 | 0.00043246 | 823.5435 | 0 | 832.6777 | 0.00042902 | 832.8753 | 0.00070102 | 821.2601 | 0.001717 | 832.8753 | 0.00050347 | 832.8754 | 0.0003695 | 832.8753 | 0.00059435 | 821.2601 | 0 | 832.8754 | 0.00036303 | 832.6777 | 0.00051214 | 961.0617 | 0.00772 | 960.7612 | 0 | 961.0617 | 0.82185 | 821.2601 | 0.00509
| 645.7346 | 0.0004462 | 833.1141 | -0.0007142 | 832.9165 | -0.00081291 | 645.7346 | 0.00198 | 833.1141 | -0.00064161 | 832.9165 | -0.0010959 | 823.7799 | 0 | 832.9165 | -0.0010892 | 833.1141 | 0 | 821.4928 | 0.00017796 | 833.1141 | 0 | 833.1141 | 0 | 833.1141 | 0 | 821.4928 | 0 | 833.1141 | 0 | 832.9165 | -0.0006415 | 961.2301 | 0.00375 | 960.9304 | 1.0001e-05 | 961.2301 | 0.81695 | 821.4928 | 0.00257
| 645.8562 | 0 | 833.3529 | 0.00011048 | 833.1552 | 0.00053358 | 645.8562 | 0 | 833.3529 | -0.00010381 | 833.1552 | 0.00032107 | 824.0164 | 0 | 833.1552 | 0.00060075 | 833.3529 | 0.0009948 | 821.7255 | 4.5219e-05 | 833.3529 | 0.00063976 | 833.3529 | 0.00019268 | 833.3529 | 0.0011046 | 821.7255 | 0 | 833.3529 | 0.00024644 | 833.1552 | 0.00062332 | 961.3984 | 0.0064 | 961.0996 | 6.6672e-06 | 961.3984 | 0.81121 | 821.7255 | -0.00077072
| 645.9778 | 0 | 833.5917 | -0.0014331 | 833.394 | -0.00047906 | 645.9778 | 0.00196 | 833.5917 | 0.00041916 | 833.394 | -0.0012253 | 824.2529 | 0 | 833.394 | -0.00089507 | 833.5917 | 0 | 821.9582 | -0.0020392 | 833.5917 | 0 | 833.5917 | 0 | 833.5917 | 0 | 821.9582 | 0 | 833.5917 | 0 | 833.394 | -0.00107 | 961.5668 | 0.00426 | 961.2688 | 1.0001e-05 | 961.5668 | 0.80543 | 821.9582 | 0.00288
| 646.0994 | 0 | 833.8304 | 0.00075266 | 833.6328 | 0.00029375 | 646.0994 | 6.9519e-05 | 833.8304 | 0.00031267 | 833.6328 | -7.2705e-05 | 824.4894 | 0 | 833.6328 | 0.00067608 | 833.8305 | 0.00042419 | 822.1909 | -8.118e-06 | 833.8305 | 0.00085244 | 833.8304 | 0.00024423 | 833.8305 | 0.00042246 | 822.1909 | 0 | 833.8304 | 0.00026701 | 833.6328 | 0.00064087 | 961.7351 | 0.00614 | 961.438 | 6.6672e-06 | 961.7351 | 0.79808 | 822.1909 | 0.00239
| 646.221 | 0.00062587 | 834.0693 | -3.5046e-05 | 833.8716 | -0.0018244 | 646.221 | 0.00153 | 834.0693 | -0.00032674 | 833.8716 | -0.0010031 | 824.726 | 0 | 833.8716 | -0.00082909 | 834.0693 | 0 | 822.4236 | -0.0019464 | 834.0693 | 0 | 834.0693 | 0 | 834.0693 | 0 | 822.4236 | 0 | 834.0693 | 0 | 833.8716 | -0.00078503 | 961.9035 | 0.00596 | 961.6073 | 1.0001e-05 | 961.9035 | 0.79091 | 822.4236 | 0.00195
| 646.3426 | 0 | 834.3081 | 0.00074276 | 834.1103 | 5.6487e-05 | 646.3426 | 0 | 834.3081 | 8.4313e-06 | 834.1103 | 0.00045745 | 824.9625 | 0 | 834.1103 | 0.00054796 | 834.3081 | 0.00069258 | 822.6564 | 0.00030046 | 834.3081 | 0.00085631 | 834.3081 | 0.00019065 | 834.3081 | 0 | 822.6564 | 0 | 834.3081 | 0.00015299 | 834.1104 | 5.129e-05 | 962.0718 | 0.00601 | 961.7765 | 0 | 962.0718 | 0.78365 | 822.6564 | 0.00154
| 646.4642 | 0 | 834.5469 | 0.0002263 | 834.3491 | -0.0010937 | 646.4642 | 0.00199 | 834.5469 | -0.00066155 | 834.3491 | -0.0010534 | 825.1991 | 0 | 834.3491 | -0.00097575 | 834.5469 | 0 | 822.8891 | -0.001218 | 834.5469 | 0 | 834.5469 | 0 | 834.5469 | 0 | 822.8891 | 0 | 834.5469 | 0 | 834.3492 | -0.00029738 | 962.2402 | 0.00264 | 961.9457 | 0 | 962.2402 | 0.77767 | 822.8891 | 0.00341
| 646.5858 | 0 | 834.7857 | 0.0013015 | 834.588 | 0.0004081 | 646.5858 | 0 | 834.7857 | 0.00023922 | 834.588 | -0.00018924 | 825.4356 | 0 | 834.588 | 0.00039724 | 834.7857 | 0.00013855 | 823.1218 | 0.0018804 | 834.7857 | 0.00058603 | 834.7857 | 0.00022353 | 834.7857 | 0.00036566 | 823.1218 | 0 | 834.7857 | 0.0003738 | 834.588 | 0.00062968 | 962.4085 | 0.00631 | 962.115 | 0 | 962.4085 | 0.77097 | 823.1218 | 0.0035
| 646.7075 | 0.00118 | 835.0245 | -0.00022878 | 834.8268 | -2.0975e-05 | 646.7075 | 0.00090168 | 835.0245 | -0.00090987 | 834.8268 | -0.0017242 | 825.6722 | 0 | 834.8268 | -0.00093095 | 835.0246 | 0 | 823.3546 | -0.0027216 | 835.0246 | 0 | 835.0245 | 0 | 835.0246 | 0 | 823.3546 | 0 | 835.0245 | 0 | 834.8268 | -0.00034138 | 962.5769 | 0.00422 | 962.2842 | 3.0002e-05 | 962.5769 | 0.76417 | 823.3546 | 0.00123
| 646.8291 | 0 | 835.2634 | 0.00077567 | 835.0656 | -0.00015595 | 646.8291 | 0 | 835.2634 | -0.00050271 | 835.0656 | 0.00020898 | 825.9088 | 0 | 835.0656 | 0.00047177 | 835.2634 | 0.0010489 | 823.5873 | 0.0018056 | 835.2634 | 0.00094982 | 835.2634 | 0.00056494 | 835.2634 | 2.9992e-06 | 823.5873 | 0 | 835.2634 | 0.00020052 | 835.0656 | 0.00107 | 962.7453 | 0.00526 | 962.4534 | 0 | 962.7453 | 0.75501 | 823.5873 | 0.00288
| 646.9508 | 0.00115 | 835.5023 | 0.00010253 | 835.3044 | -0.00074265 | 646.9508 | 0.00079764 | 835.5023 | -0.00062902 | 835.3044 | -0.00061943 | 826.1453 | 0 | 835.3044 | -0.0010766 | 835.5023 | 0 | 823.8201 | -0.0012181 | 835.5023 | 0 | 835.5023 | 0 | 835.5023 | 0 | 823.8201 | 0 | 835.5023 | 0 | 835.3044 | -0.00041597 | 962.9136 | 0.00478 | 962.6227 | 0 | 962.9136 | 0.74597 | 823.8201 | 0.00165
| 647.0724 | 0 | 835.7411 | 0.00083693 | 835.5433 | 5.3214e-05 | 647.0724 | 0 | 835.7411 | 0.00025411 | 835.5433 | 0.0014726 | 826.382 | 0 | 835.5433 | 0.00044446 | 835.7411 | 0.00089999 | 824.0528 | 0.0012266 | 835.7411 | 0.00056702 | 835.7411 | 0.00040231 | 835.7411 | 0.0006249 | 824.0528 | 0 | 835.7411 | 0.00029329 | 835.5433 | 0.00122 | 963.082 | 0.00587 | 962.7919 | 0 | 963.082 | 0.73633 | 824.0528 | 0.00462
| 647.1941 | 0.0006079 | 835.98 | -0.00039383 | 835.7821 | 0.00015348 | 647.1941 | 0.00229 | 835.98 | -0.00064236 | 835.7821 | -0.0013744 | 826.6185 | 0 | 835.7821 | -0.00083172 | 835.98 | 0 | 824.2856 | 0.0010852 | 835.98 | 0 | 835.98 | 0 | 835.98 | 0 | 824.2856 | 0 | 835.98 | 0 | 835.7821 | -0.0003866 | 963.2503 | 0.00454 | 962.9611 | 1.0001e-05 | 963.2503 | 0.72885 | 824.2856 | 0.00441
| 647.3158 | 0 | 836.2189 | 0.00032078 | 836.021 | 0.00055007 | 647.3158 | 0 | 836.2189 | -0.00025529 | 836.021 | 0.00061141 | 826.8551 | 0 | 836.021 | 0.00057087 | 836.2189 | 0.00078082 | 824.5184 | 0.00090175 | 836.2189 | 0.00067933 | 836.2189 | 0.0006407 | 836.2189 | 0.00041632 | 824.5184 | 0 | 836.2189 | 0.00042224 | 836.0209 | 0.00118 | 963.4187 | 0.00533 | 963.1304 | 0 | 963.4187 | 0.72158 | 824.5184 | 0.00344
| 647.4375 | 0.000554 | 836.4578 | -0.00030533 | 836.2598 | -0.00041284 | 647.4375 | 0.00123 | 836.4578 | -0.00041498 | 836.2598 | -0.0010969 | 827.0917 | 0 | 836.2598 | -0.00092338 | 836.4577 | 0 | 824.7512 | -0.0034625 | 836.4577 | 0 | 836.4578 | 0 | 836.4577 | 0 | 824.7512 | 0 | 836.4578 | 0 | 836.2598 | -0.00067518 | 963.587 | 0.00719 | 963.2997 | 1.0001e-05 | 963.587 | 0.71621 | 824.7512 | 0.00164
| 647.5592 | 0 | 836.6967 | 0.00037874 | 836.4987 | -0.00066099 | 647.5592 | 0 | 836.6967 | -2.4981e-05 | 836.4987 | 0.00015562 | 827.3284 | 0 | 836.4987 | 0.00058357 | 836.6966 | 0.00095024 | 824.9839 | 0.0019218 | 836.6966 | 0.00070742 | 836.6967 | 0.00013376 | 836.6966 | 0.00024235 | 824.9839 | 0 | 836.6967 | 0.00040472 | 836.4987 | 0.00034018 | 963.7554 | 0.00499 | 963.4689 | 6.6672e-06 | 963.7554 | 0.70977 | 824.984 | 0.00322
| 647.6809 | 0 | 836.9355 | -0.00046845 | 836.7375 | -0.00068272 | 647.6809 | 0.00057222 | 836.9355 | -0.00048124 | 836.7375 | -0.0013253 | 827.565 | 0 | 836.7375 | -0.00090232 | 836.9355 | 0 | 825.2167 | -0.0011702 | 836.9355 | 0 | 836.9355 | 0 | 836.9355 | 0 | 825.2167 | 0 | 836.9356 | 0 | 836.7376 | -0.00149 | 963.9238 | 0.00454 | 963.6382 | 3.0002e-05 | 963.9238 | 0.70328 | 825.2167 | 0.00334
| 647.8026 | 0 | 837.1744 | 0.00083953 | 836.9764 | 0.00064038 | 647.8026 | 0 | 837.1744 | -0.00029018 | 836.9764 | 0.00051144 | 827.8016 | 0 | 836.9764 | 0.00079566 | 837.1745 | 0.00053014 | 825.4495 | 0.0013116 | 837.1745 | 0.00078793 | 837.1744 | 0.00072082 | 837.1745 | 0.00096048 | 825.4495 | 0 | 837.1744 | 0.00037179 | 836.9764 | 0.00085548 | 964.0921 | 0.00652 | 963.8074 | 0 | 964.0921 | 0.69516 | 825.4495 | 0.0042
| 647.9243 | 0.00041025 | 837.4134 | 0.00092158 | 837.2153 | -0.0003904 | 647.9243 | 0.00158 | 837.4134 | -0.00010946 | 837.2153 | -0.0014576 | 828.0383 | 0 | 837.2153 | -0.00076538 | 837.4134 | 0 | 825.6824 | 6.6762e-05 | 837.4134 | 0 | 837.4134 | 0 | 837.4134 | 0 | 825.6824 | 0 | 837.4134 | 0 | 837.2153 | -0.00066439 | 964.2605 | 0.00531 | 963.9767 | 1.0001e-05 | 964.2605 | 0.68812 | 825.6824 | 0.00050211
| 648.0461 | 0 | 837.6523 | 0.00011283 | 837.4542 | 3.0349e-05 | 648.0461 | 0 | 837.6523 | 0.00058571 | 837.4542 | 0.00057714 | 828.2749 | 0 | 837.4542 | 0.00062142 | 837.6523 | 0.00026836 | 825.9152 | 0.0013025 | 837.6523 | 0.00039859 | 837.6523 | 0.00026723 | 837.6523 | 0.00070451 | 825.9152 | 0 | 837.6523 | 0.000211 | 837.4542 | 0.00041943 | 964.4289 | 0.00608 | 964.1459 | 0 | 964.4289 | 0.68043 | 825.9152 | 0.0026
| 648.1678 | 0.00205 | 837.8912 | 8.2032e-05 | 837.6931 | -0.0011795 | 648.1678 | 0.0006936 | 837.8912 | -0.00072829 | 837.6931 | -0.0013506 | 828.5116 | 0 | 837.6931 | -0.00091138 | 837.8912 | 0 | 826.148 | -0.0010945 | 837.8912 | 0 | 837.8912 | 0 | 837.8912 | 0 | 826.148 | 0 | 837.8912 | 0 | 837.6931 | -0.00067946 | 964.5973 | 0.00543 | 964.3152 | 3.0002e-05 | 964.5973 | 0.67325 | 826.148 | 0.00057021
| 648.2895 | 0 | 838.1302 | 0.00047507 | 837.932 | 0.00025749 | 648.2895 | 0 | 838.1302 | -0.00029464 | 837.932 | 0.00027766 | 828.7482 | 0 | 837.932 | 0.00061673 | 838.1302 | 0.0011052 | 826.3809 | 0.00067106 | 838.1302 | 0.00051925 | 838.1302 | 0.0004415 | 838.1302 | 0.00075566 | 826.3809 | 0 | 838.1302 | 0.00033984 | 837.932 | 0.00073494 | 964.7656 | 0.00694 | 964.4845 | 0 | 964.7656 | 0.66483 | 826.3809 | 0.00659
| 648.4113 | 0.00091335 | 838.3691 | -0.00014732 | 838.1709 | -4.2752e-05 | 648.4113 | 0.00132 | 838.3691 | 0.00031669 | 838.1709 | -0.00089888 | 828.9849 | 0 | 838.1709 | -0.00080861 | 838.3691 | 0 | 826.6137 | -0.0013807 | 838.3691 | 0 | 838.3691 | 0 | 838.3691 | 0 | 826.6137 | 0 | 838.3691 | 0 | 838.1709 | -0.00126 | 964.934 | 0.00436 | 964.6537 | 1.0001e-05 | 964.934 | 0.65769 | 826.6137 | 0.00347
| 648.5331 | 0 | 838.6081 | 0.0011919 | 838.4099 | 0.00045501 | 648.5331 | 0 | 838.6081 | 0.00019118 | 838.4099 | 0.00068217 | 829.2216 | 0 | 838.4099 | 0.00048262 | 838.6081 | 0.00097826 | 826.8466 | 0.0013745 | 838.6081 | 0.00045755 | 838.6081 | 0.00051275 | 838.6081 | 0.00067993 | 826.8466 | 0 | 838.6081 | 0.00027305 | 838.4099 | 0.00057617 | 965.1024 | 0.00427 | 964.823 | 6.6672e-06 | 965.1024 | 0.65041 | 826.8466 | 0.00367
| 648.6549 | 0 | 838.847 | -0.00070122 | 838.6488 | -0.0010855 | 648.6549 | 0.00065893 | 838.847 | -0.00010445 | 838.6488 | -0.0012822 | 829.4583 | 0 | 838.6488 | -0.0009405 | 838.847 | 0 | 827.0794 | -0.00039805 | 838.847 | 0 | 838.847 | 0 | 838.847 | 0 | 827.0794 | 0 | 838.847 | 0 | 838.6488 | -0.00088681 | 965.2707 | 0.0058 | 964.9923 | 1.0001e-05 | 965.2707 | 0.64484 | 827.0794 | 0.00363
| 648.7766 | 0 | 839.086 | 0.00045141 | 838.8877 | 0.00057781 | 648.7766 | 0 | 839.086 | 0.00033342 | 838.8877 | -0.00040816 | 829.695 | 0 | 838.8877 | 0.00054158 | 839.086 | 0.00067813 | 827.3123 | 0.001101 | 839.086 | 0.00019084 | 839.086 | 0.00066999 | 839.086 | 0.0015294 | 827.3123 | 0 | 839.086 | 0.00051358 | 838.8877 | 0.00145 | 965.4391 | 0.00916 | 965.1616 | 6.6672e-06 | 965.4391 | 0.63866 | 827.3123 | 0.00508
| 648.8984 | 0.0016 | 839.325 | -0.00031183 | 839.1267 | -0.00089677 | 648.8984 | 0.00165 | 839.325 | -0.00049274 | 839.1267 | -0.0016575 | 829.9317 | 0 | 839.1267 | -0.0010866 | 839.325 | 0 | 827.5452 | -0.001921 | 839.325 | 0 | 839.325 | 0 | 839.325 | 0 | 827.5452 | 0 | 839.325 | 0 | 839.1267 | -0.000307 | 965.6075 | 0.00345 | 965.3308 | 1.0001e-05 | 965.6075 | 0.63257 | 827.5452 | 0.00312
| 649.0202 | 0 | 839.564 | 0.0001173 | 839.3656 | 6.4228e-05 | 649.0202 | 0 | 839.564 | -0.00069414 | 839.3656 | 0.00050688 | 830.1684 | 0 | 839.3656 | 0.00046055 | 839.564 | 0.00047909 | 827.778 | 0.00075604 | 839.564 | 0.00093121 | 839.564 | 0.00042936 | 839.564 | 0.00082339 | 827.778 | 0 | 839.564 | 0.00034712 | 839.3656 | 0.00038392 | 965.7759 | 0.00606 | 965.5001 | 0 | 965.7759 | 0.62505 | 827.778 | 0.0022
| 649.1421 | 0.00076961 | 839.803 | -0.00032261 | 839.6046 | -0.00088283 | 649.1421 | 0.00065893 | 839.803 | -0.00074583 | 839.6046 | -0.0015223 | 830.4052 | 0 | 839.6046 | -0.00097006 | 839.803 | 0 | 828.0109 | 0.0019308 | 839.803 | 0 | 839.803 | 0 | 839.803 | 0 | 828.0109 | 0 | 839.803 | 0 | 839.6046 | -0.00093401 | 965.9443 | 0.0058 | 965.6694 | 1.0001e-05 | 965.9443 | 0.61698 | 828.0109 | 0.00548
| 649.2639 | 0 | 840.042 | 0.00056748 | 839.8436 | -0.00015116 | 649.2639 | 0 | 840.042 | -0.00022478 | 839.8436 | 0.00022173 | 830.6419 | 0 | 839.8436 | 0.00030918 | 840.042 | 1.7958e-05 | 828.2438 | 0.00095151 | 840.042 | 0.00027281 | 840.042 | 0.00037786 | 840.042 | 0.00021432 | 828.2438 | 0 | 840.042 | 0.00037259 | 839.8436 | 0.00072861 | 966.1126 | 0.00522 | 965.8387 | 0 | 966.1126 | 0.60671 | 828.2438 | 0.00281
| 649.3857 | 0 | 840.281 | -0.00019765 | 840.0825 | -0.00077543 | 649.3857 | 0.00134 | 840.281 | -0.00037552 | 840.0825 | -0.00092229 | 830.8786 | 0 | 840.0825 | -0.0010816 | 840.281 | 0 | 828.4767 | -0.002168 | 840.281 | 0 | 840.281 | 0 | 840.281 | 0 | 828.4767 | 0 | 840.281 | 0 | 840.0825 | -0.00107 | 966.281 | 0.00411 | 966.008 | 1.0001e-05 | 966.281 | 0.5961 | 828.4767 | 0.00037028
| 649.5076 | 0 | 840.52 | -0.00038538 | 840.3215 | 0.00022148 | 649.5076 | 0 | 840.52 | 0.00019815 | 840.3215 | -0.0005078 | 831.1154 | 0 | 840.3215 | 0.00052382 | 840.52 | 0.00060935 | 828.7096 | 0.0014301 | 840.52 | 0.00044568 | 840.52 | 0.00013314 | 840.52 | 0.00054553 | 828.7096 | 0 | 840.52 | 0.00026478 | 840.3215 | 0.0005734 | 966.4494 | 0.00577 | 966.1773 | 6.6672e-06 | 966.4494 | 0.5847 | 828.7096 | 0.00443
| 649.6294 | 0.00091335 | 840.7591 | -0.00087947 | 840.5605 | -0.0014242 | 649.6294 | 0.00139 | 840.7591 | -0.000642 | 840.5605 | -0.0015663 | 831.3521 | 0 | 840.5605 | -0.0011479 | 840.7591 | 0 | 828.9425 | -0.0013987 | 840.7591 | 0 | 840.7591 | 0 | 840.7591 | 0 | 828.9425 | 0 | 840.7591 | 0 | 840.5605 | -0.00096853 | 966.6178 | 0.00515 | 966.3466 | 3.0002e-05 | 966.6178 | 0.57556 | 828.9425 | 0.00303
| 649.7513 | 0 | 840.9981 | 0.0002838 | 840.7995 | 0.00036575 | 649.7513 | 0 | 840.9981 | -4.4662e-05 | 840.7995 | 0.00012919 | 831.5889 | 0 | 840.7995 | 0.00051528 | 840.9981 | 0.00081553 | 829.1755 | 0.0028333 | 840.9981 | 0.00072933 | 840.9981 | 0.00010162 | 840.9981 | 0.00087455 | 829.1755 | 0 | 840.9981 | 0.00028576 | 840.7995 | 0.00025361 | 966.7862 | 0.00612 | 966.5159 | 0 | 966.7862 | 0.56659 | 829.1755 | 0.00655
| 649.8731 | 0.00091335 | 841.2372 | 0.00013551 | 841.0385 | -0.00049298 | 649.8731 | 0.00127 | 841.2372 | -0.000171 | 841.0385 | -0.0011089 | 831.8257 | 0 | 841.0385 | -0.00085439 | 841.2372 | 0 | 829.4084 | -0.002907 | 841.2372 | 0 | 841.2372 | 0 | 841.2372 | 0 | 829.4084 | 0 | 841.2372 | 0 | 841.0385 | -0.00119 | 966.9546 | 0.00431 | 966.6852 | 0 | 966.9546 | 0.55908 | 829.4084 | 0.00376
| 649.995 | 0 | 841.4762 | 0.00056876 | 841.2775 | -0.00011651 | 649.995 | 0 | 841.4762 | -0.00038531 | 841.2775 | 0.00073949 | 832.0624 | 0 | 841.2775 | 0.00046044 | 841.4762 | 0.00043634 | 829.6413 | 0.0019808 | 841.4762 | 0.00018431 | 841.4762 | 0.00035266 | 841.4762 | 0.00075606 | 829.6413 | 0 | 841.4762 | 0.00033023 | 841.2775 | 0.00071311 | 967.1229 | 0.00506 | 966.8545 | 0 | 967.1229 | 0.5505 | 829.6413 | 0.00181
| 650.1169 | 0 | 841.7153 | 0.00017079 | 841.5166 | -0.00063143 | 650.1169 | 0.00102 | 841.7153 | -0.00053993 | 841.5166 | -0.001217 | 832.2993 | 0 | 841.5166 | -0.00088371 | 841.7153 | 0 | 829.8743 | -0.0012179 | 841.7153 | 0 | 841.7153 | 0 | 841.7153 | 0 | 829.8743 | 0 | 841.7153 | 0 | 841.5166 | -0.0007515 | 967.2913 | 0.00484 | 967.0238 | 3.0002e-05 | 967.2913 | 0.54255 | 829.8743 | 0.00345
| 650.2388 | 0 | 841.9543 | 0.00079555 | 841.7556 | 0.0006204 | 650.2388 | 0 | 841.9543 | -0.00080685 | 841.7556 | -0.00034538 | 832.536 | 0 | 841.7556 | 0.00034692 | 841.9544 | 0.00014158 | 830.1072 | 0.00073512 | 841.9544 | 0.00079128 | 841.9543 | 0.00063945 | 841.9544 | 0.0006626 | 830.1072 | 0 | 841.9543 | 0.00026849 | 841.7556 | 0.00102 | 967.4597 | 0.00434 | 967.1931 | 2.6669e-05 | 967.4597 | 0.53362 | 830.1072 | 0.00351
| 650.3607 | 0.00152 | 842.1934 | -0.00038287 | 841.9946 | -0.00017677 | 650.3607 | 0.00093636 | 842.1934 | -0.00019739 | 841.9946 | -0.00093462 | 832.7728 | 0 | 841.9946 | -0.00092966 | 842.1934 | 0 | 830.3402 | -0.0013336 | 842.1934 | 0 | 842.1934 | 0 | 842.1934 | 0 | 830.3402 | 0 | 842.1934 | 0 | 841.9946 | -0.00101 | 967.6281 | 0.00626 | 967.3624 | 3.0002e-05 | 967.6281 | 0.52535 | 830.3402 | 0.00279
| 650.4826 | 0 | 842.4325 | 0.00059265 | 842.2337 | 0.00035809 | 650.4826 | 0 | 842.4325 | -8.5345e-05 | 842.2337 | 0.00097299 | 833.0096 | 0 | 842.2337 | 0.0007113 | 842.4325 | 0.00077446 | 830.5732 | 0.00050164 | 842.4325 | 0.0010631 | 842.4325 | 0.00064583 | 842.4325 | 0.0010233 | 830.5732 | 0 | 842.4325 | 0.00025286 | 842.2337 | 0.00135 | 967.7965 | 0.0055 | 967.5317 | 6.6672e-06 | 967.7965 | 0.51605 | 830.5732 | 0.00271
| 650.6045 | 5.091e-05 | 842.6716 | -0.0017484 | 842.4727 | -0.00058977 | 650.6045 | 0.00041617 | 842.6716 | -0.00048734 | 842.4727 | -0.0010873 | 833.2465 | 0 | 842.4727 | -0.00096332 | 842.6716 | 0 | 830.8062 | -0.00027285 | 842.6716 | 0 | 842.6716 | 0 | 842.6716 | 0 | 830.8062 | 0 | 842.6716 | 0 | 842.4727 | -0.00065735 | 967.9649 | 0.0058 | 967.701 | 0 | 967.9649 | 0.50744 | 830.8062 | 0.00286
| 650.7264 | 0 | 842.9107 | 0.00030667 | 842.7118 | -0.00034726 | 650.7264 | 0 | 842.9107 | -0.00031398 | 842.7118 | 0.00092149 | 833.4833 | 0 | 842.7118 | 0.00047791 | 842.9107 | 0.00086624 | 831.0391 | -0.00076344 | 842.9107 | 0.00057836 | 842.9107 | 0.00051266 | 842.9107 | 0.00086177 | 831.0391 | 0 | 842.9107 | 0.00026725 | 842.7118 | 0.00055008 | 968.1333 | 0.00473 | 967.8703 | 0 | 968.1333 | 0.4982 | 831.0391 | 0.00618
| 650.8484 | 6.8875e-05 | 843.1498 | -0.00068793 | 842.9508 | -0.00042944 | 650.8484 | 0.00041617 | 843.1498 | -0.00018143 | 842.9508 | -0.0013582 | 833.7202 | 0 | 842.9508 | -0.00072008 | 843.1498 | 0 | 831.2721 | -0.0017998 | 843.1498 | 0 | 843.1498 | 0 | 843.1498 | 0 | 831.2721 | 0 | 843.1498 | 0 | 842.9508 | -0.00094779 | 968.3017 | 0.00376 | 968.0396 | 3.0002e-05 | 968.3017 | 0.48991 | 831.2721 | 0.00226
| 650.9703 | 0 | 843.389 | 0.00036633 | 843.1899 | -0.00059082 | 650.9703 | 0 | 843.389 | 0.00023329 | 843.1899 | -0.00040637 | 833.957 | 0 | 843.1899 | 0.00028997 | 843.389 | 0.00025721 | 831.5051 | 0.00096274 | 843.389 | 0.00050243 | 843.389 | 2.6262e-05 | 843.389 | 0.00037914 | 831.5051 | 0 | 843.389 | 0.00018676 | 843.1899 | 0.00077664 | 968.4701 | 0.00817 | 968.209 | 6.6672e-06 | 968.4701 | 0.48128 | 831.5051 | 0.00626
| 651.0923 | 0.0004462 | 843.6281 | -0.00022645 | 843.429 | -0.00058386 | 651.0923 | 0.00086701 | 843.6281 | -0.00042294 | 843.429 | -0.001395 | 834.1938 | 0 | 843.429 | -0.00097172 | 843.6281 | 0 | 831.7381 | -0.0047182 | 843.6281 | 0 | 843.6281 | 0 | 843.6281 | 0 | 831.7381 | 0 | 843.6281 | 0 | 843.429 | -0.00115 | 968.6385 | 0.00561 | 968.3783 | 1.0001e-05 | 968.6385 | 0.47356 | 831.7381 | 0.00157
| 651.2143 | 0 | 843.8672 | 0.0010753 | 843.6681 | 0.00037882 | 651.2143 | 0 | 843.8672 | 0.00020583 | 843.6681 | -9.8906e-05 | 834.4307 | 0 | 843.6681 | 0.0005252 | 843.8672 | 0.0006946 | 831.9711 | 0.0015867 | 843.8672 | 0.00051395 | 843.8672 | 0.00062135 | 843.8672 | 0.00071494 | 831.9711 | 0 | 843.8673 | 0.00033415 | 843.6681 | 0.00096407 | 968.8069 | 0.00717 | 968.5476 | 0 | 968.8069 | 0.46584 | 831.9711 | 0.00345
| 651.3362 | 0.00102 | 844.1064 | -0.00032846 | 843.9072 | 0.00046635 | 651.3362 | 0.00031212 | 844.1064 | -0.00066445 | 843.9072 | -0.00086261 | 834.6676 | 0 | 843.9072 | -0.00092051 | 844.1064 | 0 | 832.2042 | -0.0016639 | 844.1064 | 0 | 844.1064 | 0 | 844.1064 | 0 | 832.2042 | 0 | 844.1064 | 0 | 843.9072 | 0.0001731 | 968.9752 | 0.00557 | 968.7169 | 1.0001e-05 | 968.9752 | 0.45871 | 832.2042 | 0.00193
| 651.4582 | 0 | 844.3455 | 0.00033906 | 844.1463 | -0.00062961 | 651.4582 | 0 | 844.3455 | 0.00023466 | 844.1463 | 0.0002705 | 834.9045 | 0 | 844.1463 | 0.00045146 | 844.3455 | 0.00018271 | 832.4371 | 0.0023343 | 844.3455 | 0.00039603 | 844.3455 | 0 | 844.3455 | 4.4523e-05 | 832.4371 | 0 | 844.3455 | 8.5574e-05 | 844.1463 | 0.00077205 | 969.1436 | 0.00666 | 968.8863 | 0 | 969.1436 | 0.45095 | 832.4371 | 0.00371
| 651.5802 | 0.00035636 | 844.5847 | -2.8285e-05 | 844.3854 | 0.00014809 | 651.5802 | 0.00055488 | 844.5847 | -3.6313e-06 | 844.3854 | -0.0010679 | 835.1414 | 0 | 844.3854 | -0.00089094 | 844.5847 | 0 | 832.6702 | -0.0020182 | 844.5847 | 0 | 844.5847 | 0 | 844.5847 | 0 | 832.6702 | 0 | 844.5847 | 0 | 844.3854 | -0.00037687 | 969.312 | 0.00584 | 969.0556 | 3.0002e-05 | 969.312 | 0.44301 | 832.6702 | 0.00274
| 651.7022 | 0 | 844.8239 | 0.00038575 | 844.6245 | 0.00039586 | 651.7022 | 0 | 844.8239 | -6.7004e-05 | 844.6245 | 8.04e-05 | 835.3782 | 0 | 844.6245 | 0.00051965 | 844.8239 | 0.00069356 | 832.9033 | 0.0017666 | 844.8239 | 0.00077691 | 844.8239 | 0.0003583 | 844.8239 | 0.00048351 | 832.9033 | 0 | 844.8238 | 0.00019599 | 844.6245 | 0.0008467 | 969.4805 | 0.00642 | 969.2249 | 2.6669e-05 | 969.4805 | 0.43449 | 832.9033 | 0.00167
| 651.8242 | 0.00084148 | 845.063 | -0.0001861 | 844.8636 | -0.00011087 | 651.8242 | 0.00095371 | 845.063 | -0.00013642 | 844.8636 | -0.0016556 | 835.6151 | 0 | 844.8636 | -0.00087897 | 845.063 | 0 | 833.1363 | -0.0012606 | 845.063 | 0 | 845.063 | 0 | 845.063 | 0 | 833.1363 | 0 | 845.063 | 0 | 844.8636 | -0.00091007 | 969.6489 | 0.00216 | 969.3943 | 1.0001e-05 | 969.6489 | 0.42735 | 833.1363 | 0.00188
| 651.9462 | 0 | 845.3022 | -4.9219e-05 | 845.1027 | 5.392e-05 | 651.9462 | 0 | 845.3022 | 0.0002384 | 845.1027 | 0.00015751 | 835.8521 | 0 | 845.1027 | 0.00050315 | 845.3022 | 0.0010948 | 833.3693 | 0.0025961 | 845.3022 | 0.0004893 | 845.3022 | 0.0004384 | 845.3022 | 0.0010224 | 833.3693 | 0 | 845.3022 | 0.00044526 | 845.1027 | 0.00029418 | 969.8172 | 0.00615 | 969.5636 | 6.6672e-06 | 969.8172 | 0.42027 | 833.3693 | 0.00621
| 652.0683 | 0.00030245 | 845.5414 | -0.00032362 | 845.3419 | 0.00011842 | 652.0683 | 0.00060691 | 845.5414 | -0.0006189 | 845.3419 | -0.0004136 | 836.089 | 0 | 845.3419 | -0.00086369 | 845.5414 | 0 | 833.6024 | -0.003061 | 845.5414 | 0 | 845.5414 | 0 | 845.5414 | 0 | 833.6024 | 0 | 845.5414 | 0 | 845.3419 | -0.00026766 | 969.9856 | 0.00466 | 969.7329 | 1.0001e-05 | 969.9856 | 0.41381 | 833.6024 | 0.00276
| 652.1903 | 0 | 845.7806 | 0.00065286 | 845.581 | 0.00020853 | 652.1903 | 0 | 845.7806 | 9.6341e-06 | 845.581 | -0.00017813 | 836.3259 | 0 | 845.581 | 0.00033754 | 845.7806 | 0.00029466 | 833.8354 | 0.0010144 | 845.7806 | 0.00079041 | 845.7806 | 0.00051878 | 845.7806 | 0.0011489 | 833.8354 | 0 | 845.7806 | 0.00052286 | 845.581 | 0.00131 | 970.1541 | 0.00601 | 969.9023 | 6.6672e-06 | 970.1541 | 0.40612 | 833.8355 | 0.00237
| 652.3124 | 0.0004462 | 846.0198 | -0.00045136 | 845.8202 | -0.00073547 | 652.3124 | 0.00079764 | 846.0198 | -0.00062475 | 845.8202 | -0.00092067 | 836.5628 | 0 | 845.8202 | -0.00076668 | 846.0198 | 0 | 834.0685 | -0.00042713 | 846.0198 | 0 | 846.0198 | 0 | 846.0198 | 0 | 834.0685 | 0 | 846.0198 | 0 | 845.8202 | -0.00067888 | 970.3225 | 0.00531 | 970.0716 | 1.0001e-05 | 970.3225 | 0.39844 | 834.0685 | 0.00452
| 652.4344 | 0 | 846.259 | 0.0012582 | 846.0593 | -0.00051913 | 652.4344 | 0 | 846.259 | 0.0002463 | 846.0593 | 6.6965e-05 | 836.7998 | 0 | 846.0593 | 0.00052632 | 846.2591 | 0.00095595 | 834.3016 | 0.0018239 | 846.2591 | 0.00065755 | 846.259 | 0.00055644 | 846.2591 | 0.00073467 | 834.3016 | 0 | 846.259 | 0.00022643 | 846.0593 | 0.00044739 | 970.4909 | 0.00573 | 970.241 | 6.6672e-06 | 970.4909 | 0.39018 | 834.3016 | 0.00252
| 652.5565 | 0.00094928 | 846.4983 | -0.00032219 | 846.2985 | 0.00087974 | 652.5565 | 0.00109 | 846.4983 | -0.0008177 | 846.2985 | -0.00079488 | 837.0367 | 0 | 846.2985 | -0.00084666 | 846.4983 | 0 | 834.5347 | 0.00053596 | 846.4983 | 0 | 846.4983 | 0 | 846.4983 | 0 | 834.5347 | 0 | 846.4983 | 0 | 846.2985 | -0.00040534 | 970.6593 | 0.00547 | 970.4103 | 3.0002e-05 | 970.6593 | 0.383 | 834.5347 | 0.00141
| 652.6786 | 0 | 846.7375 | 0.00069487 | 846.5377 | 0.00069077 | 652.6786 | 0 | 846.7375 | -0.00021069 | 846.5377 | 0.00043784 | 837.2737 | 0 | 846.5377 | 0.00052841 | 846.7375 | 0.00030005 | 834.7678 | 0.0023151 | 846.7375 | 0.0016992 | 846.7375 | 0.00073975 | 846.7375 | 0.00069123 | 834.7678 | 0 | 846.7375 | 0.0003062 | 846.5377 | 0.00082535 | 970.8277 | 0.00512 | 970.5797 | 6.6672e-06 | 970.8277 | 0.37557 | 834.7678 | 0.00496
| 652.8007 | 0.0005001 | 846.9767 | 0.00024322 | 846.7769 | -0.001178 | 652.8007 | 0.00172 | 846.9767 | -0.00061756 | 846.7769 | -0.0016298 | 837.5107 | 0 | 846.7769 | -0.00096836 | 846.9768 | 0 | 835.0009 | 0.0017101 | 846.9768 | 0 | 846.9767 | 0 | 846.9768 | 0 | 835.0009 | 0 | 846.9768 | 0 | 846.7768 | -0.00128 | 970.9961 | 0.0077 | 970.7491 | 3.0002e-05 | 970.9961 | 0.36904 | 835.0009 | 0.00342
| 652.9227 | 0 | 847.216 | 0.00088711 | 847.016 | 0.00049504 | 652.9227 | 0 | 847.216 | 0.00096572 | 847.016 | 0.00061571 | 837.7476 | 0 | 847.016 | 0.00055633 | 847.216 | 0.0014179 | 835.234 | 0.0032918 | 847.216 | 0.0010007 | 847.216 | 0.00084588 | 847.216 | 0.0012911 | 835.234 | 0 | 847.216 | 0.0003055 | 847.016 | 0.00081383 | 971.1645 | 0.00796 | 970.9184 | 0 | 971.1645 | 0.36182 | 835.234 | 0.0049
| 653.0448 | 0.00113 | 847.4553 | -0.0006753 | 847.2552 | -0.0015097 | 653.0448 | 0.00128 | 847.4553 | -0.00094642 | 847.2552 | -0.0010853 | 837.9846 | 0 | 847.2552 | -0.0011707 | 847.4553 | 0 | 835.4672 | 0.0010157 | 847.4553 | 0 | 847.4553 | 0 | 847.4553 | 0 | 835.4672 | 0 | 847.4553 | 0 | 847.2552 | -0.0005394 | 971.3329 | 0.00338 | 971.0878 | 3.0002e-05 | 971.3329 | 0.3558 | 835.4672 | -0.00021462
| 653.167 | 0 | 847.6945 | 0.00025082 | 847.4944 | -0.00037278 | 653.167 | 0 | 847.6945 | 0.00021797 | 847.4944 | 3.9747e-05 | 838.2216 | 0 | 847.4944 | 0.00052548 | 847.6945 | 0.00054831 | 835.7003 | -0.00036291 | 847.6945 | 0.00023632 | 847.6945 | 0.0003642 | 847.6945 | 0.00054791 | 835.7003 | 0 | 847.6945 | 0.0003734 | 847.4944 | 0.00062165 | 971.5013 | 0.00721 | 971.2571 | 0 | 971.5013 | 0.34985 | 835.7003 | 0.00399
| 653.2891 | 0.00115 | 847.9338 | -0.00011161 | 847.7336 | -0.00041164 | 653.2891 | 0.00139 | 847.9338 | -0.00083568 | 847.7336 | -0.0011089 | 838.4586 | 0 | 847.7336 | -0.0010134 | 847.9338 | 0 | 835.9334 | -0.0018298 | 847.9338 | 0 | 847.9338 | 0 | 847.9338 | 0 | 835.9334 | 0 | 847.9338 | 0 | 847.7337 | -0.00132 | 971.6698 | 0.00575 | 971.4265 | 5.0004e-05 | 971.6698 | 0.34475 | 835.9334 | 0.00204
| 653.4112 | 0 | 848.1731 | 0.00067811 | 847.9729 | 9.9388e-05 | 653.4112 | 0 | 848.1731 | 0.00036222 | 847.9729 | 0.00049408 | 838.6956 | 0 | 847.9729 | 0.00045932 | 848.1731 | 0.00093588 | 836.1666 | -0.00016033 | 848.1731 | 0.001066 | 848.1731 | 0.00015621 | 848.1731 | 0.00078918 | 836.1666 | 0 | 848.1731 | 0.00036181 | 847.9729 | 0.00047783 | 971.8382 | 0.00543 | 971.5959 | 6.6672e-06 | 971.8382 | 0.33917 | 836.1666 | 0.00382
| 653.5333 | 0.00084148 | 848.4124 | -9.9806e-05 | 848.2121 | -0.00027868 | 653.5333 | 0.00132 | 848.4124 | -0.00050699 | 848.2121 | -0.0014382 | 838.9326 | 0 | 848.2121 | -0.00084037 | 848.4124 | 0 | 836.3997 | -0.0020028 | 848.4124 | 0 | 848.4124 | 0 | 848.4124 | 0 | 836.3997 | 0 | 848.4124 | 0 | 848.2121 | -0.00051107 | 972.0066 | 0.00433 | 971.7652 | 1.0001e-05 | 972.0066 | 0.33399 | 836.3997 | 0.00329
| 653.6555 | 0 | 848.6517 | 2.2802e-05 | 848.4513 | -9.5109e-05 | 653.6555 | 0 | 848.6517 | -0.00027265 | 848.4513 | 0.00051919 | 839.1697 | 0 | 848.4513 | 0.00051041 | 848.6517 | 0.00056502 | 836.6329 | 0.001056 | 848.6517 | 0.00052302 | 848.6517 | 0.00044577 | 848.6517 | 0.00068303 | 836.6329 | 0 | 848.6517 | 0.00027469 | 848.4513 | 0.0011 | 972.175 | 0.00698 | 971.9346 | 0 | 972.175 | 0.32797 | 836.6329 | 0.0051
| 653.7776 | 0.0006079 | 848.891 | 3.848e-05 | 848.6906 | 0.00035555 | 653.7776 | 0.00109 | 848.891 | -0.00086334 | 848.6906 | -0.0010085 | 839.4067 | 0 | 848.6906 | -0.00083013 | 848.891 | 0 | 836.866 | -0.0015283 | 848.891 | 0 | 848.891 | 0 | 848.891 | 0 | 836.866 | 0 | 848.891 | 0 | 848.6906 | 0.00019031 | 972.3434 | 0.00441 | 972.104 | 1.0001e-05 | 972.3434 | 0.32271 | 836.866 | 0.00304
| 653.8998 | 0 | 849.1303 | 0.0006982 | 848.9298 | -0.0004299 | 653.8998 | 0 | 849.1303 | 0.00029721 | 848.9298 | 0.0012237 | 839.6437 | 0 | 848.9298 | 0.00047265 | 849.1303 | 0.00062074 | 837.0992 | 0.0023587 | 849.1303 | 0.00071747 | 849.1303 | 0.00024928 | 849.1303 | 0.00031393 | 837.0992 | 0 | 849.1303 | 0.00015497 | 848.9298 | 0.00098306 | 972.5118 | 0.00619 | 972.2734 | 6.6672e-06 | 972.5118 | 0.31699 | 837.0992 | 0.00367
| 654.022 | 0.00116 | 849.3696 | 5.3198e-05 | 849.1691 | -0.00092674 | 654.022 | 0.00123 | 849.3696 | -0.00078556 | 849.1691 | -0.0012132 | 839.8808 | 0 | 849.1691 | -0.00086091 | 849.3696 | 0 | 837.3324 | -7.856e-05 | 849.3696 | 0 | 849.3696 | 0 | 849.3696 | 0 | 837.3324 | 0 | 849.3696 | 0 | 849.1691 | -0.00032004 | 972.6803 | 0.00506 | 972.4427 | 3.0002e-05 | 972.6803 | 0.31217 | 837.3324 | 0.00415
| 654.1442 | 0 | 849.6089 | 0.00090425 | 849.4083 | -8.7259e-06 | 654.1442 | 0 | 849.6089 | -7.8354e-05 | 849.4083 | -0.00054215 | 840.1179 | 0 | 849.4083 | 0.00068861 | 849.609 | 0.00093292 | 837.5656 | 0.0032973 | 849.609 | 0.000788 | 849.6089 | 0.00053289 | 849.609 | 0.00097387 | 837.5656 | 0 | 849.609 | 0.0004636 | 849.4083 | 0.00057065 | 972.8487 | 0.00552 | 972.6121 | 0 | 972.8487 | 0.30644 | 837.5656 | 0.00472
| 654.2664 | 0.00051807 | 849.8483 | -0.00049594 | 849.6476 | -0.00025348 | 654.2664 | 0.00088435 | 849.8483 | -0.0015942 | 849.6476 | -0.0015592 | 840.3549 | 0 | 849.6476 | -0.001002 | 849.8483 | 0 | 837.7988 | -0.00082788 | 849.8483 | 0 | 849.8483 | 0 | 849.8483 | 0 | 837.7988 | 0 | 849.8483 | 0 | 849.6476 | -0.00045798 | 973.0171 | 0.00469 | 972.7815 | 3.0002e-05 | 973.0171 | 0.30126 | 837.7988 | 0.00254
| 654.3886 | 0 | 850.0876 | 0.00016086 | 849.8869 | -0.00028765 | 654.3886 | 0 | 850.0876 | 4.8484e-05 | 849.8869 | 0.00083122 | 840.592 | 0 | 849.8869 | 0.00042356 | 850.0877 | 0.00097076 | 838.032 | 0.001481 | 850.0877 | 0.00043119 | 850.0876 | 0.00032462 | 850.0877 | 0.00088602 | 838.032 | 0 | 850.0877 | 0.00039311 | 849.8869 | 0.00068026 | 973.1855 | 0.00614 | 972.9509 | 0 | 973.1855 | 0.29582 | 838.032 | 0.00197
| 654.5108 | 0.00010482 | 850.327 | -0.00060371 | 850.1261 | -0.00020479 | 654.5108 | 0.00113 | 850.327 | -0.00058939 | 850.1261 | -0.0013477 | 840.829 | 0 | 850.1261 | -0.0010097 | 850.327 | 0 | 838.2651 | 0.00012532 | 850.327 | 0 | 850.327 | 0 | 850.327 | 0 | 838.2651 | 0 | 850.327 | 0 | 850.1261 | -0.00142 | 973.3539 | 0.00464 | 973.1203 | 3.0002e-05 | 973.3539 | 0.29125 | 838.2651 | 0.00499
| 654.633 | 0 | 850.5664 | 0.0001371 | 850.3654 | -1.0644e-05 | 654.633 | 0 | 850.5664 | 4.1204e-05 | 850.3654 | 0.00083493 | 841.0662 | 0 | 850.3654 | 0.00059241 | 850.5664 | 0.00062086 | 838.4984 | 0.0013528 | 850.5664 | 0.00071319 | 850.5664 | 0.00036312 | 850.5664 | 0.00081538 | 838.4984 | 0 | 850.5664 | 0.00028171 | 850.3654 | 0.00057476 | 973.5224 | 0.00455 | 973.2897 | 6.6672e-06 | 973.5224 | 0.28626 | 838.4983 | 0.00371
| 654.7552 | 0.0004462 | 850.8057 | -0.00027981 | 850.6047 | -3.0674e-05 | 654.7552 | 0.00123 | 850.8057 | 0.00024317 | 850.6047 | -0.0015418 | 841.3032 | 0 | 850.6047 | -0.0008924 | 850.8057 | 0 | 838.7316 | -0.002074 | 850.8057 | 0 | 850.8057 | 0 | 850.8057 | 0 | 838.7316 | 0 | 850.8057 | 0 | 850.6047 | -0.00061743 | 973.6908 | 0.00419 | 973.4591 | 3.0002e-05 | 973.6908 | 0.28171 | 838.7316 | 0.00118
| 654.8775 | 0 | 851.0451 | -4.4302e-06 | 850.844 | 0.00010738 | 654.8775 | 0 | 851.0451 | -0.00040254 | 850.844 | 0.0005409 | 841.5403 | 0 | 850.844 | 0.00042855 | 851.0451 | 0.00055803 | 838.9648 | 0.0020284 | 851.0451 | 0.00085877 | 851.0451 | 0.0001688 | 851.0451 | 0.0010215 | 838.9648 | 0 | 851.0451 | 0.00022427 | 850.844 | 0.00079037 | 973.8592 | 0.00619 | 973.6285 | 0 | 973.8592 | 0.27655 | 838.9648 | 0.00379
| 654.9997 | 0.00109 | 851.2845 | 0.00036337 | 851.0833 | -0.00032409 | 654.9997 | 0.00149 | 851.2845 | -0.00047635 | 851.0833 | -0.0012026 | 841.7775 | 0 | 851.0833 | -0.001026 | 851.2845 | 0 | 839.1981 | -0.0010033 | 851.2845 | 0 | 851.2845 | 0 | 851.2845 | 0 | 839.1981 | 0 | 851.2845 | 0 | 851.0833 | -0.00087789 | 974.0276 | 0.00535 | 973.7979 | 3.0002e-05 | 974.0276 | 0.27179 | 839.1981 | 0.00232
| 655.122 | 0 | 851.5239 | -0.00035092 | 851.3227 | -0.00073246 | 655.122 | 0 | 851.5239 | -4.4767e-06 | 851.3227 | -0.00020863 | 842.0146 | 0 | 851.3227 | 0.00047411 | 851.5239 | 0.00015968 | 839.4313 | -0.00040097 | 851.5239 | 0.00029023 | 851.5239 | 0.00020284 | 851.5239 | 0.00011945 | 839.4313 | 0 | 851.5239 | 0.00010744 | 851.3226 | 0.00021946 | 974.1961 | 0.00629 | 973.9673 | 6.6672e-06 | 974.1961 | 0.26633 | 839.4313 | 0.0011
| 655.2442 | 0.0014 | 851.7633 | 0.00010658 | 851.562 | -0.00057652 | 655.2442 | 0.00125 | 851.7633 | -0.0010263 | 851.562 | -0.001511 | 842.2517 | 0 | 851.562 | -0.0011245 | 851.7633 | 0 | 839.6646 | -0.0023036 | 851.7633 | 0 | 851.7633 | 0 | 851.7633 | 0 | 839.6646 | 0 | 851.7633 | 0 | 851.562 | -0.00081058 | 974.3645 | 0.00524 | 974.1367 | 0 | 974.3645 | 0.26115 | 839.6645 | 0.00339
| 655.3665 | 0 | 852.0027 | 0.00046507 | 851.8013 | 9.6875e-07 | 655.3665 | 0 | 852.0027 | -0.00013519 | 851.8013 | 0.0011537 | 842.4888 | 0 | 851.8013 | 0.00060085 | 852.0027 | 0.00043238 | 839.8978 | 0.0030287 | 852.0027 | 0.00084479 | 852.0027 | 0.00027594 | 852.0027 | 0.00083608 | 839.8978 | 0 | 852.0027 | 0.00042702 | 851.8013 | 0.00055775 | 974.5329 | 0.00761 | 974.3061 | 0 | 974.5329 | 0.2552 | 839.8978 | 0.00401
| 655.4888 | 0.00091335 | 852.2421 | -0.00038214 | 852.0406 | -0.00070589 | 655.4888 | 0.00013872 | 852.2421 | -0.00084802 | 852.0406 | -0.0014045 | 842.726 | 0 | 852.0406 | -0.00084767 | 852.2422 | 0 | 840.1311 | -0.00043171 | 852.2422 | 0 | 852.2421 | 0 | 852.2422 | 0 | 840.1311 | 0 | 852.2421 | 0 | 852.0407 | -0.00113 | 974.7014 | 0.00619 | 974.4755 | 3.0002e-05 | 974.7014 | 0.24973 | 840.1311 | 0.00211
| 655.6111 | 0 | 852.4816 | 0.00030458 | 852.28 | -0.00033591 | 655.6111 | 0 | 852.4816 | -0.00027442 | 852.28 | 0.00026512 | 842.9631 | 0 | 852.28 | 0.00042609 | 852.4816 | 0.0011576 | 840.3644 | 0.00059212 | 852.4816 | 0 | 852.4816 | 0.00010302 | 852.4816 | 0.00014011 | 840.3644 | 0 | 852.4816 | 0.00031108 | 852.28 | 0.00024452 | 974.8698 | 0.00619 | 974.6449 | 6.6672e-06 | 974.8698 | 0.24452 | 840.3644 | 0.00623
| 655.7334 | 0.00115 | 852.721 | -0.00057972 | 852.5193 | -0.00085021 | 655.7334 | 0.00086701 | 852.721 | -0.00045879 | 852.5193 | -0.0015432 | 843.2003 | 0 | 852.5193 | -0.0010619 | 852.721 | 0 | 840.5977 | -0.0027263 | 852.721 | 0 | 852.721 | 0 | 852.721 | 0 | 840.5977 | 0 | 852.721 | 0 | 852.5194 | -0.00131 | 975.0382 | 0.00658 | 974.8143 | 3.0002e-05 | 975.0382 | 0.24025 | 840.5977 | 0.00062493
| 655.8557 | 0 | 852.9604 | 0.00010361 | 852.7587 | 0.00011064 | 655.8557 | 0 | 852.9604 | -0.00010872 | 852.7587 | 0.0006366 | 843.4374 | 0 | 852.7587 | 0.00051912 | 852.9605 | 0.00050367 | 840.8309 | -0.00047331 | 852.9605 | 0.0006768 | 852.9604 | 0.00034879 | 852.9605 | 0.00071323 | 840.8309 | 0 | 852.9605 | 0.00040772 | 852.7587 | 0.00062684 | 975.2066 | 0.00645 | 974.9837 | 6.6672e-06 | 975.2066 | 0.23615 | 840.8309 | 0.00269
| 655.978 | 0.00039229 | 853.1999 | -0.00057169 | 852.9981 | 0.00012371 | 655.978 | 0.00123 | 853.1999 | -0.00089125 | 852.9981 | -0.0014198 | 843.6746 | 0 | 852.9981 | -0.0011022 | 853.1999 | 0 | 841.0642 | 0.00024953 | 853.1999 | 0 | 853.1999 | 0 | 853.1999 | 0 | 841.0642 | 0 | 853.1999 | 0 | 852.9981 | -0.00056291 | 975.3751 | 0.00489 | 975.1531 | 3.0002e-05 | 975.3751 | 0.23236 | 841.0642 | 0.00336
| 656.1004 | 0 | 853.4394 | 0.00082588 | 853.2374 | 0.0010496 | 656.1004 | 0 | 853.4394 | -4.077e-05 | 853.2374 | 0.00038062 | 843.9118 | 0 | 853.2374 | 0.00086162 | 853.4394 | 0.0012178 | 841.2975 | 0.00083394 | 853.4394 | 0.0016844 | 853.4394 | 0.00055779 | 853.4394 | 0.0011896 | 841.2975 | 0 | 853.4394 | 0.00039579 | 853.2374 | 0.00090017 | 975.5435 | 0.00766 | 975.3225 | 2.6669e-05 | 975.5435 | 0.22821 | 841.2975 | 0.00256
| 656.2227 | 0.00057197 | 853.6788 | -0.0002079 | 853.4768 | -0.00096779 | 656.2227 | 0.00022542 | 853.6788 | -0.00086543 | 853.4768 | -0.0013809 | 844.149 | 0 | 853.4768 | -0.0011841 | 853.6788 | 0 | 841.5308 | -0.0024497 | 853.6788 | 0 | 853.6788 | 0 | 853.6788 | 0 | 841.5308 | 0 | 853.6788 | 0 | 853.4768 | -0.00128 | 975.712 | 0.00431 | 975.492 | 0 | 975.712 | 0.22433 | 841.5308 | 0.00145
| 656.3451 | 0 | 853.9183 | -0.0001393 | 853.7162 | -0.00024597 | 656.3451 | 3.4765e-05 | 853.9183 | 0.00027128 | 853.7162 | 0.0007424 | 844.3862 | 0 | 853.7162 | 0.00063288 | 853.9183 | 0.0002098 | 841.7641 | 0.00017499 | 853.9183 | 0.00059299 | 853.9183 | 0.00055301 | 853.9183 | 0.00039784 | 841.7641 | 0 | 853.9183 | 0.00031084 | 853.7162 | 0.00127 | 975.8804 | 0.00636 | 975.6614 | 6.6672e-06 | 975.8804 | 0.22029 | 841.7641 | 0.00487
| 656.4674 | 0.00104 | 854.1578 | -0.00044153 | 853.9556 | -0.0010724 | 656.4674 | 0.00121 | 854.1578 | -0.00018589 | 853.9556 | -0.0015746 | 844.6234 | 0 | 853.9556 | -0.0010904 | 854.1578 | 0 | 841.9974 | -0.0016131 | 854.1578 | 0 | 854.1578 | 0 | 854.1578 | 0 | 841.9974 | 0 | 854.1578 | 0 | 853.9556 | -0.00080077 | 976.0488 | 0.00522 | 975.8308 | 1.0001e-05 | 976.0488 | 0.21637 | 841.9974 | 0.00089835
| 656.5898 | 0 | 854.3973 | 0.00053524 | 854.195 | -2.946e-05 | 656.5898 | 0 | 854.3973 | 0.00086556 | 854.195 | -0.00013057 | 844.8607 | 0 | 854.195 | 0.00062845 | 854.3973 | 3.7273e-05 | 842.2308 | 0.0029014 | 854.3973 | 0.00075603 | 854.3973 | 0.00063751 | 854.3973 | 0.00084635 | 842.2308 | 0 | 854.3973 | 0.00041165 | 854.195 | 0.00146 | 976.2173 | 0.00496 | 976.0002 | 0 | 976.2173 | 0.21183 | 842.2308 | 0.00414
| 656.7122 | 0.00015871 | 854.6368 | -0.0003306 | 854.4344 | -0.00072055 | 656.7122 | 0.00079764 | 854.6368 | -0.001013 | 854.4344 | -0.0012425 | 845.0978 | 0 | 854.4344 | -0.00099846 | 854.6368 | 0 | 842.4641 | 0.0018508 | 854.6368 | 0 | 854.6368 | 0 | 854.6368 | 0 | 842.4641 | 0 | 854.6368 | 0 | 854.4344 | -0.00086399 | 976.3857 | 0.00484 | 976.1697 | 0 | 976.3857 | 0.2072 | 842.4641 | 0.00080986
| 656.8346 | 0 | 854.8763 | 0.00069466 | 854.6738 | 9.7223e-05 | 656.8346 | 0 | 854.8763 | -0.0001011 | 854.6738 | 0.00024835 | 845.3351 | 0 | 854.6738 | 0.0004959 | 854.8763 | 0.00050475 | 842.6974 | 0.0012453 | 854.8763 | 0.0011707 | 854.8763 | 0.00057591 | 854.8763 | 0.00081667 | 842.6974 | 0 | 854.8763 | 0.00032017 | 854.6738 | 0.0009912 | 976.5542 | 0.00559 | 976.3391 | 2.6669e-05 | 976.5542 | 0.20235 | 842.6975 | 0.00453
| 656.9569 | 0.00136 | 855.1158 | -9.8245e-05 | 854.9133 | 3.2232e-05 | 656.9569 | 0.00090168 | 855.1158 | -0.00018313 | 854.9133 | -0.0018944 | 845.5723 | 0 | 854.9133 | -0.0013142 | 855.1158 | 0 | 842.9308 | -0.00073412 | 855.1158 | 0 | 855.1158 | 0 | 855.1158 | 0 | 842.9308 | 0 | 855.1158 | 0 | 854.9133 | -0.00040071 | 976.7226 | 0.00424 | 976.5085 | 1.0001e-05 | 976.7226 | 0.19833 | 842.9308 | 0.00257
| 657.0793 | 0 | 855.3553 | 0.00048523 | 855.1527 | 0.00032704 | 657.0793 | 0 | 855.3553 | 6.2119e-05 | 855.1527 | 0.00082365 | 845.8096 | 0 | 855.1527 | 0.00050982 | 855.3553 | 0.00050482 | 843.1642 | 8.4999e-05 | 855.3553 | 0.0011541 | 855.3553 | 0.00057141 | 855.3553 | 0.0010213 | 843.1642 | 0 | 855.3554 | 0.00036026 | 855.1527 | 0.00022421 | 976.891 | 0.00675 | 976.678 | 0 | 976.891 | 0.19409 | 843.1642 | 0.00381
| 657.2018 | 0.00127 | 855.5948 | -0.00048126 | 855.3921 | -0.00086159 | 657.2018 | 0.00027745 | 855.5948 | -0.00040683 | 855.3921 | -0.0013878 | 846.0468 | 0 | 855.3921 | -0.0010608 | 855.5949 | 0 | 843.3975 | -0.0011697 | 855.5949 | 0 | 855.5948 | 0 | 855.5949 | 0 | 843.3975 | 0 | 855.5948 | 0 | 855.3921 | -0.00099808 | 977.0595 | 0.00545 | 976.8474 | 0 | 977.0595 | 0.19039 | 843.3975 | 0.00141
| 657.3242 | 0 | 855.8344 | 0.00021759 | 855.6316 | 0.00048682 | 657.3242 | 0 | 855.8344 | -0.00011954 | 855.6316 | 0.00057782 | 846.2841 | 0 | 855.6316 | 0.00081632 | 855.8344 | 0.0011429 | 843.6309 | 0.00020311 | 855.8344 | 0.0011424 | 855.8344 | 0.00052329 | 855.8344 | 0.00056134 | 843.6309 | 0 | 855.8344 | 0.00039951 | 855.6316 | 0.00089101 | 977.2279 | 0.00529 | 977.0168 | 0 | 977.2279 | 0.18616 | 843.6309 | 0.00497
| 657.4466 | 0.00058994 | 856.074 | -0.00029236 | 855.871 | -5.017e-05 | 657.4466 | 0.00109 | 856.074 | -0.00054289 | 855.871 | -0.00066059 | 846.5214 | 0 | 855.871 | -0.0011335 | 856.074 | 0 | 843.8643 | 5.6476e-05 | 856.074 | 0 | 856.074 | 0 | 856.074 | 0 | 843.8643 | 0 | 856.074 | 0 | 855.871 | -0.00101 | 977.3964 | 0.00528 | 977.1863 | 3.0002e-05 | 977.3964 | 0.1826 | 843.8643 | 0.00167
| 657.5691 | 0 | 856.3135 | 0.00053314 | 856.1105 | 9.1654e-05 | 657.5691 | 0 | 856.3135 | 0.00015965 | 856.1105 | -6.1507e-05 | 846.7587 | 0 | 856.1105 | 0.00051605 | 856.3135 | 0.0013222 | 844.0977 | -0.0018918 | 856.3135 | 0.0012345 | 856.3135 | 0.00047832 | 856.3135 | 0.0010573 | 844.0977 | 0 | 856.3135 | 0.00011584 | 856.1105 | 0.00158 | 977.5648 | 0.0064 | 977.3557 | 0 | 977.5648 | 0.17895 | 844.0977 | 0.00517
| 657.6915 | 0.00080555 | 856.5531 | -0.00025484 | 856.35 | -0.00025876 | 657.6915 | 0.00151 | 856.5531 | -0.00092436 | 856.35 | -0.0018423 | 846.996 | 0 | 856.35 | -0.00082274 | 856.5531 | 0 | 844.3311 | -0.00044799 | 856.5531 | 0 | 856.5531 | 0 | 856.5531 | 0 | 844.3311 | 0 | 856.5531 | 0 | 856.35 | -0.00064621 | 977.7333 | 0.00496 | 977.5252 | 1.0001e-05 | 977.7333 | 0.1756 | 844.3311 | 0.00197
| 657.814 | 0 | 856.7927 | 0.00055532 | 856.5894 | -0.0009979 | 657.814 | 0 | 856.7927 | 0.00042369 | 856.5894 | 0.00060937 | 847.2333 | 0 | 856.5894 | 0.00058298 | 856.7927 | 0.00048558 | 844.5645 | -0.0012073 | 856.7927 | 0.00098105 | 856.7927 | 0.00013266 | 856.7927 | 0.00041223 | 844.5645 | 0 | 856.7927 | 0.0003958 | 856.5894 | 0.00059176 | 977.9017 | 0.00582 | 977.6946 | 2.6669e-05 | 977.9017 | 0.17235 | 844.5644 | 0.00313
| 657.9364 | 0.00066181 | 857.0322 | -0.00025712 | 856.8289 | -0.0011043 | 657.9364 | 0.00118 | 857.0322 | -0.00075339 | 856.8289 | -0.0011212 | 847.4706 | 0 | 856.8289 | -0.0012134 | 857.0322 | 0 | 844.7979 | -0.0016673 | 857.0322 | 0 | 857.0322 | 0 | 857.0322 | 0 | 844.7979 | 0 | 857.0322 | 0 | 856.8289 | -0.00097681 | 978.0702 | 0.00614 | 977.8641 | 1.0001e-05 | 978.0702 | 0.1697 | 844.7979 | 0.00171
| 658.0589 | 0 | 857.2719 | 0.00059708 | 857.0684 | -0.00061885 | 658.0589 | 0 | 857.2719 | -0.00028205 | 857.0684 | 0.00045171 | 847.7079 | 0 | 857.0684 | 0.00065987 | 857.2718 | 0.00056083 | 845.0313 | -0.00021416 | 857.2718 | 0.00089881 | 857.2719 | 0.00049481 | 857.2718 | 0.00075591 | 845.0313 | 0 | 857.2718 | 0.00033372 | 857.0684 | 0.00051541 | 978.2386 | 0.0068 | 978.0335 | 6.6672e-06 | 978.2386 | 0.16724 | 845.0313 | 0.00546
| 658.1814 | 0.00051807 | 857.5114 | -0.00017213 | 857.3079 | -0.00065857 | 658.1814 | 0.0017 | 857.5114 | -0.00021846 | 857.3079 | -0.00081094 | 847.9452 | 0 | 857.3079 | -0.001101 | 857.5114 | 0 | 845.2647 | 0.00029928 | 857.5114 | 0 | 857.5114 | 0 | 857.5114 | 0 | 845.2647 | 0 | 857.5114 | 0 | 857.3079 | -0.00056744 | 978.4071 | 0.0035 | 978.203 | 3.0002e-05 | 978.4071 | 0.16518 | 845.2647 | 0.0018
| 658.3039 | 0 | 857.751 | 0.00057583 | 857.5474 | 0.00034709 | 658.3039 | 0 | 857.751 | 0.00066739 | 857.5474 | 0.00050249 | 848.1825 | 0 | 857.5474 | 0.00051697 | 857.751 | 0.00075065 | 845.4981 | 0.0012896 | 857.751 | 0.00087429 | 857.751 | 0.00047648 | 857.751 | 0.00057363 | 845.4981 | 0 | 857.751 | 0.00031453 | 857.5474 | 0.00113 | 978.5755 | 0.00585 | 978.3725 | 0 | 978.5755 | 0.16245 | 845.4981 | 0.00183
| 658.4264 | 0.00098522 | 857.9907 | -0.00094512 | 857.7869 | 8.8006e-06 | 658.4264 | 0.0003468 | 857.9907 | -0.00067362 | 857.7869 | -0.0016286 | 848.4199 | 0 | 857.7869 | -0.0011042 | 857.9906 | 0 | 845.7316 | -0.0007215 | 857.9906 | 0 | 857.9907 | 0 | 857.9906 | 0 | 845.7316 | 0 | 857.9907 | 0 | 857.7869 | -0.00107 | 978.744 | 0.00491 | 978.5419 | 1.0001e-05 | 978.744 | 0.15983 | 845.7316 | 0.00416
| 658.5489 | 0 | 858.2303 | 0.00069714 | 858.0264 | 0.00067981 | 658.5489 | 0 | 858.2303 | 0.00011577 | 858.0264 | 0.0010712 | 848.6572 | 0 | 858.0264 | 0.00076105 | 858.2303 | 0.0014066 | 845.965 | 0.0024526 | 858.2303 | 0.0011312 | 858.2303 | 0.00088438 | 858.2303 | 0.00097634 | 845.965 | 0 | 858.2303 | 0.00033424 | 858.0264 | 0.00157 | 978.9124 | 0.00524 | 978.7114 | 0 | 978.9124 | 0.15665 | 845.965 | 0.00353
| 658.6715 | 0.00030245 | 858.4699 | 6.4395e-06 | 858.2659 | -0.00056277 | 658.6715 | 0.00121 | 858.4699 | 8.3309e-05 | 858.2659 | -0.002335 | 848.8945 | 0 | 858.2659 | -0.001263 | 858.4699 | 0 | 846.1985 | 0.0010528 | 858.4699 | 0 | 858.4699 | 0 | 858.4699 | 0 | 846.1985 | 0 | 858.4699 | 0 | 858.2659 | 0.00021649 | 979.0809 | 0.00452 | 978.8809 | 1.0001e-05 | 979.0809 | 0.15382 | 846.1985 | 0.00381
| 658.794 | 0 | 858.7095 | 0.00016736 | 858.5055 | 3.8529e-05 | 658.794 | 0 | 858.7095 | -0.00062514 | 858.5055 | 0.00064698 | 849.1319 | 0 | 858.5055 | 0.00063423 | 858.7095 | 0.00080956 | 846.4319 | 0.003565 | 858.7095 | 0.000893 | 858.7095 | 0.00026271 | 858.7095 | 0.00074738 | 846.4319 | 0 | 858.7095 | 0.00038423 | 858.5055 | 0.00056726 | 979.2493 | 0.00582 | 979.0503 | 0 | 979.2493 | 0.15059 | 846.432 | 0.00267
| 658.9165 | 0 | 858.9492 | -0.00052334 | 858.745 | -0.00039825 | 658.9165 | 0.00149 | 858.9492 | -0.00071276 | 858.745 | -0.0015014 | 849.3693 | 0 | 858.745 | -0.0012536 | 858.9492 | 0 | 846.6654 | -0.0022527 | 858.9492 | 0 | 858.9492 | 0 | 858.9492 | 0 | 846.6654 | 0 | 858.9492 | 0 | 858.745 | -0.00094964 | 979.4178 | 0.00503 | 979.2198 | 3.0002e-05 | 979.4178 | 0.14752 | 846.6654 | 0.0036
| 659.0391 | 0 | 859.1888 | 0.0011522 | 858.9846 | 2.012e-06 | 659.0391 | 0 | 859.1888 | 0.00054566 | 858.9846 | -0.00036429 | 849.6066 | 0 | 858.9846 | 0.00060312 | 859.1888 | 0.0010544 | 846.8989 | 0.0018354 | 859.1888 | 0.0010277 | 859.1888 | 0.00080769 | 859.1888 | 0.001159 | 846.8989 | 0 | 859.1888 | 0.00037111 | 858.9846 | 0.00062027 | 979.5862 | 0.00777 | 979.3893 | 0 | 979.5862 | 0.1441 | 846.8989 | 0.00258
| 659.1617 | 0 | 859.4285 | -0.00067829 | 859.2241 | -0.0011444 | 659.1617 | 0.00091902 | 859.4285 | -0.00090993 | 859.2241 | -0.0015493 | 849.8441 | 0 | 859.2241 | -0.0011393 | 859.4285 | 0 | 847.1323 | 0.00052975 | 859.4285 | 0 | 859.4285 | 0 | 859.4285 | 0 | 847.1323 | 0 | 859.4285 | 0 | 859.2241 | -0.00144 | 979.7547 | 0.00549 | 979.5587 | 0 | 979.7547 | 0.14134 | 847.1323 | 0.00112
| 659.2842 | 0 | 859.6682 | 0.0012584 | 859.4637 | -0.00034094 | 659.2842 | 0 | 859.6682 | -0.00012446 | 859.4637 | 0.00012839 | 850.0814 | 0 | 859.4637 | 0.00066851 | 859.6681 | 0.001036 | 847.3658 | -0.00052362 | 859.6681 | 0.00080518 | 859.6682 | 0.00028503 | 859.6681 | 0.00064407 | 847.3658 | 0 | 859.6681 | 0.00032621 | 859.4637 | 0.00149 | 979.9232 | 0.0057 | 979.7282 | 0 | 979.9232 | 0.13819 | 847.3658 | 0.00129
| 659.4068 | 1.4969e-05 | 859.9078 | 0.00051984 | 859.7032 | -0.00057528 | 659.4068 | 0.00095371 | 859.9078 | -0.00055819 | 859.7032 | -0.0021295 | 850.3188 | 0 | 859.7032 | -0.0012811 | 859.9078 | 0 | 847.5993 | -0.00030238 | 859.9078 | 0 | 859.9078 | 0 | 859.9078 | 0 | 847.5993 | 0 | 859.9078 | 0 | 859.7032 | -0.00040568 | 980.0916 | 0.00513 | 979.8977 | 1.0001e-05 | 980.0916 | 0.13586 | 847.5993 | 0.00054937
| 659.5294 | 0 | 860.1475 | 0.0006526 | 859.9428 | -0.00010612 | 659.5294 | 0 | 860.1475 | 0.00059752 | 859.9428 | 0.00068114 | 850.5562 | 0 | 859.9428 | 0.00072647 | 860.1475 | 0.00075582 | 847.8328 | 0.0018246 | 860.1475 | 0.00067912 | 860.1475 | 0.00063333 | 860.1475 | 0.00013263 | 847.8328 | 0 | 860.1475 | 0.00038138 | 859.9428 | 0.00138 | 980.2601 | 0.00455 | 980.0672 | 0 | 980.2601 | 0.13305 | 847.8328 | 0.00297
| 659.652 | 0.00087741 | 860.3872 | -2.1094e-05 | 860.1824 | 5.9422e-05 | 659.652 | 0.0018 | 860.3872 | -0.00083423 | 860.1824 | -0.0013442 | 850.7936 | 0 | 860.1824 | -0.00095218 | 860.3872 | 0 | 848.0663 | -0.00025134 | 860.3872 | 0 | 860.3872 | 0 | 860.3872 | 0 | 848.0663 | 0 | 860.3872 | 0 | 860.1824 | -0.00067015 | 980.4285 | 0.00547 | 980.2367 | 3.0002e-05 | 980.4285 | 0.13074 | 848.0664 | 0.00314
| 659.7746 | 0 | 860.6269 | 0.00042283 | 860.422 | 0.00063231 | 659.7746 | 0 | 860.6269 | -0.000203 | 860.422 | 0.00022434 | 851.0311 | 0 | 860.422 | 0.00062486 | 860.6269 | 0.0011114 | 848.2999 | -0.00018451 | 860.6269 | 0.00078528 | 860.6269 | 0.0007929 | 860.6269 | 0.0013966 | 848.2999 | 0 | 860.6269 | 0.00036658 | 860.422 | 0.00053015 | 980.597 | 0.00619 | 980.4062 | 0 | 980.597 | 0.12785 | 848.2999 | 0.00242
| 659.8972 | 0.00033839 | 860.8666 | 2.5032e-05 | 860.6616 | -9.076e-05 | 659.8972 | 0.00123 | 860.8666 | -0.0003207 | 860.6616 | -0.0011025 | 851.2685 | 0 | 860.6616 | -0.0011147 | 860.8666 | 0 | 848.5334 | -0.0023069 | 860.8666 | 0 | 860.8666 | 0 | 860.8666 | 0 | 848.5334 | 0 | 860.8666 | 0 | 860.6616 | -0.00041508 | 980.7655 | 0.00466 | 980.5756 | 1.0001e-05 | 980.7655 | 0.12559 | 848.5334 | 0.00118
| 660.0198 | 0 | 861.1063 | 0.00094033 | 860.9012 | 2.5016e-05 | 660.0198 | 0 | 861.1063 | 0.00017767 | 860.9012 | -0.00011099 | 851.5059 | 0 | 860.9012 | 0.0006281 | 861.1063 | 0.00091966 | 848.7669 | 0.0019307 | 861.1063 | 0.001278 | 861.1063 | 0.00082453 | 861.1063 | 0.00066037 | 848.7669 | 0 | 861.1063 | 0.00013824 | 860.9012 | 0.00032734 | 980.9339 | 0.0065 | 980.7451 | 6.6672e-06 | 980.9339 | 0.12302 | 848.7669 | 0.0038
| 660.1425 | 0 | 861.3461 | 0.00022498 | 861.1408 | -0.00047251 | 660.1425 | 0.00158 | 861.3461 | -8.6861e-05 | 861.1408 | -0.0013157 | 851.7434 | 0 | 861.1408 | -0.0010762 | 861.346 | 0 | 849.0004 | -0.0024722 | 861.346 | 0 | 861.3461 | 0 | 861.346 | 0 | 849.0004 | 0 | 861.3461 | 0 | 861.1408 | -0.0006722 | 981.1024 | 0.00389 | 980.9146 | 1.0001e-05 | 981.1024 | 0.12075 | 849.0004 | 0.00378
| 660.2651 | 0 | 861.5858 | 0.00057586 | 861.3804 | 0.00034677 | 660.2651 | 0 | 861.5858 | 0.00021977 | 861.3804 | 0.00054381 | 851.9808 | 0 | 861.3804 | 0.00069669 | 861.5858 | 0.0010391 | 849.2339 | 0.0018528 | 861.5858 | 0.00084183 | 861.5858 | 0.00044105 | 861.5858 | 0.00079931 | 849.2339 | 0 | 861.5857 | 0.00036319 | 861.3804 | 0.00115 | 981.2709 | 0.00636 | 981.0841 | 2.6669e-05 | 981.2709 | 0.11798 | 849.234 | 0.00304
| 660.3878 | 0.00062587 | 861.8255 | -0.00054284 | 861.62 | -0.00053139 | 660.3878 | 0.00062425 | 861.8255 | -0.0001019 | 861.62 | -0.0013658 | 852.2183 | 0 | 861.62 | -0.00098892 | 861.8255 | 0 | 849.4675 | -0.0023354 | 861.8255 | 0 | 861.8255 | 0 | 861.8255 | 0 | 849.4675 | 0 | 861.8255 | 0 | 861.62 | -0.00107 | 981.4393 | 0.0039 | 981.2536 | 3.0002e-05 | 981.4393 | 0.11557 | 849.4675 | 0.00056165
| 660.5104 | 0 | 862.0652 | 0.00053508 | 861.8596 | -0.00015901 | 660.5104 | 0 | 862.0652 | -3.1583e-05 | 861.8596 | 0.001078 | 852.4558 | 0 | 861.8596 | 0.00048688 | 862.0653 | 0.001178 | 849.701 | 0.00076478 | 862.0653 | 0.00069999 | 862.0652 | 0.00027974 | 862.0653 | 0.0009217 | 849.701 | 0 | 862.0652 | 0.00030719 | 861.8596 | 0.00048698 | 981.6078 | 0.00626 | 981.4231 | 6.6672e-06 | 981.6078 | 0.11318 | 849.7011 | 0.0065
| 660.6331 | 0.00188 | 862.305 | 4.591e-05 | 862.0993 | -0.00027066 | 660.6331 | 0.00041617 | 862.305 | -0.00037867 | 862.0993 | -0.0019265 | 852.6932 | 0 | 862.0993 | -0.0011552 | 862.305 | 0 | 849.9346 | -0.0029382 | 862.305 | 0 | 862.305 | 0 | 862.305 | 0 | 849.9346 | 0 | 862.305 | 0 | 862.0993 | -0.00047771 | 981.7763 | 0.00484 | 981.5926 | 5.0004e-05 | 981.7763 | 0.11112 | 849.9346 | 0.00264
| 660.7558 | 0 | 862.5448 | 0.00078542 | 862.3389 | 0.00025783 | 660.7558 | 0 | 862.5448 | -0.00030375 | 862.3389 | 0.00062762 | 852.9307 | 0 | 862.3389 | 0.00077634 | 862.5448 | 0.00033404 | 850.1682 | 0.002097 | 862.5448 | 0.00058517 | 862.5448 | 0.00073874 | 862.5448 | 0.0016909 | 850.1682 | 0 | 862.5448 | 0.0001588 | 862.3389 | 0.00088946 | 981.9447 | 0.00587 | 981.7621 | 6.6672e-06 | 981.9447 | 0.10876 | 850.1682 | 0.00182
| 660.8785 | 0.00048213 | 862.7845 | 4.9984e-05 | 862.5786 | -0.0016655 | 660.8785 | 0.00097105 | 862.7845 | -0.00083004 | 862.5786 | -0.0013689 | 853.1683 | 0 | 862.5786 | -0.0013845 | 862.7845 | 0 | 850.4018 | -0.0035068 | 862.7845 | 0 | 862.7845 | 0 | 862.7845 | 0 | 850.4018 | 0 | 862.7845 | 0 | 862.5786 | -0.00099607 | 982.1132 | 0.00492 | 981.9316 | 1.0001e-05 | 982.1132 | 0.10666 | 850.4018 | 0.00186
| 661.0012 | 0 | 863.0243 | 0.00081244 | 862.8182 | 0.00053528 | 661.0012 | 0 | 863.0243 | 0.00042332 | 862.8182 | -0.00074228 | 853.4058 | 0 | 862.8182 | 0.00054864 | 863.0243 | 0.00087689 | 850.6354 | -0.00040491 | 863.0243 | 0.00097495 | 863.0243 | 0.00071052 | 863.0243 | 0.0012244 | 850.6354 | 0 | 863.0243 | 0.00034568 | 862.8182 | 0.00104 | 982.2817 | 0.00585 | 982.1011 | 0 | 982.2817 | 0.10423 | 850.6354 | 0.00296
| 661.1239 | 0.00116 | 863.2641 | -0.00055788 | 863.0579 | -0.00059314 | 661.1239 | 0.0014 | 863.2641 | -0.00067818 | 863.0579 | -0.0012358 | 853.6432 | 0 | 863.0579 | -0.0013562 | 863.2641 | 0 | 850.869 | -0.0024852 | 863.2641 | 0 | 863.2641 | 0 | 863.2641 | 0 | 850.869 | 0 | 863.2641 | 0 | 863.0579 | -0.00139 | 982.4501 | 0.006 | 982.2707 | 1.0001e-05 | 982.4501 | 0.10246 | 850.869 | 0.00457
| 661.2466 | 0 | 863.5039 | 0.00061909 | 863.2976 | -0.00054068 | 661.2466 | 0 | 863.5039 | -0.00033943 | 863.2976 | -0.0008993 | 853.8808 | 0 | 863.2976 | 0.00068614 | 863.5039 | 0.00093706 | 851.1025 | 0.0012354 | 863.5039 | 0.0005122 | 863.5039 | 0.00020339 | 863.5039 | 0.00062222 | 851.1025 | 0 | 863.5039 | 0.00024786 | 863.2976 | 0.00042387 | 982.6186 | 0.00561 | 982.4402 | 6.6672e-06 | 982.6186 | 0.1004 | 851.1025 | 0.0025
| 661.3694 | 0.00035636 | 863.7437 | 0.00027602 | 863.5372 | -0.00031989 | 661.3694 | 0.00072829 | 863.7437 | -0.00020857 | 863.5372 | -0.0018085 | 854.1183 | 0 | 863.5372 | -0.0010602 | 863.7437 | 0 | 851.3362 | -0.0022102 | 863.7437 | 0 | 863.7437 | 0 | 863.7437 | 0 | 851.3362 | 0 | 863.7437 | 0 | 863.5372 | -0.00059784 | 982.7871 | 0.00535 | 982.6097 | 1.0001e-05 | 982.7871 | 0.09885 | 851.3362 | 0.00238
| 661.4921 | 0 | 863.9835 | 0.00086495 | 863.7769 | 0.00063745 | 661.4921 | 0 | 863.9835 | 0.00036603 | 863.7769 | 0.00051679 | 854.3558 | 0 | 863.7769 | 0.00083759 | 863.9835 | 0.0018706 | 851.5698 | 0.00025048 | 863.9835 | 0.00092569 | 863.9835 | 0.00081998 | 863.9835 | 0.0015934 | 851.5698 | 0 | 863.9835 | 0.00031541 | 863.7769 | 0.00078398 | 982.9556 | 0.00677 | 982.7792 | 6.6672e-06 | 982.9556 | 0.09688 | 851.5698 | 0.00386
| 661.6149 | 0.00019465 | 864.2233 | -0.00026696 | 864.0166 | -0.00079149 | 661.6149 | 0.00072829 | 864.2233 | -0.00072698 | 864.0166 | -0.00119 | 854.5934 | 0 | 864.0166 | -0.0010731 | 864.2233 | 0 | 851.8034 | 0.00068375 | 864.2233 | 0 | 864.2233 | 0 | 864.2233 | 0 | 851.8034 | 0 | 864.2233 | 0 | 864.0166 | -0.00142 | 983.124 | 0.00564 | 982.9487 | 1.0001e-05 | 983.124 | 0.09518 | 851.8034 | 0.00452
| 661.7376 | 0 | 864.4631 | 0.00039094 | 864.2563 | -0.00053966 | 661.7376 | 0 | 864.4631 | -0.00012681 | 864.2563 | -2.8099e-05 | 854.8309 | 0 | 864.2563 | 0.00091077 | 864.4632 | 0.0005048 | 852.037 | 0.0025773 | 864.4632 | 6.3896e-06 | 864.4631 | 0.00053869 | 864.4632 | 0.0018344 | 852.037 | 0 | 864.4631 | 0.00044565 | 864.2563 | 0.00086078 | 983.2925 | 0.00552 | 983.1182 | 2.6669e-05 | 983.2925 | 0.09305 | 852.0371 | 0.00364
| 661.8604 | 0.00032042 | 864.703 | -0.00043028 | 864.496 | -0.0010692 | 661.8604 | 0.00090168 | 864.703 | -0.00089698 | 864.496 | -0.002008 | 855.0685 | 0 | 864.496 | -0.0012939 | 864.703 | 0 | 852.2707 | -0.0013024 | 864.703 | 0 | 864.703 | 0 | 864.703 | 0 | 852.2707 | 0 | 864.703 | 0 | 864.496 | -0.00188 | 983.461 | 0.00526 | 983.2878 | 1.0001e-05 | 983.461 | 0.09119 | 852.2707 | -0.00082964
| 661.9832 | 0 | 864.9428 | 0.0014773 | 864.7357 | 0.00043851 | 661.9832 | 0 | 864.9428 | -4.2433e-05 | 864.7357 | 0.0011125 | 855.306 | 0 | 864.7357 | 0.00084702 | 864.9428 | 0.0015856 | 852.5043 | 0.0023288 | 864.9428 | 0.00040573 | 864.9428 | 0.00027697 | 864.9428 | 0.00044512 | 852.5043 | 0 | 864.9428 | 0.00030985 | 864.7357 | 0.00116 | 983.6295 | 0.00473 | 983.4573 | 6.6672e-06 | 983.6295 | 0.08903 | 852.5043 | 0.00457
| 662.106 | 0.00087741 | 865.1827 | -0.00055292 | 864.9754 | -0.00034716 | 662.106 | 0.00187 | 865.1827 | -0.00081449 | 864.9754 | -0.0019709 | 855.5436 | 0 | 864.9754 | -0.0010543 | 865.1827 | 0 | 852.738 | 6.8756e-05 | 865.1827 | 0 | 865.1827 | 0 | 865.1827 | 0 | 852.738 | 0 | 865.1827 | 0 | 864.9754 | -0.00092234 | 983.7979 | 0.00594 | 983.6268 | 1.0001e-05 | 983.7979 | 0.08737 | 852.738 | 0.00271
| 662.2287 | 0 | 865.4225 | 0.00094727 | 865.2152 | -0.00016926 | 662.2287 | 0 | 865.4225 | 0.00014042 | 865.2152 | -0.00015667 | 855.7812 | 0 | 865.2152 | 0.0005147 | 865.4225 | 0.0006607 | 852.9716 | 0.00029799 | 865.4225 | 0 | 865.4225 | 4.4679e-05 | 865.4225 | 0.0003538 | 852.9716 | 0 | 865.4226 | 0.00013705 | 865.2152 | 0.00024527 | 983.9664 | 0.00457 | 983.7964 | 6.6672e-06 | 983.9664 | 0.08548 | 852.9716 | 0.00151
| 662.3515 | 0 | 865.6624 | -0.00024529 | 865.4549 | -2.601e-05 | 662.3515 | 0.00058956 | 865.6624 | -0.00010724 | 865.4549 | -0.0015806 | 856.0188 | 0 | 865.4549 | -0.0014483 | 865.6624 | 0 | 853.2053 | -0.0014534 | 865.6624 | 0 | 865.6624 | 0 | 865.6624 | 0 | 853.2053 | 0 | 865.6624 | 0 | 865.4549 | -0.00156 | 984.1349 | 0.00433 | 983.9659 | 3.0002e-05 | 984.1349 | 0.08399 | 853.2053 | 0.00207
| 662.4744 | 0 | 865.9023 | 0.00063963 | 865.6946 | 0.0009371 | 662.4744 | 0 | 865.9023 | -0.00044081 | 865.6946 | 0.00051949 | 856.2564 | 0 | 865.6946 | 0.00088338 | 865.9023 | 0.0010751 | 853.439 | 0.005438 | 865.9023 | 0.0014864 | 865.9023 | 0.0011262 | 865.9023 | 0.0012579 | 853.439 | 0 | 865.9023 | 0.00030821 | 865.6946 | 0.00114 | 984.3034 | 0.00619 | 984.1354 | 6.6672e-06 | 984.3034 | 0.0821 | 853.439 | 0.00271
| 662.5972 | 0.0004462 | 866.1422 | -0.00011151 | 865.9344 | -0.00070527 | 662.5972 | 0.00062425 | 866.1422 | -0.00067604 | 865.9344 | -0.0014929 | 856.494 | 0 | 865.9344 | -0.0010231 | 866.1422 | 0 | 853.6726 | -0.0018882 | 866.1422 | 0 | 866.1422 | 0 | 866.1422 | 0 | 853.6726 | 0 | 866.1422 | 0 | 865.9344 | -0.00023379 | 984.4719 | 0.00642 | 984.305 | 3.0002e-05 | 984.4719 | 0.08055 | 853.6726 | 0.00102
| 662.72 | 0 | 866.382 | 0.0005501 | 866.1741 | 6.9992e-05 | 662.72 | 0 | 866.382 | -0.00027519 | 866.1741 | 0.00045095 | 856.7316 | 0 | 866.1741 | 0.00052342 | 866.382 | 0.00095999 | 853.9063 | 0.0011613 | 866.382 | 0.0015363 | 866.382 | 2.5178e-05 | 866.382 | 0.00073279 | 853.9063 | 0 | 866.382 | 0.00024813 | 866.1741 | 0.00077329 | 984.6403 | 0.0058 | 984.4745 | 6.6672e-06 | 984.6403 | 0.07864 | 853.9063 | 0.00332
| 662.8429 | 0.00073368 | 866.6219 | -0.00049022 | 866.4139 | -0.00039889 | 662.8429 | 0.00031212 | 866.6219 | -0.00082189 | 866.4139 | -0.0020792 | 856.9692 | 0 | 866.4139 | -0.0013751 | 866.6219 | 0 | 854.14 | 0.0010531 | 866.6219 | 0 | 866.6219 | 0 | 866.6219 | 0 | 854.14 | 0 | 866.6219 | 0 | 866.4139 | -0.00051944 | 984.8088 | 0.00617 | 984.644 | 3.0002e-05 | 984.8088 | 0.07727 | 854.14 | 0.00227
| 662.9657 | 0 | 866.8618 | 0.00093217 | 866.6537 | -0.00018478 | 662.9657 | 0 | 866.8618 | 0.00022582 | 866.6537 | 0.00081033 | 857.2068 | 0 | 866.6537 | 0.00086613 | 866.8618 | 0.00082367 | 854.3737 | 0.00063448 | 866.8618 | 0.00029296 | 866.8618 | 0.00042693 | 866.8618 | 0.0013798 | 854.3737 | 0 | 866.8618 | 0.00034635 | 866.6537 | 0.00027331 | 984.9773 | 0.00575 | 984.8136 | 6.6672e-06 | 984.9773 | 0.07554 | 854.3737 | 0.00339
| 663.0886 | 0.0012 | 867.1017 | 0.00057741 | 866.8934 | -0.00088543 | 663.0886 | 0.00097105 | 867.1017 | -0.00011444 | 866.8934 | -0.001893 | 857.4445 | 0 | 866.8934 | -0.0013035 | 867.1018 | 0 | 854.6074 | -0.0013808 | 867.1018 | 0 | 867.1017 | 0 | 867.1018 | 0 | 854.6074 | 0 | 867.1018 | 0 | 866.8934 | -0.00112 | 985.1458 | 0.00485 | 984.9831 | 1.0001e-05 | 985.1458 | 0.0742 | 854.6074 | 0.00088178
| 663.2115 | 0 | 867.3417 | 0.00044159 | 867.1332 | 0.00037497 | 663.2115 | 0 | 867.3417 | 0.00034475 | 867.1332 | -0.00014871 | 857.6821 | 0 | 867.1332 | 0.00060305 | 867.3417 | 0.00064994 | 854.8411 | 0.002368 | 867.3417 | 0.00054978 | 867.3417 | 0.00032259 | 867.3417 | 0.00061913 | 854.8411 | 0 | 867.3417 | 0.00042133 | 867.1332 | 0.00070167 | 985.3143 | 0.00601 | 985.1527 | 6.6672e-06 | 985.3143 | 0.07239 | 854.8411 | 0.00359
| 663.3343 | 0.00082352 | 867.5816 | -0.00032941 | 867.373 | -0.00089752 | 663.3343 | 0.00147 | 867.5816 | -0.0003975 | 867.373 | -0.001006 | 857.9198 | 0 | 867.373 | -0.0012689 | 867.5816 | 0 | 855.0748 | 0.0015134 | 867.5816 | 0 | 867.5816 | 0 | 867.5816 | 0 | 855.0748 | 0 | 867.5816 | 0 | 867.373 | -0.00163 | 985.4828 | 0.00508 | 985.3222 | 3.0002e-05 | 985.4828 | 0.07102 | 855.0748 | 0.00082059
| 663.4572 | 0 | 867.8215 | -0.00015278 | 867.6128 | 4.1634e-06 | 663.4572 | 0 | 867.8215 | -0.00063673 | 867.6128 | 0.00061675 | 858.1575 | 0 | 867.6128 | 0.0006873 | 867.8215 | 0.00046221 | 855.3085 | 0.00063806 | 867.8215 | 0.0010331 | 867.8215 | 0.00048255 | 867.8215 | 0.00019467 | 855.3085 | 0 | 867.8215 | 0.00019588 | 867.6128 | 0.0005823 | 985.6512 | 0.00346 | 985.4918 | 6.6672e-06 | 985.6512 | 0.06939 | 855.3085 | 0.00414
| 663.5801 | 0.00087741 | 868.0615 | 0.00016558 | 867.8526 | -0.00028708 | 663.5801 | 0.00173 | 868.0615 | -0.00013637 | 867.8526 | -0.0023954 | 858.3951 | 0 | 867.8526 | -0.0011415 | 868.0615 | 0 | 855.5423 | -0.0011029 | 868.0615 | 0 | 868.0615 | 0 | 868.0615 | 0 | 855.5423 | 0 | 868.0615 | 0 | 867.8526 | -0.00101 | 985.8197 | 0.00392 | 985.6613 | 1.0001e-05 | 985.8197 | 0.06812 | 855.5423 | 0.00438
| 663.703 | 0 | 868.3015 | 0.00035443 | 868.0924 | -0.00073376 | 663.703 | 0 | 868.3015 | -0.00011732 | 868.0924 | 0.00010429 | 858.6328 | 0 | 868.0924 | 0.0007215 | 868.3014 | 6.4318e-05 | 855.776 | 0.00020091 | 868.3014 | 0.00018602 | 868.3015 | 0.00069352 | 868.3014 | 0.0014942 | 855.776 | 0 | 868.3015 | 0.00029431 | 868.0924 | 0.00024874 | 985.9882 | 0.00765 | 985.8309 | 6.6672e-06 | 985.9882 | 0.06648 | 855.776 | 0.00602
| 663.826 | 0.00104 | 868.5414 | -0.00095494 | 868.3322 | -0.0012279 | 663.826 | 0.00083232 | 868.5414 | -0.00069512 | 868.3322 | -0.0019117 | 858.8705 | 0 | 868.3322 | -0.0014872 | 868.5414 | 0 | 856.0098 | -0.0037309 | 868.5414 | 0 | 868.5414 | 0 | 868.5414 | 0 | 856.0098 | 0 | 868.5414 | 0 | 868.3322 | -0.00128 | 986.1567 | 0.00809 | 986.0005 | 3.0002e-05 | 986.1567 | 0.06525 | 856.0098 | 0.00196
| 663.9489 | 0 | 868.7814 | 0.00082544 | 868.572 | -0.00023608 | 663.9489 | 0 | 868.7814 | -9.7678e-05 | 868.572 | 0.0003324 | 859.1082 | 0 | 868.572 | 0.00079404 | 868.7814 | 0.0010228 | 856.2435 | 0.00036866 | 868.7814 | 0.0016363 | 868.7814 | 0.00081558 | 868.7814 | 0.0013613 | 856.2435 | 0 | 868.7814 | 0.00030248 | 868.572 | 0.00204 | 986.3252 | 0.00763 | 986.17 | 0 | 986.3252 | 0.06382 | 856.2435 | 0.00194
| 664.0718 | 0.00108 | 869.0213 | -0.00069691 | 868.8119 | -0.00044405 | 664.0718 | 0.00192 | 869.0213 | -0.00046689 | 868.8119 | -0.0014603 | 859.3459 | 0 | 868.8119 | -0.0014404 | 869.0213 | 0 | 856.4773 | -0.0026761 | 869.0213 | 0 | 869.0213 | 0 | 869.0213 | 0 | 856.4773 | 0 | 869.0213 | 0 | 868.8119 | -0.00078079 | 986.4937 | 0.00612 | 986.3396 | 1.0001e-05 | 986.4937 | 0.06256 | 856.4773 | 2.0877e-05
| 664.1948 | 0 | 869.2613 | 0.00070326 | 869.0517 | 0.00069035 | 664.1948 | 0 | 869.2613 | 0.0002879 | 869.0517 | 0.00063308 | 859.5836 | 0 | 869.0517 | 0.0011353 | 869.2613 | 0.00037903 | 856.7111 | 0.00070337 | 869.2613 | 0.0010452 | 869.2613 | 0.0011624 | 869.2613 | 0.00027567 | 856.7111 | 0 | 869.2613 | 0.00036668 | 869.0517 | 0.00113 | 986.6622 | 0.00494 | 986.5092 | 6.6672e-06 | 986.6622 | 0.0611 | 856.7111 | 0.00333
| 664.3177 | 0.00069774 | 869.5013 | -0.00010883 | 869.2916 | -0.0012681 | 664.3177 | 0.00225 | 869.5013 | -0.00075507 | 869.2916 | -0.0022884 | 859.8214 | 0 | 869.2916 | -0.0014828 | 869.5013 | 0 | 856.9448 | -0.0022951 | 869.5013 | 0 | 869.5013 | 0 | 869.5013 | 0 | 856.9448 | 0 | 869.5013 | 0 | 869.2916 | -0.0018 | 986.8306 | 0.00506 | 986.6787 | 3.0002e-05 | 986.8306 | 0.05992 | 856.9448 | -0.00076521
| 664.4407 | 0 | 869.7413 | 0.00089932 | 869.5314 | -8.4305e-05 | 664.4407 | 0 | 869.7413 | -0.0001046 | 869.5314 | -0.00050972 | 860.059 | 0 | 869.5314 | 0.0010123 | 869.7413 | 0.00060283 | 857.1786 | 0.00073486 | 869.7413 | 0.0013637 | 869.7413 | 0.00075704 | 869.7413 | 0.0012193 | 857.1786 | 0 | 869.7413 | 0.00025055 | 869.5314 | 0.00091892 | 986.9991 | 0.00677 | 986.8483 | 0 | 986.9991 | 0.05867 | 857.1786 | 0.00444
| 664.5637 | 0.00124 | 869.9813 | -0.00033333 | 869.7713 | -0.00037257 | 664.5637 | 0.0006936 | 869.9813 | -0.00055052 | 869.7713 | -0.0017907 | 860.2968 | 0 | 869.7713 | -0.001143 | 869.9813 | 0 | 857.4124 | 0.00013015 | 869.9813 | 0 | 869.9813 | 0 | 869.9813 | 0 | 857.4124 | 0 | 869.9813 | 0 | 869.7713 | -0.00093274 | 987.1676 | 0.00728 | 987.0179 | 3.0002e-05 | 987.1676 | 0.05743 | 857.4124 | 0.00035165
| 664.6867 | 0 | 870.2213 | 0.00094587 | 870.0111 | -0.00012583 | 664.6867 | 0 | 870.2213 | -5.3226e-05 | 870.0111 | 0.00041273 | 860.5345 | 0 | 870.0111 | 0.00091874 | 870.2213 | 0.00091255 | 857.6462 | 0.0015158 | 870.2213 | 0.0015329 | 870.2213 | 0.00069635 | 870.2213 | 0.00087975 | 857.6462 | 0 | 870.2213 | 0.0003964 | 870.0111 | 0.00141 | 987.3361 | 0.00687 | 987.1875 | 0 | 987.3361 | 0.0561 | 857.6462 | 0.00448
| 664.8097 | 0 | 870.4613 | -0.00016779 | 870.251 | -0.0001555 | 664.8097 | 0.00132 | 870.4613 | -0.00036204 | 870.251 | -0.0011645 | 860.7723 | 0 | 870.251 | -0.0013944 | 870.4613 | 0 | 857.88 | -0.00021064 | 870.4613 | 0 | 870.4613 | 0 | 870.4613 | 0 | 857.88 | 0 | 870.4613 | 0 | 870.251 | -0.00108 | 987.5046 | 0.00547 | 987.357 | 3.0002e-05 | 987.5046 | 0.05515 | 857.88 | -0.0005029
| 664.9327 | 0 | 870.7014 | 0.00079998 | 870.4909 | -0.00062617 | 664.9327 | 0 | 870.7014 | -0.00013662 | 870.4909 | 0.00082212 | 861.01 | 0 | 870.4909 | 0.00072203 | 870.7014 | 0 | 858.1138 | 0.0036508 | 870.7014 | 0.0008661 | 870.7014 | 0 | 870.7014 | 0.00085493 | 858.1138 | 0 | 870.7014 | 0.0002125 | 870.4909 | 0.00042228 | 987.6731 | 0.00496 | 987.5266 | 2.6669e-05 | 987.6731 | 0.05409 | 858.1138 | 0.000507
| 665.0557 | 0.00073368 | 870.9414 | -0.00044023 | 870.7308 | 3.7172e-05 | 665.0557 | 0.0016 | 870.9414 | -0.00076159 | 870.7308 | -0.002292 | 861.2478 | 0 | 870.7308 | -0.0010007 | 870.9414 | 0 | 858.3477 | -0.0036717 | 870.9414 | 0 | 870.9414 | 0 | 870.9414 | 0 | 858.3477 | 0 | 870.9414 | 0 | 870.7307 | -0.00125 | 987.8416 | 0.0055 | 987.6962 | 5.0004e-05 | 987.8416 | 0.05323 | 858.3477 | 0.00143
| 665.1787 | 0 | 871.1815 | 0.00017945 | 870.9706 | 0.00027637 | 665.1787 | 0 | 871.1815 | -0.00016598 | 870.9706 | 0.00038934 | 861.4855 | 0 | 870.9706 | 0.00088483 | 871.1814 | 0.0014749 | 858.5814 | -0.00089803 | 871.1814 | 0.001048 | 871.1815 | 0.00044231 | 871.1814 | 0.0015076 | 858.5814 | 0 | 871.1815 | 0.00019583 | 870.9706 | 0.00093643 | 988.0101 | 0.0064 | 987.8658 | 0 | 988.0101 | 0.05216 | 858.5814 | 0.00373
| 665.3017 | 0.00024855 | 871.4215 | -0.00055324 | 871.2105 | -0.00074669 | 665.3017 | 0.00205 | 871.4215 | -0.00074579 | 871.2105 | -0.0015341 | 861.7233 | 0 | 871.2105 | -0.0013325 | 871.4215 | 0 | 858.8153 | -0.00068191 | 871.4215 | 0 | 871.4215 | 0 | 871.4215 | 0 | 858.8153 | 0 | 871.4215 | 0 | 871.2105 | -0.0015 | 988.1786 | 0.00376 | 988.0354 | 3.0002e-05 | 988.1786 | 0.05124 | 858.8153 | 0.00245
| 665.4248 | 0 | 871.6616 | -3.0816e-05 | 871.4504 | -3.5864e-05 | 665.4248 | 0 | 871.6616 | 0.00045838 | 871.4504 | 0.00035302 | 861.9611 | 0 | 871.4504 | 0.00082566 | 871.6616 | 0.00087561 | 859.0491 | -0.0003045 | 871.6616 | 0.00056976 | 871.6616 | 0.00091942 | 871.6616 | 0.00077382 | 859.0491 | 0 | 871.6616 | 0.00035982 | 871.4504 | 0.00078811 | 988.3471 | 0.0068 | 988.2049 | 0 | 988.3471 | 0.0502 | 859.0491 | 0.00487
| 665.5478 | 0 | 871.9016 | -0.00082848 | 871.6904 | -0.0015053 | 665.5478 | 0.00175 | 871.9016 | -0.00098126 | 871.6904 | -0.0013998 | 862.1989 | 0 | 871.6904 | -0.0012244 | 871.9016 | 0 | 859.283 | 0.0015074 | 871.9016 | 0 | 871.9016 | 0 | 871.9016 | 0 | 859.283 | 0 | 871.9016 | 0 | 871.6903 | -0.00188 | 988.5156 | 0.00455 | 988.3745 | 1.0001e-05 | 988.5156 | 0.04926 | 859.283 | 0.00136
| 665.6709 | 0 | 872.1417 | 0.0007186 | 871.9303 | 0.00029402 | 665.6709 | 0 | 872.1417 | -0.00016739 | 871.9303 | -0.0012747 | 862.4367 | 0 | 871.9303 | 0.00093492 | 872.1417 | 0.00025422 | 859.5168 | 0.0029824 | 872.1417 | 0.0014106 | 872.1417 | 0.00059873 | 872.1417 | 0.00053843 | 859.5168 | 0 | 872.1417 | 0.00019983 | 871.9303 | 0.0018 | 988.6841 | 0.00649 | 988.5441 | 6.6672e-06 | 988.6841 | 0.0481 | 859.5168 | 0.00204
| 665.794 | 6.8875e-05 | 872.3818 | 0.00020113 | 872.1702 | -0.0001378 | 665.794 | 0.00134 | 872.3818 | -0.00050276 | 872.1702 | -0.0028297 | 862.6746 | 0 | 872.1702 | -0.0013197 | 872.3818 | 0 | 859.7507 | -0.00158 | 872.3818 | 0 | 872.3818 | 0 | 872.3818 | 0 | 859.7507 | 0 | 872.3818 | 0 | 872.1702 | -0.00109 | 988.8526 | 0.00596 | 988.7137 | 3.0002e-05 | 988.8526 | 0.04683 | 859.7507 | 0.00288
| 665.917 | 0 | 872.6219 | 0.00038971 | 872.4101 | -0.00022599 | 665.917 | 0 | 872.6219 | 0.00075323 | 872.4101 | 0.00090977 | 862.9124 | 0 | 872.4101 | 0.00084127 | 872.6219 | 0.00092935 | 859.9846 | 0.001684 | 872.6219 | 0.00091577 | 872.6219 | 0.00024732 | 872.6219 | 0.00092829 | 859.9846 | 0 | 872.6219 | 0.00036417 | 872.4101 | -0.00028141 | 989.0211 | 0.00582 | 988.8833 | 2.6669e-05 | 989.0211 | 0.04539 | 859.9846 | 0.00409
| 666.0401 | 0.00017668 | 872.862 | -0.00049777 | 872.6501 | -0.0016052 | 666.0401 | 0.00029479 | 872.862 | -0.00041996 | 872.6501 | -0.0016285 | 863.1501 | 0 | 872.6501 | -0.0014866 | 872.862 | 0 | 860.2184 | -0.00050878 | 872.862 | 0 | 872.862 | 0 | 872.862 | 0 | 860.2184 | 0 | 872.862 | 0 | 872.6501 | -0.00106 | 989.1896 | 0.0048 | 989.0529 | 3.0002e-05 | 989.1896 | 0.04397 | 860.2184 | 0.00010105
| 666.1632 | 0 | 873.1021 | -6.8551e-05 | 872.89 | -0.00025799 | 666.1632 | 0 | 873.1021 | 0.00023672 | 872.89 | -0.00076427 | 863.388 | 0 | 872.89 | 0.00072039 | 873.1021 | 0.00060872 | 860.4523 | 0.0024037 | 873.1021 | 0.0011878 | 873.1021 | 0.00043178 | 873.1021 | 0.00051318 | 860.4523 | 0 | 873.102 | 0.00035225 | 872.89 | 0.00123 | 989.3581 | 0.00538 | 989.2225 | 0 | 989.3581 | 0.04254 | 860.4523 | 0.00512
| 666.2863 | 0.00073368 | 873.3422 | -0.00037403 | 873.13 | -0.00046217 | 666.2863 | 0.00113 | 873.3422 | -0.00083286 | 873.13 | -0.00034464 | 863.6259 | 0 | 873.13 | -0.0013472 | 873.3422 | 0 | 860.6862 | -0.0024165 | 873.3422 | 0 | 873.3422 | 0 | 873.3422 | 0 | 860.6862 | 0 | 873.3422 | 0 | 873.13 | 8.9287e-05 | 989.5266 | 0.00426 | 989.3921 | 3.0002e-05 | 989.5266 | 0.04119 | 860.6862 | 0.00010024
| 666.4095 | 0 | 873.5823 | 0.00061549 | 873.3699 | -0.00020771 | 666.4095 | 0 | 873.5823 | -0.00049143 | 873.3699 | 0.0016619 | 863.8637 | 0 | 873.3699 | 0.0006694 | 873.5823 | 0.00047587 | 860.92 | -0.0008686 | 873.5823 | 0.00087444 | 873.5823 | 0.00035673 | 873.5823 | 0.00058738 | 860.92 | 0 | 873.5823 | 0.00022225 | 873.3699 | 2.169e-05 | 989.6951 | 0.00585 | 989.5617 | 6.6672e-06 | 989.6951 | 0.03959 | 860.92 | 0.00366
| 666.5326 | 0.00048213 | 873.8224 | 9.1832e-06 | 873.6099 | -0.0010623 | 666.5326 | 0.00257 | 873.8224 | -0.00017903 | 873.6099 | -0.0020968 | 864.1016 | 0 | 873.6099 | -0.0014664 | 873.8224 | 0 | 861.154 | -0.0013028 | 873.8224 | 0 | 873.8224 | 0 | 873.8224 | 0 | 861.154 | 0 | 873.8225 | 0 | 873.6099 | -0.00169 | 989.8636 | 0.0057 | 989.7313 | 0 | 989.8636 | 0.03871 | 861.154 | 0.00068023
| 666.6557 | 0 | 874.0626 | 0.00015499 | 873.8499 | 0.0013865 | 666.6557 | 0 | 874.0626 | -0.00069906 | 873.8499 | -0.00014193 | 864.3394 | 0 | 873.8499 | 0.00059965 | 874.0626 | 0.001716 | 861.3879 | 0.0016532 | 874.0626 | 0.0022772 | 874.0626 | 0.0013681 | 874.0626 | 0.0011562 | 861.3879 | 0 | 874.0626 | 0.0005613 | 873.8499 | 0.00124 | 990.0321 | 0.00529 | 989.9009 | 0 | 990.0321 | 0.03723 | 861.3879 | 0.00212
| 666.7789 | 0 | 874.3027 | -0.0011742 | 874.0898 | -0.00090594 | 666.7789 | 0.00048552 | 874.3027 | -0.00066693 | 874.0898 | -0.0010862 | 864.5773 | 0 | 874.0898 | -0.0011658 | 874.3027 | 0 | 861.6218 | -0.00082647 | 874.3027 | 0 | 874.3027 | 0 | 874.3027 | 0 | 861.6218 | 0 | 874.3027 | 0 | 874.0898 | -0.00096547 | 990.2006 | 0.00543 | 990.0706 | 1.0001e-05 | 990.2006 | 0.03697 | 861.6218 | 0.00096849
| 666.902 | 0 | 874.5428 | 0.00048714 | 874.3298 | -0.00039321 | 666.902 | 0 | 874.5428 | 0.00020491 | 874.3298 | -2.8736e-05 | 864.8152 | 0 | 874.3298 | 0.00065242 | 874.5429 | 0.0013924 | 861.8557 | 0.00091444 | 874.5429 | 0.0014594 | 874.5428 | 0.00092684 | 874.5429 | 0.0013067 | 861.8557 | 0 | 874.5429 | 0.00036055 | 874.3298 | 0.00136 | 990.3691 | 0.00712 | 990.2402 | 6.6672e-06 | 990.3691 | 0.0354 | 861.8557 | 0.00373
| 667.0252 | 0.00019465 | 874.783 | -0.00090157 | 874.5698 | -0.0015175 | 667.0252 | 0.00121 | 874.783 | -0.00066019 | 874.5698 | -0.0020933 | 865.053 | 0 | 874.5698 | -0.0015441 | 874.783 | 0 | 862.0897 | 0.00070761 | 874.783 | 0 | 874.783 | 0 | 874.783 | 0 | 862.0897 | 0 | 874.783 | 0 | 874.5698 | -0.00032366 | 990.5376 | 0.00452 | 990.4098 | 3.0002e-05 | 990.5376 | 0.03521 | 862.0897 | 0.00292
| 667.1484 | 0.00014397 | 875.0232 | 0.00018406 | 874.8098 | -0.00063185 | 667.1484 | 0 | 875.0232 | 0.00011224 | 874.8098 | 0.00025018 | 865.291 | 0 | 874.8098 | 0.0006489 | 875.0232 | 0.00041205 | 862.3236 | 0.002877 | 875.0232 | 0.00044205 | 875.0232 | 0.00036701 | 875.0232 | 0.00053659 | 862.3236 | 0 | 875.0232 | 0.0004146 | 874.8098 | 0.00063726 | 990.7061 | 0.00545 | 990.5794 | 0 | 990.7061 | 0.03382 | 862.3236 | 0.00547
| 667.2716 | 0.00078757 | 875.2634 | -0.00057733 | 875.0498 | -0.00014583 | 667.2716 | 0.00179 | 875.2634 | -0.00048807 | 875.0498 | -0.0028893 | 865.5289 | 0 | 875.0498 | -0.0013264 | 875.2634 | 0 | 862.5575 | 0.0031132 | 875.2634 | 0 | 875.2634 | 0 | 875.2634 | 0 | 862.5575 | 0 | 875.2634 | 0 | 875.0498 | -0.00043636 | 990.8746 | 0.00535 | 990.749 | 1.0001e-05 | 990.8746 | 0.03371 | 862.5575 | 0.00051
| 667.3948 | 0 | 875.5035 | 0.00061813 | 875.2898 | -0.00046543 | 667.3948 | 0 | 875.5035 | -0.00071779 | 875.2898 | -0.00028821 | 865.7668 | 0 | 875.2898 | 0.00075772 | 875.5036 | 0.0014618 | 862.7914 | 0.00079562 | 875.5036 | 0.00063988 | 875.5035 | 0 | 875.5036 | 0.00017804 | 862.7914 | 0 | 875.5035 | 0.00026244 | 875.2898 | 0.00082472 | 991.0431 | 0.00594 | 990.9186 | 6.6672e-06 | 991.0431 | 0.03278 | 862.7914 | 0.00363
| 667.518 | 0.00057197 | 875.7438 | 0.00087205 | 875.5299 | -0.00099737 | 667.518 | 0.0014 | 875.7438 | -0.00032127 | 875.5299 | -0.002358 | 866.0047 | 0 | 875.5299 | -0.00161 | 875.7438 | 0 | 863.0255 | 0.00013918 | 875.7438 | 0 | 875.7438 | 0 | 875.7438 | 0 | 863.0255 | 0 | 875.7438 | 0 | 875.5299 | -0.00137 | 991.2117 | 0.00601 | 991.0883 | 1.0001e-05 | 991.2117 | 0.03286 | 863.0254 | 0.00173
| 667.6412 | 0 | 875.9839 | 0.00070118 | 875.7699 | 0.00036954 | 667.6412 | 0 | 875.9839 | -0.00021388 | 875.7699 | 0.0008655 | 866.2426 | 0 | 875.7699 | 0.00077354 | 875.984 | 0.0020723 | 863.2594 | 0.0032027 | 875.984 | 0.0005766 | 875.9839 | 0.00054639 | 875.984 | 0.0011772 | 863.2594 | 0 | 875.984 | 0.00030121 | 875.7699 | 0.00064259 | 991.3802 | 0.00577 | 991.2579 | 6.6672e-06 | 991.3802 | 0.03258 | 863.2594 | 0.00468
| 667.7644 | 0.00066181 | 876.2242 | -0.00080191 | 876.0099 | -0.00088146 | 667.7644 | 0.00175 | 876.2242 | -0.00079736 | 876.0099 | -0.0010835 | 866.4806 | 0 | 876.0099 | -0.001799 | 876.2242 | 0 | 863.4933 | -0.0014322 | 876.2242 | 0 | 876.2242 | 0 | 876.2242 | 0 | 863.4933 | 0 | 876.2242 | 0 | 876.0099 | -0.00129 | 991.5487 | 0.00719 | 991.4275 | 3.0002e-05 | 991.5487 | 0.03309 | 863.4933 | 0.00325
| 667.8877 | 0 | 876.4644 | 0.00096509 | 876.25 | -0.00033175 | 667.8877 | 0 | 876.4644 | -0.00011551 | 876.25 | 0.0013896 | 866.7185 | 0 | 876.25 | 0.00085028 | 876.4644 | 0.0006221 | 863.7274 | 0.0020278 | 876.4644 | 0.00030726 | 876.4644 | 0.00045537 | 876.4644 | 0.0010688 | 863.7274 | 0 | 876.4644 | 0.0003622 | 876.25 | 0.00083684 | 991.7172 | 0.00605 | 991.5972 | 6.6672e-06 | 991.7172 | 0.0334 | 863.7274 | 0.00373
| 668.0109 | 0.00084148 | 876.7046 | -5.9534e-05 | 876.49 | -0.0011997 | 668.0109 | 0.00172 | 876.7046 | -0.00068743 | 876.49 | -0.0019226 | 866.9565 | 0 | 876.49 | -0.0014311 | 876.7046 | 0 | 863.9613 | -0.0010201 | 876.7046 | 0 | 876.7046 | 0 | 876.7046 | 0 | 863.9613 | 0 | 876.7046 | 0 | 876.49 | -0.00126 | 991.8857 | 0.00584 | 991.7668 | 1.0001e-05 | 991.8857 | 0.03422 | 863.9613 | 0.00316
| 668.1341 | 0 | 876.9448 | 0.00089775 | 876.7301 | -0.00023681 | 668.1341 | 0 | 876.9448 | -5.5491e-05 | 876.7301 | 0.0002236 | 867.1944 | 0 | 876.7301 | 0.00057282 | 876.9448 | 0.00070186 | 864.1953 | -0.00045891 | 876.9448 | 0.00097118 | 876.9448 | 0.00022981 | 876.9448 | 0.00050327 | 864.1953 | 0 | 876.9448 | 0.00028704 | 876.7301 | 0.00031906 | 992.0542 | 0.00619 | 991.9364 | 6.6672e-06 | 992.0542 | 0.03484 | 864.1953 | 0.00675
| 668.2574 | 5.091e-05 | 877.1851 | 0.00026338 | 876.9701 | -0.0011068 | 668.2574 | 0.00109 | 877.1851 | -0.00047522 | 876.9701 | -0.0019669 | 867.4324 | 0 | 876.9701 | -0.0013968 | 877.1851 | 0 | 864.4293 | 0.00092809 | 877.1851 | 0 | 877.1851 | 0 | 877.1851 | 0 | 864.4293 | 0 | 877.1851 | 0 | 876.9701 | -0.00145 | 992.2227 | 0.00545 | 992.1061 | 3.0002e-05 | 992.2227 | 0.03493 | 864.4293 | 0.00291
| 668.3807 | 0 | 877.4253 | 0.00061908 | 877.2102 | 0.00012786 | 668.3807 | 0.00019118 | 877.4253 | -0.00010517 | 877.2102 | 4.3578e-05 | 867.6703 | 0 | 877.2102 | 0.0010324 | 877.4253 | 0.0015042 | 864.6633 | 0.0016476 | 877.4253 | 0.00088097 | 877.4253 | 0.0007011 | 877.4253 | 0.00079309 | 864.6633 | 0 | 877.4253 | 0.00022877 | 877.2102 | 0.00060127 | 992.3912 | 0.0071 | 992.2757 | 0 | 992.3912 | 0.03522 | 864.6633 | 0.00119
| 668.504 | 0.00041025 | 877.6656 | -2.2035e-05 | 877.4503 | -0.000746 | 668.504 | 0.00027745 | 877.6656 | -0.00095079 | 877.4503 | -0.0010304 | 867.9083 | 0 | 877.4503 | -0.0013221 | 877.6656 | 0 | 864.8973 | -0.00097355 | 877.6656 | 0 | 877.6656 | 0 | 877.6656 | 0 | 864.8973 | 0 | 877.6656 | 0 | 877.4502 | -0.00049287 | 992.5598 | 0.00598 | 992.4453 | 3.0002e-05 | 992.5598 | 0.03404 | 864.8973 | 0.00373
| 668.6273 | 0 | 877.9058 | 0.00059409 | 877.6903 | -0.00042128 | 668.6273 | 0 | 877.9058 | 0.00049943 | 877.6903 | 0.00028523 | 868.1464 | 0 | 877.6903 | 0.00073955 | 877.9058 | 0.0011487 | 865.1313 | -2.0096e-05 | 877.9058 | 0.00073862 | 877.9058 | 0.00084362 | 877.9058 | 0.0013246 | 865.1313 | 0 | 877.9058 | 0.00023208 | 877.6903 | 5.2407e-05 | 992.7283 | 0.00575 | 992.615 | 6.6672e-06 | 992.7283 | 0.03395 | 865.1313 | 0.00303
| 668.7506 | 0.00165 | 878.1461 | -9.6973e-05 | 877.9304 | 3.3201e-05 | 668.7506 | 0.00091902 | 878.1461 | -0.00078346 | 877.9304 | -0.0020299 | 868.3843 | 0 | 877.9304 | -0.0016112 | 878.1461 | 0 | 865.3654 | -0.0003148 | 878.1461 | 0 | 878.1461 | 0 | 878.1461 | 0 | 865.3654 | 0 | 878.1461 | 0 | 877.9304 | -0.0019 | 992.8968 | 0.00538 | 992.7846 | 5.0004e-05 | 992.8968 | 0.03132 | 865.3654 | 0.00463
| 668.8739 | 0 | 878.3864 | 0.00053926 | 878.1705 | 0.00056726 | 668.8739 | 0 | 878.3864 | -6.0958e-05 | 878.1705 | -0.0004879 | 868.6223 | 0 | 878.1705 | 0.0012941 | 878.3864 | 0.00072645 | 865.5994 | 0.0049643 | 878.3864 | 0.0019237 | 878.3864 | 0.0010705 | 878.3864 | 0.0012915 | 865.5994 | 0 | 878.3863 | 0.00043038 | 878.1705 | 0.00181 | 993.0653 | 0.00545 | 992.9543 | 6.6672e-06 | 993.0653 | 0.03078 | 865.5994 | 0.00706
| 668.9972 | 5.091e-05 | 878.6266 | 0.00010064 | 878.4106 | -0.00056422 | 668.9972 | 0.00106 | 878.6266 | -0.00046231 | 878.4106 | -0.0017289 | 868.8604 | 0 | 878.4106 | -0.0017903 | 878.6267 | 0 | 865.8334 | 0.00032763 | 878.6267 | 0 | 878.6266 | 0 | 878.6267 | 0 | 865.8334 | 0 | 878.6267 | 0 | 878.4106 | -0.00106 | 993.2338 | 0.00508 | 993.1239 | 0 | 993.2338 | 0.02869 | 865.8334 | 0.00263
| 669.1205 | 0 | 878.8669 | 0.00055681 | 878.6507 | -0.00073357 | 669.1205 | 0 | 878.8669 | 0.00029746 | 878.6507 | -0.00058309 | 869.0984 | 0 | 878.6507 | 0.00085453 | 878.8669 | 0.00042884 | 866.0675 | 9.5604e-05 | 878.8669 | 0.00089575 | 878.8669 | 0 | 878.8669 | 1.0222e-05 | 866.0675 | 0 | 878.8669 | 0.00027714 | 878.6507 | 0.00171 | 993.4023 | 0.00719 | 993.2936 | 6.6672e-06 | 993.4023 | 0.02829 | 866.0675 | 0.00574
| 669.2439 | 0.00010482 | 879.1072 | -0.00080714 | 878.8908 | -0.0011953 | 669.2439 | 0.00123 | 879.1072 | -0.00036472 | 878.8908 | -0.0026724 | 869.3364 | 0 | 878.8908 | -0.0016961 | 879.1072 | 0 | 866.3015 | 9.3951e-05 | 879.1072 | 0 | 879.1072 | 0 | 879.1072 | 0 | 866.3015 | 0 | 879.1072 | 0 | 878.8908 | -0.00167 | 993.5708 | 0.00647 | 993.4633 | 1.0001e-05 | 993.5708 | 0.02729 | 866.3015 | 0.00157
| 669.3672 | 0 | 879.3475 | -0.00030606 | 879.131 | -0.00050822 | 669.3672 | 0 | 879.3475 | -0.0004005 | 879.131 | -0.00089355 | 869.5745 | 0 | 879.131 | 0.00076666 | 879.3475 | 0.00081951 | 866.5356 | -0.0015754 | 879.3475 | 0.0007767 | 879.3475 | 0.00020397 | 879.3475 | 0.00037425 | 866.5356 | 0 | 879.3475 | 0.00027366 | 879.131 | 0.00072471 | 993.7394 | 0.00476 | 993.6329 | 6.6672e-06 | 993.7394 | 0.02661 | 866.5356 | 0.00358
| 669.4906 | 0 | 879.5879 | -0.00075071 | 879.3711 | -0.00092813 | 669.4906 | 0.00076297 | 879.5879 | -0.00061259 | 879.3711 | -0.0010594 | 869.8125 | 0 | 879.3711 | -0.001745 | 879.5879 | 0 | 866.7697 | 0.00063491 | 879.5879 | 0 | 879.5879 | 0 | 879.5879 | 0 | 866.7697 | 0 | 879.5879 | 0 | 879.3711 | -0.00038472 | 993.9079 | 0.00417 | 993.8026 | 1.0001e-05 | 993.9079 | 0.02716 | 866.7696 | 0.00255
| 669.614 | 5.399e-05 | 879.8282 | 0.0014309 | 879.6112 | -0.00083619 | 669.614 | 0 | 879.8282 | -0.0003542 | 879.6112 | -0.00029364 | 870.0505 | 0 | 879.6112 | 0.001161 | 879.8282 | 0.0011037 | 867.0037 | -0.00060571 | 879.8282 | 0.00036773 | 879.8282 | 0.00028161 | 879.8282 | 0.00066653 | 867.0037 | 0 | 879.8282 | 0.0002726 | 879.6112 | 0.00165 | 994.0764 | 0.00647 | 993.9722 | 6.6672e-06 | 994.0764 | 0.02657 | 867.0037 | 0.003
| 669.7373 | 0.0004462 | 880.0685 | -0.00013101 | 879.8514 | -0.00014717 | 669.7373 | 0.00084967 | 880.0685 | -9.0537e-05 | 879.8514 | -0.0024696 | 870.2886 | 0 | 879.8514 | -0.0017085 | 880.0685 | 0 | 867.2379 | -0.0030619 | 880.0685 | 0 | 880.0685 | 0 | 880.0685 | 0 | 867.2379 | 0 | 880.0685 | 0 | 879.8514 | -0.00075722 | 994.2449 | 0.0054 | 994.1419 | 1.0001e-05 | 994.2449 | 0.02781 | 867.2378 | 0.00251
| 669.8607 | 0 | 880.3088 | 0.00050142 | 880.0915 | 0.00039784 | 669.8607 | 0 | 880.3088 | 0.00011512 | 880.0915 | 0.00073075 | 870.5267 | 0 | 880.0915 | 0.00085362 | 880.3089 | 0.0012062 | 867.4719 | 0.00333 | 880.3089 | 0.0018319 | 880.3088 | 0.00058708 | 880.3089 | 0.0016553 | 867.4719 | 0 | 880.3088 | 0.00022619 | 880.0915 | 0.00175 | 994.4134 | 0.008 | 994.3116 | 0 | 994.4134 | 0.02688 | 867.4719 | 0.00544
| 669.9841 | 0.00089539 | 880.5492 | 0.0001555 | 880.3317 | -0.0010704 | 669.9841 | 0.00065893 | 880.5492 | -0.00048438 | 880.3317 | -0.0025017 | 870.7648 | 0 | 880.3317 | -0.0017288 | 880.5492 | 0 | 867.706 | -0.0019199 | 880.5492 | 0 | 880.5492 | 0 | 880.5492 | 0 | 867.706 | 0 | 880.5492 | 0 | 880.3317 | -0.00234 | 994.582 | 0.00542 | 994.4812 | 1.0001e-05 | 994.582 | 0.02627 | 867.706 | -0.00173
| 670.1075 | 0 | 880.7896 | 4.5359e-05 | 880.5718 | -0.00079968 | 670.1075 | 0 | 880.7896 | -0.00011934 | 880.5718 | -0.0024843 | 871.0028 | 0 | 880.5718 | -0.0014681 | 880.7895 | 0 | 867.9401 | -0.00088288 | 880.7895 | 0 | 880.7896 | 0 | 880.7895 | 0 | 867.9401 | 0 | 880.7895 | 0 | 880.5718 | -0.00064731 | 994.7505 | 0.00622 | 994.6509 | 0 | 994.7505 | 0.02591 | 867.9401 | 0.00157
| 670.2309 | 0 | 881.0299 | 0.0011966 | 880.812 | 0.00021107 | 670.2309 | 0.00125 | 881.0299 | 0.00014014 | 880.812 | 0.0013227 | 871.2409 | 0 | 880.812 | 0.0011093 | 881.0299 | 0.00052129 | 868.1742 | 0.002492 | 881.0299 | 0.0010451 | 881.0299 | 0.00064308 | 881.0299 | 0.00033957 | 868.1742 | 0 | 881.0299 | 0.00033249 | 880.812 | -0.00010421 | 994.919 | 0.00642 | 994.8206 | 5.0004e-05 | 994.919 | 0.02462 | 868.1742 | 0.00317
| 670.3544 | 0 | 881.2703 | 0.00045943 | 881.0522 | -0.0011486 | 670.3544 | 0 | 881.2703 | -0.00024879 | 881.0522 | -0.002897 | 871.479 | 0 | 881.0522 | -0.0017545 | 881.2703 | 0 | 868.4083 | -0.00046823 | 881.2703 | 0 | 881.2703 | 0 | 881.2703 | 0 | 868.4083 | 0 | 881.2703 | 0 | 881.0522 | -0.00114 | 995.0875 | 0.0077 | 994.9902 | 0 | 995.0875 | 0.02535 | 868.4083 | 0.00371
| 670.4778 | 0.00106 | 881.5107 | 0.0010061 | 881.2923 | -0.00037674 | 670.4778 | 0.00144 | 881.5107 | 0.00032319 | 881.2923 | -0.00096882 | 871.7171 | 0 | 881.2923 | 0.0010235 | 881.5107 | 0.00074265 | 868.6425 | 0.00041796 | 881.5107 | 0.00048537 | 881.5107 | 0.00071884 | 881.5107 | 0.0011578 | 868.6425 | 0 | 881.5107 | 0.00023414 | 881.2923 | 0.00099344 | 995.256 | 0.00571 | 995.1599 | 5.0004e-05 | 995.256 | 0.02233 | 868.6425 | 0.00604
| 670.6013 | 0 | 881.751 | 0.00017349 | 881.5325 | -0.00059212 | 670.6013 | 0 | 881.751 | -0.00070847 | 881.5325 | -0.0031375 | 871.9553 | 0 | 881.5325 | -0.0017959 | 881.751 | 0 | 868.8766 | 0.0015269 | 881.751 | 0 | 881.751 | 0 | 881.751 | 0 | 868.8766 | 0 | 881.751 | 0 | 881.5325 | -0.00232 | 995.4246 | 0.00541 | 995.3296 | 0 | 995.4246 | 0.02237 | 868.8766 | 0.00376
| 670.7247 | 0.00075165 | 881.9915 | 0.00092898 | 881.7727 | 0.00056614 | 670.7247 | 0.00095371 | 881.9915 | 0.0006109 | 881.7727 | 0.00046659 | 872.1934 | 0 | 881.7727 | 0.0012332 | 881.9914 | 0.00062415 | 869.1107 | 0.0019307 | 881.9914 | 0.0017559 | 881.9915 | 0.0014295 | 881.9914 | 0.00078257 | 869.1107 | 0 | 881.9915 | 0.00046786 | 881.7727 | 0.00222 | 995.5931 | 0.00651 | 995.4993 | 5.0004e-05 | 995.5931 | 0.01948 | 869.1107 | 0.0056
| 670.8482 | 0 | 882.2318 | -0.00039224 | 882.0129 | -0.0013377 | 670.8482 | 0 | 882.2318 | -0.00066366 | 882.0129 | -0.0015189 | 872.4315 | 0 | 882.0129 | -0.00174 | 882.2318 | 0 | 869.3448 | 0.001347 | 882.2318 | 0 | 882.2318 | 0 | 882.2318 | 0 | 869.3448 | 0 | 882.2318 | 0 | 882.0129 | -0.00155 | 995.7616 | 0.00524 | 995.6689 | 0 | 995.7616 | 0.01972 | 869.3448 | 0.00121
| 670.9716 | 0.00199 | 882.4722 | 0.00058821 | 882.2531 | 0.00041112 | 670.9716 | 0.00084967 | 882.4722 | 0.00018248 | 882.2531 | 0.0009611 | 872.6696 | 0 | 882.2531 | 0.0011016 | 882.4722 | 0.0018101 | 869.579 | 0.0031713 | 882.4722 | 0.0016475 | 882.4722 | 0.00084149 | 882.4722 | 0.00221 | 869.579 | 0 | 882.4722 | 0.00031854 | 882.2531 | 0.00219 | 995.9302 | 0.00614 | 995.8386 | 6.9993e-05 | 995.9302 | 0.01763 | 869.579 | 0.00519
| 671.0951 | 0 | 882.7126 | 2.4457e-05 | 882.4933 | -0.00070035 | 671.0951 | 0 | 882.7126 | -0.0010793 | 882.4933 | -0.002506 | 872.9078 | 0 | 882.4933 | -0.0016618 | 882.7126 | 0 | 869.8132 | -0.0012889 | 882.7126 | 0 | 882.7126 | 0 | 882.7126 | 0 | 869.8132 | 0 | 882.7127 | 0 | 882.4933 | -0.0011 | 996.0987 | 0.00517 | 996.0083 | 0 | 996.0987 | 0.01757 | 869.8132 | 0.00388
| 671.2186 | 0.00096726 | 882.9531 | 0.00029898 | 882.7336 | -0.00057689 | 671.2186 | 0.00127 | 882.9531 | 4.9212e-05 | 882.7336 | 0.00052502 | 873.1459 | 0 | 882.7336 | 0.00023249 | 882.9531 | 0.0013995 | 870.0473 | 0.0012956 | 882.9531 | 0 | 882.9531 | 0 | 882.9531 | 0.0016438 | 870.0473 | 0 | 882.9531 | 0.00022467 | 882.7336 | 0.00071345 | 996.2672 | 0.0041 | 996.178 | 3.0002e-05 | 996.2672 | 0.01565 | 870.0473 | 0.0038
| 671.3421 | 0 | 883.1935 | -0.00096131 | 882.9738 | -0.00071426 | 671.3421 | 0 | 883.1935 | -0.00053654 | 882.9738 | -0.0014018 | 873.3841 | 0 | 882.9738 | -0.0018714 | 883.1935 | 0 | 870.2815 | 0.00049351 | 883.1935 | 0 | 883.1935 | 0 | 883.1935 | 0 | 870.2815 | 0 | 883.1935 | 0 | 882.9738 | -0.00096592 | 996.4357 | 0.00629 | 996.3477 | 0 | 996.4357 | 0.01572 | 870.2815 | 0.00219
| 671.4657 | 0.00087741 | 883.4339 | -9.339e-06 | 883.214 | -6.4598e-05 | 671.4657 | 0.00173 | 883.4339 | 0.00013593 | 883.214 | 0.0024429 | 873.6223 | 0 | 883.214 | 0.00090402 | 883.4339 | 0.0012426 | 870.5157 | 0.001087 | 883.4339 | 0.00081014 | 883.4339 | 0.00033775 | 883.4339 | 0.002228 | 870.5157 | 0 | 883.4339 | 0.00029552 | 883.214 | 0.00019194 | 996.6043 | 0.00477 | 996.5174 | 6.9993e-05 | 996.6043 | 0.01463 | 870.5157 | 0.00391
| 671.5892 | 0 | 883.6744 | -0.00052555 | 883.4543 | -0.0016487 | 671.5892 | 0 | 883.6744 | -0.00088925 | 883.4543 | -0.0010132 | 873.8604 | 0 | 883.4543 | -0.0015568 | 883.6744 | 0 | 870.7499 | -0.0031525 | 883.6744 | 0 | 883.6744 | 0 | 883.6744 | 0 | 870.7499 | 0 | 883.6744 | 0 | 883.4543 | -0.00154 | 996.7728 | 0.00696 | 996.6871 | 0 | 996.7728 | 0.01486 | 870.7499 | 0.00223
| 671.7127 | 0.00075165 | 883.9148 | 0.00052597 | 883.6945 | 0.0004777 | 671.7127 | 0.00128 | 883.9148 | -4.3745e-05 | 883.6945 | 0.00077678 | 874.0986 | 0 | 883.6945 | 0.0013062 | 883.9148 | 0.0018679 | 870.9841 | 0.0023289 | 883.9148 | 0.0018143 | 883.9148 | 0.00075592 | 883.9148 | 6.5547e-05 | 870.9841 | 0 | 883.9148 | 0.00027387 | 883.6945 | 0.00121 | 996.9413 | 0.00649 | 996.8568 | 5.0004e-05 | 996.9413 | 0.01394 | 870.9841 | 0.00449
| 671.8363 | 0 | 884.1553 | -0.0005427 | 883.9348 | -0.00058008 | 671.8363 | 0 | 884.1553 | -0.00031326 | 883.9348 | -0.0021584 | 874.3368 | 0 | 883.9348 | -0.0017634 | 884.1553 | 0 | 871.2183 | 0.00069772 | 884.1553 | 0 | 884.1553 | 0 | 884.1553 | 0 | 871.2183 | 0 | 884.1553 | 0 | 883.9348 | -0.0012 | 997.1099 | 0.00543 | 997.0265 | 0 | 997.1099 | 0.01423 | 871.2183 | -0.00184
| 671.9598 | 0 | 884.3958 | 0.00044293 | 884.175 | -0.00011891 | 671.9598 | 0.00050287 | 884.3958 | 1.09e-05 | 884.175 | 0.00025984 | 874.575 | 0 | 884.175 | 0.00096246 | 884.3958 | 0.001854 | 871.4525 | 0.002158 | 884.3958 | 0.0017464 | 884.3958 | 0.0011072 | 884.3958 | 0.00071009 | 871.4525 | 0 | 884.3958 | 0.00019596 | 884.175 | 0.00155 | 997.2784 | 0.00608 | 997.1962 | 6.9993e-05 | 997.2784 | 0.01368 | 871.4524 | 0.00397
| 672.0834 | 0 | 884.6362 | -0.0002707 | 884.4153 | -0.00080449 | 672.0834 | 0 | 884.6362 | -0.00032417 | 884.4153 | -0.002428 | 874.8132 | 0 | 884.4153 | -0.0018837 | 884.6362 | 0 | 871.6866 | -0.0019232 | 884.6362 | 0 | 884.6362 | 0 | 884.6362 | 0 | 871.6866 | 0 | 884.6362 | 0 | 884.4153 | -0.0019 | 997.4469 | 0.00575 | 997.3659 | 0 | 997.4469 | 0.01446 | 871.6866 | 0.0052
| 672.207 | 0.00062587 | 884.8767 | -0.0003111 | 884.6556 | 0.00036886 | 672.207 | 0.00125 | 884.8767 | 7.6967e-05 | 884.6556 | 0.0015821 | 875.0515 | 0 | 884.6556 | 0.0013123 | 884.8767 | 0.0023697 | 871.9209 | -0.00080524 | 884.8767 | 0.0010657 | 884.8767 | 0.00076264 | 884.8767 | 0.00095677 | 871.9209 | 0 | 884.8767 | 0.00028378 | 884.6556 | 0.00109 | 997.6154 | 0.00556 | 997.5356 | 5.0004e-05 | 997.6154 | 0.01414 | 871.9209 | 0.00326
| 672.3305 | 0 | 885.1172 | -0.00037349 | 884.8958 | -0.00042356 | 672.3305 | 0 | 885.1172 | -0.00060082 | 884.8958 | -0.002725 | 875.2897 | 0 | 884.8958 | -0.0016962 | 885.1172 | 0 | 872.1551 | -0.0017943 | 885.1172 | 0 | 885.1172 | 0 | 885.1172 | 0 | 872.1551 | 0 | 885.1172 | 0 | 884.8958 | -0.00178 | 997.784 | 0.00531 | 997.7053 | 0 | 997.784 | 0.01523 | 872.1551 | 0.0013
| 672.4541 | 0.00167 | 885.3577 | 0.0012614 | 885.1361 | 0.00081387 | 672.4541 | 0.00156 | 885.3577 | -0.00073116 | 885.1361 | 0.00048945 | 875.5279 | 0 | 885.1361 | 0.00087411 | 885.3577 | 0.0011917 | 872.3893 | 0.0031136 | 885.3577 | 0.0033409 | 885.3577 | 0.0017583 | 885.3577 | 0.0028934 | 872.3893 | 0 | 885.3577 | 0.00029304 | 885.1361 | 0.00067808 | 997.9525 | 0.00593 | 997.875 | 6.9993e-05 | 997.9525 | 0.01492 | 872.3893 | 0.00299
| 672.5777 | 0 | 885.5982 | -0.00031866 | 885.3764 | -0.00077138 | 672.5777 | 0 | 885.5982 | -7.6353e-05 | 885.3764 | -0.0014568 | 875.7661 | 0 | 885.3764 | -0.001607 | 885.5982 | 0 | 872.6236 | -0.0021524 | 885.5982 | 0 | 885.5982 | 0 | 885.5982 | 0 | 872.6236 | 0 | 885.5982 | 0 | 885.3764 | -0.00075887 | 998.121 | 0.00492 | 998.0447 | 0 | 998.121 | 0.01596 | 872.6236 | 0.00082902
| 672.7014 | 0.00019465 | 885.8387 | 6.7971e-05 | 885.6167 | 0.00072941 | 672.7014 | 0.00146 | 885.8387 | -0.00037043 | 885.6167 | 0.00075176 | 876.0044 | 0 | 885.6167 | 0.0011042 | 885.8387 | 0.0018504 | 872.8578 | 0.00070169 | 885.8387 | 0.0018112 | 885.8387 | 0.00091097 | 885.8387 | 0.0017089 | 872.8578 | 0 | 885.8387 | 0.00018326 | 885.6167 | 0.00147 | 998.2896 | 0.00649 | 998.2144 | 8.9995e-05 | 998.2896 | 0.01556 | 872.8578 | 0.0057
| 672.825 | 0 | 886.0792 | -0.00042209 | 885.857 | 0.00026536 | 672.825 | 0 | 886.0792 | -0.00087796 | 885.857 | -0.0036156 | 876.2426 | 0 | 885.857 | -0.0017706 | 886.0792 | 0 | 873.0921 | -0.00070537 | 886.0792 | 0 | 886.0792 | 0 | 886.0792 | 0 | 873.0921 | 0 | 886.0792 | 0 | 885.857 | -0.00203 | 998.4581 | 0.00622 | 998.3841 | 0 | 998.4581 | 0.01632 | 873.0921 | 0.00209
| 672.9486 | 1.4969e-05 | 886.3198 | 0.00053648 | 886.0973 | -0.00044595 | 672.9486 | 0.00179 | 886.3198 | -0.00048701 | 886.0973 | 0.00035762 | 876.4809 | 0 | 886.0973 | 0.00067844 | 886.3198 | 0.00074619 | 873.3264 | 0.00044132 | 886.3198 | 0.00064172 | 886.3198 | 0.00053674 | 886.3198 | 0.0011801 | 873.3264 | 0 | 886.3198 | 0.00017903 | 886.0973 | 0.00086246 | 998.6266 | 0.0079 | 998.5539 | 6.9993e-05 | 998.6266 | 0.01607 | 873.3264 | 0.00254
| 673.0723 | 0 | 886.5603 | 0.00037199 | 886.3377 | -0.0014684 | 673.0723 | 0 | 886.5603 | -0.0011511 | 886.3377 | -0.0024784 | 876.7192 | 0 | 886.3377 | -0.0021247 | 886.5603 | 0 | 873.5606 | -0.0022539 | 886.5603 | 0 | 886.5603 | 0 | 886.5603 | 0 | 873.5606 | 0 | 886.5603 | 0 | 886.3377 | -0.00133 | 998.7952 | 0.00526 | 998.7236 | 0 | 998.7952 | 0.01649 | 873.5606 | 0.00277
| 673.1959 | 0.00057197 | 886.8008 | 0.0003347 | 886.578 | -0.00052066 | 673.1959 | 0.00125 | 886.8008 | 0.0004702 | 886.578 | -3.9181e-05 | 876.9575 | 0 | 886.578 | 0.00085752 | 886.8008 | 0.00097224 | 873.7949 | 0.00048531 | 886.8008 | 0.0017955 | 886.8008 | 0.00046589 | 886.8008 | 0.00093077 | 873.7949 | 0 | 886.8008 | 0.00026589 | 886.578 | -1.5495e-05 | 998.9637 | 0.00464 | 998.8933 | 3.0002e-05 | 998.9637 | 0.01645 | 873.7949 | 0.00423
| 673.3196 | 0 | 887.0414 | 0.00018137 | 886.8183 | -0.0010314 | 673.3196 | 0 | 887.0414 | -0.00063216 | 886.8183 | -0.0045095 | 877.1957 | 0 | 886.8183 | -0.0018216 | 887.0414 | 0 | 874.0292 | 0.00044298 | 887.0414 | 0 | 887.0414 | 0 | 887.0414 | 0 | 874.0292 | 0 | 887.0414 | 0 | 886.8183 | -0.00217 | 999.1322 | 0.00598 | 999.063 | 0 | 999.1322 | 0.01639 | 874.0292 | -0.00175
| 673.4432 | 0.00087741 | 887.2819 | 0.00099934 | 887.0587 | 0.00015063 | 673.4432 | 0.00121 | 887.2819 | -0.00037134 | 887.0587 | 0.0017099 | 877.434 | 0 | 887.0587 | 0.0008978 | 887.2819 | 0.0015026 | 874.2634 | 0.00502 | 887.2819 | 0.0011152 | 887.2819 | 0.00077852 | 887.2819 | 0.002165 | 874.2634 | 0 | 887.2819 | 0.00020621 | 887.0587 | 0.00124 | 999.3008 | 0.00563 | 999.2327 | 6.9993e-05 | 999.3008 | 0.01653 | 874.2634 | 0.00253
| 673.5669 | 0 | 887.5225 | -0.00019852 | 887.299 | -0.0011451 | 673.5669 | 0 | 887.5225 | -0.0011241 | 887.299 | -0.002671 | 877.6723 | 0 | 887.299 | -0.001612 | 887.5225 | 0 | 874.4977 | -0.0011692 | 887.5225 | 0 | 887.5225 | 0 | 887.5225 | 0 | 874.4977 | 0 | 887.5225 | 0 | 887.299 | -0.00070795 | 999.4693 | 0.00408 | 999.4025 | 0 | 999.4693 | 0.01611 | 874.4977 | -0.00143
| 673.6906 | 0.000554 | 887.7631 | 0.00071052 | 887.5394 | -0.00051503 | 673.6906 | 0.00083232 | 887.7631 | -0.00010525 | 887.5394 | -0.00054554 | 877.9106 | 0 | 887.5394 | 0.0012646 | 887.7631 | 0.0010934 | 874.7321 | -0.001769 | 887.7631 | 0.0015954 | 887.7631 | 0.00083749 | 887.7631 | 0.0008433 | 874.7321 | 0 | 887.7631 | 0.00015515 | 887.5394 | 0.00122 | 999.6379 | 0.00568 | 999.5722 | 6.9993e-05 | 999.6379 | 0.01637 | 874.7321 | 0.00618
| 673.8143 | 0 | 888.0037 | -0.0001005 | 887.7797 | -0.0005014 | 673.8143 | 0 | 888.0037 | -0.00031613 | 887.7797 | -0.0030724 | 878.1489 | 0 | 887.7797 | -0.001779 | 888.0037 | 0 | 874.9663 | -0.0055232 | 888.0037 | 0 | 888.0037 | 0 | 888.0037 | 0 | 874.9663 | 0 | 888.0037 | 0 | 887.7797 | -0.00123 | 999.8064 | 0.00533 | 999.7419 | 0 | 999.8064 | 0.01562 | 874.9663 | 0.00051355
| 673.938 | 0.00073368 | 888.2443 | 0.00079024 | 888.0201 | -0.0016883 | 673.938 | 0.00173 | 888.2443 | -0.00045582 | 888.0201 | 0.0020629 | 878.3873 | 0 | 888.0201 | 0.00095358 | 888.2443 | 0.0015686 | 875.2006 | -0.001415 | 888.2443 | 0.0013715 | 888.2443 | 0 | 888.2443 | 0.00060932 | 875.2006 | 0 | 888.2443 | 0.00035259 | 888.0201 | 0.00136 | 999.9749 | 0.00455 | 999.9117 | 6.9993e-05 | 999.9749 | 0.01612 | 875.2006 | 0.00154
| 674.0617 | 0 | 888.4849 | -0.00050143 | 888.2605 | -0.00035904 | 674.0617 | 0 | 888.4849 | -0.00050337 | 888.2605 | -0.0023248 | 878.6256 | 0 | 888.2605 | -0.0016597 | 888.4848 | 0 | 875.435 | -0.0026486 | 888.4848 | 0 | 888.4849 | 0 | 888.4848 | 0 | 875.435 | 0 | 888.4849 | 0 | 888.2604 | -0.0015 | 1000.1435 | 0.00564 | 1000.0814 | 0 | 1000.1435 | 0.01537 | 875.435 | -0.00101
| 674.1855 | 0.00102 | 888.7255 | 0.00085274 | 888.5008 | -0.00022801 | 674.1855 | 0.00031212 | 888.7255 | -8.2259e-05 | 888.5008 | 0.001274 | 878.864 | 0 | 888.5008 | 0.0007863 | 888.7255 | 0.0016206 | 875.6693 | 0.0052033 | 888.7255 | 0.00025471 | 888.7255 | 0.00064556 | 888.7255 | 0.0012905 | 875.6693 | 0 | 888.7255 | 0.00028793 | 888.5008 | 0.00026246 | 1000.312 | 0.00679 | 1000.2511 | 8.9995e-05 | 1000.312 | 0.01601 | 875.6693 | 0.00457
| 674.3092 | 0 | 888.9661 | 0.0005403 | 888.7412 | -0.0010503 | 674.3092 | 0 | 888.9661 | -0.00046869 | 888.7412 | -0.0034288 | 879.1023 | 0 | 888.7412 | -0.0020795 | 888.9661 | 0 | 875.9036 | -0.0033249 | 888.9661 | 0 | 888.9661 | 0 | 888.9661 | 0 | 875.9036 | 0 | 888.9661 | 0 | 888.7412 | -0.00246 | 1000.4806 | 0.00705 | 1000.4209 | 0 | 1000.4806 | 0.01508 | 875.9036 | 0.0017
| 674.433 | 0.00084148 | 889.2067 | 0.00083455 | 888.9816 | -0.00069981 | 674.433 | 0.0017 | 889.2067 | 0.00091209 | 888.9816 | -0.00026783 | 879.3406 | 0 | 888.9816 | 0.00073305 | 889.2067 | 0.0010549 | 876.138 | 0.0051698 | 889.2067 | 0.001252 | 889.2067 | 0.00048297 | 889.2067 | 0.00052244 | 876.138 | 0 | 889.2067 | 0.00019822 | 888.9816 | -0.00016301 | 1000.6491 | 0.00642 | 1000.5906 | 5.0004e-05 | 1000.6491 | 0.01568 | 876.138 | 0.00625
| 674.5567 | 0 | 889.4473 | -0.00044445 | 889.222 | -0.00035105 | 674.5567 | 0 | 889.4473 | -0.0011224 | 889.222 | -0.0026102 | 879.579 | 0 | 889.222 | -0.0018905 | 889.4473 | 0 | 876.3723 | 0.00114 | 889.4473 | 0 | 889.4473 | 0 | 889.4473 | 0 | 876.3723 | 0 | 889.4473 | 0 | 889.222 | -0.00093405 | 1000.8176 | 0.00566 | 1000.7604 | 0 | 1000.8176 | 0.01464 | 876.3723 | 0.00261
| 674.6805 | 0.00142 | 889.6879 | 1.4503e-05 | 889.4624 | 0.00010192 | 674.6805 | 0.00113 | 889.6879 | -0.00017192 | 889.4624 | 7.7838e-05 | 879.8174 | 0 | 889.4624 | 0.00081929 | 889.6879 | 0.00064161 | 876.6067 | 0.0058117 | 889.6879 | 0.001934 | 889.6879 | 0.0006957 | 889.6879 | 0.00094981 | 876.6067 | 0 | 889.6879 | 0.00036888 | 889.4624 | 0.00196 | 1000.9862 | 0.00556 | 1000.9301 | 5.0004e-05 | 1000.9862 | 0.01523 | 876.6067 | 0.00451
| 674.8043 | 0 | 889.9286 | -0.00039218 | 889.7028 | -0.00058204 | 674.8043 | 0 | 889.9286 | -0.00022803 | 889.7028 | -0.0028366 | 880.0557 | 0 | 889.7028 | -0.0015977 | 889.9286 | 0 | 876.8411 | -0.0015951 | 889.9286 | 0 | 889.9286 | 0 | 889.9286 | 0 | 876.8411 | 0 | 889.9286 | 0 | 889.7028 | -0.00207 | 1001.1547 | 0.00726 | 1001.0998 | 0 | 1001.1547 | 0.01429 | 876.8411 | 0.00271
| 674.9281 | 0.00082352 | 890.1693 | -0.00034809 | 889.9432 | -0.00072544 | 674.9281 | 0.00125 | 890.1693 | -0.00062677 | 889.9432 | 4.1967e-05 | 880.2941 | 0 | 889.9432 | 0.0011263 | 890.1692 | 0.0018192 | 877.0754 | 0.0049401 | 890.1692 | 0.00088073 | 890.1693 | 0.00025586 | 890.1692 | 0.0013802 | 877.0754 | 0 | 890.1693 | 0.00028175 | 889.9432 | 0.00176 | 1001.3233 | 0.00624 | 1001.2696 | 5.0004e-05 | 1001.3233 | 0.01498 | 877.0754 | 0.00433
| 675.0519 | 0 | 890.4099 | -0.00077309 | 890.1837 | -0.00016115 | 675.0519 | 0 | 890.4099 | -0.00078805 | 890.1837 | -0.0011269 | 880.5325 | 0 | 890.1837 | -0.0019434 | 890.4099 | 0 | 877.3098 | 0.0007031 | 890.4099 | 0 | 890.4099 | 0 | 890.4099 | 0 | 877.3098 | 0 | 890.4099 | 0 | 890.1837 | -0.00063837 | 1001.4918 | 0.00505 | 1001.4393 | 0 | 1001.4918 | 0.01417 | 877.3098 | 0.0015
| 675.1757 | 0.00179 | 890.6506 | 0.00044942 | 890.4241 | -0.00013596 | 675.1757 | 0.00060691 | 890.6506 | -9.6224e-05 | 890.4241 | 8.4025e-05 | 880.7709 | 0 | 890.4241 | 0.00078148 | 890.6505 | 0.00046626 | 877.5442 | 0.00029653 | 890.6505 | 0.0020871 | 890.6506 | 0.00068314 | 890.6505 | 0.00081135 | 877.5442 | 0 | 890.6506 | 0.00036421 | 890.4241 | 0.00184 | 1001.6603 | 0.00601 | 1001.6091 | 8.9995e-05 | 1001.6603 | 0.0148 | 877.5442 | 0.00444
| 675.2995 | 0 | 890.8912 | -0.00037219 | 890.6645 | -0.00067714 | 675.2995 | 0 | 890.8912 | -0.00078813 | 890.6645 | -0.0034681 | 881.0093 | 0 | 890.6645 | -0.0020503 | 890.8912 | 0 | 877.7786 | 0.001336 | 890.8912 | 0 | 890.8912 | 0 | 890.8912 | 0 | 877.7786 | 0 | 890.8912 | 0 | 890.6645 | -0.00174 | 1001.8289 | 0.00557 | 1001.7789 | 0 | 1001.8289 | 0.01404 | 877.7786 | 0.00349
| 675.4233 | 0.00129 | 891.1319 | 0.00081452 | 890.905 | -0.00096595 | 675.4233 | 0.00153 | 891.1319 | 0.00010888 | 890.905 | -0.00067986 | 881.2477 | 0 | 890.905 | 0.00070264 | 891.1319 | 0.00073586 | 878.0129 | 0.003689 | 891.1319 | 0.00093417 | 891.1319 | 0.0011244 | 891.1319 | 0.0014959 | 878.0129 | 0 | 891.1319 | 0.00022693 | 890.905 | 0.00178 | 1001.9974 | 0.00614 | 1001.9486 | 6.9993e-05 | 1001.9974 | 0.0147 | 878.0129 | 0.00562
| 675.5472 | 0 | 891.3726 | 0.00015563 | 891.1454 | -0.0006547 | 675.5472 | 0 | 891.3726 | -7.913e-05 | 891.1454 | -0.0039202 | 881.4861 | 0 | 891.1454 | -0.0015143 | 891.3726 | 0 | 878.2473 | -0.0024025 | 891.3726 | 0 | 891.3726 | 0 | 891.3726 | 0 | 878.2473 | 0 | 891.3726 | 0 | 891.1454 | -0.00157 | 1002.166 | 0.00592 | 1002.1184 | 0 | 1002.166 | 0.01403 | 878.2473 | -0.00226
| 675.671 | 0.00064383 | 891.6133 | 0.0015925 | 891.3859 | 0.00018897 | 675.671 | 0.00081498 | 891.6133 | -0.00022168 | 891.3859 | 0.0006146 | 881.7246 | 0 | 891.3859 | 0.0011044 | 891.6133 | 0.0015285 | 878.4818 | 0.0018968 | 891.6133 | 0.0018259 | 891.6133 | 0.00063577 | 891.6133 | 0.001637 | 878.4818 | 0 | 891.6133 | 0.00036392 | 891.3859 | 0.00080511 | 1002.3345 | 0.00605 | 1002.2881 | 3.0002e-05 | 1002.3345 | 0.01468 | 878.4818 | 0.00374
| 675.7949 | 0 | 891.854 | 8.4738e-05 | 891.6263 | -0.0012007 | 675.7949 | 0 | 891.854 | -0.00048154 | 891.6263 | -0.00465 | 881.963 | 0 | 891.6263 | -0.0021504 | 891.854 | 0 | 878.7162 | -0.00034949 | 891.854 | 0 | 891.854 | 0 | 891.854 | 0 | 878.7162 | 0 | 891.854 | 0 | 891.6263 | -0.00138 | 1002.5031 | 0.00538 | 1002.4579 | 0 | 1002.5031 | 0.01405 | 878.7162 | 0.00128
| 675.9188 | 0.00069774 | 892.0947 | 0.00016707 | 891.8668 | 0.00015278 | 675.9188 | 0.00175 | 892.0947 | 0.00017384 | 891.8668 | 0.00090425 | 882.2015 | 0 | 891.8668 | 0.0010047 | 892.0947 | 0.00091769 | 878.9506 | 0.0040547 | 892.0947 | 0.001485 | 892.0947 | 0.00046819 | 892.0947 | 0.00021971 | 878.9506 | 0 | 892.0947 | 0.00032285 | 891.8668 | 0.00158 | 1002.6716 | 0.00726 | 1002.6277 | 5.0004e-05 | 1002.6716 | 0.01471 | 878.9506 | 0.00393
| 676.0426 | 0 | 892.3354 | -0.00040568 | 892.1073 | -0.0018795 | 676.0426 | 0 | 892.3354 | -0.00045764 | 892.1073 | -0.0018585 | 882.4399 | 0 | 892.1073 | -0.0023182 | 892.3354 | 0 | 879.185 | 0.0011917 | 892.3354 | 0 | 892.3354 | 0 | 892.3354 | 0 | 879.185 | 0 | 892.3354 | 0 | 892.1073 | -0.0022 | 1002.8402 | 0.00471 | 1002.7974 | 0 | 1002.8402 | 0.01415 | 879.185 | 0.00368
| 676.1665 | 0.00023058 | 892.5761 | 0.00090726 | 892.3478 | -0.00037997 | 676.1665 | 0.00048552 | 892.5761 | -0.00021234 | 892.3478 | 0.0013028 | 882.6784 | 0 | 892.3478 | 0.00084284 | 892.5761 | 0.00037858 | 879.4194 | 0.0040138 | 892.5761 | 0.0015025 | 892.5761 | 0.00076397 | 892.5761 | 0.0006315 | 879.4194 | 0 | 892.5761 | 0.00023185 | 892.3478 | 0.00221 | 1003.0087 | 0.00556 | 1002.9672 | 5.0004e-05 | 1003.0087 | 0.01481 | 879.4194 | 0.00915
| 676.2904 | 0 | 892.8168 | -0.00014483 | 892.5883 | -0.00066721 | 676.2904 | 0 | 892.8168 | -0.00033795 | 892.5883 | -0.0024937 | 882.9169 | 0 | 892.5883 | -0.0016555 | 892.8169 | 0 | 879.6539 | -0.00040159 | 892.8169 | 0 | 892.8168 | 0 | 892.8169 | 0 | 879.6539 | 0 | 892.8168 | 0 | 892.5883 | -0.00083351 | 1003.1773 | 0.00629 | 1003.137 | 0 | 1003.1773 | 0.01423 | 879.6539 | -0.00107
| 676.4143 | 0.00082352 | 893.0576 | 0.0001803 | 892.8288 | 0.00010076 | 676.4143 | 0.00104 | 893.0576 | 0.00026765 | 892.8288 | 0.00052151 | 883.1553 | 0 | 892.8288 | 0.0012197 | 893.0576 | 0.0010059 | 879.8884 | 0.0020749 | 893.0576 | 0.0020813 | 893.0576 | 0.00086134 | 893.0576 | 0.0010522 | 879.8884 | 0 | 893.0576 | 0.00037509 | 892.8288 | 0.00072625 | 1003.3458 | 0.00557 | 1003.3067 | 5.0004e-05 | 1003.3458 | 0.01484 | 879.8884 | 0.00276
| 676.5382 | 0 | 893.2983 | -0.00051747 | 893.0693 | -0.000303 | 676.5382 | 0 | 893.2983 | -0.00066693 | 893.0693 | -0.003611 | 883.3939 | 0 | 893.0693 | -0.0021412 | 893.2983 | 0 | 880.1228 | 0.00032117 | 893.2983 | 0 | 893.2983 | 0 | 893.2983 | 0 | 880.1228 | 0 | 893.2983 | 0 | 893.0693 | -0.00067042 | 1003.5144 | 0.00478 | 1003.4765 | 0 | 1003.5144 | 0.01428 | 880.1228 | 0.00227
| 676.6622 | 0 | 893.5391 | 0.00011861 | 893.3098 | 1.1395e-05 | 676.6622 | 0.00191 | 893.5391 | -8.9544e-05 | 893.3098 | 0.0011192 | 883.6323 | 0 | 893.3098 | 0.001103 | 893.5391 | 0.0008302 | 880.3572 | 0.0023955 | 893.5391 | 0.0011357 | 893.5391 | 0.0010386 | 893.5391 | 0.00069142 | 880.3572 | 0 | 893.5391 | 0.00044635 | 893.3098 | 0.00137 | 1003.6829 | 0.00681 | 1003.6463 | 6.9993e-05 | 1003.6829 | 0.0149 | 880.3572 | 0.00493
| 676.7861 | 0 | 893.7798 | -0.0010972 | 893.5503 | -0.00055735 | 676.7861 | 0 | 893.7798 | -0.00012809 | 893.5503 | -0.0024157 | 883.8708 | 0 | 893.5503 | -0.0016873 | 893.7799 | 0 | 880.5917 | 0.00079646 | 893.7799 | 0 | 893.7798 | 0 | 893.7799 | 0 | 880.5917 | 0 | 893.7799 | 0 | 893.5503 | -0.00128 | 1003.8515 | 0.00749 | 1003.8161 | 0 | 1003.8515 | 0.0144 | 880.5917 | 0.00489
| 676.9101 | 0.00087741 | 894.0206 | 0.00011062 | 893.7908 | -0.00015612 | 676.9101 | 0.00125 | 894.0206 | 0.0002776 | 893.7908 | 0.00088542 | 884.1093 | 0 | 893.7908 | 0.0010191 | 894.0206 | 0.0016041 | 880.8262 | 0.0030227 | 894.0206 | 0.00018269 | 894.0206 | 0.0010669 | 894.0206 | 0.00091242 | 880.8262 | 0 | 894.0206 | 0.00033253 | 893.7908 | 0.00142 | 1004.02 | 0.00513 | 1003.9859 | 6.9993e-05 | 1004.02 | 0.015 | 880.8262 | 0.00439
| 677.034 | 0 | 894.2614 | -0.00080788 | 894.0313 | -0.00019919 | 677.034 | 0 | 894.2614 | -0.00028865 | 894.0313 | -0.0029188 | 884.3478 | 0 | 894.0313 | -0.0018345 | 894.2614 | 0 | 881.0607 | 0.0016414 | 894.2614 | 0 | 894.2614 | 0 | 894.2614 | 0 | 881.0607 | 0 | 894.2614 | 0 | 894.0313 | -0.00116 | 1004.1886 | 0.0058 | 1004.1557 | 0 | 1004.1886 | 0.01452 | 881.0607 | 0.00225
| 677.158 | 0.00058994 | 894.5022 | 0.00031226 | 894.2719 | 0.00025559 | 677.158 | 0.00041617 | 894.5022 | -5.5036e-05 | 894.2719 | 0.00099149 | 884.5864 | 0 | 894.2719 | 0.0011408 | 894.5022 | 0.0021321 | 881.2952 | 0.0073637 | 894.5022 | 0.0024978 | 894.5022 | 0.00094152 | 894.5022 | 0.0014226 | 881.2952 | 0 | 894.5022 | 0.00042396 | 894.2719 | 0.00062715 | 1004.3571 | 0.00693 | 1004.3254 | 6.9993e-05 | 1004.3571 | 0.01507 | 881.2952 | 0.00208
| 677.282 | 0 | 894.743 | -0.00085357 | 894.5124 | -0.0011261 | 677.282 | 0 | 894.743 | -0.00095532 | 894.5124 | -0.0027898 | 884.8249 | 0 | 894.5124 | -0.0020412 | 894.743 | 0 | 881.5297 | 0.0018248 | 894.743 | 0 | 894.743 | 0 | 894.743 | 0 | 881.5297 | 0 | 894.743 | 0 | 894.5124 | -0.00133 | 1004.5257 | 0.00617 | 1004.4952 | 0 | 1004.5257 | 0.01459 | 881.5297 | -5.8734e-05
| 677.406 | 0.00188 | 894.9838 | 0.00060774 | 894.753 | -0.0010397 | 677.406 | 0.00102 | 894.9838 | -2.1672e-05 | 894.753 | 0.00098263 | 885.0634 | 0 | 894.753 | 0.0008178 | 894.9838 | 0.0011096 | 881.7642 | 0.004721 | 894.9838 | 0.0015632 | 894.9838 | 0.00073003 | 894.9838 | 0.00097797 | 881.7642 | 0 | 894.9838 | 0.00023976 | 894.753 | 0.00082296 | 1004.6942 | 0.00754 | 1004.665 | 5.0004e-05 | 1004.6942 | 0.0151 | 881.7642 | 0.00451
| 677.53 | 0 | 895.2246 | -0.00057777 | 894.9935 | -6.6521e-05 | 677.53 | 0 | 895.2246 | -0.0011248 | 894.9935 | -0.0020976 | 885.302 | 0 | 894.9935 | -0.0017831 | 895.2246 | 0 | 881.9987 | -0.00045604 | 895.2246 | 0 | 895.2246 | 0 | 895.2246 | 0 | 881.9987 | 0 | 895.2246 | 0 | 894.9935 | -0.00181 | 1004.8628 | 0.00687 | 1004.8348 | 0 | 1004.8628 | 0.01465 | 881.9987 | 0.00038481
| 677.654 | 0.00127 | 895.4654 | 0.00033895 | 895.2341 | 0.00030333 | 677.654 | 0.00144 | 895.4654 | 0.00039488 | 895.2341 | -0.00063475 | 885.5405 | 0 | 895.2341 | 0.00091461 | 895.4654 | 0.0010216 | 882.2332 | 0.0024319 | 895.4654 | 0.0011998 | 895.4654 | 0.0013034 | 895.4654 | 0.0015926 | 882.2332 | 0 | 895.4654 | 0.00027601 | 895.2341 | 0.000815 | 1005.0313 | 0.00842 | 1005.0046 | 5.0004e-05 | 1005.0313 | 0.01514 | 882.2332 | 0.00236
| 677.778 | 0 | 895.7062 | -6.6974e-05 | 895.4746 | -0.0012289 | 677.778 | 0 | 895.7062 | -0.00099079 | 895.4746 | -0.0021288 | 885.7791 | 0 | 895.4746 | -0.0023918 | 895.7062 | 0 | 882.4677 | -0.0041922 | 895.7062 | 0 | 895.7062 | 0 | 895.7062 | 0 | 882.4677 | 0 | 895.7062 | 0 | 895.4746 | -0.00118 | 1005.1999 | 0.00606 | 1005.1744 | 6.6672e-06 | 1005.1999 | 0.01475 | 882.4677 | 0.00075492
| 677.902 | 0.00102 | 895.947 | 0.00080879 | 895.7152 | 0.00020434 | 677.902 | 0.00165 | 895.947 | -0.0001632 | 895.7152 | 0.0013704 | 886.0177 | 0 | 895.7152 | 0.0012297 | 895.947 | 0.0010887 | 882.7023 | 0.0024675 | 895.947 | 0.0014804 | 895.947 | 0.00083075 | 895.947 | 0.002131 | 882.7023 | 0 | 895.947 | 0.00026141 | 895.7152 | 0.00054096 | 1005.3684 | 0.00654 | 1005.3442 | 5.0004e-05 | 1005.3684 | 0.01518 | 882.7023 | 0.00306
| 678.0261 | 0 | 896.1879 | 0.00027519 | 895.9558 | -0.0014424 | 678.0261 | 0 | 896.1879 | -0.00088021 | 895.9558 | -0.0017969 | 886.2562 | 0 | 895.9558 | -0.0020849 | 896.1879 | 0 | 882.9368 | -0.0034746 | 896.1879 | 0 | 896.1879 | 0 | 896.1879 | 0 | 882.9368 | 0 | 896.1879 | 0 | 895.9558 | -0.00236 | 1005.537 | 0.00418 | 1005.514 | 0 | 1005.537 | 0.01477 | 882.9368 | 0.00263
| 678.1501 | 0.00015871 | 896.4287 | -6.958e-06 | 896.1964 | -0.00028868 | 678.1501 | 0.00206 | 896.4287 | 0.00029785 | 896.1964 | 0.0012687 | 886.4948 | 0 | 896.1964 | 0.0007305 | 896.4287 | 0.0011003 | 883.1713 | 0.0040923 | 896.4287 | 0.00089924 | 896.4287 | 0.00029597 | 896.4287 | 0.00044462 | 883.1713 | 0 | 896.4287 | 0.0002587 | 896.1964 | 0.00144 | 1005.7055 | 0.0079 | 1005.6838 | 1.0001e-05 | 1005.7055 | 0.01513 | 883.1713 | 0.00513
| 678.2742 | 0 | 896.6696 | -0.00099374 | 896.437 | -0.00044443 | 678.2742 | 0 | 896.6696 | -0.00071072 | 896.437 | -0.0018186 | 886.7334 | 0 | 896.437 | -0.001775 | 896.6696 | 0 | 883.4059 | 0.00086424 | 896.6696 | 0 | 896.6696 | 0 | 896.6696 | 0 | 883.4059 | 0 | 896.6696 | 0 | 896.437 | -0.00141 | 1005.8741 | 0.00617 | 1005.8536 | 0 | 1005.8741 | 0.0148 | 883.4059 | 0.00162
| 678.3982 | 0.00104 | 896.9104 | 0.00028539 | 896.6776 | 6.4318e-05 | 678.3982 | 0.00064159 | 896.9104 | -0.0002728 | 896.6776 | 0.0014173 | 886.972 | 0 | 896.6776 | 0.0013588 | 896.9104 | 0.0016956 | 883.6404 | 0.001868 | 896.9104 | 0.0010799 | 896.9104 | 0.002359 | 896.9104 | 0.0018898 | 883.6404 | 0 | 896.9104 | 0.00038642 | 896.6776 | 0.00148 | 1006.0426 | 0.00586 | 1006.0234 | 3.0002e-05 | 1006.0426 | 0.01515 | 883.6404 | 0.00457
| 678.5223 | 0 | 897.1513 | -0.00064391 | 896.9182 | -0.00089415 | 678.5223 | 0 | 897.1513 | -0.00078701 | 896.9182 | -0.0015097 | 887.2106 | 0 | 896.9182 | -0.0021119 | 897.1513 | 0 | 883.875 | 0.00014032 | 897.1513 | 0 | 897.1513 | 0 | 897.1513 | 0 | 883.875 | 0 | 897.1513 | 0 | 896.9182 | -0.00164 | 1006.2112 | 0.00666 | 1006.1932 | 0 | 1006.2112 | 0.01482 | 883.875 | 0.00594
| 678.6464 | 8.684e-05 | 897.3922 | 0.00043588 | 897.1588 | -0.00032969 | 678.6464 | 0.00238 | 897.3922 | 8.3092e-06 | 897.1588 | 0.00025381 | 887.4492 | 0 | 897.1588 | 0.001184 | 897.3922 | 0.00088276 | 884.1096 | 0.0015707 | 897.3922 | 0.00090669 | 897.3922 | 0.00046618 | 897.3922 | 0.0014447 | 884.1096 | 0 | 897.3922 | 0.00014304 | 897.1588 | 0.00195 | 1006.3798 | 0.00635 | 1006.363 | 6.9993e-05 | 1006.3798 | 0.01509 | 884.1096 | 0.00264
| 678.7705 | 0 | 897.6331 | -0.0008281 | 897.3994 | -0.0014012 | 678.7705 | 0 | 897.6331 | -0.00074315 | 897.3994 | -0.0037542 | 887.6879 | 0 | 897.3994 | -0.0024782 | 897.633 | 0 | 884.3442 | -0.0042187 | 897.633 | 0 | 897.6331 | 0 | 897.633 | 0 | 884.3442 | 0 | 897.6331 | 0 | 897.3994 | -0.00153 | 1006.5483 | 0.0061 | 1006.5328 | 0 | 1006.5483 | 0.01479 | 884.3442 | -0.00121
| 678.8946 | 0.00032042 | 897.874 | -0.00021602 | 897.64 | 0.00020493 | 678.8946 | 0.00095371 | 897.874 | -1.992e-06 | 897.64 | -0.0006267 | 887.9265 | 0 | 897.64 | 0.0011176 | 897.8739 | 0.001437 | 884.5787 | -0.00040279 | 897.8739 | 0.0022839 | 897.874 | 0.00098672 | 897.8739 | 0.0012235 | 884.5787 | 0 | 897.874 | 0.00040461 | 897.64 | 0.00281 | 1006.7169 | 0.00605 | 1006.7026 | 5.0004e-05 | 1006.7169 | 0.01495 | 884.5787 | 0.00537
| 679.0187 | 0 | 898.1148 | -0.00073081 | 897.8806 | -0.0007792 | 679.0187 | 0 | 898.1148 | -0.00052886 | 897.8806 | -0.0022053 | 888.1652 | 0 | 897.8806 | -0.0020737 | 898.1148 | 0 | 884.8134 | 0.00049106 | 898.1148 | 0 | 898.1148 | 0 | 898.1148 | 0 | 884.8134 | 0 | 898.1148 | 0 | 897.8806 | -0.00155 | 1006.8854 | 0.00534 | 1006.8725 | 0 | 1006.8854 | 0.01471 | 884.8134 | 0.00149
| 679.1429 | 0.00098522 | 898.3557 | -0.00046145 | 898.1213 | -0.00016134 | 679.1429 | 0.00168 | 898.3557 | -0.00045807 | 898.1213 | 0.00038444 | 888.4038 | 0 | 898.1213 | 0.00072404 | 898.3557 | 0.00090916 | 885.0479 | -0.0019728 | 898.3557 | 0.0012979 | 898.3557 | 0.00068273 | 898.3557 | 0.0020153 | 885.0479 | 0 | 898.3557 | 0.00022216 | 898.1213 | 0.00146 | 1007.054 | 0.00749 | 1007.0423 | 5.0004e-05 | 1007.054 | 0.01493 | 885.0479 | 0.00666
| 679.267 | 0 | 898.5966 | -0.00040405 | 898.3619 | -0.00014119 | 679.267 | 0 | 898.5966 | -0.00037307 | 898.3619 | -0.0034382 | 888.6425 | 0 | 898.3619 | -0.0019932 | 898.5966 | 0 | 885.2825 | -0.0018082 | 898.5966 | 0 | 898.5966 | 0 | 898.5966 | 0 | 885.2825 | 0 | 898.5966 | 0 | 898.3619 | -0.00117 | 1007.2225 | 0.00448 | 1007.2121 | 0 | 1007.2225 | 0.01478 | 885.2825 | 0.00606
| 679.3912 | 0.00094928 | 898.8376 | 0.00075737 | 898.6026 | -0.00086596 | 679.3912 | 0.00125 | 898.8376 | 0.00060095 | 898.6026 | -0.0013852 | 888.8811 | 0 | 898.6026 | 0.001108 | 898.8376 | 0.00087644 | 885.5172 | 0.00031094 | 898.8376 | 0.0016474 | 898.8376 | 0 | 898.8376 | 0.00074222 | 885.5172 | 0 | 898.8376 | 0.00011707 | 898.6026 | 0.00125 | 1007.3911 | 0.00543 | 1007.3819 | 5.0004e-05 | 1007.3911 | 0.01492 | 885.5172 | 0.00564
| 679.5153 | 0 | 899.0785 | -0.00050747 | 898.8432 | -0.0013298 | 679.5153 | 0 | 899.0785 | -0.00046865 | 898.8432 | -0.0025863 | 889.1198 | 0 | 898.8432 | -0.0023155 | 899.0785 | 0 | 885.7518 | -0.00075555 | 899.0785 | 0 | 899.0785 | 0 | 899.0785 | 0 | 885.7518 | 0 | 899.0785 | 0 | 898.8432 | -0.00346 | 1007.5597 | 0.00424 | 1007.5517 | 0 | 1007.5597 | 0.01465 | 885.7518 | 0.00625
| 679.6395 | 0.00087741 | 899.3194 | 0.0013865 | 899.0839 | -3.2941e-05 | 679.6395 | 0.00098839 | 899.3194 | 0.0003661 | 899.0839 | -0.00033681 | 889.3585 | 0 | 899.0839 | 0.0012109 | 899.3194 | 0.001815 | 885.9864 | 0.0034661 | 899.3194 | 0.0011795 | 899.3194 | 0.00071514 | 899.3194 | 0.0022331 | 885.9864 | 0 | 899.3194 | 0.00033936 | 899.0839 | 0.00096639 | 1007.7282 | 0.00904 | 1007.7216 | 5.0004e-05 | 1007.7282 | 0.01471 | 885.9864 | 0.00365
| 679.7637 | 0 | 899.5604 | -0.0006794 | 899.3246 | -0.00097332 | 679.7637 | 0 | 899.5604 | -0.00063236 | 899.3246 | -0.0024774 | 889.5971 | 0 | 899.3246 | -0.0020506 | 899.5604 | 0 | 886.221 | -0.0031514 | 899.5604 | 0 | 899.5604 | 0 | 899.5604 | 0 | 886.221 | 0 | 899.5604 | 0 | 899.3246 | -0.00146 | 1007.8968 | 0.00512 | 1007.8914 | 0 | 1007.8968 | 0.01453 | 886.221 | 0.00352
| 679.8878 | 0.00069774 | 899.8013 | 0.0011084 | 899.5652 | 0.00021636 | 679.8878 | 0.00191 | 899.8013 | 0.0005082 | 899.5652 | -2.7785e-05 | 889.8358 | 0 | 899.5652 | 0.0010521 | 899.8013 | 0.00059833 | 886.4556 | 0.0015787 | 899.8013 | 0.001307 | 899.8013 | 0.00092425 | 899.8013 | 0.0018863 | 886.4556 | 0 | 899.8013 | 0.00029108 | 899.5652 | 0.001 | 1008.0653 | 0.00647 | 1008.0612 | 5.0004e-05 | 1008.0653 | 0.01456 | 886.4556 | 0.00733
| 680.012 | 0 | 900.0422 | -0.00047067 | 899.8059 | -0.00082682 | 680.012 | 0 | 900.0422 | -0.0007622 | 899.8059 | -0.0027416 | 890.0745 | 0 | 899.8059 | -0.0019907 | 900.0423 | 0 | 886.6903 | -0.0048696 | 900.0423 | 0 | 900.0422 | 0 | 900.0423 | 0 | 886.6903 | 0 | 900.0422 | 0 | 899.8059 | -0.00244 | 1008.2339 | 0.00541 | 1008.2311 | 0 | 1008.2339 | 0.01444 | 886.6903 | 0.00128
| 680.1363 | 0.00057197 | 900.2832 | 0.00062724 | 900.0466 | -0.0001556 | 680.1363 | 0.00142 | 900.2832 | -7.4501e-05 | 900.0466 | 0.0017902 | 890.3132 | 0 | 900.0466 | 0.0012865 | 900.2832 | 0.0018028 | 886.9249 | 0.0024572 | 900.2832 | 0.0018601 | 900.2832 | 0.00075445 | 900.2832 | 0.0013337 | 886.9249 | 0 | 900.2832 | 0.00012829 | 900.0466 | 0.00088244 | 1008.4025 | 0.006 | 1008.4009 | 6.9993e-05 | 1008.4025 | 0.01448 | 886.9249 | 0.00369
| 680.2605 | 0 | 900.5242 | -0.00039212 | 900.2873 | -0.00039617 | 680.2605 | 0 | 900.5242 | -0.00077865 | 900.2873 | -0.0032417 | 890.5519 | 0 | 900.2873 | -0.0020945 | 900.5242 | 0 | 887.1596 | -0.0034389 | 900.5242 | 0 | 900.5242 | 0 | 900.5242 | 0 | 887.1596 | 0 | 900.5242 | 0 | 900.2873 | -0.00208 | 1008.571 | 0.00599 | 1008.5707 | 0 | 1008.571 | 0.01438 | 887.1596 | 0.00225
| 680.3847 | 0.00149 | 900.7651 | -0.00013544 | 900.528 | -0.00020316 | 680.3847 | 0.0016 | 900.7651 | -0.00018824 | 900.528 | 0.00075867 | 890.7906 | 0 | 900.528 | 0.00095186 | 900.7652 | 0.00085252 | 887.3943 | 0.0063482 | 900.7652 | 0.0011777 | 900.7651 | 0.0002725 | 900.7652 | 0.0015683 | 887.3943 | 0 | 900.7651 | 0.00042773 | 900.528 | 0.00073973 | 1008.7396 | 0.00763 | 1008.7406 | 6.9993e-05 | 1008.7396 | 0.01438 | 887.3943 | 0.00689
| 680.5089 | 0 | 901.0062 | -0.0003782 | 900.7687 | -0.0015655 | 680.5089 | 0 | 901.0062 | -0.00067198 | 900.7687 | -0.0045091 | 891.0294 | 0 | 900.7687 | -0.0022693 | 901.0061 | 0 | 887.629 | -0.0026537 | 901.0061 | 0 | 901.0062 | 0 | 901.0061 | 0 | 887.629 | 0 | 901.0062 | 0 | 900.7687 | -0.00267 | 1008.9081 | 0.00724 | 1008.9104 | 0 | 1008.9081 | 0.01426 | 887.629 | 0.00394
| 680.6332 | 0.00087741 | 901.2471 | 0.00079101 | 901.0094 | 0.00039234 | 680.6332 | 0.0012 | 901.2471 | 0.00049815 | 901.0094 | -0.0005194 | 891.2681 | 0 | 901.0094 | 0.0014587 | 901.2471 | 0.0013678 | 887.8636 | -0.00066283 | 901.2471 | 0.0020301 | 901.2471 | 0.00061566 | 901.2471 | 0.0010015 | 887.8636 | 0 | 901.2471 | 0.00036883 | 901.0094 | 0.00214 | 1009.0767 | 0.00577 | 1009.0802 | 5.0004e-05 | 1009.0767 | 0.01422 | 887.8637 | 0.00286
| 680.7574 | 0 | 901.4882 | 0.00014573 | 901.2501 | -0.00095837 | 680.7574 | 0 | 901.4882 | -0.00025703 | 901.2501 | -0.0022841 | 891.5068 | 0 | 901.2501 | -0.0017251 | 901.4881 | 0 | 888.0983 | -0.0024939 | 901.4881 | 0 | 901.4882 | 0 | 901.4881 | 0 | 888.0983 | 0 | 901.4882 | 0 | 901.2501 | -0.00181 | 1009.2453 | 0.00608 | 1009.2501 | 0 | 1009.2453 | 0.01412 | 888.0983 | 0.00381
| 680.8817 | 0.00109 | 901.7291 | -0.00031635 | 901.4909 | -1.0834e-05 | 680.8817 | 0.00137 | 901.7291 | 0.00014502 | 901.4909 | -0.00022012 | 891.7456 | 0 | 901.4909 | 0.0011823 | 901.7291 | 0.0014659 | 888.333 | -0.0031489 | 901.7291 | 0.0011267 | 901.7291 | 0.0005435 | 901.7291 | 0.001194 | 888.333 | 0 | 901.7291 | 0.00035113 | 901.4909 | 0.00125 | 1009.4138 | 0.00761 | 1009.4199 | 6.9993e-05 | 1009.4138 | 0.01403 | 888.333 | 0.00718
| 681.006 | 0 | 901.9702 | -0.00047615 | 901.7316 | -0.00031251 | 681.006 | 0 | 901.9702 | -0.00056027 | 901.7316 | -0.0018227 | 891.9844 | 0 | 901.7316 | -0.0023713 | 901.9702 | 0 | 888.5677 | 0.00046853 | 901.9702 | 0 | 901.9702 | 0 | 901.9702 | 0 | 888.5677 | 0 | 901.9701 | 0 | 901.7316 | -0.00173 | 1009.5824 | 0.00705 | 1009.5898 | 0 | 1009.5824 | 0.01397 | 888.5677 | 0.00214
| 681.1303 | 0.00087741 | 902.2112 | 0.00056952 | 901.9723 | -0.00064787 | 681.1303 | 0.0014 | 902.2112 | -0.00017171 | 901.9723 | -0.00019544 | 892.2231 | 0 | 901.9723 | 0.00099799 | 902.2112 | 0.00029305 | 888.8024 | 0.00058431 | 902.2112 | 0.00032399 | 902.2112 | 0.00041315 | 902.2112 | 0.0013259 | 888.8024 | 0 | 902.2112 | 0.00032795 | 901.9723 | 0.00131 | 1009.7509 | 0.00647 | 1009.7596 | 5.0004e-05 | 1009.7509 | 0.01379 | 888.8024 | 0.00524
| 681.2546 | 0 | 902.4522 | 0.00045253 | 902.2131 | -3.1605e-05 | 681.2546 | 0 | 902.4522 | -0.00039187 | 902.2131 | -0.004403 | 892.4619 | 0 | 902.2131 | -0.0020245 | 902.4522 | 0 | 889.0371 | -0.0018941 | 902.4522 | 0 | 902.4522 | 0 | 902.4522 | 0 | 889.0371 | 0 | 902.4522 | 0 | 902.2131 | -0.00166 | 1009.9195 | 0.00668 | 1009.9295 | 0 | 1009.9195 | 0.01376 | 889.0371 | 0.00551
| 681.3789 | 0.00098522 | 902.6932 | 0.00027443 | 902.4538 | -0.00026936 | 681.3789 | 0.00088435 | 902.6932 | 0.0001356 | 902.4538 | 0.0017501 | 892.7007 | 0 | 902.4538 | 0.00075361 | 902.6932 | 0.00139 | 889.2719 | 0.0036493 | 902.6932 | 0.001916 | 902.6932 | 0.00075625 | 902.6932 | 0.0006434 | 889.2719 | 0 | 902.6932 | 0.00011939 | 902.4538 | 0.00283 | 1010.0881 | 0.00693 | 1010.0993 | 5.0004e-05 | 1010.0881 | 0.01355 | 889.2718 | 0.00488
| 681.5032 | 0 | 902.9343 | -0.00024521 | 902.6946 | -0.00077936 | 681.5032 | 0 | 902.9343 | -0.00033475 | 902.6946 | -0.0029466 | 892.9395 | 0 | 902.6946 | -0.001794 | 902.9343 | 0 | 889.5065 | -0.003067 | 902.9343 | 0 | 902.9343 | 0 | 902.9343 | 0 | 889.5065 | 0 | 902.9343 | 0 | 902.6946 | -0.002 | 1010.2566 | 0.00664 | 1010.2692 | 0 | 1010.2566 | 0.01368 | 889.5065 | -2.3599e-05
| 681.6276 | 0.00087741 | 903.1754 | 0.00067215 | 902.9354 | -0.00015725 | 681.6276 | 0.00137 | 903.1754 | -0.001058 | 902.9354 | 0.0013953 | 893.1783 | 0 | 902.9354 | 0.0011279 | 903.1753 | 0.0013109 | 889.7413 | 0.0019126 | 903.1753 | 0.0008763 | 903.1754 | 0.00085289 | 903.1753 | 0.00016733 | 889.7413 | 0 | 903.1753 | 0.00028935 | 902.9353 | 0.00102 | 1010.4252 | 0.00498 | 1010.439 | 6.9993e-05 | 1010.4252 | 0.01352 | 889.7413 | 0.00515
| 681.7519 | 0 | 903.4164 | -0.0002935 | 903.1761 | -0.0014156 | 681.7519 | 0 | 903.4164 | -0.00059452 | 903.1761 | -0.0039309 | 893.4171 | 0 | 903.1761 | -0.0026314 | 903.4164 | 0 | 889.976 | 0.0010035 | 903.4164 | 0 | 903.4164 | 0 | 903.4164 | 0 | 889.976 | 0 | 903.4164 | 0 | 903.1761 | -0.00252 | 1010.5938 | 0.00849 | 1010.6089 | 0 | 1010.5938 | 0.01358 | 889.976 | 0.00161
| 681.8762 | 0.000554 | 903.6575 | 0.0010122 | 903.4169 | -9.6508e-05 | 681.8762 | 0.00135 | 903.6575 | 0.00021246 | 903.4169 | 0.0010522 | 893.6559 | 0 | 903.4169 | 0.00097397 | 903.6575 | 0.00084159 | 890.2108 | 0.0032171 | 903.6575 | 0.0021233 | 903.6575 | 0.00060323 | 903.6575 | 0.0013072 | 890.2108 | 0 | 903.6575 | 0.00032281 | 903.4169 | 0.00264 | 1010.7623 | 0.00469 | 1010.7788 | 5.0004e-05 | 1010.7623 | 0.01328 | 890.2107 | 0.00298
| 682.0006 | 0 | 903.8986 | -0.00029255 | 903.6577 | -0.00099851 | 682.0006 | 0 | 903.8986 | -0.00057338 | 903.6577 | -0.0021896 | 893.8947 | 0 | 903.6577 | -0.0018841 | 903.8985 | 0 | 890.4455 | -0.0041356 | 903.8985 | 0 | 903.8986 | 0 | 903.8985 | 0 | 890.4455 | 0 | 903.8986 | 0 | 903.6577 | -0.00167 | 1010.9309 | 0.00626 | 1010.9486 | 0 | 1010.9309 | 0.01321 | 890.4455 | 0.00208
| 682.125 | 0.00033839 | 904.1396 | 0.00059082 | 903.8985 | -0.0004647 | 682.125 | 0.00114 | 904.1396 | 0.00016998 | 903.8985 | 0.0020246 | 894.1335 | 0 | 903.8985 | 0.0011149 | 904.1396 | 0.00050365 | 890.6803 | 0.0015491 | 904.1396 | 0.00070406 | 904.1396 | 0.00075952 | 904.1396 | 0.00040684 | 890.6803 | 0 | 904.1396 | 0.00035949 | 903.8985 | 1.8253e-05 | 1011.0995 | 0.00489 | 1011.1185 | 5.0004e-05 | 1011.0995 | 0.01303 | 890.6803 | 0.00571
| 682.2494 | 0 | 904.3807 | 0.00036174 | 904.1393 | -0.00016995 | 682.2494 | 0 | 904.3807 | -0.00056081 | 904.1393 | -0.0040432 | 894.3724 | 0 | 904.1393 | -0.0021166 | 904.3807 | 0 | 890.915 | 9.6043e-05 | 904.3807 | 0 | 904.3807 | 0 | 904.3807 | 0 | 890.915 | 0 | 904.3807 | 0 | 904.1393 | -0.00236 | 1011.268 | 0.01025 | 1011.2884 | 0 | 1011.268 | 0.01302 | 890.915 | 0.00413
| 682.3737 | 0.00021262 | 904.6218 | -3.3424e-05 | 904.3801 | -0.00046082 | 682.3737 | 0.00163 | 904.6218 | 0.00040642 | 904.3801 | 0.00019792 | 894.6112 | 0 | 904.3801 | 0.0010563 | 904.6218 | 0.0019142 | 891.1498 | 0.0043111 | 904.6218 | 0.00073339 | 904.6218 | 0.00027225 | 904.6218 | 0.0021174 | 891.1498 | 0 | 904.6218 | 0.00034907 | 904.3801 | 0.00017658 | 1011.4366 | 0.00638 | 1011.4582 | 3.0002e-05 | 1011.4366 | 0.0129 | 891.1498 | 0.0014
| 682.4982 | 0 | 904.8629 | 0.00022691 | 904.6209 | -0.00032811 | 682.4982 | 0 | 904.8629 | -0.00079853 | 904.6209 | -0.0036601 | 894.8501 | 0 | 904.6209 | -0.0019862 | 904.8629 | 0 | 891.3846 | -0.0047643 | 904.8629 | 0 | 904.8629 | 0 | 904.8629 | 0 | 891.3846 | 0 | 904.8629 | 0 | 904.6209 | -0.00137 | 1011.6052 | 0.00496 | 1011.6281 | 0 | 1011.6052 | 0.01293 | 891.3846 | 0.00213
| 682.6226 | 0.00152 | 905.104 | 0.00069747 | 904.8617 | 1.8959e-06 | 682.6226 | 0.00116 | 905.104 | -0.00016696 | 904.8617 | 0.00039701 | 895.0889 | 0 | 904.8617 | 0.0010923 | 905.104 | 0.00026051 | 891.6194 | -0.0018447 | 905.104 | 0.0012772 | 905.104 | 0.00087284 | 905.104 | 0.0019295 | 891.6194 | 0 | 905.104 | 0.00030048 | 904.8617 | 0.00056837 | 1011.7737 | 0.00593 | 1011.798 | 3.0002e-05 | 1011.7737 | 0.01281 | 891.6194 | 0.00854
| 682.747 | 0 | 905.3451 | 0.0001383 | 905.1025 | -0.0011292 | 682.747 | 0 | 905.3451 | -0.00085724 | 905.1025 | -0.0035328 | 895.3278 | 0 | 905.1025 | -0.0025724 | 905.3451 | 0 | 891.8542 | -0.00087083 | 905.3451 | 0 | 905.3451 | 0 | 905.3451 | 0 | 891.8542 | 0 | 905.3451 | 0 | 905.1025 | -0.00254 | 1011.9423 | 0.00598 | 1011.9678 | 0 | 1011.9423 | 0.01288 | 891.8542 | 0.00135
| 682.8714 | 8.684e-05 | 905.5862 | 0.00083604 | 905.3433 | 0.00027883 | 682.8714 | 0.00194 | 905.5862 | 0.00019021 | 905.3433 | -9.0941e-05 | 895.5667 | 0 | 905.3433 | 0.00078525 | 905.5862 | 0.0013867 | 892.0889 | 0.0033932 | 905.5862 | 0.0017916 | 905.5862 | 0.00087827 | 905.5862 | 0.0018479 | 892.0889 | 0 | 905.5862 | 0.00041401 | 905.3433 | 0.00179 | 1012.1109 | 0.00608 | 1012.1377 | 5.0004e-05 | 1012.1109 | 0.01276 | 892.0889 | 0.00531
| 682.9959 | 0 | 905.8274 | -0.00057827 | 905.5842 | -5.2495e-05 | 682.9959 | 0 | 905.8274 | -0.00062311 | 905.5842 | -0.0013408 | 895.8055 | 0 | 905.5842 | -0.0019081 | 905.8274 | 0 | 892.3237 | -0.0017463 | 905.8274 | 0 | 905.8274 | 0 | 905.8274 | 0 | 892.3237 | 0 | 905.8274 | 0 | 905.5842 | -0.00141 | 1012.2794 | 0.00735 | 1012.3076 | 0 | 1012.2794 | 0.0127 | 892.3237 | -0.00061484
| 683.1203 | 0 | 906.0685 | 9.1883e-06 | 905.825 | -0.00022835 | 683.1203 | 0.00149 | 906.0685 | 0.00050466 | 905.825 | 0.0010164 | 896.0444 | 0 | 905.825 | 0.0014165 | 906.0685 | 0.0014583 | 892.5586 | 0.0011383 | 906.0685 | 0.0010777 | 906.0685 | 0.0007949 | 906.0685 | 8.7965e-05 | 892.5586 | 0 | 906.0685 | 0.00021614 | 905.825 | 0.00239 | 1012.448 | 0.00695 | 1012.4775 | 5.0004e-05 | 1012.448 | 0.01236 | 892.5586 | 0.00564
| 683.2448 | 0 | 906.3096 | -7.992e-05 | 906.0658 | -0.00034986 | 683.2448 | 0 | 906.3096 | -0.00032435 | 906.0658 | -0.0019995 | 896.2833 | 0 | 906.0658 | -0.0020632 | 906.3097 | 0 | 892.7934 | -0.0021639 | 906.3097 | 0 | 906.3096 | 0 | 906.3097 | 0 | 892.7934 | 0 | 906.3096 | 0 | 906.0658 | -0.00094757 | 1012.6166 | 0.00585 | 1012.6473 | 0 | 1012.6166 | 0.01225 | 892.7934 | 0.00219
| 683.3692 | 0.00023058 | 906.5508 | 0.00058964 | 906.3067 | -5.8644e-06 | 683.3692 | 0.00081498 | 906.5508 | 0.00034258 | 906.3067 | 0.00096919 | 896.5222 | 0 | 906.3067 | 0.0010406 | 906.5508 | 8.9859e-05 | 893.0282 | 0.0024587 | 906.5508 | 0.0015173 | 906.5508 | 0.0010913 | 906.5508 | 0.00074887 | 893.0282 | 0 | 906.5508 | 0.00033475 | 906.3067 | 0.00257 | 1012.7852 | 0.00742 | 1012.8172 | 8.9995e-05 | 1012.7852 | 0.01204 | 893.0282 | 0.00587
| 683.4937 | 0 | 906.792 | -0.00084812 | 906.5476 | -0.00099231 | 683.4937 | 0 | 906.792 | -0.00085151 | 906.5476 | -0.0036572 | 896.7612 | 0 | 906.5476 | -0.0018693 | 906.792 | 0 | 893.2631 | -0.002453 | 906.792 | 0 | 906.792 | 0 | 906.792 | 0 | 893.2631 | 0 | 906.792 | 0 | 906.5476 | -0.0025 | 1012.9537 | 0.00622 | 1012.9871 | 0 | 1012.9537 | 0.01214 | 893.2631 | 0.00389
| 683.6182 | 0.00129 | 907.0331 | 0.00069812 | 906.7884 | -0.00019805 | 683.6182 | 0.00134 | 907.0331 | 0.00042515 | 906.7884 | 0.00095769 | 897.0001 | 0 | 906.7884 | 0.0012502 | 907.0331 | 0.0012566 | 893.4979 | -0.00088714 | 907.0331 | 0 | 907.0331 | 0.00010027 | 907.0331 | 0.00092085 | 893.4979 | 0 | 907.0331 | 0.00022265 | 906.7884 | 0.00274 | 1013.1223 | 0.006 | 1013.157 | 6.9993e-05 | 1013.1223 | 0.01195 | 893.4979 | 0.00559
| 683.7427 | 0 | 907.2743 | -0.0002281 | 907.0293 | -0.00092169 | 683.7427 | 0 | 907.2743 | -0.00046261 | 907.0293 | -0.0032276 | 897.239 | 0 | 907.0293 | -0.002085 | 907.2743 | 0 | 893.7327 | -0.00068985 | 907.2743 | 0 | 907.2743 | 0 | 907.2743 | 0 | 893.7327 | 0 | 907.2743 | 0 | 907.0293 | -0.00251 | 1013.2908 | 0.00575 | 1013.3269 | 0 | 1013.2908 | 0.01196 | 893.7327 | 0.00209
| 683.8672 | 0.00124 | 907.5155 | 0.00051674 | 907.2702 | 0.00019698 | 683.8672 | 0.00098839 | 907.5155 | -0.00010491 | 907.2702 | 0.00014222 | 897.4779 | 0 | 907.2702 | 0.0017235 | 907.5155 | 0.0015536 | 893.9676 | 0.0023904 | 907.5155 | 0.0041734 | 907.5155 | 0.0012183 | 907.5155 | 0.0016699 | 893.9676 | 0 | 907.5155 | 0.0002768 | 907.2702 | 0.00124 | 1013.4594 | 0.00594 | 1013.4968 | 5.0004e-05 | 1013.4594 | 0.0117 | 893.9676 | 0.00582
| 683.9918 | 0 | 907.7567 | -0.00065779 | 907.511 | -0.00051258 | 683.9918 | 0 | 907.7567 | -0.00013633 | 907.511 | -0.0015369 | 897.7169 | 0 | 907.511 | -0.0021104 | 907.7567 | 0 | 894.2025 | 0.005225 | 907.7567 | 0 | 907.7567 | 0 | 907.7567 | 0 | 894.2025 | 0 | 907.7567 | 0 | 907.511 | -0.00228 | 1013.628 | 0.00591 | 1013.6667 | 0 | 1013.628 | 0.0118 | 894.2024 | 0.00195
| 684.1163 | 0.00098522 | 907.9979 | -0.00023516 | 907.7519 | -0.00060913 | 684.1163 | 0.00151 | 907.9979 | -0.00031157 | 907.7519 | 5.2562e-05 | 897.9558 | 0 | 907.7519 | 0.0014244 | 907.9979 | 0.0021017 | 894.4373 | -0.00037592 | 907.9979 | 0.0024033 | 907.9979 | 0.00082158 | 907.9979 | 0.0019343 | 894.4373 | 0 | 907.9979 | 0.00031396 | 907.7519 | 0.00225 | 1013.7966 | 0.00691 | 1013.8366 | 3.0002e-05 | 1013.7966 | 0.01156 | 894.4373 | 0.00742
| 684.2408 | 0 | 908.2391 | -0.00018429 | 907.9928 | -0.00071815 | 684.2408 | 0 | 908.2391 | -0.00059973 | 907.9928 | -0.00060085 | 898.1948 | 0 | 907.9928 | -0.0026105 | 908.2391 | 0 | 894.6722 | -0.00065722 | 908.2391 | 0 | 908.2391 | 0 | 908.2391 | 0 | 894.6722 | 0 | 908.2391 | 0 | 907.9928 | -0.00256 | 1013.9651 | 0.00765 | 1014.0065 | 0 | 1013.9651 | 0.01171 | 894.6722 | 0.00502
| 684.3654 | 0.00062587 | 908.4803 | 0.00062571 | 908.2337 | 2.7286e-05 | 684.3654 | 0.00098839 | 908.4803 | 0.00019088 | 908.2337 | -0.00019119 | 898.4337 | 0 | 908.2337 | 0.0012894 | 908.4803 | 0.0015276 | 894.907 | 0.00091462 | 908.4803 | 0.0031472 | 908.4803 | 0.00098918 | 908.4803 | 0.0012682 | 894.907 | 0 | 908.4803 | 0.00041109 | 908.2337 | 0.00096736 | 1014.1337 | 0.00522 | 1014.1764 | 6.9993e-05 | 1014.1337 | 0.01136 | 894.907 | 0.00419
| 684.49 | 0 | 908.7215 | -1.1022e-05 | 908.4746 | -0.00074417 | 684.49 | 0 | 908.7215 | -0.00058444 | 908.4746 | -0.0032927 | 898.6727 | 0 | 908.4746 | -0.0024823 | 908.7215 | 0 | 895.1419 | -0.0014614 | 908.7215 | 0 | 908.7215 | 0 | 908.7215 | 0 | 895.1419 | 0 | 908.7215 | 0 | 908.4746 | -0.0014 | 1014.3023 | 0.00626 | 1014.3463 | 0 | 1014.3023 | 0.01149 | 895.1419 | 0.00415
| 684.6145 | 0.00136 | 908.9628 | 0.00047172 | 908.7156 | 0.00058955 | 684.6145 | 5.2025e-05 | 908.9628 | -0.00044784 | 908.7156 | 5.692e-05 | 898.9117 | 0 | 908.7156 | 0.0013789 | 908.9627 | 0.00030624 | 895.3768 | 0.0044826 | 908.9627 | 0.001908 | 908.9628 | 0.0019657 | 908.9627 | 0.0025267 | 895.3768 | 0 | 908.9628 | 0.00031452 | 908.7156 | 0.00133 | 1014.4709 | 0.0061 | 1014.5162 | 6.9993e-05 | 1014.4709 | 0.01109 | 895.3768 | 0.00364
| 684.7391 | 0 | 909.204 | -2.8903e-05 | 908.9565 | -0.0010559 | 684.7391 | 0 | 909.204 | -0.00037899 | 908.9565 | -0.0035051 | 899.1506 | 0 | 908.9565 | -0.0026922 | 909.204 | 0 | 895.6117 | -0.0016729 | 909.204 | 0 | 909.204 | 0 | 909.204 | 0 | 895.6117 | 0 | 909.204 | 0 | 908.9565 | -0.00331 | 1014.6394 | 0.00564 | 1014.6861 | 0 | 1014.6394 | 0.01108 | 895.6117 | 0.00226
| 684.8637 | 0.00165 | 909.4452 | 0.00042458 | 909.1974 | -0.00076251 | 684.8637 | 0.00253 | 909.4452 | 4.67e-05 | 909.1974 | 0.0015248 | 899.3896 | 0 | 909.1974 | 0.0010842 | 909.4452 | 0.0020121 | 895.8466 | 0.0074347 | 909.4452 | 0.0013133 | 909.4452 | 0.00069344 | 909.4452 | 0.00069039 | 895.8466 | 0 | 909.4452 | 0.00025041 | 909.1974 | 0.00134 | 1014.808 | 0.00705 | 1014.856 | 6.9993e-05 | 1014.808 | 0.011 | 895.8466 | 0.0066
| 684.9883 | 0 | 909.6865 | 7.5275e-05 | 909.4383 | -0.00071556 | 684.9883 | 0 | 909.6865 | -0.00049349 | 909.4383 | -0.0040027 | 899.6287 | 0 | 909.4383 | -0.0023953 | 909.6865 | 0 | 896.0815 | -0.0010962 | 909.6865 | 0 | 909.6865 | 0 | 909.6865 | 0 | 896.0815 | 0 | 909.6865 | 0 | 909.4383 | -0.00245 | 1014.9766 | 0.00582 | 1015.0259 | 0 | 1014.9766 | 0.01115 | 896.0815 | -0.00010038
| 685.1129 | 0.00106 | 909.9277 | 0.0010227 | 909.6793 | -3.6944e-06 | 685.1129 | 0.00048552 | 909.9277 | -0.00015841 | 909.6793 | -0.00028281 | 899.8677 | 0 | 909.6793 | 0.0018002 | 909.9277 | 0.0010467 | 896.3164 | -0.0021859 | 909.9277 | 0.0025559 | 909.9277 | 0.0012397 | 909.9277 | 0.0025763 | 896.3164 | 0 | 909.9277 | 0.00038133 | 909.6793 | 0.00133 | 1015.1451 | 0.00598 | 1015.1958 | 6.9993e-05 | 1015.1451 | 0.0112 | 896.3164 | 0.00609
| 685.2376 | 0 | 910.169 | 0.00021069 | 909.9202 | -0.00093396 | 685.2376 | 0 | 910.169 | -0.0011503 | 909.9202 | -0.0023791 | 900.1067 | 0 | 909.9202 | -0.0025838 | 910.169 | 0 | 896.5513 | 0.0021877 | 910.169 | 0 | 910.169 | 0 | 910.169 | 0 | 896.5513 | 0 | 910.169 | 0 | 909.9202 | -0.00214 | 1015.3137 | 0.00643 | 1015.3657 | 0 | 1015.3137 | 0.01121 | 896.5513 | 0.00348
| 685.3622 | 0.00138 | 910.4103 | 0.00051455 | 910.1612 | -0.00043031 | 685.3622 | 0.0013 | 910.4103 | -0.000112 | 910.1612 | -0.00042563 | 900.3457 | 0 | 910.1612 | 0.0010997 | 910.4102 | 0.00080666 | 896.7863 | 0.0052666 | 910.4102 | 0.0011472 | 910.4103 | 0.00053572 | 910.4102 | 0.0023273 | 896.7863 | 0 | 910.4103 | 0.00026416 | 910.1612 | 0.00060506 | 1015.4823 | 0.00668 | 1015.5356 | 5.0004e-05 | 1015.4823 | 0.01091 | 896.7863 | 0.00466
| 685.4868 | 0 | 910.6516 | 0.00039499 | 910.4021 | -7.5469e-05 | 685.4868 | 0 | 910.6516 | -0.00069273 | 910.4021 | -0.0019819 | 900.5847 | 0 | 910.4021 | -0.0021704 | 910.6515 | 0 | 897.0212 | -0.005511 | 910.6515 | 0 | 910.6516 | 0 | 910.6515 | 0 | 897.0212 | 0 | 910.6516 | 0 | 910.4021 | -0.00090422 | 1015.6509 | 0.0057 | 1015.7055 | 0 | 1015.6509 | 0.01093 | 897.0212 | 0.00248
| 685.6115 | 0.00082352 | 910.8928 | 0.0014253 | 910.6431 | 0.00030519 | 685.6115 | 0.00161 | 910.8928 | 8.8803e-05 | 910.6431 | 0.00088483 | 900.8238 | 0 | 910.6431 | 0.001391 | 910.8928 | 0.0025122 | 897.2562 | 0.0017134 | 910.8928 | 0.0033319 | 910.8928 | 0.0014916 | 910.8928 | 7.7532e-05 | 897.2562 | 0 | 910.8928 | 0.00034181 | 910.6431 | 0.00209 | 1015.8194 | 0.00543 | 1015.8755 | 6.9993e-05 | 1015.8194 | 0.01057 | 897.2562 | 0.0027
| 685.7362 | 0 | 911.1341 | 3.6216e-05 | 910.8841 | -0.00026357 | 685.7362 | 0 | 911.1341 | -0.00026723 | 910.8841 | -0.0038378 | 901.0628 | 0 | 910.8841 | -0.0024502 | 911.1341 | 0 | 897.4911 | -0.0028261 | 911.1341 | 0 | 911.1341 | 0 | 911.1341 | 0 | 897.4911 | 0 | 911.1341 | 0 | 910.8841 | -0.00238 | 1015.988 | 0.00563 | 1016.0454 | 0 | 1015.988 | 0.01083 | 897.4911 | 0.00107
| 685.8608 | 0.00064383 | 911.3754 | 0.00031954 | 911.125 | -0.00082191 | 685.8608 | 0.0026 | 911.3754 | -0.00033854 | 911.125 | 0.0018821 | 901.3019 | 0 | 911.125 | 0.0010984 | 911.3754 | 0.0015964 | 897.7261 | 0.0009087 | 911.3754 | 0.0020586 | 911.3754 | 0.0002879 | 911.3754 | 0.0027621 | 897.7261 | 0 | 911.3754 | 0.00026774 | 911.125 | 0.00166 | 1016.1566 | 0.00624 | 1016.2153 | 6.9993e-05 | 1016.1566 | 0.01042 | 897.7261 | 0.00423
| 685.9855 | 0 | 911.6167 | -0.00055946 | 911.366 | -0.00075959 | 685.9855 | 0 | 911.6167 | -0.00032066 | 911.366 | -0.0046676 | 901.541 | 0 | 911.366 | -0.0024717 | 911.6167 | 0 | 897.9611 | 0.002074 | 911.6167 | 0 | 911.6167 | 0 | 911.6167 | 0 | 897.9611 | 0 | 911.6167 | 0 | 911.366 | -0.00167 | 1016.3252 | 0.00454 | 1016.3852 | 0 | 1016.3252 | 0.01054 | 897.9611 | 0.00354
| 686.1102 | 1.4969e-05 | 911.858 | 1.3371e-05 | 911.607 | -0.0010134 | 686.1102 | 0.00074563 | 911.858 | -0.00044003 | 911.607 | 0.00082081 | 901.78 | 0 | 911.607 | 0.0010108 | 911.858 | 0.0010338 | 898.196 | 0.0020107 | 911.858 | 0.0024807 | 911.858 | 0.0011901 | 911.858 | 0.0019986 | 898.196 | 0 | 911.858 | 0.00037181 | 911.607 | 0.00124 | 1016.4937 | 0.00767 | 1016.5551 | 6.9993e-05 | 1016.4937 | 0.0101 | 898.196 | 0.00327
| 686.2349 | 0 | 912.0994 | -0.00055592 | 911.848 | 0.00017725 | 686.2349 | 0 | 912.0994 | -0.00061903 | 911.848 | -0.0021958 | 902.0191 | 0 | 911.848 | -0.0017443 | 912.0993 | 0 | 898.431 | 0.0019075 | 912.0993 | 0.00021524 | 912.0994 | 0 | 912.0993 | 0 | 898.431 | 0 | 912.0994 | 0 | 911.848 | -0.00136 | 1016.6623 | 0.00508 | 1016.7251 | 0 | 1016.6623 | 0.01035 | 898.431 | 0.00113
| 686.3596 | 0.00069774 | 912.3406 | 0.00065941 | 912.089 | 0.00012785 | 686.3596 | 0.00248 | 912.3406 | 0.00012224 | 912.089 | 0.0012933 | 902.2582 | 0 | 912.089 | 0.0014412 | 912.3407 | 0.0018587 | 898.666 | 0.0019734 | 912.3407 | 0.001099 | 912.3406 | 0.00061076 | 912.3407 | 0.0018621 | 898.666 | 0 | 912.3406 | 0.0004407 | 912.089 | 0.00203 | 1016.8309 | 0.00445 | 1016.895 | 8.9995e-05 | 1016.8309 | 0.01019 | 898.6659 | 0.00651
| 686.4844 | 0 | 912.582 | -0.0004049 | 912.33 | -0.0017662 | 686.4844 | 0 | 912.582 | -0.00076925 | 912.33 | -0.00424 | 902.4973 | 0 | 912.33 | -0.0022795 | 912.582 | 0 | 898.9009 | -0.0013844 | 912.582 | 0 | 912.582 | 0 | 912.582 | 0 | 898.9009 | 0 | 912.582 | 0 | 912.33 | -0.00185 | 1016.9995 | 0.00693 | 1017.0649 | 0 | 1016.9995 | 0.01056 | 898.9009 | 0.00261
| 686.6091 | 0.000554 | 912.8234 | 0.0005794 | 912.571 | 0.00097237 | 686.6091 | 0.00168 | 912.8234 | -3.288e-05 | 912.571 | 0.0011372 | 902.7363 | 0 | 912.571 | 0.0017297 | 912.8233 | 0.0018813 | 899.1359 | 0.0016743 | 912.8233 | 0.0027732 | 912.8234 | 0.0014639 | 912.8233 | 0.0036074 | 899.1359 | 0 | 912.8234 | 0.0002578 | 912.571 | 0.0044 | 1017.168 | 0.00575 | 1017.2349 | 8.9995e-05 | 1017.168 | 0.01021 | 899.1359 | 0.00519
| 686.7339 | 0 | 913.0647 | -0.00050109 | 912.812 | -0.000854 | 686.7339 | 0 | 913.0647 | -0.0014347 | 912.812 | -0.0036546 | 902.9755 | 0 | 912.812 | -0.0026453 | 913.0647 | 0 | 899.3709 | -0.0021955 | 913.0647 | 0 | 913.0647 | 0 | 913.0647 | 0 | 899.3709 | 0 | 913.0647 | 0 | 912.812 | -0.00214 | 1017.3366 | 0.00752 | 1017.4048 | 0 | 1017.3366 | 0.01028 | 899.3709 | 0.00464
| 686.8586 | 0.00102 | 913.306 | 0.00053919 | 913.0531 | -0.00028823 | 686.8586 | 0.00184 | 913.306 | -9.5181e-05 | 913.0531 | -0.0012305 | 903.2146 | 0 | 913.0531 | 0.0011422 | 913.306 | 0.0014834 | 899.606 | 0.0049181 | 913.306 | 0.0030433 | 913.306 | 0 | 913.306 | 0.00024045 | 899.606 | 0 | 913.306 | 0.0002862 | 913.053 | 0.00145 | 1017.5052 | 0.00561 | 1017.5747 | 3.0002e-05 | 1017.5052 | 0.00997 | 899.606 | 0.00409
| 686.9834 | 0 | 913.5474 | -0.00048186 | 913.2941 | -0.0014341 | 686.9834 | 0 | 913.5474 | -0.0012457 | 913.2941 | -0.0022793 | 903.4537 | 0 | 913.2941 | -0.0027966 | 913.5474 | 0 | 899.8409 | -0.0073194 | 913.5474 | 0 | 913.5474 | 0 | 913.5474 | 0 | 899.8409 | 0 | 913.5474 | 0 | 913.2941 | -0.0024 | 1017.6738 | 0.00668 | 1017.7446 | 0 | 1017.6738 | 0.01024 | 899.8409 | 0.00315
| 687.1082 | 0.00163 | 913.7888 | 0.0012272 | 913.5351 | 0.00040532 | 687.1082 | 0.00079764 | 913.7888 | 0.00031264 | 913.5351 | 0.00057924 | 903.6928 | 0 | 913.5351 | 0.0014561 | 913.7888 | 0.0025934 | 900.076 | -0.00022224 | 913.7888 | 0.0017273 | 913.7888 | 0.0014129 | 913.7888 | 0.0027167 | 900.076 | 0 | 913.7888 | 0.00027456 | 913.5351 | 0.00169 | 1017.8423 | 0.00688 | 1017.9146 | 5.0004e-05 | 1017.8423 | 0.00986 | 900.076 | 0.00448
| 687.233 | 0 | 914.0302 | -0.00090575 | 913.7762 | -9.2514e-05 | 687.233 | 0 | 914.0302 | -0.0015444 | 913.7762 | -0.0023277 | 903.9319 | 0 | 913.7762 | -0.00247 | 914.0302 | 0 | 900.311 | 0 | 914.0302 | 0 | 914.0302 | 0 | 914.0302 | 0 | 900.311 | 0 | 914.0302 | 0 | 913.7762 | -0.00196 | 1018.0109 | 0.00471 | 1018.0845 | 0 | 1018.0109 | 0.00992 | 900.311 | 0
| 687.3578 | 0.00076961 | 914.2715 | 0.00086214 | 914.0172 | 0.00058302 | 687.3578 | 0.00168 | 914.2715 | 0.00024369 | 914.0172 | 0.00095305 | 904.1711 | 0 | 914.0172 | 0.0016285 | 914.2715 | 0.0015259 | 900.546 | 0 | 914.2715 | 0.0019651 | 914.2715 | 0.00182 | 914.2715 | 0.0033515 | 900.546 | 0 | 914.2716 | 0.00050408 | 914.0172 | 0.00271 | 1018.1795 | 0.00733 | 1018.2545 | 6.9993e-05 | 1018.1795 | 0.00953 | 900.546 | 0
| 687.4826 | 0 | 914.5129 | 5.995e-05 | 914.2583 | -0.00068755 | 687.4826 | 0 | 914.5129 | -0.00052977 | 914.2583 | -0.0035671 | 904.4103 | 0 | 914.2583 | -0.0023865 | 914.5129 | 0 | 900.7811 | 0 | 914.5129 | 0 | 914.5129 | 0 | 914.5129 | 0 | 900.7811 | 0 | 914.5129 | 0 | 914.2583 | -0.0038 | 1018.3481 | 0.00566 | 1018.4244 | 0 | 1018.3481 | 0.00972 | 900.7811 | 0
| 687.6074 | 0.00048213 | 914.7543 | 0.00099715 | 914.4993 | 1.8253e-05 | 687.6074 | 0.00265 | 914.7543 | -0.00010813 | 914.4993 | 0.00024738 | 904.6494 | 0 | 914.4993 | 0.0013848 | 914.7543 | 0.00084018 | 901.0161 | 0 | 914.7543 | 0.0024638 | 914.7543 | 0.0014132 | 914.7543 | 0.00084134 | 901.0161 | 0 | 914.7543 | 0.0002619 | 914.4993 | 0.00385 | 1018.5166 | 0.00614 | 1018.5944 | 5.0004e-05 | 1018.5166 | 0.00934 | 901.0161 | 0
| 687.7322 | 0 | 914.9957 | -0.00058114 | 914.7404 | -0.00059653 | 687.7322 | 0 | 914.9957 | -0.00055311 | 914.7404 | -0.0026648 | 904.8885 | 0 | 914.7404 | -0.0026375 | 914.9957 | 0 | 901.2512 | 0 | 914.9957 | 0 | 914.9957 | 0 | 914.9957 | 0 | 901.2512 | 0 | 914.9957 | 0 | 914.7404 | -5.3494e-05 | 1018.6852 | 0.00469 | 1018.7643 | 0 | 1018.6852 | 0.00969 | 901.2512 | 0
| 687.8571 | 0.00199 | 915.2372 | 0.00037531 | 914.9815 | -4.5262e-05 | 687.8571 | 0.00132 | 915.2372 | 0.00010456 | 914.9815 | 0.00082032 | 905.1277 | 0 | 914.9815 | 0.0010429 | 915.2372 | 0.0016003 | 901.4863 | 0 | 915.2372 | 0.0031024 | 915.2372 | 0.0010736 | 915.2372 | 0.0023569 | 901.4863 | 0 | 915.2372 | 0.00035186 | 914.9815 | 0.00252 | 1018.8538 | 0.00681 | 1018.9343 | 5.0004e-05 | 1018.8538 | 0.00941 | 901.4863 | 0
| 687.9819 | 0 | 915.4786 | 0.00030966 | 915.2225 | 9.4726e-05 | 687.9819 | 0 | 915.4786 | -0.00083369 | 915.2225 | -0.0016277 | 905.3669 | 0 | 915.2225 | -0.0020861 | 915.4786 | 0 | 901.7213 | 0 | 915.4786 | 0 | 915.4786 | 0 | 915.4786 | 0 | 901.7213 | 0 | 915.4786 | 0 | 915.2225 | -0.00213 | 1019.0224 | 0.00506 | 1019.1042 | 0 | 1019.0224 | 0.00971 | 901.7213 | 0
| 688.1068 | 6.8875e-05 | 915.72 | -1.1584e-05 | 915.4636 | 0.00032618 | 688.1068 | 0.00179 | 915.72 | 0.00066187 | 915.4636 | 0.00096184 | 905.6061 | 0 | 915.4636 | 0.0013831 | 915.72 | 0.0026324 | 901.9564 | 0 | 915.72 | 0.0020477 | 915.72 | 0.0015074 | 915.72 | 0.0015104 | 901.9564 | 0 | 915.72 | 0.00046491 | 915.4636 | 0.00229 | 1019.191 | 0.0064 | 1019.2742 | 5.0004e-05 | 1019.191 | 0.00934 | 901.9564 | 0
| 688.2316 | 0 | 915.9614 | -0.00055123 | 915.7047 | -0.00112 | 688.2316 | 0 | 915.9614 | -0.00064567 | 915.7047 | -0.0035854 | 905.8453 | 0 | 915.7047 | -0.0026572 | 915.9614 | 0 | 902.1915 | 0 | 915.9614 | 0 | 915.9614 | 0 | 915.9614 | 0 | 902.1915 | 0 | 915.9614 | 0 | 915.7047 | -0.00275 | 1019.3595 | 0.00589 | 1019.4441 | 0 | 1019.3595 | 0.00956 | 902.1915 | 0
| 688.3565 | 0.0004462 | 916.2029 | 0.0008819 | 915.9458 | 9.9247e-05 | 688.3565 | 8.6698e-05 | 916.2029 | -3.161e-05 | 915.9458 | 0.00046115 | 906.0845 | 0 | 915.9458 | 0.0012554 | 916.2029 | 0.00082768 | 902.4266 | 0 | 916.2029 | 0.00025732 | 916.2029 | 0.0011762 | 916.2029 | 0.0017211 | 902.4266 | 0 | 916.2029 | 0.00029324 | 915.9458 | 0.00090872 | 1019.5281 | 0.00549 | 1019.6141 | 5.0004e-05 | 1019.5281 | 0.00907 | 902.4266 | 0
| 688.4814 | 0 | 916.4443 | -6.5812e-05 | 916.1869 | -0.0012045 | 688.4814 | 0 | 916.4443 | -0.00054934 | 916.1869 | -0.0033832 | 906.3237 | 0 | 916.1869 | -0.0029183 | 916.4443 | 0 | 902.6616 | 0 | 916.4443 | 0 | 916.4443 | 0 | 916.4443 | 0 | 902.6616 | 0 | 916.4443 | 0 | 916.1869 | -0.00307 | 1019.6967 | 0.00462 | 1019.784 | 0 | 1019.6967 | 0.00929 | 902.6616 | 0
| 688.6063 | 0.00156 | 916.6858 | 0.0014929 | 916.428 | -0.00081478 | 688.6063 | 0.00090168 | 916.6858 | -0.00011129 | 916.428 | 0.0009121 | 906.5629 | 0 | 916.428 | 0.00086186 | 916.6858 | 0.0021758 | 902.8967 | 0 | 916.6858 | 0.00058035 | 916.6858 | 0.00026982 | 916.6858 | 0.00045338 | 902.8967 | 0 | 916.6858 | 0.00039896 | 916.428 | 0.00041114 | 1019.8653 | 0.00473 | 1019.954 | 6.9993e-05 | 1019.8653 | 0.009 | 902.8967 | 0
| 688.7313 | 0 | 916.9272 | -0.00063863 | 916.6692 | -0.00047334 | 688.7313 | 0 | 916.9272 | -0.00045254 | 916.6692 | -0.0041079 | 906.8022 | 0 | 916.6692 | -0.0020469 | 916.9273 | 0 | 903.1318 | 0 | 916.9273 | 0 | 916.9272 | 0 | 916.9273 | 0 | 903.1318 | 0 | 916.9272 | 0 | 916.6691 | -0.00189 | 1020.0338 | 0.00552 | 1020.124 | 0 | 1020.0338 | 0.00927 | 903.1318 | 0
| 688.8562 | 0.00147 | 917.1688 | 3.5305e-05 | 916.9103 | 6.3649e-05 | 688.8562 | 0.00097105 | 917.1688 | 0.00018437 | 916.9103 | 0.0014568 | 907.0414 | 0 | 916.9103 | 0.001192 | 917.1687 | 0.0024036 | 903.3669 | 0 | 917.1687 | 0.0023153 | 917.1688 | 0.0011273 | 917.1687 | 0.0023666 | 903.3669 | 0 | 917.1688 | 0.00023602 | 916.9103 | 0.0011 | 1020.2024 | 0.00596 | 1020.2939 | 0.00011 | 1020.2024 | 0.00874 | 903.3669 | 0
| 688.9811 | 0 | 917.4102 | -0.00062621 | 917.1514 | -0.00081915 | 688.9811 | 0 | 917.4102 | -0.00072858 | 917.1514 | -0.0028309 | 907.2806 | 0 | 917.1514 | -0.0024446 | 917.4102 | 0 | 903.6021 | 0 | 917.4102 | 0 | 917.4102 | 0 | 917.4102 | 0 | 903.6021 | 0 | 917.4102 | 0 | 917.1514 | -0.00405 | 1020.371 | 0.00589 | 1020.4639 | 0 | 1020.371 | 0.00865 | 903.6021 | 0
| 689.106 | 0.00073368 | 917.6517 | 0.00044433 | 917.3925 | 0.0008607 | 689.106 | 0.0014 | 917.6517 | 0.00054066 | 917.3925 | 0.00052016 | 907.5199 | 0 | 917.3925 | 0.001517 | 917.6517 | 0.0014531 | 903.8372 | 0 | 917.6517 | 0.0027377 | 917.6517 | 0.0022956 | 917.6517 | 0.0030002 | 903.8372 | 0 | 917.6517 | 0.0006318 | 917.3925 | 0.00285 | 1020.5396 | 0.00765 | 1020.6339 | 3.0002e-05 | 1020.5396 | 0.00842 | 903.8372 | 0
| 689.231 | 0 | 917.8932 | 0.00023999 | 917.6337 | -0.001015 | 689.231 | 0 | 917.8932 | -0.00029031 | 917.6337 | -0.0049187 | 907.7592 | 0 | 917.6337 | -0.0030242 | 917.8932 | 0 | 904.0723 | 0 | 917.8932 | 0 | 917.8932 | 0 | 917.8932 | 0 | 904.0723 | 0 | 917.8932 | 0 | 917.6337 | -0.00182 | 1020.7082 | 0.0068 | 1020.8038 | 0 | 1020.7082 | 0.00866 | 904.0723 | 0
| 689.356 | 0.00039229 | 918.1347 | 0.00053718 | 917.8748 | -0.00066915 | 689.356 | 0.00199 | 918.1347 | 6.4845e-05 | 917.8748 | 0.00045897 | 907.9984 | 0 | 917.8748 | 0.0010176 | 918.1347 | 9.8882e-06 | 904.3075 | 0 | 918.1347 | 0.00059029 | 918.1347 | 0 | 918.1347 | 0.00037672 | 904.3075 | 0 | 918.1347 | 0.00020149 | 917.8748 | 2.9287e-05 | 1020.8767 | 0.00825 | 1020.9738 | 8.9995e-05 | 1020.8767 | 0.00866 | 904.3075 | 0
| 689.481 | 0 | 918.3762 | -6.1714e-05 | 918.116 | -0.0010095 | 689.481 | 0 | 918.3762 | -0.00033064 | 918.116 | -0.003097 | 908.2377 | 0 | 918.116 | -0.003172 | 918.3762 | 0 | 904.5426 | 0 | 918.3762 | 0 | 918.3762 | 0 | 918.3762 | 0 | 904.5426 | 0 | 918.3762 | 0 | 918.116 | -0.00092032 | 1021.0453 | 0.00661 | 1021.1438 | 0 | 1021.0453 | 0.00889 | 904.5426 | 0
| 689.6059 | 0.00127 | 918.6177 | 0.00032418 | 918.3571 | 0.0010388 | 689.6059 | 0.00058956 | 918.6177 | 0.00054408 | 918.3571 | 0.00043609 | 908.4769 | 0 | 918.3571 | 0.0015871 | 918.6177 | 0.0034191 | 904.7778 | 0 | 918.6177 | 0.0013652 | 918.6177 | 0.0014494 | 918.6177 | 0.0034355 | 904.7778 | 0 | 918.6177 | 0.0004075 | 918.3571 | 0.00195 | 1021.2139 | 0.0052 | 1021.3138 | 5.0004e-05 | 1021.2139 | 0.00863 | 904.7778 | 0
| 689.7309 | 0 | 918.8593 | 0.0001952 | 918.5983 | -0.0011891 | 689.7309 | 0 | 918.8593 | -0.00069522 | 918.5983 | -0.0038826 | 908.7162 | 0 | 918.5983 | -0.0027754 | 918.8592 | 0 | 905.0129 | 0 | 918.8592 | 0 | 918.8593 | 0 | 918.8592 | 0 | 905.0129 | 0 | 918.8592 | 0 | 918.5983 | -0.00205 | 1021.3825 | 0.00506 | 1021.4837 | 0 | 1021.3825 | 0.0088 | 905.0129 | 0
| 689.8559 | 0 | 919.1008 | 0.00043901 | 918.8395 | -0.00046993 | 689.8559 | 0.00088435 | 919.1008 | 0.00029448 | 918.8395 | 0.0027526 | 908.9555 | 0 | 918.8395 | 0.001365 | 919.1008 | 0.0019685 | 905.2481 | 0 | 919.1008 | 0.0012409 | 919.1008 | 0.00083004 | 919.1008 | 0.001486 | 905.2481 | 0 | 919.1008 | 0.00044095 | 918.8395 | 0.00073411 | 1021.5511 | 0.00471 | 1021.6537 | 6.9993e-05 | 1021.5511 | 0.00843 | 905.2481 | 0
| 689.981 | 0 | 919.3423 | -0.00066993 | 919.0806 | -0.00091101 | 689.981 | 0 | 919.3423 | -0.00093518 | 919.0806 | -0.0050242 | 909.1948 | 0 | 919.0806 | -0.0023229 | 919.3423 | 0 | 905.4833 | 0 | 919.3423 | 0 | 919.3423 | 0 | 919.3423 | 0 | 905.4833 | 0 | 919.3423 | 0 | 919.0806 | -0.0032 | 1021.7196 | 0.00798 | 1021.8237 | 0 | 1021.7196 | 0.00874 | 905.4833 | 0
| 690.106 | 0.00169 | 919.5839 | 0.00071507 | 919.3218 | 0.00021985 | 690.106 | 0.00179 | 919.5839 | 9.6961e-05 | 919.3218 | -0.00049578 | 909.4341 | 0 | 919.3218 | 0.0014797 | 919.5838 | 0.0008564 | 905.7184 | 0 | 919.5838 | 0.0014417 | 919.5839 | 0.00086694 | 919.5838 | 0.0014065 | 905.7184 | 0 | 919.5839 | 0.00022259 | 919.3218 | 0.00221 | 1021.8882 | 0.0063 | 1021.9937 | 5.0004e-05 | 1021.8882 | 0.00838 | 905.7184 | 0
| 690.231 | 0 | 919.8254 | 8.5257e-05 | 919.563 | -0.0001011 | 690.231 | 0 | 919.8254 | -0.00058207 | 919.563 | -0.0036607 | 909.6735 | 0 | 919.563 | -0.0025482 | 919.8254 | 0 | 905.9536 | 0 | 919.8254 | 0 | 919.8254 | 0 | 919.8254 | 0 | 905.9536 | 0 | 919.8254 | 0 | 919.563 | -0.0011 | 1022.0568 | 0.00545 | 1022.1637 | 0 | 1022.0568 | 0.00858 | 905.9536 | 0
| 690.3561 | 0.00073368 | 920.067 | 0.00053836 | 919.8042 | -1.7951e-05 | 690.3561 | 0.00128 | 920.067 | 0.00072414 | 919.8042 | 0.0013457 | 909.9128 | 0 | 919.8042 | 0.0013209 | 920.067 | 0.0014169 | 906.1888 | 0 | 920.067 | 0.0021645 | 920.067 | 0.0011574 | 920.067 | 0.00085767 | 906.1888 | 0 | 920.067 | 0.00023443 | 919.8042 | 0.00278 | 1022.2254 | 0.00666 | 1022.3337 | 5.0004e-05 | 1022.2254 | 0.00828 | 906.1888 | 0
| 690.4811 | 0 | 920.3085 | -0.0005042 | 920.0454 | -0.00077022 | 690.4811 | 0 | 920.3085 | -0.0006828 | 920.0454 | -0.0020132 | 910.1521 | 0 | 920.0454 | -0.0022114 | 920.3085 | 0 | 906.424 | 0 | 920.3085 | 0 | 920.3085 | 0 | 920.3085 | 0 | 906.424 | 0 | 920.3085 | 0 | 920.0454 | -0.00286 | 1022.394 | 0.00656 | 1022.5036 | 0 | 1022.394 | 0.00849 | 906.424 | 0
| 690.6062 | 0.000554 | 920.5501 | 0.00071341 | 920.2866 | 0.00013891 | 690.6062 | 0.00165 | 920.5501 | 0.00035982 | 920.2866 | 0.001881 | 910.3914 | 0 | 920.2866 | 0.0013432 | 920.5501 | 0.00025527 | 906.6592 | 0 | 920.5501 | 4.818e-05 | 920.5501 | 0.0010236 | 920.5501 | 0.00030336 | 906.6592 | 0 | 920.5501 | 0.00031579 | 920.2866 | 0.00192 | 1022.5625 | 0.00751 | 1022.6736 | 6.9993e-05 | 1022.5625 | 0.00819 | 906.6592 | 0
| 690.7313 | 0 | 920.7917 | -0.00067277 | 920.5278 | -0.00050519 | 690.7313 | 0 | 920.7917 | -0.00063437 | 920.5278 | -0.0027872 | 910.6308 | 0 | 920.5278 | -0.0028008 | 920.7917 | 0 | 906.8944 | 0 | 920.7917 | 0 | 920.7917 | 0 | 920.7917 | 0 | 906.8944 | 0 | 920.7917 | 0 | 920.5278 | -0.00239 | 1022.7311 | 0.0055 | 1022.8436 | 0 | 1022.7311 | 0.00838 | 906.8944 | 0
| 690.8564 | 0.000554 | 921.0333 | 0.00076438 | 920.769 | -0.0003538 | 690.8564 | 0.0002601 | 921.0333 | -0.0004363 | 920.769 | -0.00084101 | 910.8701 | 0 | 920.769 | 0.00081238 | 921.0333 | 0.0015627 | 907.1296 | 0 | 921.0333 | 0.0023238 | 921.0333 | 0.00089998 | 921.0333 | 0.00077635 | 907.1296 | 0 | 921.0333 | 0.00036335 | 920.769 | 0.00114 | 1022.8997 | 0.00594 | 1023.0136 | 6.9993e-05 | 1022.8997 | 0.00813 | 907.1296 | 0
| 690.9815 | 0 | 921.2748 | -0.00079119 | 921.0103 | -0.00075488 | 690.9815 | 0 | 921.2748 | -0.00098122 | 921.0103 | -0.0028319 | 911.1095 | 0 | 921.0103 | -0.0026719 | 921.2748 | 0 | 907.3649 | 0 | 921.2748 | 0 | 921.2748 | 0 | 921.2748 | 0 | 907.3649 | 0 | 921.2748 | 0 | 921.0103 | -0.00232 | 1023.0683 | 0.00598 | 1023.1836 | 0 | 1023.0683 | 0.00823 | 907.3649 | 0
| 691.1066 | 0.00098522 | 921.5164 | 0.00025348 | 921.2515 | -0.00043266 | 691.1066 | 0.00081498 | 921.5164 | -0.00013795 | 921.2515 | 0.0011911 | 911.3489 | 0 | 921.2515 | 0.0015116 | 921.5164 | 0.00063485 | 907.6001 | 0 | 921.5164 | 0.0026253 | 921.5164 | 0.001396 | 921.5164 | 0.0015133 | 907.6001 | 0 | 921.5164 | 0.00036163 | 921.2515 | 0.00062503 | 1023.2369 | 0.00605 | 1023.3536 | 6.9993e-05 | 1023.2369 | 0.00775 | 907.6001 | 0
| 691.2317 | 0 | 921.7581 | -0.00027104 | 921.4927 | -0.00051371 | 691.2317 | 0 | 921.7581 | -0.00072652 | 921.4927 | -0.0047991 | 911.5883 | 0 | 921.4927 | -0.0031183 | 921.7581 | 0 | 907.8353 | 0 | 921.7581 | 0 | 921.7581 | 0 | 921.7581 | 0 | 907.8353 | 0 | 921.7581 | 0 | 921.4927 | -0.00169 | 1023.4054 | 0.00529 | 1023.5236 | 0 | 1023.4054 | 0.00797 | 907.8353 | 0
| 691.3569 | 0.00066181 | 921.9997 | 0.00046127 | 921.734 | 0.00033947 | 691.3569 | 0.00213 | 921.9997 | 0.00012119 | 921.734 | -0.0007763 | 911.8276 | 0 | 921.734 | 0.0015969 | 921.9997 | 0.0024997 | 908.0706 | 0 | 921.9997 | 0.0043637 | 921.9997 | 0.002119 | 921.9997 | 0.0024939 | 908.0706 | 0 | 921.9997 | 0.00055597 | 921.734 | 0.00156 | 1023.574 | 0.00673 | 1023.6936 | 6.9993e-05 | 1023.574 | 0.0078 | 908.0706 | 0
| 691.482 | 0 | 922.2413 | -4.0413e-05 | 921.9752 | -0.0011272 | 691.482 | 0 | 922.2413 | -0.0013851 | 921.9752 | -0.0041203 | 912.067 | 0 | 921.9752 | -0.002287 | 922.2413 | 0 | 908.3058 | 0 | 922.2413 | 0 | 922.2413 | 0 | 922.2413 | 0 | 908.3058 | 0 | 922.2413 | 0 | 921.9752 | -0.0019 | 1023.7426 | 0.00591 | 1023.8636 | 0 | 1023.7426 | 0.0082 | 908.3058 | 0
| 691.6071 | 0.00015871 | 922.4829 | 0.00061939 | 922.2165 | -0.00034105 | 691.6071 | 0.0016 | 922.4829 | -0.0001822 | 922.2165 | 0.00012094 | 912.3064 | 0 | 922.2165 | 0.0012643 | 922.4829 | 0.0021396 | 908.5411 | 0 | 922.4829 | 0.0012978 | 922.4829 | 0.00071833 | 922.4829 | 0.0025473 | 908.5411 | 0 | 922.4829 | 0.00038791 | 922.2165 | 0.00239 | 1023.9112 | 0.00679 | 1024.0336 | 6.9993e-05 | 1023.9112 | 0.008 | 908.5411 | 0
| 691.7323 | 0 | 922.7245 | 0.00020369 | 922.4577 | -0.00050375 | 691.7323 | 0 | 922.7245 | -0.00011935 | 922.4577 | -0.0022848 | 912.5458 | 0 | 922.4577 | -0.0029092 | 922.7246 | 0 | 908.7764 | 0 | 922.7246 | 0 | 922.7245 | 0 | 922.7246 | 0 | 908.7764 | 0 | 922.7246 | 0 | 922.4577 | -0.00297 | 1024.0798 | 0.0054 | 1024.2036 | 0 | 1024.0798 | 0.00826 | 908.7764 | 0
| 691.8575 | 0.00057197 | 922.9662 | 0.00055008 | 922.699 | -0.00064336 | 691.8575 | 0.00218 | 922.9662 | -0.00018693 | 922.699 | -0.00070507 | 912.7852 | 0 | 922.699 | 0.0010875 | 922.9662 | 0.001212 | 909.0116 | 0 | 922.9662 | 0.00052532 | 922.9662 | 0 | 922.9662 | 0.0015058 | 909.0116 | 0 | 922.9662 | 0.00025854 | 922.699 | 0.00196 | 1024.2484 | 0.00586 | 1024.3736 | 6.9993e-05 | 1024.2484 | 0.0081 | 909.0116 | 0
| 691.9827 | 0 | 923.2078 | -0.00011646 | 922.9403 | -0.00096633 | 691.9827 | 0 | 923.2078 | -0.00026466 | 922.9403 | -0.0032203 | 913.0247 | 0 | 922.9403 | -0.0026311 | 923.2079 | 0 | 909.2469 | 0 | 923.2079 | 0 | 923.2078 | 0 | 923.2079 | 0 | 909.2469 | 0 | 923.2078 | 0 | 922.9403 | -0.00427 | 1024.4169 | 0.00937 | 1024.5437 | 0 | 1024.4169 | 0.00832 | 909.2469 | 0
| 692.1079 | 0.00032042 | 923.4495 | 0.00016621 | 923.1816 | 0.0001148 | 692.1079 | 0.00165 | 923.4495 | -0.00012791 | 923.1816 | 0.0014332 | 913.264 | 0 | 923.1816 | 0.0018445 | 923.4495 | 0.0015834 | 909.4822 | 0 | 923.4495 | 0.001567 | 923.4495 | 0 | 923.4495 | 0.0014434 | 909.4822 | 0 | 923.4495 | 0.00023688 | 923.1816 | 0.00321 | 1024.5855 | 0.00679 | 1024.7137 | 6.9993e-05 | 1024.5855 | 0.00801 | 909.4822 | 0
| 692.2331 | 0 | 923.6912 | -0.0005188 | 923.4228 | -0.00069636 | 692.2331 | 0 | 923.6912 | -0.00086931 | 923.4228 | -0.0047461 | 913.5035 | 0 | 923.4228 | -0.0025123 | 923.6912 | 0 | 909.7175 | 0 | 923.6912 | 0 | 923.6912 | 0 | 923.6912 | 0 | 909.7175 | 0 | 923.6912 | 0 | 923.4229 | -0.00193 | 1024.7541 | 0.00708 | 1024.8837 | 0 | 1024.7541 | 0.00811 | 909.7175 | 0
| 692.3583 | 0.00087741 | 923.9329 | 0.00090328 | 923.6641 | -1.792e-05 | 692.3583 | 0.00102 | 923.9329 | 0.0005378 | 923.6641 | 0.0006735 | 913.7429 | 0 | 923.6641 | 0.0013834 | 923.9328 | 0 | 909.9528 | 0 | 923.9328 | 0.00074522 | 923.9329 | 0.0014352 | 923.9328 | 0.0015959 | 909.9528 | 0 | 923.9329 | 0.00019532 | 923.6641 | 0.00328 | 1024.9227 | 0.00619 | 1025.0537 | 3.0002e-05 | 1024.9227 | 0.0079 | 909.9528 | 0
| 692.4835 | 0 | 924.1745 | 6.0079e-05 | 923.9054 | -0.000371 | 692.4835 | 0 | 924.1745 | -0.00086556 | 923.9054 | -0.0036402 | 913.9824 | 0 | 923.9054 | -0.0030676 | 924.1745 | 0 | 910.188 | 0 | 924.1745 | 0 | 924.1745 | 0 | 924.1745 | 0 | 910.188 | 0 | 924.1745 | 0 | 923.9054 | -0.00105 | 1025.0913 | 0.00601 | 1025.2237 | 0 | 1025.0913 | 0.00815 | 910.188 | 0
| 692.6087 | 0.00169 | 924.4162 | -0.0003236 | 924.1467 | -0.00030178 | 692.6087 | 0.00187 | 924.4162 | 0.00046572 | 924.1467 | -0.0008211 | 914.2219 | 0 | 924.1467 | 0.001776 | 924.4162 | 0.0019803 | 910.4233 | 0 | 924.4162 | 0.0014042 | 924.4162 | 0.00097624 | 924.4162 | 0.002352 | 910.4233 | 0 | 924.4162 | 0.00035201 | 924.1467 | 0.00194 | 1025.2598 | 0.0067 | 1025.3937 | 8.9995e-05 | 1025.2598 | 0.00789 | 910.4233 | 0
| 692.734 | 0 | 924.6579 | -0.00067564 | 924.388 | -0.00093839 | 692.734 | 0 | 924.6579 | -0.0014887 | 924.388 | -0.0018251 | 914.4613 | 0 | 924.388 | -0.0028641 | 924.6579 | 0 | 910.6587 | 0 | 924.6579 | 0 | 924.6579 | 0 | 924.6579 | 0 | 910.6587 | 0 | 924.6579 | 0 | 924.388 | -0.0026 | 1025.4284 | 0.00471 | 1025.5637 | 0 | 1025.4284 | 0.00796 | 910.6587 | 0
| 692.8593 | 0.00167 | 924.8996 | 7.9999e-05 | 924.6294 | -0.00010039 | 692.8593 | 0.00224 | 924.8996 | -0.00021192 | 924.6294 | -0.00092505 | 914.7007 | 0 | 924.6294 | 0.00087071 | 924.8996 | 0.0023014 | 910.894 | 0 | 924.8996 | 0.0027645 | 924.8996 | 0.00074121 | 924.8996 | 0.0027141 | 910.894 | 0 | 924.8996 | 0.00028475 | 924.6294 | 0.00136 | 1025.597 | 0.00758 | 1025.7338 | 5.0004e-05 | 1025.597 | 0.00775 | 910.894 | 0
| 692.9845 | 0 | 925.1413 | -2.6495e-05 | 924.8707 | -0.00084929 | 692.9845 | 0 | 925.1413 | -0.0006859 | 924.8707 | -0.0032775 | 914.9402 | 0 | 924.8707 | -0.0023156 | 925.1413 | 0 | 911.1293 | 0 | 925.1413 | 0 | 925.1413 | 0 | 925.1413 | 0 | 911.1293 | 0 | 925.1413 | 0 | 924.8707 | -0.00202 | 1025.7656 | 0.00837 | 1025.9038 | 0 | 1025.7656 | 0.00802 | 911.1293 | 0
| 693.1098 | 0.00069774 | 925.383 | -0.00067165 | 925.112 | -0.00034692 | 693.1098 | 0.00128 | 925.383 | 0.00029221 | 925.112 | 0.00027597 | 915.1797 | 0 | 925.112 | 0.0014484 | 925.383 | 0.0010069 | 911.3646 | 0 | 925.383 | 0 | 925.383 | 0.00011387 | 925.383 | 0.0017933 | 911.3646 | 0 | 925.383 | 0.00028534 | 925.112 | 0.00082602 | 1025.9342 | 0.00573 | 1026.0738 | 5.0004e-05 | 1025.9342 | 0.00768 | 911.3646 | 0
| 693.2351 | 0 | 925.6248 | -0.0010157 | 925.3533 | -0.0013088 | 693.2351 | 0 | 925.6248 | -0.00073591 | 925.3533 | -0.0043437 | 915.4193 | 0 | 925.3533 | -0.0024123 | 925.6247 | 0 | 911.6 | 0 | 925.6247 | 0 | 925.6248 | 0 | 925.6247 | 0 | 911.6 | 0 | 925.6248 | 0 | 925.3533 | -0.00198 | 1026.1028 | 0.00793 | 1026.2438 | 0 | 1026.1028 | 0.00793 | 911.6 | 0
| 693.3604 | 0.00102 | 925.8665 | -2.7552e-05 | 925.5947 | -2.9256e-06 | 693.3604 | 0.0002601 | 925.8665 | 0.00045102 | 925.5947 | 0.00061079 | 915.6588 | 0 | 925.5947 | 0.0015128 | 925.8665 | 0.00079445 | 911.8353 | 0 | 925.8665 | 0.0010385 | 925.8665 | 0.0010259 | 925.8665 | 0.0015351 | 911.8353 | 0 | 925.8665 | 0.0003203 | 925.5947 | 0.00143 | 1026.2713 | 0.0071 | 1026.4139 | 1.0001e-05 | 1026.2713 | 0.00751 | 911.8353 | 0
| 693.4857 | 0 | 926.1082 | 0.00017411 | 925.836 | -0.00090361 | 693.4857 | 0 | 926.1082 | -0.00057761 | 925.836 | -0.0035063 | 915.8983 | 0 | 925.836 | -0.00255 | 926.1082 | 0 | 912.0707 | 0 | 926.1082 | 0 | 926.1082 | 0 | 926.1082 | 0 | 912.0707 | 0 | 926.1082 | 0 | 925.836 | -0.00142 | 1026.4399 | 0.00986 | 1026.5839 | 0 | 1026.4399 | 0.00782 | 912.0707 | 0
| 693.611 | 0.00094928 | 926.35 | 0.00052629 | 926.0774 | 0.00054381 | 693.611 | 0.0017 | 926.35 | 8.2301e-05 | 926.0774 | 2.3003e-05 | 916.1378 | 0 | 926.0774 | 0.001905 | 926.3499 | 0.0028058 | 912.306 | 0 | 926.3499 | 0.0039693 | 926.35 | 0.0021906 | 926.3499 | 0.0034302 | 912.306 | 0 | 926.35 | 0.00065208 | 926.0774 | 0.0029 | 1026.6085 | 0.00612 | 1026.7539 | 5.0004e-05 | 1026.6085 | 0.00765 | 912.306 | 0
| 693.7364 | 0 | 926.5917 | -0.00059865 | 926.3187 | -0.00058675 | 693.7364 | 0 | 926.5917 | -0.00095089 | 926.3187 | -0.0025712 | 916.3773 | 0 | 926.3187 | -0.0021883 | 926.5917 | 0 | 912.5414 | 0 | 926.5917 | 0 | 926.5917 | 0 | 926.5917 | 0 | 912.5414 | 0 | 926.5917 | 0 | 926.3187 | -0.00295 | 1026.7771 | 0.00461 | 1026.924 | 0 | 1026.7771 | 0.00797 | 912.5414 | 0
| 693.8617 | 0.00138 | 926.8334 | -5.6113e-05 | 926.5601 | -0.00078528 | 693.8617 | 0.00135 | 926.8334 | 0.00028459 | 926.5601 | 0.00044789 | 916.6168 | 0 | 926.5601 | 0.0014898 | 926.8335 | 0.0021214 | 912.7768 | 0 | 926.8335 | 0.0008442 | 926.8334 | 0.00084864 | 926.8335 | 0.0014928 | 912.7768 | 0 | 926.8334 | 0.0003568 | 926.5601 | 0.00186 | 1026.9457 | 0.00575 | 1027.094 | 5.0004e-05 | 1026.9457 | 0.00765 | 912.7768 | 0
| 693.9871 | 0 | 927.0752 | 2.9639e-05 | 926.8014 | -0.00043422 | 693.9871 | 0 | 927.0752 | -0.00048418 | 926.8014 | -0.0034814 | 916.8563 | 0 | 926.8014 | -0.0030509 | 927.0752 | 0 | 913.0121 | 0 | 927.0752 | 0 | 927.0752 | 0 | 927.0752 | 0 | 913.0121 | 0 | 927.0752 | 0 | 926.8015 | -0.0031 | 1027.1143 | 0.00582 | 1027.264 | 0 | 1027.1143 | 0.0077 | 913.0122 | 0
| 694.1124 | 0.00113 | 927.317 | 0.0006494 | 927.0428 | 0.00063787 | 694.1124 | 0.00106 | 927.317 | 0.00045236 | 927.0428 | 0.0014165 | 917.0959 | 0 | 927.0428 | 0.0017105 | 927.317 | 0.0010219 | 913.2476 | 0 | 927.317 | 0.0032384 | 927.317 | 0.0013711 | 927.317 | 0.0030239 | 913.2476 | 0 | 927.317 | 0.00039385 | 927.0428 | 0.00123 | 1027.2828 | 0.00661 | 1027.4341 | 5.0004e-05 | 1027.2828 | 0.00741 | 913.2476 | 0
| 694.2378 | 0 | 927.5588 | -0.00012053 | 927.2842 | -0.001685 | 694.2378 | 0 | 927.5588 | -0.00032172 | 927.2842 | -0.0024052 | 917.3354 | 0 | 927.2842 | -0.0022388 | 927.5588 | 0 | 913.4829 | 0 | 927.5588 | 0 | 927.5588 | 0 | 927.5588 | 0 | 913.4829 | 0 | 927.5588 | 0 | 927.2842 | -0.00211 | 1027.4514 | 0.0065 | 1027.6041 | 0 | 1027.4514 | 0.00782 | 913.4829 | 0
| 694.3632 | 0.0005001 | 927.8005 | 0.00024238 | 927.5256 | -0.00046334 | 694.3632 | 0.00116 | 927.8005 | 0.00066643 | 927.5256 | 0.0020543 | 917.575 | 0 | 927.5256 | 0.0019612 | 927.8005 | 0.0012903 | 913.7183 | 0 | 927.8005 | 0.0033638 | 927.8005 | 0.0022825 | 927.8005 | 0.0027307 | 913.7183 | 0 | 927.8005 | 0.0003456 | 927.5256 | 0.00233 | 1027.62 | 0.00705 | 1027.7742 | 5.0004e-05 | 1027.62 | 0.00753 | 913.7183 | 0
| 694.4886 | 0 | 928.0424 | -0.00028002 | 927.767 | -0.00049058 | 694.4886 | 0 | 928.0424 | -0.0012574 | 927.767 | -0.0025236 | 917.8146 | 0 | 927.767 | -0.0019822 | 928.0423 | 0 | 913.9537 | 0 | 928.0423 | 0 | 928.0424 | 0 | 928.0423 | 0 | 913.9537 | 0 | 928.0424 | 0 | 927.767 | -0.00042599 | 1027.7886 | 0.00795 | 1027.9442 | 0 | 1027.7886 | 0.00776 | 913.9537 | 0
| 694.614 | 0.0016 | 928.2841 | 0.0012004 | 928.0084 | -0.00076642 | 694.614 | 0.00081498 | 928.2841 | -0.00042133 | 928.0084 | 0.0013797 | 918.0541 | 0 | 928.0084 | 0.0013703 | 928.2841 | 0.0034058 | 914.1891 | 0 | 928.2841 | 0.0018326 | 928.2841 | 0.0015533 | 928.2841 | 0.0014598 | 914.1891 | 0 | 928.2841 | 0.00021504 | 928.0084 | 0.00166 | 1027.9572 | 0.00802 | 1028.1143 | 5.0004e-05 | 1027.9572 | 0.00737 | 914.1892 | 0
| 694.7394 | 0 | 928.5259 | -0.00027584 | 928.2498 | -2.0578e-05 | 694.7394 | 0 | 928.5259 | -0.00032049 | 928.2498 | -0.004645 | 918.2937 | 0 | 928.2498 | -0.0021565 | 928.5259 | 0 | 914.4246 | 0 | 928.5259 | 0 | 928.5259 | 0 | 928.5259 | 0 | 914.4246 | 0 | 928.5259 | 0 | 928.2498 | -0.00131 | 1028.1257 | 0.00598 | 1028.2843 | 0 | 1028.1257 | 0.00774 | 914.4246 | 0
| 694.8648 | 0.00094928 | 928.7678 | -0.00044456 | 928.4912 | -0.00024088 | 694.8648 | 0.00144 | 928.7678 | 0.00025406 | 928.4912 | 0.0015842 | 918.5333 | 0 | 928.4912 | 0.0019855 | 928.7678 | 0.0036339 | 914.66 | 0 | 928.7678 | 0.0010068 | 928.7678 | 0.0013705 | 928.7678 | 0.0029566 | 914.66 | 0 | 928.7678 | 0.00026746 | 928.4912 | 0.00225 | 1028.2943 | 0.00552 | 1028.4544 | 5.0004e-05 | 1028.2943 | 0.00736 | 914.66 | 0
| 694.9903 | 0 | 929.0096 | -0.00024299 | 928.7326 | -0.00061365 | 694.9903 | 0 | 929.0096 | -9.8853e-06 | 928.7326 | -0.0040017 | 918.7729 | 0 | 928.7326 | -0.0031957 | 929.0096 | 0 | 914.8954 | 0 | 929.0096 | 0 | 929.0096 | 0 | 929.0096 | 0 | 914.8954 | 0 | 929.0096 | 0 | 928.7326 | -0.00286 | 1028.4629 | 0.00696 | 1028.6244 | 0 | 1028.4629 | 0.00762 | 914.8954 | 0
| 695.1157 | 0.000554 | 929.2514 | -3.1327e-05 | 928.974 | -4.5244e-05 | 695.1157 | 0.00234 | 929.2514 | 0.00039926 | 928.974 | 0.0020855 | 919.0125 | 0 | 928.974 | 0.0012342 | 929.2514 | 0.001144 | 915.1308 | 0 | 929.2514 | 0.0031085 | 929.2514 | 0.00042195 | 929.2514 | 0.0020063 | 915.1308 | 0 | 929.2514 | 0.00026471 | 928.974 | 0.00254 | 1028.6315 | 0.00584 | 1028.7945 | 6.9993e-05 | 1028.6315 | 0.00725 | 915.1308 | 0
| 695.2412 | 0 | 929.4932 | 0.00013129 | 929.2154 | -0.00079791 | 695.2412 | 0 | 929.4932 | -0.00060862 | 929.2154 | -0.0034449 | 919.2521 | 0 | 929.2154 | -0.0030528 | 929.4932 | 0 | 915.3663 | 0 | 929.4932 | 0 | 929.4932 | 0 | 929.4932 | 0 | 915.3663 | 0 | 929.4932 | 0 | 929.2155 | -0.00269 | 1028.8001 | 0.00951 | 1028.9645 | 0 | 1028.8001 | 0.00755 | 915.3663 | 0
| 695.3667 | 0.00098522 | 929.7351 | 0.00090223 | 929.4569 | -0.0014159 | 695.3667 | 0.00172 | 929.7351 | -2.9546e-06 | 929.4569 | -2.3639e-05 | 919.4917 | 0 | 929.4569 | 0.0015966 | 929.7351 | 0.0026094 | 915.6017 | 0 | 929.7351 | 0.00037866 | 929.7351 | 0.00047441 | 929.7351 | 0.0012643 | 915.6017 | 0 | 929.7351 | 0.00030662 | 929.4569 | 0.0027 | 1028.9687 | 0.00753 | 1029.1346 | 8.9995e-05 | 1028.9687 | 0.00716 | 915.6017 | 0
| 695.4921 | 0 | 929.9769 | -0.0010759 | 929.6983 | -0.00033834 | 695.4921 | 0 | 929.9769 | -0.00025654 | 929.6983 | -0.0020307 | 919.7313 | 0 | 929.6983 | -0.002439 | 929.9769 | 0 | 915.8372 | 0 | 929.9769 | 0 | 929.9769 | 0 | 929.9769 | 0 | 915.8372 | 0 | 929.9769 | 0 | 929.6983 | -0.00165 | 1029.1372 | 0.00622 | 1029.3046 | 0 | 1029.1372 | 0.0074 | 915.8372 | 0
| 695.6176 | 0.00127 | 930.2188 | 0.00036574 | 929.9398 | 0.00028526 | 695.6176 | 0.00161 | 930.2188 | -2.4432e-05 | 929.9398 | 0.00080508 | 919.9709 | 0 | 929.9398 | 0.0012097 | 930.2188 | 0.0010093 | 916.0726 | 0 | 930.2188 | 0.0028473 | 930.2188 | 0.0010417 | 930.2188 | 0.0012585 | 916.0726 | 0 | 930.2188 | 0.00022162 | 929.9398 | 0.00144 | 1029.3058 | 0.00761 | 1029.4747 | 6.9993e-05 | 1029.3058 | 0.00714 | 916.0726 | 0
| 695.7431 | 0 | 930.4606 | -0.00037338 | 930.1812 | -0.0009825 | 695.7431 | 0 | 930.4606 | -0.00071794 | 930.1812 | -0.0041292 | 920.2106 | 0 | 930.1812 | -0.0031638 | 930.4606 | 0 | 916.3081 | 0 | 930.4606 | 0 | 930.4606 | 0 | 930.4606 | 0 | 916.3081 | 0 | 930.4606 | 0 | 930.1812 | -0.00367 | 1029.4744 | 0.00694 | 1029.6448 | 0 | 1029.4744 | 0.00748 | 916.3081 | 0
| 695.8686 | 0.00116 | 930.7025 | 0.00045958 | 930.4227 | -0.00027009 | 695.8686 | 0.00217 | 930.7025 | 0.00048366 | 930.4227 | -0.0010501 | 920.4503 | 0 | 930.4227 | 0.0018935 | 930.7025 | 0.0013305 | 916.5436 | 0 | 930.7025 | 0.0028405 | 930.7025 | 0.00015611 | 930.7025 | 0.00044832 | 916.5436 | 0 | 930.7025 | 0.00037672 | 930.4227 | 0.00085611 | 1029.643 | 0.00589 | 1029.8148 | 8.9995e-05 | 1029.643 | 0.00729 | 916.5436 | 0
| 695.9942 | 0 | 930.9444 | -0.00048217 | 930.6641 | -0.00065981 | 695.9942 | 0 | 930.9444 | -0.00029094 | 930.6641 | -0.0033691 | 920.6899 | 0 | 930.6641 | -0.0022344 | 930.9444 | 0 | 916.7791 | 0 | 930.9444 | 0 | 930.9444 | 0 | 930.9444 | 0 | 916.7791 | 0 | 930.9444 | 0 | 930.6641 | -0.00229 | 1029.8116 | 0.00663 | 1029.9849 | 0 | 1029.8116 | 0.00754 | 916.779 | 0
| 696.1197 | 0 | 931.1863 | 2.084e-05 | 930.9056 | -7.9188e-05 | 696.1197 | 0.00158 | 931.1863 | 0.00015605 | 930.9056 | -0.00033208 | 920.9296 | 0 | 930.9056 | 0.0015589 | 931.1863 | 0.0021202 | 917.0145 | 0 | 931.1863 | 0.0037786 | 931.1863 | 0.0010121 | 931.1863 | 0.0011943 | 917.0145 | 0 | 931.1863 | 0.00029886 | 930.9056 | 0.00199 | 1029.9802 | 0.00735 | 1030.155 | 3.0002e-05 | 1029.9802 | 0.00724 | 917.0145 | 0
| 696.2452 | 0 | 931.4282 | -4.6015e-06 | 931.1471 | -0.00089003 | 696.2452 | 0 | 931.4282 | 3.8628e-05 | 931.1471 | -0.004158 | 921.1693 | 0 | 931.1471 | -0.0028911 | 931.4282 | 0 | 917.25 | 0 | 931.4282 | 0 | 931.4282 | 0 | 931.4282 | 0 | 917.25 | 0 | 931.4282 | 0 | 931.1471 | -0.00247 | 1030.1488 | 0.00707 | 1030.325 | 0 | 1030.1488 | 0.00736 | 917.25 | 0
| 696.3708 | 0.00062587 | 931.67 | 0.0001534 | 931.3885 | -6.3764e-05 | 696.3708 | 0.00147 | 931.67 | -0.00040677 | 931.3885 | -0.00025978 | 921.4089 | 0 | 931.3885 | 0.0017161 | 931.6701 | 0.0013439 | 917.4855 | 0 | 931.6701 | 0.0033665 | 931.67 | 0.00095601 | 931.6701 | 0.0021242 | 917.4855 | 0 | 931.67 | 0.00039506 | 931.3886 | 0.00226 | 1030.3173 | 0.00821 | 1030.4951 | 3.0002e-05 | 1030.3173 | 0.00711 | 917.4855 | 0
| 696.4964 | 0 | 931.912 | -4.2271e-05 | 931.63 | -0.0003309 | 696.4964 | 0 | 931.912 | -0.0005755 | 931.63 | -0.0038009 | 921.6486 | 0 | 931.63 | -0.0026958 | 931.912 | 0 | 917.721 | 0 | 931.912 | 0 | 931.912 | 0 | 931.912 | 0 | 917.721 | 0 | 931.912 | 0 | 931.63 | -0.0022 | 1030.4859 | 0.00578 | 1030.6652 | 0 | 1030.4859 | 0.00736 | 917.721 | 0
| 696.6219 | 0.00051807 | 932.1539 | 0.0010052 | 931.8715 | 0.00058252 | 696.6219 | 0.00086701 | 932.1539 | -0.00013701 | 931.8715 | 0.00046389 | 921.8883 | 0 | 931.8715 | 0.0021224 | 932.1539 | 0.001343 | 917.9565 | 0 | 932.1539 | 0.0015661 | 932.1539 | 0.0019807 | 932.1539 | 0.0014458 | 917.9565 | 0 | 932.1539 | 0.00024896 | 931.8715 | 0.0016 | 1030.6545 | 0.00633 | 1030.8353 | 5.0004e-05 | 1030.6545 | 0.0071 | 917.9565 | 0
| 696.7475 | 0 | 932.3958 | -5.2564e-05 | 932.113 | 0.00017247 | 696.7475 | 0 | 932.3958 | -0.00084386 | 932.113 | -0.0024568 | 922.128 | 0 | 932.113 | -0.0025235 | 932.3958 | 0 | 918.1921 | 0 | 932.3958 | 0 | 932.3958 | 0 | 932.3958 | 0 | 918.1921 | 0 | 932.3958 | 0 | 932.113 | -0.00094271 | 1030.8231 | 0.00749 | 1031.0053 | 0 | 1030.8231 | 0.00739 | 918.1921 | 0
| 696.8731 | 0.00035636 | 932.6377 | 0.00010424 | 932.3545 | 1.8464e-05 | 696.8731 | 0.00123 | 932.6377 | 0.00042996 | 932.3545 | -0.00037949 | 922.3677 | 0 | 932.3545 | 0.00083864 | 932.6377 | 0.0028881 | 918.4276 | 0 | 932.6377 | 0.00060084 | 932.6377 | 0.00084457 | 932.6377 | 0.001726 | 918.4276 | 0 | 932.6377 | 0.00018044 | 932.3545 | 0.00176 | 1030.9917 | 0.00594 | 1031.1754 | 5.0004e-05 | 1030.9917 | 0.0072 | 918.4275 | 0
| 696.9987 | 0 | 932.8796 | -0.00078932 | 932.596 | -0.00087047 | 696.9987 | 0 | 932.8796 | -0.00031435 | 932.596 | -0.0033904 | 922.6074 | 0 | 932.596 | -0.0028705 | 932.8796 | 0 | 918.6631 | 0 | 932.8796 | 0 | 932.8796 | 0 | 932.8796 | 0 | 918.6631 | 0 | 932.8796 | 0 | 932.596 | -0.00304 | 1031.1602 | 0.00563 | 1031.3455 | 0 | 1031.1602 | 0.00759 | 918.6631 | 0
| 697.1244 | 0.00094928 | 933.1216 | 0.00064724 | 932.8375 | 0.00078403 | 697.1244 | 0.00064159 | 933.1216 | 0.00022087 | 932.8375 | 0.00085382 | 922.8471 | 0 | 932.8375 | 0.001625 | 933.1216 | 0.0021254 | 918.8986 | 0 | 933.1216 | 0.0024627 | 933.1216 | 0.0019464 | 933.1216 | 0.0017464 | 918.8986 | 0 | 933.1216 | 0.00040578 | 932.8375 | 0.00304 | 1031.3288 | 0.00628 | 1031.5156 | 6.9993e-05 | 1031.3288 | 0.00729 | 918.8986 | 0
| 697.25 | 0 | 933.3635 | -5.5453e-05 | 933.0791 | -0.0009009 | 697.25 | 0 | 933.3635 | -0.00063481 | 933.0791 | -0.001721 | 923.0869 | 0 | 933.0791 | -0.0028522 | 933.3635 | 0 | 919.1342 | 0 | 933.3635 | 0 | 933.3635 | 0 | 933.3635 | 0 | 919.1342 | 0 | 933.3635 | 0 | 933.0791 | -0.00232 | 1031.4974 | 0.00603 | 1031.6856 | 0 | 1031.4974 | 0.00771 | 919.1342 | 0
| 697.3756 | 8.684e-05 | 933.6055 | 9.1122e-05 | 933.3206 | 2.1498e-06 | 697.3756 | 0.00196 | 933.6055 | -0.00015994 | 933.3206 | 0.000723 | 923.3266 | 0 | 933.3206 | 0.0021159 | 933.6055 | 0.0017927 | 919.3698 | 0 | 933.6055 | 9.9034e-05 | 933.6055 | 0.00085688 | 933.6055 | 5.1541e-05 | 919.3698 | 0 | 933.6055 | 0.00024404 | 933.3206 | 0.00152 | 1031.666 | 0.00695 | 1031.8557 | 8.9995e-05 | 1031.666 | 0.00745 | 919.3697 | 0
| 697.5013 | 0 | 933.8474 | -0.00058193 | 933.5621 | -0.0011031 | 697.5013 | 0 | 933.8474 | -0.0001908 | 933.5621 | -0.0030868 | 923.5663 | 0 | 933.5621 | -0.0027741 | 933.8474 | 0 | 919.6053 | 0 | 933.8474 | 0 | 933.8474 | 0 | 933.8474 | 0 | 919.6053 | 0 | 933.8474 | 0 | 933.5621 | -0.00246 | 1031.8346 | 0.00527 | 1032.0258 | 0 | 1031.8346 | 0.00773 | 919.6053 | 0
| 697.6269 | 0.00042823 | 934.0894 | -0.00019774 | 933.8037 | -2.3982e-05 | 697.6269 | 0.00229 | 934.0894 | -0.00032795 | 933.8037 | -0.001657 | 923.8061 | 0 | 933.8037 | 0.0013629 | 934.0894 | 0.0020278 | 919.8409 | 0 | 934.0894 | 0.0015301 | 934.0894 | 0.0011526 | 934.0894 | 0.0013236 | 919.8409 | 0 | 934.0894 | 0.00034673 | 933.8036 | 0.00261 | 1032.0032 | 0.00823 | 1032.1959 | 8.9995e-05 | 1032.0032 | 0.00724 | 919.8409 | 0
| 697.7526 | 0 | 934.3314 | 0.0004766 | 934.0452 | -0.00071702 | 697.7526 | 0 | 934.3314 | -0.0012803 | 934.0452 | -0.0044439 | 924.0458 | 0 | 934.0452 | -0.0032011 | 934.3314 | 0 | 920.0764 | 0 | 934.3314 | 0 | 934.3314 | 0 | 934.3314 | 0 | 920.0764 | 0 | 934.3314 | 0 | 934.0452 | -0.00287 | 1032.1717 | 0.00496 | 1032.366 | 0 | 1032.1717 | 0.00752 | 920.0764 | 0
| 697.8783 | 0 | 934.5734 | -0.00015651 | 934.2867 | -0.0007222 | 697.8783 | 0.00179 | 934.5734 | 0.00059331 | 934.2867 | 0.0011898 | 924.2856 | 0 | 934.2867 | 0.0016722 | 934.5734 | 0.0022956 | 920.312 | 0 | 934.5734 | 0.0012039 | 934.5734 | 0.00032029 | 934.5734 | 0.0016752 | 920.312 | 0 | 934.5734 | 0.00030077 | 934.2867 | 0.00273 | 1032.3403 | 0.00709 | 1032.5361 | 8.9995e-05 | 1032.3403 | 0.00731 | 920.312 | 0
| 698.004 | 0 | 934.8154 | -0.00083281 | 934.5283 | -0.00034032 | 698.004 | 0 | 934.8154 | -0.00074441 | 934.5283 | -0.0055795 | 924.5254 | 0 | 934.5283 | -0.0024939 | 934.8153 | 0 | 920.5476 | 0 | 934.8153 | 0 | 934.8154 | 0 | 934.8153 | 0 | 920.5476 | 0 | 934.8154 | 0 | 934.5283 | -0.00159 | 1032.5089 | 0.00561 | 1032.7062 | 0 | 1032.5089 | 0.00759 | 920.5476 | 0
| 698.1297 | 0.00039229 | 935.0573 | 0.00029501 | 934.7699 | -9.8083e-05 | 698.1297 | 0.00137 | 935.0573 | 2.4852e-05 | 934.7699 | 0.00089404 | 924.7651 | 0 | 934.7699 | 0.0015172 | 935.0573 | 0.0017352 | 920.7831 | 0 | 935.0573 | 0.0023197 | 935.0573 | 0.00078349 | 935.0573 | 0.0013045 | 920.7831 | 0 | 935.0573 | 0.00036351 | 934.7699 | 0.0013 | 1032.6775 | 0.00682 | 1032.8763 | 6.9993e-05 | 1032.6775 | 0.0072 | 920.7831 | 0
| 698.2554 | 0 | 935.2993 | 0.00048805 | 935.0114 | -0.0015627 | 698.2554 | 0 | 935.2993 | -0.00071881 | 935.0114 | -0.0030081 | 925.0049 | 0 | 935.0114 | -0.0030119 | 935.2993 | 0 | 921.0187 | 0 | 935.2993 | 0 | 935.2993 | 0 | 935.2993 | 0 | 921.0187 | 0 | 935.2993 | 0 | 935.0114 | -0.00333 | 1032.8461 | 0.0055 | 1033.0464 | 0 | 1032.8461 | 0.00751 | 921.0187 | 0
| 698.3811 | 0.00082352 | 935.5413 | 0.00038484 | 935.253 | -0.00036067 | 698.3811 | 0.00172 | 935.5413 | 0.00011223 | 935.253 | 0.0014703 | 925.2448 | 0 | 935.253 | 0.0010097 | 935.5414 | 0.0010311 | 921.2543 | 0 | 935.5414 | 0.0030055 | 935.5413 | 0.0018496 | 935.5414 | 0.0016766 | 921.2543 | 0 | 935.5413 | 0.0002012 | 935.253 | 0.00379 | 1033.0147 | 0.00589 | 1033.2165 | 5.0004e-05 | 1033.0147 | 0.00716 | 921.2543 | 0
| 698.5069 | 0 | 935.7834 | -0.00096473 | 935.4946 | -0.0011952 | 698.5069 | 0 | 935.7834 | -0.00079567 | 935.4946 | -0.0047888 | 925.4846 | 0 | 935.4946 | -0.0032694 | 935.7834 | 0 | 921.49 | 0 | 935.7834 | 0 | 935.7834 | 0 | 935.7834 | 0 | 921.49 | 0 | 935.7834 | 0 | 935.4946 | -0.0038 | 1033.1832 | 0.00793 | 1033.3866 | 0 | 1033.1832 | 0.00729 | 921.49 | 0
| 698.6326 | 0.00084148 | 936.0254 | 0.0009153 | 935.7362 | -0.00030328 | 698.6326 | 0.0016 | 936.0254 | -0.00035695 | 935.7362 | -0.0019334 | 925.7244 | 0 | 935.7362 | 0.0017362 | 936.0254 | 0.0018774 | 921.7256 | 0 | 936.0254 | 0.002293 | 936.0254 | 0.00099518 | 936.0254 | 0.0020236 | 921.7256 | 0 | 936.0254 | 0.00038188 | 935.7362 | 0.0014 | 1033.3518 | 0.00615 | 1033.5567 | 6.9993e-05 | 1033.3518 | 0.00687 | 921.7256 | 0
| 698.7584 | 0 | 936.2674 | -0.00010522 | 935.9777 | -0.00052457 | 698.7584 | 0 | 936.2674 | -0.00059566 | 935.9777 | -0.0058515 | 925.9642 | 0 | 935.9777 | -0.0028999 | 936.2674 | 0 | 921.9612 | 0 | 936.2674 | 0 | 936.2674 | 0 | 936.2674 | 0 | 921.9612 | 0 | 936.2674 | 0 | 935.9777 | -0.00056554 | 1033.5204 | 0.00585 | 1033.7268 | 0 | 1033.5204 | 0.00725 | 921.9612 | 0
| 698.8841 | 0 | 936.5095 | -0.00031996 | 936.2193 | 0.0002586 | 698.8841 | 0.00072829 | 936.5095 | 0.00019596 | 936.2193 | 0.00094875 | 926.204 | 0 | 936.2193 | 0.0016831 | 936.5095 | 0.0027103 | 922.1968 | 0 | 936.5095 | 0.0027194 | 936.5095 | 0.0023675 | 936.5095 | 0.0048487 | 922.1968 | 0 | 936.5095 | 0.00030028 | 936.2193 | 0.00246 | 1033.689 | 0.00719 | 1033.8969 | 6.9993e-05 | 1033.689 | 0.00718 | 922.1968 | 0
| 699.0099 | 0 | 936.7515 | -0.00022491 | 936.4609 | -0.00070543 | 699.0099 | 0 | 936.7515 | -0.00066184 | 936.4609 | -0.0038616 | 926.4438 | 0 | 936.4609 | -0.0029807 | 936.7515 | 0 | 922.4324 | 0 | 936.7515 | 0 | 936.7515 | 0 | 936.7515 | 0 | 922.4324 | 0 | 936.7515 | 0 | 936.4609 | -0.00177 | 1033.8576 | 0.00972 | 1034.067 | 0 | 1033.8576 | 0.00749 | 922.4324 | 0
| 699.1357 | 0.00030245 | 936.9935 | 0.0002432 | 936.7025 | -0.00019824 | 699.1357 | 0.00076297 | 936.9935 | 0.00031907 | 936.7025 | 0.00018166 | 926.6837 | 0 | 936.7025 | 0.0019783 | 936.9935 | 0.0030913 | 922.6681 | 0 | 936.9935 | 0.0015852 | 936.9935 | 0.0008286 | 936.9935 | 0.0018016 | 922.6681 | 0 | 936.9935 | 0.0003287 | 936.7025 | 0.00023957 | 1034.0262 | 0.00538 | 1034.2371 | 8.9995e-05 | 1034.0262 | 0.00711 | 922.6681 | 0
| 699.2615 | 0 | 937.2356 | -0.00012058 | 936.9442 | -0.00054646 | 699.2615 | 0 | 937.2356 | -0.00087933 | 936.9442 | -0.0066166 | 926.9235 | 0 | 936.9442 | -0.0035648 | 937.2356 | 0 | 922.9037 | 0 | 937.2356 | 0 | 937.2356 | 0 | 937.2356 | 0 | 922.9037 | 0 | 937.2356 | 0 | 936.9442 | -0.00319 | 1034.1947 | 0.00478 | 1034.4072 | 0 | 1034.1947 | 0.00745 | 922.9037 | 0
| 699.3873 | 0.00098522 | 937.4777 | 0.00012679 | 937.1858 | -0.00022925 | 699.3873 | 0.00057222 | 937.4777 | -0.00043229 | 937.1858 | 0.001175 | 927.1633 | 0 | 937.1858 | 0.0019013 | 937.4777 | 0.0022878 | 923.1394 | 0 | 937.4777 | 0.0010356 | 937.4777 | 0.00056821 | 937.4777 | 0.0011735 | 923.1394 | 0 | 937.4777 | 0.0002415 | 937.1858 | 0.00363 | 1034.3633 | 0.00777 | 1034.5773 | 5.0004e-05 | 1034.3633 | 0.00721 | 923.1394 | 0
| 699.5131 | 0 | 937.7197 | 0.0002171 | 937.4274 | -0.0016206 | 699.5131 | 0 | 937.7197 | -3.9469e-05 | 937.4274 | -0.0061541 | 927.4032 | 0 | 937.4274 | -0.0038467 | 937.7197 | 0 | 923.3751 | 0 | 937.7197 | 0 | 937.7197 | 0 | 937.7197 | 0 | 923.3751 | 0 | 937.7197 | 0 | 937.4274 | -0.00568 | 1034.5319 | 0.00682 | 1034.7474 | 0 | 1034.5319 | 0.00752 | 923.3751 | 0
| 699.639 | 0.00087741 | 937.9618 | 0.00065295 | 937.669 | -0.00028244 | 699.639 | 0.00039883 | 937.9618 | 4.9591e-05 | 937.669 | 0.00040297 | 927.6431 | 0 | 937.669 | 0.00098955 | 937.9618 | 0.0017866 | 923.6107 | 0 | 937.9618 | 0.0006943 | 937.9618 | 0.00056669 | 937.9618 | 0.0013824 | 923.6107 | 0 | 937.9618 | 0.00024913 | 937.669 | 0.00105 | 1034.7005 | 0.00622 | 1034.9175 | 5.0004e-05 | 1034.7005 | 0.00712 | 923.6107 | 0
| 699.7648 | 0 | 938.2039 | 6.2417e-05 | 937.9107 | -0.00079326 | 699.7648 | 0 | 938.2039 | -0.00016433 | 937.9107 | -0.0055052 | 927.8829 | 0 | 937.9107 | -0.0037142 | 938.2039 | 0 | 923.8464 | 0 | 938.2039 | 0 | 938.2039 | 0 | 938.2039 | 0 | 923.8464 | 0 | 938.2039 | 0 | 937.9107 | -0.0028 | 1034.8691 | 0.00722 | 1035.0876 | 0 | 1034.8691 | 0.00738 | 923.8464 | 0
| 699.8907 | 0.00076961 | 938.446 | 0.00093549 | 938.1523 | 7.2467e-05 | 699.8907 | 0.0012 | 938.446 | 0.0004768 | 938.1523 | -0.00030359 | 928.1228 | 0 | 938.1523 | 0.0021727 | 938.446 | 0.0017249 | 924.082 | 0 | 938.446 | 0.0027843 | 938.446 | 0.00091645 | 938.446 | 0.0029932 | 924.082 | 0 | 938.446 | 0.00021282 | 938.1523 | 0.00427 | 1035.0376 | 0.00563 | 1035.2578 | 6.9993e-05 | 1035.0376 | 0.00719 | 924.082 | 0
| 700.0165 | 0 | 938.6881 | -0.00054955 | 938.3939 | -0.0002124 | 700.0165 | 0 | 938.6881 | -0.00097004 | 938.3939 | -0.0063449 | 928.3627 | 0 | 938.3939 | -0.0036854 | 938.6881 | 0 | 924.3177 | 0 | 938.6881 | 0 | 938.6881 | 0 | 938.6881 | 0 | 924.3177 | 0 | 938.6881 | 0 | 938.394 | -0.00156 | 1035.2062 | 0.00531 | 1035.4279 | 0 | 1035.2062 | 0.00745 | 924.3178 | 0
|  |  | 938.9302 | 9.5921e-06 | 938.6356 | 0.00050729 | 700.1424 | 0.00192 | 938.9302 | 0.00052148 | 938.6356 | 0.0023082 | 928.6026 | 0 | 938.6356 | 0.0018396 | 938.9302 | 0.0026081 | 924.5534 | 0 | 938.9302 | 0.0039356 | 938.9302 | 0.0017157 | 938.9302 | 0.00076271 | 924.5534 | 0 | 938.9302 | 0.00044734 | 938.6356 | 0.00163 | 1035.3748 | 0.00767 | 1035.598 | 6.9993e-05 | 1035.3748 | 0.00709 | 924.5534 | 0
|  |  | 939.1723 | -0.00029689 | 938.8773 | -0.00017442 | 700.2683 | 0 | 939.1723 | 5.4171e-05 | 938.8773 | -0.0044036 | 928.8425 | 0 | 938.8773 | -0.0029654 | 939.1723 | 0 | 924.7891 | 0 | 939.1723 | 0 | 939.1723 | 0 | 939.1723 | 0 | 924.7891 | 0 | 939.1723 | 0 | 938.8773 | -0.00261 | 1035.5434 | 0.00452 | 1035.7681 | 0 | 1035.5434 | 0.00739 | 924.7891 | 0
|  |  | 939.4144 | 0.0010082 | 939.1189 | -0.00069676 | 700.3942 | 0.00166 | 939.4144 | -0.00029244 | 939.1189 | -0.0010631 | 929.0824 | 0 | 939.1189 | 0.0014842 | 939.4144 | 0.001728 | 925.0248 | 0 | 939.4144 | 0.0011192 | 939.4144 | 0.00082623 | 939.4144 | 0.00029006 | 925.0248 | 0 | 939.4144 | 0.0001047 | 939.1189 | 0.00211 | 1035.712 | 0.00677 | 1035.9383 | 6.9993e-05 | 1035.712 | 0.00708 | 925.0248 | 0
|  |  | 939.6566 | 9.0712e-05 | 939.3606 | -0.00036985 | 700.5201 | 0 | 939.6566 | -0.00049737 | 939.3606 | -0.0044868 | 929.3223 | 0 | 939.3606 | -0.0037518 | 939.6565 | 0 | 925.2605 | 0 | 939.6565 | 0 | 939.6566 | 0 | 939.6565 | 0 | 925.2605 | 0 | 939.6566 | 0 | 939.3606 | -0.00123 | 1035.8806 | 0.00578 | 1036.1084 | 0 | 1035.8806 | 0.00746 | 925.2605 | 0
|  |  | 939.8987 | 0.00059394 | 939.6023 | -0.00047342 | 700.646 | 0.00227 | 939.8987 | -0.00010232 | 939.6023 | 0.00022336 | 929.5623 | 0 | 939.6023 | 0.0020704 | 939.8987 | 0.0019161 | 925.4962 | 0 | 939.8987 | 0.0012289 | 939.8987 | 0.00015118 | 939.8987 | 0.0015697 | 925.4962 | 0 | 939.8987 | 0.00017184 | 939.6023 | 0.00228 | 1036.0491 | 0.00684 | 1036.2785 | 3.0002e-05 | 1036.0491 | 0.00714 | 925.4962 | 0
|  |  | 940.1408 | -0.00011681 | 939.8439 | -0.0018922 | 700.7719 | 0 | 940.1408 | -0.00026481 | 939.8439 | -0.0063766 | 929.8022 | 0 | 939.8439 | -0.0035653 | 940.1408 | 0 | 925.7319 | 0 | 940.1408 | 0 | 940.1408 | 0 | 940.1408 | 0 | 925.7319 | 0 | 940.1408 | 0 | 939.8439 | -0.0053 | 1036.2177 | 0.00629 | 1036.4487 | 0 | 1036.2177 | 0.00733 | 925.7319 | 0
|  |  | 940.383 | 0.00031785 | 940.0856 | -0.00031061 | 700.8979 | 0.00109 | 940.383 | -0.00047603 | 940.0856 | 0.0012973 | 930.0421 | 0 | 940.0856 | 0.0018116 | 940.383 | 0.0039343 | 925.9677 | 0 | 940.383 | 0.0020823 | 940.383 | 0.00113 | 940.383 | 0.0029911 | 925.9677 | 0 | 940.383 | 0.00026927 | 940.0856 | 0.00323 | 1036.3863 | 0.00536 | 1036.6188 | 3.0002e-05 | 1036.3863 | 0.00685 | 925.9677 | 0
|  |  | 940.6251 | -0.00034581 | 940.3273 | -0.00050847 | 701.0239 | 0 | 940.6251 | -0.00013463 | 940.3273 | -0.0037175 | 930.282 | 0 | 940.3273 | -0.0037328 | 940.6251 | 0 | 926.2034 | 0 | 940.6251 | 0 | 940.6251 | 0 | 940.6251 | 0 | 926.2034 | 0 | 940.6251 | 0 | 940.3273 | -0.00237 | 1036.5549 | 0.00573 | 1036.7889 | 0 | 1036.5549 | 0.00699 | 926.2034 | 0
|  |  | 940.8673 | 0.00040889 | 940.569 | 0.0010447 | 701.1498 | 0.00199 | 940.8673 | -6.2281e-05 | 940.569 | 0.0019001 | 930.522 | 0 | 940.569 | 0.0023531 | 940.8673 | 0.00068755 | 926.4391 | 0 | 940.8673 | 0.0044511 | 940.8673 | 0.0034309 | 940.8673 | 0.0047355 | 926.4391 | 0 | 940.8673 | 0.00032897 | 940.569 | 0.00175 | 1036.7235 | 0.00642 | 1036.959 | 8.9995e-05 | 1036.7235 | 0.00671 | 926.4392 | 0
|  |  | 941.1094 | -5.7251e-05 | 940.8107 | -0.0010882 | 701.2758 | 0 | 941.1094 | -0.00076104 | 940.8107 | -0.0050016 | 930.762 | 0 | 940.8107 | -0.0043056 | 941.1094 | 0 | 926.6749 | 0 | 941.1094 | 0 | 941.1094 | 0 | 941.1094 | 0 | 926.6749 | 0 | 941.1094 | 0 | 940.8107 | -0.00357 | 1036.892 | 0.00693 | 1037.1292 | 0 | 1036.892 | 0.00706 | 926.6749 | 0
|  |  | 941.3516 | 0.00068346 | 941.0524 | -0.00035225 | 701.4018 | 0.00123 | 941.3516 | -0.00019755 | 941.0524 | 0.0013807 | 931.002 | 0 | 941.0524 | 0.0019267 | 941.3516 | 0.0023477 | 926.9106 | 0 | 941.3516 | 0 | 941.3516 | 0.0018346 | 941.3516 | 0.0028708 | 926.9106 | 0 | 941.3516 | 0.00036924 | 941.0524 | 0.00236 | 1037.0606 | 0.00577 | 1037.2993 | 5.0004e-05 | 1037.0606 | 0.00683 | 926.9106 | 0
|  |  | 941.5938 | 0.00010377 | 941.2941 | -0.0010696 | 701.5278 | 0 | 941.5938 | -0.00054679 | 941.2941 | -0.0062435 | 931.2419 | 0 | 941.2941 | -0.0038599 | 941.5938 | 0 | 927.1464 | 0 | 941.5938 | 0 | 941.5938 | 0 | 941.5938 | 0 | 927.1464 | 0 | 941.5938 | 0 | 941.2941 | -0.00336 | 1037.2292 | 0.00796 | 1037.4695 | 0 | 1037.2292 | 0.00712 | 927.1464 | 0
|  |  | 941.836 | 0.00066292 | 941.5359 | 0.00031432 | 701.6538 | 0.00050287 | 941.836 | 4.1677e-05 | 941.5359 | 0.003294 | 931.4819 | 0 | 941.5359 | 0.0012131 | 941.836 | 0.0029131 | 927.3821 | 0 | 941.836 | 0.004303 | 941.836 | 0.0025391 | 941.836 | 0.0019727 | 927.3821 | 0 | 941.836 | 0.00042408 | 941.5359 | 0.00167 | 1037.3978 | 0.00637 | 1037.6396 | 8.9995e-05 | 1037.3978 | 0.00687 | 927.3821 | 0
|  |  | 942.0782 | -0.00037556 | 941.7776 | -0.0020843 | 701.7798 | 0 | 942.0782 | -0.0011235 | 941.7776 | -0.010056 | 931.7219 | 0 | 941.7776 | -0.0040415 | 942.0782 | 0 | 927.6179 | 0 | 942.0782 | 0 | 942.0782 | 0 | 942.0782 | 0 | 927.6179 | 0 | 942.0782 | 0 | 941.7776 | -0.0028 | 1037.5664 | 0.00554 | 1037.8097 | 0 | 1037.5664 | 0.00714 | 927.6179 | 0
|  |  | 942.3204 | -0.00052116 | 942.0193 | -0.00059047 | 701.9058 | 0.00144 | 942.3204 | 0.00032895 | 942.0193 | 0.000411 | 931.9619 | 0 | 942.0193 | 0.0016016 | 942.3204 | 0.0022798 | 927.8537 | 0 | 942.3204 | 0.0039562 | 942.3204 | 0.00050276 | 942.3204 | 0.0010169 | 927.8537 | 0 | 942.3204 | 0.00039894 | 942.0193 | -0.00023567 | 1037.7349 | 0.00969 | 1037.9799 | 5.0004e-05 | 1037.7349 | 0.00717 | 927.8537 | 0
|  |  | 942.5626 | 0.00087053 | 942.2611 | -0.00063707 | 702.0318 | 0 | 942.5626 | -0.00062401 | 942.2611 | 0.00080452 | 932.2019 | 0 | 942.2611 | 0.0012424 | 942.5626 | 0.0050719 | 928.0895 | 0 | 942.5626 | 0.00059631 | 942.5626 | 0.00029383 | 942.5626 | 0.0023924 | 928.0895 | 0 | 942.5626 | 0.00023628 | 942.2611 | 0.00119 | 1037.9035 | 0.00854 | 1038.15 | 0 | 1037.9035 | 0.0073 | 928.0895 | 0
|  |  | 942.8048 | -0.0012657 | 942.5028 | -0.00098548 | 702.1579 | 0.00052021 | 942.8048 | -0.0011465 | 942.5028 | -0.0041692 | 932.4419 | 0 | 942.5028 | -0.0038325 | 942.8048 | 0 | 928.3253 | 0 | 942.8048 | 0 | 942.8048 | 0 | 942.8048 | 0 | 928.3253 | 0 | 942.8048 | 0 | 942.5028 | -0.00434 | 1038.0721 | 0.00659 | 1038.3202 | 1.0001e-05 | 1038.0721 | 0.00726 | 928.3253 | 0
|  |  | 943.0471 | 0.00084117 | 942.7445 | -0.00024863 | 702.284 | 0 | 943.0471 | -0.00015714 | 942.7445 | 0.0028998 | 932.6819 | 0 | 942.7445 | 0.0019281 | 943.047 | 0.0034456 | 928.5611 | 0 | 943.047 | 0.0031989 | 943.0471 | 0.0023608 | 943.047 | 0.0026766 | 928.5611 | 0 | 943.0471 | 0.00038811 | 942.7446 | 0.00243 | 1038.2407 | 0.00765 | 1038.4903 | 0 | 1038.2407 | 0.00706 | 928.5611 | 0
|  |  | 943.2892 | 0.00059167 | 942.9863 | -0.00028757 | 702.41 | 0.00095371 | 943.2892 | -0.00061266 | 942.9863 | -0.0025564 | 932.9219 | 0 | 942.9863 | -0.0031233 | 943.2893 | 0 | 928.7969 | 0 | 943.2893 | 0 | 943.2892 | 0 | 943.2893 | 0 | 928.7969 | 0 | 943.2893 | 0 | 942.9863 | -0.00295 | 1038.4093 | 0.00475 | 1038.6605 | 1.0001e-05 | 1038.4093 | 0.00715 | 928.7969 | 0
|  |  | 943.5315 | 0.00051122 | 943.2281 | 4.072e-05 | 702.5361 | 0 | 943.5315 | 0.00024914 | 943.2281 | -0.0026013 | 933.162 | 0 | 943.2281 | 0.0017729 | 943.5315 | 0.0032157 | 929.0327 | 0 | 943.5315 | 0.0030382 | 943.5315 | 0.00078468 | 943.5315 | 0.0006775 | 929.0327 | 0 | 943.5315 | 0.00045154 | 943.2281 | 0.00156 | 1038.5778 | 0.00867 | 1038.8306 | 6.6672e-06 | 1038.5778 | 0.00688 | 929.0326 | 0
|  |  | 943.7737 | -0.00048261 | 943.4698 | -0.00072272 | 702.6622 | 0.0017 | 943.7737 | -0.00020561 | 943.4698 | -0.0081996 | 933.402 | 0 | 943.4698 | -0.0042668 | 943.7737 | 0 | 929.2685 | 0 | 943.7737 | 0 | 943.7737 | 0 | 943.7737 | 0 | 929.2685 | 0 | 943.7737 | 0 | 943.4698 | -0.00149 | 1038.7464 | 0.007 | 1039.0008 | 1.0001e-05 | 1038.7464 | 0.00716 | 929.2685 | 0
|  |  | 944.016 | 0.00047206 | 943.7116 | -0.00057667 | 702.7883 | 0 | 944.016 | 0.000213 | 943.7116 | -0.0017859 | 933.6421 | 0 | 943.7116 | 0.0025651 | 944.016 | 0.0016214 | 929.5043 | 0 | 944.016 | 0.0051156 | 944.016 | 0.00088064 | 944.016 | 0.00088975 | 929.5043 | 0 | 944.016 | 0.00037288 | 943.7116 | 0.00309 | 1038.915 | 0.01035 | 1039.1709 | 6.6672e-06 | 1038.915 | 0.00702 | 929.5043 | 0
|  |  | 944.2582 | -0.0003665 | 943.9534 | -0.00066915 | 702.9144 | 0.00031212 | 944.2582 | 0.00020433 | 943.9534 | -0.0039301 | 933.8821 | 0 | 943.9534 | -0.0041586 | 944.2582 | 0 | 929.7401 | 0 | 944.2582 | 0 | 944.2582 | 0 | 944.2582 | 0 | 929.7401 | 0 | 944.2582 | 0 | 943.9534 | -0.00343 | 1039.0836 | 0.00568 | 1039.3411 | 0 | 1039.0836 | 0.00734 | 929.7401 | 0
|  |  | 944.5005 | -0.00012568 | 944.1952 | -0.0001198 | 703.0406 | 0 | 944.5005 | 0.0002626 | 944.1952 | 0.00086777 | 934.1222 | 0 | 944.1952 | 0.0021806 | 944.5005 | 0.0042981 | 929.976 | 0 | 944.5005 | 0.0018739 | 944.5005 | 0.0025668 | 944.5005 | 0.0017805 | 929.976 | 0 | 944.5005 | 0.00036721 | 944.1952 | 0.00357 | 1039.2522 | 0.00689 | 1039.5113 | 2.6669e-05 | 1039.2522 | 0.00703 | 929.976 | 0
|  |  | 944.7428 | -8.6551e-06 | 944.4369 | 0.0012963 | 703.1667 | 0.00097105 | 944.7428 | -0.00079788 | 944.4369 | -0.0042182 | 934.3622 | 0 | 944.4369 | -0.0037041 | 944.7428 | 0 | 930.2118 | 0 | 944.7428 | 7.5099e-06 | 944.7428 | 0.0012151 | 944.7428 | 0 | 930.2118 | 0 | 944.7428 | 0 | 944.4369 | -0.00023464 | 1039.4207 | 0.00587 | 1039.6814 | 3.0002e-05 | 1039.4207 | 0.00733 | 930.2118 | 0
|  |  | 944.985 | 0.00059072 | 944.6787 | -0.00030291 | 703.2928 | 0 | 944.985 | -0.00023351 | 944.6787 | -0.0011969 | 934.6024 | 0 | 944.6787 | 0.0022237 | 944.985 | 0.0044105 | 930.4476 | 0 | 944.985 | 0.0019849 | 944.985 | 0.0016658 | 944.985 | 0.0026472 | 930.4476 | 0 | 944.9851 | 0.00029852 | 944.6787 | 0.00192 | 1039.5893 | 0.00756 | 1039.8516 | 6.6672e-06 | 1039.5893 | 0.00706 | 930.4476 | 0
|  |  | 945.2274 | 0.0011129 | 944.9205 | -0.00048008 | 703.419 | 0.00142 | 945.2274 | -0.00053653 | 944.9205 | -0.0030402 | 934.8424 | 0 | 944.9205 | -0.0038365 | 945.2273 | 0 | 930.6835 | 0 | 945.2273 | 0 | 945.2274 | 0 | 945.2273 | 0 | 930.6835 | 0 | 945.2274 | 0 | 944.9205 | -0.00297 | 1039.7579 | 0.00877 | 1040.0218 | 1.0001e-05 | 1039.7579 | 0.00737 | 930.6835 | 0
|  |  | 945.4696 | 0.0010259 | 945.1623 | 0.0010066 | 703.5452 | 0 | 945.4696 | 0.0010606 | 945.1623 | -0.00019728 | 935.0825 | 0 | 945.1623 | 0.0022755 | 945.4696 | 0.0030496 | 930.9194 | 0 | 945.4696 | 0.0042349 | 945.4696 | 0.0033455 | 945.4696 | 0.0028686 | 930.9194 | 0 | 945.4696 | 0.00052925 | 945.1623 | 0.00236 | 1039.9265 | 0.00686 | 1040.1919 | 0 | 1039.9265 | 0.00706 | 930.9194 | 0
|  |  | 945.7119 | -0.0006154 | 945.4041 | -0.00047404 | 703.6713 | 0.00053755 | 945.7119 | -0.0010576 | 945.4041 | -0.0036841 | 935.3226 | 0 | 945.4041 | -0.0032178 | 945.7119 | 0 | 931.1552 | 0 | 945.7119 | 0 | 945.7119 | 0 | 945.7119 | 0 | 931.1552 | 0 | 945.7119 | 0 | 945.4041 | -0.00398 | 1040.095 | 0.00417 | 1040.3621 | 3.0002e-05 | 1040.095 | 0.00746 | 931.1552 | 0
|  |  | 945.9542 | 0.0011563 | 945.646 | -0.00083292 | 703.7975 | 0 | 945.9542 | 0.00040048 | 945.646 | 0.0016998 | 935.5627 | 0 | 945.646 | 0.0028941 | 945.9542 | 0.0019019 | 931.3911 | 0 | 945.9542 | 0.001775 | 945.9542 | 0.00062641 | 945.9542 | 0.0021496 | 931.3911 | 0 | 945.9542 | 0.00015835 | 945.646 | 0.00321 | 1040.2636 | 0.00687 | 1040.5322 | 6.6672e-06 | 1040.2636 | 0.00731 | 931.3911 | 0
|  |  | 946.1965 | -0.0011275 | 945.8878 | -0.0011831 | 703.9237 | 0.00114 | 946.1965 | -3.9837e-06 | 945.8878 | -0.0048387 | 935.8028 | 0 | 945.8878 | -0.0043866 | 946.1965 | 0 | 931.627 | 0 | 946.1965 | 0 | 946.1965 | 0 | 946.1965 | 0 | 931.627 | 0 | 946.1965 | 0 | 945.8878 | -0.00295 | 1040.4322 | 0.00522 | 1040.7024 | 3.0002e-05 | 1040.4322 | 0.00756 | 931.6269 | 0
|  |  | 946.4388 | 0.00012682 | 946.1296 | 0.00025607 | 704.0499 | 0 | 946.4388 | -0.00030055 | 946.1296 | 0.0023591 | 936.0429 | 0 | 946.1296 | 0.0022928 | 946.4388 | 0.0056212 | 931.8629 | 0 | 946.4388 | 0.0034002 | 946.4388 | 0.0026218 | 946.4388 | 0.0024944 | 931.8629 | 0 | 946.4388 | 0.00012485 | 946.1296 | 0.0016 | 1040.6008 | 0.00745 | 1040.8726 | 0 | 1040.6008 | 0.0072 | 931.8628 | 0
|  |  | 946.6812 | -0.00047689 | 946.3714 | -0.00038765 | 704.1762 | 0.00062425 | 946.6812 | -0.00067642 | 946.3714 | -0.006953 | 936.2831 | 0 | 946.3714 | -0.0040062 | 946.6812 | 0 | 932.0988 | 0 | 946.6812 | 0 | 946.6812 | 0 | 946.6812 | 0 | 932.0988 | 0 | 946.6812 | 0 | 946.3714 | -0.00411 | 1040.7694 | 0.00621 | 1041.0428 | 0 | 1040.7694 | 0.00734 | 932.0987 | 0
|  |  | 946.9235 | 0.0011099 | 946.6133 | 0.00065764 | 704.3024 | 0 | 946.9235 | 0.00028512 | 946.6133 | 0.0040198 | 936.5232 | 0 | 946.6133 | 0.0023509 | 946.9235 | 0.0021546 | 932.3347 | 0 | 946.9235 | 0.002333 | 946.9235 | 0.0028018 | 946.9235 | 0.00095994 | 932.3347 | 0 | 946.9235 | 0.00023113 | 946.6133 | 0.00294 | 1040.9379 | 0.00584 | 1041.2129 | 0 | 1040.9379 | 0.00708 | 932.3347 | 0
|  |  | 947.1658 | -0.00032679 | 946.8551 | -0.00064613 | 704.4286 | 0.00048552 | 947.1658 | -0.00063915 | 946.8551 | -0.0075114 | 936.7633 | 0 | 946.8551 | -0.0036342 | 947.1658 | 0 | 932.5706 | 0 | 947.1658 | 0 | 947.1658 | 0 | 947.1658 | 0 | 932.5706 | 0 | 947.1658 | 0 | 946.8551 | -0.003 | 1041.1065 | 0.006 | 1041.3831 | 0 | 1041.1065 | 0.00728 | 932.5706 | 0
|  |  | 947.4082 | 0.0011756 | 947.097 | 0.00055746 | 704.5549 | 0 | 947.4082 | -0.0002433 | 947.097 | -0.00024063 | 937.0035 | 0 | 947.097 | 0.0016025 | 947.4082 | 0.0028641 | 932.8065 | 0 | 947.4082 | 0.0046601 | 947.4082 | 0.0029443 | 947.4082 | 0.0042924 | 932.8065 | 0 | 947.4082 | 0.00035647 | 947.097 | 0.00632 | 1041.2751 | 0.00775 | 1041.5533 | 6.6672e-06 | 1041.2751 | 0.00708 | 932.8065 | 0
|  |  | 947.6505 | -0.00052233 | 947.3388 | -0.00050312 | 704.6812 | 0.00151 | 947.6505 | 0.00015998 | 947.3388 | -0.0060934 | 937.2437 | 0 | 947.3388 | -0.0027928 | 947.6505 | 0 | 933.0424 | 0 | 947.6505 | 0 | 947.6505 | 0 | 947.6505 | 0 | 933.0424 | 0 | 947.6505 | 0 | 947.3388 | -0.00464 | 1041.4437 | 0.00761 | 1041.7235 | 0 | 1041.4437 | 0.00735 | 933.0424 | 0
|  |  | 947.8929 | 3.8036e-05 | 947.5807 | -0.00010072 | 704.8074 | 0 | 947.8929 | -0.00052768 | 947.5807 | 0.0014778 | 937.4838 | 0 | 947.5807 | 0.0021679 | 947.8929 | 0 | 933.2783 | 0 | 947.8929 | 0.0017672 | 947.8929 | 0.0018074 | 947.8929 | 0.0015581 | 933.2783 | 0 | 947.8929 | 0.00015087 | 947.5807 | 0.00405 | 1041.6122 | 0.00731 | 1041.8937 | 0 | 1041.6122 | 0.00721 | 933.2783 | 0
|  |  | 948.1353 | -0.00065422 | 947.8226 | -0.00041652 | 704.9337 | 0.00036414 | 948.1353 | -0.0004169 | 947.8226 | -0.0052866 | 937.724 | 0 | 947.8226 | -0.0036223 | 948.1353 | 0 | 933.5142 | 0 | 948.1353 | 0 | 948.1353 | 0 | 948.1353 | 0 | 933.5142 | 0 | 948.1353 | 0 | 947.8226 | -0.00109 | 1041.7808 | 0.00737 | 1042.0638 | 0 | 1041.7808 | 0.0074 | 933.5142 | 0
|  |  | 948.3776 | 0.00055849 | 948.0644 | -0.00022389 | 705.06 | 0 | 948.3776 | 0.00038015 | 948.0644 | 0.0022387 | 937.9642 | 0 | 948.0644 | 0.0022502 | 948.3776 | 0.00057091 | 933.7501 | 0 | 948.3776 | 0.0012321 | 948.3776 | 0.0010595 | 948.3776 | 0.003043 | 933.7501 | 0 | 948.3776 | 0.00028542 | 948.0644 | 0.0049 | 1041.9494 | 0.00854 | 1042.234 | 0 | 1041.9494 | 0.00719 | 933.7501 | 0
|  |  | 948.62 | -0.00024679 | 948.3063 | -6.6928e-05 | 705.1863 | 0.00232 | 948.62 | -0.00088169 | 948.3063 | -0.0055031 | 938.2043 | 0 | 948.3063 | -0.0032946 | 948.62 | 0 | 933.9861 | 0 | 948.62 | 0 | 948.62 | 0 | 948.62 | 0 | 933.9861 | 0 | 948.62 | 0 | 948.3063 | -0.00581 | 1042.118 | 0.00668 | 1042.4042 | 5.0004e-05 | 1042.118 | 0.00736 | 933.9861 | 0
|  |  | 948.8624 | 0.00032189 | 948.5482 | 0.0002836 | 705.3127 | 0 | 948.8624 | 0.00030796 | 948.5482 | 0.0023237 | 938.4445 | 0 | 948.5482 | 0.0017732 | 948.8624 | 0.0026015 | 934.222 | 0 | 948.8624 | 0.0039156 | 948.8624 | 0.0035045 | 948.8624 | 0.0023545 | 934.222 | 0 | 948.8624 | 0.00044873 | 948.5482 | 0.00381 | 1042.2866 | 0.00745 | 1042.5744 | 0 | 1042.2866 | 0.00706 | 934.222 | 0
|  |  | 949.1048 | -0.0010133 | 948.7901 | 0.00022719 | 705.439 | 0.00198 | 949.1048 | -0.00057827 | 948.7901 | -0.0063721 | 938.6847 | 0 | 948.7901 | -0.0040709 | 949.1048 | 0.00050003 | 934.4579 | 0 | 949.1048 | 0 | 949.1048 | 0 | 949.1048 | 0 | 934.4579 | 0 | 949.1048 | 0 | 948.7901 | -0.00315 | 1042.4551 | 0.00784 | 1042.7446 | 0 | 1042.4551 | 0.00731 | 934.4579 | 0
|  |  | 949.3472 | 0.00018346 | 949.032 | 0.00015797 | 705.5653 | 0 | 949.3472 | 7.8668e-05 | 949.032 | 0.0012694 | 938.9249 | 0 | 949.032 | 0.0023124 | 949.3472 | 0.0043708 | 934.6939 | 0 | 949.3472 | 0.0058815 | 949.3472 | 0.0025595 | 949.3472 | 0.0041402 | 934.6939 | 0 | 949.3472 | 6.7722e-05 | 949.032 | 0.00336 | 1042.6237 | 0.00733 | 1042.9148 | 0 | 1042.6237 | 0.00711 | 934.6939 | 0
|  |  | 949.5896 | -3.0327e-05 | 949.2739 | -0.00040298 | 705.6917 | 0.00121 | 949.5896 | -0.0010344 | 949.2739 | -0.0053322 | 939.1652 | 0 | 949.2739 | -0.0045572 | 949.5896 | 0 | 934.9299 | 0 | 949.5896 | 0 | 949.5896 | 0 | 949.5896 | 0 | 934.9299 | 0 | 949.5896 | 0 | 949.2739 | -0.00304 | 1042.7923 | 0.00615 | 1043.085 | 1.0001e-05 | 1042.7923 | 0.00731 | 934.9299 | 0
|  |  | 949.832 | 0.00044123 | 949.5158 | 0.00038982 | 705.8181 | 0 | 949.832 | -0.00041807 | 949.5158 | 0.0024432 | 939.4053 | 0 | 949.5158 | 0.001326 | 949.832 | 0.0027051 | 935.1658 | 0 | 949.832 | 0.005453 | 949.832 | 0.00208 | 949.832 | 0.0019727 | 935.1658 | 0 | 949.832 | 0.00039348 | 949.5158 | 0.00386 | 1042.9608 | 0.00763 | 1043.2552 | 0 | 1042.9608 | 0.00691 | 935.1658 | 0
|  |  | 950.0744 | -0.00010534 | 949.7577 | -0.0015463 | 705.9444 | 0.00172 | 950.0744 | -0.00049221 | 949.7577 | -0.0057873 | 939.6456 | 0 | 949.7577 | -0.0043801 | 950.0744 | 0 | 935.4018 | 0 | 950.0744 | 0 | 950.0744 | 0 | 950.0744 | 0 | 935.4018 | 0 | 950.0744 | 0 | 949.7577 | -0.00475 | 1043.1294 | 0.00512 | 1043.4254 | 1.0001e-05 | 1043.1294 | 0.00703 | 935.4018 | 0
|  |  | 950.3168 | 0.0005128 | 949.9996 | -0.00075597 | 706.0708 | 0 | 950.3168 | -0.00017318 | 949.9996 | -0.00062744 | 939.8858 | 0 | 949.9996 | 0.0009694 | 950.3168 | 0.003231 | 935.6378 | 0 | 950.3168 | 0.00067661 | 950.3168 | 8.3849e-05 | 950.3168 | 0.0015264 | 935.6378 | 0 | 950.3168 | 0.00013286 | 949.9996 | 0.00237 | 1043.298 | 0.00995 | 1043.5956 | 0 | 1043.298 | 0.00688 | 935.6378 | 0
|  |  | 950.5593 | -0.00019051 | 950.2415 | -0.00074234 | 706.1972 | 0.00196 | 950.5593 | -0.00071117 | 950.2415 | -0.0063312 | 940.126 | 0 | 950.2415 | -0.0040022 | 950.5593 | 0 | 935.8738 | 0 | 950.5593 | 0 | 950.5593 | 0 | 950.5593 | 0 | 935.8738 | 0 | 950.5593 | 0 | 950.2415 | -0.00191 | 1043.4666 | 0.00714 | 1043.7658 | 0 | 1043.4666 | 0.00712 | 935.8738 | 0
|  |  | 950.8017 | 0.0003438 | 950.4834 | 0.00011599 | 706.3236 | 0 | 950.8017 | -0.00035108 | 950.4834 | 0.0024508 | 940.3663 | 0 | 950.4834 | 0.0019489 | 950.8017 | 0.0027752 | 936.1097 | 0 | 950.8017 | 0.0016389 | 950.8017 | 0.0019734 | 950.8017 | 0.0035416 | 936.1097 | 0 | 950.8017 | 0.00026929 | 950.4834 | 0.00168 | 1043.6351 | 0.00552 | 1043.936 | 0 | 1043.6351 | 0.00695 | 936.1097 | 0
|  |  | 951.0442 | -0.00069686 | 950.7254 | -3.2618e-05 | 706.4501 | 0.00113 | 951.0442 | -0.0007842 | 950.7254 | -0.0050691 | 940.6066 | 0 | 950.7254 | -0.0040546 | 951.0442 | 0 | 936.3458 | 0 | 951.0442 | 0 | 951.0442 | 0 | 951.0442 | 0 | 936.3458 | 0 | 951.0442 | 0 | 950.7254 | -0.00138 | 1043.8037 | 0.00515 | 1044.1062 | 1.0001e-05 | 1043.8037 | 0.00726 | 936.3458 | 0
|  |  | 951.2866 | 0.00044158 | 950.9673 | -0.0002518 | 706.5765 | 0 | 951.2866 | -0.00016598 | 950.9673 | -0.00084225 | 940.8468 | 0 | 950.9673 | 0.0026551 | 951.2866 | 0.0026142 | 936.5818 | 0 | 951.2866 | 0.0046312 | 951.2866 | 0.0026411 | 951.2866 | 0.0046712 | 936.5818 | 0 | 951.2866 | 0.00034621 | 950.9673 | 0.0025 | 1043.9723 | 0.00731 | 1044.2764 | 0 | 1043.9723 | 0.00715 | 936.5818 | 0
|  |  | 951.5291 | -0.00091954 | 951.2093 | -0.00075227 | 706.7029 | 0.00086701 | 951.5291 | -0.00096154 | 951.2093 | -0.0098128 | 941.0871 | 0 | 951.2093 | -0.0035477 | 951.5291 | 0 | 936.8178 | 0 | 951.5291 | 0 | 951.5291 | 0 | 951.5291 | 0 | 936.8178 | 0 | 951.529 | 0 | 951.2093 | -0.00267 | 1044.1409 | 0.00515 | 1044.4466 | 1.0001e-05 | 1044.1409 | 0.00741 | 936.8178 | 0
|  |  | 951.7715 | 0.001051 | 951.4512 | -0.00035052 | 706.8294 | 0 | 951.7715 | 6.0841e-05 | 951.4512 | -0.0024469 | 941.3274 | 0 | 951.4512 | 0.002441 | 951.7715 | 0.0042702 | 937.0538 | 0 | 951.7715 | 0.0032307 | 951.7715 | 0.0016675 | 951.7715 | 0.005028 | 937.0538 | 0 | 951.7716 | 0.00022193 | 951.4512 | 0.00365 | 1044.3094 | 0.00837 | 1044.6168 | 0 | 1044.3094 | 0.00706 | 937.0538 | 0
|  |  | 952.014 | 3.6454e-05 | 951.6932 | -0.00047721 | 706.9558 | 0.00153 | 952.014 | -0.00098146 | 951.6932 | -0.0056506 | 941.5676 | 0 | 951.6932 | -0.0031896 | 952.014 | 0 | 937.2899 | 0 | 952.014 | 0 | 952.014 | 0 | 952.014 | 0 | 937.2899 | 0 | 952.014 | 0 | 951.6932 | -0.00192 | 1044.478 | 0.00705 | 1044.787 | 0 | 1044.478 | 0.00731 | 937.2899 | 0
|  |  | 952.2565 | 0.0004287 | 951.9351 | 0.00025131 | 707.0823 | 0 | 952.2565 | -6.8949e-05 | 951.9351 | 0.0020537 | 941.8079 | 0 | 951.9351 | 0.0029906 | 952.2565 | 0.0026137 | 937.5259 | 0 | 952.2565 | 0.0042321 | 952.2565 | 0.0018459 | 952.2565 | 0.0047352 | 937.5259 | 0 | 952.2565 | 0.00023704 | 951.9351 | 0.00285 | 1044.6466 | 0.00652 | 1044.9572 | 0 | 1044.6466 | 0.007 | 937.5259 | 0
|  |  | 952.499 | -0.00054476 | 952.1771 | -0.001328 | 707.2088 | 0.00097105 | 952.499 | -0.00039216 | 952.1771 | -0.0064678 | 942.0482 | 0 | 952.1771 | -0.0042792 | 952.499 | 0 | 937.7619 | 0 | 952.499 | 0 | 952.499 | 0 | 952.499 | 0 | 937.7619 | 0 | 952.499 | 0 | 952.1771 | -0.00477 | 1044.8151 | 0.00668 | 1045.1274 | 0 | 1044.8151 | 0.00723 | 937.7619 | 0
|  |  | 952.7415 | 0.00077243 | 952.4191 | -0.00016193 | 707.3353 | 0 | 952.7415 | -0.00016764 | 952.4191 | 0.00019569 | 942.2886 | 0 | 952.4191 | 0.001831 | 952.7415 | 0.0025769 | 937.9979 | 0 | 952.7415 | 0.0030056 | 952.7415 | 0.0015918 | 952.7415 | 0.0050132 | 937.9979 | 0 | 952.7415 | 0.00021917 | 952.4191 | 0.00101 | 1044.9837 | 0.00603 | 1045.2976 | 0 | 1044.9837 | 0.00697 | 937.9979 | 0
|  |  | 952.9839 | -0.00058995 | 952.661 | -0.0010424 | 707.4618 | 0.00147 | 952.9839 | -0.00084369 | 952.661 | -0.0080338 | 942.5289 | 0 | 952.661 | -0.0040272 | 952.984 | 0 | 938.234 | 0 | 952.984 | 0 | 952.9839 | 0 | 952.984 | 0 | 938.234 | 0 | 952.984 | 0 | 952.661 | -0.0043 | 1045.1523 | 0.00584 | 1045.4678 | 0 | 1045.1523 | 0.00723 | 938.234 | 0
|  |  | 953.2265 | 0.00035516 | 952.903 | -0.00049151 | 707.5883 | 0 | 953.2265 | -3.2428e-05 | 952.903 | 0.0041249 | 942.7692 | 0 | 952.903 | 0.0028096 | 953.2265 | 0.003312 | 938.47 | 0 | 953.2265 | 0.0020123 | 953.2265 | 0.0021838 | 953.2265 | 0.0016725 | 938.47 | 0 | 953.2265 | 0.00024189 | 952.903 | 0.00285 | 1045.3209 | 0.00914 | 1045.6381 | 0 | 1045.3209 | 0.00697 | 938.47 | 0
|  |  | 953.469 | -0.00073664 | 953.145 | 0.00025697 | 707.7149 | 0.0012 | 953.469 | -0.00073529 | 953.145 | -0.0044538 | 943.0095 | 0 | 953.145 | -0.0031523 | 953.469 | 0 | 938.7061 | 0 | 953.469 | 0 | 953.469 | 0 | 953.469 | 0 | 938.7061 | 0 | 953.469 | 0 | 953.145 | -0.00061402 | 1045.4894 | 0.00703 | 1045.8083 | 0 | 1045.4894 | 0.00715 | 938.7061 | 0
|  |  | 953.7115 | 0.0007189 | 953.387 | 4.3108e-05 | 707.8414 | 0 | 953.7115 | -4.4781e-05 | 953.387 | -0.00055525 | 943.2498 | 0 | 953.387 | 0.0017911 | 953.7115 | 0.0022619 | 938.9421 | 0 | 953.7115 | 0.00080057 | 953.7115 | 0.0014894 | 953.7115 | 0.0035521 | 938.9421 | 0 | 953.7115 | 0.00025894 | 953.387 | 0.00335 | 1045.658 | 0.00763 | 1045.9785 | 0 | 1045.658 | 0.00696 | 938.9421 | 0
|  |  | 953.954 | -0.00022145 | 953.629 | -0.00091684 | 707.9679 | 0.00111 | 953.954 | -0.0006775 | 953.629 | -0.0057481 | 943.4902 | 0 | 953.629 | -0.004565 | 953.954 | 0 | 939.1782 | 0 | 953.954 | 0 | 953.954 | 0 | 953.954 | 0 | 939.1782 | 0 | 953.954 | 0 | 953.629 | -0.00538 | 1045.8266 | 0.00491 | 1046.1487 | 0 | 1045.8266 | 0.0073 | 939.1782 | 0
|  |  | 954.1966 | 0.00025626 | 953.871 | -0.00048452 | 708.0945 | 0 | 954.1966 | 0.00019145 | 953.871 | -0.001066 | 943.7305 | 0 | 953.871 | 0.0013563 | 954.1966 | 0.00028868 | 939.4143 | 0 | 954.1966 | 0.00073839 | 954.1966 | 0.0010189 | 954.1966 | 0.0018597 | 939.4143 | 0 | 954.1966 | 0.00015892 | 953.871 | 0.00147 | 1045.9951 | 0.01006 | 1046.3189 | 0 | 1045.9951 | 0.00712 | 939.4143 | 0
|  |  | 954.4391 | -0.00073517 | 954.113 | -0.0013531 | 708.2211 | 0.0018 | 954.4391 | -0.00074628 | 954.113 | -0.0041763 | 943.9709 | 0 | 954.113 | -0.0040953 | 954.4391 | 0 | 939.6504 | 0 | 954.4391 | 0 | 954.4391 | 0 | 954.4391 | 0 | 939.6504 | 0 | 954.4391 | 0 | 954.113 | -0.00507 | 1046.1637 | 0.00688 | 1046.4892 | 0 | 1046.1637 | 0.00739 | 939.6504 | 0
|  |  | 954.6816 | 0.00033082 | 954.355 | 8.8197e-05 | 708.3477 | 0 | 954.6816 | -0.00034768 | 954.355 | 3.4888e-05 | 944.2112 | 0 | 954.355 | 0.0018319 | 954.6817 | 0.0030085 | 939.8865 | 0 | 954.6817 | 0.0020178 | 954.6816 | 0.002095 | 954.6817 | 0.0022975 | 939.8865 | 0 | 954.6816 | 0.0003403 | 954.355 | 0.00066926 | 1046.3323 | 0.00886 | 1046.6594 | 0 | 1046.3323 | 0.00712 | 939.8865 | 0
|  |  | 954.9242 | -0.00022513 | 954.597 | -0.00069083 | 708.4743 | 0.00048552 | 954.9242 | -0.00064151 | 954.597 | -0.0033154 | 944.4516 | 0 | 954.597 | -0.0035475 | 954.9242 | 0 | 940.1226 | 0 | 954.9242 | 0 | 954.9242 | 0 | 954.9242 | 0 | 940.1226 | 0 | 954.9242 | 0 | 954.597 | -0.00266 | 1046.5008 | 0.00707 | 1046.8296 | 0 | 1046.5008 | 0.00728 | 940.1226 | 0
|  |  | 955.1667 | 0.00035891 | 954.8391 | -0.0002831 | 708.6009 | 0 | 955.1667 | 0.00010396 | 954.8391 | -0.00010856 | 944.692 | 0 | 954.8391 | 0.0026155 | 955.1668 | 0.0028868 | 940.3587 | 0 | 955.1668 | 0.00067719 | 955.1667 | 0.0021495 | 955.1668 | 0.0023086 | 940.3587 | 0 | 955.1667 | 0.00030098 | 954.8391 | 0.00296 | 1046.6694 | 0.00926 | 1046.9998 | 0 | 1046.6694 | 0.00702 | 940.3587 | 0
|  |  | 955.4094 | 0.00011069 | 955.0811 | -0.0010099 | 708.7275 | 0.00095371 | 955.4094 | 3.5866e-05 | 955.0811 | -0.0085952 | 944.9324 | 0 | 955.0811 | -0.0037633 | 955.4093 | 0 | 940.5948 | 0 | 955.4093 | 0 | 955.4094 | 0 | 955.4093 | 0 | 940.5948 | 0 | 955.4094 | 0 | 955.0811 | -0.00389 | 1046.838 | 0.00601 | 1047.1701 | 0 | 1046.838 | 0.0073 | 940.5948 | 0
|  |  | 955.6519 | 0.00091441 | 955.3231 | -0.00052683 | 708.8541 | 0 | 955.6519 | -0.00020647 | 955.3231 | 0.0022878 | 945.1728 | 0 | 955.3231 | 0.002304 | 955.6519 | 0.00057986 | 940.8309 | 0 | 955.6519 | 0.0032955 | 955.6519 | 0 | 955.6519 | 0.0013018 | 940.8309 | 0 | 955.6519 | 0.00036035 | 955.3231 | 0.00428 | 1047.0066 | 0.00691 | 1047.3403 | 0 | 1047.0066 | 0.0072 | 940.8309 | 0
|  |  | 955.8945 | -0.00068923 | 955.5652 | -0.00017304 | 708.9808 | 0.00079764 | 955.8945 | -0.00021015 | 955.5652 | -0.0038244 | 945.4131 | 0 | 955.5652 | -0.003065 | 955.8945 | 0 | 941.067 | 0 | 955.8945 | 0 | 955.8945 | 0 | 955.8945 | 0 | 941.067 | 0 | 955.8945 | 0 | 955.5652 | -0.00394 | 1047.1751 | 0.00598 | 1047.5105 | 1.0001e-05 | 1047.1751 | 0.00746 | 941.067 | 0
|  |  | 956.1371 | 0.00026888 | 955.8072 | 0.00070604 | 709.1074 | 0.00019118 | 956.1371 | -0.0008257 | 955.8072 | 0.00037901 | 945.6536 | 0 | 955.8072 | 0.0022783 | 956.1371 | 0.0018882 | 941.3032 | 0 | 956.1371 | 0.0053464 | 956.1371 | 0.0015327 | 956.1371 | 0.0039201 | 941.3032 | 0 | 956.1371 | 0.00029204 | 955.8072 | 0.00224 | 1047.3437 | 0.00833 | 1047.6808 | 0 | 1047.3437 | 0.00712 | 941.3032 | 0
|  |  | 956.3797 | 0.00016108 | 956.0493 | -0.0005997 | 709.2341 | 0.00116 | 956.3797 | -0.00041998 | 956.0493 | -0.0024981 | 945.894 | 0 | 956.0493 | -0.0045583 | 956.3797 | 0 | 941.5393 | 0 | 956.3797 | 0 | 956.3797 | 0 | 956.3797 | 0 | 941.5393 | 0 | 956.3797 | 0 | 956.0493 | -0.00397 | 1047.5123 | 0.00767 | 1047.851 | 0 | 1047.5123 | 0.00721 | 941.5393 | 0
|  |  | 956.6223 | 0.00026482 | 956.2913 | 8.319e-06 | 709.3608 | 0 | 956.6223 | 4.2821e-05 | 956.2913 | 0.00089632 | 946.1344 | 0 | 956.2913 | 0.0032511 | 956.6223 | 0.0022091 | 941.7755 | 0 | 956.6223 | 0.0037156 | 956.6223 | 0.0017699 | 956.6223 | 0.0017819 | 941.7755 | 0 | 956.6223 | 0.00030359 | 956.2913 | 0.00474 | 1047.6808 | 0.00779 | 1048.0212 | 0 | 1047.6808 | 0.00697 | 941.7754 | 0
|  |  | 956.8649 | -0.00059182 | 956.5334 | -0.00021368 | 709.4874 | 0.00057222 | 956.8649 | -0.0011785 | 956.5334 | -0.0035354 | 946.3748 | 0 | 956.5334 | -0.003442 | 956.8649 | 0 | 942.0116 | 0 | 956.8649 | 0 | 956.8649 | 0 | 956.8649 | 0 | 942.0116 | 0 | 956.8649 | 0 | 956.5334 | -0.00304 | 1047.8494 | 0.00693 | 1048.1915 | 0 | 1047.8494 | 0.00718 | 942.0116 | 0
|  |  | 957.1075 | 0.00051159 | 956.7755 | 0.0014566 | 709.6141 | 0 | 957.1075 | -0.000415 | 956.7755 | 0.00063409 | 946.6153 | 0 | 956.7755 | 0.0027861 | 957.1075 | 0.0038263 | 942.2477 | 0 | 957.1075 | 0.0041593 | 957.1075 | 0.0049744 | 957.1075 | 0.0065199 | 942.2477 | 0 | 957.1075 | 0.00049967 | 956.7755 | 0.00577 | 1048.018 | 0.00955 | 1048.3617 | 0 | 1048.018 | 0.00693 | 942.2477 | 0
|  |  | 957.3501 | -0.00015952 | 957.0175 | -0.00045181 | 709.7409 | 0.00041617 | 957.3501 | -0.00046284 | 957.0175 | -0.003132 | 946.8557 | 0 | 957.0175 | -0.0030772 | 957.3501 | 0 | 942.4839 | 0 | 957.3501 | 0 | 957.3501 | 0 | 957.3501 | 0 | 942.4839 | 0 | 957.3501 | 0 | 957.0175 | -0.00316 | 1048.1865 | 0.00717 | 1048.532 | 0 | 1048.1865 | 0.00706 | 942.4839 | 0
|  |  | 957.5927 | 0.00044458 | 957.2596 | -0.00052296 | 709.8676 | 0 | 957.5927 | 0.00013144 | 957.2596 | 0.0013394 | 947.0961 | 0 | 957.2596 | 0.0016751 | 957.5927 | 0.0010826 | 942.72 | 0 | 957.5927 | 0.0023708 | 957.5927 | 0.0011411 | 957.5927 | 0.0001472 | 942.72 | 0 | 957.5927 | 0.00044344 | 957.2596 | 0.00192 | 1048.3551 | 0.00849 | 1048.7022 | 0 | 1048.3551 | 0.00689 | 942.72 | 0
|  |  | 957.8354 | -0.00031908 | 957.5017 | -0.0010156 | 709.9943 | 0.00128 | 957.8354 | -0.00052851 | 957.5017 | -0.0069716 | 947.3366 | 0 | 957.5017 | -0.0034603 | 957.8354 | 0 | 942.9562 | 0 | 957.8354 | 0 | 957.8354 | 0 | 957.8354 | 0 | 942.9562 | 0 | 957.8354 | 0 | 957.5017 | -0.00525 | 1048.5237 | 0.00691 | 1048.8725 | 0 | 1048.5237 | 0.00722 | 942.9562 | 0
|  |  | 958.078 | 0.000208 | 957.7438 | -0.00061504 | 710.121 | 0 | 958.078 | 0.00030696 | 957.7438 | 0.0018294 | 947.5771 | 0 | 957.7438 | 0.001944 | 958.078 | 0.003649 | 943.1924 | 0 | 958.078 | 0.00037054 | 958.078 | 6.223e-05 | 958.078 | 0.0042595 | 943.1924 | 0 | 958.078 | 0.00029345 | 957.7438 | 0.00218 | 1048.6922 | 0.00744 | 1049.0427 | 6.6672e-06 | 1048.6922 | 0.00707 | 943.1924 | 0
|  |  | 958.3207 | -0.00050861 | 957.9859 | -0.0010809 | 710.2478 | 0.00084967 | 958.3207 | -0.00066491 | 957.9859 | -0.003768 | 947.8176 | 0 | 957.9859 | -0.003772 | 958.3207 | 0 | 943.4286 | 0 | 958.3207 | 0 | 958.3207 | 0 | 958.3207 | 0 | 943.4286 | 0 | 958.3207 | 0 | 957.9859 | -0.00539 | 1048.8608 | 0.00679 | 1049.2129 | 0 | 1048.8608 | 0.00728 | 943.4286 | 0
|  |  | 958.5633 | 0.00046953 | 958.228 | 0.00013289 | 710.3745 | 0 | 958.5633 | 0.00019025 | 958.228 | -0.0014616 | 948.058 | 0 | 958.228 | 0.0014494 | 958.5633 | 0.0027312 | 943.6648 | 0 | 958.5633 | 0.0025268 | 958.5633 | 0.0015227 | 958.5633 | 0.0042125 | 943.6648 | 0 | 958.5633 | 0.00024595 | 958.228 | 0.0003923 | 1049.0294 | 0.00703 | 1049.3832 | 0 | 1049.0294 | 0.00698 | 943.6648 | 0
|  |  | 958.806 | 9.8691e-05 | 958.4701 | 5.995e-05 | 710.5013 | 0.00158 | 958.806 | -0.00066029 | 958.4701 | -0.0080294 | 948.2985 | 0 | 958.4701 | -0.0036774 | 958.806 | 0 | 943.901 | 0 | 958.806 | 0 | 958.806 | 0 | 958.806 | 0 | 943.901 | 0 | 958.806 | 0 | 958.4701 | -0.00301 | 1049.1979 | 0.0077 | 1049.5534 | 0 | 1049.1979 | 0.00721 | 943.901 | 0
|  |  | 959.0486 | 0.00080139 | 958.7122 | 0.00061735 | 710.6281 | 0 | 959.0486 | -0.00015295 | 958.7122 | 0.0022567 | 948.539 | 0 | 958.7122 | 0.0023183 | 959.0486 | 0.002397 | 944.1371 | 0 | 959.0486 | 0.0026511 | 959.0486 | 0.0033116 | 959.0486 | 0.0034746 | 944.1371 | 0 | 959.0486 | 0.00044503 | 958.7122 | 0.00421 | 1049.3665 | 0.00784 | 1049.7237 | 0 | 1049.3665 | 0.00701 | 944.1372 | 0
|  |  | 959.2913 | -0.00083559 | 958.9543 | -0.00094481 | 710.7549 | 0.00093636 | 959.2913 | 3.7859e-05 | 958.9543 | -0.0032154 | 948.7795 | 0 | 958.9543 | -0.0034381 | 959.2913 | 0 | 944.3734 | 0 | 959.2913 | 0 | 959.2913 | 0 | 959.2913 | 0 | 944.3734 | 0 | 959.2913 | 0 | 958.9543 | -0.00292 | 1049.535 | 0.00638 | 1049.8939 | 0 | 1049.535 | 0.00732 | 944.3733 | 0
|  |  | 959.534 | 0.00044118 | 959.1964 | 0.00027042 | 710.8817 | 0 | 959.534 | -0.00014573 | 959.1964 | -0.00065151 | 949.02 | 0 | 959.1964 | 0.0020717 | 959.534 | 0.004767 | 944.6096 | 0 | 959.534 | 0.0018738 | 959.534 | 0.0025481 | 959.534 | 0.0036738 | 944.6096 | 0 | 959.534 | 0.00039095 | 959.1964 | 0.00312 | 1049.7036 | 0.00863 | 1050.0642 | 0 | 1049.7036 | 0.00698 | 944.6096 | 0
|  |  | 959.7767 | -0.00022715 | 959.4386 | 4.1806e-05 | 711.0085 | 0.00088435 | 959.7767 | -0.00083149 | 959.4386 | -0.003898 | 949.2605 | 0 | 959.4386 | -0.0027883 | 959.7767 | 0 | 944.8458 | 0 | 959.7767 | 0 | 959.7767 | 0 | 959.7767 | 0 | 944.8458 | 0 | 959.7767 | 0 | 959.4386 | -0.00283 | 1049.8722 | 0.00795 | 1050.2345 | 0 | 1049.8722 | 0.00709 | 944.8458 | 0
|  |  | 960.0193 | 0.000924 | 959.6807 | 0.00032354 | 711.1354 | 0 | 960.0193 | -6.2357e-05 | 959.6807 | 0.0031132 | 949.501 | 0 | 959.6807 | 0.0027624 | 960.0194 | 0.0021187 | 945.082 | 0 | 960.0194 | 0.0063896 | 960.0193 | 0.0035163 | 960.0194 | 0.0030126 | 945.082 | 0 | 960.0194 | 0.00042876 | 959.6807 | 0.00461 | 1050.0407 | 0.00839 | 1050.4047 | 0 | 1050.0407 | 0.00691 | 945.082 | 0
|  |  | 960.2621 | -0.00023738 | 959.9228 | -0.00012839 | 711.2622 | 0.00277 | 960.2621 | -0.00034132 | 959.9228 | -0.004024 | 949.7416 | 0 | 959.9228 | -0.0036698 | 960.2621 | 0 | 945.3182 | 0 | 960.2621 | 0 | 960.2621 | 0 | 960.2621 | 0 | 945.3182 | 0 | 960.2621 | 0 | 959.9228 | -0.00261 | 1050.2093 | 0.00512 | 1050.575 | 0 | 1050.2093 | 0.00724 | 945.3182 | 0
|  |  | 960.5048 | -0.00014789 | 960.165 | -0.00030684 | 711.3891 | 0 | 960.5048 | 6.8093e-05 | 960.165 | 0.0032654 | 949.9821 | 0 | 960.165 | 0.0015077 | 960.5048 | 0.0041468 | 945.5545 | 0 | 960.5048 | 0.0017415 | 960.5048 | 0.00062596 | 960.5048 | 0.0048038 | 945.5545 | 0 | 960.5048 | 3.7804e-05 | 960.165 | 5.1035e-05 | 1050.3779 | 0.00979 | 1050.7452 | 0 | 1050.3779 | 0.00705 | 945.5545 | 0
|  |  | 960.7475 | -0.00077001 | 960.4071 | -0.0020011 | 711.5159 | 0.00032946 | 960.7475 | -0.00017392 | 960.4071 | -0.0042357 | 950.2226 | 0 | 960.4071 | -0.0043107 | 960.7475 | 0 | 945.7908 | 0 | 960.7475 | 0 | 960.7475 | 0 | 960.7475 | 0 | 945.7908 | 0 | 960.7475 | 0 | 960.4071 | -0.00476 | 1050.5464 | 0.0057 | 1050.9155 | 1.0001e-05 | 1050.5464 | 0.00715 | 945.7908 | 0
|  |  | 960.9902 | 0.00051482 | 960.6493 | 0.00011928 | 711.6428 | 0 | 960.9902 | -3.1466e-05 | 960.6493 | 0.0017696 | 950.4632 | 0 | 960.6493 | 0.0018676 | 960.9902 | 0.0039832 | 946.027 | 0 | 960.9902 | 0.0017886 | 960.9902 | 0.0020975 | 960.9902 | 0.0011807 | 946.027 | 0 | 960.9902 | 0.00030101 | 960.6493 | 0.00252 | 1050.715 | 0.00921 | 1051.0858 | 0 | 1050.715 | 0.00694 | 946.027 | 0
|  |  | 961.2329 | -0.00086545 | 960.8914 | -0.001093 | 711.7697 | 0.00172 | 961.2329 | -0.00054546 | 960.8914 | -0.0069514 | 950.7037 | 0 | 960.8914 | -0.0036568 | 961.2329 | 0 | 946.2632 | 0 | 961.2329 | 0 | 961.2329 | 0 | 961.2329 | 0 | 946.2632 | 0 | 961.2329 | 0 | 960.8914 | -0.00272 | 1050.8835 | 0.00819 | 1051.256 | 0 | 1050.8835 | 0.0073 | 946.2632 | 0
|  |  | 961.4756 | 0.00096828 | 961.1336 | 0.00078432 | 711.8966 | 0 | 961.4756 | -0.00047654 | 961.1336 | -0.00025217 | 950.9443 | 0 | 961.1336 | 0.0022004 | 961.4757 | 0.0012901 | 946.4995 | 0 | 961.4757 | 0.0019823 | 961.4756 | 0.0025846 | 961.4757 | 0.0051418 | 946.4995 | 0 | 961.4756 | 0.00013236 | 961.1336 | 0.00373 | 1051.0521 | 0.00928 | 1051.4263 | 0 | 1051.0521 | 0.00716 | 946.4995 | 0
|  |  | 961.7184 | -0.00043042 | 961.3758 | -0.00022817 | 712.0235 | 0.00084967 | 961.7184 | -0.00060778 | 961.3758 | -0.0053112 | 951.1849 | 0 | 961.3758 | -0.0037824 | 961.7184 | 0 | 946.7358 | 0 | 961.7184 | 0 | 961.7184 | 0 | 961.7184 | 0 | 946.7358 | 0 | 961.7184 | 0 | 961.3758 | -0.00169 | 1051.2207 | 0.00589 | 1051.5966 | 0 | 1051.2207 | 0.00753 | 946.7358 | 0
|  |  | 961.9612 | 0.00085496 | 961.618 | 9.0955e-05 | 712.1504 | 0 | 961.9612 | -0.00079568 | 961.618 | 0.0013753 | 951.4254 | 0 | 961.618 | 0.0019437 | 961.9612 | 0.0043331 | 946.972 | 0 | 961.9612 | 0.004351 | 961.9612 | 0.0014456 | 961.9612 | 0.00053851 | 946.972 | 0 | 961.9612 | 0.00028821 | 961.618 | 0.00178 | 1051.3892 | 0.00919 | 1051.7668 | 0 | 1051.3892 | 0.00741 | 946.972 | 0
|  |  | 962.2039 | -0.00097867 | 961.8601 | -0.0007236 | 712.2773 | 0.00125 | 962.2039 | -0.00076719 | 961.8601 | -0.0044489 | 951.666 | 0 | 961.8601 | -0.0041668 | 962.2039 | 0 | 947.2083 | 0 | 962.2039 | 0 | 962.2039 | 0 | 962.2039 | 0 | 947.2083 | 0 | 962.2039 | 0 | 961.8601 | -0.00191 | 1051.5578 | 0.00563 | 1051.9371 | 3.0002e-05 | 1051.5578 | 0.00766 | 947.2083 | 0
|  |  | 962.4467 | 0.00028807 | 962.1023 | 0.00063251 | 712.4043 | 0 | 962.4467 | 0.00020774 | 962.1023 | -0.0024713 | 951.9066 | 0 | 962.1023 | 0.0024144 | 962.4467 | 0.0052902 | 947.4446 | 0 | 962.4467 | 0.0065706 | 962.4467 | 0.0022412 | 962.4467 | 0.0030851 | 947.4446 | 0 | 962.4467 | 0.00024003 | 962.1023 | 0.00418 | 1051.7263 | 0.00928 | 1052.1074 | 0 | 1051.7263 | 0.00722 | 947.4446 | 0
|  |  | 962.6895 | 9.6466e-05 | 962.3445 | -0.0010741 | 712.5312 | 0.00039883 | 962.6895 | -0.00035876 | 962.3445 | -0.0064512 | 952.1472 | 0 | 962.3445 | -0.0040866 | 962.6894 | 0 | 947.6809 | 0 | 962.6894 | 0 | 962.6895 | 0 | 962.6894 | 0 | 947.6809 | 0 | 962.6894 | 0 | 962.3445 | -0.00519 | 1051.8949 | 0.00621 | 1052.2777 | 0 | 1051.8949 | 0.00732 | 947.6809 | 0
|  |  | 962.9322 | 0.00063856 | 962.5867 | 0.0014846 | 712.6582 | 0 | 962.9322 | 0.00049691 | 962.5867 | -0.00057364 | 952.3878 | 0 | 962.5867 | 0.0019014 | 962.9322 | 0.0068231 | 947.9172 | 0 | 962.9322 | 0.0054599 | 962.9322 | 0.0034254 | 962.9322 | 0.0044026 | 947.9172 | 0 | 962.9322 | 0.00046984 | 962.5867 | 0.00565 | 1052.0635 | 0.00698 | 1052.4479 | 0 | 1052.0635 | 0.00698 | 947.9172 | 0
|  |  | 963.175 | -8.6373e-05 | 962.8289 | 7.2794e-06 | 712.7852 | 0.00093636 | 963.175 | 0.00031107 | 962.8289 | -0.0036766 | 952.6284 | 0 | 962.8289 | -0.0036167 | 963.175 | 0 | 948.1535 | 0 | 963.175 | 0 | 963.175 | 0 | 963.175 | 0 | 948.1535 | 0 | 963.175 | 0 | 962.8289 | -0.00074458 | 1052.232 | 0.0096 | 1052.6182 | 1.0001e-05 | 1052.232 | 0.00739 | 948.1535 | 0
|  |  | 963.4178 | 2.6061e-05 | 963.0711 | -0.0001583 | 712.9122 | 0 | 963.4178 | -0.00034925 | 963.0711 | -0.00097188 | 952.869 | 0 | 963.0711 | 0.0012715 | 963.4178 | 0.0039673 | 948.3898 | 0 | 963.4178 | 0.0037332 | 963.4178 | 0.002774 | 963.4178 | 0.00097976 | 948.3898 | 0 | 963.4178 | 0.00035468 | 963.0711 | 0.00444 | 1052.4006 | 0.00724 | 1052.7885 | 0 | 1052.4006 | 0.00714 | 948.3898 | 0
|  |  | 963.6606 | -6.046e-05 | 963.3133 | -0.0011505 | 713.0392 | 0.0016 | 963.6606 | -0.001135 | 963.3133 | -0.0072099 | 953.1097 | 0 | 963.3133 | -0.0039845 | 963.6606 | 0 | 948.6262 | 0 | 963.6606 | 0 | 963.6606 | 0 | 963.6606 | 0 | 948.6262 | 0 | 963.6606 | 0 | 963.3133 | -0.00403 | 1052.5691 | 0.00635 | 1052.9588 | 0 | 1052.5691 | 0.00748 | 948.6262 | 0
|  |  | 963.9034 | -0.00023636 | 963.5556 | 0.00042696 | 713.1662 | 0 | 963.9034 | 0.00023052 | 963.5556 | 0.0020875 | 953.3503 | 0 | 963.5556 | 0.0019453 | 963.9034 | 0.0031708 | 948.8625 | 0 | 963.9034 | 0.0039688 | 963.9034 | 0.0031048 | 963.9034 | 0.0022377 | 948.8625 | 0 | 963.9034 | 0.00029124 | 963.5556 | 0.00112 | 1052.7377 | 0.00747 | 1053.1291 | 0 | 1052.7377 | 0.00728 | 948.8625 | 0
|  |  | 964.1462 | -0.00011124 | 963.7978 | -0.00031296 | 713.2932 | 0.00116 | 964.1462 | -0.0011392 | 963.7978 | -0.0026009 | 953.5909 | 0 | 963.7978 | -0.0037344 | 964.1462 | 0 | 949.0988 | 0 | 964.1462 | 0 | 964.1462 | 0 | 964.1462 | 0 | 949.0988 | 0 | 964.1462 | 0 | 963.7978 | -0.00176 | 1052.9062 | 0.01071 | 1053.2994 | 0 | 1052.9062 | 0.0075 | 949.0988 | 0
|  |  | 964.389 | 0.0007901 | 964.04 | -0.0005261 | 713.4202 | 0 | 964.389 | -0.0001077 | 964.04 | 0.00085277 | 953.8315 | 0 | 964.04 | 0.0013624 | 964.389 | 0.0021371 | 949.3351 | 0 | 964.389 | 0.0013053 | 964.389 | 0.0015296 | 964.389 | 0.0017448 | 949.3351 | 0 | 964.389 | 0.00033103 | 964.04 | 0.00173 | 1053.0748 | 0.00877 | 1053.4696 | 6.6672e-06 | 1053.0748 | 0.00723 | 949.3351 | 0
|  |  | 964.6318 | 0.00036137 | 964.2822 | -0.00051428 | 713.5473 | 0.00172 | 964.6318 | -0.00083463 | 964.2822 | -0.0067758 | 954.0722 | 0 | 964.2822 | -0.0036852 | 964.6318 | 0 | 949.5715 | 0 | 964.6318 | 0 | 964.6318 | 0 | 964.6318 | 0 | 949.5715 | 0 | 964.6318 | 0 | 964.2822 | -0.0044 | 1053.2434 | 0.00955 | 1053.6399 | 0 | 1053.2434 | 0.00743 | 949.5715 | 0
|  |  | 964.8746 | 1.8199e-05 | 964.5245 | -0.00029348 | 713.6743 | 0 | 964.8746 | 2.3602e-05 | 964.5245 | -0.0014806 | 954.3129 | 0 | 964.5245 | 0.0016915 | 964.8746 | 0.002549 | 949.8078 | 0 | 964.8746 | 0.0028637 | 964.8746 | 0.00143 | 964.8746 | 0.0018674 | 949.8078 | 0 | 964.8746 | 0.00028481 | 964.5245 | 0.00395 | 1053.4119 | 0.00712 | 1053.8102 | 0 | 1053.4119 | 0.00721 | 949.8078 | 0
|  |  | 965.1174 | -0.00021991 | 964.7667 | -0.00019482 | 713.8014 | 0.00134 | 965.1174 | -0.0011674 | 964.7667 | -0.005491 | 954.5535 | 0 | 964.7667 | -0.0037189 | 965.1175 | 0 | 950.0441 | 0 | 965.1175 | 0 | 965.1174 | 0 | 965.1175 | 0 | 950.0441 | 0 | 965.1174 | 0 | 964.7667 | -0.00316 | 1053.5805 | 0.00577 | 1053.9805 | 3.0002e-05 | 1053.5805 | 0.00749 | 950.0441 | 0
|  |  | 965.3603 | 0.00089318 | 965.009 | -9.4578e-05 | 713.9285 | 0 | 965.3603 | 8.5188e-05 | 965.009 | 0.0041307 | 954.7943 | 0 | 965.009 | 0.0014276 | 965.3603 | 0.001837 | 950.2805 | 0 | 965.3603 | 0 | 965.3603 | 0.0011683 | 965.3603 | 0.0020882 | 950.2805 | 0 | 965.3603 | 0.00031116 | 965.009 | 0.00066324 | 1053.749 | 0.00642 | 1054.1508 | 0 | 1053.749 | 0.00735 | 950.2805 | 0
|  |  | 965.6031 | -0.0005634 | 965.2512 | -0.00021628 | 714.0556 | 0.00032946 | 965.6031 | -0.00097526 | 965.2512 | -0.0037944 | 955.0349 | 0 | 965.2512 | -0.0042075 | 965.6031 | 0 | 950.5169 | 0 | 965.6031 | 0 | 965.6031 | 0 | 965.6031 | 0 | 950.5169 | 0 | 965.6032 | 0 | 965.2512 | -0.00295 | 1053.9176 | 0.00872 | 1054.3211 | 0 | 1053.9176 | 0.00761 | 950.5169 | 0
|  |  | 965.846 | 6.3931e-06 | 965.4935 | -0.00033 | 714.1826 | 0 | 965.846 | -0.00013556 | 965.4935 | 0.00078545 | 955.2756 | 0 | 965.4935 | 0.0021122 | 965.846 | 0.0026066 | 950.7532 | 0 | 965.846 | 0.001168 | 965.846 | 0.0017725 | 965.846 | 0.00030939 | 950.7532 | 0 | 965.846 | 0.00048447 | 965.4935 | 0.00045554 | 1054.0861 | 0.00781 | 1054.4914 | 0 | 1054.0861 | 0.00735 | 950.7532 | 0
|  |  | 966.0889 | -0.00028096 | 965.7358 | -0.0012086 | 714.3098 | 0.00184 | 966.0889 | -0.00062852 | 965.7358 | -0.0060109 | 955.5163 | 0 | 965.7358 | -0.0040217 | 966.0888 | 0 | 950.9896 | 0 | 966.0888 | 0 | 966.0889 | 0 | 966.0888 | 0 | 950.9896 | 0 | 966.0889 | 0 | 965.7358 | -0.00419 | 1054.2547 | 0.00826 | 1054.6617 | 0 | 1054.2547 | 0.00755 | 950.9896 | 0
|  |  | 966.3317 | 0.0010491 | 965.978 | 0.00011725 | 714.4369 | 0 | 966.3317 | 0.00082518 | 965.978 | -0.00071959 | 955.757 | 0 | 965.978 | 0.001871 | 966.3317 | 0.0045413 | 951.226 | 0 | 966.3317 | 0.0010834 | 966.3317 | 0.0017903 | 966.3317 | 0.0012483 | 951.226 | 0 | 966.3317 | 0.00021242 | 965.978 | 0.0033 | 1054.4232 | 0.00649 | 1054.832 | 0 | 1054.4232 | 0.00735 | 951.226 | 0
|  |  | 966.5746 | -0.00086593 | 966.2203 | -0.0014218 | 714.564 | 0 | 966.5746 | -0.00065485 | 966.2203 | -0.0041833 | 955.9977 | 0 | 966.2203 | -0.0043785 | 966.5746 | 0 | 951.4624 | 0 | 966.5746 | 0 | 966.5746 | 0 | 966.5746 | 0 | 951.4624 | 0 | 966.5746 | 0 | 966.2203 | -0.0036 | 1054.5918 | 0.00707 | 1055.0023 | 0 | 1054.5918 | 0.00751 | 951.4624 | 0
|  |  | 966.8174 | 0.0012396 | 966.4626 | -9.7619e-05 | 714.6911 | 0 | 966.8174 | 0.00058388 | 966.4626 | 0.0018192 | 956.2384 | 0 | 966.4626 | 0.0023649 | 966.8175 | 0.0015762 | 951.6988 | 0 | 966.8175 | 0.006089 | 966.8174 | 0.0008296 | 966.8175 | 0.0039047 | 951.6988 | 0 | 966.8174 | 0.00042182 | 966.4626 | 0.00194 | 1054.7603 | 0.00867 | 1055.1726 | 0 | 1054.7603 | 0.00702 | 951.6988 | 0
|  |  | 967.0604 | -0.00071932 | 966.7049 | -0.00099477 | 714.8183 | 0.00081498 | 967.0604 | -0.00051439 | 966.7049 | -0.0046153 | 956.4791 | 0 | 966.7049 | -0.0039603 | 967.0603 | 0 | 951.9352 | 0 | 967.0603 | 0 | 967.0604 | 0 | 967.0603 | 0 | 951.9352 | 0 | 967.0604 | 0 | 966.7049 | -0.003 | 1054.9289 | 0.00615 | 1055.3429 | 0 | 1054.9289 | 0.00729 | 951.9352 | 0
|  |  | 967.3032 | 0.0014221 | 966.9472 | 6.6047e-06 | 714.9455 | 0 | 967.3032 | -0.00036996 | 966.9472 | -4.2152e-07 | 956.7198 | 0 | 966.9472 | 0.002365 | 967.3032 | 0.0036806 | 952.1716 | 0 | 967.3032 | 0.0025499 | 967.3032 | 0.0020184 | 967.3032 | 0.0033959 | 952.1716 | 0 | 967.3032 | 0.00036615 | 966.9472 | 0.00288 | 1055.0974 | 0.00944 | 1055.5132 | 0 | 1055.0974 | 0.00695 | 952.1716 | 0
|  |  | 967.5461 | -2.24e-05 | 967.1895 | -0.00039403 | 715.0726 | 0.00093636 | 967.5461 | -0.0008716 | 967.1895 | -0.0043928 | 956.9606 | 0 | 967.1895 | -0.0039635 | 967.5461 | 0 | 952.408 | 0 | 967.5461 | 0 | 967.5461 | 0 | 967.5461 | 0 | 952.408 | 0 | 967.5461 | 0 | 967.1895 | -0.00249 | 1055.266 | 0.00675 | 1055.6835 | 0 | 1055.266 | 0.0073 | 952.408 | 0
|  |  | 967.7891 | 0.0002797 | 967.4318 | 0.0007657 | 715.1998 | 0 | 967.7891 | -0.00024906 | 967.4318 | -0.0025536 | 957.2014 | 0 | 967.4318 | 0.0026357 | 967.789 | 0.0033301 | 952.6444 | 0 | 967.789 | 0.0060929 | 967.7891 | 0.0022948 | 967.789 | 0.005738 | 952.6444 | 0 | 967.7891 | 0.00039855 | 967.4318 | 0.00721 | 1055.4345 | 0.00715 | 1055.8538 | 0 | 1055.4345 | 0.00695 | 952.6444 | 0
|  |  | 968.0319 | -0.0011952 | 967.6741 | -0.0013598 | 715.327 | 0.00177 | 968.0319 | -0.00022544 | 967.6741 | -0.0053644 | 957.4421 | 0 | 967.6741 | -0.0036026 | 968.0319 | 0 | 952.8809 | 0 | 968.0319 | 0 | 968.0319 | 0 | 968.0319 | 0 | 952.8809 | 0 | 968.0319 | 0 | 967.6741 | -0.00309 | 1055.6031 | 0.0103 | 1056.0241 | 0 | 1055.6031 | 0.00733 | 952.8809 | 0
|  |  | 968.2748 | -2.1033e-06 | 967.9164 | -1.7792e-05 | 715.4543 | 0 | 968.2748 | -0.0001164 | 967.9164 | -0.00044669 | 957.6829 | 0 | 967.9164 | 0.0014943 | 968.2749 | 0.0019645 | 953.1172 | 0 | 968.2749 | 0.0010315 | 968.2748 | 0.00090424 | 968.2749 | 0.0032361 | 953.1172 | 0 | 968.2748 | 0.0002575 | 967.9164 | 0.00059049 | 1055.7716 | 0.01006 | 1056.1944 | 0 | 1055.7716 | 0.00713 | 953.1173 | 0
|  |  | 968.5178 | 0.00016291 | 968.1587 | 6.738e-05 | 715.5815 | 0.00224 | 968.5178 | -0.00053163 | 968.1587 | -0.0073356 | 957.9236 | 0 | 968.1587 | -0.0042201 | 968.5178 | 0 | 953.3537 | 0 | 968.5178 | 0 | 968.5178 | 0 | 968.5178 | 0 | 953.3537 | 0 | 968.5178 | 0 | 968.1587 | -0.00259 | 1055.9402 | 0.00559 | 1056.3647 | 1.0001e-05 | 1055.9402 | 0.00747 | 953.3537 | 0
|  |  | 968.7607 | 0.00069079 | 968.401 | -3.1048e-05 | 715.7087 | 0 | 968.7607 | 0.00020999 | 968.401 | 0.0020071 | 958.1644 | 0 | 968.401 | 0.0027967 | 968.7607 | 0.0019851 | 953.5901 | 0 | 968.7607 | 0.0018184 | 968.7607 | 0.00077455 | 968.7607 | 0 | 953.5901 | 0 | 968.7607 | 0.00040273 | 968.401 | 0.00378 | 1056.1087 | 0.00949 | 1056.535 | 0 | 1056.1087 | 0.00722 | 953.5901 | 0
|  |  | 969.0037 | -0.00016095 | 968.6434 | -0.00085417 | 715.836 | 0.00146 | 969.0037 | -0.00047893 | 968.6434 | -0.0028179 | 958.4052 | 0 | 968.6434 | -0.0046823 | 969.0036 | 0 | 953.8266 | 0 | 969.0036 | 0 | 969.0037 | 0 | 969.0036 | 0 | 953.8266 | 0 | 969.0037 | 0 | 968.6434 | -0.0024 | 1056.2773 | 0.00605 | 1056.7053 | 0 | 1056.2773 | 0.00749 | 953.8266 | 0
|  |  | 969.2466 | 0.00013138 | 968.8857 | 0.00055277 | 715.9632 | 0 | 969.2466 | -1.3707e-05 | 968.8857 | 0.0030472 | 958.6459 | 0 | 968.8857 | 0.0021032 | 969.2466 | 0.0031833 | 954.063 | 0 | 969.2466 | 0.0061771 | 969.2466 | 0.0032594 | 969.2466 | 0.0039772 | 954.063 | 0 | 969.2466 | 0.00067004 | 968.8857 | 0.00266 | 1056.4458 | 0.00765 | 1056.8756 | 0 | 1056.4458 | 0.00717 | 954.063 | 0
|  |  | 969.4896 | -0.00021613 | 969.128 | -0.0012303 | 716.0905 | 0.00116 | 969.4896 | -0.00024463 | 969.128 | -0.0059286 | 958.8868 | 0 | 969.128 | -0.0035134 | 969.4895 | 0 | 954.2995 | 0 | 969.4895 | 0 | 969.4896 | 0 | 969.4895 | 0 | 954.2995 | 0 | 969.4896 | 0 | 969.128 | -0.00445 | 1056.6144 | 0.00941 | 1057.046 | 0 | 1056.6144 | 0.00745 | 954.2995 | 0
|  |  | 969.7325 | 9.1792e-05 | 969.3704 | 0.00011321 | 716.2178 | 0 | 969.7325 | -9.4442e-05 | 969.3704 | 0.00078629 | 959.1276 | 0 | 969.3704 | 0.0023698 | 969.7325 | 0.0031244 | 954.536 | 0 | 969.7325 | 0.0010083 | 969.7325 | 0.0012441 | 969.7325 | 0.0036385 | 954.536 | 0 | 969.7325 | 0.00027204 | 969.3704 | 0.00332 | 1056.7829 | 0.00744 | 1057.2163 | 0 | 1056.7829 | 0.00728 | 954.536 | 0
|  |  | 969.9755 | -5.7222e-05 | 969.6127 | -0.0011833 | 716.3451 | 0.00098839 | 969.9755 | -0.00067262 | 969.6127 | -0.004845 | 959.3683 | 0 | 969.6127 | -0.0030281 | 969.9755 | 0 | 954.7725 | 0 | 969.9755 | 0 | 969.9755 | 0 | 969.9755 | 0 | 954.7725 | 0 | 969.9755 | 0 | 969.6127 | -0.00364 | 1056.9515 | 0.0063 | 1057.3866 | 0 | 1056.9515 | 0.00763 | 954.7725 | 0
|  |  | 970.2184 | 0.00060378 | 969.8551 | -0.00082061 | 716.4724 | 0 | 970.2184 | -9.596e-05 | 969.8551 | 0.003435 | 959.6092 | 0 | 969.8551 | 0.0018204 | 970.2184 | 0.0017576 | 955.0089 | 0 | 970.2184 | 0.003715 | 970.2184 | 0.00098537 | 970.2184 | 0.0030657 | 955.0089 | 0 | 970.2184 | 0.00029922 | 969.8551 | 0.00365 | 1057.12 | 0.00904 | 1057.5569 | 0 | 1057.12 | 0.00748 | 955.0089 | 0
|  |  | 970.4614 | -0.00022897 | 970.0974 | -0.00089412 | 716.5997 | 0.00065893 | 970.4614 | -0.00044154 | 970.0974 | -0.0056171 | 959.85 | 0 | 970.0974 | -0.0039529 | 970.4614 | 0 | 955.2454 | 0 | 970.4614 | 0 | 970.4614 | 0 | 970.4614 | 0 | 955.2454 | 0 | 970.4614 | 0 | 970.0974 | -0.00199 | 1057.2886 | 0.00858 | 1057.7272 | 0 | 1057.2886 | 0.00765 | 955.2454 | 0
|  |  | 970.7044 | 0.00052686 | 970.3398 | 0.00033121 | 716.727 | 0 | 970.7044 | 0.00017499 | 970.3398 | 0.0046707 | 960.0908 | 0 | 970.3398 | 0.0019928 | 970.7044 | 0.0032319 | 955.4819 | 0 | 970.7044 | 0.0036026 | 970.7044 | 0.0018578 | 970.7044 | 0.0034603 | 955.4819 | 0 | 970.7044 | 0.00023732 | 970.3398 | 0.00070225 | 1057.4571 | 0.00672 | 1057.8976 | 0 | 1057.4571 | 0.00738 | 955.4819 | 0
|  |  | 970.9474 | -0.00059139 | 970.5822 | -0.00048257 | 716.8543 | 0.00088435 | 970.9474 | -0.0010736 | 970.5822 | -0.0038449 | 960.3317 | 0 | 970.5822 | -0.0043903 | 970.9474 | 0 | 955.7184 | 0 | 970.9474 | 0 | 970.9474 | 0 | 970.9474 | 0 | 955.7184 | 0 | 970.9474 | 0 | 970.5822 | -0.00539 | 1057.6256 | 0.00948 | 1058.0679 | 0 | 1057.6256 | 0.00758 | 955.7184 | 0
|  |  | 971.1904 | 0.00044814 | 970.8246 | 1.8582e-05 | 716.9817 | 0 | 971.1904 | -0.00056886 | 970.8246 | -0.0015717 | 960.5725 | 0 | 970.8246 | 0.0020078 | 971.1904 | 0.0041302 | 955.9549 | 0 | 971.1904 | 0.0027043 | 971.1904 | 0.0018154 | 971.1904 | 0.0011152 | 955.9549 | 0 | 971.1904 | 0.00036426 | 970.8246 | 0.00168 | 1057.7942 | 0.00837 | 1058.2382 | 0 | 1057.7942 | 0.00738 | 955.9549 | 0
|  |  | 971.4333 | 0.00016121 | 971.0669 | -0.0010304 | 717.109 | 0.00151 | 971.4333 | -0.00085102 | 971.0669 | -0.0046401 | 960.8134 | 0 | 971.0669 | -0.0048511 | 971.4334 | 0 | 956.1914 | 0 | 971.4334 | 0 | 971.4333 | 0 | 971.4334 | 0 | 956.1914 | 0 | 971.4334 | 0 | 971.0669 | -0.00591 | 1057.9627 | 0.0071 | 1058.4085 | 0 | 1057.9627 | 0.00756 | 956.1914 | 0
|  |  | 971.6764 | 0.0012295 | 971.3093 | -0.00016167 | 717.2364 | 0 | 971.6764 | 0.00013652 | 971.3093 | 0.0013078 | 961.0542 | 0 | 971.3093 | 0.0018794 | 971.6764 | 0.0027159 | 956.4279 | 0 | 971.6764 | 0.0013029 | 971.6764 | 0.00044823 | 971.6764 | 0.00050479 | 956.4279 | 0 | 971.6764 | 0.00042395 | 971.3093 | 0.00449 | 1058.1313 | 0.00756 | 1058.5789 | 0 | 1058.1313 | 0.00727 | 956.4279 | 0
|  |  | 971.9194 | 0.00017391 | 971.5517 | -0.00062245 | 717.3638 | 0.00163 | 971.9194 | -0.00064223 | 971.5517 | -0.0034807 | 961.295 | 0 | 971.5517 | -0.0042203 | 971.9194 | 0 | 956.6644 | 0 | 971.9194 | 0 | 971.9194 | 0 | 971.9194 | 0 | 956.6644 | 0 | 971.9194 | 0 | 971.5517 | -0.00313 | 1058.2998 | 0.00682 | 1058.7492 | 1.0001e-05 | 1058.2998 | 0.00748 | 956.6644 | 0
|  |  | 972.1624 | 0.00050666 | 971.7941 | 0.00063556 | 717.4912 | 0 | 972.1624 | 0.00010682 | 971.7941 | 0.00019102 | 961.5359 | 0 | 971.7941 | 0.0025072 | 972.1624 | 0.0062378 | 956.9009 | 0 | 972.1624 | 0.0035519 | 972.1624 | 0.0031532 | 972.1624 | 0.0025292 | 956.9009 | 0 | 972.1624 | 0.00030242 | 971.7941 | 0.00158 | 1058.4684 | 0.00805 | 1058.9195 | 0 | 1058.4684 | 0.00723 | 956.9009 | 0
|  |  | 972.4055 | -0.00086548 | 972.0365 | -0.00092385 | 717.6186 | 0.00114 | 972.4055 | -0.0010969 | 972.0365 | -0.0083996 | 961.7768 | 0 | 972.0365 | -0.0047774 | 972.4054 | 0 | 957.1375 | 0 | 972.4054 | 0 | 972.4055 | 0 | 972.4054 | 0 | 957.1375 | 0 | 972.4055 | 0 | 972.0365 | -0.00319 | 1058.6369 | 0.00682 | 1059.0899 | 0 | 1058.6369 | 0.00745 | 957.1375 | 0
|  |  | 972.6484 | -9.3472e-05 | 972.2789 | 9.8225e-05 | 717.746 | 0 | 972.6484 | 0.00034304 | 972.2789 | -0.00037282 | 962.0177 | 0 | 972.2789 | 0.0022456 | 972.6485 | 0.00023557 | 957.374 | 0 | 972.6485 | 0.0050259 | 972.6484 | 0.0027637 | 972.6485 | 0.0017686 | 957.374 | 0 | 972.6484 | 0.00044982 | 972.2789 | 0.00348 | 1058.8055 | 0.00698 | 1059.2602 | 0 | 1058.8055 | 0.00718 | 957.374 | 0
|  |  | 972.8915 | -4.3737e-05 | 972.5213 | -0.00090533 | 717.8734 | 0.00144 | 972.8915 | -0.0013411 | 972.5213 | -0.0055401 | 962.2586 | 0 | 972.5213 | -0.0046338 | 972.8915 | 0 | 957.6106 | 0 | 972.8915 | 0 | 972.8915 | 0 | 972.8915 | 0 | 957.6106 | 0 | 972.8915 | 0 | 972.5213 | -0.00376 | 1058.974 | 0.00575 | 1059.4305 | 0 | 1058.974 | 0.00747 | 957.6106 | 0
|  |  | 973.1346 | 0.00064385 | 972.7637 | 0.00010453 | 718.0009 | 0 | 973.1346 | 0.00043048 | 972.7637 | 0.002487 | 962.4995 | 0 | 972.7637 | 0.0031047 | 973.1346 | 0.0029493 | 957.8471 | 0 | 973.1346 | 0.0028972 | 973.1346 | 0.0019533 | 973.1346 | 0.0035183 | 957.8471 | 0 | 973.1346 | 0.00021049 | 972.7637 | 0.003 | 1059.1425 | 0.00759 | 1059.6009 | 0 | 1059.1425 | 0.00725 | 957.8471 | 0
|  |  | 973.3776 | 0.000832 | 973.0062 | -0.001321 | 718.1283 | 0.00146 | 973.3776 | -0.001175 | 973.0062 | -0.0078532 | 962.7404 | 0 | 973.0062 | -0.003716 | 973.3776 | 0 | 958.0837 | 0 | 973.3776 | 0 | 973.3776 | 0 | 973.3776 | 0 | 958.0837 | 0 | 973.3776 | 0 | 973.0062 | -0.00539 | 1059.3111 | 0.0041 | 1059.7712 | 1.0001e-05 | 1059.3111 | 0.00758 | 958.0837 | 0
|  |  | 973.6207 | 0.00044118 | 973.2486 | -0.00040931 | 718.2558 | 0 | 973.6207 | -4.5599e-05 | 973.2486 | 0.00063001 | 962.9813 | 0 | 973.2486 | 0.0019387 | 973.6207 | 0.0035994 | 958.3203 | 0 | 973.6207 | 0.0035279 | 973.6207 | 0.00050017 | 973.6207 | 0.0014953 | 958.3203 | 0 | 973.6207 | 0.00034846 | 973.2486 | 0.003 | 1059.4796 | 0.00784 | 1059.9416 | 0 | 1059.4796 | 0.00743 | 958.3202 | 0
|  |  | 973.8637 | 0.00040056 | 973.491 | -0.0011697 | 718.3833 | 0.00055488 | 973.8637 | -0.00053761 | 973.491 | -0.0037202 | 963.2222 | 0 | 973.491 | -0.0048181 | 973.8637 | 0 | 958.5568 | 0 | 973.8637 | 0 | 973.8637 | 0 | 973.8637 | 0 | 958.5568 | 0 | 973.8637 | 0 | 973.491 | -0.00377 | 1059.6481 | 0.00598 | 1060.1119 | 0 | 1059.6481 | 0.00767 | 958.5568 | 0
|  |  | 974.1068 | 0.00052802 | 973.7335 | 0.0011367 | 718.5108 | 0 | 974.1068 | 0.00035032 | 973.7335 | 0.0042065 | 963.4631 | 0 | 973.7335 | 0.002526 | 974.1068 | 0.0022394 | 958.7934 | 0 | 974.1068 | 0.0065999 | 974.1068 | 0.0042423 | 974.1068 | 0.0045669 | 958.7934 | 0 | 974.1068 | 0.00043885 | 973.7335 | 0.00286 | 1059.8167 | 0.00626 | 1060.2822 | 0 | 1059.8167 | 0.00736 | 958.7934 | 0
|  |  | 974.3499 | -0.00035212 | 973.9759 | -0.00017535 | 718.6382 | 0.0012 | 974.3499 | -0.00087604 | 973.9759 | -0.0069421 | 963.7041 | 0 | 973.9759 | -0.0042843 | 974.3499 | 0 | 959.03 | 0 | 974.3499 | 0 | 974.3499 | 0 | 974.3499 | 0 | 959.03 | 0 | 974.3498 | 0 | 973.9759 | -0.00591 | 1059.9852 | 0.00656 | 1060.4526 | 0 | 1059.9852 | 0.00747 | 959.03 | 0
|  |  | 974.593 | 0.00040374 | 974.2183 | -7.6574e-05 | 718.7658 | 0 | 974.593 | 0.00049692 | 974.2183 | 0.0012623 | 963.945 | 0 | 974.2183 | 0.0017578 | 974.593 | 0.0021214 | 959.2665 | 0 | 974.593 | 0.0037695 | 974.593 | 0.00076591 | 974.593 | 0.0011202 | 959.2665 | 0 | 974.593 | 0.000388 | 974.2183 | 0.00157 | 1060.1538 | 0.00733 | 1060.6229 | 0 | 1060.1538 | 0.00716 | 959.2665 | 0
|  |  | 974.8361 | -2.4714e-05 | 974.4608 | -0.00021001 | 718.8933 | 0.00102 | 974.8361 | -0.00043656 | 974.4608 | -0.0081549 | 964.186 | 0 | 974.4608 | -0.0042073 | 974.8361 | 0 | 959.5031 | 0 | 974.8361 | 0 | 974.8361 | 0 | 974.8361 | 0 | 959.5031 | 0 | 974.8361 | 0 | 974.4608 | -0.00365 | 1060.3223 | 0.00596 | 1060.7933 | 0 | 1060.3223 | 0.0074 | 959.5031 | 0
|  |  | 975.0792 | 0.0011802 | 974.7033 | -4.5101e-06 | 719.0208 | 0 | 975.0792 | -1.5129e-05 | 974.7033 | 0.0025502 | 964.4269 | 0 | 974.7033 | 0.0023489 | 975.0792 | 0.0025424 | 959.7397 | 0 | 975.0792 | 0.0041302 | 975.0792 | 0.0031261 | 975.0792 | 0.0024865 | 959.7397 | 0 | 975.0792 | 0.00021596 | 974.7033 | 0.00125 | 1060.4908 | 0.00881 | 1060.9636 | 0 | 1060.4908 | 0.00719 | 959.7397 | 0
|  |  | 975.3223 | -0.00090265 | 974.9457 | -0.00076511 | 719.1483 | 0.00097105 | 975.3223 | -0.0006197 | 974.9457 | -0.0071268 | 964.6679 | 0 | 974.9457 | -0.0036233 | 975.3223 | 0 | 959.9763 | 0 | 975.3223 | 0 | 975.3223 | 0 | 975.3223 | 0 | 959.9763 | 0 | 975.3223 | 0 | 974.9457 | -0.00346 | 1060.6594 | 0.01069 | 1061.134 | 1.0001e-05 | 1060.6594 | 0.00759 | 959.9763 | 0
|  |  | 975.5654 | 6.7712e-05 | 975.1882 | 4.2947e-05 | 719.2759 | 0 | 975.5654 | -9.6118e-05 | 975.1882 | 0.00019607 | 964.9089 | 0 | 975.1882 | 0.0021152 | 975.5654 | 0.0049658 | 960.213 | 0 | 975.5654 | 0.001358 | 975.5654 | 0.0012881 | 975.5654 | 0.0022195 | 960.213 | 0 | 975.5654 | 0.00034565 | 975.1882 | 0.00378 | 1060.8279 | 0.01004 | 1061.3043 | 6.6672e-06 | 1060.8279 | 0.00744 | 960.2129 | 0
|  |  | 975.8085 | -0.00046131 | 975.4307 | -0.00089528 | 719.4035 | 0.00191 | 975.8085 | 7.428e-05 | 975.4307 | -0.0075777 | 965.1498 | 0 | 975.4307 | -0.0044383 | 975.8085 | 0 | 960.4496 | 0 | 975.8085 | 0 | 975.8085 | 0 | 975.8085 | 0 | 960.4496 | 0 | 975.8085 | 0 | 975.4307 | -0.00337 | 1060.9964 | 0.00805 | 1061.4747 | 1.0001e-05 | 1060.9964 | 0.00788 | 960.4496 | 0
|  |  | 976.0516 | 0.0010425 | 975.6731 | -0.0006777 | 719.531 | 0 | 976.0516 | -0.00038735 | 975.6731 | -0.0005736 | 965.3908 | 0 | 975.6731 | 0.0022388 | 976.0516 | 0.003076 | 960.6862 | 0 | 976.0516 | 0.00011903 | 976.0516 | 0.0016583 | 976.0516 | 0.004046 | 960.6862 | 0 | 976.0516 | 0.00025961 | 975.6731 | 0.00268 | 1061.165 | 0.00844 | 1061.645 | 0 | 1061.165 | 0.00764 | 960.6862 | 0
|  |  | 976.2947 | -0.00095825 | 975.9156 | -8.9988e-05 | 719.6586 | 0.00093636 | 976.2947 | -0.0005672 | 975.9156 | -0.0064864 | 965.6318 | 0 | 975.9156 | -0.0037353 | 976.2947 | 0 | 960.9228 | 0 | 976.2947 | 0 | 976.2947 | 0 | 976.2947 | 0 | 960.9228 | 0 | 976.2947 | 0 | 975.9156 | -0.00555 | 1061.3335 | 0.01083 | 1061.8154 | 0 | 1061.3335 | 0.00785 | 960.9228 | 0
|  |  | 976.5379 | 0.00010778 | 976.1581 | -0.00012617 | 719.7862 | 0 | 976.5379 | 0.0003419 | 976.1581 | -0.00089912 | 965.8728 | 0 | 976.1581 | 0.0014215 | 976.5379 | 0.0036723 | 961.1594 | 0 | 976.5379 | 0.0043326 | 976.5379 | 0.0029471 | 976.5379 | 0.0024949 | 961.1594 | 0 | 976.5379 | 0.00017643 | 976.1581 | 0.00147 | 1061.502 | 0.01078 | 1061.9857 | 0 | 1061.502 | 0.00752 | 961.1594 | 0
|  |  | 976.781 | 2.0035e-05 | 976.4006 | -0.00062811 | 719.9138 | 0.00106 | 976.781 | -0.00128 | 976.4006 | -0.00095651 | 966.1138 | 0 | 976.4006 | -0.0039878 | 976.781 | 0 | 961.3961 | 0 | 976.781 | 0.001756 | 976.781 | 0 | 976.781 | 0 | 961.3961 | 0 | 976.781 | 0 | 976.4006 | -0.00252 | 1061.6706 | 0.00895 | 1062.1561 | 0 | 1061.6706 | 0.00775 | 961.3961 | 0
|  |  | 977.0242 | 0.00048051 | 976.6431 | -0.00022053 | 720.0415 | 0 | 977.0242 | 3.4914e-05 | 976.6431 | 0.0011977 | 966.3548 | 0 | 976.6431 | 0.0016239 | 977.0242 | 0.0019968 | 961.6327 | 0 | 977.0242 | 0.0044175 | 977.0242 | 0.0017135 | 977.0242 | 0.0040665 | 961.6327 | 0 | 977.0242 | 0.0002419 | 976.6431 | 0.00354 | 1061.8391 | 0.01083 | 1062.3265 | 0 | 1061.8391 | 0.00756 | 961.6327 | 0
|  |  | 977.2673 | 1.3863e-05 | 976.8856 | -0.00044063 | 720.1691 | 0.00147 | 977.2673 | -0.00069972 | 976.8856 | -0.0083642 | 966.5958 | 0 | 976.8856 | -0.0056401 | 977.2673 | 0 | 961.8694 | 0 | 977.2673 | 0 | 977.2673 | 0 | 977.2673 | 0 | 961.8694 | 0 | 977.2673 | 0 | 976.8856 | -0.00545 | 1062.0076 | 0.00746 | 1062.4968 | 0 | 1062.0076 | 0.00797 | 961.8694 | 0
|  |  | 977.5105 | 0.00071228 | 977.1281 | 0.00020356 | 720.2967 | 0 | 977.5105 | 3.6979e-05 | 977.1281 | 0.0015804 | 966.8369 | 0 | 977.1281 | 0.0029692 | 977.5105 | 0.0061413 | 962.106 | 0 | 977.5105 | 0.0020609 | 977.5105 | 0.0007052 | 977.5105 | 0.0009604 | 962.106 | 0 | 977.5105 | 0.00028503 | 977.1281 | 0.00462 | 1062.1762 | 0.00942 | 1062.6672 | 0 | 1062.1762 | 0.00797 | 962.106 | 0
|  |  | 977.7537 | -2.8302e-05 | 977.3706 | -0.0012321 | 720.4244 | 0.00187 | 977.7537 | -0.0010393 | 977.3706 | -0.0057239 | 967.0779 | 0 | 977.3706 | -0.0050372 | 977.7537 | 0 | 962.3427 | 0 | 977.7537 | 0 | 977.7537 | 0 | 977.7537 | 0 | 962.3427 | 0 | 977.7537 | 0 | 977.3706 | -0.00378 | 1062.3447 | 0.01073 | 1062.8375 | 0 | 1062.3447 | 0.00841 | 962.3427 | 0
|  |  | 977.9968 | 0.00080846 | 977.6131 | -0.00034045 | 720.5521 | 0 | 977.9968 | -0.0001264 | 977.6131 | 0.002271 | 967.3189 | 0 | 977.6131 | 0.0028684 | 977.9968 | 0.0022319 | 962.5793 | 0 | 977.9968 | 0.00036868 | 977.9968 | 0.001618 | 977.9968 | 0.00042451 | 962.5793 | 0 | 977.9968 | 0.00021337 | 977.6132 | 0.00641 | 1062.5132 | 0.0109 | 1063.0079 | 6.6672e-06 | 1062.5132 | 0.00811 | 962.5793 | 0
|  |  | 978.24 | 0.00012838 | 977.8557 | -0.00082771 | 720.6797 | 0.00137 | 978.24 | -0.00026038 | 977.8557 | -0.0064512 | 967.5599 | 0 | 977.8557 | -0.0046886 | 978.24 | 0 | 962.816 | 0 | 978.24 | 0 | 978.24 | 0 | 978.24 | 0 | 962.816 | 0 | 978.24 | 0 | 977.8557 | 0.0008559 | 1062.6817 | 0.00958 | 1063.1783 | 0 | 1062.6817 | 0.00827 | 962.816 | 0
|  |  | 978.4832 | 0.00065628 | 978.0982 | -0.00019555 | 720.8074 | 0 | 978.4832 | 0.00018757 | 978.0982 | 0.0038994 | 967.801 | 0 | 978.0982 | 0.0020335 | 978.4832 | 0.0037127 | 963.0527 | 0 | 978.4832 | 0.0027929 | 978.4832 | 0.0016992 | 978.4832 | 0.003353 | 963.0527 | 0 | 978.4832 | 0.00050752 | 978.0982 | 0.0016 | 1062.8503 | 0.00889 | 1063.3486 | 0 | 1062.8503 | 0.00798 | 963.0527 | 0
|  |  | 978.7264 | 7.4648e-05 | 978.3407 | -0.00056799 | 720.9351 | 0.00058956 | 978.7264 | 1.4099e-05 | 978.3407 | -0.008071 | 968.0421 | 0 | 978.3407 | -0.0042053 | 978.7264 | 0 | 963.2894 | 0 | 978.7264 | 0 | 978.7264 | 0 | 978.7264 | 0 | 963.2894 | 0 | 978.7264 | 0 | 978.3407 | -0.00308 | 1063.0188 | 0.00772 | 1063.519 | 0 | 1063.0188 | 0.00827 | 963.2894 | 0
|  |  | 978.9696 | 0.00071919 | 978.5833 | -0.0003318 | 721.0628 | 0 | 978.9696 | 0.00016186 | 978.5833 | -0.0004803 | 968.2831 | 0 | 978.5833 | 0.0022201 | 978.9696 | 6.9476e-05 | 963.5261 | 0 | 978.9696 | 0.0049312 | 978.9696 | 0.00060134 | 978.9696 | 0.0015788 | 963.5261 | 0 | 978.9696 | 0.00036038 | 978.5833 | 0.00299 | 1063.1873 | 0.01028 | 1063.6894 | 0 | 1063.1873 | 0.00798 | 963.5261 | 0
|  |  | 979.2128 | -0.00077277 | 978.8258 | -0.00012425 | 721.1906 | 0.00052021 | 979.2128 | -0.00036524 | 978.8258 | -0.0048129 | 968.5242 | 0 | 978.8258 | -0.0048525 | 979.2128 | 0 | 963.7628 | 0 | 979.2128 | 0 | 979.2128 | 0 | 979.2128 | 0 | 963.7628 | 0 | 979.2128 | 0 | 978.8258 | -0.00425 | 1063.3559 | 0.00784 | 1063.8598 | 0 | 1063.3559 | 0.00815 | 963.7628 | 0
|  |  | 979.456 | 0.00051143 | 979.0684 | 0.00065538 | 721.3183 | 0 | 979.456 | -0.00028895 | 979.0684 | 0.00099423 | 968.7653 | 0 | 979.0684 | 0.0020213 | 979.456 | 0.002235 | 963.9995 | 0 | 979.456 | 0.0043477 | 979.456 | 0.0042345 | 979.456 | 0.0053625 | 963.9995 | 0 | 979.456 | 0.00035525 | 979.0684 | 0.00221 | 1063.5244 | 0.01092 | 1064.0301 | 6.6672e-06 | 1063.5244 | 0.00787 | 963.9995 | 0
|  |  | 979.6992 | -4.4047e-05 | 979.3109 | -0.0012692 | 721.4461 | 0.00106 | 979.6992 | -0.00046268 | 979.3109 | -0.0075621 | 969.0063 | 0 | 979.3109 | -0.0039704 | 979.6992 | 0 | 964.2362 | 0 | 979.6992 | 0 | 979.6992 | 0 | 979.6992 | 0 | 964.2362 | 0 | 979.6992 | 0 | 979.3109 | -0.00829 | 1063.6929 | 0.00793 | 1064.2005 | 0 | 1063.6929 | 0.00802 | 964.2362 | 0
|  |  | 979.9424 | 0.00089166 | 979.5535 | 0.00025245 | 721.5738 | 0 | 979.9424 | -0.00031752 | 979.5535 | 0.0031367 | 969.2474 | 0 | 979.5535 | 0.0030014 | 979.9425 | 0.0050989 | 964.4729 | 0 | 979.9425 | 0 | 979.9424 | 0.0033239 | 979.9425 | 0.0063591 | 964.4729 | 0 | 979.9424 | 0.00044487 | 979.5535 | 0.00345 | 1063.8614 | 0.00939 | 1064.3709 | 0 | 1063.8614 | 0.00773 | 964.4729 | 0
|  |  | 980.1857 | -0.00035665 | 979.796 | -0.00020704 | 721.7016 | 0.0006936 | 980.1857 | -0.00043236 | 979.796 | -0.0064459 | 969.4886 | 0 | 979.796 | -0.0043803 | 980.1857 | 0 | 964.7096 | 0 | 980.1857 | 0 | 980.1857 | 0 | 980.1857 | 0 | 964.7096 | 0 | 980.1857 | 0 | 979.796 | -0.0037 | 1064.03 | 0.01018 | 1064.5412 | 0 | 1064.03 | 0.00798 | 964.7096 | 0
|  |  | 980.429 | 0.0010713 | 980.0386 | 0.00022973 | 721.8294 | 0 | 980.429 | -6.0966e-06 | 980.0386 | 0.0019227 | 969.7297 | 0 | 980.0386 | 0.0021802 | 980.4289 | 0.0038301 | 964.9464 | 0 | 980.4289 | 0.0026432 | 980.429 | 0.0019178 | 980.4289 | 0.0025894 | 964.9464 | 0 | 980.429 | 0.00037346 | 980.0386 | 0.00253 | 1064.1985 | 0.01294 | 1064.7116 | 0 | 1064.1985 | 0.00792 | 964.9464 | 0
|  |  | 980.6722 | -0.00027405 | 980.2812 | -0.00072112 | 721.9572 | 0.00039883 | 980.6722 | -0.0010826 | 980.2812 | -0.0037175 | 969.9708 | 0 | 980.2812 | -0.0056527 | 980.6722 | 0 | 965.183 | 0 | 980.6722 | 0 | 980.6722 | 0 | 980.6722 | 0 | 965.183 | 0 | 980.6722 | 0 | 980.2812 | -0.00196 | 1064.367 | 0.01087 | 1064.882 | 0 | 1064.367 | 0.00831 | 965.183 | 0
|  |  | 980.9154 | -4.2945e-05 | 980.5238 | 7.808e-05 | 722.085 | 0 | 980.9154 | 0.00017005 | 980.5238 | -0.0014991 | 970.2119 | 0 | 980.5238 | 0.0032471 | 980.9154 | 0.0011817 | 965.4198 | 0 | 980.9154 | 0.0043001 | 980.9154 | 0.0024704 | 980.9154 | 0.0018378 | 965.4198 | 0 | 980.9154 | 0.00029483 | 980.5238 | 0.00254 | 1064.5355 | 0.01206 | 1065.0524 | 6.6672e-06 | 1064.5355 | 0.00848 | 965.4198 | 0
|  |  | 981.1587 | 9.2533e-05 | 980.7664 | -0.00055313 | 722.2128 | 0.0006936 | 981.1587 | -0.00029885 | 980.7664 | -0.0045826 | 970.453 | 0 | 980.7664 | -0.0044895 | 981.1587 | 0 | 965.6566 | 0 | 981.1587 | 0 | 981.1587 | 0 | 981.1587 | 0 | 965.6566 | 0 | 981.1587 | 0 | 980.7663 | -0.00247 | 1064.7041 | 0.01146 | 1065.2228 | 0 | 1064.7041 | 0.00885 | 965.6566 | 0
|  |  | 981.402 | 0.00031168 | 981.0089 | 0.00022774 | 722.3406 | 0 | 981.402 | -0.00026045 | 981.0089 | -2.4229e-05 | 970.6942 | 0 | 981.0089 | 0.0031199 | 981.4019 | 0.001086 | 965.8933 | 0 | 981.4019 | 0.0013447 | 981.402 | 0.0018027 | 981.4019 | 0.002244 | 965.8933 | 0 | 981.402 | 0.00056309 | 981.0089 | 0.0036 | 1064.8726 | 0.00916 | 1065.3932 | 0 | 1064.8726 | 0.00906 | 965.8933 | 0
|  |  | 981.6452 | -0.00025981 | 981.2515 | -0.00052113 | 722.4684 | 0.00192 | 981.6452 | -0.00091933 | 981.2515 | -0.0035328 | 970.9353 | 0 | 981.2515 | -0.0045969 | 981.6452 | 0 | 966.1301 | 0 | 981.6452 | 0 | 981.6452 | 0 | 981.6452 | 0 | 966.1301 | 0 | 981.6452 | 0 | 981.2515 | -0.00163 | 1065.0411 | 0.01261 | 1065.5635 | 0 | 1065.0411 | 0.0095 | 966.1301 | 0
|  |  | 981.8885 | 0.0013511 | 981.4941 | -0.00023048 | 722.5963 | 0 | 981.8885 | -0.00015058 | 981.4941 | -0.0016053 | 971.1765 | 0 | 981.4941 | 0.002465 | 981.8885 | 0.0041429 | 966.3668 | 0 | 981.8885 | 0.007485 | 981.8885 | 0.0041183 | 981.8885 | 0.0056381 | 966.3668 | 0 | 981.8885 | 0.00024159 | 981.4941 | 0.00062402 | 1065.2096 | 0.01028 | 1065.7339 | 0 | 1065.2096 | 0.00991 | 966.3668 | 0
|  |  | 982.1318 | -6.669e-05 | 981.7367 | -0.00095724 | 722.7242 | 0.00116 | 982.1318 | -0.00089039 | 981.7367 | -0.0065573 | 971.4176 | 0 | 981.7367 | -0.0045696 | 982.1318 | 0 | 966.6036 | 0 | 982.1318 | 0 | 982.1318 | 0 | 982.1318 | 0 | 966.6036 | 0 | 982.1318 | 0 | 981.7367 | -0.00276 | 1065.3781 | 0.01326 | 1065.9043 | 0 | 1065.3781 | 0.01044 | 966.6036 | 0
|  |  | 982.3751 | 0.00088103 | 981.9793 | -0.00054388 | 722.852 | 0 | 982.3751 | -0.00062688 | 981.9793 | 5.8455e-05 | 971.6588 | 0 | 981.9793 | 0.00277 | 982.3751 | 0.0016429 | 966.8403 | 0 | 982.3751 | 0.0054116 | 982.3751 | 0 | 982.3751 | 0.0038232 | 966.8403 | 0 | 982.3751 | 0.000269 | 981.9793 | 0.00443 | 1065.5466 | 0.01287 | 1066.0747 | 6.6672e-06 | 1065.5466 | 0.0105 | 966.8403 | 0
|  |  | 982.6183 | -0.00077313 | 982.222 | -0.00063377 | 722.9799 | 0.0018 | 982.6183 | -0.0013263 | 982.222 | -0.00049201 | 971.8999 | 0 | 982.222 | -0.0048936 | 982.6184 | 0 | 967.0771 | 0 | 982.6184 | 0 | 982.6183 | 0 | 982.6184 | 0 | 967.0771 | 0 | 982.6183 | 0 | 982.222 | -0.00172 | 1065.7152 | 0.01479 | 1066.2451 | 3.0002e-05 | 1065.7152 | 0.01064 | 967.0771 | 0
|  |  | 982.8617 | -0.00021523 | 982.4646 | 0.0010234 | 723.1078 | 0 | 982.8617 | 0.00041236 | 982.4646 | 0.0020623 | 972.1411 | 0 | 982.4646 | 0.0031142 | 982.8617 | 0.0051806 | 967.3139 | 0 | 982.8617 | 0.0068524 | 982.8617 | 0.0039121 | 982.8617 | 0.0044455 | 967.3139 | 0 | 982.8617 | 0.00056617 | 982.4646 | 0.00655 | 1065.8837 | 0.0097 | 1066.4155 | 0 | 1065.8837 | 0.01046 | 967.3139 | 0
|  |  | 983.105 | -0.00025005 | 982.7072 | -0.0011918 | 723.2357 | 0.00095371 | 983.105 | -0.00056332 | 982.7072 | -0.0034889 | 972.3823 | 0 | 982.7072 | -0.0048724 | 983.105 | 0 | 967.5507 | 0 | 983.105 | 0 | 983.105 | 0 | 983.105 | 0 | 967.5507 | 0 | 983.105 | 0 | 982.7072 | -0.00736 | 1066.0522 | 0.01092 | 1066.5859 | 0 | 1066.0522 | 0.01085 | 967.5507 | 0
|  |  | 983.3483 | 0.0002877 | 982.9498 | 0.00045504 | 723.3637 | 0 | 983.3483 | 0.00021505 | 982.9498 | 0.00068401 | 972.6235 | 0 | 982.9498 | 0.0025482 | 983.3483 | 0.0034444 | 967.7875 | 0 | 983.3483 | 0.0039788 | 983.3483 | 0.0026995 | 983.3483 | 0.0022175 | 967.7875 | 0 | 983.3483 | 0.00028052 | 982.9498 | 0.00256 | 1066.2207 | 0.01318 | 1066.7563 | 0 | 1066.2207 | 0.01122 | 967.7875 | 0
|  |  | 983.5916 | -0.00033289 | 983.1925 | -0.0016345 | 723.4916 | 0.00166 | 983.5916 | -0.00022575 | 983.1925 | -0.0090118 | 972.8647 | 0 | 983.1925 | -0.0046761 | 983.5916 | 0 | 968.0243 | 0 | 983.5916 | 0 | 983.5916 | 0 | 983.5916 | 0 | 968.0243 | 0 | 983.5916 | 0 | 983.1925 | -0.00306 | 1066.3892 | 0.01408 | 1066.9267 | 0 | 1066.3892 | 0.01176 | 968.0243 | 0
|  |  | 983.835 | 0.0002448 | 983.4351 | 0.00068352 | 723.6195 | 0.00024332 | 983.835 | 0.00067442 | 983.4351 | -0.00097014 | 973.1059 | 0 | 983.4351 | 0.0032418 | 983.8349 | 0.0032259 | 968.2611 | 0 | 983.8349 | 0.0028326 | 983.835 | 0.0033155 | 983.8349 | 0.0039543 | 968.2611 | 0 | 983.835 | 0.0003829 | 983.4351 | 0.0023 | 1066.5577 | 0.01362 | 1067.0971 | 0 | 1066.5577 | 0.01166 | 968.2611 | 0
|  |  | 984.0782 | -5.7128e-05 | 983.6778 | -0.00020723 | 723.7475 | 0.00065893 | 984.0782 | -0.0009316 | 983.6778 | -0.0034564 | 973.3471 | 0 | 983.6778 | -0.0043145 | 984.0783 | 0 | 968.4979 | 0 | 984.0783 | 0 | 984.0782 | 0 | 984.0783 | 0 | 968.4979 | 0 | 984.0783 | 0 | 983.6777 | -0.00513 | 1066.7263 | 0.01219 | 1067.2675 | 1.0001e-05 | 1066.7263 | 0.01182 | 968.4979 | 0
|  |  | 984.3216 | 0.00012802 | 983.9204 | -0.00053253 | 723.8755 | 0 | 984.3216 | 6.8379e-05 | 983.9204 | -0.00034702 | 973.5883 | 0 | 983.9204 | 0.0027875 | 984.3216 | 0.0011208 | 968.7347 | 0 | 984.3216 | 0.002878 | 984.3216 | 0.0006674 | 984.3216 | 0.0028177 | 968.7347 | 0 | 984.3216 | 0.00024046 | 983.9204 | 0.00499 | 1066.8948 | 0.01528 | 1067.4379 | 0 | 1066.8948 | 0.0122 | 968.7347 | 0
|  |  | 984.5649 | -0.00085338 | 984.1631 | -0.00073802 | 724.0034 | 0.00086701 | 984.5649 | -0.00074606 | 984.1631 | -0.0050406 | 973.8295 | 0 | 984.1631 | -0.0039692 | 984.565 | 0 | 968.9716 | 0 | 984.565 | 0 | 984.5649 | 0 | 984.565 | 0 | 968.9716 | 0 | 984.5649 | 0 | 984.1631 | -0.00458 | 1067.0633 | 0.01572 | 1067.6083 | 0 | 1067.0633 | 0.01301 | 968.9716 | 0
|  |  | 984.8083 | 0.00044184 | 984.4057 | -0.00072328 | 724.1314 | 0 | 984.8083 | 0.00040813 | 984.4057 | -0.0010603 | 974.0707 | 0 | 984.4057 | 0.0019718 | 984.8083 | 0.0062473 | 969.2084 | 0 | 984.8083 | 0.00074037 | 984.8083 | 0 | 984.8083 | 0.0013548 | 969.2084 | 0 | 984.8083 | 0.00025606 | 984.4057 | 0.00017615 | 1067.2318 | 0.01519 | 1067.7787 | 0 | 1067.2318 | 0.01352 | 969.2084 | 0
|  |  | 985.0517 | 8.5008e-06 | 984.6484 | -0.0013153 | 724.2594 | 0.00031212 | 985.0517 | -0.00047481 | 984.6484 | -0.0077377 | 974.312 | 0 | 984.6484 | -0.0052659 | 985.0517 | 0 | 969.4453 | 0 | 985.0517 | 0 | 985.0517 | 0 | 985.0517 | 0 | 969.4453 | 0 | 985.0517 | 0 | 984.6484 | -0.00197 | 1067.4003 | 0.01572 | 1067.9491 | 0 | 1067.4003 | 0.01391 | 969.4452 | 0
|  |  | 985.295 | 0.00092929 | 984.891 | -0.00011703 | 724.3874 | 0 | 985.295 | -0.00032129 | 984.891 | 0.0039019 | 974.5532 | 0 | 984.891 | 0.0029009 | 985.295 | 0.0024677 | 969.6821 | 0 | 985.295 | 0.0030342 | 985.295 | 0.0011539 | 985.295 | 0 | 969.6821 | 0 | 985.295 | 0.00020684 | 984.891 | 0.00626 | 1067.5688 | 0.0147 | 1068.1195 | 0 | 1067.5688 | 0.0143 | 969.6821 | 0
|  |  | 985.5384 | -0.00029631 | 985.1337 | -8.479e-05 | 724.5155 | 0.00108 | 985.5384 | -0.00036804 | 985.1337 | -0.0059493 | 974.7945 | 0 | 985.1337 | -0.0052952 | 985.5384 | 0 | 969.9189 | 0 | 985.5384 | 0 | 985.5384 | 0 | 985.5384 | 0 | 969.9189 | 0 | 985.5384 | 0 | 985.1337 | -0.0053 | 1067.7373 | 0.01595 | 1068.2899 | 1.0001e-05 | 1067.7373 | 0.01452 | 969.9189 | 0
|  |  | 985.7818 | 2.8004e-05 | 985.3764 | 0.0004186 | 724.6435 | 0 | 985.7818 | 0.00057298 | 985.3764 | 0.002637 | 975.0358 | 0 | 985.3764 | 0.0027524 | 985.7818 | 0.0068505 | 970.1558 | 0 | 985.7818 | 0.0046703 | 985.7818 | 0.0049167 | 985.7818 | 0.0051492 | 970.1558 | 0 | 985.7818 | 0.00040535 | 985.3764 | 0.00645 | 1067.9059 | 0.01456 | 1068.4603 | 0 | 1067.9059 | 0.01485 | 970.1558 | 0
|  |  | 986.0251 | 0.00051235 | 985.6191 | -0.00055102 | 724.7716 | 0.00102 | 986.0251 | -0.0011107 | 985.6191 | -0.0042485 | 975.277 | 0 | 985.6191 | -0.005471 | 986.0252 | 0 | 970.3926 | 0 | 986.0252 | 0 | 986.0251 | 0 | 986.0252 | 0 | 970.3926 | 0 | 986.0252 | 0 | 985.6191 | -0.00584 | 1068.0744 | 0.01598 | 1068.6307 | 0 | 1068.0744 | 0.01473 | 970.3926 | 0
|  |  | 986.2686 | 0.00094385 | 985.8618 | -0.00038416 | 724.8996 | 0 | 986.2686 | 0.00016679 | 985.8618 | 0.0030985 | 975.5182 | 0 | 985.8618 | 0.0033513 | 986.2686 | 0.0039502 | 970.6295 | 0 | 986.2686 | 0.0053736 | 986.2686 | 0.0031629 | 986.2686 | 0.0028165 | 970.6295 | 0 | 986.2686 | 0.00025716 | 985.8618 | 0.00334 | 1068.2429 | 0.0141 | 1068.8011 | 0 | 1068.2429 | 0.01505 | 970.6295 | 0
|  |  | 986.512 | -0.00033085 | 986.1045 | -0.0013092 | 725.0277 | 0.00158 | 986.512 | -0.00022678 | 986.1045 | -0.007278 | 975.7596 | 0 | 986.1045 | -0.0045899 | 986.512 | 0 | 970.8664 | 0 | 986.512 | 0 | 986.512 | 0 | 986.512 | 0 | 970.8664 | 0 | 986.512 | 0 | 986.1045 | -0.00727 | 1068.4114 | 0.01593 | 1068.9715 | 1.0001e-05 | 1068.4114 | 0.01477 | 970.8664 | 0
|  |  | 986.7554 | 0.00070614 | 986.3472 | -5.2836e-05 | 725.1558 | 0 | 986.7554 | 0.00015171 | 986.3472 | 0.0011803 | 976.0009 | 0 | 986.3472 | 0.0024571 | 986.7554 | 0.0069773 | 971.1033 | 0 | 986.7554 | 0.0036071 | 986.7554 | 0.00027659 | 986.7554 | 0.0019077 | 971.1033 | 0 | 986.7554 | 0.00039649 | 986.3472 | 0.00087758 | 1068.5799 | 0.01391 | 1069.1419 | 0 | 1068.5799 | 0.01513 | 971.1033 | 0
|  |  | 986.9988 | -0.00015873 | 986.5899 | -0.00082007 | 725.2839 | 0.00084967 | 986.9988 | -0.00075352 | 986.5899 | -0.0067466 | 976.2421 | 0 | 986.5899 | -0.0050277 | 986.9988 | 0 | 971.3401 | 0 | 986.9988 | 0 | 986.9988 | 0 | 986.9988 | 0 | 971.3401 | 0 | 986.9988 | 0 | 986.5899 | -0.00574 | 1068.7484 | 0.0159 | 1069.3123 | 0 | 1068.7484 | 0.01476 | 971.3401 | 0
|  |  | 987.2422 | 0.00053451 | 986.8326 | 2.8231e-05 | 725.412 | 0 | 987.2422 | 0.00041485 | 986.8326 | 0.0042811 | 976.4835 | 0 | 986.8326 | 0.0022862 | 987.2422 | 0.0036085 | 971.577 | 0 | 987.2422 | 0.0045124 | 987.2422 | 0.0020792 | 987.2422 | 0.0054556 | 971.577 | 0 | 987.2422 | 0.00021795 | 986.8326 | 0.00432 | 1068.9169 | 0.01376 | 1069.4827 | 0 | 1068.9169 | 0.01517 | 971.577 | 0
|  |  | 987.4856 | -0.00056306 | 987.0753 | -0.00076257 | 725.5401 | 0.00097105 | 987.4856 | -0.0011665 | 987.0753 | -0.0089608 | 976.7247 | 0 | 987.0753 | -0.0053727 | 987.4856 | 0 | 971.8139 | 0 | 987.4856 | 0 | 987.4856 | 0 | 987.4856 | 0 | 971.8139 | 0 | 987.4856 | 0 | 987.0753 | -0.00386 | 1069.0854 | 0.01593 | 1069.6532 | 0 | 1069.0854 | 0.01471 | 971.8139 | 0
|  |  | 987.729 | 0.00098413 | 987.318 | 0.00069385 | 725.6682 | 0 | 987.729 | 0.00035961 | 987.318 | -0.0013865 | 976.9661 | 0 | 987.318 | 0.0021628 | 987.729 | 0.0070135 | 972.0508 | 0 | 987.729 | 0.012217 | 987.729 | 0.0055432 | 987.729 | 0.0085404 | 972.0508 | 0 | 987.729 | 0.0004066 | 987.318 | 0.00228 | 1069.2539 | 0.01378 | 1069.8236 | 0 | 1069.2539 | 0.01513 | 972.0508 | 0
|  |  | 987.9725 | -0.00015427 | 987.5607 | -0.00084022 | 725.7964 | 0.00104 | 987.9725 | -0.00079983 | 987.5607 | -0.0036906 | 977.2074 | 0 | 987.5607 | -0.00534 | 987.9725 | 0 | 972.2877 | 0 | 987.9725 | 0 | 987.9725 | 0 | 987.9725 | 0 | 972.2877 | 0 | 987.9725 | 0 | 987.5607 | -0.00337 | 1069.4224 | 0.01528 | 1069.994 | 1.0001e-05 | 1069.4224 | 0.01451 | 972.2877 | 0
|  |  | 988.2159 | 0.00050173 | 987.8035 | -0.00043685 | 725.9245 | 0 | 988.2159 | -0.00032466 | 987.8035 | -0.00056461 | 977.4487 | 0 | 987.8035 | 0.001967 | 988.2159 | 0.0075435 | 972.5247 | 0 | 988.2159 | 0.0023701 | 988.2159 | 0.0012138 | 988.2159 | 0.0028261 | 972.5247 | 0 | 988.2159 | 0.00028618 | 987.8035 | 0.00357 | 1069.5909 | 0.01406 | 1070.1644 | 0 | 1069.5909 | 0.01497 | 972.5247 | 0
|  |  | 988.4594 | -4.231e-07 | 988.0462 | -0.0010441 | 726.0527 | 0 | 988.4594 | -0.00062746 | 988.0462 | -0.006063 | 977.69 | 0 | 988.0462 | -0.0047919 | 988.4594 | 0 | 972.7615 | 0 | 988.4594 | 0 | 988.4594 | 0 | 988.4594 | 0 | 972.7615 | 0 | 988.4593 | 0 | 988.0462 | -0.00501 | 1069.7594 | 0.01551 | 1070.3348 | 0 | 1069.7594 | 0.01431 | 972.7615 | 0
|  |  | 988.7028 | 0.00025542 | 988.2889 | -0.00078899 | 726.1809 | 0 | 988.7028 | 0.00041076 | 988.2889 | -0.0037978 | 977.9314 | 0 | 988.2889 | 0.002814 | 988.7028 | 0.003013 | 972.9985 | 0 | 988.7028 | 0.00042395 | 988.7028 | 0 | 988.7028 | 0.0036319 | 972.9985 | 0 | 988.7028 | 0.00022708 | 988.2889 | 0.00086153 | 1069.9279 | 0.01373 | 1070.5053 | 0 | 1069.9279 | 0.01489 | 972.9985 | 0
|  |  | 988.9463 | 4.3258e-05 | 988.5317 | -0.001033 | 726.3091 | 0.0018 | 988.9463 | -0.0005044 | 988.5317 | -0.010145 | 978.1727 | 0 | 988.5317 | -0.0057903 | 988.9463 | 0 | 973.2354 | 0 | 988.9463 | 0 | 988.9463 | 0 | 988.9463 | 0 | 973.2354 | 0 | 988.9463 | 0 | 988.5317 | -0.00573 | 1070.0964 | 0.01523 | 1070.6757 | 0 | 1070.0964 | 0.01419 | 973.2354 | 0
|  |  | 989.1898 | 0.00073381 | 988.7744 | -0.00073465 | 726.4373 | 0 | 989.1898 | 3.9577e-05 | 988.7744 | -0.00022571 | 978.4141 | 0 | 988.7744 | 0.0028059 | 989.1897 | 0.002819 | 973.4724 | 0 | 989.1897 | 0 | 989.1898 | 0.0019495 | 989.1897 | 0.0020899 | 973.4724 | 0 | 989.1898 | 0.00032997 | 988.7744 | 0.00156 | 1070.2649 | 0.01355 | 1070.8461 | 6.6672e-06 | 1070.2649 | 0.0148 | 973.4724 | 0
|  |  | 989.4332 | 0.00011307 | 989.0172 | -0.00071357 | 726.5655 | 0.00125 | 989.4332 | -0.00078635 | 989.0172 | -0.0079474 | 978.6555 | 0 | 989.0172 | -0.0057959 | 989.4332 | 0 | 973.7093 | 0 | 989.4332 | 0 | 989.4332 | 0 | 989.4332 | 0 | 973.7093 | 0 | 989.4332 | 0 | 989.0172 | -0.00214 | 1070.4334 | 0.0157 | 1071.0166 | 0 | 1070.4334 | 0.01411 | 973.7093 | 0
|  |  | 989.6767 | 0.00059877 | 989.2599 | 7.0205e-06 | 726.6937 | 0 | 989.6767 | -0.00037883 | 989.2599 | 0.0023776 | 978.8968 | 0 | 989.2599 | 0.0022559 | 989.6767 | 0.004045 | 973.9462 | 0 | 989.6767 | 0.0048626 | 989.6767 | 0.0024226 | 989.6767 | 0.0031311 | 973.9462 | 0 | 989.6767 | 0.0004047 | 989.2599 | 0.00528 | 1070.6019 | 0.01519 | 1071.187 | 0 | 1070.6019 | 0.01478 | 973.9462 | 0
|  |  | 989.9202 | -0.00010632 | 989.5027 | -0.00078995 | 726.8219 | 0.00177 | 989.9202 | -0.00083665 | 989.5027 | -0.0103 | 979.1382 | 0 | 989.5027 | -0.0063932 | 989.9202 | 0 | 974.1832 | 0 | 989.9202 | 0 | 989.9202 | 0 | 989.9202 | 0 | 974.1832 | 0 | 989.9202 | 0 | 989.5027 | -0.0051 | 1070.7704 | 0.01598 | 1071.3574 | 0 | 1070.7704 | 0.01413 | 974.1832 | 0
|  |  | 990.1636 | 0.00053774 | 989.7455 | 0.00033726 | 726.9502 | 0 | 990.1636 | -0.00056612 | 989.7455 | 0.0008408 | 979.3796 | 0 | 989.7455 | 0.0037634 | 990.1637 | 0.0080786 | 974.4202 | 0 | 990.1637 | 0.0086042 | 990.1636 | 0.0038513 | 990.1637 | 0.0039876 | 974.4202 | 0 | 990.1636 | 0.00043404 | 989.7455 | 0.00058891 | 1070.9389 | 0.01345 | 1071.5278 | 0 | 1070.9389 | 0.01481 | 974.4202 | 0
|  |  | 990.4072 | -0.00017379 | 989.9882 | -0.0014287 | 727.0784 | 0.00102 | 990.4072 | -0.00046689 | 989.9882 | -0.011289 | 979.6209 | 0 | 989.9882 | -0.006742 | 990.4072 | 0 | 974.6571 | 0 | 990.4072 | 0 | 990.4072 | 0 | 990.4072 | 0 | 974.6571 | 0 | 990.4072 | 0 | 989.9882 | -0.00636 | 1071.1074 | 0.01546 | 1071.6983 | 0 | 1071.1074 | 0.01427 | 974.6571 | 0
|  |  | 990.6506 | 0.0007519 | 990.231 | -8.084e-05 | 727.2067 | 0 | 990.6506 | -0.00011059 | 990.231 | 0.0018773 | 979.8623 | 0 | 990.231 | 0.0024752 | 990.6507 | 0.0051797 | 974.8941 | 0 | 990.6507 | 0.00018179 | 990.6506 | 0.00038574 | 990.6507 | 0.0048768 | 974.8941 | 0 | 990.6506 | 0.00025519 | 990.231 | 0.00421 | 1071.2759 | 0.01338 | 1071.8687 | 0 | 1071.2759 | 0.01498 | 974.8941 | 0
|  |  | 990.8942 | -0.00028051 | 990.4738 | -0.0015993 | 727.335 | 0.00168 | 990.8942 | -0.00081605 | 990.4738 | -0.0062275 | 980.1038 | 0 | 990.4738 | -0.0060138 | 990.8942 | 0 | 975.131 | 0 | 990.8942 | 0 | 990.8942 | 0 | 990.8942 | 0 | 975.131 | 0 | 990.8942 | 0 | 990.4738 | -0.00575 | 1071.4444 | 0.01565 | 1072.0391 | 0 | 1071.4444 | 0.01454 | 975.131 | 0
|  |  | 991.1377 | 3.9628e-06 | 990.7166 | 0.00066387 | 727.4633 | 0 | 991.1377 | 0.00028845 | 990.7166 | 0.0044249 | 980.3452 | 0 | 990.7166 | 0.0033355 | 991.1377 | 0.01075 | 975.368 | 0 | 991.1377 | 0.0039495 | 991.1377 | 0.0044749 | 991.1377 | 0.0030914 | 975.368 | 0 | 991.1377 | 0.00026568 | 990.7166 | 0.00351 | 1071.6129 | 0.01477 | 1072.2096 | 6.6672e-06 | 1071.6129 | 0.01515 | 975.368 | 0
|  |  | 991.3812 | -0.00022222 | 990.9594 | -0.00060768 | 727.5916 | 0.00153 | 991.3812 | -0.00065691 | 990.9594 | -0.0081526 | 980.5865 | 0 | 990.9594 | -0.0062791 | 991.3812 | 0 | 975.605 | 0 | 991.3812 | 0 | 991.3812 | 0 | 991.3812 | 0 | 975.605 | 0 | 991.3812 | 0 | 990.9594 | -0.00565 | 1071.7814 | 0.01595 | 1072.38 | 0 | 1071.7814 | 0.01476 | 975.605 | 0
|  |  | 991.6248 | 0.001057 | 991.2022 | 2.7331e-06 | 727.7199 | 0 | 991.6248 | 0.00024282 | 991.2022 | 0.0049888 | 980.828 | 0 | 991.2022 | 0.0040197 | 991.6247 | 0.0073644 | 975.842 | 0 | 991.6247 | 0.0026343 | 991.6248 | 0.0017661 | 991.6247 | 0.0014489 | 975.842 | 0 | 991.6248 | 9.6135e-05 | 991.2022 | 0.00535 | 1071.9499 | 0.01417 | 1072.5504 | 0 | 1071.9499 | 0.01517 | 975.842 | 0
|  |  | 991.8683 | -0.00010296 | 991.445 | -0.001716 | 727.8483 | 0.0018 | 991.8683 | -0.0013101 | 991.445 | -0.0073017 | 981.0694 | 0 | 991.445 | -0.0062659 | 991.8683 | 0 | 976.079 | 0 | 991.8683 | 0 | 991.8683 | 0 | 991.8683 | 0 | 976.079 | 0 | 991.8683 | 0 | 991.445 | -0.00509 | 1072.1184 | 0.01583 | 1072.7209 | 0 | 1072.1184 | 0.0148 | 976.079 | 0
|  |  | 992.1118 | 0.00083302 | 991.6878 | -0.00049409 | 727.9766 | 0 | 992.1118 | 0.00077181 | 991.6878 | -0.00056283 | 981.3109 | 0 | 991.6878 | 0.0026553 | 992.1118 | 0.0035417 | 976.316 | 0 | 992.1118 | 0.0061937 | 992.1118 | 0.0020859 | 992.1118 | 0.0010609 | 976.316 | 0 | 992.1118 | 0.00026839 | 991.6878 | 0.00608 | 1072.2869 | 0.0147 | 1072.8913 | 6.6672e-06 | 1072.2869 | 0.01503 | 976.316 | 0
|  |  | 992.3553 | -0.00021282 | 991.9306 | -0.00077128 | 728.1049 | 0.00173 | 992.3553 | -0.00024355 | 991.9306 | -0.0093741 | 981.5523 | 0 | 991.9306 | -0.006308 | 992.3553 | 0 | 976.553 | 0 | 992.3553 | 0 | 992.3553 | 0 | 992.3553 | 0 | 976.553 | 0 | 992.3554 | 0 | 991.9306 | -0.00725 | 1072.4554 | 0.01591 | 1073.0618 | 1.0001e-05 | 1072.4554 | 0.0147 | 976.553 | 0
|  |  | 992.5989 | 0.00054642 | 992.1734 | -0.00021214 | 728.2333 | 0 | 992.5989 | 0.00030327 | 992.1734 | 0.0066306 | 981.7937 | 0 | 992.1734 | 0.0027866 | 992.5989 | 0.0050204 | 976.79 | 0 | 992.5989 | 0.005713 | 992.5989 | 0.0021909 | 992.5989 | 0.003383 | 976.79 | 0 | 992.5989 | 0.00038874 | 992.1734 | 0.00243 | 1072.6238 | 0.01524 | 1073.2322 | 0 | 1072.6238 | 0.0148 | 976.79 | 0
|  |  | 992.8425 | -0.00084792 | 992.4162 | -0.00035053 | 728.3617 | 0.00095371 | 992.8425 | -0.00051895 | 992.4162 | -0.0062581 | 982.0352 | 0 | 992.4162 | -0.0049121 | 992.8425 | 0 | 977.027 | 0 | 992.8425 | 0 | 992.8425 | 0 | 992.8425 | 0 | 977.027 | 0 | 992.8425 | 0 | 992.4162 | -0.00374 | 1072.7923 | 0.01581 | 1073.4027 | 1.0001e-05 | 1072.7923 | 0.01454 | 977.027 | 0
|  |  | 993.086 | 6.7616e-05 | 992.659 | -4.2202e-05 | 728.4901 | 0 | 993.086 | -0.00018199 | 992.659 | 0.001927 | 982.2767 | 0 | 992.659 | 0.0034131 | 993.086 | 0.0050452 | 977.2641 | 0 | 993.086 | 0.002651 | 993.086 | 0.00366 | 993.086 | 0.0080665 | 977.2641 | 0 | 993.086 | 0.00033617 | 992.659 | 0.00338 | 1072.9608 | 0.01366 | 1073.5731 | 0 | 1072.9608 | 0.01486 | 977.2641 | 0
|  |  | 993.3296 | -0.00027212 | 992.9019 | -0.00015038 | 728.6185 | 0.00055488 | 993.3296 | -0.00029236 | 992.9019 | -0.0054893 | 982.5181 | 0 | 992.9019 | -0.0059504 | 993.3296 | 0 | 977.5011 | 0 | 993.3296 | 0 | 993.3296 | 0 | 993.3296 | 0 | 977.5011 | 0 | 993.3296 | 0 | 992.9019 | -0.00427 | 1073.1293 | 0.01542 | 1073.7435 | 0 | 1073.1293 | 0.01474 | 977.5011 | 0
|  |  | 993.5732 | 0.00012324 | 993.1447 | -0.00042922 | 728.7469 | 0 | 993.5732 | 0.00071779 | 993.1447 | 0.00027515 | 982.7596 | 0 | 993.1447 | 0.0032584 | 993.5732 | 0.0022497 | 977.7382 | 0 | 993.5732 | 0.0027185 | 993.5732 | 0.00038542 | 993.5732 | 0.0025168 | 977.7382 | 0 | 993.5732 | 0.00031319 | 993.1447 | 0.00388 | 1073.2978 | 0.01391 | 1073.914 | 6.6672e-06 | 1073.2978 | 0.01509 | 977.7382 | 0
|  |  | 993.8168 | -0.00063236 | 993.3875 | -0.0015385 | 728.8753 | 0.00125 | 993.8168 | -0.00099115 | 993.3875 | -0.008542 | 983.0011 | 0 | 993.3875 | -0.0062493 | 993.8168 | 0 | 977.9752 | 0 | 993.8168 | 0 | 993.8168 | 0 | 993.8168 | 0 | 977.9752 | 0 | 993.8168 | 0 | 993.3875 | -0.00906 | 1073.4663 | 0.01526 | 1074.0845 | 0 | 1073.4663 | 0.01475 | 977.9752 | 0
|  |  | 994.0604 | 0.00027847 | 993.6304 | 0.00040832 | 729.0037 | 0 | 994.0604 | 0.00048624 | 993.6304 | 0.00094832 | 983.2426 | 0 | 993.6304 | 0.0022974 | 994.0603 | 0.0074242 | 978.2123 | 0 | 994.0603 | 0.0028536 | 994.0604 | 0.0027262 | 994.0603 | 0.0043063 | 978.2123 | 0 | 994.0604 | 0.00023864 | 993.6304 | 0.00456 | 1073.6348 | 0.01383 | 1074.2549 | 0 | 1073.6348 | 0.01514 | 978.2123 | 0
|  |  | 994.304 | -0.00030429 | 993.8732 | -0.0010437 | 729.1322 | 0.00194 | 994.304 | 0.00046495 | 993.8732 | -0.010931 | 983.4841 | 0 | 993.8732 | -0.0050868 | 994.3039 | 0 | 978.4493 | 0 | 994.3039 | 0 | 994.304 | 0 | 994.3039 | 0 | 978.4493 | 0 | 994.304 | 0 | 993.8732 | -0.00902 | 1073.8033 | 0.01561 | 1074.4253 | 1.0001e-05 | 1073.8033 | 0.01467 | 978.4493 | 0
|  |  | 994.5475 | 0.00037256 | 994.1161 | -0.00017003 | 729.2607 | 0 | 994.5475 | 2.2799e-05 | 994.1161 | 0.00024166 | 983.7256 | 0 | 994.1161 | 0.0033932 | 994.5475 | 0.0059675 | 978.6863 | 0 | 994.5475 | 0.00098522 | 994.5475 | 0.0018677 | 994.5475 | 0.0035848 | 978.6863 | 0 | 994.5476 | 0.00020827 | 994.1161 | 0.00218 | 1073.9717 | 0.01385 | 1074.5958 | 0 | 1073.9717 | 0.0151 | 978.6863 | 0
|  |  | 994.7911 | -7.2857e-06 | 994.3589 | -0.00053255 | 729.3891 | 0.00189 | 994.7911 | -0.00055851 | 994.3589 | -0.0057505 | 983.9671 | 0 | 994.3589 | -0.0059898 | 994.7912 | 0 | 978.9235 | 0 | 994.7912 | 0 | 994.7911 | 0 | 994.7912 | 0 | 978.9235 | 0 | 994.7911 | 0 | 994.359 | -0.0068 | 1074.1402 | 0.01537 | 1074.7663 | 0 | 1074.1402 | 0.01457 | 978.9235 | 0
|  |  | 995.0348 | 0.00010611 | 994.6018 | -0.0001325 | 729.5176 | 0 | 995.0348 | 0.00052205 | 994.6018 | -0.00075194 | 984.2086 | 0 | 994.6018 | 0.0028613 | 995.0348 | 0.003285 | 979.1605 | 0 | 995.0348 | 0.0021685 | 995.0348 | 0.0038703 | 995.0348 | 0.0095845 | 979.1605 | 0 | 995.0348 | 0.00023315 | 994.6018 | 0.00347 | 1074.3087 | 0.01371 | 1074.9367 | 0 | 1074.3087 | 0.01507 | 979.1605 | 0
|  |  | 995.2784 | -0.00052647 | 994.8447 | -0.00021671 | 729.6461 | 0.00084967 | 995.2784 | -0.00098576 | 994.8447 | -0.0078079 | 984.4501 | 0 | 994.8447 | -0.0057789 | 995.2784 | 0 | 979.3976 | 0 | 995.2784 | 0 | 995.2784 | 0 | 995.2784 | 0 | 979.3976 | 0 | 995.2784 | 0 | 994.8447 | -0.00513 | 1074.4772 | 0.01563 | 1075.1072 | 1.0001e-05 | 1074.4772 | 0.01454 | 979.3976 | 0
|  |  | 995.522 | 5.0464e-05 | 995.0876 | 0.00014558 | 729.7746 | 0 | 995.522 | 0.00034592 | 995.0876 | 0.0037827 | 984.6917 | 0 | 995.0876 | 0.0037188 | 995.522 | 0.0053055 | 979.6346 | 0 | 995.522 | 0.0094502 | 995.522 | 0.0030165 | 995.522 | 0.0029325 | 979.6346 | 0 | 995.522 | 0.00035149 | 995.0875 | 0.00343 | 1074.6457 | 0.01419 | 1075.2776 | 0 | 1074.6457 | 0.01509 | 979.6346 | 0
|  |  | 995.7656 | -0.00060264 | 995.3304 | -0.00073502 | 729.9031 | 0.00146 | 995.7656 | -9.6791e-05 | 995.3304 | -0.0074685 | 984.9332 | 0 | 995.3304 | -0.005922 | 995.7657 | 0 | 979.8718 | 0 | 995.7657 | 0 | 995.7656 | 0 | 995.7657 | 0 | 979.8718 | 0 | 995.7656 | 0 | 995.3304 | -0.00669 | 1074.8142 | 0.0159 | 1075.4481 | 3.0002e-05 | 1074.8142 | 0.01464 | 979.8718 | 0
|  |  | 996.0093 | 0.00020549 | 995.5733 | -0.0003087 | 730.0317 | 0 | 996.0093 | 0.00026422 | 995.5733 | -0.0017503 | 985.1747 | 0 | 995.5733 | 0.0036976 | 996.0093 | 0.0026499 | 980.1088 | 0 | 996.0093 | 0.002687 | 996.0093 | 0.002282 | 996.0093 | 0.0057071 | 980.1088 | 0 | 996.0093 | 0.00039777 | 995.5733 | 0.00279 | 1074.9826 | 0.01519 | 1075.6185 | 0 | 1074.9826 | 0.01516 | 980.1088 | 0
|  |  | 996.2529 | -0.00020184 | 995.8162 | -0.00032653 | 730.1602 | 0.00137 | 996.2529 | -0.00089021 | 995.8162 | -0.0090758 | 985.4163 | 0 | 995.8162 | -0.0071152 | 996.2529 | 0 | 980.3459 | 0 | 996.2529 | 0 | 996.2529 | 0 | 996.2529 | 0 | 980.3459 | 0 | 996.2529 | 0 | 995.8162 | -0.00643 | 1075.1511 | 0.01584 | 1075.789 | 1.0001e-05 | 1075.1511 | 0.01475 | 980.346 | 0
|  |  | 996.4966 | 0.00014337 | 996.0591 | -0.00012784 | 730.2887 | 0 | 996.4966 | -8.7984e-05 | 996.0591 | 0.0050572 | 985.6578 | 0 | 996.0591 | 0.0038721 | 996.4966 | 0.0057901 | 980.5831 | 0 | 996.4966 | 0.0059849 | 996.4966 | 0.0057694 | 996.4966 | 0.0068937 | 980.5831 | 0 | 996.4966 | 0.00028591 | 996.0591 | 0.00477 | 1075.3196 | 0.01503 | 1075.9595 | 0 | 1075.3196 | 0.01505 | 980.5831 | 0
|  |  | 996.7402 | 0.00011373 | 996.302 | -0.0021166 | 730.4173 | 0.00095371 | 996.7402 | -0.00084501 | 996.302 | -0.0074059 | 985.8994 | 0 | 996.302 | -0.0069874 | 996.7402 | 0 | 980.8202 | 0 | 996.7402 | 0 | 996.7402 | 0 | 996.7402 | 0 | 980.8202 | 0 | 996.7402 | 0 | 996.302 | -0.00699 | 1075.4881 | 0.016 | 1076.1299 | 0 | 1075.4881 | 0.0147 | 980.8202 | 0
|  |  | 996.9839 | 0.00040859 | 996.5449 | -0.00023352 | 730.5459 | 0 | 996.9839 | 0.000293 | 996.5449 | -0.0022484 | 986.141 | 0 | 996.5449 | 0.0040136 | 996.9839 | 0.0057439 | 981.0573 | 0 | 996.9839 | 0.0094882 | 996.9839 | 0.0030108 | 996.9839 | 0.0035176 | 981.0573 | 0 | 996.9839 | 0.00045013 | 996.5449 | -0.00044318 | 1075.6566 | 0.01452 | 1076.3004 | 0 | 1075.6566 | 0.01492 | 981.0573 | 0
|  |  | 997.2276 | -0.00036299 | 996.7878 | -0.00027268 | 730.6745 | 0.00091902 | 997.2276 | -0.000602 | 996.7878 | -0.0099169 | 986.3826 | 0 | 996.7878 | -0.005555 | 997.2276 | 0 | 981.2944 | 0 | 997.2276 | 0 | 997.2276 | 0 | 997.2276 | 0 | 981.2944 | 0 | 997.2276 | 0 | 996.7878 | -0.00189 | 1075.825 | 0.01597 | 1076.4709 | 0 | 1075.825 | 0.01469 | 981.2944 | 0
|  |  | 997.4713 | 0.00023655 | 997.0307 | -1.2957e-05 | 730.8031 | 0 | 997.4713 | 0.00070157 | 997.0307 | 0.0045207 | 986.6241 | 0 | 997.0307 | 0.0034962 | 997.4713 | 0.0031974 | 981.5316 | 0 | 997.4713 | 0.0075418 | 997.4713 | 0.0010864 | 997.4713 | 0.0064787 | 981.5316 | 0 | 997.4713 | 0.00035235 | 997.0307 | 0.00555 | 1075.9935 | 0.01487 | 1076.6413 | 0 | 1075.9935 | 0.01492 | 981.5316 | 0
|  |  | 997.715 | -0.00039752 | 997.2736 | -0.00052474 | 730.9317 | 0.00139 | 997.715 | -0.00016221 | 997.2736 | -0.0049295 | 986.8657 | 0 | 997.2736 | -0.0069401 | 997.7149 | 0 | 981.7687 | 0 | 997.7149 | 0 | 997.715 | 0 | 997.7149 | 0 | 981.7687 | 0 | 997.715 | 0 | 997.2736 | -0.00629 | 1076.162 | 0.01584 | 1076.8118 | 0 | 1076.162 | 0.01469 | 981.7687 | 0
|  |  | 997.9586 | 0.00031923 | 997.5165 | 4.9676e-05 | 731.0603 | 0 | 997.9586 | -0.00020823 | 997.5165 | 0.0016759 | 987.1073 | 0 | 997.5165 | 0.0033712 | 997.9586 | 0.003757 | 982.0058 | 0 | 997.9586 | 0.0036781 | 997.9586 | 0.0038661 | 997.9586 | 0.0020974 | 982.0058 | 0 | 997.9586 | 0.00051894 | 997.5166 | 0.00658 | 1076.3305 | 0.01429 | 1076.9823 | 0 | 1076.3305 | 0.01503 | 982.0058 | 0
|  |  | 998.2023 | -4.262e-05 | 997.7595 | -0.00067438 | 731.1889 | 0.0003468 | 998.2023 | -0.00068756 | 997.7595 | -0.003401 | 987.3489 | 0 | 997.7595 | -0.0062242 | 998.2023 | 0 | 982.243 | 0 | 998.2023 | 0 | 998.2023 | 0 | 998.2023 | 0 | 982.243 | 0 | 998.2023 | 0 | 997.7595 | -0.00427 | 1076.4989 | 0.01576 | 1077.1527 | 0 | 1076.4989 | 0.01477 | 982.243 | 0
|  |  | 998.446 | 0.00013717 | 998.0024 | -3.9862e-05 | 731.3176 | 0 | 998.446 | -0.00031917 | 998.0024 | -0.00075967 | 987.5905 | 0 | 998.0024 | 0.0044146 | 998.446 | 0.0036855 | 982.4801 | 0 | 998.446 | 0.0054663 | 998.446 | 0.0021217 | 998.446 | 0.005556 | 982.4801 | 0 | 998.446 | 0.00025778 | 998.0024 | 0.00741 | 1076.6674 | 0.01415 | 1077.3232 | 0 | 1076.6674 | 0.01515 | 982.4801 | 0
|  |  | 998.6898 | -0.00060675 | 998.2453 | -0.00071586 | 731.4463 | 0.00132 | 998.6898 | -0.0011028 | 998.2453 | -0.0093531 | 987.8322 | 0 | 998.2453 | -0.0074316 | 998.6897 | 0 | 982.7173 | 0 | 998.6897 | 0 | 998.6898 | 0 | 998.6897 | 0 | 982.7173 | 0 | 998.6898 | 0 | 998.2453 | -0.01015 | 1076.8359 | 0.01598 | 1077.4937 | 1.0001e-05 | 1076.8359 | 0.01471 | 982.7173 | 0
|  |  | 998.9335 | 6.8759e-05 | 998.4883 | 0.00048514 | 731.5749 | 0 | 998.9335 | -0.00029546 | 998.4883 | -0.0017375 | 988.0738 | 0 | 998.4883 | 0.0035005 | 998.9334 | 0.0055328 | 982.9545 | 0 | 998.9334 | 0.0029456 | 998.9335 | 0.0046006 | 998.9334 | 0.0084964 | 982.9545 | 0 | 998.9335 | 0.00029864 | 998.4883 | 0.00308 | 1077.0043 | 0.01473 | 1077.6642 | 0 | 1077.0043 | 0.01512 | 982.9545 | 0
|  |  | 999.1772 | -0.00075411 | 998.7312 | -0.00096379 | 731.7036 | 0.00084967 | 999.1772 | -0.00058312 | 998.7312 | -0.0085717 | 988.3154 | 0 | 998.7312 | -0.0076918 | 999.1772 | 0 | 983.1916 | 0 | 999.1772 | 0 | 999.1772 | 0 | 999.1772 | 0 | 983.1916 | 0 | 999.1772 | 0 | 998.7312 | -0.0058 | 1077.1728 | 0.01593 | 1077.8347 | 1.0001e-05 | 1077.1728 | 0.01464 | 983.1916 | 0
|  |  | 999.4209 | -0.00012998 | 998.9742 | 4.0024e-05 | 731.8323 | 0 | 999.4209 | 9.5447e-05 | 998.9742 | 0.0037585 | 988.5571 | 0 | 998.9742 | 0.0038052 | 999.4209 | 0.0068416 | 983.4288 | 0 | 999.4209 | 0.0081737 | 999.4209 | 0.0016806 | 999.4209 | 0.0082904 | 983.4288 | 0 | 999.4209 | 0.0002168 | 998.9742 | 0.00579 | 1077.3413 | 0.01492 | 1078.0051 | 0 | 1077.3413 | 0.01513 | 983.4288 | 0
|  |  | 999.6646 | -0.00050439 | 999.2171 | -0.0010491 | 731.961 | 0.00053755 | 999.6646 | -0.00080162 | 999.2171 | -0.0063919 | 988.7987 | 0 | 999.2171 | -0.0076469 | 999.6646 | 0 | 983.666 | 0 | 999.6646 | 0 | 999.6646 | 0 | 999.6646 | 0 | 983.666 | 0 | 999.6646 | 0 | 999.2171 | -0.00596 | 1077.5098 | 0.01579 | 1078.1756 | 1.0001e-05 | 1077.5098 | 0.01472 | 983.6659 | 0
|  |  | 999.9084 | -0.00045222 | 999.4601 | 0.00026982 | 732.0897 | 0 | 999.9084 | 0.00014298 | 999.4601 | -0.00039988 | 989.0403 | 0 | 999.4601 | 0.004826 | 999.9084 | 0.0041079 | 983.9031 | 0 | 999.9084 | 0.009493 | 999.9084 | 0.0036075 | 999.9084 | 0.0050795 | 983.9031 | 0 | 999.9084 | 0.0002001 | 999.4601 | 0.00234 | 1077.6782 | 0.01427 | 1078.3461 | 0 | 1077.6782 | 0.0152 | 983.9031 | 0
|  |  | 1000.1521 | -0.0010548 | 999.703 | -0.001049 | 732.2185 | 0.00102 | 1000.1521 | -0.00051913 | 999.703 | -0.0095376 | 989.282 | 0 | 999.703 | -0.0057456 | 1000.1521 | 0 | 984.1403 | 0 | 1000.1521 | 0 | 1000.1521 | 0 | 1000.1521 | 0 | 984.1403 | 0 | 1000.1521 | 0 | 999.703 | -0.00676 | 1077.8467 | 0.01588 | 1078.5166 | 1.0001e-05 | 1077.8467 | 0.01479 | 984.1403 | 0
|  |  | 1000.3959 | 0.00093898 | 999.946 | -0.00046393 | 732.3472 | 0 | 1000.3959 | 0.00017649 | 999.946 | 0.0074475 | 989.5237 | 0 | 999.946 | 0.0030558 | 1000.3959 | 0.0035499 | 984.3776 | 0 | 1000.3959 | 0.0046314 | 1000.3959 | 0.0032223 | 1000.3959 | 0.0047194 | 984.3776 | 0 | 1000.3959 | 0.00027676 | 999.946 | 0.00519 | 1078.0152 | 0.01394 | 1078.687 | 0 | 1078.0152 | 0.0151 | 984.3776 | 0
|  |  | 1000.6396 | -0.0011223 | 1000.189 | -0.00076731 | 732.476 | 0.00062425 | 1000.6396 | -0.00064241 | 1000.189 | -0.0076282 | 989.7653 | 0 | 1000.189 | -0.0077407 | 1000.6396 | 0 | 984.6147 | 0 | 1000.6396 | 0 | 1000.6396 | 0 | 1000.6396 | 0 | 984.6147 | 0 | 1000.6396 | 0 | 1000.189 | -0.00423 | 1078.1836 | 0.01567 | 1078.8575 | 1.0001e-05 | 1078.1836 | 0.01475 | 984.6147 | 0
|  |  | 1000.8834 | 0.00023939 | 1000.432 | 3.8479e-05 | 732.6047 | 0 | 1000.8834 | -2.3392e-05 | 1000.432 | 0.00369 | 990.007 | 0 | 1000.432 | 0.0035484 | 1000.8834 | 0.0077198 | 984.8519 | 0 | 1000.8834 | 0 | 1000.8834 | 0.0029904 | 1000.8834 | 0.00048974 | 984.8519 | 0 | 1000.8834 | 0.00020872 | 1000.432 | 0.00161 | 1078.3521 | 0.0141 | 1079.028 | 0 | 1078.3521 | 0.01502 | 984.8519 | 0
|  |  | 1001.1271 | 0.00028266 | 1000.6749 | -0.00044849 | 732.7335 | 0.00102 | 1001.1271 | -0.00096512 | 1000.6749 | -0.0066825 | 990.2487 | 0 | 1000.6749 | -0.008485 | 1001.1271 | 0 | 985.0892 | 0 | 1001.1271 | 0 | 1001.1271 | 0 | 1001.1271 | 0 | 985.0892 | 0 | 1001.1271 | 0 | 1000.6749 | -0.00493 | 1078.5205 | 0.0156 | 1079.1985 | 0 | 1078.5205 | 0.01472 | 985.0892 | 0
|  |  | 1001.3709 | 0.000389 | 1000.9179 | -0.00018408 | 732.8623 | 0 | 1001.3709 | 3.6631e-05 | 1000.9179 | 0.0055723 | 990.4904 | 0 | 1000.9179 | 0.0041532 | 1001.3709 | 0.0068866 | 985.3264 | 0 | 1001.3709 | 0.00142 | 1001.3709 | 0.0022492 | 1001.3709 | 0.0057993 | 985.3264 | 0 | 1001.3709 | 0.00024761 | 1000.9179 | 0.00657 | 1078.689 | 0.01496 | 1079.369 | 6.6672e-06 | 1078.689 | 0.01505 | 985.3264 | 0
|  |  | 1001.6147 | -0.00040767 | 1001.1609 | 1.7159e-05 | 732.9911 | 0.00045084 | 1001.6147 | -0.00083239 | 1001.1609 | -0.014888 | 990.7321 | 0 | 1001.1609 | -0.0064122 | 1001.6147 | 0 | 985.5636 | 0 | 1001.6147 | 0 | 1001.6147 | 0 | 1001.6147 | 0 | 985.5636 | 0 | 1001.6147 | 0 | 1001.1609 | -0.00342 | 1078.8575 | 0.01572 | 1079.5395 | 1.0001e-05 | 1078.8575 | 0.01474 | 985.5636 | 0
|  |  | 1001.8585 | 0.00047958 | 1001.4039 | 6.99e-05 | 733.1199 | 0 | 1001.8585 | 0.00079345 | 1001.4039 | -0.001635 | 990.9738 | 0 | 1001.4039 | 0.0044041 | 1001.8585 | 0.0030836 | 985.8008 | 0 | 1001.8585 | 0.0026345 | 1001.8585 | 0.00036877 | 1001.8585 | 0.0033629 | 985.8008 | 0 | 1001.8585 | 0.0002805 | 1001.4039 | 0.00327 | 1079.0259 | 0.01552 | 1079.71 | 0 | 1079.0259 | 0.01513 | 985.8008 | 0
|  |  | 1002.1023 | -0.0005551 | 1001.6469 | -8.7645e-05 | 733.2487 | 0.00098839 | 1002.1023 | -0.0008662 | 1001.6469 | -0.0020598 | 991.2155 | 0 | 1001.6469 | -0.0065027 | 1002.1023 | 0 | 986.0381 | 0 | 1002.1023 | 0 | 1002.1023 | 0 | 1002.1023 | 0 | 986.0381 | 0 | 1002.1023 | 0 | 1001.6469 | -0.00446 | 1079.1944 | 0.01577 | 1079.8805 | 1.0001e-05 | 1079.1944 | 0.01472 | 986.0381 | 0
|  |  | 1002.3461 | 0.00039436 | 1001.8899 | 6.4131e-06 | 733.3776 | 0 | 1002.3461 | 7.925e-05 | 1001.8899 | 0.0064578 | 991.4572 | 0 | 1001.8899 | 0.0042174 | 1002.3461 | 0.0090161 | 986.2753 | 0 | 1002.3461 | 0.010007 | 1002.3461 | 0.008498 | 1002.3461 | 0.011051 | 986.2753 | 0 | 1002.3461 | 0.00064303 | 1001.8899 | 0.00497 | 1079.3629 | 0.01424 | 1080.051 | 0 | 1079.3629 | 0.01515 | 986.2753 | 0
|  |  | 1002.5898 | -0.00063494 | 1002.1329 | -0.00050347 | 733.5064 | 0.00041617 | 1002.5898 | -0.00057348 | 1002.1329 | -0.010743 | 991.699 | 0 | 1002.1329 | -0.0070991 | 1002.5899 | 0 | 986.5126 | 0 | 1002.5899 | 0 | 1002.5898 | 0 | 1002.5899 | 0 | 986.5126 | 0 | 1002.5898 | 0 | 1002.1329 | -0.00675 | 1079.5313 | 0.01568 | 1080.2214 | 0 | 1079.5313 | 0.01477 | 986.5126 | 0
|  |  | 1002.8337 | 0.00063607 | 1002.3759 | -4.4937e-05 | 733.6353 | 0 | 1002.8337 | -5.2603e-05 | 1002.3759 | 0.0065333 | 991.9407 | 0 | 1002.3759 | 0.0031394 | 1002.8337 | 0.0039854 | 986.7498 | 0 | 1002.8337 | 0.00459 | 1002.8337 | 0.0020215 | 1002.8337 | 0.0046095 | 986.7498 | 0 | 1002.8337 | 0.0003157 | 1002.3759 | 0.00111 | 1079.6998 | 0.0145 | 1080.3919 | 0 | 1079.6998 | 0.01518 | 986.7498 | 0
|  |  | 1003.0775 | -0.00044434 | 1002.619 | -0.00027694 | 733.7642 | 8.6698e-05 | 1003.0775 | -0.00076193 | 1002.619 | -0.0057042 | 992.1824 | 0 | 1002.619 | -0.0075886 | 1003.0775 | 0 | 986.9871 | 0 | 1003.0775 | 0 | 1003.0775 | 0 | 1003.0775 | 0 | 986.9871 | 0 | 1003.0775 | 0 | 1002.619 | -0.0012 | 1079.8682 | 0.0159 | 1080.5624 | 0 | 1079.8682 | 0.01479 | 986.9871 | 0
|  |  | 1003.3214 | 0.0002407 | 1002.862 | -0.00065463 | 733.8931 | 0 | 1003.3214 | -1.2169e-05 | 1002.862 | 0.00029348 | 992.4242 | 0 | 1002.862 | 0.0021679 | 1003.3213 | 0.0013994 | 987.2244 | 0 | 1003.3213 | 0.0059793 | 1003.3214 | 0.0025899 | 1003.3213 | 0.0025017 | 987.2244 | 0 | 1003.3214 | 0.00032149 | 1002.862 | 0.0035 | 1080.0367 | 0.01436 | 1080.7329 | 0 | 1080.0367 | 0.01506 | 987.2244 | 0
|  |  | 1003.5651 | -0.00062333 | 1003.105 | -0.0011551 | 734.0219 | 0.00022542 | 1003.5651 | -0.00099771 | 1003.105 | -0.012854 | 992.6659 | 0 | 1003.105 | -0.0083816 | 1003.5652 | 0 | 987.4616 | 0 | 1003.5652 | 0 | 1003.5651 | 0 | 1003.5652 | 0 | 987.4616 | 0 | 1003.5651 | 0 | 1003.105 | -0.00828 | 1080.2051 | 0.01576 | 1080.9034 | 0 | 1080.2051 | 0.01472 | 987.4616 | 0
|  |  | 1003.809 | 0.00030825 | 1003.3481 | 0.00033418 | 734.1509 | 0 | 1003.809 | 0.00012294 | 1003.3481 | 0.0013656 | 992.9077 | 0 | 1003.3481 | 0.0057038 | 1003.809 | 0.00992 | 987.6989 | 0 | 1003.809 | 0.011482 | 1003.809 | 0.0056685 | 1003.809 | 0.011196 | 987.6989 | 0 | 1003.809 | 0.00031108 | 1003.348 | 0.00613 | 1080.3736 | 0.01471 | 1081.0739 | 6.6672e-06 | 1080.3736 | 0.01502 | 987.6989 | 0
|  |  | 1004.0529 | -0.0003279 | 1003.5911 | -0.00077031 | 734.2798 | 0.00179 | 1004.0529 | -0.00071724 | 1003.5911 | -0.012624 | 993.1495 | 0 | 1003.5911 | -0.0074336 | 1004.0528 | 0 | 987.9362 | 0 | 1004.0528 | 0 | 1004.0529 | 0 | 1004.0528 | 0 | 987.9362 | 0 | 1004.0529 | 0 | 1003.5911 | -0.00906 | 1080.5421 | 0.01577 | 1081.2444 | 0 | 1080.5421 | 0.01472 | 987.9362 | 0
|  |  | 1004.2967 | 0.00083368 | 1003.8341 | -0.000273 | 734.4087 | 0 | 1004.2967 | 0.00036386 | 1003.8341 | 0.0066259 | 993.3912 | 0 | 1003.8341 | 0.0041265 | 1004.2967 | 0.0031713 | 988.1735 | 0 | 1004.2967 | 0.0074354 | 1004.2967 | 0.0009397 | 1004.2967 | 0.00032349 | 988.1735 | 0 | 1004.2967 | 0.00016683 | 1003.8341 | 0.0081 | 1080.7105 | 0.01468 | 1081.4149 | 0 | 1080.7105 | 0.01509 | 988.1735 | 0
|  |  | 1004.5405 | -0.00080832 | 1004.0772 | 1.757e-05 | 734.5377 | 0.00116 | 1004.5405 | -0.00033422 | 1004.0772 | -0.0099002 | 993.633 | 0 | 1004.0772 | -0.0085199 | 1004.5405 | 0 | 988.4108 | 0 | 1004.5405 | 0 | 1004.5405 | 0 | 1004.5405 | 0 | 988.4108 | 0 | 1004.5405 | 0 | 1004.0772 | -0.00681 | 1080.879 | 0.01591 | 1081.5854 | 0 | 1080.879 | 0.01514 | 988.4108 | 0
|  |  | 1004.7844 | 0.0010814 | 1004.3202 | -0.00088197 | 734.6666 | 0 | 1004.7844 | -0.00059319 | 1004.3202 | -0.012306 | 993.8748 | 0 | 1004.3202 | -0.0082757 | 1004.7844 | 0 | 988.6481 | 0 | 1004.7844 | 0 | 1004.7844 | 0 | 1004.7844 | 0 | 988.6481 | 0 | 1004.7844 | 0 | 1004.3202 | -0.00885 | 1081.0474 | 0.01626 | 1081.7559 | 0 | 1081.0474 | 0.0151 | 988.6481 | 0
|  |  | 1005.0283 | 0.00056435 | 1004.5633 | 0.00012197 | 734.7956 | 0.00113 | 1005.0283 | -7.9852e-05 | 1004.5633 | 0.0074112 | 994.1166 | 0 | 1004.5633 | 0.0025608 | 1005.0283 | 0.011015 | 988.8854 | 0 | 1005.0283 | 0.0087148 | 1005.0283 | 0.0053699 | 1005.0283 | 0.0047364 | 988.8854 | 0 | 1005.0283 | 0.00025249 | 1004.5633 | 0.00554 | 1081.2159 | 0.01449 | 1081.9264 | 5.0004e-05 | 1081.2159 | 0.01511 | 988.8854 | 0
|  |  | 1005.2721 | -0.00013061 | 1004.8063 | 7.1993e-05 | 734.9246 | 0 | 1005.2721 | -0.0008587 | 1004.8063 | -0.0097667 | 994.3584 | 0 | 1004.8063 | -0.0071976 | 1005.2721 | 0 | 989.1227 | 0 | 1005.2721 | 0 | 1005.2721 | 0 | 1005.2721 | 0 | 989.1227 | 0 | 1005.2721 | 0 | 1004.8063 | -0.00373 | 1081.3843 | 0.0163 | 1082.097 | 0 | 1081.3843 | 0.01477 | 989.1227 | 0
|  |  | 1005.516 | 2.049e-05 | 1005.0494 | 0.00052392 | 735.0536 | 0.00086701 | 1005.516 | -0.0003977 | 1005.0494 | 0.00051072 | 994.6002 | 0 | 1005.0494 | 0.0044249 | 1005.516 | 0.0055058 | 989.36 | 0 | 1005.516 | 0.0068726 | 1005.516 | 0.0045677 | 1005.516 | 0.0075604 | 989.36 | 0 | 1005.516 | 0.00027582 | 1005.0494 | 0.00744 | 1081.5528 | 0.01403 | 1082.2675 | 3.0002e-05 | 1081.5528 | 0.0152 | 989.36 | 0
|  |  | 1005.7599 | -0.00058926 | 1005.2925 | -0.001102 | 735.1826 | 0 | 1005.7599 | -0.00041894 | 1005.2925 | -0.0087632 | 994.842 | 0 | 1005.2925 | -0.0085336 | 1005.7599 | 0 | 989.5973 | 0 | 1005.7599 | 0 | 1005.7599 | 0 | 1005.7599 | 0 | 989.5973 | 0 | 1005.7599 | 0 | 1005.2925 | -0.00762 | 1081.7212 | 0.01628 | 1082.438 | 0 | 1081.7212 | 0.01478 | 989.5973 | 0
|  |  | 1006.0038 | -0.00014346 | 1005.5356 | -0.00028549 | 735.3116 | 0.00041617 | 1006.0038 | 4.3654e-05 | 1005.5356 | -0.0054639 | 995.0838 | 0 | 1005.5356 | 0.0034921 | 1006.0038 | 0.0030125 | 989.8347 | 0 | 1006.0038 | 0 | 1006.0038 | 0.0034149 | 1006.0038 | 0.0036203 | 989.8347 | 0 | 1006.0038 | 0.00023311 | 1005.5356 | 0.00277 | 1081.8897 | 0.01447 | 1082.6085 | 5.0004e-05 | 1081.8897 | 0.01514 | 989.8347 | 0
|  |  | 1006.2477 | -0.00032305 | 1005.7786 | -0.00067014 | 735.4406 | 0 | 1006.2477 | -0.0010398 | 1005.7786 | -0.013676 | 995.3256 | 0 | 1005.7786 | -0.0088048 | 1006.2477 | 0 | 990.072 | 0 | 1006.2477 | 0 | 1006.2477 | 0 | 1006.2477 | 0 | 990.072 | 0 | 1006.2477 | 0 | 1005.7786 | -0.00751 | 1082.0581 | 0.01616 | 1082.779 | 0 | 1082.0581 | 0.01471 | 990.072 | 0
|  |  | 1006.4916 | 0.00076129 | 1006.0217 | -0.00020717 | 735.5697 | 0.00187 | 1006.4916 | -0.00011552 | 1006.0217 | 0.0023478 | 995.5674 | 0 | 1006.0217 | 0.0035903 | 1006.4916 | 0.012475 | 990.3093 | 0 | 1006.4916 | 0.0024278 | 1006.4916 | 0.0025447 | 1006.4916 | 0 | 990.3093 | 0 | 1006.4916 | 0.0002452 | 1006.0217 | 0.00711 | 1082.2265 | 0.01384 | 1082.9495 | 1.0001e-05 | 1082.2265 | 0.01514 | 990.3093 | 0
|  |  | 1006.7355 | 0.00023896 | 1006.2648 | -0.00043039 | 735.6987 | 0 | 1006.7355 | -0.00053218 | 1006.2648 | -0.016614 | 995.8093 | 0 | 1006.2648 | -0.0071848 | 1006.7355 | 0 | 990.5466 | 0 | 1006.7355 | 0 | 1006.7355 | 0 | 1006.7355 | 0 | 990.5466 | 0 | 1006.7355 | 0 | 1006.2648 | -0.00214 | 1082.395 | 0.01586 | 1083.12 | 0 | 1082.395 | 0.01469 | 990.5466 | 0
|  |  | 1006.9794 | 0.00021247 | 1006.5079 | -4.4743e-05 | 735.8278 | 0.00101 | 1006.9794 | 0.00044821 | 1006.5079 | 0.0084155 | 996.0511 | 0 | 1006.5079 | 0.0053592 | 1006.9794 | 0.0046077 | 990.784 | 0 | 1006.9794 | 0.0082729 | 1006.9794 | 0.0012923 | 1006.9794 | 0.0027561 | 990.784 | 0 | 1006.9794 | 0.0004751 | 1006.5079 | 0.00702 | 1082.5634 | 0.01414 | 1083.2905 | 3.0002e-05 | 1082.5634 | 0.01515 | 990.784 | 0
|  |  | 1007.2233 | -0.00028152 | 1006.751 | -0.00046353 | 735.9569 | 0 | 1007.2233 | -0.000638 | 1006.751 | -0.014474 | 996.293 | 0 | 1006.751 | -0.0080889 | 1007.2233 | 0 | 991.0214 | 0 | 1007.2233 | 0 | 1007.2233 | 0 | 1007.2233 | 0 | 991.0214 | 0 | 1007.2233 | 0 | 1006.751 | -0.00848 | 1082.7319 | 0.01601 | 1083.461 | 0 | 1082.7319 | 0.0147 | 991.0214 | 0
|  |  | 1007.4672 | 0.00025235 | 1006.9941 | -0.00062668 | 736.086 | 0.00142 | 1007.4672 | 0.00029652 | 1006.9941 | 0.0073559 | 996.5349 | 0 | 1006.9941 | 0.0023367 | 1007.4672 | 0.0042011 | 991.2587 | 0 | 1007.4672 | 0.0055234 | 1007.4672 | 0.00057682 | 1007.4672 | 0.011122 | 991.2587 | 0 | 1007.4672 | 0.00010486 | 1006.9941 | 0.0081 | 1082.9003 | 0.01357 | 1083.6316 | 5.0004e-05 | 1082.9003 | 0.01514 | 991.2587 | 0
|  |  | 1007.7112 | -0.00068076 | 1007.2372 | -0.00026648 | 736.2151 | 0 | 1007.7112 | -0.00064652 | 1007.2372 | -0.0088991 | 996.7767 | 0 | 1007.2372 | -0.010202 | 1007.7112 | 0 | 991.4961 | 0 | 1007.7112 | 0 | 1007.7112 | 0 | 1007.7112 | 0 | 991.4961 | 0 | 1007.7112 | 0 | 1007.2372 | -0.00456 | 1083.0687 | 0.01594 | 1083.8021 | 0 | 1083.0687 | 0.01476 | 991.4961 | 0
|  |  | 1007.9551 | -5.3284e-05 | 1007.4803 | -0.00046677 | 736.3442 | 0.0007803 | 1007.9551 | 0.00024194 | 1007.4803 | 0.0059619 | 997.0186 | 0 | 1007.4803 | 0.0044575 | 1007.9551 | 0.0044534 | 991.7335 | 0 | 1007.9551 | 0.0062792 | 1007.9551 | 0.0066206 | 1007.9551 | 0.0065448 | 991.7335 | 0 | 1007.9551 | 0.00047517 | 1007.4803 | 0.00752 | 1083.2372 | 0.01428 | 1083.9726 | 1.0001e-05 | 1083.2372 | 0.01516 | 991.7335 | 0
|  |  | 1008.199 | -0.00066315 | 1007.7234 | -0.00082065 | 736.4733 | 0 | 1008.199 | -0.00069409 | 1007.7234 | -0.0079182 | 997.2605 | 0 | 1007.7234 | -0.0086022 | 1008.1991 | 0 | 991.9708 | 0 | 1008.1991 | 0 | 1008.199 | 0 | 1008.1991 | 0 | 991.9708 | 0 | 1008.199 | 0 | 1007.7234 | -0.00823 | 1083.4056 | 0.01624 | 1084.1431 | 0 | 1083.4056 | 0.0148 | 991.9708 | 0
|  |  | 1008.443 | 0.0011659 | 1007.9666 | -0.00017044 | 736.6024 | 0.00132 | 1008.443 | -0.00014223 | 1007.9666 | 0.0051323 | 997.5024 | 0 | 1007.9666 | 0.0049594 | 1008.443 | 0.0045534 | 992.2082 | 0 | 1008.443 | 0.0084453 | 1008.443 | 0.0042806 | 1008.443 | 0.011814 | 992.2082 | 0 | 1008.443 | 0.00018512 | 1007.9666 | 0.00852 | 1083.5741 | 0.01377 | 1084.3136 | 3.0002e-05 | 1083.5741 | 0.01516 | 992.2082 | 0
|  |  | 1008.687 | -0.00026421 | 1008.2097 | 0.00026403 | 736.7316 | 0 | 1008.687 | -0.0004953 | 1008.2097 | -0.0046533 | 997.7443 | 0 | 1008.2097 | -0.0080422 | 1008.687 | 0 | 992.4456 | 0 | 1008.687 | 0 | 1008.687 | 0 | 1008.687 | 0 | 992.4456 | 0 | 1008.687 | 0 | 1008.2097 | -0.0073 | 1083.7425 | 0.01624 | 1084.4841 | 0 | 1083.7425 | 0.01478 | 992.4456 | 0
|  |  | 1008.9309 | 0.00052124 | 1008.4528 | -0.00038208 | 736.8607 | 0.00137 | 1008.9309 | 0.00015927 | 1008.4528 | -0.0046194 | 997.9861 | 0 | 1008.4528 | 0.0044601 | 1008.9309 | 0.0063573 | 992.683 | 0 | 1008.9309 | 0.0063175 | 1008.9309 | 0.0034089 | 1008.9309 | 0 | 992.683 | 0 | 1008.9309 | 0.00029877 | 1008.4528 | 0.0057 | 1083.9109 | 0.01382 | 1084.6547 | 1.0001e-05 | 1083.9109 | 0.01512 | 992.683 | 0
|  |  | 1009.1749 | -0.00059376 | 1008.6959 | -1.7212e-05 | 736.9899 | 0 | 1009.1749 | -0.00018972 | 1008.6959 | -0.0086411 | 998.2281 | 0 | 1008.6959 | -0.0084079 | 1009.1749 | 0 | 992.9204 | 0 | 1009.1749 | 0 | 1009.1749 | 0 | 1009.1749 | 0 | 992.9204 | 0 | 1009.1749 | 0 | 1008.696 | -0.00604 | 1084.0794 | 0.01645 | 1084.8252 | 0 | 1084.0794 | 0.01471 | 992.9204 | 0
|  |  | 1009.4189 | 5.5117e-05 | 1008.9391 | 6.6847e-06 | 737.1191 | 0.00101 | 1009.4189 | 0.00029857 | 1008.9391 | -0.0010549 | 998.47 | 0 | 1008.9391 | 0.004601 | 1009.4189 | 0.0069357 | 993.1578 | 0 | 1009.4189 | 0.01442 | 1009.4189 | 0.0071458 | 1009.4189 | 0.0090262 | 993.1578 | 0 | 1009.4189 | 0.00046169 | 1008.9391 | 0.01011 | 1084.2478 | 0.01366 | 1084.9957 | 6.9993e-05 | 1084.2478 | 0.01512 | 993.1578 | 0
|  |  | 1009.6628 | -0.00030276 | 1009.1822 | -0.00063069 | 737.2483 | 0 | 1009.6628 | -0.000655 | 1009.1822 | -0.015028 | 998.7119 | 0 | 1009.1822 | -0.0095781 | 1009.6628 | 0 | 993.3952 | 0 | 1009.6628 | 0 | 1009.6628 | 0 | 1009.6628 | 0 | 993.3952 | 0 | 1009.6628 | 0 | 1009.1822 | -0.01099 | 1084.4162 | 0.01607 | 1085.1662 | 0 | 1084.4162 | 0.01475 | 993.3952 | 0
|  |  | 1009.9068 | 0.001137 | 1009.4254 | -0.00067854 | 737.3775 | 0.00108 | 1009.9068 | 9.6689e-05 | 1009.4254 | 0.0059802 | 998.9539 | 0 | 1009.4254 | 0.0057063 | 1009.9068 | 0 | 993.6326 | 0 | 1009.9068 | 0 | 1009.9068 | 0 | 1009.9068 | 0.008492 | 993.6326 | 0 | 1009.9068 | 0.00028234 | 1009.4254 | 0.0041 | 1084.5847 | 0.01514 | 1085.3368 | 3.0002e-05 | 1084.5847 | 0.01517 | 993.6326 | 0
|  |  | 1010.1508 | 0.00017476 | 1009.6685 | -0.0014891 | 737.5067 | 0 | 1010.1508 | -0.001039 | 1009.6685 | -0.010572 | 999.1957 | 0 | 1009.6685 | -0.01212 | 1010.1508 | 0 | 993.8701 | 0 | 1010.1508 | 0 | 1010.1508 | 0 | 1010.1508 | 0 | 993.8701 | 0 | 1010.1508 | 0 | 1009.6685 | -0.00771 | 1084.7531 | 0.01637 | 1085.5073 | 0 | 1084.7531 | 0.01477 | 993.8701 | 0
|  |  | 1010.3948 | 0.00061361 | 1009.9117 | 0.00033071 | 737.636 | 0.00144 | 1010.3948 | 0.00046473 | 1009.9117 | -0.0051932 | 999.4377 | 0 | 1009.9117 | 0.0047777 | 1010.3948 | 0.004409 | 994.1075 | 0 | 1010.3948 | 0.00089842 | 1010.3948 | 0.0041373 | 1010.3948 | 0.0046373 | 994.1075 | 0 | 1010.3948 | 0.00032421 | 1009.9117 | 0.00789 | 1084.9215 | 0.01345 | 1085.6778 | 5.0004e-05 | 1084.9215 | 0.01515 | 994.1075 | 0
|  |  | 1010.6388 | -0.00054646 | 1010.1548 | -0.0013402 | 737.7652 | 0 | 1010.6388 | -0.0009943 | 1010.1548 | -0.016278 | 999.6796 | 0 | 1010.1548 | -0.0090033 | 1010.6388 | 0 | 994.3449 | 0 | 1010.6388 | 0 | 1010.6388 | 0 | 1010.6388 | 0 | 994.3449 | 0 | 1010.6388 | 0 | 1010.1549 | -0.00423 | 1085.09 | 0.01593 | 1085.8484 | 0 | 1085.09 | 0.01473 | 994.3449 | 0
|  |  | 1010.8828 | 0.0003338 | 1010.398 | 2.5353e-05 | 737.8945 | 0.00071094 | 1010.8828 | 0.00021039 | 1010.398 | -0.0007783 | 999.9216 | 0 | 1010.398 | 0.0042585 | 1010.8828 | 0.0051379 | 994.5823 | 0 | 1010.8828 | 0.0044411 | 1010.8828 | 0.004458 | 1010.8828 | 0.0081333 | 994.5823 | 0 | 1010.8828 | 0.00025944 | 1010.398 | 0.01002 | 1085.2584 | 0.01373 | 1086.0189 | 1.0001e-05 | 1085.2584 | 0.01511 | 994.5823 | 0
|  |  | 1011.1268 | 3.6441e-05 | 1010.6412 | -0.0010202 | 738.0237 | 0 | 1011.1268 | -0.0011107 | 1010.6412 | -0.018157 | 1000.1636 | 0 | 1010.6412 | -0.010099 | 1011.1268 | 0 | 994.8198 | 0 | 1011.1268 | 0 | 1011.1268 | 0 | 1011.1268 | 0 | 994.8198 | 0 | 1011.1268 | 0 | 1010.6412 | -0.00438 | 1085.4268 | 0.01617 | 1086.1894 | 0 | 1085.4268 | 0.01469 | 994.8198 | 0
|  |  | 1011.3709 | 4.3836e-05 | 1010.8844 | -6.6958e-06 | 738.153 | 0.00065893 | 1011.3709 | -0.00010816 | 1010.8844 | 0.0079674 | 1000.4055 | 0 | 1010.8844 | 0.0049409 | 1011.3709 | 0 | 995.0573 | 0 | 1011.3709 | 0.0058251 | 1011.3709 | 0.0035907 | 1011.3709 | 0.0065754 | 995.0573 | 0 | 1011.3709 | 0.00032774 | 1010.8844 | 0.00616 | 1085.5952 | 0.01491 | 1086.36 | 3.0002e-05 | 1085.5952 | 0.01512 | 995.0572 | 0
|  |  | 1011.6149 | -0.00051989 | 1011.1275 | 0.00034128 | 738.2823 | 0 | 1011.6149 | -0.00022036 | 1011.1275 | -0.0096611 | 1000.6475 | 0 | 1011.1275 | -0.0084858 | 1011.6149 | 0 | 995.2947 | 0 | 1011.6149 | 0 | 1011.6149 | 0 | 1011.6149 | 0 | 995.2947 | 0 | 1011.6149 | 0 | 1011.1275 | -0.00688 | 1085.7637 | 0.01554 | 1086.5305 | 0 | 1085.7637 | 0.01468 | 995.2947 | 0
|  |  | 1011.8589 | 0.00040454 | 1011.3707 | 1.7045e-05 | 738.4116 | 0.0014 | 1011.8589 | 1.6919e-05 | 1011.3707 | 0.0032028 | 1000.8895 | 0 | 1011.3707 | 0.005539 | 1011.8589 | 0.0070696 | 995.5322 | 0 | 1011.8589 | 0.0093301 | 1011.8589 | 0.0055207 | 1011.8589 | 0.0069864 | 995.5322 | 0 | 1011.859 | 0.00031895 | 1011.3707 | 0.00728 | 1085.9321 | 0.01477 | 1086.701 | 5.0004e-05 | 1085.9321 | 0.01512 | 995.5322 | 0
|  |  | 1012.103 | -0.00023532 | 1011.6139 | -0.0015304 | 738.5409 | 0 | 1012.103 | -0.00096151 | 1011.6139 | -0.016679 | 1001.1315 | 0 | 1011.6139 | -0.011248 | 1012.103 | 0 | 995.7696 | 0 | 1012.103 | 0 | 1012.103 | 0 | 1012.103 | 0 | 995.7696 | 0 | 1012.103 | 0 | 1011.6139 | -0.00797 | 1086.1005 | 0.01616 | 1086.8716 | 0 | 1086.1005 | 0.01471 | 995.7696 | 0
|  |  | 1012.347 | 0.00057867 | 1011.8571 | 0.00030417 | 738.6703 | 0.00177 | 1012.347 | -0.00048632 | 1011.8571 | 0.0046102 | 1001.3735 | 0 | 1011.8571 | 0.0065659 | 1012.347 | 0.0024477 | 996.0071 | 0 | 1012.347 | 0.00058051 | 1012.347 | 0.0083882 | 1012.347 | 0.012186 | 996.0071 | 0 | 1012.347 | 0.00027401 | 1011.8571 | 0.00735 | 1086.2689 | 0.01444 | 1087.0421 | 6.9993e-05 | 1086.2689 | 0.01517 | 996.0071 | 0
|  |  | 1012.5911 | -8.1139e-05 | 1012.1003 | -0.0002286 | 738.7996 | 0 | 1012.5911 | -0.00066372 | 1012.1003 | -0.014399 | 1001.6155 | 0 | 1012.1003 | -0.010705 | 1012.5911 | 0 | 996.2446 | 0 | 1012.5911 | 0 | 1012.5911 | 0 | 1012.5911 | 0 | 996.2446 | 0 | 1012.5911 | 0 | 1012.1003 | -0.0084 | 1086.4374 | 0.01638 | 1087.2127 | 0 | 1086.4374 | 0.0148 | 996.2446 | 0
|  |  | 1012.8351 | -0.00018191 | 1012.3435 | -4.0968e-05 | 738.929 | 0.00257 | 1012.8351 | -0.00012166 | 1012.3435 | -0.0012509 | 1001.8575 | 0 | 1012.3435 | 0.0056395 | 1012.8351 | 0.006778 | 996.4821 | 0 | 1012.8351 | 0.0041745 | 1012.8351 | 0.0066383 | 1012.8351 | 0.00434 | 996.4821 | 0 | 1012.8351 | 0.00028922 | 1012.3435 | 0.00677 | 1086.6058 | 0.01391 | 1087.3832 | 5.0004e-05 | 1086.6058 | 0.01515 | 996.4821 | 0
|  |  | 1013.0792 | -0.00060294 | 1012.5867 | -0.00072876 | 739.0584 | 0 | 1013.0792 | -0.00070326 | 1012.5867 | -0.023347 | 1002.0995 | 0 | 1012.5867 | -0.0097633 | 1013.0792 | 0 | 996.7195 | 0 | 1013.0792 | 0 | 1013.0792 | 0 | 1013.0792 | 0 | 996.7195 | 0 | 1013.0792 | 0 | 1012.5867 | -0.00468 | 1086.7742 | 0.01623 | 1087.5537 | 0 | 1086.7742 | 0.01479 | 996.7195 | 0
|  |  | 1013.3232 | 0.00093748 | 1012.8299 | -2.3207e-05 | 739.1877 | 0.00168 | 1013.3232 | -0.00017428 | 1012.8299 | 0.0029142 | 1002.3415 | 0 | 1012.8299 | 0.0058113 | 1013.3232 | 0.0079658 | 996.957 | 0 | 1013.3232 | 0.0084701 | 1013.3232 | 0.0057121 | 1013.3232 | 0.0066816 | 996.957 | 0 | 1013.3232 | 0.00038485 | 1012.8299 | 0.00579 | 1086.9426 | 0.01403 | 1087.7243 | 1.0001e-05 | 1086.9426 | 0.01511 | 996.957 | 0
|  |  | 1013.5673 | -0.00088127 | 1013.0731 | -0.00075551 | 739.3171 | 0 | 1013.5673 | 7.195e-05 | 1013.0731 | -0.006213 | 1002.5835 | 0 | 1013.0731 | -0.011286 | 1013.5673 | 0 | 997.1945 | 0 | 1013.5673 | 0 | 1013.5673 | 0 | 1013.5673 | 0 | 997.1945 | 0 | 1013.5673 | 0 | 1013.0731 | -0.01136 | 1087.111 | 0.01614 | 1087.8948 | 0 | 1087.111 | 0.01477 | 997.1945 | 0
|  |  | 1013.8114 | 0.00026577 | 1013.3164 | -0.00041429 | 739.4465 | 0.00093636 | 1013.8114 | 0.0002295 | 1013.3164 | 0.0047598 | 1002.8256 | 0 | 1013.3164 | 0.0044337 | 1013.8114 | 0.0087828 | 997.432 | 0 | 1013.8114 | 0.0014936 | 1013.8114 | 0.00087857 | 1013.8114 | 0.006736 | 997.432 | 0 | 1013.8114 | 0.00036575 | 1013.3164 | -0.00205 | 1087.2794 | 0.01456 | 1088.0654 | 3.0002e-05 | 1087.2794 | 0.01514 | 997.432 | 0
|  |  | 1014.0555 | -0.00033029 | 1013.5596 | -0.001104 | 739.5759 | 0 | 1014.0555 | -0.00057662 | 1013.5596 | -0.016064 | 1003.0676 | 0 | 1013.5596 | -0.012796 | 1014.0555 | 0 | 997.6696 | 0 | 1014.0555 | 0 | 1014.0555 | 0 | 1014.0555 | 0 | 997.6696 | 0 | 1014.0555 | 0 | 1013.5596 | -0.01058 | 1087.4479 | 0.0163 | 1088.2359 | 0 | 1087.4479 | 0.0147 | 997.6696 | 0
|  |  | 1014.2996 | 0.00066795 | 1013.8028 | -0.00012847 | 739.7054 | 0.00052021 | 1014.2996 | 0.0004703 | 1013.8028 | -0.0017986 | 1003.3096 | 0 | 1013.8028 | 0.0056518 | 1014.2996 | 0 | 997.907 | 0 | 1014.2996 | 0.012757 | 1014.2996 | 0.0029523 | 1014.2996 | 0.0094788 | 997.907 | 0 | 1014.2996 | 0.00015223 | 1013.8028 | 0.00446 | 1087.6163 | 0.01442 | 1088.4065 | 6.9993e-05 | 1087.6163 | 0.01507 | 997.907 | 0
|  |  | 1014.5437 | -0.00022888 | 1014.046 | -0.0010342 | 739.8348 | 0 | 1014.5437 | -0.0010571 | 1014.046 | -0.013922 | 1003.5517 | 0 | 1014.046 | -0.010485 | 1014.5437 | 0 | 998.1446 | 0 | 1014.5437 | 0 | 1014.5437 | 0 | 1014.5437 | 0 | 998.1446 | 0 | 1014.5437 | 0 | 1014.046 | -0.017 | 1087.7847 | 0.01628 | 1088.577 | 0 | 1087.7847 | 0.01451 | 998.1446 | 0
|  |  | 1014.7878 | -3.3963e-05 | 1014.2893 | -0.00082129 | 739.9643 | 0.00217 | 1014.7878 | 0.00029414 | 1014.2893 | -0.0032287 | 1003.7938 | 0 | 1014.2893 | 0.0031596 | 1014.7878 | 0.009995 | 998.3821 | 0 | 1014.7878 | 0.0074234 | 1014.7878 | 0.0071457 | 1014.7878 | 0.0014043 | 998.3821 | 0 | 1014.7878 | 0.0003691 | 1014.2893 | 0.00498 | 1087.9531 | 0.0143 | 1088.7476 | 3.0002e-05 | 1087.9531 | 0.01497 | 998.3821 | 0
|  |  | 1015.0319 | -5.9894e-05 | 1014.5325 | -0.00098395 | 740.0937 | 0 | 1015.0319 | -0.00058305 | 1014.5325 | -0.012316 | 1004.0358 | 0 | 1014.5325 | -0.0097813 | 1015.0319 | 0 | 998.6196 | 0 | 1015.0319 | 0 | 1015.0319 | 0 | 1015.0319 | 0 | 998.6196 | 0 | 1015.0319 | 0 | 1014.5325 | -0.00691 | 1088.1215 | 0.0163 | 1088.9181 | 0 | 1088.1215 | 0.01429 | 998.6196 | 0
|  |  | 1015.276 | 0.0002304 | 1014.7758 | 0.00020377 | 740.2232 | 0.00158 | 1015.276 | -0.00029491 | 1014.7758 | 0.00079745 | 1004.2779 | 0 | 1014.7758 | 0.0085204 | 1015.276 | 0.002829 | 998.8572 | 0 | 1015.276 | 0.0075787 | 1015.276 | 0.0064908 | 1015.276 | 0.0094403 | 998.8572 | 0 | 1015.276 | 0.0001873 | 1014.7758 | 0.00721 | 1088.2899 | 0.01335 | 1089.0887 | 3.0002e-05 | 1088.2899 | 0.01479 | 998.8572 | 0
|  |  | 1015.5201 | -0.00034833 | 1015.019 | -0.00078611 | 740.3527 | 0 | 1015.5201 | -0.00065165 | 1015.019 | -0.022953 | 1004.52 | 0 | 1015.019 | -0.01268 | 1015.5201 | 0 | 999.0947 | 0 | 1015.5201 | 0 | 1015.5201 | 0 | 1015.5201 | 0 | 999.0947 | 0 | 1015.5201 | 0 | 1015.019 | -0.01201 | 1088.4583 | 0.01561 | 1089.2592 | 0 | 1088.4583 | 0.01418 | 999.0947 | 0
|  |  | 1015.7643 | 0.00020434 | 1015.2623 | -0.0006145 | 740.4822 | 0.00106 | 1015.7643 | -1.9924e-05 | 1015.2623 | -0.0040412 | 1004.762 | 0 | 1015.2623 | 0.0047748 | 1015.7643 | 0.003219 | 999.3323 | 0 | 1015.7643 | 0.0025501 | 1015.7643 | 0.0067532 | 1015.7643 | 0.0030563 | 999.3323 | 0 | 1015.7643 | 0.00030165 | 1015.2623 | 0.00235 | 1088.6267 | 0.01398 | 1089.4298 | 3.0002e-05 | 1088.6267 | 0.01482 | 999.3323 | 0
|  |  | 1016.0084 | -0.0005452 | 1015.5055 | 8.5912e-08 | 740.6117 | 0 | 1016.0084 | -0.00067598 | 1015.5055 | -0.016221 | 1005.0041 | 0 | 1015.5055 | -0.0099378 | 1016.0084 | 0 | 999.5698 | 0 | 1016.0084 | 0 | 1016.0084 | 0 | 1016.0084 | 0 | 999.5698 | 0 | 1016.0084 | 0 | 1015.5055 | -0.00041307 | 1088.7952 | 0.01596 | 1089.6003 | 0 | 1088.7952 | 0.01426 | 999.5698 | 0
|  |  | 1016.2526 | 0.0010417 | 1015.7488 | 0.0005881 | 740.7412 | 0.00186 | 1016.2526 | -7.7033e-05 | 1015.7488 | 0.0025794 | 1005.2462 | 0 | 1015.7488 | 0.0034885 | 1016.2525 | 0.007017 | 999.8074 | 0 | 1016.2525 | 0.016643 | 1016.2526 | 0.0099017 | 1016.2525 | 0.0079664 | 999.8074 | 0 | 1016.2526 | 0.00037428 | 1015.7488 | 0.00666 | 1088.9636 | 0.01336 | 1089.7709 | 3.0002e-05 | 1088.9636 | 0.01487 | 999.8074 | 0
|  |  | 1016.4967 | -8.3925e-05 | 1015.9921 | -0.0013411 | 740.8708 | 0 | 1016.4967 | -0.0014541 | 1015.9921 | -0.010868 | 1005.4883 | 0 | 1015.9921 | -0.01232 | 1016.4967 | 0 | 1000.0449 | 0 | 1016.4967 | 0 | 1016.4967 | 0 | 1016.4967 | 0 | 1000.0449 | 0 | 1016.4967 | 0 | 1015.9921 | -0.01141 | 1089.132 | 0.01608 | 1089.9415 | 0 | 1089.132 | 0.01439 | 1000.0449 | 0
|  |  | 1016.7408 | -0.00033428 | 1016.2353 | -0.00086205 | 741.0003 | 0.00248 | 1016.7408 | 0.000195 | 1016.2353 | 0.008035 | 1005.7305 | 0 | 1016.2353 | 0.0054696 | 1016.7408 | 0.0079034 | 1000.2825 | 0 | 1016.7408 | 0.0017013 | 1016.7408 | 0.0026078 | 1016.7408 | 0.0097132 | 1000.2825 | 0 | 1016.7409 | 0.00029165 | 1016.2354 | 0.00219 | 1089.3004 | 0.01445 | 1090.112 | 3.0002e-05 | 1089.3004 | 0.01501 | 1000.2825 | 0
|  |  | 1016.985 | 5.5995e-05 | 1016.4786 | 0.00041277 | 741.1299 | 0 | 1016.985 | -0.00073728 | 1016.4786 | -0.012923 | 1005.9726 | 0 | 1016.4786 | -0.010638 | 1016.985 | 0 | 1000.5201 | 0 | 1016.985 | 0 | 1016.985 | 0 | 1016.985 | 0 | 1000.5201 | 0 | 1016.985 | 0 | 1016.4786 | -0.00596 | 1089.4688 | 0.01635 | 1090.2826 | 0 | 1089.4688 | 0.01451 | 1000.5201 | 0
|  |  | 1017.2292 | 0.00037461 | 1016.7219 | 8.9075e-05 | 741.2595 | 0.00118 | 1017.2292 | 0.000652 | 1016.7219 | -0.004566 | 1006.2147 | 0 | 1016.7219 | 0.0081745 | 1017.2292 | 0 | 1000.7577 | 0 | 1017.2292 | 0 | 1017.2292 | 0.0071096 | 1017.2292 | 0 | 1000.7577 | 0 | 1017.2292 | 0.0001277 | 1016.7219 | 0.00784 | 1089.6372 | 0.01347 | 1090.4531 | 3.0002e-05 | 1089.6372 | 0.01505 | 1000.7577 | 0
|  |  | 1017.4733 | 8.7551e-05 | 1016.9652 | 9.1565e-05 | 741.389 | 0 | 1017.4733 | -0.00013535 | 1016.9652 | -0.011613 | 1006.4568 | 0 | 1016.9652 | -0.010517 | 1017.4733 | 0 | 1000.9952 | 0 | 1017.4733 | 0 | 1017.4733 | 0 | 1017.4733 | 0 | 1000.9952 | 0 | 1017.4733 | 0 | 1016.9652 | -0.00899 | 1089.8056 | 0.01603 | 1090.6237 | 0 | 1089.8056 | 0.0146 | 1000.9952 | 0
|  |  | 1017.7175 | 0.00053994 | 1017.2085 | 0.00026246 | 741.5186 | 0.00039883 | 1017.7175 | -0.00019911 | 1017.2085 | 0.00042494 | 1006.699 | 0 | 1017.2085 | 0.0071451 | 1017.7175 | 0 | 1001.2328 | 0 | 1017.7175 | 0 | 1017.7175 | 0.0046475 | 1017.7175 | 0 | 1001.2328 | 0 | 1017.7175 | 0.0003048 | 1017.2085 | 0.00553 | 1089.974 | 0.01419 | 1090.7942 | 3.0002e-05 | 1089.974 | 0.01513 | 1001.2328 | 0
|  |  | 1017.9617 | 0.00039331 | 1017.4518 | -0.0010025 | 741.6482 | 0 | 1017.9617 | -0.0010567 | 1017.4518 | -0.014276 | 1006.9411 | 0 | 1017.4518 | -0.012713 | 1017.9617 | 0 | 1001.4705 | 0 | 1017.9617 | 0 | 1017.9617 | 0 | 1017.9617 | 0 | 1001.4705 | 0 | 1017.9617 | 0 | 1017.4518 | -0.01337 | 1090.1424 | 0.01621 | 1090.9648 | 0 | 1090.1424 | 0.0147 | 1001.4705 | 0
|  |  | 1018.2059 | 0.00071845 | 1017.6951 | -5.8072e-05 | 741.7779 | 0.0012 | 1018.2059 | 0.00016067 | 1017.6951 | 0.010901 | 1007.1833 | 0 | 1017.6951 | 0.0058144 | 1018.2059 | 0 | 1001.7081 | 0 | 1018.2059 | 0 | 1018.2059 | 0.0060737 | 1018.2059 | 0 | 1001.7081 | 0 | 1018.2059 | 0.00022716 | 1017.6951 | 0.01369 | 1090.3108 | 0.01428 | 1091.1354 | 3.0002e-05 | 1090.3108 | 0.01516 | 1001.7081 | 0
|  |  | 1018.4501 | 0.00048521 | 1017.9384 | -0.0014109 | 741.9075 | 0 | 1018.4501 | 1.2316e-05 | 1017.9384 | -0.022874 | 1007.4254 | 0 | 1017.9384 | -0.014845 | 1018.4501 | 0 | 1001.9457 | 0 | 1018.4501 | 0 | 1018.4501 | 0 | 1018.4501 | 0 | 1001.9457 | 0 | 1018.4501 | 0 | 1017.9384 | -0.01142 | 1090.4792 | 0.01642 | 1091.3059 | 0 | 1090.4792 | 0.01476 | 1001.9457 | 0
|  |  | 1018.6943 | 0.00096134 | 1018.1817 | 0.00058122 | 742.0371 | 0.00058956 | 1018.6943 | 0.00053698 | 1018.1817 | 0.011484 | 1007.6676 | 0 | 1018.1817 | 0.0073631 | 1018.6943 | 0 | 1002.1833 | 0 | 1018.6943 | 0 | 1018.6943 | 0.0064592 | 1018.6943 | 0 | 1002.1833 | 0 | 1018.6943 | 9.9715e-05 | 1018.1817 | 0.01247 | 1090.6476 | 0.01454 | 1091.4765 | 3.0002e-05 | 1090.6476 | 0.01517 | 1002.1833 | 0
|  |  | 1018.9385 | 7.0361e-06 | 1018.425 | -0.00052875 | 742.1668 | 0 | 1018.9385 | -0.00061979 | 1018.425 | -0.009846 | 1007.9097 | 0 | 1018.425 | -0.011107 | 1018.9385 | 0 | 1002.4209 | 0 | 1018.9385 | 0 | 1018.9385 | 0 | 1018.9385 | 0 | 1002.4209 | 0 | 1018.9385 | 0 | 1018.425 | -0.00627 | 1090.816 | 0.01617 | 1091.6471 | 0 | 1090.816 | 0.01478 | 1002.4209 | 0
|  |  | 1019.1827 | 0.0008246 | 1018.6683 | 0.00036943 | 742.2965 | 0.00116 | 1019.1827 | -0.0001873 | 1018.6683 | 0.0018442 | 1008.1519 | 0 | 1018.6683 | 0.008834 | 1019.1827 | 0 | 1002.6585 | 0 | 1019.1827 | 0 | 1019.1827 | 0.006715 | 1019.1827 | 0 | 1002.6585 | 0 | 1019.1827 | 0.00033742 | 1018.6683 | 0.00038238 | 1090.9844 | 0.01437 | 1091.8176 | 1.0001e-05 | 1090.9844 | 0.01516 | 1002.6585 | 0
|  |  | 1019.4269 | 0.00057542 | 1018.9116 | -0.00081179 | 742.4262 | 0 | 1019.4269 | -0.0006565 | 1018.9116 | -0.022122 | 1008.3941 | 0 | 1018.9116 | -0.011722 | 1019.4269 | 0 | 1002.8962 | 0 | 1019.4269 | 0 | 1019.4269 | 0 | 1019.4269 | 0 | 1002.8962 | 0 | 1019.4269 | 0 | 1018.9116 | -0.00417 | 1091.1528 | 0.01626 | 1091.9882 | 0 | 1091.1528 | 0.0148 | 1002.8962 | 0
|  |  | 1019.6711 | 0.00060021 | 1019.155 | 0.00034552 | 742.5559 | 0.00158 | 1019.6711 | -0.00034656 | 1019.155 | 0.0031832 | 1008.6363 | 0 | 1019.155 | 0.01071 | 1019.6711 | 0 | 1003.1338 | 0 | 1019.6711 | 0 | 1019.6711 | 0.0069361 | 1019.6711 | 0 | 1003.1338 | 0 | 1019.6711 | 0.00028187 | 1019.155 | 0.00694 | 1091.3212 | 0.01507 | 1092.1588 | 1.0001e-05 | 1091.3212 | 0.01515 | 1003.1338 | 0
|  |  | 1019.9153 | -6.6785e-05 | 1019.3983 | -0.00052479 | 742.6856 | 0 | 1019.9153 | -0.00043629 | 1019.3983 | -0.015797 | 1008.8785 | 0 | 1019.3983 | -0.012591 | 1019.9153 | 0 | 1003.3714 | 0 | 1019.9153 | 0 | 1019.9153 | 0 | 1019.9153 | 0 | 1003.3714 | 0 | 1019.9153 | 0 | 1019.3983 | -0.00834 | 1091.4896 | 0.01619 | 1092.3294 | 0 | 1091.4896 | 0.01477 | 1003.3714 | 0
|  |  | 1020.1596 | 0.00097416 | 1019.6416 | -0.0001501 | 742.8153 | 0.0014 | 1020.1596 | 0.00020421 | 1019.6416 | -0.0019387 | 1009.1207 | 0 | 1019.6416 | 0.0059112 | 1020.1596 | 0 | 1003.6091 | 0 | 1020.1596 | 0 | 1020.1596 | 0.0032944 | 1020.1596 | 0 | 1003.6091 | 0 | 1020.1596 | 0.00027391 | 1019.6416 | 0.00566 | 1091.6579 | 0.0141 | 1092.4999 | 5.0004e-05 | 1091.6579 | 0.01512 | 1003.6091 | 0
|  |  | 1020.4038 | -0.00089292 | 1019.885 | -0.00052133 | 742.945 | 0 | 1020.4038 | -0.00040801 | 1019.885 | -0.020079 | 1009.3629 | 0 | 1019.885 | -0.01323 | 1020.4038 | 0 | 1003.8467 | 0 | 1020.4038 | 0 | 1020.4038 | 0 | 1020.4038 | 0 | 1003.8467 | 0 | 1020.4038 | 0 | 1019.885 | 0 | 1091.8263 | 0.0164 | 1092.6705 | 0 | 1091.8263 | 0.0148 | 1003.8467 | 0
|  |  | 1020.6481 | 0.00047587 | 1020.1283 | -0.00075369 | 743.0748 | 0.00153 | 1020.6481 | -0.00018095 | 1020.1283 | -0.0099824 | 1009.6052 | 0 | 1020.1283 | 0.0050045 | 1020.6481 | 0 | 1004.0844 | 0 | 1020.6481 | 0 | 1020.6481 | 0.0040531 | 1020.6481 | 0 | 1004.0844 | 0 | 1020.6481 | 0.00017963 | 1020.1283 | 0 | 1091.9947 | 0.01435 | 1092.8411 | 3.0002e-05 | 1091.9947 | 0.01514 | 1004.0844 | 0
|  |  | 1020.8923 | -0.00067749 | 1020.3717 | -0.00078596 | 743.2045 | 0 | 1020.8923 | -0.00068353 | 1020.3717 | -0.021183 | 1009.8474 | 0 | 1020.3717 | -0.013102 | 1020.8923 | 0 | 1004.322 | 0 | 1020.8923 | 0 | 1020.8923 | 0 | 1020.8923 | 0 | 1004.322 | 0 | 1020.8923 | 0 | 1020.3717 | 0 | 1092.1631 | 0.01633 | 1093.0117 | 0 | 1092.1631 | 0.01479 | 1004.322 | 0
|  |  | 1021.1366 | 0.00084971 | 1020.615 | -0.00028411 | 743.3343 | 0.00177 | 1021.1366 | 3.9446e-06 | 1020.615 | 0.011184 | 1010.0896 | 0 | 1020.615 | 0.0081392 | 1021.1366 | 0 | 1004.5597 | 0 | 1021.1366 | 0 | 1021.1366 | 0.0065625 | 1021.1366 | 0 | 1004.5597 | 0 | 1021.1366 | 0.0002037 | 1020.615 | 0 | 1092.3315 | 0.0137 | 1093.1822 | 5.0004e-05 | 1092.3315 | 0.01514 | 1004.5597 | 0
|  |  | 1021.3809 | -5.3908e-05 | 1020.8584 | -0.00016641 | 743.4641 | 0 | 1021.3809 | -0.00011232 | 1020.8584 | -0.020061 | 1010.3318 | 0 | 1020.8584 | -0.011624 | 1021.3808 | 0 | 1004.7974 | 0 | 1021.3808 | 0 | 1021.3809 | 0 | 1021.3808 | 0 | 1004.7974 | 0 | 1021.3809 | 0 | 1020.8584 | 0 | 1092.4999 | 0.01605 | 1093.3528 | 0 | 1092.4999 | 0.01478 | 1004.7974 | 0
|  |  | 1021.6251 | 0.00082182 | 1021.1017 | -0.00087288 | 743.5939 | 0.00046818 | 1021.6251 | -0.00018985 | 1021.1017 | 0.0085291 | 1010.5741 | 0 | 1021.1017 | 0.0050988 | 1021.6251 | 0 | 1005.0351 | 0 | 1021.6251 | 0 | 1021.6251 | 0.00088018 | 1021.6251 | 0 | 1005.0351 | 0 | 1021.6251 | 0.00037924 | 1021.1017 | 0 | 1092.6683 | 0.01468 | 1093.5234 | 5.0004e-05 | 1092.6683 | 0.01514 | 1005.0351 | 0
|  |  | 1021.8694 | -0.00040008 | 1021.3451 | -0.00040229 | 743.7237 | 0 | 1021.8694 | -0.00082224 | 1021.3451 | -0.022895 | 1010.8163 | 0 | 1021.3451 | -0.012772 | 1021.8694 | 0 | 1005.2728 | 0 | 1021.8694 | 0 | 1021.8694 | 0 | 1021.8694 | 0 | 1005.2728 | 0 | 1021.8694 | 0 | 1021.3451 | 0 | 1092.8366 | 0.01617 | 1093.694 | 0 | 1092.8366 | 0.0148 | 1005.2728 | 0
|  |  | 1022.1136 | 0.00040283 | 1021.5885 | 0.00015703 | 743.8535 | 0.0012 | 1022.1136 | 1.4496e-05 | 1021.5885 | 0.0063331 | 1011.0586 | 0 | 1021.5885 | 0.0055162 | 1022.1137 | 0 | 1005.5104 | 0 | 1022.1137 | 0 | 1022.1136 | 0.0051975 | 1022.1137 | 0 | 1005.5104 | 0 | 1022.1137 | 0.00023329 | 1021.5885 | 0 | 1093.005 | 0.01481 | 1093.8646 | 5.0004e-05 | 1093.005 | 0.01519 | 1005.5104 | 0
|  |  | 1022.358 | 0.00041407 | 1021.8318 | -9.0531e-05 | 743.9833 | 0 | 1022.358 | -0.00035558 | 1021.8318 | 0 | 1011.3008 | 0 | 1021.8318 | 0 | 1022.358 | 0 | 1005.7482 | 0 | 1022.358 | 0 | 1022.358 | 0 | 1022.358 | 0 | 1005.7482 | 0 | 1022.358 | 0 | 1021.8319 | 0 | 1093.1734 | 0.01617 | 1094.0351 | 0 | 1093.1734 | 0.0148 | 1005.7482 | 0
|  |  | 1022.6022 | 9.9158e-06 | 1022.0752 | 4.6131e-05 | 744.1132 | 0.00147 | 1022.6022 | -2.7116e-06 | 1022.0752 | 0 | 1011.5431 | 0 | 1022.0752 | 0 | 1022.6022 | 0 | 1005.9858 | 0 | 1022.6022 | 0 | 1022.6022 | 0.0071804 | 1022.6022 | 0 | 1005.9858 | 0 | 1022.6022 | 0.00028998 | 1022.0752 | 0 | 1093.3418 | 0.01484 | 1094.2057 | 3.0002e-05 | 1093.3418 | 0.01514 | 1005.9858 | 0
|  |  | 1022.8466 | -0.00014042 | 1022.3186 | -0.0012607 | 744.243 | 0 | 1022.8466 | -0.00054879 | 1022.3186 | 0 | 1011.7854 | 0 | 1022.3186 | 0 | 1022.8465 | 0 | 1006.2236 | 0 | 1022.8465 | 0 | 1022.8466 | 0 | 1022.8465 | 0 | 1006.2236 | 0 | 1022.8466 | 0 | 1022.3186 | 0 | 1093.5102 | 0.01607 | 1094.3763 | 0 | 1093.5102 | 0.01478 | 1006.2236 | 0
|  |  | 1023.0908 | 0.00089918 | 1022.562 | -0.0002783 | 744.3729 | 0.00177 | 1023.0908 | -0.00049715 | 1022.562 | 0 | 1012.0276 | 0 | 1022.562 | 0 | 1023.0909 | 0 | 1006.4612 | 0 | 1023.0909 | 0 | 1023.0908 | 0.0035199 | 1023.0909 | 0 | 1006.4612 | 0 | 1023.0908 | 0.0005034 | 1022.562 | 0 | 1093.6785 | 0.01419 | 1094.5469 | 6.9993e-05 | 1093.6785 | 0.01515 | 1006.4612 | 0
|  |  | 1023.3351 | -0.00013397 | 1022.8054 | -0.00089577 | 744.5028 | 0 | 1023.3351 | -0.00013522 | 1022.8054 | 0 | 1012.27 | 0 | 1022.8054 | 0 | 1023.3352 | 0 | 1006.699 | 0 | 1023.3352 | 0 | 1023.3351 | 0 | 1023.3352 | 0 | 1006.699 | 0 | 1023.3351 | 0 | 1022.8054 | 0 | 1093.8469 | 0.01617 | 1094.7175 | 0 | 1093.8469 | 0.01476 | 1006.699 | 0
|  |  | 1023.5795 | 0.00040089 | 1023.0488 | -0.00050749 | 744.6327 | 0.00149 | 1023.5795 | 0.00024112 | 1023.0488 | 0 | 1012.5123 | 0 | 1023.0488 | 0 | 1023.5795 | 0 | 1006.9367 | 0 | 1023.5795 | 0 | 1023.5795 | 0 | 1023.5795 | 0 | 1006.9367 | 0 | 1023.5795 | 0.00020423 | 1023.0488 | 0 | 1094.0153 | 0.01403 | 1094.8881 | 5.0004e-05 | 1094.0153 | 0.01513 | 1006.9367 | 0
|  |  | 1023.8238 | 2.0703e-05 | 1023.2922 | -0.00077844 | 744.7626 | 0 | 1023.8238 | -0.0012043 | 1023.2922 | 0 | 1012.7546 | 0 | 1023.2922 | 0 | 1023.8238 | 0 | 1007.1744 | 0 | 1023.8238 | 0 | 1023.8238 | 0 | 1023.8238 | 0 | 1007.1744 | 0 | 1023.8238 | 0 | 1023.2922 | 0 | 1094.1837 | 0.01621 | 1095.0587 | 0 | 1094.1837 | 0.01473 | 1007.1744 | 0
|  |  | 1024.0681 | 0.00030548 | 1023.5356 | -0.00012644 | 744.8925 | 0.00123 | 1024.0681 | 0.00020074 | 1023.5356 | 0 | 1012.9968 | 0 | 1023.5356 | 0 | 1024.0681 | 0 | 1007.4122 | 0 | 1024.0681 | 0 | 1024.0681 | 0.0049259 | 1024.0681 | 0 | 1007.4122 | 0 | 1024.0681 | 0.00022654 | 1023.5356 | 0 | 1094.352 | 0.014 | 1095.2293 | 1.0001e-05 | 1094.352 | 0.01513 | 1007.4122 | 0
|  |  | 1024.3125 | -0.00047153 | 1023.779 | -0.00048748 | 745.0224 | 0 | 1024.3125 | -0.00042091 | 1023.779 | 0 | 1013.2392 | 0 | 1023.779 | 0 | 1024.3125 | 0 | 1007.6499 | 0 | 1024.3125 | 0 | 1024.3125 | 0 | 1024.3125 | 0 | 1007.6499 | 0 | 1024.3125 | 0 | 1023.779 | 0 | 1094.5204 | 0.01637 | 1095.3999 | 0 | 1094.5204 | 0.01475 | 1007.6499 | 0
|  |  | 1024.5568 | 0.0002324 | 1024.0224 | 0.00020925 | 745.1524 | 0.00165 | 1024.5568 | -0.00032339 | 1024.0224 | 0 | 1013.4815 | 0 | 1024.0224 | 0 | 1024.5568 | 0 | 1007.8876 | 0 | 1024.5568 | 0 | 1024.5568 | 0.0089767 | 1024.5568 | 0 | 1007.8876 | 0 | 1024.5568 | 0.00035196 | 1024.0224 | 0 | 1094.6888 | 0.01416 | 1095.5704 | 5.0004e-05 | 1094.6888 | 0.01516 | 1007.8876 | 0
|  |  | 1024.8011 | -0.00077529 | 1024.2658 | -0.00091411 | 745.2823 | 0 | 1024.8011 | -0.00031657 | 1024.2658 | 0 | 1013.7238 | 0 | 1024.2658 | 0 | 1024.8011 | 0 | 1008.1254 | 0 | 1024.8011 | 0 | 1024.8011 | 0 | 1024.8011 | 0 | 1008.1254 | 0 | 1024.8012 | 0 | 1024.2658 | 0 | 1094.8572 | 0.01624 | 1095.741 | 0 | 1094.8572 | 0.01473 | 1008.1254 | 0
|  |  | 1025.0455 | 0.001299 | 1024.5093 | -0.00070265 | 745.4123 | 0.0012 | 1025.0455 | 7.4809e-05 | 1024.5093 | 0 | 1013.9661 | 0 | 1024.5093 | 0 | 1025.0455 | 0 | 1008.3632 | 0 | 1025.0455 | 0 | 1025.0455 | 3.1733e-06 | 1025.0455 | 0 | 1008.3632 | 0 | 1025.0455 | 0.00031281 | 1024.5093 | 0 | 1095.0255 | 0.01372 | 1095.9116 | 5.0004e-05 | 1095.0255 | 0.01513 | 1008.3632 | 0
|  |  | 1025.2898 | -0.00069707 | 1024.7527 | -0.0011135 | 745.5423 | 0 | 1025.2898 | -0.00054725 | 1024.7527 | 0 | 1014.2085 | 0 | 1024.7527 | 0 | 1025.2898 | 0 | 1008.6009 | 0 | 1025.2898 | 0 | 1025.2898 | 0 | 1025.2898 | 0 | 1008.6009 | 0 | 1025.2898 | 0 | 1024.7527 | 0 | 1095.1939 | 0.01624 | 1096.0822 | 0 | 1095.1939 | 0.01466 | 1008.6009 | 0
|  |  | 1025.5342 | 0.00077405 | 1024.9961 | -0.00097333 | 745.6723 | 0.00142 | 1025.5342 | 0.00058411 | 1024.9961 | 0 | 1014.4509 | 0 | 1024.9961 | 0 | 1025.5342 | 0 | 1008.8387 | 0 | 1025.5342 | 0 | 1025.5342 | 6.3856e-06 | 1025.5342 | 0 | 1008.8387 | 0 | 1025.5342 | 0.00040052 | 1024.9961 | 0 | 1095.3623 | 0.0138 | 1096.2528 | 6.9993e-05 | 1095.3623 | 0.01511 | 1008.8387 | 0
|  |  | 1025.7786 | 1.3073e-05 | 1025.2395 | -0.00047055 | 745.8023 | 0 | 1025.7786 | -0.00075205 | 1025.2395 | 0 | 1014.6932 | 0 | 1025.2395 | 0 | 1025.7786 | 0 | 1009.0765 | 0 | 1025.7786 | 0 | 1025.7786 | 0 | 1025.7786 | 0 | 1009.0765 | 0 | 1025.7786 | 0 | 1025.2395 | 0 | 1095.5306 | 0.01645 | 1096.4234 | 0 | 1095.5306 | 0.01471 | 1009.0765 | 0
|  |  | 1026.0229 | -0.00014011 | 1025.483 | 0.00033982 | 745.9323 | 0.00229 | 1026.0229 | 0.00050221 | 1025.483 | 0 | 1014.9355 | 0 | 1025.483 | 0 | 1026.023 | 0 | 1009.3142 | 0 | 1026.023 | 0 | 1026.0229 | 7.7222e-06 | 1026.023 | 0 | 1009.3142 | 0 | 1026.023 | 0.0005151 | 1025.483 | 0 | 1095.699 | 0.01445 | 1096.594 | 5.0004e-05 | 1095.699 | 0.01519 | 1009.3142 | 0
|  |  | 1026.2673 | 1.4987e-05 | 1025.7264 | -0.00090697 | 746.0623 | 0 | 1026.2673 | -0.00054826 | 1025.7264 | 0 | 1015.1779 | 0 | 1025.7264 | 0 | 1026.2673 | 0 | 1009.552 | 0 | 1026.2673 | 0 | 1026.2673 | 0 | 1026.2673 | 0 | 1009.552 | 0 | 1026.2673 | 0 | 1025.7264 | 0 | 1095.8673 | 0.01617 | 1096.7646 | 0 | 1095.8673 | 0.01307 | 1009.552 | 0
|  |  | 1026.5117 | 0.00064976 | 1025.9699 | 0.00013596 | 746.1924 | 0.00057222 | 1026.5117 | 0.00058938 | 1025.9699 | 0 | 1015.4203 | 0 | 1025.9699 | 0 | 1026.5117 | 0 | 1009.7898 | 0 | 1026.5117 | 0 | 1026.5117 | 5.1082e-06 | 1026.5117 | 0 | 1009.7898 | 0 | 1026.5117 | 0.00041395 | 1025.9699 | 0 | 1096.0357 | 0.00971 | 1096.9352 | 3.0002e-05 | 1096.0357 | 0.00836 | 1009.7898 | 0
|  |  | 1026.7561 | -0.00036413 | 1026.2133 | -0.0029609 | 746.3224 | 0 | 1026.7561 | -0.00069849 | 1026.2133 | 0 | 1015.6627 | 0 | 1026.2133 | 0 | 1026.7561 | 0 | 1010.0276 | 0 | 1026.7561 | 0 | 1026.7561 | 0 | 1026.7561 | 0 | 1010.0276 | 0 | 1026.7561 | 0 | 1026.2133 | 0 | 1096.2041 | 0.00045705 | 1097.1058 | 0 | 1096.2041 | 0.00327 | 1010.0276 | 0
|  |  | 1027.0005 | 0.0008438 | 1026.4568 | -0.0018794 | 746.4525 | 0.00029479 | 1027.0005 | -0.000693 | 1026.4568 | 0 | 1015.9051 | 0 | 1026.4568 | 0 | 1027.0005 | 0 | 1010.2654 | 0 | 1027.0005 | 0 | 1027.0005 | 0 | 1027.0005 | 0 | 1010.2654 | 0 | 1027.0005 | 0 | 1026.4568 | 0 | 1096.3724 | 0 | 1097.2764 | 6.9993e-05 | 1096.3724 | 0.00022355 | 1010.2654 | 0
|  |  | 1027.2449 | -0.00071141 | 1026.7002 | -0.0026374 | 746.5825 | 0 | 1027.2449 | -0.00039235 | 1026.7002 | 0 | 1016.1475 | 0 | 1026.7002 | 0 | 1027.2449 | 0 | 1010.5032 | 0 | 1027.2449 | 0 | 1027.2449 | 0 | 1027.2449 | 0 | 1010.5032 | 0 | 1027.2449 | 0 | 1026.7002 | 0 | 1096.5408 | 0 | 1097.447 | 0 | 1096.5408 | 0.0002081 | 1010.5032 | 0
|  |  | 1027.4893 | 5.5163e-05 | 1026.9437 | -0.0022129 | 746.7126 | 0.00102 | 1027.4893 | 0.0003719 | 1026.9437 | 0 | 1016.3898 | 0 | 1026.9437 | 0 | 1027.4893 | 0 | 1010.741 | 0 | 1027.4893 | 0 | 1027.4893 | 0 | 1027.4893 | 0 | 1010.741 | 0 | 1027.4893 | 0 | 1026.9437 | 0 | 1096.7091 | 5.2751e-05 | 1097.6176 | 6.9993e-05 | 1096.7091 | 0.00018544 | 1010.741 | 0
|  |  | 1027.7338 | 5.6668e-05 | 1027.1872 | -0.002802 | 746.8427 | 0 | 1027.7338 | -0.00034963 | 1027.1872 | 0 | 1016.6323 | 0 | 1027.1872 | 0 | 1027.7337 | 0 | 1010.9788 | 0 | 1027.7337 | 0 | 1027.7338 | 0 | 1027.7337 | 0 | 1010.9788 | 0 | 1027.7338 | 0 | 1027.1872 | 0 | 1096.8775 | 0 | 1097.7882 | 0 | 1096.8775 | 0.00024441 | 1010.9788 | 0
|  |  | 1027.9781 | 0.00063828 | 1027.4306 | -0.0020809 | 746.9729 | 0.00076297 | 1027.9781 | 0.00053103 | 1027.4306 | 0 | 1016.8747 | 0 | 1027.4306 | 0 | 1027.9782 | 0 | 1011.2166 | 0 | 1027.9782 | 0 | 1027.9781 | 0 | 1027.9782 | 0 | 1011.2166 | 0 | 1027.9781 | 4.3508e-05 | 1027.4306 | 0 | 1097.0459 | 0.00068578 | 1097.9588 | 6.9993e-05 | 1097.0459 | 0.0002648 | 1011.2166 | 0

## Integration (hidden)
LED Item # | M365L2 |  | M365L3 |  | M365LP1 |  | M385L2 |  | M385LP1 |  | M405L3 |  | M405LP1 |  | M455L4 |  | M470L5 |  | M505L4 |  | M530L4 |  | M590L4 |  | M617L5 |  | M625L4 |  | M660L3 |  | M780L3 |  | M850L3 |  | M940L3 |  | MCWHL8-C2
| Area Under Normalized Curve |  | Area Under Normalized Curve |  | Area Under Normalized Curve |  | Area Under Normalized Curve |  | Area Under Normalized Curve |  | Area Under Normalized Curve |  | Area Under Normalized Curve |  | Area Under Normalized Curve |  | Area Under Normalized Curve |  | Area Under Normalized Curve |  | Area Under Normalized Curve |  | Area Under Normalized Curve |  | Area Under Normalized Curve |  | Area Under Normalized Curve |  | Area Under Normalized Curve |  | Area Under Normalized Curve |  | Area Under Normalized Curve |  | Area Under Normalized Curve |  | Area Under Normalized Curve
| Total | 9.7188 | Total | 12.0411 | Total | 13.4132 | Total | 12.562 | Total | 13.4323 | Total | 16.0289 | Total | 16.3791 | Total | 22.729 | Total | 32.5337 | Total | 40.986 | Total | 41.3202 | Total | 19.7106 | Total | 21.3383 | Total | 23.3929 | Total | 25.537 | Total | 37.4574 | Total | 34.5024 | Total | 73.1931 | Total | 90.9354
Integration
| 1.7494e-05 |  | 0.0001666 |  | -0.0001475 |  | 1.9878e-06 |  | 0 |  | 0 |  | 0 |  | 0 |  | 0 |  | 0 |  | 1.0495e-06 |  | 0 |  | 0 |  | 3.4508e-05 |  | 0 |  | 0.00027559 |  | 2.8399e-06 |  | 0.00060798 |  | 0
| 1.029e-05 |  | 5.0945e-05 |  | -4.1043e-05 |  | 0 |  | 0 |  | 0 |  | 0 |  | 0 |  | 0 |  | 0 |  | 1.3389e-06 |  | 0 |  | 0 |  | 2.5698e-05 |  | 0 |  | 0.00029017 |  | 2.3238e-06 |  | 0.00059263 |  | 0
| 2.0389e-05 |  | 6.3786e-05 |  | -3.2511e-06 |  | 4.9567e-05 |  | 0 |  | 0 |  | 0 |  | 0 |  | 0 |  | 0 |  | 1.3391e-06 |  | 0 |  | 0 |  | 2.5702e-05 |  | 0 |  | 0.00028482 |  | 0 |  | 0.0005919 |  | 0
| 4.1999e-05 |  | 9.0717e-05 |  | 7.1318e-05 |  | 4.9571e-05 |  | 0 |  | 0 |  | 0 |  | 0 |  | 0 |  | 0 |  | 1.6588e-06 |  | 0 |  | 0 |  | 4.9446e-05 |  | 0 |  | 0.00029405 |  | 0 |  | 0.00059654 |  | 0
| 4.0968e-05 |  | 7.5787e-05 |  | 0.00010229 |  | 2.1809e-05 |  | 0 |  | 0 |  | 0 |  | 0 |  | 0 |  | 0 |  | 1.6589e-06 |  | 0 |  | 0 |  | 4.9449e-05 |  | 0 |  | 0.00019682 |  | 2.3241e-06 |  | 0.00059658 |  | 0
| 9.0727e-06 |  | 8.7614e-06 |  | 7.1956e-05 |  | 2.1808e-05 |  | 0 |  | 0 |  | 0 |  | 0 |  | 0 |  | 0 |  | 1.2778e-06 |  | 0 |  | 0 |  | 2.1258e-05 |  | 0 |  | 0.0001569 |  | 2.3241e-06 |  | 0.00059124 |  | 0
| 0 |  | 5.3767e-06 |  | -1.0674e-05 |  | 1.8834e-05 |  | 0 |  | 0 |  | 0 |  | 0 |  | 0 |  | 0 |  | 1.2779e-06 |  | 0 |  | 0 |  | 2.1261e-05 |  | 0 |  | 0.00020273 |  | 2.3244e-06 |  | 0.00058744 |  | 0
| 1.3374e-05 |  | 0.00016531 |  | 2.1699e-05 |  | 1.8834e-05 |  | 0 |  | 0 |  | 0 |  | 0 |  | 0 |  | 0 |  | 1.819e-06 |  | 0 |  | 0 |  | 4.7238e-05 |  | 0 |  | 0.00026955 |  | 2.3244e-06 |  | 0.00058748 |  | 0
| 1.3373e-05 |  | 0.00012151 |  | 4.0407e-05 |  | 0 |  | 0 |  | 0 |  | 0 |  | 0 |  | 0 |  | 0 |  | 1.8193e-06 |  | 0 |  | 0 |  | 4.7245e-05 |  | 0 |  | 0.00031181 |  | 7.7481e-07 |  | 0.00059059 |  | 0
| 0 |  | 0.00012679 |  | 0.00018438 |  | 7.948e-06 |  | 0 |  | 0 |  | 0 |  | 0 |  | 0 |  | 0 |  | 2.9683e-06 |  | 0 |  | 0 |  | 6.3091e-05 |  | 0 |  | 0.00022042 |  | 1.2915e-06 |  | 0.00059443 |  | 0
| 7.0878e-05 |  | 0.00011238 |  | 0.00020674 |  | 3.3718e-05 |  | 0 |  | 0 |  | 0 |  | 0 |  | 0 |  | 0 |  | 2.9685e-06 |  | 0 |  | 0 |  | 6.3094e-05 |  | 0 |  | 0.00016053 |  | 4.3912e-06 |  | 0.00060219 |  | 0
| 7.4987e-05 |  | 0.00011972 |  | 2.0376e-05 |  | 4.1662e-05 |  | 0 |  | 0 |  | 0 |  | 0 |  | 0 |  | 0 |  | 1.5733e-06 |  | 0 |  | 0 |  | 2.7381e-05 |  | 0 |  | 0.00023043 |  | 3.8748e-06 |  | 0.00060834 |  | 0
| 4.1144e-06 |  | 0.0001425 |  | -7.1375e-06 |  | 1.5894e-05 |  | 0 |  | 0 |  | 0 |  | 0 |  | 0 |  | 0 |  | 1.5733e-06 |  | 0 |  | 0 |  | 2.7381e-05 |  | 0 |  | 0.00026042 |  | 2.325e-06 |  | 0.00061226 |  | 0
| 1.5429e-05 |  | 6.8086e-05 |  | -5.7102e-06 |  | 0 |  | 0 |  | 0 |  | 0 |  | 0 |  | 0 |  | 0 |  | 2.0019e-06 |  | 0 |  | 0 |  | 5.0483e-05 |  | 0 |  | 0.00027962 |  | 2.3252e-06 |  | 0.00060918 |  | 0
| 1.5428e-05 |  | 4.613e-05 |  | 8.4069e-07 |  | 1.8829e-05 |  | 0 |  | 0 |  | 0 |  | 0 |  | 0 |  | 0 |  | 2.0019e-06 |  | 0 |  | 0 |  | 5.048e-05 |  | 0 |  | 0.000315 |  | 7.7506e-07 |  | 0.00060542 |  | 0
| 0 |  | 4.8429e-05 |  | -4.0304e-05 |  | 1.8829e-05 |  | 0 |  | 0 |  | 0 |  | 0 |  | 0 |  | 0 |  | 1.1761e-06 |  | 0 |  | 0 |  | 3.4692e-05 |  | 0 |  | 0.00039567 |  | 7.7511e-07 |  | 0.00060926 |  | 0
| 0 |  | 0.00013977 |  | -6.8586e-05 |  | 1.2882e-05 |  | 0 |  | 0 |  | 0 |  | 0 |  | 0 |  | 0 |  | 1.1762e-06 |  | 0 |  | 0 |  | 3.4696e-05 |  | 0 |  | 0.00038033 |  | 7.7516e-07 |  | 0.00061699 |  | 0
| 0 |  | 0.00017182 |  | -4.6354e-05 |  | 1.2882e-05 |  | 0 |  | 0 |  | 0 |  | 0 |  | 0 |  | 0 |  | 1.8228e-06 |  | 0 |  | 0 |  | 4.4064e-05 |  | 0 |  | 0.00030198 |  | 1.292e-06 |  | 0.00062548 |  | 0
| 0 |  | 6.5632e-05 |  | 3.7539e-05 |  | 1.7836e-05 |  | 0 |  | 0 |  | 0 |  | 0 |  | 0 |  | 0 |  | 1.823e-06 |  | 0 |  | 0 |  | 4.4069e-05 |  | 0 |  | 0.00031199 |  | 1.292e-06 |  | 0.00063167 |  | 0
| 7.1983e-06 |  | 7.8625e-05 |  | 5.8281e-05 |  | 1.7834e-05 |  | 0 |  | 0 |  | 0 |  | 0 |  | 0 |  | 0 |  | 1.8683e-06 |  | 0 |  | 0 |  | 4.6753e-05 |  | 0 |  | 0.00032738 |  | 1.2921e-06 |  | 0.00063709 |  | 0
| 7.1767e-05 |  | 8.7584e-05 |  | -9.1381e-06 |  | 7.3139e-05 |  | 0 |  | 0 |  | 0 |  | 0 |  | 0 |  | 0 |  | 1.8685e-06 |  | 0 |  | 0 |  | 4.6758e-05 |  | 0 |  | 0.00032202 |  | 2.8428e-06 |  | 0.00063713 |  | 0
| 6.4568e-05 |  | 7.9336e-05 |  | -6.5704e-05 |  | 0.00010095 |  | 0 |  | 0 |  | 0 |  | 0 |  | 0 |  | 0 |  | 1.1001e-06 |  | 0 |  | 0 |  | 2.5819e-05 |  | 0 |  | 0.00036276 |  | 2.3261e-06 |  | 0.00062791 |  | 0
| 8.5527e-07 |  | 0.00011883 |  | -3.2418e-05 |  | 2.7805e-05 |  | 0 |  | 0 |  | 0 |  | 0 |  | 0 |  | 0 |  | 1.1002e-06 |  | 0 |  | 0 |  | 2.5821e-05 |  | 0 |  | 0.00032975 |  | 2.3261e-06 |  | 0.00061415 |  | 0
| 1.4222e-05 |  | 0.00011514 |  | 6.3259e-05 |  | 4.3693e-05 |  | 0 |  | 0 |  | 0 |  | 0 |  | 0 |  | 0 |  | 2.9071e-06 |  | 0 |  | 0 |  | 4.7464e-05 |  | 0 |  | 0.00025213 |  | 2.3264e-06 |  | 0.00060497 |  | 0
| 1.3367e-05 |  | 6.9744e-05 |  | 1.9709e-05 |  | 7.3415e-05 |  | 0 |  | 0 |  | 0 |  | 0 |  | 0 |  | 0 |  | 2.9076e-06 |  | 0 |  | 0 |  | 4.7469e-05 |  | 0 |  | 0.0003144 |  | 2.3264e-06 |  | 0.00061035 |  | 0
| 0 |  | -5.2742e-06 |  | -6.2244e-06 |  | 2.9719e-05 |  | 0 |  | 0 |  | 0 |  | 0 |  | 0 |  | 0 |  | 1.5971e-06 |  | 0 |  | 0 |  | 2.6959e-05 |  | 0 |  | 0.00035286 |  | 2.3264e-06 |  | 0.000615 |  | 0
| 1.7278e-05 |  | 6.7148e-05 |  | 4.1539e-05 |  | 2.3774e-05 |  | 0 |  | 0 |  | 0 |  | 0 |  | 0 |  | 0 |  | 1.5972e-06 |  | 0 |  | 0 |  | 2.6962e-05 |  | 0 |  | 0.00026833 |  | 0 |  | 0.00061354 |  | 0
| 1.7279e-05 |  | 0.00012497 |  | -6.4056e-05 |  | 2.3776e-05 |  | 0 |  | 0 |  | 0 |  | 0 |  | 0 |  | 0 |  | 1.2224e-06 |  | 0 |  | 0 |  | 3.769e-05 |  | 0 |  | 0.00031907 |  | 0 |  | 0.0006097 |  | 0
| 0 |  | 9.0259e-05 |  | -5.4394e-05 |  | 0 |  | 0 |  | 0 |  | 0 |  | 0 |  | 0 |  | 0 |  | 1.2225e-06 |  | 0 |  | 0 |  | 3.7693e-05 |  | 0 |  | 0.00035369 |  | 2.3268e-06 |  | 0.00060974 |  | 0
| 2.1589e-05 |  | 6.9209e-05 |  | 0.00013896 |  | 0 |  | 0 |  | 0 |  | 0 |  | 0 |  | 0 |  | 0 |  | 2.5407e-06 |  | 0 |  | 0 |  | 3.8135e-05 |  | 0 |  | 0.00026067 |  | 2.327e-06 |  | 0.00061362 |  | 0
| 2.1587e-05 |  | 6.371e-05 |  | 0.00016817 |  | 7.9968e-05 |  | 0 |  | 0 |  | 0 |  | 0 |  | 0 |  | 0 |  | 2.5407e-06 |  | 0 |  | 0 |  | 3.8137e-05 |  | 0 |  | 0.00022993 |  | 7.7566e-07 |  | 0.00060828 |  | 0
| 0 |  | 0.00011165 |  | 5.8982e-05 |  | 9.8831e-05 |  | 0 |  | 0 |  | 0 |  | 0 |  | 0 |  | 0 |  | 1.0824e-06 |  | 0 |  | 0 |  | 3.4945e-05 |  | 0 |  | 0.0002261 |  | 1.2929e-06 |  | 0.0006014 |  | 0
| 0 |  | 2.3547e-05 |  | 4.7147e-05 |  | 4.1644e-05 |  | 0 |  | 0 |  | 0 |  | 0 |  | 0 |  | 0 |  | 1.0824e-06 |  | 0 |  | 0 |  | 3.4947e-05 |  | 0 |  | 0.00022304 |  | 2.8447e-06 |  | 0.00060374 |  | 0
| 0 |  | -1.5596e-05 |  | 0.00010698 |  | 2.2779e-05 |  | 0 |  | 0 |  | 0 |  | 0 |  | 0 |  | 0 |  | 1.717e-06 |  | 0 |  | 0 |  | 2.8704e-05 |  | 0 |  | 0.00026766 |  | 2.3273e-06 |  | 0.00061301 |  | 0
| 1.9327e-05 |  | 5.8825e-05 |  | 9.9744e-05 |  | 2.4759e-05 |  | 0 |  | 0 |  | 0 |  | 0 |  | 0 |  | 0 |  | 1.7171e-06 |  | 0 |  | 0 |  | 2.8705e-05 |  | 0 |  | 0.00030537 |  | 7.7586e-07 |  | 0.00061921 |  | 0
| 4.1936e-05 |  | 0.00011373 |  | 4.3604e-05 |  | 2.4757e-05 |  | 0 |  | 0 |  | 0 |  | 0 |  | 0 |  | 0 |  | 1.2144e-06 |  | 0 |  | 0 |  | 1.6274e-05 |  | 0 |  | 0.00034152 |  | 1.2931e-06 |  | 0.00061459 |  | 0
| 2.2611e-05 |  | 0.00010212 |  | -3.7878e-05 |  | 6.4534e-05 |  | 0 |  | 0 |  | 0 |  | 0 |  | 0 |  | 0 |  | 1.2145e-06 |  | 0 |  | 0 |  | 1.6275e-05 |  | 0 |  | 0.0003108 |  | 1.2932e-06 |  | 0.00060698 |  | 0
| 0 |  | 1.5081e-05 |  | -0.00011274 |  | 6.4534e-05 |  | 0 |  | 0 |  | 0 |  | 0 |  | 0 |  | 0 |  | 9.0731e-07 |  | 0 |  | 0 |  | 3.6293e-05 |  | 0 |  | 0.00024464 |  | 2.8452e-06 |  | 0.00061082 |  | 0
| 0 |  | 0.00010908 |  | -5.2623e-05 |  | 1.9806e-05 |  | 0 |  | 0 |  | 0 |  | 0 |  | 0 |  | 0 |  | 9.0745e-07 |  | 0 |  | 0 |  | 3.6298e-05 |  | 0 |  | 0.00033007 |  | 4.3971e-06 |  | 0.00062014 |  | 0
| 7.1939e-06 |  | 0.00019663 |  | -2.8404e-06 |  | 1.9804e-05 |  | 0 |  | 0 |  | 0 |  | 0 |  | 0 |  | 0 |  | 1.0207e-06 |  | 0 |  | 0 |  | 3.6982e-05 |  | 0 |  | 0.00029776 |  | 7.502e-06 |  | 0.00062552 |  | 0
| 7.1933e-06 |  | 0.00016834 |  | -1.6334e-05 |  | 1.6832e-05 |  | 0 |  | 0 |  | 0 |  | 0 |  | 0 |  | 0 |  | 1.0209e-06 |  | 0 |  | 0 |  | 3.6987e-05 |  | 0 |  | 0.00020313 |  | 7.502e-06 |  | 0.00062479 |  | 0
| 0 |  | 7.7217e-05 |  | -2.9479e-05 |  | 1.6834e-05 |  | 0 |  | 0 |  | 0 |  | 0 |  | 0 |  | 0 |  | 1.9236e-06 |  | 0 |  | 0 |  | 2.3705e-05 |  | 0 |  | 0.00031011 |  | 2.8458e-06 |  | 0.00062329 |  | 0
| 0 |  | -1.7055e-05 |  | -7.821e-05 |  | 4.9504e-06 |  | 0 |  | 0 |  | 0 |  | 0 |  | 0 |  | 0 |  | 1.9237e-06 |  | 0 |  | 0 |  | 2.3708e-05 |  | 0 |  | 0.00041402 |  | 5.1741e-07 |  | 0.00062411 |  | 0
| 0 |  | 2.1766e-05 |  | -3.5454e-05 |  | 2.8769e-05 |  | 0 |  | 0 |  | 0 |  | 0 |  | 0 |  | 0 |  | 1.4185e-06 |  | 0 |  | 0 |  | 4.2618e-05 |  | 0 |  | 0.00038403 |  | 5.1748e-07 |  | 0.00062645 |  | 0
| 0 |  | 0.00012143 |  | -2.9419e-05 |  | 6.2427e-05 |  | 0 |  | 0 |  | 0 |  | 0 |  | 0 |  | 0 |  | 1.4186e-06 |  | 0 |  | 0 |  | 4.262e-05 |  | 0 |  | 0.00031248 |  | 2.8461e-06 |  | 0.00062419 |  | 0
| 0 |  | 0.00014513 |  | -8.711e-05 |  | 5.4488e-05 |  | 0 |  | 0 |  | 0 |  | 0 |  | 0 |  | 0 |  | 1.9675e-06 |  | 0 |  | 0 |  | 3.8573e-05 |  | 0 |  | 0.00032327 |  | 2.3288e-06 |  | 0.00062346 |  | 0
| 0 |  | 9.5969e-05 |  | -0.00014122 |  | 5.9434e-05 |  | 0 |  | 0 |  | 0 |  | 0 |  | 0 |  | 0 |  | 1.9677e-06 |  | 0 |  | 0 |  | 3.8579e-05 |  | 0 |  | 0.000341 |  | 0 |  | 0.00062735 |  | 0
| 0 |  | 6.1875e-05 |  | -6.1063e-05 |  | 4.3562e-05 |  | 0 |  | 0 |  | 0 |  | 0 |  | 0 |  | 0 |  | 1.7594e-06 |  | 0 |  | 0 |  | 3.0124e-05 |  | 0 |  | 0.00023169 |  | 2.0702e-06 |  | 0.00063196 |  | 0
| 2.9065e-06 |  | -1.7739e-05 |  | -3.4211e-05 |  | 3.9595e-06 |  | 0 |  | 0 |  | 0 |  | 0 |  | 0 |  | 0 |  | 1.7594e-06 |  | 0 |  | 0 |  | 3.0124e-05 |  | 0 |  | 0.00028407 |  | 2.8469e-06 |  | 0.00063051 |  | 0
| 2.2426e-05 |  | -2.4766e-05 |  | 2.2324e-05 |  | 3.9592e-06 |  | 0 |  | 0 |  | 0 |  | 0 |  | 0 |  | 0 |  | 1.9251e-06 |  | 0 |  | 0 |  | 4.1009e-05 |  | 0 |  | 0.00040725 |  | 7.7636e-07 |  | 0.00062281 |  | 0
| 2.6528e-05 |  | 5.1247e-05 |  | 6.7927e-05 |  | 9.8989e-06 |  | 0 |  | 0 |  | 0 |  | 0 |  | 0 |  | 0 |  | 1.9252e-06 |  | 0 |  | 0 |  | 4.1013e-05 |  | 0 |  | 0.0003018 |  | 2.3294e-06 |  | 0.00062285 |  | 0
| 2.6528e-05 |  | 6.3976e-05 |  | 3.9795e-05 |  | 9.8989e-06 |  | 0 |  | 0 |  | 0 |  | 0 |  | 0 |  | 0 |  | 2.1895e-06 |  | 0 |  | 0 |  | 4.2786e-05 |  | 0 |  | 0.00014333 |  | 2.3294e-06 |  | 0.00062986 |  | 0
| 1.9519e-05 |  | 0.00010936 |  | 0.00011072 |  | 3.1675e-05 |  | 0 |  | 0 |  | 0 |  | 0 |  | 0 |  | 0 |  | 2.1897e-06 |  | 0 |  | 0 |  | 4.279e-05 |  | 0 |  | 0.00018414 |  | 7.7651e-07 |  | 0.00063525 |  | 0
| 2.0545e-05 |  | 9.9933e-05 |  | 0.00015851 |  | 3.1673e-05 |  | 0 |  | 0 |  | 0 |  | 0 |  | 0 |  | 0 |  | 2.2845e-06 |  | 0 |  | 0 |  | 5.7237e-05 |  | 0 |  | 0.00031572 |  | 7.7656e-07 |  | 0.00063144 |  | 0
| 2.2425e-05 |  | 2.9881e-05 |  | 3.3635e-05 |  | 6.5071e-05 |  | 0 |  | 0 |  | 0 |  | 0 |  | 0 |  | 0 |  | 2.2847e-06 |  | 0 |  | 0 |  | 5.7243e-05 |  | 0 |  | 0.00021552 |  | 7.7661e-07 |  | 0.00063071 |  | 0
| 1.8803e-06 |  | 0.00013159 |  | -7.4072e-05 |  | 6.5065e-05 |  | 0 |  | 0 |  | 0 |  | 0 |  | 0 |  | 0 |  | 1.275e-06 |  | 0 |  | 0 |  | 3.6245e-05 |  | 0 |  | 0.00014468 |  | 1.2944e-06 |  | 0.00064076 |  | 0
| 0 |  | 0.0001821 |  | -2.4065e-05 |  | 0 |  | 0 |  | 0 |  | 0 |  | 0 |  | 0 |  | 0 |  | 1.2752e-06 |  | 0 |  | 0 |  | 3.6249e-05 |  | 0 |  | 0.00028266 |  | 5.1778e-07 |  | 0.00064774 |  | 0
| 0 |  | 0.00010025 |  | -3.737e-05 |  | 0 |  | 0 |  | 0 |  | 0 |  | 0 |  | 0 |  | 0 |  | 8.8328e-07 |  | 0 |  | 0 |  | 1.7934e-05 |  | 0 |  | 0.00034813 |  | 0 |  | 0.00064389 |  | 0
| 0 |  | 0.0001484 |  | 5.5352e-05 |  | 2.7709e-05 |  | 0 |  | 0 |  | 0 |  | 0 |  | 0 |  | 0 |  | 9.0788e-07 |  | 0 |  | 0 |  | 1.7938e-05 |  | 0 |  | 0.00038746 |  | 7.7676e-07 |  | 0.00063781 |  | 0
| 0 |  | 0.00011818 |  | 4.614e-05 |  | 2.7709e-05 |  | 0 |  | 0 |  | 0 |  | 0 |  | 0 |  | 0 |  | 1.001e-06 |  | 0 |  | 0 |  | 3.0759e-05 |  | 0 |  | 0.00028426 |  | 1.2946e-06 |  | 0.00064478 |  | 0
| 0 |  | 2.6991e-05 |  | -3.935e-05 |  | 0 |  | 0 |  | 0 |  | 0 |  | 0 |  | 0 |  | 0 |  | 9.7661e-07 |  | 0 |  | 0 |  | 3.076e-05 |  | 0 |  | 0.00018951 |  | 1.2948e-06 |  | 0.00064941 |  | 0
| 0 |  | 1.5498e-05 |  | -5.5678e-05 |  | 0 |  | 0 |  | 0 |  | 0 |  | 0 |  | 0 |  | 0 |  | 1.0361e-06 |  | 0 |  | 0 |  | 4.5854e-05 |  | 0 |  | 0.0002342 |  | 1.2947e-06 |  | 0.00064251 |  | 0
| 1.5209e-05 |  | -2.804e-06 |  | -9.1554e-06 |  | 1.6822e-05 |  | 0 |  | 0 |  | 0 |  | 0 |  | 0 |  | 0 |  | 1.0362e-06 |  | 0 |  | 0 |  | 4.5854e-05 |  | 0 |  | 0.00031282 |  | 2.8487e-06 |  | 0.00063566 |  | 0
| 1.5209e-05 |  | -9.0286e-06 |  | -0.00012654 |  | 1.6822e-05 |  | 0 |  | 0 |  | 0 |  | 0 |  | 0 |  | 0 |  | 5.8628e-07 |  | 0 |  | 0 |  | 5.0075e-06 |  | 0 |  | 0.00035905 |  | 2.3307e-06 |  | 0.00063874 |  | 0
| 9.056e-06 |  | 4.2804e-05 |  | -0.00016223 |  | 1.7809e-05 |  | 0 |  | 0 |  | 0 |  | 0 |  | 0 |  | 0 |  | 5.8637e-07 |  | 0 |  | 0 |  | 5.0082e-06 |  | 0 |  | 0.00027894 |  | 3.8851e-06 |  | 0.00063879 |  | 0
| 9.056e-06 |  | 9.3867e-05 |  | 0.00019257 |  | 2.4752e-05 |  | 0 |  | 0 |  | 0 |  | 0 |  | 0 |  | 0 |  | 2.7089e-06 |  | 0 |  | 0 |  | 3.323e-05 |  | 0 |  | 0.00027742 |  | 3.8848e-06 |  | 0.00062573 |  | 0
| 0 |  | 9.0453e-05 |  | 0.000173 |  | 6.4573e-05 |  | 0 |  | 0 |  | 0 |  | 0 |  | 0 |  | 0 |  | 2.7093e-06 |  | 0 |  | 0 |  | 3.3234e-05 |  | 0 |  | 0.00025197 |  | 7.7706e-07 |  | 0.00061806 |  | 0
| 0 |  | 5.7913e-05 |  | -4.1836e-05 |  | 9.63e-05 |  | 0 |  | 0 |  | 0 |  | 0 |  | 0 |  | 0 |  | 6.562e-07 |  | 0 |  | 0 |  | 2.3811e-05 |  | 0 |  | 0.00021422 |  | 1.2951e-06 |  | 0.00062273 |  | 0
| 1.2131e-05 |  | 7.362e-05 |  | -3.171e-05 |  | 5.3514e-05 |  | 0 |  | 0 |  | 0 |  | 0 |  | 0 |  | 0 |  | 6.563e-07 |  | 0 |  | 0 |  | 2.3815e-05 |  | 0 |  | 0.00031986 |  | 2.8496e-06 |  | 0.00063124 |  | 0
| 1.2131e-05 |  | 8.3057e-05 |  | 6.7664e-05 |  | 1.484e-05 |  | 0 |  | 0 |  | 0 |  | 0 |  | 0 |  | 0 |  | 1.6392e-06 |  | 0 |  | 0 |  | 2.7727e-05 |  | 0 |  | 0.00034298 |  | 2.3315e-06 |  | 0.00062893 |  | 0
| 0 |  | 1.3689e-05 |  | 0.00014307 |  | 4.5505e-05 |  | 0 |  | 0 |  | 0 |  | 0 |  | 0 |  | 0 |  | 1.6393e-06 |  | 0 |  | 0 |  | 2.7728e-05 |  | 0 |  | 0.00034072 |  | 0 |  | 0.00061976 |  | 0
| 0 |  | 2.9295e-05 |  | 4.6778e-05 |  | 6.2362e-05 |  | 0 |  | 0 |  | 0 |  | 0 |  | 0 |  | 0 |  | 1.0154e-06 |  | 0 |  | 0 |  | 2.8903e-05 |  | 0 |  | 0.00034688 |  | 5.1818e-07 |  | 0.00060974 |  | 0
| 0 |  | -1.5753e-05 |  | -7.0731e-05 |  | 3.466e-05 |  | 0 |  | 0 |  | 0 |  | 0 |  | 0 |  | 0 |  | 1.0154e-06 |  | 0 |  | 0 |  | 2.8906e-05 |  | 0 |  | 0.00036929 |  | 1.2954e-06 |  | 0.00060597 |  | 0
| 0 |  | -3.3953e-05 |  | -5.5256e-05 |  | 2.673e-05 |  | 0 |  | 0 |  | 0 |  | 0 |  | 0 |  | 0 |  | 9.9974e-07 |  | 0 |  | 0 |  | 2.2893e-05 |  | 0 |  | 0.00041708 |  | 7.7731e-07 |  | 0.00061368 |  | 0
| 5.9787e-06 |  | 0.00011248 |  | -8.1724e-05 |  | 8.9222e-06 |  | 0 |  | 0 |  | 0 |  | 0 |  | 0 |  | 0 |  | 9.9974e-07 |  | 0 |  | 0 |  | 2.2893e-05 |  | 0 |  | 0.00042713 |  | 0 |  | 0.00062991 |  | 0
| 1.5219e-05 |  | 0.00013654 |  | -0.00012235 |  | 2.8753e-05 |  | 0 |  | 0 |  | 0 |  | 0 |  | 0 |  | 0 |  | 1.11e-06 |  | 0 |  | 0 |  | 2.4968e-05 |  | 0 |  | 0.00039169 |  | 5.1828e-07 |  | 0.00064306 |  | 0
| 6.9701e-05 |  | 1.0931e-05 |  | -2.431e-05 |  | 6.6336e-05 |  | 0 |  | 0 |  | 0 |  | 0 |  | 0 |  | 0 |  | 1.11e-06 |  | 0 |  | 0 |  | 2.4966e-05 |  | 0 |  | 0.00036473 |  | 1.2957e-06 |  | 0.00064927 |  | 0
| 6.0462e-05 |  | 7.8543e-06 |  | -2.0313e-05 |  | 3.7585e-05 |  | 0 |  | 0 |  | 0 |  | 0 |  | 0 |  | 0 |  | 6.4989e-07 |  | 0 |  | 0 |  | 2.2094e-05 |  | 0 |  | 0.00018199 |  | 1.2958e-06 |  | 0.00065008 |  | 0
| 0 |  | 7.6339e-05 |  | -4.279e-05 |  | 2.0769e-05 |  | 0 |  | 0 |  | 0 |  | 0 |  | 0 |  | 0 |  | 6.4994e-07 |  | 0 |  | 0 |  | 2.2095e-05 |  | 0 |  | 0.00010411 |  | 2.8507e-06 |  | 0.00065321 |  | 0
| 0 |  | 1.6347e-05 |  | -3.9643e-05 |  | 6.1418e-05 |  | 0 |  | 0 |  | 0 |  | 0 |  | 0 |  | 0 |  | 1.1823e-06 |  | 0 |  | 0 |  | 4.9962e-05 |  | 0 |  | 0.00026377 |  | 2.3327e-06 |  | 0.0006571 |  | 0
| 0 |  | 5.5445e-05 |  | 1.511e-05 |  | 7.1296e-05 |  | 0 |  | 0 |  | 0 |  | 0 |  | 0 |  | 0 |  | 1.1824e-06 |  | 0 |  | 0 |  | 4.9965e-05 |  | 0 |  | 0.00030619 |  | 3.8878e-06 |  | 0.00066482 |  | 0
| 8.2115e-06 |  | 5.9058e-05 |  | 2.7068e-05 |  | 3.0659e-05 |  | 0 |  | 0 |  | 0 |  | 0 |  | 0 |  | 0 |  | 1.3989e-06 |  | 0 |  | 0 |  | 2.845e-05 |  | 0 |  | 0.0003286 |  | 4.4065e-06 |  | 0.00066876 |  | 0
| 8.2108e-06 |  | 3.3131e-05 |  | -5.0434e-05 |  | 0 |  | 0 |  | 0 |  | 0 |  | 0 |  | 0 |  | 0 |  | 1.399e-06 |  | 0 |  | 0 |  | 2.8453e-05 |  | 0 |  | 0.00031934 |  | 5.1841e-07 |  | 0.00066182 |  | 0
| 3.2843e-05 |  | 0.00016226 |  | -4.1854e-05 |  | 0 |  | 0 |  | 0 |  | 0 |  | 0 |  | 0 |  | 0 |  | 1.6534e-06 |  | 0 |  | 0 |  | 3.8383e-05 |  | 0 |  | 0.00026229 |  | 2.0739e-06 |  | 0.00064879 |  | 0
| 3.284e-05 |  | 9.262e-05 |  | 3.1062e-05 |  | 5.8166e-05 |  | 0 |  | 0 |  | 0 |  | 0 |  | 0 |  | 0 |  | 1.6534e-06 |  | 0 |  | 0 |  | 3.8381e-05 |  | 0 |  | 0.00017652 |  | 4.4071e-06 |  | 0.00063722 |  | 0
| 0 |  | 1.8137e-05 |  | 8.6177e-05 |  | 6.1139e-05 |  | 0 |  | 0 |  | 0 |  | 0 |  | 0 |  | 0 |  | 1.4224e-06 |  | 0 |  | 0 |  | 3.5267e-05 |  | 0 |  | 0.00020045 |  | 2.3333e-06 |  | 0.00063957 |  | 0
| 5.3108e-05 |  | 0.00011563 |  | 1.3278e-06 |  | 2.9671e-05 |  | 0 |  | 0 |  | 0 |  | 0 |  | 0 |  | 0 |  | 1.4224e-06 |  | 0 |  | 0 |  | 3.5267e-05 |  | 0 |  | 0.00014891 |  | 0 |  | 0.00063961 |  | 0
| 5.3108e-05 |  | 0.00012825 |  | 8.4566e-06 |  | 2.6698e-05 |  | 0 |  | 0 |  | 0 |  | 0 |  | 0 |  | 0 |  | 1.4644e-06 |  | 0 |  | 0 |  | 2.6778e-05 |  | 0 |  | 0.00012191 |  | 2.0743e-06 |  | 0.00063426 |  | 0
| 1.827e-05 |  | 0.00011865 |  | 5.5119e-06 |  | 9.8876e-06 |  | 0 |  | 0 |  | 0 |  | 0 |  | 0 |  | 0 |  | 1.4645e-06 |  | 0 |  | 0 |  | 2.6779e-05 |  | 0 |  | 0.00025233 |  | 2.8522e-06 |  | 0.00062967 |  | 0
| 1.827e-05 |  | 2.4493e-05 |  | -6.5463e-05 |  | 9.8876e-06 |  | 0 |  | 0 |  | 0 |  | 0 |  | 0 |  | 0 |  | 1.038e-06 |  | 0 |  | 0 |  | 3.121e-05 |  | 0 |  | 0.0003573 |  | 1.2965e-06 |  | 0.00063202 |  | 0
| 0 |  | 1.5792e-05 |  | -9.1529e-05 |  | 0 |  | 0 |  | 0 |  | 0 |  | 0 |  | 0 |  | 0 |  | 1.0381e-06 |  | 0 |  | 0 |  | 3.1213e-05 |  | 0 |  | 0.00038662 |  | 1.2965e-06 |  | 0.0006382 |  | 0
| 4.8225e-05 |  | 8.228e-05 |  | -8.966e-05 |  | 0 |  | 0 |  | 0 |  | 0 |  | 0 |  | 0 |  | 0 |  | 1.6488e-06 |  | 0 |  | 0 |  | 2.3199e-05 |  | 0 |  | 0.00039207 |  | 7.7801e-07 |  | 0.00064368 |  | 0
| 6.7519e-05 |  | 5.8136e-05 |  | -2.6269e-05 |  | 2.0762e-05 |  | 0 |  | 0 |  | 0 |  | 0 |  | 0 |  | 0 |  | 1.6491e-06 |  | 0 |  | 0 |  | 2.3204e-05 |  | 0 |  | 0.00043298 |  | 7.7801e-07 |  | 0.00064522 |  | 0
| 1.9292e-05 |  | 0.00014811 |  | -2.2175e-05 |  | 2.076e-05 |  | 0 |  | 0 |  | 0 |  | 0 |  | 0 |  | 0 |  | 1.4727e-06 |  | 0 |  | 0 |  | 3.737e-05 |  | 0 |  | 0.00050173 |  | 7.7806e-07 |  | 0.00063836 |  | 0
| 3.3632e-05 |  | 0.00018298 |  | -0.0001288 |  | 4.3497e-05 |  | 0 |  | 0 |  | 0 |  | 0 |  | 0 |  | 0 |  | 1.4729e-06 |  | 0 |  | 0 |  | 3.7378e-05 |  | 0 |  | 0.00039753 |  | 0 |  | 0.00063605 |  | 0
| 3.3632e-05 |  | 0.00010423 |  | -7.8683e-05 |  | 4.3497e-05 |  | 0 |  | 0 |  | 0 |  | 0 |  | 0 |  | 0 |  | 1.9479e-06 |  | 0 |  | 0 |  | 3.7225e-05 |  | 0 |  | 0.00026169 |  | 0 |  | 0.00063531 |  | 0
| 0 |  | 3.9404e-05 |  | 2.5417e-06 |  | 4.9428e-05 |  | 0 |  | 0 |  | 0 |  | 0 |  | 0 |  | 0 |  | 1.9482e-06 |  | 0 |  | 0 |  | 3.7232e-05 |  | 0 |  | 0.00032656 |  | 7.7821e-07 |  | 0.00063844 |  | 0
| 5.1295e-06 |  | 4.5418e-05 |  | -6.1868e-05 |  | 9.0046e-05 |  | 0 |  | 0 |  | 0 |  | 0 |  | 0 |  | 0 |  | 9.4612e-07 |  | 0 |  | 0 |  | 1.8798e-05 |  | 0 |  | 0.0002957 |  | 4.4096e-06 |  | 0.00063617 |  | 0
| 5.1295e-06 |  | 9.9566e-05 |  | 1.4142e-05 |  | 5.7426e-05 |  | 0 |  | 0 |  | 0 |  | 0 |  | 0 |  | 0 |  | 9.4619e-07 |  | 0 |  | 0 |  | 1.8799e-05 |  | 0 |  | 0.00030035 |  | 4.4102e-06 |  | 0.00062926 |  | 0
| 5.2316e-05 |  | 5.1023e-05 |  | 1.9107e-05 |  | 2.3738e-05 |  | 0 |  | 0 |  | 0 |  | 0 |  | 0 |  | 0 |  | 5.7534e-07 |  | 0 |  | 0 |  | 1.0121e-05 |  | 0 |  | 0.00033048 |  | 1.2971e-06 |  | 0.00063007 |  | 0
| 5.2316e-05 |  | 6.4306e-05 |  | -6.5958e-05 |  | 2.2749e-05 |  | 0 |  | 0 |  | 0 |  | 0 |  | 0 |  | 0 |  | 5.7538e-07 |  | 0 |  | 0 |  | 1.0121e-05 |  | 0 |  | 0.00032585 |  | 1.2972e-06 |  | 0.00063162 |  | 0
| 4.4109e-05 |  | 0.00010548 |  | -3.0144e-05 |  | 1.5814e-05 |  | 0 |  | 0 |  | 0 |  | 0 |  | 0 |  | 0 |  | 1.0448e-06 |  | 0 |  | 0 |  | 2.4436e-05 |  | 0 |  | 0.00032666 |  | 1.2973e-06 |  | 0.00063633 |  | 0
| 4.4105e-05 |  | 0.00013422 |  | -6.9695e-05 |  | 2.9652e-06 |  | 0 |  | 0 |  | 0 |  | 0 |  | 0 |  | 0 |  | 1.0449e-06 |  | 0 |  | 0 |  | 2.4441e-05 |  | 0 |  | 0.00024131 |  | 5.1894e-07 |  | 0.00063556 |  | 0
| 2.4619e-05 |  | 0.0001499 |  | -7.0057e-05 |  | 6.928e-06 |  | 0 |  | 0 |  | 0 |  | 0 |  | 0 |  | 0 |  | 1.623e-06 |  | 0 |  | 0 |  | 3.0789e-05 |  | 0 |  | 0.00024288 |  | 5.1894e-07 |  | 0.00063564 |  | 0
| 3.0588e-05 |  | 6.3955e-05 |  | -5.8782e-06 |  | 3.9619e-06 |  | 0 |  | 0 |  | 0 |  | 0 |  | 0 |  | 0 |  | 1.6232e-06 |  | 0 |  | 0 |  | 3.0794e-05 |  | 0 |  | 0.00029427 |  | 1.2974e-06 |  | 0.00063642 |  | 0
| 4.1874e-05 |  | 7.3717e-05 |  | 7.1186e-05 |  | 0 |  | 0 |  | 0 |  | 0 |  | 0 |  | 0 |  | 0 |  | 1.1677e-06 |  | 0 |  | 0 |  | 2.8342e-05 |  | 0 |  | 0.00039392 |  | 1.2975e-06 |  | 0.00063337 |  | 0
| 5.0061e-05 |  | 1.7801e-05 |  | 0.00010313 |  | 1.3835e-05 |  | 0 |  | 0 |  | 0 |  | 0 |  | 0 |  | 0 |  | 1.1679e-06 |  | 0 |  | 0 |  | 2.8345e-05 |  | 0 |  | 0.0003646 |  | 2.8546e-06 |  | 0.00063573 |  | 0
| 1.4165e-05 |  | 8.2116e-05 |  | 3.2162e-05 |  | 6.1379e-05 |  | 0 |  | 0 |  | 0 |  | 0 |  | 0 |  | 0 |  | 1.6329e-06 |  | 0 |  | 0 |  | 3.2622e-05 |  | 0 |  | 0.00023948 |  | 2.8547e-06 |  | 0.00063886 |  | 0
| 2.3378e-05 |  | 0.00017022 |  | 3.0834e-05 |  | 0.00012162 |  | 0 |  | 0 |  | 0 |  | 0 |  | 0 |  | 0 |  | 1.6331e-06 |  | 0 |  | 0 |  | 3.2623e-05 |  | 0 |  | 0.00024876 |  | 2.8549e-06 |  | 0.00063581 |  | 0
| 2.338e-05 |  | 8.0516e-05 |  | 4.5682e-05 |  | 7.4087e-05 |  | 0 |  | 0 |  | 0 |  | 0 |  | 0 |  | 0 |  | 1.1188e-06 |  | 0 |  | 0 |  | 3.2911e-05 |  | 0 |  | 0.0002565 |  | 2.336e-06 |  | 0.00062272 |  | 0
| 1.3139e-05 |  | 4.0829e-05 |  | 4.8498e-05 |  | 6.6097e-05 |  | 0 |  | 0 |  | 0 |  | 0 |  | 0 |  | 0 |  | 1.1189e-06 |  | 0 |  | 0 |  | 3.2914e-05 |  | 0 |  | 0.00031754 |  | 7.7871e-07 |  | 0.00061267 |  | 0
| 1.314e-05 |  | 2.8625e-05 |  | 8.4845e-05 |  | 6.6103e-05 |  | 0 |  | 0 |  | 0 |  | 0 |  | 0 |  | 0 |  | 1.471e-06 |  | 0 |  | 0 |  | 2.0436e-05 |  | 0 |  | 0.00039099 |  | 1.2979e-06 |  | 0.00061661 |  | 0
| 1.1091e-05 |  | 1.0483e-05 |  | 0.00012435 |  | 0 |  | 0 |  | 0 |  | 0 |  | 0 |  | 0 |  | 0 |  | 1.5837e-06 |  | 0 |  | 0 |  | 2.0439e-05 |  | 0 |  | 0.00039408 |  | 2.8555e-06 |  | 0.00062434 |  | 0
| 3.6727e-05 |  | 2.335e-05 |  | 3.9026e-05 |  | 0 |  | 0 |  | 0 |  | 0 |  | 0 |  | 0 |  | 0 |  | 1.1662e-06 |  | 0 |  | 0 |  | 3.6691e-05 |  | 0 |  | 0.00038795 |  | 2.3364e-06 |  | 0.00062674 |  | 0
| 2.5633e-05 |  | 6.3181e-05 |  | -4.5416e-05 |  | 2.9641e-06 |  | 0 |  | 0 |  | 0 |  | 0 |  | 0 |  | 0 |  | 1.0538e-06 |  | 0 |  | 0 |  | 3.6697e-05 |  | 0 |  | 0.00035781 |  | 2.3364e-06 |  | 0.0006306 |  | 0
| 0 |  | -1.987e-05 |  | -5.9263e-05 |  | 2.9644e-06 |  | 0 |  | 0 |  | 0 |  | 0 |  | 0 |  | 0 |  | 5.2504e-07 |  | 0 |  | 0 |  | 9.3282e-06 |  | 0 |  | 0.0003586 |  | 2.3366e-06 |  | 0.00063528 |  | 0
| 2.9006e-06 |  | 4.1401e-05 |  | 1.8264e-05 |  | 7.6346e-05 |  | 0 |  | 0 |  | 0 |  | 0 |  | 0 |  | 0 |  | 5.2512e-07 |  | 0 |  | 0 |  | 9.3295e-06 |  | 0 |  | 0.00045601 |  | 2.3367e-06 |  | 0.00064537 |  | 0
| 2.033e-05 |  | 0.00010661 |  | 4.9124e-05 |  | 7.634e-05 |  | 0 |  | 0 |  | 0 |  | 0 |  | 0 |  | 0 |  | 1.7179e-06 |  | 0 |  | 0 |  | 1.6248e-05 |  | 0 |  | 0.00042667 |  | 2.3369e-06 |  | 0.00065082 |  | 0
| 1.743e-05 |  | 1.0291e-05 |  | -0.00010546 |  | 2.4696e-05 |  | 0 |  | 0 |  | 0 |  | 0 |  | 0 |  | 0 |  | 1.718e-06 |  | 0 |  | 0 |  | 1.6249e-05 |  | 0 |  | 0.00035249 |  | 7.7896e-07 |  | 0.00065396 |  | 0
| 1.5379e-05 |  | 3.8397e-05 |  | -0.00015451 |  | 4.252e-05 |  | 0 |  | 0 |  | 0 |  | 0 |  | 0 |  | 0 |  | 5.8605e-07 |  | 0 |  | 0 |  | 0 |  | 0 |  | 0.0003293 |  | 7.7906e-07 |  | 0.00065087 |  | 0
| 1.5379e-05 |  | 2.3691e-05 |  | 1.6935e-05 |  | 1.7823e-05 |  | 0 |  | 0 |  | 0 |  | 0 |  | 0 |  | 0 |  | 5.861e-07 |  | 0 |  | 0 |  | 0 |  | 0 |  | 0.0002845 |  | 2.337e-06 |  | 0.00064322 |  | 0
| 2.5629e-05 |  | -1.3981e-05 |  | 3.3528e-06 |  | 0 |  | 0 |  | 0 |  | 0 |  | 0 |  | 0 |  | 0 |  | 9.1594e-07 |  | 0 |  | 0 |  | 3.7646e-05 |  | 0 |  | 0.00023117 |  | 2.3373e-06 |  | 0.00064326 |  | 0
| 2.5629e-05 |  | 4.8146e-05 |  | -8.1001e-05 |  | 7.6333e-05 |  | 0 |  | 0 |  | 0 |  | 0 |  | 0 |  | 0 |  | 9.1607e-07 |  | 0 |  | 0 |  | 3.765e-05 |  | 0 |  | 0.00020102 |  | 2.3373e-06 |  | 0.0006479 |  | 0
| 0 |  | 7.3601e-05 |  | 7.4356e-06 |  | 0.0001464 |  | 0 |  | 0 |  | 0 |  | 0 |  | 0 |  | 0 |  | 1.6368e-06 |  | 0 |  | 0 |  | 6.0428e-05 |  | 0 |  | 0.00020954 |  | 2.3376e-06 |  | 0.00065877 |  | 0
| 1.8765e-06 |  | -3.0361e-07 |  | -7.7346e-05 |  | 0.00012142 |  | 0 |  | 0 |  | 0 |  | 0 |  | 0 |  | 0 |  | 1.637e-06 |  | 0 |  | 0 |  | 6.0437e-05 |  | 0 |  | 0.00031549 |  | 2.3375e-06 |  | 0.00065726 |  | 0
| 1.9303e-05 |  | -5.149e-05 |  | -0.00013154 |  | 5.136e-05 |  | 0 |  | 0 |  | 0 |  | 0 |  | 0 |  | 0 |  | 9.2287e-07 |  | 0 |  | 0 |  | 2.5409e-05 |  | 0 |  | 0.00027297 |  | 2.3378e-06 |  | 0.00065035 |  | 0
| 1.7427e-05 |  | 2.8838e-05 |  | -3.8467e-05 |  | 2.568e-05 |  | 0 |  | 0 |  | 0 |  | 0 |  | 0 |  | 0 |  | 9.23e-07 |  | 0 |  | 0 |  | 2.5413e-05 |  | 0 |  | 0.00021886 |  | 7.7926e-07 |  | 0.00064265 |  | 0
| 1.9475e-05 |  | 0.00013093 |  | 1.293e-05 |  | 5.3395e-05 |  | 0 |  | 0 |  | 0 |  | 0 |  | 0 |  | 0 |  | 1.689e-06 |  | 0 |  | 0 |  | 3.9428e-05 |  | 0 |  | 0.00030163 |  | 1.2989e-06 |  | 0.00063264 |  | 0
| 1.9475e-05 |  | 0.00016995 |  | -1.7513e-05 |  | 7.7098e-05 |  | 0 |  | 0 |  | 0 |  | 0 |  | 0 |  | 0 |  | 1.6891e-06 |  | 0 |  | 0 |  | 3.9432e-05 |  | 0 |  | 0.00025911 |  | 1.2989e-06 |  | 0.00062572 |  | 0
| 2.1525e-05 |  | 0.00020502 |  | -1.2395e-06 |  | 4.938e-05 |  | 0 |  | 0 |  | 0 |  | 0 |  | 0 |  | 0 |  | 1.4417e-06 |  | 0 |  | 0 |  | 3.6879e-05 |  | 0 |  | 0.00026918 |  | 7.7941e-07 |  | 0.00062344 |  | 0
| 7.2515e-05 |  | 0.00023323 |  | 6.3266e-05 |  | 3.4563e-05 |  | 0 |  | 0 |  | 0 |  | 0 |  | 0 |  | 0 |  | 1.4418e-06 |  | 0 |  | 0 |  | 3.6881e-05 |  | 0 |  | 0.00022322 |  | 0 |  | 0.00062808 |  | 0
| 5.0997e-05 |  | 9.9128e-05 |  | 9.1105e-05 |  | 3.4566e-05 |  | 0 |  | 0 |  | 0 |  | 0 |  | 0 |  | 0 |  | 1.364e-06 |  | 0 |  | 0 |  | 3.1613e-05 |  | 0 |  | 0.00014123 |  | 0 |  | 0.00063663 |  | 0
| 0 |  | -3.7352e-05 |  | 4.9025e-05 |  | 5.9245e-06 |  | 0 |  | 0 |  | 0 |  | 0 |  | 0 |  | 0 |  | 1.3641e-06 |  | 0 |  | 0 |  | 3.1616e-05 |  | 0 |  | 0.0002731 |  | 0 |  | 0.00063981 |  | 0
| 2.9722e-05 |  | 1.155e-05 |  | -6.2036e-05 |  | 5.925e-06 |  | 0 |  | 0 |  | 0 |  | 0 |  | 0 |  | 0 |  | 1.1186e-06 |  | 0 |  | 0 |  | 2.3356e-05 |  | 0 |  | 0.00042938 |  | 5.1971e-07 |  | 0.00063826 |  | 0
| 4.5919e-05 |  | 4.7253e-06 |  | -3.6792e-05 |  | 4.5422e-05 |  | 0 |  | 0 |  | 0 |  | 0 |  | 0 |  | 0 |  | 1.1186e-06 |  | 0 |  | 0 |  | 2.3354e-05 |  | 0 |  | 0.00030979 |  | 5.1971e-07 |  | 0.00062979 |  | 0
| 1.62e-05 |  | 4.3802e-06 |  | 3.1125e-05 |  | 4.5422e-05 |  | 0 |  | 0 |  | 0 |  | 0 |  | 0 |  | 0 |  | 9.5911e-07 |  | 0 |  | 0 |  | 1.268e-05 |  | 0 |  | 0.00031987 |  | 5.1974e-07 |  | 0.00062055 |  | 0
| 2.2337e-05 |  | 0.00010909 |  | 3.047e-05 |  | 2.6658e-05 |  | 0 |  | 0 |  | 0 |  | 0 |  | 0 |  | 0 |  | 9.5911e-07 |  | 0 |  | 0 |  | 1.268e-05 |  | 0 |  | 0.00040392 |  | 5.1978e-07 |  | 0.00062523 |  | 0
| 2.2337e-05 |  | 0.00020009 |  | 9.2877e-05 |  | 4.5462e-05 |  | 0 |  | 0 |  | 0 |  | 0 |  | 0 |  | 0 |  | 1.5986e-06 |  | 0 |  | 0 |  | 5.6086e-05 |  | 0 |  | 0.00047979 |  | 5.1978e-07 |  | 0.00063765 |  | 0
| 0 |  | 0.00015778 |  | 0.0001059 |  | 1.8803e-05 |  | 0 |  | 0 |  | 0 |  | 0 |  | 0 |  | 0 |  | 1.5987e-06 |  | 0 |  | 0 |  | 5.6091e-05 |  | 0 |  | 0.00055872 |  | 1.2995e-06 |  | 0.00064771 |  | 0
| 1.3322e-05 |  | 0.00015083 |  | -2.0886e-05 |  | 3.1668e-05 |  | 0 |  | 0 |  | 0 |  | 0 |  | 0 |  | 0 |  | 8.3192e-07 |  | 0 |  | 0 |  | 2.0849e-05 |  | 0 |  | 0.00027866 |  | 1.2996e-06 |  | 0.00064315 |  | 0
| 1.332e-05 |  | 0.00014523 |  | -2.6642e-05 |  | 0.0001313 |  | 0 |  | 0 |  | 0 |  | 0 |  | 0 |  | 0 |  | 8.3198e-07 |  | 0 |  | 0 |  | 2.0851e-05 |  | 0 |  | 0.00012111 |  | 5.1988e-07 |  | 0.00063928 |  | 0
| 0 |  | 7.1925e-05 |  | 2.8502e-05 |  | 0.0001313 |  | 0 |  | 0 |  | 0 |  | 0 |  | 0 |  | 0 |  | 1.3953e-06 |  | 0 |  | 0 |  | 3.0526e-05 |  | 0 |  | 0.00023641 |  | 5.1988e-07 |  | 0.00064706 |  | 0
| 6.9905e-06 |  | 0.00011831 |  | 8.0601e-05 |  | 5.536e-05 |  | 0 |  | 0 |  | 0 |  | 0 |  | 0 |  | 0 |  | 1.3954e-06 |  | 0 |  | 0 |  | 3.0526e-05 |  | 0 |  | 0.00045594 |  | 2.8597e-06 |  | 0.00065179 |  | 0
| 1.6211e-05 |  | 0.00010836 |  | 9.2016e-05 |  | 2.3692e-05 |  | 0 |  | 0 |  | 0 |  | 0 |  | 0 |  | 0 |  | 1.4628e-06 |  | 0 |  | 0 |  | 2.5459e-05 |  | 0 |  | 0.00055426 |  | 2.3396e-06 |  | 0.00064715 |  | 0
| 9.221e-06 |  | 8.7001e-05 |  | -8.7324e-06 |  | 0 |  | 0 |  | 0 |  | 0 |  | 0 |  | 0 |  | 0 |  | 1.4628e-06 |  | 0 |  | 0 |  | 2.5459e-05 |  | 0 |  | 0.00037856 |  | 2.3399e-06 |  | 0.00063558 |  | 0
| 2.7662e-05 |  | 0.00016437 |  | -5.8917e-05 |  | 1.3852e-05 |  | 0 |  | 0 |  | 0 |  | 0 |  | 0 |  | 0 |  | 8.7344e-07 |  | 0 |  | 0 |  | 3.2962e-05 |  | 0 |  | 0.00032437 |  | 2.3399e-06 |  | 0.00062938 |  | 0
| 4.4877e-05 |  | 0.00016682 |  | -7.3545e-05 |  | 4.9386e-05 |  | 0 |  | 0 |  | 0 |  | 0 |  | 0 |  | 0 |  | 8.7344e-07 |  | 0 |  | 0 |  | 3.2962e-05 |  | 0 |  | 0.00037319 |  | 0 |  | 0.00063179 |  | 0
| 4.6926e-05 |  | 5.5416e-05 |  | -7.5182e-05 |  | 3.5535e-05 |  | 0 |  | 0 |  | 0 |  | 0 |  | 0 |  | 0 |  | 1.3411e-06 |  | 0 |  | 0 |  | 5.3932e-05 |  | 0 |  | 0.00038405 |  | 0 |  | 0.00063802 |  | 0
| 2.9709e-05 |  | 6.0544e-05 |  | -0.00015284 |  | 8.7665e-05 |  | 0 |  | 0 |  | 0 |  | 0 |  | 0 |  | 0 |  | 1.3412e-06 |  | 0 |  | 0 |  | 5.3937e-05 |  | 0 |  | 0.0003647 |  | 7.8011e-07 |  | 0.00064344 |  | 0
| 4.5076e-05 |  | 0.00013513 |  | -0.00012987 |  | 0.00012229 |  | 0 |  | 0 |  | 0 |  | 0 |  | 0 |  | 0 |  | 9.1542e-07 |  | 0 |  | 0 |  | 3.3183e-05 |  | 0 |  | 0.00030047 |  | 7.8011e-07 |  | 0.0006443 |  | 0
| 5.206e-05 |  | 0.00018079 |  | 3.8618e-05 |  | 0.00010293 |  | 0 |  | 0 |  | 0 |  | 0 |  | 0 |  | 0 |  | 9.1548e-07 |  | 0 |  | 0 |  | 3.3185e-05 |  | 0 |  | 0.00031131 |  | 7.8016e-07 |  | 0.00063811 |  | 0
| 1.6208e-05 |  | 0.00016272 |  | 6.2302e-05 |  | 6.8304e-05 |  | 0 |  | 0 |  | 0 |  | 0 |  | 0 |  | 0 |  | 1.3667e-06 |  | 0 |  | 0 |  | 1.7926e-05 |  | 0 |  | 0.00033224 |  | 1.3004e-06 |  | 0.00063505 |  | 0
| 9.2185e-06 |  | 0.00010747 |  | 2.0734e-06 |  | 2.0725e-05 |  | 0 |  | 0 |  | 0 |  | 0 |  | 0 |  | 0 |  | 1.3668e-06 |  | 0 |  | 0 |  | 1.7926e-05 |  | 0 |  | 0.00027959 |  | 1.3004e-06 |  | 0.00063122 |  | 0
| 0 |  | 0.00015044 |  | -0.00012018 |  | 5.9304e-05 |  | 0 |  | 0 |  | 0 |  | 0 |  | 0 |  | 0 |  | 2.0644e-07 |  | 0 |  | 0 |  | 7.9844e-06 |  | 0 |  | 0.0002099 |  | 7.8026e-07 |  | 0.00062893 |  | 0
| 0 |  | 0.00013609 |  | -5.6762e-05 |  | 0.00011143 |  | 0 |  | 0 |  | 0 |  | 0 |  | 0 |  | 0 |  | 2.0646e-07 |  | 0 |  | 0 |  | 7.9852e-06 |  | 0 |  | 0.00036484 |  | 2.3409e-06 |  | 0.00062975 |  | 0
| 0 |  | 4.4216e-05 |  | -3.2498e-05 |  | 7.8787e-05 |  | 0 |  | 0 |  | 0 |  | 0 |  | 0 |  | 0 |  | 1.1748e-06 |  | 0 |  | 0 |  | 3.1706e-05 |  | 0 |  | 0.00040047 |  | 2.3411e-06 |  | 0.00063207 |  | 0
| 0 |  | 4.8465e-05 |  | -8.9966e-05 |  | 5.0342e-05 |  | 0 |  | 0 |  | 0 |  | 0 |  | 0 |  | 0 |  | 1.1748e-06 |  | 0 |  | 0 |  | 3.1706e-05 |  | 0 |  | 0.00033157 |  | 2.3411e-06 |  | 0.00063448 |  | 0
| 0 |  | 0.00016275 |  | 3.1045e-06 |  | 4.4407e-05 |  | 0 |  | 0 |  | 0 |  | 0 |  | 0 |  | 0 |  | 9.782e-07 |  | 0 |  | 0 |  | 3.6671e-05 |  | 0 |  | 0.0003827 |  | 2.3412e-06 |  | 0.00063138 |  | 0
| 5.6069e-05 |  | 0.0001251 |  | -2.591e-05 |  | 2.2697e-05 |  | 0 |  | 0 |  | 0 |  | 0 |  | 0 |  | 0 |  | 9.7827e-07 |  | 0 |  | 0 |  | 3.6676e-05 |  | 0 |  | 0.0003719 |  | 2.3414e-06 |  | 0.00063069 |  | 0
| 8.7811e-05 |  | -2.3339e-05 |  | -0.00011413 |  | 4.0498e-05 |  | 0 |  | 0 |  | 0 |  | 0 |  | 0 |  | 0 |  | 6.6207e-07 |  | 0 |  | 0 |  | 3.4681e-05 |  | 0 |  | 0.00044009 |  | 2.3415e-06 |  | 0.00062991 |  | 0
| 3.1747e-05 |  | -1.5983e-05 |  | -7.6893e-05 |  | 4.9378e-05 |  | 0 |  | 0 |  | 0 |  | 0 |  | 0 |  | 0 |  | 6.6207e-07 |  | 0 |  | 0 |  | 3.468e-05 |  | 0 |  | 0.00042772 |  | 2.3415e-06 |  | 0.0006315 |  | 0
| 1.6386e-05 |  | 0.00012526 |  | 2.6837e-05 |  | 3.1575e-05 |  | 0 |  | 0 |  | 0 |  | 0 |  | 0 |  | 0 |  | 1.588e-06 |  | 0 |  | 0 |  | 2.4084e-05 |  | 0 |  | 0.00032856 |  | 2.3417e-06 |  | 0.00063542 |  | 0
| 1.6386e-05 |  | 0.00016417 |  | 4.212e-06 |  | 0 |  | 0 |  | 0 |  | 0 |  | 0 |  | 0 |  | 0 |  | 1.5881e-06 |  | 0 |  | 0 |  | 2.4086e-05 |  | 0 |  | 0.00040452 |  | 7.8061e-07 |  | 0.00063778 |  | 0
| 0 |  | 6.715e-05 |  | -6.3927e-05 |  | 3.758e-05 |  | 0 |  | 0 |  | 0 |  | 0 |  | 0 |  | 0 |  | 5.6812e-07 |  | 0 |  | 0 |  | 1.1837e-05 |  | 0 |  | 0.00049677 |  | 7.8066e-07 |  | 0.00063085 |  | 0
| 0 |  | 4.7398e-05 |  | -3.0268e-05 |  | 3.9553e-05 |  | 0 |  | 0 |  | 0 |  | 0 |  | 0 |  | 0 |  | 5.6812e-07 |  | 0 |  | 0 |  | 1.1837e-05 |  | 0 |  | 0.00042237 |  | 0 |  | 0.00062697 |  | 0
| 1.1263e-05 |  | 6.9791e-05 |  | 4.1435e-06 |  | 1.9733e-06 |  | 0 |  | 0 |  | 0 |  | 0 |  | 0 |  | 0 |  | 1.4733e-06 |  | 0 |  | 0 |  | 2.3421e-05 |  | 0 |  | 0.000355 |  | 5.2048e-07 |  | 0.00062783 |  | 0
| 1.1264e-05 |  | 0.00011597 |  | -7.0024e-06 |  | 3.8479e-05 |  | 0 |  | 0 |  | 0 |  | 0 |  | 0 |  | 0 |  | 1.4735e-06 |  | 0 |  | 0 |  | 2.3424e-05 |  | 0 |  | 0.00031779 |  | 1.3013e-06 |  | 0.00063093 |  | 0
| 0 |  | 0.0001655 |  | -3.6587e-05 |  | 8.4952e-05 |  | 0 |  | 0 |  | 0 |  | 0 |  | 0 |  | 0 |  | 1.1604e-06 |  | 0 |  | 0 |  | 3.125e-05 |  | 0 |  | 0.00037365 |  | 1.3013e-06 |  | 0.00062791 |  | 0
| 0 |  | 0.0001218 |  | -2.6258e-05 |  | 6.3243e-05 |  | 0 |  | 0 |  | 0 |  | 0 |  | 0 |  | 0 |  | 1.1606e-06 |  | 0 |  | 0 |  | 3.1254e-05 |  | 0 |  | 0.00037132 |  | 2.8632e-06 |  | 0.00062171 |  | 0
| 6.1435e-06 |  | 8.1834e-05 |  | -3.3762e-05 |  | 1.6772e-05 |  | 0 |  | 0 |  | 0 |  | 0 |  | 0 |  | 0 |  | 6.2799e-07 |  | 0 |  | 0 |  | 2.9379e-05 |  | 0 |  | 0.00037522 |  | 2.8632e-06 |  | 0.00062408 |  | 0
| 4.9926e-05 |  | 3.6334e-05 |  | -5.6023e-05 |  | 5.5243e-05 |  | 0 |  | 0 |  | 0 |  | 0 |  | 0 |  | 0 |  | 6.2808e-07 |  | 0 |  | 0 |  | 2.9383e-05 |  | 0 |  | 0.00036904 |  | 2.8632e-06 |  | 0.00062412 |  | 0
| 5.5045e-05 |  | -7.2003e-05 |  | -0.00013809 |  | 5.5243e-05 |  | 0 |  | 0 |  | 0 |  | 0 |  | 0 |  | 0 |  | 9.6213e-07 |  | 0 |  | 0 |  | 2.8748e-05 |  | 0 |  | 0.00033648 |  | 2.8635e-06 |  | 0.00062024 |  | 0
| 1.1261e-05 |  | -5.6931e-05 |  | -0.00014505 |  | 2.3674e-05 |  | 0 |  | 0 |  | 0 |  | 0 |  | 0 |  | 0 |  | 9.6221e-07 |  | 0 |  | 0 |  | 2.8749e-05 |  | 0 |  | 0.00024147 |  | 1.3016e-06 |  | 0.00061334 |  | 0
| 0 |  | 8.0053e-06 |  | 0.00010289 |  | 2.3674e-05 |  | 0 |  | 0 |  | 0 |  | 0 |  | 0 |  | 0 |  | 2.2164e-06 |  | 0 |  | 0 |  | 2.9648e-05 |  | 0 |  | 0.0002756 |  | 7.8101e-07 |  | 0.00061183 |  | 0
| 0 |  | 2.071e-05 |  | 0.00016586 |  | 6.9048e-06 |  | 0 |  | 0 |  | 0 |  | 0 |  | 0 |  | 0 |  | 2.2166e-06 |  | 0 |  | 0 |  | 2.965e-05 |  | 0 |  | 0.00046527 |  | 7.8106e-07 |  | 0.00061028 |  | 0
| 2.3545e-05 |  | 3.8705e-05 |  | 2.4843e-05 |  | 6.9048e-06 |  | 0 |  | 0 |  | 0 |  | 0 |  | 0 |  | 0 |  | 9.2443e-07 |  | 0 |  | 0 |  | 3.8454e-05 |  | 0 |  | 0.00041877 |  | 2.8639e-06 |  | 0.00060799 |  | 0
| 4.7901e-05 |  | 6.7522e-05 |  | 7.3054e-05 |  | 3.1562e-05 |  | 0 |  | 0 |  | 0 |  | 0 |  | 0 |  | 0 |  | 9.2456e-07 |  | 0 |  | 0 |  | 3.846e-05 |  | 0 |  | 0.00040484 |  | 2.8641e-06 |  | 0.00061036 |  | 0
| 7.2469e-05 |  | 0.0001285 |  | 3.3235e-05 |  | 3.1562e-05 |  | 0 |  | 0 |  | 0 |  | 0 |  | 0 |  | 0 |  | 4.9819e-07 |  | 0 |  | 0 |  | 2.5379e-05 |  | 0 |  | 0.00042816 |  | 1.3019e-06 |  | 0.00062052 |  | 0
| 4.8111e-05 |  | 0.00010368 |  | -6.2311e-06 |  | 7.2806e-05 |  | 0 |  | 0 |  | 0 |  | 0 |  | 0 |  | 0 |  | 4.9823e-07 |  | 0 |  | 0 |  | 2.5381e-05 |  | 0 |  | 0.00048553 |  | 2.8645e-06 |  | 0.00063289 |  | 0
| 1.433e-05 |  | 5.8065e-06 |  | 4.3646e-05 |  | 7.28e-05 |  | 0 |  | 0 |  | 0 |  | 0 |  | 0 |  | 0 |  | 5.9532e-07 |  | 0 |  | 0 |  | 2.4646e-05 |  | 0 |  | 0.00041578 |  | 2.3436e-06 |  | 0.00063685 |  | 0
| 1.433e-05 |  | -3.0581e-05 |  | -5.9599e-05 |  | 0 |  | 0 |  | 0 |  | 0 |  | 0 |  | 0 |  | 0 |  | 5.9536e-07 |  | 0 |  | 0 |  | 2.4648e-05 |  | 0 |  | 0.00026453 |  | 2.3438e-06 |  | 0.00063146 |  | 0
| 0 |  | 9.7934e-06 |  | -1.7975e-05 |  | 0 |  | 0 |  | 0 |  | 0 |  | 0 |  | 0 |  | 0 |  | 9.2872e-07 |  | 0 |  | 0 |  | 2.5244e-05 |  | 0 |  | 0.00031653 |  | 2.8648e-06 |  | 0.00062607 |  | 0
| 0 |  | 1.5422e-05 |  | 1.0873e-05 |  | 5.2269e-05 |  | 0 |  | 0 |  | 0 |  | 0 |  | 0 |  | 0 |  | 9.2885e-07 |  | 0 |  | 0 |  | 2.5248e-05 |  | 0 |  | 0.00022779 |  | 5.2088e-07 |  | 0.00062064 |  | 0
| 2.2516e-05 |  | 5.1104e-05 |  | -5.7774e-05 |  | 5.4242e-05 |  | 0 |  | 0 |  | 0 |  | 0 |  | 0 |  | 0 |  | 7.1962e-07 |  | 0 |  | 0 |  | 2.1012e-05 |  | 0 |  | 0.00025496 |  | 5.2091e-07 |  | 0.00061913 |  | 0
| 4.8913e-05 |  | 0.00014244 |  | -7.6933e-06 |  | 5.0298e-05 |  | 0 |  | 0 |  | 0 |  | 0 |  | 0 |  | 0 |  | 7.1968e-07 |  | 0 |  | 0 |  | 2.1013e-05 |  | 0 |  | 0.00041743 |  | 5.2094e-07 |  | 0.00061917 |  | 0
| 2.7418e-05 |  | 0.00019837 |  | -1.0218e-05 |  | 4.8316e-05 |  | 0 |  | 0 |  | 0 |  | 0 |  | 0 |  | 0 |  | 1.3611e-06 |  | 0 |  | 0 |  | 2.6589e-05 |  | 0 |  | 0.00037791 |  | 5.2098e-07 |  | 0.00062158 |  | 0
| 6.2443e-05 |  | 0.00015631 |  | 2.9474e-05 |  | 0 |  | 0 |  | 0 |  | 0 |  | 0 |  | 0 |  | 0 |  | 1.3612e-06 |  | 0 |  | 0 |  | 2.6591e-05 |  | 0 |  | 0.00034064 |  | 2.8654e-06 |  | 0.0006161 |  | 0
| 7.0625e-05 |  | 0.00015915 |  | 4.1208e-05 |  | 0 |  | 0 |  | 0 |  | 0 |  | 0 |  | 0 |  | 0 |  | 8.5931e-07 |  | 0 |  | 0 |  | 1.6273e-05 |  | 0 |  | 0.00033681 |  | 2.8656e-06 |  | 0.00060532 |  | 0
| 2.6409e-05 |  | 0.00015067 |  | -2.9464e-05 |  | 8.3023e-05 |  | 0 |  | 0 |  | 0 |  | 0 |  | 0 |  | 0 |  | 8.5944e-07 |  | 0 |  | 0 |  | 1.6276e-05 |  | 0 |  | 0.00026753 |  | 1.3026e-06 |  | 0.00059915 |  | 0
| 1.7197e-05 |  | 0.00010373 |  | -3.9032e-05 |  | 8.3016e-05 |  | 0 |  | 0 |  | 0 |  | 0 |  | 0 |  | 0 |  | 7.7852e-07 |  | 0 |  | 0 |  | 3.6064e-05 |  | 0 |  | 0.00020778 |  | 7.8161e-07 |  | 0.00059919 |  | 0
| 0 |  | 0.00021643 |  | 0.00011605 |  | 5.2256e-05 |  | 0 |  | 0 |  | 0 |  | 0 |  | 0 |  | 0 |  | 1.2699e-06 |  | 0 |  | 0 |  | 3.6068e-05 |  | 0 |  | 0.00023517 |  | 0 |  | 0.00060773 |  | 0
| 3.1721e-05 |  | 0.00023224 |  | 0.00015023 |  | 5.2256e-05 |  | 0 |  | 0 |  | 0 |  | 0 |  | 0 |  | 0 |  | 1.6166e-06 |  | 0 |  | 0 |  | 3.1928e-05 |  | 0 |  | 0.00034929 |  | 5.2111e-07 |  | 0.00061242 |  | 0
| 3.1721e-05 |  | 0.00010144 |  | -2.032e-05 |  | 1.3803e-05 |  | 0 |  | 0 |  | 0 |  | 0 |  | 0 |  | 0 |  | 1.1255e-06 |  | 0 |  | 0 |  | 3.1932e-05 |  | 0 |  | 0.00038502 |  | 4.4297e-06 |  | 0.00061169 |  | 0
| 2.7626e-05 |  | 1.1004e-05 |  | -3.4655e-05 |  | 1.3802e-05 |  | 0 |  | 0 |  | 0 |  | 0 |  | 0 |  | 0 |  | 1.217e-06 |  | 0 |  | 0 |  | 3.952e-05 |  | 0 |  | 0.00043007 |  | 3.9088e-06 |  | 0.00060551 |  | 0
| 2.7626e-05 |  | 9.6502e-05 |  | 4.4332e-06 |  | 3.7463e-05 |  | 0 |  | 0 |  | 0 |  | 0 |  | 0 |  | 0 |  | 1.217e-06 |  | 0 |  | 0 |  | 3.9522e-05 |  | 0 |  | 0.00045882 |  | 7.8176e-07 |  | 0.00059934 |  | 0
| 0 |  | 0.00019279 |  | 1.9171e-05 |  | 5.3274e-05 |  | 0 |  | 0 |  | 0 |  | 0 |  | 0 |  | 0 |  | 9.9081e-07 |  | 0 |  | 0 |  | 1.569e-05 |  | 0 |  | 0.00037811 |  | 1.303e-06 |  | 0.00060016 |  | 0
| 2.8431e-05 |  | 0.00018125 |  | -5.2873e-05 |  | 1.5809e-05 |  | 0 |  | 0 |  | 0 |  | 0 |  | 0 |  | 0 |  | 9.9088e-07 |  | 0 |  | 0 |  | 1.5692e-05 |  | 0 |  | 0.00024123 |  | 5.2121e-07 |  | 0.0006002 |  | 0
| 2.8433e-05 |  | 5.9764e-05 |  | -5.7211e-05 |  | 0 |  | 0 |  | 0 |  | 0 |  | 0 |  | 0 |  | 0 |  | 7.9949e-07 |  | 0 |  | 0 |  | 2.8903e-05 |  | 0 |  | 0.0002785 |  | 5.2128e-07 |  | 0.00059787 |  | 0
| 0 |  | 4.1791e-05 |  | 3.8134e-05 |  | 2.9571e-05 |  | 0 |  | 0 |  | 0 |  | 0 |  | 0 |  | 0 |  | 7.9955e-07 |  | 0 |  | 0 |  | 2.8905e-05 |  | 0 |  | 0.0003906 |  | 2.867e-06 |  | 0.00059484 |  | 0
| 0 |  | 0.0001411 |  | 3.6289e-05 |  | 2.9574e-05 |  | 0 |  | 0 |  | 0 |  | 0 |  | 0 |  | 0 |  | 1.1299e-06 |  | 0 |  | 0 |  | 2.5484e-05 |  | 0 |  | 0.00030829 |  | 2.3459e-06 |  | 0.00059484 |  | 0
| 0 |  | 0.00011721 |  | -7.1208e-05 |  | 0 |  | 0 |  | 0 |  | 0 |  | 0 |  | 0 |  | 0 |  | 1.1299e-06 |  | 0 |  | 0 |  | 2.5484e-05 |  | 0 |  | 0.00038908 |  | 0 |  | 0.00059876 |  | 0
| 7.1612e-06 |  | 9.5405e-05 |  | -5.2652e-05 |  | 0 |  | 0 |  | 0 |  | 0 |  | 0 |  | 0 |  | 0 |  | 1.0688e-06 |  | 0 |  | 0 |  | 2.8816e-05 |  | 0 |  | 0.00044657 |  | 0 |  | 0.00060501 |  | 0
| 7.1612e-06 |  | 9.0599e-05 |  | -2.1768e-05 |  | 1.0842e-05 |  | 0 |  | 0 |  | 0 |  | 0 |  | 0 |  | 0 |  | 1.0689e-06 |  | 0 |  | 0 |  | 2.8819e-05 |  | 0 |  | 0.0003099 |  | 7.8206e-07 |  | 0.00061049 |  | 0
| 0 |  | 0.00011434 |  | 9.9799e-07 |  | 2.3684e-05 |  | 0 |  | 0 |  | 0 |  | 0 |  | 0 |  | 0 |  | 1.1884e-06 |  | 0 |  | 0 |  | 2.0966e-05 |  | 0 |  | 0.00037129 |  | 1.3034e-06 |  | 0.00061208 |  | 0
| 0 |  | 0.0001279 |  | 9.1953e-06 |  | 1.9744e-05 |  | 0 |  | 0 |  | 0 |  | 0 |  | 0 |  | 0 |  | 1.1886e-06 |  | 0 |  | 0 |  | 2.0968e-05 |  | 0 |  | 0.00037364 |  | 5.2144e-07 |  | 0.00061056 |  | 0
| 0 |  | 6.2782e-05 |  | 9.6461e-06 |  | 6.8993e-06 |  | 0 |  | 0 |  | 0 |  | 0 |  | 0 |  | 0 |  | 1.3965e-06 |  | 0 |  | 0 |  | 3.6918e-05 |  | 0 |  | 0.000355 |  | 0 |  | 0.00060823 |  | 0
| 0 |  | 3.3289e-05 |  | 1.63e-05 |  | 2.6609e-05 |  | 0 |  | 0 |  | 0 |  | 0 |  | 0 |  | 0 |  | 1.3965e-06 |  | 0 |  | 0 |  | 3.6916e-05 |  | 0 |  | 0.00035269 |  | 7.8221e-07 |  | 0.00060905 |  | 0
| 0 |  | 0.00013122 |  | 1.8513e-05 |  | 2.6609e-05 |  | 0 |  | 0 |  | 0 |  | 0 |  | 0 |  | 0 |  | 9.1974e-07 |  | 0 |  | 0 |  | 2.7801e-05 |  | 0 |  | 0.00023075 |  | 1.3038e-06 |  | 0.0006068 |  | 0
| 0 |  | 0.00026645 |  | 3.7174e-05 |  | 7.8843e-06 |  | 0 |  | 0 |  | 0 |  | 0 |  | 0 |  | 0 |  | 9.1981e-07 |  | 0 |  | 0 |  | 2.7804e-05 |  | 0 |  | 0.00021282 |  | 2.8683e-06 |  | 0.00059825 |  | 0
| 0 |  | 0.00020215 |  | 5.3366e-05 |  | 7.8843e-06 |  | 0 |  | 0 |  | 0 |  | 0 |  | 0 |  | 0 |  | 1.8338e-06 |  | 0 |  | 0 |  | 4.5969e-05 |  | 0 |  | 0.00030219 |  | 2.8685e-06 |  | 0.00059363 |  | 0
| 4.9356e-06 |  | 7.0593e-05 |  | 6.5703e-05 |  | 6.1382e-05 |  | 0 |  | 0 |  | 0 |  | 0 |  | 0 |  | 0 |  | 1.834e-06 |  | 0 |  | 0 |  | 4.5973e-05 |  | 0 |  | 0.00030494 |  | 1.3039e-06 |  | 0.00059677 |  | 0
| 1.8231e-05 |  | 4.2734e-05 |  | -1.1321e-05 |  | 6.1376e-05 |  | 0 |  | 0 |  | 0 |  | 0 |  | 0 |  | 0 |  | 1.064e-06 |  | 0 |  | 0 |  | 2.8896e-05 |  | 0 |  | 0.00030028 |  | 7.8241e-07 |  | 0.00060221 |  | 0
| 7.0126e-05 |  | 7.7724e-05 |  | -6.513e-05 |  | 1.5767e-05 |  | 0 |  | 0 |  | 0 |  | 0 |  | 0 |  | 0 |  | 1.064e-06 |  | 0 |  | 0 |  | 2.8895e-05 |  | 0 |  | 0.00043676 |  | 2.3472e-06 |  | 0.00060695 |  | 0
| 5.6825e-05 |  | 8.9921e-05 |  | -0.00013497 |  | 2.0704e-05 |  | 0 |  | 0 |  | 0 |  | 0 |  | 0 |  | 0 |  | 4.0345e-07 |  | 0 |  | 0 |  | 2.0899e-05 |  | 0 |  | 0.00043831 |  | 2.3474e-06 |  | 0.00060773 |  | 0
| 0 |  | 7.6205e-05 |  | -7.9641e-05 |  | 4.4356e-05 |  | 0 |  | 0 |  | 0 |  | 0 |  | 0 |  | 0 |  | 4.0351e-07 |  | 0 |  | 0 |  | 2.0901e-05 |  | 0 |  | 0.00036764 |  | 2.3475e-06 |  | 0.00060548 |  | 0
| 0 |  | 5.6483e-05 |  | 1.1533e-05 |  | 3.9414e-05 |  | 0 |  | 0 |  | 0 |  | 0 |  | 0 |  | 0 |  | 5.2187e-07 |  | 0 |  | 0 |  | 1.8761e-05 |  | 0 |  | 0.00039251 |  | 2.8692e-06 |  | 0.00060237 |  | 0
| 0 |  | 6.5086e-05 |  | -1.753e-05 |  | 1.5766e-05 |  | 0 |  | 0 |  | 0 |  | 0 |  | 0 |  | 0 |  | 5.2194e-07 |  | 0 |  | 0 |  | 1.8763e-05 |  | 0 |  | 0.00037855 |  | 1.3043e-06 |  | 0.00060085 |  | 0
| 0 |  | 0.0001728 |  | -0.00010342 |  | 2.4652e-05 |  | 0 |  | 0 |  | 0 |  | 0 |  | 0 |  | 0 |  | 5.0254e-07 |  | 0 |  | 0 |  | 3.0661e-05 |  | 0 |  | 0.00031249 |  | 7.8261e-07 |  | 0.00060167 |  | 0
| 0 |  | 0.00015782 |  | 1.4287e-05 |  | 2.8593e-05 |  | 0 |  | 0 |  | 0 |  | 0 |  | 0 |  | 0 |  | 5.0261e-07 |  | 0 |  | 0 |  | 3.0667e-05 |  | 0 |  | 0.00037937 |  | 2.348e-06 |  | 0.0005986 |  | 0
| 2.0451e-05 |  | 0.00013087 |  | 4.5412e-05 |  | 1.9705e-05 |  | 0 |  | 0 |  | 0 |  | 0 |  | 0 |  | 0 |  | 7.0427e-07 |  | 0 |  | 0 |  | 2.2737e-05 |  | 0 |  | 0.0004299 |  | 2.348e-06 |  | 0.00059082 |  | 0
| 2.0451e-05 |  | 0.00011427 |  | 1.1304e-05 |  | 3.744e-05 |  | 0 |  | 0 |  | 0 |  | 0 |  | 0 |  | 0 |  | 7.0432e-07 |  | 0 |  | 0 |  | 2.2739e-05 |  | 0 |  | 0.00040041 |  | 7.8271e-07 |  | 0.0005909 |  | 0
| 1.3292e-05 |  | 6.5475e-05 |  | 0.000136 |  | 3.7437e-05 |  | 0 |  | 0 |  | 0 |  | 0 |  | 0 |  | 0 |  | 1.7029e-06 |  | 0 |  | 0 |  | 3.8318e-05 |  | 0 |  | 0.00038875 |  | 7.8276e-07 |  | 0.00059479 |  | 0
| 1.3292e-05 |  | 8.5487e-06 |  | -4.2623e-05 |  | 6.8178e-05 |  | 0 |  | 0 |  | 0 |  | 0 |  | 0 |  | 0 |  | 1.703e-06 |  | 0 |  | 0 |  | 3.832e-05 |  | 0 |  | 0.00034057 |  | 7.8281e-07 |  | 0.00059949 |  | 0
| 0 |  | 7.2101e-05 |  | -0.00016969 |  | 9.8789e-05 |  | 0 |  | 0 |  | 0 |  | 0 |  | 0 |  | 0 |  | 1.0693e-06 |  | 0 |  | 0 |  | 2.8372e-05 |  | 0 |  | 0.00038647 |  | 7.8281e-07 |  | 0.00060108 |  | 0
| 7.9965e-06 |  | 0.00017368 |  | -2.5212e-05 |  | 7.3959e-05 |  | 0 |  | 0 |  | 0 |  | 0 |  | 0 |  | 0 |  | 1.0694e-06 |  | 0 |  | 0 |  | 2.8375e-05 |  | 0 |  | 0.00038805 |  | 0 |  | 0.00060035 |  | 0
| 7.9958e-06 |  | 0.00016568 |  | -2.6271e-06 |  | 4.3344e-05 |  | 0 |  | 0 |  | 0 |  | 0 |  | 0 |  | 0 |  | 1.157e-06 |  | 0 |  | 0 |  | 2.2993e-05 |  | 0 |  | 0.0004114 |  | 0 |  | 0.00060116 |  | 0
| 2.8411e-05 |  | 0.00011937 |  | -5.9948e-06 |  | 3.7434e-05 |  | 0 |  | 0 |  | 0 |  | 0 |  | 0 |  | 0 |  | 1.1572e-06 |  | 0 |  | 0 |  | 2.2996e-05 |  | 0 |  | 0.00043865 |  | 7.8291e-07 |  | 0.00060198 |  | 0
| 3.25e-05 |  | 1.894e-05 |  | -2.9589e-05 |  | 3.7434e-05 |  | 0 |  | 0 |  | 0 |  | 0 |  | 0 |  | 0 |  | 1.4553e-06 |  | 0 |  | 0 |  | 2.7892e-05 |  | 0 |  | 0.00036632 |  | 7.8296e-07 |  | 0.00060276 |  | 0
| 4.0892e-06 |  | 2.8609e-05 |  | -6.7132e-05 |  | 1.2805e-05 |  | 0 |  | 0 |  | 0 |  | 0 |  | 0 |  | 0 |  | 1.4556e-06 |  | 0 |  | 0 |  | 2.7894e-05 |  | 0 |  | 0.00043793 |  | 7.8301e-07 |  | 0.00059583 |  | 0
| 0 |  | 0.0001138 |  | -1.0832e-05 |  | 1.2806e-05 |  | 0 |  | 0 |  | 0 |  | 0 |  | 0 |  | 0 |  | 1.3944e-06 |  | 0 |  | 0 |  | 2.2529e-05 |  | 0 |  | 0.00043949 |  | 2.8711e-06 |  | 0.00058961 |  | 0
| 0 |  | 9.4488e-05 |  | -1.3511e-05 |  | 2.955e-06 |  | 0 |  | 0 |  | 0 |  | 0 |  | 0 |  | 0 |  | 1.3946e-06 |  | 0 |  | 0 |  | 2.2534e-05 |  | 0 |  | 0.00051341 |  | 2.8714e-06 |  | 0.00058809 |  | 0
| 0 |  | 0.00010297 |  | -2.3013e-05 |  | 3.7511e-05 |  | 0 |  | 0 |  | 0 |  | 0 |  | 0 |  | 0 |  | 1.699e-06 |  | 0 |  | 0 |  | 2.7702e-05 |  | 0 |  | 0.00043021 |  | 7.8311e-07 |  | 0.00059202 |  | 0
| 0 |  | 9.3927e-05 |  | 3.9599e-05 |  | 5.7206e-05 |  | 0 |  | 0 |  | 0 |  | 0 |  | 0 |  | 0 |  | 1.699e-06 |  | 0 |  | 0 |  | 2.7701e-05 |  | 0 |  | 0.00034388 |  | 2.3495e-06 |  | 0.00059361 |  | 0
| 5.1115e-06 |  | 7.9131e-05 |  | 8.5133e-05 |  | 2.2655e-05 |  | 0 |  | 0 |  | 0 |  | 0 |  | 0 |  | 0 |  | 1.6786e-06 |  | 0 |  | 0 |  | 3.0364e-05 |  | 0 |  | 0.00023826 |  | 4.4379e-06 |  | 0.0005921 |  | 0
| 8.002e-06 |  | 0.00014413 |  | 2.3111e-05 |  | 3.9393e-05 |  | 0 |  | 0 |  | 0 |  | 0 |  | 0 |  | 0 |  | 1.6787e-06 |  | 0 |  | 0 |  | 3.0367e-05 |  | 0 |  | 0.00017757 |  | 4.4382e-06 |  | 0.0005991 |  | 0
| 1.618e-05 |  | 0.00018348 |  | -6.5663e-05 |  | 3.9397e-05 |  | 0 |  | 0 |  | 0 |  | 0 |  | 0 |  | 0 |  | 1.7531e-07 |  | 0 |  | 0 |  | 2.9279e-05 |  | 0 |  | 0.00031749 |  | 2.872e-06 |  | 0.00060462 |  | 0
| 2.7404e-05 |  | 0.0001543 |  | -6.9507e-05 |  | 3.9393e-05 |  | 0 |  | 0 |  | 0 |  | 0 |  | 0 |  | 0 |  | 1.7532e-07 |  | 0 |  | 0 |  | 2.9281e-05 |  | 0 |  | 0.00024114 |  | 2.8722e-06 |  | 0.00060462 |  | 0
| 1.4116e-05 |  | 0.00013744 |  | -7.5451e-05 |  | 5.6174e-05 |  | 0 |  | 0 |  | 0 |  | 0 |  | 0 |  | 0 |  | 1.2486e-06 |  | 0 |  | 0 |  | 2.6746e-05 |  | 0 |  | 0.00023104 |  | 2.8722e-06 |  | 0.00060077 |  | 0
| 0 |  | 9.6144e-05 |  | -4.7426e-05 |  | 2.072e-05 |  | 0 |  | 0 |  | 0 |  | 0 |  | 0 |  | 0 |  | 1.2486e-06 |  | 0 |  | 0 |  | 2.6744e-05 |  | 0 |  | 0.00033543 |  | 5.2224e-07 |  | 0.00059847 |  | 0
| 0 |  | 2.3716e-05 |  | -1.5514e-06 |  | 3.9387e-06 |  | 0 |  | 0 |  | 0 |  | 0 |  | 0 |  | 0 |  | 1.3057e-06 |  | 0 |  | 0 |  | 4.1218e-05 |  | 0 |  | 0.00041639 |  | 5.2228e-07 |  | 0.00060007 |  | 0
| 0 |  | 1.0956e-05 |  | 4.2678e-06 |  | 1.9697e-05 |  | 0 |  | 0 |  | 0 |  | 0 |  | 0 |  | 0 |  | 1.3059e-06 |  | 0 |  | 0 |  | 4.1226e-05 |  | 0 |  | 0.00041642 |  | 1.3057e-06 |  | 0.00060166 |  | 0
| 1.022e-06 |  | 4.0957e-05 |  | -3.1125e-05 |  | 1.9695e-05 |  | 0 |  | 0 |  | 0 |  | 0 |  | 0 |  | 0 |  | 1.0398e-06 |  | 0 |  | 0 |  | 1.1266e-05 |  | 0 |  | 0.0003604 |  | 1.3059e-06 |  | 0.00060404 |  | 0
| 1.0219e-06 |  | 0.00012747 |  | -0.00014901 |  | 0 |  | 0 |  | 0 |  | 0 |  | 0 |  | 0 |  | 0 |  | 1.04e-06 |  | 0 |  | 0 |  | 1.1267e-05 |  | 0 |  | 0.00036663 |  | 1.3058e-06 |  | 0.00060248 |  | 0
| 3.577e-05 |  | 2.7591e-05 |  | -0.00018015 |  | 0 |  | 0 |  | 0 |  | 0 |  | 0 |  | 0 |  | 0 |  | 8.8572e-07 |  | 0 |  | 0 |  | 1.6465e-05 |  | 0 |  | 0.00033473 |  | 1.3059e-06 |  | 0.00059551 |  | 0
| 3.5767e-05 |  | 2.3725e-05 |  | -7.1986e-05 |  | 7.3821e-05 |  | 0 |  | 0 |  | 0 |  | 0 |  | 0 |  | 0 |  | 8.8585e-07 |  | 0 |  | 0 |  | 1.6467e-05 |  | 0 |  | 0.00031142 |  | 1.3059e-06 |  | 0.00058781 |  | 0
| 0 |  | 0.00016157 |  | -2.4904e-05 |  | 7.382e-05 |  | 0 |  | 0 |  | 0 |  | 0 |  | 0 |  | 0 |  | 9.8576e-07 |  | 0 |  | 0 |  | 4.3727e-05 |  | 0 |  | 0.00042509 |  | 7.8366e-07 |  | 0.00058002 |  | 0
| 4.9308e-06 |  | 0.0001076 |  | -8.2395e-07 |  | 9.846e-06 |  | 0 |  | 0 |  | 0 |  | 0 |  | 0 |  | 0 |  | 9.8576e-07 |  | 0 |  | 0 |  | 4.3727e-05 |  | 0 |  | 0.00051543 |  | 0 |  | 0.0005785 |  | 0
| 4.9312e-06 |  | 7.8854e-05 |  | -1.5273e-05 |  | 9.8469e-06 |  | 0 |  | 0 |  | 0 |  | 0 |  | 0 |  | 0 |  | 8.5409e-07 |  | 0 |  | 0 |  | 3.3083e-05 |  | 0 |  | 0.00045937 |  | 5.2248e-07 |  | 0.00058395 |  | 0
| 4.9819e-05 |  | 0.00017809 |  | -7.31e-05 |  | 8.8613e-06 |  | 0 |  | 0 |  | 0 |  | 0 |  | 0 |  | 0 |  | 8.5416e-07 |  | 0 |  | 0 |  | 3.3084e-05 |  | 0 |  | 0.00039947 |  | 1.3062e-06 |  | 0.00059103 |  | 0
| 4.9819e-05 |  | 0.00017369 |  | -4.9064e-05 |  | 8.8613e-06 |  | 0 |  | 0 |  | 0 |  | 0 |  | 0 |  | 0 |  | 6.2726e-07 |  | 0 |  | 0 |  | 1.5195e-05 |  | 0 |  | 0.00041583 |  | 1.3063e-06 |  | 0.00059337 |  | 0
| 0 |  | 6.6167e-05 |  | 5.9859e-05 |  | 4.9223e-06 |  | 0 |  | 0 |  | 0 |  | 0 |  | 0 |  | 0 |  | 6.2735e-07 |  | 0 |  | 0 |  | 1.5198e-05 |  | 0 |  | 0.00038317 |  | 2.874e-06 |  | 0.00058566 |  | 0
| 0 |  | 5.2722e-05 |  | -2.4557e-05 |  | 1.5777e-05 |  | 0 |  | 0 |  | 0 |  | 0 |  | 0 |  | 0 |  | 1.9993e-07 |  | 0 |  | 0 |  | 3.3125e-05 |  | 0 |  | 0.00036993 |  | 2.874e-06 |  | 0.00057709 |  | 0
| 0 |  | 2.2102e-05 |  | -8.1058e-05 |  | 1.4792e-05 |  | 0 |  | 0 |  | 0 |  | 0 |  | 0 |  | 0 |  | 1.9995e-07 |  | 0 |  | 0 |  | 3.3126e-05 |  | 0 |  | 0.00038319 |  | 1.3064e-06 |  | 0.0005709 |  | 0
| 4.5979e-05 |  | -3.7271e-05 |  | 6.9723e-05 |  | 2.0713e-05 |  | 0 |  | 0 |  | 0 |  | 0 |  | 0 |  | 0 |  | 1.6584e-06 |  | 0 |  | 0 |  | 3.422e-05 |  | 0 |  | 0.00047513 |  | 7.8391e-07 |  | 0.00057015 |  | 0
| 6.7231e-05 |  | 3.7075e-05 |  | 2.5137e-05 |  | 6.8953e-05 |  | 0 |  | 0 |  | 0 |  | 0 |  | 0 |  | 0 |  | 1.6586e-06 |  | 0 |  | 0 |  | 3.4225e-05 |  | 0 |  | 0.00044945 |  | 2.3519e-06 |  | 0.00056941 |  | 0
| 2.125e-05 |  | 0.00010828 |  | 1.7417e-05 |  | 8.572e-05 |  | 0 |  | 0 |  | 0 |  | 0 |  | 0 |  | 0 |  | 1.4308e-06 |  | 0 |  | 0 |  | 3.9004e-05 |  | 0 |  | 0.0003996 |  | 2.3519e-06 |  | 0.00056785 |  | 0
| 0 |  | 3.6397e-05 |  | 9.5765e-05 |  | 3.3547e-05 |  | 0 |  | 0 |  | 0 |  | 0 |  | 0 |  | 0 |  | 1.431e-06 |  | 0 |  | 0 |  | 3.901e-05 |  | 0 |  | 0.00031341 |  | 2.352e-06 |  | 0.00057338 |  | 0
| 0 |  | 4.8924e-05 |  | 7.692e-05 |  | 1.8747e-05 |  | 0 |  | 0 |  | 0 |  | 0 |  | 0 |  | 0 |  | 9.5752e-07 |  | 0 |  | 0 |  | 2.3936e-05 |  | 0 |  | 0.00031341 |  | 2.8747e-06 |  | 0.00057806 |  | 0
| 0 |  | 0.00017586 |  | 4.2543e-05 |  | 2.2683e-05 |  | 0 |  | 0 |  | 0 |  | 0 |  | 0 |  | 0 |  | 9.5766e-07 |  | 0 |  | 0 |  | 2.3939e-05 |  | 0 |  | 0.00035994 |  | 2.8751e-06 |  | 0.0005742 |  | 0
| 0 |  | 0.00016836 |  | 4.8792e-05 |  | 3.937e-06 |  | 0 |  | 0 |  | 0 |  | 0 |  | 0 |  | 0 |  | 1.3719e-06 |  | 0 |  | 0 |  | 4.5243e-05 |  | 0 |  | 0.00042464 |  | 4.4433e-06 |  | 0.00056566 |  | 0
| 3.2468e-05 |  | 5.8005e-05 |  | 8.1324e-05 |  | 0 |  | 0 |  | 0 |  | 0 |  | 0 |  | 0 |  | 0 |  | 1.372e-06 |  | 0 |  | 0 |  | 4.5245e-05 |  | 0 |  | 0.00045895 |  | 2.8753e-06 |  | 0.00056258 |  | 0
| 3.2468e-05 |  | 4.1245e-05 |  | -1.1007e-05 |  | 1.5786e-05 |  | 0 |  | 0 |  | 0 |  | 0 |  | 0 |  | 0 |  | 4.9943e-07 |  | 0 |  | 0 |  | 2.0028e-05 |  | 0 |  | 0.00039976 |  | 2.8753e-06 |  | 0.00057119 |  | 0
| 0 |  | 4.8586e-05 |  | -8.5444e-05 |  | 4.8263e-05 |  | 0 |  | 0 |  | 0 |  | 0 |  | 0 |  | 0 |  | 4.9951e-07 |  | 0 |  | 0 |  | 2.0032e-05 |  | 0 |  | 0.00046287 |  | 4.4442e-06 |  | 0.00057353 |  | 0
| 1.7365e-05 |  | 0.00011155 |  | 1.423e-05 |  | 5.8128e-05 |  | 0 |  | 0 |  | 0 |  | 0 |  | 0 |  | 0 |  | 1.2862e-06 |  | 0 |  | 0 |  | 4.4758e-05 |  | 0 |  | 0.00050814 |  | 2.3528e-06 |  | 0.00057126 |  | 0
| 1.7365e-05 |  | 0.0002081 |  | 2.8755e-05 |  | 4.9271e-05 |  | 0 |  | 0 |  | 0 |  | 0 |  | 0 |  | 0 |  | 1.2864e-06 |  | 0 |  | 0 |  | 4.4766e-05 |  | 0 |  | 0.00048476 |  | 7.8426e-07 |  | 0.00057282 |  | 0
| 8.1719e-06 |  | 0.00015764 |  | 3.5938e-05 |  | 2.3622e-05 |  | 0 |  | 0 |  | 0 |  | 0 |  | 0 |  | 0 |  | 1.1423e-06 |  | 0 |  | 0 |  | 3.5883e-05 |  | 0 |  | 0.00037255 |  | 1.3073e-06 |  | 0.0005752 |  | 0
| 6.8331e-05 |  | 0.00013305 |  | 7.0796e-05 |  | 3.6413e-05 |  | 0 |  | 0 |  | 0 |  | 0 |  | 0 |  | 0 |  | 1.1424e-06 |  | 0 |  | 0 |  | 3.5885e-05 |  | 0 |  | 0.0003149 |  | 1.3073e-06 |  | 0.00057835 |  | 0
| 6.0166e-05 |  | 0.00010826 |  | -0.00011763 |  | 3.6417e-05 |  | 0 |  | 0 |  | 0 |  | 0 |  | 0 |  | 0 |  | 1.2837e-06 |  | 0 |  | 0 |  | 1.3016e-05 |  | 0 |  | 0.00032739 |  | 1.3074e-06 |  | 0.00057605 |  | 0
| 1.4105e-05 |  | 4.1438e-05 |  | -0.00017056 |  | 0 |  | 0 |  | 0 |  | 0 |  | 0 |  | 0 |  | 0 |  | 1.2839e-06 |  | 0 |  | 0 |  | 1.3018e-05 |  | 0 |  | 0.00025354 |  | 1.3074e-06 |  | 0.00057531 |  | 0
| 2.432e-05 |  | 6.0611e-05 |  | -2.7522e-05 |  | 0 |  | 0 |  | 0 |  | 0 |  | 0 |  | 0 |  | 0 |  | 6.4216e-07 |  | 0 |  | 0 |  | 3.1328e-05 |  | 0 |  | 0.00035488 |  | 1.3074e-06 |  | 0.00057297 |  | 0
| 1.0213e-05 |  | 9.744e-05 |  | 9.7808e-06 |  | 0 |  | 0 |  | 0 |  | 0 |  | 0 |  | 0 |  | 0 |  | 6.4225e-07 |  | 0 |  | 0 |  | 3.1333e-05 |  | 0 |  | 0.00050054 |  | 1.3075e-06 |  | 0.00056836 |  | 0
| 0 |  | 9.8287e-05 |  | -9.8299e-06 |  | 0 |  | 0 |  | 0 |  | 0 |  | 0 |  | 0 |  | 0 |  | 7.5748e-07 |  | 0 |  | 0 |  | 2.9745e-05 |  | 0 |  | 0.00034461 |  | 7.8456e-07 |  | 0.00056369 |  | 0
| 3.5515e-05 |  | 0.00013906 |  | 2.4811e-05 |  | 1.0823e-05 |  | 0 |  | 0 |  | 0 |  | 0 |  | 0 |  | 0 |  | 7.5754e-07 |  | 0 |  | 0 |  | 2.9747e-05 |  | 0 |  | 0.0002994 |  | 2.3538e-06 |  | 0.00056372 |  | 0
| 3.5518e-05 |  | 7.7673e-05 |  | 0.00015167 |  | 1.0824e-05 |  | 0 |  | 0 |  | 0 |  | 0 |  | 0 |  | 0 |  | 2.0725e-06 |  | 0 |  | 0 |  | 2.9573e-05 |  | 0 |  | 0.0003197 |  | 2.3538e-06 |  | 0.00057156 |  | 0
| 1.7163e-05 |  | 5.2346e-05 |  | 7.1785e-05 |  | 5.9015e-05 |  | 0 |  | 0 |  | 0 |  | 0 |  | 0 |  | 0 |  | 2.0728e-06 |  | 0 |  | 0 |  | 2.9577e-05 |  | 0 |  | 0.00039224 |  | 2.3538e-06 |  | 0.00057627 |  | 0
| 7.0266e-05 |  | 9.0519e-05 |  | -9.241e-05 |  | 5.9015e-05 |  | 0 |  | 0 |  | 0 |  | 0 |  | 0 |  | 0 |  | 6.5752e-07 |  | 0 |  | 0 |  | 2.7643e-05 |  | 0 |  | 0.00050999 |  | 2.3541e-06 |  | 0.00057393 |  | 0
| 7.7403e-05 |  | 2.584e-05 |  | -3.0287e-05 |  | 0 |  | 0 |  | 0 |  | 0 |  | 0 |  | 0 |  | 0 |  | 6.5752e-07 |  | 0 |  | 0 |  | 2.7644e-05 |  | 0 |  | 0.00050304 |  | 2.3541e-06 |  | 0.00057011 |  | 0
| 6.2084e-05 |  | 5.4699e-05 |  | 6.2146e-05 |  | 0 |  | 0 |  | 0 |  | 0 |  | 0 |  | 0 |  | 0 |  | 1.0361e-06 |  | 0 |  | 0 |  | 2.0619e-05 |  | 0 |  | 0.00046092 |  | 4.447e-06 |  | 0.00056933 |  | 0
| 9.906e-05 |  | 0.00017745 |  | 2.3213e-05 |  | 3.2468e-05 |  | 0 |  | 0 |  | 0 |  | 0 |  | 0 |  | 0 |  | 1.0361e-06 |  | 0 |  | 0 |  | 2.062e-05 |  | 0 |  | 0.00052569 |  | 2.8777e-06 |  | 0.00057092 |  | 0
| 6.1279e-05 |  | 0.00016855 |  | -4.3034e-05 |  | 3.2468e-05 |  | 0 |  | 0 |  | 0 |  | 0 |  | 0 |  | 0 |  | 1.7367e-06 |  | 0 |  | 0 |  | 4.3928e-05 |  | 0 |  | 0.00047346 |  | 7.8481e-07 |  | 0.00057096 |  | 0
| 1.92e-05 |  | 8.6334e-05 |  | -9.7327e-05 |  | 1.8694e-05 |  | 0 |  | 0 |  | 0 |  | 0 |  | 0 |  | 0 |  | 1.737e-06 |  | 0 |  | 0 |  | 4.3934e-05 |  | 0 |  | 0.00034556 |  | 0 |  | 0.0005749 |  | 0
| 5.9024e-05 |  | 0.00013045 |  | -9.5775e-05 |  | 2.6583e-05 |  | 0 |  | 0 |  | 0 |  | 0 |  | 0 |  | 0 |  | 9.342e-07 |  | 0 |  | 0 |  | 3.4626e-05 |  | 0 |  | 0.00046182 |  | 2.0931e-06 |  | 0.00057805 |  | 0
| 6.5135e-05 |  | 0.00015548 |  | 1.4617e-05 |  | 5.7079e-05 |  | 0 |  | 0 |  | 0 |  | 0 |  | 0 |  | 0 |  | 9.3433e-07 |  | 0 |  | 0 |  | 3.4633e-05 |  | 0 |  | 0.00053752 |  | 2.0932e-06 |  | 0.00057107 |  | 0
| 8.1472e-05 |  | 0.00015361 |  | -6.6444e-05 |  | 0.00013032 |  | 0 |  | 0 |  | 0 |  | 0 |  | 0 |  | 0 |  | 6.9553e-07 |  | 0 |  | 0 |  | 4.6864e-05 |  | 0 |  | 0.00038539 |  | 5.2331e-07 |  | 0.00055859 |  | 0
| 0.00010696 |  | 0.00015786 |  | -3.0034e-05 |  | 0.00010474 |  | 0 |  | 0 |  | 0 |  | 0 |  | 0 |  | 0 |  | 6.9563e-07 |  | 0 |  | 0 |  | 4.6871e-05 |  | 0 |  | 0.00029336 |  | 1.3084e-06 |  | 0.00054536 |  | 0
| 8.3465e-05 |  | 9.2384e-05 |  | 1.3458e-05 |  | 2.3609e-05 |  | 0 |  | 0 |  | 0 |  | 0 |  | 0 |  | 0 |  | 7.9187e-07 |  | 0 |  | 0 |  | 3.0343e-05 |  | 0 |  | 0.00029103 |  | 4.4487e-06 |  | 0.00054305 |  | 0
| 8.0414e-05 |  | 0.00013318 |  | -3.6491e-05 |  | 0 |  | 0 |  | 0 |  | 0 |  | 0 |  | 0 |  | 0 |  | 7.9199e-07 |  | 0 |  | 0 |  | 3.0346e-05 |  | 0 |  | 0.00029417 |  | 3.6636e-06 |  | 0.00055089 |  | 0
| 7.9386e-05 |  | 0.00021664 |  | 1.4401e-05 |  | 1.0846e-05 |  | 0 |  | 0 |  | 0 |  | 0 |  | 0 |  | 0 |  | 7.3119e-07 |  | 0 |  | 0 |  | 3.3965e-05 |  | 0 |  | 0.0003574 |  | 0 |  | 0.00056263 |  | 0
| 6.7154e-05 |  | 0.00021726 |  | -2.5794e-05 |  | 3.2488e-05 |  | 0 |  | 0 |  | 0 |  | 0 |  | 0 |  | 0 |  | 7.3129e-07 |  | 0 |  | 0 |  | 3.397e-05 |  | 0 |  | 0.00045888 |  | 0 |  | 0.00057281 |  | 0
| 6.5107e-05 |  | 0.00015526 |  | -3.0073e-05 |  | 2.164e-05 |  | 0 |  | 0 |  | 0 |  | 0 |  | 0 |  | 0 |  | 1.3494e-06 |  | 0 |  | 0 |  | 2.8553e-05 |  | 0 |  | 0.00058764 |  | 2.0938e-06 |  | 0.00057281 |  | 0
| 8.346e-05 |  | 0.0001261 |  | 5.4507e-05 |  | 0 |  | 0 |  | 0 |  | 0 |  | 0 |  | 0 |  | 0 |  | 1.3496e-06 |  | 0 |  | 0 |  | 2.8557e-05 |  | 0 |  | 0.00053542 |  | 2.8793e-06 |  | 0.00056508 |  | 0
| 0.00012135 |  | 0.00012979 |  | 4.7327e-05 |  | 2.0704e-05 |  | 0 |  | 0 |  | 0 |  | 0 |  | 0 |  | 0 |  | 1.3234e-06 |  | 0 |  | 0 |  | 3.8588e-05 |  | 0 |  | 0.00037074 |  | 7.8521e-07 |  | 0.00055884 |  | 0
| 0.00013047 |  | 7.3645e-05 |  | -2.8133e-05 |  | 3.4475e-05 |  | 0 |  | 0 |  | 0 |  | 0 |  | 0 |  | 0 |  | 1.3234e-06 |  | 0 |  | 0 |  | 3.8588e-05 |  | 0 |  | 0.00041994 |  | 7.8531e-07 |  | 0.00055809 |  | 0
| 0.00020476 |  | 0.00011922 |  | -6.4249e-05 |  | 6.5032e-05 |  | 0 |  | 0 |  | 0 |  | 0 |  | 0 |  | 0 |  | 7.3489e-07 |  | 0 |  | 0 |  | 3.1558e-05 |  | 0 |  | 0.00044338 |  | 7.8531e-07 |  | 0.00056203 |  | 0
| 0.00025356 |  | 0.0001736 |  | -6.97e-05 |  | 8.0776e-05 |  | 0 |  | 0 |  | 0 |  | 0 |  | 0 |  | 0 |  | 7.35e-07 |  | 0 |  | 0 |  | 3.1564e-05 |  | 0 |  | 0.00042702 |  | 0 |  | 0.00056051 |  | 0
| 0.00022688 |  | 0.00011697 |  | 7.8682e-06 |  | 2.9506e-05 |  | 0 |  | 0 |  | 0 |  | 0 |  | 0 |  | 0 |  | 9.8774e-07 |  | 0 |  | 0 |  | 3.0041e-05 |  | 0 |  | 0.00054645 |  | 2.0944e-06 |  | 0.00055582 |  | 0
| 0.00029324 |  | 2.5605e-05 |  | -6.6575e-06 |  | 4.9175e-06 |  | 0 |  | 0 |  | 0 |  | 0 |  | 0 |  | 0 |  | 9.8774e-07 |  | 0 |  | 0 |  | 3.0041e-05 |  | 0 |  | 0.00054418 |  | 2.88e-06 |  | 0.00055355 |  | 0
| 0.00037489 |  | 3.6391e-05 |  | 2.8229e-05 |  | 3.9418e-05 |  | 0 |  | 0 |  | 0 |  | 0 |  | 0 |  | 0 |  | 1.2807e-06 |  | 0 |  | 0 |  | 2.3207e-05 |  | 0 |  | 0.00045049 |  | 1.3091e-06 |  | 0.00055511 |  | 0
| 0.00041179 |  | 3.4426e-05 |  | 1.0982e-05 |  | 8.6631e-05 |  | 0 |  | 0 |  | 0 |  | 0 |  | 0 |  | 0 |  | 1.2809e-06 |  | 0 |  | 0 |  | 2.3211e-05 |  | 0 |  | 0.00047629 |  | 1.3092e-06 |  | 0.00055827 |  | 0
| 0.00045485 |  | 2.3567e-05 |  | 7.6136e-05 |  | 5.2122e-05 |  | 0 |  | 0 |  | 0 |  | 0 |  | 0 |  | 0 |  | 1.9803e-06 |  | 0 |  | 0 |  | 4.4833e-05 |  | 0 |  | 0.00047085 |  | 1.3092e-06 |  | 0.00055284 |  | 0
| 0.00043444 |  | 9.9816e-05 |  | 0.00014525 |  | 6.8841e-06 |  | 0 |  | 0 |  | 0 |  | 0 |  | 0 |  | 0 |  | 1.9803e-06 |  | 0 |  | 0 |  | 4.4831e-05 |  | 0 |  | 0.00048884 |  | 5.2374e-07 |  | 0.00054975 |  | 0
| 0.00045084 |  | 7.646e-05 |  | 1.168e-05 |  | 6.8835e-06 |  | 0 |  | 0 |  | 0 |  | 0 |  | 0 |  | 0 |  | 1.262e-06 |  | 0 |  | 0 |  | 4.1483e-05 |  | 0 |  | 0.00051227 |  | 0 |  | 0.00054585 |  | 0
| 0.00054673 |  | 8.6452e-05 |  | 5.1844e-05 |  | 3.2454e-05 |  | 0 |  | 0 |  | 0 |  | 0 |  | 0 |  | 0 |  | 1.262e-06 |  | 0 |  | 0 |  | 4.1483e-05 |  | 0 |  | 0.00040222 |  | 7.8561e-07 |  | 0.0005467 |  | 0
| 0.00064763 |  | 8.8337e-05 |  | 9.0585e-05 |  | 3.2451e-05 |  | 0 |  | 0 |  | 0 |  | 0 |  | 0 |  | 0 |  | 7.578e-07 |  | 0 |  | 0 |  | 3.3522e-05 |  | 0 |  | 0.00047485 |  | 7.8571e-07 |  | 0.00054982 |  | 0
| 0.00078203 |  | 9.3049e-05 |  | 5.5126e-05 |  | 3.8351e-05 |  | 0 |  | 0 |  | 0 |  | 0 |  | 0 |  | 0 |  | 7.5791e-07 |  | 0 |  | 0 |  | 3.3525e-05 |  | 0 |  | 0.00053658 |  | 7.8571e-07 |  | 0.00055142 |  | 0
| 0.00081152 |  | 0.00015581 |  | -1.3381e-05 |  | 5.7078e-05 |  | 0 |  | 0 |  | 0 |  | 0 |  | 0 |  | 0 |  | 6.5463e-07 |  | 0 |  | 0 |  | 3.4384e-05 |  | 0 |  | 0.00031713 |  | 1.3096e-06 |  | 0.00054911 |  | 0
| 0.00096512 |  | 0.00014316 |  | -8.0334e-05 |  | 7.2806e-05 |  | 0 |  | 0 |  | 0 |  | 0 |  | 0 |  | 0 |  | 6.5482e-07 |  | 0 |  | 0 |  | 3.4392e-05 |  | 0 |  | 0.0002609 |  | 5.2384e-07 |  | 0.00053821 |  | 0
| 0.0012634 |  | 9.006e-05 |  | -5.3635e-06 |  | 5.408e-05 |  | 0 |  | 0 |  | 0 |  | 0 |  | 0 |  | 0 |  | 9.5706e-07 |  | 0 |  | 0 |  | 3.7571e-05 |  | 0 |  | 0.00031014 |  | 5.2388e-07 |  | 0.00053278 |  | 0
| 0.0014692 |  | 8.5771e-05 |  | 0.00010655 |  | 0 |  | 0 |  | 0 |  | 0 |  | 0 |  | 0 |  | 0 |  | 9.5706e-07 |  | 0 |  | 0 |  | 3.7569e-05 |  | 0 |  | 0.00035857 |  | 2.8815e-06 |  | 0.00053278 |  | 0
| 0.0015872 |  | 9.5868e-05 |  | 6.3014e-05 |  | 0 |  | 0 |  | 0 |  | 0 |  | 0 |  | 0 |  | 0 |  | 1.0394e-06 |  | 0 |  | 0 |  | 2.9392e-05 |  | 0 |  | 0.00044378 |  | 2.3577e-06 |  | 0.00054222 |  | 0
| 0.0017034 |  | 0.00011966 |  | 1.7076e-05 |  | 3.1464e-05 |  | 0 |  | 0 |  | 0 |  | 0 |  | 0 |  | 0 |  | 1.0395e-06 |  | 0 |  | 0 |  | 2.9398e-05 |  | 0 |  | 0.00048597 |  | 2.3577e-06 |  | 0.00055472 |  | 0
| 0.0019465 |  | 0.00012651 |  | 0.0001656 |  | 3.4418e-05 |  | 0 |  | 0 |  | 0 |  | 0 |  | 0 |  | 0 |  | 1.4561e-06 |  | 0 |  | 0 |  | 4.5296e-05 |  | 0 |  | 0.00050553 |  | 2.358e-06 |  | 0.00056101 |  | 0
| 0.0023854 |  | 0.00010078 |  | 0.00020634 |  | 1.8687e-05 |  | 0 |  | 0 |  | 0 |  | 0 |  | 0 |  | 0 |  | 1.4561e-06 |  | 0 |  | 0 |  | 4.5294e-05 |  | 0 |  | 0.00042977 |  | 2.3579e-06 |  | 0.00055714 |  | 0
| 0.0027443 |  | 6.1948e-05 |  | 0.00014027 |  | 1.5731e-05 |  | 0 |  | 0 |  | 0 |  | 0 |  | 0 |  | 0 |  | 1.6355e-06 |  | 0 |  | 0 |  | 3.6672e-05 |  | 0 |  | 0.00045712 |  | 6.0265e-06 |  | 0.00054698 |  | 0
| 0.0031092 |  | 8.9477e-05 |  | 2.8533e-05 |  | 2.4577e-05 |  | 0 |  | 0 |  | 0 |  | 0 |  | 0 |  | 0 |  | 1.6357e-06 |  | 0 |  | 0 |  | 3.6677e-05 |  | 0 |  | 0.00052204 |  | 6.0265e-06 |  | 0.0005408 |  | 0
| 0.0034933 |  | 0.00014446 |  | -8.1338e-06 |  | 2.4579e-05 |  | 0 |  | 0 |  | 0 |  | 0 |  | 0 |  | 0 |  | 1.8429e-06 |  | 0 |  | 0 |  | 3.565e-05 |  | 0 |  | 0.00052751 |  | 2.3583e-06 |  | 0.00053845 |  | 0
| 0.0037895 |  | 0.00013783 |  | -5.9611e-05 |  | 7.8806e-05 |  | 0 |  | 0 |  | 0 |  | 0 |  | 0 |  | 0 |  | 1.8432e-06 |  | 0 |  | 0 |  | 3.5657e-05 |  | 0 |  | 0.00055646 |  | 0 |  | 0.00054083 |  | 0
| 0.0043508 |  | 0.0001135 |  | -9.5758e-05 |  | 8.4718e-05 |  | 0 |  | 0 |  | 0 |  | 0 |  | 0 |  | 0 |  | 1.043e-06 |  | 0 |  | 0 |  | 8.7599e-06 |  | 0 |  | 0.00050573 |  | 5.2411e-07 |  | 0.00054012 |  | 0
| 0.0048005 |  | 0.00014333 |  | -9.8565e-05 |  | 5.5063e-05 |  | 0 |  | 0 |  | 0 |  | 0 |  | 0 |  | 0 |  | 1.0431e-06 |  | 0 |  | 0 |  | 8.7607e-06 |  | 0 |  | 0.00039862 |  | 2.8828e-06 |  | 0.00053305 |  | 0
| 0.0051575 |  | 0.00018724 |  | -8.8239e-05 |  | 7.1819e-05 |  | 0 |  | 0 |  | 0 |  | 0 |  | 0 |  | 0 |  | 5.554e-07 |  | 0 |  | 0 |  | 1.3248e-05 |  | 0 |  | 0.00036974 |  | 4.4555e-06 |  | 0.00052608 |  | 0
| 0.005771 |  | 0.00017915 |  | -2.5672e-05 |  | 5.1169e-05 |  | 0 |  | 0 |  | 0 |  | 0 |  | 0 |  | 0 |  | 5.5548e-07 |  | 0 |  | 0 |  | 1.325e-05 |  | 0 |  | 0.00038775 |  | 6.028e-06 |  | 0.00052924 |  | 0
| 0.0063663 |  | 0.00020384 |  | -6.2504e-05 |  | 2.8507e-05 |  | 0 |  | 0 |  | 0 |  | 0 |  | 0 |  | 0 |  | 1.5497e-06 |  | 0 |  | 0 |  | 3.5225e-05 |  | 0 |  | 0.0004839 |  | 4.4558e-06 |  | 0.00054097 |  | 0
| 0.0067954 |  | 0.00020941 |  | -3.7305e-05 |  | 5.7252e-05 |  | 0 |  | 0 |  | 0 |  | 0 |  | 0 |  | 0 |  | 1.5499e-06 |  | 0 |  | 0 |  | 3.523e-05 |  | 0 |  | 0.0004855 |  | 1.3106e-06 |  | 0.00054726 |  | 0
| 0.007262 |  | 0.00012576 |  | -3.0078e-05 |  | 5.7257e-05 |  | 0 |  | 0 |  | 0 |  | 0 |  | 0 |  | 0 |  | 1.0436e-06 |  | 0 |  | 0 |  | 2.2264e-05 |  | 0 |  | 0.00032447 |  | 7.8636e-07 |  | 0.00054886 |  | 0
| 0.0078684 |  | 9.8457e-05 |  | 2.8962e-05 |  | 6.4621e-05 |  | 0 |  | 0 |  | 0 |  | 0 |  | 0 |  | 0 |  | 1.0438e-06 |  | 0 |  | 0 |  | 2.2267e-05 |  | 0 |  | 0.00033778 |  | 2.3594e-06 |  | 0.00054577 |  | 0
| 0.0083622 |  | 0.0001063 |  | 6.443e-05 |  | 8.4325e-05 |  | 0 |  | 0 |  | 0 |  | 0 |  | 0 |  | 0 |  | 5.9295e-07 |  | 0 |  | 0 |  | 3.295e-05 |  | 0 |  | 0.00035579 |  | 2.8837e-06 |  | 0.00053955 |  | 0
| 0.0089075 |  | 0.00010515 |  | -6.9748e-05 |  | 6.5901e-05 |  | 0 |  | 0 |  | 0 |  | 0 |  | 0 |  | 0 |  | 5.9295e-07 |  | 0 |  | 0 |  | 3.295e-05 |  | 0 |  | 0.00042463 |  | 1.3108e-06 |  | 0.00053332 |  | 0
| 0.0095064 |  | 0.00010965 |  | -0.00010901 |  | 4.6193e-05 |  | 0 |  | 0 |  | 0 |  | 0 |  | 0 |  | 0 |  | 5.7791e-07 |  | 0 |  | 0 |  | 1.0776e-05 |  | 0 |  | 0.0004911 |  | 7.8656e-07 |  | 0.0005302 |  | 0
| 0.0099783 |  | 0.00011488 |  | 1.3582e-05 |  | 3.7351e-05 |  | 0 |  | 0 |  | 0 |  | 0 |  | 0 |  | 0 |  | 5.78e-07 |  | 0 |  | 0 |  | 1.0777e-05 |  | 0 |  | 0.00052163 |  | 7.8656e-07 |  | 0.00053258 |  | 0
| 0.010426 |  | 0.00015525 |  | 6.2349e-05 |  | 6.7887e-05 |  | 0 |  | 0 |  | 0 |  | 0 |  | 0 |  | 0 |  | 1.0299e-06 |  | 0 |  | 0 |  | 3.238e-05 |  | 0 |  | 0.00056546 |  | 1.3109e-06 |  | 0.00053496 |  | 0
| 0.010895 |  | 0.00014842 |  | 2.2384e-05 |  | 6.0024e-05 |  | 0 |  | 0 |  | 0 |  | 0 |  | 0 |  | 0 |  | 1.0299e-06 |  | 0 |  | 0 |  | 3.238e-05 |  | 0 |  | 0.00049275 |  | 5.2444e-07 |  | 0.00053734 |  | 0
| 0.011695 |  | 9.7156e-05 |  | 1.3943e-05 |  | 2.9483e-05 |  | 0 |  | 0 |  | 0 |  | 0 |  | 0 |  | 0 |  | 1.4683e-06 |  | 0 |  | 0 |  | 3.301e-05 |  | 0 |  | 0.00044194 |  | 5.2444e-07 |  | 0.00053972 |  | 0
| 0.012287 |  | 7.6222e-05 |  | -4.5722e-05 |  | 0.00010202 |  | 0 |  | 0 |  | 0 |  | 0 |  | 0 |  | 0 |  | 1.4688e-06 |  | 0 |  | 0 |  | 3.302e-05 |  | 0 |  | 0.00048265 |  | 5.2448e-07 |  | 0.0005421 |  | 0
| 0.012805 |  | 9.0277e-05 |  | 4.5728e-05 |  | 0.00010201 |  | 0 |  | 0 |  | 0 |  | 0 |  | 0 |  | 0 |  | 1.4771e-06 |  | 0 |  | 0 |  | 2.4124e-05 |  | 0 |  | 0.00050299 |  | 5.2448e-07 |  | 0.00054053 |  | 0
| 0.013384 |  | 5.2121e-05 |  | 0.00012153 |  | 0 |  | 0 |  | 0 |  | 0 |  | 0 |  | 0 |  | 0 |  | 1.4773e-06 |  | 0 |  | 0 |  | 2.4128e-05 |  | 0 |  | 0.00050849 |  | 2.885e-06 |  | 0.00053431 |  | 0
| 0.014024 |  | 0.00012767 |  | 3.8107e-05 |  | 0 |  | 0 |  | 0 |  | 0 |  | 0 |  | 0 |  | 0 |  | 1.1439e-06 |  | 0 |  | 0 |  | 2.6096e-05 |  | 0 |  | 0.00057737 |  | 2.3604e-06 |  | 0.00052887 |  | 0
| 0.014782 |  | 7.8339e-05 |  | -2.7686e-05 |  | 5.4051e-05 |  | 0 |  | 0 |  | 0 |  | 0 |  | 0 |  | 0 |  | 1.1439e-06 |  | 0 |  | 0 |  | 2.6095e-05 |  | 0 |  | 0.00056802 |  | 0 |  | 0.00052656 |  | 0
| 0.015561 |  | -1.6672e-05 |  | -5.1383e-05 |  | 5.6017e-05 |  | 0 |  | 0 |  | 0 |  | 0 |  | 0 |  | 0 |  | 1.1899e-06 |  | 0 |  | 0 |  | 0 |  | 0 |  | 0.00052581 |  | 5.2461e-07 |  | 0.00052894 |  | 0
| 0.016343 |  | 0.00011797 |  | -2.7091e-05 |  | 1.9701e-06 |  | 0 |  | 0 |  | 0 |  | 0 |  | 0 |  | 0 |  | 1.1899e-06 |  | 0 |  | 0 |  | 0 |  | 0 |  | 0.00043194 |  | 1.3115e-06 |  | 0.00053445 |  | 0
| 0.016871 |  | 0.0001227 |  | 8.8231e-05 |  | 2.3639e-05 |  | 0 |  | 0 |  | 0 |  | 0 |  | 0 |  | 0 |  | 1.7724e-06 |  | 0 |  | 0 |  | 4.9601e-05 |  | 0 |  | 0.00043429 |  | 1.3116e-06 |  | 0.00053993 |  | 0
| 0.017637 |  | 3.0088e-05 |  | 0.00013262 |  | 6.2945e-05 |  | 0 |  | 0 |  | 0 |  | 0 |  | 0 |  | 0 |  | 1.7727e-06 |  | 0 |  | 0 |  | 4.9608e-05 |  | 0 |  | 0.00050631 |  | 1.3116e-06 |  | 0.00054387 |  | 0
| 0.018578 |  | 3.5458e-05 |  | -2.7537e-05 |  | 3.9303e-05 |  | 0 |  | 0 |  | 0 |  | 0 |  | 0 |  | 0 |  | 1.0258e-06 |  | 0 |  | 0 |  | 1.5402e-05 |  | 0 |  | 0.00050086 |  | 1.3117e-06 |  | 0.00054312 |  | 0
| 0.019366 |  | 0.0001243 |  | -2.5214e-05 |  | 2.0634e-05 |  | 0 |  | 0 |  | 0 |  | 0 |  | 0 |  | 0 |  | 1.0261e-06 |  | 0 |  | 0 |  | 1.5406e-05 |  | 0 |  | 0.00055725 |  | 1.3118e-06 |  | 0.00053768 |  | 0
| 0.020055 |  | 0.00013378 |  | 9.6551e-05 |  | 5.9044e-05 |  | 0 |  | 0 |  | 0 |  | 0 |  | 0 |  | 0 |  | 8.4516e-07 |  | 0 |  | 0 |  | 3.8916e-05 |  | 0 |  | 0.00059016 |  | 7.8711e-07 |  | 0.00053615 |  | 0
| 0.020822 |  | 0.00013283 |  | 0.00012826 |  | 6.0027e-05 |  | 0 |  | 0 |  | 0 |  | 0 |  | 0 |  | 0 |  | 8.4516e-07 |  | 0 |  | 0 |  | 3.8914e-05 |  | 0 |  | 0.00051971 |  | 0 |  | 0.00053537 |  | 0
| 0.021853 |  | 0.00013267 |  | 3.509e-05 |  | 2.1615e-05 |  | 0 |  | 0 |  | 0 |  | 0 |  | 0 |  | 0 |  | 9.3921e-07 |  | 0 |  | 0 |  | 4.425e-05 |  | 0 |  | 0.00048455 |  | 0 |  | 0.00053152 |  | 0
| 0.023137 |  | 0.00013444 |  | -7.3677e-05 |  | 3.6352e-05 |  | 0 |  | 0 |  | 0 |  | 0 |  | 0 |  | 0 |  | 9.3935e-07 |  | 0 |  | 0 |  | 4.4259e-05 |  | 0 |  | 0.00035852 |  | 7.8721e-07 |  | 0.00052056 |  | 0
| 0.024271 |  | 0.00018664 |  | -6.0385e-05 |  | 5.3094e-05 |  | 0 |  | 0 |  | 0 |  | 0 |  | 0 |  | 0 |  | 1.0604e-06 |  | 0 |  | 0 |  | 2.1271e-05 |  | 0 |  | 0.000274 |  | 7.8721e-07 |  | 0.00050964 |  | 0
| 0.025074 |  | 0.00016645 |  | -3.4616e-05 |  | 2.9514e-05 |  | 0 |  | 0 |  | 0 |  | 0 |  | 0 |  | 0 |  | 1.0604e-06 |  | 0 |  | 0 |  | 2.127e-05 |  | 0 |  | 0.00042355 |  | 3.9363e-06 |  | 0.00051123 |  | 0
| 0.026117 |  | 0.00010525 |  | -5.4772e-05 |  | 1.2772e-05 |  | 0 |  | 0 |  | 0 |  | 0 |  | 0 |  | 0 |  | 1.3257e-06 |  | 0 |  | 0 |  | 3.6086e-05 |  | 0 |  | 0.00041966 |  | 4.4614e-06 |  | 0.00051753 |  | 0
| 0.027403 |  | 5.5695e-05 |  | -0.00014162 |  | 6.402e-05 |  | 0 |  | 0 |  | 0 |  | 0 |  | 0 |  | 0 |  | 1.3259e-06 |  | 0 |  | 0 |  | 3.6089e-05 |  | 0 |  | 0.00039539 |  | 2.8868e-06 |  | 0.00052379 |  | 0
| 0.02845 |  | 1.1996e-05 |  | -0.00016876 |  | 6.402e-05 |  | 0 |  | 0 |  | 0 |  | 0 |  | 0 |  | 0 |  | 6.094e-07 |  | 0 |  | 0 |  | 2.3804e-05 |  | 0 |  | 0.00054579 |  | 2.3621e-06 |  | 0.00052464 |  | 0
| 0.02988 |  | 3.0673e-05 |  | -6.915e-05 |  | 5.4032e-05 |  | 0 |  | 0 |  | 0 |  | 0 |  | 0 |  | 0 |  | 6.0949e-07 |  | 0 |  | 0 |  | 2.3808e-05 |  | 0 |  | 0.0007024 |  | 0 |  | 0.00051916 |  | 0
| 0.031405 |  | 0.00012099 |  | 2.5168e-05 |  | 6.8802e-05 |  | 0 |  | 0 |  | 0 |  | 0 |  | 0 |  | 0 |  | 9.0586e-07 |  | 0 |  | 0 |  | 2.681e-05 |  | 0 |  | 0.00070244 |  | 0 |  | 0.00051136 |  | 0
| 0.032564 |  | 0.00012975 |  | 5.6984e-05 |  | 2.5576e-05 |  | 0 |  | 0 |  | 0 |  | 0 |  | 0 |  | 0 |  | 9.0599e-07 |  | 0 |  | 0 |  | 2.6815e-05 |  | 0 |  | 0.00043543 |  | 7.8746e-07 |  | 0.00051061 |  | 0
| 0.034134 |  | 8.608e-05 |  | 1.7392e-05 |  | 1.7698e-05 |  | 0 |  | 0 |  | 0 |  | 0 |  | 0 |  | 0 |  | 1.1983e-06 |  | 0 |  | 0 |  | 4.4924e-05 |  | 0 |  | 0.00033597 |  | 7.8751e-07 |  | 0.00051766 |  | 0
| 0.035926 |  | 1.8691e-05 |  | -6.2836e-05 |  | 6.092e-05 |  | 0 |  | 0 |  | 0 |  | 0 |  | 0 |  | 0 |  | 1.1985e-06 |  | 0 |  | 0 |  | 4.493e-05 |  | 0 |  | 0.0004723 |  | 2.3627e-06 |  | 0.00052243 |  | 0
| 0.037468 |  | 1.3419e-05 |  | -4.7682e-05 |  | 5.4027e-05 |  | 0 |  | 0 |  | 0 |  | 0 |  | 0 |  | 0 |  | 1.4555e-06 |  | 0 |  | 0 |  | 3.7513e-05 |  | 0 |  | 0.00049736 |  | 2.8877e-06 |  | 0.00052008 |  | 0
| 0.039026 |  | 0.00014229 |  | 6.3272e-05 |  | 0 |  | 0 |  | 0 |  | 0 |  | 0 |  | 0 |  | 0 |  | 1.4557e-06 |  | 0 |  | 0 |  | 3.7518e-05 |  | 0 |  | 0.00053734 |  | 1.3127e-06 |  | 0.00051384 |  | 0
| 0.040678 |  | 0.00025242 |  | 0.00011547 |  | 0 |  | 0 |  | 0 |  | 0 |  | 0 |  | 0 |  | 0 |  | 1.3554e-06 |  | 0 |  | 0 |  | 2.1461e-05 |  | 0 |  | 0.00058438 |  | 7.8766e-07 |  | 0.00051466 |  | 0
| 0.042746 |  | 0.00011957 |  | 1.8661e-05 |  | 0 |  | 0 |  | 0 |  | 0 |  | 0 |  | 0 |  | 0 |  | 1.3556e-06 |  | 0 |  | 0 |  | 2.1465e-05 |  | 0 |  | 0.00044105 |  | 7.8766e-07 |  | 0.00052096 |  | 0
| 0.044885 |  | 0.0001164 |  | -1.9442e-05 |  | 0 |  | 0 |  | 0 |  | 0 |  | 0 |  | 0 |  | 0 |  | 1.0457e-06 |  | 0 |  | 0 |  | 4.0668e-05 |  | 0 |  | 0.00033297 |  | 1.3129e-06 |  | 0.00052413 |  | 0
| 0.046449 |  | 0.00024195 |  | -2.7226e-06 |  | 1.1787e-05 |  | 0 |  | 0 |  | 0 |  | 0 |  | 0 |  | 0 |  | 1.0459e-06 |  | 0 |  | 0 |  | 4.0674e-05 |  | 0 |  | 0.00047634 |  | 2.8883e-06 |  | 0.00051786 |  | 0
| 0.048341 |  | 0.00015865 |  | 5.1783e-05 |  | 3.5412e-05 |  | 0 |  | 0 |  | 0 |  | 0 |  | 0 |  | 0 |  | 2.4835e-06 |  | 0 |  | 0 |  | 4.6643e-05 |  | 0 |  | 0.00048655 |  | 2.3634e-06 |  | 0.00050692 |  | 0
| 0.050697 |  | 0.00020586 |  | 7.5273e-05 |  | 2.3629e-05 |  | 0 |  | 0 |  | 0 |  | 0 |  | 0 |  | 0 |  | 2.4835e-06 |  | 0 |  | 0 |  | 4.6643e-05 |  | 0 |  | 0.00040353 |  | 7.8781e-07 |  | 0.00050226 |  | 0
| 0.052508 |  | 0.00022386 |  | 3.0796e-06 |  | 0 |  | 0 |  | 0 |  | 0 |  | 0 |  | 0 |  | 0 |  | 1.2945e-06 |  | 0 |  | 0 |  | 3.657e-05 |  | 0 |  | 0.00058535 |  | 1.3131e-06 |  | 0.00050621 |  | 0
| 0.053924 |  | 0.00010485 |  | 2.4363e-05 |  | 0 |  | 0 |  | 0 |  | 0 |  | 0 |  | 0 |  | 0 |  | 1.2947e-06 |  | 0 |  | 0 |  | 3.6575e-05 |  | 0 |  | 0.00061438 |  | 1.3132e-06 |  | 0.00051251 |  | 0
| 0.055668 |  | 8.1469e-05 |  | 7.6506e-05 |  | 0 |  | 0 |  | 0 |  | 0 |  | 0 |  | 0 |  | 0 |  | 1.0226e-06 |  | 0 |  | 0 |  | 1.5709e-05 |  | 0 |  | 0.00051646 |  | 1.3132e-06 |  | 0.00051176 |  | 0
| 0.057155 |  | 7.1949e-05 |  | -7.8497e-05 |  | 2.9467e-06 |  | 0 |  | 0 |  | 0 |  | 0 |  | 0 |  | 0 |  | 1.0226e-06 |  | 0 |  | 0 |  | 1.571e-05 |  | 0 |  | 0.00037203 |  | 2.8892e-06 |  | 0.00050549 |  | 0
| 0.058318 |  | 7.9513e-05 |  | -0.00011612 |  | 2.9464e-06 |  | 0 |  | 0 |  | 0 |  | 0 |  | 0 |  | 0 |  | 1.1604e-06 |  | 0 |  | 0 |  | 3.1541e-05 |  | 0 |  | 0.00031798 |  | 2.8894e-06 |  | 0.00049846 |  | 0
| 0.060239 |  | 2.5103e-05 |  | -3.9363e-06 |  | 3.0444e-05 |  | 0 |  | 0 |  | 0 |  | 0 |  | 0 |  | 0 |  | 1.1606e-06 |  | 0 |  | 0 |  | 3.1546e-05 |  | 0 |  | 0.00058942 |  | 5.2534e-07 |  | 0.00049536 |  | 0
| 0.062151 |  | -3.347e-05 |  | -4.5472e-05 |  | 5.5052e-05 |  | 0 |  | 0 |  | 0 |  | 0 |  | 0 |  | 0 |  | 5.3289e-07 |  | 0 |  | 0 |  | 3.7908e-05 |  | 0 |  | 0.00066862 |  | 0 |  | 0.00050166 |  | 0
| 0.063599 |  | 4.8705e-05 |  | -2.2817e-05 |  | 2.4608e-05 |  | 0 |  | 0 |  | 0 |  | 0 |  | 0 |  | 0 |  | 5.3289e-07 |  | 0 |  | 0 |  | 3.7908e-05 |  | 0 |  | 0.0005793 |  | 2.3643e-06 |  | 0.00050953 |  | 0
| 0.06545 |  | 0.00013064 |  | 6.4142e-05 |  | 0 |  | 0 |  | 0 |  | 0 |  | 0 |  | 0 |  | 0 |  | 1.1632e-06 |  | 0 |  | 0 |  | 2.7222e-05 |  | 0 |  | 0.0004672 |  | 2.8899e-06 |  | 0.00051267 |  | 0
| 0.067689 |  | 7.4577e-05 |  | 4.6547e-05 |  | 5.1062e-05 |  | 0 |  | 0 |  | 0 |  | 0 |  | 0 |  | 0 |  | 1.1632e-06 |  | 0 |  | 0 |  | 2.7221e-05 |  | 0 |  | 0.00037159 |  | 2.8899e-06 |  | 0.00051349 |  | 0
| 0.069629 |  | 7.2164e-05 |  | 3.4967e-05 |  | 5.1062e-05 |  | 0 |  | 0 |  | 0 |  | 0 |  | 0 |  | 0 |  | 1.1287e-06 |  | 0 |  | 0 |  | 3.3533e-05 |  | 0 |  | 0.00044769 |  | 2.3646e-06 |  | 0.00051355 |  | 0
| 0.071408 |  | 0.00016749 |  | 6.0023e-05 |  | 0 |  | 0 |  | 0 |  | 0 |  | 0 |  | 0 |  | 0 |  | 1.1287e-06 |  | 0 |  | 0 |  | 3.3534e-05 |  | 0 |  | 0.00042496 |  | 7.8821e-07 |  | 0.00051826 |  | 0
| 0.073344 |  | 0.00019315 |  | 2.3864e-05 |  | 0 |  | 0 |  | 0 |  | 0 |  | 0 |  | 0 |  | 0 |  | 1.032e-06 |  | 0 |  | 0 |  | 3.4836e-05 |  | 0 |  | 0.00036537 |  | 1.3139e-06 |  | 0.00051983 |  | 0
| 0.075128 |  | 0.00018349 |  | 7.2544e-06 |  | 5.204e-05 |  | 0 |  | 0 |  | 0 |  | 0 |  | 0 |  | 0 |  | 1.032e-06 |  | 0 |  | 0 |  | 3.4836e-05 |  | 0 |  | 0.0004352 |  | 1.3139e-06 |  | 0.0005144 |  | 0
| 0.07691 |  | 0.00012413 |  | 1.8664e-05 |  | 5.204e-05 |  | 0 |  | 0 |  | 0 |  | 0 |  | 0 |  | 0 |  | 1.1615e-06 |  | 0 |  | 0 |  | 4.2587e-05 |  | 0 |  | 0.00057635 |  | 1.3139e-06 |  | 0.00050735 |  | 0
| 0.078849 |  | 0.00014366 |  | 2.0953e-07 |  | 3.3384e-05 |  | 0 |  | 0 |  | 0 |  | 0 |  | 0 |  | 0 |  | 1.1615e-06 |  | 0 |  | 0 |  | 4.2585e-05 |  | 0 |  | 0.00053564 |  | 5.2561e-07 |  | 0.00049957 |  | 0
| 0.080361 |  | 0.00015183 |  | 1.0325e-05 |  | 6.3893e-05 |  | 0 |  | 0 |  | 0 |  | 0 |  | 0 |  | 0 |  | 7.6192e-07 |  | 0 |  | 0 |  | 5.0105e-05 |  | 0 |  | 0.00043447 |  | 5.2561e-07 |  | 0.000498 |  | 0
| 0.081793 |  | 0.00010458 |  | 5.0014e-05 |  | 5.1129e-05 |  | 0 |  | 0 |  | 0 |  | 0 |  | 0 |  | 0 |  | 7.6192e-07 |  | 0 |  | 0 |  | 5.0103e-05 |  | 0 |  | 0.00052548 |  | 2.8909e-06 |  | 0.00049332 |  | 0
| 0.083317 |  | 0.00019945 |  | -5.7095e-05 |  | 3.5379e-05 |  | 0 |  | 0 |  | 0 |  | 0 |  | 0 |  | 0 |  | 6.4683e-07 |  | 0 |  | 0 |  | 3.1989e-05 |  | 0 |  | 0.00064156 |  | 2.8912e-06 |  | 0.00049411 |  | 0
| 0.084981 |  | 0.00021674 |  | -9.8791e-05 |  | 1.5743e-05 |  | 0 |  | 0 |  | 0 |  | 0 |  | 0 |  | 0 |  | 6.4692e-07 |  | 0 |  | 0 |  | 3.1992e-05 |  | 0 |  | 0.00056555 |  | 1.3142e-06 |  | 0.00049888 |  | 0
| 0.086674 |  | 6.4941e-05 |  | -1.652e-05 |  | 4.1329e-05 |  | 0 |  | 0 |  | 0 |  | 0 |  | 0 |  | 0 |  | 1.3396e-06 |  | 0 |  | 0 |  | 1.9321e-05 |  | 0 |  | 0.00042907 |  | 7.8856e-07 |  | 0.00050358 |  | 0
| 0.088347 |  | 4.0048e-05 |  | 3.5659e-05 |  | 7.3729e-05 |  | 0 |  | 0 |  | 0 |  | 0 |  | 0 |  | 0 |  | 1.34e-06 |  | 0 |  | 0 |  | 1.9326e-05 |  | 0 |  | 0.00043066 |  | 2.3657e-06 |  | 0.00050205 |  | 0
| 0.09041 |  | 0.00014941 |  | -2.5134e-05 |  | 3.3378e-05 |  | 0 |  | 0 |  | 0 |  | 0 |  | 0 |  | 0 |  | 7.7982e-07 |  | 0 |  | 0 |  | 3.2993e-05 |  | 0 |  | 0.00044167 |  | 2.8916e-06 |  | 0.00049659 |  | 0
| 0.092289 |  | 0.00018937 |  | -2.6605e-05 |  | 2.2582e-05 |  | 0 |  | 0 |  | 0 |  | 0 |  | 0 |  | 0 |  | 7.7982e-07 |  | 0 |  | 0 |  | 3.2994e-05 |  | 0 |  | 0.00047308 |  | 5.2578e-07 |  | 0.00049976 |  | 0
| 0.094015 |  | 0.00010492 |  | 1.0368e-05 |  | 4.3243e-05 |  | 0 |  | 0 |  | 0 |  | 0 |  | 0 |  | 0 |  | 1.0645e-06 |  | 0 |  | 0 |  | 4.2314e-05 |  | 0 |  | 0.00052722 |  | 0 |  | 0.00050917 |  | 0
| 0.096142 |  | 5.4201e-05 |  | -4.2895e-05 |  | 5.0115e-05 |  | 0 |  | 0 |  | 0 |  | 0 |  | 0 |  | 0 |  | 1.0647e-06 |  | 0 |  | 0 |  | 4.2318e-05 |  | 0 |  | 0.00059947 |  | 2.3661e-06 |  | 0.00051708 |  | 0
| 0.098185 |  | 0.00010625 |  | -2.8403e-05 |  | 3.5356e-05 |  | 0 |  | 0 |  | 0 |  | 0 |  | 0 |  | 0 |  | 1.0308e-06 |  | 0 |  | 0 |  | 8.2968e-06 |  | 0 |  | 0.00065597 |  | 2.8921e-06 |  | 0.00051316 |  | 0
| 0.099619 |  | 3.1646e-05 |  | -8.8146e-05 |  | 9.8298e-06 |  | 0 |  | 0 |  | 0 |  | 0 |  | 0 |  | 0 |  | 1.031e-06 |  | 0 |  | 0 |  | 8.298e-06 |  | 0 |  | 0.00060186 |  | 5.2588e-07 |  | 0.0005077 |  | 0
| 0.10152 |  | 6.0987e-05 |  | -5.4585e-05 |  | 3.9263e-06 |  | 0 |  | 0 |  | 0 |  | 0 |  | 0 |  | 0 |  | 1.3066e-06 |  | 0 |  | 0 |  | 3.2418e-05 |  | 0 |  | 0.00046928 |  | 0 |  | 0.00049989 |  | 0
| 0.10353 |  | 0.00016233 |  | 8.1635e-05 |  | 0 |  | 0 |  | 0 |  | 0 |  | 0 |  | 0 |  | 0 |  | 1.3066e-06 |  | 0 |  | 0 |  | 3.2416e-05 |  | 0 |  | 0.00046225 |  | 7.8886e-07 |  | 0.00049364 |  | 0
| 0.10483 |  | 0.0001534 |  | 7.0861e-05 |  | 0 |  | 0 |  | 0 |  | 0 |  | 0 |  | 0 |  | 0 |  | 8.5327e-07 |  | 0 |  | 0 |  | 3.071e-05 |  | 0 |  | 0.00055328 |  | 7.8891e-07 |  | 0.00048972 |  | 0
| 0.10627 |  | 0.00015317 |  | 9.8264e-05 |  | 1.0798e-05 |  | 0 |  | 0 |  | 0 |  | 0 |  | 0 |  | 0 |  | 8.5339e-07 |  | 0 |  | 0 |  | 3.0714e-05 |  | 0 |  | 0.00042382 |  | 0 |  | 0.00049446 |  | 0
| 0.10799 |  | 8.9091e-05 |  | 0.00010006 |  | 1.0798e-05 |  | 0 |  | 0 |  | 0 |  | 0 |  | 0 |  | 0 |  | 1.1968e-06 |  | 0 |  | 0 |  | 2.2607e-05 |  | 0 |  | 0.00037128 |  | 5.2601e-07 |  | 0.00050237 |  | 0
| 0.10944 |  | 4.4947e-05 |  | 8.289e-05 |  | 1.4723e-05 |  | 0 |  | 0 |  | 0 |  | 0 |  | 0 |  | 0 |  | 1.3555e-06 |  | 0 |  | 0 |  | 2.2611e-05 |  | 0 |  | 0.00037128 |  | 2.8929e-06 |  | 0.00050629 |  | 0
| 0.11059 |  | -1.9608e-05 |  | 7.3229e-05 |  | 4.9157e-05 |  | 0 |  | 0 |  | 0 |  | 0 |  | 0 |  | 0 |  | 9.9696e-07 |  | 0 |  | 0 |  | 1.9098e-05 |  | 0 |  | 0.00031869 |  | 2.8932e-06 |  | 0.00050394 |  | 0
| 0.11159 |  | 3.6654e-05 |  | -8.379e-05 |  | 6.7806e-05 |  | 0 |  | 0 |  | 0 |  | 0 |  | 0 |  | 0 |  | 8.3853e-07 |  | 0 |  | 0 |  | 1.9101e-05 |  | 0 |  | 0.00041529 |  | 2.8932e-06 |  | 0.00049851 |  | 0
| 0.11221 |  | 6.7395e-05 |  | -0.00013764 |  | 3.3372e-05 |  | 0 |  | 0 |  | 0 |  | 0 |  | 0 |  | 0 |  | 8.0944e-07 |  | 0 |  | 0 |  | 2.8185e-05 |  | 0 |  | 0.00053148 |  | 2.8934e-06 |  | 0.00049615 |  | 0
| 0.11279 |  | 4.2202e-05 |  | -9.4065e-05 |  | 7.8674e-05 |  | 0 |  | 0 |  | 0 |  | 0 |  | 0 |  | 0 |  | 8.0956e-07 |  | 0 |  | 0 |  | 2.8189e-05 |  | 0 |  | 0.00054093 |  | 4.4717e-06 |  | 0.00049226 |  | 0
| 0.11308 |  | 0.00011302 |  | -2.0972e-06 |  | 0.00010032 |  | 0 |  | 0 |  | 0 |  | 0 |  | 0 |  | 0 |  | 1.5736e-06 |  | 0 |  | 0 |  | 2.4278e-05 |  | 0 |  | 0.00046952 |  | 3.9461e-06 |  | 0.0004915 |  | 0
| 0.11271 |  | 0.00014734 |  | 7.2201e-05 |  | 4.716e-05 |  | 0 |  | 0 |  | 0 |  | 0 |  | 0 |  | 0 |  | 1.5738e-06 |  | 0 |  | 0 |  | 2.4281e-05 |  | 0 |  | 0.00051666 |  | 7.8921e-07 |  | 0.00049154 |  | 0
| 0.11247 |  | 0.0001658 |  | 8.7359e-05 |  | 2.5518e-05 |  | 0 |  | 0 |  | 0 |  | 0 |  | 0 |  | 0 |  | 1.3183e-06 |  | 0 |  | 0 |  | 2.8946e-05 |  | 0 |  | 0.00049392 |  | 7.8921e-07 |  | 0.00049549 |  | 0
| 0.11268 |  | 0.0001422 |  | 5.889e-05 |  | 8.5466e-05 |  | 0 |  | 0 |  | 0 |  | 0 |  | 0 |  | 0 |  | 1.3185e-06 |  | 0 |  | 0 |  | 2.8951e-05 |  | 0 |  | 0.00047194 |  | 2.3679e-06 |  | 0.00049706 |  | 0
| 0.11201 |  | 0.00012263 |  | 6.4308e-05 |  | 8.5458e-05 |  | 0 |  | 0 |  | 0 |  | 0 |  | 0 |  | 0 |  | 1.7135e-06 |  | 0 |  | 0 |  | 3.0902e-05 |  | 0 |  | 0.0005772 |  | 2.3679e-06 |  | 0.00049238 |  | 0
| 0.11058 |  | 8.176e-05 |  | 0.00010336 |  | 1.5703e-05 |  | 0 |  | 0 |  | 0 |  | 0 |  | 0 |  | 0 |  | 1.7135e-06 |  | 0 |  | 0 |  | 3.0902e-05 |  | 0 |  | 0.00047752 |  | 2.3679e-06 |  | 0.00048302 |  | 0
| 0.10961 |  | 0.00014834 |  | -1.3296e-05 |  | 3.931e-05 |  | 0 |  | 0 |  | 0 |  | 0 |  | 0 |  | 0 |  | 8.5423e-07 |  | 0 |  | 0 |  | 4.1243e-05 |  | 0 |  | 0.00046257 |  | 4.4734e-06 |  | 0.00047906 |  | 0
| 0.1085 |  | 0.00018153 |  | -5.176e-05 |  | 5.3049e-05 |  | 0 |  | 0 |  | 0 |  | 0 |  | 0 |  | 0 |  | 8.5435e-07 |  | 0 |  | 0 |  | 4.1249e-05 |  | 0 |  | 0.00053882 |  | 2.1051e-06 |  | 0.00047991 |  | 0
| 0.1068 |  | 0.00011113 |  | -0.0001842 |  | 2.9441e-05 |  | 0 |  | 0 |  | 0 |  | 0 |  | 0 |  | 0 |  | 1.1076e-06 |  | 0 |  | 0 |  | 2.6031e-05 |  | 0 |  | 0.00038568 |  | 5.2631e-07 |  | 0.00047916 |  | 0
| 0.10446 |  | 0.00013538 |  | -0.00014463 |  | 7.866e-05 |  | 0 |  | 0 |  | 0 |  | 0 |  | 0 |  | 0 |  | 1.1077e-06 |  | 0 |  | 0 |  | 2.6033e-05 |  | 0 |  | 0.00038411 |  | 1.3158e-06 |  | 0.00047994 |  | 0
| 0.10213 |  | 0.00016727 |  | 7.0991e-06 |  | 7.8667e-05 |  | 0 |  | 0 |  | 0 |  | 0 |  | 0 |  | 0 |  | 8.573e-07 |  | 0 |  | 0 |  | 3.0972e-05 |  | 0 |  | 0.00052475 |  | 7.8951e-07 |  | 0.00047997 |  | 0
| 0.099622 |  | 0.00014668 |  | -7.298e-05 |  | 1.2757e-05 |  | 0 |  | 0 |  | 0 |  | 0 |  | 0 |  | 0 |  | 8.573e-07 |  | 0 |  | 0 |  | 3.0974e-05 |  | 0 |  | 0.00049179 |  | 7.8956e-07 |  | 0.00048236 |  | 0
| 0.097131 |  | 0.00012509 |  | -2.9088e-05 |  | 1.2757e-05 |  | 0 |  | 0 |  | 0 |  | 0 |  | 0 |  | 0 |  | 1.3972e-06 |  | 0 |  | 0 |  | 3.2862e-05 |  | 0 |  | 0.00050989 |  | 1.316e-06 |  | 0.00048475 |  | 0
| 0.094773 |  | 0.00017552 |  | 2.8761e-05 |  | 0 |  | 0 |  | 0 |  | 0 |  | 0 |  | 0 |  | 0 |  | 1.3972e-06 |  | 0 |  | 0 |  | 3.2863e-05 |  | 0 |  | 0.0005586 |  | 1.316e-06 |  | 0.00048239 |  | 0
| 0.09221 |  | 0.00028467 |  | -4.0578e-05 |  | 2.0653e-05 |  | 0 |  | 0 |  | 0 |  | 0 |  | 0 |  | 0 |  | 6.4605e-07 |  | 0 |  | 0 |  | 1.861e-05 |  | 0 |  | 0.00048399 |  | 7.8966e-07 |  | 0.00047928 |  | 0
| 0.089522 |  | 0.00029173 |  | 2.5267e-07 |  | 8.5167e-05 |  | 0 |  | 0 |  | 0 |  | 0 |  | 0 |  | 0 |  | 6.4614e-07 |  | 0 |  | 0 |  | 1.8612e-05 |  | 0 |  | 0.00050448 |  | 7.8966e-07 |  | 0.00046991 |  | 0
| 0.086775 |  | 0.00021593 |  | 3.5448e-05 |  | 7.3358e-05 |  | 0 |  | 0 |  | 0 |  | 0 |  | 0 |  | 0 |  | 7.1363e-07 |  | 0 |  | 0 |  | 3.4586e-05 |  | 0 |  | 0.00064278 |  | 7.8971e-07 |  | 0.00046519 |  | 0
| 0.084419 |  | 0.00017989 |  | -8.0352e-06 |  | 1.3757e-05 |  | 0 |  | 0 |  | 0 |  | 0 |  | 0 |  | 0 |  | 7.1363e-07 |  | 0 |  | 0 |  | 3.4586e-05 |  | 0 |  | 0.00065693 |  | 0 |  | 0.00046991 |  | 0
| 0.081403 |  | 0.00018151 |  | -3.3701e-07 |  | 5.1129e-05 |  | 0 |  | 0 |  | 0 |  | 0 |  | 0 |  | 0 |  | 6.3888e-07 |  | 0 |  | 0 |  | 1.832e-05 |  | 0 |  | 0.00054227 |  | 5.2654e-07 |  | 0.00047783 |  | 0
| 0.078117 |  | 0.00017463 |  | 6.2927e-05 |  | 4.6223e-05 |  | 0 |  | 0 |  | 0 |  | 0 |  | 0 |  | 0 |  | 6.3888e-07 |  | 0 |  | 0 |  | 1.8321e-05 |  | 0 |  | 0.00059964 |  | 5.2654e-07 |  | 0.00048097 |  | 0
| 0.076261 |  | 0.00011947 |  | -5.3662e-06 |  | 1.5734e-05 |  | 0 |  | 0 |  | 0 |  | 0 |  | 0 |  | 0 |  | 4.0346e-07 |  | 0 |  | 0 |  | 4.0462e-05 |  | 0 |  | 0.00072543 |  | 5.2658e-07 |  | 0.00047629 |  | 0
| 0.074432 |  | 0.00020408 |  | 8.3986e-06 |  | 4.9092e-05 |  | 0 |  | 0 |  | 0 |  | 0 |  | 0 |  | 0 |  | 4.0357e-07 |  | 0 |  | 0 |  | 4.0476e-05 |  | 0 |  | 0.00067596 |  | 4.4762e-06 |  | 0.0004771 |  | 0
| 0.071951 |  | 0.00020394 |  | 9.6669e-05 |  | 5.598e-05 |  | 0 |  | 0 |  | 0 |  | 0 |  | 0 |  | 0 |  | 1.1549e-06 |  | 0 |  | 0 |  | 1.4089e-05 |  | 0 |  | 0.00053609 |  | 3.9496e-06 |  | 0.00048263 |  | 0
| 0.069643 |  | 0.00014078 |  | 0.00010582 |  | 2.2618e-05 |  | 0 |  | 0 |  | 0 |  | 0 |  | 0 |  | 0 |  | 1.1553e-06 |  | 0 |  | 0 |  | 1.4092e-05 |  | 0 |  | 0.00051097 |  | 7.8996e-07 |  | 0.00048424 |  | 0
| 0.067367 |  | 0.00016484 |  | 0.00010902 |  | 0 |  | 0 |  | 0 |  | 0 |  | 0 |  | 0 |  | 0 |  | 1.4366e-06 |  | 0 |  | 0 |  | 2.3958e-05 |  | 0 |  | 0.00054241 |  | 1.3167e-06 |  | 0.00048109 |  | 0
| 0.065349 |  | 9.325e-05 |  | 1.9847e-05 |  | 1.5698e-05 |  | 0 |  | 0 |  | 0 |  | 0 |  | 0 |  | 0 |  | 1.437e-06 |  | 0 |  | 0 |  | 2.3965e-05 |  | 0 |  | 0.00053697 |  | 5.2671e-07 |  | 0.00047486 |  | 0
| 0.06384 |  | 9.3213e-05 |  | 5.5949e-05 |  | 1.5696e-05 |  | 0 |  | 0 |  | 0 |  | 0 |  | 0 |  | 0 |  | 1.6875e-06 |  | 0 |  | 0 |  | 6.1295e-05 |  | 0 |  | 0.00048587 |  | 5.2671e-07 |  | 0.00046779 |  | 0
| 0.06251 |  | 0.00018495 |  | 8.8445e-05 |  | 4.1203e-05 |  | 0 |  | 0 |  | 0 |  | 0 |  | 0 |  | 0 |  | 1.688e-06 |  | 0 |  | 0 |  | 6.1316e-05 |  | 0 |  | 0.00041669 |  | 2.8971e-06 |  | 0.000467 |  | 0
| 0.060851 |  | 0.00012513 |  | 5.1393e-05 |  | 4.1206e-05 |  | 0 |  | 0 |  | 0 |  | 0 |  | 0 |  | 0 |  | 9.8337e-07 |  | 0 |  | 0 |  | 4.7539e-05 |  | 0 |  | 0.0005913 |  | 2.8971e-06 |  | 0.00047257 |  | 0
| 0.059048 |  | 0.00013 |  | -0.00011656 |  | 8.2592e-05 |  | 0 |  | 0 |  | 0 |  | 0 |  | 0 |  | 0 |  | 9.8337e-07 |  | 0 |  | 0 |  | 4.7539e-05 |  | 0 |  | 0.00055434 |  | 2.8973e-06 |  | 0.00047886 |  | 0
| 0.057714 |  | 0.00021746 |  | -0.000186 |  | 9.0466e-05 |  | 0 |  | 0 |  | 0 |  | 0 |  | 0 |  | 0 |  | 9.5959e-07 |  | 0 |  | 0 |  | 2.1567e-05 |  | 0 |  | 0.00037904 |  | 2.3706e-06 |  | 0.00047892 |  | 0
| 0.056897 |  | 0.00017879 |  | 0.0001153 |  | 4.9069e-05 |  | 0 |  | 0 |  | 0 |  | 0 |  | 0 |  | 0 |  | 1.0175e-06 |  | 0 |  | 0 |  | 2.1567e-05 |  | 0 |  | 0.00045768 |  | 2.3708e-06 |  | 0.00047341 |  | 0
| 0.056047 |  | 0.00015623 |  | 0.00019304 |  | 6.8729e-05 |  | 0 |  | 0 |  | 0 |  | 0 |  | 0 |  | 0 |  | 9.1689e-07 |  | 0 |  | 0 |  | 3.104e-05 |  | 0 |  | 0.00051434 |  | 2.3708e-06 |  | 0.00046794 |  | 0
| 0.05495 |  | 0.00017194 |  | -1.1786e-06 |  | 5.5977e-05 |  | 0 |  | 0 |  | 0 |  | 0 |  | 0 |  | 0 |  | 8.5901e-07 |  | 0 |  | 0 |  | 3.104e-05 |  | 0 |  | 0.00046479 |  | 0 |  | 0.00046558 |  | 0
| 0.053932 |  | 0.00018246 |  | -4.4815e-05 |  | 8.2524e-05 |  | 0 |  | 0 |  | 0 |  | 0 |  | 0 |  | 0 |  | 5.079e-07 |  | 0 |  | 0 |  | 5.6871e-05 |  | 0 |  | 0.00045069 |  | 0 |  | 0.00046721 |  | 0
| 0.052994 |  | 0.00022847 |  | -8.3702e-07 |  | 0.00014459 |  | 0 |  | 0 |  | 0 |  | 0 |  | 0 |  | 0 |  | 5.0797e-07 |  | 0 |  | 0 |  | 5.6879e-05 |  | 0 |  | 0.00053092 |  | 2.3712e-06 |  | 0.00047665 |  | 0
| 0.052051 |  | 0.00023006 |  | 2.6422e-05 |  | 0.00014877 |  | 0 |  | 0 |  | 0 |  | 0 |  | 0 |  | 0 |  | 1.9894e-06 |  | 0 |  | 0 |  | 4.7017e-05 |  | 0 |  | 0.00056714 |  | 2.8982e-06 |  | 0.00048219 |  | 0
| 0.051393 |  | 0.00022022 |  | 0.00015723 |  | 5.8267e-05 |  | 0 |  | 0 |  | 0 |  | 0 |  | 0 |  | 0 |  | 2.3507e-06 |  | 0 |  | 0 |  | 4.7017e-05 |  | 0 |  | 0.00058369 |  | 2.8982e-06 |  | 0.000483 |  | 0
| 0.050741 |  | 0.00024658 |  | 0.00013745 |  | 3.2443e-05 |  | 0 |  | 0 |  | 0 |  | 0 |  | 0 |  | 0 |  | 8.2417e-07 |  | 0 |  | 0 |  | 4.3918e-05 |  | 0 |  | 0.0005916 |  | 2.3715e-06 |  | 0.00047359 |  | 0
| 0.04991 |  | 0.00014868 |  | -3.339e-05 |  | 5.1079e-05 |  | 0 |  | 0 |  | 0 |  | 0 |  | 0 |  | 0 |  | 4.629e-07 |  | 0 |  | 0 |  | 4.3924e-05 |  | 0 |  | 0.00049326 |  | 7.9051e-07 |  | 0.00046179 |  | 0
| 0.049313 |  | 6.7465e-05 |  | 5.6644e-05 |  | 4.2231e-05 |  | 0 |  | 0 |  | 0 |  | 0 |  | 0 |  | 0 |  | 1.3339e-06 |  | 0 |  | 0 |  | 1.7479e-05 |  | 0 |  | 0.00045868 |  | 1.3175e-06 |  | 0.00046025 |  | 0
| 0.04885 |  | 8.3629e-05 |  | 0.00011502 |  | 7.5573e-05 |  | 0 |  | 0 |  | 0 |  | 0 |  | 0 |  | 0 |  | 1.3339e-06 |  | 0 |  | 0 |  | 1.7479e-05 |  | 0 |  | 0.00047995 |  | 2.8989e-06 |  | 0.00046579 |  | 0
| 0.048488 |  | 0.00013758 |  | 2.3046e-05 |  | 8.9343e-05 |  | 0 |  | 0 |  | 0 |  | 0 |  | 0 |  | 0 |  | 7.3867e-07 |  | 0 |  | 0 |  | 3.4038e-05 |  | 0 |  | 0.00046267 |  | 2.3718e-06 |  | 0.00046975 |  | 0
| 0.04782 |  | 9.3104e-05 |  | -0.00010313 |  | 0.00010975 |  | 0 |  | 0 |  | 0 |  | 0 |  | 0 |  | 0 |  | 7.3878e-07 |  | 0 |  | 0 |  | 3.4044e-05 |  | 0 |  | 0.00050834 |  | 3.9531e-06 |  | 0.00046899 |  | 0
| 0.047166 |  | 5.9784e-05 |  | -0.00010178 |  | 0.00010484 |  | 0 |  | 0 |  | 0 |  | 0 |  | 0 |  | 0 |  | 1.1949e-06 |  | 0 |  | 0 |  | 2.8195e-05 |  | 0 |  | 0.00053745 |  | 3.9536e-06 |  | 0.00046584 |  | 0
| 0.04656 |  | 0.00013309 |  | -7.2286e-06 |  | 9.2394e-05 |  | 0 |  | 0 |  | 0 |  | 0 |  | 0 |  | 0 |  | 1.1951e-06 |  | 0 |  | 0 |  | 2.8199e-05 |  | 0 |  | 0.00059104 |  | 7.9071e-07 |  | 0.00046197 |  | 0
| 0.04559 |  | 0.0001003 |  | 9.3475e-05 |  | 8.2564e-05 |  | 0 |  | 0 |  | 0 |  | 0 |  | 0 |  | 0 |  | 1.3017e-06 |  | 0 |  | 0 |  | 2.0671e-05 |  | 0 |  | 0.00050604 |  | 7.9076e-07 |  | 0.00046197 |  | 0
| 0.045137 |  | 0.00014555 |  | 6.7307e-05 |  | 0.00011197 |  | 0 |  | 0 |  | 0 |  | 0 |  | 0 |  | 0 |  | 1.3017e-06 |  | 0 |  | 0 |  | 2.067e-05 |  | 0 |  | 0.00049112 |  | 2.3723e-06 |  | 0.00046279 |  | 0
| 0.044768 |  | 0.00016136 |  | -3.1891e-05 |  | 0.00015213 |  | 0 |  | 0 |  | 0 |  | 0 |  | 0 |  | 0 |  | 6.8115e-07 |  | 0 |  | 0 |  | 4.6631e-06 |  | 0 |  | 0.00064223 |  | 6.0629e-06 |  | 0.00046672 |  | 0
| 0.044047 |  | 0.00015874 |  | 0.00012429 |  | 0.00016853 |  | 0 |  | 0 |  | 0 |  | 0 |  | 0 |  | 0 |  | 6.8105e-07 |  | 0 |  | 0 |  | 4.6626e-06 |  | 0 |  | 0.00053841 |  | 4.4816e-06 |  | 0.00046127 |  | 0
| 0.043355 |  | 0.00026329 |  | 0.00022512 |  | 0.00019625 |  | 0 |  | 0 |  | 0 |  | 0 |  | 0 |  | 0 |  | 1.635e-06 |  | 0 |  | 0 |  | 3.2659e-05 |  | 0 |  | 0.00049118 |  | 1.3181e-06 |  | 0.00045812 |  | 0
| 0.042705 |  | 0.00022268 |  | 0.00016899 |  | 0.00019851 |  | 0 |  | 0 |  | 0 |  | 0 |  | 0 |  | 0 |  | 1.649e-06 |  | 0 |  | 0 |  | 3.2665e-05 |  | 0 |  | 0.00061559 |  | 1.3183e-06 |  | 0.00046209 |  | 0
| 0.042078 |  | 5.2171e-05 |  | -6.2808e-06 |  | 0.00021321 |  | 0 |  | 0 |  | 0 |  | 0 |  | 0 |  | 0 |  | 1.0419e-06 |  | 0 |  | 0 |  | 2.3835e-05 |  | 0 |  | 0.00054556 |  | 7.9096e-07 |  | 0.00046684 |  | 0
| 0.041149 |  | 6.7711e-05 |  | -4.5962e-05 |  | 0.00017589 |  | 0 |  | 0 |  | 0 |  | 0 |  | 0 |  | 0 |  | 1.0283e-06 |  | 0 |  | 0 |  | 2.3839e-05 |  | 0 |  | 0.00048891 |  | 2.3729e-06 |  | 0.00047317 |  | 0
| 0.040113 |  | 0.00015434 |  | 5.6572e-05 |  | 0.000177 |  | 0 |  | 0 |  | 0 |  | 0 |  | 0 |  | 0 |  | 1.0605e-06 |  | 0 |  | 0 |  | 4.3269e-05 |  | 0 |  | 0.00061567 |  | 2.373e-06 |  | 0.0004771 |  | 0
| 0.039211 |  | 8.7675e-05 |  | 8.0945e-05 |  | 0.00024373 |  | 0 |  | 0 |  | 0 |  | 0 |  | 0 |  | 0 |  | 1.0606e-06 |  | 0 |  | 0 |  | 4.3275e-05 |  | 0 |  | 0.00052831 |  | 7.9106e-07 |  | 0.00048107 |  | 0
| 0.038333 |  | 9.5624e-05 |  | 9.9045e-05 |  | 0.00026805 |  | 0 |  | 0 |  | 0 |  | 0 |  | 0 |  | 0 |  | 1.1381e-06 |  | 0 |  | 0 |  | 2.4599e-05 |  | 0 |  | 0.00043543 |  | 7.9111e-07 |  | 0.00047638 |  | 0
| 0.037843 |  | 0.00012724 |  | 2.4175e-05 |  | 0.00032007 |  | 0 |  | 0 |  | 0 |  | 0 |  | 0 |  | 0 |  | 1.1383e-06 |  | 0 |  | 0 |  | 2.4603e-05 |  | 0 |  | 0.00050948 |  | 0 |  | 0.00046538 |  | 0
| 0.036955 |  | 0.00010388 |  | -2.6249e-05 |  | 0.00033025 |  | 0 |  | 0 |  | 0 |  | 0 |  | 0 |  | 0 |  | 1.3862e-06 |  | 0 |  | 0 |  | 3.64e-05 |  | 0 |  | 0.00052133 |  | 5.2744e-07 |  | 0.00045439 |  | 0
| 0.035716 |  | 0.0001861 |  | 6.4458e-05 |  | 0.000324 |  | 0 |  | 0 |  | 0 |  | 0 |  | 0 |  | 0 |  | 1.3864e-06 |  | 0 |  | 0 |  | 3.6407e-05 |  | 0 |  | 0.00054731 |  | 1.3187e-06 |  | 0.0004536 |  | 0
| 0.034954 |  | 0.00029906 |  | 7.5262e-05 |  | 0.00033534 |  | 0 |  | 0 |  | 0 |  | 0 |  | 0 |  | 0 |  | 6.7334e-07 |  | 0 |  | 0 |  | 2.8296e-05 |  | 0 |  | 0.00065922 |  | 1.3187e-06 |  | 0.0004576 |  | 0
| 0.034096 |  | 0.00019117 |  | 3.2811e-05 |  | 0.0004009 |  | 0 |  | 0 |  | 0 |  | 0 |  | 0 |  | 0 |  | 6.7343e-07 |  | 0 |  | 0 |  | 2.8299e-05 |  | 0 |  | 0.00055368 |  | 1.3188e-06 |  | 0.00045523 |  | 0
| 0.033273 |  | 0.00011149 |  | 6.476e-05 |  | 0.00047272 |  | 0 |  | 0 |  | 0 |  | 0 |  | 0 |  | 0 |  | 1.3536e-06 |  | 0 |  | 0 |  | 3.0979e-05 |  | 0 |  | 0.00042215 |  | 7.9126e-07 |  | 0.00045602 |  | 0
| 0.032723 |  | 0.00014293 |  | 7.7104e-05 |  | 0.00046706 |  | 0 |  | 0 |  | 0 |  | 0 |  | 0 |  | 0 |  | 1.3534e-06 |  | 0 |  | 0 |  | 3.0975e-05 |  | 0 |  | 0.00060968 |  | 0 |  | 0.00045923 |  | 0
| 0.0319 |  | 0.00017816 |  | 8.6653e-07 |  | 0.00054114 |  | 0 |  | 0 |  | 0 |  | 0 |  | 0 |  | 0 |  | 5.1703e-07 |  | 0 |  | 0 |  | 3.3026e-05 |  | 0 |  | 0.00064828 |  | 2.1103e-06 |  | 0.0004608 |  | 0
| 0.031099 |  | 0.00017085 |  | -8.3946e-05 |  | 0.00063212 |  | 0 |  | 0 |  | 0 |  | 0 |  | 0 |  | 0 |  | 5.1703e-07 |  | 0 |  | 0 |  | 3.3024e-05 |  | 0 |  | 0.00056485 |  | 2.9017e-06 |  | 0.00045062 |  | 0
| 0.03042 |  | 0.00010487 |  | -7.6847e-05 |  | 0.00070455 |  | 0 |  | 0 |  | 0 |  | 0 |  | 0 |  | 0 |  | 8.5369e-07 |  | 0 |  | 0 |  | 2.964e-05 |  | 0 |  | 0.00054122 |  | 1.3191e-06 |  | 0.00044196 |  | 0
| 0.029819 |  | 0.00013107 |  | -2.9831e-05 |  | 0.00077234 |  | 0 |  | 0 |  | 0 |  | 0 |  | 0 |  | 0 |  | 8.5382e-07 |  | 0 |  | 0 |  | 2.9644e-05 |  | 0 |  | 0.00047662 |  | 1.3191e-06 |  | 0.00044905 |  | 0
| 0.029119 |  | 0.00014364 |  | -3.1514e-05 |  | 0.00084697 |  | 0 |  | 0 |  | 0 |  | 0 |  | 0 |  | 0 |  | 5.9414e-07 |  | 0 |  | 0 |  | 2.4856e-05 |  | 0 |  | 0.00048771 |  | 7.9146e-07 |  | 0.00045777 |  | 0
| 0.028433 |  | 7.4781e-05 |  | -1.5742e-05 |  | 0.00097136 |  | 0 |  | 0 |  | 0 |  | 0 |  | 0 |  | 0 |  | 5.9423e-07 |  | 0 |  | 0 |  | 2.486e-05 |  | 0 |  | 0.00055783 |  | 7.9156e-07 |  | 0.00045619 |  | 0
| 0.028079 |  | 4.6094e-05 |  | 9.3649e-05 |  | 0.0010069 |  | 0 |  | 0 |  | 0 |  | 0 |  | 0 |  | 0 |  | 1.5156e-06 |  | 0 |  | 0 |  | 3.0608e-05 |  | 0 |  | 0.00059573 |  | 7.9156e-07 |  | 0.0004468 |  | 0
| 0.027435 |  | 0.00015242 |  | 7.7564e-05 |  | 0.0011393 |  | 0 |  | 0 |  | 0 |  | 0 |  | 0 |  | 0 |  | 1.5156e-06 |  | 0 |  | 0 |  | 3.0608e-05 |  | 0 |  | 0.00049329 |  | 7.9161e-07 |  | 0.00044758 |  | 0
| 0.026679 |  | 0.00017368 |  | -1.2062e-05 |  | 0.0012873 |  | 0 |  | 0 |  | 0 |  | 0 |  | 0 |  | 0 |  | 1.5328e-06 |  | 0 |  | 0 |  | 3.6738e-05 |  | 0 |  | 0.00048462 |  | 7.9161e-07 |  | 0.00045783 |  | 0
| 0.026145 |  | 6.849e-05 |  | -3.0006e-06 |  | 0.0014032 |  | 0 |  | 0 |  | 0 |  | 0 |  | 0 |  | 0 |  | 1.533e-06 |  | 0 |  | 0 |  | 3.6743e-05 |  | 0 |  | 0.00058477 |  | 0 |  | 0.00046498 |  | 0
| 0.025604 |  | 8.5356e-05 |  | 7.5324e-06 |  | 0.0015785 |  | 0 |  | 0 |  | 0 |  | 0 |  | 0 |  | 0 |  | 9.4529e-07 |  | 0 |  | 0 |  | 2.1544e-05 |  | 0 |  | 0.00052015 |  | 2.1112e-06 |  | 0.00046025 |  | 0
| 0.025125 |  | 0.00011706 |  | -1.3714e-05 |  | 0.001808 |  | 0 |  | 0 |  | 0 |  | 0 |  | 0 |  | 0 |  | 9.4529e-07 |  | 0 |  | 0 |  | 2.1544e-05 |  | 0 |  | 0.00047525 |  | 2.903e-06 |  | 0.00045476 |  | 0
| 0.02461 |  | 0.00011415 |  | 1.0357e-06 |  | 0.0021314 |  | 0 |  | 0 |  | 0 |  | 0 |  | 0 |  | 0 |  | 1.0071e-06 |  | 0 |  | 0 |  | 2.8744e-05 |  | 0 |  | 0.00045952 |  | 1.3196e-06 |  | 0.00045558 |  | 0
| 0.024118 |  | 0.00014575 |  | 0.00012152 |  | 0.00234 |  | 0 |  | 0 |  | 0 |  | 0 |  | 0 |  | 0 |  | 1.0072e-06 |  | 0 |  | 0 |  | 2.8748e-05 |  | 0 |  | 0.00042408 |  | 1.3197e-06 |  | 0.00045403 |  | 0
| 0.023865 |  | 0.00015762 |  | 8.4013e-05 |  | 0.0025891 |  | 0 |  | 0 |  | 0 |  | 0 |  | 0 |  | 0 |  | 8.6339e-07 |  | 0 |  | 0 |  | 2.3691e-05 |  | 0 |  | 0.00040361 |  | 7.9186e-07 |  | 0.00045012 |  | 0
| 0.023315 |  | 0.00014402 |  | -6.9622e-05 |  | 0.0030046 |  | 0 |  | 0 |  | 0 |  | 0 |  | 0 |  | 0 |  | 8.6339e-07 |  | 0 |  | 0 |  | 2.3692e-05 |  | 0 |  | 0.00055969 |  | 2.3756e-06 |  | 0.00044145 |  | 0
| 0.022782 |  | 2.7954e-05 |  | -3.1605e-05 |  | 0.0032443 |  | 0 |  | 7.0442e-07 |  | 0 |  | 0 |  | 0 |  | 0 |  | 1.5241e-06 |  | 0 |  | 0 |  | 2.8005e-05 |  | 0 |  | 0.00058023 |  | 2.9037e-06 |  | 0.00043675 |  | 0
| 0.022565 |  | -5.6794e-08 |  | -0.00010121 |  | 0.0036784 |  | 0 |  | 1.3731e-07 |  | 0 |  | 0 |  | 0 |  | 0 |  | 1.5241e-06 |  | 0 |  | 0 |  | 2.8005e-05 |  | 0 |  | 0.00048487 |  | 5.2794e-07 |  | 0.00044308 |  | 0
| 0.022036 |  | 0.00013835 |  | 5.2605e-07 |  | 0.004199 |  | 0 |  | -3.6088e-08 |  | 0 |  | 0 |  | 0 |  | 0 |  | 1.6851e-06 |  | 0 |  | 0 |  | 3.2361e-05 |  | 0 |  | 0.00049196 |  | 2.1119e-06 |  | 0.00045333 |  | 0
| 0.021453 |  | 0.00022868 |  | 0.0001694 |  | 0.0044265 |  | 0 |  | 1.3944e-07 |  | 0 |  | 0 |  | 0 |  | 0 |  | 1.6853e-06 |  | 0 |  | 0 |  | 3.2367e-05 |  | 0 |  | 0.00045575 |  | 2.9041e-06 |  | 0.00045812 |  | 0
| 0.020897 |  | 0.00020283 |  | 0.0001397 |  | 0.0047073 |  | 0 |  | 6.2594e-07 |  | 0 |  | 0 |  | 0 |  | 0 |  | 9.9668e-07 |  | 0 |  | 0 |  | 3.5221e-05 |  | 0 |  | 0.00050858 |  | 1.3201e-06 |  | 0.00044944 |  | 0
| 0.020257 |  | 0.00022245 |  | 0.00011956 |  | 0.0052438 |  | 0 |  | 3.7094e-07 |  | 0 |  | 0 |  | 0 |  | 0 |  | 9.9668e-07 |  | 0 |  | 0 |  | 3.5221e-05 |  | 0 |  | 0.00067263 |  | 5.2804e-07 |  | 0.00043449 |  | 0
| 0.019731 |  | 0.00025258 |  | 6.3071e-05 |  | 0.0058176 |  | 0 |  | 1.1013e-07 |  | 0 |  | 0 |  | 0 |  | 0 |  | 8.6008e-07 |  | 0 |  | 0 |  | 1.5579e-05 |  | 0 |  | 0.00068529 |  | 0 |  | 0.00042427 |  | 0
| 0.019519 |  | 0.00016869 |  | 0.00014348 |  | 0.0061584 |  | 0 |  | 3.0428e-07 |  | 0 |  | 0 |  | 0 |  | 0 |  | 1.1092e-06 |  | 0 |  | 0 |  | 1.5578e-05 |  | 0 |  | 0.00055048 |  | 2.3763e-06 |  | 0.00042351 |  | 0
| 0.019096 |  | 0.00018668 |  | 0.00013155 |  | 0.006666 |  | 0 |  | 1.4855e-07 |  | 0 |  | 0 |  | 0 |  | 0 |  | 1.2649e-06 |  | 0 |  | 0 |  | 1.5472e-05 |  | 0 |  | 0.0004795 |  | 2.9046e-06 |  | 0.00043218 |  | 0
| 0.01845 |  | 0.00016902 |  | 2.6118e-05 |  | 0.0071758 |  | 0 |  | 3.7683e-07 |  | 0 |  | 0 |  | 0 |  | 0 |  | 1.0157e-06 |  | 0 |  | 0 |  | 1.5471e-05 |  | 0 |  | 0.0004535 |  | 1.3204e-06 |  | 0.00044009 |  | 0
| 0.018178 |  | 6.2225e-05 |  | 3.1259e-05 |  | 0.0078472 |  | 0 |  | 8.5684e-07 |  | 0 |  | 0 |  | 0 |  | 0 |  | 5.5395e-07 |  | 0 |  | 0 |  | 1.3279e-05 |  | 0 |  | 0.00038175 |  | 7.9226e-07 |  | 0.0004417 |  | 0
| 0.017947 |  | 0.00010698 |  | 7.8106e-05 |  | 0.008595 |  | 0 |  | 8.386e-07 |  | 0 |  | 0 |  | 0 |  | 0 |  | 5.5411e-07 |  | 0 |  | 0 |  | 1.3284e-05 |  | 0 |  | 0.00051903 |  | 2.3768e-06 |  | 0.00044646 |  | 0
| 0.017383 |  | 0.00015192 |  | 7.5725e-05 |  | 0.0091723 |  | 0 |  | 7.1446e-07 |  | 0 |  | 0 |  | 0 |  | 0 |  | 8.0637e-07 |  | 0 |  | 0 |  | 2.8598e-05 |  | 0 |  | 0.00060501 |  | 2.9052e-06 |  | 0.00045119 |  | 0
| 0.016737 |  | 0.00013491 |  | 3.6151e-05 |  | 0.010001 |  | 0 |  | -1.4935e-08 |  | 0 |  | 0 |  | 0 |  | 0 |  | 8.0661e-07 |  | 0 |  | 0 |  | 2.8607e-05 |  | 0 |  | 0.00052462 |  | 2.9053e-06 |  | 0.00044731 |  | 0
| 0.016268 |  | 0.00019308 |  | 0.00011608 |  | 0.010546 |  | 0 |  | -4.5102e-07 |  | 0 |  | 0 |  | 0 |  | 0 |  | 1.1497e-06 |  | 0 |  | 0 |  | 3.0297e-05 |  | 0 |  | 0.00040076 |  | 2.9053e-06 |  | 0.00044178 |  | 0
| 0.015888 |  | 0.00023177 |  | 9.9455e-05 |  | 0.010871 |  | 0 |  | 8.8526e-08 |  | 0 |  | 0 |  | 0 |  | 0 |  | 1.1501e-06 |  | 0 |  | 0 |  | 3.0304e-05 |  | 0 |  | 0.00038816 |  | 2.9055e-06 |  | 0.00044339 |  | 0
| 0.015302 |  | 0.00015471 |  | -5.216e-05 |  | 0.011305 |  | 0 |  | 1.1942e-07 |  | 0 |  | 0 |  | 0 |  | 0 |  | 2.0366e-07 |  | 0 |  | 0 |  | 2.7877e-05 |  | 0 |  | 0.00051282 |  | 2.3772e-06 |  | 0.00045049 |  | 0
| 0.014724 |  | 5.5042e-05 |  | -8.0283e-05 |  | 0.012052 |  | 0 |  | -5.0907e-08 |  | 0 |  | 0 |  | 0 |  | 0 |  | 2.0372e-07 |  | 0 |  | 0 |  | 2.7883e-05 |  | 0 |  | 0.00047106 |  | 2.3775e-06 |  | 0.00044345 |  | 0
| 0.014447 |  | 1.0148e-05 |  | 3.1319e-05 |  | 0.012948 |  | 0 |  | -3.7367e-07 |  | 0 |  | 0 |  | 0 |  | 0 |  | 9.6589e-07 |  | 0 |  | 0 |  | 4.1071e-05 |  | 0 |  | 0.00032588 |  | 2.3775e-06 |  | 0.00042451 |  | 0
| 0.014042 |  | 0.00012393 |  | 1.8912e-05 |  | 0.01357 |  | 0 |  | 2.5393e-07 |  | 0 |  | 0 |  | 0 |  | 0 |  | 9.6617e-07 |  | 0 |  | 0 |  | 4.1083e-05 |  | 0 |  | 0.00038745 |  | 2.3775e-06 |  | 0.00041428 |  | 0
| 0.01347 |  | 0.00025731 |  | -0.00012919 |  | 0.01411 |  | 0 |  | 5.9938e-07 |  | 0 |  | 0 |  | 0 |  | 0 |  | 1.202e-06 |  | 0 |  | 0 |  | 2.4645e-05 |  | 0 |  | 0.00054136 |  | 2.3777e-06 |  | 0.00041904 |  | 0
| 0.012983 |  | 0.00017881 |  | -4.133e-05 |  | 0.014759 |  | 0 |  | 2.6949e-07 |  | 0 |  | 0 |  | 0 |  | 0 |  | 1.2024e-06 |  | 0 |  | 0 |  | 2.465e-05 |  | 0 |  | 0.00059269 |  | 0 |  | 0.00042696 |  | 0
| 0.01248 |  | 0.0001639 |  | 0.00025042 |  | 0.015499 |  | 0 |  | 1.7911e-07 |  | 0 |  | 0 |  | 0 |  | 0 |  | 2.5867e-06 |  | 0 |  | 0 |  | 4.0772e-05 |  | 0 |  | 0.00058401 |  | 0 |  | 0.00042617 |  | 0
| 0.011881 |  | 0.00019339 |  | 0.00015203 |  | 0.016009 |  | 0 |  | 4.8996e-08 |  | 0 |  | 0 |  | 0 |  | 0 |  | 2.5867e-06 |  | 0 |  | 0 |  | 4.0772e-05 |  | 0 |  | 0.00053432 |  | 2.378e-06 |  | 0.00042067 |  | 0
| 0.011439 |  | 0.00018786 |  | -6.4883e-05 |  | 0.016562 |  | 0 |  | -1.6379e-07 |  | 0 |  | 0 |  | 0 |  | 0 |  | 9.4243e-07 |  | 0 |  | 0 |  | 4.7391e-05 |  | 0 |  | 0.00060855 |  | 2.9066e-06 |  | 0.0004207 |  | 0
| 0.011011 |  | 0.00022734 |  | -2.5068e-05 |  | 0.017335 |  | 0 |  | -1.0684e-07 |  | 0 |  | 0 |  | 0 |  | 0 |  | 9.4243e-07 |  | 0 |  | 0 |  | 4.7391e-05 |  | 0 |  | 0.00059122 |  | 1.3213e-06 |  | 0.00042309 |  | 0
| 0.010262 |  | 0.00021411 |  | 4.762e-05 |  | 0.018219 |  | 0 |  | 5.2433e-07 |  | 0 |  | 0 |  | 0 |  | 0 |  | 1.3662e-06 |  | 0 |  | 0 |  | 2.471e-05 |  | 0 |  | 0.00052571 |  | 7.9276e-07 |  | 0.00042546 |  | 0
| 0.0097881 |  | 0.00018307 |  | -7.6341e-06 |  | 0.018892 |  | 0 |  | 5.4001e-07 |  | 0 |  | 0 |  | 0 |  | 0 |  | 1.3662e-06 |  | 0 |  | 0 |  | 2.471e-05 |  | 0 |  | 0.00054393 |  | 2.3784e-06 |  | 0.00042393 |  | 0
| 0.009629 |  | 0.0001413 |  | -4.0282e-05 |  | 0.01959 |  | 0 |  | 3.9491e-07 |  | 0 |  | 0 |  | 0 |  | 0 |  | 1.0249e-06 |  | 0 |  | 0 |  | 2.9335e-05 |  | 0 |  | 0.00050209 |  | 2.3786e-06 |  | 0.00042393 |  | 0
| 0.0093174 |  | 8.668e-05 |  | 4.2621e-05 |  | 0.020367 |  | 0 |  | 3.4148e-07 |  | 0 |  | 0 |  | 0 |  | 0 |  | 1.0249e-06 |  | 0 |  | 0 |  | 2.9336e-05 |  | 0 |  | 0.0004437 |  | 0 |  | 0.00043107 |  | 0
| 0.0089727 |  | 6.591e-05 |  | -4.6022e-05 |  | 0.021128 |  | 0 |  | 9.6949e-08 |  | 0 |  | 0 |  | 0 |  | 0 |  | 8.5558e-07 |  | 0 |  | 0 |  | 2.6711e-05 |  | 0 |  | 0.00049502 |  | 0 |  | 0.00043817 |  | 0
| 0.0086142 |  | 0.0001275 |  | -3.9078e-05 |  | 0.021983 |  | 0 |  | -4.4103e-08 |  | 0 |  | 0 |  | 0 |  | 0 |  | 8.557e-07 |  | 0 |  | 0 |  | 2.6714e-05 |  | 0 |  | 0.0005693 |  | 7.9296e-07 |  | 0.00044612 |  | 0
| 0.0083322 |  | 0.00016323 |  | 6.1366e-05 |  | 0.023082 |  | 0 |  | 5.3172e-07 |  | 0 |  | 0 |  | 0 |  | 0 |  | 9.1118e-07 |  | 0 |  | 0 |  | 4.8182e-05 |  | 0 |  | 0.00059694 |  | 7.9296e-07 |  | 0.00044612 |  | 0
| 0.0080582 |  | 0.00012398 |  | 4.5981e-05 |  | 0.023917 |  | 0 |  | 6.452e-07 |  | 0 |  | 0 |  | 0 |  | 0 |  | 9.1118e-07 |  | 0 |  | 0 |  | 4.818e-05 |  | 0 |  | 0.00059698 |  | 2.379e-06 |  | 0.00043826 |  | 0
| 0.0077898 |  | 2.8495e-05 |  | 8.2474e-05 |  | 0.024641 |  | 0 |  | 2.1024e-07 |  | 0 |  | 0 |  | 0 |  | 0 |  | 1.1515e-06 |  | 0 |  | 0 |  | 4.6277e-05 |  | 0 |  | 0.0005599 |  | 2.3792e-06 |  | 0.00043039 |  | 0
| 0.0075044 |  | 3.3993e-05 |  | 0.00012679 |  | 0.02559 |  | 0 |  | 7.4721e-07 |  | 0 |  | 0 |  | 0 |  | 0 |  | 1.1515e-06 |  | 0 |  | 0 |  | 4.6277e-05 |  | 0 |  | 0.00051962 |  | 7.9306e-07 |  | 0.00042012 |  | 0
| 0.0071653 |  | 6.0842e-06 |  | 3.9624e-05 |  | 0.026692 |  | 0 |  | 6.9729e-07 |  | 0 |  | 0 |  | 0 |  | 0 |  | 5.4645e-07 |  | 0 |  | 0 |  | 3.5381e-05 |  | 0 |  | 0.00058366 |  | 2.9081e-06 |  | 0.00041701 |  | 0
| 0.0068834 |  | 2.9495e-05 |  | 2.4094e-05 |  | 0.028168 |  | 0 |  | 4.1728e-07 |  | 0 |  | 0 |  | 0 |  | 0 |  | 5.4653e-07 |  | 0 |  | 0 |  | 3.5386e-05 |  | 0 |  | 0.00065001 |  | 2.9083e-06 |  | 0.00041543 |  | 0
| 0.0066772 |  | 8.9159e-05 |  | 3.4016e-05 |  | 0.029235 |  | 0 |  | -1.1497e-07 |  | 0 |  | 0 |  | 0 |  | 0 |  | 8.2337e-07 |  | 0 |  | 0 |  | 3.1187e-05 |  | 0 |  | 0.00070376 |  | 1.3219e-06 |  | 0.00041862 |  | 0
| 0.0064839 |  | 0.00012315 |  | 5.5933e-05 |  | 0.030284 |  | 0 |  | 2.0527e-08 |  | 0 |  | 0 |  | 0 |  | 0 |  | 8.2337e-07 |  | 0 |  | 0 |  | 3.1188e-05 |  | 0 |  | 0.00068717 |  | 1.322e-06 |  | 0.0004281 |  | 0
| 0.0061568 |  | 0.00023065 |  | 4.792e-05 |  | 0.031242 |  | 0 |  | 4.5865e-07 |  | 0 |  | 0 |  | 0 |  | 0 |  | 8.6127e-07 |  | 0 |  | 0 |  | 2.0551e-05 |  | 0 |  | 0.00069279 |  | 1.3221e-06 |  | 0.0004321 |  | 0
| 0.0059071 |  | 0.000195 |  | -8.021e-06 |  | 0.032164 |  | 0 |  | 6.497e-07 |  | 0 |  | 0 |  | 0 |  | 0 |  | 8.614e-07 |  | 0 |  | 0 |  | 2.0554e-05 |  | 0 |  | 0.0006288 |  | 1.3221e-06 |  | 0.00043052 |  | 0
| 0.0058071 |  | 0.0001904 |  | -4.1646e-05 |  | 0.033354 |  | 0 |  | 9.1074e-07 |  | 0 |  | 0 |  | 0 |  | 0 |  | 6.7727e-07 |  | 0 |  | 0 |  | 2.7757e-05 |  | 0 |  | 0.00058618 |  | 1.3222e-06 |  | 0.00042423 |  | 0
| 0.0054754 |  | 0.00023276 |  | -1.506e-05 |  | 0.03479 |  | 0 |  | 2.1385e-07 |  | 0 |  | 0 |  | 0 |  | 0 |  | 6.7727e-07 |  | 0 |  | 0 |  | 2.7755e-05 |  | 0 |  | 0.00063915 |  | 5.2891e-07 |  | 0.00042347 |  | 0
| 0.0051151 |  | 0.00014993 |  | 1.9936e-05 |  | 0.036448 |  | 0 |  | 6.8508e-08 |  | 0 |  | 0 |  | 0 |  | 0 |  | 9.6488e-07 |  | 0 |  | 0 |  | 2.3922e-05 |  | 0 |  | 0.00058464 |  | 5.2891e-07 |  | 0.00042505 |  | 0
| 0.0050291 |  | 9.2784e-05 |  | 8.6528e-05 |  | 0.037935 |  | 0 |  | 1.5877e-07 |  | 0 |  | 0 |  | 0 |  | 0 |  | 9.6502e-07 |  | 0 |  | 0 |  | 2.3927e-05 |  | 0 |  | 0.00060684 |  | 1.3224e-06 |  | 0.00042115 |  | 0
| 0.0048817 |  | 0.00015252 |  | 8.4084e-05 |  | 0.039429 |  | 0 |  | 9.5416e-08 |  | 0 |  | 0 |  | 0 |  | 0 |  | 2.8139e-07 |  | 0 |  | 0 |  | 1.1647e-05 |  | 0 |  | 0.00063607 |  | 7.9346e-07 |  | 0.00041167 |  | 0
| 0.0047286 |  | 0.00022101 |  | -2.9582e-05 |  | 0.040759 |  | 0 |  | 5.1497e-07 |  | 0 |  | 0 |  | 0 |  | 0 |  | 2.8139e-07 |  | 0 |  | 0 |  | 1.1648e-05 |  | 0 |  | 0.00059186 |  | 7.9346e-07 |  | 0.00040616 |  | 0
| 0.0045823 |  | 0.00020348 |  | -3.3129e-05 |  | 0.042467 |  | 0 |  | 3.1979e-07 |  | 0 |  | 0 |  | 0 |  | 0 |  | 6.4271e-07 |  | 0 |  | 0 |  | 4.1853e-05 |  | 0 |  | 0.00065745 |  | 1.3225e-06 |  | 0.00040932 |  | 0
| 0.0042876 |  | 0.00014737 |  | 6.3641e-05 |  | 0.044328 |  | 0 |  | 2.6537e-07 |  | 0 |  | 0 |  | 0 |  | 0 |  | 6.428e-07 |  | 0 |  | 0 |  | 4.1861e-05 |  | 0 |  | 0.00068677 |  | 1.3226e-06 |  | 0.00041175 |  | 0
| 0.0040716 |  | 6.4035e-05 |  | 0.00014741 |  | 0.046297 |  | 0 |  | 1.1952e-07 |  | 0 |  | 0 |  | 0 |  | 0 |  | 1.1538e-06 |  | 0 |  | 0 |  | 3.302e-05 |  | 0 |  | 0.00059352 |  | 7.9356e-07 |  | 0.00041254 |  | 0
| 0.0038537 |  | 0.00010139 |  | 2.6701e-05 |  | 0.048036 |  | 0 |  | -2.2526e-07 |  | 0 |  | 0 |  | 0 |  | 0 |  | 1.1538e-06 |  | 0 |  | 0 |  | 3.3021e-05 |  | 0 |  | 0.00060304 |  | 0 |  | 0.00041572 |  | 0
| 0.0037349 |  | 0.00013316 |  | -7.2073e-05 |  | 0.049428 |  | 0 |  | 1.7632e-07 |  | 0 |  | 0 |  | 0 |  | 0 |  | 1.1956e-07 |  | 0 |  | 0 |  | 8.3455e-06 |  | 0 |  | 0.00067421 |  | 0 |  | 0.00042049 |  | 0
| 0.0037278 |  | 8.0063e-05 |  | -7.8632e-05 |  | 0.051234 |  | 0 |  | 4.8546e-07 |  | 0 |  | 0 |  | 0 |  | 0 |  | 1.1958e-07 |  | 0 |  | 0 |  | 8.3471e-06 |  | 0 |  | 0.00072164 |  | 0 |  | 0.00042207 |  | 0
| 0.0036131 |  | 0.00012672 |  | -9.4192e-05 |  | 0.05324 |  | 0 |  | 1.6154e-07 |  | 0 |  | 0 |  | 0 |  | 0 |  | 5.6527e-07 |  | 0 |  | 0 |  | 9.9635e-07 |  | 0 |  | 0.00066007 |  | 0 |  | 0.00041897 |  | 0
| 0.0034504 |  | 0.00017728 |  | -9.0341e-05 |  | 0.055235 |  | 0 |  | -3.7598e-07 |  | 0 |  | 0 |  | 0 |  | 0 |  | 5.6527e-07 |  | 0 |  | 0 |  | 9.964e-07 |  | 0 |  | 0.00067904 |  | 2.3811e-06 |  | 0.0004158 |  | 0
| 0.0033007 |  | 0.00015341 |  | 2.3577e-05 |  | 0.057135 |  | 0 |  | 1.3042e-07 |  | 0 |  | 0 |  | 0 |  | 0 |  | 1.1635e-06 |  | 0 |  | 0 |  | 3.6906e-05 |  | 0 |  | 0.00057947 |  | 2.9107e-06 |  | 0.00041425 |  | 0
| 0.0031027 |  | 7.3149e-05 |  | 9.4561e-05 |  | 0.05927 |  | 0 |  | 5.564e-07 |  | 0 |  | 0 |  | 0 |  | 0 |  | 1.1633e-06 |  | 0 |  | 0 |  | 3.6899e-05 |  | 0 |  | 0.00045061 |  | 2.9107e-06 |  | 0.00041425 |  | 0
| 0.0031182 |  | 9.2728e-05 |  | 7.1009e-05 |  | 0.061674 |  | 0 |  | 5.2071e-07 |  | 0 |  | 0 |  | 0 |  | 0 |  | 9.8519e-07 |  | 0 |  | 0 |  | 2.7377e-05 |  | 0 |  | 0.00064517 |  | 2.3814e-06 |  | 0.0004143 |  | 0
| 0.0031253 |  | 0.00012824 |  | 0.00010318 |  | 0.064101 |  | 0 |  | 3.177e-07 |  | 0 |  | 0 |  | 0 |  | 0 |  | 9.8533e-07 |  | 0 |  | 0 |  | 2.7381e-05 |  | 0 |  | 0.00064675 |  | 5.5564e-06 |  | 0.00041272 |  | 0
| 0.0029446 |  | 0.00010617 |  | 3.9255e-05 |  | 0.06609 |  | 0 |  | -2.9809e-09 |  | 0 |  | 0 |  | 0 |  | 0 |  | 1.1107e-06 |  | 0 |  | 0 |  | 3.4599e-05 |  | 0 |  | 0.00053689 |  | 5.5564e-06 |  | 0.00040721 |  | 0
| 0.0029604 |  | 2.4453e-05 |  | -1.25e-05 |  | 0.068098 |  | 0 |  | 7.7119e-08 |  | 0 |  | 0 |  | 0 |  | 0 |  | 1.1109e-06 |  | 0 |  | 0 |  | 3.4604e-05 |  | 0 |  | 0.00064525 |  | 7.9391e-07 |  | 0.00039933 |  | 0
| 0.0028576 |  | -6.9006e-05 |  | 2.2487e-05 |  | 0.070333 |  | 0 |  | 1.1639e-07 |  | 0 |  | 0 |  | 0 |  | 0 |  | 9.788e-07 |  | 0 |  | 0 |  | 2.711e-05 |  | 0 |  | 0.00059385 |  | 7.9401e-07 |  | 0.00039854 |  | 0
| 0.0026119 |  | 5.1941e-05 |  | -7.1008e-05 |  | 0.072662 |  | 0 |  | 3.7977e-07 |  | 0 |  | 0 |  | 0 |  | 0 |  | 9.788e-07 |  | 0 |  | 0 |  | 2.7111e-05 |  | 0 |  | 0.00056305 |  | 0 |  | 0.00040489 |  | 0
| 0.0025712 |  | 0.00017813 |  | -9.6325e-05 |  | 0.074713 |  | 0 |  | 2.5635e-07 |  | 0 |  | 0 |  | 0 |  | 0 |  | 1.0249e-06 |  | 0 |  | 0 |  | 4.3072e-05 |  | 0 |  | 0.00055043 |  | 0 |  | 0.00040966 |  | 0
| 0.002419 |  | 0.00015749 |  | 2.3056e-05 |  | 0.076546 |  | 0 |  | 1.1307e-07 |  | 0 |  | 0 |  | 0 |  | 0 |  | 1.025e-06 |  | 0 |  | 0 |  | 4.3078e-05 |  | 0 |  | 0.000435 |  | 3.9703e-06 |  | 0.00040652 |  | 0
| 0.0023402 |  | 0.00012395 |  | 9.573e-05 |  | 0.078052 |  | 0 |  | 3.5374e-07 |  | 0 |  | 0 |  | 0 |  | 0 |  | 9.341e-07 |  | 0 |  | 0 |  | 4.4198e-05 |  | 0 |  | 0.00052519 |  | 3.9706e-06 |  | 0.0004018 |  | 0
| 0.0023134 |  | 7.0309e-05 |  | 4.5418e-05 |  | 0.079831 |  | 0 |  | -1.7217e-07 |  | 0 |  | 0 |  | 0 |  | 0 |  | 9.3424e-07 |  | 0 |  | 0 |  | 4.4204e-05 |  | 0 |  | 0.00053231 |  | 7.9416e-07 |  | 0.00040259 |  | 0
| 0.0021468 |  | 0.00013161 |  | 1.835e-05 |  | 0.082011 |  | 0 |  | -2.3026e-07 |  | 0 |  | 0 |  | 0 |  | 0 |  | 6.463e-07 |  | 0 |  | 0 |  | 3.4098e-05 |  | 0 |  | 0.00043821 |  | 1.3236e-06 |  | 0.00040816 |  | 0
| 0.0021287 |  | 8.3903e-05 |  | 0.00011427 |  | 0.083791 |  | 0 |  | 4.852e-07 |  | 0 |  | 0 |  | 0 |  | 0 |  | 6.4639e-07 |  | 0 |  | 0 |  | 3.4103e-05 |  | 0 |  | 0.00051735 |  | 2.9121e-06 |  | 0.00041767 |  | 0
| 0.002018 |  | -1.9955e-06 |  | 3.6197e-05 |  | 0.08522 |  | 0 |  | 1.1976e-06 |  | 0 |  | 0 |  | 0 |  | 0 |  | 0 |  | 0 |  | 0 |  | 1.6926e-05 |  | 0 |  | 0.00059965 |  | 2.3828e-06 |  | 0.00042087 |  | 0
| 0.0018904 |  | 5.6613e-05 |  | -6.9535e-05 |  | 0.086832 |  | 0 |  | 8.0298e-07 |  | 0 |  | 0 |  | 0 |  | 0 |  | 0 |  | 0 |  | 0 |  | 1.6926e-05 |  | 0 |  | 0.00055377 |  | 2.3828e-06 |  | 0.00041612 |  | 0
| 0.0018524 |  | 0.00017768 |  | 1.3751e-05 |  | 0.088772 |  | 0 |  | 8.407e-08 |  | 0 |  | 0 |  | 0 |  | 0 |  | 1.1548e-06 |  | 0 |  | 0 |  | 4.0722e-05 |  | 0 |  | 0.00056567 |  | 2.9125e-06 |  | 0.00040349 |  | 0
| 0.0017142 |  | 0.00011435 |  | 0.00011911 |  | 0.090598 |  | 0 |  | 2.8997e-07 |  | 0 |  | 0 |  | 0 |  | 0 |  | 1.155e-06 |  | 0 |  | 0 |  | 4.0728e-05 |  | 0 |  | 0.0005309 |  | 1.3239e-06 |  | 0.00039164 |  | 0
| 0.0014164 |  | 4.8996e-05 |  | 6.7641e-05 |  | 0.091908 |  | 0 |  | 4.7954e-07 |  | 0 |  | 0 |  | 0 |  | 0 |  | 5.8647e-07 |  | 0 |  | 0 |  | 2.3865e-05 |  | 0 |  | 0.00041461 |  | 7.9436e-07 |  | 0.00038929 |  | 0
| 0.0013719 |  | 0.00030205 |  | -5.8296e-05 |  | 0.093097 |  | 0 |  | 6.8103e-07 |  | 0 |  | 0 |  | 0 |  | 0 |  | 5.8655e-07 |  | 0 |  | 0 |  | 2.3868e-05 |  | 0 |  | 0.00048428 |  | 7.9441e-07 |  | 0.00039248 |  | 0
| 0.0014113 |  | 0.00035469 |  | 1.1607e-05 |  | 0.09444 |  | 0 |  | 2.2595e-07 |  | 0 |  | 0 |  | 0 |  | 0 |  | 1.1621e-06 |  | 0 |  | 0 |  | 3.048e-05 |  | 0 |  | 0.0006639 |  | 1.324e-06 |  | 0.00040435 |  | 0
| 0.0012916 |  | 0.0001881 |  | 0.00013604 |  | 0.095539 |  | 0 |  | -2.6069e-07 |  | 0 |  | 0 |  | 0 |  | 0 |  | 1.1623e-06 |  | 0 |  | 0 |  | 3.0484e-05 |  | 0 |  | 0.00065286 |  | 1.3242e-06 |  | 0.00041071 |  | 0
| 0.0011837 |  | 0.0001033 |  | -3.9925e-05 |  | 0.097218 |  | 0 |  | 4.0878e-07 |  | 0 |  | 0 |  | 0 |  | 0 |  | 1.1649e-06 |  | 0 |  | 0 |  | 3.071e-05 |  | 0 |  | 0.00049146 |  | 1.3241e-06 |  | 0.00041074 |  | 0
| 0.0010407 |  | 0.0001129 |  | -0.00021532 |  | 0.098745 |  | 0 |  | 6.7268e-07 |  | 0 |  | 0 |  | 0 |  | 0 |  | 1.1651e-06 |  | 0 |  | 0 |  | 3.0716e-05 |  | 0 |  | 0.00053578 |  | 5.2971e-07 |  | 0.00040045 |  | 0
| 0.00093127 |  | 0.00017045 |  | -0.00011118 |  | 0.09978 |  | 0 |  | 2.3142e-07 |  | 0 |  | 0 |  | 0 |  | 0 |  | 4.9378e-07 |  | 0 |  | 0 |  | 3.2558e-05 |  | 0 |  | 0.00064428 |  | 0 |  | 0.00039021 |  | 0
| 0.00094023 |  | 0.00019039 |  | -4.7269e-06 |  | 0.10096 |  | 0 |  | 2.1332e-07 |  | 0 |  | 0 |  | 0 |  | 0 |  | 4.9385e-07 |  | 0 |  | 0 |  | 3.2562e-05 |  | 0 |  | 0.00069177 |  | 2.3838e-06 |  | 0.00039338 |  | 0
| 0.00088101 |  | 0.0001306 |  | 2.6403e-05 |  | 0.10203 |  | 0 |  | 5.0316e-07 |  | 0 |  | 0 |  | 0 |  | 0 |  | 9.3131e-07 |  | 0 |  | 0 |  | 3.5727e-05 |  | 0 |  | 0.00065303 |  | 4.5031e-06 |  | 0.00039894 |  | 0
| 0.00076291 |  | 3.552e-05 |  | -3.5361e-05 |  | 0.1025 |  | 0 |  | 6.615e-07 |  | 0 |  | 0 |  | 0 |  | 0 |  | 9.3131e-07 |  | 0 |  | 0 |  | 3.5726e-05 |  | 0 |  | 0.00053746 |  | 2.1191e-06 |  | 0.00039973 |  | 0
| 0.00079792 |  | 3.4468e-05 |  | -3.653e-05 |  | 0.10321 |  | 0 |  | 9.1055e-08 |  | 0 |  | 0 |  | 0 |  | 0 |  | 5.8589e-07 |  | 0 |  | 0 |  | 5.0353e-05 |  | 0 |  | 0.00062461 |  | 2.1192e-06 |  | 0.00039345 |  | 0
| 0.00076686 |  | 8.8707e-05 |  | -0.00012242 |  | 0.10356 |  | 0 |  | 3.5227e-07 |  | 0 |  | 0 |  | 0 |  | 0 |  | 5.8581e-07 |  | 0 |  | 0 |  | 5.0344e-05 |  | 0 |  | 0.00079877 |  | 2.914e-06 |  | 0.00039187 |  | 0
| 0.00069966 |  | 0.00018254 |  | -0.00010019 |  | 0.10419 |  | 0 |  | 1.007e-06 |  | 0 |  | 0 |  | 0 |  | 0 |  | 6.6043e-07 |  | 0 |  | 0 |  | 5.5703e-05 |  | 0 |  | 0.00074895 |  | 1.3246e-06 |  | 0.00039743 |  | 0
| 0.00058616 |  | 0.00020117 |  | 0.00013986 |  | 0.10495 |  | 0 |  | 2.3884e-07 |  | 0 |  | 0 |  | 0 |  | 0 |  | 6.6034e-07 |  | 0 |  | 0 |  | 5.5697e-05 |  | 0 |  | 0.00071257 |  | 5.2988e-07 |  | 0.00040142 |  | 0
| 0.0005686 |  | 0.00010126 |  | 5.734e-05 |  | 0.10529 |  | 0 |  | -2.3664e-07 |  | 0 |  | 0 |  | 0 |  | 0 |  | 4.4465e-07 |  | 0 |  | 0 |  | 1.8911e-05 |  | 0 |  | 0.00080046 |  | 2.1196e-06 |  | 0.000403 |  | 0
| 0.00061101 |  | 9.0181e-05 |  | -1.9421e-07 |  | 0.10588 |  | 0 |  | 7.1372e-08 |  | 0 |  | 0 |  | 0 |  | 0 |  | 4.4458e-07 |  | 0 |  | 0 |  | 1.8909e-05 |  | 0 |  | 0.00067382 |  | 2.9145e-06 |  | 0.00039748 |  | 0
| 0.0005127 |  | 0.0001407 |  | 5.3453e-06 |  | 0.10609 |  | 0 |  | 4.73e-07 |  | 0 |  | 0 |  | 0 |  | 0 |  | 9.9775e-07 |  | 0 |  | 0 |  | 1.5408e-05 |  | 0 |  | 0.00052341 |  | 2.9147e-06 |  | 0.00039117 |  | 0
| 0.00042522 |  | 0.00018139 |  | -5.7009e-06 |  | 0.10691 |  | 0 |  | -3.7543e-08 |  | 0 |  | 0 |  | 0 |  | 0 |  | 9.9789e-07 |  | 0 |  | 0 |  | 1.5409e-05 |  | 0 |  | 0.00058917 |  | 2.9147e-06 |  | 0.00038724 |  | 0
| 0.00041784 |  | 0.00020107 |  | 2.3212e-05 |  | 0.1077 |  | 0 |  | -5.7196e-07 |  | 0 |  | 0 |  | 0 |  | 0 |  | 4.753e-07 |  | 0 |  | 0 |  | 3.8409e-05 |  | 0 |  | 0.00066682 |  | 7.9496e-07 |  | 0.00038726 |  | 0
| 0.00048221 |  | 0.00020422 |  | -1.8578e-05 |  | 0.10809 |  | 0 |  | 8.6684e-08 |  | 0 |  | 0 |  | 0 |  | 0 |  | 4.7537e-07 |  | 0 |  | 0 |  | 3.8412e-05 |  | 0 |  | 0.0006193 |  | 0 |  | 0.00039281 |  | 0
| 0.00044043 |  | 0.00019901 |  | 3.011e-05 |  | 0.10773 |  | 0 |  | 4.2842e-07 |  | 0 |  | 0 |  | 0 |  | 0 |  | 1.3469e-06 |  | 0 |  | 0 |  | 4.3477e-05 |  | 0 |  | 0.00053222 |  | 5.3001e-07 |  | 0.00039917 |  | 0
| 0.00039127 |  | 0.00012833 |  | 1.9522e-05 |  | 0.1077 |  | 0 |  | 2.5685e-07 |  | 0 |  | 0 |  | 0 |  | 0 |  | 1.3471e-06 |  | 0 |  | 0 |  | 4.3483e-05 |  | 0 |  | 0.00056156 |  | 5.3004e-07 |  | 0.00039919 |  | 0
| 0.00037549 |  | 5.7291e-05 |  | -5.3874e-05 |  | 0.10823 |  | 0 |  | 3.4021e-07 |  | 0 |  | 0 |  | 0 |  | 0 |  | 9.1785e-07 |  | 0 |  | 0 |  | 2.6916e-05 |  | 0 |  | 0.00049028 |  | 5.3008e-07 |  | 0.00039523 |  | 0
| 0.00033314 |  | 2.6966e-05 |  | -2.8352e-05 |  | 0.10836 |  | 0 |  | 1.5222e-07 |  | 0 |  | 0 |  | 0 |  | 0 |  | 9.1799e-07 |  | 0 |  | 0 |  | 2.6918e-05 |  | 0 |  | 0.00053787 |  | 2.9156e-06 |  | 0.00039449 |  | 0
| 0.00034384 |  | 0.00010353 |  | 3.9763e-06 |  | 0.1087 |  | 0 |  | 2.464e-07 |  | 0 |  | 0 |  | 0 |  | 0 |  | 4.1606e-07 |  | 0 |  | 0 |  | 2.8977e-05 |  | 0 |  | 0.00070897 |  | 2.9156e-06 |  | 0.00040162 |  | 0
| 0.00032464 |  | 0.00018295 |  | -5.2751e-05 |  | 0.10906 |  | 0 |  | 2.0745e-07 |  | 0 |  | 0 |  | 0 |  | 0 |  | 4.1612e-07 |  | 0 |  | 0 |  | 2.8981e-05 |  | 0 |  | 0.00062505 |  | 2.9156e-06 |  | 0.00040481 |  | 0
| 0.00027837 |  | 0.00010752 |  | -2.852e-08 |  | 0.10942 |  | 0 |  | -6.0088e-08 |  | 0 |  | 0 |  | 0 |  | 0 |  | 8.5524e-07 |  | 0 |  | 0 |  | 3.21e-05 |  | 0 |  | 0.00053632 |  | 2.3858e-06 |  | 0.00040165 |  | 0
| 0.00023883 |  | 6.187e-05 |  | 0.00014347 |  | 0.1096 |  | 0 |  | 6.8451e-09 |  | 0 |  | 0 |  | 0 |  | 0 |  | 8.5536e-07 |  | 0 |  | 0 |  | 3.2105e-05 |  | 0 |  | 0.00055857 |  | 2.3858e-06 |  | 0.00039773 |  | 0
| 0.00019479 |  | 7.6332e-06 |  | 0.00012071 |  | 0.1093 |  | 0 |  | -4.7789e-08 |  | 0 |  | 0 |  | 0 |  | 0 |  | 1.0511e-06 |  | 0 |  | 0 |  | 3.0724e-05 |  | 0 |  | 0.00052213 |  | 2.3859e-06 |  | 0.0003906 |  | 0
| 0.00016598 |  | 6.628e-05 |  | 2.2139e-05 |  | 0.10951 |  | 0 |  | -1.7817e-08 |  | 0 |  | 0 |  | 0 |  | 0 |  | 1.0513e-06 |  | 0 |  | 0 |  | 3.073e-05 |  | 0 |  | 0.00046511 |  | 2.3859e-06 |  | 0.00038587 |  | 0
| 0.00017446 |  | 0.00018854 |  | -1.1069e-05 |  | 0.11012 |  | 0 |  | 1.966e-07 |  | 0 |  | 0 |  | 0 |  | 0 |  | 1.0274e-06 |  | 0 |  | 0 |  | 2.6744e-05 |  | 0 |  | 0.00064739 |  | 2.3861e-06 |  | 0.00038194 |  | 0
| 0.00015639 |  | 0.00021374 |  | 4.7561e-05 |  | 0.11027 |  | 0 |  | 3.0077e-07 |  | 0 |  | 0 |  | 0 |  | 0 |  | 1.0275e-06 |  | 0 |  | 0 |  | 2.6748e-05 |  | 0 |  | 0.0006252 |  | 7.9541e-07 |  | 0.00038352 |  | 0
| 0.00020775 |  | 0.00023476 |  | 2.058e-05 |  | 0.11066 |  | 0 |  | 4.5933e-07 |  | 0 |  | 0 |  | 0 |  | 0 |  | 4.3521e-07 |  | 0 |  | 0 |  | 2.3608e-05 |  | 0 |  | 0.00043981 |  | 7.9541e-07 |  | 0.00038513 |  | 0
| 0.00024447 |  | 0.00020729 |  | -8.5831e-05 |  | 0.11131 |  | 0 |  | 5.2053e-07 |  | 0 |  | 0 |  | 0 |  | 0 |  | 4.3527e-07 |  | 0 |  | 0 |  | 2.3611e-05 |  | 0 |  | 0.00051275 |  | 0 |  | 0.00038199 |  | 0
| 0.00020493 |  | 0.00013148 |  | -9.9289e-06 |  | 0.11159 |  | 0 |  | -8.1593e-09 |  | 0 |  | 0 |  | 0 |  | 0 |  | 8.0948e-07 |  | 0 |  | 0 |  | 2.222e-05 |  | 0 |  | 0.00059679 |  | 5.3031e-07 |  | 0.00038042 |  | 0
| 0.000223 |  | 0.00013682 |  | -1.3102e-05 |  | 0.11191 |  | 0 |  | -9.4628e-08 |  | 0 |  | 0 |  | 0 |  | 0 |  | 8.096e-07 |  | 0 |  | 0 |  | 2.2223e-05 |  | 0 |  | 0.00057539 |  | 1.3259e-06 |  | 0.00037884 |  | 0
| 0.0001601 |  | 0.00016521 |  | -2.8275e-05 |  | 0.11218 |  | 0 |  | 1.8676e-07 |  | 0 |  | 0 |  | 0 |  | 0 |  | 6.6998e-07 |  | 0 |  | 0 |  | 2.5148e-05 |  | 0 |  | 0.00061747 |  | 7.9556e-07 |  | 0.00038285 |  | 0
| 0.00013187 |  | 9.2171e-05 |  | 3.4843e-05 |  | 0.11238 |  | 0 |  | 8.1641e-07 |  | 0 |  | 0 |  | 0 |  | 0 |  | 6.7008e-07 |  | 0 |  | 0 |  | 2.515e-05 |  | 0 |  | 0.00063016 |  | 7.9556e-07 |  | 0.00038681 |  | 0
| 0.00013289 |  | 0.00020663 |  | 5.2354e-05 |  | 0.1128 |  | 0 |  | 9.8732e-07 |  | 0 |  | 0 |  | 0 |  | 0 |  | 9.227e-07 |  | 0 |  | 0 |  | 1.9946e-05 |  | 0 |  | 0.00041773 |  | 1.326e-06 |  | 0.00038523 |  | 0
| 0.00012555 |  | 0.00030915 |  | 0.0001401 |  | 0.11223 |  | 0 |  | 7.2457e-07 |  | 0 |  | 0 |  | 0 |  | 0 |  | 9.2283e-07 |  | 0 |  | 0 |  | 1.9949e-05 |  | 0 |  | 0.00045425 |  | 2.9174e-06 |  | 0.00037656 |  | 0
| 0.0001235 |  | 0.00023018 |  | 6.0894e-05 |  | 0.11143 |  | 0 |  | 5.088e-07 |  | 0 |  | 0 |  | 0 |  | 0 |  | 5.691e-07 |  | 0 |  | 0 |  | 4.2721e-05 |  | 0 |  | 0.00071823 |  | 4.5091e-06 |  | 0.00036308 |  | 0
| 8.5112e-05 |  | 0.00019603 |  | -7.557e-05 |  | 0.1113 |  | 0 |  | -2.714e-07 |  | 0 |  | 0 |  | 0 |  | 0 |  | 5.6918e-07 |  | 0 |  | 0 |  | 4.2727e-05 |  | 0 |  | 0.00071352 |  | 2.9176e-06 |  | 0.00035914 |  | 0
| 3.8373e-05 |  | 0.00023217 |  | -6.9433e-05 |  | 0.11081 |  | 0 |  | 1.9292e-08 |  | 0 |  | 0 |  | 0 |  | 0 |  | 2.3666e-07 |  | 0 |  | 0 |  | 1.4115e-05 |  | 0 |  | 0.00065648 |  | 1.3263e-06 |  | 0.00036233 |  | 0
| 5.8708e-05 |  | 0.00021512 |  | -3.8217e-06 |  | 0.11002 |  | 0 |  | 2.2806e-07 |  | 0 |  | 0 |  | 0 |  | 0 |  | 2.3669e-07 |  | 0 |  | 0 |  | 1.4117e-05 |  | 0 |  | 0.00054707 |  | 2.9178e-06 |  | 0.00036233 |  | 0
| 0.00015751 |  | 0.00022744 |  | 3.3333e-05 |  | 0.10934 |  | 0 |  | 6.0801e-07 |  | 0 |  | 0 |  | 0 |  | 0 |  | 8.4649e-07 |  | 0 |  | 0 |  | 5.3796e-06 |  | 0 |  | 0.00052335 |  | 2.9182e-06 |  | 0.00035762 |  | 0
| 0.00013615 |  | 0.00020213 |  | 5.7901e-05 |  | 0.1078 |  | 5.2246e-06 |  | 9.8655e-07 |  | 0 |  | 0 |  | 0 |  | 0 |  | 8.4661e-07 |  | 0 |  | 0 |  | 5.3807e-06 |  | 0 |  | 0.00060264 |  | 5.3054e-07 |  | 0.00035366 |  | 0
| 7.7995e-05 |  | 0.00024084 |  | 5.4801e-05 |  | 0.10638 |  | 9.0475e-05 |  | 4.2887e-07 |  | 0 |  | 0 |  | 0 |  | 0 |  | 5.9951e-07 |  | 0 |  | 0 |  | 3.2599e-05 |  | 0 |  | 0.00049959 |  | 0 |  | 0.00035685 |  | 0
| 9.9335e-05 |  | 0.00028792 |  | 5.3266e-05 |  | 0.10548 |  | 6.0767e-05 |  | 1.2976e-07 |  | 0 |  | 0 |  | 0 |  | 0 |  | 5.996e-07 |  | 0 |  | 0 |  | 3.2603e-05 |  | 0 |  | 0.0006685 |  | 0 |  | 0.00036161 |  | 0
| 5.8708e-05 |  | 9.7695e-05 |  | 0.00015149 |  | 0.10372 |  | 7.9743e-05 |  | 4.0068e-07 |  | 0 |  | 0 |  | 0 |  | 0 |  | 1.8196e-06 |  | 0 |  | 0 |  | 3.5307e-05 |  | 0 |  | 0.00074626 |  | 0 |  | 0.00036322 |  | 0
| 2.5188e-05 |  | 6.976e-05 |  | 4.8467e-05 |  | 0.10176 |  | 5.2624e-05 |  | 4.5874e-07 |  | 0 |  | 0 |  | 0 |  | 0 |  | 1.8199e-06 |  | 0 |  | 0 |  | 3.531e-05 |  | 0 |  | 0.00064955 |  | 7.9596e-07 |  | 0.00036483 |  | 0
| 5.8707e-05 |  | 0.00014765 |  | -1.7038e-05 |  | 0.099737 |  | 4.4463e-05 |  | -2.2761e-07 |  | 0 |  | 0 |  | 0 |  | 0 |  | 7.0054e-07 |  | 0 |  | 0 |  | 2.9348e-05 |  | 0 |  | 0.00065673 |  | 7.9601e-07 |  | 0.00036881 |  | 0
| 4.147e-05 |  | 1.9211e-05 |  | 4.9674e-05 |  | 0.098081 |  | 7.7788e-05 |  | -2.491e-07 |  | 0 |  | 0 |  | 0 |  | 0 |  | 7.0064e-07 |  | 0 |  | 0 |  | 2.9351e-05 |  | 0 |  | 0.00059411 |  | 7.9606e-07 |  | 0.00037122 |  | 0
| 2.0134e-05 |  | -3.7566e-05 |  | -1.1949e-05 |  | 0.096059 |  | 2.9576e-05 |  | 5.2801e-07 |  | 0 |  | 0 |  | 0 |  | 0 |  | 7.5833e-07 |  | 0 |  | 0 |  | 1.8357e-05 |  | 0 |  | 0.00063059 |  | 7.9606e-07 |  | 0.00036804 |  | 0
| 8.2182e-05 |  | 0.0001239 |  | 3.3858e-05 |  | 0.09361 |  | 2.5943e-06 |  | 4.1134e-07 |  | 0 |  | 0 |  | 0 |  | 0 |  | 7.5844e-07 |  | 0 |  | 0 |  | 1.836e-05 |  | 0 |  | 0.00057352 |  | 0 |  | 0.00036172 |  | 0
| 0.00010554 |  | 0.00018663 |  | 8.4397e-05 |  | 0.091794 |  | 5.5858e-05 |  | 8.1978e-08 |  | 0 |  | 0 |  | 0 |  | 0 |  | 1.5327e-06 |  | 0 |  | 0 |  | 2.3495e-05 |  | 0 |  | 0.00051485 |  | 0 |  | 0.00036016 |  | 0
| 4.2484e-05 |  | 0.00014611 |  | 1.6533e-05 |  | 0.089701 |  | 3.8677e-05 |  | 1.3927e-07 |  | 0 |  | 0 |  | 0 |  | 0 |  | 1.533e-06 |  | 0 |  | 0 |  | 2.3497e-05 |  | 0 |  | 0.00061802 |  | 7.9621e-07 |  | 0.00036177 |  | 0
| 4.7563e-05 |  | 0.00021373 |  | -1.3859e-05 |  | 0.087258 |  | -1.9221e-05 |  | 1.4893e-07 |  | 0 |  | 0 |  | 0 |  | 0 |  | 7.0534e-07 |  | 0 |  | 0 |  | 1.882e-05 |  | 0 |  | 0.00072116 |  | 1.327e-06 |  | 0.00036256 |  | 0
| 6.1761e-05 |  | 0.00019692 |  | 6.9141e-05 |  | 0.085054 |  | 4.6798e-05 |  | 6.0133e-07 |  | 0 |  | 0 |  | 0 |  | 0 |  | 7.0544e-07 |  | 0 |  | 0 |  | 1.8822e-05 |  | 0 |  | 0.00069899 |  | 5.3081e-07 |  | 0.00036258 |  | 0
| 2.9255e-05 |  | 8.327e-05 |  | 2.2287e-05 |  | 0.08319 |  | 0.00013522 |  | 4.2667e-07 |  | 0 |  | 0 |  | 0 |  | 0 |  | 7.118e-07 |  | 0 |  | 0 |  | 2.523e-05 |  | 0 |  | 0.00061096 |  | 0 |  | 0.00035785 |  | 0
| 8.1258e-06 |  | 0.00014959 |  | -7.9703e-05 |  | 0.081007 |  | 8.0763e-06 |  | 1.7211e-07 |  | 0 |  | 0 |  | 0 |  | 0 |  | 7.119e-07 |  | 0 |  | 0 |  | 2.5233e-05 |  | 0 |  | 0.00060703 |  | 7.9631e-07 |  | 0.00035866 |  | 0
| 0 |  | 0.00021382 |  | -3.0039e-05 |  | 0.078947 |  | -1.6105e-05 |  | -1.434e-07 |  | 0 |  | 0 |  | 0 |  | 0 |  | 6.7761e-07 |  | 0 |  | 0 |  | 2.1684e-05 |  | 0 |  | 0.0006475 |  | 1.3273e-06 |  | 0.00036263 |  | 0
| 0 |  | 0.00022926 |  | -1.3593e-05 |  | 0.076653 |  | 8.8184e-05 |  | -8.1946e-07 |  | 0 |  | 0 |  | 0 |  | 0 |  | 6.7771e-07 |  | 0 |  | 0 |  | 2.1688e-05 |  | 0 |  | 0.00063881 |  | 5.3091e-07 |  | 0.000369 |  | 0
| 3.5553e-05 |  | 0.00023953 |  | -6.1744e-05 |  | 0.074177 |  | 9.2706e-06 |  | -4.5539e-07 |  | 0 |  | 0 |  | 0 |  | 0 |  | 1.2811e-06 |  | 0 |  | 0 |  | 3.5379e-05 |  | 0 |  | 0.00064044 |  | 2.1238e-06 |  | 0.00036664 |  | 0
| 3.555e-05 |  | 0.00017999 |  | -5.8061e-05 |  | 0.072021 |  | -2.705e-05 |  | 3.6027e-07 |  | 0 |  | 0 |  | 0 |  | 0 |  | 1.2813e-06 |  | 0 |  | 0 |  | 3.5384e-05 |  | 0 |  | 0.00057933 |  | 6.1062e-06 |  | 0.00035633 |  | 0
| 6.2084e-05 |  | 0.00021188 |  | -1.7063e-05 |  | 0.069819 |  | 5.0042e-05 |  | 5.869e-07 |  | 0 |  | 0 |  | 0 |  | 0 |  | 6.4629e-07 |  | 0 |  | 0 |  | 2.5011e-05 |  | 0 |  | 0.00049289 |  | 3.9823e-06 |  | 0.00035161 |  | 0
| 6.3943e-05 |  | 0.00020226 |  | -4.9772e-05 |  | 0.068158 |  | 7.5921e-05 |  | 5.1251e-07 |  | 0 |  | 0 |  | 0 |  | 0 |  | 6.4638e-07 |  | 0 |  | 0 |  | 2.5013e-05 |  | 0 |  | 0.00056829 |  | 2.3895e-06 |  | 0.00035082 |  | 0
| 1.8594e-06 |  | 0.00011269 |  | -3.9583e-05 |  | 0.065956 |  | 3.3897e-05 |  | 2.835e-07 |  | 0 |  | 0 |  | 0 |  | 0 |  | 1.1801e-06 |  | 0 |  | 0 |  | 1.7103e-05 |  | 0 |  | 0.00069532 |  | 2.3895e-06 |  | 0.00035719 |  | 0
| 6.5465e-05 |  | 9.0487e-05 |  | 6.9226e-05 |  | 0.06358 |  | 2.0767e-05 |  | 6.7138e-07 |  | 0 |  | 0 |  | 0 |  | 0 |  | 1.1803e-06 |  | 0 |  | 0 |  | 1.7105e-05 |  | 0 |  | 0.00071993 |  | 0 |  | 0.00036036 |  | 0
| 0.00010915 |  | 8.3764e-05 |  | 6.6381e-05 |  | 0.061401 |  | -1.2275e-05 |  | 7.1081e-07 |  | 0 |  | 0 |  | 0 |  | 0 |  | 6.5999e-07 |  | 0 |  | 0 |  | 2.9452e-05 |  | 0 |  | 0.0007224 |  | 0 |  | 0.0003612 |  | 0
| 5.4662e-05 |  | 0.00019073 |  | -3.084e-05 |  | 0.05979 |  | -5.3371e-05 |  | 7.7437e-07 |  | 0 |  | 0 |  | 0 |  | 0 |  | 6.6008e-07 |  | 0 |  | 0 |  | 2.9456e-05 |  | 0 |  | 0.00073114 |  | 0 |  | 0.00035961 |  | 0
| 2.4189e-05 |  | 0.0002379 |  | -0.00010107 |  | 0.058259 |  | -4.1989e-06 |  | 8.5546e-07 |  | 0 |  | 0 |  | 0 |  | 0 |  | 9.5643e-07 |  | 0 |  | 0 |  | 1.523e-05 |  | 0 |  | 0.00070498 |  | 5.3111e-07 |  | 0.00035884 |  | 0
| 1.3205e-05 |  | 0.00017728 |  | -5.7256e-05 |  | 0.056031 |  | -1.8139e-06 |  | -2.262e-08 |  | 0 |  | 0 |  | 0 |  | 0 |  | 9.5657e-07 |  | 0 |  | 0 |  | 1.5232e-05 |  | 0 |  | 0.00062242 |  | 5.3111e-07 |  | 0.00035487 |  | 0
| 4.3672e-05 |  | 0.00014907 |  | 3.3782e-05 |  | 0.054503 |  | 4.0165e-05 |  | -3.1528e-07 |  | 0 |  | 0 |  | 0 |  | 0 |  | 6.6293e-07 |  | 0 |  | 0 |  | 2.6666e-05 |  | 0 |  | 0.00058756 |  | 5.3118e-07 |  | 0.00035015 |  | 0
| 5.9727e-05 |  | 0.00015502 |  | 1.1996e-05 |  | 0.0529 |  | 4.5294e-05 |  | 1.7723e-07 |  | 0 |  | 0 |  | 0 |  | 0 |  | 6.6302e-07 |  | 0 |  | 0 |  | 2.667e-05 |  | 0 |  | 0.00063679 |  | 1.3279e-06 |  | 0.00035174 |  | 0
| 3.0274e-05 |  | 0.00024124 |  | -0.00010648 |  | 0.051544 |  | -7.7348e-06 |  | -1.7851e-07 |  | 0 |  | 0 |  | 0 |  | 0 |  | 6.9121e-07 |  | 0 |  | 0 |  | 3.6966e-05 |  | 0 |  | 0.00052086 |  | 1.3279e-06 |  | 0.00035651 |  | 0
| 4.447e-05 |  | 0.00025794 |  | -8.933e-05 |  | 0.050485 |  | 3.3274e-05 |  | -1.5665e-07 |  | 0 |  | 0 |  | 0 |  | 0 |  | 6.9131e-07 |  | 0 |  | 0 |  | 3.6971e-05 |  | 0 |  | 0.00057413 |  | 1.3281e-06 |  | 0.00035893 |  | 0
| 6.072e-05 |  | 0.00019659 |  | 9.5137e-05 |  | 0.049126 |  | 5.9675e-05 |  | 5.1908e-07 |  | 0 |  | 0 |  | 0 |  | 0 |  | 1.3158e-06 |  | 0 |  | 0 |  | 2.096e-05 |  | 0 |  | 0.00072184 |  | 1.3281e-06 |  | 0.00035337 |  | 0
| 3.0469e-05 |  | 0.0001507 |  | 7.6036e-05 |  | 0.048002 |  | -1.812e-05 |  | -1.6885e-07 |  | 0 |  | 0 |  | 0 |  | 0 |  | 1.3158e-06 |  | 0 |  | 0 |  | 2.0961e-05 |  | 0 |  | 0.00062976 |  | 2.9218e-06 |  | 0.0003526 |  | 0
| 2.3359e-05 |  | 7.6914e-05 |  | 2.7063e-05 |  | 0.047097 |  | -1.4255e-05 |  | -8.9229e-08 |  | 0 |  | 0 |  | 0 |  | 0 |  | 8.0083e-07 |  | 0 |  | 0 |  | 1.3605e-05 |  | 0 |  | 0.0006441 |  | 2.3909e-06 |  | 0.00035501 |  | 0
| 8.8816e-05 |  | 9.0868e-05 |  | 0.0001291 |  | 0.045927 |  | 0.00010056 |  | 4.843e-07 |  | 0 |  | 0 |  | 0 |  | 0 |  | 8.0072e-07 |  | 0 |  | 0 |  | 1.3603e-05 |  | 0 |  | 0.00074024 |  | 7.9696e-07 |  | 0.00035741 |  | 0
| 6.5465e-05 |  | 0.00018584 |  | 0.0001515 |  | 0.044726 |  | 0.00010117 |  | 4.053e-07 |  | 0 |  | 0 |  | 0 |  | 0 |  | 6.6206e-07 |  | 0 |  | 0 |  | 3.2998e-05 |  | 0 |  | 0.00076645 |  | 1.3283e-06 |  | 0.00035821 |  | 0
| 2.1123e-05 |  | 0.00020777 |  | 0.00011134 |  | 0.043706 |  | 3.3701e-05 |  | 4.3843e-09 |  | 0 |  | 0 |  | 0 |  | 0 |  | 6.6215e-07 |  | 0 |  | 0 |  | 3.3003e-05 |  | 0 |  | 0.00073711 |  | 2.9224e-06 |  | 0.00035187 |  | 0
| 2.1125e-05 |  | 0.00019154 |  | 0.00011266 |  | 0.042998 |  | -2.0758e-05 |  | -2.6472e-07 |  | 0 |  | 0 |  | 0 |  | 0 |  | 9.084e-07 |  | 0 |  | 0 |  | 4.2046e-05 |  | 0 |  | 0.00058067 |  | 2.3912e-06 |  | 0.00034634 |  | 0
| 1.4026e-05 |  | 0.00011363 |  | 0.00013597 |  | 0.042319 |  | 6.8048e-06 |  | -4.217e-10 |  | 0 |  | 0 |  | 0 |  | 0 |  | 9.0853e-07 |  | 0 |  | 0 |  | 4.205e-05 |  | 0 |  | 0.00058468 |  | 0 |  | 0.00034 |  | 0
| 6.4803e-05 |  | 4.9892e-05 |  | 0.0001193 |  | 0.041329 |  | 2.8945e-05 |  | 5.2195e-07 |  | 0 |  | 0 |  | 0 |  | 0 |  | 9.6462e-07 |  | 0 |  | 0 |  | 1.9867e-05 |  | 0 |  | 0.00067127 |  | 0 |  | 0.00033841 |  | 0
| 5.0777e-05 |  | 0.00017271 |  | 5.122e-05 |  | 0.040706 |  | 2.1587e-05 |  | 8.0204e-07 |  | 0 |  | 0 |  | 0 |  | 0 |  | 9.6476e-07 |  | 0 |  | 0 |  | 1.987e-05 |  | 0 |  | 0.00063079 |  | 7.9716e-07 |  | 0.00034241 |  | 0
| 1.1171e-05 |  | 0.00021885 |  | -1.018e-06 |  | 0.040578 |  | 3.0758e-05 |  | 2.4264e-07 |  | 0 |  | 0 |  | 0 |  | 0 |  | 8.7291e-07 |  | 0 |  | 0 |  | 1.3538e-05 |  | 0 |  | 0.00069439 |  | 7.9716e-07 |  | 0.00034958 |  | 0
| 3.8377e-05 |  | 0.00011989 |  | 6.2601e-06 |  | 0.040069 |  | 3.8861e-05 |  | 2.4351e-07 |  | 0 |  | 0 |  | 0 |  | 0 |  | 8.7303e-07 |  | 0 |  | 0 |  | 1.354e-05 |  | 0 |  | 0.00069201 |  | 2.3916e-06 |  | 0.00035117 |  | 0
| 7.0874e-05 |  | 0.00019054 |  | 5.447e-05 |  | 0.039516 |  | 3.7459e-05 |  | 5.5101e-07 |  | 0 |  | 0 |  | 0 |  | 0 |  | 1.0563e-06 |  | 0 |  | 0 |  | 4.628e-05 |  | 0 |  | 0.00057128 |  | 2.3918e-06 |  | 0.00034245 |  | 0
| 6.5805e-05 |  | 0.0002215 |  | -2.3743e-05 |  | 0.039297 |  | 2.4104e-05 |  | 2.6052e-07 |  | 0 |  | 0 |  | 0 |  | 0 |  | 1.0563e-06 |  | 0 |  | 0 |  | 4.6278e-05 |  | 0 |  | 0.00051096 |  | 2.3918e-06 |  | 0.00033534 |  | 0
| 4.549e-05 |  | 0.0002298 |  | -0.00018554 |  | 0.038981 |  | -5.3422e-06 |  | -1.0751e-07 |  | 0 |  | 0 |  | 0 |  | 0 |  | 2.3138e-07 |  | 0 |  | 0 |  | 3.3309e-05 |  | 0 |  | 0.00062297 |  | 2.9235e-06 |  | 0.00033929 |  | 0
| 3.8397e-05 |  | 0.0001699 |  | -2.8968e-05 |  | 0.038458 |  | 5.7065e-05 |  | -1.3428e-07 |  | 0 |  | 0 |  | 0 |  | 0 |  | 2.3142e-07 |  | 0 |  | 0 |  | 3.3312e-05 |  | 0 |  | 0.00061192 |  | 1.3289e-06 |  | 0.00035126 |  | 0
| 1.6054e-05 |  | 4.4399e-05 |  | 0.00013651 |  | 0.037773 |  | 9.6487e-05 |  | -2.187e-08 |  | 0 |  | 0 |  | 0 |  | 0 |  | 1.2074e-06 |  | 0 |  | 0 |  | 2.9707e-05 |  | 0 |  | 0.00060795 |  | 1.3289e-06 |  | 0.00035841 |  | 0
| 1.0156e-06 |  | 0.00014079 |  | 8.2765e-05 |  | 0.0378 |  | 3.645e-05 |  | 1.5258e-07 |  | 0 |  | 0 |  | 0 |  | 0 |  | 1.2076e-06 |  | 0 |  | 0 |  | 2.971e-05 |  | 0 |  | 0.00081065 |  | 5.3161e-07 |  | 0.00036241 |  | 0
| 5.1788e-05 |  | 0.00019688 |  | 0.00027323 |  | 0.037687 |  | 0.00016887 |  | 2.7946e-07 |  | 0 |  | 0 |  | 0 |  | 0 |  | 2.8791e-06 |  | 0 |  | 0 |  | 5.5738e-05 |  | 0 |  | 0.00079401 |  | 5.3164e-07 |  | 0.00036402 |  | 0
| 5.7702e-05 |  | 0.0001795 |  | 0.00030851 |  | 0.036955 |  | 0.00021583 |  | 3.1037e-07 |  | 0 |  | 0 |  | 0 |  | 0 |  | 2.8795e-06 |  | 0 |  | 0 |  | 5.5745e-05 |  | 0 |  | 0.00065571 |  | 2.924e-06 |  | 0.00036402 |  | 0
| 2.9269e-05 |  | 0.00017388 |  | 7.4102e-05 |  | 0.036347 |  | 3.385e-05 |  | 2.2511e-07 |  | 0 |  | 0 |  | 0 |  | 0 |  | 7.3912e-07 |  | 0 |  | 0 |  | 2.9578e-05 |  | 0 |  | 0.00050314 |  | 2.9242e-06 |  | 0.00035848 |  | 0
| 6.678e-05 |  | 0.000135 |  | 3.217e-05 |  | 0.036078 |  | -2.2404e-05 |  | 5.0177e-07 |  | 0 |  | 0 |  | 0 |  | 0 |  | 7.3912e-07 |  | 0 |  | 0 |  | 2.958e-05 |  | 0 |  | 0.00052384 |  | 1.3292e-06 |  | 0.00035135 |  | 0
| 4.3425e-05 |  | 0.00018279 |  | 8.3385e-05 |  | 0.035988 |  | -1.1048e-05 |  | 7.0462e-07 |  | 0 |  | 0 |  | 0 |  | 0 |  | 7.5611e-07 |  | 0 |  | 0 |  | 3.6231e-05 |  | 0 |  | 0.0007083 |  | 7.9761e-07 |  | 0.00034819 |  | 0
| 0 |  | 0.00020602 |  | 0.00012056 |  | 0.03563 |  | 2.0026e-07 |  | 2.9951e-07 |  | 0 |  | 0 |  | 0 |  | 0 |  | 7.5622e-07 |  | 0 |  | 0 |  | 3.6234e-05 |  | 0 |  | 0.0006988 |  | 0 |  | 0.00034423 |  | 0
| 0 |  | 0.00024987 |  | 0.0001314 |  | 0.034991 |  | 9.371e-05 |  | 3.3496e-07 |  | 0 |  | 0 |  | 0 |  | 0 |  | 1.0015e-06 |  | 0 |  | 0 |  | 3.7354e-05 |  | 0 |  | 0.00061215 |  | 0 |  | 0.00033946 |  | 0
| 0 |  | 0.00024901 |  | 0.00011748 |  | 0.034503 |  | 0.00014239 |  | 5.6557e-07 |  | 0 |  | 0 |  | 0 |  | 0 |  | 1.0017e-06 |  | 0 |  | 0 |  | 3.7359e-05 |  | 0 |  | 0.0006583 |  | 7.9766e-07 |  | 0.00033631 |  | 0
| 0 |  | 0.00026918 |  | 6.9679e-05 |  | 0.034036 |  | 7.2915e-05 |  | 3.5203e-07 |  | 0 |  | 0 |  | 0 |  | 0 |  | 9.308e-07 |  | 0 |  | 0 |  | 4.586e-05 |  | 0 |  | 0.00070282 |  | 7.9771e-07 |  | 0.0003379 |  | 0
| 3.4301e-05 |  | 0.00031363 |  | 7.0964e-05 |  | 0.033285 |  | 3.8778e-05 |  | 1.2134e-07 |  | 0 |  | 0 |  | 0 |  | 0 |  | 9.3081e-07 |  | 0 |  | 0 |  | 4.5858e-05 |  | 0 |  | 0.00058444 |  | 7.9771e-07 |  | 0.00034032 |  | 0
| 3.4298e-05 |  | 0.00028409 |  | 0.00015408 |  | 0.032656 |  | 3.8387e-05 |  | 2.7876e-07 |  | 0 |  | 0 |  | 0 |  | 0 |  | 1.0701e-06 |  | 0 |  | 0 |  | 4.9056e-05 |  | 0 |  | 0.00053991 |  | 1.3296e-06 |  | 0.00034032 |  | 0
| 0 |  | 0.00032554 |  | 0.0001821 |  | 0.032162 |  | 0.00010113 |  | 4.1317e-07 |  | 0 |  | 0 |  | 0 |  | 0 |  | 1.0702e-06 |  | 0 |  | 0 |  | 4.9063e-05 |  | 0 |  | 0.00068944 |  | 1.3297e-06 |  | 0.00033716 |  | 0
| 1.8277e-05 |  | 0.00034389 |  | 0.00015171 |  | 0.031698 |  | 0.00014248 |  | 4.5309e-07 |  | 0 |  | 0 |  | 0 |  | 0 |  | 1.1017e-06 |  | 0 |  | 0 |  | 4.5929e-05 |  | 0 |  | 0.00088824 |  | 4.521e-06 |  | 0.00033319 |  | 0
| 1.8277e-05 |  | 0.00026606 |  | 0.00011638 |  | 0.031187 |  | 4.4382e-05 |  | 6.8255e-07 |  | 0 |  | 0 |  | 0 |  | 0 |  | 1.1017e-06 |  | 0 |  | 0 |  | 4.5929e-05 |  | 0 |  | 0.00070066 |  | 3.7234e-06 |  | 0.00033721 |  | 0
| 1.1169e-05 |  | 0.00021031 |  | 0.00010259 |  | 0.030379 |  | -1.7473e-05 |  | 6.7151e-07 |  | 0 |  | 0 |  | 0 |  | 0 |  | 4.1813e-07 |  | 0 |  | 0 |  | 3.5231e-05 |  | 0 |  | 0.00055751 |  | 5.3194e-07 |  | 0.00034436 |  | 0
| 1.1169e-05 |  | 0.00022456 |  | 0.00017254 |  | 0.02973 |  | 1.6488e-05 |  | 5.0687e-07 |  | 0 |  | 0 |  | 0 |  | 0 |  | 4.1819e-07 |  | 0 |  | 0 |  | 3.5236e-05 |  | 0 |  | 0.0007699 |  | 5.3194e-07 |  | 0.00034757 |  | 0
| 0 |  | 0.0001276 |  | 0.00022332 |  | 0.029201 |  | 9.2369e-05 |  | 6.0474e-07 |  | 0 |  | 0 |  | 0 |  | 0 |  | 1.4888e-06 |  | 0 |  | 0 |  | 4.0912e-05 |  | 0 |  | 0.00092022 |  | 5.3198e-07 |  | 0.00034121 |  | 0
| 3.8859e-06 |  | 0.00022773 |  | 0.00023695 |  | 0.028603 |  | 0.00011496 |  | 3.1101e-07 |  | 0 |  | 0 |  | 0 |  | 0 |  | 1.4888e-06 |  | 0 |  | 0 |  | 4.0912e-05 |  | 0 |  | 0.00081131 |  | 5.3198e-07 |  | 0.00033566 |  | 0
| 3.8859e-06 |  | 0.00030258 |  | 0.00022771 |  | 0.02801 |  | 8.3697e-05 |  | -3.9128e-09 |  | 0 |  | 0 |  | 0 |  | 0 |  | 4.9581e-07 |  | 0 |  | 0 |  | 3.2547e-05 |  | 0 |  | 0.00070875 |  | 0 |  | 0.00033886 |  | 0
| 0 |  | 0.00023645 |  | 7.0101e-05 |  | 0.02722 |  | -2.8209e-05 |  | -1.269e-07 |  | 0 |  | 0 |  | 0 |  | 0 |  | 4.9588e-07 |  | 0 |  | 0 |  | 3.2552e-05 |  | 0 |  | 0.00066822 |  | 0 |  | 0.00034604 |  | 0
| 0 |  | 0.00027291 |  | -4.0404e-05 |  | 0.0267 |  | -7.2444e-05 |  | -2.7133e-07 |  | 0 |  | 0 |  | 0 |  | 0 |  | 1.7615e-07 |  | 0 |  | 0 |  | 1.5028e-05 |  | 0 |  | 0.00064917 |  | 5.3208e-07 |  | 0.00035163 |  | 0
| 2.2133e-05 |  | 0.00021107 |  | 0.00016796 |  | 0.0263 |  | 3.9654e-05 |  | -1.6765e-07 |  | 0 |  | 0 |  | 0 |  | 0 |  | 1.7615e-07 |  | 0 |  | 0 |  | 1.5028e-05 |  | 0 |  | 0.00068258 |  | 2.9264e-06 |  | 0.00035163 |  | 0
| 3.6348e-05 |  | 0.00016387 |  | 0.00022589 |  | 0.025577 |  | 3.8985e-05 |  | 5.3106e-07 |  | 0 |  | 0 |  | 0 |  | 0 |  | 6.184e-07 |  | 0 |  | 0 |  | 3.7927e-05 |  | 0 |  | 0.00058874 |  | 2.3945e-06 |  | 0.00034768 |  | 0
| 1.4214e-05 |  | 0.00020691 |  | 0.00016533 |  | 0.024863 |  | 6.2981e-05 |  | 7.632e-07 |  | 0 |  | 0 |  | 0 |  | 0 |  | 6.1848e-07 |  | 0 |  | 0 |  | 3.7934e-05 |  | 0 |  | 0.00057525 |  | 7.9816e-07 |  | 0.00034611 |  | 0
| 0 |  | 0.00022122 |  | 0.00016481 |  | 0.024217 |  | 0.00012866 |  | 2.1605e-07 |  | 0 |  | 0 |  | 0 |  | 0 |  | 6.716e-07 |  | 0 |  | 0 |  | 3.6776e-05 |  | 0 |  | 0.00063493 |  | 7.9821e-07 |  | 0.00034611 |  | 0
| 5.3558e-05 |  | 0.0001956 |  | 0.00014475 |  | 0.023751 |  | 9.5913e-05 |  | 4.4088e-07 |  | 0 |  | 0 |  | 0 |  | 0 |  | 6.716e-07 |  | 0 |  | 0 |  | 3.6776e-05 |  | 0 |  | 0.00069465 |  | 7.9826e-07 |  | 0.00034772 |  | 0
| 7.4875e-05 |  | 0.00023116 |  | 0.00020838 |  | 0.023001 |  | 4.4882e-05 |  | 4.5956e-07 |  | 0 |  | 0 |  | 0 |  | 0 |  | 9.5901e-07 |  | 0 |  | 0 |  | 1.7991e-05 |  | 0 |  | 0.00075517 |  | 7.9826e-07 |  | 0.00034615 |  | 0
| 2.1321e-05 |  | 0.00026746 |  | 0.00014386 |  | 0.022228 |  | 1.767e-05 |  | 3.675e-07 |  | 0 |  | 0 |  | 0 |  | 0 |  | 9.5915e-07 |  | 0 |  | 0 |  | 1.7995e-05 |  | 0 |  | 0.0007958 |  | 7.9831e-07 |  | 0.00033503 |  | 0
| 0 |  | 0.00026377 |  | 0.0001091 |  | 0.021741 |  | 8.5508e-06 |  | 9.1703e-07 |  | 0 |  | 0 |  | 0 |  | 0 |  | 5.9329e-07 |  | 0 |  | 0 |  | 2.9644e-05 |  | 0 |  | 0.00086026 |  | 7.9831e-07 |  | 0.00032787 |  | 0
| 0 |  | 0.00023734 |  | 8.3868e-05 |  | 0.021293 |  | 1.4966e-05 |  | 5.208e-07 |  | 0 |  | 0 |  | 0 |  | 0 |  | 5.9346e-07 |  | 0 |  | 0 |  | 2.9652e-05 |  | 0 |  | 0.00075606 |  | 2.3952e-06 |  | 0.00032709 |  | 0
| 0 |  | 0.00011192 |  | -2.6105e-05 |  | 0.020822 |  | 3.7855e-05 |  | 3.7235e-07 |  | 0 |  | 0 |  | 0 |  | 0 |  | 1.0801e-06 |  | 0 |  | 0 |  | 3.195e-05 |  | 0 |  | 0.00071711 |  | 2.3951e-06 |  | 0.00033746 |  | 0
| 0 |  | 0.00012566 |  | 2.5956e-05 |  | 0.020324 |  | 3.0366e-05 |  | 9.4955e-07 |  | 0 |  | 0 |  | 0 |  | 0 |  | 1.0801e-06 |  | 0 |  | 0 |  | 3.1952e-05 |  | 0 |  | 0.00079197 |  | 2.3954e-06 |  | 0.00034624 |  | 0
| 0 |  | 0.00018442 |  | 5.6832e-05 |  | 0.019937 |  | 6.4396e-05 |  | 8.022e-07 |  | 0 |  | 0 |  | 0 |  | 0 |  | 5.5554e-07 |  | 0 |  | 0 |  | 3.2762e-05 |  | 0 |  | 0.00077207 |  | 2.3954e-06 |  | 0.00034703 |  | 0
| 2.8721e-06 |  | 0.00026653 |  | 0.00011099 |  | 0.019517 |  | 9.8115e-05 |  | 2.3957e-07 |  | 0 |  | 0 |  | 0 |  | 0 |  | 5.5554e-07 |  | 0 |  | 0 |  | 3.2764e-05 |  | 0 |  | 0.00072914 |  | 7.9851e-07 |  | 0.00034228 |  | 0
| 2.8721e-06 |  | 0.00033802 |  | 0.0001851 |  | 0.01897 |  | 0.00010763 |  | 1.3316e-07 |  | 0 |  | 0 |  | 0 |  | 0 |  | 9.8841e-07 |  | 0 |  | 0 |  | 2.9604e-05 |  | 0 |  | 0.00069256 |  | 1.3309e-06 |  | 0.00033354 |  | 0
| 5.4563e-05 |  | 0.00028368 |  | 6.847e-05 |  | 0.018341 |  | 5.9607e-05 |  | 1.2916e-07 |  | 0 |  | 0 |  | 0 |  | 0 |  | 9.8855e-07 |  | 0 |  | 0 |  | 2.961e-05 |  | 0 |  | 0.00069973 |  | 4.5252e-06 |  | 0.00033195 |  | 0
| 9.924e-05 |  | 0.00031592 |  | 6.2849e-05 |  | 0.017806 |  | 6.952e-05 |  | 5.9588e-07 |  | 0 |  | 0 |  | 0 |  | 0 |  | 4.753e-07 |  | 0 |  | 0 |  | 4.1105e-05 |  | 0 |  | 0.00060667 |  | 3.9931e-06 |  | 0.00033199 |  | 0
| 4.6526e-05 |  | 0.00024641 |  | 0.00012207 |  | 0.017527 |  | 8.7581e-05 |  | 1.1544e-06 |  | 0 |  | 0 |  | 0 |  | 0 |  | 4.753e-07 |  | 0 |  | 0 |  | 4.1106e-05 |  | 0 |  | 0.00067752 |  | 2.3958e-06 |  | 0.00033518 |  | 0
| 1.8584e-06 |  | 0.00024429 |  | 0.00016228 |  | 0.01716 |  | 8.6771e-05 |  | 5.867e-07 |  | 0 |  | 0 |  | 0 |  | 0 |  | 1.1602e-06 |  | 0 |  | 0 |  | 3.9005e-05 |  | 0 |  | 0.00058517 |  | 2.9284e-06 |  | 0.00033518 |  | 0
| 0 |  | 0.00030144 |  | 0.00022523 |  | 0.016566 |  | 0.00010401 |  | -9.7958e-08 |  | 0 |  | 0 |  | 0 |  | 0 |  | 1.1602e-06 |  | 0 |  | 0 |  | 3.9007e-05 |  | 0 |  | 0.00059639 |  | 2.9286e-06 |  | 0.0003392 |  | 0
| 5.1774e-05 |  | 0.00024489 |  | 0.00023938 |  | 0.016014 |  | 0.00012459 |  | -6.5725e-08 |  | 0 |  | 0 |  | 0 |  | 0 |  | 1.4129e-06 |  | 0 |  | 0 |  | 4.8656e-05 |  | 0 |  | 0.0008273 |  | 2.3961e-06 |  | 0.00034079 |  | 0
| 0.00011721 |  | 0.00025581 |  | 0.00018453 |  | 0.015809 |  | 9.5174e-05 |  | 1.5549e-07 |  | 0 |  | 0 |  | 0 |  | 0 |  | 1.4129e-06 |  | 0 |  | 0 |  | 4.8658e-05 |  | 0 |  | 0.00070154 |  | 0 |  | 0.00034161 |  | 0
| 6.9496e-05 |  | 0.00030308 |  | 0.00011759 |  | 0.015593 |  | 6.9762e-06 |  | -1.8913e-07 |  | 0 |  | 0 |  | 0 |  | 0 |  | 8.9271e-07 |  | 0 |  | 0 |  | 1.2736e-05 |  | 0 |  | 0.00063385 |  | 0 |  | 0.00033763 |  | 0
| 4.0608e-06 |  | 0.00031759 |  | 0.00014166 |  | 0.015129 |  | 4.6853e-05 |  | -2.0415e-07 |  | 0 |  | 0 |  | 0 |  | 0 |  | 8.9271e-07 |  | 0 |  | 0 |  | 1.2735e-05 |  | 0 |  | 0.00069685 |  | 7.9881e-07 |  | 0.00032652 |  | 0
| 3.147e-05 |  | 0.0002991 |  | 0.00017947 |  | 0.014942 |  | 4.7743e-05 |  | -8.8885e-08 |  | 0 |  | 0 |  | 0 |  | 0 |  | 5.9407e-07 |  | 0 |  | 0 |  | 2.4208e-05 |  | 0 |  | 0.00056146 |  | 7.9886e-07 |  | 0.00032175 |  | 0
| 3.147e-05 |  | 0.0002875 |  | 0.00012144 |  | 0.014601 |  | 9.4982e-06 |  | -1.1582e-07 |  | 0 |  | 0 |  | 0 |  | 0 |  | 5.9407e-07 |  | 0 |  | 0 |  | 2.4208e-05 |  | 0 |  | 0.00059813 |  | 3.9946e-06 |  | 0.00031938 |  | 0
| 1.9289e-05 |  | 0.00036586 |  | 0.00011641 |  | 0.014013 |  | 3.546e-05 |  | 3.1061e-08 |  | 0 |  | 0 |  | 0 |  | 0 |  | 9.4359e-07 |  | 0 |  | 0 |  | 3.6891e-05 |  | 0 |  | 0.00070167 |  | 3.9946e-06 |  | 0.00032177 |  | 0
| 1.9287e-05 |  | 0.00042798 |  | 0.00031745 |  | 0.013849 |  | 0.00015528 |  | 9.2058e-08 |  | 0 |  | 0 |  | 0 |  | 0 |  | 9.4359e-07 |  | 0 |  | 0 |  | 3.689e-05 |  | 0 |  | 0.00062609 |  | 7.9891e-07 |  | 0.0003226 |  | 0
| 3.9592e-05 |  | 0.00029706 |  | 0.00042611 |  | 0.0137 |  | 0.00023365 |  | 4.3536e-07 |  | 0 |  | 0 |  | 0 |  | 0 |  | 1.0004e-06 |  | 0 |  | 0 |  | 2.5656e-05 |  | 0 |  | 0.00061892 |  | 1.3317e-06 |  | 0.00031623 |  | 0
| 6.8816e-05 |  | 0.00021714 |  | 0.00029637 |  | 0.013406 |  | 0.00010932 |  | 6.6401e-07 |  | 0 |  | 0 |  | 0 |  | 0 |  | 1.0004e-06 |  | 0 |  | 0 |  | 2.5656e-05 |  | 0 |  | 0.00056555 |  | 1.3317e-06 |  | 0.00030906 |  | 0
| 2.9222e-05 |  | 0.00025739 |  | 0.00024167 |  | 0.013166 |  | 1.5773e-05 |  | 3.4666e-07 |  | 0 |  | 0 |  | 0 |  | 0 |  | 6.7097e-07 |  | 0 |  | 0 |  | 2.4108e-05 |  | 0 |  | 0.00051225 |  | 7.9901e-07 |  | 0.00030273 |  | 0
| 8.9529e-06 |  | 0.00039 |  | 0.00015657 |  | 0.012945 |  | -2.4126e-05 |  | 2.7233e-07 |  | 0 |  | 0 |  | 0 |  | 0 |  | 6.7097e-07 |  | 0 |  | 0 |  | 2.4108e-05 |  | 0 |  | 0.00064688 |  | 7.9906e-07 |  | 0.00030352 |  | 0
| 3.5344e-05 |  | 0.00047194 |  | 0.00013111 |  | 0.0127 |  | 1.9806e-06 |  | 3.485e-07 |  | 0 |  | 0 |  | 0 |  | 0 |  | 1.1729e-06 |  | 0 |  | 0 |  | 2.1344e-05 |  | 0 |  | 0.00074332 |  | 1.3319e-06 |  | 0.00031868 |  | 0
| 2.6392e-05 |  | 0.00041053 |  | 0.00027935 |  | 0.012432 |  | 8.1606e-05 |  | 4.6173e-08 |  | 0 |  | 0 |  | 0 |  | 0 |  | 1.1729e-06 |  | 0 |  | 0 |  | 2.1344e-05 |  | 0 |  | 0.00081502 |  | 4.5286e-06 |  | 0.00033063 |  | 0
| 0 |  | 0.00037291 |  | 0.00030788 |  | 0.012205 |  | 0.00018685 |  | 3.7332e-08 |  | 0 |  | 0 |  | 0 |  | 0 |  | 1.4231e-06 |  | 0 |  | 0 |  | 3.5637e-05 |  | 0 |  | 0.00083505 |  | 4.5286e-06 |  | 0.00033466 |  | 0
| 3.3275e-05 |  | 0.00043351 |  | 0.00026905 |  | 0.012048 |  | 0.00016855 |  | 3.7034e-07 |  | 0 |  | 0 |  | 0 |  | 0 |  | 1.4231e-06 |  | 0 |  | 0 |  | 3.5637e-05 |  | 0 |  | 0.00079282 |  | 5.3281e-07 |  | 0.00033227 |  | 0
| 3.3275e-05 |  | 0.00042234 |  | 0.00020422 |  | 0.011995 |  | 0.00010492 |  | 6.7749e-07 |  | 0 |  | 0 |  | 0 |  | 0 |  | 1.148e-06 |  | 0 |  | 0 |  | 1.6793e-05 |  | 0 |  | 0.00082952 |  | 2.1312e-06 |  | 0.0003291 |  | 0
| 2.9222e-05 |  | 0.00046582 |  | 9.2077e-05 |  | 0.011986 |  | 0.0001295 |  | 3.8776e-07 |  | 0 |  | 0 |  | 0 |  | 0 |  | 1.1483e-06 |  | 0 |  | 0 |  | 1.6799e-05 |  | 0 |  | 0.00084944 |  | 4.5292e-06 |  | 0.0003283 |  | 0
| 2.9222e-05 |  | 0.00053588 |  | 0.00018838 |  | 0.011784 |  | 0.00015902 |  | 3.7152e-10 |  | 0 |  | 0 |  | 0 |  | 0 |  | 1.5064e-06 |  | 0 |  | 0 |  | 1.058e-05 |  | 0 |  | 0.00089816 |  | 2.9308e-06 |  | 0.00032276 |  | 0
| 0 |  | 0.00036166 |  | 0.00030931 |  | 0.011474 |  | 0.0001245 |  | 1.5827e-07 |  | 0 |  | 0 |  | 0 |  | 0 |  | 1.5066e-06 |  | 0 |  | 0 |  | 1.0582e-05 |  | 0 |  | 0.00077623 |  | 1.3322e-06 |  | 0.0003148 |  | 0
| 1.5227e-05 |  | 0.00031361 |  | 6.7183e-05 |  | 0.01133 |  | 9.2033e-06 |  | 4.6573e-08 |  | 0 |  | 0 |  | 0 |  | 0 |  | 1.2018e-06 |  | 0 |  | 0 |  | 2.8932e-05 |  | 0 |  | 0.00059452 |  | 7.9936e-07 |  | 0.00030523 |  | 0
| 9.0245e-05 |  | 0.00040299 |  | 4.4577e-05 |  | 0.011046 |  | 3.2883e-05 |  | -1.5555e-07 |  | 0 |  | 0 |  | 0 |  | 0 |  | 1.2018e-06 |  | 0 |  | 0 |  | 2.8932e-05 |  | 0 |  | 0.00062489 |  | 7.9936e-07 |  | 0.0002965 |  | 0
| 0.00011358 |  | 0.00043783 |  | 0.00027417 |  | 0.010939 |  | 0.00011881 |  | 4.008e-07 |  | 0 |  | 0 |  | 0 |  | 0 |  | 3.7551e-07 |  | 0 |  | 0 |  | 2.4239e-05 |  | 0 |  | 0.00074205 |  | 1.3324e-06 |  | 0.00029252 |  | 0
| 3.8573e-05 |  | 0.00045747 |  | 0.00041688 |  | 0.010832 |  | 7.7352e-05 |  | 8.5143e-07 |  | 0 |  | 0 |  | 0 |  | 0 |  | 3.7551e-07 |  | 0 |  | 0 |  | 2.4239e-05 |  | 0 |  | 0.00070145 |  | 2.9312e-06 |  | 0.00029413 |  | 0
| 3.6543e-05 |  | 0.00041923 |  | 0.00037998 |  | 0.010417 |  | 7.7825e-05 |  | 4.4133e-07 |  | 0 |  | 0 |  | 0 |  | 0 |  | 1.365e-06 |  | 0 |  | 0 |  | 3.8749e-05 |  | 0 |  | 0.00070703 |  | 2.9316e-06 |  | 0.00029732 |  | 0
| 6.7785e-05 |  | 0.00041514 |  | 0.00030971 |  | 0.010167 |  | 9.9305e-05 |  | 5.979e-07 |  | 0 |  | 0 |  | 0 |  | 0 |  | 1.3652e-06 |  | 0 |  | 0 |  | 3.8753e-05 |  | 0 |  | 0.00072147 |  | 1.3325e-06 |  | 0.00029417 |  | 0
| 6.8806e-05 |  | 0.00046088 |  | 0.00034333 |  | 0.010096 |  | 5.1524e-05 |  | 6.5924e-07 |  | 0 |  | 0 |  | 0 |  | 0 |  | 3.2849e-07 |  | 0 |  | 0 |  | 2.3477e-05 |  | 0 |  | 0.00076133 |  | 7.9956e-07 |  | 0.00028859 |  | 0
| 5.8667e-05 |  | 0.00049122 |  | 0.00025568 |  | 0.010019 |  | 0.00010491 |  | 7.3672e-07 |  | 0 |  | 0 |  | 0 |  | 0 |  | 3.2849e-07 |  | 0 |  | 0 |  | 2.3477e-05 |  | 0 |  | 0.00077413 |  | 0 |  | 0.0002886 |  | 0
| 2.1114e-05 |  | 0.00050516 |  | 0.00018039 |  | 0.0097908 |  | 0.00014365 |  | 1.0481e-06 |  | 0 |  | 0 |  | 0 |  | 0 |  | 8.9144e-07 |  | 0 |  | 0 |  | 5.0186e-05 |  | 0 |  | 0.0006378 |  | 5.3308e-07 |  | 0.00030136 |  | 0
| 0 |  | 0.00049714 |  | 0.00035731 |  | 0.0094741 |  | 0.00015082 |  | 2.0069e-08 |  | 0 |  | 0 |  | 0 |  | 0 |  | 8.9157e-07 |  | 0 |  | 0 |  | 5.0191e-05 |  | 0 |  | 0.00071039 |  | 5.3311e-07 |  | 0.00031174 |  | 0
| 0 |  | 0.00055231 |  | 0.00035873 |  | 0.0092662 |  | 0.00014709 |  | -1.0693e-07 |  | 0 |  | 0 |  | 0 |  | 0 |  | 1.1612e-06 |  | 0 |  | 0 |  | 2.799e-05 |  | 0 |  | 0.00068652 |  | 0 |  | 0.00031495 |  | 0
| 0 |  | 0.00065769 |  | 0.00029529 |  | 0.0090855 |  | 9.5013e-05 |  | 9.0509e-07 |  | 0 |  | 0 |  | 0 |  | 0 |  | 1.1612e-06 |  | 0 |  | 0 |  | 2.7991e-05 |  | 0 |  | 0.00058609 |  | 0 |  | 0.00031497 |  | 0
| 2.03e-05 |  | 0.00063733 |  | 0.00047513 |  | 0.0087736 |  | 5.8562e-05 |  | 8.8304e-07 |  | 0 |  | 0 |  | 0 |  | 0 |  | 0 |  | 0 |  | 0 |  | 3.747e-05 |  | 0 |  | 0.0006427 |  | 5.3314e-07 |  | 0.00031258 |  | 0
| 2.03e-05 |  | 0.00063724 |  | 0.00050855 |  | 0.0084487 |  | 3.7841e-05 |  | 6.0033e-07 |  | 0 |  | 0 |  | 0 |  | 0 |  | 0 |  | 0 |  | 0 |  | 3.7477e-05 |  | 0 |  | 0.00059729 |  | 2.9325e-06 |  | 0.0003134 |  | 0
| 1.624e-05 |  | 0.00066929 |  | 0.00066474 |  | 0.0082164 |  | 3.3487e-05 |  | 5.0645e-07 |  | 0 |  | 0 |  | 0 |  | 0 |  | 1.1327e-06 |  | 0 |  | 0 |  | 3.0993e-05 |  | 0 |  | 0.00052396 |  | 2.9327e-06 |  | 0.00031102 |  | 0
| 1.624e-05 |  | 0.00066476 |  | 0.00087072 |  | 0.0079349 |  | 0.00012255 |  | 4.3616e-07 |  | 0 |  | 0 |  | 0 |  | 0 |  | 1.1327e-06 |  | 0 |  | 0 |  | 3.0994e-05 |  | 0 |  | 0.00059896 |  | 5.3321e-07 |  | 0.00031104 |  | 0
| 1.9285e-05 |  | 0.0007223 |  | 0.00096626 |  | 0.0077076 |  | 0.000144 |  | 5.7097e-07 |  | 0 |  | 0 |  | 0 |  | 0 |  | 1.3031e-06 |  | 0 |  | 0 |  | 1.7661e-05 |  | 0 |  | 0.00072497 |  | 5.3324e-07 |  | 0.00030865 |  | 0
| 1.9285e-05 |  | 0.00073899 |  | 0.0010183 |  | 0.0075824 |  | 0.00010077 |  | 4.7983e-07 |  | 0 |  | 0 |  | 0 |  | 0 |  | 1.3033e-06 |  | 0 |  | 0 |  | 1.7665e-05 |  | 0 |  | 0.00070508 |  | 1.3332e-06 |  | 0.00030468 |  | 0
| 3.248e-05 |  | 0.00078228 |  | 0.0011303 |  | 0.0073794 |  | 6.3212e-05 |  | -1.0143e-08 |  | 0 |  | 0 |  | 0 |  | 0 |  | 6.6804e-07 |  | 0 |  | 0 |  | 3.2809e-05 |  | 0 |  | 0.00073783 |  | 1.3332e-06 |  | 0.00030151 |  | 0
| 3.248e-05 |  | 0.0008807 |  | 0.0013419 |  | 0.007129 |  | 4.6077e-05 |  | 2.9347e-07 |  | 0 |  | 0 |  | 0 |  | 0 |  | 6.6814e-07 |  | 0 |  | 0 |  | 3.2815e-05 |  | 0 |  | 0.0008152 |  | 2.9332e-06 |  | 0.00029992 |  | 0
| 2.5375e-05 |  | 0.00092748 |  | 0.0015823 |  | 0.0068605 |  | 8.988e-05 |  | 7.1779e-07 |  | 0 |  | 0 |  | 0 |  | 0 |  | 1.239e-06 |  | 0 |  | 0 |  | 3.8164e-05 |  | 0 |  | 0.00069001 |  | 2.9334e-06 |  | 0.00030472 |  | 0
| 4.0407e-05 |  | 0.00099015 |  | 0.0017476 |  | 0.0065526 |  | 9.4334e-05 |  | 3.6413e-07 |  | 0 |  | 0 |  | 0 |  | 0 |  | 1.2392e-06 |  | 0 |  | 0 |  | 3.8171e-05 |  | 0 |  | 0.0005664 |  | 1.3334e-06 |  | 0.00031352 |  | 0
| 1.5031e-05 |  | 0.001194 |  | 0.001946 |  | 0.0063952 |  | 0.00012342 |  | 3.244e-07 |  | 0 |  | 0 |  | 0 |  | 0 |  | 1.5318e-06 |  | 0 |  | 0 |  | 3.5117e-05 |  | 0 |  | 0.00057761 |  | 8.0006e-07 |  | 0.00032072 |  | 0
| 0 |  | 0.0012335 |  | 0.0021959 |  | 0.0061403 |  | 0.00020167 |  | 6.3374e-07 |  | 0 |  | 0 |  | 0 |  | 0 |  | 1.5315e-06 |  | 0 |  | 0 |  | 3.5111e-05 |  | 0 |  | 0.0007994 |  | 8.0006e-07 |  | 0.00032151 |  | 0
| 0 |  | 0.0013163 |  | 0.002372 |  | 0.0059547 |  | 0.00024833 |  | 1.0645e-06 |  | 0 |  | 0 |  | 0 |  | 0 |  | 1.2824e-06 |  | 0 |  | 0 |  | 3.5698e-05 |  | 0 |  | 0.00086407 |  | 1.3335e-06 |  | 0.00031276 |  | 0
| 4.0362e-05 |  | 0.0014767 |  | 0.0025144 |  | 0.0058143 |  | 0.00015737 |  | 1.0782e-06 |  | 0 |  | 0 |  | 0 |  | 0 |  | 1.2824e-06 |  | 0 |  | 0 |  | 3.5698e-05 |  | 0 |  | 0.0007963 |  | 2.9339e-06 |  | 0.00030959 |  | 0
| 4.0366e-05 |  | 0.0016279 |  | 0.0027123 |  | 0.0054494 |  | 0.0001368 |  | 7.8192e-07 |  | 0 |  | 0 |  | 0 |  | 0 |  | 7.8961e-07 |  | 0 |  | 0 |  | 3.5628e-05 |  | 0 |  | 0.00078114 |  | 2.9339e-06 |  | 0.00031437 |  | 0
| 0 |  | 0.0018395 |  | 0.0027182 |  | 0.005278 |  | 0.00019359 |  | -1.2123e-07 |  | 0 |  | 0 |  | 0 |  | 0 |  | 7.8972e-07 |  | 0 |  | 0 |  | 3.5631e-05 |  | 0 |  | 0.00073256 |  | 1.3337e-06 |  | 0.00030643 |  | 0
| 5.8651e-05 |  | 0.0020694 |  | 0.0027674 |  | 0.0051596 |  | 9.8836e-05 |  | -6.7321e-08 |  | 0 |  | 0 |  | 0 |  | 0 |  | 1.9053e-07 |  | 0 |  | 0 |  | 2.2792e-05 |  | 0 |  | 0.00071736 |  | 8.0026e-07 |  | 0.00029125 |  | 0
| 5.8656e-05 |  | 0.0023526 |  | 0.0033423 |  | 0.0049846 |  | 8.0455e-05 |  | 3.6849e-07 |  | 0 |  | 0 |  | 0 |  | 0 |  | 1.9056e-07 |  | 0 |  | 0 |  | 2.2795e-05 |  | 0 |  | 0.0007382 |  | 2.4008e-06 |  | 0.0002865 |  | 0
| 0 |  | 0.0027174 |  | 0.003925 |  | 0.0047987 |  | 0.00012459 |  | -1.7849e-07 |  | 0 |  | 0 |  | 0 |  | 0 |  | 6.5143e-07 |  | 0 |  | 0 |  | 1.9406e-05 |  | 0 |  | 0.00070867 |  | 2.401e-06 |  | 0.00029608 |  | 0
| 4.2389e-05 |  | 0.0031598 |  | 0.0041904 |  | 0.0045488 |  | 8.9847e-05 |  | -2.3238e-07 |  | 0 |  | 0 |  | 0 |  | 0 |  | 6.5143e-07 |  | 0 |  | 0 |  | 1.9406e-05 |  | 0 |  | 0.00067679 |  | 2.401e-06 |  | 0.00030248 |  | 0
| 5.7618e-05 |  | 0.0036787 |  | 0.0044686 |  | 0.0042836 |  | 2.3567e-05 |  | -1.58e-07 |  | 0 |  | 0 |  | 0 |  | 0 |  | 8.9458e-07 |  | 0 |  | 0 |  | 2.034e-05 |  | 0 |  | 0.00074388 |  | 6.1365e-06 |  | 0.00029532 |  | 0
| 3.3294e-05 |  | 0.0042003 |  | 0.0050212 |  | 0.0041033 |  | 6.7411e-05 |  | 5.6925e-07 |  | 0 |  | 0 |  | 0 |  | 0 |  | 8.9445e-07 |  | 0 |  | 0 |  | 2.0337e-05 |  | 0 |  | 0.00069763 |  | 6.1361e-06 |  | 0.00029134 |  | 0
| 1.807e-05 |  | 0.004711 |  | 0.0055215 |  | 0.0039702 |  | 0.00016699 |  | 6.8902e-07 |  | 0 |  | 0 |  | 0 |  | 0 |  | 5.7242e-07 |  | 0 |  | 0 |  | 3.2929e-05 |  | 0 |  | 0.00066969 |  | 2.4014e-06 |  | 0.00029533 |  | 0
| 0 |  | 0.0054204 |  | 0.0059104 |  | 0.0036871 |  | 0.00011036 |  | 2.349e-07 |  | 0 |  | 0 |  | 0 |  | 0 |  | 5.725e-07 |  | 0 |  | 0 |  | 3.2933e-05 |  | 0 |  | 0.00071124 |  | 8.0046e-07 |  | 0.00029376 |  | 0
| 4.0597e-06 |  | 0.0061025 |  | 0.0063303 |  | 0.0035331 |  | 3.126e-05 |  | 4.7673e-07 |  | 0 |  | 0 |  | 0 |  | 0 |  | 2.8197e-07 |  | 0 |  | 0 |  | 1.1168e-05 |  | 0 |  | 0.000819 |  | 1.3341e-06 |  | 0.00029136 |  | 0
| 1.7063e-05 |  | 0.0068558 |  | 0.0069643 |  | 0.0034925 |  | 8.976e-05 |  | 6.4397e-07 |  | 0 |  | 0 |  | 0 |  | 0 |  | 2.8201e-07 |  | 0 |  | 0 |  | 1.117e-05 |  | 0 |  | 0.00079276 |  | 2.9352e-06 |  | 0.00029619 |  | 0
| 1.6048e-05 |  | 0.0077528 |  | 0.0077486 |  | 0.0033933 |  | 0.00025916 |  | 6.356e-07 |  | 0 |  | 0 |  | 0 |  | 0 |  | 1.3835e-06 |  | 0 |  | 0 |  | 3.7223e-05 |  | 0 |  | 0.00070734 |  | 4.5365e-06 |  | 0.00030577 |  | 0
| 3.0448e-06 |  | 0.0086901 |  | 0.0083529 |  | 0.00321 |  | 0.00028188 |  | 1.135e-07 |  | 0 |  | 0 |  | 0 |  | 0 |  | 1.3835e-06 |  | 0 |  | 0 |  | 3.7223e-05 |  | 0 |  | 0.00070893 |  | 2.135e-06 |  | 0.00031934 |  | 0
| 1.4209e-05 |  | 0.0096996 |  | 0.0087799 |  | 0.0031198 |  | 0.0001385 |  | 2.2353e-08 |  | 0 |  | 0 |  | 0 |  | 0 |  | 1.2836e-06 |  | 0 |  | 0 |  | 4.2556e-05 |  | 0 |  | 0.00067709 |  | 2.135e-06 |  | 0.00032657 |  | 0
| 1.4209e-05 |  | 0.010666 |  | 0.0094997 |  | 0.0030346 |  | 0.00014196 |  | 7.3399e-07 |  | 0 |  | 0 |  | 0 |  | 0 |  | 1.2834e-06 |  | 0 |  | 0 |  | 4.255e-05 |  | 0 |  | 0.0006715 |  | 2.9358e-06 |  | 0.00032577 |  | 0
| 0 |  | 0.011799 |  | 0.010329 |  | 0.0029001 |  | 0.00014731 |  | 1.0461e-06 |  | 0 |  | 0 |  | 0 |  | 0 |  | 7.7574e-07 |  | 0 |  | 0 |  | 1.7568e-05 |  | 0 |  | 0.00066595 |  | 2.9358e-06 |  | 0.00031301 |  | 0
| 0 |  | 0.013257 |  | 0.011218 |  | 0.0027972 |  | 0.00013774 |  | 5.6613e-07 |  | 0 |  | 0 |  | 0 |  | 0 |  | 7.7585e-07 |  | 0 |  | 0 |  | 1.7571e-05 |  | 0 |  | 0.00064363 |  | 2.936e-06 |  | 0.00029546 |  | 0
| 0 |  | 0.014581 |  | 0.01223 |  | 0.0026748 |  | 0.00019089 |  | 7.6028e-08 |  | 0 |  | 0 |  | 0 |  | 0 |  | 1.2973e-06 |  | 0 |  | 0 |  | 2.8132e-05 |  | 0 |  | 0.00083688 |  | 2.936e-06 |  | 0.00029307 |  | 0
| 2.7187e-05 |  | 0.015796 |  | 0.013238 |  | 0.0027338 |  | 0.00015292 |  | 1.2646e-07 |  | 0 |  | 0 |  | 0 |  | 0 |  | 1.2973e-06 |  | 0 |  | 0 |  | 2.8132e-05 |  | 0 |  | 0.00084332 |  | 2.1355e-06 |  | 0.00029788 |  | 0
| 5.0532e-05 |  | 0.01736 |  | 0.014426 |  | 0.0025491 |  | 0.00014494 |  | 3.2708e-07 |  | 0 |  | 0 |  | 0 |  | 0 |  | 8.2395e-07 |  | 0 |  | 0 |  | 3.5028e-05 |  | 0 |  | 0.00066368 |  | 5.3388e-07 |  | 0.00030029 |  | 0
| 2.3343e-05 |  | 0.019156 |  | 0.015573 |  | 0.0023037 |  | 0.00017892 |  | 3.304e-07 |  | 0 |  | 0 |  | 0 |  | 0 |  | 8.2407e-07 |  | 0 |  | 0 |  | 3.5035e-05 |  | 0 |  | 0.00065409 |  | 1.3347e-06 |  | 0.0002955 |  | 0
| 4.4652e-05 |  | 0.020886 |  | 0.016821 |  | 0.0023035 |  | 0.00010805 |  | 3.5682e-07 |  | 0 |  | 0 |  | 0 |  | 0 |  | 4.7374e-07 |  | 0 |  | 0 |  | 2.6392e-05 |  | 0 |  | 0.00071484 |  | 2.9365e-06 |  | 0.00029312 |  | 0
| 4.4656e-05 |  | 0.022932 |  | 0.018363 |  | 0.002297 |  | 0.00015877 |  | 7.1632e-07 |  | 0 |  | 0 |  | 0 |  | 0 |  | 4.7387e-07 |  | 0 |  | 0 |  | 2.6399e-05 |  | 0 |  | 0.00072207 |  | 2.1358e-06 |  | 0.00029474 |  | 0
| 0 |  | 0.025081 |  | 0.020117 |  | 0.0023419 |  | 0.00035025 |  | 6.5145e-07 |  | 0 |  | 0 |  | 0 |  | 0 |  | 1.4665e-06 |  | 0 |  | 0 |  | 3.544e-05 |  | 0 |  | 0.00072371 |  | 5.3394e-07 |  | 0.00029795 |  | 0
| 0 |  | 0.027376 |  | 0.021747 |  | 0.0022314 |  | 0.00033342 |  | 5.3761e-07 |  | 0 |  | 0 |  | 0 |  | 0 |  | 1.4665e-06 |  | 0 |  | 0 |  | 3.5439e-05 |  | 0 |  | 0.0007317 |  | 2.9369e-06 |  | 0.00030035 |  | 0
| 0 |  | 0.030345 |  | 0.02352 |  | 0.0021413 |  | 0.00032653 |  | 1.6221e-07 |  | 0 |  | 0 |  | 0 |  | 0 |  | 4.03e-07 |  | 0 |  | 0 |  | 3.2479e-05 |  | 0 |  | 0.00078207 |  | 2.4031e-06 |  | 0.00030276 |  | 0
| 0 |  | 0.033156 |  | 0.025677 |  | 0.002109 |  | 0.00036862 |  | 4.368e-07 |  | 0 |  | 0 |  | 0 |  | 0 |  | 4.03e-07 |  | 0 |  | 0 |  | 3.2481e-05 |  | 0 |  | 0.00078532 |  | 0 |  | 0.00030518 |  | 0
| 0 |  | 0.036063 |  | 0.028006 |  | 0.0018362 |  | 0.000317 |  | 1.0999e-06 |  | 0 |  | 0 |  | 0 |  | 0 |  | 1.4301e-06 |  | 0 |  | 0 |  | 2.0737e-05 |  | 0 |  | 0.00064072 |  | 0 |  | 0.00030518 |  | 0
| 3.2254e-05 |  | 0.039704 |  | 0.030247 |  | 0.0017199 |  | 0.00027706 |  | -0.00039726 |  | 0 |  | 0 |  | 0 |  | 0 |  | 1.4303e-06 |  | 0 |  | 0 |  | 2.0741e-05 |  | 0 |  | 0.00074222 |  | 8.0106e-07 |  | 0.0003068 |  | 0
| 5.9653e-05 |  | 0.043368 |  | 0.032784 |  | 0.0019359 |  | 0.00034279 |  | 0.00010963 |  | 0 |  | 0 |  | 0 |  | 0 |  | 1.806e-06 |  | 0 |  | 0 |  | 3.2187e-05 |  | 0 |  | 0.00072389 |  | 8.0111e-07 |  | 0.00030522 |  | 0
| 2.74e-05 |  | 0.046971 |  | 0.035707 |  | 0.0019218 |  | 0.00037901 |  | 0.00052365 |  | 0 |  | 0 |  | 0 |  | 0 |  | 1.8065e-06 |  | 0 |  | 0 |  | 3.2197e-05 |  | 0 |  | 0.0005889 |  | 2.4035e-06 |  | 0.00029725 |  | 0
| 0 |  | 0.051159 |  | 0.038614 |  | 0.0018372 |  | 0.00032315 |  | 0.00024487 |  | 0 |  | 0 |  | 0 |  | 0 |  | 8.3678e-07 |  | 0 |  | 0 |  | 2.5911e-05 |  | 0 |  | 0.00050021 |  | 2.4035e-06 |  | 0.00028686 |  | 0
| 3.2256e-05 |  | 0.056042 |  | 0.04179 |  | 0.0019355 |  | 0.00036353 |  | 8.5228e-05 |  | 0 |  | 0 |  | 0 |  | 0 |  | 8.3702e-07 |  | 0 |  | 0 |  | 2.5919e-05 |  | 0 |  | 0.00061691 |  | 2.4037e-06 |  | 0.00028288 |  | 0
| 3.2254e-05 |  | 0.06106 |  | 0.04507 |  | 0.0017966 |  | 0.00035319 |  | 0.00013042 |  | 0 |  | 0 |  | 0 |  | 0 |  | 4.9344e-07 |  | 0 |  | 0 |  | 3.6128e-05 |  | 0 |  | 0.000756 |  | 2.938e-06 |  | 0.00029648 |  | 0
| 3.3267e-05 |  | 0.066475 |  | 0.048841 |  | 0.0016167 |  | 0.00032898 |  | 0.0004927 |  | 0 |  | 0 |  | 0 |  | 0 |  | 4.9358e-07 |  | 0 |  | 0 |  | 3.6136e-05 |  | 0 |  | 0.00063612 |  | 1.3354e-06 |  | 0.00031007 |  | 0
| 3.3267e-05 |  | 0.072524 |  | 0.053219 |  | 0.0015586 |  | 0.0004001 |  | 0.0010108 |  | 0 |  | 0 |  | 0 |  | 0 |  | 1.2498e-06 |  | 0 |  | 0 |  | 3.0765e-05 |  | 0 |  | 0.00046753 |  | 8.0131e-07 |  | 0.00031329 |  | 0
| 0 |  | 0.07918 |  | 0.057612 |  | 0.0015473 |  | 0.00037875 |  | 0.00056281 |  | 0 |  | 0 |  | 0 |  | 0 |  | 1.25e-06 |  | 0 |  | 0 |  | 3.0769e-05 |  | 0 |  | 0.00058985 |  | 4.0068e-06 |  | 0.00030851 |  | 0
| 0 |  | 0.085605 |  | 0.062251 |  | 0.0014103 |  | 0.00037847 |  | 0.00018851 |  | 0 |  | 0 |  | 0 |  | 0 |  | 1e-06 |  | 0 |  | 0 |  | 3.5745e-05 |  | 0 |  | 0.00071937 |  | 4.5411e-06 |  | 0.00029894 |  | 0
| 0 |  | 0.092296 |  | 0.067203 |  | 0.0013432 |  | 0.00045264 |  | -2.8447e-05 |  | 0 |  | 0 |  | 0 |  | 0 |  | 1e-06 |  | 0 |  | 0 |  | 3.5746e-05 |  | 0 |  | 0.00073376 |  | 1.3356e-06 |  | 0.00028775 |  | 0
| 0 |  | 0.10003 |  | 0.072672 |  | 0.0013381 |  | 0.0005267 |  | -1.5683e-05 |  | 0 |  | 0 |  | 0 |  | 0 |  | 9.1332e-07 |  | 0 |  | 0 |  | 2.707e-05 |  | 0 |  | 0.00075778 |  | 8.0146e-07 |  | 0.00027817 |  | 0
| 7.5563e-05 |  | 0.10813 |  | 0.078301 |  | 0.0013105 |  | 0.00051517 |  | 0.0003986 |  | 0 |  | 0 |  | 0 |  | 0 |  | 9.1332e-07 |  | 0 |  | 0 |  | 2.707e-05 |  | 0 |  | 0.00070742 |  | 8.0146e-07 |  | 0.00027498 |  | 0
| 7.5556e-05 |  | 0.11635 |  | 0.084105 |  | 0.0012506 |  | 0.00050718 |  | 0.00041183 |  | 0 |  | 0 |  | 0 |  | 0 |  | 9.3666e-07 |  | 0 |  | 0 |  | 3.669e-05 |  | 0 |  | 0.00069072 |  | 1.3358e-06 |  | 0.00027581 |  | 0
| 8.5149e-05 |  | 0.12429 |  | 0.09041 |  | 0.0012022 |  | 0.0006206 |  | 3.9571e-05 |  | 0 |  | 0 |  | 0 |  | 0 |  | 9.3666e-07 |  | 0 |  | 0 |  | 3.6689e-05 |  | 0 |  | 0.00071711 |  | 1.3359e-06 |  | 0.00027741 |  | 0
| 8.5149e-05 |  | 0.13251 |  | 0.0971 |  | 0.0012259 |  | 0.00065874 |  | 0.00024021 |  | 0 |  | 0 |  | 0 |  | 0 |  | 8.1342e-07 |  | 0 |  | 0 |  | 5.4113e-05 |  | 0 |  | 0.00078426 |  | 8.0156e-07 |  | 0.00027981 |  | 0
| 5.5557e-05 |  | 0.14201 |  | 0.10427 |  | 0.001125 |  | 0.00076156 |  | 0.00023441 |  | 0 |  | 0 |  | 0 |  | 0 |  | 8.1353e-07 |  | 0 |  | 0 |  | 5.4121e-05 |  | 0 |  | 0.00074038 |  | 8.0156e-07 |  | 0.00028624 |  | 0
| 5.5552e-05 |  | 0.15106 |  | 0.11184 |  | 0.0010161 |  | 0.00083277 |  | 0.0002126 |  | 0 |  | 0 |  | 0 |  | 0 |  | 1.3165e-06 |  | 0 |  | 0 |  | 2.0252e-05 |  | 0 |  | 0.00078676 |  | 8.0166e-07 |  | 0.00029104 |  | 0
| 4.2385e-05 |  | 0.15974 |  | 0.11962 |  | 0.00097611 |  | 0.00080336 |  | 0.00039326 |  | 0 |  | 0 |  | 0 |  | 0 |  | 1.3165e-06 |  | 0 |  | 0 |  | 2.0252e-05 |  | 0 |  | 0.00078441 |  | 2.4049e-06 |  | 0.00029345 |  | 0
| 4.2385e-05 |  | 0.16848 |  | 0.12742 |  | 0.00099585 |  | 0.00088922 |  | 9.141e-05 |  | 0 |  | 0 |  | 0 |  | 0 |  | 1.2317e-06 |  | 0 |  | 0 |  | 3.4921e-05 |  | 0 |  | 0.00070605 |  | 2.405e-06 |  | 0.00028946 |  | 0
| 6.654e-05 |  | 0.1758 |  | 0.13527 |  | 0.00091183 |  | 0.00097564 |  | 0.00020695 |  | 0 |  | 0 |  | 0 |  | 0 |  | 1.2319e-06 |  | 0 |  | 0 |  | 3.4925e-05 |  | 0 |  | 0.00073173 |  | 2.4052e-06 |  | 0.00028469 |  | 0
| 6.6534e-05 |  | 0.18233 |  | 0.14286 |  | 0.0007206 |  | 0.0010038 |  | 0.00014524 |  | 0 |  | 0 |  | 0 |  | 0 |  | 1.1809e-06 |  | 0 |  | 0 |  | 2.9548e-05 |  | 0 |  | 0.00071173 |  | 2.9398e-06 |  | 0.00028869 |  | 0
| 2.6174e-05 |  | 0.18842 |  | 0.15027 |  | 0.00071446 |  | 0.00095109 |  | 0.00025059 |  | 0 |  | 0 |  | 0 |  | 0 |  | 1.1807e-06 |  | 0 |  | 0 |  | 2.9544e-05 |  | 0 |  | 0.00072293 |  | 4.5433e-06 |  | 0.00029909 |  | 0
| 2.6172e-05 |  | 0.194 |  | 0.15799 |  | 0.00070312 |  | 0.00098104 |  | 0.00058064 |  | 0 |  | 0 |  | 0 |  | 0 |  | 8.255e-07 |  | 0 |  | 0 |  | 2.0176e-05 |  | 0 |  | 0.00074381 |  | 4.5436e-06 |  | 0.00030552 |  | 0
| 6.4848e-05 |  | 0.1997 |  | 0.16571 |  | 0.00067217 |  | 0.0010558 |  | 0.00051948 |  | 0 |  | 0 |  | 0 |  | 0 |  | 8.255e-07 |  | 0 |  | 0 |  | 2.0176e-05 |  | 0 |  | 0.00070542 |  | 1.3364e-06 |  | 0.00030392 |  | 0
| 6.4843e-05 |  | 0.20443 |  | 0.17328 |  | 0.00071327 |  | 0.0011965 |  | 0.00012491 |  | 0 |  | 0 |  | 0 |  | 0 |  | 1.2206e-06 |  | 0 |  | 0 |  | 4.3436e-05 |  | 0 |  | 0.00063104 |  | 8.0186e-07 |  | 0.00029673 |  | 0
| 6.8796e-05 |  | 0.20774 |  | 0.1808 |  | 0.00070262 |  | 0.0013562 |  | 4.7425e-05 |  | 0 |  | 0 |  | 0 |  | 0 |  | 1.2208e-06 |  | 0 |  | 0 |  | 4.3442e-05 |  | 0 |  | 0.00058473 |  | 8.0191e-07 |  | 0.00028796 |  | 0
| 6.879e-05 |  | 0.21095 |  | 0.1876 |  | 0.0005599 |  | 0.0014563 |  | 0.00020973 |  | 0 |  | 0 |  | 0 |  | 0 |  | 1.1855e-06 |  | 0 |  | 0 |  | 3.746e-05 |  | 0 |  | 0.00065672 |  | 1.3365e-06 |  | 0.00028476 |  | 0
| 3.3267e-05 |  | 0.21328 |  | 0.19356 |  | 0.00043759 |  | 0.0015801 |  | 0.00043225 |  | 0 |  | 0 |  | 0 |  | 0 |  | 1.1857e-06 |  | 0 |  | 0 |  | 3.7464e-05 |  | 0 |  | 0.00063836 |  | 1.3366e-06 |  | 0.00027998 |  | 0
| 3.3264e-05 |  | 0.21463 |  | 0.19923 |  | 0.00043078 |  | 0.0015374 |  | 0.00036611 |  | 0 |  | 0 |  | 0 |  | 0 |  | 1.2154e-06 |  | 0 |  | 0 |  | 3.9933e-05 |  | 0 |  | 0.0006704 |  | 8.0196e-07 |  | 0.0002792 |  | 0
| 4.2385e-05 |  | 0.21483 |  | 0.20429 |  | 0.00046296 |  | 0.001606 |  | 0.00014897 |  | 0 |  | 0 |  | 0 |  | 0 |  | 1.2155e-06 |  | 0 |  | 0 |  | 3.9939e-05 |  | 0 |  | 0.0007168 |  | 8.0201e-07 |  | 0.000284 |  | 0
| 4.2382e-05 |  | 0.21448 |  | 0.20811 |  | 0.00045954 |  | 0.0018376 |  | 0.00028745 |  | 0 |  | 0 |  | 0 |  | 0 |  | 1.1095e-06 |  | 0 |  | 0 |  | 4.1462e-05 |  | 0 |  | 0.00070564 |  | 1.3368e-06 |  | 0.00029202 |  | 0
| 0 |  | 0.21332 |  | 0.2112 |  | 0.00042965 |  | 0.0020718 |  | 0.00039723 |  | 0 |  | 0 |  | 0 |  | 0 |  | 1.1097e-06 |  | 0 |  | 0 |  | 4.147e-05 |  | 0 |  | 0.00074565 |  | 5.3471e-07 |  | 0.00029602 |  | 0
| 0 |  | 0.21113 |  | 0.21303 |  | 0.00040939 |  | 0.0021872 |  | 0.00033789 |  | 0 |  | 0 |  | 0 |  | 0 |  | 7.2792e-07 |  | 0 |  | 0 |  | 2.0042e-05 |  | 0 |  | 0.00083296 |  | 0 |  | 0.00028965 |  | 0
| 3.3264e-05 |  | 0.20828 |  | 0.21416 |  | 0.00039639 |  | 0.0021733 |  | 0.00029642 |  | 0 |  | 0 |  | 0 |  | 0 |  | 7.2802e-07 |  | 0 |  | 0 |  | 2.0045e-05 |  | 0 |  | 0.00085216 |  | 8.0216e-07 |  | 0.00028805 |  | 0
| 3.3264e-05 |  | 0.20505 |  | 0.21504 |  | 0.00031594 |  | 0.0022968 |  | 0.00028708 |  | 0 |  | 0 |  | 0 |  | 0 |  | 1.0317e-06 |  | 0 |  | 0 |  | 2.6499e-05 |  | 0 |  | 0.000785 |  | 2.9413e-06 |  | 0.00029527 |  | 0
| 2.8708e-06 |  | 0.20201 |  | 0.215 |  | 0.00028101 |  | 0.0025686 |  | 0.00026217 |  | 0 |  | 0 |  | 0 |  | 0 |  | 1.0318e-06 |  | 0 |  | 0 |  | 2.6501e-05 |  | 0 |  | 0.00072898 |  | 2.9415e-06 |  | 0.00030168 |  | 0
| 2.8706e-06 |  | 0.19847 |  | 0.21418 |  | 0.00029546 |  | 0.00277 |  | 0.00018362 |  | 0 |  | 0 |  | 0 |  | 0 |  | 1.3119e-06 |  | 0 |  | 0 |  | 4.4203e-05 |  | 0 |  | 0.00070902 |  | 8.0221e-07 |  | 0.00029449 |  | 0
| 0.00010037 |  | 0.19359 |  | 0.21284 |  | 0.00028136 |  | 0.0029162 |  | 0.00035484 |  | 0 |  | 0 |  | 0 |  | 0 |  | 1.3119e-06 |  | 0 |  | 0 |  | 4.4201e-05 |  | 0 |  | 0.00071147 |  | 0 |  | 0.00028331 |  | 0
| 0.00010037 |  | 0.18844 |  | 0.211 |  | 0.00030899 |  | 0.0031561 |  | 0.00034195 |  | 0 |  | 0 |  | 0 |  | 0 |  | 9.4301e-07 |  | 0 |  | 0 |  | 3.306e-05 |  | 0 |  | 0.00055384 |  | 5.3488e-07 |  | 0.00028092 |  | 0
| 0 |  | 0.18348 |  | 0.20799 |  | 0.00024755 |  | 0.0033072 |  | 0.00015005 |  | 0 |  | 0 |  | 0 |  | 0 |  | 9.4315e-07 |  | 0 |  | 0 |  | 3.3066e-05 |  | 0 |  | 0.00056105 |  | 2.9418e-06 |  | 0.00029053 |  | 0
| 2.3338e-05 |  | 0.17712 |  | 0.20375 |  | 0.00020445 |  | 0.0034988 |  | 0.00034784 |  | 0 |  | 0 |  | 0 |  | 0 |  | 7.5266e-07 |  | 0 |  | 0 |  | 3.3895e-05 |  | 0 |  | 0.00076838 |  | 2.942e-06 |  | 0.00030015 |  | 0
| 4.8497e-05 |  | 0.17075 |  | 0.19879 |  | 0.00021629 |  | 0.0037399 |  | 0.00030187 |  | 0 |  | 0 |  | 0 |  | 0 |  | 7.5266e-07 |  | 0 |  | 0 |  | 3.3893e-05 |  | 0 |  | 0.00078124 |  | 2.9422e-06 |  | 0.00029617 |  | 0
| 2.5159e-05 |  | 0.16453 |  | 0.19361 |  | 0.00022328 |  | 0.0039628 |  | 6.1418e-05 |  | 0 |  | 0 |  | 0 |  | 0 |  | 9.8914e-07 |  | 0 |  | 0 |  | 2.252e-05 |  | 0 |  | 0.00074282 |  | 4.547e-06 |  | 0.00028736 |  | 0
| 2.0093e-05 |  | 0.15855 |  | 0.18919 |  | 0.00023682 |  | 0.0042975 |  | 0.00029989 |  | 0 |  | 0 |  | 0 |  | 0 |  | 9.8928e-07 |  | 0 |  | 0 |  | 2.2522e-05 |  | 0 |  | 0.00071725 |  | 4.547e-06 |  | 0.00028098 |  | 0
| 2.0093e-05 |  | 0.15349 |  | 0.18557 |  | 0.00023287 |  | 0.0046306 |  | 0.00038121 |  | 0 |  | 0 |  | 0 |  | 0 |  | 5.5902e-07 |  | 0 |  | 0 |  | 2.906e-05 |  | 0 |  | 0.00075252 |  | 2.4076e-06 |  | 0.00028179 |  | 0
| 0 |  | 0.14835 |  | 0.18156 |  | 0.00024642 |  | 0.0049906 |  | 0.00025741 |  | 0 |  | 0 |  | 0 |  | 0 |  | 5.5902e-07 |  | 0 |  | 0 |  | 2.9059e-05 |  | 0 |  | 0.00074131 |  | 8.0251e-07 |  | 0.00028179 |  | 0
| 0 |  | 0.14324 |  | 0.1772 |  | 0.00020415 |  | 0.0052718 |  | 0.00015035 |  | 0 |  | 0 |  | 0 |  | 0 |  | 1.1973e-06 |  | 0 |  | 0 |  | 2.4532e-05 |  | 0 |  | 0.0006669 |  | 1.3375e-06 |  | 0.00028021 |  | 0
| 2.3132e-05 |  | 0.1379 |  | 0.17214 |  | 0.0001489 |  | 0.0055391 |  | 0.00014114 |  | 0 |  | 0 |  | 0 |  | 0 |  | 1.1975e-06 |  | 0 |  | 0 |  | 2.4535e-05 |  | 0 |  | 0.00067415 |  | 2.9427e-06 |  | 0.00028743 |  | 0
| 2.3132e-05 |  | 0.13176 |  | 0.16594 |  | 0.0001489 |  | 0.0058935 |  | 0.00020783 |  | 0 |  | 0 |  | 0 |  | 0 |  | 1.4027e-06 |  | 0 |  | 0 |  | 5.3208e-05 |  | 0 |  | 0.00070382 |  | 2.9429e-06 |  | 0.00029546 |  | 0
| 4.8965e-06 |  | 0.12538 |  | 0.15967 |  | 0.00012634 |  | 0.0063317 |  | 0.00038884 |  | 0 |  | 0 |  | 0 |  | 0 |  | 1.823e-06 |  | 0 |  | 0 |  | 5.3225e-05 |  | 0 |  | 0.00070221 |  | 1.3378e-06 |  | 0.00029546 |  | 0
| 4.8965e-06 |  | 0.11934 |  | 0.15356 |  | 0.00011164 |  | 0.0066626 |  | 0.00052574 |  | 0 |  | 0 |  | 0 |  | 0 |  | 1.2167e-06 |  | 0 |  | 0 |  | 2.925e-05 |  | 0 |  | 0.00076151 |  | 8.0266e-07 |  | 0.00028987 |  | 0
| 5.5552e-05 |  | 0.114 |  | 0.14793 |  | 0.00013758 |  | 0.0069542 |  | 0.00025056 |  | 0 |  | 0 |  | 0 |  | 0 |  | 7.967e-07 |  | 0 |  | 0 |  | 2.925e-05 |  | 0 |  | 0.00080235 |  | 8.0266e-07 |  | 0.00028747 |  | 0
| 5.5552e-05 |  | 0.10916 |  | 0.14282 |  | 0.00016208 |  | 0.0074421 |  | 0.00027595 |  | 0 |  | 0 |  | 0 |  | 0 |  | 1.0442e-06 |  | 0 |  | 0 |  | 3.6151e-05 |  | 0 |  | 0.0008473 |  | 8.0271e-07 |  | 0.0002867 |  | 0
| 2.2119e-05 |  | 0.10466 |  | 0.13753 |  | 0.0001446 |  | 0.0079561 |  | 0.00047929 |  | 0 |  | 0 |  | 0 |  | 0 |  | 1.0442e-06 |  | 0 |  | 0 |  | 3.6149e-05 |  | 0 |  | 0.00068553 |  | 4.0138e-06 |  | 0.0002835 |  | 0
| 2.2119e-05 |  | 0.10035 |  | 0.13257 |  | 0.00012892 |  | 0.0085056 |  | 0.00041422 |  | 0 |  | 0 |  | 0 |  | 0 |  | 1.053e-06 |  | 0 |  | 0 |  | 2.7097e-05 |  | 0 |  | 0.00048451 |  | 4.0141e-06 |  | 0.0002811 |  | 0
| 8.1758e-05 |  | 0.096152 |  | 0.12793 |  | 0.00015147 |  | 0.0089866 |  | 0.00024951 |  | 0 |  | 0 |  | 0 |  | 0 |  | 1.053e-06 |  | 0 |  | 0 |  | 2.7097e-05 |  | 0 |  | 0.00056227 |  | 0 |  | 0.00028193 |  | 0
| 8.1758e-05 |  | 0.091998 |  | 0.12312 |  | 0.00014265 |  | 0.0094949 |  | 0.00023688 |  | 0 |  | 0 |  | 0 |  | 0 |  | 5.3087e-07 |  | 0 |  | 0 |  | 4.9827e-05 |  | 0 |  | 0.00070323 |  | 0 |  | 0.00028193 |  | 0
| 1.5028e-05 |  | 0.088043 |  | 0.11858 |  | 9.3599e-05 |  | 0.010128 |  | 0.0003356 |  | 0 |  | 0 |  | 0 |  | 0 |  | 5.3102e-07 |  | 0 |  | 0 |  | 4.9841e-05 |  | 0 |  | 0.00066483 |  | 2.4086e-06 |  | 0.00028436 |  | 0
| 1.5028e-05 |  | 0.083931 |  | 0.11409 |  | 9.7519e-05 |  | 0.010717 |  | 0.00023724 |  | 0 |  | 0 |  | 0 |  | 0 |  | 1.6029e-06 |  | 0 |  | 0 |  | 2.5607e-05 |  | 0 |  | 0.00056631 |  | 2.4088e-06 |  | 0.00029477 |  | 0
| 1.7054e-05 |  | 0.080084 |  | 0.10962 |  | 0.00010767 |  | 0.011467 |  | 0.00029539 |  | 0 |  | 0 |  | 0 |  | 0 |  | 1.6031e-06 |  | 0 |  | 0 |  | 2.561e-05 |  | 0 |  | 0.00074097 |  | 4.0146e-06 |  | 0.00029799 |  | 0
| 1.7054e-05 |  | 0.076939 |  | 0.10501 |  | 0.00010375 |  | 0.012278 |  | 0.00032411 |  | 0 |  | 0 |  | 0 |  | 0 |  | 1.1562e-06 |  | 0 |  | 0 |  | 3.0717e-05 |  | 0 |  | 0.00069696 |  | 4.5501e-06 |  | 0.0002916 |  | 0
| 0 |  | 0.073473 |  | 0.1006 |  | 0.00012123 |  | 0.013062 |  | 0.00026437 |  | 0 |  | 0 |  | 0 |  | 0 |  | 1.1562e-06 |  | 0 |  | 0 |  | 3.0717e-05 |  | 0 |  | 0.00059125 |  | 1.3384e-06 |  | 0.0002804 |  | 0
| 0 |  | 0.069941 |  | 0.09664 |  | 0.00012122 |  | 0.013767 |  | 0.00029143 |  | 0 |  | 0 |  | 0 |  | 0 |  | 4.6915e-07 |  | 0 |  | 0 |  | 1.8943e-05 |  | 0 |  | 0.00065294 |  | 8.0306e-07 |  | 0.00027479 |  | 0
| 7.8939e-05 |  | 0.066617 |  | 0.092369 |  | 0.0001201 |  | 0.014642 |  | 0.00039714 |  | 0 |  | 0 |  | 0 |  | 0 |  | 4.6922e-07 |  | 0 |  | 0 |  | 1.8945e-05 |  | 0 |  | 0.00075072 |  | 8.0306e-07 |  | 0.00027161 |  | 0
| 7.8939e-05 |  | 0.063332 |  | 0.088582 |  | 0.0001201 |  | 0.015785 |  | 0.00039662 |  | 0 |  | 0 |  | 0 |  | 0 |  | 1.4233e-06 |  | 0 |  | 0 |  | 3.3813e-05 |  | 0 |  | 0.00076675 |  | 1.3384e-06 |  | 0.000266 |  | 0
| 1.8576e-06 |  | 0.060899 |  | 0.085389 |  | 7.4428e-05 |  | 0.01679 |  | 0.00042505 |  | 0 |  | 0 |  | 0 |  | 0 |  | 1.4233e-06 |  | 0 |  | 0 |  | 3.3813e-05 |  | 0 |  | 0.00072758 |  | 1.3385e-06 |  | 0.00027164 |  | 0
| 1.8576e-06 |  | 0.058244 |  | 0.08182 |  | 7.4428e-05 |  | 0.017807 |  | 0.00054354 |  | 0 |  | 0 |  | 0 |  | 0 |  | 9.4932e-07 |  | 0 |  | 0 |  | 3.8541e-05 |  | 0 |  | 0.00064825 |  | 8.0316e-07 |  | 0.00028446 |  | 0
| 7.1609e-05 |  | 0.055353 |  | 0.078389 |  | 0.00016634 |  | 0.019023 |  | 0.00054324 |  | 0 |  | 0 |  | 0 |  | 0 |  | 9.4945e-07 |  | 0 |  | 0 |  | 3.8544e-05 |  | 0 |  | 0.0005577 |  | 8.0321e-07 |  | 0.00029087 |  | 0
| 7.1609e-05 |  | 0.053037 |  | 0.075343 |  | 0.00016634 |  | 0.020322 |  | 0.00059239 |  | 0 |  | 0 |  | 0 |  | 0 |  | 1.7406e-06 |  | 0 |  | 0 |  | 4.8774e-05 |  | 0 |  | 0.00061467 |  | 1.3387e-06 |  | 0.00029091 |  | 0
| 8.0067e-05 |  | 0.050834 |  | 0.071999 |  | 9.5855e-05 |  | 0.02158 |  | 0.00035396 |  | 0 |  | 0 |  | 0 |  | 0 |  | 1.7406e-06 |  | 0 |  | 0 |  | 4.8774e-05 |  | 0 |  | 0.00075572 |  | 4.5516e-06 |  | 0.0002869 |  | 0
| 8.0067e-05 |  | 0.048658 |  | 0.068916 |  | 9.5854e-05 |  | 0.022846 |  | 0.00015838 |  | 0 |  | 0 |  | 0 |  | 0 |  | 1.0596e-06 |  | 0 |  | 0 |  | 3.3526e-05 |  | 0 |  | 0.00073012 |  | 4.0166e-06 |  | 0.00028852 |  | 0
| 1.8065e-05 |  | 0.046605 |  | 0.065983 |  | 0.00014377 |  | 0.024375 |  | 0.00034454 |  | 0 |  | 0 |  | 0 |  | 0 |  | 1.0598e-06 |  | 0 |  | 0 |  | 3.3532e-05 |  | 0 |  | 0.00062032 |  | 8.0326e-07 |  | 0.00029012 |  | 0
| 1.8067e-05 |  | 0.044513 |  | 0.063333 |  | 0.00014378 |  | 0.026113 |  | 0.00039848 |  | 0 |  | 0 |  | 0 |  | 0 |  | 1.4318e-06 |  | 0 |  | 0 |  | 2.5301e-05 |  | 0 |  | 0.00070933 |  | 1.3389e-06 |  | 0.00029014 |  | 0
| 3.8329e-05 |  | 0.042542 |  | 0.061201 |  | 5.864e-05 |  | 0.027922 |  | 0.00046861 |  | 0 |  | 0 |  | 0 |  | 0 |  | 1.432e-06 |  | 0 |  | 0 |  | 2.5304e-05 |  | 0 |  | 0.00077991 |  | 5.3558e-07 |  | 0.00029016 |  | 0
| 3.8329e-05 |  | 0.041033 |  | 0.059009 |  | 5.864e-05 |  | 0.029801 |  | 0.00049686 |  | 0 |  | 0 |  | 0 |  | 0 |  | 1.192e-06 |  | 0 |  | 0 |  | 1.5247e-05 |  | 0 |  | 0.00067651 |  | 5.3561e-07 |  | 0.00028535 |  | 0
| 4.1369e-05 |  | 0.039416 |  | 0.056845 |  | 5.7513e-05 |  | 0.031831 |  | 0.00050821 |  | 0 |  | 0 |  | 0 |  | 0 |  | 1.1922e-06 |  | 0 |  | 0 |  | 1.5248e-05 |  | 0 |  | 0.00063411 |  | 2.9459e-06 |  | 0.00028218 |  | 0
| 4.1369e-05 |  | 0.03786 |  | 0.054408 |  | 5.7513e-05 |  | 0.033891 |  | 0.00059538 |  | 0 |  | 0 |  | 0 |  | 0 |  | 1.3971e-06 |  | 0 |  | 0 |  | 4.7015e-05 |  | 0 |  | 0.0005836 |  | 2.946e-06 |  | 0.00028138 |  | 0
| 6.879e-05 |  | 0.036582 |  | 0.052436 |  | 9.7546e-05 |  | 0.036073 |  | 0.00041426 |  | 0 |  | 0 |  | 0 |  | 0 |  | 1.3973e-06 |  | 0 |  | 0 |  | 4.702e-05 |  | 0 |  | 0.00061166 |  | 5.3564e-07 |  | 0.00028699 |  | 0
| 6.8784e-05 |  | 0.035097 |  | 0.050921 |  | 9.7537e-05 |  | 0.038662 |  | 0.00050583 |  | 0 |  | 0 |  | 0 |  | 0 |  | 1.5613e-06 |  | 0 |  | 0 |  | 3.819e-05 |  | 0 |  | 0.00084259 |  | 5.3571e-07 |  | 0.00028701 |  | 0
| 2.3132e-05 |  | 0.033822 |  | 0.049187 |  | 9.7546e-05 |  | 0.041214 |  | 0.00063165 |  | 0 |  | 0 |  | 0 |  | 0 |  | 1.5613e-06 |  | 0 |  | 0 |  | 3.8191e-05 |  | 0 |  | 0.00089796 |  | 5.3568e-07 |  | 0.00028462 |  | 0
| 2.3132e-05 |  | 0.032407 |  | 0.047465 |  | 9.7546e-05 |  | 0.043957 |  | 0.00072196 |  | 0 |  | 0 |  | 0 |  | 0 |  | 1.6229e-06 |  | 0 |  | 0 |  | 3.1303e-05 |  | 0 |  | 0.00085632 |  | 5.3574e-07 |  | 0.00028063 |  | 0
| 8.2886e-05 |  | 0.031267 |  | 0.046022 |  | 7.2173e-05 |  | 0.047072 |  | 0.00088176 |  | 0 |  | 0 |  | 0 |  | 0 |  | 1.6231e-06 |  | 0 |  | 0 |  | 3.1309e-05 |  | 0 |  | 0.00082746 |  | 2.9466e-06 |  | 0.00028304 |  | 0
| 8.2886e-05 |  | 0.03053 |  | 0.044557 |  | 7.2173e-05 |  | 0.050034 |  | 0.00063296 |  | 0 |  | 0 |  | 0 |  | 0 |  | 8.4291e-07 |  | 0 |  | 0 |  | 1.8805e-05 |  | 0 |  | 0.00078902 |  | 4.5538e-06 |  | 0.00028145 |  | 0
| 2.6172e-05 |  | 0.029671 |  | 0.043329 |  | 6.8226e-05 |  | 0.05361 |  | 0.0006564 |  | 0 |  | 0 |  | 0 |  | 0 |  | 8.4303e-07 |  | 0 |  | 0 |  | 1.8808e-05 |  | 0 |  | 0.00075699 |  | 2.9468e-06 |  | 0.00027746 |  | 0
| 2.6172e-05 |  | 0.028922 |  | 0.04212 |  | 6.8226e-05 |  | 0.057786 |  | 0.00077316 |  | 0 |  | 0.00051499 |  | 0 |  | 0.00061089 |  | 0.00062527 |  | 0.00046639 |  | 0 |  | 2.4855e-05 |  | 0 |  | 0.00081794 |  | 8.0371e-07 |  | 0.00027425 |  | 0
| 2.313e-05 |  | 0.027745 |  | 0.040586 |  | 6.4273e-05 |  | 0.06085 |  | 0.00080741 |  | 0 |  | 0.00051503 |  | 0 |  | 0.00061094 |  | 0.00062527 |  | 0.00046642 |  | 0 |  | 2.4854e-05 |  | 0 |  | 0.0007402 |  | 8.0376e-07 |  | 0.00027427 |  | 0
| 2.3132e-05 |  | 0.02619 |  | 0.038976 |  | 6.4279e-05 |  | 0.063288 |  | 0.00081552 |  | 0 |  | 0.0004974 |  | 0 |  | 0.00080298 |  | 0.00044728 |  | 0.00016969 |  | 0 |  | 2.331e-05 |  | 0 |  | 0.0006424 |  | 8.0376e-07 |  | 0.00027589 |  | 0
| 2.8198e-05 |  | 0.025048 |  | 0.037191 |  | 5.6949e-05 |  | 0.066342 |  | 0.00075263 |  | 0 |  | 0.00049744 |  | 0 |  | 0.00080303 |  | 0.00044728 |  | 0.00016971 |  | 0 |  | 2.331e-05 |  | 0 |  | 0.00068491 |  | 8.0376e-07 |  | 0.00026787 |  | 0
| 2.8198e-05 |  | 0.024448 |  | 0.036256 |  | 5.9889e-05 |  | 0.070393 |  | 0.00077256 |  | 0 |  | 0.00037141 |  | 0 |  | 0.00082476 |  | 0.00050872 |  | 0.00017464 |  | 0 |  | 6.007e-06 |  | 0 |  | 0.0007844 |  | 8.0381e-07 |  | 0.00026869 |  | 0
| 4.2382e-05 |  | 0.024065 |  | 0.03603 |  | 6.3836e-05 |  | 0.075682 |  | 0.00080009 |  | 0 |  | 0.00037144 |  | 0 |  | 0.00082482 |  | 0.00061234 |  | 0.00017465 |  | 0 |  | 6.0081e-06 |  | 0 |  | 0.00078044 |  | 8.0386e-07 |  | 0.00027271 |  | 0
| 4.2382e-05 |  | 0.023636 |  | 0.035621 |  | 6.0896e-05 |  | 0.081388 |  | 0.00085254 |  | 0 |  | 0.00041916 |  | 0 |  | 0.00058542 |  | 0.00044697 |  | 0.00021361 |  | 0 |  | 1.9816e-05 |  | 0 |  | 0.00070268 |  | 1.3399e-06 |  | 0.00027915 |  | 0
| 3.3264e-05 |  | 0.023141 |  | 0.035083 |  | 7.7247e-05 |  | 0.086866 |  | 0.00088857 |  | 0 |  | 0.00041919 |  | 0 |  | 0.00058546 |  | 0.00039654 |  | 0.00021363 |  | 0 |  | 1.9822e-05 |  | 0 |  | 0.00065696 |  | 1.3399e-06 |  | 0.00027995 |  | 0
| 3.3261e-05 |  | 0.022699 |  | 0.034377 |  | 7.7241e-05 |  | 0.092555 |  | 0.0010329 |  | 0 |  | 0.00050419 |  | 0 |  | 0.00055734 |  | 0.00028705 |  | 0.00046346 |  | 0 |  | 6.1339e-06 |  | 0 |  | 0.00062973 |  | 1.3399e-06 |  | 0.00027836 |  | 0
| 0.0001263 |  | 0.022276 |  | 0.033746 |  | 3.422e-05 |  | 0.098674 |  | 0.0010725 |  | 0 |  | 0.00050422 |  | 0 |  | 0.00055737 |  | 0.00023403 |  | 0.00046349 |  | 0 |  | 6.1342e-06 |  | 0 |  | 0.00071717 |  | 2.9481e-06 |  | 0.00027596 |  | 0
| 0.0001263 |  | 0.021853 |  | 0.033339 |  | 3.422e-05 |  | 0.10474 |  | 0.00095543 |  | 0 |  | 0.00042223 |  | 0 |  | 0.00046594 |  | 0.00052502 |  | 0.00035788 |  | 0 |  | 2.4552e-05 |  | 0 |  | 0.00072443 |  | 2.4119e-06 |  | 0.00027437 |  | 0
| 7.3864e-05 |  | 0.021263 |  | 0.032754 |  | 0.00011615 |  | 0.111 |  | 0.0010102 |  | 0 |  | 0.00042226 |  | 0 |  | 0.00046598 |  | 0.00052517 |  | 0.0003579 |  | 0 |  | 2.4559e-05 |  | 0 |  | 0.0007686 |  | 0 |  | 0.00027519 |  | 0
| 7.3864e-05 |  | 0.020866 |  | 0.032113 |  | 0.00011615 |  | 0.11789 |  | 0.0010905 |  | 0 |  | 0.00037963 |  | 0 |  | 0.00068805 |  | 0.00018934 |  | 0.00010107 |  | 0 |  | 2.4067e-05 |  | 0 |  | 0.00088339 |  | 5.3604e-07 |  | 0.00027842 |  | 0
| 3.9342e-05 |  | 0.020727 |  | 0.031643 |  | 8.7961e-05 |  | 0.12542 |  | 0.0012326 |  | 0 |  | 0.00037966 |  | 0 |  | 0.00068809 |  | 0.00018937 |  | 0.00010108 |  | 0 |  | 2.407e-05 |  | 0 |  | 0.00088499 |  | 1.3402e-06 |  | 0.00027842 |  | 0
| 3.9342e-05 |  | 0.020411 |  | 0.031216 |  | 8.7961e-05 |  | 0.13307 |  | 0.0013265 |  | 0.0012928 |  | 0.00041837 |  | 0 |  | 0.00099236 |  | 0.0003019 |  | 0.00040384 |  | 0 |  | 4.2701e-05 |  | 0.00064977 |  | 0.00075907 |  | 8.0411e-07 |  | 0.00027522 |  | 0
| 4.3394e-05 |  | 0.020016 |  | 0.030729 |  | 6.3715e-05 |  | 0.13758 |  | 0.0013144 |  | 0.0017382 |  | 0.0004184 |  | 0 |  | 0.00099242 |  | 0.0003019 |  | 0.00040387 |  | 0 |  | 4.2701e-05 |  | -0.00026922 |  | 0.00067245 |  | 8.0416e-07 |  | 0.00027283 |  | 0
| 4.3394e-05 |  | 0.019439 |  | 0.030376 |  | 6.3715e-05 |  | 0.13905 |  | 0.0012813 |  | 0.0017954 |  | 0.00026143 |  | 0 |  | 0.00051685 |  | 0.00031723 |  | 0.00035899 |  | 0 |  | 3.3985e-05 |  | -0.00051145 |  | 0.00066122 |  | 8.0416e-07 |  | 0.00027685 |  | 0
| 8.9489e-06 |  | 0.01905 |  | 0.030215 |  | 9.5855e-05 |  | 0.14367 |  | 0.001318 |  | 0.001864 |  | 0.00026145 |  | 0 |  | 0.00051688 |  | 0.00031723 |  | 0.00035902 |  | 0 |  | 3.3985e-05 |  | -0.00010165 |  | 0.00067169 |  | 8.0421e-07 |  | 0.00028248 |  | 0
| 8.9489e-06 |  | 0.018975 |  | 0.030162 |  | 9.5855e-05 |  | 0.15159 |  | 0.0013258 |  | 0.0020768 |  | 0.00050342 |  | 0 |  | 0.00049652 |  | 0.00027868 |  | 0.00023099 |  | 0 |  | 2.4304e-05 |  | -7.5698e-05 |  | 0.00071984 |  | 8.0426e-07 |  | 0.00028489 |  | 0
| 2.4146e-05 |  | 0.018994 |  | 0.030152 |  | 1.7599e-05 |  | 0.15827 |  | 0.0014408 |  | 0.002295 |  | 0.00050345 |  | 0 |  | 0.00049655 |  | 0.00027872 |  | 0.00023101 |  | 0 |  | 2.4308e-05 |  | -0.00016115 |  | 0.00062763 |  | 2.4128e-06 |  | 0.00028492 |  | 0
| 2.4146e-05 |  | 0.019051 |  | 0.030176 |  | 1.7599e-05 |  | 0.1624 |  | 0.0016298 |  | 0.0023933 |  | 0.00018564 |  | 0 |  | 0.00051685 |  | 0.00047446 |  | 0.00040714 |  | 0 |  | 2.0641e-05 |  | 0.00010383 |  | 0.0006469 |  | 2.9492e-06 |  | 0.0002793 |  | 0
| 8.4404e-07 |  | 0.018775 |  | 0.029835 |  | 6.146e-05 |  | 0.16351 |  | 0.0017851 |  | 0.0025838 |  | 0.00018566 |  | 0 |  | 0.00051689 |  | 0.00047445 |  | 0.00040717 |  | 0 |  | 2.0641e-05 |  | 0.00027041 |  | 0.00066857 |  | 2.9493e-06 |  | 0.00027369 |  | 0
| 8.4404e-07 |  | 0.018355 |  | 0.029243 |  | 6.146e-05 |  | 0.16707 |  | 0.0019427 |  | 0.0026026 |  | 0.00027509 |  | 0 |  | 0.00048953 |  | 0.0002056 |  | 0.00020971 |  | 0 |  | 1.5173e-05 |  | -0.00016334 |  | 0.00057875 |  | 2.9493e-06 |  | 0.0002689 |  | 0
| 3.6303e-05 |  | 0.017947 |  | 0.028833 |  | 8.4014e-05 |  | 0.17091 |  | 0.0019385 |  | 0.0028022 |  | 0.00027511 |  | 0 |  | 0.00048957 |  | 0.00020563 |  | 0.00020972 |  | 0 |  | 1.5175e-05 |  | -4.4356e-05 |  | 0.00067989 |  | 2.9495e-06 |  | 0.0002681 |  | 0
| 3.6303e-05 |  | 0.017532 |  | 0.028185 |  | 8.4014e-05 |  | 0.1733 |  | 0.0019114 |  | 0.0028915 |  | 0.00026111 |  | 0 |  | 0.00031285 |  | 0.00018512 |  | 1.8123e-05 |  | 0 |  | 1.295e-05 |  | 0.00011901 |  | 0.00069514 |  | 2.4133e-06 |  | 0.00027292 |  | 0
| 4.3394e-05 |  | 0.017081 |  | 0.027625 |  | 4.302e-05 |  | 0.17719 |  | 0.0020999 |  | 0.0030226 |  | 0.00026113 |  | 0 |  | 0.00031625 |  | 0.00018515 |  | 1.8124e-05 |  | 0 |  | 1.2953e-05 |  | -0.00016662 |  | 0.00070165 |  | 8.0446e-07 |  | 0.00028098 |  | 0
| 4.3394e-05 |  | 0.016593 |  | 0.027194 |  | 4.302e-05 |  | 0.18285 |  | 0.0022037 |  | 0.0031909 |  | 0.00035693 |  | 0 |  | 9.4643e-05 |  | 0.00031933 |  | 1.4106e-05 |  | 0 |  | 3.0426e-05 |  | -0.00028458 |  | 0.0006888 |  | 8.0446e-07 |  | 0.00028901 |  | 0
| 3.6303e-05 |  | 0.016098 |  | 0.026638 |  | 0.00016803 |  | 0.18845 |  | 0.0022665 |  | 0.0033901 |  | 0.00035695 |  | 0 |  | 9.1268e-05 |  | 0.00031937 |  | 1.4107e-05 |  | 0 |  | 3.0431e-05 |  | -0.00016557 |  | 0.0006479 |  | 2.4137e-06 |  | 0.00028983 |  | 0
| 3.6303e-05 |  | 0.015755 |  | 0.026218 |  | 0.00016803 |  | 0.19433 |  | 0.0024009 |  | 0.0036879 |  | 0.00028269 |  | 0 |  | 0.00029065 |  | 0.00035726 |  | 0.00025486 |  | 0 |  | 4.1003e-05 |  | -0.00025756 |  | 0.00066235 |  | 2.4136e-06 |  | 0.00028341 |  | 0
| 5.0486e-05 |  | 0.015519 |  | 0.025935 |  | 9.4727e-05 |  | 0.19951 |  | 0.0024827 |  | 0.0039189 |  | 0.00028271 |  | 0 |  | 0.00029067 |  | 0.00035731 |  | 0.00025488 |  | 0 |  | 4.1011e-05 |  | -0.00024027 |  | 0.00071458 |  | 8.0461e-07 |  | 0.00027299 |  | 0
| 5.0486e-05 |  | 0.015342 |  | 0.02548 |  | 9.4727e-05 |  | 0.20285 |  | 0.00263 |  | 0.0041827 |  | 0.0004549 |  | 0 |  | 0.00046288 |  | 0.00029605 |  | 7.5941e-05 |  | 0 |  | 2.5889e-05 |  | -0.00031821 |  | 0.00072587 |  | 1.341e-06 |  | 0.00026016 |  | 0
| 0 |  | 0.014898 |  | 0.025001 |  | 9.6982e-05 |  | 0.20702 |  | 0.0028198 |  | 0.0045901 |  | 0.00045493 |  | 0 |  | 0.00055008 |  | 0.00040486 |  | 7.5946e-05 |  | 0 |  | 2.5893e-05 |  | -8.6596e-05 |  | 0.00067769 |  | 1.341e-06 |  | 0.00025855 |  | 0
| 0 |  | 0.01427 |  | 0.024527 |  | 9.6982e-05 |  | 0.20983 |  | 0.0029871 |  | 0.0048099 |  | 0.00020691 |  | 0 |  | 0.00032382 |  | 0.00045126 |  | 0.00016776 |  | 0 |  | 3.7698e-05 |  | -8.4435e-05 |  | 0.00070584 |  | 1.3411e-06 |  | 0.00026499 |  | 0
| 4.8969e-06 |  | 0.013797 |  | 0.023563 |  | 0.00014943 |  | 0.21096 |  | 0.0030896 |  | 0.0049094 |  | 0.00020693 |  | 0 |  | 0.00023666 |  | 0.00034254 |  | 0.00016777 |  | 0 |  | 3.7701e-05 |  | -0.00014399 |  | 0.00076531 |  | 5.3648e-07 |  | 0.00027063 |  | 0
| 4.8965e-06 |  | 0.013369 |  | 0.022985 |  | 0.00014942 |  | 0.21158 |  | 0.0032362 |  | 0.0052754 |  | 0.00011817 |  | 0 |  | 0.0003929 |  | 0.0002116 |  | 5.2179e-05 |  | 0 |  | 4.7987e-05 |  | -5.6298e-05 |  | 0.00079668 |  | 0 |  | 0.00026663 |  | 0
| 0 |  | 0.013191 |  | 0.022726 |  | 4.4975e-05 |  | 0.21273 |  | 0.0035002 |  | 0.0056688 |  | 0.00011817 |  | 0 |  | 0.00039292 |  | 0.0002116 |  | 5.2183e-05 |  | 0 |  | 4.7985e-05 |  | -0.00017757 |  | 0.00071717 |  | 8.0476e-07 |  | 0.00026583 |  | 0
| 0 |  | 0.012868 |  | 0.022049 |  | 4.4975e-05 |  | 0.21478 |  | 0.0037282 |  | 0.0060244 |  | 0.00047576 |  | 0 |  | 0.00046895 |  | 0.00035233 |  | 0.00010864 |  | 0 |  | 3.8757e-05 |  | -0.00011369 |  | 0.00070436 |  | 8.0481e-07 |  | 0.00027709 |  | 0
| 4.2382e-05 |  | 0.012524 |  | 0.021656 |  | 9.1908e-05 |  | 0.21384 |  | 0.0038588 |  | 0.0063763 |  | 0.00047579 |  | 0 |  | 0.00046898 |  | 0.00035238 |  | 0.00010865 |  | 0 |  | 3.876e-05 |  | 2.599e-05 |  | 0.00077343 |  | 2.4145e-06 |  | 0.0002803 |  | 0
| 4.2385e-05 |  | 0.012264 |  | 0.021373 |  | 9.1916e-05 |  | 0.20996 |  | 0.0040047 |  | 0.0065462 |  | 0.0002386 |  | 0 |  | 0.00025266 |  | 0.00025366 |  | 0.00020567 |  | 0 |  | 2.5549e-05 |  | -0.00014079 |  | 0.0007285 |  | 4.5609e-06 |  | 0.0002763 |  | 0
| 2.6172e-05 |  | 0.012037 |  | 0.020888 |  | 9.7546e-05 |  | 0.20733 |  | 0.0043203 |  | 0.0069201 |  | 0.00023861 |  | 0 |  | 0.00025268 |  | 0.00025366 |  | 0.00020569 |  | 0 |  | 2.5548e-05 |  | -0.00023286 |  | 0.00068678 |  | 6.1706e-06 |  | 0.0002715 |  | 0
| 2.6172e-05 |  | 0.011809 |  | 0.020474 |  | 9.7546e-05 |  | 0.20602 |  | 0.004624 |  | 0.0072242 |  | 0.00012964 |  | 0 |  | 2.472e-05 |  | 0.0001492 |  | 0 |  | 0 |  | 1.3093e-05 |  | -0.00023828 |  | 0.00078804 |  | 4.5612e-06 |  | 0.00027152 |  | 0
| 2.5161e-05 |  | 0.01149 |  | 0.020083 |  | 9.8683e-05 |  | 0.2011 |  | 0.0048329 |  | 0.0073861 |  | 0.00012964 |  | 0 |  | 2.4722e-05 |  | 0.0001492 |  | 0 |  | 0 |  | 1.3092e-05 |  | 3.4377e-05 |  | 0.00086435 |  | 1.3416e-06 |  | 0.00026911 |  | 0
| 2.5159e-05 |  | 0.01109 |  | 0.019521 |  | 9.8674e-05 |  | 0.19499 |  | 0.0050919 |  | 0.007743 |  | 0.00026823 |  | 0 |  | 0.00048597 |  | 0.00024442 |  | 7.6939e-05 |  | 0 |  | 1.5072e-05 |  | 0.00019688 |  | 0.00092546 |  | 8.0496e-07 |  | 0.0002635 |  | 0
| 2.9211e-05 |  | 0.010574 |  | 0.019055 |  | 1.5644e-05 |  | 0.19205 |  | 0.0054568 |  | 0.0082551 |  | 0.00026825 |  | 0 |  | 0.00048601 |  | 0.00024442 |  | 7.6944e-05 |  | 0 |  | 1.5072e-05 |  | 7.1501e-05 |  | 0.00076158 |  | 8.0496e-07 |  | 0.00026511 |  | 0
| 2.9214e-05 |  | 0.010286 |  | 0.018802 |  | 1.5645e-05 |  | 0.19126 |  | 0.0058053 |  | 0.0088712 |  | 0.00030804 |  | 0 |  | 0.00041484 |  | 0.00034687 |  | 0.0002067 |  | 0 |  | 2.9953e-05 |  | -3.9002e-05 |  | 0.00060496 |  | 1.3418e-06 |  | 0.00026994 |  | 0
| 6.146e-05 |  | 0.010067 |  | 0.018481 |  | 1.1733e-05 |  | 0.18776 |  | 0.0060787 |  | 0.0093382 |  | 0.00030806 |  | 0 |  | 0.00041487 |  | 0.00047484 |  | 0.00020672 |  | 0 |  | 2.9954e-05 |  | 1.1919e-05 |  | 0.00064999 |  | 5.3671e-07 |  | 0.00027799 |  | 0
| 6.146e-05 |  | 0.0097244 |  | 0.018058 |  | 1.1733e-05 |  | 0.18309 |  | 0.0063544 |  | 0.0096971 |  | 0.00024222 |  | 0 |  | 0.0003257 |  | 0.00043878 |  | 0.00022157 |  | 0 |  | 1.111e-05 |  | 5.2013e-05 |  | 0.000781 |  | 0 |  | 0.0002756 |  | 0
| 3.124e-05 |  | 0.0095927 |  | 0.017489 |  | 6.654e-05 |  | 0.17927 |  | 0.0068204 |  | 0.01021 |  | 0.00024223 |  | 0 |  | 0.00032572 |  | 0.00031079 |  | 0.00022159 |  | 0 |  | 1.1109e-05 |  | -0.00014413 |  | 0.000781 |  | 8.0511e-07 |  | 0.00027399 |  | 0
| 3.1237e-05 |  | 0.0093135 |  | 0.016959 |  | 6.6534e-05 |  | 0.1741 |  | 0.0072184 |  | 0.010793 |  | 0.00032124 |  | 0 |  | 0.00024299 |  | 0.00015832 |  | 0.00018014 |  | 0 |  | 2.4072e-05 |  | -4.2266e-05 |  | 0.00065007 |  | 8.0516e-07 |  | 0.00027642 |  | 0
| 0 |  | 0.0088634 |  | 0.016511 |  | 8.2329e-05 |  | 0.16959 |  | 0.0074691 |  | 0.011403 |  | 0.00032126 |  | 0 |  | 0.00024301 |  | 0.00015832 |  | 0.00018015 |  | 0 |  | 2.4072e-05 |  | 9.3207e-05 |  | 0.00063565 |  | 8.0521e-07 |  | 0.00027724 |  | 0
| 0 |  | 0.0085071 |  | 0.016111 |  | 8.2322e-05 |  | 0.16525 |  | 0.0078871 |  | 0.011932 |  | 0.0002366 |  | 0 |  | 0.00019022 |  | 0.00020214 |  | 0.00019406 |  | 0 |  | 4.3925e-05 |  | -7.1537e-05 |  | 0.00049823 |  | 8.0516e-07 |  | 0.00027805 |  | 0
| 7.0487e-05 |  | 0.0081316 |  | 0.015762 |  | 7.8946e-05 |  | 0.16144 |  | 0.0084035 |  | 0.012611 |  | 0.00023661 |  | 0 |  | 0.00019023 |  | 0.00020217 |  | 0.00019408 |  | 0 |  | 4.3932e-05 |  | -0.00027858 |  | 0.00043477 |  | 0 |  | 0.00027806 |  | 0
| 7.0481e-05 |  | 0.0080283 |  | 0.015638 |  | 7.8939e-05 |  | 0.15929 |  | 0.0089991 |  | 0.013625 |  | 0.00041878 |  | 0 |  | 0.00047887 |  | 0.00038881 |  | 0.00032081 |  | 0 |  | 7.1297e-05 |  | -0.0001973 |  | 0.00053362 |  | 5.3684e-07 |  | 0.00028288 |  | 0
| 4.5425e-05 |  | 0.007847 |  | 0.015288 |  | 9.1916e-05 |  | 0.15733 |  | 0.0094415 |  | 0.014655 |  | 0.0004188 |  | 0 |  | 0.0004789 |  | 0.00038881 |  | 0.00032083 |  | 0 |  | 7.1294e-05 |  | 3.9028e-05 |  | 0.00061885 |  | 5.3688e-07 |  | 0.0002829 |  | 0
| 4.5425e-05 |  | 0.0075646 |  | 0.014788 |  | 9.1916e-05 |  | 0.15475 |  | 0.0099184 |  | 0.015688 |  | 0.00035381 |  | 0 |  | 0.00031831 |  | 0.00026788 |  | 0.00015527 |  | 0 |  | 1.6321e-05 |  | 6.6136e-05 |  | 0.00080455 |  | 5.3688e-07 |  | 0.00027247 |  | 0
| 7.0481e-05 |  | 0.0073613 |  | 0.01454 |  | 6.146e-05 |  | 0.15167 |  | 0.010569 |  | 0.016761 |  | 0.00035383 |  | 0 |  | 0.00031833 |  | 0.00026792 |  | 0.00015528 |  | 0 |  | 1.6323e-05 |  | -3.6865e-05 |  | 0.00080862 |  | 2.953e-06 |  | 0.00026525 |  | 0
| 7.0488e-05 |  | 0.0072304 |  | 0.014227 |  | 6.1465e-05 |  | 0.14683 |  | 0.011211 |  | 0.017626 |  | 0.00030823 |  | 0 |  | 0.00030332 |  | 0.0002024 |  | 0.00017837 |  | 0 |  | 1.9419e-05 |  | -0.00038815 |  | 0.00069529 |  | 2.4163e-06 |  | 0.00026606 |  | 0
| 0 |  | 0.0071587 |  | 0.013893 |  | 3.2268e-05 |  | 0.14222 |  | 0.011885 |  | 0.018524 |  | 0.00030825 |  | 0 |  | 0.00030334 |  | 0.00020237 |  | 0.00017838 |  | 0 |  | 1.9417e-05 |  | -0.00039467 |  | 0.00076607 |  | 2.4163e-06 |  | 0.00027009 |  | 0
| 0 |  | 0.0069225 |  | 0.013536 |  | 3.2265e-05 |  | 0.13785 |  | 0.012476 |  | 0.019417 |  | 0.00029655 |  | 0 |  | 0.00031904 |  | 0.00013459 |  | 3.6143e-05 |  | 0 |  | 8.4224e-06 |  | -0.00021834 |  | 0.00081998 |  | 2.9534e-06 |  | 0.0002685 |  | 0
| 8.4411e-07 |  | 0.0065886 |  | 0.013258 |  | 7.4435e-05 |  | 0.13154 |  | 0.013171 |  | 0.02022 |  | 0.00029657 |  | 0 |  | 0.00031906 |  | 0.00013459 |  | 3.6145e-05 |  | 0 |  | 8.4224e-06 |  | -0.0001934 |  | 0.00093172 |  | 1.3424e-06 |  | 0.00026689 |  | 0
| 8.4411e-07 |  | 0.0063236 |  | 0.012957 |  | 7.4435e-05 |  | 0.126 |  | 0.013951 |  | 0.021122 |  | 0.00028776 |  | 0 |  | 0.00027261 |  | 0.00026671 |  | 0.00021437 |  | 0 |  | 4.1671e-05 |  | -0.00021541 |  | 0.00087068 |  | 1.3425e-06 |  | 0.00027013 |  | 0
| 5.7518e-05 |  | 0.0061655 |  | 0.012687 |  | 8.2893e-05 |  | 0.1211 |  | 0.014599 |  | 0.021962 |  | 0.00028778 |  | 0 |  | 0.00027262 |  | 0.00026675 |  | 0.00021438 |  | 0 |  | 4.1676e-05 |  | -0.00029245 |  | 0.00063271 |  | 1.3425e-06 |  | 0.00027254 |  | 0
| 5.7513e-05 |  | 0.0059793 |  | 0.012405 |  | 8.2886e-05 |  | 0.11574 |  | 0.015397 |  | 0.022914 |  | 0.00033065 |  | 0 |  | 0.00033877 |  | 0.00024662 |  | 0.00018352 |  | 0 |  | 3.9607e-05 |  | -6.0749e-05 |  | 0.00062314 |  | 8.0556e-07 |  | 0.00027177 |  | 0
| 5.8646e-05 |  | 0.0057607 |  | 0.012073 |  | 6.4285e-05 |  | 0.11137 |  | 0.01625 |  | 0.024133 |  | 0.00033067 |  | 0 |  | 0.0003388 |  | 0.00024662 |  | 0.00018353 |  | 0 |  | 3.9605e-05 |  | 8.5703e-05 |  | 0.00070435 |  | 0 |  | 0.00026694 |  | 0
| 5.8646e-05 |  | 0.005704 |  | 0.011811 |  | 6.4285e-05 |  | 0.10728 |  | 0.017039 |  | 0.025501 |  | 0.0002109 |  | 0 |  | 0.00031076 |  | 0.00023342 |  | 8.0215e-05 |  | 0 |  | 4.2344e-05 |  | -3.5803e-05 |  | 0.0006561 |  | 0 |  | 0.00026534 |  | 0
| 4.7451e-05 |  | 0.0055413 |  | 0.011561 |  | 5.1824e-05 |  | 0.10298 |  | 0.017977 |  | 0.026703 |  | 0.00021092 |  | 0 |  | 0.00031078 |  | 0.00023339 |  | 8.022e-05 |  | 0 |  | 4.2338e-05 |  | -0.00015299 |  | 0.0007052 |  | 2.417e-06 |  | 0.00026696 |  | 0
| 4.7451e-05 |  | 0.0052662 |  | 0.011184 |  | 5.1824e-05 |  | 0.098309 |  | 0.018954 |  | 0.027705 |  | 0.00014775 |  | 0 |  | 0.00028238 |  | 0.000119 |  | 0.00014799 |  | 0 |  | 2.997e-05 |  | -0.00016494 |  | 0.00073901 |  | 2.4172e-06 |  | 0.000271 |  | 0
| 7.8946e-05 |  | 0.0051526 |  | 0.010834 |  | 9.0788e-05 |  | 0.094304 |  | 0.019968 |  | 0.02886 |  | 0.00014776 |  | 0 |  | 0.0002824 |  | 0.00011902 |  | 0.000148 |  | 0 |  | 2.9974e-05 |  | 7.5961e-06 |  | 0.00071815 |  | 0 |  | 0.00027664 |  | 0
| 0.00013872 |  | 0.0049762 |  | 0.010567 |  | 9.0788e-05 |  | 0.08977 |  | 0.021124 |  | 0.029968 |  | 0.00035827 |  | 0 |  | 0.00028067 |  | 0.00019433 |  | 0.00017341 |  | 0 |  | 2.0702e-05 |  | 0.00019209 |  | 0.00072298 |  | 0 |  | 0.00027906 |  | 0
| 5.9773e-05 |  | 0.0046937 |  | 0.010271 |  | 7.7254e-05 |  | 0.085414 |  | 0.022187 |  | 0.031116 |  | 0.00035829 |  | 0 |  | 0.00028068 |  | 0.00019433 |  | 0.00017342 |  | 0 |  | 2.0701e-05 |  | 2.3878e-05 |  | 0.00064662 |  | 8.0576e-07 |  | 0.0002847 |  | 0
| 0 |  | 0.0045132 |  | 0.010084 |  | 7.7254e-05 |  | 0.08189 |  | 0.023176 |  | 0.032292 |  | 0.00023633 |  | 0 |  | 0.00026297 |  | 0.00017224 |  | 0.00017754 |  | 0 |  | 5.3762e-05 |  | -0.00025922 |  | 0.00052199 |  | 8.0581e-07 |  | 0.00028874 |  | 0
| 4.7451e-05 |  | 0.0045492 |  | 0.0099104 |  | 4.4979e-05 |  | 0.078417 |  | 0.024349 |  | 0.033671 |  | 0.00023635 |  | 0 |  | 0.00026299 |  | 0.00017227 |  | 0.00017756 |  | 0 |  | 5.3772e-05 |  | -0.00020387 |  | 0.00052038 |  | 2.4175e-06 |  | 0.00028553 |  | 0
| 6.8769e-05 |  | 0.0045293 |  | 0.0097247 |  | 4.4983e-05 |  | 0.075009 |  | 0.0258 |  | 0.035305 |  | 0.00037972 |  | 0 |  | 0.00052404 |  | 0.00027822 |  | 0 |  | 0 |  | 4.5682e-05 |  | -0.00017729 |  | 0.0007215 |  | 2.4176e-06 |  | 0.0002775 |  | 0
| 6.8763e-05 |  | 0.0042635 |  | 0.0094621 |  | 5.1824e-05 |  | 0.072156 |  | 0.027196 |  | 0.037028 |  | 0.00037975 |  | 0 |  | 0.00052408 |  | 0.0002783 |  | 0 |  | 0 |  | 4.5694e-05 |  | -0.00014148 |  | 0.00079228 |  | 8.0591e-07 |  | 0.00027107 |  | 0
| 4.7451e-05 |  | 0.0040098 |  | 0.0092304 |  | 5.1824e-05 |  | 0.069937 |  | 0.028501 |  | 0.038832 |  | 0.00032167 |  | 0 |  | 0.00025132 |  | 0.0002653 |  | 0.00010936 |  | 0 |  | 3.9665e-05 |  | 0.00013571 |  | 0.00077951 |  | 1.3432e-06 |  | 0.0002703 |  | 0
| 6.9236e-06 |  | 0.0039077 |  | 0.0090237 |  | 1.2711e-05 |  | 0.067408 |  | 0.029993 |  | 0.04087 |  | 0.00032169 |  | 0 |  | 0.00025134 |  | 0.00026538 |  | 0.00010937 |  | 0 |  | 3.9674e-05 |  | 4.1259e-05 |  | 0.00080606 |  | 2.9552e-06 |  | 0.0002703 |  | 0
| 6.9236e-06 |  | 0.0037923 |  | 0.0087742 |  | 1.2711e-05 |  | 0.065101 |  | 0.031513 |  | 0.043265 |  | 0.00019977 |  | 0 |  | 0.000277 |  | 0.00013268 |  | 0.00023075 |  | 0 |  | 3.4248e-05 |  | -0.00032187 |  | 0.00080204 |  | 4.5674e-06 |  | 0.0002719 |  | 0
| 4.5429e-05 |  | 0.0036645 |  | 0.0086714 |  | 9.1924e-05 |  | 0.06314 |  | 0.032877 |  | 0.045463 |  | 0.00019978 |  | 0 |  | 0.00037931 |  | 0.00018952 |  | 0.00023077 |  | 0 |  | 3.4256e-05 |  | -0.0002578 |  | 0.00074577 |  | 4.5674e-06 |  | 0.00027112 |  | 0
| 4.5425e-05 |  | 0.0035526 |  | 0.0084581 |  | 9.1916e-05 |  | 0.060746 |  | 0.034257 |  | 0.047529 |  | 0.00029659 |  | 0 |  | 0.00036261 |  | 0.00029394 |  | 3.932e-05 |  | 0 |  | 4.297e-05 |  | -0.00012489 |  | 0.00067582 |  | 2.4181e-06 |  | 0.00026711 |  | 0
| 4.1376e-05 |  | 0.0034098 |  | 0.0081245 |  | 5.4762e-05 |  | 0.059159 |  | 0.035926 |  | 0.049927 |  | 0.00029661 |  | 0 |  | 0.00026034 |  | 0.00023718 |  | 3.9322e-05 |  | 0 |  | 4.2974e-05 |  | -0.00024763 |  | 0.00069437 |  | 0 |  | 0.0002615 |  | 0
| 4.1372e-05 |  | 0.0033334 |  | 0.0078747 |  | 5.4757e-05 |  | 0.057463 |  | 0.037815 |  | 0.052459 |  | 0.00022291 |  | 0 |  | 0.00028339 |  | 0.00023665 |  | 0.00032127 |  | 0 |  | 3.7969e-05 |  | -0.00032861 |  | 0.00067104 |  | 0 |  | 0.00026471 |  | 0
| 5.2517e-05 |  | 0.0031905 |  | 0.0076556 |  | 1.2711e-05 |  | 0.055169 |  | 0.039664 |  | 0.055098 |  | 0.00022292 |  | 0 |  | 0.00028341 |  | 0.00023665 |  | 0.00032129 |  | 0 |  | 3.7967e-05 |  | -9.9438e-05 |  | 0.00073625 |  | 8.0616e-07 |  | 0.00027197 |  | 0
| 5.2522e-05 |  | 0.003146 |  | 0.007592 |  | 1.2713e-05 |  | 0.052918 |  | 0.041606 |  | 0.057875 |  | 0.0003428 |  | 0 |  | 0.00032853 |  | 0.00020904 |  | 0.0001702 |  | 0 |  | 4.6791e-05 |  | 7.4955e-05 |  | 0.00073706 |  | 8.0616e-07 |  | 0.00027439 |  | 0
| 4.1376e-05 |  | 0.0030726 |  | 0.0074307 |  | 1.4669e-05 |  | 0.051055 |  | 0.043693 |  | 0.060896 |  | 0.00034282 |  | 0 |  | 0.00032855 |  | 0.00020904 |  | 0.00017021 |  | 0 |  | 4.6789e-05 |  | -9.4517e-05 |  | 0.00063334 |  | 0 |  | 0.00027281 |  | 0
| 4.1372e-05 |  | 0.0028799 |  | 0.0071748 |  | 1.4667e-05 |  | 0.049778 |  | 0.045807 |  | 0.063867 |  | 0.00027955 |  | 0 |  | 0.00031879 |  | 0.00021031 |  | 0 |  | 0 |  | 3.557e-05 |  | -1.4124e-05 |  | 0.0005826 |  | 0 |  | 0.0002736 |  | 0
| 2.7189e-05 |  | 0.0028045 |  | 0.0071128 |  | 6.5418e-05 |  | 0.048155 |  | 0.048064 |  | 0.066846 |  | 0.00027957 |  | 0 |  | 0.00031882 |  | 0.00021034 |  | 0 |  | 0 |  | 3.5574e-05 |  | -0.00023034 |  | 0.00074605 |  | 2.4187e-06 |  | 0.00027524 |  | 0
| 2.7187e-05 |  | 0.0027384 |  | 0.0070566 |  | 6.5412e-05 |  | 0.046509 |  | 0.050594 |  | 0.070084 |  | 0.00031894 |  | 0 |  | 0.00023639 |  | 0.00011858 |  | 9.725e-05 |  | 0 |  | 2.4158e-05 |  | -0.00041401 |  | 0.00082814 |  | 4.5691e-06 |  | 0.00027041 |  | 0
| 7.6697e-05 |  | 0.0027208 |  | 0.0069634 |  | 6.7674e-05 |  | 0.045396 |  | 0.053031 |  | 0.073485 |  | 0.00031896 |  | 0 |  | 0.00023641 |  | 0.0001186 |  | 9.7256e-05 |  | 0 |  | 2.4163e-05 |  | -0.00012605 |  | 0.00068654 |  | 2.9565e-06 |  | 0.00027365 |  | 0
| 7.6697e-05 |  | 0.0026081 |  | 0.0068478 |  | 6.7674e-05 |  | 0.043862 |  | 0.055404 |  | 0.076879 |  | 0.00016357 |  | 0 |  | 0.00030967 |  | 0.00016718 |  | 8.4125e-05 |  | 0 |  | 2.7746e-05 |  | 5.108e-05 |  | 0.00067527 |  | 1.3439e-06 |  | 0.00027928 |  | 0
| 7.0494e-05 |  | 0.0025054 |  | 0.0066474 |  | 4.7917e-05 |  | 0.041816 |  | 0.058013 |  | 0.080387 |  | 0.00016358 |  | 0 |  | 0.00030969 |  | 0.00016716 |  | 8.4131e-05 |  | 0 |  | 2.7742e-05 |  | -4.0212e-05 |  | 0.00073572 |  | 1.3439e-06 |  | 0.00028334 |  | 0
| 7.0488e-05 |  | 0.0024974 |  | 0.0065784 |  | 4.7913e-05 |  | 0.040719 |  | 0.060699 |  | 0.084067 |  | 0.00026932 |  | 0 |  | 0.00025847 |  | 0.000351 |  | 0.00016377 |  | 0 |  | 4.1329e-05 |  | -0.00016521 |  | 0.00068175 |  | 1.344e-06 |  | 0.0002785 |  | 0
| 3.1243e-05 |  | 0.0025371 |  | 0.0065426 |  | 9.6999e-05 |  | 0.039811 |  | 0.063451 |  | 0.087567 |  | 0.00026933 |  | 0 |  | 0.00027403 |  | 0.00035095 |  | 0.00016378 |  | 0 |  | 4.1325e-05 |  | -2.9349e-05 |  | 0.00056752 |  | 1.344e-06 |  | 0.0002737 |  | 0
| 3.1243e-05 |  | 0.002382 |  | 0.0063399 |  | 9.6999e-05 |  | 0.038002 |  | 0.066442 |  | 0.091035 |  | 0.00032994 |  | 0 |  | 0.00026454 |  | 0.00029384 |  | 0.00022223 |  | 0 |  | 1.9747e-05 |  | 2.8263e-05 |  | 0.00058846 |  | 1.3441e-06 |  | 0.0002729 |  | 0
| 0.00012351 |  | 0.002183 |  | 0.006204 |  | 2.5425e-05 |  | 0.035698 |  | 0.069271 |  | 0.09447 |  | 0.00032996 |  | 0 |  | 0.00024902 |  | 0.0002938 |  | 0.00022225 |  | 0 |  | 1.9745e-05 |  | -8.5885e-05 |  | 0.00058447 |  | 4.5703e-06 |  | 0.00026728 |  | 0
| 0.00012351 |  | 0.0021408 |  | 0.0061247 |  | 2.5425e-05 |  | 0.034309 |  | 0.072322 |  | 0.098244 |  | 0.00027521 |  | 0 |  | 0.00021106 |  | 0.00024442 |  | 6.8777e-05 |  | 0 |  | 2.8129e-05 |  | -0.00020548 |  | 0.00053777 |  | 4.5703e-06 |  | 0.00026486 |  | 0
| 6.9242e-06 |  | 0.0020575 |  | 0.0058371 |  | 4.6939e-05 |  | 0.033119 |  | 0.075868 |  | 0.10221 |  | 0.00027523 |  | 0 |  | 0.00021107 |  | 0.00024445 |  | 6.8782e-05 |  | 0 |  | 2.8133e-05 |  | -9.3508e-05 |  | 0.00062959 |  | 2.9574e-06 |  | 0.00026407 |  | 0
| 6.9242e-06 |  | 0.0020299 |  | 0.0056938 |  | 4.6939e-05 |  | 0.031713 |  | 0.079104 |  | 0.10586 |  | 0.00033113 |  | 0 |  | 0.00022937 |  | 0.00024944 |  | 0.00010398 |  | 0 |  | 3.3793e-05 |  | -0.00011427 |  | 0.00076731 |  | 2.9574e-06 |  | 0.00026731 |  | 0
| 6.1471e-05 |  | 0.0019076 |  | 0.0057574 |  | 7.6133e-05 |  | 0.030655 |  | 0.082296 |  | 0.10983 |  | 0.00033115 |  | 0 |  | 0.00022938 |  | 0.00024944 |  | 0.00010398 |  | 0 |  | 3.3793e-05 |  | -0.0002513 |  | 0.00078583 |  | 1.3444e-06 |  | 0.00027134 |  | 0
| 6.1476e-05 |  | 0.0017397 |  | 0.005648 |  | 7.614e-05 |  | 0.029815 |  | 0.086001 |  | 0.1143 |  | 0.0002139 |  | 0 |  | 0.00023097 |  | 0.00022678 |  | 0.00013289 |  | 0 |  | 4.3914e-05 |  | -0.0002349 |  | 0.00077062 |  | 1.3444e-06 |  | 0.00027298 |  | 0
| 0 |  | 0.0017896 |  | 0.0055039 |  | 6.5418e-05 |  | 0.028771 |  | 0.089649 |  | 0.11874 |  | 0.00021391 |  | 0 |  | 0.00023098 |  | 0.00022681 |  | 0.0001329 |  | 0 |  | 4.3921e-05 |  | -0.00031975 |  | 0.00070213 |  | 5.3778e-07 |  | 0.00026813 |  | 0
| 0 |  | 0.0019322 |  | 0.0054545 |  | 6.5418e-05 |  | 0.027403 |  | 0.093207 |  | 0.12315 |  | 0.00019384 |  | 0 |  | 0.00017807 |  | 0.0001726 |  | 9.8306e-05 |  | 0 |  | 3.1328e-05 |  | -0.00020339 |  | 0.00063941 |  | 5.3781e-07 |  | 0.00026253 |  | 0
| 9.5872e-05 |  | 0.0018792 |  | 0.0054298 |  | 0.00011617 |  | 0.026815 |  | 0.097143 |  | 0.12764 |  | 0.00019385 |  | 0 |  | 0.00017808 |  | 0.0001726 |  | 9.8313e-05 |  | 0 |  | 3.1328e-05 |  | -0.00023495 |  | 0.00066276 |  | 1.3445e-06 |  | 0.00026172 |  | 0
| 9.588e-05 |  | 0.0017964 |  | 0.0054394 |  | 0.00011618 |  | 0.026317 |  | 0.10139 |  | 0.13222 |  | 0.00022304 |  | 0 |  | 0.00022236 |  | 0.00025179 |  | 0.00020009 |  | 0 |  | 3.4706e-05 |  | 6.6356e-05 |  | 0.0009728 |  | 1.3446e-06 |  | 0.00027219 |  | 0
| 1.4017e-05 |  | 0.00176 |  | 0.005429 |  | 4.1072e-05 |  | 0.025575 |  | 0.10568 |  | 0.13725 |  | 0.00022305 |  | 0 |  | 0.00022238 |  | 0.00025179 |  | 0.0002001 |  | 0 |  | 3.4706e-05 |  | 0.00042563 |  | 0.00099547 |  | 5.3788e-07 |  | 0.00028108 |  | 0
| 1.4018e-05 |  | 0.001724 |  | 0.0052546 |  | 4.1075e-05 |  | 0.024477 |  | 0.10971 |  | 0.1416 |  | 0.00024605 |  | 0 |  | 0.00027428 |  | 0.00028298 |  | 3.9261e-05 |  | 0 |  | 4.6141e-05 |  | 4.922e-05 |  | 0.00075466 |  | 5.3788e-07 |  | 0.00028028 |  | 0
| 6.993e-05 |  | 0.0016938 |  | 0.0048784 |  | 7.4441e-05 |  | 0.023465 |  | 0.11388 |  | 0.14532 |  | 0.00027733 |  | 0 |  | 0.0002743 |  | 0.00028298 |  | 3.9264e-05 |  | 0 |  | 4.6141e-05 |  | 0.00010384 |  | 0.00080782 |  | 5.3788e-07 |  | 0.00027625 |  | 0
| 6.9936e-05 |  | 0.0016033 |  | 0.0046954 |  | 7.4448e-05 |  | 0.022425 |  | 0.118 |  | 0.14868 |  | 0.00031818 |  | 0 |  | 0.00021821 |  | 0.00015372 |  | 0.00011494 |  | 0 |  | 2.0462e-05 |  | 6.2501e-05 |  | 0.00091988 |  | 5.3791e-07 |  | 0.00027145 |  | 0
| 1.807e-05 |  | 0.0015351 |  | 0.0048853 |  | 0.00010941 |  | 0.021709 |  | 0.12214 |  | 0.15284 |  | 0.00035515 |  | 0 |  | 0.00021822 |  | 0.00018627 |  | 0.00011495 |  | 0 |  | 2.0463e-05 |  | -0.00023723 |  | 0.00086188 |  | 2.9587e-06 |  | 0.00027226 |  | 0
| 1.8072e-05 |  | 0.0015376 |  | 0.0048299 |  | 0.00010942 |  | 0.021248 |  | 0.12685 |  | 0.15733 |  | 0.00029513 |  | 0 |  | 0.00022403 |  | 0.00021179 |  | 0.00011458 |  | 0 |  | 4.9017e-05 |  | -4.353e-05 |  | 0.00080711 |  | 2.4209e-06 |  | 0.00027145 |  | 0
| 0 |  | 0.0015671 |  | 0.0046265 |  | 4.6943e-05 |  | 0.020212 |  | 0.13181 |  | 0.16144 |  | 0.00022693 |  | 0 |  | 0.00022404 |  | 0.00020401 |  | 0.00011459 |  | 0 |  | 4.9017e-05 |  | 0.00014584 |  | 0.00069523 |  | 0 |  | 0.00027149 |  | 0
| 0 |  | 0.0014387 |  | 0.0044752 |  | 4.6943e-05 |  | 0.019257 |  | 0.1369 |  | 0.16649 |  | 0.0003834 |  | 0.00011801 |  | 0.00025154 |  | 0.00019637 |  | 0.00012796 |  | 0.00024363 |  | 2.4822e-05 |  | -4.3536e-05 |  | 0.00054378 |  | 0 |  | 0.00027793 |  | 0.00076548
| 6.7674e-05 |  | 0.0014241 |  | 0.0044288 |  | 6.5418e-05 |  | 0.018561 |  | 0.14226 |  | 0.1722 |  | 0.00038342 |  | 0.00038437 |  | 0.00025156 |  | 0.00017162 |  | 0.00012797 |  | 0.0004538 |  | 2.4827e-05 |  | -0.00023512 |  | 0.00065576 |  | 8.0701e-07 |  | 0.00028115 |  | 0.0013551
| 6.768e-05 |  | 0.0015745 |  | 0.0043897 |  | 6.5424e-05 |  | 0.018204 |  | 0.14745 |  | 0.17626 |  | 0.0003028 |  | 0.00072815 |  | 0.00014677 |  | 0.00018222 |  | 6.7612e-05 |  | 0.00037266 |  | 1.3658e-05 |  | -0.00027004 |  | 0.00073636 |  | 1.3451e-06 |  | 0.00028681 |  | 0.0016264
| 0 |  | 0.0014848 |  | 0.0043535 |  | 4.4009e-05 |  | 0.017798 |  | 0.15251 |  | 0.17924 |  | 0.00034216 |  | 0.00088164 |  | 0.00028834 |  | 0.00018222 |  | 6.7617e-05 |  | 0.00015508 |  | 1.3658e-05 |  | -0.00014052 |  | 0.0007066 |  | 1.3451e-06 |  | 0.00029247 |  | 0.0015901
| 0 |  | 0.0013595 |  | 0.0043256 |  | 4.4009e-05 |  | 0.017121 |  | 0.15747 |  | 0.18278 |  | 0.00041629 |  | 0.00079117 |  | 0.00034454 |  | 0.0002663 |  | 0.00010707 |  | 0.00068896 |  | 1.952e-05 |  | -7.6209e-06 |  | 0.00088633 |  | 8.0711e-07 |  | 0.00029732 |  | 0.001558
| 9.024e-05 |  | 0.0013858 |  | 0.0043821 |  | 8.9112e-05 |  | 0.01674 |  | 0.16238 |  | 0.18733 |  | 0.00037697 |  | 0.00052744 |  | 0.0002586 |  | 0.00028664 |  | 0.00010708 |  | 0.00066484 |  | 1.9522e-05 |  | 3.593e-05 |  | 0.00090647 |  | 2.4214e-06 |  | 0.00028926 |  | 0.001778
| 9.024e-05 |  | 0.0013486 |  | 0.0044247 |  | 8.9112e-05 |  | 0.016475 |  | 0.16754 |  | 0.19231 |  | 0.00038688 |  | 0.00057655 |  | 0.00025396 |  | 0.00024995 |  | 0.00029934 |  | 0.00015347 |  | 4.2073e-05 |  | 8.7108e-05 |  | 0.00078727 |  | 2.4217e-06 |  | 0.00027317 |  | 0.0017759
| 1.8581e-06 |  | 0.0013095 |  | 0.0042281 |  | 7.05e-05 |  | 0.015733 |  | 0.17233 |  | 0.19551 |  | 0.00038691 |  | 0.00061927 |  | 0.00019835 |  | 0.00022968 |  | 0.00029936 |  | 1.8466e-05 |  | 4.2081e-05 |  | 3.3756e-05 |  | 0.00075342 |  | 8.0716e-07 |  | 0.00026994 |  | 0.0016494
| 1.8581e-06 |  | 0.0013396 |  | 0.0041646 |  | 7.05e-05 |  | 0.014839 |  | 0.17675 |  | 0.19887 |  | 0.00041101 |  | 0.00028413 |  | 0.00032754 |  | 0.00019454 |  | 0.00018276 |  | -0.00021749 |  | 1.6053e-05 |  | -2.8315e-05 |  | 0.00078893 |  | 8.0721e-07 |  | 0.00027802 |  | 0.001597
| 4.341e-05 |  | 0.0013827 |  | 0.0041571 |  | 8.0095e-05 |  | 0.01463 |  | 0.18112 |  | 0.20268 |  | 0.00041104 |  | 0.00041719 |  | 0.00033561 |  | 0.00019457 |  | 0.00018277 |  | 4.3517e-07 |  | 1.6056e-05 |  | -4.0295e-05 |  | 0.00076158 |  | 8.0726e-07 |  | 0.00028368 |  | 0.0017771
| 4.3406e-05 |  | 0.0014164 |  | 0.004141 |  | 8.0088e-05 |  | 0.01459 |  | 0.18569 |  | 0.20608 |  | 0.00025341 |  | 0.00066766 |  | 0.00022207 |  | 0.0001669 |  | 9.5136e-05 |  | 0.0007185 |  | 9.7594e-06 |  | 9.6934e-05 |  | 0.00075356 |  | 1.3455e-06 |  | 0.00027805 |  | 0.0017592
| 9.9645e-06 |  | 0.0013989 |  | 0.0041311 |  | 5.3789e-05 |  | 0.014132 |  | 0.19047 |  | 0.20867 |  | 0.00025343 |  | 0.00054405 |  | 0.00021404 |  | 0.0001669 |  | 9.5142e-05 |  | 0.00054011 |  | 9.7598e-06 |  | 0.0001013 |  | 0.00090669 |  | 1.3455e-06 |  | 0.00027241 |  | 0.0015694
| 9.9654e-06 |  | 0.0013537 |  | 0.0039767 |  | 5.3794e-05 |  | 0.01343 |  | 0.19449 |  | 0.20992 |  | 0.00037333 |  | 0.00075634 |  | 0.00024247 |  | 0.00016004 |  | 0.00010271 |  | 9.5184e-05 |  | 1.8269e-05 |  | -0.00011002 |  | 0.00076812 |  | 8.0731e-07 |  | 0.00027565 |  | 0.0016455
| 7.2756e-05 |  | 0.0012808 |  | 0.0039016 |  | 7.896e-05 |  | 0.012784 |  | 0.19814 |  | 0.21274 |  | 0.00037336 |  | 0.00058886 |  | 0.00024249 |  | 0.00016002 |  | 0.00010272 |  | 6.2817e-05 |  | 1.8267e-05 |  | -7.5169e-05 |  | 0.00062546 |  | 8.0736e-07 |  | 0.00027968 |  | 0.0017058
| 7.2762e-05 |  | 0.0013308 |  | 0.0039098 |  | 7.8967e-05 |  | 0.012372 |  | 0.20176 |  | 0.21507 |  | 0.00024447 |  | 0.00043776 |  | 0.00034169 |  | 0.00016818 |  | 0.00010907 |  | 0.00053702 |  | 1.7185e-05 |  | -0.0001224 |  | 0.00054731 |  | 2.9605e-06 |  | 0.00028131 |  | 0.0019107
| 5.05e-05 |  | 0.0012564 |  | 0.0038374 |  | 3.1295e-05 |  | 0.012268 |  | 0.20527 |  | 0.21438 |  | 0.00030775 |  | 0.00045796 |  | 0.00034171 |  | 0.0001682 |  | 0.00010908 |  | 0.00080059 |  | 1.7187e-05 |  | -0.00013767 |  | 0.00054573 |  | 2.9605e-06 |  | 0.00027972 |  | 0.0020105
| 5.0504e-05 |  | 0.0011898 |  | 0.0037951 |  | 3.1298e-05 |  | 0.011875 |  | 0.20824 |  | 0.21419 |  | 0.00031995 |  | 0.00061929 |  | 0.00018443 |  | 0.00023397 |  | 2.2989e-05 |  | 0.000667 |  | 4.8594e-05 |  | -7.0824e-05 |  | 0.00060054 |  | 1.3458e-06 |  | 0.00027004 |  | 0.0021299
| 2.7194e-05 |  | 0.0012682 |  | 0.0037344 |  | 6.0917e-05 |  | 0.011445 |  | 0.21038 |  | 0.216 |  | 0.00028026 |  | 0.00061152 |  | 0.00018445 |  | 0.00023404 |  | 2.2991e-05 |  | 0.00030051 |  | 4.8605e-05 |  | -0.00010679 |  | 0.00066427 |  | 2.9609e-06 |  | 0.00025958 |  | 0.0021152
| 2.7192e-05 |  | 0.0011854 |  | 0.0037194 |  | 6.0912e-05 |  | 0.011355 |  | 0.21243 |  | 0.21749 |  | 0.0003366 |  | 0.00048578 |  | 0.00018913 |  | 0.00021425 |  | 0.0001008 |  | -8.5013e-05 |  | 2.4631e-05 |  | -0.00022668 |  | 0.00072558 |  | 2.4226e-06 |  | 0.00025395 |  | 0.0017383
| 6.3738e-05 |  | 0.001251 |  | 0.0036865 |  | 6.1481e-05 |  | 0.011028 |  | 0.21436 |  | 0.21696 |  | 0.00032111 |  | 0.0005212 |  | 0.00018915 |  | 0.00021425 |  | 0.00010081 |  | -3.4002e-05 |  | 2.4631e-05 |  | -0.00015586 |  | 0.00065786 |  | 8.0756e-07 |  | 0.00025879 |  | 0.0019682
| 6.3738e-05 |  | 0.0014154 |  | 0.0036615 |  | 6.1481e-05 |  | 0.010924 |  | 0.21569 |  | 0.21585 |  | 0.00040183 |  | 0.0003396 |  | 0.00031817 |  | 0.00017211 |  | 0.00015857 |  | 0.00060725 |  | 3.9635e-05 |  | 4.3596e-06 |  | 0.00058534 |  | 8.0756e-07 |  | 0.00026929 |  | 0.0022926
| 7.3891e-05 |  | 0.0012827 |  | 0.0037525 |  | 0.00010096 |  | 0.010675 |  | 0.21688 |  | 0.21522 |  | 0.0003938 |  | 0.0003443 |  | 0.00031819 |  | 0.00017211 |  | 0.00015858 |  | 0.00088686 |  | 3.9633e-05 |  | 0.00011028 |  | 0.00059501 |  | 2.4229e-06 |  | 0.00028057 |  | 0.002226
| 7.3891e-05 |  | 0.0010377 |  | 0.0037201 |  | 0.00010096 |  | 0.0099975 |  | 0.21754 |  | 0.21473 |  | 0.00043639 |  | 0.00024362 |  | 0.00032497 |  | 0.00020409 |  | 0.00010343 |  | 0.00036034 |  | 3.3204e-05 |  | 0.00017787 |  | 0.00066605 |  | 2.9613e-06 |  | 0.00029029 |  | 0.0019556
| 2.4154e-05 |  | 0.00099878 |  | 0.00367 |  | 2.8364e-05 |  | 0.0097958 |  | 0.21767 |  | 0.21205 |  | 0.00043642 |  | 0.00034829 |  | 0.00032499 |  | 0.00023412 |  | 0.00010344 |  | 0.00032891 |  | 3.3204e-05 |  | -1.3081e-05 |  | 0.00072249 |  | 2.9614e-06 |  | 0.0002919 |  | 0.0020181
| 2.4154e-05 |  | 0.0010761 |  | 0.0035284 |  | 2.8364e-05 |  | 0.0095434 |  | 0.21742 |  | 0.20773 |  | 0.00041662 |  | 0.00053853 |  | 0.00025101 |  | 0.00024416 |  | 0.00012149 |  | 0.00044049 |  | 1.7697e-05 |  | -7.9585e-05 |  | 0.00065314 |  | 4.5771e-06 |  | 0.00028625 |  | 0.00209
| 1.4019e-05 |  | 0.0010843 |  | 0.0033827 |  | 9.5888e-05 |  | 0.0090321 |  | 0.21629 |  | 0.20359 |  | 0.00054068 |  | 0.00077918 |  | 0.00025103 |  | 0.00021418 |  | 0.0001215 |  | 0.00043127 |  | 1.7702e-05 |  | -3.9251e-05 |  | 0.00057254 |  | 2.9616e-06 |  | 0.00028385 |  | 0.0021641
| 1.4019e-05 |  | 0.0010302 |  | 0.0034245 |  | 9.5889e-05 |  | 0.0088825 |  | 0.21467 |  | 0.20021 |  | 0.00050535 |  | 0.00083692 |  | 0.00024726 |  | 0.00019911 |  | 0 |  | 0.00011851 |  | 3.3864e-05 |  | -0.00010358 |  | 0.000625 |  | 4.5773e-06 |  | 0.00027903 |  | 0.0022095
| 5.5576e-05 |  | 0.0011382 |  | 0.0034114 |  | 4.2061e-05 |  | 0.0086419 |  | 0.21269 |  | 0.19662 |  | 0.00044546 |  | 0.00052958 |  | 0.00024727 |  | 0.00019914 |  | 0 |  | 0.00030409 |  | 3.3869e-05 |  | -9.8136e-05 |  | 0.00080489 |  | 6.1929e-06 |  | 0.00027098 |  | 0.0021097
| 5.5572e-05 |  | 0.0011661 |  | 0.0032317 |  | 4.2057e-05 |  | 0.0081012 |  | 0.21023 |  | 0.19134 |  | 0.00038849 |  | 0.00051247 |  | 0.00024926 |  | 0.00022218 |  | 3.5729e-05 |  | 0.00028742 |  | 3.4821e-05 |  | -3.1624e-05 |  | 0.00083795 |  | 2.962e-06 |  | 0.00026453 |  | 0.0024836
| 5.7538e-05 |  | 0.0011384 |  | 0.0031881 |  | 3.717e-05 |  | 0.007915 |  | 0.20737 |  | 0.18656 |  | 0.00037033 |  | 0.00046879 |  | 0.00024928 |  | 0.00022215 |  | 3.5731e-05 |  | 1.2668e-05 |  | 3.4818e-05 |  | -2.1812e-05 |  | 0.00073069 |  | 2.962e-06 |  | 0.00025969 |  | 0.0027617
| 5.7533e-05 |  | 0.0010751 |  | 0.0032905 |  | 3.7167e-05 |  | 0.0074067 |  | 0.20376 |  | 0.18105 |  | 0.00026328 |  | 0.00036037 |  | 0 |  | 1.8149e-05 |  | 0 |  | -0.00016773 |  | 0 |  | -0.00047225 |  | 0.00065093 |  | 2.4238e-06 |  | 0.0002694 |  | 0.0025255
| 5.3549e-05 |  | 0.001109 |  | 0.0033597 |  | 6.9384e-05 |  | 0.0073483 |  | 0.19964 |  | 0.17584 |  | 0.00067538 |  | 0.000369 |  | 0.00016754 |  | 0.00020657 |  | 6.1222e-05 |  | 0.00036412 |  | 2.1319e-05 |  | -0.00014615 |  | 0.00063399 |  | 5.654e-06 |  | 0.00027102 |  | 0.0027653
| 5.3544e-05 |  | 0.0011273 |  | 0.0032875 |  | 6.9378e-05 |  | 0.0071222 |  | 0.19537 |  | 0.17041 |  | 0.00052383 |  | 0.00030895 |  | 0.00016755 |  | 0.00018842 |  | 6.1226e-05 |  | 0.00049269 |  | 2.1319e-05 |  | -1.1999e-05 |  | 0.00063161 |  | 5.6544e-06 |  | 0.00028313 |  | 0.0028299
| 5.3549e-05 |  | 0.0010628 |  | 0.0032031 |  | 6.6564e-05 |  | 0.0070006 |  | 0.19108 |  | 0.16453 |  | 0.00053225 |  | 0.00056969 |  | 0.00033276 |  | 0.00017953 |  | 0.00013268 |  | 0.00017691 |  | 3.4412e-05 |  | -4.6915e-05 |  | 0.00071953 |  | 5.6547e-06 |  | 0.00028233 |  | 0.0028194
| 5.3549e-05 |  | 0.0010726 |  | 0.0032016 |  | 6.6564e-05 |  | 0.0067129 |  | 0.18631 |  | 0.15978 |  | 0.00070741 |  | 0.00059126 |  | 0.00033278 |  | 0.00017953 |  | 0.00013269 |  | -4.8098e-05 |  | 3.4411e-05 |  | -0.00028911 |  | 0.00064697 |  | 5.6551e-06 |  | 0.00028073 |  | 0.0030696
| 6.4866e-05 |  | 0.0010723 |  | 0.0032041 |  | 8.5172e-05 |  | 0.0064435 |  | 0.18135 |  | 0.15491 |  | 0.00079336 |  | 0.00064981 |  | 0.00020939 |  | 0.00023118 |  | 0.00016985 |  | 1.2457e-05 |  | 4.2859e-05 |  | -0.00023239 |  | 0.00063245 |  | 5.6551e-06 |  | 0.00028557 |  | 0.0032481
| 6.4871e-05 |  | 0.00096878 |  | 0.0031677 |  | 8.5179e-05 |  | 0.0061946 |  | 0.17632 |  | 0.14909 |  | 0.00077345 |  | 0.00056493 |  | 0.00020941 |  | 0.00023118 |  | 0.00016986 |  | 0.00010535 |  | 4.2859e-05 |  | -0.00011892 |  | 0.00071482 |  | 5.6551e-06 |  | 0.00029206 |  | 0.0031442
| 3.7333e-05 |  | 0.0010352 |  | 0.0030835 |  | 3.8148e-05 |  | 0.0060444 |  | 0.17128 |  | 0.14403 |  | 0.00069269 |  | 0.00064604 |  | 0.00020761 |  | 0.00019841 |  | 0.00014472 |  | -0.0001146 |  | 2.7759e-05 |  | -0.00015446 |  | 0.00073499 |  | 5.6554e-06 |  | 0.00029529 |  | 0.0031173
| 3.7333e-05 |  | 0.001036 |  | 0.0030454 |  | 3.8148e-05 |  | 0.0059573 |  | 0.16668 |  | 0.14038 |  | 0.0006523 |  | 0.0008523 |  | 0.00020763 |  | 0.00019844 |  | 0.00014473 |  | -0.00020768 |  | 2.7762e-05 |  | -0.00012719 |  | 0.00060268 |  | 5.6558e-06 |  | 0.00028641 |  | 0.0034531
| 2.3142e-05 |  | 0.00098642 |  | 0.0031171 |  | 5.5755e-05 |  | 0.0058178 |  | 0.16171 |  | 0.13701 |  | 0.00078484 |  | 0.00081561 |  | 0.00026167 |  | 0.00019422 |  | 0.00016225 |  | 0.00017434 |  | 3.2582e-05 |  | -5.4565e-06 |  | 0.00052203 |  | 4.0406e-06 |  | 0.0002824 |  | 0.0035958
| 2.3142e-05 |  | 0.00094255 |  | 0.0030994 |  | 5.5755e-05 |  | 0.0057011 |  | 0.15676 |  | 0.13361 |  | 0.00090966 |  | 0.00056024 |  | 0.00026168 |  | 0.00019422 |  | 0.00016226 |  | 0.00050099 |  | 3.2583e-05 |  | 0.00010696 |  | 0.00087307 |  | 4.0408e-06 |  | 0.00028887 |  | 0.0034048
| 5.7543e-05 |  | 0.00096675 |  | 0.0029832 |  | 0.00012637 |  | 0.0054689 |  | 0.15214 |  | 0.12974 |  | 0.00082717 |  | 0.00055932 |  | 0.00018244 |  | 0.00011854 |  | 2.8366e-05 |  | 0.0004802 |  | 2.0227e-05 |  | -5.9211e-05 |  | 0.00090378 |  | 4.0411e-06 |  | 0.00029292 |  | 0.0035663
| 5.7538e-05 |  | 0.00095559 |  | 0.0029987 |  | 0.00012636 |  | 0.0051458 |  | 0.14726 |  | 0.12481 |  | 0.00089536 |  | 0.00057208 |  | 0.00018245 |  | 0.00011855 |  | 2.8368e-05 |  | 0.00037453 |  | 2.023e-05 |  | -0.00022622 |  | 0.00063103 |  | 4.0411e-06 |  | 0.0002905 |  | 0.0037394
| 3.1251e-05 |  | 0.00083212 |  | 0.0031077 |  | 7.7282e-05 |  | 0.0050309 |  | 0.14237 |  | 0.12079 |  | 0.00099247 |  | 0.00046509 |  | 0.00022298 |  | 0.00024873 |  | 0.00017109 |  | 3.9883e-05 |  | 2.9127e-05 |  | -0.00012117 |  | 0.00068833 |  | 4.0413e-06 |  | 0.0002792 |  | 0.0038849
| 3.1254e-05 |  | 0.00081942 |  | 0.0030301 |  | 7.7289e-05 |  | 0.0051006 |  | 0.13768 |  | 0.11787 |  | 0.00096654 |  | 0.00039864 |  | 0.00022299 |  | 0.00024876 |  | 0.0001711 |  | 0.00021783 |  | 2.9133e-05 |  | -1.965e-05 |  | 0.00063434 |  | 4.0413e-06 |  | 0.00027117 |  | 0.0040865
| 2.3142e-05 |  | 0.00086077 |  | 0.0028877 |  | 0.00012692 |  | 0.0050141 |  | 0.13315 |  | 0.11401 |  | 0.00098551 |  | 0.00026601 |  | 0.00022837 |  | 0.00016081 |  | 6.2116e-05 |  | 0.00039576 |  | 3.5103e-05 |  | -0.00018799 |  | 0.00066501 |  | 4.0416e-06 |  | 0.00026713 |  | 0.0040069
| 2.3145e-05 |  | 0.00091679 |  | 0.0028966 |  | 0.00012693 |  | 0.0047651 |  | 0.1288 |  | 0.10928 |  | 0.00097794 |  | 0.00029212 |  | 0.00022838 |  | 0.00018685 |  | 6.212e-05 |  | -0.00025859 |  | 3.5108e-05 |  | -0.00025022 |  | 0.00071913 |  | 4.0416e-06 |  | 0.00026634 |  | 0.0041107
| 0.00013144 |  | 0.00091842 |  | 0.0028743 |  | 8.9128e-05 |  | 0.0046017 |  | 0.12453 |  | 0.10545 |  | 0.0010404 |  | 0.00033277 |  | 0.00019513 |  | 0.00013727 |  | 1.4281e-06 |  | -0.00024475 |  | 4.9283e-05 |  | -4.3676e-06 |  | 0.0006481 |  | 5.6575e-06 |  | 0.00027038 |  | 0.0046212
| 0.00013145 |  | 0.00080948 |  | 0.0029024 |  | 8.9136e-05 |  | 0.0044003 |  | 0.12042 |  | 0.10245 |  | 0.0011784 |  | 0.00038232 |  | 0.000236 |  | 0.00011808 |  | 1.4282e-06 |  | 0.00063797 |  | 4.9288e-05 |  | 0.0001414 |  | 0.0007224 |  | 5.6575e-06 |  | 0.00027201 |  | 0.0048089
| 5.5581e-05 |  | 0.00083554 |  | 0.0029046 |  | 0.00010775 |  | 0.0041486 |  | 0.11678 |  | 0.098557 |  | 0.0012265 |  | 0.00016632 |  | 0.00029136 |  | 0.0001625 |  | 0.00018165 |  | 0.00052126 |  | 4.7903e-05 |  | 1.5074e-05 |  | 0.00069818 |  | 2.4254e-06 |  | 0.0002712 |  | 0.0045935
| 5.5581e-05 |  | 0.00092419 |  | 0.0027818 |  | 0.00010775 |  | 0.0040294 |  | 0.1131 |  | 0.094386 |  | 0.0011988 |  | 0.00013617 |  | 0.00025051 |  | 0.0001557 |  | 0.00018166 |  | 0.00014354 |  | 4.7908e-05 |  | -4.9889e-05 |  | 0.00063288 |  | 2.4253e-06 |  | 0.00027124 |  | 0.0048007
| 0 |  | 0.00084119 |  | 0.0027451 |  | 0.00014386 |  | 0.0040164 |  | 0.10957 |  | 0.091314 |  | 0.0013074 |  | 0.00043111 |  | 3.5932e-05 |  | 0.00011582 |  | 0.000101 |  | 0.00048039 |  | 3.3421e-05 |  | -3.8227e-05 |  | 0.00063288 |  | 5.6586e-06 |  | 0.00027608 |  | 0.0052403
| 0 |  | 0.0008589 |  | 0.0027696 |  | 0.00014386 |  | 0.0040484 |  | 0.10654 |  | 0.088726 |  | 0.0015159 |  | 0.00051688 |  | 3.5934e-05 |  | 0.00017471 |  | 0.000101 |  | 0.00043799 |  | 3.3419e-05 |  | -1.0922e-06 |  | 0.0005562 |  | 5.6582e-06 |  | 0.00028577 |  | 0.0053123
| 2.4159e-05 |  | 0.00094459 |  | 0.0028 |  | 3.5217e-05 |  | 0.0039286 |  | 0.10332 |  | 0.086096 |  | 0.0016636 |  | 0.00081234 |  | 0.00014519 |  | 0.00023779 |  | 0.00011413 |  | -0.00020781 |  | 4.5844e-05 |  | 3.714e-05 |  | 0.00060467 |  | 5.6589e-06 |  | 0.00029224 |  | 0.0053293
| 2.4159e-05 |  | 0.00087184 |  | 0.0026781 |  | 3.5217e-05 |  | 0.0036969 |  | 0.10012 |  | 0.083464 |  | 0.0017031 |  | 0.00075592 |  | 0.0001452 |  | 0.00017888 |  | 0.00011414 |  | -0.00030732 |  | 4.5842e-05 |  | 6.5547e-06 |  | 0.00072258 |  | 5.6589e-06 |  | 0.0002971 |  | 0.0056572
| 0 |  | 0.00069491 |  | 0.0025899 |  | 0.00011339 |  | 0.0036162 |  | 0.09747 |  | 0.080738 |  | 0.0017818 |  | 0.0004431 |  | 0.00024504 |  | 0.00013307 |  | 8.6539e-05 |  | 2.6064e-05 |  | 2.0745e-05 |  | -4.6531e-05 |  | 0.00071531 |  | 4.0428e-06 |  | 0.0002971 |  | 0.005683
| 0 |  | 0.00068971 |  | 0.0026956 |  | 0.00011339 |  | 0.003724 |  | 0.094891 |  | 0.078726 |  | 0.0017884 |  | 0.00049536 |  | 0.00024597 |  | 0.00013599 |  | 8.6544e-05 |  | -0.00021804 |  | 2.0747e-05 |  | -9.1334e-05 |  | 0.00072182 |  | 4.0433e-06 |  | 0.00029309 |  | 0.0056977
| 3.4298e-05 |  | 0.00077801 |  | 0.0027487 |  | 9.7042e-05 |  | 0.0035696 |  | 0.092317 |  | 0.077192 |  | 0.0017652 |  | 0.00046651 |  | 0.00022736 |  | 0.00015874 |  | 8.036e-05 |  | -0.00040532 |  | 3.8069e-05 |  | -9.0902e-05 |  | 0.00068795 |  | 5.6593e-06 |  | 0.0002923 |  | 0.0064567
| 4.5463e-05 |  | 0.00074455 |  | 0.0027281 |  | 9.7034e-05 |  | 0.0032681 |  | 0.090109 |  | 0.075071 |  | 0.0018686 |  | 0.00048903 |  | 0.00022645 |  | 0.00017754 |  | 8.0365e-05 |  | 0.00010915 |  | 3.8079e-05 |  | -1.1139e-05 |  | 0.00056037 |  | 5.66e-06 |  | 0.00028987 |  | 0.0066474
| 1.1169e-05 |  | 0.00073811 |  | 0.0026619 |  | 6.9397e-05 |  | 0.003021 |  | 0.08801 |  | 0.072946 |  | 0.0020095 |  | 0.0005102 |  | 0.00020231 |  | 0.00014293 |  | 0.00011955 |  | 0.00026834 |  | 3.9971e-05 |  | 1.0928e-05 |  | 0.00052245 |  | 4.0436e-06 |  | 0.00028505 |  | 0.0067967
| 0 |  | 0.00080852 |  | 0.002581 |  | 6.939e-05 |  | 0.0029359 |  | 0.085918 |  | 0.071657 |  | 0.0021738 |  | 0.00035673 |  | 0.00020232 |  | 0.00012129 |  | 0.00011956 |  | -0.00021934 |  | 3.9978e-05 |  | 0 |  | 0.00056125 |  | 4.0436e-06 |  | 0.00027941 |  | 0.0071269
| 8.5758e-05 |  | 0.00080313 |  | 0.002619 |  | 6.1498e-05 |  | 0.0029494 |  | 0.083819 |  | 0.070859 |  | 0.0023564 |  | 0.00045264 |  | 0.00022708 |  | 0.00019034 |  | 0.00010255 |  | 2.9374e-05 |  | 3.2307e-05 |  | -2.2938e-05 |  | 0.0006307 |  | 5.6603e-06 |  | 0.00027457 |  | 0.0073635
| 8.5758e-05 |  | 0.00073385 |  | 0.002655 |  | 6.1498e-05 |  | 0.003037 |  | 0.081515 |  | 0.069316 |  | 0.0024507 |  | 0.00067841 |  | 0.00022709 |  | 0.00019034 |  | 0.00010256 |  | 0.00018414 |  | 3.2305e-05 |  | -7.6496e-05 |  | 0.00070261 |  | 5.6607e-06 |  | 0.00027539 |  | 0.0077755
| 1.5037e-05 |  | 0.00072883 |  | 0.0026234 |  | 4.5981e-05 |  | 0.0030384 |  | 0.079185 |  | 0.067461 |  | 0.002433 |  | 0.00071717 |  | 0.00015605 |  | 0.00019268 |  | 7.0137e-05 |  | -1.6795e-05 |  | 4.9566e-05 |  | -7.4515e-05 |  | 0.00067681 |  | 5.6607e-06 |  | 0.0002746 |  | 0.0078541
| 1.5036e-05 |  | 0.00070355 |  | 0.002599 |  | 4.5977e-05 |  | 0.0027871 |  | 0.077114 |  | 0.066511 |  | 0.0025859 |  | 0.00066589 |  | 0.00015606 |  | 0.00019271 |  | 7.0142e-05 |  | 7.0437e-05 |  | 4.9573e-05 |  | -1.8768e-05 |  | 0.0006655 |  | 5.661e-06 |  | 0.00027945 |  | 0.0082335
| 2.5174e-05 |  | 0.00063943 |  | 0.0026558 |  | 6.7704e-05 |  | 0.0027344 |  | 0.075348 |  | 0.065639 |  | 0.0027284 |  | 0.00073975 |  | 0.0002897 |  | 0.0001954 |  | 0.00021346 |  | 0.00061215 |  | 4.314e-05 |  | 8.9647e-05 |  | 0.00087878 |  | 5.661e-06 |  | 0.00028835 |  | 0.0083877
| 2.5174e-05 |  | 0.00071858 |  | 0.0026287 |  | 6.7704e-05 |  | 0.0029415 |  | 0.073735 |  | 0.064107 |  | 0.0027593 |  | 0.00067185 |  | 0.0002898 |  | 0.0001954 |  | 0.00021347 |  | 0.00047728 |  | 4.314e-05 |  | -5.4665e-06 |  | 0.0008707 |  | 5.6614e-06 |  | 0.00028835 |  | 0.0081683
| 2.8218e-05 |  | 0.00078611 |  | 0.0025764 |  | 8.9151e-05 |  | 0.0029231 |  | 0.072291 |  | 0.062815 |  | 0.0030147 |  | 0.00060946 |  | 0.00017146 |  | 0.00013512 |  | 0.00012458 |  | 5.8597e-05 |  | 3.6977e-05 |  | -0.00012248 |  | 0.00063085 |  | 5.6614e-06 |  | 0.00028594 |  | 0.0086375
| 2.8216e-05 |  | 0.00067062 |  | 0.002615 |  | 8.9144e-05 |  | 0.0027653 |  | 0.071018 |  | 0.061737 |  | 0.0031777 |  | 0.00053555 |  | 0.00017139 |  | 0.00013514 |  | 0.00012458 |  | 0.0002625 |  | 3.698e-05 |  | -7.7653e-05 |  | 0.00070279 |  | 5.6621e-06 |  | 0.00028354 |  | 0.0091421
| 2.6188e-05 |  | 0.00058814 |  | 0.0026281 |  | 8.9144e-05 |  | 0.0027957 |  | 0.069393 |  | 0.060501 |  | 0.0034329 |  | 0.00025715 |  | 0.00024974 |  | 0.00017484 |  | 8.7522e-05 |  | 0.00044732 |  | 4.0928e-05 |  | 4.9208e-05 |  | 0.00069713 |  | 4.0448e-06 |  | 0.00028838 |  | 0.0093554
| 2.619e-05 |  | 0.00063959 |  | 0.0025119 |  | 8.9151e-05 |  | 0.0026562 |  | 0.06753 |  | 0.058974 |  | 0.0036567 |  | 0.00051312 |  | 0.00024976 |  | 0.00017487 |  | 8.7527e-05 |  | 0.00090593 |  | 4.0933e-05 |  | 4.3744e-06 |  | 0.00066163 |  | 4.0451e-06 |  | 0.00029406 |  | 0.0097095
| 3.3284e-05 |  | 0.0007102 |  | 0.0024711 |  | 0.00012638 |  | 0.0022762 |  | 0.065345 |  | 0.057079 |  | 0.0036816 |  | 0.00079668 |  | 0.00021898 |  | 0.00011088 |  | 4.5681e-05 |  | 0.00084628 |  | 2.5855e-05 |  | -8.7496e-05 |  | 0.00070449 |  | 5.6624e-06 |  | 0.00029408 |  | 0.0099327
| 3.3287e-05 |  | 0.0007641 |  | 0.0025648 |  | 0.00012639 |  | 0.0023493 |  | 0.063317 |  | 0.055544 |  | 0.0038008 |  | 0.00059693 |  | 0.00021899 |  | 0.00011088 |  | 4.5684e-05 |  | 0.00012069 |  | 2.5855e-05 |  | -6.2344e-05 |  | 0.00070772 |  | 5.6628e-06 |  | 0.00028842 |  | 0.01064
| 7.8988e-05 |  | 0.00074545 |  | 0.0027131 |  | 5.0873e-05 |  | 0.0024388 |  | 0.061584 |  | 0.054472 |  | 0.0040172 |  | 0.00056554 |  | 0.0003357 |  | 0.00025782 |  | 0.0002289 |  | 0.00019103 |  | 4.9772e-05 |  | 0.00012141 |  | 0.00071019 |  | 2.4274e-06 |  | 0.00028197 |  | 0.011107
| 7.8995e-05 |  | 0.00069109 |  | 0.0027 |  | 5.0877e-05 |  | 0.0023732 |  | 0.059678 |  | 0.053028 |  | 0.0042933 |  | 0.00075336 |  | 0.00033573 |  | 0.00025786 |  | 0.00022891 |  | 0.00041333 |  | 4.9779e-05 |  | 0.00013236 |  | 0.00075867 |  | 2.4274e-06 |  | 0.00027955 |  | 0.011081
| 3.2274e-05 |  | 0.00066986 |  | 0.0025186 |  | 5.6989e-05 |  | 0.0023045 |  | 0.05806 |  | 0.051512 |  | 0.0043954 |  | 0.00047951 |  | 0.00011156 |  | 8.2002e-05 |  | 8.4195e-05 |  | 9.3999e-05 |  | 3.3646e-05 |  | -0.00010456 |  | 0.00075063 |  | 5.6631e-06 |  | 0.00028038 |  | 0.011548
| 3.2274e-05 |  | 0.00057413 |  | 0.0024682 |  | 5.6989e-05 |  | 0.002083 |  | 0.056395 |  | 0.050123 |  | 0.0045467 |  | 0.00027936 |  | 0.00011157 |  | 8.2002e-05 |  | 8.42e-05 |  | -4.0701e-05 |  | 3.3646e-05 |  | -0.00020085 |  | 0.00065775 |  | 5.6635e-06 |  | 0.00028201 |  | 0.012093
| 4.1398e-05 |  | 0.00058057 |  | 0.0024443 |  | 2.5439e-05 |  | 0.002154 |  | 0.054655 |  | 0.048614 |  | 0.0049666 |  | 0.00049072 |  | 0.00034315 |  | 0.00025286 |  | 0.00021851 |  | 0.00034706 |  | 3.5276e-05 |  | -0.00012801 |  | 0.00056806 |  | 4.0461e-06 |  | 0.00028686 |  | 0.01272
| 4.1398e-05 |  | 0.00059575 |  | 0.0024343 |  | 2.5439e-05 |  | 0.0021204 |  | 0.052927 |  | 0.04709 |  | 0.005302 |  | 0.00059801 |  | 0.00034317 |  | 0.00025286 |  | 0.00021853 |  | 0.000432 |  | 3.5277e-05 |  | -4.7051e-05 |  | 0.00065941 |  | 4.0463e-06 |  | 0.00028849 |  | 0.013121
| 3.8356e-05 |  | 0.00056853 |  | 0.002429 |  | 0.00010156 |  | 0.0019422 |  | 0.051237 |  | 0.045317 |  | 0.0054 |  | 0.00035679 |  | 0.0002548 |  | 0.000176 |  | 3.0333e-05 |  | -0.0001998 |  | 5.5896e-05 |  | -5.2524e-05 |  | 0.00064086 |  | 4.0463e-06 |  | 0.00028204 |  | 0.01355
| 3.8356e-05 |  | 0.00054301 |  | 0.0024212 |  | 0.00010157 |  | 0.002011 |  | 0.049805 |  | 0.043929 |  | 0.0055316 |  | 0.00027021 |  | 0.00025482 |  | 0.000176 |  | 3.0335e-05 |  | -0.00035274 |  | 5.5896e-05 |  | 8.7548e-06 |  | 0.00067076 |  | 4.0466e-06 |  | 0.00027315 |  | 0.014304
| 5.5591e-05 |  | 0.00055684 |  | 0.0024512 |  | 3.6202e-05 |  | 0.0019452 |  | 0.04808 |  | 0.042889 |  | 0.0058332 |  | 0.00064037 |  | 0.00036078 |  | 0.00025732 |  | 9.6532e-05 |  | -0.00010085 |  | 3.7507e-05 |  | 9.7402e-05 |  | 0.00086397 |  | 7.2833e-06 |  | 0.00027398 |  | 0.01477
| 5.5596e-05 |  | 0.00058136 |  | 0.0024645 |  | 3.6205e-05 |  | 0.0019381 |  | 0.046431 |  | 0.041387 |  | 0.0061293 |  | 0.0006809 |  | 0.0003608 |  | 0.00025732 |  | 9.6538e-05 |  | 0.00028835 |  | 3.7507e-05 |  | -2.4079e-05 |  | 0.00070479 |  | 7.2833e-06 |  | 0.00028208 |  | 0.015296
| 2.0108e-05 |  | 0.00054778 |  | 0.0024188 |  | 3.9137e-05 |  | 0.0018398 |  | 0.044752 |  | 0.03962 |  | 0.0064095 |  | 0.00053434 |  | 0.00017731 |  | 0.00021393 |  | 3.1096e-05 |  | 0.00085791 |  | 4.9535e-05 |  | -0.00020129 |  | 0.00055446 |  | 5.6649e-06 |  | 0.00028531 |  | 0.015911
| 2.0109e-05 |  | 0.00055814 |  | 0.0024092 |  | 3.914e-05 |  | 0.0015999 |  | 0.043199 |  | 0.038136 |  | 0.0066512 |  | 0.0006215 |  | 0.00017732 |  | 0.00021393 |  | 3.1098e-05 |  | 0.00037088 |  | 4.9537e-05 |  | -0.00012359 |  | 0.00062805 |  | 5.6649e-06 |  | 0.00028614 |  | 0.016318
| 8.4081e-05 |  | 0.00050048 |  | 0.0022752 |  | 7.7309e-05 |  | 0.001651 |  | 0.041873 |  | 0.036861 |  | 0.0067587 |  | 0.00061031 |  | 0.00029128 |  | 0.00016726 |  | 0.00013648 |  | -6.239e-05 |  | 3.4688e-05 |  | -9.5377e-05 |  | 0.00069595 |  | 4.0473e-06 |  | 0.0002821 |  | 0.017014
| 8.4073e-05 |  | 0.00054305 |  | 0.0022543 |  | 7.7302e-05 |  | 0.0017419 |  | 0.040369 |  | 0.035594 |  | 0.0070014 |  | 0.00062998 |  | 0.0002913 |  | 0.00016728 |  | 0.00013649 |  | 0.0001311 |  | 3.4693e-05 |  | -0.00010524 |  | 0.00067659 |  | 4.0473e-06 |  | 0.00027969 |  | 0.017778
| 2.8221e-05 |  | 0.00055657 |  | 0.0023083 |  | 0.0001106 |  | 0.0015719 |  | 0.039021 |  | 0.034232 |  | 0.007262 |  | 0.00077516 |  | 0.00020767 |  | 0.00019626 |  | 3.1122e-05 |  | 6.7813e-05 |  | 2.4891e-05 |  | -5.5835e-05 |  | 0.00080032 |  | 5.6656e-06 |  | 0.00027809 |  | 0.018421
| 2.8221e-05 |  | 0.00050111 |  | 0.0022232 |  | 0.0001106 |  | 0.0015136 |  | 0.037739 |  | 0.032949 |  | 0.0075578 |  | 0.00088297 |  | 0.00020768 |  | 0.00019626 |  | 3.1124e-05 |  | 0.00012273 |  | 2.489e-05 |  | -2.8469e-05 |  | 0.00083023 |  | 5.6659e-06 |  | 0.00028051 |  | 0.018768
| 5.3568e-05 |  | 0.00051187 |  | 0.0022734 |  | 6.433e-05 |  | 0.001678 |  | 0.0364 |  | 0.031864 |  | 0.0078311 |  | 0.0006683 |  | 0.0002733 |  | 0.00020511 |  | 0.00013832 |  | 0.0001065 |  | 4.4243e-05 |  | -4.161e-05 |  | 0.00078177 |  | 4.0478e-06 |  | 0.00028457 |  | 0.019309
| 5.3568e-05 |  | 0.00051714 |  | 0.0023208 |  | 6.433e-05 |  | 0.0015531 |  | 0.035112 |  | 0.030801 |  | 0.0079828 |  | 0.000526 |  | 0.00027332 |  | 0.00020514 |  | 0.00013833 |  | -2.534e-05 |  | 4.4251e-05 |  | 5.1088e-05 |  | 0.00072199 |  | 4.0478e-06 |  | 0.00028297 |  | 0.020196
| 2.8731e-06 |  | 0.00054595 |  | 0.0023328 |  | 4.6972e-05 |  | 0.0014001 |  | 0.033796 |  | 0.029788 |  | 0.0083527 |  | 0.00047003 |  | 0.00043669 |  | 0.00017991 |  | 0.0001648 |  | -7.6555e-05 |  | 3.6183e-05 |  | 0.00021646 |  | 0.0005514 |  | 4.0483e-06 |  | 0.00028055 |  | 0.020857
| 2.8729e-06 |  | 0.00050136 |  | 0.0023475 |  | 4.6968e-05 |  | 0.0014647 |  | 0.032476 |  | 0.02894 |  | 0.0087117 |  | 0.00067582 |  | 0.00043672 |  | 0.00017993 |  | 0.00016481 |  | -0.00013032 |  | 3.6189e-05 |  | 0.00013909 |  | 0.00059509 |  | 4.0483e-06 |  | 0.00027733 |  | 0.021627
| 7.0538e-05 |  | 0.00044529 |  | 0.0022985 |  | 6.9409e-05 |  | 0.0015265 |  | 0.031386 |  | 0.028027 |  | 0.0089155 |  | 0.0010146 |  | 0.00024352 |  | 0.00015529 |  | 0.00015766 |  | 0.00027018 |  | 1.1398e-05 |  | 5.4765e-05 |  | 0.00067191 |  | 4.0483e-06 |  | 0.00028057 |  | 0.021996
| 7.0544e-05 |  | 0.00049227 |  | 0.0023492 |  | 6.9415e-05 |  | 0.0015342 |  | 0.030302 |  | 0.027037 |  | 0.0093008 |  | 0.00078182 |  | 0.00024353 |  | 0.00018891 |  | 0.00015767 |  | 0.00021221 |  | 1.14e-05 |  | 2.1907e-05 |  | 0.00070914 |  | 4.0486e-06 |  | 0.00028867 |  | 0.022501
| 3.7346e-05 |  | 0.00046922 |  | 0.0023718 |  | 5.186e-05 |  | 0.0013868 |  | 0.029025 |  | 0.026142 |  | 0.0097773 |  | 0.00061171 |  | 0.0002354 |  | 0.00018084 |  | 0.00010044 |  | -8.1457e-05 |  | 4.8766e-05 |  | -5.6961e-05 |  | 0.0007763 |  | 5.6673e-06 |  | 0.00029273 |  | 0.023139
| 3.7349e-05 |  | 0.00045424 |  | 0.0022699 |  | 5.1865e-05 |  | 0.0012947 |  | 0.027875 |  | 0.025364 |  | 0.010282 |  | 0.0008172 |  | 0.00023542 |  | 0.00014725 |  | 0.00010045 |  | 0.00024886 |  | 4.8768e-05 |  | -4.7107e-05 |  | 0.00071646 |  | 5.6673e-06 |  | 0.00028788 |  | 0.023888
| 8.8039e-05 |  | 0.00043864 |  | 0.0021751 |  | 9.3118e-05 |  | 0.0012684 |  | 0.027116 |  | 0.024628 |  | 0.010717 |  | 0.00090332 |  | 0.00012864 |  | 0.00011501 |  | 1.483e-05 |  | 0.00033016 |  | 4.0308e-05 |  | -8.7648e-06 |  | 0.00073753 |  | 5.6673e-06 |  | 0.00027738 |  | 0.024597
| 8.8039e-05 |  | 0.00043676 |  | 0.0022404 |  | 0.00011273 |  | 0.0012509 |  | 0.026265 |  | 0.023877 |  | 0.011234 |  | 0.00082553 |  | 0.00012865 |  | 0.00011501 |  | 1.4831e-05 |  | 6.4148e-05 |  | 4.0309e-05 |  | 0.00010725 |  | 0.00071898 |  | 5.668e-06 |  | 0.00027174 |  | 0.02534
| 6.3772e-05 |  | 0.00036584 |  | 0.002311 |  | 0.00011273 |  | 0.0012097 |  | 0.025326 |  | 0.02304 |  | 0.011896 |  | 0.00061214 |  | 0.00029517 |  | 0.00012584 |  | 0.00018675 |  | 1.168e-05 |  | 2.841e-05 |  | 4.2351e-05 |  | 0.00058958 |  | 5.6677e-06 |  | 0.00027093 |  | 0.026531
| 6.3772e-05 |  | 0.00034576 |  | 0.002282 |  | 9.3118e-05 |  | 0.0011847 |  | 0.024508 |  | 0.022356 |  | 0.012269 |  | 0.00050376 |  | 0.00029519 |  | 0.00012586 |  | 0.00018676 |  | 2.0348e-05 |  | 2.8415e-05 |  | -8.1352e-05 |  | 0.0006527 |  | 5.6684e-06 |  | 0.00027337 |  | 0.027256
| 0.00014899 |  | 0.00042391 |  | 0.002284 |  | 9.3118e-05 |  | 0.0012489 |  | 0.023712 |  | 0.021831 |  | 0.012772 |  | 0.00055003 |  | 0.00026869 |  | 0.00022077 |  | 0.00010886 |  | -3.0008e-05 |  | 3.4694e-05 |  | -0.00016429 |  | 0.00073277 |  | 4.0496e-06 |  | 0.00027984 |  | 0.027932
| 0.00014899 |  | 0.00035595 |  | 0.0022195 |  | 9.3118e-05 |  | 0.001168 |  | 0.022856 |  | 0.021464 |  | 0.013571 |  | 0.00060179 |  | 0.00026871 |  | 0.00022083 |  | 0.00010887 |  | 0.00036952 |  | 3.4702e-05 |  | -0.00021909 |  | 0.00081937 |  | 4.0496e-06 |  | 0.00028957 |  | 0.028337
| 5.2559e-05 |  | 0.00035379 |  | 0.0021913 |  | 8.2959e-05 |  | 0.0011799 |  | 0.021964 |  | 0.021146 |  | 0.014293 |  | 0.00094909 |  | 0.000221 |  | 0.00022079 |  | 0.00013205 |  | 0.00056147 |  | 3.4354e-05 |  | -0.00010193 |  | 0.00074095 |  | 5.6687e-06 |  | 0.00029687 |  | 0.028792
| 5.2564e-05 |  | 0.00039209 |  | 0.0022915 |  | 8.2967e-05 |  | 0.0012285 |  | 0.021276 |  | 0.020604 |  | 0.015056 |  | 0.00098154 |  | 0.00022102 |  | 0.00022082 |  | 0.00013206 |  | 5.2311e-05 |  | 3.4359e-05 |  | -2.1921e-05 |  | 0.0005274 |  | 5.6691e-06 |  | 0.00029363 |  | 0.030223
| 0.00013149 |  | 0.00036155 |  | 0.002229 |  | 7.0544e-05 |  | 0.0012026 |  | 0.020611 |  | 0.019904 |  | 0.015621 |  | 0.0010173 |  | 0.00018925 |  | 0.000169 |  | 0.00023578 |  | -3.9283e-05 |  | 3.1674e-05 |  | -7.8237e-05 |  | 0.00053472 |  | 7.2891e-06 |  | 0.00028475 |  | 0.031217
| 0.00013151 |  | 0.00029271 |  | 0.0021761 |  | 7.055e-05 |  | 0.0011622 |  | 0.019879 |  | 0.01918 |  | 0.016088 |  | 0.0013783 |  | 0.00018926 |  | 0.000169 |  | 0.0002358 |  | 0.00038223 |  | 3.1672e-05 |  | -0.00012648 |  | 0.00065125 |  | 7.2896e-06 |  | 0.00027911 |  | 0.031598
| 4.9521e-05 |  | 0.00030477 |  | 0.0023007 |  | 5.8698e-05 |  | 0.0012009 |  | 0.019266 |  | 0.018631 |  | 0.016849 |  | 0.0012745 |  | 0.00014785 |  | 0.00017176 |  | 0.00015507 |  | 0.00021418 |  | 3.8718e-05 |  | -5.7008e-05 |  | 0.00073538 |  | 5.6698e-06 |  | 0.00028072 |  | 0.032491
| 4.9517e-05 |  | 0.00034755 |  | 0.0022646 |  | 5.8692e-05 |  | 0.0011442 |  | 0.018744 |  | 0.018093 |  | 0.017609 |  | 0.00094665 |  | 0.00014786 |  | 0.00017178 |  | 0.00015508 |  | 4.0765e-05 |  | 3.8724e-05 |  | -7.017e-05 |  | 0.00070145 |  | 5.6698e-06 |  | 0.00027912 |  | 0.033764
| 5.0536e-05 |  | 0.00037978 |  | 0.0020117 |  | 7.7323e-05 |  | 0.0010936 |  | 0.018219 |  | 0.017462 |  | 0.018239 |  | 0.00092431 |  | 0.00012363 |  | 6.3392e-05 |  | 3.5874e-05 |  | 0.00022223 |  | 4.133e-05 |  | -0.0001813 |  | 0.00079772 |  | 4.0506e-06 |  | 0.00027589 |  | 0.034675
| 5.0536e-05 |  | 0.00047708 |  | 0.0019942 |  | 7.7323e-05 |  | 0.0010485 |  | 0.017665 |  | 0.016903 |  | 0.018871 |  | 0.00088331 |  | 0.00012364 |  | 6.3392e-05 |  | 3.5876e-05 |  | 0.00035328 |  | 4.133e-05 |  | -0.00011443 |  | 0.00081072 |  | 4.5909e-06 |  | 0.0002848 |  | 0.035818
| 6.7728e-05 |  | 0.00052822 |  | 0.0022209 |  | 9.4819e-05 |  | 0.00091945 |  | 0.017062 |  | 0.016435 |  | 0.019725 |  | 0.0010286 |  | 0.0002472 |  | 0.00020046 |  | 7.9808e-05 |  | 0.00048262 |  | 3.3083e-05 |  | -6.7908e-05 |  | 0.00066755 |  | 6.2106e-06 |  | 0.00029615 |  | 0.036987
| 6.7734e-05 |  | 0.00046076 |  | 0.0022608 |  | 9.4828e-05 |  | 0.0011515 |  | 0.016478 |  | 0.016085 |  | 0.020672 |  | 0.0012779 |  | 0.00024722 |  | 0.00020048 |  | 7.9813e-05 |  | 0.00024203 |  | 3.3088e-05 |  | -7.1201e-05 |  | 0.00065217 |  | 5.6705e-06 |  | 0.00030019 |  | 0.037466
| 3.3296e-05 |  | 0.00047228 |  | 0.0022194 |  | 0.00011457 |  | 0.0012416 |  | 0.016019 |  | 0.015787 |  | 0.021564 |  | 0.0012934 |  | 0.00019047 |  | 0.00019005 |  | 6.9263e-05 |  | 0.00048627 |  | 1.8426e-05 |  | 5.7031e-05 |  | 0.00056968 |  | 5.6708e-06 |  | 0.00029131 |  | 0.038201
| 3.3296e-05 |  | 0.00034525 |  | 0.0021505 |  | 0.00011457 |  | 0.0010846 |  | 0.015603 |  | 0.015299 |  | 0.022406 |  | 0.0010842 |  | 0.00019049 |  | 0.00019005 |  | 6.9267e-05 |  | 0.00082322 |  | 1.8425e-05 |  | -0.00014368 |  | 0.00055835 |  | 5.6708e-06 |  | 0.00028403 |  | 0.039645
| 8.1845e-05 |  | 0.00022418 |  | 0.0021217 |  | 9.7085e-05 |  | 0.00092931 |  | 0.015135 |  | 0.014726 |  | 0.023547 |  | 0.0010661 |  | 0.00027239 |  | 0.00015258 |  | 9.3594e-05 |  | 0.00028428 |  | 4.8859e-05 |  | -0.00011627 |  | 0.00065068 |  | 5.6712e-06 |  | 0.00028568 |  | 0.041275
| 8.1845e-05 |  | 0.00037667 |  | 0.0022412 |  | 9.7085e-05 |  | 0.00084972 |  | 0.014748 |  | 0.014333 |  | 0.024743 |  | 0.0012848 |  | 0.00027241 |  | 0.00021709 |  | 9.36e-05 |  | -0.00026117 |  | 4.885e-05 |  | 9.5435e-05 |  | 0.00069191 |  | 5.6715e-06 |  | 0.00028405 |  | 0.042739
| 1.5043e-05 |  | 0.00050311 |  | 0.002216 |  | 5.8698e-05 |  | 0.0009125 |  | 0.014419 |  | 0.013834 |  | 0.025557 |  | 0.0013165 |  | 0.00017349 |  | 0.00022454 |  | 8.1071e-05 |  | -0.00048652 |  | 3.0526e-05 |  | -2.0844e-05 |  | 0.00091537 |  | 4.0518e-06 |  | 0.00027923 |  | 0.043959
| 1.5044e-05 |  | 0.00049566 |  | 0.0020648 |  | 5.8703e-05 |  | 0.00094026 |  | 0.014064 |  | 0.013164 |  | 0.026174 |  | 0.0013364 |  | 0.0001735 |  | 0.00016 |  | 8.1076e-05 |  | -2.6951e-05 |  | 3.0526e-05 |  | -8.4477e-05 |  | 0.00088948 |  | 4.0518e-06 |  | 0.00026628 |  | 0.044839
| 3.4313e-05 |  | 0.00036291 |  | 0.0020501 |  | 7.3378e-05 |  | 0.00090656 |  | 0.013704 |  | 0.012699 |  | 0.027025 |  | 0.0012284 |  | 0.000204 |  | 0.00017603 |  | 2.6517e-05 |  | 0.00061545 |  | 2.7165e-05 |  | -0.00013756 |  | 0.00068876 |  | 8.9135e-06 |  | 0.00025656 |  | 0.045876
| 3.4313e-05 |  | 0.00043648 |  | 0.0020452 |  | 7.3378e-05 |  | 0.00088648 |  | 0.013296 |  | 0.012352 |  | 0.028147 |  | 0.0013942 |  | 0.00020401 |  | 0.00017606 |  | 2.6519e-05 |  | 0.00059633 |  | 2.7169e-05 |  | -0.00011014 |  | 0.0006856 |  | 8.9141e-06 |  | 0.00026469 |  | 0.047283
| 5.8703e-05 |  | 0.00048378 |  | 0.0020553 |  | 3.5236e-05 |  | 0.00090546 |  | 0.013021 |  | 0.01204 |  | 0.029196 |  | 0.0014194 |  | 0.00030023 |  | 0.00020012 |  | 0.00015982 |  | -1.3534e-05 |  | 3.2166e-05 |  | -3.0726e-05 |  | 0.00070418 |  | 7.2932e-06 |  | 0.00028086 |  | 0.048438
| 5.8703e-05 |  | 0.00041926 |  | 0.002112 |  | 3.5236e-05 |  | 0.00081638 |  | 0.01276 |  | 0.011707 |  | 0.030017 |  | 0.0014195 |  | 0.00030025 |  | 0.00020012 |  | 0.00015983 |  | 8.6928e-05 |  | 3.2166e-05 |  | -3.1823e-05 |  | 0.00078279 |  | 7.2936e-06 |  | 0.00029223 |  | 0.049719
| 2.7216e-05 |  | 0.00040899 |  | 0.0021019 |  | 5.4816e-05 |  | 0.00075468 |  | 0.012407 |  | 0.011368 |  | 0.030879 |  | 0.0016977 |  | 0.00027984 |  | 0.00015643 |  | 8.5946e-05 |  | 0.00015323 |  | 4.4271e-05 |  | -0.00014379 |  | 0.00061603 |  | 7.2941e-06 |  | 0.00029223 |  | 0.051442
| 2.7214e-05 |  | 0.00053559 |  | 0.0020805 |  | 5.4811e-05 |  | 0.00082809 |  | 0.012037 |  | 0.011243 |  | 0.032419 |  | 0.0016803 |  | 0.00027986 |  | 0.00015647 |  | 8.5951e-05 |  | 6.938e-05 |  | 4.4283e-05 |  | -0.00014269 |  | 0.00052945 |  | 7.2941e-06 |  | 0.00028982 |  | 0.053308
| 4.8516e-05 |  | 0.00051058 |  | 0.0020948 |  | 7.5643e-05 |  | 0.00096054 |  | 0.011673 |  | 0.011067 |  | 0.034028 |  | 0.0016767 |  | 0.0002886 |  | 0.00015867 |  | 7.5232e-05 |  | 0.00033569 |  | 3.8673e-05 |  | -0.00012645 |  | 0.00064764 |  | 4.0528e-06 |  | 0.0002882 |  | 0.055296
| 4.8511e-05 |  | 0.00032507 |  | 0.0020947 |  | 7.5636e-05 |  | 0.0010527 |  | 0.011364 |  | 0.01074 |  | 0.035105 |  | 0.0017031 |  | 0.00028862 |  | 0.0001587 |  | 7.5237e-05 |  | 0.0002535 |  | 3.8676e-05 |  | -4.4147e-05 |  | 0.0006323 |  | 4.0533e-06 |  | 0.00029146 |  | 0.056766
| 3.0259e-05 |  | 0.00036752 |  | 0.0020159 |  | 6.153e-05 |  | 0.00093362 |  | 0.011134 |  | 0.010448 |  | 0.036006 |  | 0.001602 |  | 0.000279 |  | 0.00015776 |  | 0.00020849 |  | 0.00020263 |  | 1.718e-05 |  | 6.475e-05 |  | 0.00062991 |  | 4.0531e-06 |  | 0.00029795 |  | 0.05789
| 3.0259e-05 |  | 0.00032726 |  | 0.001986 |  | 6.1531e-05 |  | 0.00067434 |  | 0.010957 |  | 0.010256 |  | 0.036993 |  | 0.0013719 |  | 0.00027902 |  | 0.00015776 |  | 0.0002085 |  | 0.00055742 |  | 1.718e-05 |  | 3.1838e-05 |  | 0.00069063 |  | 4.0536e-06 |  | 0.00030119 |  | 0.059402
| 2.0116e-05 |  | 0.00034328 |  | 0.0019324 |  | 2.4471e-05 |  | 0.0007033 |  | 0.010711 |  | 0.010081 |  | 0.038241 |  | 0.0016189 |  | 0.00033135 |  | 0.00014978 |  | 0.00013385 |  | 0.00063464 |  | 1.4189e-05 |  | 5.5993e-05 |  | 0.0006591 |  | 5.6736e-06 |  | 0.00029878 |  | 0.061074
| 2.0116e-05 |  | 0.00043721 |  | 0.0019444 |  | 2.4471e-05 |  | 0.00072914 |  | 0.010413 |  | 0.0099076 |  | 0.039548 |  | 0.0019757 |  | 0.00033137 |  | 0.0001498 |  | 0.00013386 |  | 0.00023654 |  | 1.419e-05 |  | 7.6857e-06 |  | 0.00062671 |  | 5.6743e-06 |  | 0.00029554 |  | 0.062626
| 1.7073e-05 |  | 0.00042454 |  | 0.0020301 |  | 6.6611e-05 |  | 0.00073264 |  | 0.010067 |  | 0.0097158 |  | 0.040776 |  | 0.0019334 |  | 0.00034913 |  | 0.00012358 |  | 0.00010534 |  | -0.00011569 |  | 3.6338e-05 |  | -9.6613e-05 |  | 0.00057654 |  | 5.6743e-06 |  | 0.00029313 |  | 0.064433
| 1.7075e-05 |  | 0.00043454 |  | 0.0020147 |  | 6.6617e-05 |  | 0.00089427 |  | 0.0098201 |  | 0.0095114 |  | 0.042331 |  | 0.0021739 |  | 0.00034915 |  | 0.0001236 |  | 0.00010535 |  | -0.00016132 |  | 3.6345e-05 |  | -0.00014493 |  | 0.00060654 |  | 5.6743e-06 |  | 0.00028667 |  | 0.065875
| 1.7073e-05 |  | 0.00036989 |  | 0.0020872 |  | 7.8465e-05 |  | 0.00081526 |  | 0.0096098 |  | 0.0093559 |  | 0.044476 |  | 0.0022287 |  | 0.0002787 |  | 0.00018834 |  | 0.00010591 |  | 0.00027369 |  | 3.0089e-05 |  | -0.00010653 |  | 0.00064946 |  | 4.0541e-06 |  | 0.00028424 |  | 0.066947
| 1.7075e-05 |  | 0.00031801 |  | 0.0021419 |  | 7.8472e-05 |  | 0.00075459 |  | 0.009372 |  | 0.0092314 |  | 0.046975 |  | 0.0022926 |  | 0.00027871 |  | 0.00018836 |  | 0.00010592 |  | 0.00032122 |  | 3.0094e-05 |  | -1.2081e-05 |  | 0.00053855 |  | 4.0543e-06 |  | 0.00029398 |  | 0.06824
| 7.6772e-05 |  | 0.00040303 |  | 0.0021724 |  | 2.6429e-05 |  | 0.00067588 |  | 0.0091971 |  | 0.0090746 |  | 0.049075 |  | 0.0024339 |  | 0.00026061 |  | 0.00021703 |  | 0.00017592 |  | 0.00015764 |  | 3.7971e-05 |  | 1.4279e-05 |  | 0.00069971 |  | 5.675e-06 |  | 0.00030369 |  | 0.070601
| 7.6779e-05 |  | 0.00046643 |  | 0.0021697 |  | 2.6431e-05 |  | 0.00060631 |  | 0.0089915 |  | 0.0088876 |  | 0.050916 |  | 0.0024651 |  | 0.00026063 |  | 0.00021703 |  | 0.00017593 |  | 0.00022135 |  | 3.7973e-05 |  | 2.6362e-05 |  | 0.00077512 |  | 5.6754e-06 |  | 0.00030211 |  | 0.072357
| 6.7746e-05 |  | 0.00039698 |  | 0.0021525 |  | 3.0347e-05 |  | 0.0006552 |  | 0.008818 |  | 0.0085464 |  | 0.052507 |  | 0.0024245 |  | 0.00022931 |  | 0.00020542 |  | 6.0259e-05 |  | 0.00026046 |  | 3.1295e-05 |  | -4.3126e-05 |  | 0.00066655 |  | 4.0546e-06 |  | 0.00029804 |  | 0.073534
| 6.7746e-05 |  | 0.00035162 |  | 0.0021261 |  | 3.0347e-05 |  | 0.0006413 |  | 0.008611 |  | 0.0081652 |  | 0.053698 |  | 0.0024967 |  | 0.00022933 |  | 0.00020545 |  | 6.0263e-05 |  | 0.00033954 |  | 3.1301e-05 |  | 1.4489e-05 |  | 0.00065043 |  | 4.0548e-06 |  | 0.00029646 |  | 0.075257
| 7.0004e-05 |  | 0.0003701 |  | 0.0019685 |  | 3.72e-05 |  | 0.00071238 |  | 0.0081969 |  | 0.0078606 |  | 0.055284 |  | 0.0026738 |  | 0.00021974 |  | 0.00017473 |  | 4.9189e-05 |  | 3.1657e-05 |  | 4.0814e-05 |  | -1.5509e-05 |  | 0.00060507 |  | 5.6761e-06 |  | 0.00029565 |  | 0.076586
| 7.0004e-05 |  | 0.00037541 |  | 0.0018889 |  | 3.72e-05 |  | 0.00083582 |  | 0.0079266 |  | 0.0076287 |  | 0.057089 |  | 0.0027006 |  | 0.00021975 |  | 0.00017473 |  | 4.9192e-05 |  | -0.00028634 |  | 4.0816e-05 |  | -0.00020058 |  | 0.00062694 |  | 5.6761e-06 |  | 0.00029565 |  | 0.078235
| 3.3308e-05 |  | 0.00047025 |  | 0.0019537 |  | 9.7111e-05 |  | 0.00085664 |  | 0.0077784 |  | 0.007451 |  | 0.058978 |  | 0.0028009 |  | 0.000189 |  | 0.0001733 |  | 9.6421e-05 |  | 3.2303e-05 |  | 4.5162e-05 |  | 9.8892e-06 |  | 0.00067396 |  | 5.6761e-06 |  | 0.00030215 |  | 0.080163
| 3.3305e-05 |  | 0.00038332 |  | 0.0020494 |  | 9.7103e-05 |  | 0.00081969 |  | 0.0075429 |  | 0.0072599 |  | 0.061109 |  | 0.0027912 |  | 0.00020951 |  | 0.0001733 |  | 9.6427e-05 |  | 0.00048626 |  | 4.5164e-05 |  | 0.00010548 |  | 0.00073233 |  | 5.6768e-06 |  | 0.0003046 |  | 0.082389
| 5.1568e-05 |  | 0.00039775 |  | 0.002041 |  | 0.00014171 |  | 0.00071434 |  | 0.0073553 |  | 0.0070675 |  | 0.063534 |  | 0.003084 |  | 0.00027174 |  | 7.9318e-05 |  | 5.8216e-05 |  | 0.00028854 |  | 4.4532e-05 |  | -0.00011858 |  | 0.00078909 |  | 4.0553e-06 |  | 0.0002957 |  | 0.083847
| 5.1563e-05 |  | 0.00055019 |  | 0.0019818 |  | 0.0001417 |  | 0.00057775 |  | 0.0071851 |  | 0.006925 |  | 0.066039 |  | 0.0035135 |  | 0.00025125 |  | 7.9318e-05 |  | 5.8219e-05 |  | 0.00014979 |  | 4.453e-05 |  | -0.00023177 |  | 0.00067648 |  | 4.0558e-06 |  | 0.00028922 |  | 0.084959
| 6.4929e-05 |  | 0.00048789 |  | 0.0020033 |  | 3.6224e-05 |  | 0.00060188 |  | 0.0069631 |  | 0.0067659 |  | 0.068454 |  | 0.0034757 |  | 0.00010875 |  | 0.00011217 |  | 6.5812e-05 |  | 0.00018538 |  | 3.2572e-05 |  | -0.00013738 |  | 0.00065784 |  | 5.6768e-06 |  | 0.00029246 |  | 0.086843
| 6.4929e-05 |  | 0.00040204 |  | 0.0020336 |  | 3.6224e-05 |  | 0.00068095 |  | 0.0067336 |  | 0.0065675 |  | 0.071097 |  | 0.0036501 |  | 0.000222 |  | 0.00011217 |  | 6.5816e-05 |  | 0.00019621 |  | 3.2572e-05 |  | -2.4181e-05 |  | 0.00067652 |  | 5.6775e-06 |  | 0.00029572 |  | 0.088882
| 3.0264e-05 |  | 0.00041541 |  | 0.0020294 |  | 4.4056e-05 |  | 0.0006942 |  | 0.0065658 |  | 0.006332 |  | 0.073287 |  | 0.0037129 |  | 0.00030024 |  | 0.00014052 |  | 0.0001415 |  | 0.00038085 |  | 3.4027e-05 |  | 5.3861e-05 |  | 0.00064415 |  | 5.6775e-06 |  | 0.0002925 |  | 0.090731
| 3.0264e-05 |  | 0.00045355 |  | 0.0019709 |  | 4.4056e-05 |  | 0.000646 |  | 0.0063095 |  | 0.0060915 |  | 0.07453 |  | 0.0035764 |  | 0.000187 |  | 0.00014054 |  | 0.00014151 |  | 0.00013256 |  | 3.4033e-05 |  | 5.6062e-05 |  | 0.00090511 |  | 5.6775e-06 |  | 0.00028847 |  | 0.092813
| 5.0554e-05 |  | 0.00043657 |  | 0.0019767 |  | 6.6623e-05 |  | 0.00070791 |  | 0.0060758 |  | 0.0058696 |  | 0.075419 |  | 0.0037144 |  | 0.00027421 |  | 0.00014787 |  | 0.00013591 |  | -0.00010209 |  | 2.4315e-05 |  | 7.6955e-05 |  | 0.00097803 |  | 4.0563e-06 |  | 0.00028766 |  | 0.094568
| 5.0558e-05 |  | 0.00044404 |  | 0.0019977 |  | 6.6629e-05 |  | 0.00063459 |  | 0.0059331 |  | 0.0056448 |  | 0.07684 |  | 0.003646 |  | 0.00035163 |  | 0.00014789 |  | 0.00013591 |  | 0.00015666 |  | 2.4318e-05 |  | 9.4548e-05 |  | 0.00082408 |  | 4.0566e-06 |  | 0.00028685 |  | 0.096067
| 1.099e-05 |  | 0.00048118 |  | 0.0019911 |  | 5.2867e-05 |  | 0.0005358 |  | 0.0057102 |  | 0.0054466 |  | 0.07891 |  | 0.0039521 |  | 0.00038154 |  | 0.00017755 |  | 0.00014501 |  | 0.00017345 |  | 2.2345e-05 |  | -2.9507e-05 |  | 0.00071558 |  | 5.6782e-06 |  | 0.00029012 |  | 0.09805
| 1.0991e-05 |  | 0.00038363 |  | 0.0019745 |  | 5.2872e-05 |  | 0.00063616 |  | 0.0055544 |  | 0.0053617 |  | 0.081739 |  | 0.0042812 |  | 0.00041892 |  | 0.00018771 |  | 0.00014502 |  | 0.00012815 |  | 2.2347e-05 |  | 3.7356e-05 |  | 0.00057457 |  | 5.6785e-06 |  | 0.00029742 |  | 0.099906
| 5.5626e-05 |  | 0.00039246 |  | 0.0019455 |  | 9.7111e-05 |  | 0.00056048 |  | 0.0054471 |  | 0.0052861 |  | 0.084762 |  | 0.0043597 |  | 0.00026238 |  | 0.00012805 |  | 3.1515e-05 |  | -3.1177e-05 |  | 6.5318e-06 |  | 1.7738e-05 |  | 0.00060294 |  | 5.6785e-06 |  | 0.00030066 |  | 0.10178
| 5.5631e-05 |  | 0.00052147 |  | 0.0019445 |  | 9.712e-05 |  | 0.00053687 |  | 0.0052505 |  | 0.005124 |  | 0.087359 |  | 0.0046784 |  | 0.00014761 |  | 0.00011793 |  | 3.1517e-05 |  | -3.7802e-05 |  | 6.5327e-06 |  | -0.00013381 |  | 0.00063296 |  | 5.6789e-06 |  | 0.00029662 |  | 0.1028
| 4.9543e-05 |  | 0.00052647 |  | 0.0019866 |  | 8.9215e-05 |  | 0.00052803 |  | 0.0050154 |  | 0.0049687 |  | 0.089768 |  | 0.0046352 |  | 0.00031347 |  | 0.0001796 |  | 6.9941e-05 |  | 0.0002566 |  | 2.1448e-05 |  | -0.00012055 |  | 0.00066137 |  | 4.0573e-06 |  | 0.00029016 |  | 0.10405
| 4.9543e-05 |  | 0.00045816 |  | 0.0019886 |  | 8.9215e-05 |  | 0.00042741 |  | 0.004814 |  | 0.0048328 |  | 0.092386 |  | 0.0047076 |  | 0.0003624 |  | 0.00018315 |  | 6.9946e-05 |  | 0.00018747 |  | 2.1448e-05 |  | -8.7566e-05 |  | 0.00070514 |  | 4.0573e-06 |  | 0.00028286 |  | 0.1065
| 4.65e-05 |  | 0.00040092 |  | 0.0019267 |  | 5.7594e-05 |  | 0.00049911 |  | 0.0047104 |  | 0.0046548 |  | 0.095204 |  | 0.005069 |  | 0.0002672 |  | 0.00015715 |  | 8.0529e-05 |  | 0.00025337 |  | 1.7591e-05 |  | -7.6056e-05 |  | 0.00069221 |  | 5.6792e-06 |  | 0.00027559 |  | 0.10829
| 4.6504e-05 |  | 0.00045203 |  | 0.0019229 |  | 5.7599e-05 |  | 0.00055828 |  | 0.0045885 |  | 0.004479 |  | 0.097675 |  | 0.0051769 |  | 0.00029079 |  | 0.00015361 |  | 8.0534e-05 |  | 0.00017292 |  | 1.7594e-05 |  | 4.5583e-05 |  | 0.00071657 |  | 5.6796e-06 |  | 0.00027479 |  | 0.11068
| 5.0558e-05 |  | 0.00044607 |  | 0.0019242 |  | 7.7357e-05 |  | 0.00049208 |  | 0.0044353 |  | 0.004314 |  | 0.10024 |  | 0.005286 |  | 0.00035428 |  | 0.00014427 |  | 7.5596e-05 |  | 0.00031669 |  | 3.631e-05 |  | 8.7548e-05 |  | 0.00063146 |  | 4.0578e-06 |  | 0.00027398 |  | 0.1128
| 5.0563e-05 |  | 0.0004098 |  | 0.0019428 |  | 7.7364e-05 |  | 0.00053222 |  | 0.0043075 |  | 0.0041952 |  | 0.10319 |  | 0.0053337 |  | 0.00033753 |  | 0.00015094 |  | 7.5601e-05 |  | 0.00094934 |  | 3.631e-05 |  | 5.9269e-05 |  | 0.00059826 |  | 4.0578e-06 |  | 0.00027238 |  | 0.11431
| 9.9378e-05 |  | 0.00038177 |  | 0.0019385 |  | 3.4269e-05 |  | 0.00052968 |  | 0.0041682 |  | 0.0041008 |  | 0.10571 |  | 0.0053845 |  | 0.00039309 |  | 9.9898e-05 |  | 5.2981e-05 |  | 0.00055373 |  | 3.1585e-05 |  | -3.5941e-06 |  | 0.00067689 |  | 4.0581e-06 |  | 0.00027562 |  | 0.11642
| 9.9387e-05 |  | 0.00039312 |  | 0.0019008 |  | 3.4272e-05 |  | 0.00055422 |  | 0.0039957 |  | 0.0039405 |  | 0.10754 |  | 0.0058732 |  | 0.00040882 |  | 9.3222e-05 |  | 5.2984e-05 |  | -0.00027049 |  | 3.1585e-05 |  | -2.8761e-05 |  | 0.00067856 |  | 4.0581e-06 |  | 0.00028293 |  | 0.11846
| 2.7226e-05 |  | 0.00039332 |  | 0.0019066 |  | 8.6399e-05 |  | 0.00068339 |  | 0.0038064 |  | 0.0038074 |  | 0.11036 |  | 0.0063683 |  | 0.0003296 |  | 0.0001389 |  | 0.0001354 |  | -0.00069034 |  | 1.2182e-05 |  | -5.4763e-05 |  | 0.00064292 |  | 5.6806e-06 |  | 0.00028944 |  | 0.12136
| 2.7226e-05 |  | 0.00039779 |  | 0.00188 |  | 8.6399e-05 |  | 0.0006469 |  | 0.0036979 |  | 0.0037355 |  | 0.11384 |  | 0.006257 |  | 0.00031624 |  | 0.00013894 |  | 0.00013541 |  | -0.00053553 |  | 1.2185e-05 |  | -5.4768e-05 |  | 0.00074589 |  | 5.681e-06 |  | 0.00028538 |  | 0.12383
| 3.1284e-05 |  | 0.00043308 |  | 0.0018771 |  | 2.2522e-05 |  | 0.00058635 |  | 0.0035912 |  | 0.0036989 |  | 0.11717 |  | 0.0063803 |  | 0.00050198 |  | 0.0002244 |  | 0.00019739 |  | 0.00022077 |  | 6.2264e-05 |  | 3.7415e-05 |  | 0.00066729 |  | 4.0586e-06 |  | 0.00028297 |  | 0.12477
| 3.1284e-05 |  | 0.00045772 |  | 0.0019152 |  | 2.2522e-05 |  | 0.00047781 |  | 0.0034923 |  | 0.0036563 |  | 0.12092 |  | 0.0066578 |  | 0.00052235 |  | 0.00023645 |  | 0.0001974 |  | 0.00049176 |  | 6.227e-05 |  | 1.2106e-05 |  | 0.00063972 |  | 4.0586e-06 |  | 0.00028459 |  | 0.12699
| 2.2155e-05 |  | 0.00050894 |  | 0.0019048 |  | 5.8756e-06 |  | 0.00032816 |  | 0.0034091 |  | 0.003509 |  | 0.12453 |  | 0.0068905 |  | 0.00037432 |  | 0.00014693 |  | 0.00011949 |  | 0.0005035 |  | 3.224e-05 |  | -9.954e-05 |  | 0.00082626 |  | 4.0591e-06 |  | 0.00028947 |  | 0.12977
| 2.2153e-05 |  | 0.00048835 |  | 0.0018619 |  | 5.8751e-06 |  | 0.00053546 |  | 0.0033321 |  | 0.0033493 |  | 0.12782 |  | 0.0071921 |  | 0.00029592 |  | 0.00013492 |  | 0.0001195 |  | 0.00046907 |  | 3.2244e-05 |  | -6.7343e-05 |  | 0.00076225 |  | 4.0588e-06 |  | 0.00029598 |  | 0.13286
| 9.2054e-05 |  | 0.00038493 |  | 0.0018754 |  | 0.00012029 |  | 0.00065798 |  | 0.0032301 |  | 0.0032715 |  | 0.13102 |  | 0.0074849 |  | 0.00037866 |  | 0.00018984 |  | 9.2624e-05 |  | 0.00033802 |  | 2.1442e-05 |  | 6.1923e-05 |  | 0.00066737 |  | 4.0593e-06 |  | 0.0002976 |  | 0.13526
| 9.2054e-05 |  | 0.00035152 |  | 0.0018679 |  | 0.00012029 |  | 0.00068629 |  | 0.003084 |  | 0.0031677 |  | 0.13368 |  | 0.0075467 |  | 0.00047309 |  | 0.00018981 |  | 9.263e-05 |  | 0.00023551 |  | 2.144e-05 |  | 2.3118e-05 |  | 0.00058794 |  | 4.0591e-06 |  | 0.00029762 |  | 0.13675
| 0 |  | 0.00034942 |  | 0.001832 |  | 0.00011747 |  | 0.00058361 |  | 0.0029677 |  | 0.0030448 |  | 0.13571 |  | 0.0079023 |  | 0.00049982 |  | 0.00020086 |  | 5.5362e-05 |  | -0.00010978 |  | 3.2252e-05 |  | -2.5322e-05 |  | 0.00060172 |  | 4.0596e-06 |  | 0.00029519 |  | 0.14005
| 0 |  | 0.00037469 |  | 0.001831 |  | 0.00011747 |  | 0.00052794 |  | 0.002887 |  | 0.0029563 |  | 0.13779 |  | 0.0084669 |  | 0.0005098 |  | 0.00020084 |  | 5.5365e-05 |  | -6.2811e-05 |  | 3.2248e-05 |  | 1.101e-05 |  | 0.00063582 |  | 4.0596e-06 |  | 0.00029439 |  | 0.14292
| 8.9632e-06 |  | 0.00046149 |  | 0.0017713 |  | 8.9231e-05 |  | 0.00048124 |  | 0.0028324 |  | 0.0028768 |  | 0.14068 |  | 0.0085472 |  | 0.00050024 |  | 0.00016291 |  | 0.00013235 |  | 0.00027956 |  | 1.988e-05 |  | 6.6063e-06 |  | 0.00056611 |  | 7.3062e-06 |  | 0.00029117 |  | 0.1454
| 8.9632e-06 |  | 0.00044105 |  | 0.0017719 |  | 8.923e-05 |  | 0.00042809 |  | 0.0027333 |  | 0.002823 |  | 0.14401 |  | 0.0088573 |  | 0.00050054 |  | 0.00016293 |  | 0.00013236 |  | 0.00040367 |  | 1.9882e-05 |  | 5.1286e-05 |  | 0.00054908 |  | 7.3067e-06 |  | 0.00028711 |  | 0.14861
| 1.7083e-05 |  | 0.00039389 |  | 0.0018305 |  | 0.00013499 |  | 0.00055879 |  | 0.0026588 |  | 0.0027378 |  | 0.14654 |  | 0.0090228 |  | 0.00055543 |  | 0.00024191 |  | 9.5761e-05 |  | 0.00025061 |  | 4.9358e-05 |  | 0.00018343 |  | 0.00063347 |  | 5.6831e-06 |  | 0.00028632 |  | 0.15126
| 1.7081e-05 |  | 0.00039681 |  | 0.0018101 |  | 0.00013498 |  | 0.00044803 |  | 0.0026225 |  | 0.0026751 |  | 0.14865 |  | 0.0094288 |  | 0.00053971 |  | 0.00024191 |  | 9.5767e-05 |  | 0.00025583 |  | 4.936e-05 |  | 0.00016509 |  | 0.00068786 |  | 5.6831e-06 |  | 0.0002912 |  | 0.1534
| 3.332e-05 |  | 0.0003962 |  | 0.0017959 |  | 0.0001604 |  | 0.00046608 |  | 0.0025408 |  | 0.0025935 |  | 0.15182 |  | 0.009996 |  | 0.00047868 |  | 0.00015876 |  | 6.0363e-05 |  | 0.00027247 |  | 3.2406e-05 |  | 5.8272e-05 |  | 0.0006181 |  | 5.6834e-06 |  | 0.00029931 |  | 0.15543
| 3.332e-05 |  | 0.00040756 |  | 0.0018153 |  | 0.0001604 |  | 0.00049887 |  | 0.0025197 |  | 0.0025849 |  | 0.15516 |  | 0.010404 |  | 0.00055084 |  | 0.00021387 |  | 6.0367e-05 |  | -0.00038917 |  | 3.2407e-05 |  | -4.4058e-06 |  | 0.00054915 |  | 5.6834e-06 |  | 0.00029769 |  | 0.15843
| 4.7527e-05 |  | 0.00043104 |  | 0.0018124 |  | 2.6443e-05 |  | 0.00039783 |  | 0.0024585 |  | 0.0025247 |  | 0.15769 |  | 0.010579 |  | 0.00063112 |  | 0.00024324 |  | 9.7802e-05 |  | -0.00031922 |  | 4.768e-05 |  | -6.6802e-05 |  | 0.0005987 |  | 7.308e-06 |  | 0.00029367 |  | 0.16143
| 4.7527e-05 |  | 0.00040098 |  | 0.0017869 |  | 2.6443e-05 |  | 0.00040537 |  | 0.0023726 |  | 0.002403 |  | 0.16074 |  | 0.010752 |  | 0.00065205 |  | 0.00018812 |  | 9.7808e-05 |  | 0.00040547 |  | 4.7682e-05 |  | 3.8341e-05 |  | 0.00077875 |  | 7.308e-06 |  | 0.00028554 |  | 0.16289
| 4.7527e-05 |  | 0.00046027 |  | 0.0017157 |  | 3.134e-05 |  | 0.00041692 |  | 0.002339 |  | 0.0023601 |  | 0.16377 |  | 0.011254 |  | 0.00062381 |  | 0.00013692 |  | 7.7945e-05 |  | 0.00026911 |  | 3.3453e-05 |  | 1.6258e-05 |  | 0.00067581 |  | 5.6841e-06 |  | 0.00028233 |  | 0.16497
| 4.7527e-05 |  | 0.00048259 |  | 0.0017409 |  | 3.134e-05 |  | 0.00045348 |  | 0.0022676 |  | 0.0023066 |  | 0.16623 |  | 0.011903 |  | 0.00073216 |  | 0.00017807 |  | 7.795e-05 |  | 9.877e-05 |  | 3.3454e-05 |  | -0.00010984 |  | 0.00060604 |  | 5.6845e-06 |  | 0.00027909 |  | 0.1681
| 5.362e-05 |  | 0.00044792 |  | 0.0018137 |  | 7.569e-05 |  | 0.00049204 |  | 0.0021934 |  | 0.0022781 |  | 0.16868 |  | 0.012471 |  | 0.00081712 |  | 0.00026109 |  | 0.00011144 |  | -9.1507e-05 |  | 3.3395e-05 |  | -5.9149e-05 |  | 0.00060932 |  | 5.6845e-06 |  | 0.00028235 |  | 0.17061
| 5.3615e-05 |  | 0.00048241 |  | 0.0017644 |  | 7.5683e-05 |  | 0.00040397 |  | 0.0021404 |  | 0.0022774 |  | 0.17212 |  | 0.012691 |  | 0.00081214 |  | 0.00025113 |  | 0.00011144 |  | 0.00015768 |  | 3.3396e-05 |  | -0.00010102 |  | 0.00056795 |  | 5.6845e-06 |  | 0.0002929 |  | 0.174
| 7.2866e-05 |  | 0.00054472 |  | 0.0017448 |  | 5.5829e-05 |  | 0.00039111 |  | 0.0021258 |  | 0.0022219 |  | 0.17634 |  | 0.012935 |  | 0.00075669 |  | 0.00019464 |  | 0.00010903 |  | 0.00076639 |  | 4.5374e-05 |  | -0.00012284 |  | 0.00064912 |  | 5.6848e-06 |  | 0.00029941 |  | 0.17713
| 7.2866e-05 |  | 0.0005527 |  | 0.0018073 |  | 5.5829e-05 |  | 0.00045386 |  | 0.0021247 |  | 0.0021488 |  | 0.18049 |  | 0.013189 |  | 0.00080383 |  | 0.00020962 |  | 0.00010904 |  | 0.00038856 |  | 4.5382e-05 |  | -1.4515e-05 |  | 0.00070754 |  | 5.6852e-06 |  | 0.00030671 |  | 0.1797
| 7.7949e-05 |  | 0.00047861 |  | 0.0017999 |  | 4.4075e-05 |  | 0.00043461 |  | 0.0020583 |  | 0.0020881 |  | 0.18366 |  | 0.013588 |  | 0.0008892 |  | 0.00012253 |  | 8.7139e-05 |  | -1.3231e-07 |  | 1.9983e-05 |  | -1.5036e-05 |  | 0.00074735 |  | 7.3098e-06 |  | 0.00030754 |  | 0.18295
| 7.7949e-05 |  | 0.00046927 |  | 0.0017702 |  | 4.4075e-05 |  | 0.00041691 |  | 0.0019213 |  | 0.0020379 |  | 0.18483 |  | 0.014088 |  | 0.00083942 |  | 7.6383e-05 |  | 8.7144e-05 |  | 0.00015928 |  | 1.9985e-05 |  | -1.7745e-05 |  | 0.00066056 |  | 7.3103e-06 |  | 0.00030837 |  | 0.18589
| 5.565e-05 |  | 0.0004261 |  | 0.0017246 |  | 6.6652e-05 |  | 0.00048208 |  | 0.0017529 |  | 0.002012 |  | 0.18467 |  | 0.014448 |  | 0.00076036 |  | 0.0001332 |  | 2.7233e-05 |  | 2.0155e-05 |  | 3.1896e-05 |  | -5.3787e-05 |  | 0.00072223 |  | 2.4371e-06 |  | 0.00030756 |  | 0.18845
| 5.5655e-05 |  | 0.00036459 |  | 0.0016993 |  | 6.6658e-05 |  | 0.00046787 |  | 0.0017452 |  | 0.0019385 |  | 0.18462 |  | 0.014861 |  | 0.00078648 |  | 0.00018272 |  | 2.7235e-05 |  | -0.00029338 |  | 3.1901e-05 |  | -0.00015613 |  | 0.00062652 |  | 2.4373e-06 |  | 0.00030352 |  | 0.19024
| 5.6485e-05 |  | 0.00031348 |  | 0.0017099 |  | 0.00011636 |  | 0.00027789 |  | 0.0017197 |  | 0.0018585 |  | 0.18462 |  | 0.015486 |  | 0.00090646 |  | 0.00024288 |  | 0.00011432 |  | -0.00024862 |  | 4.79e-05 |  | -4.4094e-05 |  | 0.00054702 |  | 2.4374e-06 |  | 0.00029867 |  | 0.19236
| 5.649e-05 |  | 0.00030385 |  | 0.0016714 |  | 0.00011637 |  | 0.00018159 |  | 0.0016259 |  | 0.0017928 |  | 0.18462 |  | 0.015966 |  | 0.00095806 |  | 0.00022001 |  | 0.00011433 |  | -0.00027005 |  | 4.7897e-05 |  | -2.2048e-05 |  | 0.00060221 |  | 2.4374e-06 |  | 0.00029542 |  | 0.19516
| 9.2079e-05 |  | 0.00040226 |  | 0.0016451 |  | 3.6243e-05 |  | 0.0002305 |  | 0.0015839 |  | 0.0017455 |  | 0.18491 |  | 0.016533 |  | 0.00096141 |  | 0.00018931 |  | 6.4068e-05 |  | -9.8406e-05 |  | 2.7486e-05 |  | -6.174e-05 |  | 0.00056731 |  | 4.0623e-06 |  | 0.00029218 |  | 0.1977
| 9.2071e-05 |  | 0.00037755 |  | 0.00168 |  | 3.624e-05 |  | 0.00026172 |  | 0.0014979 |  | 0.0017459 |  | 0.18717 |  | 0.017161 |  | 0.0010592 |  | 0.00024419 |  | 6.4072e-05 |  | 0.00046724 |  | 2.7489e-05 |  | 2.1156e-05 |  | 0.00059092 |  | 4.0628e-06 |  | 0.00029465 |  | 0.19946
| 4.1449e-05 |  | 0.00039167 |  | 0.0016392 |  | 4.3104e-05 |  | 0.00024405 |  | 0.0014669 |  | 0.0017 |  | 0.18995 |  | 0.017474 |  | 0.001045 |  | 0.00027406 |  | 0.00015549 |  | 0.00042297 |  | 2.657e-05 |  | -4.3983e-05 |  | 0.00063962 |  | 4.0626e-06 |  | 0.00029789 |  | 0.20135
| 4.1446e-05 |  | 0.00041764 |  | 0.0016077 |  | 4.31e-05 |  | 0.0003781 |  | 0.0014587 |  | 0.0016683 |  | 0.19138 |  | 0.018185 |  | 0.00095906 |  | 0.00023544 |  | 0.0001555 |  | 0.00018336 |  | 2.657e-05 |  | -0.00010815 |  | 0.00069806 |  | 4.0631e-06 |  | 0.00029546 |  | 0.20339
| 1.0996e-05 |  | 0.00035717 |  | 0.0016434 |  | 9.4903e-05 |  | 0.00044548 |  | 0.0014473 |  | 0.001673 |  | 0.19358 |  | 0.018944 |  | 0.0010533 |  | 0.00019119 |  | 0.00011361 |  | 0.0002328 |  | 3.7964e-05 |  | -8.7391e-05 |  | 0.00060557 |  | 5.6869e-06 |  | 0.00028655 |  | 0.20514
| 1.0997e-05 |  | 0.00038055 |  | 0.0015695 |  | 9.4912e-05 |  | 0.00034328 |  | 0.0014221 |  | 0.0016269 |  | 0.19711 |  | 0.019585 |  | 0.0011299 |  | 0.00014832 |  | 0.00011362 |  | 5.8638e-05 |  | 3.7962e-05 |  | -4.6593e-05 |  | 0.00064782 |  | 5.6876e-06 |  | 0.00027926 |  | 0.20712
| 2.4191e-05 |  | 0.00037932 |  | 0.0015802 |  | 7.7391e-05 |  | 0.00029391 |  | 0.001397 |  | 0.0015992 |  | 0.20199 |  | 0.020413 |  | 0.0011497 |  | 0.00017398 |  | 6.0511e-05 |  | 0.000229 |  | 3.385e-05 |  | 4.191e-05 |  | 0.00075173 |  | 4.0633e-06 |  | 0.00028169 |  | 0.20946
| 2.4193e-05 |  | 0.00035358 |  | 0.0016848 |  | 7.7398e-05 |  | 0.00034988 |  | 0.0014201 |  | 0.0016068 |  | 0.20713 |  | 0.020666 |  | 0.0012345 |  | 0.00023116 |  | 6.0515e-05 |  | 0.00028735 |  | 3.385e-05 |  | 0.000112 |  | 0.00071524 |  | 4.0633e-06 |  | 0.00028739 |  | 0.21126
| 0 |  | 0.00040568 |  | 0.0017065 |  | 8.4178e-05 |  | 0.00047444 |  | 0.0014373 |  | 0.0016116 |  | 0.21049 |  | 0.02086 |  | 0.0012164 |  | 0.000242 |  | 0.00015334 |  | 0.00030531 |  | 2.3722e-05 |  | -1.3929e-05 |  | 0.00069413 |  | 2.4382e-06 |  | 0.00028821 |  | 0.21254
| 0 |  | 0.00048596 |  | 0.001733 |  | 8.4178e-05 |  | 0.00044878 |  | 0.0014181 |  | 0.0015915 |  | 0.21333 |  | 0.021369 |  | 0.0012994 |  | 0.00022582 |  | 0.00015335 |  | 0.00046183 |  | 2.3726e-05 |  | -0.00010498 |  | 0.00065683 |  | 2.4383e-06 |  | 0.00029147 |  | 0.21367
| 3.7389e-05 |  | 0.0004943 |  | 0.0018021 |  | 0.00010847 |  | 0.00052834 |  | 0.0013359 |  | 0.0015891 |  | 0.21745 |  | 0.022423 |  | 0.0015335 |  | 0.00032502 |  | 0.00020427 |  | 0.00051255 |  | 3.5954e-05 |  | 2.427e-05 |  | 0.00057567 |  | 5.6883e-06 |  | 0.00029717 |  | 0.21514
| 3.7389e-05 |  | 0.00034125 |  | 0.0017701 |  | 0.00010847 |  | 0.0005998 |  | 0.0013376 |  | 0.0015464 |  | 0.22026 |  | 0.023035 |  | 0.001586 |  | 0.00030677 |  | 0.00020428 |  | 0.00018821 |  | 3.5959e-05 |  | 1.9858e-05 |  | 0.00049448 |  | 5.6883e-06 |  | 0.00029961 |  | 0.21616
| 8.814e-05 |  | 0.00025052 |  | 0.0017029 |  | 7.8535e-05 |  | 0.00041448 |  | 0.0013436 |  | 0.0014867 |  | 0.21994 |  | 0.023446 |  | 0.0015677 |  | 0.00025583 |  | 9.3414e-05 |  | 0.00017682 |  | 3.7025e-05 |  | -2.317e-05 |  | 0.00047421 |  | 7.3143e-06 |  | 0.00029638 |  | 0.21645
| 8.8132e-05 |  | 0.00033825 |  | 0.0017148 |  | 7.8528e-05 |  | 0.00038329 |  | 0.001221 |  | 0.001435 |  | 0.21712 |  | 0.024478 |  | 0.0016225 |  | 0.00030154 |  | 9.342e-05 |  | 4.1148e-05 |  | 3.702e-05 |  | 5.71e-05 |  | 0.00054404 |  | 7.3148e-06 |  | 0.00028988 |  | 0.21613
| 1.0998e-05 |  | 0.00038758 |  | 0.0015997 |  | 4.7026e-05 |  | 0.00033922 |  | 0.0012215 |  | 0.0013602 |  | 0.21381 |  | 0.025182 |  | 0.001671 |  | 0.00028548 |  | 0.00010966 |  | -0.00049319 |  | 3.0282e-05 |  | 0.00011227 |  | 0.00068537 |  | 7.3152e-06 |  | 0.00028828 |  | 0.21552
| 1.0998e-05 |  | 0.00040612 |  | 0.0015609 |  | 4.7026e-05 |  | 0.0002612 |  | 0.0012114 |  | 0.0013162 |  | 0.2114 |  | 0.025768 |  | 0.0016364 |  | 0.00025661 |  | 0.00010967 |  | -0.0001843 |  | 3.0285e-05 |  | 9.6161e-05 |  | 0.00076987 |  | 7.3148e-06 |  | 0.00029073 |  | 0.21617
| 0 |  | 0.00039229 |  | 0.0016585 |  | 8.4185e-05 |  | 0.00031275 |  | 0.0011711 |  | 0.0012996 |  | 0.21006 |  | 0.026318 |  | 0.0017289 |  | 0.0002721 |  | 0.00011753 |  | -5.1703e-05 |  | 2.8036e-05 |  | 5.1071e-06 |  | 0.00075688 |  | 5.6897e-06 |  | 0.0002956 |  | 0.21644
| 0 |  | 0.0003883 |  | 0.0016273 |  | 8.4185e-05 |  | 0.00041038 |  | 0.0011494 |  | 0.0013433 |  | 0.20954 |  | 0.027107 |  | 0.0018142 |  | 0.00030031 |  | 0.00011754 |  | -8.0132e-05 |  | 2.804e-05 |  | -4.0297e-05 |  | 0.00066678 |  | 5.6897e-06 |  | 0.00029887 |  | 0.21553
| 2.8767e-06 |  | 0.0004355 |  | 0.0016019 |  | 9.8884e-05 |  | 0.00034826 |  | 0.0010557 |  | 0.0013279 |  | 0.21005 |  | 0.028289 |  | 0.0018731 |  | 0.00025776 |  | 7.8646e-05 |  | 0.00029062 |  | 1.6436e-05 |  | 4.5254e-05 |  | 0.00061723 |  | 2.4389e-06 |  | 0.00029806 |  | 0.21459
| 2.8764e-06 |  | 0.00041086 |  | 0.0016469 |  | 0.00010378 |  | 0.00022222 |  | 0.0010455 |  | 0.0012562 |  | 0.21186 |  | 0.029132 |  | 0.0020592 |  | 0.00027186 |  | 7.8651e-05 |  | 0.00047569 |  | 1.6436e-05 |  | 8.3473e-05 |  | 0.00064245 |  | 2.4391e-06 |  | 0.00030133 |  | 0.21389
| 7.2891e-05 |  | 0.00035284 |  | 0.0017116 |  | 7.1586e-05 |  | 0.00033712 |  | 0.0011021 |  | 0.0012692 |  | 0.21213 |  | 0.029925 |  | 0.0021429 |  | 0.00036043 |  | 6.9315e-05 |  | 0.00026256 |  | 4.2529e-05 |  | 1.7243e-05 |  | 0.00066767 |  | 5.6904e-06 |  | 0.00030622 |  | 0.21294
| 7.2885e-05 |  | 0.00034132 |  | 0.0017047 |  | 6.667e-05 |  | 0.00045504 |  | 0.0010845 |  | 0.0012663 |  | 0.21009 |  | 0.030606 |  | 0.0021914 |  | 0.00034483 |  | 6.9319e-05 |  | -0.00023913 |  | 4.2529e-05 |  | 7.0779e-05 |  | 0.00050928 |  | 5.6904e-06 |  | 0.00031109 |  | 0.21173
| 3.3334e-05 |  | 0.00033308 |  | 0.0016998 |  | 0.00010679 |  | 0.00052733 |  | 0.00098332 |  | 0.0012607 |  | 0.20813 |  | 0.031299 |  | 0.0022422 |  | 0.00037019 |  | 0.0002047 |  | -0.00027059 |  | 3.5756e-05 |  | 3.973e-05 |  | 0.00060273 |  | 4.0656e-06 |  | 0.00031274 |  | 0.21013
| 3.3334e-05 |  | 0.00040697 |  | 0.00165 |  | 0.00010679 |  | 0.00045562 |  | 0.00093537 |  | 0.0012345 |  | 0.20691 |  | 0.032669 |  | 0.0024192 |  | 0.00038697 |  | 0.00020471 |  | 0.00029843 |  | 3.5758e-05 |  | -1.0518e-05 |  | 0.00076681 |  | 4.0656e-06 |  | 0.00031274 |  | 0.20829
| 0.00010624 |  | 0.00048164 |  | 0.0015843 |  | 4.8995e-05 |  | 0.00034894 |  | 0.00092458 |  | 0.0011635 |  | 0.20567 |  | 0.033657 |  | 0.0024913 |  | 0.00031895 |  | 0.00013187 |  | 0.00014625 |  | 3.4612e-05 |  | -8.5428e-05 |  | 0.00071812 |  | 5.6911e-06 |  | 0.00031113 |  | 0.2065
| 0.00010623 |  | 0.00044414 |  | 0.0016226 |  | 4.899e-05 |  | 0.00036723 |  | 0.00085835 |  | 0.0011166 |  | 0.20351 |  | 0.034311 |  | 0.0024705 |  | 0.00030613 |  | 0.00013188 |  | -0.00024628 |  | 3.4617e-05 |  | -0.00020757 |  | 0.0007799 |  | 5.6911e-06 |  | 0.00029896 |  | 0.20511
| 1.709e-05 |  | 0.00040342 |  | 0.0016245 |  | 4.997e-05 |  | 0.00037497 |  | 0.0007801 |  | 0.0010971 |  | 0.20088 |  | 0.035316 |  | 0.0025852 |  | 0.00031018 |  | 9.1818e-06 |  | -0.00024899 |  | 1.3554e-05 |  | -2.54e-05 |  | 0.00067835 |  | 5.6915e-06 |  | 0.00028515 |  | 0.20254
| 1.7092e-05 |  | 0.00041765 |  | 0.0016504 |  | 4.9975e-05 |  | 0.00050247 |  | 0.00078958 |  | 0.0011038 |  | 0.1982 |  | 0.036318 |  | 0.0027057 |  | 0.0003397 |  | 9.1824e-06 |  | -0.00013992 |  | 1.3554e-05 |  | -7.6204e-05 |  | 0.00061661 |  | 5.6915e-06 |  | 0.00027947 |  | 0.19928
| 0 |  | 0.00038184 |  | 0.0016571 |  | 3.8216e-05 |  | 0.00055866 |  | 0.00081512 |  | 0.0011201 |  | 0.19597 |  | 0.037118 |  | 0.0027913 |  | 0.00037101 |  | 0.00013594 |  | 0.00022329 |  | 4.8445e-05 |  | -0.00010382 |  | 0.0006955 |  | 7.3184e-06 |  | 0.00028763 |  | 0.19729
| 0 |  | 0.0004115 |  | 0.0016145 |  | 3.8216e-05 |  | 0.00040143 |  | 0.00077386 |  | 0.0010616 |  | 0.19364 |  | 0.038047 |  | 0.0027197 |  | 0.00034667 |  | 0.00013595 |  | 0.0002184 |  | 4.8449e-05 |  | -1.3254e-05 |  | 0.00075481 |  | 7.3188e-06 |  | 0.000299 |  | 0.19396
| 2.7245e-05 |  | 0.00039705 |  | 0.0014352 |  | 8.1374e-05 |  | 0.00038345 |  | 0.00078722 |  | 0.0010546 |  | 0.19093 |  | 0.039602 |  | 0.0028341 |  | 0.00039659 |  | 7.6482e-05 |  | -6.8211e-05 |  | 2.4086e-05 |  | -2.3198e-05 |  | 0.00077756 |  | 5.6922e-06 |  | 0.00030631 |  | 0.19066
| 2.7245e-05 |  | 0.00028624 |  | 0.0012596 |  | 8.1374e-05 |  | 0.00044535 |  | 0.00080041 |  | 0.0010712 |  | 0.18831 |  | 0.040778 |  | 0.0030958 |  | 0.00045588 |  | 7.6487e-05 |  | -0.00022963 |  | 2.4088e-05 |  | -6.6279e-05 |  | 0.00070854 |  | 5.6925e-06 |  | 0.00030308 |  | 0.18814
| 1.5061e-05 |  | 0.00039674 |  | 0.0014293 |  | 3.6256e-05 |  | 0.00047531 |  | 0.0007308 |  | 0.0010449 |  | 0.18519 |  | 0.041519 |  | 0.0032865 |  | 0.00041293 |  | 0.0001601 |  | -0.00027174 |  | 2.9719e-05 |  | -8.3961e-05 |  | 0.00071102 |  | 5.6925e-06 |  | 0.00029254 |  | 0.18488
| 2.4216e-05 |  | 0.00048399 |  | 0.0016264 |  | 3.6259e-05 |  | 0.00045245 |  | 0.00073319 |  | 0.0010453 |  | 0.18222 |  | 0.042903 |  | 0.0032541 |  | 0.00038963 |  | 0.00016011 |  | -0.00025123 |  | 2.9718e-05 |  | 5.8584e-05 |  | 0.00062814 |  | 5.6925e-06 |  | 0.0002836 |  | 0.18171
| 7.0755e-05 |  | 0.00046317 |  | 0.0016878 |  | 7.3469e-05 |  | 0.00025551 |  | 0.00070513 |  | 0.0010358 |  | 0.17897 |  | 0.044075 |  | 0.0032518 |  | 0.00048693 |  | 9.4211e-05 |  | 1.6227e-06 |  | 3.5909e-05 |  | 7.6267e-05 |  | 0.0005843 |  | 4.0673e-06 |  | 0.00028605 |  | 0.17793
| 6.1596e-05 |  | 0.00047854 |  | 0.0017206 |  | 7.3463e-05 |  | 0.00018463 |  | 0.00062849 |  | 0.0010416 |  | 0.17507 |  | 0.045422 |  | 0.0034249 |  | 0.00053474 |  | 9.4217e-05 |  | -0.00030896 |  | 3.5912e-05 |  | 2.0994e-05 |  | 0.00061436 |  | 4.0671e-06 |  | 0.00029906 |  | 0.17459
| 5.4665e-05 |  | 0.00042121 |  | 0.0016826 |  | 0.00010173 |  | 0.00033963 |  | 0.00068345 |  | 0.00098358 |  | 0.1714 |  | 0.047422 |  | 0.0035672 |  | 0.00043612 |  | 0.00021991 |  | -0.00021191 |  | 3.3257e-05 |  | -9.2356e-05 |  | 0.00053963 |  | 7.3206e-06 |  | 0.00031126 |  | 0.17164
| 5.4669e-05 |  | 0.00038428 |  | 0.0016223 |  | 0.00010174 |  | 0.00036875 |  | 0.00072502 |  | 0.00092147 |  | 0.16762 |  | 0.048395 |  | 0.0036449 |  | 0.00040866 |  | 0.00021993 |  | 0.00015884 |  | 3.3257e-05 |  | -7.0707e-05 |  | 0.00065995 |  | 7.3206e-06 |  | 0.00031616 |  | 0.16753
| 2.1155e-05 |  | 0.00040235 |  | 0.0016158 |  | 8.8163e-05 |  | 0.00034921 |  | 0.00069638 |  | 0.00094606 |  | 0.16362 |  | 0.04887 |  | 0.0038387 |  | 0.00046893 |  | 0.0001526 |  | -0.00013424 |  | 1.9875e-05 |  | 7.9126e-05 |  | 0.0007778 |  | 5.6936e-06 |  | 0.00030966 |  | 0.16274
| 2.1155e-05 |  | 0.00040202 |  | 0.0016629 |  | 8.8163e-05 |  | 0.0003444 |  | 0.00064373 |  | 0.00095965 |  | 0.15898 |  | 0.050277 |  | 0.0041165 |  | 0.00052733 |  | 0.00015261 |  | 0.00021281 |  | 1.9876e-05 |  | 0.00016898 |  | 0.00080223 |  | 5.6939e-06 |  | 0.00030805 |  | 0.15903
| 4.553e-05 |  | 0.00033666 |  | 0.0016073 |  | 5.9911e-05 |  | 0.00030699 |  | 0.00061343 |  | 0.00091092 |  | 0.15383 |  | 0.051625 |  | 0.0040342 |  | 0.00048106 |  | 2.7284e-05 |  | 0.00030427 |  | 2.9602e-05 |  | 0.00014799 |  | 0.00070632 |  | 2.4409e-06 |  | 0.0003113 |  | 0.15546
| 4.553e-05 |  | 0.00037097 |  | 0.0013985 |  | 5.9911e-05 |  | 0.00035741 |  | 0.00065069 |  | 0.00087823 |  | 0.14939 |  | 0.053174 |  | 0.0040697 |  | 0.00046142 |  | 2.7285e-05 |  | -2.3631e-05 |  | 2.9601e-05 |  | 3.7584e-05 |  | 0.00069499 |  | 2.4409e-06 |  | 0.00030888 |  | 0.15175
| 9.0997e-05 |  | 0.00040537 |  | 0.0014405 |  | 6.2737e-05 |  | 0.00038214 |  | 0.00063307 |  | 0.0008929 |  | 0.14587 |  | 0.054955 |  | 0.0043683 |  | 0.00058846 |  | 0.00010517 |  | -0.00026424 |  | 3.1106e-05 |  | -5.5273e-06 |  | 0.00078038 |  | 7.3215e-06 |  | 0.00029996 |  | 0.14826
| 9.0997e-05 |  | 0.00043213 |  | 0.0015529 |  | 6.2737e-05 |  | 0.00041731 |  | 0.00056489 |  | 0.0008756 |  | 0.14241 |  | 0.056302 |  | 0.0046488 |  | 0.00062056 |  | 0.00010518 |  | -0.00019723 |  | 3.111e-05 |  | 2.8917e-05 |  | 0.00076169 |  | 7.3224e-06 |  | 0.00029102 |  | 0.14413
| 2.8774e-06 |  | 0.00040559 |  | 0.0015781 |  | 5.5864e-05 |  | 0.00041585 |  | 0.00054376 |  | 0.00087997 |  | 0.13909 |  | 0.057794 |  | 0.0048461 |  | 0.00063173 |  | 0.00019189 |  | 0.0002165 |  | 4.9785e-05 |  | 7.3141e-05 |  | 0.00074868 |  | 4.0683e-06 |  | 0.0002959 |  | 0.14046
| 2.8774e-06 |  | 0.00033115 |  | 0.0015776 |  | 5.5864e-05 |  | 0.00033678 |  | 0.00052748 |  | 0.00085142 |  | 0.13558 |  | 0.05934 |  | 0.0048039 |  | 0.00060194 |  | 0.00019191 |  | 0.00017828 |  | 4.979e-05 |  | 1.2163e-05 |  | 0.00076015 |  | 4.0688e-06 |  | 0.00031057 |  | 0.13659
| 3.4362e-05 |  | 0.00037505 |  | 0.0015714 |  | 8.2526e-05 |  | 0.00031138 |  | 0.00052981 |  | 0.0008174 |  | 0.13208 |  | 0.06077 |  | 0.0049972 |  | 0.0006426 |  | 0.0001609 |  | -0.00010731 |  | 4.9766e-05 |  | 7.7399e-06 |  | 0.0007691 |  | 2.4412e-06 |  | 0.00032276 |  | 0.13315
| 3.4359e-05 |  | 0.00032764 |  | 0.0016638 |  | 8.2519e-05 |  | 0.00030144 |  | 0.00049264 |  | 0.00084794 |  | 0.12886 |  | 0.062318 |  | 0.0053659 |  | 0.00077928 |  | 0.00016091 |  | -0.00016432 |  | 4.9773e-05 |  | 0.00012323 |  | 0.00068292 |  | 2.4415e-06 |  | 0.00032926 |  | 0.12958
| 4.9086e-06 |  | 0.00029862 |  | 0.0015595 |  | 9.3266e-05 |  | 0.00037502 |  | 0.00046555 |  | 0.0008164 |  | 0.12474 |  | 0.063967 |  | 0.0054822 |  | 0.00071175 |  | 8.1765e-05 |  | -0.00015461 |  | 3.7571e-05 |  | 7.3472e-05 |  | 0.00066182 |  | 5.6957e-06 |  | 0.00032522 |  | 0.12538
| 4.9086e-06 |  | 0.00032435 |  | 0.0014524 |  | 9.3266e-05 |  | 0.00040855 |  | 0.00050737 |  | 0.00077877 |  | 0.1203 |  | 0.065469 |  | 0.0055062 |  | 0.00063736 |  | 8.177e-05 |  | -1.0999e-05 |  | 3.7576e-05 |  | 2.1865e-05 |  | 0.00069195 |  | 5.6957e-06 |  | 0.00031874 |  | 0.12186
| 1.7096e-05 |  | 0.00034814 |  | 0.0014858 |  | 6.3873e-05 |  | 0.00042846 |  | 0.00049176 |  | 0.00076545 |  | 0.11707 |  | 0.066978 |  | 0.0055886 |  | 0.00066063 |  | 0.0001041 |  | 0.00013029 |  | 3.8379e-05 |  | 5.2834e-05 |  | 0.00067569 |  | 5.696e-06 |  | 0.00030979 |  | 0.11861
| 1.7098e-05 |  | 0.00037124 |  | 0.0014508 |  | 6.3879e-05 |  | 0.00042969 |  | 0.00048684 |  | 0.00077362 |  | 0.11464 |  | 0.068602 |  | 0.0058033 |  | 0.00071624 |  | 0.00010411 |  | 0.00025224 |  | 3.8379e-05 |  | -1.6592e-05 |  | 0.00059197 |  | 5.6964e-06 |  | 0.00030249 |  | 0.11587
| 7.0091e-05 |  | 0.00034658 |  | 0.0014568 |  | 8.5353e-05 |  | 0.00033387 |  | 0.00047893 |  | 0.00071291 |  | 0.11199 |  | 0.070577 |  | 0.0059953 |  | 0.00074579 |  | 0.00015773 |  | 0.00017802 |  | 3.3967e-05 |  | -0.00010644 |  | 0.00059685 |  | 4.0696e-06 |  | 0.00030412 |  | 0.113
| 7.0097e-05 |  | 0.00036136 |  | 0.0014922 |  | 8.536e-05 |  | 0.00028654 |  | 0.00043019 |  | 0.00066656 |  | 0.10871 |  | 0.072552 |  | 0.0062746 |  | 0.00077309 |  | 0.00015774 |  | 7.0141e-05 |  | 3.3971e-05 |  | -8.5437e-05 |  | 0.0006408 |  | 4.0696e-06 |  | 0.00030739 |  | 0.10905
| 7.4054e-05 |  | 0.00039919 |  | 0.001493 |  | 4.8032e-05 |  | 0.00017913 |  | 0.00040259 |  | 0.0007126 |  | 0.10569 |  | 0.074345 |  | 0.0066557 |  | 0.00079348 |  | 7.0922e-05 |  | -7.8005e-05 |  | 4.9835e-05 |  | 1.3275e-05 |  | 0.00065463 |  | 2.4419e-06 |  | 0.00030739 |  | 0.10555
| 7.4054e-05 |  | 0.00029161 |  | 0.0015318 |  | 4.8032e-05 |  | 0.00016054 |  | 0.00037119 |  | 0.00073725 |  | 0.10359 |  | 0.07594 |  | 0.0068679 |  | 0.00080311 |  | 7.0926e-05 |  | 2.1416e-05 |  | 4.9842e-05 |  | 6.2455e-05 |  | 0.00068155 |  | 2.4421e-06 |  | 0.00029767 |  | 0.10297
| 7.8011e-05 |  | 0.0002971 |  | 0.0015157 |  | 8.2534e-05 |  | 0.00032722 |  | 0.00038197 |  | 0.00072963 |  | 0.10131 |  | 0.07762 |  | 0.0070212 |  | 0.00078294 |  | 0.00014188 |  | 0.0001243 |  | 2.5648e-05 |  | -5.5476e-06 |  | 0.00066849 |  | 7.3251e-06 |  | 0.00029358 |  | 0.10097
| 7.8011e-05 |  | 0.00042203 |  | 0.0014936 |  | 8.2534e-05 |  | 0.00035701 |  | 0.00038737 |  | 0.00071375 |  | 0.09884 |  | 0.079312 |  | 0.0071854 |  | 0.00079031 |  | 0.00014189 |  | -3.197e-05 |  | 2.5648e-05 |  | -0.0001001 |  | 0.00069785 |  | 7.3256e-06 |  | 0.00030175 |  | 0.098427
| 5.57e-05 |  | 0.00043165 |  | 0.0015121 |  | 8.9325e-05 |  | 0.00021386 |  | 0.00036538 |  | 0.00067247 |  | 0.096459 |  | 0.081124 |  | 0.0074563 |  | 0.00087002 |  | 0.00014314 |  | -8.7594e-05 |  | 4.5844e-05 |  | -5.4221e-05 |  | 0.00076694 |  | 2.4422e-06 |  | 0.00031149 |  | 0.095824
| 5.5695e-05 |  | 0.00037709 |  | 0.0014735 |  | 8.9317e-05 |  | 0.00030589 |  | 0.00038236 |  | 0.00064104 |  | 0.093847 |  | 0.083093 |  | 0.0076961 |  | 0.00088013 |  | 0.00014315 |  | -6.7871e-05 |  | 4.5844e-05 |  | 4.4266e-06 |  | 0.00085 |  | 2.4424e-06 |  | 0.00031723 |  | 0.09337
| 1.5068e-05 |  | 0.00038038 |  | 0.0014137 |  | 5.9927e-05 |  | 0.00046906 |  | 0.00037683 |  | 0.00067282 |  | 0.090942 |  | 0.084503 |  | 0.0078555 |  | 0.00084657 |  | 8.8288e-05 |  | -7.4043e-06 |  | 3.1083e-05 |  | -4.5487e-05 |  | 0.00087278 |  | 5.6981e-06 |  | 0.00030747 |  | 0.090366
| 1.5068e-05 |  | 0.00037413 |  | 0.0014261 |  | 5.9927e-05 |  | 0.00053502 |  | 0.00036692 |  | 0.00068847 |  | 0.088317 |  | 0.086414 |  | 0.0080771 |  | 0.00087102 |  | 8.8293e-05 |  | 7.9742e-05 |  | 3.1089e-05 |  | -2.505e-06 |  | 0.00078661 |  | 5.6981e-06 |  | 0.00030098 |  | 0.088356
| 1.3036e-05 |  | 0.00029877 |  | 0.0013751 |  | 1.9606e-05 |  | 0.00042245 |  | 0.00035237 |  | 0.00064997 |  | 0.085884 |  | 0.088578 |  | 0.0083369 |  | 0.0009203 |  | 0.00011002 |  | 0.00022902 |  | 3.0988e-05 |  | -6.1805e-05 |  | 0.00070201 |  | 7.3265e-06 |  | 0.00030423 |  | 0.086536
| 1.3036e-05 |  | 0.00032674 |  | 0.001357 |  | 1.9606e-05 |  | 0.00020773 |  | 0.0003501 |  | 0.00068067 |  | 0.08407 |  | 0.090238 |  | 0.0086118 |  | 0.00090045 |  | 0.00011002 |  | 0.00021657 |  | 3.0992e-05 |  | -5.92e-05 |  | 0.00070607 |  | 7.3269e-06 |  | 0.00031318 |  | 0.084097
| 4.2498e-05 |  | 0.00036373 |  | 0.001319 |  | 0.00013739 |  | 0.00013208 |  | 0.0003792 |  | 0.00070333 |  | 0.08239 |  | 0.092061 |  | 0.0088164 |  | 0.00090898 |  | 3.0674e-05 |  | 4.9945e-05 |  | 5.2116e-05 |  | -4.4798e-05 |  | 0.00070047 |  | 2.4428e-06 |  | 0.00031566 |  | 0.082121
| 4.2494e-05 |  | 0.00032098 |  | 0.0013601 |  | 0.00013738 |  | 0.00034201 |  | 0.00039529 |  | 0.00068635 |  | 0.080628 |  | 0.094481 |  | 0.0092101 |  | 0.0010524 |  | 3.0676e-05 |  | 8.6648e-05 |  | 5.2118e-05 |  | -0.00011476 |  | 0.00062481 |  | 2.4428e-06 |  | 0.00030752 |  | 0.08026
| 4.1482e-05 |  | 0.00041416 |  | 0.0014964 |  | 6.7848e-05 |  | 0.00035513 |  | 0.00040371 |  | 0.00068504 |  | 0.079271 |  | 0.096507 |  | 0.0096737 |  | 0.0010817 |  | 2.7607e-05 |  | 2.7203e-05 |  | 6.4032e-05 |  | 4.65e-05 |  | 0.00064759 |  | 5.6988e-06 |  | 0.0003002 |  | 0.079128
| 4.1482e-05 |  | 0.00050002 |  | 0.0015182 |  | 6.7848e-05 |  | 0.00023766 |  | 0.00036794 |  | 0.00067528 |  | 0.077845 |  | 0.098524 |  | 0.010019 |  | 0.0010855 |  | 2.7609e-05 |  | 2.6559e-05 |  | 6.404e-05 |  | 0.0001135 |  | 0.00074933 |  | 5.6995e-06 |  | 0.0002994 |  | 0.077668
| 4.1482e-05 |  | 0.0004478 |  | 0.0015443 |  | 0.00013061 |  | 0.00044485 |  | 0.00034052 |  | 0.00067938 |  | 0.075945 |  | 0.10041 |  | 0.010345 |  | 0.0011698 |  | 9.4469e-05 |  | 0.00022935 |  | 5.5825e-05 |  | -2.6372e-05 |  | 0.00083074 |  | 5.6992e-06 |  | 0.00030431 |  | 0.075677
| 4.1482e-05 |  | 0.00037036 |  | 0.0015491 |  | 0.00013061 |  | 0.00047996 |  | 0.00035307 |  | 0.00068374 |  | 0.073716 |  | 0.10215 |  | 0.010599 |  | 0.0012257 |  | 9.4475e-05 |  | 0.00029166 |  | 5.5822e-05 |  | -3.0147e-05 |  | 0.00087549 |  | 5.6999e-06 |  | 0.00030512 |  | 0.074306
| 0 |  | 0.00044846 |  | 0.0015085 |  | 4.4122e-05 |  | 0.00033115 |  | 0.00031868 |  | 0.00065943 |  | 0.072021 |  | 0.10465 |  | 0.010902 |  | 0.001255 |  | 7.4834e-05 |  | 0.00014233 |  | 3.7686e-05 |  | -3.1852e-05 |  | 0.00084869 |  | 2.4431e-06 |  | 0.00030514 |  | 0.072583
| 0 |  | 0.00047237 |  | 0.0014707 |  | 5.9841e-05 |  | 0.0002352 |  | 0.00028058 |  | 0.00063899 |  | 0.070758 |  | 0.1068 |  | 0.01108 |  | 0.0012133 |  | 7.4838e-05 |  | -3.1369e-05 |  | 3.7688e-05 |  | -0.00011503 |  | 0.00093581 |  | 2.4434e-06 |  | 0.00030272 |  | 0.071093
| 6.5592e-05 |  | 0.00037378 |  | 0.0014305 |  | 8.5275e-05 |  | 0.00022599 |  | 0.00027336 |  | 0.00068329 |  | 0.069177 |  | 0.10909 |  | 0.011383 |  | 0.0011994 |  | 0.00012726 |  | 2.9904e-05 |  | 4.3529e-05 |  | -0.00011228 |  | 0.00095691 |  | 5.7002e-06 |  | 0.00030758 |  | 0.070373
| 6.5592e-05 |  | 0.00037775 |  | 0.0014685 |  | 6.955e-05 |  | 0.00034051 |  | 0.00028076 |  | 0.00067061 |  | 0.068028 |  | 0.11127 |  | 0.011953 |  | 0.0013198 |  | 0.00012727 |  | -3.127e-05 |  | 4.3531e-05 |  | -5.801e-05 |  | 0.0008195 |  | 5.7002e-06 |  | 0.00031738 |  | 0.069417
| 8.5948e-05 |  | 0.00042075 |  | 0.0014739 |  | 9.2168e-05 |  | 0.00044521 |  | 0.00027681 |  | 0.00063201 |  | 0.067336 |  | 0.11318 |  | 0.012339 |  | 0.0013572 |  | 4.4535e-05 |  | 0.00013581 |  | 5.0431e-05 |  | -2.6008e-05 |  | 0.0008374 |  | 8.9586e-06 |  | 0.0003182 |  | 0.068173
| 8.5948e-05 |  | 0.00047405 |  | 0.0014594 |  | 9.2168e-05 |  | 0.00050229 |  | 0.00028767 |  | 0.00062434 |  | 0.066183 |  | 0.11565 |  | 0.012817 |  | 0.0013632 |  | 4.4537e-05 |  | 0.00029377 |  | 5.044e-05 |  | 3.3895e-06 |  | 0.00081141 |  | 8.9592e-06 |  | 0.00031333 |  | 0.067002
| 3.2345e-05 |  | 0.00031464 |  | 0.0014917 |  | 8.9349e-05 |  | 0.00043864 |  | 0.00031484 |  | 0.00059961 |  | 0.065127 |  | 0.11822 |  | 0.013229 |  | 0.0014157 |  | 0 |  | 0.0003136 |  | 4.8578e-05 |  | 5.9315e-05 |  | 0.00085943 |  | 7.3301e-06 |  | 0.00030764 |  | 0.066379
| 3.2342e-05 |  | 0.00027891 |  | 0.0013386 |  | 8.9341e-05 |  | 0.00034641 |  | 0.00032477 |  | 0.00066298 |  | 0.064526 |  | 0.12016 |  | 0.013742 |  | 0.001493 |  | 0 |  | 0.00022671 |  | 4.8587e-05 |  | 8.8628e-06 |  | 0.00088227 |  | 7.3301e-06 |  | 0.0003101 |  | 0.065779
| 5.3682e-05 |  | 0.00036939 |  | 0.001345 |  | 5.8812e-05 |  | 0.00033933 |  | 0.00028379 |  | 0.00071258 |  | 0.063635 |  | 0.12257 |  | 0.014241 |  | 0.0015484 |  | 7.3881e-05 |  | 8.1631e-05 |  | 4.2034e-05 |  | 2.216e-06 |  | 0.00074635 |  | 5.7013e-06 |  | 0.00031172 |  | 0.064528
| 5.3682e-05 |  | 0.00035139 |  | 0.0014938 |  | 5.8812e-05 |  | 0.00037081 |  | 0.00030529 |  | 0.0006754 |  | 0.062221 |  | 0.12539 |  | 0.014554 |  | 0.0015752 |  | 7.3885e-05 |  | 0.00013596 |  | 4.2041e-05 |  | 1.4404e-05 |  | 0.00084569 |  | 5.7016e-06 |  | 0.00030605 |  | 0.063402
| 2.4216e-05 |  | 0.0003891 |  | 0.0014413 |  | 4.1185e-05 |  | 0.00033213 |  | 0.0002887 |  | 0.00064485 |  | 0.060473 |  | 0.12794 |  | 0.014807 |  | 0.0016205 |  | 5.4935e-05 |  | 0.00027365 |  | 4.8316e-05 |  | -4.1062e-05 |  | 0.000779 |  | 5.7016e-06 |  | 0.00030606 |  | 0.062771
| 4.9659e-05 |  | 0.00042774 |  | 0.0014068 |  | 4.1185e-05 |  | 0.00029391 |  | 0.00023737 |  | 0.0006369 |  | 0.058901 |  | 0.13006 |  | 0.015011 |  | 0.0016075 |  | 5.4938e-05 |  | 0.00030274 |  | 4.8325e-05 |  | 4.0561e-05 |  | 0.00071469 |  | 5.702e-06 |  | 0.00030932 |  | 0.062234
| 6.9986e-05 |  | 0.00040783 |  | 0.0014349 |  | 0.00010123 |  | 0.00036825 |  | 0.00028094 |  | 0.00060445 |  | 0.057501 |  | 0.13179 |  | 0.015531 |  | 0.0016374 |  | 7.3235e-05 |  | -8.1019e-05 |  | 5.8903e-05 |  | 0.00014702 |  | 0.00089627 |  | 5.702e-06 |  | 0.00031422 |  | 0.060668
| 4.4537e-05 |  | 0.00035766 |  | 0.0014262 |  | 0.00010122 |  | 0.0004203 |  | 0.00027484 |  | 0.00056206 |  | 0.05624 |  | 0.13394 |  | 0.015953 |  | 0.0016867 |  | 7.3239e-05 |  | 0.00015349 |  | 5.8901e-05 |  | 0.00011769 |  | 0.00091743 |  | 5.7023e-06 |  | 0.00032155 |  | 0.05994
| 6.7866e-05 |  | 0.00041917 |  | 0.0014377 |  | 7.1825e-05 |  | 0.00044088 |  | 0.00024669 |  | 0.0005803 |  | 0.055408 |  | 0.1366 |  | 0.016431 |  | 0.0017722 |  | 5.7469e-05 |  | 0.00045275 |  | 3.7954e-05 |  | 7.4469e-05 |  | 0.00097041 |  | 4.0738e-06 |  | 0.00033215 |  | 0.059845
| 6.7866e-05 |  | 0.00039974 |  | 0.0014331 |  | 7.1825e-05 |  | 0.00047263 |  | 0.00026641 |  | 0.00061834 |  | 0.054528 |  | 0.13968 |  | 0.017036 |  | 0.0018471 |  | 5.7473e-05 |  | 0.0003572 |  | 3.7954e-05 |  | 0.0001363 |  | 0.0009493 |  | 4.0741e-06 |  | 0.00033706 |  | 0.05913
| 0.00010632 |  | 0.00033419 |  | 0.0013975 |  | 6.8432e-05 |  | 0.0004289 |  | 0.00026531 |  | 0.00060008 |  | 0.053745 |  | 0.1419 |  | 0.017663 |  | 0.0018731 |  | 5.5097e-05 |  | 0.00038026 |  | 4.9071e-05 |  | 6.0544e-05 |  | 0.00082229 |  | 5.703e-06 |  | 0.00032566 |  | 0.05791
| 0.00010633 |  | 0.00041213 |  | 0.0014274 |  | 6.8438e-05 |  | 0.00031581 |  | 0.00022835 |  | 0.00060923 |  | 0.053052 |  | 0.14338 |  | 0.018389 |  | 0.0019928 |  | 5.5101e-05 |  | 0.00040112 |  | 4.9068e-05 |  | -1.3404e-05 |  | 0.00088824 |  | 5.703e-06 |  | 0.00031345 |  | 0.056709
| 8.9759e-06 |  | 0.00044033 |  | 0.0014403 |  | 5.1975e-05 |  | 0.0002407 |  | 0.00022811 |  | 0.000611 |  | 0.051832 |  | 0.14533 |  | 0.01894 |  | 0.0020445 |  | 0.00014298 |  | 0.00025409 |  | 5.0899e-05 |  | 5.9039e-05 |  | 0.00097948 |  | 2.4446e-06 |  | 0.00031347 |  | 0.056139
| 8.9767e-06 |  | 0.00049253 |  | 0.0013953 |  | 5.198e-05 |  | 0.00036107 |  | 0.00024579 |  | 0.00059128 |  | 0.050218 |  | 0.14772 |  | 0.019227 |  | 0.0020508 |  | 0.00014299 |  | 8.3846e-05 |  | 5.0899e-05 |  | 0.00013012 |  | 0.0010577 |  | 2.4448e-06 |  | 0.0003257 |  | 0.055439
| 2.9302e-05 |  | 0.00051111 |  | 0.0013598 |  | 6.2782e-05 |  | 0.00049948 |  | 0.00020092 |  | 0.00054954 |  | 0.048713 |  | 0.15005 |  | 0.019459 |  | 0.0020973 |  | 7.3347e-05 |  | 0.0001306 |  | 5.2578e-05 |  | 1.2651e-05 |  | 0.0011066 |  | 5.7037e-06 |  | 0.00033223 |  | 0.05474
| 2.9302e-05 |  | 0.00050661 |  | 0.0013363 |  | 6.2782e-05 |  | 0.00032004 |  | 0.0001536 |  | 0.00054299 |  | 0.047012 |  | 0.15233 |  | 0.019721 |  | 0.0021143 |  | 7.3352e-05 |  | -4.5666e-05 |  | 5.2585e-05 |  | -1.087e-05 |  | 0.00099339 |  | 5.7037e-06 |  | 0.00033221 |  | 0.053561
| 4.3529e-05 |  | 0.00046717 |  | 0.0013069 |  | 0.0001086 |  | 0.00018595 |  | 0.00018783 |  | 0.00054432 |  | 0.045438 |  | 0.15501 |  | 0.02009 |  | 0.0021379 |  | 5.1441e-05 |  | 0.00024373 |  | 7.516e-05 |  | 3.234e-05 |  | 0.000965 |  | 2.4451e-06 |  | 0.00033958 |  | 0.052615
| 4.3529e-05 |  | 0.00048452 |  | 0.0013258 |  | 0.0001086 |  | 0.00047423 |  | 0.00026435 |  | 0.00068241 |  | 0.044488 |  | 0.15846 |  | 0.021233 |  | 0.0023362 |  | 8.3044e-05 |  | 0.00078608 |  | 0.00013088 |  | 0.00013043 |  | 0.0010888 |  | 2.4451e-06 |  | 0.00033551 |  | 0.051813
| 0 |  | 0.00036754 |  | 0.0013797 |  | 3.5311e-05 |  | 0.00038693 |  | 0.00021199 |  | 0.00054816 |  | 0.043268 |  | 0.16171 |  | 0.022254 |  | 0.0024047 |  | 3.1602e-05 |  | 0.00028655 |  | 5.5718e-05 |  | -6.1448e-05 |  | 0.0010001 |  | 8.1507e-07 |  | 0.00033553 |  | 0.050278
| 0 |  | 0.00038382 |  | 0.0014224 |  | 3.5307e-05 |  | 0.00045697 |  | 0.00022153 |  | 0.00058699 |  | 0.042618 |  | 0.164 |  | 0.023096 |  | 0.0025393 |  | 5.6402e-05 |  | 9.415e-05 |  | 3.9587e-05 |  | 1.1092e-06 |  | 0.00099845 |  | 1.3584e-06 |  | 0.00032332 |  | 0.049182
| 1.3043e-05 |  | 0.0004485 |  | 0.0013869 |  | 4.9042e-05 |  | 0.00045897 |  | 0.00020799 |  | 0.00055138 |  | 0.04191 |  | 0.16612 |  | 0.023821 |  | 0.0025719 |  | 5.6405e-05 |  | 0.00021109 |  | 3.9587e-05 |  | 3.7547e-05 |  | 0.0010099 |  | 2.9888e-06 |  | 0.00032087 |  | 0.048294
| 1.3043e-05 |  | 0.00040815 |  | 0.0013833 |  | 4.9042e-05 |  | 0.0003977 |  | 0.00020284 |  | 0.00055923 |  | 0.041073 |  | 0.16829 |  | 0.0246 |  | 0.0026622 |  | 4.6121e-05 |  | 0.00012087 |  | 7.2369e-05 |  | 7.0826e-05 |  | 0.0012087 |  | 2.4454e-06 |  | 0.0003201 |  | 0.047468
| 4.4553e-05 |  | 0.00041808 |  | 0.0013476 |  | 8.2592e-05 |  | 0.0003702 |  | 0.00020348 |  | 0.00057451 |  | 0.04007 |  | 0.17044 |  | 0.025257 |  | 0.0027656 |  | 4.6124e-05 |  | -0.00010965 |  | 7.2379e-05 |  | 3.6609e-05 |  | 0.0013244 |  | 2.4455e-06 |  | 0.00031766 |  | 0.046692
| 4.4549e-05 |  | 0.00044227 |  | 0.0013442 |  | 8.2585e-05 |  | 0.0003588 |  | 0.00019439 |  | 0.00055847 |  | 0.039097 |  | 0.17299 |  | 0.025938 |  | 0.0028609 |  | 3.1533e-05 |  | -2.9585e-05 |  | 5.4337e-05 |  | 3.661e-05 |  | 0.0011053 |  | 2.4455e-06 |  | 0.0003144 |  | 0.045918
| 5.2685e-05 |  | 0.00027327 |  | 0.001383 |  | 5.1989e-05 |  | 0.00039401 |  | 0.00015709 |  | 0.0005174 |  | 0.038192 |  | 0.17518 |  | 0.026501 |  | 0.0029001 |  | 3.1535e-05 |  | 3.5802e-05 |  | 5.4329e-05 |  | 5.8376e-05 |  | 0.00097094 |  | 8.1522e-07 |  | 0.00031279 |  | 0.045028
| 5.2685e-05 |  | 0.00025974 |  | 0.0013686 |  | 5.1989e-05 |  | 0.00036333 |  | 0.00015996 |  | 0.00051597 |  | 0.037002 |  | 0.17648 |  | 0.027055 |  | 0.0029332 |  | 3.4939e-06 |  | 7.5922e-05 |  | 3.8635e-05 |  | 3.7297e-05 |  | 0.0010899 |  | 8.1527e-07 |  | 0.00031362 |  | 0.0437
| 1.9143e-05 |  | 0.00045584 |  | 0.0013867 |  | 0.00010861 |  | 0.00036266 |  | 0.00017686 |  | 0.0005571 |  | 0.03608 |  | 0.17804 |  | 0.027766 |  | 0.0030048 |  | 3.4942e-06 |  | 0.00023942 |  | 3.8631e-05 |  | 4.8203e-05 |  | 0.001169 |  | 2.4458e-06 |  | 0.00031688 |  | 0.042787
| 1.9143e-05 |  | 0.00052552 |  | 0.0014115 |  | 0.00010861 |  | 0.00042149 |  | 0.00016234 |  | 0.00055639 |  | 0.035347 |  | 0.1807 |  | 0.028527 |  | 0.0031176 |  | 8.6017e-05 |  | 0.00032105 |  | 6.1016e-05 |  | -4.8124e-05 |  | 0.0012366 |  | 2.9893e-06 |  | 0.00032016 |  | 0.042322
| 0 |  | 0.00050206 |  | 0.0014286 |  | 4.7085e-05 |  | 0.0004485 |  | 0.00016223 |  | 0.00054922 |  | 0.034453 |  | 0.18224 |  | 0.029464 |  | 0.0032816 |  | 8.6022e-05 |  | 0.00012685 |  | 6.1024e-05 |  | 3.8715e-06 |  | 0.0012709 |  | 2.9895e-06 |  | 0.00032342 |  | 0.041192
| 0 |  | 0.00049016 |  | 0.0014278 |  | 4.7089e-05 |  | 0.00040423 |  | 0.00020697 |  | 0.00054839 |  | 0.033431 |  | 0.18315 |  | 0.030311 |  | 0.0033548 |  | 2.8795e-05 |  | 0.00023263 |  | 5.7953e-05 |  | 5.8852e-05 |  | 0.0012066 |  | 2.9897e-06 |  | 0.00032588 |  | 0.040187
| 0 |  | 0.00050605 |  | 0.0013584 |  | 9.7866e-05 |  | 0.00027148 |  | 0.0002271 |  | 0.00054477 |  | 0.032381 |  | 0.1844 |  | 0.030933 |  | 0.0033843 |  | 2.8797e-05 |  | 0.00029847 |  | 5.7953e-05 |  | -3.8033e-05 |  | 0.001222 |  | 1.3589e-06 |  | 0.00032018 |  | 0.039446
| 0 |  | 0.00048196 |  | 0.0013659 |  | 9.7875e-05 |  | 0.00026597 |  | 0.00018856 |  | 0.00054095 |  | 0.0317 |  | 0.18536 |  | 0.031721 |  | 0.0034517 |  | 6.3828e-05 |  | 0.00022957 |  | 5.2673e-05 |  | -9.6928e-05 |  | 0.0014535 |  | 1.3589e-06 |  | 0.00030798 |  | 0.038366
| 2.321e-05 |  | 0.00044733 |  | 0.0013883 |  | 8.9389e-05 |  | 0.00040439 |  | 0.00017227 |  | 0.00055168 |  | 0.031074 |  | 0.18656 |  | 0.032852 |  | 0.0035439 |  | 6.3832e-05 |  | 0.00016862 |  | 5.2675e-05 |  | -9.5827e-05 |  | 0.001412 |  | 1.3591e-06 |  | 0.00030555 |  | 0.037467
| 2.3212e-05 |  | 0.00049906 |  | 0.0013857 |  | 8.9396e-05 |  | 0.0003384 |  | 0.00014274 |  | 0.00055338 |  | 0.030332 |  | 0.18787 |  | 0.033811 |  | 0.0036786 |  | 8.0989e-05 |  | 0.00016919 |  | 4.317e-05 |  | 1.9982e-05 |  | 0.0012988 |  | 8.1542e-07 |  | 0.00031288 |  | 0.036706
| 8.9791e-06 |  | 0.00050942 |  | 0.001414 |  | 9.3915e-05 |  | 0.00026775 |  | 0.0001566 |  | 0.00054419 |  | 0.029586 |  | 0.19005 |  | 0.034577 |  | 0.0037994 |  | 8.0994e-05 |  | 0.00032214 |  | 4.317e-05 |  | 3.1084e-05 |  | 0.0014252 |  | 8.1552e-07 |  | 0.00032757 |  | 0.035563
| 1.4071e-05 |  | 0.00044279 |  | 0.0013959 |  | 9.3923e-05 |  | 0.00033184 |  | 0.00018772 |  | 0.00055977 |  | 0.028949 |  | 0.19162 |  | 0.035672 |  | 0.0039201 |  | 0.00010959 |  | 0.00022246 |  | 1.9689e-05 |  | -4.2931e-05 |  | 0.0016158 |  | 8.1547e-07 |  | 0.00033816 |  | 0.034773
| 3.9486e-05 |  | 0.00047303 |  | 0.0014039 |  | 6.3935e-05 |  | 0.00031947 |  | 0.00016356 |  | 0.00054953 |  | 0.028384 |  | 0.19254 |  | 0.036938 |  | 0.0040926 |  | 0.00010959 |  | 0.00023095 |  | 1.9689e-05 |  | 6.6232e-05 |  | 0.0016893 |  | 0 |  | 0.00033737 |  | 0.034154
| 3.4395e-05 |  | 0.00047254 |  | 0.0014149 |  | 6.3935e-05 |  | 0.000353 |  | 0.0001542 |  | 0.0005421 |  | 0.027693 |  | 0.19447 |  | 0.038085 |  | 0.0042359 |  | 3.4193e-05 |  | 6.4556e-05 |  | 6.3007e-05 |  | 7.0171e-05 |  | 0.0016681 |  | 5.4371e-07 |  | 0.0003284 |  | 0.033347
| 4.9644e-05 |  | 0.00044162 |  | 0.0012663 |  | 4.8074e-05 |  | 0.00045985 |  | 0.00015434 |  | 0.00054552 |  | 0.027094 |  | 0.19523 |  | 0.039074 |  | 0.0043396 |  | 3.4195e-05 |  | 5.9642e-06 |  | 6.3018e-05 |  | 8.4614e-06 |  | 0.0016747 |  | 1.3593e-06 |  | 0.00032028 |  | 0.032646
| 4.9644e-05 |  | 0.00043428 |  | 0.0012295 |  | 4.8074e-05 |  | 0.00045621 |  | 0.00013925 |  | 0.00052959 |  | 0.026566 |  | 0.19614 |  | 0.040403 |  | 0.0044554 |  | 1.3402e-05 |  | 0.00042191 |  | 4.3285e-05 |  | 9.6036e-07 |  | 0.0016822 |  | 1.3594e-06 |  | 0.000326 |  | 0.031863
| 0 |  | 0.0003543 |  | 0.0013072 |  | 0 |  | 0.00038215 |  | 0.00013543 |  | 0.00053065 |  | 0.025939 |  | 0.19767 |  | 0.041877 |  | 0.0046032 |  | 1.3403e-05 |  | 0.00064399 |  | 4.3291e-05 |  | -2.0376e-05 |  | 0.0015803 |  | 1.3594e-06 |  | 0.00033904 |  | 0.031071
| 0 |  | 0.00034054 |  | 0.0013019 |  | 0 |  | 0.00038691 |  | 0.00012381 |  | 0.00051907 |  | 0.025358 |  | 0.19888 |  | 0.043153 |  | 0.0047301 |  | 6.2799e-06 |  | 0.00028426 |  | 3.8841e-05 |  | -2.1266e-06 |  | 0.0015388 |  | 1.3594e-06 |  | 0.00034395 |  | 0.030202
| 4.9648e-05 |  | 0.00048031 |  | 0.0012774 |  | 7.4692e-05 |  | 0.00038883 |  | 0.00011812 |  | 0.00052585 |  | 0.024937 |  | 0.20019 |  | 0.044453 |  | 0.0048489 |  | 6.2803e-06 |  | 5.0434e-05 |  | 3.8839e-05 |  | -5.6559e-06 |  | 0.0019423 |  | 2.991e-06 |  | 0.00033825 |  | 0.02953
| 4.9653e-05 |  | 0.00044531 |  | 0.0012973 |  | 7.4699e-05 |  | 0.00040407 |  | 0.00014839 |  | 0.00052628 |  | 0.024448 |  | 0.20209 |  | 0.045854 |  | 0.0050947 |  | 0.00012891 |  | 4.915e-05 |  | 5.5181e-05 |  | 2.261e-05 |  | 0.0020369 |  | 2.991e-06 |  | 0.00032686 |  | 0.02916
| 8.4703e-07 |  | 0.00043369 |  | 0.0013567 |  | 0.00011996 |  | 0.00037647 |  | 0.00013008 |  | 0.00052226 |  | 0.023849 |  | 0.20301 |  | 0.047233 |  | 0.0052864 |  | 0.00012892 |  | -5.4524e-05 |  | 5.5186e-05 |  | 8.2503e-05 |  | 0.0020826 |  | 1.3596e-06 |  | 0.00031707 |  | 0.02856
| 8.4703e-07 |  | 0.00048865 |  | 0.0013303 |  | 0.00011996 |  | 0.00028686 |  | 0.00013248 |  | 0.00049115 |  | 0.023257 |  | 0.20421 |  | 0.048528 |  | 0.0053835 |  | 0.00010791 |  | 4.6004e-05 |  | 5.6132e-05 |  | 5.1516e-05 |  | 0.0019596 |  | 4.6227e-06 |  | 0.00031546 |  | 0.027948
| 5.7722e-05 |  | 0.00042509 |  | 0.0012907 |  | 9.7335e-05 |  | 0.0002738 |  | 0.00016204 |  | 0.00047954 |  | 0.022537 |  | 0.20591 |  | 0.049482 |  | 0.0054695 |  | 0.00010792 |  | 0.00013985 |  | 5.6129e-05 |  | 2.0161e-05 |  | 0.0017501 |  | 4.6227e-06 |  | 0.00031709 |  | 0.027397
| 5.7722e-05 |  | 0.00050153 |  | 0.0012724 |  | 9.7335e-05 |  | 0.00036284 |  | 0.00017248 |  | 0.00050218 |  | 0.02171 |  | 0.20647 |  | 0.050552 |  | 0.005608 |  | 0.00010839 |  | 0.00014817 |  | 5.6145e-05 |  | -9.5461e-06 |  | 0.0020021 |  | 8.1582e-07 |  | 0.00031793 |  | 0.026965
| 0 |  | 0.00051762 |  | 0.0012698 |  | 0.00012563 |  | 0.00045929 |  | 0.00015859 |  | 0.00050142 |  | 0.021104 |  | 0.20766 |  | 0.051678 |  | 0.0057938 |  | 0.0001084 |  | 0.00035626 |  | 5.6145e-05 |  | 3.0401e-05 |  | 0.0021514 |  | 2.4476e-06 |  | 0.00032284 |  | 0.026495
| 0 |  | 0.00043356 |  | 0.0012678 |  | 0.00012563 |  | 0.00043158 |  | 9.7861e-05 |  | 0.00049068 |  | 0.020489 |  | 0.20865 |  | 0.052766 |  | 0.0059254 |  | 5.1422e-05 |  | 0.00044948 |  | 5.3252e-05 |  | 2.5663e-05 |  | 0.0021139 |  | 2.9915e-06 |  | 0.00033181 |  | 0.025896
| 0 |  | 0.00046132 |  | 0.0012602 |  | 3.7292e-05 |  | 0.00032737 |  | 0.00010687 |  | 0.00048386 |  | 0.019821 |  | 0.20949 |  | 0.053852 |  | 0.0060684 |  | 5.1425e-05 |  | 0.00030257 |  | 5.3261e-05 |  | -5.1861e-05 |  | 0.0021483 |  | 1.3599e-06 |  | 0.00033509 |  | 0.02563
| 0 |  | 0.00045932 |  | 0.0012879 |  | 3.7289e-05 |  | 0.00034132 |  | 0.00012286 |  | 0.00048945 |  | 0.019444 |  | 0.21021 |  | 0.055264 |  | 0.0062657 |  | 6.9446e-05 |  | 8.1305e-05 |  | 6.4281e-05 |  | 1.5812e-05 |  | 0.0021842 |  | 8.1592e-07 |  | 0.00033101 |  | 0.025306
| 6.9488e-06 |  | 0.00039864 |  | 0.0012907 |  | 6.3952e-05 |  | 0.00040933 |  | 0.00013438 |  | 0.00050548 |  | 0.019034 |  | 0.2112 |  | 0.057136 |  | 0.0064892 |  | 6.945e-05 |  | 0.00040867 |  | 6.4284e-05 |  | 1.2368e-05 |  | 0.0019992 |  | 0 |  | 0.0003294 |  | 0.024654
| 6.9488e-06 |  | 0.00050264 |  | 0.0012476 |  | 6.3952e-05 |  | 0.00029766 |  | 0.00015062 |  | 0.00048514 |  | 0.018457 |  | 0.21292 |  | 0.058789 |  | 0.0066447 |  | 0 |  | 0.00025702 |  | 4.7532e-05 |  | -1.5474e-05 |  | 0.0020556 |  | 0 |  | 0.00033431 |  | 0.024207
| 2.322e-05 |  | 0.00060228 |  | 0.0012292 |  | 4.711e-05 |  | 0.0002858 |  | 0.00011284 |  | 0.00048721 |  | 0.018066 |  | 0.21397 |  | 0.060263 |  | 0.0067951 |  | 0 |  | -0.00017624 |  | 4.7538e-05 |  | -1.1947e-05 |  | 0.0021967 |  | 8.1602e-07 |  | 0.0003335 |  | 0.023877
| 2.3218e-05 |  | 0.00063626 |  | 0.0012184 |  | 4.7105e-05 |  | 0.00036402 |  | 0.00010273 |  | 0.00051453 |  | 0.017594 |  | 0.21476 |  | 0.061333 |  | 0.0069493 |  | 8.1964e-05 |  | 0.00023949 |  | 5.8514e-05 |  | -2.5615e-05 |  | 0.0021804 |  | 1.36e-06 |  | 0.00032534 |  | 0.023455
| 0 |  | 0.00050929 |  | 0.0012045 |  | 6.2826e-05 |  | 0.00027709 |  | 0.00013849 |  | 0.0004789 |  | 0.017026 |  | 0.21486 |  | 0.062643 |  | 0.0070728 |  | 8.1969e-05 |  | 0.00036801 |  | 5.8517e-05 |  | 1.1116e-05 |  | 0.0022058 |  | 1.3601e-06 |  | 0.00031639 |  | 0.022938
| 0 |  | 0.00035216 |  | 0.0012139 |  | 6.2826e-05 |  | 0.00024401 |  | 0.00012176 |  | 0.00043424 |  | 0.016469 |  | 0.21558 |  | 0.06413 |  | 0.007248 |  | 6.626e-05 |  | 1.8058e-05 |  | 6.8177e-05 |  | -2.0216e-05 |  | 0.0022622 |  | 8.1607e-07 |  | 0.0003156 |  | 0.022808
| 2.7288e-05 |  | 0.00041814 |  | 0.0011585 |  | 6.5656e-05 |  | 0.0003029 |  | 0.00011533 |  | 0.00046486 |  | 0.016038 |  | 0.21672 |  | 0.065455 |  | 0.0074134 |  | 6.6264e-05 |  | -0.00011508 |  | 6.8186e-05 |  | -2.5862e-05 |  | 0.0021391 |  | 8.1612e-07 |  | 0.00032131 |  | 0.022786
| 2.7288e-05 |  | 0.00048339 |  | 0.0011394 |  | 6.5656e-05 |  | 0.00025364 |  | 0.00012053 |  | 0.00048628 |  | 0.015734 |  | 0.21694 |  | 0.067186 |  | 0.0075773 |  | 8.9505e-05 |  | 7.9535e-05 |  | 5.2227e-05 |  | 3.6236e-06 |  | 0.0021147 |  | 8.1617e-07 |  | 0.00033274 |  | 0.022576
| 2.8306e-05 |  | 0.00053323 |  | 0.0012371 |  | 8.6598e-05 |  | 0.00023407 |  | 0.00012847 |  | 0.00047657 |  | 0.015415 |  | 0.21745 |  | 0.069145 |  | 0.0078457 |  | 8.951e-05 |  | -3.7669e-05 |  | 5.2225e-05 |  | 8.9549e-06 |  | 0.0024491 |  | 8.1617e-07 |  | 0.00034579 |  | 0.022181
| 2.8308e-05 |  | 0.00052148 |  | 0.0012464 |  | 8.6606e-05 |  | 0.00033249 |  | 0.00015615 |  | 0.0004737 |  | 0.015081 |  | 0.21715 |  | 0.070987 |  | 0.0080933 |  | 6.7946e-05 |  | -2.1835e-05 |  | 5.7944e-05 |  | 3.1627e-05 |  | 0.0024492 |  | 8.1617e-07 |  | 0.00034418 |  | 0.02172
| 9.0568e-05 |  | 0.00051721 |  | 0.0012289 |  | 8.3209e-05 |  | 0.00035128 |  | 0.00013545 |  | 0.00048174 |  | 0.014758 |  | 0.21711 |  | 0.07272 |  | 0.0083247 |  | 6.795e-05 |  | 0.00017721 |  | 5.7944e-05 |  | 2.9414e-05 |  | 0.0024208 |  | 8.1627e-07 |  | 0.00033197 |  | 0.021506
| 9.0568e-05 |  | 0.00062385 |  | 0.0012415 |  | 8.3209e-05 |  | 0.00034917 |  | 0.00012671 |  | 0.00048863 |  | 0.014548 |  | 0.21779 |  | 0.074519 |  | 0.008552 |  | 9.2577e-05 |  | -7.9338e-05 |  | 4.9598e-05 |  | 5.0129e-05 |  | 0.0024682 |  | 1.3604e-06 |  | 0.000323 |  | 0.021259
| 4.153e-05 |  | 0.00054089 |  | 0.0012433 |  | 2.1594e-05 |  | 0.00038805 |  | 0.00014602 |  | 0.00047626 |  | 0.014294 |  | 0.2173 |  | 0.076526 |  | 0.0087759 |  | 9.2582e-05 |  | -0.00032045 |  | 4.9598e-05 |  | 6.3467e-05 |  | 0.0024592 |  | 2.993e-06 |  | 0.00032789 |  | 0.02114
| 4.153e-05 |  | 0.0004666 |  | 0.001263 |  | 2.1594e-05 |  | 0.00043865 |  | 0.00011924 |  | 0.000491 |  | 0.013976 |  | 0.21656 |  | 0.078863 |  | 0.0090994 |  | 7.4474e-05 |  | -2.0277e-07 |  | 4.791e-05 |  | 0.00013354 |  | 0.0024292 |  | 2.449e-06 |  | 0.00033607 |  | 0.020962
| 3.7465e-05 |  | 0.00051692 |  | 0.0012765 |  | 6.5668e-05 |  | 0.00033982 |  | 0.00010539 |  | 0.0005217 |  | 0.013712 |  | 0.21716 |  | 0.081102 |  | 0.0093951 |  | 7.4478e-05 |  | 0.00029303 |  | 4.7916e-05 |  | 9.462e-05 |  | 0.0024326 |  | 2.449e-06 |  | 0.00034261 |  | 0.020895
| 3.7465e-05 |  | 0.00044769 |  | 0.0012499 |  | 6.5668e-05 |  | 0.00032425 |  | 0.00010295 |  | 0.00051667 |  | 0.013425 |  | 0.21738 |  | 0.082541 |  | 0.0095899 |  | 0.00012005 |  | 0.00020717 |  | 4.8627e-05 |  | -3.4901e-05 |  | 0.0024587 |  | 2.4491e-06 |  | 0.00034098 |  | 0.020686
| 4.2551e-05 |  | 0.00044307 |  | 0.0012096 |  | 5.1044e-05 |  | 0.00046792 |  | 8.9342e-05 |  | 0.00049751 |  | 0.012999 |  | 0.21652 |  | 0.083873 |  | 0.0097675 |  | 0.00012005 |  | 0.00030161 |  | 4.8633e-05 |  | 1.3297e-05 |  | 0.0024988 |  | 8.1637e-07 |  | 0.00033285 |  | 0.020063
| 4.2551e-05 |  | 0.00046051 |  | 0.0012014 |  | 5.1044e-05 |  | 0.00041496 |  | 0.00010221 |  | 0.0004894 |  | 0.012537 |  | 0.21558 |  | 0.085125 |  | 0.0099556 |  | 7.644e-05 |  | 0.00030754 |  | 5.2487e-05 |  | 2.1255e-05 |  | 0.0024947 |  | 8.1642e-07 |  | 0.00032306 |  | 0.01992
| 3.6447e-05 |  | 0.0004764 |  | 0.001172 |  | 4.3192e-05 |  | 0.0002495 |  | 0.00011117 |  | 0.00049105 |  | 0.012248 |  | 0.21432 |  | 0.086955 |  | 0.010206 |  | 7.6444e-05 |  | 0.00019638 |  | 5.2495e-05 |  | -4.0374e-05 |  | 0.0025275 |  | 2.4493e-06 |  | 0.00032308 |  | 0.019864
| 3.6451e-05 |  | 0.00050033 |  | 0.0011819 |  | 4.3195e-05 |  | 0.0003413 |  | 0.0001312 |  | 0.00048928 |  | 0.012001 |  | 0.21321 |  | 0.089286 |  | 0.010518 |  | 9.2351e-05 |  | 9.1948e-05 |  | 4.5974e-05 |  | -3.9448e-05 |  | 0.0025203 |  | 2.4494e-06 |  | 0.0003337 |  | 0.019681
| 6.9512e-06 |  | 0.00053377 |  | 0.0012213 |  | 6.6806e-05 |  | 0.00044694 |  | 0.00011252 |  | 0.00047567 |  | 0.011722 |  | 0.21262 |  | 0.091348 |  | 0.010809 |  | 9.2356e-05 |  | 0.00019515 |  | 4.5976e-05 |  | -3.1543e-05 |  | 0.0024689 |  | 2.4496e-06 |  | 0.0003386 |  | 0.019715
| 6.9512e-06 |  | 0.00058385 |  | 0.0012181 |  | 6.6806e-05 |  | 0.00035931 |  | 0.00010508 |  | 0.00048319 |  | 0.011551 |  | 0.21164 |  | 0.09353 |  | 0.011082 |  | 4.1554e-05 |  | 7.6029e-05 |  | 6.1426e-05 |  | -2.4523e-05 |  | 0.0024273 |  | 2.4494e-06 |  | 0.00033452 |  | 0.019503
| 0 |  | 0.00051735 |  | 0.0012127 |  | 9.3415e-05 |  | 0.00032673 |  | 0.00013285 |  | 0.00047624 |  | 0.011397 |  | 0.21048 |  | 0.095715 |  | 0.011361 |  | 4.1556e-05 |  | -0.00017321 |  | 6.1426e-05 |  | -8.0741e-07 |  | 0.0024904 |  | 8.1657e-07 |  | 0.0003313 |  | 0.019282
| 0 |  | 0.00048211 |  | 0.0011834 |  | 9.3415e-05 |  | 0.00050678 |  | 0.00013519 |  | 0.00048094 |  | 0.011152 |  | 0.20942 |  | 0.098156 |  | 0.011718 |  | 3.9407e-05 |  | 0.00016662 |  | 6.7454e-05 |  | 8.3981e-06 |  | 0.0025156 |  | 8.1657e-07 |  | 0.00033046 |  | 0.019346
| 5.8885e-05 |  | 0.00046108 |  | 0.0012238 |  | 5.5963e-05 |  | 0.00050456 |  | 0.00013015 |  | 0.00051224 |  | 0.010971 |  | 0.20753 |  | 0.10074 |  | 0.012177 |  | 3.941e-05 |  | 0.00036035 |  | 6.7454e-05 |  | 7.7048e-05 |  | 0.0025232 |  | 2.4497e-06 |  | 0.00033213 |  | 0.019023
| 5.8885e-05 |  | 0.00042083 |  | 0.0012384 |  | 5.5963e-05 |  | 0.00034358 |  | 0.00012432 |  | 0.00052455 |  | 0.010847 |  | 0.20553 |  | 0.10335 |  | 0.012628 |  | 9.478e-05 |  | 0.00011548 |  | 6.9023e-05 |  | 7.6723e-05 |  | 0.002528 |  | 2.9943e-06 |  | 0.00033211 |  | 0.01893
| 3.2385e-05 |  | 0.00048257 |  | 0.0012026 |  | 1.08e-05 |  | 0.00031427 |  | 0.00010491 |  | 0.00049265 |  | 0.010592 |  | 0.20475 |  | 0.10556 |  | 0.012919 |  | 9.4786e-05 |  | -0.00015509 |  | 6.902e-05 |  | 8.0017e-05 |  | 0.0025087 |  | 2.9944e-06 |  | 0.00033052 |  | 0.019107
| 3.2385e-05 |  | 0.00051796 |  | 0.0012306 |  | 1.08e-05 |  | 0.00024457 |  | 9.571e-05 |  | 0.00047814 |  | 0.010341 |  | 0.20366 |  | 0.10745 |  | 0.013178 |  | 9.2369e-05 |  | 0.00024678 |  | 6.6744e-05 |  | 3.6604e-05 |  | 0.0025128 |  | 2.45e-06 |  | 0.00032889 |  | 0.018841
| 3.7472e-05 |  | 0.00050035 |  | 0.001191 |  | 4.8108e-05 |  | 0.000292 |  | 0.00010544 |  | 0.00047773 |  | 0.010095 |  | 0.20164 |  | 0.10877 |  | 0.013395 |  | 9.2375e-05 |  | 0.00046346 |  | 6.6753e-05 |  | 3.3569e-05 |  | 0.0024964 |  | 8.1667e-07 |  | 0.00033297 |  | 0.01858
| 3.7475e-05 |  | 0.00045496 |  | 0.0011549 |  | 4.8112e-05 |  | 0.00032044 |  | 9.5497e-05 |  | 0.00048112 |  | 0.0097773 |  | 0.20044 |  | 0.1096 |  | 0.013568 |  | 4.8668e-05 |  | 0.00030453 |  | 6.745e-05 |  | 8.8172e-05 |  | 0.002446 |  | 8.1677e-07 |  | 0.00034442 |  | 0.018405
| 2.3231e-05 |  | 0.00040499 |  | 0.0011724 |  | 3.0439e-05 |  | 0.00034204 |  | 8.514e-05 |  | 0.00046678 |  | 0.0094724 |  | 0.19911 |  | 0.1108 |  | 0.013855 |  | 4.8671e-05 |  | 0.00023962 |  | 6.7456e-05 |  | 4.8992e-05 |  | 0.0024592 |  | 8.1672e-07 |  | 0.00034852 |  | 0.018257
| 2.3231e-05 |  | 0.00045989 |  | 0.0011623 |  | 3.0439e-05 |  | 0.00041321 |  | 7.8841e-05 |  | 0.00044999 |  | 0.0091698 |  | 0.19691 |  | 0.11216 |  | 0.014119 |  | 0.00011081 |  | 8.1892e-05 |  | 6.8535e-05 |  | 1.2845e-05 |  | 0.0024062 |  | 8.1677e-07 |  | 0.0003477 |  | 0.018218
| 1.3057e-05 |  | 0.00039158 |  | 0.0010976 |  | 6.4552e-05 |  | 0.00044915 |  | 7.4811e-05 |  | 0.00046206 |  | 0.008925 |  | 0.19512 |  | 0.11395 |  | 0.014419 |  | 0.00011082 |  | 0.00012053 |  | 6.8548e-05 |  | -6.8582e-05 |  | 0.0023875 |  | 8.1682e-07 |  | 0.00034038 |  | 0.018182
| 1.3057e-05 |  | 0.00036504 |  | 0.0011326 |  | 6.4552e-05 |  | 0.00042428 |  | 0.00011301 |  | 0.00047581 |  | 0.008794 |  | 0.19425 |  | 0.11641 |  | 0.014903 |  | 0.00019982 |  | 7.8077e-05 |  | 7.134e-05 |  | -3.3632e-05 |  | 0.0023875 |  | 8.1682e-07 |  | 0.00033548 |  | 0.017927
| 1.3058e-05 |  | 0.00041216 |  | 0.0011962 |  | 3.9279e-05 |  | 0.0003385 |  | 0.00011127 |  | 0.00047348 |  | 0.0086873 |  | 0.19269 |  | 0.11928 |  | 0.015401 |  | 0.00019984 |  | 0.00010077 |  | 7.1343e-05 |  | 0.00010048 |  | 0.0023975 |  | 0 |  | 0.00033387 |  | 0.017841
| 1.3058e-05 |  | 0.00040453 |  | 0.0011894 |  | 3.9279e-05 |  | 0.00035575 |  | 7.9138e-05 |  | 0.00048045 |  | 0.0085938 |  | 0.19023 |  | 0.12217 |  | 0.015836 |  | 5.0161e-05 |  | 0.00025143 |  | 5.647e-05 |  | 3.5718e-05 |  | 0.0024179 |  | 0 |  | 0.00033142 |  | 0.017738
| 0 |  | 0.00050616 |  | 0.0012305 |  | 3.6333e-05 |  | 0.0004085 |  | 8.7331e-05 |  | 0.00050982 |  | 0.0084982 |  | 0.18803 |  | 0.12455 |  | 0.016271 |  | 5.0163e-05 |  | 0.00027319 |  | 5.6472e-05 |  | 4.8374e-05 |  | 0.0024082 |  | 8.1692e-07 |  | 0.00033062 |  | 0.017661
| 0 |  | 0.00047748 |  | 0.0012022 |  | 3.6333e-05 |  | 0.00034882 |  | 8.7271e-05 |  | 0.00048159 |  | 0.0082585 |  | 0.18643 |  | 0.12626 |  | 0.016592 |  | 1.8074e-05 |  | 0.00026504 |  | 5.0102e-05 |  | 9.6844e-05 |  | 0.0023993 |  | 2.9954e-06 |  | 0.00033225 |  | 0.017594
| 1.5095e-05 |  | 0.00044078 |  | 0.0011322 |  | 3.0444e-05 |  | 0.00037577 |  | 8.6371e-05 |  | 0.00045155 |  | 0.008019 |  | 0.18393 |  | 0.12784 |  | 0.016913 |  | 1.8075e-05 |  | 0.00014109 |  | 5.0104e-05 |  | 3.2584e-05 |  | 0.0024157 |  | 2.1786e-06 |  | 0.00033881 |  | 0.017658
| 1.5095e-05 |  | 0.0005232 |  | 0.0011538 |  | 3.0444e-05 |  | 0.00036218 |  | 9.264e-05 |  | 0.0004813 |  | 0.0078342 |  | 0.18123 |  | 0.12929 |  | 0.017316 |  | 0.00012214 |  | -2.806e-05 |  | 6.915e-05 |  | -3.5738e-06 |  | 0.0024134 |  | 5.4465e-07 |  | 0.00034699 |  | 0.017735
| 3.4429e-05 |  | 0.00050184 |  | 0.0011916 |  | 7.0794e-05 |  | 0.00037603 |  | 9.6595e-05 |  | 0.00048551 |  | 0.0075914 |  | 0.17896 |  | 0.13038 |  | 0.017645 |  | 0.00012215 |  | -1.6023e-06 |  | 6.9153e-05 |  | -1.3717e-05 |  | 0.0023857 |  | 4.6298e-06 |  | 0.00035352 |  | 0.017348
| 3.4429e-05 |  | 0.0004208 |  | 0.001174 |  | 7.0794e-05 |  | 0.00037464 |  | 8.8422e-05 |  | 0.0004741 |  | 0.0072816 |  | 0.17691 |  | 0.13149 |  | 0.017961 |  | 2.1208e-05 |  | 0.00011037 |  | 4.2191e-05 |  | 0.00010471 |  | 0.0023727 |  | 4.0851e-06 |  | 0.00036253 |  | 0.017074
| 7.0227e-05 |  | 0.00044607 |  | 0.0010941 |  | 5.7201e-05 |  | 0.00033644 |  | 9.1143e-05 |  | 0.00047209 |  | 0.0070085 |  | 0.17479 |  | 0.13307 |  | 0.018327 |  | 2.1209e-05 |  | 0.00029331 |  | 4.2199e-05 |  | 6.2277e-05 |  | 0.0023874 |  | 0 |  | 0.00036498 |  | 0.017211
| 7.0234e-05 |  | 0.00046794 |  | 0.0010932 |  | 5.7206e-05 |  | 0.00039098 |  | 0.00012854 |  | 0.00045731 |  | 0.0069062 |  | 0.17155 |  | 0.13446 |  | 0.018743 |  | 6.0426e-05 |  | 0.00034788 |  | 5.0288e-05 |  | -4.7672e-07 |  | 0.0023891 |  | 5.4475e-07 |  | 0.00035109 |  | 0.017298
| 4.1552e-05 |  | 0.00051235 |  | 0.0011557 |  | 7.759e-05 |  | 0.0004266 |  | 0.00012598 |  | 0.00045105 |  | 0.0068098 |  | 0.16888 |  | 0.13586 |  | 0.019195 |  | 6.043e-05 |  | 0.00037683 |  | 5.0292e-05 |  | 3.0597e-05 |  | 0.0024857 |  | 1.3619e-06 |  | 0.00033072 |  | 0.017089
| 4.1556e-05 |  | 0.00052605 |  | 0.0011349 |  | 7.7597e-05 |  | 0.000394 |  | 6.4946e-05 |  | 0.0004538 |  | 0.0065536 |  | 0.16789 |  | 0.13767 |  | 0.019539 |  | 4.9128e-05 |  | 0.00047268 |  | 4.6002e-05 |  | 1.3854e-05 |  | 0.0024825 |  | 8.1712e-07 |  | 0.00032174 |  | 0.017115
| 0 |  | 0.00043394 |  | 0.0011447 |  | 6.4003e-05 |  | 0.00033628 |  | 8.4807e-05 |  | 0.0004583 |  | 0.0063637 |  | 0.16603 |  | 0.13909 |  | 0.019922 |  | 4.9131e-05 |  | 0.00035202 |  | 4.6008e-05 |  | -4.75e-07 |  | 0.0024465 |  | 2.4515e-06 |  | 0.00033317 |  | 0.017106
| 0 |  | 0.00040183 |  | 0.0011398 |  | 6.4009e-05 |  | 0.00033248 |  | 8.5266e-05 |  | 0.00047182 |  | 0.0062382 |  | 0.163 |  | 0.14049 |  | 0.020391 |  | 2.4271e-05 |  | 0.00027425 |  | 4.3445e-05 |  | 1.0109e-05 |  | 0.0024573 |  | 4.6309e-06 |  | 0.00034626 |  | 0.016822
| 5.6645e-05 |  | 0.00034109 |  | 0.001138 |  | 4.7147e-05 |  | 0.00025588 |  | 7.2668e-05 |  | 0.00047937 |  | 0.0060973 |  | 0.16062 |  | 0.14194 |  | 0.020844 |  | 2.4272e-05 |  | 0.00033608 |  | 4.3447e-05 |  | 4.3228e-05 |  | 0.0024328 |  | 4.6309e-06 |  | 0.00034789 |  | 0.01679
| 5.664e-05 |  | 0.00031256 |  | 0.0011357 |  | 4.7143e-05 |  | 0.00023636 |  | 0.00010618 |  | 0.0004562 |  | 0.0059838 |  | 0.15936 |  | 0.14322 |  | 0.021355 |  | 4.1771e-05 |  | 0.00030565 |  | 7.1774e-05 |  | 3.0322e-06 |  | 0.0024125 |  | 2.9965e-06 |  | 0.0003422 |  | 0.016923
| 1.7132e-05 |  | 0.00042189 |  | 0.0011129 |  | 0.00010706 |  | 0.00032865 |  | 0.00011939 |  | 0.00045309 |  | 0.0057944 |  | 0.15752 |  | 0.14468 |  | 0.021789 |  | 4.1774e-05 |  | 0.00023479 |  | 7.1774e-05 |  | 2.2562e-06 |  | 0.0025156 |  | 1.3621e-06 |  | 0.0003365 |  | 0.016804
| 1.7134e-05 |  | 0.00051058 |  | 0.0010923 |  | 0.00010707 |  | 0.00039781 |  | 0.00016766 |  | 0.00047094 |  | 0.0056323 |  | 0.1564 |  | 0.14644 |  | 0.022206 |  | 6.3981e-05 |  | 0.00018668 |  | 4.7872e-05 |  | 9.4253e-06 |  | 0.0027051 |  | 8.1732e-07 |  | 0.00033813 |  | 0.016873
| 1.6115e-05 |  | 0.00040601 |  | 0.0011032 |  | 2.9467e-05 |  | 0.00033166 |  | 0.00012811 |  | 0.00046677 |  | 0.0055004 |  | 0.15592 |  | 0.14783 |  | 0.022746 |  | 6.3985e-05 |  | 1.5975e-05 |  | 4.787e-05 |  | -3.6448e-06 |  | 0.0027216 |  | 0 |  | 0.00033979 |  | 0.017116
| 1.6116e-05 |  | 0.00044258 |  | 0.0011191 |  | 2.947e-05 |  | 0.00030455 |  | 0.0001019 |  | 0.00045074 |  | 0.005392 |  | 0.15432 |  | 0.1491 |  | 0.023205 |  | 0.0001101 |  | 4.9867e-05 |  | 5.1325e-05 |  | -6.3476e-06 |  | 0.0025492 |  | 5.4491e-07 |  | 0.00033734 |  | 0.017228
| 3.4438e-05 |  | 0.0005363 |  | 0.0010906 |  | 8.5541e-05 |  | 0.00030359 |  | 0.00013318 |  | 0.00044576 |  | 0.0052332 |  | 0.15278 |  | 0.15053 |  | 0.023715 |  | 0.00011011 |  | 2.0746e-05 |  | 5.1332e-05 |  | 8.8848e-06 |  | 0.0025478 |  | 5.4491e-07 |  | 0.00033491 |  | 0.017161
| 3.4438e-05 |  | 0.00046371 |  | 0.0010723 |  | 8.5541e-05 |  | 0.00030815 |  | 0.00014572 |  | 0.00043702 |  | 0.0050596 |  | 0.15125 |  | 0.15169 |  | 0.024298 |  | 6.4638e-05 |  | -0.00024215 |  | 5.1488e-05 |  | 7.457e-05 |  | 0.0027879 |  | 0 |  | 0.00033818 |  | 0.017244
| 1.2045e-05 |  | 0.0004712 |  | 0.0010627 |  | 0 |  | 0.00037467 |  | 0.0001483 |  | 0.00042889 |  | 0.0049653 |  | 0.15012 |  | 0.15296 |  | 0.024822 |  | 6.4641e-05 |  | -0.00013644 |  | 5.1488e-05 |  | 0.00011351 |  | 0.0027995 |  | 2.4523e-06 |  | 0.00034718 |  | 0.017286
| 1.2046e-05 |  | 0.00048357 |  | 0.0010476 |  | 0 |  | 0.0003172 |  | 0.00013985 |  | 0.00043571 |  | 0.0048197 |  | 0.14906 |  | 0.1543 |  | 0.025358 |  | 5.0289e-05 |  | 6.9817e-05 |  | 5.2063e-05 |  | 0.00013582 |  | 0.0027717 |  | 2.4524e-06 |  | 0.0003529 |  | 0.017491
| 6.5153e-05 |  | 0.00040938 |  | 0.0010511 |  | 8.7249e-05 |  | 0.00023985 |  | 0.00012576 |  | 0.0004191 |  | 0.0047004 |  | 0.14809 |  | 0.15535 |  | 0.025958 |  | 5.0292e-05 |  | 3.4139e-05 |  | 5.2063e-05 |  | 5.6331e-05 |  | 0.0024729 |  | 8.1747e-07 |  | 0.00035537 |  | 0.017807
| 6.5153e-05 |  | 0.00041128 |  | 0.0010538 |  | 8.7249e-05 |  | 0.00026238 |  | 9.7741e-05 |  | 0.00042157 |  | 0.0046542 |  | 0.14698 |  | 0.15689 |  | 0.026607 |  | 8.2308e-05 |  | 9.4096e-05 |  | 6.2018e-05 |  | 8.199e-05 |  | 0.0026201 |  | 8.1752e-07 |  | 0.00034968 |  | 0.017714
| 0 |  | 0.00052305 |  | 0.0010518 |  | 6.6853e-05 |  | 0.00028129 |  | 7.044e-05 |  | 0.00041868 |  | 0.0045308 |  | 0.14538 |  | 0.15833 |  | 0.027181 |  | 8.2312e-05 |  | 0.00032371 |  | 6.2026e-05 |  | 0.00019323 |  | 0.0027999 |  | 8.1752e-07 |  | 0.00034314 |  | 0.017821
| 0 |  | 0.00053006 |  | 0.0010776 |  | 6.6853e-05 |  | 0.00039835 |  | 8.1494e-05 |  | 0.0004295 |  | 0.0043406 |  | 0.14407 |  | 0.15967 |  | 0.027776 |  | 7.0053e-05 |  | 0.00037112 |  | 5.1262e-05 |  | 8.961e-05 |  | 0.0027753 |  | 8.1757e-07 |  | 0.00033824 |  | 0.018041
| 4.2588e-05 |  | 0.00046722 |  | 0.0010824 |  | 3.4387e-05 |  | 0.00031948 |  | 9.1667e-05 |  | 0.00044503 |  | 0.0043259 |  | 0.14209 |  | 0.16104 |  | 0.028343 |  | 7.0058e-05 |  | 0.00010565 |  | 5.1262e-05 |  | 8.8902e-07 |  | 0.0026317 |  | 2.4527e-06 |  | 0.00033989 |  | 0.018129
| 4.2588e-05 |  | 0.00048878 |  | 0.0010398 |  | 3.4387e-05 |  | 0.00020826 |  | 9.4715e-05 |  | 0.00043614 |  | 0.004283 |  | 0.13867 |  | 0.16189 |  | 0.028901 |  | 4.8069e-05 |  | 1.6519e-05 |  | 4.7689e-05 |  | -2.0302e-05 |  | 0.0025943 |  | 2.9979e-06 |  | 0.00033828 |  | 0.018132
| 4.5643e-05 |  | 0.0003853 |  | 0.0010186 |  | 8.7256e-05 |  | 0.00026155 |  | 9.3403e-05 |  | 0.00042834 |  | 0.0040747 |  | 0.1358 |  | 0.16315 |  | 0.029659 |  | 4.8071e-05 |  | 2.8129e-05 |  | 4.7689e-05 |  | -6.1194e-05 |  | 0.0024766 |  | 1.3628e-06 |  | 0.00032929 |  | 0.018237
| 4.5643e-05 |  | 0.00039241 |  | 0.0010202 |  | 8.7256e-05 |  | 0.00026129 |  | 5.7667e-05 |  | 0.00041213 |  | 0.0039898 |  | 0.13395 |  | 0.16479 |  | 0.0304 |  | 7.3326e-05 |  | 0.00016779 |  | 3.0667e-05 |  | -2.673e-05 |  | 0.0024923 |  | 8.1762e-07 |  | 0.00032931 |  | 0.018322
| 0 |  | 0.00053388 |  | 0.0010099 |  | 1.2773e-05 |  | 0.00032294 |  | 6.0462e-05 |  | 0.00041548 |  | 0.0039795 |  | 0.1321 |  | 0.1661 |  | 0.031035 |  | 7.333e-05 |  | 0.00039119 |  | 3.0667e-05 |  | 1.9177e-05 |  | 0.0025381 |  | 8.1772e-07 |  | 0.00033503 |  | 0.018147
| 0 |  | 0.00046458 |  | 0.0010339 |  | 1.2773e-05 |  | 0.00030972 |  | 8.4775e-05 |  | 0.00042669 |  | 0.0038572 |  | 0.12966 |  | 0.16732 |  | 0.031732 |  | 7.0201e-05 |  | 0.00036491 |  | 5.5449e-05 |  | 4.1706e-05 |  | 0.0024941 |  | 8.1772e-07 |  | 0.00034159 |  | 0.018124
| 3.1392e-05 |  | 0.00041151 |  | 0.001026 |  | 8.8397e-05 |  | 0.00033577 |  | 8.802e-05 |  | 0.00044374 |  | 0.0037031 |  | 0.12717 |  | 0.16834 |  | 0.032478 |  | 7.0205e-05 |  | 0.00020696 |  | 5.5454e-05 |  | 5.5089e-05 |  | 0.0025923 |  | 2.4532e-06 |  | 0.00034243 |  | 0.018378
| 3.1392e-05 |  | 0.00045232 |  | 0.0010027 |  | 8.8397e-05 |  | 0.00031559 |  | 9.7615e-05 |  | 0.00044463 |  | 0.0035746 |  | 0.12504 |  | 0.16928 |  | 0.033267 |  | 8.3131e-05 |  | 0.00012711 |  | 7.3124e-05 |  | 6.1576e-05 |  | 0.0026536 |  | 2.9985e-06 |  | 0.00034406 |  | 0.018343
| 4.361e-05 |  | 0.00051855 |  | 0.0010081 |  | 8.4431e-05 |  | 0.00028343 |  | 0.00012567 |  | 0.00043105 |  | 0.0035192 |  | 0.12201 |  | 0.17075 |  | 0.03402 |  | 8.3136e-05 |  | 0.00015603 |  | 7.3134e-05 |  | 5.3084e-05 |  | 0.0025482 |  | 1.3629e-06 |  | 0.00034978 |  | 0.018122
| 4.3614e-05 |  | 0.00061435 |  | 0.0010608 |  | 8.4438e-05 |  | 0.00035221 |  | 0.0001224 |  | 0.0004268 |  | 0.003496 |  | 0.11908 |  | 0.17216 |  | 0.034811 |  | 0.00010239 |  | 5.0201e-05 |  | 6.1814e-05 |  | 7.5411e-05 |  | 0.002313 |  | 1.363e-06 |  | 0.00035879 |  | 0.018164
| 5.176e-05 |  | 0.00048594 |  | 0.0011086 |  | 6.9704e-05 |  | 0.00033598 |  | 8.6977e-05 |  | 0.00042923 |  | 0.0034217 |  | 0.11671 |  | 0.17328 |  | 0.035723 |  | 0.00010239 |  | 0.00019033 |  | 6.1825e-05 |  | 9.5987e-05 |  | 0.0022894 |  | 1.3631e-06 |  | 0.000358 |  | 0.018098
| 5.176e-05 |  | 0.0003921 |  | 0.0010984 |  | 6.9704e-05 |  | 0.00029798 |  | 6.7724e-05 |  | 0.00042884 |  | 0.0033291 |  | 0.11396 |  | 0.17441 |  | 0.036634 |  | 4.9599e-05 |  | 0.00021057 |  | 6.0779e-05 |  | 7.3432e-06 |  | 0.0023842 |  | 2.9988e-06 |  | 0.00034656 |  | 0.018177
| 5.8937e-05 |  | 0.00051727 |  | 0.0010495 |  | 0.00010541 |  | 0.00031565 |  | 6.3673e-05 |  | 0.00042743 |  | 0.0032212 |  | 0.11149 |  | 0.17573 |  | 0.037426 |  | 4.9602e-05 |  | 7.7767e-05 |  | 6.0779e-05 |  | -4.9796e-05 |  | 0.002385 |  | 2.181e-06 |  | 0.00033511 |  | 0.018067
| 5.8942e-05 |  | 0.00039829 |  | 0.00098553 |  | 0.00010542 |  | 0.00029129 |  | 6.2043e-05 |  | 0.00044173 |  | 0.0031531 |  | 0.10893 |  | 0.17707 |  | 0.038276 |  | 7.3695e-05 |  | 0.00015795 |  | 4.6977e-05 |  | 5.8954e-05 |  | 0.0023353 |  | 5.4528e-07 |  | 0.00033513 |  | 0.017928
| 4.5655e-05 |  | 0.00024971 |  | 0.0010232 |  | 6.971e-05 |  | 0.00025274 |  | 5.7123e-05 |  | 0.00042861 |  | 0.00313 |  | 0.10647 |  | 0.17849 |  | 0.039225 |  | 7.3699e-05 |  | 0.00027374 |  | 4.6975e-05 |  | 4.1312e-05 |  | 0.002324 |  | 1.3633e-06 |  | 0.00034742 |  | 0.018301
| 4.5655e-05 |  | 0.00034303 |  | 0.0010452 |  | 6.971e-05 |  | 0.00029244 |  | 6.6828e-05 |  | 0.00041067 |  | 0.0030439 |  | 0.10367 |  | 0.17999 |  | 0.040185 |  | 5.3369e-05 |  | 0.00016164 |  | 5.4603e-05 |  | 3.5733e-05 |  | 0.0023453 |  | 8.1797e-07 |  | 0.00035069 |  | 0.018485
| 2.2233e-05 |  | 0.00042809 |  | 0.0010211 |  | 6.0075e-05 |  | 0.00030351 |  | 7.7414e-05 |  | 0.00043882 |  | 0.0029772 |  | 0.10076 |  | 0.1813 |  | 0.041141 |  | 5.3373e-05 |  | -3.8259e-05 |  | 5.4605e-05 |  | 0.00010389 |  | 0.0023413 |  | 0 |  | 0.00035152 |  | 0.018247
| 2.2233e-05 |  | 0.00043351 |  | 0.00092698 |  | 6.0076e-05 |  | 0.00031906 |  | 6.7549e-05 |  | 0.00044906 |  | 0.0029741 |  | 0.098294 |  | 0.18271 |  | 0.042113 |  | 5.9215e-05 |  | 3.3171e-05 |  | 5.6377e-05 |  | 6.9284e-05 |  | 0.0022939 |  | 0 |  | 0.00035234 |  | 0.01819
| 0 |  | 0.00046837 |  | 0.00092416 |  | 5.5039e-05 |  | 0.00028801 |  | 8.5324e-05 |  | 0.00043807 |  | 0.0029315 |  | 0.09561 |  | 0.18422 |  | 0.043173 |  | 5.9218e-05 |  | 0.00041581 |  | 5.6379e-05 |  | 9.5655e-05 |  | 0.0023562 |  | 8.1807e-07 |  | 0.00033029 |  | 0.018496
| 0 |  | 0.00054848 |  | 0.0010333 |  | 5.5039e-05 |  | 0.00031904 |  | 8.9745e-05 |  | 0.00043711 |  | 0.0028388 |  | 0.09279 |  | 0.18532 |  | 0.044136 |  | 7.949e-05 |  | 0.00036305 |  | 6.1242e-05 |  | 9.7898e-05 |  | 0.0024054 |  | 1.3634e-06 |  | 0.00030824 |  | 0.018422
| 2.9364e-05 |  | 0.00057196 |  | 0.0010363 |  | 0.00010146 |  | 0.00043811 |  | 8.967e-05 |  | 0.0004535 |  | 0.0027433 |  | 0.090406 |  | 0.18595 |  | 0.045096 |  | 7.9495e-05 |  | 9.5168e-05 |  | 6.1253e-05 |  | 8.7232e-05 |  | 0.0027888 |  | 2.9998e-06 |  | 0.00030251 |  | 0.018396
| 2.9364e-05 |  | 0.00049469 |  | 0.0010356 |  | 0.00010146 |  | 0.00032969 |  | 7.8774e-05 |  | 0.00044559 |  | 0.0026837 |  | 0.088231 |  | 0.1872 |  | 0.046196 |  | 5.0822e-05 |  | 0.00036303 |  | 4.9406e-05 |  | 9.6171e-05 |  | 0.0037258 |  | 2.9998e-06 |  | 0.00032622 |  | 0.018202
| 7.199e-05 |  | 0.00049451 |  | 0.0010218 |  | 8.276e-05 |  | 0.00022421 |  | 5.0045e-05 |  | 0.0004133 |  | 0.0026393 |  | 0.085427 |  | 0.18905 |  | 0.047375 |  | 5.0825e-05 |  | 0.00040025 |  | 4.9415e-05 |  | 0.0001013 |  | 0.0040564 |  | 5.4541e-07 |  | 0.00035077 |  | 0.0181
| 7.199e-05 |  | 0.00045928 |  | 0.00099597 |  | 8.276e-05 |  | 0.00022837 |  | 5.8744e-05 |  | 0.00039938 |  | 0.0025449 |  | 0.082706 |  | 0.19018 |  | 0.048491 |  | 5.2306e-05 |  | 0.00027619 |  | 5.8286e-05 |  | 5.1771e-05 |  | 0.0041081 |  | 2.1819e-06 |  | 0.00035243 |  | 0.018224
| 2.5293e-05 |  | 0.00046904 |  | 0.00097241 |  | 4.2266e-05 |  | 0.00021207 |  | 8.4669e-05 |  | 0.00040366 |  | 0.0024015 |  | 0.080288 |  | 0.19081 |  | 0.049484 |  | 5.2309e-05 |  | 0.00010927 |  | 5.8289e-05 |  | -1.542e-05 |  | 0.0040264 |  | 4.6363e-06 |  | 0.00035897 |  | 0.0181
| 2.5293e-05 |  | 0.00051895 |  | 0.0010051 |  | 4.2266e-05 |  | 0.00022614 |  | 0.00010819 |  | 0.00042068 |  | 0.0024531 |  | 0.078039 |  | 0.19151 |  | 0.050488 |  | 8.9568e-05 |  | 0.00019078 |  | 6.5331e-05 |  | 1.5939e-05 |  | 0.0040623 |  | 4.6366e-06 |  | 0.00036388 |  | 0.018259
| 1.5109e-05 |  | 0.00046091 |  | 0.0010199 |  | 3.1456e-05 |  | 0.00031918 |  | 8.7332e-05 |  | 0.00043852 |  | 0.0024755 |  | 0.075624 |  | 0.19283 |  | 0.051767 |  | 8.9573e-05 |  | 0.00040146 |  | 6.5328e-05 |  | 4.9541e-05 |  | 0.0038486 |  | 2.182e-06 |  | 0.00035738 |  | 0.018377
| 1.5109e-05 |  | 0.00047827 |  | 0.0010069 |  | 3.1456e-05 |  | 0.00032725 |  | 4.8487e-05 |  | 0.0004231 |  | 0.0023375 |  | 0.073337 |  | 0.19496 |  | 0.053323 |  | 4.4038e-05 |  | 0.00020019 |  | 2.9951e-05 |  | 4.59e-05 |  | 0.0039236 |  | 2.182e-06 |  | 0.00034754 |  | 0.018136
| 8.9973e-06 |  | 0.00049398 |  | 0.0010071 |  | 2.4575e-05 |  | 0.00032346 |  | 5.9438e-05 |  | 0.00040273 |  | 0.0022354 |  | 0.071339 |  | 0.19705 |  | 0.054743 |  | 4.404e-05 |  | 0.00013881 |  | 2.995e-05 |  | 1.8064e-05 |  | 0.0042577 |  | 2.1822e-06 |  | 0.00034431 |  | 0.018262
| 8.9973e-06 |  | 0.0004761 |  | 0.00097093 |  | 2.4575e-05 |  | 0.00033637 |  | 7.4207e-05 |  | 0.00041062 |  | 0.0021806 |  | 0.069278 |  | 0.1979 |  | 0.055773 |  | 3.113e-05 |  | 9.0059e-05 |  | 6.5928e-05 |  | -3.4565e-05 |  | 0.0043867 |  | 5.4555e-07 |  | 0.00035084 |  | 0.018412
| 3.3444e-05 |  | 0.00043272 |  | 0.00098836 |  | 5.1116e-05 |  | 0.00026074 |  | 6.7597e-05 |  | 0.00042425 |  | 0.0022186 |  | 0.067476 |  | 0.19772 |  | 0.056755 |  | 3.1132e-05 |  | 0.00013096 |  | 6.5928e-05 |  | 4.5856e-05 |  | 0.0045443 |  | 1.3639e-06 |  | 0.00036151 |  | 0.018454
| 3.3447e-05 |  | 0.00042499 |  | 0.00093733 |  | 5.1121e-05 |  | 0.00023119 |  | 8.5121e-05 |  | 0.00042532 |  | 0.0022103 |  | 0.065494 |  | 0.19812 |  | 0.057916 |  | 6.1526e-05 |  | 0.00014313 |  | 5.9519e-05 |  | 0.00010384 |  | 0.0043125 |  | 8.1837e-07 |  | 0.00036067 |  | 0.018912
| 4.2615e-05 |  | 0.00040583 |  | 0.0009236 |  | 7.4837e-05 |  | 0.00023347 |  | 8.0077e-05 |  | 0.00040453 |  | 0.0021169 |  | 0.063967 |  | 0.19994 |  | 0.059311 |  | 6.1529e-05 |  | 1.2532e-05 |  | 5.9524e-05 |  | 5.6669e-05 |  | 0.0042582 |  | 2.4553e-06 |  | 0.00035335 |  | 0.018928
| 4.2615e-05 |  | 0.00039352 |  | 0.00094233 |  | 7.4837e-05 |  | 0.00028908 |  | 5.6245e-05 |  | 0.00040219 |  | 0.002103 |  | 0.062576 |  | 0.20339 |  | 0.061434 |  | 0.00012337 |  | -0.00021949 |  | 4.8301e-05 |  | 5.7916e-05 |  | 0.0045871 |  | 3.0009e-06 |  | 0.00034681 |  | 0.018886
| 1.3073e-05 |  | 0.00042178 |  | 0.00093293 |  | 5.407e-05 |  | 0.00026387 |  | 7.7522e-05 |  | 0.00041211 |  | 0.0021137 |  | 0.061726 |  | 0.20709 |  | 0.063592 |  | 0.00012337 |  | -0.0002056 |  | 4.8308e-05 |  | 6.8487e-05 |  | 0.0048161 |  | 1.3641e-06 |  | 0.00034681 |  | 0.019418
| 1.3074e-05 |  | 0.00045741 |  | 0.00099288 |  | 5.4075e-05 |  | 0.00019517 |  | 5.5905e-05 |  | 0.00041946 |  | 0.0020796 |  | 0.061201 |  | 0.20844 |  | 0.064996 |  | 5.0965e-05 |  | 1.8377e-06 |  | 6.9491e-05 |  | 0.0001061 |  | 0.0048311 |  | 3.001e-06 |  | 0.00035338 |  | 0.019594
| 2.9374e-05 |  | 0.00045419 |  | 0.00096593 |  | 8.6751e-05 |  | 0.0002222 |  | 3.2124e-05 |  | 0.00042175 |  | 0.0020482 |  | 0.060286 |  | 0.2074 |  | 0.065934 |  | 5.0968e-05 |  | -3.6411e-05 |  | 6.95e-05 |  | 6.6231e-05 |  | 0.0048559 |  | 4.6383e-06 |  | 0.00035831 |  | 0.019892
| 2.9374e-05 |  | 0.00049916 |  | 0.00095203 |  | 8.6751e-05 |  | 0.00032192 |  | 9.7869e-05 |  | 0.00042239 |  | 0.0020198 |  | 0.05946 |  | 0.20694 |  | 0.066904 |  | 0.00010947 |  | 0.0001736 |  | 4.5361e-05 |  | 1.3233e-05 |  | 0.004514 |  | 3.0014e-06 |  | 0.00036321 |  | 0.020449
| 2.5299e-05 |  | 0.00053878 |  | 0.0010115 |  | 9.8091e-05 |  | 0.00032116 |  | 0.0001089 |  | 0.00045104 |  | 0.001946 |  | 0.058834 |  | 0.20769 |  | 0.068255 |  | 0.00010948 |  | 0.00013151 |  | 4.5363e-05 |  | 8.2434e-05 |  | 0.004496 |  | 1.3642e-06 |  | 0.0003673 |  | 0.020882
| 2.5302e-05 |  | 0.00056873 |  | 0.00096753 |  | 9.81e-05 |  | 0.00022781 |  | 7.6003e-05 |  | 0.00044328 |  | 0.0019148 |  | 0.058435 |  | 0.20886 |  | 0.069775 |  | 7.6285e-05 |  | 4.1828e-05 |  | 4.6205e-05 |  | 7.204e-05 |  | 0.0045936 |  | 1.3644e-06 |  | 0.00036569 |  | 0.021299
| 3.0396e-05 |  | 0.00058966 |  | 0.00093066 |  | 8.5625e-05 |  | 0.00024338 |  | 0.0001027 |  | 0.00041909 |  | 0.0018627 |  | 0.058103 |  | 0.21094 |  | 0.071519 |  | 7.6289e-05 |  | 3.8097e-05 |  | 4.6205e-05 |  | 4.2552e-05 |  | 0.0045456 |  | 1.3644e-06 |  | 0.00036326 |  | 0.021846
| 3.0396e-05 |  | 0.00046314 |  | 0.00099369 |  | 8.5625e-05 |  | 0.00031635 |  | 8.6912e-05 |  | 0.00042934 |  | 0.0018397 |  | 0.057503 |  | 0.2128 |  | 0.073413 |  | 6.9225e-05 |  | -8.2264e-05 |  | 5.4451e-05 |  | 6.5232e-05 |  | 0.0044794 |  | 8.1862e-07 |  | 0.00036244 |  | 0.022369
| 2.8869e-06 |  | 0.00050982 |  | 0.0010159 |  | 5.6047e-05 |  | 0.00030778 |  | 4.8972e-05 |  | 0.00044221 |  | 0.0018824 |  | 0.056999 |  | 0.21491 |  | 0.075455 |  | 6.9229e-05 |  | -4.4228e-05 |  | 5.4451e-05 |  | 7.9219e-05 |  | 0.0051007 |  | 0 |  | 0.00036083 |  | 0.023074
| 2.8871e-06 |  | 0.00049244 |  | 0.0009972 |  | 5.6052e-05 |  | 0.00034524 |  | 3.8752e-05 |  | 0.00043093 |  | 0.0017832 |  | 0.05656 |  | 0.21691 |  | 0.077415 |  | 7.6698e-05 |  | -8.6488e-05 |  | 4.1653e-05 |  | 8.7531e-05 |  | 0.0051645 |  | 0 |  | 0.00035674 |  | 0.023849
| 0 |  | 0.00044462 |  | 0.00094334 |  | 7.6559e-05 |  | 0.00039838 |  | 7.4926e-05 |  | 0.00043175 |  | 0.0016519 |  | 0.056071 |  | 0.21667 |  | 0.078582 |  | 7.6703e-05 |  | 1.4943e-05 |  | 4.1659e-05 |  | -4.474e-06 |  | 0.0047205 |  | 2.4562e-06 |  | 0.00035103 |  | 0.024124
| 0 |  | 0.00054319 |  | 0.0008331 |  | 7.6558e-05 |  | 0.00030263 |  | 8.9942e-05 |  | 0.00043298 |  | 0.0016097 |  | 0.05594 |  | 0.21558 |  | 0.079617 |  | 7.3655e-05 |  | 9.8249e-05 |  | 6.4757e-05 |  | 4.9221e-05 |  | 0.0047287 |  | 2.4563e-06 |  | 0.00034694 |  | 0.024642
| 7.032e-05 |  | 0.00049342 |  | 0.00089725 |  | 5.5068e-05 |  | 0.00029253 |  | 6.2394e-05 |  | 0.00043264 |  | 0.0016786 |  | 0.055086 |  | 0.21553 |  | 0.081129 |  | 7.366e-05 |  | -5.1967e-05 |  | 6.4766e-05 |  | 0.00018231 |  | 0.0055415 |  | 8.1877e-07 |  | 0.00035187 |  | 0.025131
| 7.032e-05 |  | 0.0004296 |  | 0.00099416 |  | 5.5068e-05 |  | 0.00028543 |  | 4.6877e-05 |  | 0.00040415 |  | 0.0016505 |  | 0.054075 |  | 0.21513 |  | 0.082216 |  | 7.9487e-05 |  | -0.00023021 |  | 5.4893e-05 |  | 0.00011126 |  | 0.0055243 |  | 8.1877e-07 |  | 0.00036005 |  | 0.025627
| 6.1252e-05 |  | 0.00051021 |  | 0.00096568 |  | 7.3729e-05 |  | 0.00024475 |  | 4.7476e-05 |  | 0.00038393 |  | 0.001565 |  | 0.053615 |  | 0.21296 |  | 0.082651 |  | 7.9491e-05 |  | 0.00010798 |  | 5.4901e-05 |  | 5.7265e-05 |  | 0.0055067 |  | 2.4565e-06 |  | 0.00036335 |  | 0.026177
| 6.1252e-05 |  | 0.00051636 |  | 0.00095853 |  | 7.3729e-05 |  | 0.00032511 |  | 5.9862e-05 |  | 0.00039373 |  | 0.0015956 |  | 0.052632 |  | 0.21157 |  | 0.083419 |  | 3.491e-05 |  | 0.00042373 |  | 4.7705e-05 |  | 5.5762e-05 |  | 0.0059154 |  | 3.0023e-06 |  | 0.00036419 |  | 0.026553
| 9.0013e-06 |  | 0.00048504 |  | 0.00094986 |  | 3.5404e-05 |  | 0.00032744 |  | 5.8406e-05 |  | 0.00039934 |  | 0.0015764 |  | 0.052056 |  | 0.21218 |  | 0.085102 |  | 3.4912e-05 |  | 0.00014317 |  | 4.7703e-05 |  | 2.1579e-05 |  | 0.0059269 |  | 4.6402e-06 |  | 0.00036664 |  | 0.027123
| 9.0021e-06 |  | 0.00051452 |  | 0.00098172 |  | 3.5407e-05 |  | 0.0002306 |  | 6.7393e-05 |  | 0.00040319 |  | 0.0015024 |  | 0.051248 |  | 0.2133 |  | 0.087136 |  | 0.00012141 |  | 4.0057e-05 |  | 7.175e-05 |  | -2.2218e-05 |  | 0.0059735 |  | 4.0946e-06 |  | 0.00036828 |  | 0.027566
| 6.5789e-05 |  | 0.00044781 |  | 0.00096084 |  | 0.00010719 |  | 0.00022224 |  | 7.4753e-05 |  | 0.00039638 |  | 0.0014424 |  | 0.050081 |  | 0.21362 |  | 0.088723 |  | 0.00012142 |  | 9.4618e-05 |  | 7.175e-05 |  | -1.4291e-05 |  | 0.005969 |  | 2.4568e-06 |  | 0.00036257 |  | 0.028095
| 6.5795e-05 |  | 0.00052874 |  | 0.00090822 |  | 0.0001072 |  | 0.00026536 |  | 6.7609e-05 |  | 0.00039107 |  | 0.0014122 |  | 0.049321 |  | 0.21399 |  | 0.090334 |  | 5.4008e-05 |  | -1.498e-05 |  | 3.8944e-05 |  | 6.4483e-06 |  | 0.0061518 |  | 2.4568e-06 |  | 0.00035687 |  | 0.028493
| 1.1042e-05 |  | 0.00053465 |  | 0.00090769 |  | 6.1263e-05 |  | 0.0003045 |  | 7.4282e-05 |  | 0.00039965 |  | 0.001372 |  | 0.048205 |  | 0.21574 |  | 0.092563 |  | 5.4011e-05 |  | -3.0867e-05 |  | 3.8944e-05 |  | 2.8441e-05 |  | 0.0058064 |  | 2.4569e-06 |  | 0.00035932 |  | 0.028782
| 1.1041e-05 |  | 0.00036168 |  | 0.0009314 |  | 6.1258e-05 |  | 0.00020957 |  | 8.6153e-05 |  | 0.0004138 |  | 0.001395 |  | 0.047157 |  | 0.21763 |  | 0.094893 |  | 4.2091e-05 |  | 1.2904e-05 |  | 7.1704e-05 |  | 3.0325e-05 |  | 0.0058334 |  | 3.0031e-06 |  | 0.00036833 |  | 0.029235
| 3.4483e-05 |  | 0.00039218 |  | 0.00086096 |  | 5.8994e-05 |  | 0.00017937 |  | 8.5382e-05 |  | 0.00041533 |  | 0.0014447 |  | 0.046577 |  | 0.21901 |  | 0.097212 |  | 4.2094e-05 |  | 5.9926e-05 |  | 7.1711e-05 |  | 1.6196e-05 |  | 0.0061121 |  | 1.365e-06 |  | 0.00036753 |  | 0.029864
| 3.4483e-05 |  | 0.00047499 |  | 0.0008504 |  | 5.8994e-05 |  | 0.00027972 |  | 9.8879e-05 |  | 0.0004051 |  | 0.0014217 |  | 0.045871 |  | 0.21873 |  | 0.098773 |  | 3.7544e-05 |  | 0.00011042 |  | 6.1186e-05 |  | 3.1212e-05 |  | 0.0061821 |  | 8.1902e-07 |  | 0.00035773 |  | 0.029912
| 5.5887e-05 |  | 0.00054039 |  | 0.00095102 |  | 6.6936e-05 |  | 0.00032608 |  | 9.6041e-05 |  | 0.00042042 |  | 0.0013524 |  | 0.04469 |  | 0.21803 |  | 0.10007 |  | 3.7546e-05 |  | 0.00013251 |  | 6.1181e-05 |  | 6.032e-05 |  | 0.0058866 |  | 2.4572e-06 |  | 0.00035364 |  | 0.029958
| 5.5887e-05 |  | 0.00056188 |  | 0.00095297 |  | 6.6936e-05 |  | 0.00036551 |  | 8.9339e-05 |  | 0.00041097 |  | 0.0012927 |  | 0.04347 |  | 0.21884 |  | 0.10232 |  | 6.3623e-05 |  | 9.8857e-05 |  | 5.7122e-05 |  | 3.0148e-05 |  | 0.0055529 |  | 3.0034e-06 |  | 0.00035939 |  | 0.030732
| 3.0409e-05 |  | 0.00051213 |  | 0.00089446 |  | 6.8643e-05 |  | 0.00037842 |  | 8.4911e-05 |  | 0.00040297 |  | 0.0013378 |  | 0.042932 |  | 0.21946 |  | 0.10432 |  | 6.3626e-05 |  | 5.8158e-05 |  | 5.7114e-05 |  | 3.1874e-05 |  | 0.0055169 |  | 3.0034e-06 |  | 0.00037167 |  | 0.031327
| 3.9598e-05 |  | 0.00041993 |  | 0.00084683 |  | 6.8643e-05 |  | 0.00034513 |  | 7.4158e-05 |  | 0.00040765 |  | 0.0013274 |  | 0.042103 |  | 0.21957 |  | 0.10601 |  | 4.9865e-05 |  | 0.00015729 |  | 5.0962e-05 |  | 5.9659e-05 |  | 0.0055442 |  | 3.0034e-06 |  | 0.00037578 |  | 0.031499
| 3.552e-05 |  | 0.00053342 |  | 0.00087824 |  | 0.00010211 |  | 0.00030796 |  | 8.1534e-05 |  | 0.00039751 |  | 0.0012811 |  | 0.040809 |  | 0.21889 |  | 0.10755 |  | 4.9868e-05 |  | 0.00015839 |  | 5.0967e-05 |  | 5.7773e-05 |  | 0.0055025 |  | 3.0036e-06 |  | 0.00037496 |  | 0.032045
| 2.6332e-05 |  | 0.00055335 |  | 0.00091519 |  | 0.00010211 |  | 0.00021872 |  | 7.9946e-05 |  | 0.00039751 |  | 0.0012481 |  | 0.04023 |  | 0.2183 |  | 0.1092 |  | 5.139e-05 |  | 8.4964e-05 |  | 6.8773e-05 |  | 2.4699e-05 |  | 0.0055274 |  | 3.0038e-06 |  | 0.00037253 |  | 0.032895
| 7.4323e-05 |  | 0.00058861 |  | 0.00092623 |  | 7.7727e-05 |  | 0.00021527 |  | 7.4832e-05 |  | 0.00040595 |  | 0.0012037 |  | 0.039452 |  | 0.21882 |  | 0.11131 |  | 5.1393e-05 |  | 0.00011037 |  | 6.8788e-05 |  | 6.6947e-05 |  | 0.0055388 |  | 3.0038e-06 |  | 0.00037007 |  | 0.033011
| 7.4323e-05 |  | 0.00070659 |  | 0.00089413 |  | 7.7727e-05 |  | 0.00024921 |  | 7.8095e-05 |  | 0.00040002 |  | 0.001178 |  | 0.038601 |  | 0.21889 |  | 0.11337 |  | 1.9868e-05 |  | 0.00014838 |  | 6.6006e-05 |  | 9.92e-05 |  | 0.0055564 |  | 2.4578e-06 |  | 0.00036764 |  | 0.033383
| 6.4111e-05 |  | 0.00057474 |  | 0.00087544 |  | 4.8206e-05 |  | 0.00027248 |  | 6.3615e-05 |  | 0.0003748 |  | 0.0011364 |  | 0.037831 |  | 0.21965 |  | 0.11588 |  | 1.9869e-05 |  | 0.00033442 |  | 6.6017e-05 |  | 4.2011e-05 |  | 0.0056018 |  | 8.1927e-07 |  | 0.00036029 |  | 0.033858
| 6.4116e-05 |  | 0.0005484 |  | 0.00087222 |  | 4.821e-05 |  | 0.00031859 |  | 5.18e-05 |  | 0.00038563 |  | 0.001072 |  | 0.037005 |  | 0.22104 |  | 0.11853 |  | 0 |  | 0.00015753 |  | 5.3841e-05 |  | 6.67e-05 |  | 0.0056886 |  | 1.3654e-06 |  | 0.00035211 |  | 0.033955
| 1.8179e-05 |  | 0.00051852 |  | 0.00082731 |  | 9.9286e-05 |  | 0.00025536 |  | 6.0174e-05 |  | 0.00040212 |  | 0.0010603 |  | 0.036207 |  | 0.22066 |  | 0.12043 |  | 0 |  | -1.9091e-05 |  | 5.3843e-05 |  | 0.0001011 |  | 0.0057213 |  | 5.4621e-07 |  | 0.00035047 |  | 0.034436
| 1.8181e-05 |  | 0.00050674 |  | 0.00087389 |  | 9.9295e-05 |  | 0.00020043 |  | 7.0519e-05 |  | 0.00038919 |  | 0.0010753 |  | 0.035402 |  | 0.21872 |  | 0.12164 |  | 7.5285e-05 |  | 9.6886e-05 |  | 4.4366e-05 |  | 0.00010471 |  | 0.0057945 |  | 2.185e-06 |  | 0.00035622 |  | 0.035054
| 6.4116e-05 |  | 0.00063858 |  | 0.00090032 |  | 6.979e-05 |  | 0.00028363 |  | 5.4492e-05 |  | 0.00037612 |  | 0.0010722 |  | 0.034697 |  | 0.21662 |  | 0.12274 |  | 7.5289e-05 |  | 7.3677e-06 |  | 4.437e-05 |  | 2.5941e-05 |  | 0.0057601 |  | 2.185e-06 |  | 0.00036523 |  | 0.035561
| 6.4122e-05 |  | 0.0006223 |  | 0.00086726 |  | 6.9796e-05 |  | 0.00028573 |  | 4.7719e-05 |  | 0.00037078 |  | 0.0010807 |  | 0.034176 |  | 0.21487 |  | 0.12385 |  | 6.4565e-05 |  | 7.4302e-06 |  | 5.5583e-05 |  | -2.0298e-05 |  | 0.0059726 |  | 5.4628e-07 |  | 0.00037426 |  | 0.036186
| 8.2273e-05 |  | 0.00051776 |  | 0.00086823 |  | 5.5097e-05 |  | 0.00030774 |  | 6.4323e-05 |  | 0.00038717 |  | 0.0010778 |  | 0.033681 |  | 0.21351 |  | 0.12537 |  | 6.4569e-05 |  | 9.662e-05 |  | 6.0654e-05 |  | 2.9397e-05 |  | 0.006326 |  | 1.3657e-06 |  | 0.00038165 |  | 0.036901
| 8.228e-05 |  | 0.00060667 |  | 0.00086324 |  | 5.5102e-05 |  | 0.00030436 |  | 5.7477e-05 |  | 0.00037504 |  | 0.0010015 |  | 0.032776 |  | 0.2129 |  | 0.12736 |  | 8.5885e-05 |  | 8.809e-05 |  | 6.2461e-05 |  | -6.9162e-06 |  | 0.0063432 |  | 3.0045e-06 |  | 0.00038329 |  | 0.037097
| 5.0813e-05 |  | 0.00059678 |  | 0.00086323 |  | 9.08e-05 |  | 0.00022511 |  | 4.9879e-05 |  | 0.00036556 |  | 0.0009852 |  | 0.031969 |  | 0.21249 |  | 0.12949 |  | 8.589e-05 |  | -3.998e-05 |  | 5.7395e-05 |  | -1.2547e-05 |  | 0.0062862 |  | 2.1854e-06 |  | 0.0003784 |  | 0.037212
| 5.0809e-05 |  | 0.0006955 |  | 0.00088919 |  | 9.0792e-05 |  | 0.00022381 |  | 5.4283e-05 |  | 0.00038229 |  | 0.00097472 |  | 0.031443 |  | 0.212 |  | 0.13167 |  | 6.0197e-05 |  | 7.1442e-05 |  | 5.946e-05 |  | 3.1134e-05 |  | 0.0065262 |  | 0 |  | 0.00037021 |  | 0.037857
| 0 |  | 0.00068995 |  | 0.00087459 |  | 8.7395e-05 |  | 0.00030514 |  | 4.8902e-05 |  | 0.00039103 |  | 0.00091101 |  | 0.030609 |  | 0.21064 |  | 0.13313 |  | 6.02e-05 |  | 0.00024523 |  | 5.9463e-05 |  | 5.9501e-05 |  | 0.0066572 |  | 8.1952e-07 |  | 0.00035956 |  | 0.038594
| 0 |  | 0.00054398 |  | 0.0008572 |  | 8.7395e-05 |  | 0.0003024 |  | 6.3753e-05 |  | 0.00038536 |  | 0.00088712 |  | 0.030035 |  | 0.20928 |  | 0.13475 |  | 4.7228e-05 |  | 0.0002326 |  | 5.8665e-05 |  | 3.0744e-05 |  | 0.0065929 |  | 8.1957e-07 |  | 0.00035303 |  | 0.039065
| 8.9665e-05 |  | 0.00055451 |  | 0.00088442 |  | 1.5745e-05 |  | 0.00025066 |  | 8.6209e-05 |  | 0.00039455 |  | 0.00088606 |  | 0.0297 |  | 0.20852 |  | 0.13685 |  | 4.7231e-05 |  | 0.00017748 |  | 5.8665e-05 |  | -9.974e-06 |  | 0.0068497 |  | 2.4587e-06 |  | 0.00035715 |  | 0.039357
| 8.9665e-05 |  | 0.00054319 |  | 0.00089354 |  | 1.5745e-05 |  | 0.00024783 |  | 7.1111e-05 |  | 0.00040168 |  | 0.00090442 |  | 0.028728 |  | 0.20753 |  | 0.13901 |  | 7.6564e-05 |  | 0.00023812 |  | 5.0417e-05 |  | 4.738e-05 |  | 0.0068661 |  | 3.0053e-06 |  | 0.0003678 |  | 0.039847
| 1.4106e-05 |  | 0.00055088 |  | 0.00088724 |  | 6.1863e-05 |  | 0.00025504 |  | 5.3447e-05 |  | 0.00039812 |  | 0.00093102 |  | 0.027925 |  | 0.20663 |  | 0.14118 |  | 7.6569e-05 |  | 0.00013116 |  | 5.0426e-05 |  | 5.8457e-05 |  | 0.0066945 |  | 1.366e-06 |  | 0.00037356 |  | 0.040471
| 1.4106e-05 |  | 0.0005523 |  | 0.0008749 |  | 6.1863e-05 |  | 0.00030101 |  | 6.3371e-05 |  | 0.00038853 |  | 0.00093926 |  | 0.027569 |  | 0.20481 |  | 0.14242 |  | 5.0066e-05 |  | -5.5631e-05 |  | 6.3155e-05 |  | 9.6269e-06 |  | 0.0069763 |  | 1.3661e-06 |  | 0.00037028 |  | 0.041217
| 0 |  | 0.00058045 |  | 0.00084916 |  | 6.1295e-05 |  | 0.00028422 |  | 6.8646e-05 |  | 0.00037294 |  | 0.00091179 |  | 0.02721 |  | 0.20295 |  | 0.14372 |  | 5.0069e-05 |  | 0.00025257 |  | 6.3147e-05 |  | 4.1382e-05 |  | 0.0072217 |  | 5.4645e-07 |  | 0.00036293 |  | 0.042057
| 0 |  | 0.00050921 |  | 0.00083996 |  | 6.1301e-05 |  | 0.00017312 |  | 7.1804e-05 |  | 0.00037988 |  | 0.0008924 |  | 0.027091 |  | 0.20239 |  | 0.14613 |  | 4.9648e-05 |  | 0.00010899 |  | 4.969e-05 |  | 7.0318e-05 |  | 0.0072864 |  | 5.4645e-07 |  | 0.00036375 |  | 0.042272
| 2.1245e-05 |  | 0.00053423 |  | 0.00083272 |  | 7.2079e-05 |  | 0.0001688 |  | 9.3457e-05 |  | 0.0003816 |  | 0.00084767 |  | 0.02647 |  | 0.20158 |  | 0.14849 |  | 4.9651e-05 |  | -6.0587e-05 |  | 4.9681e-05 |  | 2.4669e-05 |  | 0.0074827 |  | 1.3663e-06 |  | 0.00037524 |  | 0.042955
| 2.1247e-05 |  | 0.00064509 |  | 0.00084389 |  | 7.2085e-05 |  | 0.00024615 |  | 6.9108e-05 |  | 0.00037843 |  | 0.00079976 |  | 0.025482 |  | 0.20039 |  | 0.15048 |  | 5.3511e-05 |  | 0.00020869 |  | 3.9337e-05 |  | 2.5175e-06 |  | 0.0074524 |  | 8.1972e-07 |  | 0.00039163 |  | 0.043714
| 1.8187e-05 |  | 0.00052842 |  | 0.00086128 |  | 4.5274e-05 |  | 0.00022823 |  | 5.4275e-05 |  | 0.0003857 |  | 0.00077497 |  | 0.025275 |  | 0.19971 |  | 0.15284 |  | 5.3514e-05 |  | 0.00010585 |  | 3.9343e-05 |  | 2.6429e-05 |  | 0.0078649 |  | 0 |  | 0.00039902 |  | 0.044318
| 1.8189e-05 |  | 0.00045124 |  | 0.00086963 |  | 4.5278e-05 |  | 0.00025419 |  | 7.9674e-05 |  | 0.00037468 |  | 0.00075459 |  | 0.025163 |  | 0.19892 |  | 0.15525 |  | 6.7793e-05 |  | 5.936e-05 |  | 4.7147e-05 |  | 3.0473e-05 |  | 0.008155 |  | 5.4655e-07 |  | 0.00039247 |  | 0.045053
| 5.1846e-05 |  | 0.00058816 |  | 0.00087947 |  | 8.0606e-05 |  | 0.00026455 |  | 9.3158e-05 |  | 0.00036315 |  | 0.00073212 |  | 0.024616 |  | 0.19767 |  | 0.15755 |  | 6.7797e-05 |  | 0.00010341 |  | 4.7159e-05 |  | 2.97e-05 |  | 0.0081776 |  | 3.006e-06 |  | 0.00038348 |  | 0.045584
| 5.1846e-05 |  | 0.00051957 |  | 0.00084623 |  | 8.0606e-05 |  | 0.00021803 |  | 8.0767e-05 |  | 0.00037725 |  | 0.00075953 |  | 0.023912 |  | 0.196 |  | 0.15941 |  | 4.5632e-05 |  | 0.00020328 |  | 6.8209e-05 |  | 2.8977e-05 |  | 0.0083191 |  | 3.0062e-06 |  | 0.00038104 |  | 0.046322
| 3.5527e-05 |  | 0.00047535 |  | 0.0008377 |  | 0 |  | 0.00021696 |  | 9.5962e-05 |  | 0.00038015 |  | 0.00079649 |  | 0.023194 |  | 0.19353 |  | 0.16055 |  | 4.5634e-05 |  | 7.285e-05 |  | 6.8218e-05 |  | 3.1853e-06 |  | 0.0083608 |  | 5.4658e-07 |  | 0.00038104 |  | 0.047028
| 3.5531e-05 |  | 0.00063961 |  | 0.0008399 |  | 0 |  | 0.00025094 |  | 8.7532e-05 |  | 0.00037488 |  | 0.0007498 |  | 0.022489 |  | 0.19085 |  | 0.16175 |  | 3.4529e-05 |  | 0.00028318 |  | 4.985e-05 |  | 4.6633e-05 |  | 0.0082928 |  | 2.1864e-06 |  | 0.00037777 |  | 0.047523
| 7.2092e-05 |  | 0.00065989 |  | 0.00084764 |  | 7.8903e-05 |  | 0.00029301 |  | 6.5032e-05 |  | 0.0003892 |  | 0.00071193 |  | 0.022183 |  | 0.18878 |  | 0.16324 |  | 3.4531e-05 |  | 0.00033215 |  | 4.985e-05 |  | 4.1997e-05 |  | 0.0080975 |  | 2.1864e-06 |  | 0.00037697 |  | 0.047887
| 7.2098e-05 |  | 0.00055897 |  | 0.00085565 |  | 7.891e-05 |  | 0.00029831 |  | 6.1546e-05 |  | 0.00037548 |  | 0.00070718 |  | 0.021753 |  | 0.18718 |  | 0.16512 |  | 6.5692e-05 |  | 0.00015437 |  | 4.4122e-05 |  | 1.2789e-05 |  | 0.0083581 |  | 0 |  | 0.00037943 |  | 0.047894
| 5.3895e-05 |  | 0.00051521 |  | 0.00084489 |  | 1.969e-05 |  | 0.00027422 |  | 7.1376e-05 |  | 0.00036588 |  | 0.00072828 |  | 0.02117 |  | 0.18578 |  | 0.16725 |  | 6.5695e-05 |  | 0.00026586 |  | 4.4129e-05 |  | 3.4534e-05 |  | 0.0087298 |  | 8.1997e-07 |  | 0.00038601 |  | 0.048347
| 6.3086e-05 |  | 0.00058897 |  | 0.00078807 |  | 1.9688e-05 |  | 0.00026343 |  | 7.0573e-05 |  | 0.00036422 |  | 0.00069883 |  | 0.020509 |  | 0.18457 |  | 0.16953 |  | 3.3104e-05 |  | 3.2087e-05 |  | 4.0236e-05 |  | 3.0318e-05 |  | 0.0087222 |  | 1.3666e-06 |  | 0.00038603 |  | 0.049442
| 1.8207e-05 |  | 0.00058443 |  | 0.00076893 |  | 3.8395e-05 |  | 0.00026461 |  | 6.1971e-05 |  | 0.00037219 |  | 0.00067051 |  | 0.020088 |  | 0.18383 |  | 0.1724 |  | 3.3106e-05 |  | 0.00011206 |  | 4.0236e-05 |  | 5.2896e-05 |  | 0.0087468 |  | 1.3668e-06 |  | 0.00038357 |  | 0.049871
| 9.0108e-06 |  | 0.00052496 |  | 0.0008335 |  | 3.8395e-05 |  | 0.00034014 |  | 6.6502e-05 |  | 0.00038746 |  | 0.00069297 |  | 0.01977 |  | 0.18283 |  | 0.17501 |  | 2.8065e-05 |  | 0.0001954 |  | 5.7379e-05 |  | 9.7565e-05 |  | 0.0088795 |  | 8.2002e-07 |  | 0.00038029 |  | 0.050651
| 6.189e-05 |  | 0.00056721 |  | 0.00084864 |  | 6.189e-05 |  | 0.0003483 |  | 4.9455e-05 |  | 0.00037763 |  | 0.00070163 |  | 0.019233 |  | 0.18121 |  | 0.17705 |  | 2.8066e-05 |  | 9.6542e-05 |  | 5.7387e-05 |  | 4.4243e-05 |  | 0.0088383 |  | 8.2007e-07 |  | 0.00037786 |  | 0.051316
| 6.1885e-05 |  | 0.00052425 |  | 0.00082486 |  | 6.1885e-05 |  | 0.00025335 |  | 4.4897e-05 |  | 0.00038688 |  | 0.00064038 |  | 0.019023 |  | 0.17959 |  | 0.17906 |  | 5.7326e-05 |  | 5.5884e-05 |  | 4.9622e-05 |  | -5.3604e-05 |  | 0.0088544 |  | 8.2012e-07 |  | 0.00037624 |  | 0.051487
| 4.5739e-05 |  | 0.00050088 |  | 0.00080681 |  | 1.3784e-05 |  | 0.00023715 |  | 6.924e-05 |  | 0.00038628 |  | 0.00058747 |  | 0.018642 |  | 0.17754 |  | 0.18065 |  | 5.733e-05 |  | 0.00026894 |  | 4.9638e-05 |  | -8.3931e-06 |  | 0.0090938 |  | 2.4604e-06 |  | 0.00036805 |  | 0.05204
| 4.5739e-05 |  | 0.00054569 |  | 0.00078967 |  | 1.3784e-05 |  | 0.00020617 |  | 7.3715e-05 |  | 0.00036761 |  | 0.00058315 |  | 0.018147 |  | 0.1748 |  | 0.18155 |  | 4.5665e-05 |  | 0.00038651 |  | 6.751e-05 |  | -1.7607e-05 |  | 0.0094066 |  | 2.4605e-06 |  | 0.00036315 |  | 0.052731
| 0 |  | 0.00045751 |  | 0.0008065 |  | 6.7006e-05 |  | 0.00019595 |  | 6.4416e-05 |  | 0.00038184 |  | 0.00060616 |  | 0.017887 |  | 0.17261 |  | 0.18299 |  | 4.5667e-05 |  | 0.00021723 |  | 6.7519e-05 |  | -1.7785e-06 |  | 0.0095648 |  | 5.7401e-06 |  | 0.00036889 |  | 0.053447
| 0 |  | 0.00051085 |  | 0.00082813 |  | 6.7006e-05 |  | 0.00026322 |  | 6.3184e-05 |  | 0.0003813 |  | 0.00065152 |  | 0.017558 |  | 0.17024 |  | 0.18423 |  | 2.8697e-05 |  | 4.1827e-05 |  | 4.4422e-05 |  | 3.4919e-05 |  | 0.0095263 |  | 5.7405e-06 |  | 0.00038528 |  | 0.053823
| 3.9618e-05 |  | 0.00064774 |  | 0.00078823 |  | 8.1763e-05 |  | 0.00026346 |  | 4.4556e-05 |  | 0.00036799 |  | 0.00060649 |  | 0.017044 |  | 0.16752 |  | 0.1849 |  | 2.8698e-05 |  | 4.9741e-05 |  | 4.4424e-05 |  | -1.3152e-05 |  | 0.0096105 |  | 4.1011e-06 |  | 0.0003976 |  | 0.054157
| 3.9625e-05 |  | 0.00054881 |  | 0.00078267 |  | 8.1778e-05 |  | 0.00019569 |  | 4.4991e-05 |  | 0.00037068 |  | 0.00056845 |  | 0.016618 |  | 0.16532 |  | 0.18629 |  | 3.4772e-05 |  | 0.00021071 |  | 4.3379e-05 |  | 5.5353e-07 |  | 0.0097308 |  | 4.1013e-06 |  | 0.00039763 |  | 0.055008
| 1.9216e-05 |  | 0.00045304 |  | 0.00079453 |  | 8.8585e-05 |  | 0.0001356 |  | 5.5676e-05 |  | 0.00037383 |  | 0.00059819 |  | 0.016576 |  | 0.16323 |  | 0.18794 |  | 3.4774e-05 |  | 0.00028198 |  | 4.3384e-05 |  | 9.334e-06 |  | 0.0097472 |  | 8.2027e-07 |  | 0.00039189 |  | 0.055585
| 1.9217e-05 |  | 0.00047745 |  | 0.00079377 |  | 8.8592e-05 |  | 0.00025317 |  | 6.9369e-05 |  | 0.00037085 |  | 0.00054354 |  | 0.016369 |  | 0.16103 |  | 0.18903 |  | 3.5496e-05 |  | 7.2703e-05 |  | 4.7229e-05 |  | 3.4971e-05 |  | 0.0098921 |  | 8.2032e-07 |  | 0.00038453 |  | 0.056109
| 3.6563e-05 |  | 0.00057662 |  | 0.00080536 |  | 7.0988e-05 |  | 0.00025791 |  | 8.5345e-05 |  | 0.00036328 |  | 0.00052056 |  | 0.015994 |  | 0.15891 |  | 0.19032 |  | 3.5498e-05 |  | -0.00010589 |  | 4.7227e-05 |  | 8.0248e-05 |  | 0.0099355 |  | 0 |  | 0.00037387 |  | 0.056883
| 3.6563e-05 |  | 0.00067216 |  | 0.00080163 |  | 7.0988e-05 |  | 0.00018936 |  | 7.6376e-05 |  | 0.00035633 |  | 0.0005491 |  | 0.015632 |  | 0.15632 |  | 0.19128 |  | 7.3772e-05 |  | 0.00025542 |  | 5.558e-05 |  | 5.0017e-05 |  | 0.0099312 |  | 0 |  | 0.00036406 |  | 0.057819
| 8.86e-05 |  | 0.00063364 |  | 0.00081457 |  | 8.1785e-05 |  | 0.00022592 |  | 6.5628e-05 |  | 0.00036583 |  | 0.00052109 |  | 0.01502 |  | 0.15378 |  | 0.19191 |  | 7.3776e-05 |  | 0.00033282 |  | 5.5582e-05 |  | 4.4529e-05 |  | 0.010023 |  | 4.1021e-06 |  | 0.00036488 |  | 0.058337
| 8.86e-05 |  | 0.00044535 |  | 0.00081613 |  | 8.1785e-05 |  | 0.00031479 |  | 5.9374e-05 |  | 0.00037446 |  | 0.00051092 |  | 0.014837 |  | 0.15159 |  | 0.19288 |  | 5.921e-05 |  | 0.00010138 |  | 5.5417e-05 |  | 0.00011033 |  | 0.010044 |  | 4.1018e-06 |  | 0.00037966 |  | 0.058602
| 2.126e-05 |  | 0.00048123 |  | 0.00079572 |  | 8.86e-05 |  | 0.00026757 |  | 6.7169e-05 |  | 0.00035991 |  | 0.00054841 |  | 0.014926 |  | 0.14899 |  | 0.19343 |  | 5.9214e-05 |  | 0.00011808 |  | 5.542e-05 |  | 7.8332e-05 |  | 0.010229 |  | 8.2042e-07 |  | 0.00039196 |  | 0.059172
| 2.126e-05 |  | 0.00060954 |  | 0.00078574 |  | 8.86e-05 |  | 0.00019519 |  | 7.1911e-05 |  | 0.00034445 |  | 0.00052356 |  | 0.014572 |  | 0.14658 |  | 0.19415 |  | 3.8241e-05 |  | -0.00014927 |  | 6.6585e-05 |  | 8.7323e-05 |  | 0.010288 |  | 8.2047e-07 |  | 0.00039114 |  | 0.05971
| 3.9121e-06 |  | 0.00056331 |  | 0.00078665 |  | 6.8728e-05 |  | 0.00024385 |  | 6.019e-05 |  | 0.00034285 |  | 0.00049242 |  | 0.013958 |  | 0.14432 |  | 0.19489 |  | 3.8243e-05 |  | -0.00011 |  | 6.6588e-05 |  | 0.0001023 |  | 0.010068 |  | 8.2047e-07 |  | 0.00038545 |  | 0.060767
| 3.9121e-06 |  | 0.00051513 |  | 0.000764 |  | 6.8728e-05 |  | 0.00025567 |  | 6.9896e-05 |  | 0.0003479 |  | 0.00052596 |  | 0.013546 |  | 0.14197 |  | 0.19544 |  | 4.9322e-05 |  | 0.00020713 |  | 4.5007e-05 |  | 3.8519e-05 |  | 0.010336 |  | 8.2052e-07 |  | 0.0003846 |  | 0.061828
| 2.8917e-06 |  | 0.00054404 |  | 0.00077552 |  | 4.7276e-05 |  | 0.00023915 |  | 6.3278e-05 |  | 0.00034534 |  | 0.00053825 |  | 0.013542 |  | 0.1396 |  | 0.19585 |  | 4.9325e-05 |  | 0.00020726 |  | 4.5021e-05 |  | 6.2096e-05 |  | 0.010609 |  | 2.4616e-06 |  | 0.00038383 |  | 0.062416
| 2.8917e-06 |  | 0.00060909 |  | 0.00078081 |  | 4.7276e-05 |  | 0.00020803 |  | 7.4611e-05 |  | 0.00034741 |  | 0.00051262 |  | 0.01323 |  | 0.13725 |  | 0.19609 |  | 4.5116e-05 |  | 0.0003101 |  | 6.0286e-05 |  | 9.0335e-05 |  | 0.010533 |  | 2.4617e-06 |  | 0.00038055 |  | 0.063038
| 6.5894e-05 |  | 0.00060776 |  | 0.00074779 |  | 4.925e-05 |  | 0.00022539 |  | 7.597e-05 |  | 0.00033867 |  | 0.00049538 |  | 0.013045 |  | 0.13552 |  | 0.19757 |  | 4.5119e-05 |  | 0.00029232 |  | 6.0299e-05 |  | 2.0495e-05 |  | 0.01073 |  | 8.2057e-07 |  | 0.00037399 |  | 0.06385
| 6.5894e-05 |  | 0.00064648 |  | 0.00076648 |  | 4.925e-05 |  | 0.00024345 |  | 7.1012e-05 |  | 0.00033105 |  | 0.00050527 |  | 0.012932 |  | 0.13436 |  | 0.19982 |  | 5.3164e-05 |  | 7.1311e-05 |  | 4.8901e-05 |  | -5.1727e-06 |  | 0.010891 |  | 1.3676e-06 |  | 0.00037647 |  | 0.064519
| 1.7181e-05 |  | 0.00061747 |  | 0.00076107 |  | 0.00010736 |  | 0.00029853 |  | 7.9503e-05 |  | 0.00036167 |  | 0.00047912 |  | 0.012692 |  | 0.133 |  | 0.20169 |  | 5.3167e-05 |  | -0.00013789 |  | 4.8899e-05 |  | -1.2058e-05 |  | 0.010919 |  | 1.3678e-06 |  | 0.00038713 |  | 0.064562
| 1.7182e-05 |  | 0.00053735 |  | 0.00075604 |  | 0.00010737 |  | 0.00026849 |  | 8.761e-05 |  | 0.00037119 |  | 0.0004648 |  | 0.012495 |  | 0.13108 |  | 0.20303 |  | 4.4134e-05 |  | 7.4062e-05 |  | 5.5742e-05 |  | -1.3597e-05 |  | 0.011008 |  | 8.2062e-07 |  | 0.00039208 |  | 0.064929
| 1.8716e-06 |  | 0.00046896 |  | 0.00077989 |  | 5.7946e-05 |  | 0.00025491 |  | 7.5858e-05 |  | 0.00034651 |  | 0.00045545 |  | 0.011896 |  | 0.12948 |  | 0.20459 |  | 4.4136e-05 |  | 0.00017973 |  | 5.5727e-05 |  | -1.8653e-05 |  | 0.011156 |  | 2.462e-06 |  | 0.00038798 |  | 0.065944
| 2.8453e-05 |  | 0.00043694 |  | 0.00077451 |  | 5.7946e-05 |  | 0.00026714 |  | 5.5179e-05 |  | 0.00034722 |  | 0.00045653 |  | 0.011565 |  | 0.12769 |  | 0.2056 |  | 6.8087e-05 |  | 7.4709e-05 |  | 3.0707e-05 |  | -4.3619e-05 |  | 0.011317 |  | 3.0093e-06 |  | 0.00037734 |  | 0.066435
| 0.00012032 |  | 0.00048747 |  | 0.00075807 |  | 8.6919e-05 |  | 0.00026059 |  | 7.5352e-05 |  | 0.00035228 |  | 0.00049483 |  | 0.011373 |  | 0.12543 |  | 0.20572 |  | 6.8091e-05 |  | 0.00019968 |  | 3.0705e-05 |  | 5.9583e-05 |  | 0.011615 |  | 5.4715e-07 |  | 0.0003757 |  | 0.066988
| 9.3745e-05 |  | 0.00047224 |  | 0.00070136 |  | 8.6927e-05 |  | 0.00020381 |  | 9.0865e-05 |  | 0.00034477 |  | 0.00050213 |  | 0.01114 |  | 0.1237 |  | 0.20646 |  | 9.6398e-05 |  | 0.00016965 |  | 7.5051e-05 |  | 6.9245e-05 |  | 0.011646 |  | 5.4718e-07 |  | 0.000379 |  | 0.067898
| 0 |  | 0.00048739 |  | 0.00069318 |  | 8.8668e-06 |  | 0.00018012 |  | 7.6546e-05 |  | 0.00033744 |  | 0.00048955 |  | 0.011066 |  | 0.12168 |  | 0.20694 |  | 9.6403e-05 |  | 1.603e-05 |  | 7.5071e-05 |  | 1.0334e-06 |  | 0.011608 |  | 5.4718e-07 |  | 0.00038228 |  | 0.068343
| 0 |  | 0.00060088 |  | 0.00074131 |  | 8.8668e-06 |  | 0.00020696 |  | 4.4643e-05 |  | 0.00032811 |  | 0.0004854 |  | 0.011017 |  | 0.11999 |  | 0.20798 |  | 6.8987e-05 |  | 4.132e-05 |  | 4.3847e-05 |  | 1.6114e-05 |  | 0.01197 |  | 0 |  | 0.00038805 |  | 0.068679
| 5.496e-05 |  | 0.00062375 |  | 0.00073801 |  | 8.0684e-05 |  | 0.00017469 |  | 5.0668e-05 |  | 0.00032604 |  | 0.00045798 |  | 0.010804 |  | 0.1186 |  | 0.20921 |  | 6.8991e-05 |  | 9.4575e-05 |  | 4.3833e-05 |  | 4.9517e-05 |  | 0.012222 |  | 2.4626e-06 |  | 0.00039628 |  | 0.068685
| 5.4955e-05 |  | 0.00052765 |  | 0.00072064 |  | 8.0677e-05 |  | 0.00020631 |  | 5.3559e-05 |  | 0.0003225 |  | 0.00043743 |  | 0.010587 |  | 0.11707 |  | 0.21012 |  | 4.5603e-05 |  | 0.00015037 |  | 6.3961e-05 |  | 8.0575e-05 |  | 0.012185 |  | 2.4625e-06 |  | 0.00039956 |  | 0.06871
| 1.9228e-05 |  | 0.0004903 |  | 0.00072998 |  | 8.1821e-05 |  | 0.0001637 |  | 5.7692e-05 |  | 0.00032388 |  | 0.000431 |  | 0.010482 |  | 0.11523 |  | 0.21022 |  | 4.5605e-05 |  | 4.5139e-05 |  | 6.3944e-05 |  | 6.0997e-05 |  | 0.01218 |  | 0 |  | 0.0003971 |  | 0.069843
| 1.9229e-05 |  | 0.00058417 |  | 0.00074591 |  | 8.1828e-05 |  | 0.00012857 |  | 6.4351e-05 |  | 0.00034033 |  | 0.00042341 |  | 0.010189 |  | 0.11321 |  | 0.21005 |  | 8.0369e-05 |  | 0.00010121 |  | 5.2523e-05 |  | 2.192e-05 |  | 0.012463 |  | 0 |  | 0.00039138 |  | 0.070842
| 0.00011307 |  | 0.0006086 |  | 0.0007299 |  | 2.0691e-05 |  | 0.00022976 |  | 6.7323e-05 |  | 0.00034469 |  | 0.00043447 |  | 0.0099257 |  | 0.11176 |  | 0.21086 |  | 8.0373e-05 |  | 0.00043379 |  | 5.2537e-05 |  | 2.978e-05 |  | 0.012706 |  | 2.4628e-06 |  | 0.00039302 |  | 0.07159
| 0.00011308 |  | 0.00051841 |  | 0.00074651 |  | 2.0692e-05 |  | 0.00026649 |  | 9.7432e-05 |  | 0.00034439 |  | 0.00043069 |  | 0.0096978 |  | 0.11051 |  | 0.21203 |  | 6.6232e-05 |  | 0.00021411 |  | 5.6417e-05 |  | 0.00010872 |  | 0.012745 |  | 2.4628e-06 |  | 0.00039879 |  | 0.071939
| 3.3523e-05 |  | 0.00052186 |  | 0.00068984 |  | 8.6942e-05 |  | 0.00022556 |  | 9.6911e-05 |  | 0.00033056 |  | 0.00044534 |  | 0.0094094 |  | 0.10998 |  | 0.21435 |  | 6.6235e-05 |  | -0.00011135 |  | 5.6417e-05 |  | 0.00014265 |  | 0.012717 |  | 8.2102e-07 |  | 0.00040538 |  | 0.072333
| 3.3526e-05 |  | 0.0005176 |  | 0.00066799 |  | 8.695e-05 |  | 0.00023606 |  | 8.4649e-05 |  | 0.00032829 |  | 0.00046695 |  | 0.0094172 |  | 0.10932 |  | 0.21651 |  | 3.1347e-05 |  | 4.4794e-05 |  | 3.5031e-05 |  | 8.0152e-05 |  | 0.012993 |  | 1.3683e-06 |  | 0.00040945 |  | 0.073458
| 0 |  | 0.00040789 |  | 0.00069093 |  | 7.8987e-05 |  | 0.00021826 |  | 7.1591e-05 |  | 0.00032854 |  | 0.00046361 |  | 0.0093562 |  | 0.108 |  | 0.21732 |  | 3.1349e-05 |  | 9.8184e-05 |  | 3.5041e-05 |  | 7.0177e-05 |  | 0.013167 |  | 1.3684e-06 |  | 0.00040622 |  | 0.074145
| 0 |  | 0.00035199 |  | 0.00071629 |  | 7.8994e-05 |  | 0.00022494 |  | 6.7194e-05 |  | 0.00034658 |  | 0.0004476 |  | 0.0090324 |  | 0.10659 |  | 0.21755 |  | 7.0145e-05 |  | 0.00010708 |  | 5.1627e-05 |  | 0.0001102 |  | 0.013219 |  | 8.2107e-07 |  | 0.00040458 |  | 0.074375
| 4.272e-05 |  | 0.0004063 |  | 0.00076875 |  | 6.3087e-05 |  | 0.00022824 |  | 6.4942e-05 |  | 0.0003504 |  | 0.00041353 |  | 0.0088365 |  | 0.10506 |  | 0.2176 |  | 7.0149e-05 |  | 0.00012475 |  | 5.1614e-05 |  | 7.4646e-05 |  | 0.013307 |  | 8.2107e-07 |  | 0.0004013 |  | 0.074631
| 4.2716e-05 |  | 0.0005067 |  | 0.00073536 |  | 6.3081e-05 |  | 0.00021237 |  | 6.3917e-05 |  | 0.00034551 |  | 0.00039548 |  | 0.0087875 |  | 0.10351 |  | 0.21803 |  | 5.0564e-05 |  | 0.00013223 |  | 4.8705e-05 |  | 3.0093e-05 |  | 0.013338 |  | 1.3684e-06 |  | 0.00039804 |  | 0.074715
| 4.7826e-05 |  | 0.00054509 |  | 0.00068439 |  | 6.4224e-05 |  | 0.00017464 |  | 8.2365e-05 |  | 0.00034278 |  | 0.00039087 |  | 0.0085821 |  | 0.10164 |  | 0.21758 |  | 5.0567e-05 |  | 0.00017783 |  | 4.8692e-05 |  | -2.6045e-06 |  | 0.013402 |  | 5.4741e-07 |  | 0.00039888 |  | 0.075232
| 4.7826e-05 |  | 0.00051748 |  | 0.00066738 |  | 6.4224e-05 |  | 0.00014432 |  | 9.5855e-05 |  | 0.00032542 |  | 0.00037748 |  | 0.0083414 |  | 0.099855 |  | 0.21698 |  | 6.8056e-05 |  | 5.2479e-05 |  | 4.8017e-05 |  | -2.0909e-05 |  | 0.013464 |  | 0 |  | 0.00039888 |  | 0.076365
| 2.5362e-05 |  | 0.0004792 |  | 0.00069427 |  | 7.6734e-05 |  | 0.00018482 |  | 8.5722e-05 |  | 0.00033278 |  | 0.00040132 |  | 0.0081625 |  | 0.098358 |  | 0.21665 |  | 6.806e-05 |  | 1.5235e-05 |  | 4.803e-05 |  | -2.2355e-05 |  | 0.013605 |  | 0 |  | 0.00040217 |  | 0.076781
| 2.536e-05 |  | 0.00040196 |  | 0.00072153 |  | 7.6727e-05 |  | 0.00020421 |  | 8.3623e-05 |  | 0.00034788 |  | 0.00043254 |  | 0.0081308 |  | 0.097473 |  | 0.21732 |  | 8.2666e-05 |  | 9.7378e-07 |  | 6.2057e-05 |  | -6.3063e-06 |  | 0.013545 |  | 5.4745e-07 |  | 0.00040301 |  | 0.077298
| 7.7302e-05 |  | 0.00040986 |  | 0.00072991 |  | 6.4798e-05 |  | 0.00020677 |  | 7.466e-05 |  | 0.00035489 |  | 0.00041888 |  | 0.0080958 |  | 0.096632 |  | 0.21808 |  | 8.2671e-05 |  | -0.00011396 |  | 6.2057e-05 |  | -9.4266e-06 |  | 0.01378 |  | 1.3687e-06 |  | 0.00040465 |  | 0.078122
| 7.7309e-05 |  | 0.00050622 |  | 0.0007309 |  | 6.4803e-05 |  | 0.00021137 |  | 4.7119e-05 |  | 0.00034076 |  | 0.00038905 |  | 0.0079344 |  | 0.095439 |  | 0.2185 |  | 4.6879e-05 |  | -5.5471e-05 |  | 5.7649e-05 |  | 6.468e-06 |  | 0.01409 |  | 8.2127e-07 |  | 0.00040878 |  | 0.078507
| 0 |  | 0.00056282 |  | 0.00071183 |  | 5.9114e-05 |  | 0.00025313 |  | 6.845e-05 |  | 0.00032031 |  | 0.00034893 |  | 0.0077142 |  | 0.094865 |  | 0.22033 |  | 4.6882e-05 |  | 0.00019107 |  | 5.7631e-05 |  | 1.0965e-05 |  | 0.014243 |  | 4.1063e-06 |  | 0.00040142 |  | 0.079199
| 0 |  | 0.00058801 |  | 0.00070764 |  | 5.9119e-05 |  | 0.00030699 |  | 0.00010055 |  | 0.00031465 |  | 0.0003231 |  | 0.0076489 |  | 0.094536 |  | 0.22201 |  | 2.1679e-05 |  | 0.00031144 |  | 6.0336e-05 |  | -1.1442e-06 |  | 0.014508 |  | 4.1063e-06 |  | 0.00039321 |  | 0.079802
| 0 |  | 0.00059386 |  | 0.00072906 |  | 7.3899e-05 |  | 0.00027124 |  | 7.3915e-05 |  | 0.00032609 |  | 0.00032727 |  | 0.0074545 |  | 0.093601 |  | 0.22198 |  | 2.168e-05 |  | 0.00013736 |  | 6.0336e-05 |  | -6.3948e-06 |  | 0.014746 |  | 2.464e-06 |  | 0.00038829 |  | 0.080113
| 0 |  | 0.00047836 |  | 0.00071884 |  | 7.3899e-05 |  | 0.00019391 |  | 5.2634e-05 |  | 0.00033793 |  | 0.00035926 |  | 0.0071544 |  | 0.092104 |  | 0.22129 |  | 0 |  | 2.2584e-05 |  | 3.8635e-05 |  | -1.7989e-05 |  | 0.014695 |  | 2.4641e-06 |  | 0.00039406 |  | 0.081201
| 2.128e-05 |  | 0.00039936 |  | 0.00068545 |  | 2.3659e-05 |  | 0.00019899 |  | 8.4741e-05 |  | 0.0003316 |  | 0.00034411 |  | 0.0072394 |  | 0.090344 |  | 0.22037 |  | 0 |  | 4.5738e-05 |  | 3.8644e-05 |  | 3.8941e-05 |  | 0.014574 |  | 2.4641e-06 |  | 0.00040311 |  | 0.081927
| 2.128e-05 |  | 0.00042071 |  | 0.0006964 |  | 2.3659e-05 |  | 0.000186 |  | 8.9573e-05 |  | 0.00034424 |  | 0.00035947 |  | 0.0071805 |  | 0.089174 |  | 0.22034 |  | 0.00010616 |  | 5.1335e-06 |  | 7.4304e-05 |  | 9.4717e-05 |  | 0.014821 |  | 4.6544e-06 |  | 0.00040311 |  | 0.082079
| 8.6412e-05 |  | 0.00040603 |  | 0.0007516 |  | 9.7782e-05 |  | 0.00019144 |  | 5.8519e-05 |  | 0.00036189 |  | 0.0003904 |  | 0.0069653 |  | 0.088871 |  | 0.22221 |  | 0.00010617 |  | 7.2505e-05 |  | 7.4327e-05 |  | 7.7232e-05 |  | 0.015132 |  | 3.0119e-06 |  | 0.00040393 |  | 0.082966
| 8.642e-05 |  | 0.00048346 |  | 0.00073657 |  | 9.7791e-05 |  | 0.00022895 |  | 5.1773e-05 |  | 0.00035131 |  | 0.00033199 |  | 0.0069338 |  | 0.088209 |  | 0.22285 |  | 4.8527e-05 |  | 0.00026293 |  | 3.0514e-05 |  | -4.65e-05 |  | 0.015166 |  | 8.2142e-07 |  | 0.00040314 |  | 0.083438
| 0 |  | 0.00055219 |  | 0.00068161 |  | 0.00010575 |  | 0.00018804 |  | 6.7307e-05 |  | 0.00032958 |  | 0.00029831 |  | 0.0067738 |  | 0.08676 |  | 0.22203 |  | 4.853e-05 |  | 0.00032122 |  | 3.0514e-05 |  | -7.367e-05 |  | 0.015121 |  | 2.4644e-06 |  | 0.00040724 |  | 0.08352
| 0 |  | 0.00058887 |  | 0.00069078 |  | 0.00010575 |  | 0.00022152 |  | 8.042e-05 |  | 0.00034319 |  | 0.00035736 |  | 0.0065164 |  | 0.085522 |  | 0.22166 |  | 6.4151e-05 |  | -2.4771e-05 |  | 6.4868e-05 |  | 2.3061e-05 |  | 0.015347 |  | 3.0122e-06 |  | 0.00041137 |  | 0.084036
| 2.8433e-05 |  | 0.00058043 |  | 0.0007012 |  | 8.8694e-05 |  | 0.00024783 |  | 6.5209e-05 |  | 0.00034466 |  | 0.00042732 |  | 0.0062657 |  | 0.084886 |  | 0.22247 |  | 6.4155e-05 |  | -0.00031112 |  | 6.4882e-05 |  | 8.461e-05 |  | 0.015668 |  | 1.3692e-06 |  | 0.00040565 |  | 0.084495
| 2.8436e-05 |  | 0.00052098 |  | 0.0006971 |  | 8.8702e-05 |  | 0.00018589 |  | 6.1927e-05 |  | 0.00034449 |  | 0.00042538 |  | 0.006337 |  | 0.084586 |  | 0.22386 |  | 6.4786e-05 |  | -3.7896e-06 |  | 4.7217e-05 |  | 9.8632e-05 |  | 0.015849 |  | 1.3692e-06 |  | 0.00040236 |  | 0.085276
| 1.5154e-05 |  | 0.00050354 |  | 0.00070537 |  | 6.8232e-05 |  | 0.00018993 |  | 6.1442e-05 |  | 0.00033498 |  | 0.00035965 |  | 0.0064623 |  | 0.083531 |  | 0.22337 |  | 6.479e-05 |  | 0.00030591 |  | 4.7219e-05 |  | 6.2251e-05 |  | 0.016131 |  | 3.0124e-06 |  | 0.00039415 |  | 0.085597
| 1.5154e-05 |  | 0.00038161 |  | 0.00064209 |  | 6.8232e-05 |  | 6.0994e-05 |  | 3.7022e-06 |  | 0.00019274 |  | 0.00015606 |  | 0.006132 |  | 0.080752 |  | 0.22029 |  | 0 |  | 8.5572e-06 |  | 0 |  | -0.00012577 |  | 0.016436 |  | 2.4647e-06 |  | 0.000395 |  | 0.086374
| 5.1938e-05 |  | 0.00045206 |  | 0.00066663 |  | 3.4512e-05 |  | 0.00020283 |  | 6.1169e-05 |  | 0.00032447 |  | 0.00026983 |  | 0.0059528 |  | 0.078854 |  | 0.21806 |  | 9.7671e-05 |  | -4.4149e-05 |  | 5.5956e-05 |  | -1.3872e-05 |  | 0.016697 |  | 5.7503e-06 |  | 0.00039338 |  | 0.087796
| 5.1938e-05 |  | 0.00046953 |  | 0.00070549 |  | 3.4512e-05 |  | 0.00021152 |  | 5.4022e-05 |  | 0.00030019 |  | 0.00033943 |  | 0.0059429 |  | 0.077742 |  | 0.2169 |  | 9.7676e-05 |  | -8.5069e-05 |  | 5.5938e-05 |  | -3.5855e-05 |  | 0.016807 |  | 5.7503e-06 |  | 0.00040405 |  | 0.087993
| 3.3547e-05 |  | 0.00048784 |  | 0.00069906 |  | 0.00012112 |  | 0.0002287 |  | 6.772e-05 |  | 0.00030705 |  | 0.00035072 |  | 0.005894 |  | 0.076444 |  | 0.21541 |  | 8.8989e-05 |  | -7.5829e-05 |  | 4.8389e-05 |  | 4.3104e-06 |  | 0.016733 |  | 5.7506e-06 |  | 0.00040734 |  | 0.088479
| 3.3547e-05 |  | 0.00055374 |  | 0.00069238 |  | 0.00012112 |  | 0.00025902 |  | 8.0868e-05 |  | 0.00032512 |  | 0.00031893 |  | 0.0055789 |  | 0.075231 |  | 0.21385 |  | 8.8994e-05 |  | 0.00017832 |  | 4.8389e-05 |  | 2.7572e-06 |  | 0.017083 |  | 5.7506e-06 |  | 0.00040983 |  | 0.088918
| 2.3331e-05 |  | 0.00067478 |  | 0.00064142 |  | 2.2681e-05 |  | 0.00013555 |  | 7.5607e-05 |  | 0.00030404 |  | 0.00027193 |  | 0.0055785 |  | 0.073934 |  | 0.21232 |  | 5.1399e-05 |  | 0.00041266 |  | 5.3975e-05 |  | -9.8577e-05 |  | 0.017484 |  | 7.3944e-06 |  | 0.00040903 |  | 0.089267
| 2.3331e-05 |  | 0.00066305 |  | 0.00065504 |  | 2.2681e-05 |  | 8.8137e-05 |  | 8.1631e-05 |  | 0.00028099 |  | 0.00021858 |  | 0.0054911 |  | 0.072848 |  | 0.21135 |  | 5.1402e-05 |  | 0.00028877 |  | 5.3991e-05 |  | -3.2208e-05 |  | 0.017683 |  | 7.3949e-06 |  | 0.00041229 |  | 0.090074
| 6.8244e-05 |  | 0.00055598 |  | 0.00069514 |  | 4.2404e-05 |  | 0.00015878 |  | 8.3498e-05 |  | 0.00029663 |  | 0.00030606 |  | 0.0052558 |  | 0.071916 |  | 0.21024 |  | 9.3095e-05 |  | 0.00026997 |  | 6.3046e-05 |  | 4.9961e-05 |  | 0.017824 |  | 5.751e-06 |  | 0.00041809 |  | 0.090608
| 6.825e-05 |  | 0.00059748 |  | 0.00067471 |  | 4.2408e-05 |  | 0.00021477 |  | 9.2923e-05 |  | 0.00031684 |  | 0.00033261 |  | 0.0051347 |  | 0.07048 |  | 0.20833 |  | 9.31e-05 |  | 0.0002146 |  | 6.3066e-05 |  | 4.1653e-05 |  | 0.018094 |  | 5.7517e-06 |  | 0.00041645 |  | 0.090707
| 4.6837e-05 |  | 0.00056029 |  | 0.00063757 |  | 2.5642e-05 |  | 0.00022444 |  | 0.00010748 |  | 0.00032454 |  | 0.00030326 |  | 0.0049625 |  | 0.069302 |  | 0.20672 |  | 9.0316e-05 |  | 9.3925e-05 |  | 7.1809e-05 |  | 2.4978e-05 |  | 0.0182 |  | 4.1088e-06 |  | 0.00040906 |  | 0.090602
| 4.6837e-05 |  | 0.00044709 |  | 0.00063072 |  | 2.5642e-05 |  | 0.00020148 |  | 8.9099e-05 |  | 0.00030567 |  | 0.00025251 |  | 0.0049008 |  | 0.068416 |  | 0.2055 |  | 9.0321e-05 |  | 0.0001638 |  | 7.1806e-05 |  | 1.2589e-06 |  | 0.018247 |  | 4.1093e-06 |  | 0.00040169 |  | 0.090826
| 4.9907e-05 |  | 0.00048417 |  | 0.00069206 |  | 9.3852e-05 |  | 0.00015021 |  | 5.2373e-05 |  | 0.00030336 |  | 0.00025252 |  | 0.0048314 |  | 0.067296 |  | 0.20426 |  | 0.00010941 |  | 0.00037568 |  | 4.1487e-05 |  | 2.9228e-05 |  | 0.018517 |  | 5.7517e-06 |  | 0.00039761 |  | 0.091138
| 4.9903e-05 |  | 0.00049842 |  | 0.00069411 |  | 9.3844e-05 |  | 0.00020447 |  | 5.8476e-05 |  | 0.00032388 |  | 0.00029737 |  | 0.0046904 |  | 0.066204 |  | 0.20276 |  | 0.00010941 |  | 0.00050971 |  | 4.1487e-05 |  | 7.8733e-05 |  | 0.018875 |  | 5.752e-06 |  | 0.00040087 |  | 0.091446
| 5.5018e-05 |  | 0.00051989 |  | 0.0006601 |  | 8.3045e-05 |  | 0.00028035 |  | 8.3058e-05 |  | 0.00030617 |  | 0.00027468 |  | 0.0044707 |  | 0.064754 |  | 0.1997 |  | 7.3305e-05 |  | 0.00035878 |  | 3.409e-05 |  | 4.051e-07 |  | 0.019078 |  | 4.1096e-06 |  | 0.00040749 |  | 0.091842
| 5.5022e-05 |  | 0.0005566 |  | 0.00063823 |  | 8.3052e-05 |  | 0.00018823 |  | 0.00010341 |  | 0.000286 |  | 0.00025372 |  | 0.0043683 |  | 0.063262 |  | 0.19642 |  | 7.331e-05 |  | 0.00021483 |  | 3.41e-05 |  | -5.5696e-05 |  | 0.019277 |  | 4.1096e-06 |  | 0.00041488 |  | 0.092084
| 6.2005e-05 |  | 0.00051317 |  | 0.00063543 |  | 9.1016e-05 |  | 0.000134 |  | 8.5099e-05 |  | 0.00030465 |  | 0.00025081 |  | 0.0043956 |  | 0.062179 |  | 0.19465 |  | 5.6536e-05 |  | 0.00020673 |  | 5.3865e-05 |  | -1.5398e-05 |  | 0.019334 |  | 5.7527e-06 |  | 0.00042392 |  | 0.092533
| 6.1999e-05 |  | 0.00057608 |  | 0.00065185 |  | 9.1008e-05 |  | 0.00017729 |  | 6.6846e-05 |  | 0.00030276 |  | 0.0002718 |  | 0.0042767 |  | 0.061301 |  | 0.19362 |  | 5.6539e-05 |  | 0.00015512 |  | 5.3851e-05 |  | 6.9126e-06 |  | 0.019336 |  | 5.7527e-06 |  | 0.00042805 |  | 0.09267
| 9.0291e-06 |  | 0.00057337 |  | 0.00065602 |  | 0.00010354 |  | 0.00017231 |  | 6.8819e-05 |  | 0.00029235 |  | 0.00027768 |  | 0.0042102 |  | 0.060349 |  | 0.1921 |  | 0.00013451 |  | 0.00012653 |  | 3.2043e-05 |  | 8.3428e-05 |  | 0.019647 |  | 4.1101e-06 |  | 0.00042395 |  | 0.09298
| 9.0283e-06 |  | 0.00046954 |  | 0.00066902 |  | 0.00010353 |  | 0.00012692 |  | 8.2777e-05 |  | 0.00029788 |  | 0.00026194 |  | 0.0040853 |  | 0.059289 |  | 0.19047 |  | 0.00013451 |  | 4.6879e-05 |  | 3.2043e-05 |  | 5.1959e-05 |  | 0.019692 |  | 4.1101e-06 |  | 0.00041904 |  | 0.093718
| 0 |  | 0.00051958 |  | 0.00064729 |  | 4.0446e-05 |  | 9.5098e-05 |  | 0.00010423 |  | 0.00029224 |  | 0.00023425 |  | 0.0039571 |  | 0.058334 |  | 0.18945 |  | 3.8571e-05 |  | 1.1041e-05 |  | 3.0294e-05 |  | -4.0149e-05 |  | 0.01992 |  | 4.1103e-06 |  | 0.00041825 |  | 0.093817
| 0 |  | 0.00051081 |  | 0.0006547 |  | 4.0446e-05 |  | 1.4499e-05 |  | 7.4152e-05 |  | 0.00028848 |  | 0.00025757 |  | 0.0040063 |  | 0.057298 |  | 0.18733 |  | 3.8573e-05 |  | 7.7139e-05 |  | 3.0295e-05 |  | 4.0453e-05 |  | 0.020321 |  | 4.1103e-06 |  | 0.00042482 |  | 0.093911
| 4.5832e-05 |  | 0.00047061 |  | 0.00068616 |  | 7.3963e-05 |  | 2.4084e-05 |  | 7.6473e-05 |  | 0.0002978 |  | 0.00031028 |  | 0.0040666 |  | 0.056104 |  | 0.18459 |  | 2.9729e-05 |  | 9.9608e-05 |  | 5.8995e-05 |  | 3.8863e-05 |  | 0.020631 |  | 2.4662e-06 |  | 0.000424 |  | 0.094499
| 4.5832e-05 |  | 0.00049183 |  | 0.00066559 |  | 7.3963e-05 |  | 0.00014975 |  | 9.5467e-05 |  | 0.00029567 |  | 0.0002881 |  | 0.0040327 |  | 0.054931 |  | 0.18207 |  | 2.9731e-05 |  | -1.9167e-05 |  | 5.8979e-05 |  | 2.6432e-05 |  | 0.02062 |  | 2.4664e-06 |  | 0.00041827 |  | 0.095075
| 4.992e-05 |  | 0.00054805 |  | 0.00063741 |  | 8.3067e-05 |  | 0.00023544 |  | 7.8098e-05 |  | 0.00028692 |  | 0.0002352 |  | 0.0038612 |  | 0.053884 |  | 0.18006 |  | 5.999e-05 |  | 2.0881e-05 |  | 7.3311e-05 |  | 4.087e-05 |  | 0.02075 |  | 5.7541e-06 |  | 0.00041745 |  | 0.095389
| 4.992e-05 |  | 0.0005921 |  | 0.00060749 |  | 8.3067e-05 |  | 0.00025359 |  | 7.6501e-05 |  | 0.00028537 |  | 0.00027953 |  | 0.0037783 |  | 0.052856 |  | 0.17803 |  | 5.9994e-05 |  | 0.00011039 |  | 7.3311e-05 |  | -4.2825e-05 |  | 0.021085 |  | 5.7541e-06 |  | 0.00042734 |  | 0.095727
| 2.5389e-05 |  | 0.00059102 |  | 0.0005994 |  | 5.8038e-05 |  | 0.00023354 |  | 9.0205e-05 |  | 0.00029369 |  | 0.0002665 |  | 0.0037322 |  | 0.05202 |  | 0.17671 |  | 8.8385e-05 |  | 0.00023176 |  | 4.2464e-05 |  | -2.1745e-05 |  | 0.021418 |  | 4.1108e-06 |  | 0.00044459 |  | 0.095527
| 2.5389e-05 |  | 0.00058666 |  | 0.0006198 |  | 5.8038e-05 |  | 0.00020479 |  | 0.00010002 |  | 0.00030219 |  | 0.00026892 |  | 0.0034913 |  | 0.051397 |  | 0.17534 |  | 8.839e-05 |  | 0.00035406 |  | 4.2452e-05 |  | 8.5005e-06 |  | 0.021638 |  | 4.1111e-06 |  | 0.00045037 |  | 0.09571
| 0 |  | 0.00064557 |  | 0.00062432 |  | 3.8479e-05 |  | 0.00019855 |  | 6.7647e-05 |  | 0.00028724 |  | 0.00029192 |  | 0.0033379 |  | 0.050335 |  | 0.1728 |  | 7.0207e-05 |  | 0.00015271 |  | 2.8838e-05 |  | 1.6268e-05 |  | 0.021482 |  | 7.3994e-06 |  | 0.00044216 |  | 0.096276
| 0 |  | 0.00065988 |  | 0.00063806 |  | 3.8483e-05 |  | 0.00022299 |  | 5.6051e-05 |  | 0.00030357 |  | 0.00023595 |  | 0.0033955 |  | 0.049266 |  | 0.1708 |  | 7.0211e-05 |  | -3.1983e-06 |  | 2.8838e-05 |  | -2.3987e-05 |  | 0.021551 |  | 7.3994e-06 |  | 0.00043396 |  | 0.096295
| 6.601e-05 |  | 0.00059094 |  | 0.00064924 |  | 6.7148e-05 |  | 0.00021899 |  | 5.7497e-05 |  | 0.00032811 |  | 0.00024259 |  | 0.003404 |  | 0.048596 |  | 0.16994 |  | 8.6195e-05 |  | 0.00018416 |  | 3.9009e-05 |  | -1.865e-05 |  | 0.021828 |  | 5.7548e-06 |  | 0.00043561 |  | 0.096388
| 6.601e-05 |  | 0.00065108 |  | 0.00062502 |  | 6.7148e-05 |  | 6.7208e-05 |  | 8.0119e-05 |  | 0.00029869 |  | 0.00025514 |  | 0.0032731 |  | 0.047964 |  | 0.16886 |  | 8.62e-05 |  | 0.0002789 |  | 3.9009e-05 |  | 1.0827e-05 |  | 0.022086 |  | 5.7552e-06 |  | 0.00044139 |  | 0.09638
| 6.5441e-05 |  | 0.00064102 |  | 0.00064351 |  | 9.4462e-05 |  | 0.00010855 |  | 0.00011283 |  | 0.00029035 |  | 0.00028914 |  | 0.0033314 |  | 0.047156 |  | 0.16705 |  | 7.6997e-05 |  | 0.00013252 |  | 4.2033e-05 |  | 1.3196e-05 |  | 0.022277 |  | 4.1118e-06 |  | 0.00044717 |  | 0.096219
| 6.5446e-05 |  | 0.00061722 |  | 0.00063351 |  | 9.4471e-05 |  | 0.0001561 |  | 8.2939e-05 |  | 0.00030349 |  | 0.00030242 |  | 0.0033431 |  | 0.04617 |  | 0.16494 |  | 7.7001e-05 |  | 0.00013718 |  | 4.2019e-05 |  | 2.7489e-05 |  | 0.022699 |  | 4.1118e-06 |  | 0.00044961 |  | 0.096367
| 5.1979e-05 |  | 0.00070131 |  | 0.00062507 |  | 0.00013715 |  | 2.9579e-05 |  | 6.4907e-05 |  | 0.00028058 |  | 0.00025568 |  | 0.0031122 |  | 0.04544 |  | 0.16289 |  | 7.1717e-05 |  | 0.00012817 |  | 5.3029e-05 |  | 2.0385e-05 |  | 0.023061 |  | 5.7555e-06 |  | 0.00044802 |  | 0.097161
| 5.1983e-05 |  | 0.00060485 |  | 0.00064919 |  | 0.00013717 |  | 0.00012067 |  | 6.7934e-05 |  | 0.00029045 |  | 0.00021158 |  | 0.0031235 |  | 0.044562 |  | 0.16084 |  | 7.1721e-05 |  | 0.00021364 |  | 5.3029e-05 |  | 6.1987e-05 |  | 0.023138 |  | 5.7559e-06 |  | 0.00044388 |  | 0.098017
| 2.4371e-05 |  | 0.00049921 |  | 0.00060909 |  | 9.7885e-05 |  | 0.00011539 |  | 7.3026e-05 |  | 0.00028918 |  | 0.00025955 |  | 0.0031443 |  | 0.043808 |  | 0.15952 |  | 8.2157e-05 |  | 0.00023921 |  | 2.0227e-05 |  | 5.4048e-05 |  | 0.023257 |  | 2.4673e-06 |  | 0.00043897 |  | 0.098122
| 2.4373e-05 |  | 0.00046317 |  | 0.00060689 |  | 9.7894e-05 |  | -3.8106e-06 |  | 8.2652e-05 |  | 0.00028172 |  | 0.00023405 |  | 0.0031346 |  | 0.043359 |  | 0.15859 |  | 8.2161e-05 |  | 0.00025873 |  | 2.0222e-05 |  | -3.9765e-05 |  | 0.023365 |  | 2.4674e-06 |  | 0.00043325 |  | 0.099006
| 9.1072e-05 |  | 0.00047674 |  | 0.0006214 |  | 5.8058e-05 |  | 0.00010095 |  | 8.5578e-05 |  | 0.00028364 |  | 0.00022777 |  | 0.0031935 |  | 0.042775 |  | 0.15769 |  | 9.6593e-05 |  | 0.00029743 |  | 5.5588e-05 |  | -3.6514e-05 |  | 0.023672 |  | 5.7562e-06 |  | 0.00042914 |  | 0.099526
| 9.4137e-05 |  | 0.00060545 |  | 0.00061439 |  | 5.8053e-05 |  | 0.0001995 |  | 7.5473e-05 |  | 0.00028894 |  | 0.00029466 |  | 0.0030851 |  | 0.04191 |  | 0.1555 |  | 9.6598e-05 |  | 0.00026066 |  | 5.5588e-05 |  | 6.6723e-05 |  | 0.023935 |  | 5.7566e-06 |  | 0.00043163 |  | 0.099263
| 9.4145e-05 |  | 0.00057414 |  | 0.00063714 |  | 0.00012921 |  | 0.00026093 |  | 5.5241e-05 |  | 0.00029196 |  | 0.00027294 |  | 0.0029369 |  | 0.041101 |  | 0.15324 |  | 0.00013133 |  | 8.1922e-05 |  | 3.6661e-05 |  | 9.4238e-05 |  | 0.024059 |  | 5.7569e-06 |  | 0.00043656 |  | 0.099154
| 9.108e-05 |  | 0.000494 |  | 0.00060124 |  | 0.00012922 |  | 0.00029454 |  | 6.6047e-05 |  | 0.00025448 |  | 0.00028275 |  | 0.0030312 |  | 0.040349 |  | 0.15159 |  | 0.00013134 |  | -0.00010094 |  | 3.6662e-05 |  | 8.5322e-05 |  | 0.024411 |  | 5.7566e-06 |  | 0.00044234 |  | 0.098662
| 2.5397e-05 |  | 0.0005374 |  | 0.00059874 |  | 6.432e-05 |  | 0.00023634 |  | 9.7268e-05 |  | 0.00026157 |  | 0.0002601 |  | 0.0031427 |  | 0.039555 |  | 0.14977 |  | 8.0024e-05 |  | 4.7088e-05 |  | 9.6058e-05 |  | 8.532e-05 |  | 0.025187 |  | 4.1131e-06 |  | 0.00044645 |  | 0.098439
| 2.54e-05 |  | 0.00065451 |  | 0.00059925 |  | 6.4325e-05 |  | 0.00015671 |  | 9.0235e-05 |  | 0.00028144 |  | 0.00018343 |  | 0.0027815 |  | 0.038796 |  | 0.14777 |  | 8.0028e-05 |  | 0.00010321 |  | 9.6033e-05 |  | 5.5616e-06 |  | 0.025557 |  | 4.1128e-06 |  | 0.00045224 |  | 0.098575
| 4.8924e-05 |  | 0.00066285 |  | 0.00057302 |  | 3.751e-05 |  | 0.00011839 |  | 7.7992e-05 |  | 0.0002895 |  | 0.00018171 |  | 0.0025178 |  | 0.037935 |  | 0.14557 |  | 8.7079e-05 |  | 9.4997e-05 |  | 4.1362e-05 |  | -5.1276e-05 |  | 0.025736 |  | 5.7573e-06 |  | 0.00045224 |  | 0.099044
| 4.8928e-05 |  | 0.00058098 |  | 0.00053898 |  | 3.7513e-05 |  | 7.1282e-05 |  | 7.611e-05 |  | 0.00030872 |  | 0.00027949 |  | 0.0026595 |  | 0.037096 |  | 0.14301 |  | 8.7084e-05 |  | 9.5382e-05 |  | 4.136e-05 |  | -4.1799e-05 |  | 0.0257 |  | 5.7576e-06 |  | 0.00044977 |  | 0.099818
| 8.4826e-05 |  | 0.00049919 |  | 0.00054964 |  | 5.5282e-05 |  | 5.5984e-05 |  | 5.6133e-05 |  | 0.00030819 |  | 0.00030445 |  | 0.0027016 |  | 0.036397 |  | 0.14081 |  | 0.00012641 |  | -1.2664e-05 |  | 7.4586e-05 |  | -3.4228e-05 |  | 0.025682 |  | 7.403e-06 |  | 0.0004572 |  | 0.1003
| 8.4826e-05 |  | 0.00051497 |  | 0.00059845 |  | 5.5282e-05 |  | 0.00013892 |  | 6.402e-05 |  | 0.00028995 |  | 0.00027853 |  | 0.0026162 |  | 0.03567 |  | 0.13888 |  | 0.00012641 |  | 7.2244e-06 |  | 7.4563e-05 |  | -2.1505e-05 |  | 0.026189 |  | 7.4034e-06 |  | 0.00046134 |  | 0.10041
| 3.4608e-05 |  | 0.00062706 |  | 0.00058564 |  | 0.00011329 |  | 0.00014764 |  | 7.7649e-05 |  | 0.00026146 |  | 0.00026789 |  | 0.0027101 |  | 0.034935 |  | 0.13716 |  | 6.7124e-05 |  | 6.7929e-05 |  | 4.6768e-05 |  | -3.6169e-05 |  | 0.026477 |  | 4.1136e-06 |  | 0.0004564 |  | 0.10028
| 3.4611e-05 |  | 0.00061902 |  | 0.00058947 |  | 0.0001133 |  | 0.00010724 |  | 7.1198e-05 |  | 0.00026595 |  | 0.00021271 |  | 0.0026879 |  | 0.034235 |  | 0.13525 |  | 6.7128e-05 |  | 7.365e-05 |  | 4.6766e-05 |  | -1.7963e-05 |  | 0.026681 |  | 4.1138e-06 |  | 0.00044656 |  | 0.10106
| 2.3358e-05 |  | 0.0005372 |  | 0.00057929 |  | 0.00011273 |  | 0.00014878 |  | 7.6869e-05 |  | 0.00027942 |  | 0.00019007 |  | 0.0024588 |  | 0.033511 |  | 0.13293 |  | 0.0001033 |  | 7.2072e-05 |  | 4.6445e-05 |  | 4.2084e-06 |  | 0.027215 |  | 5.7583e-06 |  | 0.00043998 |  | 0.10184
| 2.3358e-05 |  | 0.00054586 |  | 0.0005871 |  | 0.00011273 |  | 0.00010956 |  | 7.3741e-05 |  | 0.00027509 |  | 0.00024402 |  | 0.0024378 |  | 0.03273 |  | 0.13059 |  | 0.00010331 |  | 0.00019156 |  | 4.646e-05 |  | 4.5077e-05 |  | 0.027689 |  | 5.7583e-06 |  | 0.00044739 |  | 0.10154
| 6.605e-05 |  | 0.00060549 |  | 0.00057518 |  | 1.0861e-05 |  | 4.1126e-05 |  | 6.5253e-05 |  | 0.00026685 |  | 0.00024102 |  | 0.0025081 |  | 0.031983 |  | 0.12839 |  | 0.00010186 |  | 0.00011521 |  | 5.7838e-05 |  | 1.6392e-05 |  | 0.027769 |  | 5.759e-06 |  | 0.00045646 |  | 0.10146
| 6.605e-05 |  | 0.00057023 |  | 0.00055266 |  | 1.0861e-05 |  | 0.00016243 |  | 7.9323e-05 |  | 0.00025688 |  | 0.00017898 |  | 0.0023831 |  | 0.03139 |  | 0.12628 |  | 0.00010187 |  | -0.00012092 |  | 5.7851e-05 |  | 3.4259e-05 |  | 0.027989 |  | 5.7587e-06 |  | 0.00045649 |  | 0.10221
| 1.4152e-05 |  | 0.00058191 |  | 0.0005832 |  | 5.2329e-05 |  | 0.00021662 |  | 8.1352e-05 |  | 0.00025356 |  | 0.00018769 |  | 0.0022405 |  | 0.030752 |  | 0.12424 |  | 0.00010313 |  | -4.8156e-05 |  | 3.8374e-05 |  | 9.0536e-05 |  | 0.028055 |  | 5.759e-06 |  | 0.00045566 |  | 0.10309
| 1.4154e-05 |  | 0.00054552 |  | 0.00058209 |  | 5.2334e-05 |  | 0.00013285 |  | 6.8062e-05 |  | 0.00025434 |  | 0.00021302 |  | 0.0023654 |  | 0.030012 |  | 0.12245 |  | 0.00010609 |  | 9.3852e-05 |  | 3.8372e-05 |  | 2.9458e-05 |  | 0.028296 |  | 5.7594e-06 |  | 0.00045155 |  | 0.10366
| 2.6432e-05 |  | 0.00059211 |  | 0.00055688 |  | 8.314e-05 |  | 6.1181e-05 |  | 6.4942e-05 |  | 0.00026549 |  | 0.0002108 |  | 0.0022299 |  | 0.029272 |  | 0.12049 |  | 6.3847e-05 |  | 0.00011962 |  | 4.6214e-05 |  | 1.2618e-05 |  | 0.028668 |  | 7.4052e-06 |  | 0.00044993 |  | 0.10404
| 2.6432e-05 |  | 0.00067418 |  | 0.00055076 |  | 8.314e-05 |  | 8.1945e-05 |  | 4.63e-05 |  | 0.00026896 |  | 0.00020799 |  | 0.0019475 |  | 0.028704 |  | 0.11883 |  | 6.0903e-05 |  | 7.5864e-05 |  | 4.6226e-05 |  | 2.1642e-05 |  | 0.02874 |  | 7.4052e-06 |  | 0.00045158 |  | 0.10446
| 3.2574e-05 |  | 0.00057238 |  | 0.00055457 |  | 7.0049e-05 |  | 0.00013511 |  | 4.27e-05 |  | 0.00026549 |  | 0.00020115 |  | 0.0018808 |  | 0.028279 |  | 0.11731 |  | 0.00010654 |  | 0.0001525 |  | 5.6093e-05 |  | 3.9523e-05 |  | 0.029113 |  | 9.0516e-06 |  | 0.00045243 |  | 0.10514
| 3.2571e-05 |  | 0.00055748 |  | 0.00055813 |  | 7.0042e-05 |  | 0.0001048 |  | 7.5746e-05 |  | 0.00025818 |  | 0.00021253 |  | 0.0019359 |  | 0.027965 |  | 0.11605 |  | 0.00010655 |  | 3.0531e-05 |  | 5.608e-05 |  | 1.8201e-05 |  | 0.029955 |  | 9.0516e-06 |  | 0.00045575 |  | 0.10554
| 5.9698e-06 |  | 0.00048127 |  | 0.00055303 |  | 7.8028e-05 |  | 7.9908e-05 |  | 9.1706e-05 |  | 0.00024616 |  | 0.00017141 |  | 0.0022008 |  | 0.027425 |  | 0.11495 |  | 0.00013432 |  | -0.00014113 |  | 5.819e-05 |  | 2.2622e-05 |  | 0.030521 |  | 7.4061e-06 |  | 0.00045657 |  | 0.10525
| 5.9693e-06 |  | 0.00044372 |  | 0.00055725 |  | 7.8022e-05 |  | 0.00011804 |  | 0.00010119 |  | 0.0002542 |  | 0.00012898 |  | 0.0022646 |  | 0.02693 |  | 0.11377 |  | 0.00013432 |  | 0.00010901 |  | 5.8172e-05 |  | 6.926e-05 |  | 0.030552 |  | 7.4066e-06 |  | 0.00046151 |  | 0.10519
| 4.588e-05 |  | 0.00062823 |  | 0.00055503 |  | 0.0001048 |  | 0.00011394 |  | 9.8948e-05 |  | 0.00025528 |  | 0.00017112 |  | 0.0020811 |  | 0.026653 |  | 0.11275 |  | 0.00012948 |  | 0.00023616 |  | 5.3679e-05 |  | 1.427e-05 |  | 0.030608 |  | 7.4061e-06 |  | 0.00046647 |  | 0.1057
| 4.588e-05 |  | 0.00062247 |  | 0.00055278 |  | 0.0001048 |  | 0.00014591 |  | 8.965e-05 |  | 0.00025138 |  | 0.00020665 |  | 0.0020067 |  | 0.026256 |  | 0.11158 |  | 0.00014611 |  | 8.9947e-07 |  | 5.3694e-05 |  | 2.2202e-05 |  | 0.031005 |  | 7.407e-06 |  | 0.000464 |  | 0.1059
| 5.1001e-05 |  | 0.00049355 |  | 0.00056855 |  | 8.9997e-05 |  | 0.00021968 |  | 8.9199e-05 |  | 0.00026482 |  | 0.00018629 |  | 0.0019698 |  | 0.025744 |  | 0.11007 |  | 0.00016553 |  | -4.2735e-05 |  | 5.4122e-05 |  | 8.5374e-05 |  | 0.031252 |  | 5.7608e-06 |  | 0.00046074 |  | 0.10618
| 5.0997e-05 |  | 0.00056375 |  | 0.0005661 |  | 8.9989e-05 |  | 0.00013014 |  | 9.0002e-05 |  | 0.0002586 |  | 0.00021031 |  | 0.0019863 |  | 0.025189 |  | 0.10838 |  | 0.0001489 |  | 0.00016895 |  | 5.4122e-05 |  | 6.3813e-05 |  | 0.031452 |  | 5.7608e-06 |  | 0.00046485 |  | 0.10632
| 8.2599e-05 |  | 0.00061141 |  | 0.00055495 |  | 0.00012247 |  | 6.8049e-05 |  | 8.7198e-05 |  | 0.00023445 |  | 0.00025604 |  | 0.0019832 |  | 0.024721 |  | 0.10701 |  | 0.00013164 |  | 0.00026915 |  | 4.2832e-05 |  | 3.8255e-05 |  | 0.031781 |  | 2.4695e-06 |  | 0.00047064 |  | 0.10627
| 8.2592e-05 |  | 0.00056511 |  | 0.00057871 |  | 0.00012246 |  | 0.00019117 |  | 6.5252e-05 |  | 0.00024273 |  | 0.00019651 |  | 0.0018134 |  | 0.024414 |  | 0.10591 |  | 0.00019045 |  | 0.00025346 |  | 4.2822e-05 |  | 1.5533e-05 |  | 0.031674 |  | 2.4695e-06 |  | 0.00047229 |  | 0.10622
| 2.6441e-05 |  | 0.00055857 |  | 0.00057126 |  | 0.00011735 |  | 0.00015622 |  | 8.6806e-05 |  | 0.00024333 |  | 0.00015599 |  | 0.0017462 |  | 0.024147 |  | 0.10519 |  | 0.00018333 |  | 0.0001626 |  | 3.5664e-05 |  | -2.5612e-05 |  | 0.032224 |  | 5.7615e-06 |  | 0.00046491 |  | 0.1063
| 2.6441e-05 |  | 0.00058009 |  | 0.00053502 |  | 0.00011735 |  | 3.7252e-05 |  | 0.00010883 |  | 0.00025072 |  | 0.00016749 |  | 0.0018235 |  | 0.023763 |  | 0.10429 |  | 0.00012453 |  | 0.00028889 |  | 3.5664e-05 |  | -1.6907e-05 |  | 0.032522 |  | 5.7615e-06 |  | 0.00045997 |  | 0.10667
| 2.4394e-05 |  | 0.00061284 |  | 0.00052897 |  | 0.00010766 |  | 7.315e-05 |  | 7.6631e-05 |  | 0.0002643 |  | 0.00021196 |  | 0.0019183 |  | 0.023359 |  | 0.10301 |  | 0.00014335 |  | 0.00025304 |  | 6.7435e-05 |  | -5.4181e-05 |  | 0.032647 |  | 5.7615e-06 |  | 0.00045915 |  | 0.10694
| 2.4396e-05 |  | 0.00054729 |  | 0.00053835 |  | 0.00010767 |  | 9.2659e-05 |  | 6.8937e-05 |  | 0.00026315 |  | 0.00023949 |  | 0.0018738 |  | 0.023046 |  | 0.10189 |  | 0.00014372 |  | 0.00027289 |  | 6.7435e-05 |  | -8.2691e-05 |  | 0.033602 |  | 5.7622e-06 |  | 0.00046003 |  | 0.10629
| 9.6849e-05 |  | 0.00049757 |  | 0.00053683 |  | 0.00010084 |  | 9.5337e-05 |  | 7.4169e-05 |  | 0.00026525 |  | 0.00022362 |  | 0.0018697 |  | 0.022621 |  | 0.10079 |  | 0.00013758 |  | 0.00041409 |  | 6.0137e-05 |  | -9.1684e-06 |  | 0.034115 |  | 2.4698e-06 |  | 0.00046247 |  | 0.10603
| 9.6849e-05 |  | 0.00056972 |  | 0.00054934 |  | 0.00010084 |  | 0.00018774 |  | 7.7414e-05 |  | 0.00027443 |  | 0.00026527 |  | 0.0017904 |  | 0.022307 |  | 0.099655 |  | 0.00017326 |  | 0.00015162 |  | 6.0137e-05 |  | 7.4489e-05 |  | 0.034403 |  | 2.47e-06 |  | 0.00046414 |  | 0.10678
| 4.5896e-05 |  | 0.00056539 |  | 0.00051966 |  | 4.7422e-05 |  | 0.0001922 |  | 9.8343e-05 |  | 0.00026904 |  | 0.00023346 |  | 0.0015899 |  | 0.021984 |  | 0.098508 |  | 0.00018618 |  | 1.6694e-05 |  | 2.9999e-05 |  | 2.9086e-05 |  | 0.034433 |  | 2.4701e-06 |  | 0.00046746 |  | 0.10692
| 5.3074e-05 |  | 0.00050124 |  | 0.00050081 |  | 4.7422e-05 |  | 0.00017926 |  | 8.8387e-05 |  | 0.00025658 |  | 0.0001903 |  | 0.0016357 |  | 0.021668 |  | 0.097759 |  | 0.00018998 |  | 0.00017802 |  | 2.9999e-05 |  | -8.9281e-06 |  | 0.034773 |  | 2.4701e-06 |  | 0.00046582 |  | 0.10675
| 6.6432e-05 |  | 0.00051764 |  | 0.00053146 |  | 0.00013332 |  | 0.00015371 |  | 6.325e-05 |  | 0.00023892 |  | 0.00022243 |  | 0.0016979 |  | 0.021423 |  | 0.096968 |  | 0.0002173 |  | 0.00027463 |  | 5.9273e-05 |  | 2.5249e-05 |  | 0.035386 |  | 5.7625e-06 |  | 0.00046335 |  | 0.10704
| 5.9259e-05 |  | 0.00059473 |  | 0.00052292 |  | 0.00013333 |  | 0.00018544 |  | 7.9486e-05 |  | 0.00023752 |  | 0.00021591 |  | 0.0016617 |  | 0.021027 |  | 0.095492 |  | 0.0002276 |  | 0.0001304 |  | 5.9288e-05 |  | 4.7177e-05 |  | 0.035716 |  | 5.7629e-06 |  | 0.00046749 |  | 0.1073
| 2.7472e-05 |  | 0.00057909 |  | 0.00047529 |  | 0.0001037 |  | 0.00021314 |  | 7.285e-05 |  | 0.00024226 |  | 0.00019009 |  | 0.0015844 |  | 0.020715 |  | 0.094127 |  | 0.00020471 |  | -1.3432e-05 |  | 6.1452e-05 |  | 6.3561e-05 |  | 0.035591 |  | 2.4704e-06 |  | 0.00047328 |  | 0.10688
| 2.7472e-05 |  | 0.00063575 |  | 0.00046943 |  | 0.0001037 |  | 0.00016552 |  | 5.5345e-05 |  | 0.0002455 |  | 0.00020034 |  | 0.0015801 |  | 0.020378 |  | 0.09297 |  | 0.00021095 |  | 1.0344e-05 |  | 6.1435e-05 |  | 3.6627e-05 |  | 0.035959 |  | 2.4704e-06 |  | 0.0004774 |  | 0.10719
| 5.5119e-05 |  | 0.00066646 |  | 0.00052046 |  | 2.9644e-05 |  | 0.00021084 |  | 6.8969e-05 |  | 0.00024317 |  | 0.00020535 |  | 0.0016029 |  | 0.020015 |  | 0.091959 |  | 0.00023335 |  | 9.5928e-05 |  | 5.9768e-05 |  | 2.6997e-05 |  | 0.036715 |  | 4.1173e-06 |  | 0.00048069 |  | 0.10766
| 5.5119e-05 |  | 0.00060689 |  | 0.00052498 |  | 2.9644e-05 |  | 0.00020814 |  | 8.8997e-05 |  | 0.00023571 |  | 0.00020151 |  | 0.0014426 |  | 0.019676 |  | 0.090833 |  | 0.00026003 |  | 0.00023808 |  | 5.9752e-05 |  | 2.126e-05 |  | 0.037017 |  | 4.1176e-06 |  | 0.00048319 |  | 0.10748
| 1.4164e-05 |  | 0.00061824 |  | 0.00048292 |  | 5.8125e-05 |  | 8.8828e-05 |  | 9.0986e-05 |  | 0.00022615 |  | 0.00020614 |  | 0.0014135 |  | 0.01924 |  | 0.08954 |  | 0.00024277 |  | 0.00017902 |  | 4.9438e-05 |  | 1.3649e-05 |  | 0.037166 |  | 4.1178e-06 |  | 0.0004824 |  | 0.10732
| 1.4165e-05 |  | 0.00055125 |  | 0.00049064 |  | 5.813e-05 |  | 6.4408e-05 |  | 7.4054e-05 |  | 0.00023708 |  | 0.0002194 |  | 0.0014928 |  | 0.018896 |  | 0.08821 |  | 0.00021076 |  | 0.00013602 |  | 4.9423e-05 |  | 8.736e-06 |  | 0.037414 |  | 4.1176e-06 |  | 0.00047496 |  | 0.10765
| 2.6453e-05 |  | 0.00049033 |  | 0.00051747 |  | 8.4915e-05 |  | 9.1366e-05 |  | 8.3778e-05 |  | 0.00025897 |  | 0.00021074 |  | 0.0014781 |  | 0.018682 |  | 0.087221 |  | 0.00025827 |  | 0.0002659 |  | 6.8507e-05 |  | 1.9264e-05 |  | 0.038212 |  | 2.4709e-06 |  | 0.0004709 |  | 0.10776
| 2.6453e-05 |  | 0.0004833 |  | 0.00047374 |  | 8.4915e-05 |  | 9.9293e-05 |  | 9.3587e-05 |  | 0.00025897 |  | 0.00020763 |  | 0.0014198 |  | 0.018434 |  | 0.086279 |  | 0.00028068 |  | 0.00022694 |  | 6.8507e-05 |  | -2.208e-06 |  | 0.038734 |  | 2.4707e-06 |  | 0.00046514 |  | 0.10796
| 6.4399e-05 |  | 0.00046525 |  | 0.00047483 |  | 0.00010087 |  | 0.00012954 |  | 7.5611e-05 |  | 0.00023516 |  | 0.0001942 |  | 0.001489 |  | 0.018235 |  | 0.085267 |  | 0.0002181 |  | 0.00027741 |  | 3.7434e-05 |  | -2.3082e-05 |  | 0.038946 |  | 5.7646e-06 |  | 0.00046349 |  | 0.10845
| 6.4404e-05 |  | 0.00054101 |  | 0.00050157 |  | 0.00010088 |  | 0.00010039 |  | 7.8483e-05 |  | 0.00021956 |  | 0.00016301 |  | 0.0015283 |  | 0.017974 |  | 0.084277 |  | 0.00023725 |  | 0.00017811 |  | 3.7423e-05 |  | 3.0818e-06 |  | 0.039468 |  | 5.7643e-06 |  | 0.00046846 |  | 0.10817
| 6.612e-05 |  | 0.00063529 |  | 0.0005079 |  | 4.6454e-05 |  | 0.00013813 |  | 9.0682e-05 |  | 0.00023784 |  | 0.00016018 |  | 0.0014196 |  | 0.017616 |  | 0.08322 |  | 0.00030651 |  | -3.6187e-05 |  | 5.9581e-05 |  | 6.593e-06 |  | 0.040092 |  | 4.1186e-06 |  | 0.00047916 |  | 0.10762
| 6.6114e-05 |  | 0.00059821 |  | 0.0005014 |  | 4.645e-05 |  | 0.00018209 |  | 9.9855e-05 |  | 0.00025277 |  | 0.00019826 |  | 0.0013985 |  | 0.017282 |  | 0.0818 |  | 0.00029592 |  | -3.5179e-05 |  | 5.9581e-05 |  | -2.6845e-05 |  | 0.040459 |  | 4.1183e-06 |  | 0.00048657 |  | 0.10779
| 3.465e-05 |  | 0.00051153 |  | 0.00047045 |  | 5.814e-05 |  | 0.00015122 |  | 8.7405e-05 |  | 0.00023752 |  | 0.00019986 |  | 0.0012751 |  | 0.016938 |  | 0.080492 |  | 0.00026946 |  | -0.00012051 |  | 4.5253e-05 |  | -5.843e-05 |  | 0.041126 |  | 4.1188e-06 |  | 0.00048251 |  | 0.10846
| 3.465e-05 |  | 0.00049941 |  | 0.00047772 |  | 5.814e-05 |  | 0.00018402 |  | 7.9179e-05 |  | 0.00023543 |  | 0.00014549 |  | 0.001205 |  | 0.016638 |  | 0.07941 |  | 0.00029959 |  | -0.00013089 |  | 4.5251e-05 |  | -1.6204e-05 |  | 0.041158 |  | 4.1186e-06 |  | 0.00047919 |  | 0.10845
| 5.1042e-05 |  | 0.00052656 |  | 0.00049979 |  | 7.0116e-05 |  | 0.00017835 |  | 9.0271e-05 |  | 0.00023802 |  | 0.00014705 |  | 0.0011706 |  | 0.016329 |  | 0.078322 |  | 0.00035123 |  | -2.8466e-05 |  | 3.8864e-05 |  | 9.7062e-06 |  | 0.041004 |  | 2.4713e-06 |  | 0.00048087 |  | 0.10813
| 5.1042e-05 |  | 0.00054571 |  | 0.00048601 |  | 7.0116e-05 |  | 9.5073e-05 |  | 7.8827e-05 |  | 0.00023498 |  | 0.00017605 |  | 0.0011919 |  | 0.016023 |  | 0.077096 |  | 0.00033784 |  | -8.6217e-05 |  | 3.8866e-05 |  | -2.9716e-05 |  | 0.041745 |  | 2.4715e-06 |  | 0.00048419 |  | 0.1079
| 5.309e-05 |  | 0.00056866 |  | 0.00046784 |  | 0.00013624 |  | 0.00012398 |  | 5.4656e-05 |  | 0.00024547 |  | 0.00020551 |  | 0.0012908 |  | 0.015777 |  | 0.075864 |  | 0.00031936 |  | -3.9776e-05 |  | 6.0459e-05 |  | -6.3496e-05 |  | 0.042541 |  | 2.4715e-06 |  | 0.00048666 |  | 0.10816
| 5.309e-05 |  | 0.00053497 |  | 0.00047265 |  | 0.00013624 |  | 0.00018879 |  | 6.7645e-05 |  | 0.00024729 |  | 0.00019736 |  | 0.0012453 |  | 0.015465 |  | 0.074627 |  | 0.00033664 |  | 0.00026623 |  | 6.0462e-05 |  | 1.1614e-06 |  | 0.043109 |  | 2.4715e-06 |  | 0.00048834 |  | 0.10869
| 6.6132e-05 |  | 0.00053939 |  | 0.00050628 |  | 0.00013226 |  | 0.00018917 |  | 7.619e-05 |  | 0.00022999 |  | 0.00020215 |  | 0.0011623 |  | 0.015159 |  | 0.073452 |  | 0.00043949 |  | 0.00032783 |  | 6.2122e-05 |  | 5.5958e-06 |  | 0.043543 |  | 5.766e-06 |  | 0.00049245 |  | 0.10863
| 6.6137e-05 |  | 0.00055567 |  | 0.00045753 |  | 0.00013227 |  | 0.00017966 |  | 7.2449e-05 |  | 0.00022076 |  | 0.00024261 |  | 0.0011645 |  | 0.014919 |  | 0.072575 |  | 0.00043059 |  | 4.4576e-05 |  | 6.2142e-05 |  | -3.183e-05 |  | 0.043346 |  | 5.7664e-06 |  | 0.00049822 |  | 0.10835
| 2.134e-05 |  | 0.000622 |  | 0.00044147 |  | 3.8554e-05 |  | 0.00013786 |  | 7.0527e-05 |  | 0.00023335 |  | 0.00021302 |  | 0.0011825 |  | 0.01472 |  | 0.071671 |  | 0.00037054 |  | 0.00015518 |  | 6.538e-05 |  | 8.925e-06 |  | 0.043403 |  | 5.7664e-06 |  | 0.00050072 |  | 0.10825
| 2.1342e-05 |  | 0.00057632 |  | 0.00050077 |  | 3.8557e-05 |  | 0.00011026 |  | 6.2705e-05 |  | 0.0002477 |  | 0.00015175 |  | 0.0010389 |  | 0.014533 |  | 0.070825 |  | 0.00039806 |  | 0.00025095 |  | 6.54e-05 |  | 1.3974e-05 |  | 0.044193 |  | 5.7664e-06 |  | 0.00050401 |  | 0.10861
| 2.0318e-05 |  | 0.00048215 |  | 0.00050261 |  | 9.0084e-05 |  | 0.00015533 |  | 7.2532e-05 |  | 0.00024166 |  | 0.00014334 |  | 0.00096276 |  | 0.014303 |  | 0.07012 |  | 0.00042553 |  | 0.00014677 |  | 7.7672e-05 |  | 6.8056e-06 |  | 0.044693 |  | 9.0626e-06 |  | 0.00050322 |  | 0.109
| 2.032e-05 |  | 0.00049173 |  | 0.00047881 |  | 9.0092e-05 |  | 0.00023446 |  | 6.2823e-05 |  | 0.00023314 |  | 0.0001531 |  | 0.0011383 |  | 0.014079 |  | 0.069432 |  | 0.00049175 |  | 0.00010239 |  | 7.7655e-05 |  | -1.4255e-05 |  | 0.044948 |  | 9.0626e-06 |  | 0.00050325 |  | 0.10902
| 3.1589e-05 |  | 0.00049548 |  | 0.00046723 |  | 4.2516e-05 |  | 0.00016658 |  | 6.1054e-05 |  | 0.0002393 |  | 0.00019124 |  | 0.0011055 |  | 0.013864 |  | 0.068556 |  | 0.00048232 |  | 0.00015132 |  | 6.6024e-05 |  | -3.942e-06 |  | 0.045288 |  | 5.7671e-06 |  | 0.00050404 |  | 0.10888
| 3.1589e-05 |  | 0.00055078 |  | 0.00047643 |  | 4.2516e-05 |  | 7.0758e-05 |  | 6.9608e-05 |  | 0.00023453 |  | 0.0001815 |  | 0.00097002 |  | 0.013667 |  | 0.067649 |  | 0.0004578 |  | 0.00029408 |  | 6.6044e-05 |  | 2.1353e-05 |  | 0.045598 |  | 5.7674e-06 |  | 0.00050081 |  | 0.10865
| 0 |  | 0.00059567 |  | 0.00044272 |  | 0.00011176 |  | 7.0468e-05 |  | 6.4007e-05 |  | 0.0002373 |  | 0.00015501 |  | 0.001112 |  | 0.013507 |  | 0.066903 |  | 0.000486 |  | 0.00014375 |  | 7.7454e-05 |  | 5.6699e-06 |  | 0.046186 |  | 5.7671e-06 |  | 0.00049751 |  | 0.10934
| 0 |  | 0.00061936 |  | 0.00044452 |  | 0.00011177 |  | 0.00013915 |  | 8.1394e-05 |  | 0.00024059 |  | 0.00019021 |  | 0.0011433 |  | 0.013279 |  | 0.065951 |  | 0.00052603 |  | 0.00011181 |  | 7.7451e-05 |  | 5.0741e-05 |  | 0.046996 |  | 5.7678e-06 |  | 0.00049422 |  | 0.10963
| 8.0983e-05 |  | 0.00064641 |  | 0.00044899 |  | 0.00010494 |  | 0.000203 |  | 8.5443e-05 |  | 0.00024689 |  | 0.00016549 |  | 0.0011325 |  | 0.013011 |  | 0.064845 |  | 0.00053712 |  | 0.00030765 |  | 5.1573e-05 |  | 4.648e-05 |  | 0.047246 |  | 5.7674e-06 |  | 0.00049587 |  | 0.10946
| 8.0976e-05 |  | 0.0006289 |  | 0.00044699 |  | 0.00010493 |  | 0.00019769 |  | 7.307e-05 |  | 0.00024752 |  | 0.00016391 |  | 0.0012016 |  | 0.012871 |  | 0.063998 |  | 0.00053226 |  | 0.00023725 |  | 5.1559e-05 |  | 2.3055e-05 |  | 0.04724 |  | 5.7678e-06 |  | 0.00049758 |  | 0.10965
| 0.0001249 |  | 0.0006105 |  | 0.00044762 |  | 9.8092e-05 |  | 0.00020014 |  | 7.5673e-05 |  | 0.0002179 |  | 0.0001604 |  | 0.0011018 |  | 0.012666 |  | 0.063311 |  | 0.00053508 |  | 0.0001789 |  | 7.2353e-05 |  | -9.1547e-06 |  | 0.047651 |  | 5.7681e-06 |  | 0.0004959 |  | 0.10986
| 0.0001249 |  | 0.00057471 |  | 0.00044899 |  | 9.8092e-05 |  | 0.00013697 |  | 9.4566e-05 |  | 0.00022606 |  | 0.00013028 |  | 0.0010967 |  | 0.012463 |  | 0.062605 |  | 0.00059625 |  | 0.00025284 |  | 7.2357e-05 |  | -7.8057e-06 |  | 0.0483 |  | 5.7681e-06 |  | 0.00050252 |  | 0.11029
| 4.9529e-06 |  | 0.00062582 |  | 0.00043027 |  | 0.00010666 |  | 6.3695e-05 |  | 9.9332e-05 |  | 0.00022474 |  | 0.0001329 |  | 0.0011282 |  | 0.012331 |  | 0.061863 |  | 0.00062874 |  | 0.00015314 |  | 6.0086e-05 |  | 2.2408e-05 |  | 0.048911 |  | 4.1211e-06 |  | 0.00050667 |  | 0.11061
| 4.9529e-06 |  | 0.00061269 |  | 0.0004134 |  | 0.00010666 |  | 7.569e-05 |  | 7.7203e-05 |  | 0.00021238 |  | 0.00014883 |  | 0.0011293 |  | 0.012082 |  | 0.060942 |  | 0.00060227 |  | 0.00021789 |  | 6.0084e-05 |  | 9.7751e-06 |  | 0.049276 |  | 4.1211e-06 |  | 0.00050255 |  | 0.11049
| 4.3895e-05 |  | 0.0005311 |  | 0.00043162 |  | 5.8176e-05 |  | 7.2755e-05 |  | 7.1946e-05 |  | 0.00021782 |  | 0.00011183 |  | 0.0011072 |  | 0.011797 |  | 0.059835 |  | 0.00062914 |  | 0.0002724 |  | 6.5361e-05 |  | 1.8623e-05 |  | 0.049704 |  | 4.1211e-06 |  | 0.00049596 |  | 0.11022
| 4.3899e-05 |  | 0.00057867 |  | 0.00041528 |  | 5.8181e-05 |  | 0.00011004 |  | 8.2066e-05 |  | 0.00021489 |  | 0.00013051 |  | 0.00096151 |  | 0.011605 |  | 0.058843 |  | 0.00063655 |  | 0.00041457 |  | 6.5344e-05 |  | 4.776e-05 |  | 0.050123 |  | 4.1213e-06 |  | 0.00049269 |  | 0.11052
| 6.5596e-05 |  | 0.00052189 |  | 0.00042461 |  | 0.00014545 |  | 0.00010542 |  | 8.296e-05 |  | 0.00022458 |  | 0.00015342 |  | 0.00090661 |  | 0.01141 |  | 0.058007 |  | 0.00063021 |  | 0.00060991 |  | 5.1128e-05 |  | 6.2119e-05 |  | 0.050544 |  | 4.1216e-06 |  | 0.00049602 |  | 0.11097
| 6.5596e-05 |  | 0.00053837 |  | 0.00044884 |  | 0.00014545 |  | 8.897e-05 |  | 8.3152e-05 |  | 0.00022227 |  | 0.00013569 |  | 0.0010133 |  | 0.011226 |  | 0.057133 |  | 0.00068219 |  | 0.00052453 |  | 5.1128e-05 |  | 2.4707e-05 |  | 0.051619 |  | 4.1216e-06 |  | 0.00049849 |  | 0.11117
| 7.2447e-05 |  | 0.00064011 |  | 0.00043604 |  | 0.00010268 |  | 0.00013499 |  | 8.4733e-05 |  | 0.00019706 |  | 0.00012103 |  | 0.0010083 |  | 0.01102 |  | 0.05624 |  | 0.00071995 |  | 0.00050027 |  | 5.8137e-05 |  | 2.4396e-05 |  | 0.052616 |  | 2.473e-06 |  | 0.00050508 |  | 0.11089
| 7.2447e-05 |  | 0.00064303 |  | 0.00041864 |  | 0.00010268 |  | 0.00010794 |  | 7.1116e-05 |  | 0.00020622 |  | 0.00011889 |  | 0.0010062 |  | 0.010836 |  | 0.055375 |  | 0.00073511 |  | 0.00023082 |  | 5.8119e-05 |  | -1.0157e-05 |  | 0.052808 |  | 2.4731e-06 |  | 0.00051582 |  | 0.11097
| 4.5953e-05 |  | 0.0005631 |  | 0.00043114 |  | 3.2642e-05 |  | 9.911e-05 |  | 7.8276e-05 |  | 0.00022292 |  | 0.00013812 |  | 0.00092962 |  | 0.01066 |  | 0.054608 |  | 0.00076575 |  | -7.6625e-05 |  | 4.5484e-05 |  | -2.6107e-05 |  | 0.05255 |  | 7.4183e-06 |  | 0.00052077 |  | 0.11118
| 4.5957e-05 |  | 0.00056957 |  | 0.00045866 |  | 3.2645e-05 |  | 0.00012376 |  | 7.4305e-05 |  | 0.00022256 |  | 0.00018041 |  | 0.00093565 |  | 0.010457 |  | 0.053712 |  | 0.00083707 |  | 3.2393e-05 |  | 4.5484e-05 |  | 3.7353e-05 |  | 0.053207 |  | 7.4187e-06 |  | 0.00052492 |  | 0.11167
| 2.7505e-05 |  | 0.00061049 |  | 0.00044435 |  | 7.987e-05 |  | 0.00011108 |  | 8.1103e-05 |  | 0.00021646 |  | 0.00019718 |  | 0.0011141 |  | 0.010307 |  | 0.052807 |  | 0.00081002 |  | 0.0001502 |  | 5.1046e-05 |  | 3.8882e-05 |  | 0.053504 |  | 8.2442e-07 |  | 0.00052986 |  | 0.112
| 2.7505e-05 |  | 0.00057186 |  | 0.00043271 |  | 7.987e-05 |  | 0.00011138 |  | 0.0001075 |  | 0.00022314 |  | 0.0001791 |  | 0.00096676 |  | 0.010133 |  | 0.052106 |  | 0.00077586 |  | 0.00012787 |  | 5.1046e-05 |  | 7.3377e-06 |  | 0.054474 |  | 8.2447e-07 |  | 0.00053319 |  | 0.11205
| 1.3156e-05 |  | 0.00059611 |  | 0.00042955 |  | 6.6184e-05 |  | 0.00013222 |  | 9.6583e-05 |  | 0.00022437 |  | 0.00017503 |  | 0.00087928 |  | 0.01 |  | 0.051604 |  | 0.00082325 |  | 5.3485e-05 |  | 6.4666e-05 |  | 2.1754e-05 |  | 0.056331 |  | 4.1223e-06 |  | 0.0005266 |  | 0.11243
| 1.3156e-05 |  | 0.00057138 |  | 0.00041258 |  | 6.6184e-05 |  | 0.00016946 |  | 9.1012e-05 |  | 0.0002239 |  | 0.00016794 |  | 0.00079247 |  | 0.0098836 |  | 0.051001 |  | 0.00084194 |  | -1.805e-05 |  | 6.4649e-05 |  | 1.0059e-05 |  | 0.056891 |  | 4.1226e-06 |  | 0.00051674 |  | 0.11234
| 1.1106e-05 |  | 0.00062759 |  | 0.00041108 |  | 6.5043e-05 |  | 0.00014941 |  | 8.8868e-05 |  | 0.00022447 |  | 0.00012511 |  | 0.00072883 |  | 0.0097174 |  | 0.05043 |  | 0.00090935 |  | 7.1596e-05 |  | 4.5957e-05 |  | 7.9624e-06 |  | 0.057122 |  | 2.4736e-06 |  | 0.00051592 |  | 0.1123
| 1.1107e-05 |  | 0.00073266 |  | 0.00042118 |  | 6.5048e-05 |  | 0.00013075 |  | 8.8971e-05 |  | 0.00021806 |  | 0.00012236 |  | 0.00086028 |  | 0.0096033 |  | 0.049848 |  | 0.00097036 |  | 0.00015818 |  | 4.5957e-05 |  | 4.7439e-05 |  | 0.057256 |  | 2.4737e-06 |  | 0.00051839 |  | 0.11188
| 0 |  | 0.00072161 |  | 0.00043994 |  | 4.1556e-05 |  | 0.00012869 |  | 8.6177e-05 |  | 0.0002175 |  | 0.0001855 |  | 0.00091418 |  | 0.0095056 |  | 0.049256 |  | 0.00098413 |  | 0.00024446 |  | 7.5333e-05 |  | 3.1913e-05 |  | 0.057701 |  | 5.7709e-06 |  | 0.00052089 |  | 0.11128
| 0 |  | 0.00070387 |  | 0.00044567 |  | 4.1556e-05 |  | 0.00012262 |  | 8.5637e-05 |  | 0.00021973 |  | 0.00018903 |  | 0.00091045 |  | 0.0093424 |  | 0.04861 |  | 0.0010004 |  | 0.00021523 |  | 7.5313e-05 |  | 3.6425e-05 |  | 0.058302 |  | 5.7709e-06 |  | 0.00051928 |  | 0.11153
| 3.469e-05 |  | 0.00070165 |  | 0.00044172 |  | 7.2473e-05 |  | 0.00017635 |  | 9.7478e-05 |  | 0.00022879 |  | 0.00016772 |  | 0.00094956 |  | 0.0091735 |  | 0.047959 |  | 0.0010338 |  | 0.00015031 |  | 6.798e-05 |  | 2.3755e-05 |  | 0.058959 |  | 4.1231e-06 |  | 0.00052093 |  | 0.11153
| 3.469e-05 |  | 0.00062751 |  | 0.000383 |  | 7.2473e-05 |  | 0.0001738 |  | 9.0945e-05 |  | 0.00022281 |  | 0.0002185 |  | 0.00093515 |  | 0.0090498 |  | 0.047303 |  | 0.0010739 |  | 0.00017628 |  | 6.7977e-05 |  | 1.0978e-06 |  | 0.059775 |  | 4.1233e-06 |  | 0.00052917 |  | 0.11127
| 3.5718e-05 |  | 0.00059059 |  | 0.00036391 |  | 7.9898e-05 |  | 9.1724e-05 |  | 7.9619e-05 |  | 0.0002148 |  | 0.00021496 |  | 0.00082276 |  | 0.0089232 |  | 0.046567 |  | 0.0011163 |  | 0.00023829 |  | 6.1494e-05 |  | 3.5252e-05 |  | 0.060632 |  | 5.7716e-06 |  | 0.00053827 |  | 0.11095
| 3.5715e-05 |  | 0.00059763 |  | 0.00040294 |  | 7.9891e-05 |  | 9.8042e-05 |  | 7.3471e-05 |  | 0.00020938 |  | 0.00016489 |  | 0.0008242 |  | 0.0087121 |  | 0.045789 |  | 0.0011526 |  | 0.00013153 |  | 6.1494e-05 |  | 4.1232e-05 |  | 0.061179 |  | 5.7716e-06 |  | 0.00054321 |  | 0.11091
| 8.39e-05 |  | 0.00053844 |  | 0.00041457 |  | 9.4744e-05 |  | 0.00010221 |  | 6.4674e-05 |  | 0.00020268 |  | 0.00014935 |  | 0.00080896 |  | 0.0085197 |  | 0.045107 |  | 0.0012289 |  | 0.00011011 |  | 8.5471e-05 |  | 4.6853e-05 |  | 0.061775 |  | 2.4742e-06 |  | 0.00054242 |  | 0.11125
| 8.3893e-05 |  | 0.00051415 |  | 0.00043145 |  | 9.4736e-05 |  | 4.4257e-05 |  | 6.9311e-05 |  | 0.00022176 |  | 0.00015703 |  | 0.00072452 |  | 0.0084243 |  | 0.044373 |  | 0.0012486 |  | 0.00027177 |  | 8.5448e-05 |  | 2.6878e-05 |  | 0.062567 |  | 2.4742e-06 |  | 0.00054077 |  | 0.11135
| 9.6457e-05 |  | 0.00055235 |  | 0.0004355 |  | 5.2453e-05 |  | 6.6276e-05 |  | 9.4604e-05 |  | 0.00022873 |  | 0.00019533 |  | 0.00076065 |  | 0.008306 |  | 0.043654 |  | 0.001257 |  | 0.00038459 |  | 5.3947e-05 |  | 3.1365e-06 |  | 0.062809 |  | 5.7723e-06 |  | 0.00054328 |  | 0.11146
| 9.6457e-05 |  | 0.00062065 |  | 0.00042444 |  | 5.2453e-05 |  | 0.00011634 |  | 0.00010092 |  | 0.00020589 |  | 0.00016983 |  | 0.00080229 |  | 0.0081515 |  | 0.04302 |  | 0.0013148 |  | 0.000464 |  | 5.3945e-05 |  | 3.2194e-05 |  | 0.062865 |  | 5.7723e-06 |  | 0.00054493 |  | 0.1112
| 4.8032e-05 |  | 0.00062132 |  | 0.00042272 |  | 7.0208e-05 |  | 0.00010213 |  | 8.5774e-05 |  | 0.00019541 |  | 0.00013081 |  | 0.000702 |  | 0.0080528 |  | 0.042435 |  | 0.0013324 |  | 0.00012988 |  | 5.6932e-05 |  | 1.3669e-05 |  | 0.063578 |  | 4.1241e-06 |  | 0.00053837 |  | 0.11081
| 4.8032e-05 |  | 0.00062302 |  | 0.00042816 |  | 7.0208e-05 |  | 0.00010503 |  | 9.6983e-05 |  | 0.00020078 |  | 0.00013401 |  | 0.00071171 |  | 0.0078987 |  | 0.04187 |  | 0.0013697 |  | -8.118e-05 |  | 5.695e-05 |  | -2.6205e-06 |  | 0.064396 |  | 4.1241e-06 |  | 0.00053589 |  | 0.11062
| 3.1622e-05 |  | 0.00057674 |  | 0.00041965 |  | 6.3359e-05 |  | 0.00012941 |  | 9.8635e-05 |  | 0.00019685 |  | 0.0001428 |  | 0.00067968 |  | 0.0076938 |  | 0.041221 |  | 0.0014098 |  | 0.00010682 |  | 6.8662e-05 |  | 1.8263e-05 |  | 0.065364 |  | 4.1243e-06 |  | 0.00054166 |  | 0.11076
| 3.1622e-05 |  | 0.00062622 |  | 0.00040102 |  | 6.3359e-05 |  | 0.00014854 |  | 8.0123e-05 |  | 0.00019366 |  | 0.00014032 |  | 0.00061974 |  | 0.0075733 |  | 0.040503 |  | 0.0014391 |  | 0.00023571 |  | 6.8644e-05 |  | 2.1347e-05 |  | 0.066406 |  | 4.1243e-06 |  | 0.00054582 |  | 0.11094
| 8.5057e-05 |  | 0.00074392 |  | 0.00040398 |  | 6.6219e-05 |  | 0.00016179 |  | 7.1019e-05 |  | 0.00020527 |  | 0.00013575 |  | 0.00067432 |  | 0.0074798 |  | 0.039859 |  | 0.0014683 |  | 0.00021106 |  | 7.1725e-05 |  | 1.4113e-05 |  | 0.066763 |  | 4.1246e-06 |  | 0.00054503 |  | 0.11147
| 8.5064e-05 |  | 0.00068793 |  | 0.00039899 |  | 6.6224e-05 |  | 0.00017598 |  | 6.5882e-05 |  | 0.00021272 |  | 0.00012159 |  | 0.00060793 |  | 0.0073664 |  | 0.039304 |  | 0.0015477 |  | 6.0677e-05 |  | 7.1741e-05 |  | -3.5134e-05 |  | 0.067236 |  | 4.1246e-06 |  | 0.00054173 |  | 0.11179
| 5.6241e-05 |  | 0.00058189 |  | 0.00039429 |  | 5.4442e-05 |  | 0.00018208 |  | 6.4975e-05 |  | 0.00020943 |  | 0.00017018 |  | 0.00071911 |  | 0.007294 |  | 0.038856 |  | 0.0015797 |  | 0.00011571 |  | 5.1303e-05 |  | -1.0027e-05 |  | 0.06751 |  | 4.1246e-06 |  | 0.00054008 |  | 0.11143
| 5.6246e-05 |  | 0.00065568 |  | 0.00039614 |  | 5.4447e-05 |  | 0.0001386 |  | 7.1433e-05 |  | 0.00019422 |  | 0.0001966 |  | 0.00085096 |  | 0.0072043 |  | 0.038333 |  | 0.0015922 |  | 0.00018837 |  | 5.1318e-05 |  | 4.904e-05 |  | 0.068232 |  | 4.1248e-06 |  | 0.00053599 |  | 0.11122
| 2.8553e-05 |  | 0.00070446 |  | 0.0003852 |  | 8.7926e-05 |  | 0.00011928 |  | 7.1358e-05 |  | 0.00018562 |  | 0.00014663 |  | 0.00084926 |  | 0.0070371 |  | 0.037716 |  | 0.0016917 |  | 2.7118e-05 |  | 6.33e-05 |  | 2.1342e-05 |  | 0.06924 |  | 5.7741e-06 |  | 0.00052609 |  | 0.11109
| 2.8551e-05 |  | 0.0006393 |  | 0.00039598 |  | 8.7919e-05 |  | 6.3443e-05 |  | 6.9302e-05 |  | 0.00019566 |  | 0.0001394 |  | 0.00086372 |  | 0.0069337 |  | 0.037166 |  | 0.0017594 |  | -0.00015184 |  | 6.3303e-05 |  | 4.2724e-05 |  | 0.070163 |  | 5.7737e-06 |  | 0.00052778 |  | 0.11126
| 0 |  | 0.00073032 |  | 0.00038273 |  | 7.822e-05 |  | 7.5462e-05 |  | 6.5535e-05 |  | 0.00020123 |  | 0.00014401 |  | 0.00069621 |  | 0.0068964 |  | 0.036679 |  | 0.0018059 |  | 2.1536e-05 |  | 7.2208e-05 |  | 5.5195e-05 |  | 0.071142 |  | 5.7744e-06 |  | 0.0005385 |  | 0.11139
| 0 |  | 0.00071231 |  | 0.0003771 |  | 7.8227e-05 |  | 0.00012116 |  | 6.4326e-05 |  | 0.00019524 |  | 0.00017216 |  | 0.0005091 |  | 0.0067889 |  | 0.036249 |  | 0.0018479 |  | 0.00020504 |  | 7.2211e-05 |  | 2.7353e-05 |  | 0.071294 |  | 5.7744e-06 |  | 0.00055502 |  | 0.11122
| 6.2239e-05 |  | 0.00057267 |  | 0.00038669 |  | 9.5928e-05 |  | 9.8799e-05 |  | 7.3149e-05 |  | 0.00019319 |  | 0.00014736 |  | 0.00054422 |  | 0.0065993 |  | 0.03575 |  | 0.0018745 |  | 0.00034688 |  | 6.4603e-05 |  | -1.7995e-05 |  | 0.071736 |  | 5.7744e-06 |  | 0.00056574 |  | 0.11149
| 6.2239e-05 |  | 0.00059945 |  | 0.0003717 |  | 9.5928e-05 |  | 6.4924e-05 |  | 7.6761e-05 |  | 0.00019269 |  | 0.00012303 |  | 0.00064235 |  | 0.0064595 |  | 0.035231 |  | 0.0019614 |  | 0.00040995 |  | 6.4605e-05 |  | -1.6155e-05 |  | 0.072588 |  | 5.7748e-06 |  | 0.00056739 |  | 0.11161
| 2.9582e-05 |  | 0.00064695 |  | 0.00038385 |  | 5.9384e-05 |  | 4.7592e-05 |  | 5.7104e-05 |  | 0.00019759 |  | 0.00011974 |  | 0.00066969 |  | 0.0064047 |  | 0.034747 |  | 0.0020463 |  | 0.00026021 |  | 7.2095e-05 |  | 2.0699e-05 |  | 0.073705 |  | 2.4754e-06 |  | 0.00056908 |  | 0.11118
| 2.9584e-05 |  | 0.00064792 |  | 0.00040749 |  | 5.9389e-05 |  | 0.00011968 |  | 5.3225e-05 |  | 0.00020566 |  | 0.00010022 |  | 0.0006393 |  | 0.0062789 |  | 0.034247 |  | 0.0021068 |  | 1.5524e-05 |  | 7.7414e-05 |  | 1.9129e-05 |  | 0.074629 |  | 2.4755e-06 |  | 0.00057241 |  | 0.1112
| 7.4808e-05 |  | 0.00071005 |  | 0.0004003 |  | 3.7628e-05 |  | 0.00016613 |  | 7.4791e-05 |  | 0.00019383 |  | 0.00012265 |  | 0.00059476 |  | 0.0061531 |  | 0.033634 |  | 0.0021614 |  | -1.7162e-05 |  | 7.9845e-05 |  | 1.6955e-05 |  | 0.075176 |  | 5.7751e-06 |  | 0.00057076 |  | 0.11143
| 7.4814e-05 |  | 0.00068778 |  | 0.00037765 |  | 3.7631e-05 |  | 0.00012931 |  | 8.2092e-05 |  | 0.00018186 |  | 0.00015968 |  | 0.00071173 |  | 0.0060918 |  | 0.033071 |  | 0.0022155 |  | 0.00011181 |  | 7.4552e-05 |  | 4.653e-06 |  | 0.07599 |  | 5.7751e-06 |  | 0.00056169 |  | 0.11145
| 1.4195e-05 |  | 0.00060357 |  | 0.00037029 |  | 0.00014163 |  | 9.7039e-05 |  | 9.1134e-05 |  | 0.00019438 |  | 0.00016813 |  | 0.00065188 |  | 0.0059713 |  | 0.032538 |  | 0.0023102 |  | 6.1254e-05 |  | 7.2777e-05 |  | 5.1099e-06 |  | 0.076912 |  | 4.1261e-06 |  | 0.00055925 |  | 0.11185
| 1.4195e-05 |  | 0.00062248 |  | 0.00037861 |  | 0.00014163 |  | 6.4907e-05 |  | 7.27e-05 |  | 0.00018558 |  | 0.00016047 |  | 0.00053154 |  | 0.0058567 |  | 0.031996 |  | 0.0023956 |  | 0.00011661 |  | 7.2774e-05 |  | 3.6911e-05 |  | 0.077716 |  | 4.1263e-06 |  | 0.00056997 |  | 0.11197
| 0 |  | 0.0006386 |  | 0.00037952 |  | 0.00010281 |  | 7.8261e-05 |  | 7.1298e-05 |  | 0.0001784 |  | 0.00018358 |  | 0.00052082 |  | 0.0057977 |  | 0.031517 |  | 0.0024248 |  | 0.00020358 |  | 9.1827e-05 |  | -2.0956e-05 |  | 0.078264 |  | 5.7758e-06 |  | 0.00058073 |  | 0.11222
| 0 |  | 0.00064014 |  | 0.00035672 |  | 0.00010281 |  | 0.0001153 |  | 8.5254e-05 |  | 0.00018401 |  | 0.00018692 |  | 0.00054455 |  | 0.0056503 |  | 0.030989 |  | 0.0024695 |  | 0.00022176 |  | 9.1827e-05 |  | -4.0594e-05 |  | 0.079024 |  | 5.7758e-06 |  | 0.00057908 |  | 0.11287
| 3.6773e-05 |  | 0.00065326 |  | 0.00036405 |  | 5.94e-05 |  | 0.00010649 |  | 5.7456e-05 |  | 0.00017277 |  | 0.00015965 |  | 0.0006928 |  | 0.0055525 |  | 0.030527 |  | 0.0025571 |  | 0.00019846 |  | 8.9014e-05 |  | 3.2908e-05 |  | 0.079684 |  | 2.476e-06 |  | 0.00057087 |  | 0.11289
| 3.6776e-05 |  | 0.00069704 |  | 0.00038973 |  | 5.9405e-05 |  | 6.6997e-05 |  | 6.2964e-05 |  | 0.00016788 |  | 0.00012277 |  | 0.00068905 |  | 0.0054825 |  | 0.030107 |  | 0.0026191 |  | 8.201e-05 |  | 8.901e-05 |  | 4.1377e-05 |  | 0.079993 |  | 2.476e-06 |  | 0.00057252 |  | 0.11259
| 7.8826e-05 |  | 0.00065714 |  | 0.0003924 |  | 6.4546e-05 |  | 8.3729e-05 |  | 7.0418e-05 |  | 0.00018017 |  | 0.00011833 |  | 0.00051833 |  | 0.0053874 |  | 0.029593 |  | 0.0027163 |  | -3.6368e-05 |  | 9.5211e-05 |  | 1.5462e-05 |  | 0.080539 |  | 5.7765e-06 |  | 0.0005841 |  | 0.11273
| 7.8826e-05 |  | 0.00062879 |  | 0.00037912 |  | 6.4546e-05 |  | 0.00014192 |  | 9.1183e-05 |  | 0.00018586 |  | 0.00013304 |  | 0.00041761 |  | 0.0053108 |  | 0.029025 |  | 0.0027817 |  | 0.00017706 |  | 9.5211e-05 |  | 2.3128e-05 |  | 0.081909 |  | 5.7769e-06 |  | 0.00059235 |  | 0.11282
| 3.7806e-05 |  | 0.00064596 |  | 0.0003659 |  | 0.00011082 |  | 0.00010909 |  | 0.00010907 |  | 0.0001723 |  | 0.00016073 |  | 0.00067965 |  | 0.0051866 |  | 0.028495 |  | 0.0028515 |  | 0.00034955 |  | 6.2818e-05 |  | 1.7119e-06 |  | 0.083007 |  | 7.4273e-06 |  | 0.00059317 |  | 0.11245
| 3.7806e-05 |  | 0.00058688 |  | 0.00038655 |  | 0.00011082 |  | 8.9672e-05 |  | 7.8601e-05 |  | 0.0001799 |  | 0.00020486 |  | 0.00060034 |  | 0.0051463 |  | 0.028022 |  | 0.0029386 |  | 0.00023122 |  | 6.2832e-05 |  | 1.7088e-06 |  | 0.083796 |  | 7.4277e-06 |  | 0.00058744 |  | 0.11233
| 7.6554e-05 |  | 0.00057225 |  | 0.00041032 |  | 6.5128e-05 |  | 9.4591e-05 |  | 4.7498e-05 |  | 0.00017886 |  | 0.00022092 |  | 0.00032883 |  | 0.0050775 |  | 0.027588 |  | 0.0030045 |  | 0.00022062 |  | 8.7293e-05 |  | 3.3567e-05 |  | 0.084861 |  | 5.7772e-06 |  | 0.00058579 |  | 0.11239
| 7.6554e-05 |  | 0.00049253 |  | 0.00039957 |  | 6.5128e-05 |  | 0.00015786 |  | 3.8451e-05 |  | 0.00016592 |  | 0.00019502 |  | 0.00039121 |  | 0.0049581 |  | 0.027118 |  | 0.003073 |  | 0.00020188 |  | 0.00010199 |  | 7.913e-06 |  | 0.085627 |  | 5.7772e-06 |  | 0.0005916 |  | 0.11201
| 4.7047e-05 |  | 0.00052965 |  | 0.00038377 |  | 7.9411e-05 |  | 0.00016124 |  | 6.2997e-05 |  | 0.00017631 |  | 0.0001593 |  | 0.00051138 |  | 0.0048646 |  | 0.026681 |  | 0.003158 |  | -2.5505e-05 |  | 9.586e-05 |  | 1.0372e-05 |  | 0.086526 |  | 2.4766e-06 |  | 0.00060153 |  | 0.11211
| 4.7052e-05 |  | 0.00071335 |  | 0.00038962 |  | 7.9418e-05 |  | 6.1975e-05 |  | 7.7079e-05 |  | 0.0001866 |  | 0.00012741 |  | 0.00060471 |  | 0.0047457 |  | 0.026306 |  | 0.0033019 |  | -8.2922e-05 |  | 8.1209e-05 |  | 2.8534e-06 |  | 0.087503 |  | 2.4766e-06 |  | 0.0006081 |  | 0.11258
| 4.2945e-05 |  | 0.00067834 |  | 0.00038384 |  | 2.774e-05 |  | 5.7516e-05 |  | 6.7992e-05 |  | 0.00018165 |  | 0.00015854 |  | 0.00058034 |  | 0.0046748 |  | 0.025842 |  | 0.0033909 |  | 9.5564e-05 |  | 8.075e-05 |  | -8.5581e-05 |  | 0.088022 |  | 4.1276e-06 |  | 0.00060483 |  | 0.11281
| 4.2945e-05 |  | 0.00056611 |  | 0.00037081 |  | 2.774e-05 |  | 7.8491e-05 |  | 7.9265e-05 |  | 0.00015772 |  | 0.00016297 |  | 0.00053731 |  | 0.0046614 |  | 0.025439 |  | 0.0034641 |  | 0.00017891 |  | 8.1885e-05 |  | -7.943e-05 |  | 0.089189 |  | 4.1278e-06 |  | 0.00059579 |  | 0.11256
| 8.9138e-05 |  | 0.0006033 |  | 0.00037214 |  | 6.2283e-05 |  | 5.0235e-05 |  | 8.3939e-05 |  | 0.00016554 |  | 0.00012388 |  | 0.00053123 |  | 0.0045463 |  | 0.024997 |  | 0.0035929 |  | 0.00013834 |  | 0.0001072 |  | -3.2642e-06 |  | 0.090154 |  | 5.7783e-06 |  | 0.00059249 |  | 0.11275
| 8.9138e-05 |  | 0.00065221 |  | 0.00038665 |  | 6.2283e-05 |  | 4.1636e-05 |  | 8.1246e-05 |  | 0.00019569 |  | 0.00013133 |  | 0.00052113 |  | 0.0044109 |  | 0.024569 |  | 0.0036711 |  | 0.00012545 |  | 0.00011493 |  | -3.264e-05 |  | 0.090692 |  | 5.7783e-06 |  | 0.00059583 |  | 0.11292
| 3.3709e-05 |  | 0.00075861 |  | 0.00040364 |  | 7.8282e-05 |  | 7.7464e-05 |  | 8.5218e-05 |  | 0.00018284 |  | 0.00015949 |  | 0.00055861 |  | 0.0043902 |  | 0.024163 |  | 0.0037416 |  | 6.742e-05 |  | 0.00010224 |  | -2.3125e-05 |  | 0.091509 |  | 4.1281e-06 |  | 0.00060738 |  | 0.11294
| 3.3712e-05 |  | 0.00076179 |  | 0.00037777 |  | 7.8289e-05 |  | 7.1535e-05 |  | 7.7572e-05 |  | 0.00016901 |  | 0.00016496 |  | 0.00068338 |  | 0.0043012 |  | 0.0237 |  | 0.0038156 |  | 0.00023064 |  | 0.00010111 |  | -2.1389e-06 |  | 0.092364 |  | 4.1283e-06 |  | 0.00061399 |  | 0.11285
| 6.3431e-05 |  | 0.00069997 |  | 0.00038373 |  | 6.7431e-05 |  | 7.032e-05 |  | 6.6036e-05 |  | 0.00017385 |  | 0.00017923 |  | 0.00060546 |  | 0.0042633 |  | 0.023319 |  | 0.0039339 |  | 0.00014392 |  | 0.00012077 |  | 2.875e-05 |  | 0.093307 |  | 4.1283e-06 |  | 0.0006165 |  | 0.11205
| 6.3436e-05 |  | 0.00077724 |  | 0.00039227 |  | 6.7437e-05 |  | 8.2591e-05 |  | 5.6504e-05 |  | 0.00017913 |  | 0.00015613 |  | 0.0003929 |  | 0.0041395 |  | 0.022988 |  | 0.0040944 |  | 6.1492e-05 |  | 0.00011305 |  | 5.388e-05 |  | 0.09454 |  | 4.1286e-06 |  | 0.00061815 |  | 0.11195
| 2.9608e-05 |  | 0.0007483 |  | 0.00037711 |  | 8.1153e-05 |  | 9.918e-05 |  | 6.2756e-05 |  | 0.0001787 |  | 0.00011075 |  | 0.00036757 |  | 0.0040307 |  | 0.022748 |  | 0.0042032 |  | 0.00029073 |  | 0.00010239 |  | 4.411e-05 |  | 0.095817 |  | 5.779e-06 |  | 0.00062066 |  | 0.11222
| 2.9608e-05 |  | 0.00061556 |  | 0.00039033 |  | 8.1153e-05 |  | 9.4472e-05 |  | 6.8146e-05 |  | 0.00017045 |  | 0.0001575 |  | 0.0003882 |  | 0.0040767 |  | 0.022507 |  | 0.004329 |  | 0.00038013 |  | 0.0001059 |  | 3.9092e-05 |  | 0.096743 |  | 5.779e-06 |  | 0.00062727 |  | 0.11225
| 7.0872e-05 |  | 0.00064178 |  | 0.00038602 |  | 4.8563e-05 |  | 6.0112e-05 |  | 7.1373e-05 |  | 0.00017553 |  | 0.00018159 |  | 0.00040623 |  | 0.0040262 |  | 0.022168 |  | 0.004442 |  | 0.00037991 |  | 0.00012728 |  | 3.8386e-05 |  | 0.097774 |  | 4.1288e-06 |  | 0.00063473 |  | 0.11228
| 7.0872e-05 |  | 0.00073626 |  | 0.00037725 |  | 4.8563e-05 |  | 9.4823e-05 |  | 7.3272e-05 |  | 0.00017331 |  | 0.00013484 |  | 0.00046041 |  | 0.0039326 |  | 0.021819 |  | 0.0045999 |  | 0.00014548 |  | 0.0001366 |  | 7.0909e-05 |  | 0.099152 |  | 4.1291e-06 |  | 0.00063968 |  | 0.11167
| 5.631e-05 |  | 0.00079082 |  | 0.00037438 |  | 0.00012174 |  | 7.8209e-05 |  | 6.0431e-05 |  | 0.00014724 |  | 0.00010281 |  | 0.0004525 |  | 0.0038392 |  | 0.021493 |  | 0.0047346 |  | 3.6588e-05 |  | 0.00012217 |  | 8.2117e-05 |  | 0.10022 |  | 5.7797e-06 |  | 0.00063807 |  | 0.11167
| 5.6315e-05 |  | 0.00075865 |  | 0.00036233 |  | 0.00012175 |  | 2.4922e-05 |  | 5.8862e-05 |  | 0.00014522 |  | 0.00012683 |  | 0.00056354 |  | 0.0037089 |  | 0.021182 |  | 0.0048677 |  | 0.00017908 |  | 0.0001345 |  | 5.7163e-05 |  | 0.1008 |  | 5.7797e-06 |  | 0.00063395 |  | 0.11238
| 2.1396e-05 |  | 0.00072121 |  | 0.00035303 |  | 0.00010403 |  | 4.589e-05 |  | 7.1544e-05 |  | 0.00016125 |  | 0.00017238 |  | 0.00060894 |  | 0.00366 |  | 0.020896 |  | 0.0050167 |  | 0.00023148 |  | 0.0001108 |  | 5.9088e-05 |  | 0.10161 |  | 4.1293e-06 |  | 0.00062899 |  | 0.11236
| 2.1398e-05 |  | 0.00073789 |  | 0.00035176 |  | 0.00010404 |  | 7.3615e-05 |  | 6.7302e-05 |  | 0.00015639 |  | 0.00015775 |  | 0.00053333 |  | 0.0036622 |  | 0.020612 |  | 0.0051537 |  | 0.00021089 |  | 8.5664e-05 |  | 2.0102e-05 |  | 0.10249 |  | 4.1296e-06 |  | 0.0006216 |  | 0.11237
| 5.7165e-05 |  | 0.00072787 |  | 0.00037025 |  | 8.3461e-05 |  | 0.0001414 |  | 6.5814e-05 |  | 0.00016917 |  | 0.00013423 |  | 0.00052738 |  | 0.003628 |  | 0.020325 |  | 0.0053303 |  | 6.7478e-05 |  | 0.00011332 |  | 4.0511e-05 |  | 0.10375 |  | 4.1293e-06 |  | 0.0006249 |  | 0.11287
| 5.7165e-05 |  | 0.0007687 |  | 0.00039151 |  | 8.3461e-05 |  | 0.00014525 |  | 5.7463e-05 |  | 0.00018292 |  | 0.00012916 |  | 0.00044112 |  | 0.0036252 |  | 0.020079 |  | 0.0054944 |  | 0.00017758 |  | 0.0001288 |  | 3.9701e-05 |  | 0.10489 |  | 4.1298e-06 |  | 0.00064145 |  | 0.11318
| 4.8103e-05 |  | 0.00074805 |  | 0.00036021 |  | 4.0641e-05 |  | 8.0738e-05 |  | 5.343e-05 |  | 0.00017089 |  | 0.00011282 |  | 0.00049981 |  | 0.0035241 |  | 0.019778 |  | 0.0056789 |  | 0.00041908 |  | 0.00010114 |  | -1.8942e-05 |  | 0.10546 |  | 2.4778e-06 |  | 0.00065549 |  | 0.11287
| 4.8107e-05 |  | 0.0007173 |  | 0.00030051 |  | 4.0645e-05 |  | 8.3309e-05 |  | 7.6939e-05 |  | 0.00016827 |  | 0.00014903 |  | 0.00060532 |  | 0.003434 |  | 0.019489 |  | 0.0058683 |  | 0.00029017 |  | 0.00012887 |  | 5.1115e-05 |  | 0.106 |  | 2.4781e-06 |  | 0.00066048 |  | 0.11245
| 4.9139e-05 |  | 0.00073338 |  | 0.0003077 |  | 6.0606e-05 |  | 0.00011554 |  | 7.4617e-05 |  | 0.00016813 |  | 0.00015262 |  | 0.00059527 |  | 0.0034376 |  | 0.019169 |  | 0.0060116 |  | 0.00010671 |  | 0.0001539 |  | 6.5996e-05 |  | 0.10756 |  | 4.1298e-06 |  | 0.000658 |  | 0.11263
| 4.9139e-05 |  | 0.00073417 |  | 0.00032235 |  | 6.0606e-05 |  | 9.6792e-05 |  | 7.1538e-05 |  | 0.00017168 |  | 0.00013879 |  | 0.00049206 |  | 0.0033822 |  | 0.018816 |  | 0.0061694 |  | 0.00020545 |  | 0.0001464 |  | 2.2745e-05 |  | 0.10929 |  | 4.1301e-06 |  | 0.0006663 |  | 0.11255
| 1.3184e-05 |  | 0.00074563 |  | 0.00032191 |  | 5.9462e-05 |  | 4.8857e-05 |  | 9.0898e-05 |  | 0.00017279 |  | 0.00016258 |  | 0.00036075 |  | 0.0033034 |  | 0.01856 |  | 0.0063311 |  | 0.00028807 |  | 0.00014087 |  | 3.7646e-05 |  | 0.11042 |  | 4.1303e-06 |  | 0.00067786 |  | 0.11257
| 1.3184e-05 |  | 0.00074663 |  | 0.00035836 |  | 5.9462e-05 |  | 7.0066e-05 |  | 7.712e-05 |  | 0.00016053 |  | 0.0001777 |  | 0.00037803 |  | 0.0032597 |  | 0.018288 |  | 0.0064787 |  | 0.00033792 |  | 0.00012107 |  | 4.4823e-05 |  | 0.11123 |  | 4.1303e-06 |  | 0.00067868 |  | 0.11285
| 0 |  | 0.00078847 |  | 0.00035558 |  | 2.7762e-05 |  | 8.4472e-05 |  | 6.1979e-05 |  | 0.00016269 |  | 0.00015431 |  | 0.00048239 |  | 0.0031813 |  | 0.018017 |  | 0.0066925 |  | 0.00022608 |  | 0.0001208 |  | 8.9425e-06 |  | 0.11183 |  | 2.4782e-06 |  | 0.00066634 |  | 0.11292
| 0 |  | 0.00081718 |  | 0.0003353 |  | 2.7762e-05 |  | 0.0001242 |  | 6.4526e-05 |  | 0.00017423 |  | 0.00013932 |  | 0.00052484 |  | 0.0031078 |  | 0.017756 |  | 0.0069041 |  | 0.00025111 |  | 0.00014383 |  | -3.3967e-05 |  | 0.11287 |  | 2.4784e-06 |  | 0.00066143 |  | 0.11341
| 7.4912e-05 |  | 0.000802 |  | 0.00036765 |  | 5.7757e-05 |  | 0.00015705 |  | 7.3421e-05 |  | 0.00017695 |  | 0.00016949 |  | 0.00039916 |  | 0.0031148 |  | 0.017506 |  | 0.0070797 |  | 0.00037959 |  | 0.00017298 |  | -5.3474e-05 |  | 0.1138 |  | 5.7821e-06 |  | 0.00067295 |  | 0.1135
| 7.4912e-05 |  | 0.00073474 |  | 0.00040349 |  | 5.7757e-05 |  | 0.00012526 |  | 8.5603e-05 |  | 0.00015103 |  | 0.00016801 |  | 0.0004369 |  | 0.0031084 |  | 0.017234 |  | 0.0072571 |  | 0.00025393 |  | 0.00018429 |  | -6.4989e-06 |  | 0.11529 |  | 5.7818e-06 |  | 0.00068624 |  | 0.11299
| 7.0909e-05 |  | 0.00070619 |  | 0.00038329 |  | 4.6605e-05 |  | 0.00013365 |  | 8.9336e-05 |  | 0.00014908 |  | 0.00017438 |  | 0.00055539 |  | 0.0030281 |  | 0.016919 |  | 0.0074349 |  | 0.0003635 |  | 0.00018089 |  | 3.2232e-05 |  | 0.11661 |  | 4.1311e-06 |  | 0.00068785 |  | 0.11304
| 7.0916e-05 |  | 0.00074739 |  | 0.00035167 |  | 4.6609e-05 |  | 2.2363e-05 |  | 9.1512e-05 |  | 0.00015889 |  | 0.00014907 |  | 0.00048245 |  | 0.0029228 |  | 0.016624 |  | 0.0076355 |  | 0.00039213 |  | 0.00017509 |  | 1.6341e-05 |  | 0.1179 |  | 4.1308e-06 |  | 0.00068624 |  | 0.11317
| 3.3739e-05 |  | 0.0007329 |  | 0.00033275 |  | 5.5534e-05 |  | -4.1347e-06 |  | 6.6258e-05 |  | 0.00014168 |  | 0.00014519 |  | 0.00044138 |  | 0.0028635 |  | 0.01639 |  | 0.0078565 |  | 0.00024291 |  | 0.00015171 |  | -5.2404e-06 |  | 0.11956 |  | 4.1313e-06 |  | 0.00069371 |  | 0.11332
| 3.3742e-05 |  | 0.000722 |  | 0.00030906 |  | 5.5539e-05 |  | 9.2629e-05 |  | 7.3356e-05 |  | 0.00014051 |  | 0.00014572 |  | 0.00051327 |  | 0.0028616 |  | 0.016185 |  | 0.0081133 |  | 0.00037049 |  | 0.00014969 |  | -1.3153e-05 |  | 0.12055 |  | 4.1311e-06 |  | 0.00069784 |  | 0.11321
| 3.5797e-05 |  | 0.000729 |  | 0.00032232 |  | 5.9483e-05 |  | 8.8867e-05 |  | 7.5752e-05 |  | 0.00015771 |  | 0.00010644 |  | 0.00060867 |  | 0.002823 |  | 0.015957 |  | 0.008355 |  | 0.0005071 |  | 0.00017544 |  | -1.5459e-07 |  | 0.12127 |  | 4.1313e-06 |  | 0.00069371 |  | 0.11301
| 3.5797e-05 |  | 0.00070767 |  | 0.00034875 |  | 5.9483e-05 |  | 7.5938e-05 |  | 4.3701e-05 |  | 0.00016545 |  | 0.00011028 |  | 0.00058565 |  | 0.0027216 |  | 0.015709 |  | 0.008579 |  | 0.0004392 |  | 0.00018544 |  | 5.2722e-07 |  | 0.12196 |  | 4.1316e-06 |  | 0.00068797 |  | 0.11317
| 3.3742e-05 |  | 0.0007185 |  | 0.00036986 |  | 0.00012183 |  | 8.9655e-05 |  | 5.9969e-05 |  | 0.00017476 |  | 0.00011388 |  | 0.00046174 |  | 0.0027441 |  | 0.015527 |  | 0.0088647 |  | 0.00042835 |  | 0.00019112 |  | -2.0201e-05 |  | 0.1232 |  | 5.7832e-06 |  | 0.00069049 |  | 0.11319
| 3.3744e-05 |  | 0.00072083 |  | 0.00037563 |  | 0.00012184 |  | 3.737e-05 |  | 5.0567e-05 |  | 0.00016318 |  | 0.00010952 |  | 0.00049775 |  | 0.0027519 |  | 0.015316 |  | 0.0090983 |  | 0.00036644 |  | 0.00020827 |  | 1.9147e-06 |  | 0.12411 |  | 5.7832e-06 |  | 0.00069789 |  | 0.11311
| 4.9165e-05 |  | 0.00068482 |  | 0.00036764 |  | 0.00012185 |  | 4.5718e-05 |  | 3.831e-05 |  | 0.00015164 |  | 0.00014406 |  | 0.00045583 |  | 0.0026706 |  | 0.01501 |  | 0.0093403 |  | 0.00056672 |  | 0.00020821 |  | 7.525e-06 |  | 0.12524 |  | 5.7835e-06 |  | 0.00070375 |  | 0.11298
| 4.9165e-05 |  | 0.00071498 |  | 0.0003728 |  | 0.00012185 |  | 0.00010201 |  | 5.4827e-05 |  | 0.00014805 |  | 0.0001454 |  | 0.00030171 |  | 0.0025674 |  | 0.014765 |  | 0.0096116 |  | 0.00071403 |  | 0.00022152 |  | -1.9063e-05 |  | 0.12702 |  | 5.7835e-06 |  | 0.00070619 |  | 0.1127
| 4.197e-05 |  | 0.00071891 |  | 0.00035373 |  | 0.000127 |  | 0.00010733 |  | 8.625e-05 |  | 0.00015261 |  | 9.5542e-05 |  | 0.0004118 |  | 0.0025123 |  | 0.014508 |  | 0.0098433 |  | 0.00055236 |  | 0.00024768 |  | -1.5394e-06 |  | 0.12838 |  | 4.1321e-06 |  | 0.00070706 |  | 0.11241
| 4.197e-05 |  | 0.00074838 |  | 0.00034554 |  | 0.000127 |  | 9.5392e-05 |  | 0.00010227 |  | 0.00015158 |  | 9.4216e-05 |  | 0.00051982 |  | 0.0025343 |  | 0.014195 |  | 0.010029 |  | 0.0003361 |  | 0.00022751 |  | 2.1643e-05 |  | 0.12928 |  | 4.1321e-06 |  | 0.00071288 |  | 0.11261
| 4.6086e-05 |  | 0.00073906 |  | 0.00033593 |  | 0.00010984 |  | -2.6838e-05 |  | 6.184e-05 |  | 0.00014162 |  | 0.00011808 |  | 0.00042745 |  | 0.0024667 |  | 0.013918 |  | 0.010243 |  | 0.0004074 |  | 0.00021613 |  | 1.4054e-05 |  | 0.13018 |  | 7.4372e-06 |  | 0.00071619 |  | 0.11279
| 4.609e-05 |  | 0.00072238 |  | 0.00031501 |  | 0.00010985 |  | -4.3526e-06 |  | 6.5284e-05 |  | 0.00014286 |  | 0.00011809 |  | 0.00033134 |  | 0.0023666 |  | 0.01373 |  | 0.010604 |  | 0.0004909 |  | 0.00023133 |  | -1.7565e-05 |  | 0.1312 |  | 7.4372e-06 |  | 0.0007261 |  | 0.1128
| 3.4778e-05 |  | 0.00082683 |  | 0.00031405 |  | 0.00010241 |  | 5.3067e-05 |  | 9.715e-05 |  | 0.0001401 |  | 8.9103e-05 |  | 0.00036625 |  | 0.0023483 |  | 0.013536 |  | 0.010904 |  | 0.00050208 |  | 0.00022899 |  | 1.3558e-05 |  | 0.1325 |  | 8.2652e-07 |  | 0.00074019 |  | 0.11272
| 3.4781e-05 |  | 0.0008043 |  | 0.00035858 |  | 0.00010241 |  | -7.5984e-06 |  | 6.7379e-05 |  | 0.00015097 |  | 0.00010151 |  | 0.00047427 |  | 0.002395 |  | 0.013358 |  | 0.011195 |  | 0.00051883 |  | 0.00021609 |  | 9.0698e-05 |  | 0.13376 |  | 8.2652e-07 |  | 0.00075423 |  | 0.11287
| 1.8334e-05 |  | 0.00067032 |  | 0.000374 |  | 9.2124e-05 |  | -1.4268e-05 |  | 5.3585e-05 |  | 0.00013913 |  | 0.00013485 |  | 0.00052468 |  | 0.0023361 |  | 0.013138 |  | 0.01153 |  | 0.00031371 |  | 0.00023884 |  | 6.6002e-05 |  | 0.13425 |  | 5.7846e-06 |  | 0.00075841 |  | 0.11296
| 1.8334e-05 |  | 0.00070583 |  | 0.0003499 |  | 9.2124e-05 |  | 5.2823e-05 |  | 5.1966e-05 |  | 0.00013654 |  | 0.00012414 |  | 0.00045184 |  | 0.0022727 |  | 0.012853 |  | 0.011795 |  | 0.00048884 |  | 0.00024927 |  | 2.5608e-05 |  | 0.13457 |  | 5.7849e-06 |  | 0.00075593 |  | 0.11247
| 2.2447e-05 |  | 0.00071286 |  | 0.00032999 |  | 0.00012817 |  | 0.00011254 |  | 4.8131e-05 |  | 0.00015667 |  | 0.00012663 |  | 0.00034956 |  | 0.0022079 |  | 0.012599 |  | 0.012056 |  | 0.00052738 |  | 0.00025049 |  | 6.6755e-05 |  | 0.13549 |  | 4.1331e-06 |  | 0.00075515 |  | 0.11266
| 2.2449e-05 |  | 0.00058285 |  | 0.00033132 |  | 0.00012818 |  | 8.2884e-05 |  | 5.9579e-05 |  | 0.00015705 |  | 0.00014969 |  | 0.0004131 |  | 0.0021573 |  | 0.01236 |  | 0.012289 |  | 0.00043818 |  | 0.00027152 |  | 5.8392e-05 |  | 0.13677 |  | 4.1331e-06 |  | 0.00075597 |  | 0.11282
| 2.1419e-05 |  | 0.00060947 |  | 0.00034899 |  | 0.00010414 |  | 8.3957e-05 |  | 5.1708e-05 |  | 0.00015214 |  | 0.00013068 |  | 0.00041347 |  | 0.0021054 |  | 0.012112 |  | 0.012552 |  | 0.00053435 |  | 0.00027486 |  | 4.5936e-05 |  | 0.138 |  | 4.1331e-06 |  | 0.00075763 |  | 0.11291
| 2.1423e-05 |  | 0.00073556 |  | 0.00032763 |  | 0.00010416 |  | 8.086e-05 |  | 7.2898e-05 |  | 0.0001429 |  | 0.00010593 |  | 0.00035767 |  | 0.0020442 |  | 0.011925 |  | 0.012889 |  | 0.00040729 |  | 0.00026926 |  | 5.2201e-05 |  | 0.13877 |  | 4.1333e-06 |  | 0.00075767 |  | 0.11317
| 2.1423e-05 |  | 0.00068403 |  | 0.00032793 |  | 6.2381e-05 |  | 4.4283e-05 |  | 8.5962e-05 |  | 0.00013532 |  | 0.00014113 |  | 0.00037615 |  | 0.0020317 |  | 0.011739 |  | 0.013235 |  | 0.00046746 |  | 0.00026478 |  | 4.1306e-05 |  | 0.13984 |  | 5.7856e-06 |  | 0.00076102 |  | 0.11268
| 2.1423e-05 |  | 0.00055665 |  | 0.00035508 |  | 6.2381e-05 |  | 5.0808e-05 |  | 6.4984e-05 |  | 0.0001409 |  | 0.00015554 |  | 0.00037872 |  | 0.0019826 |  | 0.011551 |  | 0.013649 |  | 0.00056778 |  | 0.00028214 |  | 2.2618e-05 |  | 0.14115 |  | 5.786e-06 |  | 0.00076511 |  | 0.11306
| 3.479e-05 |  | 0.00064394 |  | 0.00036312 |  | 0.00014308 |  | 3.921e-05 |  | 6.5254e-05 |  | 0.00014974 |  | 0.00013397 |  | 0.00043198 |  | 0.002029 |  | 0.011464 |  | 0.014101 |  | 0.00057655 |  | 0.00033229 |  | 9.1284e-05 |  | 0.14229 |  | 4.1336e-06 |  | 0.00076603 |  | 0.11394
| 3.4793e-05 |  | 0.00067966 |  | 0.0003557 |  | 0.00014309 |  | 2.3693e-05 |  | 6.5687e-05 |  | 0.00015117 |  | 0.00011957 |  | 0.00038942 |  | 0.0020508 |  | 0.01126 |  | 0.014437 |  | 0.00073975 |  | 0.00033374 |  | 0.00015808 |  | 0.14341 |  | 4.1336e-06 |  | 0.00076185 |  | 0.11378
| 2.3483e-05 |  | 0.00059113 |  | 0.00033578 |  | 9.6163e-05 |  | 4.1786e-06 |  | 4.5352e-05 |  | 0.00014353 |  | 0.00014702 |  | 0.00034338 |  | 0.0019608 |  | 0.011012 |  | 0.01475 |  | 0.00073095 |  | 0.00029618 |  | 0.00012817 |  | 0.14441 |  | 2.4803e-06 |  | 0.00075611 |  | 0.11357
| 2.3481e-05 |  | 0.00058083 |  | 0.00031542 |  | 9.6155e-05 |  | 4.3124e-05 |  | 5.0465e-05 |  | 0.00013229 |  | 0.00014703 |  | 0.00041539 |  | 0.0018665 |  | 0.010819 |  | 0.015188 |  | 0.00068552 |  | 0.00029311 |  | 7.07e-05 |  | 0.1452 |  | 2.4805e-06 |  | 0.00076442 |  | 0.11358
| 2.3483e-05 |  | 0.00055513 |  | 0.00030848 |  | 0.00012421 |  | 7.3147e-05 |  | 6.4716e-05 |  | 0.00011783 |  | 0.00012059 |  | 0.0004102 |  | 0.0018088 |  | 0.010629 |  | 0.015579 |  | 0.00069843 |  | 0.00031815 |  | 2.6436e-05 |  | 0.1464 |  | 8.2682e-07 |  | 0.00077847 |  | 0.11352
| 2.3485e-05 |  | 0.00062462 |  | 0.00034464 |  | 0.00012422 |  | 4.6489e-05 |  | 5.4599e-05 |  | 0.00012372 |  | 0.00015877 |  | 0.00038483 |  | 0.0018491 |  | 0.010514 |  | 0.016011 |  | 0.00063032 |  | 0.00034263 |  | 6.9686e-05 |  | 0.14761 |  | 8.2682e-07 |  | 0.00078673 |  | 0.11376
| 0 |  | 0.00060264 |  | 0.0003552 |  | 8.2433e-05 |  | 6.7017e-05 |  | 4.8855e-05 |  | 0.00013774 |  | 0.0001822 |  | 0.00041668 |  | 0.0018264 |  | 0.010354 |  | 0.016475 |  | 0.0005016 |  | 0.00033571 |  | 6.1099e-05 |  | 0.14838 |  | 4.1343e-06 |  | 0.00079174 |  | 0.11446
| 0 |  | 0.0005582 |  | 0.00034028 |  | 8.2433e-05 |  | 7.4396e-05 |  | 5.5496e-05 |  | 0.00014123 |  | 0.00018806 |  | 0.00039187 |  | 0.0018112 |  | 0.010189 |  | 0.016891 |  | 0.00044726 |  | 0.00033466 |  | 2.2031e-05 |  | 0.14943 |  | 4.1343e-06 |  | 0.00079918 |  | 0.11435
| 6.641e-05 |  | 0.00062237 |  | 0.00032883 |  | 6.87e-05 |  | 3.8745e-05 |  | 6.5675e-05 |  | 0.00014586 |  | 0.00013827 |  | 0.00032954 |  | 0.0018207 |  | 0.010048 |  | 0.017351 |  | 0.00075115 |  | 0.00035752 |  | 1.4768e-06 |  | 0.15078 |  | 5.7874e-06 |  | 0.00080997 |  | 0.11408
| 6.641e-05 |  | 0.00076584 |  | 0.00032546 |  | 6.87e-05 |  | 2.9898e-05 |  | 7.7939e-05 |  | 0.00015509 |  | 0.00010217 |  | 0.00031747 |  | 0.0017607 |  | 0.0098955 |  | 0.017842 |  | 0.00094228 |  | 0.00038133 |  | 1.3311e-05 |  | 0.15216 |  | 5.7874e-06 |  | 0.00081741 |  | 0.11432
| 0.00010076 |  | 0.00067151 |  | 0.00033078 |  | 6.183e-05 |  | 8.5895e-05 |  | 8.79e-05 |  | 0.00014163 |  | 0.0001402 |  | 0.00030115 |  | 0.0017339 |  | 0.0097609 |  | 0.018318 |  | 0.0007326 |  | 0.00038702 |  | 7.0866e-05 |  | 0.15266 |  | 4.1346e-06 |  | 0.00082324 |  | 0.11428
| 0.00010077 |  | 0.00052546 |  | 0.00031006 |  | 6.1835e-05 |  | 0.00010167 |  | 9.7533e-05 |  | 0.00013326 |  | 0.00013229 |  | 0.00033641 |  | 0.0017224 |  | 0.0095797 |  | 0.018784 |  | 0.00066897 |  | 0.00038714 |  | 7.8244e-05 |  | 0.15374 |  | 4.1348e-06 |  | 0.0008249 |  | 0.11442
| 6.0012e-06 |  | 0.00066377 |  | 0.00032907 |  | 0.00012424 |  | 4.8507e-05 |  | 9.1211e-05 |  | 0.00015298 |  | 0.00015583 |  | 0.00031081 |  | 0.0016998 |  | 0.0093816 |  | 0.019343 |  | 0.00081023 |  | 0.00041787 |  | 7.9617e-05 |  | 0.1546 |  | 2.4811e-06 |  | 0.00081994 |  | 0.11443
| 6.0018e-06 |  | 0.00064837 |  | 0.00034039 |  | 0.00012425 |  | 6.4347e-06 |  | 7.5936e-05 |  | 0.00014592 |  | 0.00015584 |  | 0.00016469 |  | 0.0016807 |  | 0.0092551 |  | 0.019831 |  | 0.0008343 |  | 0.00043722 |  | 7.1706e-05 |  | 0.15533 |  | 2.4811e-06 |  | 0.00081668 |  | 0.11425
| 5.6414e-05 |  | 0.00064272 |  | 0.00031604 |  | 0.0001191 |  | 5.7089e-05 |  | 8.6293e-05 |  | 0.00013081 |  | 0.00013189 |  | 0.00025948 |  | 0.0016512 |  | 0.0091244 |  | 0.020377 |  | 0.00055751 |  | 0.00041912 |  | 2.5098e-05 |  | 0.15578 |  | 8.2702e-07 |  | 0.00081916 |  | 0.11411
| 5.6414e-05 |  | 0.00072454 |  | 0.00029017 |  | 0.0001191 |  | 5.8409e-05 |  | 5.8904e-05 |  | 0.00012918 |  | 0.00013982 |  | 0.0004929 |  | 0.0016098 |  | 0.0089678 |  | 0.020968 |  | 0.00066569 |  | 0.00042358 |  | 5.7757e-05 |  | 0.15584 |  | 8.2707e-07 |  | 0.0008283 |  | 0.11374
| 8.1316e-05 |  | 0.00071495 |  | 0.00027892 |  | 3.0783e-05 |  | 2.728e-07 |  | 5.1161e-05 |  | 0.00014161 |  | 0.00011311 |  | 0.0004598 |  | 0.0015665 |  | 0.0088593 |  | 0.021524 |  | 0.00088264 |  | 0.00044987 |  | 9.4506e-05 |  | 0.15691 |  | 4.1353e-06 |  | 0.00084153 |  | 0.1137
| 8.1316e-05 |  | 0.000633 |  | 0.00032306 |  | 3.0783e-05 |  | 3.5913e-05 |  | 7.4706e-05 |  | 0.00015031 |  | 0.00010518 |  | 0.00044181 |  | 0.0015574 |  | 0.0087588 |  | 0.022115 |  | 0.00086522 |  | 0.00046581 |  | 6.2715e-05 |  | 0.1576 |  | 4.1356e-06 |  | 0.00085894 |  | 0.11383
| 0 |  | 0.0006379 |  | 0.0003236 |  | 5.4619e-05 |  | 3.479e-05 |  | 6.8332e-05 |  | 0.00014393 |  | 0.00012841 |  | 0.00044239 |  | 0.0015563 |  | 0.0086081 |  | 0.022661 |  | 0.0010217 |  | 0.00049203 |  | 3.0039e-05 |  | 0.15829 |  | 4.1356e-06 |  | 0.00087217 |  | 0.11395
| 0 |  | 0.00067526 |  | 0.00030788 |  | 5.4619e-05 |  | 1.4852e-05 |  | 6.6558e-05 |  | 0.0001394 |  | 0.00015539 |  | 0.00045203 |  | 0.0014988 |  | 0.0084663 |  | 0.023246 |  | 0.0010886 |  | 0.00049428 |  | 5.8474e-05 |  | 0.15954 |  | 4.1358e-06 |  | 0.00087878 |  | 0.11341
| 2.8641e-05 |  | 0.00062804 |  | 0.00031142 |  | 9.1632e-05 |  | 7.9371e-05 |  | 6.8998e-05 |  | 0.00014361 |  | 0.00012692 |  | 0.00040346 |  | 0.0015057 |  | 0.0083615 |  | 0.023889 |  | 0.0010926 |  | 0.00049087 |  | 0.00010302 |  | 0.16009 |  | 5.7891e-06 |  | 0.00088049 |  | 0.11297
| 2.8643e-05 |  | 0.00071399 |  | 0.00029012 |  | 9.164e-05 |  | 8.6305e-05 |  | 5.7427e-05 |  | 0.00012127 |  | 9.9957e-05 |  | 0.00020399 |  | 0.0014925 |  | 0.0081986 |  | 0.024525 |  | 0.001002 |  | 0.00051722 |  | 6.4825e-05 |  | 0.16059 |  | 5.7891e-06 |  | 0.00087966 |  | 0.11284
| 5.6429e-05 |  | 0.00081959 |  | 0.00030821 |  | 4.2706e-05 |  | 6.4228e-05 |  | 4.5213e-05 |  | 0.00012846 |  | 0.00012321 |  | 0.00016032 |  | 0.0014415 |  | 0.0080586 |  | 0.025204 |  | 0.00090154 |  | 0.0005434 |  | 5.9225e-05 |  | 0.1619 |  | 4.1361e-06 |  | 0.00088302 |  | 0.11257
| 5.6434e-05 |  | 0.00069079 |  | 0.0003145 |  | 4.271e-05 |  | 4.0837e-05 |  | 5.0312e-05 |  | 0.00014754 |  | 0.00012321 |  | 0.00026677 |  | 0.0014196 |  | 0.007939 |  | 0.025826 |  | 0.0010194 |  | 0.00055368 |  | 7.2954e-05 |  | 0.16173 |  | 4.1363e-06 |  | 0.0008946 |  | 0.1124
| 3.4821e-05 |  | 0.00058995 |  | 0.0003136 |  | 8.8211e-05 |  | 3.3736e-05 |  | 6.264e-05 |  | 0.00014152 |  | 9.3692e-05 |  | 0.00043606 |  | 0.0014183 |  | 0.0078189 |  | 0.026528 |  | 0.0011108 |  | 0.00055821 |  | 0.00011647 |  | 0.16148 |  | 7.4439e-06 |  | 0.0009054 |  | 0.11282
| 3.4821e-05 |  | 0.00055948 |  | 0.0003271 |  | 8.8211e-05 |  | 1.5408e-05 |  | 7.0893e-05 |  | 0.0001353 |  | 9.3696e-05 |  | 0.00045709 |  | 0.0014008 |  | 0.0077135 |  | 0.027267 |  | 0.0010979 |  | 0.00059596 |  | 9.734e-05 |  | 0.16195 |  | 7.4448e-06 |  | 0.00091119 |  | 0.11327
| 3.5853e-05 |  | 0.00054604 |  | 0.00031711 |  | 9.1656e-05 |  | 5.3783e-05 |  | 5.8079e-05 |  | 0.00012859 |  | 0.0001026 |  | 0.00032537 |  | 0.0013883 |  | 0.0075691 |  | 0.027935 |  | 0.0010388 |  | 0.00059925 |  | 8.822e-05 |  | 0.16212 |  | 4.1363e-06 |  | 0.00091615 |  | 0.11294
| 3.5853e-05 |  | 0.00059749 |  | 0.00031614 |  | 9.1656e-05 |  | 6.021e-05 |  | 7.62e-05 |  | 0.0001408 |  | 0.00011983 |  | 0.00032626 |  | 0.0013929 |  | 0.0074414 |  | 0.02867 |  | 0.0011694 |  | 0.00059482 |  | 0.00010092 |  | 0.16292 |  | 4.1368e-06 |  | 0.00093109 |  | 0.1123
| 1.2181e-05 |  | 0.00060721 |  | 0.00029547 |  | 8.2498e-05 |  | 5.196e-05 |  | 7.9626e-05 |  | 0.00014996 |  | 0.00013686 |  | 0.00026418 |  | 0.0013419 |  | 0.0073078 |  | 0.029415 |  | 0.0011813 |  | 0.00061536 |  | 9.6367e-05 |  | 0.16326 |  | 4.1366e-06 |  | 0.00095265 |  | 0.11164
| 1.2181e-05 |  | 0.00057259 |  | 0.00026994 |  | 8.2498e-05 |  | 6.9072e-05 |  | 5.2649e-05 |  | 0.00014314 |  | 0.00013827 |  | 0.00027456 |  | 0.0012842 |  | 0.0071918 |  | 0.030119 |  | 0.0011341 |  | 0.00064951 |  | 0.00012803 |  | 0.16354 |  | 4.1368e-06 |  | 0.00096499 |  | 0.11199
| 4.3062e-05 |  | 0.00052075 |  | 0.00029189 |  | 5.6625e-05 |  | 4.6008e-05 |  | 6.7224e-05 |  | 0.00013068 |  | 9.161e-05 |  | 0.00033851 |  | 0.0012293 |  | 0.0070908 |  | 0.030817 |  | 0.0012537 |  | 0.00067119 |  | 0.00010321 |  | 0.16452 |  | 2.4823e-06 |  | 0.00096346 |  | 0.11184
| 4.3066e-05 |  | 0.000615 |  | 0.0003184 |  | 5.663e-05 |  | 6.2456e-05 |  | 8.0326e-05 |  | 0.00013222 |  | 8.6432e-05 |  | 0.00027276 |  | 0.0012631 |  | 0.0069597 |  | 0.031608 |  | 0.0013199 |  | 0.00065427 |  | 0.00010042 |  | 0.16475 |  | 2.4823e-06 |  | 0.00095099 |  | 0.11128
| 4.2036e-05 |  | 0.00064876 |  | 0.0003199 |  | 3.974e-05 |  | 7.6143e-05 |  | 6.2407e-05 |  | 0.00012955 |  | 0.00010578 |  | 0.000337 |  | 0.0012576 |  | 0.0068647 |  | 0.032537 |  | 0.0012784 |  | 0.00067704 |  | 6.3696e-05 |  | 0.16448 |  | 5.7909e-06 |  | 0.00094361 |  | 0.11122
| 4.204e-05 |  | 0.00055121 |  | 0.00030218 |  | 3.9743e-05 |  | 0.00010169 |  | 4.6755e-05 |  | 0.00013875 |  | 0.00011933 |  | 0.00042077 |  | 0.0011997 |  | 0.0067699 |  | 0.03349 |  | 0.001051 |  | 0.0007352 |  | 8.9651e-05 |  | 0.16415 |  | 5.7912e-06 |  | 0.0009478 |  | 0.11091
| 6.2457e-05 |  | 0.00058523 |  | 0.00028467 |  | 6.9333e-05 |  | 8.8072e-05 |  | 4.4722e-05 |  | 0.00013669 |  | 0.00015541 |  | 0.00043439 |  | 0.00119 |  | 0.0066188 |  | 0.034262 |  | 0.0011828 |  | 0.00075572 |  | 0.00011536 |  | 0.16423 |  | 8.2747e-07 |  | 0.00096097 |  | 0.11069
| 6.2457e-05 |  | 0.00069859 |  | 0.0002836 |  | 6.9333e-05 |  | 4.5892e-05 |  | 4.9244e-05 |  | 0.00011568 |  | 0.00016929 |  | 0.00031797 |  | 0.0011742 |  | 0.0064721 |  | 0.035024 |  | 0.0013131 |  | 0.00076025 |  | 7.0865e-05 |  | 0.16444 |  | 8.2752e-07 |  | 0.0009644 |  | 0.11057
| 7.2777e-05 |  | 0.00069772 |  | 0.00030463 |  | 3.2791e-05 |  | 4.1138e-05 |  | 5.4444e-05 |  | 0.00010702 |  | 0.00013703 |  | 0.00033746 |  | 0.0012141 |  | 0.0064082 |  | 0.035962 |  | 0.0014466 |  | 0.00079582 |  | 0.00010445 |  | 0.16437 |  | 8.2752e-07 |  | 0.00099081 |  | 0.11027
| 7.2777e-05 |  | 0.00073549 |  | 0.00034047 |  | 3.2791e-05 |  | 0.00015947 |  | 9.0103e-05 |  | 0.00021321 |  | 0.00021066 |  | 0.00041693 |  | 0.0013008 |  | 0.0063646 |  | 0.037525 |  | 0.0017203 |  | 0.00093468 |  | 0.00021595 |  | 0.1648 |  | 8.2757e-07 |  | 0.0010058 |  | 0.10992
| 4.8225e-05 |  | 0.00063681 |  | 0.00029934 |  | 6.476e-05 |  | 3.5502e-05 |  | 4.5147e-05 |  | 0.00012461 |  | 0.0001145 |  | 0.00023582 |  | 0.0011368 |  | 0.0061057 |  | 0.038976 |  | 0.0015709 |  | 0.00084139 |  | 0.00013226 |  | 0.16515 |  | 0 |  | 0.0010264 |  | 0.1095
| 5.7508e-05 |  | 0.00056459 |  | 0.00028378 |  | 6.476e-05 |  | 2.0471e-05 |  | 4.4242e-05 |  | 0.00013798 |  | 0.00010508 |  | 0.00031644 |  | 0.0011765 |  | 0.0060208 |  | 0.040038 |  | 0.0015956 |  | 0.00085739 |  | 0.00016181 |  | 0.16533 |  | 0 |  | 0.0010149 |  | 0.10969
| 5.2359e-05 |  | 0.00053234 |  | 0.00029252 |  | 3.0807e-05 |  | 4.6056e-06 |  | 6.9303e-05 |  | 0.00012998 |  | 0.00013344 |  | 0.00038345 |  | 0.0011287 |  | 0.0059372 |  | 0.040846 |  | 0.0015776 |  | 0.0009249 |  | 0.00015488 |  | 0.16541 |  | 0 |  | 0.0010158 |  | 0.10967
| 4.3081e-05 |  | 0.00055969 |  | 0.00030177 |  | 3.081e-05 |  | 3.4998e-06 |  | 6.6287e-05 |  | 0.00011956 |  | 6.8969e-05 |  | 0.00042778 |  | 0.0010738 |  | 0.0058173 |  | 0.041855 |  | 0.0017197 |  | 0.00096001 |  | 0.00013036 |  | 0.16494 |  | 0 |  | 0.0010273 |  | 0.10953
| 5.1319e-05 |  | 0.00062802 |  | 0.000287 |  | 9.6289e-05 |  | 4.8493e-05 |  | 5.4326e-05 |  | 0.0001358 |  | 6.2147e-05 |  | 0.00034463 |  | 0.001072 |  | 0.0057737 |  | 0.04308 |  | 0.0017311 |  | 0.00097162 |  | 9.0183e-05 |  | 0.16426 |  | 0 |  | 0.0010473 |  | 0.10926
| 5.1324e-05 |  | 0.00070369 |  | 0.00026279 |  | 9.6298e-05 |  | 4.0943e-05 |  | 6.4513e-05 |  | 0.00012735 |  | 0.00013183 |  | 0.00014489 |  | 0.0010473 |  | 0.0056967 |  | 0.044309 |  | 0.0018029 |  | 0.00098649 |  | 0.00013185 |  | 0.16377 |  | 0 |  | 0.0010654 |  | 0.10904
| 2.1456e-05 |  | 0.00067032 |  | 0.00025342 |  | 6.7638e-05 |  | 4.7385e-05 |  | 6.3392e-05 |  | 0.00012321 |  | 0.0001103 |  | 0.00015339 |  | 0.00099666 |  | 0.0056098 |  | 0.045481 |  | 0.0020129 |  | 0.0010241 |  | 0.00012554 |  | 0.16296 |  | 0 |  | 0.0010787 |  | 0.10927
| 2.1456e-05 |  | 0.00052573 |  | 0.00026651 |  | 6.7638e-05 |  | 7.2006e-05 |  | 6.3582e-05 |  | 0.0001451 |  | 9.0148e-05 |  | 0.00028563 |  | 0.00097925 |  | 0.0055361 |  | 0.046725 |  | 0.0020164 |  | 0.0010378 |  | 0.00012327 |  | 0.16231 |  | 0 |  | 0.0010896 |  | 0.10916
| 3.2788e-05 |  | 0.00057195 |  | 0.00028141 |  | 0.00010032 |  | 4.7655e-05 |  | 6.7204e-05 |  | 0.00013738 |  | 9.063e-05 |  | 0.00028145 |  | 0.00097203 |  | 0.0054027 |  | 0.047994 |  | 0.0018123 |  | 0.0010766 |  | 0.00014331 |  | 0.16245 |  | 0 |  | 0.001097 |  | 0.10874
| 3.2788e-05 |  | 0.00073193 |  | 0.00026927 |  | 0.00010032 |  | 1.8147e-05 |  | 5.3876e-05 |  | 0.00012761 |  | 6.6304e-05 |  | 0.00026948 |  | 0.00094256 |  | 0.0053224 |  | 0.049142 |  | 0.0019101 |  | 0.0011225 |  | 0.00013189 |  | 0.16342 |  | 0 |  | 0.001102 |  | 0.10846
| 2.352e-05 |  | 0.00069171 |  | 0.00027211 |  | 6.077e-05 |  | 9.8271e-05 |  | 4.7713e-05 |  | 0.00012622 |  | 6.583e-05 |  | 0.00031762 |  | 0.00095272 |  | 0.0052625 |  | 0.050499 |  | 0.0021597 |  | 0.0011487 |  | 0.00016197 |  | 0.16323 |  | 0 |  | 0.0011169 |  | 0.10853
| 2.352e-05 |  | 0.00061523 |  | 0.00026988 |  | 6.077e-05 |  | 0.00011461 |  | 4.2619e-05 |  | 0.00011968 |  | 8.1733e-05 |  | 0.00033509 |  | 0.00094768 |  | 0.0051773 |  | 0.052004 |  | 0.0021951 |  | 0.0011932 |  | 0.00016312 |  | 0.16237 |  | 0 |  | 0.0011401 |  | 0.10841
| 6.7649e-05 |  | 0.00064355 |  | 0.00027869 |  | 6.4783e-05 |  | -7.9992e-06 |  | 4.8247e-05 |  | 0.00012119 |  | 9.7027e-05 |  | 0.00029078 |  | 0.00093366 |  | 0.0051247 |  | 0.053614 |  | 0.0021901 |  | 0.0012149 |  | 0.00022099 |  | 0.16221 |  | 0 |  | 0.001141 |  | 0.1081
| 6.7655e-05 |  | 0.00059695 |  | 0.000242 |  | 6.4789e-05 |  | 4.1642e-05 |  | 5.1819e-05 |  | 0.00011205 |  | 0.00014098 |  | 0.00026491 |  | 0.00096273 |  | 0.0050796 |  | 0.055301 |  | 0.0023483 |  | 0.0012605 |  | 0.00023472 |  | 0.16165 |  | 0 |  | 0.0011269 |  | 0.1079
| 4.2069e-05 |  | 0.00051713 |  | 0.00022044 |  | 9.3464e-05 |  | 6.5511e-05 |  | 4.7392e-05 |  | 0.00010635 |  | 0.00012569 |  | 0.0002619 |  | 0.00097704 |  | 0.0050221 |  | 0.056871 |  | 0.0024754 |  | 0.0013168 |  | 0.00018865 |  | 0.16106 |  | 0 |  | 0.0011311 |  | 0.10766
| 4.2066e-05 |  | 0.00060666 |  | 0.00027649 |  | 9.3456e-05 |  | 2.4069e-05 |  | 5.7079e-05 |  | 0.00012062 |  | 0.00013638 |  | 0.0002756 |  | 0.00096959 |  | 0.0049651 |  | 0.058575 |  | 0.002367 |  | 0.0013453 |  | 0.00014869 |  | 0.16034 |  | 0 |  | 0.0011502 |  | 0.10735
| 9.1005e-06 |  | 0.00066516 |  | 0.00027411 |  | 9.1744e-05 |  | 6.6752e-05 |  | 6.7184e-05 |  | 0.00012348 |  | 0.00014343 |  | 0.00037895 |  | 0.00093232 |  | 0.0048509 |  | 0.060176 |  | 0.0021938 |  | 0.0013704 |  | 0.00017002 |  | 0.15996 |  | 0 |  | 0.0011634 |  | 0.10723
| 9.1013e-06 |  | 0.0006166 |  | 0.00026516 |  | 9.1752e-05 |  | 6.8571e-05 |  | 6.8974e-05 |  | 0.0001233 |  | 0.00013149 |  | 0.00039133 |  | 0.0009101 |  | 0.0047968 |  | 0.061928 |  | 0.00218 |  | 0.001432 |  | 0.00020771 |  | 0.16003 |  | 0 |  | 0.0011659 |  | 0.10747
| 8.0711e-06 |  | 0.00060813 |  | 0.00025194 |  | 5.5685e-05 |  | 6.0903e-05 |  | 7.8216e-05 |  | 0.00011464 |  | 0.00013083 |  | 0.00031155 |  | 0.00091025 |  | 0.0047534 |  | 0.063912 |  | 0.0022011 |  | 0.0014685 |  | 0.00017645 |  | 0.16005 |  | 0 |  | 0.0011734 |  | 0.10748
| 8.0711e-06 |  | 0.00052011 |  | 0.00024167 |  | 5.5685e-05 |  | 8.5142e-05 |  | 8.6441e-05 |  | 0.00010898 |  | 0.00011176 |  | 0.00031203 |  | 0.00090536 |  | 0.0046769 |  | 0.065718 |  | 0.0022775 |  | 0.0015108 |  | 0.00017188 |  | 0.15999 |  | 0 |  | 0.0011899 |  | 0.10675
| 5.5472e-05 |  | 0.00053436 |  | 0.00027162 |  | 9.0613e-05 |  | 7.3028e-05 |  | 7.8078e-05 |  | 0.00011753 |  | 0.00010538 |  | 0.00037234 |  | 0.00090556 |  | 0.0046195 |  | 0.067432 |  | 0.0024301 |  | 0.0015751 |  | 0.00019986 |  | 0.15935 |  | 0 |  | 0.0012033 |  | 0.10621
| 5.5472e-05 |  | 0.00077439 |  | 0.00026723 |  | 9.0613e-05 |  | 6.1782e-05 |  | 9.6354e-05 |  | 0.00012535 |  | 0.00010432 |  | 0.00038369 |  | 0.00088154 |  | 0.004557 |  | 0.069142 |  | 0.0025649 |  | 0.0016116 |  | 0.00019416 |  | 0.15878 |  | 0 |  | 0.0012315 |  | 0.10582
| 4.4141e-05 |  | 0.0007243 |  | 0.00025385 |  | 1.094e-05 |  | 3.3156e-05 |  | 9.6181e-05 |  | 0.00011617 |  | 0.00010832 |  | 0.00023108 |  | 0.00086634 |  | 0.0044712 |  | 0.070784 |  | 0.0026752 |  | 0.0016527 |  | 0.00018185 |  | 0.15739 |  | 0 |  | 0.0012671 |  | 0.10569
| 4.4141e-05 |  | 0.00061153 |  | 0.00025755 |  | 1.094e-05 |  | 1.3983e-05 |  | 6.1964e-05 |  | 0.00010066 |  | 9.6368e-05 |  | 0.00027499 |  | 0.00083542 |  | 0.004373 |  | 0.072403 |  | 0.0026378 |  | 0.0016744 |  | 0.00021045 |  | 0.15546 |  | 0 |  | 0.001296 |  | 0.10528
| 0 |  | 0.00058657 |  | 0.00024969 |  | 4.6743e-05 |  | 4.0859e-05 |  | 5.4798e-05 |  | 0.00010674 |  | 9.2373e-05 |  | 0.00025716 |  | 0.00080798 |  | 0.0042887 |  | 0.074127 |  | 0.0025898 |  | 0.0017217 |  | 0.00019355 |  | 0.1542 |  | 0 |  | 0.0013135 |  | 0.10484
| 0 |  | 0.0007131 |  | 0.00020452 |  | 4.6747e-05 |  | 4.8798e-05 |  | 6.6772e-05 |  | 0.00012384 |  | 0.00011013 |  | 0.00031456 |  | 0.00081847 |  | 0.0042208 |  | 0.075849 |  | 0.0027033 |  | 0.0017981 |  | 0.00020271 |  | 0.15338 |  | 0 |  | 0.0013325 |  | 0.10505
| 6.8832e-05 |  | 0.00070687 |  | 0.00021156 |  | 0.00011759 |  | -9.7076e-06 |  | 8.1567e-05 |  | 0.00013841 |  | 0.00011014 |  | 0.00041532 |  | 0.00080039 |  | 0.0041567 |  | 0.077719 |  | 0.0028522 |  | 0.0018661 |  | 0.00026631 |  | 0.15328 |  | 0 |  | 0.0013665 |  | 0.1047
| 6.8838e-05 |  | 0.00045742 |  | 0.00025772 |  | 0.0001176 |  | -4.9646e-06 |  | 7.2836e-05 |  | 0.00012554 |  | 8.7843e-05 |  | 0.00034089 |  | 0.00078605 |  | 0.0040772 |  | 0.079925 |  | 0.0029509 |  | 0.0019111 |  | 0.00025717 |  | 0.15316 |  | 0 |  | 0.0013889 |  | 0.10401
| 6.2528e-05 |  | 0.0005481 |  | 0.00023332 |  | 5.3715e-05 |  | 3.2561e-05 |  | 6.8633e-05 |  | 0.00012164 |  | 8.7848e-05 |  | 0.0003824 |  | 0.00075531 |  | 0.0040228 |  | 0.08224 |  | 0.0030496 |  | 0.0019597 |  | 0.00022411 |  | 0.15229 |  | 0 |  | 0.0013972 |  | 0.10403
| 6.2533e-05 |  | 0.0006505 |  | 0.00025125 |  | 5.3719e-05 |  | 3.6524e-05 |  | 7.7047e-05 |  | 0.00012334 |  | 8.8691e-05 |  | 0.00030289 |  | 0.00073496 |  | 0.0039849 |  | 0.084541 |  | 0.0031027 |  | 0.0020276 |  | 0.00022755 |  | 0.15046 |  | 0 |  | 0.0014014 |  | 0.10431
| 4.982e-06 |  | 0.00065128 |  | 0.00028904 |  | 5.5709e-05 |  | 3.783e-05 |  | 6.2027e-05 |  | 0.00012261 |  | 8.8695e-05 |  | 0.00014425 |  | 0.00080872 |  | 0.0039572 |  | 0.086903 |  | 0.0032647 |  | 0.0021058 |  | 0.00027175 |  | 0.14833 |  | 0 |  | 0.0014138 |  | 0.10414
| 4.982e-06 |  | 0.00053949 |  | 0.00023789 |  | 5.5709e-05 |  | 2.1487e-05 |  | 6.7972e-05 |  | 0.0001137 |  | 0.00011563 |  | 0.0003582 |  | 0.00076909 |  | 0.0038772 |  | 0.089264 |  | 0.0034537 |  | 0.0021897 |  | 0.00026833 |  | 0.14712 |  | 0 |  | 0.0014222 |  | 0.10347
| 3.1786e-05 |  | 0.00052769 |  | 0.00024039 |  | 9.18e-05 |  | 8.609e-05 |  | 8.3122e-05 |  | 0.00011355 |  | 0.00011563 |  | 0.00047077 |  | 0.00072704 |  | 0.0038227 |  | 0.091562 |  | 0.0035799 |  | 0.002252 |  | 0.0002661 |  | 0.14645 |  | 0 |  | 0.0014081 |  | 0.10346
| 3.1786e-05 |  | 0.0006696 |  | 0.00025724 |  | 9.18e-05 |  | 7.4612e-05 |  | 8.2631e-05 |  | 0.00011536 |  | 0.00010915 |  | 0.00020393 |  | 0.00072934 |  | 0.0037527 |  | 0.093758 |  | 0.0035583 |  | 0.0022725 |  | 0.00028784 |  | 0.14439 |  | 0 |  | 0.0014056 |  | 0.10352
| 6.6555e-05 |  | 0.00067793 |  | 0.00020142 |  | 3.88e-05 |  | 9.5651e-06 |  | 7.279e-05 |  | 0.00010082 |  | 0.00010916 |  | 0.00021521 |  | 0.00072381 |  | 0.0036633 |  | 0.095888 |  | 0.0036652 |  | 0.0023349 |  | 0.00024717 |  | 0.14262 |  | 0 |  | 0.0014363 |  | 0.10304
| 8.4116e-05 |  | 0.00057816 |  | 0.0002031 |  | 3.8804e-05 |  | 2.3857e-06 |  | 6.2585e-05 |  | 0.00010612 |  | 9.8664e-05 |  | 0.00030858 |  | 0.00070891 |  | 0.0035937 |  | 0.098033 |  | 0.0037902 |  | 0.0024301 |  | 0.00023918 |  | 0.14211 |  | 0 |  | 0.0014894 |  | 0.10304
| 3.9037e-05 |  | 0.00050898 |  | 0.00026822 |  | 3.2837e-05 |  | 1.9428e-05 |  | 5.2822e-05 |  | 0.00011837 |  | 0.00011578 |  | 0.00023987 |  | 0.00068159 |  | 0.0035767 |  | 0.1005 |  | 0.0037924 |  | 0.0025152 |  | 0.00029398 |  | 0.14132 |  | 0 |  | 0.0015299 |  | 0.10295
| 2.1481e-05 |  | 0.0006013 |  | 0.00029244 |  | 3.2837e-05 |  | 2.6556e-05 |  | 4.9986e-05 |  | 0.00012155 |  | 0.00011955 |  | 0.00014161 |  | 0.00071479 |  | 0.0035788 |  | 0.10311 |  | 0.0037943 |  | 0.0025964 |  | 0.00032947 |  | 0.1407 |  | 0 |  | 0.001554 |  | 0.10293
| 1.6325e-05 |  | 0.00066251 |  | 0.00025363 |  | 7.0584e-05 |  | -2.1752e-06 |  | 7.5015e-05 |  | 0.00011411 |  | 0.00010245 |  | 0.00028155 |  | 0.00070911 |  | 0.0034692 |  | 0.10597 |  | 0.0040501 |  | 0.0026694 |  | 0.00026874 |  | 0.13925 |  | 0 |  | 0.0015806 |  | 0.10272
| 1.6327e-05 |  | 0.00067688 |  | 0.00023201 |  | 7.059e-05 |  | -5.1943e-06 |  | 8.7884e-05 |  | 0.00011966 |  | 9.1101e-05 |  | 0.00026583 |  | 0.00069459 |  | 0.0033794 |  | 0.10909 |  | 0.0042628 |  | 0.0027564 |  | 0.00025045 |  | 0.13745 |  | 0 |  | 0.0016112 |  | 0.1022
| 3.4888e-05 |  | 0.0006568 |  | 0.00024459 |  | 0.00013028 |  | 5.0345e-05 |  | 9.2365e-05 |  | 0.00012526 |  | 9.1106e-05 |  | 0.00019428 |  | 0.00069478 |  | 0.0033532 |  | 0.11198 |  | 0.0042337 |  | 0.0028472 |  | 0.00031465 |  | 0.13647 |  | 0 |  | 0.0016319 |  | 0.10214
| 3.4888e-05 |  | 0.00063365 |  | 0.00025752 |  | 0.00013028 |  | 5.5669e-05 |  | 8.2673e-05 |  | 0.00011345 |  | 9.3392e-05 |  | 0.00034126 |  | 0.00068832 |  | 0.0033182 |  | 0.11496 |  | 0.0042358 |  | 0.0029262 |  | 0.00030779 |  | 0.1352 |  | 0 |  | 0.001651 |  | 0.102
| 3.7985e-05 |  | 0.00072956 |  | 0.00025439 |  | 3.2843e-05 |  | 5.7869e-05 |  | 5.3078e-05 |  | 0.0001138 |  | 9.3397e-05 |  | 0.00036802 |  | 0.00066164 |  | 0.0032903 |  | 0.11805 |  | 0.0044187 |  | 0.0030167 |  | 0.00032727 |  | 0.1338 |  | 0 |  | 0.00168 |  | 0.10192
| 3.7988e-05 |  | 0.00070952 |  | 0.00021935 |  | 3.2846e-05 |  | 8.2202e-05 |  | 5.1447e-05 |  | 0.00010027 |  | 0.00010151 |  | 0.0002815 |  | 0.00064175 |  | 0.0032043 |  | 0.12115 |  | 0.0046541 |  | 0.0030896 |  | 0.00037075 |  | 0.13319 |  | 0 |  | 0.0017099 |  | 0.10186
| 8.036e-05 |  | 0.00063986 |  | 0.00022 |  | 9.0692e-05 |  | 4.3098e-05 |  | 6.8643e-05 |  | 9.5219e-05 |  | 0.00012677 |  | 0.00031327 |  | 0.00066024 |  | 0.0031577 |  | 0.12439 |  | 0.0047372 |  | 0.0031658 |  | 0.00034133 |  | 0.13201 |  | 0 |  | 0.0017315 |  | 0.10169
| 8.036e-05 |  | 0.00060226 |  | 0.00022045 |  | 9.0692e-05 |  | 2.9643e-05 |  | 7.3979e-05 |  | 9.6301e-05 |  | 0.00015448 |  | 0.00031921 |  | 0.00063332 |  | 0.0031422 |  | 0.12773 |  | 0.0050313 |  | 0.0032688 |  | 0.0003322 |  | 0.13017 |  | 0 |  | 0.0017563 |  | 0.1016
| 9.1108e-06 |  | 0.00060483 |  | 0.00019668 |  | 7.1756e-05 |  | 3.9683e-05 |  | 5.7252e-05 |  | 9.9383e-05 |  | 0.00012923 |  | 0.00024729 |  | 0.0006329 |  | 0.0031024 |  | 0.13122 |  | 0.0050517 |  | 0.003407 |  | 0.00037425 |  | 0.12952 |  | 0 |  | 0.0017887 |  | 0.10117
| 9.1108e-06 |  | 0.00067044 |  | 0.00023674 |  | 7.1756e-05 |  | 2.8738e-05 |  | 4.5955e-05 |  | 0.00011259 |  | 0.00011222 |  | 0.00016781 |  | 0.00070163 |  | 0.003091 |  | 0.1345 |  | 0.0050002 |  | 0.0035624 |  | 0.00040288 |  | 0.12851 |  | 0 |  | 0.0018226 |  | 0.101
| 7.5201e-05 |  | 0.00073501 |  | 0.00022635 |  | 2.9862e-05 |  | 3.4385e-06 |  | 6.3384e-05 |  | 9.8659e-05 |  | 0.00011223 |  | 0.00016346 |  | 0.00066058 |  | 0.0030205 |  | 0.1378 |  | 0.005252 |  | 0.0036343 |  | 0.00039719 |  | 0.12691 |  | 0 |  | 0.0018418 |  | 0.10084
| 7.5207e-05 |  | 0.00069941 |  | 0.00020096 |  | 2.9865e-05 |  | -4.2428e-06 |  | 6.0627e-05 |  | 9.0523e-05 |  | 6.786e-05 |  | 0.00022542 |  | 0.00055614 |  | 0.002935 |  | 0.14156 |  | 0.0055523 |  | 0.0037099 |  | 0.00041209 |  | 0.12567 |  | 0 |  | 0.0018584 |  | 0.10082
| 0 |  | 0.00060604 |  | 0.00022366 |  | 4.8779e-05 |  | 5.9613e-06 |  | 5.9435e-05 |  | 0.00010067 |  | 6.7863e-05 |  | 0.00023888 |  | 0.00054533 |  | 0.0029091 |  | 0.14517 |  | 0.0057689 |  | 0.0038287 |  | 0.0004476 |  | 0.12376 |  | 0 |  | 0.0018849 |  | 0.10095
| 0 |  | 0.00057244 |  | 0.00021076 |  | 4.8784e-05 |  | 3.4713e-05 |  | 7.2745e-05 |  | 9.6202e-05 |  | 0.00010661 |  | 0.00029613 |  | 0.00056168 |  | 0.0028836 |  | 0.14838 |  | 0.0059963 |  | 0.0039679 |  | 0.00044189 |  | 0.12233 |  | 0 |  | 0.001914 |  | 0.10079
| 3.9545e-06 |  | 0.00058148 |  | 0.00020719 |  | 1.792e-05 |  | 7.3283e-05 |  | 6.3422e-05 |  | 9.1422e-05 |  | 0.0001136 |  | 0.00025972 |  | 0.00055195 |  | 0.0028282 |  | 0.15161 |  | 0.0063827 |  | 0.0040939 |  | 0.00042588 |  | 0.12132 |  | 0 |  | 0.0019396 |  | 0.10043
| 3.3922e-05 |  | 0.00064157 |  | 0.00021328 |  | 1.7922e-05 |  | 3.0241e-05 |  | 5.5267e-05 |  | 0.00010105 |  | 7.6438e-05 |  | 0.00025572 |  | 0.0005592 |  | 0.002771 |  | 0.15502 |  | 0.0063786 |  | 0.004207 |  | 0.00043392 |  | 0.1195 |  | 0 |  | 0.0019505 |  | 0.09978
| 2.9967e-05 |  | 0.00057413 |  | 0.00022229 |  | 0.00010336 |  | 2.8016e-05 |  | 5.6244e-05 |  | 0.00011065 |  | 8.1299e-05 |  | 0.00028189 |  | 0.0005726 |  | 0.002747 |  | 0.15829 |  | 0.0062619 |  | 0.004327 |  | 0.00044426 |  | 0.11797 |  | 0 |  | 0.0019638 |  | 0.09986
| 0 |  | 0.00061299 |  | 0.0002205 |  | 0.00010336 |  | 7.3695e-05 |  | 6.7297e-05 |  | 0.00010494 |  | 7.275e-05 |  | 0.00032485 |  | 0.00058943 |  | 0.0027096 |  | 0.16175 |  | 0.0062763 |  | 0.0044434 |  | 0.00048663 |  | 0.11716 |  | 0 |  | 0.0019937 |  | 0.099696
| 4.0068e-05 |  | 0.00061664 |  | 0.00020514 |  | 4.3813e-05 |  | 5.864e-05 |  | 8.2033e-05 |  | 9.8577e-05 |  | 6.0913e-05 |  | 0.00031109 |  | 0.00055766 |  | 0.0026451 |  | 0.1655 |  | 0.0064722 |  | 0.0045511 |  | 0.00046491 |  | 0.11562 |  | 0 |  | 0.0020234 |  | 0.099222
| 4.0068e-05 |  | 0.00051593 |  | 0.00020935 |  | 4.3813e-05 |  | 5.0287e-05 |  | 6.9078e-05 |  | 7.9132e-05 |  | 5.8786e-05 |  | 0.00020181 |  | 0.00050534 |  | 0.0025886 |  | 0.16952 |  | 0.0068574 |  | 0.0046632 |  | 0.00045691 |  | 0.11388 |  | 0 |  | 0.0020518 |  | 0.099153
| 2.3561e-05 |  | 0.00064378 |  | 0.00023944 |  | 2.7884e-05 |  | 2.7839e-05 |  | 5.0176e-05 |  | 7.8856e-05 |  | 5.8789e-05 |  | 0.0001447 |  | 0.00055305 |  | 0.0025887 |  | 0.17378 |  | 0.0071265 |  | 0.0048427 |  | 0.00051763 |  | 0.11241 |  | 0 |  | 0.0020765 |  | 0.099221
| 2.3561e-05 |  | 0.00066866 |  | 0.00024813 |  | 2.7884e-05 |  | 6.0479e-05 |  | 6.4072e-05 |  | 0.00010489 |  | 0.00010825 |  | 0.00016796 |  | 0.00057173 |  | 0.0025863 |  | 0.1779 |  | 0.0070316 |  | 0.005052 |  | 0.00054287 |  | 0.11049 |  | 0 |  | 0.0021108 |  | 0.099027
| 0.00011315 |  | 0.00056374 |  | 0.00022604 |  | 3.685e-05 |  | 8.8044e-05 |  | 6.0575e-05 |  | 0.00011714 |  | 0.00010826 |  | 0.00024527 |  | 0.00054055 |  | 0.0025274 |  | 0.18156 |  | 0.0070386 |  | 0.0052224 |  | 0.00054173 |  | 0.10933 |  | 0 |  | 0.0021421 |  | 0.09904
| 0.00011315 |  | 0.00049473 |  | 0.00020579 |  | 3.685e-05 |  | 4.4609e-05 |  | 5.173e-05 |  | 0.00010982 |  | 0.000102 |  | 0.00028872 |  | 0.00054977 |  | 0.0024851 |  | 0.18493 |  | 0.0073701 |  | 0.0053596 |  | 0.00056468 |  | 0.10789 |  | 0 |  | 0.0021596 |  | 0.099147
| 0 |  | 0.00058798 |  | 0.00021292 |  | 0.00010568 |  | 3.2954e-05 |  | 6.3748e-05 |  | 0.00010317 |  | 0.000102 |  | 0.00038151 |  | 0.0005226 |  | 0.0024584 |  | 0.188 |  | 0.0076626 |  | 0.0055026 |  | 0.00065405 |  | 0.10585 |  | 0 |  | 0.0021721 |  | 0.098778
| 0 |  | 0.00068853 |  | 0.00019235 |  | 0.00010569 |  | 2.1051e-05 |  | 5.8341e-05 |  | 8.7692e-05 |  | 9.8463e-05 |  | 0.0004939 |  | 0.00046602 |  | 0.0024127 |  | 0.19076 |  | 0.0078492 |  | 0.0056481 |  | 0.00063919 |  | 0.10457 |  | 0 |  | 0.0021913 |  | 0.098344
| 6.0212e-06 |  | 0.00061982 |  | 0.00017689 |  | 3.7852e-05 |  | 1.0942e-05 |  | 6.3851e-05 |  | 9.2183e-05 |  | 9.8468e-05 |  | 0.00042774 |  | 0.0004874 |  | 0.0023672 |  | 0.19375 |  | 0.0081289 |  | 0.0057785 |  | 0.00059569 |  | 0.10302 |  | 0 |  | 0.0022144 |  | 0.097906
| 6.0206e-06 |  | 0.00066755 |  | 0.00020737 |  | 3.7849e-05 |  | 2.563e-05 |  | 6.3856e-05 |  | 9.7475e-05 |  | 7.6221e-05 |  | 0.00028828 |  | 0.00048661 |  | 0.0023215 |  | 0.19705 |  | 0.0083314 |  | 0.0059237 |  | 0.00061977 |  | 0.10152 |  | 0 |  | 0.002232 |  | 0.097984
| 8.043e-05 |  | 0.00071826 |  | 0.00022089 |  | 5.479e-05 |  | 5.4058e-05 |  | 5.2638e-05 |  | 9.155e-05 |  | 7.6225e-05 |  | 0.00023049 |  | 0.00049742 |  | 0.0022927 |  | 0.20068 |  | 0.0084176 |  | 0.0061079 |  | 0.0006324 |  | 0.10021 |  | 0 |  | 0.0022394 |  | 0.09789
| 8.0423e-05 |  | 0.00064732 |  | 0.00019824 |  | 5.4786e-05 |  | 3.4701e-05 |  | 6.2354e-05 |  | 0.00010432 |  | 0.00011676 |  | 0.00026744 |  | 0.00053853 |  | 0.0022738 |  | 0.20405 |  | 0.0084937 |  | 0.0062868 |  | 0.00063933 |  | 0.098311 |  | 0.00014672 |  | 0.0022543 |  | 0.097581
| 7.2962e-05 |  | 0.00070544 |  | 0.00019937 |  | 4.5825e-05 |  | 2.0627e-05 |  | 5.5072e-05 |  | 9.4807e-05 |  | 0.00011676 |  | 0.00031168 |  | 0.00049742 |  | 0.0022231 |  | 0.20744 |  | 0.0087836 |  | 0.0064725 |  | 0.00064047 |  | 0.09715 |  | 0.00014673 |  | 0.0022744 |  | 0.09752
| 7.2968e-05 |  | 0.00073512 |  | 0.00021652 |  | 4.5829e-05 |  | 2.4964e-05 |  | 6.0627e-05 |  | 7.9184e-05 |  | 9.9843e-05 |  | 0.0003605 |  | 0.00045609 |  | 0.0021976 |  | 0.21101 |  | 0.0089595 |  | 0.006693 |  | 0.00067491 |  | 0.096112 |  | 0.00038548 |  | 0.0022976 |  | 0.097315
| 9.3652e-05 |  | 0.00067215 |  | 0.00021317 |  | 6.7797e-05 |  | 3.2392e-05 |  | 7.2019e-05 |  | 8.6842e-05 |  | 0.00010127 |  | 0.00028216 |  | 0.0004844 |  | 0.0021837 |  | 0.21422 |  | 0.0090706 |  | 0.0068806 |  | 0.00069671 |  | 0.094614 |  | 0.00043276 |  | 0.0023159 |  | 0.096902
| 9.3652e-05 |  | 0.00060193 |  | 0.0002171 |  | 6.7797e-05 |  | 5.0842e-05 |  | 4.2028e-05 |  | 9.2044e-05 |  | 9.3156e-05 |  | 0.00025247 |  | 0.00047063 |  | 0.0021418 |  | 0.21692 |  | 0.0095372 |  | 0.0070625 |  | 0.0006933 |  | 0.09289 |  | 0.00058365 |  | 0.0023408 |  | 0.096792
| 4.8351e-05 |  | 0.00051183 |  | 0.00020932 |  | 0.00013963 |  | 3.5861e-05 |  | 4.0161e-05 |  | 9.9664e-05 |  | 0.00010255 |  | 0.00040383 |  | 0.0004358 |  | 0.0020991 |  | 0.21906 |  | 0.0098342 |  | 0.0072555 |  | 0.00073347 |  | 0.090738 |  | 0.00095009 |  | 0.0023607 |  | 0.096591
| 4.8356e-05 |  | 0.00055979 |  | 0.00020864 |  | 0.00013964 |  | 2.0356e-05 |  | 5.2832e-05 |  | 0.00010882 |  | 9.9823e-05 |  | 0.00032804 |  | 0.00044791 |  | 0.0020711 |  | 0.22078 |  | 0.0099977 |  | 0.0074424 |  | 0.00076556 |  | 0.089024 |  | 0.0012171 |  | 0.0023766 |  | 0.0963
| 3.9576e-06 |  | 0.00064098 |  | 0.00019415 |  | 5.8609e-05 |  | 1.0526e-05 |  | 5.4891e-05 |  | 0.0001018 |  | 0.0001008 |  | 0.00030063 |  | 0.0004411 |  | 0.0020415 |  | 0.22238 |  | 0.010152 |  | 0.0076732 |  | 0.00075302 |  | 0.087287 |  | 0.001232 |  | 0.0023865 |  | 0.096313
| 3.9579e-06 |  | 0.00067244 |  | 0.00018896 |  | 5.8614e-05 |  | -1.8669e-05 |  | 6.6499e-05 |  | 0.0001075 |  | 8.381e-05 |  | 0.00046011 |  | 0.00040445 |  | 0.0020218 |  | 0.22378 |  | 0.010627 |  | 0.007917 |  | 0.00078741 |  | 0.085295 |  | 0.0010116 |  | 0.0023999 |  | 0.096118
| 3.9067e-05 |  | 0.00068089 |  | 0.00019405 |  | 0.00013161 |  | 7.8143e-06 |  | 5.731e-05 |  | 9.7273e-05 |  | 7.2017e-05 |  | 0.00040725 |  | 0.00039177 |  | 0.001996 |  | 0.22501 |  | 0.011011 |  | 0.008121 |  | 0.00084249 |  | 0.083827 |  | 0.0012305 |  | 0.0024082 |  | 0.096035
| 3.9067e-05 |  | 0.00070551 |  | 0.00018647 |  | 0.00013161 |  | 4.2257e-05 |  | 5.4505e-05 |  | 9.0489e-05 |  | 8.4796e-05 |  | 0.00024004 |  | 0.00043589 |  | 0.0019731 |  | 0.22597 |  | 0.011194 |  | 0.008338 |  | 0.00082075 |  | 0.082762 |  | 0.0015208 |  | 0.0024141 |  | 0.096326
| 9.196e-05 |  | 0.00072439 |  | 0.00019449 |  | 4.9831e-05 |  | 3.5294e-05 |  | 6.3466e-05 |  | 9.9785e-05 |  | 0.00010173 |  | 0.00023349 |  | 0.00044702 |  | 0.0019591 |  | 0.2265 |  | 0.011484 |  | 0.0085853 |  | 0.00082881 |  | 0.080977 |  | 0.0016319 |  | 0.0024215 |  | 0.095942
| 9.196e-05 |  | 0.00063875 |  | 0.00020278 |  | 4.9831e-05 |  | 4.6215e-05 |  | 5.19e-05 |  | 8.989e-05 |  | 0.0001043 |  | 0.00023949 |  | 0.00041767 |  | 0.0019115 |  | 0.22696 |  | 0.011606 |  | 0.0088245 |  | 0.00085411 |  | 0.079643 |  | 0.0016468 |  | 0.0024392 |  | 0.095535
| 2.5645e-05 |  | 0.00056123 |  | 0.00020887 |  | 8.1614e-05 |  | 8.538e-05 |  | 4.2272e-05 |  | 9.2085e-05 |  | 8.738e-05 |  | 0.00017292 |  | 0.0004498 |  | 0.0018959 |  | 0.22696 |  | 0.011965 |  | 0.0090676 |  | 0.00088277 |  | 0.07895 |  | 0.0019471 |  | 0.0024514 |  | 0.095534
| 2.5647e-05 |  | 0.000676 |  | 0.00020439 |  | 8.1622e-05 |  | 0.0001027 |  | 3.1327e-05 |  | 8.5603e-05 |  | 0.00010686 |  | 0.00012985 |  | 0.00043846 |  | 0.001869 |  | 0.22663 |  | 0.012228 |  | 0.0093396 |  | 0.0009482 |  | 0.077521 |  | 0.0020897 |  | 0.0024615 |  | 0.095354
| 4.9401e-05 |  | 0.00060624 |  | 0.00020384 |  | 3.4885e-05 |  | 9.3345e-05 |  | 4.3585e-05 |  | 7.5976e-05 |  | 0.00011228 |  | 7.4745e-05 |  | 0.0004007 |  | 0.0018562 |  | 0.22579 |  | 0.012471 |  | 0.0096329 |  | 0.001001 |  | 0.075916 |  | 0.0021296 |  | 0.0024642 |  | 0.095093
| 4.9405e-05 |  | 0.00049925 |  | 0.00020194 |  | 3.4888e-05 |  | 4.5595e-05 |  | 5.1759e-05 |  | 7.1433e-05 |  | 0.00011466 |  | 0.00019997 |  | 0.00038485 |  | 0.0018337 |  | 0.22416 |  | 0.013004 |  | 0.0099044 |  | 0.0010102 |  | 0.074137 |  | 0.0024017 |  | 0.0024691 |  | 0.094906
| 7.9329e-05 |  | 0.00058038 |  | 0.00018048 |  | 5.8635e-05 |  | 4.5809e-05 |  | 4.5731e-05 |  | 7.6614e-05 |  | 0.00010924 |  | 0.00040242 |  | 0.00033111 |  | 0.0017624 |  | 0.22186 |  | 0.013174 |  | 0.010136 |  | 0.00098391 |  | 0.072325 |  | 0.0022956 |  | 0.00247 |  | 0.09527
| 7.9329e-05 |  | 0.00056821 |  | 0.00017884 |  | 5.8635e-05 |  | 6.3727e-05 |  | 5.278e-05 |  | 7.9507e-05 |  | 9.6164e-05 |  | 0.00043538 |  | 0.00034331 |  | 0.001708 |  | 0.2191 |  | 0.013296 |  | 0.01036 |  | 0.0010321 |  | 0.070629 |  | 0.0024864 |  | 0.0024708 |  | 0.095196
| 7.3012e-05 |  | 0.00057874 |  | 0.00019591 |  | 8.3935e-05 |  | 3.7638e-05 |  | 6.0731e-05 |  | 7.8539e-05 |  | 0.00011231 |  | 0.00033838 |  | 0.00035879 |  | 0.0017055 |  | 0.21621 |  | 0.013533 |  | 0.010628 |  | 0.0010814 |  | 0.069964 |  | 0.0028795 |  | 0.0024685 |  | 0.094664
| 7.3019e-05 |  | 0.00064061 |  | 0.00019037 |  | 8.3943e-05 |  | 4.0352e-05 |  | 6.3664e-05 |  | 8.2464e-05 |  | 8.8717e-05 |  | 0.00025326 |  | 0.00034485 |  | 0.0017004 |  | 0.21305 |  | 0.01383 |  | 0.01092 |  | 0.001078 |  | 0.069365 |  | 0.0030754 |  | 0.0024719 |  | 0.094421
| 1.1192e-05 |  | 0.00062214 |  | 0.0001635 |  | 7.0719e-05 |  | 7.1961e-05 |  | 6.0688e-05 |  | 7.2974e-05 |  | 7.2583e-05 |  | 0.00034081 |  | 0.00039634 |  | 0.0016653 |  | 0.21002 |  | 0.013923 |  | 0.01125 |  | 0.0010816 |  | 0.067872 |  | 0.0031384 |  | 0.0024752 |  | 0.09434
| 1.1192e-05 |  | 0.00061347 |  | 0.00018136 |  | 7.0719e-05 |  | 9.3508e-05 |  | 4.0574e-05 |  | 8.2654e-05 |  | 6.3253e-05 |  | 0.00035711 |  | 0.00042964 |  | 0.0016707 |  | 0.20673 |  | 0.014444 |  | 0.011576 |  | 0.0011057 |  | 0.06642 |  | 0.0032448 |  | 0.0024835 |  | 0.094092
| 0 |  | 0.00058386 |  | 0.00020517 |  | 0.0001495 |  | 9.6144e-05 |  | 5.8923e-05 |  | 9.3985e-05 |  | 6.3256e-05 |  | 0.00030002 |  | 0.00040466 |  | 0.0016757 |  | 0.20304 |  | 0.015155 |  | 0.011904 |  | 0.0011769 |  | 0.064951 |  | 0.0036761 |  | 0.0024804 |  | 0.09402
| 0 |  | 0.00051386 |  | 0.00019581 |  | 0.0001495 |  | 7.9858e-05 |  | 8.3435e-05 |  | 8.2896e-05 |  | 9.0022e-05 |  | 0.0002879 |  | 0.00038873 |  | 0.0016461 |  | 0.19923 |  | 0.015343 |  | 0.012228 |  | 0.0011976 |  | 0.063756 |  | 0.003774 |  | 0.0024771 |  | 0.093599
| 1.5326e-05 |  | 0.00057081 |  | 0.0001973 |  | 3.0912e-05 |  | 4.9724e-05 |  | 5.6411e-05 |  | 8.556e-05 |  | 0.00010392 |  | 0.0002893 |  | 0.00038631 |  | 0.0016292 |  | 0.19501 |  | 0.015674 |  | 0.012535 |  | 0.0012217 |  | 0.062734 |  | 0.0039468 |  | 0.0024754 |  | 0.093619
| 1.5326e-05 |  | 0.00065758 |  | 0.00019561 |  | 3.0912e-05 |  | 2.0906e-05 |  | 4.4821e-05 |  | 8.9072e-05 |  | 8.4603e-05 |  | 0.0002814 |  | 0.00037532 |  | 0.0015868 |  | 0.19068 |  | 0.016252 |  | 0.012843 |  | 0.00127 |  | 0.061365 |  | 0.0039055 |  | 0.002478 |  | 0.093798
| 0 |  | 0.00064891 |  | 0.00018621 |  | 5.1851e-05 |  | 2.8272e-05 |  | 3.8669e-05 |  | 8.5266e-05 |  | 7.0713e-05 |  | 0.00014365 |  | 0.00041764 |  | 0.0015455 |  | 0.18626 |  | 0.016408 |  | 0.013199 |  | 0.0012827 |  | 0.059858 |  | 0.0040183 |  | 0.0024755 |  | 0.093221
| 0 |  | 0.0006761 |  | 0.00017035 |  | 5.1856e-05 |  | 3.7577e-05 |  | 4.4728e-05 |  | 7.9929e-05 |  | 9.4039e-05 |  | 0.00018221 |  | 0.00037436 |  | 0.0015242 |  | 0.18123 |  | 0.016617 |  | 0.013558 |  | 0.0013033 |  | 0.058734 |  | 0.0043203 |  | 0.0024724 |  | 0.093426
| 7.707e-05 |  | 0.00072723 |  | 0.0001668 |  | 0.00010065 |  | 7.3028e-06 |  | 5.1027e-05 |  | 8.195e-05 |  | 9.4043e-05 |  | 0.00018278 |  | 0.00033129 |  | 0.0014854 |  | 0.17604 |  | 0.017091 |  | 0.01385 |  | 0.0013333 |  | 0.057411 |  | 0.0042705 |  | 0.0024691 |  | 0.093344
| 7.707e-05 |  | 0.0006372 |  | 0.00016171 |  | 0.00010065 |  | 1.4516e-05 |  | 4.2701e-05 |  | 7.0408e-05 |  | 9.9806e-05 |  | 5.2633e-05 |  | 0.00033446 |  | 0.0014582 |  | 0.17144 |  | 0.017708 |  | 0.01418 |  | 0.001331 |  | 0.056147 |  | 0.0040354 |  | 0.0024691 |  | 0.093119
| 4.2198e-05 |  | 0.00052167 |  | 0.00016795 |  | 0.0001018 |  | 3.2125e-05 |  | 4.2269e-05 |  | 6.6852e-05 |  | 0.00010562 |  | 0.00013758 |  | 0.00032058 |  | 0.0014572 |  | 0.16681 |  | 0.018283 |  | 0.014614 |  | 0.0013644 |  | 0.055065 |  | 0.0041745 |  | 0.0024634 |  | 0.092965
| 4.2201e-05 |  | 0.00051933 |  | 0.0001792 |  | 0.00010181 |  | 5.2802e-05 |  | 4.7624e-05 |  | 8.3093e-05 |  | 8.0537e-05 |  | 0.00015937 |  | 0.0003289 |  | 0.0014558 |  | 0.1615 |  | 0.018751 |  | 0.014959 |  | 0.0014069 |  | 0.054349 |  | 0.0045747 |  | 0.0024576 |  | 0.092843
| 2.9283e-06 |  | 0.00053701 |  | 0.00018928 |  | 0 |  | 5.4398e-05 |  | 5.0682e-05 |  | 8.5942e-05 |  | 8.3666e-05 |  | 0.00030514 |  | 0.0003371 |  | 0.0014375 |  | 0.15655 |  | 0.019025 |  | 0.0153 |  | 0.001446 |  | 0.053628 |  | 0.0042063 |  | 0.002447 |  | 0.093013
| 2.9286e-06 |  | 0.00056494 |  | 0.00019674 |  | 0 |  | -8.4559e-07 |  | 4.9461e-05 |  | 8.3215e-05 |  | 0.00010233 |  | 0.00032298 |  | 0.00038424 |  | 0.0014049 |  | 0.15182 |  | 0.019149 |  | 0.015658 |  | 0.0015058 |  | 0.051833 |  | 0.0043858 |  | 0.0024395 |  | 0.09239
| 5.9826e-05 |  | 0.00059667 |  | 0.00020309 |  | 9.6642e-05 |  | 1.5948e-05 |  | 4.3227e-05 |  | 8.6089e-05 |  | 9.4648e-05 |  | 0.00010796 |  | 0.00040039 |  | 0.0013973 |  | 0.1467 |  | 0.019633 |  | 0.016049 |  | 0.0015597 |  | 0.050709 |  | 0.0046795 |  | 0.0024345 |  | 0.092101
| 5.9831e-05 |  | 0.00064258 |  | 0.00020848 |  | 9.665e-05 |  | 4.6545e-05 |  | 4.4821e-05 |  | 8.2331e-05 |  | 6.6535e-05 |  | 0.00022995 |  | 0.00035998 |  | 0.0014014 |  | 0.14191 |  | 0.020236 |  | 0.016514 |  | 0.0015897 |  | 0.050056 |  | 0.0046516 |  | 0.0024355 |  | 0.092075
| 5.668e-05 |  | 0.00069667 |  | 0.00019879 |  | 4.4891e-05 |  | 2.9392e-05 |  | 4.3285e-05 |  | 8.756e-05 |  | 6.9454e-05 |  | 0.00034245 |  | 0.000342 |  | 0.0013816 |  | 0.1372 |  | 0.020628 |  | 0.016942 |  | 0.0015909 |  | 0.048806 |  | 0.0045105 |  | 0.0024363 |  | 0.091731
| 5.668e-05 |  | 0.00069746 |  | 0.00019446 |  | 4.4891e-05 |  | 1.4128e-06 |  | 3.1755e-05 |  | 9.0702e-05 |  | 8.0818e-05 |  | 0.0002743 |  | 0.0003441 |  | 0.0013426 |  | 0.13232 |  | 0.020966 |  | 0.017275 |  | 0.0016048 |  | 0.048315 |  | 0.004172 |  | 0.0024373 |  | 0.091685
| 4.9448e-05 |  | 0.00069703 |  | 0.00018924 |  | 9.4933e-05 |  | 1.7358e-06 |  | 3.7538e-05 |  | 7.0586e-05 |  | 8.2491e-05 |  | 0.00021794 |  | 0.00031392 |  | 0.0013134 |  | 0.12759 |  | 0.02152 |  | 0.017676 |  | 0.001645 |  | 0.047347 |  | 0.0040776 |  | 0.0024298 |  | 0.091919
| 4.9453e-05 |  | 0.00060778 |  | 0.00018347 |  | 9.8941e-05 |  | 2.0078e-05 |  | 4.4207e-05 |  | 7.602e-05 |  | 9.1385e-05 |  | 0.00018625 |  | 0.00030793 |  | 0.0012996 |  | 0.12305 |  | 0.02183 |  | 0.018157 |  | 0.0017254 |  | 0.04621 |  | 0.004048 |  | 0.0024199 |  | 0.091776
| 5.255e-05 |  | 0.0005314 |  | 0.00018055 |  | 7.7069e-05 |  | 3.0482e-05 |  | 4.7785e-05 |  | 8.7835e-05 |  | 8.8278e-05 |  | 0.00014247 |  | 0.00032164 |  | 0.001289 |  | 0.11855 |  | 0.022395 |  | 0.018521 |  | 0.0017577 |  | 0.045068 |  | 0.0043465 |  | 0.0024076 |  | 0.09071
| 5.2559e-05 |  | 0.00058324 |  | 0.00019985 |  | 7.3082e-05 |  | 4.1122e-05 |  | 3.5015e-05 |  | 8.7158e-05 |  | 8.1205e-05 |  | 0.00018215 |  | 0.00033865 |  | 0.0012923 |  | 0.11427 |  | 0.023127 |  | 0.01896 |  | 0.0018232 |  | 0.043779 |  | 0.0055603 |  | 0.0024001 |  | 0.090442
| 0 |  | 0.00060816 |  | 0.00019804 |  | 7.3651e-05 |  | 2.634e-05 |  | 4.1762e-05 |  | 8.1875e-05 |  | 7.8492e-05 |  | 0.0002212 |  | 0.00030433 |  | 0.0012685 |  | 0.11014 |  | 0.023771 |  | 0.019459 |  | 0.0019049 |  | 0.043189 |  | 0.0057841 |  | 0.0023945 |  | 0.090659
| 0 |  | 0.00052772 |  | 0.000181 |  | 7.3664e-05 |  | 4.3752e-05 |  | 3.7391e-05 |  | 7.5613e-05 |  | 9.9984e-05 |  | 0.00012016 |  | 0.00028603 |  | 0.0012263 |  | 0.10609 |  | 0.024234 |  | 0.01984 |  | 0.0019107 |  | 0.042501 |  | 0.0056715 |  | 0.0023936 |  | 0.090763
| 9.7251e-05 |  | 0.00045105 |  | 0.00018077 |  | 3.9913e-05 |  | 4.8758e-05 |  | 1.7585e-05 |  | 8.0335e-05 |  | 0.00011105 |  | 0.00022862 |  | 0.0003222 |  | 0.0012163 |  | 0.10225 |  | 0.024515 |  | 0.020216 |  | 0.0019153 |  | 0.041613 |  | 0.0059524 |  | 0.002392 |  | 0.090463
| 9.7259e-05 |  | 0.00043516 |  | 0.00018208 |  | 3.9917e-05 |  | 2.4592e-05 |  | 3.3853e-05 |  | 7.9161e-05 |  | 9.336e-05 |  | 0.00028974 |  | 0.0003287 |  | 0.0012086 |  | 0.098417 |  | 0.025308 |  | 0.02067 |  | 0.0020074 |  | 0.04066 |  | 0.0056071 |  | 0.0023913 |  | 0.090192
| 0 |  | 0.00048655 |  | 0.00017821 |  | 5.0899e-05 |  | 8.7997e-06 |  | 3.7373e-05 |  | 7.9096e-05 |  | 8.2302e-05 |  | 0.00023658 |  | 0.00029315 |  | 0.0011952 |  | 0.094635 |  | 0.025853 |  | 0.021209 |  | 0.0021154 |  | 0.039562 |  | 0.0056918 |  | 0.0023872 |  | 0.089867
| 0 |  | 0.00052811 |  | 0.00015983 |  | 5.0899e-05 |  | 1.3009e-05 |  | 5.4309e-05 |  | 7.3419e-05 |  | 7.2885e-05 |  | 0.00027191 |  | 0.00027753 |  | 0.0011697 |  | 0.091066 |  | 0.02637 |  | 0.0217 |  | 0.0020925 |  | 0.038369 |  | 0.0066732 |  | 0.002384 |  | 0.089603
| 1.9478e-05 |  | 0.00055093 |  | 0.00016724 |  | 7.9849e-06 |  | 1.5588e-05 |  | 4.8503e-05 |  | 6.4584e-05 |  | 7.7661e-05 |  | 0.00027774 |  | 0.00028221 |  | 0.0011522 |  | 0.087632 |  | 0.027204 |  | 0.022128 |  | 0.0021052 |  | 0.037488 |  | 0.0077489 |  | 0.0023815 |  | 0.089036
| 1.9476e-05 |  | 0.00046193 |  | 0.00016363 |  | 7.9842e-06 |  | 3.8315e-05 |  | 3.6731e-05 |  | 6.598e-05 |  | 5.1286e-05 |  | 0.0002439 |  | 0.00027978 |  | 0.0011356 |  | 0.084188 |  | 0.027804 |  | 0.022595 |  | 0.0021904 |  | 0.036753 |  | 0.0083797 |  | 0.0023873 |  | 0.088756
| 3.6028e-05 |  | 0.00043907 |  | 0.00014732 |  | 0.00010592 |  | 4.9302e-05 |  | 4.7816e-05 |  | 6.9295e-05 |  | 4.6516e-05 |  | 0.00018966 |  | 0.00031032 |  | 0.0010964 |  | 0.080867 |  | 0.028202 |  | 0.023131 |  | 0.002241 |  | 0.036106 |  | 0.0089197 |  | 0.0023957 |  | 0.089046
| 3.6028e-05 |  | 0.00060003 |  | 0.00015839 |  | 0.00010592 |  | 3.4273e-05 |  | 4.2703e-05 |  | 6.5223e-05 |  | 7.3561e-05 |  | 0.00026289 |  | 0.00032193 |  | 0.0010936 |  | 0.077832 |  | 0.028939 |  | 0.023639 |  | 0.0023158 |  | 0.035425 |  | 0.0086513 |  | 0.0024015 |  | 0.088303
| 4.844e-05 |  | 0.00066979 |  | 0.00016115 |  | 4.4918e-05 |  | 6.6128e-05 |  | 2.8976e-05 |  | 6.3044e-05 |  | 7.3565e-05 |  | 0.00029614 |  | 0.00030581 |  | 0.0010895 |  | 0.0749 |  | 0.029876 |  | 0.024114 |  | 0.0024032 |  | 0.034827 |  | 0.0083935 |  | 0.0024049 |  | 0.088176
| 4.8444e-05 |  | 0.00056707 |  | 0.00019882 |  | 4.4922e-05 |  | 4.2128e-05 |  | 3.8198e-05 |  | 8.3037e-05 |  | 7.8723e-05 |  | 0.00032637 |  | 0.00033649 |  | 0.0011065 |  | 0.071892 |  | 0.030172 |  | 0.024649 |  | 0.0024332 |  | 0.034452 |  | 0.008524 |  | 0.0024116 |  | 0.088116
| 0 |  | 0.0005781 |  | 0.00020753 |  | 4.6919e-05 |  | 5.1407e-05 |  | 5.862e-05 |  | 8.3711e-05 |  | 9.9585e-05 |  | 0.00032082 |  | 0.00033377 |  | 0.0011194 |  | 0.068884 |  | 0.030648 |  | 0.025114 |  | 0.0024827 |  | 0.033469 |  | 0.0084156 |  | 0.0024274 |  | 0.08772
| 0 |  | 0.00066737 |  | 0.00016891 |  | 4.6923e-05 |  | 9.3023e-05 |  | 4.8878e-05 |  | 7.5892e-05 |  | 8.483e-05 |  | 0.00024739 |  | 0.00027911 |  | 0.0010763 |  | 0.066186 |  | 0.031456 |  | 0.0256 |  | 0.0025356 |  | 0.032258 |  | 0.0087249 |  | 0.0024425 |  | 0.087832
| 4.1207e-05 |  | 0.00054291 |  | 0.00018112 |  | 3.8936e-05 |  | 5.8217e-05 |  | 4.4512e-05 |  | 7.7142e-05 |  | 6.3973e-05 |  | 0.00024972 |  | 0.00028468 |  | 0.0010743 |  | 0.063555 |  | 0.032135 |  | 0.026066 |  | 0.0025898 |  | 0.031699 |  | 0.0088184 |  | 0.0024516 |  | 0.087515
| 4.1207e-05 |  | 0.00052875 |  | 0.00019263 |  | 3.8936e-05 |  | 4.4758e-05 |  | 4.421e-05 |  | 7.0996e-05 |  | 7.7604e-05 |  | 0.0002176 |  | 0.00029403 |  | 0.0010586 |  | 0.060832 |  | 0.032879 |  | 0.026528 |  | 0.0026887 |  | 0.031321 |  | 0.0087636 |  | 0.0024634 |  | 0.087098
| 0 |  | 0.00055692 |  | 0.00017877 |  | 6.3919e-05 |  | 5.725e-05 |  | 4.2905e-05 |  | 6.6617e-05 |  | 7.7608e-05 |  | 0.00017355 |  | 0.00029029 |  | 0.0010342 |  | 0.058397 |  | 0.033764 |  | 0.027134 |  | 0.0027383 |  | 0.030654 |  | 0.009275 |  | 0.0024765 |  | 0.086782
| 0 |  | 0.00056203 |  | 0.00016692 |  | 9.0934e-05 |  | 7.7431e-05 |  | 3.8944e-05 |  | 6.963e-05 |  | 7.1076e-05 |  | 0.00014461 |  | 0.00029925 |  | 0.001037 |  | 0.056142 |  | 0.034578 |  | 0.027821 |  | 0.0027993 |  | 0.030296 |  | 0.0097438 |  | 0.0024975 |  | 0.086621
| 5.0007e-06 |  | 0.00052904 |  | 0.0001592 |  | 2.7023e-05 |  | 3.8082e-05 |  | 4.1844e-05 |  | 5.3104e-05 |  | 7.813e-05 |  | 9.8623e-05 |  | 0.00027844 |  | 0.0010058 |  | 0.053886 |  | 0.035205 |  | 0.028409 |  | 0.0028523 |  | 0.029798 |  | 0.010064 |  | 0.0025148 |  | 0.086521
| 5.0007e-06 |  | 0.00049384 |  | 0.00016788 |  | 0 |  | 2.1974e-05 |  | 4.8862e-05 |  | 5.3433e-05 |  | 9.8993e-05 |  | 0.00015864 |  | 0.00026065 |  | 0.00098062 |  | 0.051676 |  | 0.036199 |  | 0.028982 |  | 0.0028858 |  | 0.028634 |  | 0.010267 |  | 0.0025374 |  | 0.086054
| 8.7537e-05 |  | 0.00061696 |  | 0.00017817 |  | 8.0626e-05 |  | -1.6331e-05 |  | 4.81e-05 |  | 7.6246e-05 |  | 0.00010069 |  | 0.00024781 |  | 0.00028118 |  | 0.00096517 |  | 0.049426 |  | 0.037583 |  | 0.029543 |  | 0.0029997 |  | 0.027779 |  | 0.010902 |  | 0.0025716 |  | 0.085629
| 8.7544e-05 |  | 0.00067336 |  | 0.00017053 |  | 8.0633e-05 |  | -7.2775e-05 |  | 4.4192e-05 |  | 6.8664e-05 |  | 6.4989e-05 |  | 0.00013711 |  | 0.00025893 |  | 0.00094763 |  | 0.04727 |  | 0.038293 |  | 0.030095 |  | 0.0031022 |  | 0.027214 |  | 0.01156 |  | 0.0025979 |  | 0.086003
| 3.1907e-05 |  | 0.00061393 |  | 0.00015707 |  | 6.5658e-05 |  | -2.6013e-05 |  | 4.0389e-05 |  | 6.3228e-05 |  | 5.6249e-05 |  | 0.00020661 |  | 0.00023451 |  | 0.00093381 |  | 0.045309 |  | 0.03877 |  | 0.030613 |  | 0.0031229 |  | 0.026696 |  | 0.011798 |  | 0.0026255 |  | 0.08565
| 3.1907e-05 |  | 0.00053938 |  | 0.00015618 |  | 6.5658e-05 |  | 3.5174e-05 |  | 3.7851e-05 |  | 7.1277e-05 |  | 4.5378e-05 |  | 0.00032371 |  | 0.00023541 |  | 0.00092537 |  | 0.043469 |  | 0.03979 |  | 0.031226 |  | 0.0032048 |  | 0.025912 |  | 0.011906 |  | 0.0026398 |  | 0.084982
| 1.8976e-06 |  | 0.00052912 |  | 0.00013327 |  | 5.8176e-05 |  | 2.0865e-05 |  | 4.4947e-05 |  | 6.5582e-05 |  | 6.4149e-05 |  | 0.00027077 |  | 0.00024808 |  | 0.00091994 |  | 0.041646 |  | 0.040843 |  | 0.031983 |  | 0.0032876 |  | 0.025315 |  | 0.012182 |  | 0.0026547 |  | 0.084847
| 1.8976e-06 |  | 0.00054066 |  | 0.0001451 |  | 5.8176e-05 |  | 4.2068e-05 |  | 5.4414e-05 |  | 6.5177e-05 |  | 0.00010676 |  | 0.00013754 |  | 0.00025163 |  | 0.00091287 |  | 0.040048 |  | 0.041801 |  | 0.032713 |  | 0.0033752 |  | 0.025213 |  | 0.012411 |  | 0.0026622 |  | 0.084662
| 2.8808e-05 |  | 0.00053387 |  | 0.00018255 |  | 1.1986e-05 |  | 5.9845e-05 |  | 5.5518e-05 |  | 6.9191e-05 |  | 8.7991e-05 |  | 7.7756e-05 |  | 0.00024273 |  | 0.00089361 |  | 0.038529 |  | 0.04272 |  | 0.033396 |  | 0.003434 |  | 0.024796 |  | 0.012464 |  | 0.0026748 |  | 0.08469
| 2.8808e-05 |  | 0.00053854 |  | 0.00015769 |  | 1.1986e-05 |  | -5.3175e-06 |  | 5.2691e-05 |  | 6.9566e-05 |  | 4.9096e-05 |  | 0.00024529 |  | 0.00024462 |  | 0.00085945 |  | 0.036849 |  | 0.04396 |  | 0.034074 |  | 0.0034709 |  | 0.024343 |  | 0.012913 |  | 0.0026789 |  | 0.084521
| 1.2248e-05 |  | 0.00057052 |  | 0.0001541 |  | 0.00010081 |  | -2.2779e-05 |  | 3.4349e-05 |  | 6.0938e-05 |  | 6.2616e-05 |  | 0.00033006 |  | 0.00025316 |  | 0.00087345 |  | 0.035311 |  | 0.045305 |  | 0.03477 |  | 0.0035989 |  | 0.023649 |  | 0.013228 |  | 0.0026957 |  | 0.083853
| 1.2249e-05 |  | 0.00061244 |  | 0.00016318 |  | 0.00010082 |  | 2.3487e-05 |  | 4.3575e-05 |  | 5.7273e-05 |  | 8.8069e-05 |  | 0.0003124 |  | 0.00025824 |  | 0.00086263 |  | 0.03385 |  | 0.046331 |  | 0.035425 |  | 0.0036955 |  | 0.022957 |  | 0.01334 |  | 0.0026963 |  | 0.083494
| 3.1919e-05 |  | 0.00062857 |  | 0.0001543 |  | 6.3953e-05 |  | 3.777e-05 |  | 5.7983e-05 |  | 6.3792e-05 |  | 8.0072e-05 |  | 0.0003813 |  | 0.00025558 |  | 0.0008418 |  | 0.032421 |  | 0.047116 |  | 0.036128 |  | 0.0038003 |  | 0.022668 |  | 0.013709 |  | 0.0027058 |  | 0.083233
| 3.1919e-05 |  | 0.00060821 |  | 0.00015185 |  | 6.3953e-05 |  | 6.3224e-05 |  | 5.2018e-05 |  | 6.1504e-05 |  | 7.0528e-05 |  | 0.00025162 |  | 0.00031099 |  | 0.00084885 |  | 0.030971 |  | 0.048036 |  | 0.03685 |  | 0.0039087 |  | 0.022152 |  | 0.014115 |  | 0.0026899 |  | 0.082901
| 1.1215e-05 |  | 0.00055152 |  | 0.00015673 |  | 6.5681e-05 |  | 6.2357e-05 |  | 4.3695e-05 |  | 6.4422e-05 |  | 6.5014e-05 |  | 0.00019132 |  | 0.00029909 |  | 0.00082772 |  | 0.029602 |  | 0.049363 |  | 0.037606 |  | 0.0039928 |  | 0.021892 |  | 0.014108 |  | 0.0026983 |  | 0.08292
| 1.1216e-05 |  | 0.00058017 |  | 0.00017187 |  | 6.5687e-05 |  | 2.5212e-05 |  | 4.2517e-05 |  | 6.784e-05 |  | 9.2264e-05 |  | 0.00029116 |  | 0.00024235 |  | 0.00082465 |  | 0.028425 |  | 0.050708 |  | 0.038451 |  | 0.0041034 |  | 0.021791 |  | 0.014436 |  | 0.002701 |  | 0.082657
| 3.296e-05 |  | 0.0005805 |  | 0.00016139 |  | 9.681e-05 |  | 1.1216e-05 |  | 5.3738e-05 |  | 7.4335e-05 |  | 9.4674e-05 |  | 0.00026719 |  | 0.00025567 |  | 0.00081393 |  | 0.027325 |  | 0.051808 |  | 0.03919 |  | 0.0041588 |  | 0.021365 |  | 0.014883 |  | 0.0027166 |  | 0.08254
| 3.296e-05 |  | 0.00056092 |  | 0.00015016 |  | 9.681e-05 |  | 2.4004e-05 |  | 5.0885e-05 |  | 7.484e-05 |  | 5.5406e-05 |  | 0.00031047 |  | 0.00024997 |  | 0.00079926 |  | 0.026221 |  | 0.053147 |  | 0.039957 |  | 0.0042429 |  | 0.020671 |  | 0.015083 |  | 0.0026812 |  | 0.082275
| 0 |  | 0.00056006 |  | 0.00013601 |  | 3.9969e-05 |  | 7.2587e-05 |  | 3.6811e-05 |  | 6.9827e-05 |  | 5.4191e-05 |  | 0.00037473 |  | 0.00024866 |  | 0.00079197 |  | 0.025185 |  | 0.054559 |  | 0.040883 |  | 0.0043489 |  | 0.020111 |  | 0.015527 |  | 0.0026528 |  | 0.081631
| 0 |  | 0.00046825 |  | 0.00013365 |  | 3.9972e-05 |  | 4.8346e-06 |  | 3.8212e-05 |  | 5.8504e-05 |  | 8.6471e-05 |  | 0.00034626 |  | 0.00023476 |  | 0.00079649 |  | 0.024224 |  | 0.055963 |  | 0.041785 |  | 0.0045078 |  | 0.019952 |  | 0.015688 |  | 0.0026298 |  | 0.081541
| 8.6267e-07 |  | 0.00043112 |  | 0.00016362 |  | 7.0885e-05 |  | -1.6387e-05 |  | 4.8836e-05 |  | 6.1604e-05 |  | 8.5287e-05 |  | 0.00029053 |  | 0.00023147 |  | 0.00079334 |  | 0.023231 |  | 0.057417 |  | 0.042578 |  | 0.004629 |  | 0.019337 |  | 0.015866 |  | 0.0026364 |  | 0.081738
| 8.6275e-07 |  | 0.00032958 |  | 0.00016114 |  | 7.0891e-05 |  | 5.1096e-05 |  | 4.4083e-05 |  | 6.1502e-05 |  | 9.0724e-05 |  | 0.00038361 |  | 0.00022092 |  | 0.00075728 |  | 0.022244 |  | 0.058725 |  | 0.0434 |  | 0.0046635 |  | 0.018707 |  | 0.016361 |  | 0.0026158 |  | 0.081347
| 0 |  | 0.00043791 |  | 0.00015001 |  | 7.896e-05 |  | 3.1485e-05 |  | 5.3599e-05 |  | 6.3285e-05 |  | 0.00011192 |  | 0.00029801 |  | 0.00019928 |  | 0.00074418 |  | 0.021335 |  | 0.059977 |  | 0.044287 |  | 0.0047824 |  | 0.018323 |  | 0.0167 |  | 0.0025801 |  | 0.08053
| 0 |  | 0.00061541 |  | 0.00015955 |  | 7.8967e-05 |  | -9.7627e-06 |  | 5.3984e-05 |  | 7.8891e-05 |  | 9.8129e-05 |  | 0.00012537 |  | 0.00023422 |  | 0.00074139 |  | 0.020465 |  | 0.061349 |  | 0.045193 |  | 0.0049207 |  | 0.018001 |  | 0.016775 |  | 0.0025562 |  | 0.080385
| 2.9861e-05 |  | 0.00051124 |  | 0.00016877 |  | 8.8189e-05 |  | -6.4959e-06 |  | 4.1541e-05 |  | 7.0291e-05 |  | 7.6945e-05 |  | 0.00028566 |  | 0.0002366 |  | 0.00073409 |  | 0.019577 |  | 0.062983 |  | 0.046125 |  | 0.0050198 |  | 0.017967 |  | 0.016919 |  | 0.0025486 |  | 0.080595
| 2.9864e-05 |  | 0.00051189 |  | 0.00015593 |  | 8.8197e-05 |  | 1.9566e-05 |  | 5.154e-05 |  | 6.66e-05 |  | 6.3851e-05 |  | 0.00026427 |  | 0.00019247 |  | 0.00070786 |  | 0.018768 |  | 0.064554 |  | 0.047044 |  | 0.0051156 |  | 0.017776 |  | 0.017385 |  | 0.0025298 |  | 0.079902
| 2.2614e-05 |  | 0.00050452 |  | 0.00015006 |  | 4.7979e-05 |  | -6.2021e-06 |  | 5.9713e-05 |  | 6.3673e-05 |  | 6.3854e-05 |  | 0.00021863 |  | 0.00020872 |  | 0.00068611 |  | 0.018005 |  | 0.066284 |  | 0.0479 |  | 0.0052389 |  | 0.01728 |  | 0.017786 |  | 0.0024898 |  | 0.079182
| 2.3651e-05 |  | 0.00044524 |  | 0.00016469 |  | 4.7979e-05 |  | 2.4684e-06 |  | 5.6785e-05 |  | 5.6871e-05 |  | 6.7887e-05 |  | 0.00035252 |  | 0.00026415 |  | 0.00069154 |  | 0.017361 |  | 0.067899 |  | 0.048912 |  | 0.0053772 |  | 0.016842 |  | 0.018093 |  | 0.0024484 |  | 0.079116
| 1.5368e-05 |  | 0.00050105 |  | 0.00016516 |  | 4.7988e-05 |  | 5.0757e-05 |  | 4.131e-05 |  | 6.3935e-05 |  | 6.789e-05 |  | 0.0001712 |  | 0.00022611 |  | 0.00068559 |  | 0.016724 |  | 0.069417 |  | 0.05009 |  | 0.0055432 |  | 0.016507 |  | 0.017986 |  | 0.0024162 |  | 0.078702
| 1.4329e-05 |  | 0.00050018 |  | 0.0001647 |  | 4.7984e-05 |  | -7.344e-07 |  | 4.0333e-05 |  | 6.7907e-05 |  | 7.2424e-05 |  | 0.00013617 |  | 0.00020593 |  | 0.00069752 |  | 0.015977 |  | 0.070856 |  | 0.050875 |  | 0.0056587 |  | 0.016083 |  | 0.018098 |  | 0.0023911 |  | 0.078414
| 2.9352e-06 |  | 0.00050825 |  | 0.00016997 |  | 6.515e-05 |  | -3.8198e-06 |  | 4.9405e-05 |  | 6.0545e-05 |  | 7.2428e-05 |  | 0.00037332 |  | 0.00025595 |  | 0.00070506 |  | 0.015379 |  | 0.071812 |  | 0.051963 |  | 0.0057427 |  | 0.01577 |  | 0.018497 |  | 0.0023614 |  | 0.078696
| 2.9355e-06 |  | 0.00050734 |  | 0.00014875 |  | 6.5156e-05 |  | 5.6224e-05 |  | 4.7491e-05 |  | 6.6927e-05 |  | 0.00012116 |  | 0.0003677 |  | 0.00025856 |  | 0.0006856 |  | 0.014853 |  | 0.073668 |  | 0.053373 |  | 0.0059458 |  | 0.015498 |  | 0.018728 |  | 0.0023441 |  | 0.078585
| 2.0548e-05 |  | 0.00041866 |  | 0.00015472 |  | 3.6994e-05 |  | 7.5403e-06 |  | 4.7156e-05 |  | 7.0363e-05 |  | 0.00012953 |  | 0.00032415 |  | 0.00026013 |  | 0.00068153 |  | 0.014218 |  | 0.075953 |  | 0.054208 |  | 0.0060451 |  | 0.015091 |  | 0.019156 |  | 0.0023291 |  | 0.07811
| 2.0548e-05 |  | 0.0004379 |  | 0.00017434 |  | 3.6994e-05 |  | -4.9404e-05 |  | 3.1586e-05 |  | 6.814e-05 |  | 7.4845e-05 |  | 0.00028155 |  | 0.00024875 |  | 0.00068182 |  | 0.013655 |  | 0.077447 |  | 0.0553 |  | 0.0061869 |  | 0.014587 |  | 0.019384 |  | 0.0023308 |  | 0.077734
| 2.9357e-06 |  | 0.00053488 |  | 0.0001628 |  | 4.5996e-05 |  | -1.6091e-05 |  | 1.8645e-05 |  | 6.2654e-05 |  | 6.6486e-05 |  | 0.00014968 |  | 0.00022735 |  | 0.00067431 |  | 0.013153 |  | 0.079065 |  | 0.056589 |  | 0.006445 |  | 0.01442 |  | 0.019789 |  | 0.0023301 |  | 0.077302
| 2.9357e-06 |  | 0.0004969 |  | 0.00016833 |  | 4.5996e-05 |  | 3.9653e-05 |  | 2.4247e-05 |  | 5.8442e-05 |  | 7.4699e-05 |  | 0.00013043 |  | 0.00024434 |  | 0.00065896 |  | 0.012606 |  | 0.081142 |  | 0.057391 |  | 0.0065558 |  | 0.014339 |  | 0.020212 |  | 0.0023392 |  | 0.07693
| 1.537e-05 |  | 0.0005622 |  | 0.00016066 |  | 8.5928e-05 |  | 4.3786e-05 |  | 3.4389e-05 |  | 6.7608e-05 |  | 7.4703e-05 |  | 0.00013256 |  | 0.00020801 |  | 0.00063081 |  | 0.012051 |  | 0.083248 |  | 0.058293 |  | 0.0066574 |  | 0.013956 |  | 0.020333 |  | 0.002355 |  | 0.076523
| 1.5372e-05 |  | 0.00071972 |  | 0.00015376 |  | 8.5936e-05 |  | 1.3055e-05 |  | 4.6475e-05 |  | 6.8873e-05 |  | 8.0885e-05 |  | 0.00024927 |  | 0.00017571 |  | 0.00062705 |  | 0.011666 |  | 0.085502 |  | 0.059872 |  | 0.0068353 |  | 0.013515 |  | 0.020495 |  | 0.0023851 |  | 0.076117
| 3.972e-06 |  | 0.0006166 |  | 0.000134 |  | 8.4775e-05 |  | 7.6686e-06 |  | 3.1416e-05 |  | 5.1931e-05 |  | 8.0889e-05 |  | 0.0003718 |  | 0.00019341 |  | 0.00061984 |  | 0.011258 |  | 0.087514 |  | 0.061058 |  | 0.0069665 |  | 0.013207 |  | 0.02063 |  | 0.0024199 |  | 0.076262
| 3.9727e-06 |  | 0.0005756 |  | 0.00012907 |  | 8.479e-05 |  | 4.9714e-05 |  | 4.5032e-05 |  | 4.6705e-05 |  | 8.9268e-05 |  | 0.00027994 |  | 0.00020045 |  | 0.00061318 |  | 0.010743 |  | 0.089651 |  | 0.061961 |  | 0.0071295 |  | 0.013276 |  | 0.021011 |  | 0.0024508 |  | 0.075932
| 4.8532e-05 |  | 0.00058143 |  | 0.00013596 |  | 6.0004e-06 |  | 3.541e-05 |  | 6.4881e-05 |  | 5.7221e-05 |  | 8.9272e-05 |  | 0.00023191 |  | 0.00019457 |  | 0.00059824 |  | 0.010366 |  | 0.091813 |  | 0.063489 |  | 0.0073543 |  | 0.012918 |  | 0.021762 |  | 0.0024815 |  | 0.07523
| 4.8541e-05 |  | 0.00040537 |  | 0.0001288 |  | 6.0015e-06 |  | 3.4752e-05 |  | 5.4839e-05 |  | 6.3373e-05 |  | 6.1556e-05 |  | 0.00023969 |  | 0.00022914 |  | 0.00059898 |  | 0.010056 |  | 0.093402 |  | 0.065068 |  | 0.0075132 |  | 0.012302 |  | 0.022224 |  | 0.0025197 |  | 0.075185
| 1.5373e-05 |  | 0.00045689 |  | 9.9786e-05 |  | 3.9007e-05 |  | 7.1213e-05 |  | 5.4755e-05 |  | 4.7414e-05 |  | 6.1559e-05 |  | 0.00024318 |  | 0.0002227 |  | 0.00058577 |  | 0.0096286 |  | 0.09571 |  | 0.066146 |  | 0.0076428 |  | 0.012133 |  | 0.022152 |  | 0.0025945 |  | 0.075142
| 1.5376e-05 |  | 0.0004683 |  | 0.00012046 |  | 3.9013e-05 |  | 4.608e-05 |  | 4.8092e-05 |  | 4.6982e-05 |  | 0.00011098 |  | 0.00033315 |  | 0.00019464 |  | 0.00058408 |  | 0.0092456 |  | 0.098137 |  | 0.067348 |  | 0.0078482 |  | 0.012089 |  | 0.02238 |  | 0.0026843 |  | 0.074892
| 3.0921e-05 |  | 0.00040847 |  | 0.00017826 |  | 9.9218e-05 |  | 2.1353e-05 |  | 5.0416e-05 |  | 5.9852e-05 |  | 0.00011098 |  | 0.00029124 |  | 0.0002157 |  | 0.0006089 |  | 0.0089322 |  | 0.099836 |  | 0.06883 |  | 0.0080688 |  | 0.011892 |  | 0.022883 |  | 0.0027808 |  | 0.074653
| 3.0926e-05 |  | 0.00040615 |  | 0.00016271 |  | 9.9235e-05 |  | -2.1437e-05 |  | 6.369e-05 |  | 4.8876e-05 |  | 7.6505e-05 |  | 8.9954e-05 |  | 0.00023745 |  | 0.00060121 |  | 0.0085311 |  | 0.10228 |  | 0.069716 |  | 0.0081748 |  | 0.011613 |  | 0.023151 |  | 0.0028415 |  | 0.074117
| 3.2997e-05 |  | 0.00046551 |  | 0.00014412 |  | 9.5188e-05 |  | -8.4535e-06 |  | 6.2496e-05 |  | 5.2351e-05 |  | 7.6509e-05 |  | 0.00011355 |  | 0.00020368 |  | 0.00059361 |  | 0.0082334 |  | 0.10503 |  | 0.071014 |  | 0.0083997 |  | 0.011378 |  | 0.023442 |  | 0.0028855 |  | 0.073604
| 3.3e-05 |  | 0.00057371 |  | 0.00013402 |  | 9.5197e-05 |  | 1.3515e-05 |  | 5.2693e-05 |  | 6.6136e-05 |  | 8.6351e-05 |  | 0.00017518 |  | 0.00017367 |  | 0.0005746 |  | 0.0080013 |  | 0.1073 |  | 0.073023 |  | 0.0086608 |  | 0.011145 |  | 0.023702 |  | 0.0029254 |  | 0.073347
| 3.6113e-05 |  | 0.00059772 |  | 0.00014119 |  | 9.0012e-05 |  | -4.1905e-06 |  | 5.7155e-05 |  | 5.512e-05 |  | 8.6356e-05 |  | 0.00026732 |  | 0.00016869 |  | 0.0005604 |  | 0.0077267 |  | 0.10998 |  | 0.074727 |  | 0.0088082 |  | 0.010877 |  | 0.023765 |  | 0.0030103 |  | 0.072994
| 3.6113e-05 |  | 0.00070935 |  | 0.00015441 |  | 9.0012e-05 |  | -2.5419e-05 |  | 6.4287e-05 |  | 5.1972e-05 |  | 8.0765e-05 |  | 0.00033223 |  | 0.00016409 |  | 0.00056023 |  | 0.0074263 |  | 0.11247 |  | 0.07598 |  | 0.0089656 |  | 0.010624 |  | 0.024226 |  | 0.0031226 |  | 0.072881
| 0 |  | 0.00063692 |  | 9.6455e-05 |  | 5.8282e-05 |  | -2.8534e-05 |  | 5.8504e-05 |  | 5.4078e-05 |  | 8.0769e-05 |  | 0.00029689 |  | 0.00016071 |  | 0.00053802 |  | 0.0071521 |  | 0.11524 |  | 0.077284 |  | 0.0091676 |  | 0.010533 |  | 0.024981 |  | 0.0032952 |  | 0.072511
| 0 |  | 0.00046147 |  | 0.00010931 |  | 5.8282e-05 |  | -7.3635e-07 |  | 4.0798e-05 |  | 5.3687e-05 |  | 9.6846e-05 |  | 0.00035064 |  | 0.00022762 |  | 0.00052633 |  | 0.0069175 |  | 0.11799 |  | 0.078837 |  | 0.0093662 |  | 0.010422 |  | 0.025428 |  | 0.0034474 |  | 0.071797
| 2.6784e-05 |  | 0.0004757 |  | 0.00016383 |  | 8.7135e-05 |  | 5.9296e-06 |  | 5.493e-05 |  | 6.1725e-05 |  | 9.6851e-05 |  | 0.00039494 |  | 0.00023239 |  | 0.0005257 |  | 0.0066204 |  | 0.12011 |  | 0.080554 |  | 0.0095901 |  | 0.010338 |  | 0.025543 |  | 0.0035938 |  | 0.071598
| 2.6787e-05 |  | 0.00054131 |  | 0.00015025 |  | 8.7142e-05 |  | 2.5448e-05 |  | 7.4898e-05 |  | 7.1285e-05 |  | 9.262e-05 |  | 0.00025979 |  | 0.00020978 |  | 0.00052706 |  | 0.006379 |  | 0.12327 |  | 0.082593 |  | 0.0098878 |  | 0.0099318 |  | 0.025675 |  | 0.0036883 |  | 0.071886
| 1.7456e-05 |  | 0.00047542 |  | 0.00014595 |  | 8.1955e-05 |  | -1.499e-05 |  | 6.8729e-05 |  | 7.0677e-05 |  | 9.2625e-05 |  | 1.3415e-05 |  | 0.00021712 |  | 0.00052875 |  | 0.0061264 |  | 0.12697 |  | 0.084161 |  | 0.010099 |  | 0.0096788 |  | 0.02643 |  | 0.0037868 |  | 0.071912
| 1.7456e-05 |  | 0.00051445 |  | 0.00014917 |  | 8.1955e-05 |  | -2.7298e-05 |  | 5.8387e-05 |  | 6.7864e-05 |  | 4.5751e-05 |  | 5.3861e-05 |  | 0.00017718 |  | 0.00054524 |  | 0.0058631 |  | 0.12974 |  | 0.085463 |  | 0.01028 |  | 0.009552 |  | 0.026907 |  | 0.0038721 |  | 0.071408
| 1.5382e-05 |  | 0.00056737 |  | 0.00014363 |  | 6.0046e-06 |  | 8.4444e-07 |  | 3.6904e-05 |  | 6.0239e-05 |  | 4.5753e-05 |  | 0.00015392 |  | 0.00018443 |  | 0.0005564 |  | 0.0057126 |  | 0.13217 |  | 0.087239 |  | 0.01053 |  | 0.0091504 |  | 0.027122 |  | 0.003982 |  | 0.070993
| 1.5384e-05 |  | 0.00052708 |  | 0.00013471 |  | 6.0051e-06 |  | 1.0513e-05 |  | 3.0364e-05 |  | 6.0508e-05 |  | 6.3341e-05 |  | 0.00014094 |  | 0.00017098 |  | 0.00051693 |  | 0.0055189 |  | 0.1352 |  | 0.08924 |  | 0.010832 |  | 0.0089685 |  | 0.027719 |  | 0.0040826 |  | 0.070797
| 1.8496e-05 |  | 0.0004363 |  | 0.00016005 |  | 1.8017e-05 |  | -2.9923e-07 |  | 3.9589e-05 |  | 7.2821e-05 |  | 6.3344e-05 |  | 0.00015557 |  | 0.00019684 |  | 0.00052314 |  | 0.0052981 |  | 0.13878 |  | 0.091105 |  | 0.011082 |  | 0.0087821 |  | 0.027865 |  | 0.0041667 |  | 0.070502
| 1.8496e-05 |  | 0.00034887 |  | 0.00015748 |  | 1.8017e-05 |  | 2.3514e-05 |  | 4.1159e-05 |  | 7.1939e-05 |  | 7.1345e-05 |  | 0.0001906 |  | 0.00023082 |  | 0.00050809 |  | 0.0051005 |  | 0.14213 |  | 0.09287 |  | 0.011284 |  | 0.0086359 |  | 0.027945 |  | 0.0042224 |  | 0.070367
| 7.7351e-05 |  | 0.00047247 |  | 0.00014315 |  | 4.7045e-05 |  | 3.5426e-05 |  | 3.8415e-05 |  | 6.9164e-05 |  | 7.1349e-05 |  | 0.00032137 |  | 0.00022793 |  | 0.00045902 |  | 0.0049259 |  | 0.14541 |  | 0.094705 |  | 0.011536 |  | 0.0086217 |  | 0.028734 |  | 0.0042722 |  | 0.070265
| 7.7358e-05 |  | 0.0005687 |  | 0.00015488 |  | 4.7049e-05 |  | -2.7509e-05 |  | 6.1303e-05 |  | 6.8331e-05 |  | 8.7074e-05 |  | 0.00034601 |  | 0.00022236 |  | 0.00047481 |  | 0.0048028 |  | 0.14831 |  | 0.096511 |  | 0.011833 |  | 0.0084087 |  | 0.029203 |  | 0.0043556 |  | 0.070152
| 3.6134e-05 |  | 0.00051564 |  | 0.0001516 |  | 8.718e-05 |  | -1.6819e-06 |  | 6.9081e-05 |  | 5.5432e-05 |  | 8.7078e-05 |  | 0.00025273 |  | 0.00024633 |  | 0.00048017 |  | 0.0046079 |  | 0.15014 |  | 0.098392 |  | 0.012112 |  | 0.0082508 |  | 0.029248 |  | 0.0044312 |  | 0.069698
| 3.6131e-05 |  | 0.00044204 |  | 0.00014532 |  | 8.7172e-05 |  | 9.4698e-06 |  | 4.6173e-05 |  | 6.4313e-05 |  | 7.2135e-05 |  | 0.00026594 |  | 0.00021271 |  | 0.0004741 |  | 0.0044239 |  | 0.15332 |  | 0.10051 |  | 0.012412 |  | 0.0081657 |  | 0.029537 |  | 0.0045062 |  | 0.068892
| 7.8526e-05 |  | 0.00047619 |  | 0.00015412 |  | 6.005e-05 |  | 1.7647e-05 |  | 5.0087e-05 |  | 7.0037e-05 |  | 7.2139e-05 |  | 0.00018142 |  | 0.00019122 |  | 0.0004804 |  | 0.0043338 |  | 0.1572 |  | 0.10331 |  | 0.0128 |  | 0.008135 |  | 0.030195 |  | 0.0045353 |  | 0.068637
| 7.8526e-05 |  | 0.0004592 |  | 0.00013727 |  | 6.005e-05 |  | 5.3003e-05 |  | 4.3164e-05 |  | 6.6918e-05 |  | 6.608e-05 |  | 0.00017522 |  | 0.00020211 |  | 0.00046889 |  | 0.0041593 |  | 0.16031 |  | 0.10571 |  | 0.013164 |  | 0.0077694 |  | 0.031089 |  | 0.0045553 |  | 0.068571
| 6.6978e-05 |  | 0.0004007 |  | 0.00010327 |  | 9.2384e-05 |  | 1.3726e-05 |  | 3.3021e-05 |  | 6.4241e-05 |  | 6.6083e-05 |  | 0.00038239 |  | 0.00015986 |  | 0.00046692 |  | 0.0039754 |  | 0.16345 |  | 0.10721 |  | 0.013371 |  | 0.0074187 |  | 0.031545 |  | 0.0045586 |  | 0.06825
| 6.6984e-05 |  | 0.00043173 |  | 0.00012353 |  | 9.2392e-05 |  | -3.3387e-06 |  | 3.9706e-05 |  | 7.0788e-05 |  | 6.7771e-05 |  | 0.00036236 |  | 0.00017948 |  | 0.00048194 |  | 0.0038569 |  | 0.16664 |  | 0.10923 |  | 0.013619 |  | 0.0070918 |  | 0.031747 |  | 0.004573 |  | 0.068105
| 0 |  | 0.00049673 |  | 0.00014674 |  | 4.9064e-05 |  | 6.1671e-06 |  | 4.9185e-05 |  | 7.5902e-05 |  | 6.7775e-05 |  | 0.00016404 |  | 0.00019858 |  | 0.0004701 |  | 0.0036983 |  | 0.16997 |  | 0.11177 |  | 0.013914 |  | 0.0065321 |  | 0.03237 |  | 0.0045683 |  | 0.068052
| 0 |  | 0.0004701 |  | 0.00013532 |  | 4.9068e-05 |  | -3.3873e-05 |  | 5.0777e-05 |  | 6.7851e-05 |  | 7.2957e-05 |  | 0.00010261 |  | 0.00019282 |  | 0.00044651 |  | 0.0035248 |  | 0.1731 |  | 0.11412 |  | 0.014219 |  | 0.0065757 |  | 0.032801 |  | 0.004568 |  | 0.067666
| 0 |  | 0.00046536 |  | 0.00011883 |  | 2.704e-05 |  | -1.2719e-05 |  | 3.6494e-05 |  | 6.2234e-05 |  | 7.2961e-05 |  | 6.075e-05 |  | 0.00017389 |  | 0.00042365 |  | 0.0034011 |  | 0.17592 |  | 0.11661 |  | 0.014619 |  | 0.0063122 |  | 0.032816 |  | 0.0045511 |  | 0.067439
| 0 |  | 0.00058047 |  | 0.00013306 |  | 2.7038e-05 |  | -1.1158e-05 |  | 7.1395e-05 |  | 6.0855e-05 |  | 0.00011775 |  | 0.00010266 |  | 0.00018526 |  | 0.0004376 |  | 0.0033384 |  | 0.17859 |  | 0.1189 |  | 0.014941 |  | 0.0060741 |  | 0.033228 |  | 0.0045442 |  | 0.067153
| 0.00010166 |  | 0.00044894 |  | 0.00013552 |  | 0.00010512 |  | -8.0405e-06 |  | 8.4487e-05 |  | 5.4683e-05 |  | 0.00011965 |  | 0.0001973 |  | 0.00018286 |  | 0.00043359 |  | 0.0032416 |  | 0.18185 |  | 0.12089 |  | 0.015205 |  | 0.0062574 |  | 0.033726 |  | 0.004517 |  | 0.067014
| 0.00010166 |  | 0.00041959 |  | 0.00011791 |  | 0.00010512 |  | 4.8085e-05 |  | 6.5697e-05 |  | 4.5126e-05 |  | 9.47e-05 |  | 0.00020881 |  | 0.00015653 |  | 0.00041498 |  | 0.0031125 |  | 0.18571 |  | 0.1232 |  | 0.015435 |  | 0.0060521 |  | 0.034231 |  | 0.0045071 |  | 0.06702
| 0 |  | 0.00059256 |  | 0.00014166 |  | 8.6062e-05 |  | 2.3243e-05 |  | 6.5374e-05 |  | 4.8573e-05 |  | 9.2814e-05 |  | 0.00021318 |  | 0.00017662 |  | 0.00043323 |  | 0.0029664 |  | 0.19006 |  | 0.12576 |  | 0.015783 |  | 0.0058139 |  | 0.03465 |  | 0.004489 |  | 0.066781
| 0 |  | 0.00052747 |  | 0.00016028 |  | 8.607e-05 |  | 1.3594e-05 |  | 6.332e-05 |  | 5.8255e-05 |  | 8.9366e-05 |  | 0.00026419 |  | 0.00021294 |  | 0.00044302 |  | 0.0028262 |  | 0.19309 |  | 0.12864 |  | 0.016303 |  | 0.0056739 |  | 0.034948 |  | 0.0044863 |  | 0.066441
| 6.643e-05 |  | 0.00043751 |  | 0.00014935 |  | 2.8046e-05 |  | 2.9436e-06 |  | 6.0252e-05 |  | 5.68e-05 |  | 8.937e-05 |  | 0.00023252 |  | 0.00018317 |  | 0.00041786 |  | 0.0027794 |  | 0.19543 |  | 0.13154 |  | 0.016648 |  | 0.0055566 |  | 0.035777 |  | 0.0044677 |  | 0.065972
| 6.6436e-05 |  | 0.00045401 |  | 0.00013609 |  | 2.8049e-05 |  | -3.3834e-05 |  | 6.3284e-05 |  | 5.8509e-05 |  | 0.00011139 |  | 0.00021773 |  | 0.00015168 |  | 0.00039673 |  | 0.0026989 |  | 0.19908 |  | 0.13321 |  | 0.016781 |  | 0.0055679 |  | 0.036532 |  | 0.0044824 |  | 0.065723
| 5.0688e-05 |  | 0.00053822 |  | 0.00014352 |  | 4.3075e-05 |  | -4.1011e-05 |  | 5.522e-05 |  | 6.9253e-05 |  | 0.0001114 |  | 0.00023073 |  | 0.00020636 |  | 0.00038621 |  | 0.0025716 |  | 0.20208 |  | 0.13515 |  | 0.017149 |  | 0.0057577 |  | 0.037016 |  | 0.0044935 |  | 0.065483
| 5.0692e-05 |  | 0.00045487 |  | 0.00014308 |  | 4.3079e-05 |  | 1.3734e-05 |  | 4.7093e-05 |  | 7.0778e-05 |  | 8.0269e-05 |  | 0.00021037 |  | 0.00022569 |  | 0.00039054 |  | 0.0025011 |  | 0.2041 |  | 0.13861 |  | 0.0177 |  | 0.0060033 |  | 0.037493 |  | 0.0045469 |  | 0.065152
| 3.4084e-05 |  | 0.00040403 |  | 0.00013167 |  | 7.2219e-05 |  | 1.8213e-06 |  | 5.4267e-05 |  | 5.4224e-05 |  | 8.0273e-05 |  | 0.00028152 |  | 0.00017597 |  | 0.00038476 |  | 0.0024067 |  | 0.20687 |  | 0.14195 |  | 0.0181 |  | 0.0060856 |  | 0.037869 |  | 0.0045744 |  | 0.064547
| 3.4087e-05 |  | 0.00049814 |  | 0.00013432 |  | 7.2225e-05 |  | -6.5932e-05 |  | 5.6822e-05 |  | 4.7935e-05 |  | 0.00010713 |  | 0.00020308 |  | 0.00014111 |  | 0.00039606 |  | 0.0022937 |  | 0.2095 |  | 0.14455 |  | 0.01851 |  | 0.0061853 |  | 0.03831 |  | 0.0046525 |  | 0.064245
| 1.8514e-05 |  | 0.00049786 |  | 0.00011539 |  | 1.4027e-05 |  | -3.2155e-06 |  | 4.339e-05 |  | 7.3095e-05 |  | 0.00010713 |  | 0.0002046 |  | 0.00014743 |  | 0.00039759 |  | 0.0022296 |  | 0.21181 |  | 0.14746 |  | 0.018983 |  | 0.006374 |  | 0.03862 |  | 0.004729 |  | 0.06426
| 1.8515e-05 |  | 0.00049294 |  | 0.0001125 |  | 1.4028e-05 |  | -7.1401e-06 |  | 3.9335e-05 |  | 8.0834e-05 |  | 0.00010025 |  | 0.00028794 |  | 0.00016733 |  | 0.00037763 |  | 0.0021725 |  | 0.21396 |  | 0.15008 |  | 0.019453 |  | 0.005706 |  | 0.038481 |  | 0.0048456 |  | 0.064241
| 1.3324e-05 |  | 0.00051522 |  | 0.00012767 |  | 8.4366e-05 |  | -2.5798e-05 |  | 4.7845e-05 |  | 6.8416e-05 |  | 0.00010025 |  | 0.00020886 |  | 0.00014284 |  | 0.00037424 |  | 0.0021102 |  | 0.21636 |  | 0.1533 |  | 0.019827 |  | 0.0056894 |  | 0.03868 |  | 0.004918 |  | 0.064361
| 1.3325e-05 |  | 0.00047672 |  | 0.0001285 |  | 8.4373e-05 |  | 2.9303e-05 |  | 5.0718e-05 |  | 6.8878e-05 |  | 9.7664e-05 |  | 0.00023047 |  | 0.00014847 |  | 0.00039506 |  | 0.002022 |  | 0.21803 |  | 0.15571 |  | 0.020185 |  | 0.0055509 |  | 0.039286 |  | 0.004964 |  | 0.06419
| 6.8192e-05 |  | 0.00041057 |  | 0.00012225 |  | 0.0001595 |  | 2.4936e-05 |  | 4.701e-05 |  | 8.0994e-05 |  | 9.7668e-05 |  | 0.00030265 |  | 0.00019023 |  | 0.0003976 |  | 0.0019548 |  | 0.21939 |  | 0.15832 |  | 0.020688 |  | 0.0053747 |  | 0.039992 |  | 0.0049607 |  | 0.063724
| 6.8198e-05 |  | 0.00040989 |  | 0.00012536 |  | 0.00015951 |  | -5.6685e-05 |  | 4.4599e-05 |  | 7.8927e-05 |  | 7.2264e-05 |  | 0.00026999 |  | 0.00017879 |  | 0.000386 |  | 0.0018835 |  | 0.22185 |  | 0.16165 |  | 0.02117 |  | 0.0053647 |  | 0.040941 |  | 0.0049889 |  | 0.063156
| 8.727e-05 |  | 0.00038001 |  | 0.00013284 |  | 4.3094e-05 |  | -9.1339e-05 |  | 4.5197e-05 |  | 6.7272e-05 |  | 7.2267e-05 |  | 0.00030314 |  | 0.00013704 |  | 0.00038454 |  | 0.0017886 |  | 0.22279 |  | 0.16422 |  | 0.021654 |  | 0.0045212 |  | 0.041305 |  | 0.0050707 |  | 0.062953
| 8.7278e-05 |  | 0.00043032 |  | 0.00013741 |  | 4.3097e-05 |  | 1.2297e-06 |  | 4.8276e-05 |  | 6.8398e-05 |  | 6.0078e-05 |  | 0.0003097 |  | 0.00013228 |  | 0.00036881 |  | 0.0017395 |  | 0.22321 |  | 0.16699 |  | 0.022068 |  | 0.0044671 |  | 0.041591 |  | 0.0052237 |  | 0.062399
| 0 |  | 0.00052616 |  | 0.00013363 |  | 6.3002e-05 |  | -6.1879e-06 |  | 5.4305e-05 |  | 6.4387e-05 |  | 6.0081e-05 |  | 0.00025651 |  | 0.00015286 |  | 0.00035144 |  | 0.0016842 |  | 0.2241 |  | 0.17041 |  | 0.022583 |  | 0.0044031 |  | 0.042083 |  | 0.005365 |  | 0.062328
| 0 |  | 0.0005152 |  | 0.00012459 |  | 6.3007e-05 |  | -4.6867e-05 |  | 4.0441e-05 |  | 5.7615e-05 |  | 8.9436e-05 |  | 0.0002945 |  | 0.00015385 |  | 0.00033205 |  | 0.0016238 |  | 0.22428 |  | 0.17431 |  | 0.023228 |  | 0.0045114 |  | 0.042133 |  | 0.005466 |  | 0.062618
| 5.1758e-05 |  | 0.00046034 |  | 0.00012785 |  | 4.711e-05 |  | -1.0902e-05 |  | 3.1418e-05 |  | 5.0783e-05 |  | 8.944e-05 |  | 0.00022336 |  | 0.00013327 |  | 0.00034885 |  | 0.0015581 |  | 0.22428 |  | 0.17715 |  | 0.023657 |  | 0.0046752 |  | 0.042149 |  | 0.0055208 |  | 0.062175
| 5.1762e-05 |  | 0.00042766 |  | 0.00012038 |  | 4.7114e-05 |  | -5.0419e-06 |  | 4.864e-05 |  | 4.1134e-05 |  | 7.6993e-05 |  | 0.00023112 |  | 0.00013228 |  | 0.00035165 |  | 0.0014985 |  | 0.22475 |  | 0.17961 |  | 0.024022 |  | 0.0048856 |  | 0.042409 |  | 0.0055674 |  | 0.061592
| 0 |  | 0.00048283 |  | 0.00011061 |  | 3.7093e-05 |  | -5.1253e-05 |  | 8.0766e-05 |  | 4.8618e-05 |  | 7.6997e-05 |  | 0.00028349 |  | 0.00013612 |  | 0.00034641 |  | 0.0014609 |  | 0.22477 |  | 0.18385 |  | 0.024848 |  | 0.0047903 |  | 0.042764 |  | 0.0056359 |  | 0.061284
| 0 |  | 0.00050994 |  | 0.00011921 |  | 3.709e-05 |  | -5.7824e-05 |  | 7.7334e-05 |  | 5.0203e-05 |  | 7.8372e-05 |  | 0.00023055 |  | 0.0001482 |  | 0.00035804 |  | 0.0014159 |  | 0.22441 |  | 0.18754 |  | 0.025744 |  | 0.0047454 |  | 0.043413 |  | 0.0056866 |  | 0.061312
| 0 |  | 0.00047287 |  | 0.00012961 |  | 0.00012952 |  | -3.3376e-05 |  | 5.0209e-05 |  | 6.0758e-05 |  | 7.8376e-05 |  | 0.00025286 |  | 0.00014437 |  | 0.00037017 |  | 0.0013927 |  | 0.22394 |  | 0.18955 |  | 0.025996 |  | 0.0042866 |  | 0.043926 |  | 0.0057427 |  | 0.061002
| 0 |  | 0.00046191 |  | 0.0001204 |  | 0.00012951 |  | -4.991e-05 |  | 6.4367e-05 |  | 5.7643e-05 |  | 6.8213e-05 |  | 0.00022464 |  | 0.00015895 |  | 0.00035556 |  | 0.0013569 |  | 0.22271 |  | 0.1925 |  | 0.026454 |  | 0.0042002 |  | 0.043756 |  | 0.005756 |  | 0.060819
| 5.0215e-06 |  | 0.00049996 |  | 9.5605e-05 |  | 7.1125e-05 |  | -2.4738e-05 |  | 6.7667e-05 |  | 4.1593e-05 |  | 6.8216e-05 |  | 0.00014531 |  | 0.00017659 |  | 0.00031969 |  | 0.0012633 |  | 0.22119 |  | 0.19537 |  | 0.027047 |  | 0.0041461 |  | 0.044301 |  | 0.0058092 |  | 0.06093
| 5.0215e-06 |  | 0.00049665 |  | 0.00010352 |  | 7.1125e-05 |  | 1.4001e-05 |  | 7.7484e-05 |  | 5.7483e-05 |  | 6.2242e-05 |  | 0.0002416 |  | 0.00011857 |  | 0.00030734 |  | 0.0012294 |  | 0.21949 |  | 0.19878 |  | 0.027552 |  | 0.0034229 |  | 0.045384 |  | 0.0058353 |  | 0.060624
| 0 |  | 0.00043465 |  | 0.00012927 |  | 1.7046e-05 |  | -7.6922e-06 |  | 9.0265e-05 |  | 5.8012e-05 |  | 7.5745e-05 |  | 0.00025408 |  | 0.00013189 |  | 0.00033148 |  | 0.0011949 |  | 0.21713 |  | 0.20212 |  | 0.028186 |  | 0.0033339 |  | 0.045661 |  | 0.0058686 |  | 0.060357
| 0 |  | 0.00046927 |  | 0.00011902 |  | 1.7048e-05 |  | -6.8717e-06 |  | 7.5957e-05 |  | 4.9263e-05 |  | 8.4413e-05 |  | 0.00014808 |  | 0.00015485 |  | 0.00032095 |  | 0.001131 |  | 0.21459 |  | 0.20392 |  | 0.028655 |  | 0.0031917 |  | 0.045539 |  | 0.0058445 |  | 0.060243
| 2.5804e-05 |  | 0.00042042 |  | 0.00014166 |  | 2.7075e-05 |  | -6.0721e-06 |  | 6.2096e-05 |  | 5.6152e-05 |  | 7.0916e-05 |  | 0.0002568 |  | 0.00013678 |  | 0.00031828 |  | 0.0011437 |  | 0.21222 |  | 0.20606 |  | 0.029329 |  | 0.0028892 |  | 0.04591 |  | 0.0058149 |  | 0.060041
| 2.5806e-05 |  | 0.00040414 |  | 0.00016594 |  | 2.7077e-05 |  | -8.8172e-06 |  | 5.4311e-05 |  | 6.466e-05 |  | 7.373e-05 |  | 0.00025187 |  | 0.00014107 |  | 0.00035969 |  | 0.0011808 |  | 0.20946 |  | 0.20843 |  | 0.030048 |  | 0.0027536 |  | 0.046417 |  | 0.0057717 |  | 0.059936
| 2.061e-05 |  | 0.00043509 |  | 0.00013498 |  | 7.6342e-05 |  | 2.1165e-05 |  | 7.1798e-05 |  | 7.0096e-05 |  | 7.3734e-05 |  | 0.00019038 |  | 0.0001282 |  | 0.00035537 |  | 0.0011545 |  | 0.20653 |  | 0.2116 |  | 0.030655 |  | 0.0025839 |  | 0.046869 |  | 0.0057459 |  | 0.059604
| 2.0612e-05 |  | 0.000418 |  | 0.00010664 |  | 7.6349e-05 |  | 2.2973e-05 |  | 5.9875e-05 |  | 7.3865e-05 |  | 7.3179e-05 |  | 0.00010609 |  | 0.00010832 |  | 0.00032474 |  | 0.0010328 |  | 0.20296 |  | 0.21373 |  | 0.03113 |  | 0.0023013 |  | 0.047444 |  | 0.0057213 |  | 0.0594
| 3.5161e-05 |  | 0.00026084 |  | 0.00010457 |  | 0.00011221 |  | 2.1839e-05 |  | 5.1388e-05 |  | 6.0273e-05 |  | 7.3182e-05 |  | 0.000111 |  | 0.00010832 |  | 0.00029258 |  | 0.00099648 |  | 0.19953 |  | 0.21435 |  | 0.0317 |  | 0.0022863 |  | 0.047241 |  | 0.0057113 |  | 0.059276
| 3.5164e-05 |  | 0.00022453 |  | 0.00011154 |  | 0.00011222 |  | 2.251e-06 |  | 7.4157e-05 |  | 4.9603e-05 |  | 1.3831e-05 |  | 0.00031875 |  | 0.00012233 |  | 0.00028116 |  | 0.0010166 |  | 0.1959 |  | 0.21803 |  | 0.032889 |  | 0.0024196 |  | 0.047452 |  | 0.0056942 |  | 0.059037
| 9.4287e-05 |  | 0.00033023 |  | 8.5637e-05 |  | 3.9118e-05 |  | 2.5406e-05 |  | 6.1824e-05 |  | 4.1701e-05 |  | 1.3832e-05 |  | 0.00036616 |  | 0.00012234 |  | 0.00027352 |  | 0.00093834 |  | 0.19162 |  | 0.22079 |  | 0.033648 |  | 0.0026782 |  | 0.048338 |  | 0.0056659 |  | 0.05902
| 9.4296e-05 |  | 0.00037658 |  | 8.7886e-05 |  | 3.9122e-05 |  | 7.1895e-05 |  | 4.3196e-05 |  | 3.7812e-05 |  | 6.6633e-05 |  | 0.00028878 |  | 0.00010791 |  | 0.00028786 |  | 0.0009429 |  | 0.18752 |  | 0.2209 |  | 0.033954 |  | 0.002828 |  | 0.048712 |  | 0.0056309 |  | 0.058865
| 0 |  | 0.0004526 |  | 0.0001199 |  | 2.4077e-05 |  | -1.0016e-07 |  | 4.6169e-05 |  | 5.6285e-05 |  | 6.6636e-05 |  | 0.00020792 |  | 0.00010792 |  | 0.00030839 |  | 0.00089305 |  | 0.18302 |  | 0.22337 |  | 0.034863 |  | 0.0026965 |  | 0.048915 |  | 0.0056052 |  | 0.058754
| 0 |  | 0.00035714 |  | 0.00012536 |  | 2.4077e-05 |  | -6.4767e-06 |  | 5.8838e-05 |  | 6.2832e-05 |  | 8.1592e-05 |  | 0.00010576 |  | 0.00014948 |  | 0.00030507 |  | 0.00080145 |  | 0.17842 |  | 0.22573 |  | 0.035791 |  | 0.0026102 |  | 0.049211 |  | 0.0055839 |  | 0.058559
| 4.4526e-05 |  | 0.00029161 |  | 0.00013288 |  | 2.3074e-05 |  | 4.3692e-05 |  | 6.2992e-05 |  | 6.591e-05 |  | 8.1596e-05 |  | 0.0002442 |  | 0.00019634 |  | 0.00030971 |  | 0.00081257 |  | 0.17382 |  | 0.22688 |  | 0.03641 |  | 0.0026661 |  | 0.049657 |  | 0.0055543 |  | 0.058376
| 4.453e-05 |  | 0.0003723 |  | 0.00011315 |  | 2.3076e-05 |  | 5.5236e-05 |  | 6.1216e-05 |  | 7.5803e-05 |  | 6.2076e-05 |  | 0.00019521 |  | 0.00013677 |  | 0.00027877 |  | 0.00077501 |  | 0.16895 |  | 0.22734 |  | 0.037055 |  | 0.0027549 |  | 0.050385 |  | 0.005509 |  | 0.058138
| 3.3094e-05 |  | 0.00043228 |  | 0.00010853 |  | 0.00010762 |  | 4.4076e-05 |  | 6.7146e-05 |  | 6.7427e-05 |  | 6.2079e-05 |  | 9.1229e-05 |  | 0.00012873 |  | 0.00028952 |  | 0.00077062 |  | 0.16404 |  | 0.22894 |  | 0.038051 |  | 0.0029248 |  | 0.050986 |  | 0.0054719 |  | 0.057611
| 3.3097e-05 |  | 0.00040538 |  | 7.8664e-05 |  | 0.00010763 |  | -2.742e-06 |  | 6.0678e-05 |  | 4.3434e-05 |  | 7.0112e-05 |  | 0.00025708 |  | 0.00012946 |  | 0.00029291 |  | 0.00078185 |  | 0.16008 |  | 0.23074 |  | 0.039112 |  | 0.0026837 |  | 0.051619 |  | 0.0054448 |  | 0.05766
| 4.2458e-05 |  | 0.00040981 |  | 7.073e-05 |  | 6.9444e-05 |  | -1.7301e-05 |  | 5.1441e-05 |  | 3.93e-05 |  | 7.0115e-05 |  | 0.00024812 |  | 9.1975e-05 |  | 0.00025862 |  | 0.00076619 |  | 0.1554 |  | 0.23066 |  | 0.039827 |  | 0.0026994 |  | 0.05153 |  | 0.0054395 |  | 0.057642
| 4.2458e-05 |  | 0.00039158 |  | 0.00011501 |  | 6.9444e-05 |  | 7.032e-06 |  | 6.45e-05 |  | 4.9363e-05 |  | 9.1002e-05 |  | 0.00029961 |  | 0.00016019 |  | 0.00028213 |  | 0.00072698 |  | 0.15027 |  | 0.22991 |  | 0.040367 |  | 0.0027845 |  | 0.051903 |  | 0.0054418 |  | 0.057309
| 6.1342e-05 |  | 0.00035948 |  | 0.00010342 |  | 8.6226e-05 |  | 3.4272e-05 |  | 7.0301e-05 |  | 4.77e-05 |  | 9.1007e-05 |  | 0.00035572 |  | 0.00018677 |  | 0.00028837 |  | 0.00066206 |  | 0.14575 |  | 0.22933 |  | 0.041116 |  | 0.0027935 |  | 0.052459 |  | 0.0054498 |  | 0.057145
| 6.1347e-05 |  | 0.00046195 |  | 0.00011694 |  | 8.6234e-05 |  | -6.277e-06 |  | 4.0481e-05 |  | 5.3618e-05 |  | 7.7622e-05 |  | 0.00027708 |  | 0.00013841 |  | 0.00028492 |  | 0.00063982 |  | 0.14126 |  | 0.22986 |  | 0.042115 |  | 0.0029135 |  | 0.052556 |  | 0.0054568 |  | 0.057064
| 2.8946e-05 |  | 0.00041578 |  | 0.00013109 |  | 3.5128e-05 |  | -5.8138e-05 |  | 4.6774e-05 |  | 5.2923e-05 |  | 7.7626e-05 |  | 0.00012412 |  | 0.00012209 |  | 0.00029681 |  | 0.00063414 |  | 0.13573 |  | 0.22948 |  | 0.042917 |  | 0.0028902 |  | 0.053464 |  | 0.0054784 |  | 0.056972
| 2.8946e-05 |  | 0.00038722 |  | 0.00010568 |  | 3.5128e-05 |  | 1.1199e-05 |  | 5.2322e-05 |  | 4.4259e-05 |  | 8.3752e-05 |  | 0.0001934 |  | 0.00014337 |  | 0.00027834 |  | 0.00062681 |  | 0.13072 |  | 0.22893 |  | 0.043866 |  | 0.0026548 |  | 0.054096 |  | 0.0054975 |  | 0.056615
| 0 |  | 0.00041321 |  | 0.00010885 |  | 7.6402e-05 |  | 3.3146e-05 |  | 5.4188e-05 |  | 5.7633e-05 |  | 8.3756e-05 |  | 0.00016563 |  | 0.00015813 |  | 0.00028848 |  | 0.00064552 |  | 0.12616 |  | 0.22799 |  | 0.04481 |  | 0.0025842 |  | 0.054458 |  | 0.0055087 |  | 0.056187
| 0 |  | 0.00032499 |  | 9.8885e-05 |  | 7.6408e-05 |  | 2.3113e-05 |  | 4.9032e-05 |  | 4.188e-05 |  | 0.00010793 |  | 6.8376e-05 |  | 0.00014411 |  | 0.0002799 |  | 0.00064315 |  | 0.1213 |  | 0.22577 |  | 0.045372 |  | 0.002516 |  | 0.055034 |  | 0.0055103 |  | 0.056028
| 5.9048e-05 |  | 0.00028336 |  | 0.00010694 |  | 4.4168e-05 |  | 7.2229e-05 |  | 3.2012e-05 |  | 4.1132e-05 |  | 0.00010794 |  | 0.00027418 |  | 0.00012164 |  | 0.00026039 |  | 0.00061282 |  | 0.1167 |  | 0.22427 |  | 0.046177 |  | 0.0024371 |  | 0.055898 |  | 0.0055132 |  | 0.055834
| 5.9048e-05 |  | 0.00033962 |  | 0.00013157 |  | 4.4168e-05 |  | 3.0643e-05 |  | 3.8371e-05 |  | 6.3095e-05 |  | 7.7477e-05 |  | 0.00031439 |  | 0.0001536 |  | 0.00028665 |  | 0.00053912 |  | 0.11206 |  | 0.22237 |  | 0.047069 |  | 0.0024629 |  | 0.056753 |  | 0.0055198 |  | 0.055851
| 1.4388e-05 |  | 0.00035614 |  | 0.00011281 |  | 9.1466e-05 |  | -2.0261e-05 |  | 2.4156e-05 |  | 4.9988e-05 |  | 7.7481e-05 |  | 0.00020649 |  | 0.00014975 |  | 0.00025836 |  | 0.00049547 |  | 0.10814 |  | 0.22092 |  | 0.048092 |  | 0.0024629 |  | 0.056898 |  | 0.005509 |  | 0.055613
| 1.4391e-05 |  | 0.00030406 |  | 9.9917e-05 |  | 9.1482e-05 |  | -5.2643e-05 |  | -1.126e-05 |  | -4.3352e-05 |  | 0 |  | 0.00011546 |  | 0 |  | 0.00017582 |  | 0.00039386 |  | 0.10201 |  | 0.21585 |  | 0.04895 |  | 0.0026036 |  | 0.057274 |  | 0.0055767 |  | 0.055273
| 4.4557e-05 |  | 0.00044816 |  | 0.00012249 |  | 0.00012332 |  | 5.743e-05 |  | 5.401e-05 |  | 7.1104e-05 |  | 6.3871e-05 |  | 0.00026534 |  | 0.00014333 |  | 0.00027379 |  | 0.0004565 |  | 0.095766 |  | 0.21103 |  | 0.050211 |  | 0.0024547 |  | 0.058947 |  | 0.0056541 |  | 0.05481
| 4.456e-05 |  | 0.00029197 |  | 0.00011116 |  | 0.00012333 |  | -3.1502e-05 |  | 7.7732e-05 |  | 6.5765e-05 |  | 6.8104e-05 |  | 0.00026823 |  | 0.00014333 |  | 0.00027141 |  | 0.00045755 |  | 0.09176 |  | 0.20826 |  | 0.051334 |  | 0.002458 |  | 0.060175 |  | 0.0057681 |  | 0.054415
| 2.4797e-05 |  | 0.00027303 |  | 0.00011505 |  | 8.2225e-05 |  | -2.4221e-05 |  | 7.2129e-05 |  | 4.9998e-05 |  | 9.4352e-05 |  | 0.00022772 |  | 0.00010804 |  | 0.00028702 |  | 0.00046126 |  | 0.088085 |  | 0.20445 |  | 0.052323 |  | 0.002439 |  | 0.060808 |  | 0.0058142 |  | 0.054307
| 2.4797e-05 |  | 0.00034087 |  | 0.00012606 |  | 8.2225e-05 |  | -2.5045e-05 |  | 3.5036e-05 |  | 4.7631e-05 |  | 9.0125e-05 |  | 0.00027184 |  | 0.00012123 |  | 0.00027744 |  | 0.00046456 |  | 0.084817 |  | 0.2014 |  | 0.0534 |  | 0.0024623 |  | 0.061496 |  | 0.0058575 |  | 0.054011
| 1.7515e-05 |  | 0.0004073 |  | 0.00014662 |  | 9.5551e-05 |  | -2.9359e-05 |  | 3.9627e-05 |  | 6.383e-05 |  | 7.5969e-05 |  | 0.00025769 |  | 0.00016552 |  | 0.00028628 |  | 0.00048537 |  | 0.081518 |  | 0.19716 |  | 0.054078 |  | 0.002474 |  | 0.061906 |  | 0.005885 |  | 0.053668
| 1.7515e-05 |  | 0.00039996 |  | 0.00013194 |  | 9.5551e-05 |  | -8.7609e-06 |  | 6.1578e-05 |  | 4.4781e-05 |  | 7.5973e-05 |  | 0.00023666 |  | 0.00015234 |  | 0.00026486 |  | 0.00046667 |  | 0.0783 |  | 0.19358 |  | 0.055084 |  | 0.0024567 |  | 0.062214 |  | 0.0059203 |  | 0.053669
| 6.139e-05 |  | 0.00028338 |  | 9.5738e-05 |  | 7.2394e-05 |  | -1.7938e-05 |  | 4.4053e-05 |  | 2.2472e-05 |  | 8.6769e-05 |  | 0.00016212 |  | 0.00013004 |  | 0.00024191 |  | 0.00041206 |  | 0.075077 |  | 0.18938 |  | 0.056009 |  | 0.0025665 |  | 0.062897 |  | 0.0059719 |  | 0.053435
| 6.139e-05 |  | 0.00035467 |  | 0.00011939 |  | 7.2394e-05 |  | -5.2414e-05 |  | 3.6026e-05 |  | 3.1488e-05 |  | 8.6773e-05 |  | 0.00023982 |  | 0.00013005 |  | 0.00026563 |  | 0.00039223 |  | 0.072285 |  | 0.1855 |  | 0.05696 |  | 0.0025865 |  | 0.06382 |  | 0.0060285 |  | 0.052883
| 3.521e-05 |  | 0.00032592 |  | 0.00011669 |  | 5.8499e-05 |  | -2.3347e-05 |  | 3.8468e-05 |  | 3.5347e-05 |  | 7.9369e-05 |  | 0.00027994 |  | 0.00013459 |  | 0.00024287 |  | 0.00040409 |  | 0.06906 |  | 0.18171 |  | 0.058101 |  | 0.0025442 |  | 0.064922 |  | 0.0060696 |  | 0.052516
| 3.521e-05 |  | 0.00032527 |  | 5.199e-05 |  | 5.8499e-05 |  | 9.7437e-06 |  | 4.0122e-05 |  | 3.7981e-05 |  | 7.9373e-05 |  | 0.00014643 |  | 0.00014483 |  | 0.00024222 |  | 0.00035423 |  | 0.065892 |  | 0.17757 |  | 0.059287 |  | 0.0025242 |  | 0.065612 |  | 0.0060912 |  | 0.05222
| 4.3539e-05 |  | 0.00043057 |  | 8.2526e-05 |  | 7.8199e-05 |  | 3.5964e-06 |  | 3.3948e-05 |  | 5.3076e-05 |  | 7.7967e-05 |  | 0.00022345 |  | 0.00015674 |  | 0.00026771 |  | 0.00035469 |  | 0.063258 |  | 0.17275 |  | 0.060184 |  | 0.0024628 |  | 0.06609 |  | 0.0061091 |  | 0.0521
| 4.3539e-05 |  | 0.00051161 |  | 0.00013137 |  | 7.8199e-05 |  | 2.4476e-06 |  | 3.5497e-05 |  | 5.6365e-05 |  | 7.797e-05 |  | 0.00029679 |  | 0.00016246 |  | 0.00025149 |  | 0.00034197 |  | 0.060002 |  | 0.1678 |  | 0.060954 |  | 0.002471 |  | 0.066997 |  | 0.0061345 |  | 0.051933
| 6.1406e-05 |  | 0.00052776 |  | 0.00011967 |  | 9.4426e-05 |  | -2.3132e-05 |  | 3.2992e-05 |  | 6.0368e-05 |  | 7.0889e-05 |  | 0.00030154 |  | 0.00011211 |  | 0.00023424 |  | 0.00032514 |  | 0.057663 |  | 0.16373 |  | 0.062075 |  | 0.0025344 |  | 0.068093 |  | 0.0061931 |  | 0.051707
| 6.1411e-05 |  | 0.00045817 |  | 6.826e-05 |  | 9.4434e-05 |  | -1.0592e-05 |  | 2.8212e-05 |  | 6.6058e-05 |  | 7.0893e-05 |  | 0.00021 |  | 0.00013066 |  | 0.0002143 |  | 0.00035652 |  | 0.055839 |  | 0.15947 |  | 0.063155 |  | 0.0025578 |  | 0.068665 |  | 0.0062551 |  | 0.051039
| 2.9495e-06 |  | 0.00037729 |  | 8.1263e-05 |  | 6.8363e-05 |  | 6.3014e-05 |  | 4.1885e-05 |  | 5.9818e-05 |  | 9.4818e-05 |  | 0.00011403 |  | 0.00020377 |  | 0.0002351 |  | 0.00037123 |  | 0.053604 |  | 0.15456 |  | 0.064117 |  | 0.0025736 |  | 0.069134 |  | 0.0063117 |  | 0.050757
| 2.9495e-06 |  | 0.00032839 |  | 0.0001357 |  | 6.8363e-05 |  | 5.0137e-05 |  | 5.4388e-05 |  | 5.5158e-05 |  | 9.4823e-05 |  | 0.00011484 |  | 0.00016928 |  | 0.00025049 |  | 0.00037184 |  | 0.051748 |  | 0.14989 |  | 0.065194 |  | 0.0025636 |  | 0.070015 |  | 0.0063367 |  | 0.050274
| 2.377e-05 |  | 0.00035331 |  | 8.4892e-05 |  | 8.9228e-05 |  | 2.4714e-05 |  | 6.741e-05 |  | 4.8516e-05 |  | 4.7582e-05 |  | 0.0001286 |  | 6.4531e-05 |  | 0.00019923 |  | 0.00032936 |  | 0.049749 |  | 0.14619 |  | 0.066501 |  | 0.0025979 |  | 0.071357 |  | 0.0063687 |  | 0.049925
| 2.377e-05 |  | 0.00026545 |  | 7.1625e-05 |  | 8.9228e-05 |  | 8.2925e-06 |  | 7.107e-05 |  | 4.6467e-05 |  | 4.7584e-05 |  | 0.00027551 |  | 6.4534e-05 |  | 0.00018796 |  | 0.00029979 |  | 0.047307 |  | 0.14148 |  | 0.067557 |  | 0.0026136 |  | 0.071908 |  | 0.0064141 |  | 0.049618
| 8.6338e-05 |  | 0.00036502 |  | 9.3642e-05 |  | 5.9104e-05 |  | -7.8366e-05 |  | 4.606e-05 |  | 4.0908e-05 |  | 6.9888e-05 |  | 0.00041386 |  | 7.3598e-05 |  | 0.00018527 |  | 0.00030054 |  | 0.045184 |  | 0.13663 |  | 0.068722 |  | 0.0025756 |  | 0.072453 |  | 0.0064856 |  | 0.049355
| 8.6346e-05 |  | 0.00046421 |  | 9.8256e-05 |  | 5.9109e-05 |  | -0.00010188 |  | 3.25e-05 |  | 3.0085e-05 |  | 6.9891e-05 |  | 0.00037081 |  | 7.3601e-05 |  | 0.00019214 |  | 0.00030906 |  | 0.043901 |  | 0.13278 |  | 0.070446 |  | 0.0025147 |  | 0.073449 |  | 0.006556 |  | 0.04986
| 0 |  | 0.00033664 |  | 0.00013524 |  | 8.7505e-05 |  | -6.491e-05 |  | 4.5214e-05 |  | 5.2495e-05 |  | 9.2405e-05 |  | 0.00022431 |  | 0.00012072 |  | 0.0002352 |  | 0.00031665 |  | 0.042419 |  | 0.12903 |  | 0.072093 |  | 0.0025365 |  | 0.074171 |  | 0.0066305 |  | 0.049107
| 0 |  | 0.00042473 |  | 0.00013801 |  | 8.7512e-05 |  | -2.6269e-05 |  | 4.6868e-05 |  | 6.6724e-05 |  | 9.2409e-05 |  | 0.0002302 |  | 0.00012724 |  | 0.00024738 |  | 0.00028273 |  | 0.040534 |  | 0.1241 |  | 0.07307 |  | 0.0025666 |  | 0.074869 |  | 0.0066825 |  | 0.048279
| 3.1066e-05 |  | 0.00050838 |  | 0.00010957 |  | 4.7232e-05 |  | -6.9622e-06 |  | 3.5334e-05 |  | 5.1523e-05 |  | 5.4187e-05 |  | 0.00024576 |  | 0.00012259 |  | 0.0002166 |  | 0.00025378 |  | 0.03884 |  | 0.11894 |  | 0.073877 |  | 0.0025839 |  | 0.075407 |  | 0.0067395 |  | 0.048635
| 3.1066e-05 |  | 0.00041114 |  | 0.00010048 |  | 4.7232e-05 |  | -2.3361e-05 |  | 4.1278e-05 |  | 4.0679e-05 |  | 5.4189e-05 |  | 0.00015183 |  | 0.00011608 |  | 0.00018676 |  | 0.00026768 |  | 0.037131 |  | 0.11485 |  | 0.075189 |  | 0.0025949 |  | 0.076425 |  | 0.0067949 |  | 0.048294
| 0 |  | 0.00038328 |  | 9.9774e-05 |  | 0.00010666 |  | -3.4795e-05 |  | 3.5759e-05 |  | 4.9365e-05 |  | 9.7649e-05 |  | 0.00017705 |  | 9.2025e-05 |  | 0.0001759 |  | 0.00025267 |  | 0.035779 |  | 0.11071 |  | 0.07641 |  | 0.0025716 |  | 0.07728 |  | 0.006859 |  | 0.047983
| 0 |  | 0.00034571 |  | 8.367e-05 |  | 0.00010665 |  | -1.6717e-05 |  | 3.1239e-05 |  | 5.0036e-05 |  | 9.7653e-05 |  | 0.0002002 |  | 9.2029e-05 |  | 0.00015726 |  | 0.00021427 |  | 0.03463 |  | 0.10654 |  | 0.077669 |  | 0.0024718 |  | 0.077813 |  | 0.0069135 |  | 0.047803
| 1.3367e-05 |  | 0.00035199 |  | 8.6918e-05 |  | 3.7193e-05 |  | -3.2777e-05 |  | 4.8049e-05 |  | 5.2325e-05 |  | 9.7058e-05 |  | 0.00020531 |  | 9.2402e-05 |  | 0.00016723 |  | 0.0002004 |  | 0.033024 |  | 0.10299 |  | 0.079029 |  | 0.002491 |  | 0.078371 |  | 0.0069743 |  | 0.047697
| 1.3366e-05 |  | 0.00033096 |  | 9.6891e-05 |  | 3.719e-05 |  | -4.5866e-05 |  | 4.5876e-05 |  | 4.3995e-05 |  | 9.7062e-05 |  | 0.00022298 |  | 9.2406e-05 |  | 0.00018651 |  | 0.00021408 |  | 0.031429 |  | 0.099315 |  | 0.0804 |  | 0.0025742 |  | 0.07976 |  | 0.0070342 |  | 0.047698
| 3.2118e-05 |  | 0.00035527 |  | 8.942e-05 |  | 1.709e-05 |  | -1.0507e-05 |  | 4.5174e-05 |  | 1.824e-05 |  | 8.7104e-05 |  | 0.00023006 |  | 9.114e-05 |  | 0.00017627 |  | 0.00024369 |  | 0.030669 |  | 0.095235 |  | 0.081961 |  | 0.0025552 |  | 0.080325 |  | 0.0070979 |  | 0.047155
| 3.2118e-05 |  | 0.00043464 |  | 9.7561e-05 |  | 1.709e-05 |  | -1.5928e-05 |  | 4.7202e-05 |  | 2.6971e-05 |  | 8.7109e-05 |  | 0.0002761 |  | 9.1144e-05 |  | 0.00017616 |  | 0.00026441 |  | 0.029695 |  | 0.091452 |  | 0.083514 |  | 0.0024637 |  | 0.080111 |  | 0.0071612 |  | 0.046855
| 4.9826e-05 |  | 0.00049089 |  | 9.8895e-05 |  | 9.276e-05 |  | -7.8691e-05 |  | 4.3484e-05 |  | 3.3413e-05 |  | 8.8977e-05 |  | 0.00032331 |  | 0.00011882 |  | 0.00017445 |  | 0.00026475 |  | 0.0286 |  | 0.088114 |  | 0.08496 |  | 0.0024322 |  | 0.080816 |  | 0.0072366 |  | 0.046491
| 4.9831e-05 |  | 0.00043905 |  | 0.00012399 |  | 9.2768e-05 |  | -7.029e-05 |  | 4.9038e-05 |  | 4.9866e-05 |  | 8.8981e-05 |  | 0.000272 |  | 0.00014002 |  | 0.0001887 |  | 0.00021417 |  | 0.0278 |  | 0.08429 |  | 0.085849 |  | 0.0024404 |  | 0.08115 |  | 0.0073019 |  | 0.0463
| 3.4205e-05 |  | 0.00037775 |  | 0.00012728 |  | 4.3232e-05 |  | -4.3405e-05 |  | 3.9121e-05 |  | 5.7405e-05 |  | 8.3718e-05 |  | 0.00017902 |  | 0.00013658 |  | 0.0002009 |  | 0.00020501 |  | 0.026691 |  | 0.080762 |  | 0.087179 |  | 0.0022848 |  | 0.081635 |  | 0.007354 |  | 0.046257
| 3.4208e-05 |  | 0.00036564 |  | 0.00012451 |  | 4.3235e-05 |  | -3.0327e-05 |  | 5.0746e-05 |  | 5.4689e-05 |  | 8.3722e-05 |  | 0.00012535 |  | 0.0001156 |  | 0.00021356 |  | 0.00025489 |  | 0.025809 |  | 0.077624 |  | 0.088945 |  | 0.0022599 |  | 0.082602 |  | 0.0074044 |  | 0.046076
| 1.6497e-05 |  | 0.00036275 |  | 0.00012965 |  | 9.1624e-05 |  | -2.5417e-05 |  | 6.6312e-05 |  | 5.4354e-05 |  | 6.4745e-05 |  | 0.00030672 |  | 0.0001138 |  | 0.00021273 |  | 0.00024195 |  | 0.024979 |  | 0.07457 |  | 0.090391 |  | 0.0024197 |  | 0.083384 |  | 0.007508 |  | 0.045499
| 1.6497e-05 |  | 0.00046981 |  | 0.00010987 |  | 9.1624e-05 |  | -3.3434e-05 |  | 5.7827e-05 |  | 4.1338e-05 |  | 6.4748e-05 |  | 0.00033888 |  | 0.00012453 |  | 0.00018676 |  | 0.00017175 |  | 0.024358 |  | 0.071871 |  | 0.092023 |  | 0.0024774 |  | 0.083498 |  | 0.0076563 |  | 0.045306
| 7.5967e-05 |  | 0.00044092 |  | 0.00012382 |  | 9.3364e-05 |  | -1.4284e-05 |  | 4.0529e-05 |  | 3.7138e-05 |  | 9.398e-05 |  | 4.622e-05 |  | 0.0001349 |  | 0.00020761 |  | 0.00018905 |  | 0.023086 |  | 0.069074 |  | 0.093662 |  | 0.0022916 |  | 0.083753 |  | 0.0078124 |  | 0.04522
| 7.5973e-05 |  | 0.00028911 |  | 0.00015026 |  | 9.3372e-05 |  | 4.3588e-05 |  | 3.1928e-05 |  | 4.8977e-05 |  | 9.3984e-05 |  | 1.929e-05 |  | 0.00016093 |  | 0.0002383 |  | 0.00023362 |  | 0.021894 |  | 0.066473 |  | 0.095534 |  | 0.0022243 |  | 0.08447 |  | 0.0079378 |  | 0.044581
| 5.5058e-05 |  | 0.00030298 |  | 0.00013213 |  | 6.148e-05 |  | 5.7522e-05 |  | 2.4789e-05 |  | 5.9473e-05 |  | 8.2149e-05 |  | 0.00011926 |  | 0.00016768 |  | 0.00023117 |  | 0.00025716 |  | 0.021148 |  | 0.064227 |  | 0.097848 |  | 0.0024158 |  | 0.08534 |  | 0.0080086 |  | 0.044171
| 5.5058e-05 |  | 0.00036236 |  | 0.00010818 |  | 6.148e-05 |  | -1.2478e-07 |  | 1.6565e-05 |  | 4.4158e-05 |  | 8.2153e-05 |  | 1.1987e-05 |  | 0.00013073 |  | 0.0001953 |  | 0.00027004 |  | 0.019892 |  | 0.061552 |  | 0.099448 |  | 0.002315 |  | 0.085497 |  | 0.008041 |  | 0.044166
| 2.3797e-05 |  | 0.00037294 |  | 0.00012126 |  | 3.4198e-05 |  | -2.9849e-05 |  | 4.8516e-05 |  | 4.6718e-05 |  | 8.6503e-05 |  | 7.0913e-05 |  | 7.6835e-05 |  | 0.00018468 |  | 0.00024175 |  | 0.019381 |  | 0.059138 |  | 0.1014 |  | 0.0021203 |  | 0.08565 |  | 0.0080507 |  | 0.044074
| 2.3797e-05 |  | 0.00037004 |  | 0.00011676 |  | 3.4198e-05 |  | -3.4226e-05 |  | 7.1026e-05 |  | 4.6316e-05 |  | 8.6507e-05 |  | 0.0001377 |  | 7.6838e-05 |  | 0.00015953 |  | 0.00022054 |  | 0.019027 |  | 0.057135 |  | 0.10389 |  | 0.0020012 |  | 0.086709 |  | 0.0080557 |  | 0.04374
| 6.5551e-05 |  | 0.0003618 |  | 9.4045e-05 |  | 7.9474e-05 |  | -4.908e-05 |  | 5.7399e-05 |  | 2.2434e-05 |  | 0.00010907 |  | 0.00011378 |  | 7.9781e-05 |  | 0.0001243 |  | 0.00016983 |  | 0.018214 |  | 0.054882 |  | 0.10583 |  | 0.0020363 |  | 0.087344 |  | 0.0080695 |  | 0.04355
| 6.5551e-05 |  | 0.00040976 |  | 8.8685e-05 |  | 7.9474e-05 |  | -2.6499e-05 |  | 4.3259e-05 |  | 1.936e-05 |  | 0.00010908 |  | 0.00017286 |  | 7.9785e-05 |  | 0.00015318 |  | 0.00011922 |  | 0.017725 |  | 0.05255 |  | 0.10729 |  | 0.0020338 |  | 0.086982 |  | 0.008122 |  | 0.043275
| 2.1716e-05 |  | 0.00036672 |  | 8.225e-05 |  | 6.9618e-05 |  | -1.4475e-05 |  | 4.8264e-05 |  | 3.1481e-05 |  | 7.7436e-05 |  | 0.00021786 |  | 9.1626e-05 |  | 0.00016397 |  | 0.00013326 |  | 0.017359 |  | 0.050317 |  | 0.10894 |  | 0.0018173 |  | 0.087113 |  | 0.0082036 |  | 0.042951
| 2.1716e-05 |  | 0.00036957 |  | 9.8226e-05 |  | 6.9618e-05 |  | -2.4055e-05 |  | 6.3176e-05 |  | 4.0148e-05 |  | 7.744e-05 |  | 0.00029995 |  | 9.1631e-05 |  | 0.00017425 |  | 0.0001557 |  | 0.016498 |  | 0.048243 |  | 0.11084 |  | 0.0018847 |  | 0.087306 |  | 0.0082777 |  | 0.042485
| 3.1101e-05 |  | 0.00044098 |  | 0.00010452 |  | 0.00011082 |  | 3.3236e-05 |  | 5.7748e-05 |  | 4.7042e-05 |  | 9.2826e-05 |  | 0.00022953 |  | 0.00014774 |  | 0.00021108 |  | 0.00017987 |  | 0.015865 |  | 0.046606 |  | 0.11354 |  | 0.0021747 |  | 0.087606 |  | 0.008304 |  | 0.042622
| 3.1103e-05 |  | 0.00051781 |  | 9.5424e-05 |  | 0.00011083 |  | 3.2852e-05 |  | 7.0419e-05 |  | 4.3873e-05 |  | 9.2831e-05 |  | 0.0002055 |  | 0.00014775 |  | 0.00021049 |  | 0.00016737 |  | 0.015383 |  | 0.045094 |  | 0.11624 |  | 0.0019065 |  | 0.08808 |  | 0.008304 |  | 0.042454
| 2.9018e-05 |  | 0.000398 |  | 0.00010262 |  | 1.9117e-05 |  | -4.1854e-05 |  | 6.9083e-05 |  | 4.3005e-05 |  | 8.8995e-05 |  | 0.00029348 |  | 0.00010788 |  | 0.00018506 |  | 0.00015355 |  | 0.014546 |  | 0.04329 |  | 0.11819 |  | 0.0016576 |  | 0.087553 |  | 0.008307 |  | 0.041691
| 2.9018e-05 |  | 0.00031284 |  | 0.00011654 |  | 1.9117e-05 |  | -7.3557e-05 |  | 3.5958e-05 |  | 6.1316e-05 |  | 8.8999e-05 |  | 0.00033427 |  | 0.00010789 |  | 0.00019984 |  | 0.00014363 |  | 0.013808 |  | 0.041496 |  | 0.12002 |  | 0.0015593 |  | 0.088022 |  | 0.008332 |  | 0.041293
| 7.6019e-05 |  | 0.00043141 |  | 0.0001204 |  | 4.025e-05 |  | -4.0982e-05 |  | 4.7286e-05 |  | 6.2583e-05 |  | 0.0001117 |  | 0.00019481 |  | 0.00014416 |  | 0.00021251 |  | 0.0001771 |  | 0.013139 |  | 0.039925 |  | 0.12213 |  | 0.0014235 |  | 0.088627 |  | 0.0083795 |  | 0.040633
| 7.6026e-05 |  | 0.00043596 |  | 0.0001122 |  | 4.0253e-05 |  | -4.8305e-05 |  | 5.6588e-05 |  | 4.6334e-05 |  | 0.0001117 |  | 9.4307e-05 |  | 0.00014578 |  | 0.00018823 |  | 0.00020368 |  | 0.012761 |  | 0.038459 |  | 0.12449 |  | 0.0016168 |  | 0.088506 |  | 0.0084428 |  | 0.040595
| 0.00011897 |  | 0.00041659 |  | 9.4366e-05 |  | 3.5222e-05 |  | -5.9268e-05 |  | 4.6512e-05 |  | 4.2931e-05 |  | 6.6827e-05 |  | 0.00023648 |  | 5.8517e-05 |  | 0.00013818 |  | 0.00012228 |  | 0.012602 |  | 0.037012 |  | 0.12701 |  | 0.0017027 |  | 0.088629 |  | 0.0084999 |  | 0.040837
| 0.00011898 |  | 0.00050037 |  | 7.8602e-05 |  | 3.5225e-05 |  | 2.5748e-05 |  | 4.6427e-05 |  | 4.6118e-05 |  | 6.683e-05 |  | 0.00027876 |  | 8.0583e-05 |  | 0.00013302 |  | 0.0001235 |  | 0.01234 |  | 0.035745 |  | 0.12974 |  | 0.0017218 |  | 0.088603 |  | 0.0085482 |  | 0.040907
| 2.0683e-05 |  | 0.00053425 |  | 9.2176e-05 |  | 2.3148e-05 |  | 6.9613e-05 |  | 5.3213e-05 |  | 4.0456e-05 |  | 6.1561e-05 |  | 0.00021948 |  | 0.0001434 |  | 0.00017722 |  | 0.00016954 |  | 0.012023 |  | 0.034446 |  | 0.13174 |  | 0.0017661 |  | 0.088761 |  | 0.0085879 |  | 0.041191
| 2.0685e-05 |  | 0.0005194 |  | 8.9036e-05 |  | 2.315e-05 |  | 3.0416e-05 |  | 5.8922e-05 |  | 3.5671e-05 |  | 6.1564e-05 |  | 0.00017531 |  | 0.00011972 |  | 0.00015801 |  | 0.00014176 |  | 0.011742 |  | 0.033087 |  | 0.13376 |  | 0.0015611 |  | 0.08924 |  | 0.0086254 |  | 0.041053
| 0.00010216 |  | 0.00051142 |  | 8.8977e-05 |  | 9.2872e-05 |  | 2.3188e-05 |  | 5.9026e-05 |  | 3.7574e-05 |  | 7.3896e-05 |  | 0.00015408 |  | 0.00011645 |  | 0.0001338 |  | 0.00011583 |  | 0.011472 |  | 0.031858 |  | 0.13626 |  | 0.0014928 |  | 0.089597 |  | 0.0086562 |  | 0.040855
| 0.00010217 |  | 0.00046975 |  | 0.00011629 |  | 9.288e-05 |  | 6.8589e-06 |  | 5.3861e-05 |  | 3.3786e-05 |  | 7.3899e-05 |  | -3.2444e-06 |  | 0.0001297 |  | 0.00015947 |  | 0.00012519 |  | 0.010914 |  | 0.030844 |  | 0.13962 |  | 0.0014795 |  | 0.089794 |  | 0.0086979 |  | 0.040584
| 1.86e-05 |  | 0.00036305 |  | 0.00010872 |  | 7.2563e-05 |  | -5.0231e-05 |  | 3.5561e-05 |  | 3.0103e-05 |  | 0.00010528 |  | 0.00010142 |  | 0.00015392 |  | 0.00017211 |  | 8.6693e-05 |  | 0.010483 |  | 0.029746 |  | 0.1427 |  | 0.0013046 |  | 0.089851 |  | 0.0087609 |  | 0.040266
| 1.8602e-05 |  | 0.00038729 |  | 9.3193e-05 |  | 7.2569e-05 |  | -7.4847e-05 |  | 4.1102e-05 |  | 4.073e-05 |  | 0.00010528 |  | 0.00016031 |  | 0.00016558 |  | 0.00016799 |  | 0.00010592 |  | 0.010109 |  | 0.028424 |  | 0.14437 |  | 0.0014529 |  | 0.090256 |  | 0.0088334 |  | 0.039699
| 5.7202e-05 |  | 0.00046942 |  | 0.00011386 |  | 2.1142e-05 |  | -4.2847e-05 |  | 5.814e-05 |  | 4.5149e-05 |  | 6.9491e-05 |  | -7.4033e-05 |  | 0.0001417 |  | 0.00019976 |  | 0.00016686 |  | 0.0096547 |  | 0.027351 |  | 0.14666 |  | 0.0018138 |  | 0.090856 |  | 0.0088855 |  | 0.039234
| 5.7202e-05 |  | 0.0004753 |  | 0.00010262 |  | 2.1142e-05 |  | -2.6086e-05 |  | 6.1889e-05 |  | 3.2726e-05 |  | 6.9494e-05 |  | 3.3305e-05 |  | 0.00011681 |  | 0.00018117 |  | 0.00015781 |  | 0.0094358 |  | 0.026389 |  | 0.14869 |  | 0.0017363 |  | 0.091057 |  | 0.0089097 |  | 0.039122
| 0 |  | 0.0005487 |  | 8.7792e-05 |  | 8.6509e-05 |  | -3.0044e-05 |  | 7.649e-05 |  | 3.635e-05 |  | 4.8628e-05 |  | 0.0001616 |  | 0.00011754 |  | 0.00014128 |  | 0.00010383 |  | 0.0088821 |  | 0.025397 |  | 0.15026 |  | 0.0015005 |  | 0.091797 |  | 0.008913 |  | 0.038592
| 0 |  | 0.00043156 |  | 7.955e-05 |  | 8.6517e-05 |  | -1.2689e-05 |  | 6.4669e-05 |  | 3.0578e-05 |  | 4.863e-05 |  | 8.1271e-05 |  | 0.00011754 |  | 0.00011711 |  | 8.4307e-05 |  | 0.0084666 |  | 0.02469 |  | 0.15368 |  | 0.0014298 |  | 0.092419 |  | 0.0089086 |  | 0.03819
| 4.2605e-05 |  | 0.00031887 |  | 7.0037e-05 |  | 0.00010453 |  | 1.2568e-05 |  | 5.1881e-05 |  | 4.5433e-05 |  | 8.6965e-05 |  | 0.00025596 |  | 0.00011897 |  | 0.0001025 |  | 0.00011586 |  | 0.0083499 |  | 0.024 |  | 0.15743 |  | 0.0015306 |  | 0.092129 |  | 0.0089061 |  | 0.038262
| 4.2605e-05 |  | 0.00027887 |  | 8.2763e-05 |  | 0.00010453 |  | -2.5836e-05 |  | 5.7826e-05 |  | 4.3582e-05 |  | 8.6969e-05 |  | 0.00024981 |  | 0.00011898 |  | 9.8688e-05 |  | 0.00011586 |  | 0.0080004 |  | 0.023056 |  | 0.15921 |  | 0.0014648 |  | 0.091717 |  | 0.0089227 |  | 0.037996
| 1.8608e-05 |  | 0.00023949 |  | 5.0346e-05 |  | 0.0001115 |  | -6.3169e-05 |  | 3.9328e-05 |  | 1.527e-05 |  | 7.2812e-05 |  | 0.00010248 |  | 7.1243e-05 |  | 0.00010053 |  | 0.00010698 |  | 0.0076927 |  | 0.021953 |  | 0.15977 |  | 0.0012556 |  | 0.091832 |  | 0.0089652 |  | 0.03738
| 1.8608e-05 |  | 0.00027669 |  | 6.4538e-05 |  | 0.0001115 |  | -7.9167e-05 |  | 3.4966e-05 |  | 1.2192e-05 |  | 7.2815e-05 |  | 0.00014647 |  | 7.1246e-05 |  | 0.00013152 |  | 0.00011882 |  | 0.0072019 |  | 0.021199 |  | 0.16309 |  | 0.0012965 |  | 0.092395 |  | 0.0090149 |  | 0.037466
| 4.3656e-05 |  | 0.00035628 |  | 0.00010133 |  | 4.7334e-05 |  | -0.00010075 |  | 5.3397e-05 |  | 1.4776e-05 |  | 0.00010334 |  | 8.6496e-05 |  | 6.9325e-05 |  | 0.00016157 |  | 0.00015025 |  | 0.0073046 |  | 0.020646 |  | 0.16715 |  | 0.0012732 |  | 0.092816 |  | 0.0090633 |  | 0.037784
| 4.3659e-05 |  | 0.00027926 |  | 6.6772e-05 |  | 4.7338e-05 |  | -0.00012013 |  | 2.9836e-05 |  | 1.5898e-05 |  | 0.00010334 |  | -1.777e-05 |  | 6.9328e-05 |  | 0.00013227 |  | 0.00013841 |  | 0.0071118 |  | 0.019936 |  | 0.17023 |  | 0.0010625 |  | 0.093037 |  | 0.009108 |  | 0.037688
| 5.5139e-05 |  | 0.00035485 |  | 6.5517e-05 |  | 7.3768e-05 |  | -9.0085e-05 |  | 1.1768e-05 |  | 1.3759e-05 |  | 0.0001224 |  | 8.4521e-05 |  | 0.00011111 |  | 0.00013492 |  | 0.00012931 |  | 0.0064992 |  | 0.019236 |  | 0.17316 |  | 0.0010066 |  | 0.093642 |  | 0.0091505 |  | 0.037154
| 5.5139e-05 |  | 0.00036635 |  | 6.284e-05 |  | 7.3768e-05 |  | -1.2894e-06 |  | 2.4594e-05 |  | 5.7859e-06 |  | 0.00012241 |  | 0.00026133 |  | 0.00011112 |  | 0.000133 |  | 0.00012931 |  | 0.0064735 |  | 0.018491 |  | 0.17542 |  | 0.0011533 |  | 0.093465 |  | 0.0091921 |  | 0.036735
| 5.5144e-05 |  | 0.00019212 |  | 7.1113e-05 |  | 0.00011386 |  | 3.1296e-06 |  | 1.1491e-05 |  | 7.0352e-06 |  | 8.7868e-05 |  | 0.00019216 |  | 9.9537e-05 |  | 0.00010503 |  | 0.00011056 |  | 0.0063848 |  | 0.017745 |  | 0.1776 |  | 0.0013009 |  | 0.093764 |  | 0.009236 |  | 0.036825
| 5.5149e-05 |  | 0.00021027 |  | 8.6203e-05 |  | 0.00011387 |  | -1.1426e-05 |  | 3.2712e-05 |  | 1.968e-05 |  | 8.7872e-05 |  | 9.4586e-05 |  | 9.9542e-05 |  | 0.00013529 |  | 0.00013561 |  | 0.0060514 |  | 0.01712 |  | 0.18012 |  | 0.0013149 |  | 0.094747 |  | 0.0092771 |  | 0.036402
| 5.5149e-05 |  | 0.0002263 |  | 5.1977e-05 |  | 5.1376e-05 |  | -8.8793e-05 |  | 4.3844e-05 |  | 1.7598e-05 |  | 6.7063e-05 |  | -5.1425e-05 |  | 0.00011481 |  | 0.00013443 |  | 0.00014312 |  | 0.0057551 |  | 0.016528 |  | 0.18285 |  | 0.0011351 |  | 0.094846 |  | 0.0093032 |  | 0.03562
| 5.5153e-05 |  | 0.00025864 |  | 3.0489e-05 |  | 5.1381e-05 |  | -8.5172e-05 |  | 2.7569e-05 |  | 2.3743e-05 |  | 6.7066e-05 |  | -9.0382e-06 |  | 0.00011481 |  | 0.00011552 |  | 0.00011807 |  | 0.0056288 |  | 0.015886 |  | 0.18546 |  | 0.0010684 |  | 0.09534 |  | 0.0093094 |  | 0.035331
| 4.6803e-05 |  | 0.00023435 |  | 4.238e-05 |  | 9.877e-05 |  | -7.5236e-05 |  | 3.1176e-05 |  | 3.4203e-05 |  | 6.3859e-05 |  | 0.00016209 |  | 0.00011831 |  | 0.00011809 |  | 0.00014426 |  | 0.0054292 |  | 0.015348 |  | 0.18836 |  | 0.0011326 |  | 0.095561 |  | 0.0093082 |  | 0.035377
| 4.6807e-05 |  | 0.00020503 |  | 6.283e-05 |  | 9.8779e-05 |  | -0.0001223 |  | 4.0623e-05 |  | 2.8222e-05 |  | 6.3862e-05 |  | -6.9475e-06 |  | 0.00011831 |  | 0.00013382 |  | 0.00015461 |  | 0.0055723 |  | 0.014916 |  | 0.19177 |  | 0.0012718 |  | 0.095173 |  | 0.0093349 |  | 0.035539
| 6.9726e-05 |  | 0.00027654 |  | 6.258e-05 |  | 9.0644e-05 |  | -7.6508e-05 |  | 4.5251e-05 |  | 1.2663e-05 |  | 3.9772e-05 |  | -5.3639e-05 |  | 9.9912e-05 |  | 0.00012967 |  | 0.00011016 |  | 0.005607 |  | 0.014428 |  | 0.19533 |  | 0.0013369 |  | 0.095938 |  | 0.0093863 |  | 0.03553
| 6.9732e-05 |  | 0.00026401 |  | 2.1184e-05 |  | 9.0652e-05 |  | -2.7604e-05 |  | 2.0709e-05 |  | 9.6735e-08 |  | 3.9773e-05 |  | 0.00012847 |  | 9.9917e-05 |  | 0.00012111 |  | 9.9825e-05 |  | 0.0053006 |  | 0.013794 |  | 0.19752 |  | 0.0013043 |  | 0.096379 |  | 0.009438 |  | 0.035307
| 0 |  | 0.00012926 |  | 3.0336e-06 |  | 0.00010867 |  | -5.2976e-05 |  | 1.6225e-05 |  | 5.4024e-07 |  | 4.2368e-05 |  | -4.0383e-05 |  | 4.3088e-05 |  | 0.00010433 |  | 8.265e-05 |  | 0.005121 |  | 0.013273 |  | 0.19939 |  | 0.0011752 |  | 0.096014 |  | 0.0094763 |  | 0.0354
| 0 |  | 0.00012755 |  | 1.9829e-05 |  | 0.00010868 |  | -5.0213e-05 |  | 2.632e-05 |  | 1.5697e-05 |  | 4.237e-05 |  | -4.9095e-05 |  | 4.309e-05 |  | 0.00010092 |  | 8.2654e-05 |  | 0.0050386 |  | 0.012868 |  | 0.20134 |  | 0.0010768 |  | 0.096193 |  | 0.0095105 |  | 0.035142
| 7.3812e-05 |  | 0.00017555 |  | 2.1843e-05 |  | 8.3693e-05 |  | 5.1158e-06 |  | 2.5958e-05 |  | 3.254e-06 |  | 6.3128e-05 |  | 0.00017908 |  | 7.8031e-05 |  | 0.00011169 |  | 0.00011127 |  | 0.0050787 |  | 0.012393 |  | 0.20242 |  | 0.0010961 |  | 0.096917 |  | 0.0095652 |  | 0.034844
| 7.3812e-05 |  | 8.5035e-05 |  | 2.8661e-05 |  | 8.3693e-05 |  | -1.1207e-05 |  | 2.607e-05 |  | 5.8475e-06 |  | 6.3131e-05 |  | 0.00019343 |  | 7.8035e-05 |  | 0.00010475 |  | 0.00011128 |  | 0.0047349 |  | 0.011914 |  | 0.20271 |  | 0.0011244 |  | 0.097494 |  | 0.0096319 |  | 0.035072
| 0 |  | 0.00011433 |  | 2.2923e-05 |  | 6.4519e-05 |  | -9.7936e-05 |  | 2.1843e-05 |  | 4.8134e-06 |  | 2.2082e-05 |  | 0.00014918 |  | 4.9829e-05 |  | 8.5838e-05 |  | 8.1004e-05 |  | 0.0043013 |  | 0.011561 |  | 0.20524 |  | 0.0011611 |  | 0.097899 |  | 0.0096967 |  | 0.034352
| 0 |  | 0.00027494 |  | 1.7974e-05 |  | 6.4519e-05 |  | -0.00011411 |  | 1.5494e-05 |  | -1.8935e-06 |  | 2.2083e-05 |  | 0.00010717 |  | 4.9831e-05 |  | 7.8815e-05 |  | 8.1007e-05 |  | 0.0043267 |  | 0.011247 |  | 0.20907 |  | 0.0011311 |  | 0.098131 |  | 0.0097434 |  | 0.033634
| 3.2204e-05 |  | 0.0002228 |  | 3.2971e-05 |  | 5.5439e-05 |  | -1.7246e-05 |  | 1.0706e-05 |  | 1.5404e-05 |  | 8.4095e-05 |  | 0.0001068 |  | 9.7019e-05 |  | 0.000101 |  | 0.00011848 |  | 0.0041874 |  | 0.010822 |  | 0.21158 |  | 0.0010678 |  | 0.097897 |  | 0.0097809 |  | 0.034071
| 3.2204e-05 |  | 0.00026544 |  | 2.7218e-05 |  | 5.5439e-05 |  | -3.5151e-05 |  | 2.6113e-05 |  | -1.6236e-06 |  | 8.4099e-05 |  | -1.6639e-05 |  | 9.7023e-05 |  | 9.8256e-05 |  | 0.00011848 |  | 0.0039623 |  | 0.010347 |  | 0.21285 |  | 0.0010461 |  | 0.098513 |  | 0.0098234 |  | 0.034297
| 7.3831e-05 |  | 0.00029311 |  | 3.1174e-05 |  | 5.5444e-05 |  | -6.021e-05 |  | 1.2166e-05 |  | -1.3076e-05 |  | 4.879e-05 |  | -8.4875e-05 |  | 8.2733e-05 |  | 9.9702e-05 |  | 6.3654e-05 |  | 0.0039443 |  | 0.009989 |  | 0.21457 |  | 0.00093613 |  | 0.099142 |  | 0.0098715 |  | 0.034231
| 7.3831e-05 |  | 0.00018944 |  | 3.97e-05 |  | 5.5444e-05 |  | 2.9512e-05 |  | -8.1916e-06 |  | 1.2284e-05 |  | 4.8792e-05 |  | 8.6366e-05 |  | 8.2737e-05 |  | 0.00011906 |  | 6.3657e-05 |  | 0.0038796 |  | 0.0097675 |  | 0.21801 |  | 0.0010253 |  | 0.099415 |  | 0.009914 |  | 0.034158
| 3.4299e-05 |  | 0.0002184 |  | 3.3402e-05 |  | 9.3024e-05 |  | 7.2816e-06 |  | 8.3053e-07 |  | 1.6724e-05 |  | 2.5841e-05 |  | 0.0002486 |  | 7.6496e-05 |  | 9.5419e-05 |  | 7.1314e-05 |  | 0.003762 |  | 0.0094965 |  | 0.22078 |  | 0.0010428 |  | 0.099769 |  | 0.0099524 |  | 0.033717
| 3.4302e-05 |  | 0.00030467 |  | 5.2037e-05 |  | 9.3032e-05 |  | -1.9542e-05 |  | 1.3009e-05 |  | 1.5475e-05 |  | 2.5843e-05 |  | 0.00020855 |  | 7.6499e-05 |  | 9.8816e-05 |  | 7.1317e-05 |  | 0.0037965 |  | 0.0091229 |  | 0.22231 |  | 0.000882 |  | 0.099913 |  | 0.01001 |  | 0.033509
| 8.024e-05 |  | 0.00027529 |  | 4.0012e-05 |  | 5.9308e-05 |  | 1.5358e-05 |  | -3.8488e-06 |  | 1.0632e-05 |  | 4.6108e-05 |  | 0.00011726 |  | 3.9289e-05 |  | 9.564e-05 |  | 5.4218e-05 |  | 0.0036479 |  | 0.0087543 |  | 0.22317 |  | 0.0011071 |  | 0.1003 |  | 0.01008 |  | 0.033531
| 8.0247e-05 |  | 0.00027539 |  | 3.9739e-05 |  | 5.9313e-05 |  | 1.8657e-05 |  | -1.5609e-06 |  | 1.2872e-05 |  | 4.611e-05 |  | 7.3558e-05 |  | 3.929e-05 |  | 9.6791e-05 |  | 5.422e-05 |  | 0.0036262 |  | 0.0085273 |  | 0.2248 |  | 0.0010471 |  | 0.10074 |  | 0.01016 |  | 0.033274
| 0.00010874 |  | 0.00025233 |  | 4.3609e-05 |  | 4.1341e-05 |  | 2.4563e-05 |  | 1.4143e-05 |  | 1.907e-05 |  | 6.3853e-05 |  | 7.9593e-05 |  | 7.7983e-05 |  | 0.000111 |  | 8.3796e-05 |  | 0.0036955 |  | 0.0082383 |  | 0.22673 |  | 0.00090123 |  | 0.10116 |  | 0.010226 |  | 0.033025
| 0.00010875 |  | 0.00021259 |  | 1.9439e-05 |  | 4.1345e-05 |  | -1.1872e-05 |  | 1.6079e-05 |  | 8.1122e-06 |  | 6.3856e-05 |  | 3.1311e-05 |  | 7.7987e-05 |  | 0.00010378 |  | 8.38e-05 |  | 0.0036592 |  | 0.0079691 |  | 0.22955 |  | 0.00087872 |  | 0.10145 |  | 0.010285 |  | 0.033331
| 7.2694e-05 |  | 0.00031361 |  | 2.7956e-05 |  | 8.5488e-05 |  | -6.3049e-05 |  | 3.1942e-05 |  | 1.6362e-06 |  | 4.4767e-05 |  | -0.00017657 |  | 7.4121e-05 |  | 0.00010735 |  | 6.3921e-05 |  | 0.003428 |  | 0.0077105 |  | 0.23055 |  | 0.00085454 |  | 0.10189 |  | 0.010346 |  | 0.033242
| 7.27e-05 |  | 0.00032154 |  | 3.7708e-05 |  | 8.5495e-05 |  | -6.1271e-05 |  | 3.3247e-05 |  | 9.5793e-06 |  | 4.4769e-05 |  | -0.00015663 |  | 7.4125e-05 |  | 9.0734e-05 |  | 6.3924e-05 |  | 0.0029924 |  | 0.0074198 |  | 0.23022 |  | 0.00088127 |  | 0.10201 |  | 0.010412 |  | 0.032476
| 3.0133e-05 |  | 0.00011299 |  | 4.385e-05 |  | 7.1543e-05 |  | -5.9413e-05 |  | 2.687e-05 |  | 1.3909e-05 |  | 3.5124e-05 |  | 4.8451e-05 |  | 9.0513e-05 |  | 8.637e-05 |  | 8.8649e-05 |  | 0.0030311 |  | 0.0071481 |  | 0.23071 |  | 0.00082625 |  | 0.10211 |  | 0.010485 |  | 0.032578
| 3.0133e-05 |  | 3.1243e-05 |  | 6.5478e-05 |  | 7.1543e-05 |  | -0.00010035 |  | 7.3145e-06 |  | 7.0239e-06 |  | 3.5126e-05 |  | 9.0505e-05 |  | 9.0518e-05 |  | 0.00011125 |  | 9.6311e-05 |  | 0.0029195 |  | 0.0068875 |  | 0.23074 |  | 0.00081624 |  | 0.10264 |  | 0.010548 |  | 0.032716
| 5.208e-05 |  | 8.4901e-05 |  | 6.0322e-05 |  | 5.1438e-05 |  | -6.0207e-05 |  | 1.7235e-05 |  | 5.8783e-06 |  | 6.3939e-05 |  | 6.5717e-05 |  | 7.4599e-05 |  | 0.00013019 |  | 7.4492e-05 |  | 0.0027162 |  | 0.0066952 |  | 0.23148 |  | 0.00094886 |  | 0.10357 |  | 0.010595 |  | 0.032359
| 5.2085e-05 |  | 0.00016178 |  | 5.7195e-05 |  | 5.1443e-05 |  | -3.4513e-05 |  | 1.7026e-05 |  | 9.4032e-06 |  | 6.3942e-05 |  | 0.00019311 |  | 7.4602e-05 |  | 0.00011355 |  | 8.041e-05 |  | 0.0025362 |  | 0.0064853 |  | 0.23217 |  | 0.00099139 |  | 0.1042 |  | 0.010626 |  | 0.031953
| 3.3275e-05 |  | 0.00017838 |  | 3.5578e-05 |  | 1.1096e-05 |  | -0.00010505 |  | -4.7329e-06 |  | 1.4503e-05 |  | 4.657e-05 |  | 0.00029039 |  | 5.7237e-05 |  | 6.9695e-05 |  | 8.6258e-05 |  | 0.002562 |  | 0.0062485 |  | 0.23205 |  | 0.00076543 |  | 0.10426 |  | 0.010663 |  | 0.031789
| 3.3277e-05 |  | 0.00011027 |  | 2.0049e-05 |  | 1.1097e-05 |  | -9.337e-05 |  | 6.5618e-08 |  | 1.1376e-05 |  | 4.6573e-05 |  | 0.00016428 |  | 5.724e-05 |  | 6.1676e-05 |  | 7.2688e-05 |  | 0.002654 |  | 0.0060515 |  | 0.23189 |  | 0.00073045 |  | 0.10445 |  | 0.010705 |  | 0.031815
| 6.1666e-05 |  | 0.00021064 |  | 4.4285e-05 |  | 9.308e-05 |  | -1.363e-05 |  | 2.3343e-05 |  | 5.5539e-06 |  | 7.2482e-05 |  | 1.8114e-05 |  | 0.00011179 |  | 8.3087e-05 |  | 8.9077e-05 |  | 0.0025132 |  | 0.005885 |  | 0.23208 |  | 0.00082885 |  | 0.10459 |  | 0.010737 |  | 0.031579
| 6.1676e-05 |  | 0.00033697 |  | 1.9314e-05 |  | 9.3096e-05 |  | -1.4311e-05 |  | 1.5493e-05 |  | 1.3752e-05 |  | 7.2485e-05 |  | 2.5317e-05 |  | 0.00011179 |  | 9.289e-05 |  | 8.9081e-05 |  | 0.0024559 |  | 0.0057035 |  | 0.23118 |  | 0.00088888 |  | 0.1053 |  | 0.010751 |  | 0.031639
| 5.1052e-05 |  | 0.00022891 |  | 1.2471e-05 |  | 5.5491e-05 |  | -8.8371e-05 |  | -1.1812e-05 |  | 1.2871e-05 |  | 5.3253e-05 |  | 2.4354e-05 |  | 5.6706e-05 |  | 8.1117e-05 |  | 6.1392e-05 |  | 0.0023787 |  | 0.0055509 |  | 0.23104 |  | 0.00099151 |  | 0.10577 |  | 0.010768 |  | 0.031573
| 5.1052e-05 |  | 0.00011774 |  | 3.9681e-05 |  | 5.5491e-05 |  | -8.7439e-05 |  | 1.463e-07 |  | 1.5057e-05 |  | 5.3255e-05 |  | -5.708e-05 |  | 5.6708e-05 |  | 7.6449e-05 |  | 6.1394e-05 |  | 0.0021502 |  | 0.005381 |  | 0.22977 |  | 0.0010407 |  | 0.10567 |  | 0.010811 |  | 0.030959
| 1.9691e-05 |  | 0.00019613 |  | 4.5594e-05 |  | 0.00010009 |  | -8.7652e-05 |  | 8.4791e-06 |  | 2.8146e-05 |  | 4.7703e-05 |  | -7.0204e-05 |  | 0.00011375 |  | 0.00010177 |  | 9.7675e-05 |  | 0.0022661 |  | 0.0051842 |  | 0.22715 |  | 0.0010249 |  | 0.10614 |  | 0.010877 |  | 0.030872
| 1.9693e-05 |  | 0.00020047 |  | 5.158e-05 |  | 0.0001001 |  | -4.3074e-05 |  | 6.4372e-06 |  | 2.0657e-05 |  | 4.7705e-05 |  | 2.5078e-06 |  | 0.00013831 |  | 0.00014036 |  | 9.7679e-05 |  | 0.0023553 |  | 0.0050285 |  | 0.22584 |  | 0.00090233 |  | 0.10644 |  | 0.010947 |  | 0.03073
| 7.2162e-05 |  | 6.523e-05 |  | 4.2881e-05 |  | 5.1465e-05 |  | 9.0274e-06 |  | 1.2572e-05 |  | -9.3328e-07 |  | 4.3986e-05 |  | 4.5302e-05 |  | 5.7454e-05 |  | 0.00012829 |  | 6.3614e-05 |  | 0.0020082 |  | 0.0048478 |  | 0.22392 |  | 0.0007847 |  | 0.10699 |  | 0.011002 |  | 0.030343
| 7.2168e-05 |  | 1.3869e-05 |  | 5.0572e-05 |  | 5.1469e-05 |  | -5.2209e-06 |  | 6.9434e-06 |  | 9.5798e-06 |  | 4.3988e-05 |  | 7.9222e-05 |  | 4.4825e-05 |  | 0.00012157 |  | 8.1302e-05 |  | 0.0020454 |  | 0.0046505 |  | 0.22188 |  | 0.00086486 |  | 0.10786 |  | 0.011042 |  | 0.030347
| 0.00010128 |  | 0.00017517 |  | 6.0627e-05 |  | 7.1592e-05 |  | -1.1851e-05 |  | 1.6583e-05 |  | 2.7995e-05 |  | 8.3072e-05 |  | 2.1034e-05 |  | 9.8701e-05 |  | 0.00013329 |  | 0.00010322 |  | 0.0019749 |  | 0.0045053 |  | 0.21985 |  | 0.0008573 |  | 0.1077 |  | 0.011076 |  | 0.030184
| 0.00010128 |  | 0.0002568 |  | 3.2605e-05 |  | 7.1592e-05 |  | -1.9335e-06 |  | 1.9173e-05 |  | 1.112e-05 |  | 8.3075e-05 |  | 1.7548e-05 |  | 8.6775e-05 |  | 0.0001007 |  | 8.5538e-05 |  | 0.0019082 |  | 0.0043732 |  | 0.21737 |  | 0.00083734 |  | 0.10812 |  | 0.011113 |  | 0.029819
| 4.8978e-05 |  | 0.00022054 |  | -6.0129e-06 |  | 3.3306e-05 |  | -3.549e-05 |  | 2.139e-05 |  | -1.8944e-06 |  | 3.8312e-05 |  | 5.8442e-05 |  | 9.1286e-05 |  | 7.5728e-05 |  | 1.2171e-05 |  | 0.0019702 |  | 0.0042757 |  | 0.21506 |  | 0.00086986 |  | 0.10913 |  | 0.011146 |  | 0.029458
| 4.8983e-05 |  | 8.8607e-05 |  | 6.7609e-06 |  | 3.3309e-05 |  | -2.8875e-05 |  | 1.0524e-05 |  | 1.3373e-06 |  | 3.8313e-05 |  | 3.1153e-05 |  | 9.129e-05 |  | 8.3747e-05 |  | 1.2171e-05 |  | 0.0018975 |  | 0.0041246 |  | 0.21248 |  | 0.00088326 |  | 0.10984 |  | 0.011197 |  | 0.029236
| 7.2769e-05 |  | 9.1638e-05 |  | 4.3852e-05 |  | 6.6365e-05 |  | 2.493e-05 |  | -1.0061e-05 |  | 2.5377e-06 |  | 4.9707e-05 |  | 5.9342e-05 |  | 5.3705e-05 |  | 8.3994e-05 |  | 6.6301e-05 |  | 0.0018583 |  | 0.0039656 |  | 0.20931 |  | 0.00087742 |  | 0.10949 |  | 0.011261 |  | 0.029183
| 7.2769e-05 |  | 0.00021078 |  | 4.8075e-05 |  | 6.6365e-05 |  | -3.9229e-05 |  | -6.3235e-06 |  | 5.9302e-06 |  | 4.971e-05 |  | 0.0001216 |  | 5.3707e-05 |  | 7.8037e-05 |  | 6.6304e-05 |  | 0.0017087 |  | 0.0038671 |  | 0.20578 |  | 0.00080819 |  | 0.11003 |  | 0.011342 |  | 0.029319
| 4.2715e-05 |  | 0.00019332 |  | 5.1452e-05 |  | 7.9761e-05 |  | -4.1992e-05 |  | -1.8043e-05 |  | 6.5082e-06 |  | 5.3762e-05 |  | 7.673e-05 |  | 6.3179e-05 |  | 0.00010109 |  | 6.0619e-05 |  | 0.0016664 |  | 0.0037602 |  | 0.20217 |  | 0.00085073 |  | 0.11098 |  | 0.011431 |  | 0.029509
| 4.2715e-05 |  | 9.8684e-05 |  | 3.1156e-05 |  | 7.9761e-05 |  | 3.5255e-06 |  | -7.4446e-06 |  | 1.2534e-06 |  | 5.3765e-05 |  | 1.9613e-06 |  | 6.3181e-05 |  | 9.4263e-05 |  | 6.0621e-05 |  | 0.0019235 |  | 0.0036323 |  | 0.19862 |  | 0.00098424 |  | 0.11098 |  | 0.011527 |  | 0.029004
| 1.9703e-05 |  | 0.00016562 |  | 1.2235e-05 |  | 9.7818e-05 |  | -1.6979e-05 |  | -2.002e-06 |  | -9.1969e-06 |  | 3.521e-05 |  | 0.00011133 |  | 5.0696e-05 |  | 6.0291e-05 |  | 6.0225e-05 |  | 0.0021359 |  | 0.0035338 |  | 0.19459 |  | 0.00091251 |  | 0.11172 |  | 0.011625 |  | 0.028606
| 1.9705e-05 |  | 0.00019879 |  | 2.8846e-05 |  | 9.7826e-05 |  | -1.788e-05 |  | 7.7055e-06 |  | 1.734e-07 |  | 3.5212e-05 |  | 0.00020238 |  | 5.0698e-05 |  | 7.3886e-05 |  | 6.0227e-05 |  | 0.0017592 |  | 0.0034328 |  | 0.19042 |  | 0.00070569 |  | 0.11211 |  | 0.011706 |  | 0.028649
| 6.4635e-05 |  | 2.7906e-05 |  | 3.4756e-05 |  | 9.0839e-05 |  | -3.352e-05 |  | 8.0276e-06 |  | 1.5386e-05 |  | 3.3346e-05 |  | 0.0001117 |  | 6.5022e-05 |  | 9.5462e-05 |  | 4.6215e-05 |  | 0.0015893 |  | 0.0033446 |  | 0.18594 |  | 0.00069481 |  | 0.1117 |  | 0.01176 |  | 0.028307
| 6.4635e-05 |  | 0.00010298 |  | 2.1113e-05 |  | 9.0839e-05 |  | -0.00010041 |  | 2.2855e-06 |  | -6.0501e-06 |  | 3.3347e-05 |  | 2.516e-05 |  | 6.5025e-05 |  | 8.1866e-05 |  | 4.6217e-05 |  | 0.0017414 |  | 0.0032248 |  | 0.18131 |  | 0.00085667 |  | 0.11209 |  | 0.011777 |  | 0.027972
| 3.3312e-05 |  | 0.00022299 |  | 1.3099e-05 |  | 6.3482e-05 |  | -5.807e-05 |  | 1.7043e-05 |  | -2.2739e-05 |  | 5.3485e-05 |  | 2.2872e-05 |  | 7.4944e-05 |  | 8.0642e-05 |  | 8.8858e-05 |  | 0.0015021 |  | 0.0030992 |  | 0.17672 |  | 0.00093931 |  | 0.11331 |  | 0.011783 |  | 0.027807
| 3.3309e-05 |  | 0.00023962 |  | 1.6512e-05 |  | 6.3476e-05 |  | 6.339e-06 |  | 1.1674e-05 |  | -8.7366e-06 |  | 5.3488e-05 |  | 5.0655e-05 |  | 7.4948e-05 |  | 8.0642e-05 |  | 8.8862e-05 |  | 0.0012312 |  | 0.0030133 |  | 0.17191 |  | 0.00083915 |  | 0.11399 |  | 0.011809 |  | 0.027587
| 5.5291e-05 |  | 0.00019621 |  | 3.4547e-05 |  | 7.9796e-05 |  | -6.1741e-05 |  | -1.0006e-07 |  | -5.1183e-06 |  | 4.5622e-05 |  | -3.0602e-06 |  | 8.4631e-05 |  | 6.9952e-05 |  | 5.0952e-05 |  | 0.0013331 |  | 0.0029227 |  | 0.1672 |  | 0.00092513 |  | 0.11448 |  | 0.011868 |  | 0.027447
| 5.5291e-05 |  | 0.00018568 |  | 3.4377e-05 |  | 7.9796e-05 |  | -8.8837e-05 |  | -1.8198e-07 |  | -1.1074e-05 |  | 4.5624e-05 |  | -4.3142e-06 |  | 8.4635e-05 |  | 6.9952e-05 |  | 5.0954e-05 |  | 0.0012667 |  | 0.0028357 |  | 0.16257 |  | 0.0010061 |  | 0.11538 |  | 0.011935 |  | 0.027182
| 0 |  | 0.00021723 |  | 2.8121e-05 |  | 8.0961e-05 |  | -2.6426e-05 |  | 2.3852e-07 |  | -1.1927e-05 |  | 2.226e-05 |  | 0.00020046 |  | 7.3915e-05 |  | 6.8289e-05 |  | 8.6722e-05 |  | 0.0012391 |  | 0.0027579 |  | 0.15783 |  | 0.00084838 |  | 0.11628 |  | 0.011991 |  | 0.027042
| 0 |  | 0.00017107 |  | 3.4562e-05 |  | 8.0967e-05 |  | -2.3561e-05 |  | 2.3266e-07 |  | 9.8745e-06 |  | 2.2261e-05 |  | 0.00024637 |  | 7.3919e-05 |  | 6.8718e-05 |  | 8.6726e-05 |  | 0.0013435 |  | 0.0026819 |  | 0.15306 |  | 0.00071579 |  | 0.11707 |  | 0.012043 |  | 0.027147
| 5.6348e-05 |  | 0.00019387 |  | 4.8145e-05 |  | 0.00010602 |  | -4.496e-05 |  | -2.4751e-06 |  | 2.5374e-05 |  | 8.7602e-05 |  | 0.00015228 |  | 8.6367e-05 |  | 9.7927e-05 |  | 7.1642e-05 |  | 0.0011909 |  | 0.0026052 |  | 0.14821 |  | 0.00079592 |  | 0.11819 |  | 0.012103 |  | 0.027042
| 5.6348e-05 |  | 0.00023641 |  | 5.1429e-05 |  | 0.00010602 |  | -6.6449e-05 |  | 5.6872e-07 |  | 9.8201e-07 |  | 8.7606e-05 |  | 0.00013133 |  | 8.6371e-05 |  | 0.00011309 |  | 7.1645e-05 |  | 0.0011655 |  | 0.0025001 |  | 0.14332 |  | 0.00082257 |  | 0.11832 |  | 0.012158 |  | 0.026708
| 4.6931e-05 |  | 0.0002568 |  | 4.0641e-05 |  | 0.00013109 |  | -8.8622e-05 |  | 1.2391e-05 |  | -4.9173e-06 |  | 2.5949e-05 |  | 0.00010872 |  | 8.7434e-05 |  | 7.7481e-05 |  | 7.4415e-05 |  | 0.0010458 |  | 0.0023857 |  | 0.13846 |  | 0.00063657 |  | 0.11862 |  | 0.012203 |  | 0.026482
| 4.6935e-05 |  | 0.0002185 |  | 4.1106e-05 |  | 0.0001311 |  | -4.6223e-05 |  | 1.2235e-05 |  | 2.7702e-06 |  | 2.595e-05 |  | 0.00012961 |  | 9.1151e-05 |  | 6.68e-05 |  | 7.4418e-05 |  | 0.0013245 |  | 0.0023375 |  | 0.13378 |  | 0.00065242 |  | 0.11947 |  | 0.012243 |  | 0.026456
| 1.3435e-05 |  | 0.00014208 |  | 3.052e-05 |  | 8.565e-05 |  | -3.3484e-05 |  | 1.7289e-05 |  | -1.0843e-05 |  | 5.9263e-05 |  | 0.00012446 |  | 7.9388e-05 |  | 8.6023e-05 |  | 6.3103e-05 |  | 0.001494 |  | 0.0022812 |  | 0.12908 |  | 0.0009328 |  | 0.12013 |  | 0.012297 |  | 0.026384
| 1.3435e-05 |  | 0.000131 |  | 1.7629e-05 |  | 8.565e-05 |  | -0.00010564 |  | 8.2995e-06 |  | -1.1403e-05 |  | 5.9265e-05 |  | 0.00011874 |  | 7.5678e-05 |  | 8.8751e-05 |  | 6.3106e-05 |  | 0.0011072 |  | 0.0022097 |  | 0.12422 |  | 0.00093864 |  | 0.12075 |  | 0.012368 |  | 0.026111
| 3.4376e-05 |  | 0.00012604 |  | 2.4139e-05 |  | 6.0601e-05 |  | -8.8377e-05 |  | -3.4626e-06 |  | -7.9131e-06 |  | 3.7313e-05 |  | 0.00010667 |  | 9.7354e-05 |  | 8.4287e-05 |  | 5.0748e-05 |  | 0.0010788 |  | 0.0021581 |  | 0.11974 |  | 0.00077094 |  | 0.12107 |  | 0.012443 |  | 0.025862
| 3.4379e-05 |  | 0.00011655 |  | 1.3296e-05 |  | 6.0606e-05 |  | -3.0622e-06 |  | -3.3221e-06 |  | -1.4291e-05 |  | 3.7315e-05 |  | 3.8825e-05 |  | 9.7359e-05 |  | 8.4454e-05 |  | 5.0751e-05 |  | 0.001063 |  | 0.0020901 |  | 0.11546 |  | 0.00080515 |  | 0.12185 |  | 0.012517 |  | 0.025733
| 2.1814e-05 |  | 0.00021093 |  | 1.5728e-05 |  | 7.9837e-05 |  | -4.0395e-05 |  | 9.5856e-06 |  | -5.4179e-06 |  | 4.7285e-05 |  | 8.5683e-05 |  | 8.406e-05 |  | 9.592e-05 |  | 8.4704e-05 |  | 0.0011052 |  | 0.0020029 |  | 0.11121 |  | 0.00084525 |  | 0.12256 |  | 0.012584 |  | 0.025824
| 2.1816e-05 |  | 0.0002 |  | 2.9476e-05 |  | 7.9844e-05 |  | -8.0386e-05 |  | 1.6334e-05 |  | 6.5415e-06 |  | 4.7287e-05 |  | 0.0001555 |  | 8.4064e-05 |  | 9.5166e-05 |  | 8.4708e-05 |  | 0.00089583 |  | 0.0019576 |  | 0.10703 |  | 0.00077933 |  | 0.12356 |  | 0.012649 |  | 0.025973
| 2.8101e-05 |  | 0.00012594 |  | 2.1231e-05 |  | 7.4022e-05 |  | -3.3563e-05 |  | 5.3434e-06 |  | 2.1802e-06 |  | 5.5111e-05 |  | 9.5088e-05 |  | 5.7197e-05 |  | 5.6169e-05 |  | 2.2222e-05 |  | 0.00074962 |  | 0.0019175 |  | 0.10288 |  | 0.00072509 |  | 0.12474 |  | 0.012716 |  | 0.02597
| 2.8101e-05 |  | 7.084e-05 |  | 3.0534e-05 |  | 7.4022e-05 |  | 7.4916e-06 |  | 6.2595e-06 |  | -4.1906e-06 |  | 5.5113e-05 |  | 0.000116 |  | 5.72e-05 |  | 7.7671e-05 |  | 2.2223e-05 |  | 0.0011839 |  | 0.0018763 |  | 0.09888 |  | 0.00080524 |  | 0.12569 |  | 0.012806 |  | 0.025805
| 3.4385e-05 |  | 2.2429e-05 |  | 3.2914e-05 |  | 2.1224e-05 |  | -5.1878e-05 |  | 2.036e-05 |  | -1.2224e-05 |  | 8.1515e-05 |  | 0.00011812 |  | 0.00010425 |  | 0.00010622 |  | 6.1785e-05 |  | 0.0011578 |  | 0.0018222 |  | 0.09505 |  | 0.00076686 |  | 0.12691 |  | 0.01291 |  | 0.025519
| 3.4387e-05 |  | 0.00013145 |  | 9.7472e-06 |  | 2.1226e-05 |  | -7.1119e-05 |  | 2.2725e-05 |  | -1.2019e-05 |  | 8.1519e-05 |  | -4.0285e-05 |  | 0.00010425 |  | 7.7695e-05 |  | 6.1788e-05 |  | 0.00098477 |  | 0.0017235 |  | 0.091406 |  | 0.00071846 |  | 0.12787 |  | 0.01301 |  | 0.025411
| 9.094e-05 |  | 0.00017057 |  | 1.9268e-06 |  | 8.5111e-05 |  | -2.364e-05 |  | 1.4213e-05 |  | 1.8636e-06 |  | 7.5636e-05 |  | -1.2776e-05 |  | 2.7434e-05 |  | 6.3254e-05 |  | 2.9188e-05 |  | 0.00094185 |  | 0.0016804 |  | 0.087909 |  | 0.0007377 |  | 0.1291 |  | 0.013093 |  | 0.025234
| 9.094e-05 |  | 9.0857e-05 |  | 2.0115e-05 |  | 8.5111e-05 |  | -2.6248e-05 |  | 7.2711e-06 |  | -1.4596e-06 |  | 7.5639e-05 |  | 9.4116e-05 |  | 2.7435e-05 |  | 6.3486e-05 |  | 2.9189e-05 |  | 0.00088027 |  | 0.0016444 |  | 0.08442 |  | 0.00070015 |  | 0.13041 |  | 0.013158 |  | 0.025059
| 1.7633e-05 |  | 0.00015006 |  | 2.7438e-05 |  | 0.00011194 |  | -1.9279e-05 |  | -1.1714e-05 |  | -2.4185e-05 |  | 6.4421e-05 |  | -3.2094e-06 |  | 7.3941e-05 |  | 5.5263e-05 |  | 2.6526e-05 |  | 0.00065688 |  | 0.0015925 |  | 0.081182 |  | 0.00070599 |  | 0.13111 |  | 0.013228 |  | 0.024941
| 1.7635e-05 |  | 0.000244 |  | 2.2796e-05 |  | 0.00011195 |  | -3.6978e-05 |  | -9.17e-06 |  | -1.626e-05 |  | 6.4424e-05 |  | 3.3317e-05 |  | 7.3944e-05 |  | 5.5016e-05 |  | 2.6527e-05 |  | 0.00064123 |  | 0.001527 |  | 0.078039 |  | 0.00080701 |  | 0.13197 |  | 0.013294 |  | 0.024646
| 0 |  | 0.00016921 |  | 2.0372e-05 |  | 8.9207e-05 |  | -6.6029e-05 |  | 1.5069e-05 |  | -2.4113e-06 |  | 7.013e-05 |  | 8.9452e-05 |  | 6.6995e-05 |  | 7.0494e-05 |  | 0.00010344 |  | 0.00077921 |  | 0.0014775 |  | 0.074742 |  | 0.00079199 |  | 0.13324 |  | 0.013365 |  | 0.024494
| 0 |  | 0.00010878 |  | 2.7759e-05 |  | 8.9214e-05 |  | -8.7085e-05 |  | 6.498e-06 |  | -2.9684e-06 |  | 7.0134e-05 |  | 0.00021908 |  | 6.6998e-05 |  | 9.3282e-05 |  | 0.00010344 |  | 0.00079128 |  | 0.0014425 |  | 0.071797 |  | 0.00070436 |  | 0.13451 |  | 0.013432 |  | 0.024501
| 9.213e-05 |  | 0.00017074 |  | 3.446e-05 |  | 9.213e-05 |  | -0.00011285 |  | -1.7048e-07 |  | 4.7334e-06 |  | 6.7547e-05 |  | 0.00032202 |  | 7.1205e-05 |  | 9.9951e-05 |  | 7.6257e-05 |  | 0.00093439 |  | 0.0013926 |  | 0.068848 |  | 0.00070436 |  | 0.13572 |  | 0.013473 |  | 0.024426
| 9.2138e-05 |  | 0.00021849 |  | 2.3523e-05 |  | 9.2138e-05 |  | -0.00010601 |  | 2.6735e-05 |  | -1.1165e-05 |  | 6.755e-05 |  | 0.00012591 |  | 7.1208e-05 |  | 7.7163e-05 |  | 7.626e-05 |  | 0.00091734 |  | 0.0013554 |  | 0.066027 |  | 0.00087883 |  | 0.13691 |  | 0.0135 |  | 0.02425
| 3.8593e-05 |  | 0.00020154 |  | 3.2635e-05 |  | 6.473e-05 |  | -4.2413e-05 |  | 2.005e-05 |  | -1.6151e-05 |  | 5.4945e-05 |  | 5.4644e-05 |  | 4.8828e-05 |  | 7.0133e-05 |  | 5.3719e-05 |  | 0.00078463 |  | 0.001329 |  | 0.063397 |  | 0.00093058 |  | 0.13784 |  | 0.013533 |  | 0.024081
| 3.8597e-05 |  | 0.00014528 |  | 5.3742e-05 |  | 6.4735e-05 |  | 1.0531e-05 |  | 2.4529e-07 |  | -1.1407e-05 |  | 5.4947e-05 |  | 4.649e-05 |  | 4.883e-05 |  | 7.7033e-05 |  | 5.3721e-05 |  | 0.00087956 |  | 0.0012891 |  | 0.06082 |  | 0.00088056 |  | 0.13917 |  | 0.013601 |  | 0.02399
| 7.2323e-05 |  | 0.00010191 |  | 3.1968e-05 |  | 4.5511e-05 |  | 1.9254e-05 |  | 1.256e-05 |  | -9.1736e-06 |  | 5.326e-05 |  | 2.92e-05 |  | 4.1979e-05 |  | 6.5077e-05 |  | 5.5118e-05 |  | 0.00088676 |  | 0.0012418 |  | 0.058497 |  | 0.00080289 |  | 0.14093 |  | 0.01369 |  | 0.023879
| 7.2323e-05 |  | 0.00018959 |  | 5.9598e-06 |  | 4.5511e-05 |  | 3.6004e-05 |  | 2.5772e-05 |  | -1.1574e-05 |  | 5.3262e-05 |  | 3.067e-05 |  | 4.1981e-05 |  | 5.8156e-05 |  | 5.512e-05 |  | 0.00060615 |  | 0.0012022 |  | 0.056244 |  | 0.00079959 |  | 0.14186 |  | 0.013793 |  | 0.023595
| 0 |  | 0.00022696 |  | 1.4826e-07 |  | 0.00013066 |  | 1.3038e-05 |  | 2.1101e-05 |  | -1.834e-05 |  | 6.0951e-05 |  | -4.4569e-05 |  | 5.7002e-05 |  | 4.6096e-05 |  | 5.2028e-05 |  | 0.00072309 |  | 0.0011628 |  | 0.054074 |  | 0.00074622 |  | 0.14272 |  | 0.013904 |  | 0.023402
| 0 |  | 0.00013537 |  | -1.2254e-05 |  | 0.00013066 |  | -2.9655e-05 |  | -4.0042e-06 |  | -1.5346e-05 |  | 6.0954e-05 |  | -4.5107e-05 |  | 5.7005e-05 |  | 4.6096e-05 |  | 5.203e-05 |  | 0.00094864 |  | 0.0011406 |  | 0.051993 |  | 0.00071613 |  | 0.14369 |  | 0.01401 |  | 0.023404
| 2.7077e-05 |  | 3.987e-05 |  | -1.5703e-05 |  | 0.000105 |  | -7.1027e-06 |  | 1.3398e-06 |  | -1.5391e-05 |  | 4.2382e-05 |  | 5.6879e-05 |  | 3.5029e-05 |  | 4.0961e-05 |  | 2.7035e-05 |  | 0.00075739 |  | 0.0010839 |  | 0.050055 |  | 0.00090899 |  | 0.14471 |  | 0.014098 |  | 0.023161
| 2.7079e-05 |  | -5.6925e-06 |  | -7.7999e-07 |  | 0.00010501 |  | 1.7495e-05 |  | 9.5648e-06 |  | -1.8504e-05 |  | 4.2384e-05 |  | 3.5212e-05 |  | 3.5031e-05 |  | 4.6574e-05 |  | 2.7036e-05 |  | 0.00057197 |  | 0.00105 |  | 0.048208 |  | 0.0008456 |  | 0.14642 |  | 0.01418 |  | 0.022866
| 3.6513e-05 |  | -1.6183e-05 |  | 2.2513e-05 |  | 1.4163e-05 |  | 4.5402e-06 |  | 6.3129e-06 |  | -1.9365e-05 |  | 4.9114e-05 |  | 2.3456e-05 |  | 7.0078e-05 |  | 6.8274e-05 |  | 4.3321e-05 |  | 0.00054826 |  | 0.0010537 |  | 0.046462 |  | 0.00078545 |  | 0.14752 |  | 0.014278 |  | 0.022796
| 3.6516e-05 |  | 5.2346e-05 |  | 2.4416e-05 |  | 1.4164e-05 |  | -3.1628e-05 |  | 7.4447e-06 |  | -1.7699e-05 |  | 4.9116e-05 |  | 6.3067e-05 |  | 7.0081e-05 |  | 6.2649e-05 |  | 4.3323e-05 |  | 0.00058313 |  | 0.0009979 |  | 0.044737 |  | 0.00069785 |  | 0.14822 |  | 0.014376 |  | 0.022701
| 8.5767e-05 |  | 0.0001163 |  | 2.3896e-06 |  | 9.3352e-05 |  | -5.0949e-05 |  | -2.9873e-06 |  | -1.9087e-05 |  | 3.9071e-05 |  | 4.0776e-05 |  | 3.3177e-05 |  | 5.1932e-05 |  | 2.9351e-05 |  | 0.00078605 |  | 0.00096296 |  | 0.042949 |  | 0.0007254 |  | 0.14971 |  | 0.014457 |  | 0.022473
| 8.5774e-05 |  | 9.8013e-05 |  | -9.4316e-06 |  | 9.336e-05 |  | -8.2676e-05 |  | 1.371e-06 |  | -1.7886e-05 |  | 3.9073e-05 |  | 7.7364e-05 |  | 3.3178e-05 |  | 5.1945e-05 |  | 2.9352e-05 |  | 0.00079311 |  | 0.00094697 |  | 0.04117 |  | 0.00080892 |  | 0.15096 |  | 0.014516 |  | 0.022325
| 0 |  | 0.00013394 |  | 3.3196e-06 |  | 0.00010095 |  | -7.9132e-05 |  | 7.2111e-06 |  | -1.2968e-05 |  | 4.0108e-05 |  | 0.00012738 |  | 4.4758e-05 |  | 6.2046e-05 |  | 8.1017e-05 |  | 0.00048369 |  | 0.00090365 |  | 0.039524 |  | 0.00084978 |  | 0.15194 |  | 0.014573 |  | 0.022264
| 0 |  | 0.00025988 |  | 2.6701e-05 |  | 0.00010095 |  | -5.33e-05 |  | 1.0428e-05 |  | 2.1474e-07 |  | 4.011e-05 |  | 4.2989e-05 |  | 5.7154e-05 |  | 6.2062e-05 |  | 8.1021e-05 |  | 0.00040256 |  | 0.00088647 |  | 0.037966 |  | 0.00084821 |  | 0.15338 |  | 0.014658 |  | 0.022243
| 5.0157e-05 |  | 0.00021658 |  | 2.2531e-05 |  | 7.0032e-05 |  | -6.56e-05 |  | 6.6216e-07 |  | 4.2054e-06 |  | 5.3621e-05 |  | -7.8804e-05 |  | 7.9097e-05 |  | 5.8764e-05 |  | 4.7779e-05 |  | 0.0004792 |  | 0.00088621 |  | 0.036594 |  | 0.00084816 |  | 0.15447 |  | 0.014735 |  | 0.022261
| 5.0157e-05 |  | 6.2682e-05 |  | 1.2198e-05 |  | 7.0032e-05 |  | -9.7293e-05 |  | -3.5728e-06 |  | -9.3569e-06 |  | 5.3623e-05 |  | -1.853e-05 |  | 6.6705e-05 |  | 5.878e-05 |  | 4.7782e-05 |  | 0.00044873 |  | 0.0008411 |  | 0.035263 |  | 0.00073216 |  | 0.15574 |  | 0.014782 |  | 0.022318
| 9.3384e-05 |  | 0.00015041 |  | 3.1979e-05 |  | 0.00011031 |  | -6.1998e-05 |  | 1.9031e-05 |  | -1.0954e-05 |  | 8.1372e-05 |  | 4.9436e-05 |  | 9.4856e-05 |  | 7.0908e-05 |  | 4.9093e-05 |  | 0.00040053 |  | 0.00079689 |  | 0.033964 |  | 0.00068541 |  | 0.1568 |  | 0.0148 |  | 0.022023
| 9.3392e-05 |  | 0.00017081 |  | 1.8432e-05 |  | 0.00011032 |  | 3.9117e-05 |  | 2.7823e-05 |  | -1.786e-05 |  | 8.1375e-05 |  | -2.7756e-05 |  | 9.486e-05 |  | 7.0927e-05 |  | 4.9095e-05 |  | 0.00058553 |  | 0.00080288 |  | 0.03276 |  | 0.00084821 |  | 0.15758 |  | 0.014833 |  | 0.02158
| 4.2825e-05 |  | 0.00011856 |  | 2.5666e-05 |  | 0.00010507 |  | -1.1354e-05 |  | 1.5911e-05 |  | -8.3794e-06 |  | 1.9084e-05 |  | -4.4562e-05 |  | 7.2741e-05 |  | 9.6892e-05 |  | 6.8034e-05 |  | 0.0007673 |  | 0.00080271 |  | 0.031559 |  | 0.00073638 |  | 0.15862 |  | 0.014902 |  | 0.021607
| 4.2825e-05 |  | 0.00020495 |  | 4.2055e-05 |  | 0.00010507 |  | -6.3464e-05 |  | 9.253e-06 |  | -9.1514e-07 |  | 1.9085e-05 |  | 9.6341e-05 |  | 7.2744e-05 |  | 9.7585e-05 |  | 6.8037e-05 |  | 0.00075267 |  | 0.00075637 |  | 0.030431 |  | 0.00061195 |  | 0.15949 |  | 0.014983 |  | 0.021661
| 3.4438e-05 |  | 0.00016347 |  | 2.0467e-05 |  | 7.7055e-05 |  | -5.2276e-05 |  | -7.2948e-07 |  | -4.0294e-06 |  | 8.6863e-06 |  | 0.00016946 |  | 4.6379e-05 |  | 5.733e-05 |  | 4.4345e-05 |  | 0.0006845 |  | 0.00072143 |  | 0.029255 |  | 0.00049012 |  | 0.16007 |  | 0.015078 |  | 0.021422
| 3.4441e-05 |  | 0.00011555 |  | 1.0683e-05 |  | 7.7062e-05 |  | -4.2267e-05 |  | -7.1385e-06 |  | -8.985e-06 |  | 8.6867e-06 |  | 8.0839e-05 |  | 4.6381e-05 |  | 5.6663e-05 |  | 4.4347e-05 |  | 0.00052722 |  | 0.00070983 |  | 0.028122 |  | 0.00057024 |  | 0.16063 |  | 0.015165 |  | 0.021276
| 6.4807e-05 |  | 0.00015441 |  | 4.9747e-06 |  | 7.59e-05 |  | -1.3588e-05 |  | 2.1823e-06 |  | -1.9499e-05 |  | 4.9212e-05 |  | -8.2156e-06 |  | 7.6727e-05 |  | 6.5458e-05 |  | 5.5981e-05 |  | 0.00050931 |  | 0.00067957 |  | 0.027122 |  | 0.00073977 |  | 0.16149 |  | 0.015233 |  | 0.021208
| 6.4807e-05 |  | 0.00012206 |  | 2.1895e-05 |  | 7.5901e-05 |  | -2.1413e-05 |  | 9.4289e-06 |  | -7.5135e-06 |  | 4.9215e-05 |  | -0.00011458 |  | 7.673e-05 |  | 6.5458e-05 |  | 5.5984e-05 |  | 0.0005154 |  | 0.00067608 |  | 0.026139 |  | 0.00071973 |  | 0.16201 |  | 0.015257 |  | 0.021119
| 0 |  | 0.00013278 |  | 3.4077e-05 |  | 0.0001086 |  | 7.2701e-06 |  | 2.3892e-05 |  | -7.2485e-06 |  | 4.1837e-05 |  | 6.0827e-05 |  | 7.088e-05 |  | 6.7091e-05 |  | 5.719e-05 |  | 0.00063288 |  | 0.00064596 |  | 0.025178 |  | 0.00072227 |  | 0.16305 |  | 0.015255 |  | 0.021112
| 0 |  | 7.1416e-05 |  | 1.851e-05 |  | 0.00010861 |  | 6.2606e-06 |  | 1.0797e-05 |  | -1.4333e-05 |  | 4.1839e-05 |  | 0.00030237 |  | 7.0883e-05 |  | 6.7073e-05 |  | 5.7193e-05 |  | 0.00067864 |  | 0.00060975 |  | 0.024237 |  | 0.00069384 |  | 0.16372 |  | 0.015275 |  | 0.020939
| 6.5986e-05 |  | 7.7625e-05 |  | 1.2453e-05 |  | 7.4746e-05 |  | -5.1082e-05 |  | -9.7508e-06 |  | -1.2468e-05 |  | 6.4377e-06 |  | 0.00019054 |  | 6.144e-05 |  | 7.0823e-05 |  | 5.2368e-05 |  | 0.00044345 |  | 0.00060176 |  | 0.023376 |  | 0.00074816 |  | 0.1639 |  | 0.015326 |  | 0.020632
| 6.5992e-05 |  | 0.00016582 |  | 2.1266e-05 |  | 7.4752e-05 |  | -6.1085e-05 |  | -1.0426e-06 |  | -1.4352e-05 |  | 6.4379e-06 |  | 4.899e-06 |  | 6.1443e-05 |  | 7.0823e-05 |  | 5.237e-05 |  | 0.0003746 |  | 0.00059245 |  | 0.02246 |  | 0.00077326 |  | 0.16493 |  | 0.015408 |  | 0.020476
| 3.4452e-05 |  | 7.3117e-05 |  | 1.0061e-05 |  | 5.7722e-05 |  | -6.1463e-05 |  | 2.4078e-06 |  | -1.4545e-06 |  | 8.6683e-05 |  | -5.6345e-05 |  | 8.0386e-05 |  | 6.2719e-05 |  | 2.5453e-05 |  | 0.00044225 |  | 0.00058661 |  | 0.021599 |  | 0.00062541 |  | 0.16539 |  | 0.015497 |  | 0.020381
| 3.4452e-05 |  | 3.0306e-05 |  | -6.1402e-06 |  | 5.7722e-05 |  | -8.3102e-05 |  | 5.4017e-06 |  | -1.1406e-06 |  | 8.6687e-05 |  | 1.4183e-05 |  | 8.0389e-05 |  | 6.2736e-05 |  | 2.5454e-05 |  | 0.00037003 |  | 0.00057281 |  | 0.020943 |  | 0.00064215 |  | 0.16573 |  | 0.015603 |  | 0.020311
| 7.5342e-05 |  | 0.00017675 |  | 9.1427e-06 |  | 8.1767e-05 |  | -7.5901e-05 |  | 7.6144e-06 |  | -1.8064e-05 |  | 7.4493e-05 |  | -8.0718e-06 |  | 5.3301e-05 |  | 5.0411e-05 |  | 7.8405e-05 |  | 0.00026261 |  | 0.00053309 |  | 0.020223 |  | 0.00071063 |  | 0.16616 |  | 0.015741 |  | 0.020381
| 7.5349e-05 |  | 0.00017233 |  | 2.6415e-05 |  | 8.1774e-05 |  | -3.7507e-05 |  | 2.1948e-05 |  | -2.3611e-05 |  | 7.4497e-05 |  | -0.00012499 |  | 5.3303e-05 |  | 5.0424e-05 |  | 7.8408e-05 |  | 0.00016276 |  | 0.00052624 |  | 0.019395 |  | 0.00069564 |  | 0.16575 |  | 0.015893 |  | 0.020252
| 9.3464e-05 |  | 4.7838e-05 |  | 2.1824e-05 |  | 7.4187e-05 |  | -2.4191e-05 |  | 1.4702e-05 |  | -1.4289e-05 |  | 8.9043e-05 |  | -9.4947e-05 |  | 1.5687e-05 |  | 3.6154e-05 |  | 1.733e-05 |  | 0.0001403 |  | 0.00053905 |  | 0.018645 |  | 0.00077664 |  | 0.16622 |  | 0.016012 |  | 0.019911
| 9.9772e-05 |  | 0.00012462 |  | 2.5965e-05 |  | 7.4187e-05 |  | -1.3407e-05 |  | -1.184e-05 |  | -1.7875e-05 |  | 8.9047e-05 |  | 2.4952e-05 |  | 1.5687e-05 |  | 4.2522e-05 |  | 1.7331e-05 |  | 0.00043835 |  | 0.00052391 |  | 0.018012 |  | 0.00088103 |  | 0.16622 |  | 0.016084 |  | 0.019754
| 1.7678e-05 |  | 0.00018815 |  | 3.488e-05 |  | 7.185e-05 |  | -1.4422e-05 |  | -3.0824e-07 |  | -1.0048e-05 |  | 5.7915e-05 |  | -6.4904e-05 |  | 7.2315e-05 |  | 7.578e-05 |  | 4.4164e-05 |  | 0.000646 |  | 0.00051926 |  | 0.017456 |  | 0.00084846 |  | 0.1659 |  | 0.016141 |  | 0.019802
| 1.1372e-05 |  | 0.00017081 |  | 1.6516e-05 |  | 7.1857e-05 |  | -7.7622e-05 |  | 6.2094e-06 |  | 1.1855e-05 |  | 5.7918e-05 |  | -0.00020457 |  | 7.2318e-05 |  | 6.9413e-05 |  | 4.4166e-05 |  | 0.00060046 |  | 0.00052508 |  | 0.016846 |  | 0.00072825 |  | 0.16673 |  | 0.016219 |  | 0.019753
| 7.42e-05 |  | 0.00020508 |  | -3.8359e-06 |  | 6.0785e-06 |  | -6.6889e-05 |  | 3.4086e-06 |  | -9.6259e-06 |  | 1.8523e-05 |  | -0.00011124 |  | 4.742e-05 |  | 3.1627e-05 |  | 3.8689e-05 |  | 0.00063801 |  | 0.00049843 |  | 0.016091 |  | 0.00074913 |  | 0.16701 |  | 0.016337 |  | 0.019628
| 7.42e-05 |  | 0.00015422 |  | -1.629e-06 |  | 6.0785e-06 |  | -3.1055e-05 |  | 1.5957e-05 |  | -2.3567e-05 |  | 1.8524e-05 |  | 7.4864e-05 |  | 4.7423e-05 |  | 3.1619e-05 |  | 3.8691e-05 |  | 0.00056489 |  | 0.00046221 |  | 0.015515 |  | 0.00073994 |  | 0.16671 |  | 0.016495 |  | 0.019555
| 1.1374e-05 |  | 0.00016213 |  | -3.6095e-06 |  | 5.6738e-05 |  | -6.1109e-05 |  | 1.8441e-05 |  | -1.4546e-05 |  | 4.8141e-05 |  | 2.2795e-05 |  | 5.5894e-05 |  | 5.6147e-05 |  | 2.4275e-05 |  | 0.00065837 |  | 0.00045185 |  | 0.015116 |  | 0.00082685 |  | 0.16672 |  | 0.016661 |  | 0.019434
| 1.1374e-05 |  | 0.00020406 |  | -2.1653e-05 |  | 5.6743e-05 |  | -5.9839e-05 |  | 2.389e-05 |  | -2.7374e-05 |  | 4.8143e-05 |  | 4.6491e-05 |  | 5.5896e-05 |  | 5.6147e-05 |  | 2.4277e-05 |  | 0.00057765 |  | 0.00043088 |  | 0.014606 |  | 0.00081683 |  | 0.16684 |  | 0.016789 |  | 0.019342
| 4.9172e-05 |  | 0.00010471 |  | -1.1165e-05 |  | 0.000142 |  | -3.5428e-05 |  | 3.0655e-05 |  | -2.4192e-05 |  | 5.9753e-05 |  | 0.00010787 |  | 2.3059e-05 |  | 4.8502e-05 |  | 6.1873e-05 |  | 0.00038729 |  | 0.00041458 |  | 0.014078 |  | 0.00071827 |  | 0.16609 |  | 0.016874 |  | 0.019195
| 4.9176e-05 |  | 0.00014616 |  | 3.2341e-07 |  | 0.00014201 |  | -3.4754e-05 |  | 9.596e-06 |  | -1.5923e-05 |  | 5.9755e-05 |  | -2.6556e-05 |  | 2.306e-05 |  | 4.8514e-05 |  | 6.1875e-05 |  | 0.00053861 |  | 0.00043216 |  | 0.013621 |  | 0.00073251 |  | 0.16562 |  | 0.016933 |  | 0.01877
| 4.7076e-05 |  | 0.00020569 |  | -2.9925e-05 |  | 4.4588e-05 |  | -4.2423e-05 |  | -9.6314e-06 |  | -1.4199e-05 |  | 1.7895e-05 |  | 9.9322e-05 |  | 2.45e-05 |  | 4.7944e-05 |  | 4.0416e-05 |  | 0.00058497 |  | 0.00043321 |  | 0.013066 |  | 0.00074667 |  | 0.16559 |  | 0.016979 |  | 0.018609
| 4.708e-05 |  | 0.00017343 |  | -1.8552e-05 |  | 4.4592e-05 |  | -6.8008e-05 |  | 6.028e-06 |  | -2.7505e-06 |  | 1.7896e-05 |  | 0.00011086 |  | 2.4501e-05 |  | 5.2548e-05 |  | 4.0418e-05 |  | 0.00038008 |  | 0.00039721 |  | 0.012506 |  | 0.0007133 |  | 0.16512 |  | 0.017002 |  | 0.018749
| 0.00012041 |  | 0.00010899 |  | 5.2538e-08 |  | 5.9034e-05 |  | -6.8866e-05 |  | 1.7055e-05 |  | -3.3106e-06 |  | 3.6353e-05 |  | 6.0767e-05 |  | 7.7152e-05 |  | 6.6337e-05 |  | 7.6638e-05 |  | 0.00024443 |  | 0.0003879 |  | 0.012003 |  | 0.00071919 |  | 0.16444 |  | 0.017019 |  | 0.018607
| 0.00012041 |  | 9.8784e-05 |  | -2.0992e-05 |  | 5.9034e-05 |  | -5.6159e-05 |  | 2.15e-05 |  | -7.9528e-06 |  | 3.6355e-05 |  | 0.00014659 |  | 7.7155e-05 |  | 6.1746e-05 |  | 7.6642e-05 |  | 0.00046695 |  | 0.00038324 |  | 0.011568 |  | 0.00073423 |  | 0.16362 |  | 0.017061 |  | 0.018437
| 9.119e-05 |  | 0.00013227 |  | -4.3022e-06 |  | 6.4885e-05 |  | -6.5477e-05 |  | 1.6955e-05 |  | 1.4372e-06 |  | 3.6981e-05 |  | 0.0001556 |  | 0.00010707 |  | 6.0918e-05 |  | 5.6047e-05 |  | 0.00049549 |  | 0.00035644 |  | 0.011238 |  | 0.00076096 |  | 0.16305 |  | 0.017144 |  | 0.01821
| 9.119e-05 |  | 9.745e-05 |  | 2.4947e-05 |  | 6.4885e-05 |  | -7.9103e-05 |  | -2.1267e-05 |  | -4.2031e-06 |  | 3.6982e-05 |  | 0.00017901 |  | 0.00010708 |  | 6.0918e-05 |  | 5.6049e-05 |  | 0.00034857 |  | 0.00033548 |  | 0.010827 |  | 0.00077933 |  | 0.16277 |  | 0.01725 |  | 0.018124
| 2.7135e-05 |  | 7.9409e-05 |  | 1.3865e-05 |  | 9.2367e-05 |  | -3.7273e-05 |  | -2.0502e-05 |  | -1.3138e-05 |  | 6.1602e-05 |  | 0.00013538 |  | 4.4132e-05 |  | 6.1859e-05 |  | 6.7725e-05 |  | 0.00032309 |  | 0.00035539 |  | 0.010383 |  | 0.00075261 |  | 0.16269 |  | 0.017342 |  | 0.01818
| 2.7137e-05 |  | 0.00015525 |  | 2.0619e-06 |  | 9.2375e-05 |  | -7.6177e-05 |  | -9.2697e-06 |  | -1.3498e-05 |  | 6.1604e-05 |  | 6.6237e-05 |  | 4.4134e-05 |  | 6.1843e-05 |  | 6.7727e-05 |  | 0.0005041 |  | 0.00037159 |  | 0.010081 |  | 0.00082366 |  | 0.16192 |  | 0.017419 |  | 0.018069
| 9.2375e-05 |  | 6.217e-05 |  | 8.8906e-06 |  | 8.1851e-05 |  | -0.00011343 |  | -1.4045e-05 |  | -1.5068e-05 |  | 6.1178e-05 |  | 2.7358e-05 |  | 8.6846e-05 |  | 4.917e-05 |  | 5.6172e-05 |  | 0.00054556 |  | 0.00035421 |  | 0.0098178 |  | 0.00079191 |  | 0.1601 |  | 0.017496 |  | 0.018169
| 9.2383e-05 |  | 2.5354e-05 |  | 1.598e-05 |  | 8.1858e-05 |  | -9.9439e-05 |  | -8.5896e-06 |  | -1.5846e-05 |  | 6.1181e-05 |  | 0.00013033 |  | 8.685e-05 |  | 4.917e-05 |  | 5.6174e-05 |  | 0.0002823 |  | 0.00032415 |  | 0.0095067 |  | 0.00079948 |  | 0.15892 |  | 0.017592 |  | 0.018192
| 0 |  | 0.00016081 |  | 2.0089e-05 |  | 0.00010525 |  | -0.00012963 |  | -5.3638e-06 |  | -2.0598e-05 |  | 6.4441e-05 |  | 0.00010877 |  | 6.9405e-05 |  | 7.068e-05 |  | 6.633e-05 |  | 0.00013361 |  | 0.00031017 |  | 0.0091932 |  | 0.00087968 |  | 0.15828 |  | 0.01769 |  | 0.017917
| 0 |  | 0.00016287 |  | 1.5879e-05 |  | 0.00010525 |  | -7.0973e-05 |  | -2.0436e-06 |  | -3.5241e-05 |  | 6.4444e-05 |  | 1.4492e-05 |  | 6.9408e-05 |  | 7.0698e-05 |  | 6.6333e-05 |  | 0.00025887 |  | 0.00032867 |  | 0.0088891 |  | 0.00094734 |  | 0.15699 |  | 0.01778 |  | 0.017678
| 4.08e-05 |  | 7.5823e-05 |  | 5.0764e-05 |  | 4.5628e-05 |  | -2.33e-05 |  | 6.0136e-06 |  | -2.6374e-05 |  | 6.4456e-05 |  | 0.00017656 |  | 0.00010247 |  | 8.9309e-05 |  | 7.746e-05 |  | 0.00052399 |  | 0.00034255 |  | 0.0086549 |  | 0.00095236 |  | 0.15597 |  | 0.017862 |  | 0.017545
| 4.0807e-05 |  | 0.00015778 |  | 4.9139e-05 |  | 4.5636e-05 |  | 3.3542e-06 |  | 5.2123e-06 |  | -1.4891e-05 |  | 6.4459e-05 |  | 9.1698e-05 |  | 0.00010248 |  | 8.9332e-05 |  | 7.7464e-05 |  | 0.00031646 |  | 0.00033337 |  | 0.0083974 |  | 0.00080788 |  | 0.15555 |  | 0.017946 |  | 0.017466
| 0 |  | 0.00028886 |  | 1.2291e-05 |  | 0.00012165 |  | -1.007e-05 |  | 7.6217e-06 |  | -1.1581e-05 |  | 9.554e-05 |  | -8.3244e-06 |  | 7.6138e-05 |  | 4.9119e-05 |  | 2.1808e-05 |  | 0.00030035 |  | 0.00032406 |  | 0.0080581 |  | 0.00071515 |  | 0.15399 |  | 0.018032 |  | 0.017203
| 0 |  | 0.00021154 |  | -4.7042e-06 |  | 0.00012165 |  | -3.4782e-05 |  | 7.233e-06 |  | -2.0027e-05 |  | 9.5544e-05 |  | 4.1455e-06 |  | 7.6141e-05 |  | 4.9119e-05 |  | 2.1809e-05 |  | 0.00047181 |  | 0.00031283 |  | 0.0078367 |  | 0.00072099 |  | 0.15183 |  | 0.018139 |  | 0.017051
| 2.7149e-05 |  | 0.00017909 |  | -6.6923e-06 |  | 0.0001123 |  | -0.00011207 |  | 1.2646e-07 |  | -3.2228e-05 |  | 9.6956e-05 |  | -2.0344e-05 |  | 7.3275e-05 |  | 5.4408e-05 |  | 5.9171e-05 |  | 0.00039993 |  | 0.000307 |  | 0.0076352 |  | 0.00072851 |  | 0.15093 |  | 0.018276 |  | 0.017217
| 2.7151e-05 |  | 0.00014712 |  | 1.9477e-05 |  | 0.00011231 |  | -0.00014902 |  | -3.8977e-06 |  | -2.8234e-05 |  | 9.696e-05 |  | -5.7756e-06 |  | 7.3278e-05 |  | 5.4408e-05 |  | 5.9173e-05 |  | 0.00027858 |  | 0.00029565 |  | 0.007353 |  | 0.00072271 |  | 0.14974 |  | 0.018408 |  | 0.017209
| 0 |  | 5.9214e-05 |  | 2.4442e-05 |  | 8.1308e-05 |  | -7.978e-05 |  | -9.0902e-06 |  | -1.9867e-05 |  | 4.4286e-05 |  | -0.00015852 |  | 0.00011047 |  | 7.2423e-05 |  | 3.8203e-05 |  | 0.00028341 |  | 0.00026074 |  | 0.0071293 |  | 0.000706 |  | 0.14744 |  | 0.018499 |  | 0.016907
| 0 |  | -1.9155e-06 |  | 1.925e-05 |  | 8.1315e-05 |  | -5.0205e-05 |  | -1.9686e-05 |  | -2.4361e-05 |  | 4.4288e-05 |  | -0.00013007 |  | 0.00011047 |  | 7.2423e-05 |  | 3.8205e-05 |  | 0.00041276 |  | 0.00027394 |  | 0.00689 |  | 0.00063752 |  | 0.14578 |  | 0.018568 |  | 0.016686
| 1.5593e-05 |  | 0.00012681 |  | 1.5705e-05 |  | 5.1739e-05 |  | -2.7943e-05 |  | -1.9613e-05 |  | -1.7531e-05 |  | 4.9637e-05 |  | 6.6941e-05 |  | 6.0969e-05 |  | 3.6439e-05 |  | 3.636e-05 |  | 0.00024772 |  | 0.00027978 |  | 0.0066933 |  | 0.00043195 |  | 0.14395 |  | 0.018661 |  | 0.016607
| 1.5593e-05 |  | 0.00016894 |  | -7.9332e-06 |  | 5.1739e-05 |  | -1.9842e-05 |  | 4.5695e-06 |  | -1.2236e-05 |  | 4.9639e-05 |  | 0.00011211 |  | 6.0972e-05 |  | 3.6439e-05 |  | 3.6361e-05 |  | 0.00020808 |  | 0.00025464 |  | 0.0065325 |  | 0.00042028 |  | 0.14244 |  | 0.018784 |  | 0.01649
| 8.835e-05 |  | 0.00012454 |  | -2.8124e-05 |  | 7.1967e-05 |  | -4.6337e-05 |  | 1.848e-05 |  | -1.8749e-05 |  | 2.2421e-05 |  | 0.00011238 |  | 3.2047e-05 |  | 6.4542e-05 |  | 5.6462e-05 |  | 0.00016629 |  | 0.00023717 |  | 0.006339 |  | 0.00064504 |  | 0.1412 |  | 0.018905 |  | 0.01631
| 8.835e-05 |  | 0.00011153 |  | 7.8785e-06 |  | 7.1967e-05 |  | -5.8804e-05 |  | 1.3594e-05 |  | -2.4665e-06 |  | 2.2422e-05 |  | 0.00010391 |  | 3.2049e-05 |  | 6.4542e-05 |  | 5.6465e-05 |  | 0.00016942 |  | 0.0002423 |  | 0.0061478 |  | 0.00071778 |  | 0.13853 |  | 0.019004 |  | 0.016216
| 6.6122e-05 |  | 6.9785e-05 |  | 1.1923e-05 |  | 4.7689e-05 |  | -7.9553e-05 |  | 1.0066e-05 |  | -2.0101e-06 |  | 2.7258e-05 |  | 2.9768e-05 |  | 5.4052e-05 |  | 5.833e-05 |  | 2.7818e-05 |  | 0.0002482 |  | 0.00025403 |  | 0.0059449 |  | 0.00062419 |  | 0.13704 |  | 0.019096 |  | 0.016194
| 6.6128e-05 |  | 0.00010788 |  | -1.1989e-05 |  | 4.7693e-05 |  | -0.00016294 |  | 1.3831e-05 |  | -1.0745e-05 |  | 2.7259e-05 |  | 5.3369e-05 |  | 5.4055e-05 |  | 5.8314e-05 |  | 2.7819e-05 |  | 0.0002396 |  | 0.00023317 |  | 0.0057864 |  | 0.00057573 |  | 0.13539 |  | 0.019207 |  | 0.016314
| 7.8417e-05 |  | 9.0629e-05 |  | -1.1241e-05 |  | 8.9536e-05 |  | -0.00015678 |  | 1.5985e-05 |  | -2.0185e-05 |  | 6.3904e-05 |  | 5.333e-05 |  | 5.3776e-05 |  | 6.1676e-05 |  | 4.9161e-05 |  | 0.00041082 |  | 0.0002379 |  | 0.0056708 |  | 0.00078964 |  | 0.13272 |  | 0.019324 |  | 0.016273
| 7.8424e-05 |  | 0.0001522 |  | -1.033e-05 |  | 8.9543e-05 |  | -0.00010581 |  | 2.4694e-05 |  | -3.0314e-05 |  | 6.3906e-05 |  | 2.9252e-05 |  | 5.3778e-05 |  | 6.1676e-05 |  | 4.9163e-05 |  | 0.00035443 |  | 0.00024896 |  | 0.0054938 |  | 0.00087075 |  | 0.13066 |  | 0.019424 |  | 0.015991
| 1.4546e-05 |  | 0.00014277 |  | 3.4647e-06 |  | 8.3105e-05 |  | -7.2966e-05 |  | 9.3498e-07 |  | -3.3862e-05 |  | 7.02e-05 |  | 9.5776e-05 |  | 2.416e-05 |  | 4.4147e-05 |  | 5.2007e-05 |  | 0.00014517 |  | 0.00023381 |  | 0.0053154 |  | 0.00080055 |  | 0.12896 |  | 0.019495 |  | 0.015793
| 1.4548e-05 |  | 1.8032e-05 |  | 2.2167e-05 |  | 8.3113e-05 |  | -7.7682e-05 |  | -7.4004e-06 |  | -2.3789e-05 |  | 7.0203e-05 |  | 0.00012358 |  | 2.4161e-05 |  | 4.4158e-05 |  | 5.2009e-05 |  | 7.1344e-05 |  | 0.00023093 |  | 0.0051661 |  | 0.00073788 |  | 0.12644 |  | 0.019588 |  | 0.015506
| 1.8756e-05 |  | 6.9915e-05 |  | 6.5686e-06 |  | 6.7901e-05 |  | -0.00012792 |  | 1.8741e-05 |  | -4.5992e-06 |  | 8.203e-05 |  | 0.00013456 |  | 7.8174e-05 |  | 3.5751e-05 |  | 4.044e-06 |  | 0.00020536 |  | 0.0002472 |  | 0.0049807 |  | 0.00049557 |  | 0.12393 |  | 0.019722 |  | 0.015629
| 1.8756e-05 |  | 0.0001163 |  | 6.0969e-07 |  | 6.7901e-05 |  | -0.00016461 |  | 2.0577e-05 |  | -2.2313e-05 |  | 8.2034e-05 |  | 2.6328e-05 |  | 7.8178e-05 |  | 3.576e-05 |  | 4.0442e-06 |  | 0.00011648 |  | 0.00023986 |  | 0.004816 |  | 0.00055073 |  | 0.12198 |  | 0.019865 |  | 0.0157
| 2.0861e-05 |  | 0.00020422 |  | 2.6339e-05 |  | 1.5226e-05 |  | -9.7183e-05 |  | 2.6076e-06 |  | -2.7726e-05 |  | 5.219e-05 |  | -6.4605e-05 |  | 9.0485e-05 |  | 2.9745e-05 |  | 6.9234e-05 |  | 2.8406e-05 |  | 0.00022586 |  | 0.0046856 |  | 0.00073124 |  | 0.12 |  | 0.020002 |  | 0.015497
| 2.0863e-05 |  | 0.00022414 |  | 1.1853e-05 |  | 1.5228e-05 |  | -5.2059e-05 |  | -1.1143e-05 |  | -1.642e-05 |  | 5.2192e-05 |  | -8.7333e-05 |  | 9.0489e-05 |  | 2.9745e-05 |  | 6.9237e-05 |  | 0.000204 |  | 0.00020785 |  | 0.0045398 |  | 0.00069781 |  | 0.11843 |  | 0.020124 |  | 0.015433
| 9.4257e-05 |  | 7.0259e-05 |  | 2.192e-06 |  | 5.9716e-05 |  | -9.4241e-05 |  | 5.5201e-06 |  | -2.3611e-05 |  | 5.4412e-05 |  | 7.393e-05 |  | 5.8939e-05 |  | 4.9936e-05 |  | 7.4441e-05 |  | 0.00018707 |  | 0.00019968 |  | 0.0044289 |  | 0.00082321 |  | 0.11631 |  | 0.020269 |  | 0.015318
| 9.4266e-05 |  | 9.6863e-05 |  | -1.7775e-06 |  | 5.9721e-05 |  | -8.4786e-05 |  | 3.2845e-05 |  | -1.7073e-05 |  | 5.4415e-05 |  | 0.00018385 |  | 5.8941e-05 |  | 4.9936e-05 |  | 7.4444e-05 |  | 0.00022124 |  | 0.00021806 |  | 0.0043381 |  | 0.00099036 |  | 0.11358 |  | 0.020435 |  | 0.015172
| 7.9628e-05 |  | 0.00020151 |  | -1.1587e-05 |  | 0.00010246 |  | -3.2985e-05 |  | 5.4295e-05 |  | -6.1432e-06 |  | 5.1263e-05 |  | 0.00010907 |  | 4.3099e-05 |  | 4.1698e-05 |  | 2.7083e-05 |  | 0.00024981 |  | 0.00020995 |  | 0.0041689 |  | 0.0007948 |  | 0.11115 |  | 0.020596 |  | 0.015148
| 7.9635e-05 |  | 9.3467e-05 |  | 1.2155e-06 |  | 0.00010247 |  | -7.7921e-05 |  | 6.6783e-05 |  | 1.8839e-06 |  | 5.1265e-05 |  | 5.8605e-05 |  | 4.31e-05 |  | 4.1687e-05 |  | 2.7084e-05 |  | 0.00061498 |  | 0.00019511 |  | 0.004044 |  | 0.00073216 |  | 0.1091 |  | 0.020732 |  | 0.015093
| 6.383e-05 |  | -0.00011398 |  | 2.4117e-05 |  | 0.00011361 |  | -3.2602e-05 |  | 8.3194e-05 |  | 2.9022e-06 |  | 5.4714e-05 |  | -3.8009e-05 |  | 0.00011293 |  | 7.5505e-05 |  | 7.0226e-05 |  | 0.00070409 |  | 0.00018582 |  | 0.0039976 |  | 0.00084499 |  | 0.10684 |  | 0.020834 |  | 0.014937
| 6.383e-05 |  | -0.00010452 |  | 1.4611e-05 |  | 0.00011361 |  | -2.5004e-06 |  | 0.00011439 |  | -1.3761e-05 |  | 5.4716e-05 |  | -1.5234e-05 |  | 0.00011294 |  | 7.5505e-05 |  | 7.0229e-05 |  | 0.00024047 |  | 0.00016851 |  | 0.0039335 |  | 0.00071377 |  | 0.10443 |  | 0.020951 |  | 0.014716
| 5.1386e-05 |  | -1.0556e-06 |  | -3.0232e-05 |  | 5.7885e-05 |  | -6.3991e-05 |  | 0.00011601 |  | -2.0837e-05 |  | 3.3009e-05 |  | 2.8289e-05 |  | 8.8988e-05 |  | 2.8905e-05 |  | 1.5854e-05 |  | 0.00010774 |  | 0.00017673 |  | 0.0037875 |  | 0.0007681 |  | 0.10249 |  | 0.021075 |  | 0.014602
| 5.139e-05 |  | -1.5979e-05 |  | -2.0545e-05 |  | 5.789e-05 |  | -4.8748e-05 |  | 8.0929e-05 |  | -1.029e-05 |  | 3.301e-05 |  | -2.445e-05 |  | 8.8992e-05 |  | 2.8897e-05 |  | 1.5854e-05 |  | 9.29e-05 |  | 0.00019811 |  | 0.0036359 |  | 0.00088182 |  | 0.10084 |  | 0.021198 |  | 0.014602
| 5.0338e-05 |  | -7.0275e-05 |  | 1.9359e-05 |  | 4.8749e-05 |  | -5.9035e-05 |  | 9.1648e-05 |  | -1.0519e-05 |  | 7.2838e-05 |  | 1.4834e-05 |  | 9.3172e-05 |  | 6.1972e-05 |  | 8.1648e-05 |  | -8.9952e-05 |  | 0.0001736 |  | 0.0035284 |  | 0.00083919 |  | 0.098236 |  | 0.021342 |  | 0.014317
| 5.0338e-05 |  | -1.9095e-05 |  | 1.3891e-06 |  | 4.8749e-05 |  | -5.3357e-05 |  | 0.00014382 |  | -3.4013e-05 |  | 7.2841e-05 |  | 1.5478e-05 |  | 9.3176e-05 |  | 6.1989e-05 |  | 8.1651e-05 |  | 9.9775e-06 |  | 0.00016027 |  | 0.0033897 |  | 0.00080492 |  | 0.095548 |  | 0.021496 |  | 0.014252
| 9.2973e-06 |  | 0.00015536 |  | -4.3359e-05 |  | 8.9627e-05 |  | -6.5653e-05 |  | 0.00015632 |  | -3.3438e-05 |  | 3.4358e-05 |  | 2.1025e-05 |  | 5.3833e-05 |  | 2.1966e-05 |  | 1.8278e-05 |  | 0.00041223 |  | 0.00017544 |  | 0.0032939 |  | 0.00075064 |  | 0.0931 |  | 0.021646 |  | 0.014343
| 9.2973e-06 |  | 0.00020812 |  | -3.9467e-05 |  | 8.9627e-05 |  | -5.8325e-05 |  | 0.00013855 |  | -2.075e-05 |  | 3.436e-05 |  | 3.7594e-05 |  | 5.3835e-05 |  | 2.1966e-05 |  | 1.8279e-05 |  | 0.00054489 |  | 0.00016802 |  | 0.0031983 |  | 0.00084003 |  | 0.090585 |  | 0.021752 |  | 0.014363
| 0 |  | 0.0001959 |  | -7.3818e-06 |  | 0.00011892 |  | -8.2655e-05 |  | 0.00013748 |  | -2.2211e-05 |  | 6.4543e-05 |  | -8.1086e-06 |  | 3.9137e-05 |  | 6.0597e-05 |  | 3.8872e-05 |  | 0.00033856 |  | 0.00013496 |  | 0.0030756 |  | 0.00076406 |  | 0.08841 |  | 0.021841 |  | 0.014289
| 0 |  | 0.00025416 |  | -1.0693e-05 |  | 0.00011894 |  | -0.0001032 |  | 0.00014453 |  | -1.8963e-05 |  | 6.4546e-05 |  | -5.2994e-05 |  | 3.9139e-05 |  | 6.0597e-05 |  | 3.8874e-05 |  | 0.0001943 |  | 0.00012104 |  | 0.0030373 |  | 0.00066705 |  | 0.086188 |  | 0.021936 |  | 0.014075
| 5.3513e-05 |  | 0.00018596 |  | -2.3495e-05 |  | 4.8766e-05 |  | -0.0001232 |  | 0.00011984 |  | -2.0232e-05 |  | 8.6507e-05 |  | -2.1034e-05 |  | 6.4094e-05 |  | 2.2693e-05 |  | 2.9416e-05 |  | 9.0548e-05 |  | 0.00014597 |  | 0.0029637 |  | 0.00074734 |  | 0.084092 |  | 0.022017 |  | 0.013862
| 5.3513e-05 |  | 5.8807e-05 |  | 1.0187e-05 |  | 5.7931e-05 |  | -0.00014129 |  | 8.573e-05 |  | -2.8477e-05 |  | 8.6511e-05 |  | 9.6817e-05 |  | 6.4096e-05 |  | 2.2693e-05 |  | 2.9417e-05 |  | 4.0926e-06 |  | 0.00014553 |  | 0.0028412 |  | 0.00067712 |  | 0.081918 |  | 0.022074 |  | 0.013797
| 9.3752e-05 |  | 8.5355e-05 |  | 4.4931e-07 |  | 4.7775e-05 |  | -0.00010257 |  | 6.6282e-05 |  | -2.0617e-05 |  | 6.0791e-05 |  | 0.00012973 |  | 4.0983e-05 |  | 4.1529e-05 |  | 7.2662e-05 |  | 0.0002302 |  | 0.00014199 |  | 0.0027489 |  | 0.00070387 |  | 0.080038 |  | 0.022113 |  | 0.013782
| 9.376e-05 |  | 0.00013661 |  | -3.0331e-05 |  | 3.8613e-05 |  | -0.00011758 |  | 6.8168e-05 |  | -2.4663e-05 |  | 6.0794e-05 |  | 2.8569e-05 |  | 4.0985e-05 |  | 4.154e-05 |  | 7.2665e-05 |  | 0.00027499 |  | 0.00013575 |  | 0.0026989 |  | 0.00083177 |  | 0.07826 |  | 0.022155 |  | 0.013748
| 0.00014005 |  | 5.0461e-05 |  | -2.3678e-05 |  | 8.0282e-05 |  | -0.00010965 |  | 6.9668e-05 |  | -2.4364e-05 |  | 4.8419e-05 |  | -9.5912e-05 |  | 3.1121e-05 |  | 3.5681e-05 |  | 5.8374e-05 |  | 7.0935e-05 |  | 0.00011359 |  | 0.0026393 |  | 0.00079838 |  | 0.076595 |  | 0.022227 |  | 0.013708
| 0.00014007 |  | 8.3403e-05 |  | -1.9901e-05 |  | 8.0289e-05 |  | -4.0281e-05 |  | 4.7851e-05 |  | -1.0149e-05 |  | 4.8421e-05 |  | -0.00017267 |  | 3.1122e-05 |  | 3.5671e-05 |  | 5.8377e-05 |  | 6.7794e-05 |  | 0.00013092 |  | 0.0025915 |  | 0.00074404 |  | 0.074206 |  | 0.022306 |  | 0.013362
| 1.3514e-05 |  | 8.6441e-05 |  | 1.2307e-06 |  | 0.00012484 |  | -6.461e-05 |  | 3.4151e-05 |  | -1.9302e-05 |  | 6.9969e-05 |  | -2.6406e-05 |  | 9.801e-05 |  | 7.8632e-05 |  | 4.8323e-05 |  | 0.0003895 |  | 0.00014338 |  | 0.0025624 |  | 0.00078171 |  | 0.071856 |  | 0.022414 |  | 0.013281
| 1.3514e-05 |  | -1.7142e-05 |  | 1.5124e-05 |  | 0.00012484 |  | -7.4954e-05 |  | 2.8769e-05 |  | -1.7596e-05 |  | 6.9972e-05 |  | 0.00018122 |  | 9.8015e-05 |  | 7.8653e-05 |  | 4.8325e-05 |  | 0.00027657 |  | 0.00011883 |  | 0.0024467 |  | 0.00075491 |  | 0.070014 |  | 0.022566 |  | 0.013241
| 0 |  | -8.9365e-06 |  | -1.8636e-06 |  | 9.0267e-05 |  | -0.00010061 |  | 5.4789e-07 |  | -2.8775e-05 |  | 6.5201e-05 |  | 5.7225e-05 |  | 2.1094e-05 |  | 2.5021e-05 |  | 4.2613e-05 |  | 0.0001008 |  | 0.00010841 |  | 0.0023206 |  | 0.00074492 |  | 0.06766 |  | 0.022772 |  | 0.013072
| 0 |  | 6.5069e-05 |  | -1.9777e-05 |  | 9.0275e-05 |  | -6.8696e-05 |  | -9.8053e-06 |  | -4.7104e-05 |  | 6.5203e-05 |  | 0.0001605 |  | 2.1095e-05 |  | 2.5021e-05 |  | 4.2615e-05 |  | 0.00045058 |  | 0.00012672 |  | 0.0022213 |  | 0.00080851 |  | 0.065934 |  | 0.023019 |  | 0.013153
| 2.4049e-05 |  | 3.4033e-05 |  | -1.258e-07 |  | 5.5906e-05 |  | -6.4522e-05 |  | 3.6821e-05 |  | -2.5228e-05 |  | 1.8338e-05 |  | 0.00011314 |  | 8.9179e-05 |  | 3.9023e-05 |  | 8.3916e-05 |  | 0.00046096 |  | 0.00013078 |  | 0.002135 |  | 0.0006471 |  | 0.06396 |  | 0.023259 |  | 0.013102
| 2.4051e-05 |  | 1.208e-05 |  | 3.7354e-06 |  | 5.5911e-05 |  | -0.00015545 |  | 2.88e-05 |  | -3.0155e-05 |  | 1.8339e-05 |  | -0.00013139 |  | 8.9183e-05 |  | 3.9023e-05 |  | 8.392e-05 |  | 0.00030748 |  | 0.00011614 |  | 0.0021139 |  | 0.00059279 |  | 0.061972 |  | 0.023474 |  | 0.012919
| 3.8799e-05 |  | 0.0001504 |  | -2.6996e-06 |  | 7.035e-05 |  | -7.6304e-05 |  | 2.2366e-05 |  | -3.1891e-05 |  | 6.2915e-05 |  | 0.0001615 |  | 0.00011859 |  | 6.2255e-05 |  | 8.725e-05 |  | 0.0002786 |  | 9.8715e-05 |  | 0.002121 |  | 0.00068644 |  | 0.060484 |  | 0.023687 |  | 0.012669
| 3.8802e-05 |  | 0.00023368 |  | 1.7234e-05 |  | 7.0356e-05 |  | 6.7813e-05 |  | 6.8239e-05 |  | 0.00011845 |  | 0.00014652 |  | 0.00022451 |  | 0.00021697 |  | 0.00011744 |  | 0.00014915 |  | 0.00042741 |  | 0.00016984 |  | 0.0021059 |  | 0.00079095 |  | 0.058289 |  | 0.02388 |  | 0.012636
| 4.0385e-06 |  | 6.5754e-05 |  | -2.4712e-05 |  | 8.2089e-05 |  | -0.00010391 |  | 4.5408e-06 |  | -1.1733e-05 |  | 8.3604e-05 |  | -0.00012541 |  | 9.838e-05 |  | 5.5218e-05 |  | 6.1894e-05 |  | 0.00035552 |  | 8.1322e-05 |  | 0.0018429 |  | 0.00071909 |  | 0.055465 |  | 0.024066 |  | 0.012569
| 4.0385e-06 |  | 4.7501e-05 |  | -1.4024e-05 |  | 8.2089e-05 |  | -7.2238e-05 |  | 3.0108e-06 |  | -3.2451e-05 |  | 7.3353e-05 |  | 8.2506e-05 |  | 8.7196e-05 |  | 4.4256e-05 |  | 4.5272e-05 |  | 0.0002317 |  | 0.00010836 |  | 0.0018044 |  | 0.00064551 |  | 0.054051 |  | 0.02418 |  | 0.012312
| 1.5629e-05 |  | 8.8143e-06 |  | 3.5449e-05 |  | 0.00010672 |  | -1.2549e-05 |  | -1.436e-05 |  | -2.0193e-05 |  | 7.3356e-05 |  | 0.00023688 |  | 8.72e-05 |  | 4.4256e-05 |  | 4.5274e-05 |  | 7.4164e-05 |  | 0.00011614 |  | 0.0017846 |  | 0.00063965 |  | 0.052503 |  | 0.024227 |  | 0.012266
| 1.5629e-05 |  | -5.5051e-06 |  | 2.772e-05 |  | 0.00010672 |  | -3.3021e-05 |  | -1.5456e-05 |  | -2.578e-05 |  | 6.1644e-05 |  | 0.00021402 |  | 0.00010107 |  | 5.1421e-05 |  | 9.0536e-05 |  | 0.00013132 |  | 9.77e-05 |  | 0.0017496 |  | 0.00067728 |  | 0.050191 |  | 0.024263 |  | 0.012298
| 7.4486e-05 |  | 0.00011011 |  | -1.059e-05 |  | 9.7359e-05 |  | -9.5434e-05 |  | -1.4168e-05 |  | -5.4551e-05 |  | 6.1646e-05 |  | -0.00014229 |  | 0.00010108 |  | 5.1407e-05 |  | 9.054e-05 |  | 4.9364e-05 |  | 8.8206e-05 |  | 0.0016678 |  | 0.00076847 |  | 0.048881 |  | 0.024359 |  | 0.012383
| 7.4479e-05 |  | 0.00011919 |  | -1.3126e-05 |  | 9.7351e-05 |  | -9.8085e-05 |  | -4.0506e-05 |  | -2.9886e-05 |  | 7.3675e-05 |  | -0.00011873 |  | 7.8905e-05 |  | 3.9683e-05 |  | 3.6277e-05 |  | 0.00010089 |  | 0.00010041 |  | 0.0016328 |  | 0.00070157 |  | 0.047909 |  | 0.024522 |  | 0.01211
| 3.3549e-05 |  | 6.6344e-05 |  | 1.3884e-05 |  | 9.5608e-05 |  | -3.7975e-05 |  | -2.2321e-05 |  | -1.5451e-06 |  | 7.3679e-05 |  | 0.00026767 |  | 7.8908e-05 |  | 3.9673e-05 |  | 3.6278e-05 |  | 0.0003339 |  | 0.00010038 |  | 0.0016071 |  | 0.00067398 |  | 0.046627 |  | 0.024698 |  | 0.011911
| 3.3549e-05 |  | 6.881e-05 |  | 1.9627e-05 |  | 9.5608e-05 |  | -4.9388e-06 |  | 3.6905e-06 |  | -2.0222e-05 |  | 7.315e-05 |  | 0.00021611 |  | 0.00010113 |  | 4.4746e-05 |  | 5.2319e-05 |  | 0.00042806 |  | 8.9985e-05 |  | 0.0015674 |  | 0.00077688 |  | 0.045226 |  | 0.024802 |  | 0.011996
| 0 |  | 3.2608e-05 |  | -1.4188e-05 |  | 4.0687e-05 |  | -0.00010223 |  | -5.5427e-06 |  | -1.8797e-05 |  | 7.3154e-05 |  | 8.4568e-05 |  | 0.00010114 |  | 4.4758e-05 |  | 5.2321e-05 |  | 0.00050416 |  | 9.0012e-05 |  | 0.0014774 |  | 0.00087639 |  | 0.043277 |  | 0.024831 |  | 0.012131
| 0 |  | 0.00010661 |  | -1.9529e-05 |  | 4.5784e-05 |  | -0.00017737 |  | -9.6449e-06 |  | -1.2279e-05 |  | 7.1893e-05 |  | 3.1256e-05 |  | 8.6983e-05 |  | 7.1721e-05 |  | 3.2758e-05 |  | 0.00040059 |  | 8.0757e-05 |  | 0.0014295 |  | 0.00085966 |  | 0.041784 |  | 0.02486 |  | 0.012229
| 2.8284e-05 |  | 0.00017814 |  | -1.269e-05 |  | 8.7229e-05 |  | -0.00010549 |  | -2.1141e-05 |  | -1.3515e-05 |  | 7.1897e-05 |  | -3.3378e-07 |  | 8.6987e-05 |  | 7.1721e-05 |  | 3.276e-05 |  | 0.00027032 |  | 8.0757e-05 |  | 0.0014296 |  | 0.00085799 |  | 0.040983 |  | 0.024966 |  | 0.012079
| 2.8286e-05 |  | 0.00014252 |  | -8.5604e-06 |  | 8.2138e-05 |  | -5.481e-05 |  | -1.5971e-05 |  | -7.4372e-06 |  | 6.9905e-05 |  | -2.9491e-06 |  | 6.103e-05 |  | 4.2128e-05 |  | 4.1409e-05 |  | 0.00020287 |  | 7.655e-05 |  | 0.0013898 |  | 0.00068911 |  | 0.039874 |  | 0.025122 |  | 0.011816
| 3.8828e-05 |  | 7.2794e-05 |  | -1.3063e-05 |  | 5.6971e-05 |  | -2.7963e-05 |  | 5.3365e-06 |  | -2.958e-05 |  | 6.9908e-05 |  | 7.4619e-05 |  | 6.1033e-05 |  | 4.2128e-05 |  | 4.141e-05 |  | 0.0001307 |  | 7.6553e-05 |  | 0.0013571 |  | 0.00055112 |  | 0.038302 |  | 0.025217 |  | 0.011509
| 3.8832e-05 |  | -2.3227e-05 |  | -3.4776e-05 |  | 5.6976e-05 |  | -3.7634e-05 |  | 7.0354e-06 |  | -3.6574e-05 |  | 4.9748e-05 |  | 7.7397e-05 |  | 3.0057e-05 |  | 3.8405e-05 |  | 5.3087e-05 |  | 0.0001549 |  | 8.8625e-05 |  | 0.0012659 |  | 0.0007602 |  | 0.037242 |  | 0.025242 |  | 0.011612
| 6.9242e-05 |  | -7.6709e-05 |  | -3.5565e-05 |  | 9.8582e-05 |  | -6.5423e-05 |  | -3.122e-06 |  | -2.9954e-05 |  | 4.975e-05 |  | 9.0351e-05 |  | 3.0058e-05 |  | 3.8405e-05 |  | 5.309e-05 |  | -3.3786e-05 |  | 8.8625e-05 |  | 0.0011958 |  | 0.00082046 |  | 0.036447 |  | 0.025303 |  | 0.011784
| 6.9242e-05 |  | -6.9234e-05 |  | -3.1482e-05 |  | 9.8582e-05 |  | -3.0851e-05 |  | -1.4698e-05 |  | -2.8596e-05 |  | 2.5092e-05 |  | 0.00023201 |  | 1.5619e-05 |  | 3.3301e-05 |  | 7.2084e-05 |  | 9.8688e-06 |  | 6.7887e-05 |  | 0.0011502 |  | 0.00068326 |  | 0.035033 |  | 0.025486 |  | 0.011559
| 6.7488e-05 |  | 3.0565e-05 |  | -1.5586e-05 |  | 4.681e-05 |  | -5.4259e-05 |  | -3.4043e-05 |  | -1.5516e-05 |  | 2.5093e-05 |  | 0.00024993 |  | 1.562e-05 |  | 3.3301e-05 |  | 7.2087e-05 |  | 0.00017937 |  | 7.625e-05 |  | 0.0011175 |  | 0.00056035 |  | 0.033423 |  | 0.025784 |  | 0.011294
| 7.2768e-05 |  | 0.00010554 |  | 8.3461e-06 |  | 4.681e-05 |  | -3.7774e-05 |  | -1.4308e-05 |  | -2.3533e-05 |  | 8.4244e-05 |  | 6.2554e-05 |  | 0.00013882 |  | 6.82e-05 |  | 3.8756e-05 |  | 6.9233e-05 |  | 9.8505e-05 |  | 0.0011315 |  | 0.00069923 |  | 0.032228 |  | 0.026086 |  | 0.01117
| 3.885e-05 |  | 0.00014129 |  | -6.1062e-06 |  | 9.0383e-05 |  | 7.2056e-06 |  | 8.0795e-06 |  | -3.9464e-05 |  | 8.4247e-05 |  | -3.7235e-05 |  | 0.00013883 |  | 6.82e-05 |  | 3.8758e-05 |  | 6.6983e-05 |  | 9.0133e-05 |  | 0.0011047 |  | 0.00077362 |  | 0.031333 |  | 0.026327 |  | 0.011166
| 3.3572e-05 |  | 0.00012436 |  | -1.3716e-05 |  | 9.039e-05 |  | 5.285e-06 |  | 4.5818e-06 |  | -3.1528e-05 |  | 8.0138e-05 |  | 9.7867e-05 |  | 6.324e-05 |  | 5.8944e-05 |  | 7.971e-05 |  | 0.00023709 |  | 7.8823e-05 |  | 0.0010533 |  | 0.00064403 |  | 0.030579 |  | 0.02652 |  | 0.011311
| 7.8651e-05 |  | 8.4103e-05 |  | -8.5634e-06 |  | 9.8608e-05 |  | -0.00013584 |  | -5.113e-06 |  | -2.0861e-05 |  | 8.0142e-05 |  | 7.0838e-05 |  | 6.3242e-05 |  | 5.8944e-05 |  | 7.9714e-05 |  | 1.2422e-05 |  | 7.8819e-05 |  | 0.0010498 |  | 0.00063985 |  | 0.029428 |  | 0.026715 |  | 0.011054
| 7.8658e-05 |  | 3.5245e-05 |  | -1.8748e-06 |  | 9.8616e-05 |  | -0.0001251 |  | 1.479e-05 |  | -1.1465e-05 |  | 7.4799e-05 |  | 0.000131 |  | 8.0386e-05 |  | 5.9133e-05 |  | 5.7682e-05 |  | -0.00013708 |  | 7.2712e-05 |  | 0.0010182 |  | 0.00065996 |  | 0.02866 |  | 0.026922 |  | 0.010964
| 2.1975e-05 |  | -4.6693e-05 |  | 7.8573e-06 |  | 0.00010919 |  | -5.711e-06 |  | 1.0388e-05 |  | -2.0616e-05 |  | 7.4802e-05 |  | 0.00025828 |  | 8.0389e-05 |  | 5.9133e-05 |  | 5.7685e-05 |  | 0.00025826 |  | 7.2709e-05 |  | 0.00092583 |  | 0.00066577 |  | 0.028184 |  | 0.027097 |  | 0.011061
| 2.1975e-05 |  | 1.5848e-05 |  | -6.7775e-06 |  | 0.00010919 |  | -0.00011768 |  | -3.7954e-05 |  | -2.052e-05 |  | 6.6832e-05 |  | 0.00028623 |  | 4.2045e-05 |  | 2.7306e-05 |  | 1.6811e-05 |  | 0.00043198 |  | 7.2235e-05 |  | 0.00091646 |  | 0.00076033 |  | 0.027126 |  | 0.027235 |  | 0.010773
| 0.0001139 |  | 0.00017451 |  | -1.1836e-05 |  | 6.3994e-05 |  | -0.00017212 |  | -3.8308e-05 |  | -3.2077e-05 |  | 6.6835e-05 |  | 0.00016766 |  | 4.2046e-05 |  | 2.7306e-05 |  | 1.6812e-05 |  | 0.00014376 |  | 7.2232e-05 |  | 0.00092005 |  | 0.00071186 |  | 0.026181 |  | 0.027405 |  | 0.010609
| 0.00011391 |  | 0.00022679 |  | -2.2354e-05 |  | 6.3999e-05 |  | -0.00012035 |  | -4.0941e-06 |  | -4.7432e-05 |  | 8.1982e-05 |  | -7.4429e-05 |  | 4.2139e-05 |  | 3.4725e-05 |  | 2.8564e-05 |  | 3.1154e-05 |  | 5.2145e-05 |  | 0.00088494 |  | 0.00062232 |  | 0.025123 |  | 0.027657 |  | 0.010762
| 7.1632e-05 |  | 0.00025859 |  | -9.0587e-06 |  | 9.3944e-05 |  | -0.00011113 |  | 6.4363e-06 |  | -3.2522e-05 |  | 8.1986e-05 |  | -0.0001267 |  | 4.2141e-05 |  | 3.4725e-05 |  | 2.8566e-05 |  | 0.00019773 |  | 5.2142e-05 |  | 0.00089551 |  | 0.00063992 |  | 0.02402 |  | 0.027918 |  | 0.010837
| 7.1638e-05 |  | 0.0002079 |  | 9.2716e-06 |  | 9.3952e-05 |  | -0.00011777 |  | -4.1102e-06 |  | -2.7575e-05 |  | 1.5374e-05 |  | -2.6945e-05 |  | 8.8895e-05 |  | 5.95e-05 |  | 2.8115e-05 |  | 0.00023535 |  | 8.469e-05 |  | 0.00085575 |  | 0.00061065 |  | 0.023544 |  | 0.028086 |  | 0.010568
| 1.354e-05 |  | 0.00012337 |  | -2.0821e-05 |  | 9.0429e-05 |  | -0.0001932 |  | -1.2895e-05 |  | -2.8157e-05 |  | 1.5374e-05 |  | 0.00013541 |  | 8.8898e-05 |  | 5.95e-05 |  | 2.8116e-05 |  | 0.0002248 |  | 8.4687e-05 |  | 0.00083357 |  | 0.00058388 |  | 0.022726 |  | 0.028143 |  | 0.010373
| 1.3541e-05 |  | 5.9455e-05 |  | -1.7742e-05 |  | 9.0437e-05 |  | -0.00024384 |  | -9.3318e-06 |  | -2.2511e-05 |  | 5.5775e-05 |  | 0.00016894 |  | 8.6945e-05 |  | 4.145e-05 |  | 4.1461e-05 |  | 4.3871e-05 |  | 6.3004e-05 |  | 0.00083123 |  | 0.00067008 |  | 0.021542 |  | 0.02818 |  | 0.010474
| 7.4587e-05 |  | 4.4265e-05 |  | 7.4473e-07 |  | 5.2956e-05 |  | -0.00018519 |  | 3.2593e-06 |  | -9.9903e-06 |  | 5.5778e-05 |  | 4.0028e-05 |  | 8.6949e-05 |  | 4.145e-05 |  | 4.1463e-05 |  | -0.00010146 |  | 6.3004e-05 |  | 0.00083478 |  | 0.00070438 |  | 0.020977 |  | 0.028244 |  | 0.010547
| 7.4593e-05 |  | 0.00014827 |  | -1.2134e-05 |  | 5.296e-05 |  | -0.00012625 |  | -7.0177e-06 |  | -1.5443e-05 |  | 3.0016e-05 |  | -8.3212e-06 |  | 4.4147e-05 |  | 4.0576e-05 |  | 3.2954e-05 |  | 4.0989e-05 |  | 6.4626e-05 |  | 0.00078564 |  | 0.00072947 |  | 0.020625 |  | 0.028367 |  | 0.010447
| 6.8133e-05 |  | 8.1519e-05 |  | -2.7943e-05 |  | 7.1069e-05 |  | -9.7914e-05 |  | -1.3512e-05 |  | -2.9322e-05 |  | 3.0017e-05 |  | 0.00012198 |  | 4.4149e-05 |  | 4.0576e-05 |  | 3.2955e-05 |  | 0.00030929 |  | 6.4628e-05 |  | 0.00071542 |  | 0.00082651 |  | 0.019973 |  | 0.028524 |  | 0.010191
| 6.8133e-05 |  | -2.1744e-05 |  | -2.4017e-05 |  | 7.1069e-05 |  | -4.4019e-05 |  | -2.5084e-05 |  | -4.8212e-05 |  | 3.3764e-05 |  | 0.00010645 |  | 7.9125e-05 |  | 4.284e-05 |  | 1.7418e-05 |  | 0.00034224 |  | 4.9174e-05 |  | 0.00068501 |  | 0.00076967 |  | 0.019007 |  | 0.028714 |  | 0.010058
| 5.1544e-05 |  | 3.4046e-05 |  | -1.9331e-06 |  | 3.2596e-05 |  | -2.417e-05 |  | -1.8563e-05 |  | -5.2631e-05 |  | 3.3766e-05 |  | 0.00010293 |  | 7.9128e-05 |  | 4.284e-05 |  | 1.7419e-05 |  | 0.00012236 |  | 4.9172e-05 |  | 0.00064639 |  | 0.00072533 |  | 0.018097 |  | 0.028915 |  | 0.010129
| 5.1544e-05 |  | 0.00010002 |  | 1.463e-05 |  | 3.2596e-05 |  | -4.1453e-05 |  | -1.4571e-05 |  | -4.5234e-05 |  | 7.59e-05 |  | 5.1153e-05 |  | 7.1165e-05 |  | 6.4728e-05 |  | 0.00010868 |  | 9.9498e-05 |  | 6.5401e-05 |  | 0.00065462 |  | 0.00067346 |  | 0.017627 |  | 0.029123 |  | 0.010056
| 0 |  | 5.5134e-05 |  | 1.1779e-05 |  | 0.0001222 |  | -9.1768e-05 |  | -1.9877e-05 |  | -4.395e-05 |  | 7.5904e-05 |  | -0.00017174 |  | 7.1168e-05 |  | 6.4711e-05 |  | 0.00010868 |  | 0.00020282 |  | 6.5384e-05 |  | 0.0006769 |  | 0.00066761 |  | 0.017149 |  | 0.02936 |  | 0.009884
| 0 |  | 6.8958e-05 |  | -1.2406e-05 |  | 0.0001222 |  | -9.6926e-05 |  | -6.5395e-06 |  | -4.1345e-05 |  | 8.2166e-05 |  | -2.8176e-05 |  | 1.9377e-05 |  | 3.307e-05 |  | 2.0602e-05 |  | 0.00014729 |  | 9.051e-05 |  | 0.00069566 |  | 0.00077808 |  | 0.016731 |  | 0.029612 |  | 0.0098302
| 2.1993e-05 |  | 3.1944e-05 |  | -2.1256e-05 |  | 5.0941e-05 |  | -1.179e-07 |  | 9.3726e-07 |  | -3.4125e-05 |  | 8.2169e-05 |  | 0.00018038 |  | 1.9378e-05 |  | 3.307e-05 |  | 2.0603e-05 |  | -1.0113e-05 |  | 9.0506e-05 |  | 0.00064179 |  | 0.00078394 |  | 0.01596 |  | 0.029839 |  | 0.0098448
| 2.1993e-05 |  | 2.5687e-05 |  | -2.3328e-05 |  | 5.0941e-05 |  | -3.5564e-05 |  | -1.3309e-05 |  | -2.8008e-05 |  | 4.7972e-05 |  | 0.00013511 |  | 9.2502e-05 |  | 2.7378e-05 |  | 4.3956e-05 |  | 0.00017505 |  | 5.7487e-05 |  | 0.00056571 |  | 0.00083498 |  | 0.015174 |  | 0.030006 |  | 0.0098523
| 5.3673e-05 |  | 8.5912e-05 |  | -4.4004e-05 |  | 3.6684e-05 |  | -0.00012094 |  | -2.3811e-05 |  | -4.8518e-05 |  | 4.7974e-05 |  | 7.0996e-05 |  | 9.2506e-05 |  | 2.7385e-05 |  | 4.3958e-05 |  | 0.00064104 |  | 5.7502e-05 |  | 0.00053646 |  | 0.00074132 |  | 0.014576 |  | 0.030142 |  | 0.0097317
| 5.3673e-05 |  | -4.8609e-06 |  | -2.1167e-05 |  | 3.6684e-05 |  | -0.00016665 |  | -2.8909e-05 |  | -5.6432e-05 |  | 5.0696e-05 |  | 7.5771e-05 |  | 0.00010243 |  | 5.8492e-05 |  | 4.1882e-05 |  | 0.00032006 |  | 8.5177e-05 |  | 0.00058333 |  | 0.0006225 |  | 0.014044 |  | 0.030312 |  | 0.0095953
| 1.1439e-05 |  | -8.7287e-05 |  | 1.8169e-05 |  | 9.8725e-05 |  | -0.0001923 |  | -4.3914e-05 |  | -3.9895e-05 |  | 5.0698e-05 |  | -5.1892e-06 |  | 0.00010244 |  | 5.8508e-05 |  | 4.1883e-05 |  | -9.0152e-05 |  | 8.5198e-05 |  | 0.00059739 |  | 0.00064761 |  | 0.013747 |  | 0.030498 |  | 0.0096726
| 1.144e-05 |  | -7.8821e-05 |  | 3.3491e-05 |  | 9.8734e-05 |  | -0.00014799 |  | -1.3546e-05 |  | -1.186e-05 |  | 8.8751e-05 |  | -1.0095e-05 |  | 8.9776e-05 |  | 7.6259e-05 |  | 9.0435e-05 |  | 0.00014202 |  | 6.0756e-05 |  | 0.00059393 |  | 0.00067856 |  | 0.013215 |  | 0.030666 |  | 0.0096387
| 5.6851e-05 |  | -5.2271e-05 |  | -5.4946e-07 |  | 0.00011696 |  | -0.00012564 |  | 7.6546e-06 |  | -2.6191e-05 |  | 8.8755e-05 |  | 7.8441e-05 |  | 8.978e-05 |  | 7.6259e-05 |  | 9.0439e-05 |  | 0.0002608 |  | 6.0756e-05 |  | 0.00052715 |  | 0.00070036 |  | 0.012651 |  | 0.030827 |  | 0.0095849
| 5.6855e-05 |  | 3.5332e-05 |  | -4.5808e-05 |  | 0.00011697 |  | -0.00015304 |  | -2.2907e-05 |  | -5.6457e-05 |  | 0 |  | -5.2931e-05 |  | 4.3256e-05 |  | 3.3222e-05 |  | 9.1965e-07 |  | 6.2837e-05 |  | 4.2255e-05 |  | 0.00044402 |  | 0.00066183 |  | 0.012225 |  | 0.03098 |  | 0.0095839
| 8.7582e-05 |  | 0.0001048 |  | -3.3284e-05 |  | 3.7713e-05 |  | -0.000152 |  | -3.796e-05 |  | -4.6924e-05 |  | 0 |  | 2.2517e-05 |  | 4.3258e-05 |  | 3.3222e-05 |  | 9.1969e-07 |  | -6.7426e-05 |  | 4.2257e-05 |  | 0.00050611 |  | 0.00062509 |  | 0.01186 |  | 0.031167 |  | 0.0094158
| 8.759e-05 |  | 9.7421e-05 |  | -1.5116e-05 |  | 3.7716e-05 |  | -0.00014888 |  | -1.1822e-05 |  | -3.3907e-05 |  | 7.0861e-05 |  | 5.1446e-05 |  | 8.2745e-05 |  | 2.5689e-05 |  | 2.8933e-05 |  | 0.00017624 |  | 4.867e-05 |  | 0.00051084 |  | 0.00060915 |  | 0.010903 |  | 0.031359 |  | 0.0092538
| 4.9466e-05 |  | 0.00014327 |  | -2.3572e-06 |  | 6.4076e-05 |  | -5.615e-05 |  | 1.0575e-05 |  | -2.6181e-05 |  | 7.0864e-05 |  | -6.2767e-05 |  | 8.2749e-05 |  | 2.5683e-05 |  | 2.8935e-05 |  | 6.6762e-05 |  | 4.8658e-05 |  | 0.00050264 |  | 0.00066526 |  | 0.010618 |  | 0.031597 |  | 0.0092946
| 4.9471e-05 |  | 0.00013104 |  | -8.5427e-06 |  | 6.4081e-05 |  | 3.0384e-05 |  | 9.1072e-06 |  | -3.0687e-05 |  | 3.785e-05 |  | 0.00013631 |  | 7.1025e-05 |  | 3.9288e-05 |  | 1.2946e-05 |  | -1.3847e-05 |  | 6.7854e-05 |  | 0.00047923 |  | 0.00077734 |  | 0.010431 |  | 0.031858 |  | 0.0092516
| 6.1627e-06 |  | 7.3388e-05 |  | -2.7172e-06 |  | 5.6073e-05 |  | -9.2255e-05 |  | 1.1815e-05 |  | -2.8864e-05 |  | 3.7851e-05 |  | 0.00011694 |  | 7.1028e-05 |  | 3.9288e-05 |  | 1.2947e-05 |  | 0.00014059 |  | 6.7854e-05 |  | 0.0004652 |  | 0.000754 |  | 0.0092319 |  | 0.032094 |  | 0.0090993
| 6.1632e-06 |  | 3.331e-05 |  | 2.5387e-05 |  | 5.6078e-05 |  | -0.00015027 |  | -1.1917e-05 |  | -2.5789e-06 |  | 4.6557e-05 |  | -0.00014932 |  | 5.0678e-05 |  | 3.6328e-05 |  | 6.1873e-05 |  | -8.7276e-06 |  | 6.0088e-05 |  | 0.00047692 |  | 0.000723 |  | 0.0088579 |  | 0.032269 |  | 0.0090392
| 6.762e-05 |  | 3.9197e-05 |  | -8.4864e-05 |  | 7.35e-05 |  | -7.9499e-05 |  | -1.5076e-06 |  | -9.8058e-06 |  | 4.6559e-05 |  | -0.00021 |  | 5.068e-05 |  | 3.6337e-05 |  | 6.1876e-05 |  | 0.00013368 |  | 6.0104e-05 |  | 0.00041718 |  | 0.00069877 |  | 0.0087187 |  | 0.032416 |  | 0.0088769
| 6.762e-05 |  | 6.4585e-05 |  | -4.3608e-05 |  | 7.35e-05 |  | -9.0378e-05 |  | 2.6585e-05 |  | -3.7073e-05 |  | 9.1295e-05 |  | -5.983e-05 |  | 5.95e-05 |  | 4.8864e-05 |  | 2.072e-05 |  | 0.00053373 |  | 6.3233e-05 |  | 0.00041134 |  | 0.00069961 |  | 0.0084543 |  | 0.032537 |  | 0.0090102
| 8.2334e-05 |  | 5.5214e-05 |  | 2.5819e-06 |  | 1.8356e-05 |  | -0.00011389 |  | 1.2235e-05 |  | -3.5653e-05 |  | 9.1299e-05 |  | 0.00013612 |  | 5.9502e-05 |  | 4.8877e-05 |  | 2.0721e-05 |  | 0.00040088 |  | 6.325e-05 |  | 0.00045003 |  | 0.00075568 |  | 0.0088606 |  | 0.032626 |  | 0.0091077
| 8.2334e-05 |  | 7.2397e-05 |  | -0.00010443 |  | 1.8356e-05 |  | -0.00012098 |  | -6.4257e-06 |  | -2.6486e-05 |  | 6.8849e-05 |  | 8.5214e-05 |  | 1.5122e-05 |  | 1.8386e-05 |  | 6.1797e-05 |  | 0.00029998 |  | 4.0273e-05 |  | 0.00041606 |  | 0.00065027 |  | 0.0089825 |  | 0.032706 |  | 0.0088434
| 3.8921e-05 |  | 8.3564e-05 |  | -2.9155e-06 |  | 6.4103e-05 |  | -7.7251e-05 |  | -4.6284e-06 |  | -2.0317e-05 |  | 6.8852e-05 |  | 0.00014603 |  | 1.5123e-05 |  | 1.839e-05 |  | 6.1799e-05 |  | 0.00016056 |  | 4.0283e-05 |  | 0.00038912 |  | 0.0006904 |  | 0.008807 |  | 0.03282 |  | 0.0087935
| 3.8928e-05 |  | 0.00012134 |  | 1.7955e-05 |  | 6.4114e-05 |  | -3.488e-05 |  | 1.161e-05 |  | -3.8367e-05 |  | 4.0051e-05 |  | 0.00013476 |  | 4.0672e-05 |  | 8.2648e-06 |  | 5.0612e-05 |  | -0.00022639 |  | 5.6222e-05 |  | 0.00041024 |  | 0.00075907 |  | 0.0082736 |  | 0.033017 |  | 0.0089866
| 2.2018e-05 |  | 0.00015472 |  | -7.3627e-06 |  | 8.4701e-05 |  | -2.6448e-05 |  | 1.0074e-05 |  | -4.834e-05 |  | 4.0052e-05 |  | 9.3011e-05 |  | 4.0674e-05 |  | 8.2669e-06 |  | 5.0615e-05 |  | -5.9004e-05 |  | 5.6238e-05 |  | 0.00050168 |  | 0.00066035 |  | 0.0073835 |  | 0.033227 |  | 0.0088982
| 2.202e-05 |  | 0.00015522 |  | 8.4843e-05 |  | 8.4708e-05 |  | -6.8875e-05 |  | 7.917e-06 |  | -3.43e-05 |  | 5.3172e-05 |  | 9.7553e-05 |  | 4.459e-05 |  | 4.0366e-05 |  | 4.9666e-06 |  | 0.0001749 |  | 6.9929e-05 |  | 0.00046419 |  | 0.0006327 |  | 0.0063469 |  | 0.033402 |  | 0.0087283
| 4.0516e-06 |  | 9.8064e-05 |  | 1.7331e-05 |  | 0 |  | -9.037e-05 |  | 6.9829e-06 |  | -3.1537e-05 |  | 5.3174e-05 |  | 7.4362e-06 |  | 4.4592e-05 |  | 4.0376e-05 |  | 4.9668e-06 |  | 3.5131e-05 |  | 6.9947e-05 |  | 0.00035754 |  | 0.00074572 |  | 0.0053238 |  | 0.033527 |  | 0.0086575
| 4.0519e-06 |  | 1.9023e-05 |  | -3.69e-05 |  | 0 |  | -0.00012211 |  | -1.7127e-06 |  | -2.3256e-05 |  | 2.5117e-05 |  | 6.6295e-05 |  | 8.4314e-05 |  | 5.1049e-05 |  | 5.7647e-05 |  | 0.00012653 |  | 7.4652e-05 |  | 0.0003634 |  | 0.00071476 |  | 0.0058357 |  | 0.033609 |  | 0.0084974
| 8.8064e-07 |  | 5.3202e-05 |  | -4.8491e-06 |  | 3.4684e-05 |  | -0.00016012 |  | -2.0065e-05 |  | -2.0866e-05 |  | 2.5118e-05 |  | 0.00016518 |  | 8.4317e-05 |  | 5.1062e-05 |  | 5.765e-05 |  | 0.00033213 |  | 7.4671e-05 |  | 0.00037281 |  | 0.00063441 |  | 0.0056143 |  | 0.033699 |  | 0.0082775
| 8.8079e-07 |  | 3.368e-05 |  | -0.00016316 |  | 3.469e-05 |  | -9.1436e-05 |  | -6.2529e-07 |  | -2.388e-05 |  | 2.8021e-05 |  | 0.00012557 |  | 0.00011195 |  | 6.0997e-05 |  | 7.5756e-05 |  | 0.00041064 |  | 5.1981e-05 |  | 0.00030834 |  | 0.00079013 |  | 0.0044384 |  | 0.033849 |  | 0.0082082
| 2.3082e-05 |  | 4.2448e-05 |  | -0.00011539 |  | 8.2376e-05 |  | -8.9108e-05 |  | 1.6211e-05 |  | -9.8585e-06 |  | 2.8022e-05 |  | 1.1743e-05 |  | 0.00011195 |  | 6.1013e-05 |  | 7.5759e-05 |  | 0.00024529 |  | 5.1996e-05 |  | 0.00029896 |  | 0.00078092 |  | 0.0041719 |  | 0.034042 |  | 0.0083774
| 2.3082e-05 |  | 9.1562e-05 |  | 8.5192e-05 |  | 8.2376e-05 |  | -4.4277e-05 |  | 3.7591e-06 |  | -1.6857e-05 |  | 4.197e-05 |  | -7.4259e-05 |  | 7.4967e-05 |  | 4.2926e-05 |  | 5.4059e-05 |  | 4.5465e-05 |  | 6.8768e-05 |  | 0.00033885 |  | 0.00068383 |  | 0.0042961 |  | 0.034283 |  | 0.0083865
| 0 |  | 3.8589e-05 |  | -2.7218e-05 |  | 3.5716e-05 |  | -6.1933e-05 |  | -8.5777e-06 |  | -2.0306e-05 |  | 4.1972e-05 |  | -3.854e-05 |  | 7.497e-05 |  | 4.2937e-05 |  | 5.4061e-05 |  | 0.00030654 |  | 6.8786e-05 |  | 0.00033651 |  | 0.0007148 |  | 0.0048144 |  | 0.034546 |  | 0.0082332
| 0 |  | -6.7395e-05 |  | -8.1205e-05 |  | 3.5716e-05 |  | -0.00010794 |  | -3.1762e-06 |  | -3.4331e-05 |  | 3.3735e-05 |  | 7.3573e-05 |  | 6.3411e-05 |  | 3.6505e-05 |  | 6.9638e-05 |  | 0.00054464 |  | 5.8034e-05 |  | 0.00030604 |  | 0.00074916 |  | 0.0049738 |  | 0.034796 |  | 0.0082844
| 2.4144e-05 |  | -5.2525e-06 |  | -0.00015697 |  | 7.5328e-05 |  | -5.6344e-05 |  | 5.3486e-06 |  | -4.3907e-05 |  | 3.3737e-05 |  | 0.0001718 |  | 6.3413e-05 |  | 3.6514e-05 |  | 6.9641e-05 |  | 0.0003337 |  | 5.8051e-05 |  | 0.00024188 |  | 0.00079352 |  | 0.0048751 |  | 0.034988 |  | 0.0082481
| 2.4146e-05 |  | 0.00011161 |  | -0.00020786 |  | 7.5334e-05 |  | -8.5992e-05 |  | 1.2722e-05 |  | -3.2514e-05 |  | 4.9269e-05 |  | 0.00013363 |  | 7.154e-05 |  | 3.8142e-05 |  | 5.574e-05 |  | 0.00011511 |  | 6.4891e-05 |  | 0.00028644 |  | 0.00089313 |  | 0.0043419 |  | 0.035114 |  | 0.008152
| 2.7321e-05 |  | 0.0001318 |  | -0.00014402 |  | 9.2999e-05 |  | -0.00010939 |  | 3.2044e-05 |  | -3.2002e-05 |  | 4.9271e-05 |  | 2.1295e-05 |  | 7.1543e-05 |  | 3.8142e-05 |  | 5.5742e-05 |  | 0.00014665 |  | 6.4891e-05 |  | 0.00030352 |  | 0.00080775 |  | 0.0044809 |  | 0.035241 |  | 0.0080228
| 2.7323e-05 |  | 3.0072e-05 |  | -7.0772e-05 |  | 9.3007e-05 |  | 1.9486e-05 |  | 1.3428e-05 |  | -4.1919e-05 |  | 4.9555e-05 |  | 5.4583e-05 |  | 6.2391e-05 |  | 2.8815e-05 |  | 5.7354e-05 |  | 0.00032722 |  | 6.5288e-05 |  | 0.0002707 |  | 0.00059769 |  | 0.004404 |  | 0.035414 |  | 0.0078536
| 3.7899e-05 |  | -8.126e-05 |  | 4.4895e-05 |  | 6.534e-05 |  | 4.2422e-05 |  | -8.7413e-06 |  | -3.9065e-05 |  | 4.9558e-05 |  | -8.6071e-05 |  | 6.2394e-05 |  | 2.8808e-05 |  | 5.7357e-05 |  | 0.0002893 |  | 6.5268e-05 |  | 0.00028389 |  | 0.00064457 |  | 0.0038539 |  | 0.035646 |  | 0.0079073
| 3.7902e-05 |  | 2.8122e-05 |  | 0.00010136 |  | 6.5346e-05 |  | -2.996e-05 |  | 1.1262e-05 |  | -2.2835e-05 |  | 7.3464e-05 |  | -0.00013413 |  | 9.3415e-05 |  | 5.5779e-05 |  | 4.9701e-05 |  | 0.00016831 |  | 5.8492e-05 |  | 0.00028742 |  | 0.00065796 |  | 0.0037547 |  | 0.035922 |  | 0.0078673
| 5.4831e-05 |  | 0.00011546 |  | 4.4276e-05 |  | 0.00010185 |  | -3.9855e-06 |  | 2.708e-06 |  | 3.5457e-07 |  | 7.3467e-05 |  | 8.9886e-06 |  | 9.3419e-05 |  | 5.5779e-05 |  | 4.9703e-05 |  | 0.00022993 |  | 5.8495e-05 |  | 0.000241 |  | 0.00092924 |  | 0.0033623 |  | 0.036169 |  | 0.007859
| 5.4831e-05 |  | 0.00013997 |  | -0.00013141 |  | 0.00010185 |  | -6.508e-05 |  | -9.5681e-06 |  | 4.3059e-06 |  | 7.2837e-05 |  | -5.1445e-05 |  | 9.1092e-05 |  | 5.1408e-05 |  | 2.4774e-05 |  | 0.00029754 |  | 3.6293e-05 |  | 0.00022459 |  | 0.00083459 |  | 0.00299 |  | 0.036349 |  | 0.0080226
| 1.8866e-05 |  | 0.00011835 |  | -0.00016184 |  | 5.4112e-05 |  | -7.7706e-05 |  | -2.4508e-06 |  | -3.2779e-05 |  | 7.284e-05 |  | -1.9313e-05 |  | 9.1095e-05 |  | 5.1408e-05 |  | 2.4775e-05 |  | 0.00026148 |  | 3.6293e-05 |  | 0.00025931 |  | 0.00049308 |  | 0.002656 |  | 0.036515 |  | 0.0078132
| 1.8866e-05 |  | 1.6681e-05 |  | -0.00014705 |  | 5.4112e-05 |  | -8.081e-05 |  | -1.2774e-05 |  | -6.0156e-05 |  | 5.2028e-05 |  | 0.00011975 |  | 4.3817e-05 |  | 2.4866e-05 |  | 2.5388e-05 |  | 4.2718e-05 |  | 4.6259e-05 |  | 0.00026753 |  | 0.0006212 |  | 0.002438 |  | 0.036727 |  | 0.0075434
| 6.2423e-05 |  | -3.2779e-05 |  | -8.0309e-05 |  | 9.0102e-05 |  | -0.00013134 |  | 1.4492e-05 |  | -3.9279e-05 |  | 5.203e-05 |  | 0.00019624 |  | 4.3819e-05 |  | 2.4872e-05 |  | 2.5389e-05 |  | 4.9689e-05 |  | 4.6269e-05 |  | 0.00025715 |  | 0.00069567 |  | 0.0020992 |  | 0.037028 |  | 0.0075971
| 6.2423e-05 |  | 4.8372e-05 |  | -0.00013764 |  | 9.0102e-05 |  | -7.4425e-05 |  | 1.7921e-05 |  | -1.5218e-05 |  | 3.9685e-05 |  | 0.00015054 |  | 1.6071e-05 |  | 1.1304e-05 |  | 2.0633e-05 |  | 0.00017333 |  | 6.2366e-05 |  | 0.00024192 |  | 0.00068985 |  | 0.0017618 |  | 0.03734 |  | 0.0076498
| 5.2729e-05 |  | 0.00012952 |  | -0.00018004 |  | 2.2466e-05 |  | 2.2092e-05 |  | -1.005e-05 |  | -2.6104e-05 |  | 3.9686e-05 |  | 0.00013322 |  | 1.6071e-05 |  | 1.1307e-05 |  | 2.0634e-05 |  | 0.00012575 |  | 6.2379e-05 |  | 0.00018416 |  | 0.0006279 |  | 0.0018307 |  | 0.037597 |  | 0.0076757
| 5.2734e-05 |  | 9.2068e-05 |  | -3.8397e-05 |  | 2.2468e-05 |  | -5.7757e-05 |  | -1.6439e-05 |  | -3.7982e-05 |  | 2.2755e-05 |  | 0.00018124 |  | 7.7648e-05 |  | 1.3866e-05 |  | 3.1546e-05 |  | 0.00012518 |  | 4.7997e-05 |  | 0.00017125 |  | 0.00068985 |  | 0.0018728 |  | 0.037752 |  | 0.0076269
| 3.7922e-05 |  | 9.917e-05 |  | 1.1842e-05 |  | 2.1448e-05 |  | -0.00013516 |  | 4.9254e-06 |  | -4.0993e-05 |  | 2.2756e-05 |  | 2.318e-06 |  | 7.7651e-05 |  | 1.3866e-05 |  | 3.1548e-05 |  | 1.8738e-05 |  | 4.7995e-05 |  | 0.00022197 |  | 0.00063711 |  | 0.0014011 |  | 0.03785 |  | 0.0075617
| 3.7925e-05 |  | 0.00021018 |  | 6.969e-05 |  | 2.145e-05 |  | -9.914e-05 |  | 1.743e-05 |  | -3.1671e-05 |  | 3.8897e-05 |  | -0.000159 |  | 6.4746e-05 |  | 5.5865e-05 |  | 7.3487e-05 |  | -0.00021931 |  | 7.0335e-05 |  | 0.00023605 |  | 0.00057519 |  | 0.0010589 |  | 0.037952 |  | 0.0073646
| 8.8176e-07 |  | 0.00012719 |  | -3.5964e-05 |  | 5.3114e-05 |  | -5.6474e-05 |  | 8.6614e-06 |  | -2.8677e-05 |  | 3.8899e-05 |  | -6.9264e-05 |  | 6.4748e-05 |  | 5.5851e-05 |  | 7.349e-05 |  | -8.2934e-05 |  | 7.0314e-05 |  | 0.00019128 |  | 0.00069492 |  | 0.0009851 |  | 0.038066 |  | 0.007201
| 8.8184e-07 |  | -2.179e-05 |  | -9.463e-05 |  | 5.3118e-05 |  | -6.496e-05 |  | -9.9511e-07 |  | -3.5824e-05 |  | 3.5068e-05 |  | 9.659e-05 |  | 4.5261e-05 |  | 4.0295e-05 |  | 5.0713e-05 |  | 1.5359e-05 |  | 7.4033e-05 |  | 0.00014082 |  | 0.00071417 |  | 0.00092463 |  | 0.03822 |  | 0.0072524
| 5.8044e-05 |  | 3.4358e-05 |  | -1.4233e-05 |  | 7.0698e-05 |  | -0.00011196 |  | -1.841e-05 |  | -4.183e-05 |  | 3.5069e-05 |  | 4.51e-05 |  | 4.5263e-05 |  | 4.0285e-05 |  | 5.0715e-05 |  | 8.1114e-05 |  | 7.4011e-05 |  | 0.00019429 |  | 0.00066398 |  | 0.00078036 |  | 0.038414 |  | 0.0072422
| 8.349e-05 |  | 5.1496e-05 |  | 3.6374e-05 |  | 7.0698e-05 |  | -8.4488e-05 |  | -1.5272e-05 |  | -2.6489e-05 |  | 6.5728e-05 |  | 1.0654e-05 |  | 7.8549e-05 |  | 4.3405e-05 |  | 5.8006e-05 |  | 3.7172e-05 |  | 5.7385e-05 |  | 0.00029169 |  | 0.00072761 |  | 0.00054713 |  | 0.038615 |  | 0.0072452
| 6.4442e-05 |  | -8.9383e-05 |  | 4.5446e-05 |  | 6.7169e-05 |  | -8.3397e-05 |  | 8.5242e-06 |  | -1.1019e-05 |  | 6.573e-05 |  | 5.9019e-05 |  | 7.8553e-05 |  | 4.3405e-05 |  | 5.8008e-05 |  | 9.7173e-05 |  | 5.7385e-05 |  | 0.00023759 |  | 0.00066565 |  | 0.00030627 |  | 0.038781 |  | 0.0072273
| 3.8994e-05 |  | -1.2484e-05 |  | 3.3763e-05 |  | 6.7169e-05 |  | -0.0001045 |  | 1.5593e-05 |  | -2.417e-05 |  | 3.2437e-05 |  | 0.00015002 |  | 6.346e-05 |  | 3.7217e-05 |  | 5.5507e-05 |  | 0.00010912 |  | 6.0356e-05 |  | 0.00018596 |  | 0.00076362 |  | 0.00029622 |  | 0.038925 |  | 0.0070999
| 9.6056e-05 |  | 0.00010136 |  | 2.2988e-05 |  | 7.3662e-05 |  | -8.6407e-05 |  | 1.1676e-05 |  | -3.0948e-05 |  | 3.2438e-05 |  | 9.4248e-05 |  | 6.3463e-05 |  | 3.7207e-05 |  | 5.5509e-05 |  | -4.2517e-05 |  | 6.0343e-05 |  | 0.0002112 |  | 0.00090685 |  | 0.00032561 |  | 0.039108 |  | 0.0070969
| 9.6048e-05 |  | 5.7147e-05 |  | 6.6008e-07 |  | 7.3656e-05 |  | -5.7045e-05 |  | 1.3906e-05 |  | -3.4237e-05 |  | 3.5852e-05 |  | -2.7292e-05 |  | 7.4312e-05 |  | 5.7683e-05 |  | 5.6495e-05 |  | 9.1834e-05 |  | 5.0527e-05 |  | 0.00017013 |  | 0.00073934 |  | 3.1607e-05 |  | 0.039356 |  | 0.0071505
| 0 |  | 1.2281e-05 |  | -0.00010361 |  | 9.6064e-05 |  | -9.5323e-05 |  | -4.0042e-06 |  | -2.6469e-05 |  | 3.5854e-05 |  | -2.2322e-05 |  | 7.4315e-05 |  | 5.7668e-05 |  | 5.6497e-05 |  | -3.8754e-05 |  | 5.0512e-05 |  | 0.0002036 |  | 0.00063471 |  | 2.2381e-06 |  | 0.039631 |  | 0.0071193
| 0 |  | -5.8397e-05 |  | -4.6437e-06 |  | 9.6064e-05 |  | -0.00011329 |  | 9.3273e-06 |  | -1.9161e-05 |  | 6.2056e-05 |  | 1.1052e-05 |  | 6.629e-05 |  | 6.6324e-05 |  | 7.3466e-05 |  | -0.0001067 |  | 6.0847e-05 |  | 0.00020361 |  | 0.00067578 |  | 0 |  | 0.039892 |  | 0.0069014
| 2.6299e-05 |  | 1.273e-05 |  | 6.3847e-05 |  | 2.9639e-05 |  | -6.0878e-05 |  | 4.0405e-05 |  | -1.5512e-05 |  | 6.2058e-05 |  | -2.1811e-06 |  | 6.6293e-05 |  | 6.6324e-05 |  | 7.3469e-05 |  | 2.0481e-05 |  | 6.0847e-05 |  | 0.00013692 |  | 0.00080051 |  | 0 |  | 0.040114 |  | 0.0069042
| 2.6301e-05 |  | 8.4104e-05 |  | -2.2869e-05 |  | 2.9641e-05 |  | -3.659e-05 |  | -7.2777e-06 |  | -9.1924e-06 |  | 3.0196e-05 |  | -0.00012485 |  | 5.7811e-05 |  | 4.0319e-05 |  | 8.9083e-05 |  | 7.3937e-05 |  | 8.3848e-05 |  | 0.00011587 |  | 0.00071681 |  | 0 |  | 0.040293 |  | 0.0070781
| 5.8945e-05 |  | 7.0504e-05 |  | 7.094e-05 |  | 3.8841e-05 |  | -3.079e-05 |  | -1.1601e-05 |  | -4.6178e-06 |  | 3.0197e-05 |  | -0.00016738 |  | 5.7813e-05 |  | 4.0308e-05 |  | 8.9087e-05 |  | 9.7202e-05 |  | 8.383e-05 |  | 0.0001637 |  | 0.00062303 |  | 0 |  | 0.040434 |  | 0.0069154
| 5.895e-05 |  | -2.1654e-05 |  | 9.265e-05 |  | 3.8844e-05 |  | -9.2931e-05 |  | 5.2489e-06 |  | 5.7511e-06 |  | 0 |  | 4.2108e-05 |  | 6.3998e-05 |  | 7.0392e-05 |  | 7.4766e-05 |  | 1.5297e-05 |  | 5.3497e-05 |  | 0.00022469 |  | 0.00078967 |  | 0 |  | 0.040595 |  | 0.0068579
| 7.7231e-05 |  | -0.00010569 |  | 5.079e-05 |  | 3.9869e-05 |  | -8.457e-05 |  | -1.888e-05 |  | 7.4202e-07 |  | 0 |  | 0.00014938 |  | 6.4001e-05 |  | 7.041e-05 |  | 7.4769e-05 |  | -0.00010396 |  | 5.3511e-05 |  | 0.00016257 |  | 0.00079976 |  | 0 |  | 0.040855 |  | 0.0068167
| 7.7231e-05 |  | -3.0554e-05 |  | -7.136e-05 |  | 3.9869e-05 |  | -7.9432e-05 |  | -4.3787e-06 |  | -3.2775e-05 |  | 4.6816e-05 |  | -5.0122e-05 |  | 1.3551e-05 |  | 1.2056e-05 |  | 5.9104e-05 |  | 0.00013036 |  | 4.0553e-05 |  | 6.4334e-05 |  | 0.00072774 |  | 0 |  | 0.04121 |  | 0.006746
| 4.4317e-05 |  | 0.00022977 |  | -0.00025487 |  | 8.1954e-05 |  | -8.7488e-05 |  | -4.7299e-06 |  | -3.3056e-05 |  | 4.6818e-05 |  | 2.2855e-05 |  | 1.3551e-05 |  | 1.2056e-05 |  | 5.9106e-05 |  | 0.0001301 |  | 4.0552e-05 |  | 0.000126 |  | 0.00068168 |  | 0 |  | 0.041629 |  | 0.0067492
| 4.4321e-05 |  | 0.00030302 |  | -0.00011449 |  | 8.1961e-05 |  | -9.903e-05 |  | -4.2278e-06 |  | -1.4889e-05 |  | 5.7666e-05 |  | 0.00027397 |  | 9.2826e-05 |  | 4.8667e-05 |  | 4.9725e-05 |  | -2.6641e-05 |  | 4.7659e-05 |  | 0.000182 |  | 0.00061218 |  | 0 |  | 0.04206 |  | 0.0066278
| 5.3856e-05 |  | 0.00012659 |  | -3.8996e-06 |  | 6.663e-05 |  | -9.2651e-05 |  | -1.037e-05 |  | -2.6086e-05 |  | 5.7668e-05 |  | 0.00021487 |  | 9.283e-05 |  | 4.8667e-05 |  | 4.9727e-05 |  | 3.2603e-05 |  | 4.7659e-05 |  | 0.00012504 |  | 0.00081316 |  | 0 |  | 0.042426 |  | 0.006615
| 5.386e-05 |  | 8.0762e-05 |  | -7.2895e-05 |  | 6.6636e-05 |  | -7.4088e-05 |  | -3.1096e-06 |  | -3.7128e-05 |  | 3.7479e-05 |  | 3.5298e-05 |  | 9.8073e-05 |  | 4.4229e-05 |  | 5.264e-05 |  | -0.00015044 |  | 6.263e-05 |  | 9.243e-05 |  | 0.00082494 |  | 0 |  | 0.042683 |  | 0.0065454
| 7.3129e-05 |  | 0.0001039 |  | -0.00011554 |  | 4.9086e-05 |  | -0.00015758 |  | 1.7343e-05 |  | -4.2339e-05 |  | 3.7481e-05 |  | 0.00012398 |  | 9.8077e-05 |  | 4.4217e-05 |  | 5.2643e-05 |  | -0.00014371 |  | 6.2614e-05 |  | 0.00010221 |  | 0.00063315 |  | 0 |  | 0.042842 |  | 0.006396
| 7.3129e-05 |  | 0.00011489 |  | -9.8537e-05 |  | 4.9086e-05 |  | -0.00016357 |  | -1.0187e-05 |  | -4.5781e-05 |  | 5.5172e-05 |  | 0.00012328 |  | 8.6404e-05 |  | 2.7803e-05 |  | 5.8743e-05 |  | -4.4617e-05 |  | 4.4439e-05 |  | 0.00014071 |  | 0.00072113 |  | 0 |  | 0.042985 |  | 0.0065554
| 3.0556e-05 |  | 7.3384e-05 |  | -2.6133e-05 |  | 9.7317e-05 |  | -0.00011447 |  | -3.7414e-06 |  | -2.8257e-05 |  | 5.5174e-05 |  | 0.00018054 |  | 8.6407e-05 |  | 2.7803e-05 |  | 5.8746e-05 |  | 9.0012e-06 |  | 4.4439e-05 |  | 0.00013999 |  | 0.00088189 |  | 0 |  | 0.043154 |  | 0.0066433
| 3.0558e-05 |  | 2.4177e-05 |  | -0.00011507 |  | 9.7325e-05 |  | -5.6289e-05 |  | -1.9312e-06 |  | -3.1791e-05 |  | 0 |  | 0.00017353 |  | 4.1777e-05 |  | 5.054e-05 |  | 4.6775e-05 |  | 0.00019379 |  | 6.3717e-05 |  | 0.00012942 |  | 0.00087021 |  | 0 |  | 0.043347 |  | 0.0064303
| 0 |  | 2.6691e-05 |  | -0.00023241 |  | 8.3759e-05 |  | -5.4567e-05 |  | -1.8109e-05 |  | -3.9668e-05 |  | 0 |  | -2.5967e-05 |  | 4.1779e-05 |  | 5.0553e-05 |  | 4.6777e-05 |  | 0.00033666 |  | 6.3736e-05 |  | 0.00010459 |  | 0.00079735 |  | 0 |  | 0.043556 |  | 0.0062806
| 0 |  | 3.822e-05 |  | -0.00010148 |  | 8.3766e-05 |  | -0.00015269 |  | -1.4891e-05 |  | -3.3977e-05 |  | 7.9655e-05 |  | 3.4141e-05 |  | 9.6839e-05 |  | 4.4418e-05 |  | 6.3237e-05 |  | 0.00038394 |  | 4.3704e-05 |  | 0.00014922 |  | 0.00075463 |  | 0 |  | 0.043773 |  | 0.0062304
| 3.3744e-05 |  | 2.082e-05 |  | -2.0302e-06 |  | 5.7287e-05 |  | -0.00016866 |  | -1.1603e-05 |  | -2.9976e-05 |  | 7.9659e-05 |  | 1.761e-05 |  | 9.6843e-05 |  | 4.443e-05 |  | 6.324e-05 |  | 0.00015551 |  | 4.3715e-05 |  | 0.00015384 |  | 0.00073039 |  | 0 |  | 0.044036 |  | 0.0063241
| 3.3746e-05 |  | 3.6777e-05 |  | -1.8653e-05 |  | 5.7292e-05 |  | -7.2901e-05 |  | -7.7329e-06 |  | -2.8804e-05 |  | 8.4814e-05 |  | 2.0546e-06 |  | 8.6544e-05 |  | 3.1744e-05 |  | 4.4208e-05 |  | 0.00015591 |  | 3.3335e-05 |  | 0.00011744 |  | 0.00064491 |  | 0 |  | 0.044334 |  | 0.0064515
| 0 |  | 9.1141e-05 |  | -1.1792e-05 |  | 5.4222e-05 |  | -3.1765e-05 |  | -1.6906e-05 |  | -2.7655e-05 |  | 8.4818e-05 |  | -2.6517e-05 |  | 8.6547e-05 |  | 3.1752e-05 |  | 4.421e-05 |  | 0.00025302 |  | 3.3344e-05 |  | 0.00011098 |  | 0.00065085 |  | 0 |  | 0.044647 |  | 0.0063521
| 0 |  | 0.00021029 |  | -0.00010387 |  | 5.4222e-05 |  | -5.4625e-05 |  | -2.2061e-05 |  | -1.3318e-05 |  | 5.3496e-05 |  | -0.00018815 |  | 8.9067e-05 |  | 2.0691e-05 |  | 9.2897e-06 |  | 4.1247e-05 |  | 6.4804e-05 |  | 0.00010277 |  | 0.00075468 |  | 0 |  | 0.044931 |  | 0.0062579
| 0.00011743 |  | 0.00015544 |  | -8.88e-05 |  | 0.00012274 |  | -6.666e-05 |  | -1.5399e-05 |  | -1.6079e-05 |  | 5.3499e-05 |  | -0.00020942 |  | 8.9071e-05 |  | 2.0696e-05 |  | 9.2901e-06 |  | 0.0001708 |  | 6.4821e-05 |  | 0.00014295 |  | 0.00099172 |  | 0 |  | 0.045145 |  | 0.0062536
| 0.00011743 |  | 2.2451e-05 |  | -0.00010553 |  | 0.00012274 |  | -7.6986e-05 |  | -1.9129e-05 |  | -2.4649e-05 |  | 2.092e-05 |  | -0.0001104 |  | 0 |  | 1.339e-05 |  | 0 |  | 0.00016759 |  | 4.3372e-05 |  | 7.1081e-05 |  | 0.0010956 |  | 0 |  | 0.045286 |  | 0.0061858
| 0 |  | 0.00015694 |  | -0.00017604 |  | 0.00010741 |  | -7.1904e-05 |  | -3.4793e-06 |  | -1.0201e-05 |  | 2.0921e-05 |  | -4.8521e-06 |  | 0 |  | 1.3393e-05 |  | 0 |  | -1.4112e-05 |  | 4.3385e-05 |  | 1.3963e-05 |  | 0.00080414 |  | 0 |  | 0.0454 |  | 0.0060742
| 0 |  | 0.00012798 |  | -1.9947e-05 |  | 0.00010741 |  | -4.6167e-05 |  | 9.8034e-06 |  | -1.6631e-05 |  | 4.1572e-05 |  | 6.531e-05 |  | 9.7556e-05 |  | 6.8397e-05 |  | 4.8536e-05 |  | 0.00017049 |  | 7.4076e-05 |  | 6.6128e-05 |  | 0.00068939 |  | 0 |  | 0.045532 |  | 0.0061102
| 6.4337e-05 |  | 5.4399e-05 |  | 3.9887e-05 |  | 2.047e-05 |  | -0.00011521 |  | 2.5628e-06 |  | -1.6582e-05 |  | 4.1573e-05 |  | 0.0001985 |  | 9.756e-05 |  | 6.8415e-05 |  | 4.8538e-05 |  | 0.00032943 |  | 7.4095e-05 |  | 9.8038e-05 |  | 0.00072629 |  | 0 |  | 0.045707 |  | 0.0060055
| 6.4337e-05 |  | 7.9719e-05 |  | -6.004e-05 |  | 2.047e-05 |  | -0.00012492 |  | 2.0495e-05 |  | -4.2673e-07 |  | 9.2195e-05 |  | 9.6125e-05 |  | 6.0185e-05 |  | 4.5038e-05 |  | 2.601e-05 |  | 0.00037596 |  | 5.7262e-05 |  | 0.00012599 |  | 0.00072629 |  | 0 |  | 0.045918 |  | 0.0058907
| 5.8153e-05 |  | 0.00010493 |  | -2.6118e-05 |  | 6.4337e-05 |  | 1.4576e-06 |  | 1.6554e-05 |  | -1.9306e-05 |  | 9.2199e-05 |  | -9.1104e-05 |  | 6.0188e-05 |  | 4.5038e-05 |  | 2.6011e-05 |  | 0.00016175 |  | 5.7262e-05 |  | 0.00014677 |  | 0.0006006 |  | 0 |  | 0.046159 |  | 0.0060639
| 5.8158e-05 |  | 0.00010791 |  | -1.8093e-05 |  | 6.4343e-05 |  | 6.2101e-06 |  | -1.4496e-05 |  | -3.1079e-05 |  | 6.2352e-05 |  | 1.3467e-05 |  | 3.3108e-05 |  | 2.5877e-05 |  | 2.2577e-05 |  | -6.0231e-05 |  | 4.8312e-05 |  | 0.0001291 |  | 0.00056381 |  | 0 |  | 0.046464 |  | 0.0060467
| 4.2252e-05 |  | 7.7186e-05 |  | -8.5583e-05 |  | 3.4805e-05 |  | -4.9331e-05 |  | -7.8217e-06 |  | -2.965e-05 |  | 6.2355e-05 |  | 5.0829e-05 |  | 3.3109e-05 |  | 2.587e-05 |  | 2.2578e-05 |  | 4.6974e-05 |  | 4.8299e-05 |  | 0.00012793 |  | 0.00086283 |  | 0 |  | 0.04676 |  | 0.0057177
| 4.2255e-05 |  | 7.0874e-05 |  | -6.587e-05 |  | 3.4808e-05 |  | -0.00011027 |  | -1.2914e-05 |  | -3.7374e-05 |  | 4.4222e-05 |  | 1.5657e-05 |  | 3.3615e-05 |  | 0 |  | 3.8321e-05 |  | 0.00029105 |  | 3.9541e-05 |  | 0.00014091 |  | 0.00096006 |  | 0 |  | 0.04706 |  | 0.0055922
| 5.2864e-05 |  | 3.1499e-05 |  | -1.3159e-05 |  | 0.0001045 |  | -0.0001183 |  | -1.9053e-05 |  | -4.0575e-05 |  | 4.4224e-05 |  | 3.4882e-05 |  | 3.3616e-05 |  | 0 |  | 3.8322e-05 |  | 0.00035816 |  | 3.954e-05 |  | 0.0001276 |  | 0.00072549 |  | 0 |  | 0.047333 |  | 0.0056146
| 5.2868e-05 |  | 5.4003e-05 |  | -4.9474e-05 |  | 0.00010451 |  | -5.2317e-05 |  | -7.3013e-06 |  | -3.6192e-05 |  | 4.2314e-05 |  | 6.6183e-05 |  | 1.8474e-05 |  | 2.2196e-05 |  | 6.5118e-05 |  | 0.00027258 |  | 3.9608e-05 |  | 8.9708e-05 |  | 0.00066098 |  | 0 |  | 0.047619 |  | 0.0054857
| 8.9756e-05 |  | 9.3982e-05 |  | -2.2607e-05 |  | 7.3813e-05 |  | -3.0481e-05 |  | 1.8175e-06 |  | -3.8076e-05 |  | 4.2316e-05 |  | -3.6483e-06 |  | 1.8475e-05 |  | 2.2196e-05 |  | 6.512e-05 |  | 0.00023884 |  | 3.9608e-05 |  | 6.878e-05 |  | 0.00069701 |  | 0 |  | 0.047963 |  | 0.0054605
| 8.9756e-05 |  | 9.7912e-05 |  | -2.5987e-05 |  | 7.3813e-05 |  | -1.0258e-05 |  | 1.5196e-05 |  | -3.0171e-05 |  | 8.2781e-05 |  | -1.8111e-05 |  | 3.7052e-05 |  | 3.4519e-05 |  | 3.296e-05 |  | -1.0557e-05 |  | 4.9842e-05 |  | 5.2596e-05 |  | 0.00075486 |  | 0 |  | 0.048359 |  | 0.0055304
| 6.0236e-05 |  | 0.00010257 |  | -9.1354e-05 |  | 2.048e-05 |  | -2.7622e-05 |  | -1.9551e-06 |  | -2.756e-05 |  | 8.2785e-05 |  | 0.00014214 |  | 3.7053e-05 |  | 3.4519e-05 |  | 3.2962e-05 |  | -4.9003e-05 |  | 4.9844e-05 |  | 0.00012524 |  | 0.00083277 |  | 0 |  | 0.048753 |  | 0.0056619
| 6.0241e-05 |  | 6.8881e-05 |  | -0.00010086 |  | 2.0482e-05 |  | -6.682e-05 |  | 4.7943e-06 |  | -3.8219e-05 |  | 3.1737e-05 |  | 6.7872e-05 |  | 2.9267e-05 |  | 1.7283e-05 |  | 4.8445e-05 |  | 0.0003353 |  | 5.8849e-05 |  | 0.00014625 |  | 0.00077664 |  | 0 |  | 0.049059 |  | 0.0057951
| 1.9987e-05 |  | -2.3268e-05 |  | -4.8312e-05 |  | 7.6784e-05 |  | -0.00011078 |  | 1.0082e-05 |  | -4.0919e-05 |  | 3.1738e-05 |  | 2.7888e-05 |  | 2.9268e-05 |  | 1.7283e-05 |  | 4.8447e-05 |  | 6.1303e-05 |  | 5.8849e-05 |  | 6.8562e-05 |  | 0.00080769 |  | 0 |  | 0.049297 |  | 0.0055453
| 1.9987e-05 |  | -1.9969e-05 |  | 0.00011258 |  | 7.6785e-05 |  | -7.1224e-05 |  | -1.123e-05 |  | -4.0994e-05 |  | 3.2382e-05 |  | 2.4947e-05 |  | 6.3467e-05 |  | 6.7019e-05 |  | 4.3222e-05 |  | -0.0001158 |  | 5.8532e-05 |  | 7.7173e-05 |  | 0.00085456 |  | 0 |  | 0.049496 |  | 0.0053654
| 4.0685e-06 |  | -3.6595e-05 |  | 0.00011023 |  | 9.2149e-05 |  | -2.7113e-05 |  | -1.8407e-05 |  | -2.9891e-05 |  | 3.2383e-05 |  | -1.4419e-05 |  | 6.3469e-05 |  | 6.7019e-05 |  | 4.3224e-05 |  | 0.00026641 |  | 5.8529e-05 |  | 0.00011219 |  | 0.00072474 |  | 0 |  | 0.04971 |  | 0.0054309
| 4.0685e-06 |  | -2.1909e-06 |  | 3.8356e-05 |  | 9.2149e-05 |  | -0.00010787 |  | -2.4061e-05 |  | -2.3434e-05 |  | 5.9295e-05 |  | 0.0001324 |  | 0.00011108 |  | 3.1401e-05 |  | 2.6478e-05 |  | 0.00029977 |  | 5.6957e-05 |  | 0.000102 |  | 0.00075574 |  | 0 |  | 0.049906 |  | 0.0054536
| 4.5465e-05 |  | 7.6001e-05 |  | -4.3337e-05 |  | 6.262e-05 |  | -0.00018014 |  | -1.1653e-05 |  | -2.6611e-05 |  | 5.9298e-05 |  | 6.7493e-05 |  | 0.00011108 |  | 3.1401e-05 |  | 2.6479e-05 |  | -1.0459e-05 |  | 5.696e-05 |  | 6.8257e-05 |  | 0.00085885 |  | 0 |  | 0.050115 |  | 0.0054768
| 4.5469e-05 |  | -4.5168e-05 |  | -0.00011696 |  | 6.2625e-05 |  | -0.00010824 |  | -1.1181e-05 |  | -2.8244e-05 |  | 3.6754e-05 |  | -2.9722e-05 |  | 7.3847e-05 |  | 1.3525e-05 |  | 4.9408e-05 |  | -6.8838e-05 |  | 1.8484e-05 |  | 7.9494e-05 |  | 0.00075574 |  | 0 |  | 0.050354 |  | 0.0054229
| 0 |  | -4.751e-05 |  | -3.6679e-05 |  | 7.2675e-05 |  | -1.82e-06 |  | -2.6894e-05 |  | -3.1751e-05 |  | 3.6756e-05 |  | -0.0001104 |  | 7.385e-05 |  | 1.3525e-05 |  | 4.941e-05 |  | 4.1844e-05 |  | 1.8484e-05 |  | 9.7925e-05 |  | 0.00064686 |  | 0 |  | 0.050664 |  | 0.0054846
| 1.1697e-05 |  | 5.6386e-05 |  | 2.241e-06 |  | 7.2675e-05 |  | -1.5576e-05 |  | -2.4295e-05 |  | -2.8227e-05 |  | 7.3367e-05 |  | -0.00016597 |  | 0.00010188 |  | 3.3955e-05 |  | 4.8991e-05 |  | 0.00024487 |  | 5.9977e-05 |  | 7.2921e-05 |  | 0.0006234 |  | 0 |  | 0.051053 |  | 0.0052501
| 2.6384e-05 |  | -2.6415e-05 |  | -0.00015027 |  | 1.8443e-05 |  | -2.521e-05 |  | -1.7646e-05 |  | -1.9237e-05 |  | 7.337e-05 |  | 0.00011818 |  | 0.00010189 |  | 3.3972e-05 |  | 4.8993e-05 |  | 0.00019622 |  | 6.0005e-05 |  | 2.5399e-05 |  | 0.00061589 |  | 0 |  | 0.051497 |  | 0.0051444
| 1.4688e-05 |  | -8.614e-05 |  | -0.00015544 |  | 1.8445e-05 |  | -4.5091e-05 |  | -9.0715e-06 |  | -3.2359e-05 |  | 3.1636e-05 |  | -1.9578e-05 |  | 6.4477e-05 |  | 3.3082e-05 |  | 5.1844e-05 |  | -0.0002297 |  | 5.5464e-05 |  | 2.1272e-05 |  | 0.00074489 |  | 0 |  | 0.051982 |  | 0.0053544
| 0 |  | 4.7108e-06 |  | -4.5997e-05 |  | 9.2188e-05 |  | -3.353e-05 |  | 4.5946e-06 |  | -3.3196e-05 |  | 3.1637e-05 |  | -0.00025316 |  | 6.448e-05 |  | 3.3082e-05 |  | 5.1846e-05 |  | -5.4044e-05 |  | 5.5462e-05 |  | 6.7321e-05 |  | 0.00076253 |  | 0 |  | 0.052493 |  | 0.0052661
| 0 |  | 7.4676e-05 |  | -8.1322e-05 |  | 9.2196e-05 |  | -6.6548e-06 |  | -3.7159e-06 |  | -2.7946e-05 |  | 6.2581e-05 |  | -6.8856e-05 |  | 6.2087e-05 |  | 2.5056e-05 |  | 2.7849e-05 |  | 5.1729e-05 |  | 3.3622e-05 |  | 8.8585e-05 |  | 0.00081281 |  | 0 |  | 0.052987 |  | 0.005273
| 2.2124e-05 |  | 0.00012588 |  | -7.5928e-05 |  | 7.5654e-05 |  | -6.1081e-05 |  | -1.309e-05 |  | -3.7046e-05 |  | 6.2583e-05 |  | 2.845e-05 |  | 6.2089e-05 |  | 2.5049e-05 |  | 2.785e-05 |  | 0.00010322 |  | 3.3612e-05 |  | 0.00012049 |  | 0.00079521 |  | 0 |  | 0.05339 |  | 0.0052925
| 2.2124e-05 |  | 3.0628e-05 |  | 2.5822e-05 |  | 7.5654e-05 |  | -3.6496e-05 |  | 1.6302e-05 |  | -1.8076e-05 |  | 3.8792e-05 |  | 5.1046e-05 |  | 7.6827e-05 |  | 5.0718e-05 |  | 5.8013e-05 |  | 0.00017396 |  | 6.1952e-05 |  | 0.00013117 |  | 0.00060252 |  | 0 |  | 0.05364 |  | 0.0049348
| 5.2926e-05 |  | -8.6884e-05 |  | -7.071e-05 |  | 6.8568e-05 |  | -4.702e-05 |  | 1.7981e-05 |  | -1.9795e-05 |  | 3.8794e-05 |  | 7.8838e-05 |  | 7.683e-05 |  | 5.0718e-05 |  | 5.8016e-05 |  | -6.3622e-05 |  | 6.1949e-05 |  | 0.00010292 |  | 0.00065532 |  | 0 |  | 0.053759 |  | 0.0048717
| 5.2931e-05 |  | 1.1326e-05 |  | -0.00019605 |  | 6.8573e-05 |  | -0.00012383 |  | -2.6601e-05 |  | -2.9577e-05 |  | 3.9373e-05 |  | 4.6755e-05 |  | 6.4243e-05 |  | 2.2258e-05 |  | 0 |  | 6.9701e-05 |  | 4.3521e-05 |  | 0.00010036 |  | 0.00069638 |  | 0 |  | 0.053841 |  | 0.0050221
| 7.3309e-05 |  | 0.00013098 |  | -8.8568e-05 |  | 5.5358e-05 |  | -0.00013606 |  | -1.1842e-05 |  | -2.9014e-05 |  | 3.9375e-05 |  | 7.2255e-05 |  | 6.4245e-05 |  | 2.2258e-05 |  | 0 |  | 0.00024695 |  | 4.3519e-05 |  | 5.3404e-05 |  | 0.00070979 |  | 0 |  | 0.053935 |  | 0.005015
| 7.3309e-05 |  | 0.00010628 |  | -0.0001339 |  | 5.5358e-05 |  | -0.0001136 |  | 5.6619e-06 |  | -4.1442e-05 |  | 5.2381e-05 |  | 0.00018769 |  | 5.5353e-05 |  | 1.0203e-05 |  | 2.1268e-05 |  | 0.00018125 |  | 4.8711e-05 |  | 8.8527e-06 |  | 0.00084219 |  | 0 |  | 0.054019 |  | 0.0052044
| 4.4441e-05 |  | -2.6731e-05 |  | -7.7278e-05 |  | 2.3581e-05 |  | -8.8006e-05 |  | -7.2672e-06 |  | -2.5704e-05 |  | 5.2383e-05 |  | 0.00031294 |  | 5.5356e-05 |  | 1.02e-05 |  | 2.1269e-05 |  | 0.00014718 |  | 4.8697e-05 |  | 9.8832e-05 |  | 0.00086571 |  | 0 |  | 0.054103 |  | 0.0049704
| 4.4441e-05 |  | 1.3711e-05 |  | -5.4045e-05 |  | 2.3581e-05 |  | -6.9957e-05 |  | 3.4777e-06 |  | -1.9154e-05 |  | 6.3226e-05 |  | 0.00029314 |  | 4.1745e-05 |  | 2.3437e-05 |  | 4.063e-05 |  | -5.6924e-05 |  | 5.4532e-05 |  | 0.00012458 |  | 0.00064781 |  | 0 |  | 0.054214 |  | 0.0048558
| 2.8511e-05 |  | 8.0616e-05 |  | -5.5637e-05 |  | 5.4346e-05 |  | -3.8407e-05 |  | -1.2373e-05 |  | -3.6296e-05 |  | 6.3229e-05 |  | 2.778e-05 |  | 4.1747e-05 |  | 2.3437e-05 |  | 4.0631e-05 |  | -0.00017144 |  | 5.4532e-05 |  | 6.5997e-05 |  | 0.00057574 |  | 0 |  | 0.054437 |  | 0.0050599
| 2.8511e-05 |  | 5.0825e-05 |  | 2.9816e-05 |  | 5.4346e-05 |  | -6.1461e-05 |  | -2.8409e-05 |  | -3.7244e-05 |  | 9.2718e-06 |  | -7.3221e-05 |  | 3.3637e-05 |  | 3.0833e-05 |  | 4.9732e-05 |  | -0.00031213 |  | 3.7393e-05 |  | 0.00010333 |  | 0.00067044 |  | 0 |  | 0.054775 |  | 0.0048626
| 5.1353e-06 |  | 8.7202e-06 |  | 3.2582e-05 |  | 5.4346e-05 |  | -0.00010035 |  | -5.9141e-06 |  | -3.3483e-05 |  | 9.2722e-06 |  | -4.8031e-05 |  | 3.3638e-05 |  | 3.0833e-05 |  | 4.9734e-05 |  | -0.00041246 |  | 3.7395e-05 |  | 8.3348e-05 |  | 0.00091521 |  | 0 |  | 0.055221 |  | 0.0047181
| 5.1362e-06 |  | 2.2608e-05 |  | 8.183e-06 |  | 5.4356e-05 |  | -6.6723e-05 |  | -1.2268e-06 |  | -2.5906e-05 |  | 5.1289e-05 |  | 9.0187e-05 |  | 5.9731e-05 |  | 4.5468e-05 |  | 3.2118e-05 |  | 3.6199e-05 |  | 4.2859e-05 |  | 5.9708e-05 |  | 0.00087246 |  | 0 |  | 0.05574 |  | 0.0047228
| 1.3638e-05 |  | 0.00011293 |  | -9.1166e-05 |  | 9.7589e-05 |  | -2.1885e-05 |  | 2.8611e-06 |  | -1.8652e-05 |  | 5.1291e-05 |  | 0.00010449 |  | 5.9733e-05 |  | 4.5456e-05 |  | 3.212e-05 |  | 0.00022133 |  | 4.2846e-05 |  | 9.1513e-05 |  | 0.00068221 |  | 0 |  | 0.056299 |  | 0.0048444
| 1.3639e-05 |  | 9.1689e-05 |  | -7.1445e-05 |  | 9.7597e-05 |  | -8.7088e-05 |  | -5.5848e-06 |  | -2.4015e-05 |  | 3.4959e-05 |  | 2.4395e-05 |  | 4.6394e-05 |  | 2.4587e-05 |  | 2.9188e-05 |  | 0.00024142 |  | 3.3552e-05 |  | 0.00010186 |  | 0.00080541 |  | 0 |  | 0.056839 |  | 0.005013
| 5.915e-05 |  | 3.6391e-06 |  | -9.3179e-05 |  | 5.436e-05 |  | -2.2044e-05 |  | -1.0459e-05 |  | -3.3094e-05 |  | 3.496e-05 |  | -7.4425e-05 |  | 4.6396e-05 |  | 2.4587e-05 |  | 2.9189e-05 |  | 0.00018467 |  | 3.3552e-05 |  | 7.3988e-05 |  | 0.00087084 |  | 0 |  | 0.057302 |  | 0.0049018
| 5.9155e-05 |  | 1.2225e-05 |  | -0.00016109 |  | 5.4365e-05 |  | -2.3346e-05 |  | 4.4556e-06 |  | -4.1506e-05 |  | 1.5471e-05 |  | -7.5163e-05 |  | 6.9805e-05 |  | 2.4432e-05 |  | 2.7632e-05 |  | -9.651e-06 |  | 3.7488e-05 |  | 8.1343e-06 |  | 0.00077697 |  | 0 |  | 0.057664 |  | 0.0047813
| 6.8626e-05 |  | 0.00010806 |  | -1.7801e-05 |  | 4.924e-05 |  | -0.00011408 |  | -1.8748e-05 |  | -3.4012e-05 |  | 1.5471e-05 |  | 0.000149 |  | 6.9808e-05 |  | 2.4432e-05 |  | 2.7633e-05 |  | 0.00010023 |  | 3.7486e-05 |  | 6.0391e-06 |  | 0.0006546 |  | 0 |  | 0.057935 |  | 0.0047343
| 6.8631e-05 |  | 0.00012462 |  | 4.4196e-05 |  | 4.9245e-05 |  | -9.8546e-05 |  | -2.2701e-05 |  | -1.7814e-05 |  | 6.1888e-05 |  | 0.00013244 |  | 5.9883e-05 |  | 2.2162e-05 |  | 6.8402e-05 |  | 0.00011651 |  | 4.6955e-05 |  | 7.9316e-05 |  | 0.00055402 |  | 0 |  | 0.058178 |  | 0.0047228
| 3.9156e-05 |  | 4.8207e-06 |  | -6.2874e-05 |  | 5.2323e-05 |  | -0.00015378 |  | -7.7819e-06 |  | -1.1797e-06 |  | 6.189e-05 |  | -2.4173e-05 |  | 5.9885e-05 |  | 2.2168e-05 |  | 6.8405e-05 |  | 6.3824e-05 |  | 4.6967e-05 |  | 0.00012493 |  | 0.0006999 |  | 8.4037e-07 |  | 0.058436 |  | 0.0048287
| 3.9159e-05 |  | -2.0199e-05 |  | -5.4545e-05 |  | 5.2327e-05 |  | -0.00011762 |  | -2.7561e-05 |  | -7.82e-06 |  | 5.2762e-06 |  | -6.9595e-05 |  | 6.2748e-05 |  | 2.9396e-05 |  | 2.8061e-05 |  | -6.3555e-05 |  | 3.4551e-05 |  | 8.9763e-05 |  | 0.00083569 |  | 8.4037e-07 |  | 0.058728 |  | 0.0049075
| 1.7898e-05 |  | 0.00010193 |  | -8.0916e-05 |  | 3.8992e-05 |  | -7.2419e-05 |  | -2.5671e-05 |  | -2.9426e-05 |  | 5.2764e-06 |  | -3.9616e-05 |  | 6.275e-05 |  | 2.9404e-05 |  | 2.8062e-05 |  | -1.5605e-05 |  | 3.4559e-05 |  | 4.2694e-05 |  | 0.00072751 |  | 8.4042e-07 |  | 0.059017 |  | 0.0046391
| 1.7898e-05 |  | 5.9641e-05 |  | -0.0002011 |  | 3.8992e-05 |  | -9.7269e-05 |  | -1.2311e-05 |  | -3.7069e-05 |  | 3.231e-05 |  | -0.00010818 |  | 1.385e-05 |  | 2.252e-05 |  | 5.7427e-05 |  | 0.00034854 |  | 3.5881e-05 |  | 1.3519e-05 |  | 0.00075862 |  | 8.4042e-07 |  | 0.059309 |  | 0.0044234
| 9.6463e-05 |  | -6.5199e-05 |  | -0.00011298 |  | 6.1547e-05 |  | -0.00012 |  | -1.8615e-05 |  | -2.4224e-05 |  | 3.2311e-05 |  | -0.00024647 |  | 1.3851e-05 |  | 2.252e-05 |  | 5.7429e-05 |  | 0.0003452 |  | 3.5882e-05 |  | -2.9088e-05 |  | 0.0007175 |  | 0 |  | 0.059619 |  | 0.0045336
| 9.6472e-05 |  | 5.1249e-05 |  | -9.7123e-05 |  | 6.1552e-05 |  | -0.00011142 |  | -1.0308e-05 |  | -2.6658e-05 |  | 0 |  | -3.8855e-05 |  | 3.9689e-05 |  | 5.2351e-05 |  | 5.0229e-05 |  | 3.3351e-05 |  | 4.7019e-05 |  | 5.0188e-06 |  | 0.00066557 |  | 0 |  | 0.060004 |  | 0.0045384
| 0.0001095 |  | 2.6511e-05 |  | -0.00017741 |  | 4.516e-05 |  | -0.00010005 |  | -4.2449e-06 |  | -3.6147e-05 |  | 0 |  | 0.00027533 |  | 3.969e-05 |  | 5.2364e-05 |  | 5.0231e-05 |  | 0.00022602 |  | 4.7031e-05 |  | 7.1127e-05 |  | 0.00072341 |  | 0 |  | 0.060447 |  | 0.0046025
| 0.0001095 |  | 5.5159e-05 |  | -0.00014033 |  | 4.516e-05 |  | -0.00012737 |  | -2.2754e-05 |  | -3.8618e-05 |  | 4.8991e-05 |  | 0.00012533 |  | 7.9296e-05 |  | 1.8624e-05 |  | 1.7854e-05 |  | 0.00020589 |  | 4.3844e-05 |  | 6.4172e-05 |  | 0.00082232 |  | 0 |  | 0.060892 |  | 0.0045347
| 6.2747e-05 |  | 0.00012574 |  | -6.3898e-05 |  | 6.3931e-05 |  | -0.00013759 |  | -3.7722e-05 |  | -3.981e-05 |  | 4.8993e-05 |  | -9.4316e-05 |  | 7.9299e-05 |  | 1.8629e-05 |  | 1.7855e-05 |  | -0.00019819 |  | 4.3855e-05 |  | 7.0283e-05 |  | 0.00083657 |  | 8.4052e-07 |  | 0.061269 |  | 0.0044452
| 6.2752e-05 |  | 6.6594e-05 |  | -1.0899e-05 |  | 6.3936e-05 |  | -0.00011284 |  | -2.466e-05 |  | -1.532e-05 |  | 2.4892e-05 |  | -0.00010042 |  | 3.7961e-05 |  | 2.8435e-05 |  | 2.2512e-05 |  | -0.00012405 |  | 4.4087e-05 |  | 7.782e-05 |  | 0.00081734 |  | 8.4052e-07 |  | 0.061577 |  | 0.0043915
| 5.0879e-05 |  | 8.6738e-05 |  | -9.8054e-05 |  | 5.338e-05 |  | -6.6709e-05 |  | -7.7574e-06 |  | -1.5662e-05 |  | 2.4893e-05 |  | 3.325e-05 |  | 3.7962e-05 |  | 2.8435e-05 |  | 2.2512e-05 |  | 7.0367e-06 |  | 4.4087e-05 |  | 7.9857e-05 |  | 0.00085423 |  | 0 |  | 0.0619 |  | 0.0041664
| 5.408e-05 |  | 4.6849e-05 |  | 4.2901e-05 |  | 5.3384e-05 |  | -4.3381e-05 |  | -1.5487e-06 |  | -3.7577e-05 |  | 8.3515e-05 |  | 0.00010485 |  | 7.9603e-05 |  | 7.8966e-05 |  | 6.1784e-05 |  | -1.8556e-05 |  | 4.3121e-05 |  | 7.0471e-05 |  | 0.00077459 |  | 0 |  | 0.062312 |  | 0.0042559
| 3.1743e-05 |  | -1.2101e-05 |  | 4.9614e-05 |  | 4.8255e-05 |  | -8.454e-05 |  | -9.8795e-06 |  | -3.5574e-05 |  | 8.3518e-05 |  | 0.00011106 |  | 7.9606e-05 |  | 7.8966e-05 |  | 6.1786e-05 |  | 8.0625e-05 |  | 4.3121e-05 |  | 1.143e-05 |  | 0.00078549 |  | 0 |  | 0.062748 |  | 0.0044179
| 2.8547e-05 |  | -5.7872e-05 |  | -8.3723e-05 |  | 4.8255e-05 |  | -0.00011177 |  | -7.1964e-06 |  | -2.5433e-05 |  | 4.9274e-05 |  | 5.4474e-05 |  | 4.2826e-05 |  | 3.3729e-05 |  | 5.3757e-05 |  | 0.00016553 |  | 2.706e-05 |  | 6.6983e-05 |  | 0.00085679 |  | 0 |  | 0.063047 |  | 0.0043867
| 2.2166e-05 |  | 9.5211e-05 |  | -8.2156e-06 |  | 4.4152e-05 |  | -7.0208e-05 |  | -4.5125e-06 |  | -2.7432e-05 |  | 4.9276e-05 |  | -7.4209e-05 |  | 4.2828e-05 |  | 3.3729e-05 |  | 5.3759e-05 |  | 6.4045e-05 |  | 2.706e-05 |  | 9.3465e-05 |  | 0.0008886 |  | 2.5219e-06 |  | 0.063184 |  | 0.0043373
| 2.2168e-05 |  | 0.00018728 |  | -3.8122e-05 |  | 4.4156e-05 |  | -6.845e-05 |  | 6.1326e-06 |  | -2.3274e-05 |  | 4.5207e-05 |  | -0.0001051 |  | 6.9038e-05 |  | 4.5141e-05 |  | 4.2501e-05 |  | 3.3906e-05 |  | 6.4846e-05 |  | 3.8633e-05 |  | 0.00085344 |  | 2.5219e-06 |  | 0.063248 |  | 0.0042158
| 4.6644e-05 |  | 0.00013005 |  | -8.846e-05 |  | 4.416e-05 |  | -2.5246e-05 |  | -2.0877e-06 |  | -2.6046e-05 |  | 4.5209e-05 |  | -6.614e-05 |  | 6.9041e-05 |  | 4.5152e-05 |  | 4.2503e-05 |  | 1.1437e-05 |  | 6.4862e-05 |  | 3.7055e-05 |  | 0.00069 |  | 0 |  | 0.063323 |  | 0.0042753
| 4.6644e-05 |  | 0.00011406 |  | -6.676e-05 |  | 4.416e-05 |  | -7.6703e-05 |  | -3.1358e-05 |  | -3.119e-05 |  | 3.6054e-06 |  | 5.3616e-05 |  | 4.1604e-05 |  | 1.8329e-05 |  | 7.586e-06 |  | -2.7243e-05 |  | 1.4761e-05 |  | 1.4629e-06 |  | 0.00063547 |  | 0 |  | 0.063479 |  | 0.0042342
| 3.2813e-05 |  | 8.6851e-05 |  | -6.8084e-06 |  | 8.8253e-05 |  | -8.8645e-05 |  | -2.889e-05 |  | -2.2159e-05 |  | 3.6055e-06 |  | 8.702e-05 |  | 4.1606e-05 |  | 1.8324e-05 |  | 7.5863e-06 |  | -5.27e-05 |  | 1.4757e-05 |  | -2.1462e-05 |  | 0.0006724 |  | 0 |  | 0.06377 |  | 0.0039791
| 3.2816e-05 |  | 8.1331e-05 |  | -2.7758e-06 |  | 8.826e-05 |  | -1.4623e-05 |  | -8.7264e-06 |  | -1.931e-05 |  | 6.4888e-05 |  | 0.00013414 |  | 5.7494e-05 |  | 6.2132e-05 |  | 7.5098e-05 |  | -0.00013469 |  | 5.655e-05 |  | 2.2338e-05 |  | 0.00069 |  | 0 |  | 0.064188 |  | 0.0040768
| 4.2395e-05 |  | 0.00015225 |  | -0.00012346 |  | 8.2929e-05 |  | -5.7388e-05 |  | 5.6365e-06 |  | -2.9553e-05 |  | 6.489e-05 |  | 0.00016181 |  | 5.7496e-05 |  | 6.2148e-05 |  | 7.5101e-05 |  | -1.4925e-05 |  | 5.6565e-05 |  | 7.4737e-05 |  | 0.00070174 |  | 0 |  | 0.064636 |  | 0.0042524
| 4.2398e-05 |  | 4.8938e-05 |  | -0.00015282 |  | 8.2936e-05 |  | -4.8072e-05 |  | -3.6174e-06 |  | -3.3019e-05 |  | 3.6979e-05 |  | 3.0757e-05 |  | 3.3627e-05 |  | 3.345e-05 |  | 2.806e-05 |  | 0.00033851 |  | 5.3632e-05 |  | 1.1206e-05 |  | 0.00093565 |  | 0 |  | 0.065039 |  | 0.0041491
| 6.9909e-05 |  | -3.8066e-05 |  | -0.00013624 |  | 5.753e-05 |  | -8.654e-05 |  | -7.2371e-06 |  | -3.0873e-05 |  | 3.698e-05 |  | 0.0001938 |  | 3.3629e-05 |  | 3.3441e-05 |  | 2.8062e-05 |  | 0.00032063 |  | 5.3619e-05 |  | -1.1351e-05 |  | 0.00098015 |  | 0 |  | 0.065423 |  | 0.0039953
| 6.9915e-05 |  | 2.6912e-05 |  | -9.4957e-05 |  | 5.7535e-05 |  | -6.7003e-05 |  | -1.8924e-05 |  | -4.9661e-05 |  | 4.3228e-05 |  | 0.00019324 |  | 3.8106e-05 |  | 3.963e-05 |  | 4.7309e-05 |  | -0.00010663 |  | 4.6569e-05 |  | 2.1e-05 |  | 0.00077804 |  | 0 |  | 0.065852 |  | 0.003924
| 6.5767e-05 |  | -8.1358e-06 |  | -5.0352e-05 |  | 9.954e-05 |  | -2.1321e-05 |  | -2.6502e-05 |  | -4.8249e-05 |  | 4.323e-05 |  | 4.3624e-05 |  | 3.8107e-05 |  | 3.962e-05 |  | 4.7311e-05 |  | 9.7622e-05 |  | 4.6555e-05 |  | 4.5234e-05 |  | 0.00086025 |  | 0 |  | 0.066357 |  | 0.0038827
| 6.5773e-05 |  | -6.2244e-07 |  | -0.00011498 |  | 9.9548e-05 |  | -5.4393e-05 |  | -3.1226e-07 |  | -3.3884e-05 |  | 5.7236e-05 |  | 5.4817e-05 |  | 3.6548e-05 |  | 1.0584e-05 |  | 2.386e-06 |  | 0.00038653 |  | 3.9705e-05 |  | 4.0837e-05 |  | 0.00084269 |  | 5.6051e-07 |  | 0.066901 |  | 0.0039653
| 1.7923e-05 |  | 5.9261e-05 |  | -9.2746e-05 |  | 3.1855e-05 |  | -5.1935e-05 |  | 1.2161e-05 |  | -2.9133e-05 |  | 5.7238e-05 |  | -0.00017128 |  | 3.6549e-05 |  | 1.0587e-05 |  | 2.3861e-06 |  | 0.00042061 |  | 3.9715e-05 |  | 1.4176e-05 |  | 0.00081833 |  | 1.4014e-06 |  | 0.067395 |  | 0.0038816
| 1.7923e-05 |  | 5.3729e-05 |  | -2.7315e-05 |  | 3.1855e-05 |  | -8.991e-05 |  | 9.6573e-06 |  | -3.2902e-05 |  | 5.5744e-05 |  | -0.00011896 |  | 2.7444e-05 |  | 3.6217e-05 |  | 7.8279e-05 |  | 0.00018772 |  | 5.6145e-05 |  | 6.545e-05 |  | 0.00086282 |  | 1.4013e-06 |  | 0.067794 |  | 0.0039182
| 5.5195e-05 |  | 3.6792e-05 |  | -5.6144e-06 |  | 9.4824e-05 |  | -0.00016651 |  | -2.9185e-06 |  | -3.2698e-05 |  | 5.5747e-05 |  | 0.00010042 |  | 2.7445e-05 |  | 3.6227e-05 |  | 7.8282e-05 |  | -2.8798e-06 |  | 5.6161e-05 |  | 4.4141e-05 |  | 0.00070769 |  | 5.6055e-07 |  | 0.068103 |  | 0.0040319
| 5.5199e-05 |  | 2.8701e-05 |  | -3.4533e-05 |  | 9.4832e-05 |  | -0.00016928 |  | -6.5128e-06 |  | -4.3863e-05 |  | 5.6399e-06 |  | -2.8954e-05 |  | 2.8943e-05 |  | 1.3212e-05 |  | 4.0287e-05 |  | 3.1854e-05 |  | 5.1043e-05 |  | -2.411e-05 |  | 0.00062636 |  | 5.6058e-07 |  | 0.068353 |  | 0.0039746
| 0 |  | 2.0309e-05 |  | -4.3111e-05 |  | 8.7134e-05 |  | -8.0336e-05 |  | -5.2097e-06 |  | -3.6754e-05 |  | 5.6402e-06 |  | -7.0267e-05 |  | 2.8944e-05 |  | 1.3212e-05 |  | 4.0289e-05 |  | -9.0492e-06 |  | 5.1043e-05 |  | 2.4407e-05 |  | 0.00070769 |  | 5.6058e-07 |  | 0.068653 |  | 0.0038342
| 0 |  | 0.00017948 |  | 9.2492e-06 |  | 8.7134e-05 |  | -5.1124e-05 |  | -8.6555e-07 |  | -2.7242e-05 |  | 4.0473e-05 |  | 0.00013039 |  | 0.00013217 |  | 3.5352e-05 |  | 3.8318e-05 |  | 0.00013018 |  | 4.0099e-05 |  | 5.1209e-05 |  | 0.00077398 |  | 5.6058e-07 |  | 0.069009 |  | 0.0037287
| 8.7142e-05 |  | 0.00016439 |  | -4.729e-05 |  | 6.8765e-05 |  | -0.00010065 |  | 3.4551e-08 |  | -4.3587e-05 |  | 4.0474e-05 |  | 0.0001031 |  | 0.00013218 |  | 3.5343e-05 |  | 3.8319e-05 |  | 0.0002628 |  | 4.0087e-05 |  | 3.9597e-05 |  | 0.00079578 |  | 5.6058e-07 |  | 0.069378 |  | 0.0037137
| 8.7149e-05 |  | 9.39e-06 |  | -5.0947e-05 |  | 6.8771e-05 |  | -0.00010471 |  | 1.6442e-06 |  | -4.0158e-05 |  | 4.6516e-05 |  | -2.848e-05 |  | 4.6495e-05 |  | 4.2409e-05 |  | 0 |  | 0.00017792 |  | 4.5186e-05 |  | 2.3165e-05 |  | 0.00081675 |  | 5.6061e-07 |  | 0.069775 |  | 0.0037216
| 0 |  | 2.2609e-05 |  | -5.1813e-05 |  | 8.2406e-05 |  | -9.3932e-05 |  | 1.0951e-05 |  | -4.8934e-05 |  | 4.6518e-05 |  | -8.6691e-05 |  | 4.6497e-05 |  | 4.2398e-05 |  | 0 |  | -5.3526e-05 |  | 4.5175e-05 |  | -6.0926e-07 |  | 0.00073457 |  | 1.4015e-06 |  | 0.070267 |  | 0.0038654
| 0 |  | 2.2424e-05 |  | -0.00012303 |  | 8.2413e-05 |  | -8.4928e-05 |  | -6.9444e-06 |  | -5.2966e-05 |  | 4.3182e-05 |  | -8.6917e-05 |  | 9.526e-06 |  | 2.2174e-05 |  | 2.7385e-06 |  | -0.00025967 |  | 3.5707e-05 |  | 3.3255e-05 |  | 0.00073289 |  | 8.4092e-07 |  | 0.070863 |  | 0.0036826
| 2.2196e-05 |  | 3.522e-05 |  | -7.3259e-05 |  | 6.1667e-05 |  | -9.8089e-05 |  | -1.4439e-05 |  | -3.2553e-05 |  | 4.3184e-05 |  | 8.7839e-06 |  | 9.5264e-06 |  | 2.2174e-05 |  | 2.7386e-06 |  | -0.00024678 |  | 3.5706e-05 |  | 4.5856e-05 |  | 0.00077067 |  | 0 |  | 0.071476 |  | 0.0035768
| 2.2197e-05 |  | 4.3288e-05 |  | -6.0245e-05 |  | 6.1672e-05 |  | -0.00011363 |  | -5.5549e-06 |  | -1.8666e-05 |  | 1.1942e-05 |  | 8.223e-05 |  | 2.2427e-05 |  | 1.0976e-05 |  | 3.5948e-05 |  | 8.0603e-05 |  | 2.6895e-05 |  | 9.5223e-06 |  | 0.00083692 |  | 0 |  | 0.072035 |  | 0.0039067
| 0 |  | 0.00011105 |  | -0.00011137 |  | 5.2442e-05 |  | -0.00013676 |  | -4.6578e-06 |  | -2.142e-05 |  | 1.1942e-05 |  | 7.1658e-05 |  | 2.2428e-05 |  | 1.0973e-05 |  | 3.5949e-05 |  | 0.00015758 |  | 2.6887e-05 |  | -3.8295e-05 |  | 0.00088472 |  | 8.4102e-07 |  | 0.072517 |  | 0.0039273
| 0 |  | 8.3155e-05 |  | -3.3085e-05 |  | 5.2446e-05 |  | -0.00014559 |  | -1.0771e-05 |  | -2.5038e-05 |  | 3.7481e-05 |  | -0.00010897 |  | 4.7359e-05 |  | 4.3245e-05 |  | 8.2161e-05 |  | 2.1568e-05 |  | 3.1899e-05 |  | 3.8143e-06 |  | 0.0007682 |  | 8.4097e-07 |  | 0.072938 |  | 0.0035388
| 4.3515e-05 |  | 1.4805e-05 |  | 9.2707e-05 |  | 9.5489e-05 |  | -8.5513e-05 |  | -1.5924e-05 |  | -2.1365e-05 |  | 3.7483e-05 |  | -0.00014952 |  | 4.7361e-05 |  | 4.3256e-05 |  | 8.2164e-05 |  | -0.00012696 |  | 3.1909e-05 |  | 8.9799e-05 |  | 0.00070442 |  | 8.4102e-07 |  | 0.073292 |  | 0.0035458
| 4.3515e-05 |  | 4.6795e-05 |  | 2.817e-05 |  | 9.5489e-05 |  | -2.657e-05 |  | -1.5898e-05 |  | -1.3585e-05 |  | 5.5472e-05 |  | 0.00011374 |  | 6.5486e-05 |  | 2.6525e-05 |  | 3.1363e-05 |  | -3.6833e-05 |  | 3.9667e-05 |  | 5.2927e-05 |  | 0.00080846 |  | 8.4102e-07 |  | 0.073656 |  | 0.0034884
| 3.8189e-05 |  | 3.4429e-05 |  | -0.0001106 |  | 7.9482e-05 |  | -4.1777e-05 |  | -1.2315e-05 |  | -2.3455e-05 |  | 5.5474e-05 |  | 0.00021524 |  | 6.5489e-05 |  | 2.6525e-05 |  | 3.1365e-05 |  | 0.00017006 |  | 3.9669e-05 |  | 2.5743e-05 |  | 0.00083362 |  | 0 |  | 0.074026 |  | 0.0033745
| 3.8192e-05 |  | -4.5789e-05 |  | -6.8555e-05 |  | 7.9489e-05 |  | -4.7142e-05 |  | -2.6223e-06 |  | -4.9858e-05 |  | 5.0012e-05 |  | 1.6934e-05 |  | 4.9672e-05 |  | 2.2365e-05 |  | 4.8577e-05 |  | 6.8914e-05 |  | 3.1566e-05 |  | 4.2757e-05 |  | 0.00056944 |  | 0 |  | 0.074351 |  | 0.003532
| 7.7716e-05 |  | 5.6801e-05 |  | -3.7326e-05 |  | 1.6459e-05 |  | -4.5473e-05 |  | -2.4323e-05 |  | -5.0972e-05 |  | 5.0014e-05 |  | -0.00014874 |  | 4.9674e-05 |  | 2.2365e-05 |  | 4.8579e-05 |  | 9.5367e-05 |  | 3.1567e-05 |  | 1.276e-05 |  | 0.00065502 |  | 0 |  | 0.074663 |  | 0.0036237
| 7.7716e-05 |  | 9.2831e-05 |  | -4.5582e-05 |  | 1.6459e-05 |  | -8.9854e-05 |  | -3.6255e-05 |  | -2.0032e-05 |  | 5.2573e-05 |  | -1.7759e-05 |  | 1.795e-05 |  | 5.0233e-05 |  | 3.6192e-05 |  | 0.00021279 |  | 5.1796e-05 |  | 7.7148e-06 |  | 0.00073638 |  | 2.243e-06 |  | 0.075023 |  | 0.0034134
| 0 |  | -0.00012627 |  | 3.7055e-05 |  | 9.2555e-05 |  | -8.4471e-05 |  | -4.0193e-06 |  | -8.0846e-06 |  | 5.2575e-05 |  | -2.6304e-05 |  | 1.7951e-05 |  | 5.022e-05 |  | 3.6193e-05 |  | 0.00023684 |  | 5.1785e-05 |  | 5.3787e-05 |  | 0.00079336 |  | 4.7663e-06 |  | 0.075445 |  | 0.0033597
| 0 |  | -0.00010651 |  | -3.7398e-05 |  | 9.2563e-05 |  | -4.7834e-05 |  | -1.6723e-05 |  | -2.0704e-05 |  | 3.0572e-05 |  | -4.3738e-05 |  | 5.8897e-05 |  | 5.3994e-05 |  | 8.3027e-05 |  | 0.00014802 |  | 5.1134e-05 |  | 6.494e-05 |  | 0.00095114 |  | 2.5234e-06 |  | 0.075954 |  | 0.0036431
| 1.5814e-05 |  | 7.8147e-05 |  | -5.7973e-05 |  | 4.8357e-05 |  | -2.4682e-05 |  | -1.8057e-05 |  | -1.7031e-05 |  | 3.0574e-05 |  | 0.00010011 |  | 5.89e-05 |  | 5.3994e-05 |  | 8.303e-05 |  | 6.3087e-05 |  | 5.1136e-05 |  | 5.8759e-05 |  | 0.0007976 |  | 8.4112e-07 |  | 0.076527 |  | 0.0037111
| 1.5817e-05 |  | 9.4386e-05 |  | -6.2736e-05 |  | 4.8365e-05 |  | -8.5361e-05 |  | 1.1472e-05 |  | -2.4205e-05 |  | 6.1906e-05 |  | -2.0647e-05 |  | 6.1176e-05 |  | 3.1672e-05 |  | 3.1596e-05 |  | 0.00013365 |  | 3.2848e-05 |  | 3.9299e-05 |  | 0.00084881 |  | 8.4117e-07 |  | 0.07714 |  | 0.0035017
| 2.7543e-05 |  | 3.1134e-05 |  | -3.9622e-05 |  | 6.29e-05 |  | -0.00013553 |  | 1.6414e-05 |  | -3.0089e-05 |  | 6.1908e-05 |  | -0.0001365 |  | 6.1178e-05 |  | 3.1672e-05 |  | 3.1597e-05 |  | 8.9044e-05 |  | 3.2849e-05 |  | 4.7697e-05 |  | 0.00081102 |  | 2.5235e-06 |  | 0.077648 |  | 0.0033789
| 2.7548e-05 |  | -2.5679e-05 |  | 0.00010201 |  | 6.2911e-05 |  | -3.8064e-05 |  | 1.1669e-05 |  | -2.3679e-05 |  | 7.0349e-05 |  | -0.00013121 |  | 5.17e-05 |  | 5.2111e-05 |  | 5.9896e-05 |  | 0.00011961 |  | 4.3283e-05 |  | 8.2574e-05 |  | 0.00061648 |  | 2.5235e-06 |  | 0.077974 |  | 0.0033203
| 1.262e-05 |  | -0.00012579 |  | -3.7762e-05 |  | 9.9716e-05 |  | -2.3743e-05 |  | -6.0672e-06 |  | -3.4084e-05 |  | 7.0352e-05 |  | 2.0333e-05 |  | 5.1702e-05 |  | 5.2097e-05 |  | 5.9899e-05 |  | 0.00024189 |  | 4.327e-05 |  | 2.2439e-05 |  | 0.00062071 |  | 0 |  | 0.07823 |  | 0.0032143
| 1.262e-05 |  | -7.6045e-05 |  | -0.00011241 |  | 9.9716e-05 |  | -6.2937e-05 |  | -2.2489e-05 |  | -3.2721e-05 |  | 7.8447e-05 |  | 9.0544e-05 |  | 4.4303e-05 |  | 2.9784e-05 |  | 4.9013e-05 |  | 0.00032308 |  | 5.5283e-05 |  | 3.7527e-06 |  | 0.00072216 |  | 5.6081e-07 |  | 0.078491 |  | 0.0033131
| 7.7762e-05 |  | 2.9046e-06 |  | 5.5142e-05 |  | 7.7168e-05 |  | -3.6583e-05 |  | -2.6085e-05 |  | -1.4529e-05 |  | 7.845e-05 |  | 3.3927e-06 |  | 4.4305e-05 |  | 2.9784e-05 |  | 4.9015e-05 |  | 0.00037775 |  | 5.5283e-05 |  | 6.5605e-05 |  | 0.00075492 |  | 5.6081e-07 |  | 0.078784 |  | 0.0033626
| 7.7762e-05 |  | 3.0608e-05 |  | 3.0438e-06 |  | 7.7168e-05 |  | -2.8883e-05 |  | -1.3231e-05 |  | -1.7128e-05 |  | 6.2392e-05 |  | 4.8151e-05 |  | 2.1511e-05 |  | 3.0021e-05 |  | 5.8023e-05 |  | 0.00031182 |  | 3.9105e-05 |  | 5.7997e-05 |  | 0.00059052 |  | 0 |  | 0.079047 |  | 0.003335
| 6.2224e-06 |  | -1.0143e-05 |  | -8.5634e-05 |  | 8.8454e-05 |  | -6.7004e-06 |  | 2.2064e-06 |  | -2.3033e-05 |  | 6.2395e-05 |  | 2.5488e-05 |  | 2.1512e-05 |  | 3.0021e-05 |  | 5.8025e-05 |  | 5.1883e-05 |  | 3.9106e-05 |  | 3.6625e-05 |  | 0.00064755 |  | 8.4127e-07 |  | 0.079252 |  | 0.0032189
| 6.2229e-06 |  | -4.8202e-05 |  | -7.0902e-05 |  | 8.8461e-05 |  | -0.00010078 |  | -1.5679e-05 |  | -2.8669e-05 |  | 3.4253e-05 |  | 1.1887e-05 |  | 8.647e-05 |  | 2.1508e-05 |  | 2.53e-05 |  | -4.183e-06 |  | 5.0042e-05 |  | 3.5042e-05 |  | 0.0008237 |  | 8.4127e-07 |  | 0.07947 |  | 0.0031671
| 3.2894e-05 |  | -6.7611e-05 |  | -0.00019242 |  | 7.4219e-05 |  | -0.00013239 |  | -4.7e-06 |  | -4.5399e-05 |  | 3.4254e-05 |  | 0.00016492 |  | 8.6473e-05 |  | 2.1513e-05 |  | 2.5301e-05 |  | 0.00010659 |  | 5.0053e-05 |  | 1.4715e-05 |  | 0.00082123 |  | 8.4127e-07 |  | 0.079744 |  | 0.0033313
| 3.2896e-05 |  | -8.7565e-05 |  | -0.00010876 |  | 7.4225e-05 |  | -3.9612e-05 |  | -6.9137e-06 |  | -2.7568e-05 |  | 5.0781e-05 |  | 0.00014186 |  | 0.00010387 |  | 5.7837e-05 |  | 6.841e-05 |  | 3.4689e-05 |  | 3.6347e-05 |  | 1.7203e-05 |  | 0.00068278 |  | 8.4132e-07 |  | 0.080105 |  | 0.0034465
| 0.00010095 |  | 2.5099e-05 |  | -7.4971e-05 |  | 7.6006e-05 |  | -7.3697e-05 |  | -2.6515e-05 |  | -3.3034e-05 |  | 5.0783e-05 |  | -0.00011574 |  | 0.00010387 |  | 5.7852e-05 |  | 6.8413e-05 |  | 5.3777e-05 |  | 3.6356e-05 |  | -3.0579e-05 |  | 0.00062243 |  | 2.524e-06 |  | 0.08052 |  | 0.003398
| 0.00010095 |  | 0.00016434 |  | -0.00024445 |  | 7.6013e-05 |  | -0.00011319 |  | -3.7694e-06 |  | -4.5699e-05 |  | 4.9533e-05 |  | -9.3866e-05 |  | 3.1088e-05 |  | 1.6795e-05 |  | 5.1888e-05 |  | 0.00028936 |  | 4.2869e-05 |  | -5.2472e-05 |  | 0.00071558 |  | 2.5241e-06 |  | 0.080936 |  | 0.0032335
| 4.8904e-05 |  | 0.00011988 |  | -0.0001822 |  | 3.6041e-05 |  | -5.8065e-05 |  | -9.1937e-07 |  | -3.1705e-05 |  | 4.9535e-05 |  | 0.00011733 |  | 3.109e-05 |  | 1.6795e-05 |  | 5.189e-05 |  | 0.00019048 |  | 4.2867e-05 |  | -2.932e-05 |  | 0.00087576 |  | 0 |  | 0.081327 |  | 0.0031404
| 4.8913e-05 |  | 0.00013783 |  | -7.2674e-05 |  | 3.6047e-05 |  | -6.5924e-05 |  | -9.366e-08 |  | -3.006e-05 |  | 3.6619e-05 |  | 0.00016765 |  | 2.9895e-05 |  | 3.5049e-05 |  | 3.9986e-05 |  | -1.867e-05 |  | 4.9624e-05 |  | 2.0715e-05 |  | 0.00089511 |  | 0 |  | 0.0817 |  | 0.0032784
| 2.2233e-05 |  | 9.4493e-05 |  | 1.5153e-06 |  | 0.00010097 |  | -0.00010192 |  | -3.0751e-06 |  | -2.9749e-05 |  | 3.6621e-05 |  | 7.1077e-05 |  | 2.9896e-05 |  | 3.5058e-05 |  | 3.9987e-05 |  | -7.5312e-06 |  | 4.9637e-05 |  | 4.0632e-05 |  | 0.00079104 |  | 8.4142e-07 |  | 0.082014 |  | 0.0033462
| 2.2235e-05 |  | -4.2149e-05 |  | 5.6457e-05 |  | 0.00010098 |  | -0.00011697 |  | -1.0224e-05 |  | -3.7189e-05 |  | 4.826e-05 |  | -2.9095e-05 |  | 3.6286e-05 |  | 4.4442e-05 |  | 5.5122e-05 |  | 0.00012786 |  | 1.5003e-05 |  | 6.5876e-05 |  | 0.00068958 |  | 8.4137e-07 |  | 0.082313 |  | 0.0032025
| 3.6109e-05 |  | -4.5516e-06 |  | 7.2552e-05 |  | 2.575e-05 |  | -0.00012497 |  | -2.8968e-05 |  | -3.5146e-05 |  | 4.8262e-05 |  | -0.00011582 |  | 3.6287e-05 |  | 4.4453e-05 |  | 5.5124e-05 |  | 0.00025778 |  | 1.5007e-05 |  | 9.6764e-05 |  | 0.00071395 |  | 2.5243e-06 |  | 0.082679 |  | 0.0031228
| 3.6116e-05 |  | -3.5836e-05 |  | -2.6263e-05 |  | 2.5754e-05 |  | -9.1487e-05 |  | -1.6711e-05 |  | -1.4475e-05 |  | 4.0634e-05 |  | 8.9259e-06 |  | 2.1737e-05 |  | 8.7238e-06 |  | 3.892e-05 |  | 0.0004287 |  | 4.8876e-05 |  | 2.2358e-05 |  | 0.00084142 |  | 3.0852e-06 |  | 0.083134 |  | 0.0029744
| 2.9711e-05 |  | 5.5852e-05 |  | -4.6526e-05 |  | 5.769e-05 |  | -0.00011794 |  | 1.918e-05 |  | -2.168e-05 |  | 4.0636e-05 |  | -1.2094e-05 |  | 2.1738e-05 |  | 8.7238e-06 |  | 3.8921e-05 |  | 0.00021787 |  | 4.8874e-05 |  | -7.3202e-06 |  | 0.00093291 |  | 1.4024e-06 |  | 0.083737 |  | 0.002946
| 2.9714e-05 |  | 0.00021888 |  | -9.3834e-05 |  | 5.7695e-05 |  | -6.7364e-05 |  | 1.0625e-06 |  | -2.3483e-05 |  | 3.6794e-05 |  | -0.00025228 |  | 6.0859e-05 |  | 3.0534e-05 |  | 4.1446e-05 |  | -0.00030368 |  | 3.1991e-05 |  | 1.8222e-05 |  | 0.00081714 |  | 8.4147e-07 |  | 0.084404 |  | 0.0030112
| 0 |  | 0.00010045 |  | -0.00017454 |  | 7.4269e-05 |  | -7.9433e-05 |  | -8.4566e-06 |  | -2.2264e-05 |  | 3.6795e-05 |  | -0.00011507 |  | 6.0861e-05 |  | 3.0534e-05 |  | 4.1448e-05 |  | -0.00014213 |  | 3.1991e-05 |  | 1.8911e-05 |  | 0.00066109 |  | 0 |  | 0.085094 |  | 0.0029549
| 0 |  | 2.2602e-05 |  | 7.3372e-06 |  | 7.4275e-05 |  | -0.0001084 |  | -7.1741e-07 |  | -4.2526e-05 |  | 3.7367e-05 |  | 3.0675e-05 |  | 6.2601e-05 |  | 5.6743e-05 |  | 9.2802e-05 |  | 0.00020284 |  | 5.0188e-05 |  | 4.897e-05 |  | 0.00070807 |  | 0 |  | 0.085744 |  | 0.0029653
| 5.4276e-05 |  | 0.00015416 |  | -4.4627e-06 |  | 4.9461e-05 |  | -9.0955e-05 |  | -1.4208e-05 |  | -4.8611e-05 |  | 3.7369e-05 |  | 2.4955e-05 |  | 6.2603e-05 |  | 5.6757e-05 |  | 9.2805e-05 |  | 0.00035208 |  | 5.0201e-05 |  | 7.3013e-06 |  | 0.00064939 |  | 8.4152e-07 |  | 0.0863 |  | 0.0030799
| 5.4281e-05 |  | 0.00010742 |  | -3.7585e-05 |  | 4.9465e-05 |  | -0.00012426 |  | -2.8382e-05 |  | -3.4648e-05 |  | 6.9634e-05 |  | -1.089e-06 |  | 4.9942e-05 |  | 4.4094e-05 |  | 6.424e-05 |  | 0.00035829 |  | 3.5548e-05 |  | -9.5474e-06 |  | 0.00071143 |  | 1.4025e-06 |  | 0.086696 |  | 0.003017
| 0 |  | 4.908e-05 |  | -6.7177e-06 |  | 8.8551e-05 |  | -0.00016186 |  | -4.219e-05 |  | -2.9049e-05 |  | 6.9637e-05 |  | -8.4867e-05 |  | 4.9944e-05 |  | 4.4094e-05 |  | 6.4243e-05 |  | -0.00012025 |  | 3.5548e-05 |  | 3.6328e-05 |  | 0.00084236 |  | 5.6101e-07 |  | 0.086899 |  | 0.0028866
| 0 |  | 0.00016066 |  | 9.3878e-06 |  | 8.8566e-05 |  | -0.00012508 |  | -2.7889e-05 |  | -3.8073e-05 |  | 4.1293e-05 |  | 0.00015271 |  | 5.0364e-05 |  | 3.8204e-05 |  | 7.1432e-05 |  | -0.00024107 |  | 5.3061e-05 |  | 3.0628e-05 |  | 0.00081891 |  | 5.6105e-07 |  | 0.087035 |  | 0.002782
| 6.8356e-05 |  | 0.0001571 |  | -5.6638e-05 |  | 9.9859e-05 |  | -3.2144e-05 |  | -2.0317e-05 |  | -4.4575e-05 |  | 4.1294e-05 |  | 0.00017809 |  | 5.0366e-05 |  | 3.8204e-05 |  | 7.1434e-05 |  | 0.00011812 |  | 5.3061e-05 |  | -9.4044e-06 |  | 0.0007249 |  | 1.4026e-06 |  | 0.087246 |  | 0.0025822
| 6.8356e-05 |  | 4.252e-05 |  | -0.00017209 |  | 9.9859e-05 |  | -2.9065e-05 |  | -2.3975e-05 |  | -3.6061e-05 |  | 3.6744e-05 |  | 5.8638e-06 |  | 3.0041e-05 |  | 0 |  | 4.9329e-05 |  | 0.00026138 |  | 4.6028e-05 |  | -6.5781e-05 |  | 0.00072158 |  | 8.4157e-07 |  | 0.087598 |  | 0.0025564
| 8.6202e-05 |  | -4.7316e-05 |  | -2.2617e-05 |  | 3.2988e-05 |  | -2.525e-05 |  | -7.7166e-06 |  | -2.5561e-05 |  | 3.6746e-05 |  | -4.4981e-05 |  | 3.0042e-05 |  | 0 |  | 4.9331e-05 |  | 0.00011512 |  | 4.604e-05 |  | -3.5577e-06 |  | 0.00077859 |  | 0 |  | 0.088002 |  | 0.0028195
| 8.6203e-05 |  | 4.1821e-06 |  | -0.00010102 |  | 3.2988e-05 |  | -9.0019e-05 |  | -2.5984e-05 |  | -1.961e-05 |  | 1.2072e-06 |  | 5.329e-06 |  | 1.7786e-06 |  | 4.7666e-06 |  | 9.0793e-06 |  | -0.00023231 |  | 2.3258e-05 |  | 1.1553e-05 |  | 0.00088184 |  | 2.2443e-06 |  | 0.088456 |  | 0.003019
| 7.5508e-05 |  | 8.3136e-05 |  | -0.00013618 |  | 5.361e-05 |  | -0.00013448 |  | -2.7211e-05 |  | -1.5744e-05 |  | 1.2073e-06 |  | 5.0102e-05 |  | 1.7786e-06 |  | 4.7678e-06 |  | 9.0797e-06 |  | 7.2226e-05 |  | 2.3264e-05 |  | -4.5617e-05 |  | 0.00095573 |  | 3.0859e-06 |  | 0.089009 |  | 0.0029338
| 7.5508e-05 |  | 6.6229e-05 |  | -8.113e-05 |  | 5.361e-05 |  | -9.0117e-05 |  | -6.6509e-06 |  | -3.947e-05 |  | 6.3634e-05 |  | -1.9116e-05 |  | 2.876e-05 |  | 2.8635e-05 |  | 4.5005e-05 |  | 0.00030679 |  | 2.1459e-05 |  | -2.2674e-05 |  | 0.00086758 |  | 8.4167e-07 |  | 0.089606 |  | 0.0028897
| 5.4308e-05 |  | 6.2857e-05 |  | -0.0001067 |  | 0 |  | -6.0377e-05 |  | -1.2908e-05 |  | -3.9916e-05 |  | 6.3636e-05 |  | 3.912e-05 |  | 2.8761e-05 |  | 2.8634e-05 |  | 4.5007e-05 |  | 6.2897e-05 |  | 2.1459e-05 |  | 2.8574e-05 |  | 0.00090203 |  | 0 |  | 0.09018 |  | 0.0027405
| 5.4317e-05 |  | 5.4076e-05 |  | -8.1746e-05 |  | 0 |  | -5.9406e-05 |  | -9.4168e-06 |  | -2.0183e-05 |  | 3.8242e-05 |  | 3.9715e-05 |  | 3.9363e-05 |  | 1.8999e-05 |  | 5.2619e-05 |  | 4.0514e-05 |  | 4.4626e-05 |  | 3.4566e-05 |  | 0.00084246 |  | 0 |  | 0.09058 |  | 0.0026861
| 4.7902e-05 |  | 1.3939e-05 |  | 1.598e-05 |  | 4.537e-05 |  | -0.00010259 |  | 5.7211e-07 |  | -1.486e-05 |  | 3.8244e-05 |  | 4.5482e-05 |  | 3.9365e-05 |  | 1.8994e-05 |  | 5.2621e-05 |  | 0.00027832 |  | 4.4613e-05 |  | 5.0848e-05 |  | 0.00065366 |  | 2.525e-06 |  | 0.090775 |  | 0.0028678
| 4.791e-05 |  | 4.3534e-05 |  | -2.3623e-05 |  | 4.5378e-05 |  | -7.3503e-05 |  | -1.9713e-05 |  | -2.0023e-05 |  | 4.2105e-05 |  | 8.3024e-05 |  | 5.1061e-05 |  | 3.0861e-05 |  | 7.4781e-05 |  | 0.00040498 |  | 3.0203e-05 |  | 4.0435e-05 |  | 0.00062261 |  | 3.0863e-06 |  | 0.090843 |  | 0.0028219
| 2.0126e-05 |  | 9.3854e-05 |  | -0.00019433 |  | 4.3315e-05 |  | -7.751e-05 |  | -3.141e-05 |  | -3.2605e-05 |  | 4.2107e-05 |  | -3.8307e-05 |  | 5.1063e-05 |  | 3.0853e-05 |  | 7.4784e-05 |  | 0.00038168 |  | 3.0195e-05 |  | -1.6053e-05 |  | 0.00072834 |  | 1.4029e-06 |  | 0.090942 |  | 0.002587
| 2.0128e-05 |  | 0.00010483 |  | -0.00010215 |  | 4.3318e-05 |  | -0.00010813 |  | -2.6776e-05 |  | -4.1827e-05 |  | 7.191e-05 |  | -0.00019434 |  | 2.0347e-05 |  | 3.1271e-05 |  | 3.3509e-05 |  | 0.00019359 |  | 4.9892e-05 |  | -1.923e-06 |  | 0.00085677 |  | 8.4172e-07 |  | 0.091209 |  | 0.0025485
| 4.097e-06 |  | 0.00013906 |  | -5.4894e-05 |  | 4.7448e-05 |  | -4.9308e-05 |  | -3.3059e-05 |  | -5.882e-05 |  | 7.1913e-05 |  | -7.6716e-05 |  | 2.0348e-05 |  | 3.1271e-05 |  | 3.351e-05 |  | 5.7647e-05 |  | 4.9892e-05 |  | -2.2823e-05 |  | 0.0009088 |  | 2.5253e-06 |  | 0.091576 |  | 0.0027471
| 4.0974e-06 |  | 5.6342e-05 |  | -0.00019515 |  | 4.7452e-05 |  | -6.6007e-05 |  | -2.8918e-05 |  | -5.8387e-05 |  | 5.1447e-05 |  | -1.8266e-05 |  | 3.1927e-07 |  | 3.8963e-06 |  | 3.5154e-05 |  | 0.00014462 |  | 3.5587e-05 |  | -4.279e-05 |  | 0.00090293 |  | 2.5253e-06 |  | 0.091974 |  | 0.0028271
| 9.1615e-05 |  | 3.319e-06 |  | -0.00017524 |  | 0 |  | -0.00010537 |  | -1.791e-05 |  | -3.368e-05 |  | 5.1449e-05 |  | 5.9946e-05 |  | 3.1928e-07 |  | 3.8973e-06 |  | 3.5155e-05 |  | 0.00019537 |  | 3.5598e-05 |  | -2.487e-05 |  | 0.00068894 |  | 2.5253e-06 |  | 0.092459 |  | 0.0027907
| 9.1622e-05 |  | 0.00011161 |  | -0.00011621 |  | 0 |  | -8.144e-05 |  | -1.0976e-05 |  | -5.0655e-05 |  | 3.7372e-05 |  | 0.00028219 |  | 9.5208e-05 |  | 2.7928e-05 |  | 6.09e-05 |  | 0.00026726 |  | 4.0428e-05 |  | -4.7299e-05 |  | 0.00062269 |  | 2.5255e-06 |  | 0.09319 |  | 0.0027167
| 3.8308e-05 |  | 6.2822e-05 |  | -0.00010921 |  | 7.854e-05 |  | -5.3877e-05 |  | -1.3307e-05 |  | -5.186e-05 |  | 3.7374e-05 |  | 0.00013098 |  | 9.5211e-05 |  | 2.7935e-05 |  | 6.0902e-05 |  | 0.00014059 |  | 4.0439e-05 |  | -3.7784e-05 |  | 0.0007536 |  | 2.5253e-06 |  | 0.094085 |  | 0.0026072
| 3.8308e-05 |  | 5.2943e-05 |  | -2.3342e-05 |  | 7.854e-05 |  | -5.3422e-05 |  | -8.7352e-06 |  | -2.1519e-05 |  | 2.7264e-05 |  | -0.00010276 |  | 4.281e-05 |  | 3.3292e-05 |  | 4.5626e-05 |  | 8.7376e-05 |  | 5.4273e-05 |  | -5.762e-06 |  | 0.00082493 |  | 2.5256e-06 |  | 0.09491 |  | 0.0025613
| 9.4441e-06 |  | 1.0273e-05 |  | -9.9043e-05 |  | 0 |  | -7.71e-05 |  | -2.3468e-06 |  | -3.3785e-05 |  | 2.7265e-05 |  | -5.1791e-05 |  | 4.2811e-05 |  | 3.3292e-05 |  | 4.5628e-05 |  | 0.00012263 |  | 5.427e-05 |  | -4.41e-05 |  | 0.00093319 |  | 8.4182e-07 |  | 0.095604 |  | 0.0026298
| 9.4449e-06 |  | -0.00012176 |  | -0.0002598 |  | 0 |  | -0.00019335 |  | -3.5521e-05 |  | -0.00015531 |  | 0 |  | -0.00019987 |  | 0 |  | 0 |  | 0 |  | -0.00034397 |  | 0 |  | -0.00010982 |  | 0.00090634 |  | 8.4187e-07 |  | 0.096364 |  | 0.0024796
| 6.9037e-05 |  | 0.00012753 |  | -0.00010389 |  | 4.5408e-05 |  | -1.1042e-05 |  | -2.1611e-05 |  | -2.7531e-05 |  | 3.8364e-05 |  | -8.4859e-06 |  | 6.833e-05 |  | 3.7467e-05 |  | 8.1634e-05 |  | 0.00012192 |  | 4.7856e-05 |  | 1.0816e-05 |  | 0.00086359 |  | 2.5256e-06 |  | 0.09718 |  | 0.0023109
| 6.9037e-05 |  | 7.9838e-05 |  | -4.0133e-05 |  | 4.5408e-05 |  | -5.2502e-05 |  | -3.1965e-05 |  | -4.7602e-05 |  | 3.8365e-05 |  | 0.00017965 |  | 6.8333e-05 |  | 3.7467e-05 |  | 8.1638e-05 |  | 0.00031286 |  | 4.7858e-05 |  | -4.314e-05 |  | 0.00076032 |  | 2.5256e-06 |  | 0.097928 |  | 0.0025602
| 8.6311e-05 |  | 6.4111e-05 |  | 1.1465e-05 |  | 7.024e-05 |  | -0.00011341 |  | -2.419e-05 |  | -5.3256e-05 |  | 8.0494e-05 |  | 0.00031396 |  | 7.1595e-05 |  | 5.4592e-05 |  | 2.8641e-05 |  | 0.00017993 |  | 5.3455e-05 |  | 4.0819e-05 |  | 0.00077882 |  | 2.5258e-06 |  | 0.098547 |  | 0.0026874
| 8.6311e-05 |  | 9.3896e-05 |  | 4.3998e-05 |  | 7.024e-05 |  | -2.2315e-05 |  | -3.0919e-05 |  | -3.3298e-05 |  | 8.0498e-05 |  | 0.00011496 |  | 7.1598e-05 |  | 5.4592e-05 |  | 2.8642e-05 |  | 0.00024599 |  | 5.3457e-05 |  | 7.3042e-05 |  | 0.00084685 |  | 2.5258e-06 |  | 0.099172 |  | 0.0024975
| 2.442e-05 |  | 9.0994e-07 |  | 6.7308e-06 |  | 0 |  | -7.0048e-05 |  | -3.5244e-05 |  | -4.3376e-05 |  | 3.7541e-05 |  | 5.3521e-06 |  | 2.2827e-05 |  | 2.4836e-05 |  | 0 |  | 0.00020259 |  | 4.5782e-05 |  | 2.2851e-05 |  | 0.00087702 |  | 4.2096e-06 |  | 0.099622 |  | 0.0024848
| 2.4425e-05 |  | -1.6968e-05 |  | -6.1262e-05 |  | 0 |  | -0.00017674 |  | -3.4877e-05 |  | -3.5894e-05 |  | 3.7543e-05 |  | 0.00015551 |  | 2.2828e-05 |  | 2.4843e-05 |  | 0 |  | 0.00010364 |  | 4.5793e-05 |  | -2.1459e-06 |  | 0.00080736 |  | 4.2098e-06 |  | 0.099803 |  | 0.0025204
| 6.4893e-05 |  | 1.6804e-05 |  | -6.1466e-05 |  | 8.454e-05 |  | -0.0001906 |  | -3.8305e-07 |  | -2.9396e-05 |  | 4.6481e-05 |  | 7.7559e-05 |  | 7.494e-05 |  | 2.0351e-05 |  | 4.8386e-05 |  | -0.00018098 |  | 3.8836e-05 |  | 1.8803e-05 |  | 0.0007923 |  | 2.5259e-06 |  | 0.099777 |  | 0.0025269
| 6.4899e-05 |  | 4.2916e-05 |  | 1.6525e-05 |  | 8.4547e-05 |  | -0.00015097 |  | -2.9053e-06 |  | -2.7852e-05 |  | 4.6483e-05 |  | 0.00016652 |  | 7.4943e-05 |  | 2.0345e-05 |  | 4.8387e-05 |  | -0.00011511 |  | 3.8825e-05 |  | 3.9541e-05 |  | 0.00094169 |  | 2.5259e-06 |  | 0.099773 |  | 0.0024156
| 7.2645e-05 |  | 4.3449e-05 |  | 4.8676e-06 |  | 0.00014648 |  | -3.6786e-05 |  | -1.9034e-05 |  | -2.3175e-05 |  | 0.00010295 |  | 0.00012089 |  | 8.69e-05 |  | 5.0128e-05 |  | 6.5371e-05 |  | 0.0002948 |  | 4.8986e-05 |  | 1.794e-05 |  | 0.00086616 |  | 5.8927e-06 |  | 0.099975 |  | 0.0023357
| 7.2645e-05 |  | -1.0223e-05 |  | -7.427e-05 |  | 0.00014648 |  | 1.2071e-05 |  | -4.4751e-07 |  | -4.6304e-05 |  | 0.00010296 |  | 0.00014 |  | 8.6904e-05 |  | 5.0141e-05 |  | 6.5373e-05 |  | 0.00034865 |  | 4.9e-05 |  | 3.2432e-05 |  | 0.00069162 |  | 5.8931e-06 |  | 0.10041 |  | 0.0022367
| 2.3361e-05 |  | -3.7426e-05 |  | -4.8255e-05 |  | 8.9921e-05 |  | -4.1794e-05 |  | 2.3995e-06 |  | -3.2769e-05 |  | 2.7127e-05 |  | 6.2064e-05 |  | 9.8699e-06 |  | 5.4678e-05 |  | 4.8522e-05 |  | -0.00013254 |  | 4.2115e-05 |  | 3.6695e-05 |  | 0.00080237 |  | 4.2101e-06 |  | 0.10108 |  | 0.0021819
| 2.3363e-05 |  | 8.0084e-06 |  | 1.2686e-05 |  | 8.9928e-05 |  | -4.5128e-05 |  | -6.5931e-06 |  | -1.6209e-05 |  | 2.7128e-05 |  | -8.1118e-05 |  | 9.8703e-06 |  | 5.4678e-05 |  | 4.8524e-05 |  | -0.00046009 |  | 4.2113e-05 |  | 4.655e-06 |  | 0.00089978 |  | 4.2103e-06 |  | 0.10188 |  | 0.0022759
| 2.4435e-05 |  | -3.9453e-05 |  | -8.711e-05 |  | 0.00011078 |  | -5.1579e-07 |  | -1.0224e-05 |  | -4.0156e-05 |  | 4.7498e-05 |  | 1.498e-05 |  | 4.7475e-05 |  | 3.7238e-05 |  | 2.7593e-05 |  | -0.00010996 |  | 4.9872e-05 |  | 2.6001e-05 |  | 0.00064882 |  | 5.8931e-06 |  | 0.10258 |  | 0.0023202
| 2.4435e-05 |  | 1.0625e-05 |  | -0.00011972 |  | 0.00011078 |  | -2.7266e-05 |  | -3.5664e-05 |  | -5.0602e-05 |  | 4.7499e-05 |  | -1.0387e-06 |  | 4.7476e-05 |  | 3.7238e-05 |  | 2.7594e-05 |  | -3.5991e-05 |  | 4.987e-05 |  | 3.1178e-05 |  | 0.00059594 |  | 5.8934e-06 |  | 0.10304 |  | 0.0022378
| 8.6369e-05 |  | 0.00011373 |  | -6.1727e-05 |  | 3.2019e-05 |  | -4.0575e-05 |  | -5.4208e-05 |  | -5.0614e-05 |  | 6.3384e-05 |  | -5.2199e-07 |  | 1.8678e-05 |  | 4.1809e-05 |  | 3.3647e-05 |  | -0.00015283 |  | 3.1547e-05 |  | 9.839e-06 |  | 0.00085787 |  | 2.5264e-06 |  | 0.10335 |  | 0.0023473
| 8.6377e-05 |  | 0.00011739 |  | -2.5771e-05 |  | 3.2022e-05 |  | -2.2361e-05 |  | -3.6228e-05 |  | -4.7444e-05 |  | 6.3386e-05 |  | -0.00018189 |  | 1.8679e-05 |  | 4.182e-05 |  | 3.3648e-05 |  | 1.8828e-05 |  | 3.1553e-05 |  | -2.6398e-06 |  | 0.00077052 |  | 2.5262e-06 |  | 0.10371 |  | 0.0022868
| 4.1032e-06 |  | 1.4509e-05 |  | -8.3475e-05 |  | 0.00010664 |  | 4.7556e-07 |  | 3.575e-07 |  | -3.8908e-05 |  | 4.0842e-05 |  | -0.00014033 |  | 6.5179e-05 |  | 1.3216e-05 |  | 2.9107e-05 |  | 2.7293e-05 |  | 2.9419e-05 |  | -3.193e-05 |  | 0.00060185 |  | 4.2106e-06 |  | 0.10427 |  | 0.0021169
| 4.1032e-06 |  | -0.00010408 |  | -5.5513e-05 |  | 0.00010664 |  | -7.1828e-05 |  | 2.2189e-05 |  | -3.1197e-05 |  | 4.0843e-05 |  | 8.7154e-05 |  | 6.5181e-05 |  | 1.322e-05 |  | 2.9108e-05 |  | -4.6391e-05 |  | 2.9425e-05 |  | -8.211e-06 |  | 0.00058422 |  | 4.2106e-06 |  | 0.10493 |  | 0.0022671
| 3.0869e-05 |  | -5.3494e-05 |  | 1.3676e-05 |  | 3.0997e-05 |  | -0.00010058 |  | -1.5193e-05 |  | -2.615e-05 |  | 7.5386e-05 |  | 5.4082e-06 |  | 5.6926e-05 |  | 1.6948e-05 |  | 5.425e-05 |  | -0.0001566 |  | 4.5324e-05 |  | 4.14e-05 |  | 0.00065221 |  | 5.8941e-06 |  | 0.10554 |  | 0.0023306
| 3.0869e-05 |  | 5.2963e-05 |  | -3.8948e-05 |  | 3.0997e-05 |  | -0.00013492 |  | -2.9437e-05 |  | -4.3724e-05 |  | 7.5389e-05 |  | 6.2794e-06 |  | 5.6928e-05 |  | 1.6948e-05 |  | 5.4252e-05 |  | 1.1968e-05 |  | 4.5322e-05 |  | -1.7185e-05 |  | 0.00074711 |  | 5.8941e-06 |  | 0.10607 |  | 0.0021647
| 2.9799e-05 |  | 3.8867e-05 |  | -6.3789e-05 |  | 6.0181e-05 |  | -0.00014449 |  | -1.0457e-05 |  | -4.6956e-05 |  | 8.5163e-05 |  | 7.757e-05 |  | 1.8017e-05 |  | 1.3375e-05 |  | 6.2274e-05 |  | -5.1983e-05 |  | 5.343e-05 |  | -4.6495e-05 |  | 0.00092586 |  | 5.8941e-06 |  | 0.1065 |  | 0.0022523
| 2.9804e-05 |  | -6.7549e-05 |  | 1.4242e-05 |  | 6.0191e-05 |  | -0.00013709 |  | -1.3166e-05 |  | -3.9548e-05 |  | 8.5167e-05 |  | -7.0886e-05 |  | 3.3652e-05 |  | 1.3379e-05 |  | 6.2276e-05 |  | -0.00011215 |  | 5.3443e-05 |  | -3.2335e-05 |  | 0.00097292 |  | 5.8941e-06 |  | 0.10692 |  | 0.0024129
| 4.5865e-05 |  | 2.1212e-05 |  | 3.5656e-05 |  | 8.7009e-05 |  | -0.00016223 |  | -2.5065e-05 |  | -3.4333e-05 |  | 4.0146e-05 |  | -9.2093e-05 |  | 6.9676e-05 |  | 5.9115e-05 |  | 2.5995e-05 |  | -0.00018815 |  | 4.0914e-05 |  | 1.1349e-05 |  | 0.00095949 |  | 5.8945e-06 |  | 0.10735 |  | 0.0023594
| 4.5869e-05 |  | 8.567e-05 |  | -0.00010532 |  | 8.7016e-05 |  | -0.00013771 |  | -3.3344e-05 |  | -2.3599e-05 |  | 4.0148e-05 |  | -3.3942e-05 |  | 5.4044e-05 |  | 5.913e-05 |  | 2.5996e-05 |  | -0.00014672 |  | 4.0926e-05 |  | 2.9513e-05 |  | 0.00095362 |  | 5.8945e-06 |  | 0.10784 |  | 0.0022713
| 2.2312e-05 |  | 4.8225e-05 |  | -0.00012521 |  | 0.00010431 |  | -0.00013921 |  | -2.1034e-05 |  | -1.1275e-05 |  | 4.1049e-05 |  | -0.0001577 |  | 7.6227e-05 |  | 3.7202e-05 |  | 8.5507e-05 |  | 0.00017684 |  | 4.8937e-05 |  | 1.1454e-05 |  | 0.00090162 |  | 5.8945e-06 |  | 0.10837 |  | 0.0021111
| 2.2312e-05 |  | 9.9146e-05 |  | -4.1658e-05 |  | 0.00010431 |  | -0.0001131 |  | -6.0307e-06 |  | -2.6851e-05 |  | 4.1051e-05 |  | 7.4627e-05 |  | 7.623e-05 |  | 3.7202e-05 |  | 8.5511e-05 |  | 2.3255e-05 |  | 4.8935e-05 |  | 3.8103e-05 |  | 0.00089234 |  | 5.8948e-06 |  | 0.10883 |  | 0.0021935
| 7.034e-05 |  | 0.00016202 |  | -1.9918e-05 |  | 8.7627e-05 |  | -5.2403e-05 |  | -1.0189e-05 |  | -3.7117e-05 |  | 6.491e-05 |  | 0.00035035 |  | 0.00011285 |  | 6.0324e-05 |  | 4.8341e-05 |  | 0.00028587 |  | 5.4256e-05 |  | 1.2782e-05 |  | 0.00082439 |  | 4.2111e-06 |  | 0.10926 |  | 0.002322
| 7.0346e-05 |  | 0.00010859 |  | -0.00011127 |  | 8.7634e-05 |  | -7.761e-05 |  | -1.9976e-05 |  | -3.2925e-05 |  | 6.4912e-05 |  | 0.00013683 |  | 0.00011285 |  | 6.0324e-05 |  | 4.8343e-05 |  | 0.00047303 |  | 5.4256e-05 |  | -1.1553e-05 |  | 0.00093101 |  | 4.2116e-06 |  | 0.10972 |  | 0.0022396
| 2.3388e-05 |  | 7.0623e-05 |  | -0.00016853 |  | 7.6314e-05 |  | -0.00013412 |  | -1.0364e-05 |  | -5.2994e-05 |  | 3.3146e-05 |  | -6.4921e-05 |  | 7.0786e-05 |  | 1.668e-05 |  | 4.7231e-05 |  | 0.00020309 |  | 2.919e-05 |  | -1.407e-05 |  | 0.00085629 |  | 5.8948e-06 |  | 0.11024 |  | 0.0024545
| 2.3388e-05 |  | 4.4444e-05 |  | -0.00024394 |  | 7.6314e-05 |  | -6.1643e-05 |  | 1.1778e-05 |  | -5.8139e-05 |  | 3.3147e-05 |  | -4.7308e-05 |  | 7.0788e-05 |  | 1.668e-05 |  | 4.7233e-05 |  | -0.00020395 |  | 2.919e-05 |  | -1.8315e-05 |  | 0.00071446 |  | 5.8952e-06 |  | 0.11078 |  | 0.002527
| 3.3035e-05 |  | -4.9673e-05 |  | -0.00023099 |  | 0.00012522 |  | -4.105e-05 |  | 1.8742e-06 |  | -4.5268e-05 |  | 2.3732e-05 |  | -1.0705e-05 |  | 6.6506e-05 |  | 2.2932e-05 |  | 6.1128e-05 |  | -0.0002097 |  | 3.1494e-05 |  | -1.1952e-05 |  | 0.00069175 |  | 5.8952e-06 |  | 0.11123 |  | 0.0021485
| 3.3035e-05 |  | 1.1593e-06 |  | -5.891e-05 |  | 0.00012522 |  | -0.00010188 |  | -2.4022e-05 |  | -4.04e-05 |  | 2.3733e-05 |  | -8.9542e-05 |  | 6.6509e-05 |  | 2.2938e-05 |  | 6.113e-05 |  | 6.4959e-05 |  | 3.1503e-05 |  | -1.6865e-05 |  | 0.00060364 |  | 5.8952e-06 |  | 0.11162 |  | 0.0019671
| 4.3749e-05 |  | 9.093e-05 |  | -8.0767e-05 |  | 8.2886e-05 |  | -9.9352e-05 |  | -3.3784e-05 |  | -5.5703e-05 |  | 2.3322e-05 |  | 8.1799e-05 |  | 4.6039e-06 |  | 2.9993e-05 |  | 7.1566e-05 |  | 7.6958e-05 |  | 2.1215e-05 |  | -2.3455e-05 |  | 0.00061875 |  | 4.2118e-06 |  | 0.11201 |  | 0.0019445
| 4.3757e-05 |  | -3.1811e-05 |  | -9.0454e-05 |  | 8.29e-05 |  | -5.6295e-05 |  | -1.3952e-05 |  | -5.9119e-05 |  | 2.3323e-05 |  | 0.00019994 |  | 4.6041e-06 |  | 2.9993e-05 |  | 7.1568e-05 |  | 0.0002054 |  | 2.1215e-05 |  | 2.4305e-05 |  | 0.00072789 |  | 4.2118e-06 |  | 0.11247 |  | 0.0019687
| 6.9182e-05 |  | 8.0604e-06 |  | -6.8886e-05 |  | 4.5503e-05 |  | -0.00010455 |  | -3.9011e-06 |  | -3.3801e-05 |  | 7.4036e-05 |  | 0.00022408 |  | 2.7369e-05 |  | 1.0622e-05 |  | 7.4353e-05 |  | 0.00015679 |  | 4.7111e-05 |  | 3.056e-05 |  | 0.00074976 |  | 4.2118e-06 |  | 0.11293 |  | 0.0020114
| 6.9188e-05 |  | 0.00011355 |  | -8.1624e-05 |  | 4.5507e-05 |  | -0.0001522 |  | -2.8011e-05 |  | -2.3223e-05 |  | 7.4039e-05 |  | 0.00035357 |  | 2.737e-05 |  | 1.062e-05 |  | 7.4355e-05 |  | -2.432e-05 |  | 4.7098e-05 |  | -5.7116e-06 |  | 0.00075224 |  | 4.2121e-06 |  | 0.11333 |  | 0.0021555
| 6.8597e-05 |  | 4.0225e-05 |  | -4.7112e-05 |  | 6.6211e-05 |  | -0.00011979 |  | -3.0379e-05 |  | -3.8828e-05 |  | 4.3778e-05 |  | 4.3674e-05 |  | 8.529e-05 |  | 5.0211e-05 |  | 9.8491e-05 |  | 9.5672e-05 |  | 5.1988e-05 |  | -1.4589e-06 |  | 0.00067588 |  | 4.2121e-06 |  | 0.11371 |  | 0.0020592
| 6.8603e-05 |  | -4.7371e-05 |  | -9.5959e-06 |  | 6.6217e-05 |  | -4.2534e-05 |  | -1.5347e-05 |  | -4.7586e-05 |  | 4.378e-05 |  | -1.4097e-05 |  | 8.5293e-05 |  | 5.0211e-05 |  | 9.8495e-05 |  | 0.00021905 |  | 5.1988e-05 |  | 9.005e-06 |  | 0.00065993 |  | 4.2121e-06 |  | 0.11408 |  | 0.0018535
| 0 |  | -8.5638e-05 |  | -4.0912e-05 |  | 6.0252e-05 |  | 8.6271e-07 |  | -1.1814e-05 |  | -2.7785e-05 |  | 3.3246e-05 |  | 0.00016656 |  | 6.8178e-05 |  | 0 |  | 2.6897e-05 |  | 0.00030244 |  | 2.1519e-05 |  | 2.2869e-06 |  | 0.00081021 |  | 4.2121e-06 |  | 0.11449 |  | 0.001817
| 0 |  | 3.0068e-05 |  | -0.00015142 |  | 6.0257e-05 |  | -0.00013162 |  | -1.1279e-05 |  | -3.6268e-05 |  | 3.3247e-05 |  | 6.9254e-05 |  | 6.818e-05 |  | 0 |  | 2.6898e-05 |  | 0.00039418 |  | 2.1519e-05 |  | 2.4523e-05 |  | 0.00080686 |  | 4.2123e-06 |  | 0.11493 |  | 0.0017317
| 4.5919e-05 |  | 0.00012748 |  | -5.9722e-05 |  | 9.0094e-05 |  | -0.00014 |  | -1.208e-05 |  | -3.8531e-05 |  | 4.0422e-05 |  | -0.00016515 |  | 0.00010851 |  | 5.8485e-05 |  | 7.8194e-05 |  | 6.2216e-05 |  | 2.5011e-05 |  | 4.5034e-05 |  | 0.0011663 |  | 8.4247e-07 |  | 0.11542 |  | 0.0018465
| 4.5919e-05 |  | 0.00018146 |  | -3.1285e-05 |  | 9.0094e-05 |  | -8.5808e-05 |  | -1.3007e-05 |  | -3.9085e-05 |  | 4.0424e-05 |  | -9.5513e-05 |  | 0.00010851 |  | 5.85e-05 |  | 7.8197e-05 |  | -0.00011123 |  | 2.5017e-05 |  | -2.4405e-06 |  | 0.0011327 |  | 8.4247e-07 |  | 0.11591 |  | 0.0019266
| 2.7699e-05 |  | 0.00013577 |  | -5.7207e-05 |  | 8.7126e-05 |  | -0.00018474 |  | -4.0651e-06 |  | -1.8505e-05 |  | 3.5135e-05 |  | 9.989e-05 |  | 4.5654e-05 |  | 5.339e-05 |  | 8.1341e-05 |  | -5.0156e-05 |  | 6.9353e-05 |  | 2.6876e-05 |  | 0.00072457 |  | 5.8966e-06 |  | 0.11638 |  | 0.0018875
| 2.7699e-05 |  | 4.5497e-05 |  | -5.7519e-05 |  | 8.7126e-05 |  | -9.9638e-05 |  | -4.8004e-06 |  | -2.7763e-05 |  | 3.5137e-05 |  | 0.00017443 |  | 4.5655e-05 |  | 5.3404e-05 |  | 8.1344e-05 |  | -2.0085e-05 |  | 6.9371e-05 |  | 3.3531e-05 |  | 0.00076917 |  | 5.8966e-06 |  | 0.11678 |  | 0.0020516
| 7.5794e-05 |  | 7.6347e-05 |  | -8.3459e-06 |  | 6.9229e-05 |  | 4.1103e-05 |  | 5.4331e-07 |  | -5.0899e-05 |  | 4.7789e-05 |  | 0.0001645 |  | 0.00010213 |  | 4.9886e-05 |  | 8.8457e-05 |  | 0.00010012 |  | 4.5228e-05 |  | 7.384e-05 |  | 0.00085812 |  | 4.2126e-06 |  | 0.11711 |  | 0.0023128
| 7.58e-05 |  | 4.0585e-05 |  | 7.9044e-05 |  | 6.9235e-05 |  | 3.5388e-05 |  | -7.0827e-07 |  | -4.0476e-05 |  | 4.7791e-05 |  | 8.9542e-05 |  | 0.00010214 |  | 4.9886e-05 |  | 8.8461e-05 |  | 0.00017877 |  | 4.5228e-05 |  | 7.8852e-05 |  | 0.00085224 |  | 4.2128e-06 |  | 0.11752 |  | 0.0021819
| 3.95e-05 |  | 9.3068e-05 |  | -2.276e-05 |  | 0.00010982 |  | -2.4623e-05 |  | -6.6686e-06 |  | -3.3491e-05 |  | 4.5074e-05 |  | -1.4969e-05 |  | 8.655e-05 |  | 2.3979e-05 |  | 2.0172e-05 |  | 0.00025651 |  | 1.6258e-05 |  | -1.7341e-05 |  | 0.00078848 |  | 8.4252e-07 |  | 0.11801 |  | 0.0020465
| 3.9503e-05 |  | 0.00010419 |  | -7.9822e-05 |  | 0.00010983 |  | -2.1375e-05 |  | 6.2566e-06 |  | -3.3718e-05 |  | 4.5076e-05 |  | -0.00028641 |  | 8.6553e-05 |  | 2.3979e-05 |  | 2.0173e-05 |  | 0.0001217 |  | 1.6258e-05 |  | -3.3617e-06 |  | 0.00079436 |  | 8.4257e-07 |  | 0.11846 |  | 0.0019721
| 7.4022e-05 |  | -5.6676e-05 |  | -6.5362e-05 |  | 0.00014088 |  | -5.8655e-05 |  | 6.2195e-06 |  | -3.9741e-05 |  | 1.651e-05 |  | -0.00015538 |  | 0.00011365 |  | 3.4897e-05 |  | 9.3287e-05 |  | 5.1401e-05 |  | 5.006e-05 |  | 4.5472e-05 |  | 0.00081199 |  | 4.2131e-06 |  | 0.1188 |  | 0.0017783
| 7.4028e-05 |  | -0.00011887 |  | -4.9463e-05 |  | 0.00014089 |  | -0.00023943 |  | -1.9159e-05 |  | -4.3243e-05 |  | 1.6511e-05 |  | 0.00010178 |  | 0.00011366 |  | 3.4888e-05 |  | 9.3291e-05 |  | 1.9125e-05 |  | 5.0047e-05 |  | 4.3988e-05 |  | 0.00079268 |  | 4.2128e-06 |  | 0.11909 |  | 0.0018983
| 6.9252e-05 |  | -6.3351e-05 |  | -7.2636e-05 |  | 8.0595e-05 |  | -0.00024033 |  | -2.4125e-05 |  | -5.1654e-05 |  | 5.5369e-05 |  | -2.6216e-05 |  | 6.7818e-05 |  | 2.2317e-05 |  | 7.5649e-05 |  | -0.00036366 |  | 2.4224e-05 |  | 1.9522e-06 |  | 0.00085487 |  | 5.8973e-06 |  | 0.11936 |  | 0.0019617
| 6.9264e-05 |  | 6.2527e-05 |  | -0.00019905 |  | 8.0608e-05 |  | -0.00013978 |  | -3.9069e-06 |  | -4.9712e-05 |  | 5.5371e-05 |  | -0.00020684 |  | 6.7821e-05 |  | 2.2317e-05 |  | 7.5652e-05 |  | 0.00010719 |  | 2.4224e-05 |  | -4.8674e-05 |  | 0.00086489 |  | 5.8976e-06 |  | 0.11961 |  | 0.0020263
| 0 |  | 8.9518e-05 |  | -0.0002354 |  | 3.2097e-05 |  | -0.00012307 |  | -8.1394e-06 |  | -5.1036e-05 |  | 3.6705e-05 |  | -3.3469e-05 |  | 3.6564e-05 |  | 3.1244e-05 |  | 6.5983e-06 |  | 0.00041334 |  | 3.8204e-05 |  | -5.6156e-05 |  | 0.00065417 |  | 4.2131e-06 |  | 0.11997 |  | 0.0021006
| 0 |  | 9.4563e-05 |  | 2.1271e-05 |  | 3.2097e-05 |  | -8.168e-05 |  | -1.8148e-06 |  | -4.6648e-05 |  | 3.6706e-05 |  | 7.186e-05 |  | 3.6565e-05 |  | 3.1243e-05 |  | 6.5986e-06 |  | 0.00025816 |  | 3.8203e-05 |  | -1.8448e-05 |  | 0.00075913 |  | 4.2133e-06 |  | 0.12051 |  | 0.0019824
| 4.4888e-05 |  | -6.0958e-05 |  | 4.0173e-05 |  | 3.8316e-05 |  | -7.6873e-05 |  | 1.8442e-05 |  | -5.939e-05 |  | 6.9851e-05 |  | 7.7612e-05 |  | 4.1416e-05 |  | 4.667e-05 |  | 6.8378e-05 |  | 0.00030288 |  | 2.4794e-05 |  | -7.4899e-06 |  | 0.00085912 |  | 5.8976e-06 |  | 0.12125 |  | 0.0018388
| 4.4888e-05 |  | -8.1433e-05 |  | -4.2125e-05 |  | 3.8316e-05 |  | -8.3156e-05 |  | 2.9361e-06 |  | -4.4302e-05 |  | 6.9854e-05 |  | 1.2305e-05 |  | 4.1418e-05 |  | 4.6682e-05 |  | 6.838e-05 |  | -0.00016556 |  | 2.4801e-05 |  | 1.0956e-05 |  | 0.00074234 |  | 5.898e-06 |  | 0.12203 |  | 0.0017522
| 4.1136e-06 |  | 4.6724e-05 |  | -0.00016089 |  | 8.7796e-05 |  | -7.143e-05 |  | -2.5498e-05 |  | -2.998e-05 |  | 1.8304e-05 |  | -0.00019224 |  | 7.8137e-05 |  | 6.4862e-05 |  | 6.7452e-05 |  | -0.00014615 |  | 4.9651e-05 |  | 2.1446e-05 |  | 0.00092546 |  | 4.2133e-06 |  | 0.12267 |  | 0.0016992
| 4.1139e-06 |  | -2.9989e-05 |  | -0.00016239 |  | 8.7803e-05 |  | -8.828e-05 |  | -1.8631e-05 |  | -5.5932e-05 |  | 1.8304e-05 |  | -0.00011841 |  | 7.814e-05 |  | 6.4879e-05 |  | 6.7455e-05 |  | -0.00022241 |  | 4.9664e-05 |  | -3.4776e-05 |  | 0.00095648 |  | 4.2136e-06 |  | 0.12304 |  | 0.0016612
| 0.0001123 |  | -1.1835e-05 |  | -3.0866e-05 |  | 3.7289e-05 |  | -0.00012139 |  | -1.1976e-05 |  | -6.5139e-05 |  | 1.4882e-05 |  | 9.6379e-05 |  | 4.5695e-05 |  | 9.1609e-06 |  | 1.7988e-05 |  | -0.00020737 |  | 1.9689e-05 |  | -5.756e-05 |  | 0.00072475 |  | 5.8983e-06 |  | 0.12323 |  | 0.0017972
| 0.0001123 |  | 5.5032e-05 |  | -0.00010876 |  | 3.7289e-05 |  | -0.00018485 |  | -1.0092e-05 |  | -4.7818e-05 |  | 1.4883e-05 |  | 1.9554e-05 |  | 4.5696e-05 |  | 9.1609e-06 |  | 1.7989e-05 |  | 0.00024853 |  | 1.9688e-05 |  | -2.2564e-05 |  | 0.00070711 |  | 5.898e-06 |  | 0.12337 |  | 0.0017492
| 2.4509e-05 |  | 5.2581e-05 |  | -8.0036e-06 |  | 8.9013e-05 |  | -0.00020165 |  | 2.4198e-06 |  | -1.5665e-05 |  | 6.8662e-05 |  | -6.2622e-05 |  | 0.00016766 |  | 5.5839e-05 |  | 6.0376e-05 |  | 0.00039137 |  | 7.5965e-05 |  | 1.8296e-05 |  | 0.00082389 |  | 4.2138e-06 |  | 0.1235 |  | 0.0017385
| 2.4511e-05 |  | -3.0716e-05 |  | 5.2149e-05 |  | 8.902e-05 |  | -0.00013838 |  | -1.7009e-05 |  | -2.2853e-05 |  | 6.8665e-05 |  | 4.7524e-05 |  | 0.00016767 |  | 5.5825e-05 |  | 6.0379e-05 |  | 0.00010402 |  | 7.5946e-05 |  | 9.7139e-07 |  | 0.00091706 |  | 4.2138e-06 |  | 0.12362 |  | 0.0018727
| 5.2425e-05 |  | -1.796e-05 |  | 5.0178e-05 |  | 9.8587e-05 |  | -0.00012822 |  | -1.5016e-05 |  | -3.6421e-05 |  | 0.00010512 |  | -3.8147e-05 |  | 8.2232e-05 |  | 4.1462e-05 |  | 5.3359e-05 |  | -0.00019331 |  | 4.2701e-05 |  | 4.7303e-06 |  | 0.00087596 |  | 5.8987e-06 |  | 0.1237 |  | 0.0019345
| 5.243e-05 |  | 5.6059e-05 |  | -0.00010729 |  | 9.8596e-05 |  | -0.00010924 |  | -2.5266e-05 |  | -3.4613e-05 |  | 0.00010512 |  | -3.8638e-05 |  | 8.2235e-05 |  | 4.1473e-05 |  | 5.3361e-05 |  | -3.2085e-05 |  | 4.271e-05 |  | 2.08e-07 |  | 0.00078442 |  | 5.8987e-06 |  | 0.12369 |  | 0.0019109
| 4.3841e-05 |  | -1.7189e-05 |  | -0.00013071 |  | 4.7663e-05 |  | -0.00013349 |  | -5.1335e-05 |  | -3.4261e-05 |  | 6.4694e-05 |  | 0.00020681 |  | 7.6471e-05 |  | 4.842e-05 |  | 4.2891e-05 |  | 7.6285e-05 |  | 4.6529e-05 |  | 3.4245e-06 |  | 0.00087176 |  | 5.8987e-06 |  | 0.12362 |  | 0.0017273
| 4.3845e-05 |  | 3.5426e-05 |  | -3.872e-05 |  | 4.7667e-05 |  | -0.00027124 |  | -1.6868e-05 |  | -3.6114e-05 |  | 6.4697e-05 |  | 9.108e-05 |  | 7.6474e-05 |  | 4.842e-05 |  | 4.2893e-05 |  | 0.00032905 |  | 4.6531e-05 |  | 2.8116e-05 |  | 0.00082893 |  | 5.8987e-06 |  | 0.12362 |  | 0.0016189
| 0.00010399 |  | -1.5567e-05 |  | -0.0001773 |  | 0.00010758 |  | -0.00015257 |  | 2.8576e-06 |  | -3.5266e-05 |  | 2.9144e-05 |  | -0.00017422 |  | 4.2538e-05 |  | 8.5177e-06 |  | 4.5158e-07 |  | 0.00022582 |  | 5.089e-05 |  | 2.4414e-05 |  | 0.00077691 |  | 4.2143e-06 |  | 0.12384 |  | 0.0017325
| 0.00010399 |  | -3.6956e-05 |  | -0.00010698 |  | 0.00010758 |  | -9.9551e-06 |  | -2.011e-05 |  | -1.4707e-05 |  | 2.9146e-05 |  | -6.0449e-05 |  | 4.2539e-05 |  | 8.5177e-06 |  | 4.5159e-07 |  | -9.9635e-05 |  | 5.089e-05 |  | -5.0584e-05 |  | 0.00095077 |  | 4.2143e-06 |  | 0.12418 |  | 0.0019154
| 3.5264e-05 |  | 9.8153e-06 |  | 3.3658e-05 |  | 6.0373e-05 |  | -3.2332e-05 |  | -5.7229e-06 |  | 2.5386e-06 |  | 2.8044e-05 |  | -8.3818e-05 |  | 7.7952e-05 |  | 6.8572e-05 |  | 1.2369e-05 |  | 0.00031493 |  | 3.1705e-05 |  | -4.5395e-05 |  | 0.000902 |  | 4.2143e-06 |  | 0.12446 |  | 0.001804
| 3.5264e-05 |  | -9.0706e-05 |  | -4.9756e-05 |  | 6.0373e-05 |  | -7.9803e-05 |  | -1.6212e-05 |  | -3.1587e-05 |  | 2.8045e-05 |  | -0.00021887 |  | 7.7955e-05 |  | 6.8555e-05 |  | 1.237e-05 |  | 0.00044729 |  | 3.1695e-05 |  | 5.0027e-05 |  | 0.00077691 |  | 4.2143e-06 |  | 0.12455 |  | 0.0016719
| 9.9833e-05 |  | -9.5411e-05 |  | -5.153e-05 |  | 7.7714e-05 |  | -0.00011875 |  | -4.3055e-05 |  | -5.0707e-05 |  | 7.352e-05 |  | -0.00017159 |  | 9.8088e-05 |  | 4.9185e-05 |  | 9.1029e-05 |  | 0.00029838 |  | 5.8422e-05 |  | 2.9433e-05 |  | 0.00081559 |  | 4.2146e-06 |  | 0.12456 |  | 0.0017544
| 9.9833e-05 |  | 1.4894e-05 |  | -4.2305e-05 |  | 7.7714e-05 |  | -0.00013398 |  | -3.2202e-05 |  | -3.2029e-05 |  | 7.3523e-05 |  | -0.00018883 |  | 9.8092e-05 |  | 4.9185e-05 |  | 9.1033e-05 |  | 0.00012353 |  | 5.8425e-05 |  | 5.265e-05 |  | 0.00095245 |  | 4.2146e-06 |  | 0.12453 |  | 0.0019217
| 4.7089e-05 |  | 0.00013485 |  | -0.00021092 |  | 5.2875e-05 |  | -0.00018298 |  | -2.4564e-05 |  | -3.7588e-05 |  | 5.4486e-05 |  | -0.00020182 |  | 9.6101e-05 |  | 1.6066e-05 |  | 3.8462e-06 |  | -0.00018821 |  | 3.7536e-05 |  | 2.184e-05 |  | 0.00084751 |  | 7.5857e-06 |  | 0.1245 |  | 0.0019391
| 4.7089e-05 |  | 0.00010456 |  | -0.0002173 |  | 5.2875e-05 |  | -0.00013004 |  | -1.0745e-05 |  | -4.294e-05 |  | 5.4488e-05 |  | -0.00015052 |  | 9.6105e-05 |  | 1.6066e-05 |  | 3.8463e-06 |  | -0.00011728 |  | 3.7537e-05 |  | -1.176e-05 |  | 0.00074163 |  | 7.5852e-06 |  | 0.12449 |  | 0.0017959
| 7.1754e-05 |  | -8.486e-05 |  | -0.00010234 |  | 0.00011301 |  | -8.6836e-05 |  | -2.3095e-06 |  | -2.6394e-05 |  | 7.52e-05 |  | -0.00024178 |  | 2.0852e-05 |  | 3.0986e-05 |  | 2.2475e-05 |  | -4.3273e-05 |  | 5.0544e-05 |  | 5.9015e-05 |  | 0.00079207 |  | 5.8997e-06 |  | 0.12467 |  | 0.0016844
| 7.176e-05 |  | -0.00010989 |  | -0.00016247 |  | 0.00011302 |  | -0.00013407 |  | -3.6229e-05 |  | -3.8619e-05 |  | 7.5203e-05 |  | -0.00017692 |  | 2.0853e-05 |  | 3.0993e-05 |  | 2.2476e-05 |  | 9.153e-05 |  | 5.0559e-05 |  | 5.7125e-05 |  | 0.000777 |  | 5.9001e-06 |  | 0.12514 |  | 0.0016804
| 2.5608e-05 |  | 3.011e-05 |  | -0.00017651 |  | 8.9102e-05 |  | -0.0001068 |  | -4.5978e-05 |  | -5.5251e-05 |  | 9.9104e-05 |  | -4.3417e-05 |  | 6.879e-05 |  | 7.6003e-05 |  | 2.5616e-05 |  | 0.00026922 |  | 3.9767e-05 |  | 7.0143e-05 |  | 0.00067196 |  | 2.5289e-06 |  | 0.12574 |  | 0.0017548
| 2.5612e-05 |  | 4.0148e-05 |  | -2.0793e-05 |  | 8.9117e-05 |  | -6.8706e-05 |  | -8.3342e-06 |  | -5.1218e-05 |  | 9.9108e-05 |  | -2.5254e-05 |  | 6.8793e-05 |  | 7.6022e-05 |  | 2.5617e-05 |  | 0.00025873 |  | 3.9778e-05 |  | 7.1623e-05 |  | 0.00061568 |  | 2.5291e-06 |  | 0.12627 |  | 0.0018536
| 5.8926e-05 |  | 7.2381e-05 |  | 4.9499e-06 |  | 6.7585e-05 |  | -2.5199e-05 |  | -1.6844e-05 |  | -5.2262e-05 |  | 3.563e-05 |  | 0.00020266 |  | 6.9953e-05 |  | 5.0268e-05 |  | 1.5003e-05 |  | 0.00026 |  | 3.7011e-05 |  | -1.7239e-05 |  | 0.00079128 |  | 9.2721e-06 |  | 0.12663 |  | 0.0017491
| 5.8931e-05 |  | 0.00015534 |  | -8.2593e-05 |  | 6.7591e-05 |  | -3.1893e-05 |  | -1.0873e-05 |  | -4.5939e-05 |  | 3.5632e-05 |  | 0.00010814 |  | 6.9955e-05 |  | 5.0268e-05 |  | 1.5004e-05 |  | 0.00014997 |  | 3.7012e-05 |  | 2.4039e-05 |  | 0.00091392 |  | 9.2727e-06 |  | 0.12691 |  | 0.001532
| 0 |  | 7.493e-05 |  | -6.6718e-05 |  | 5.0823e-05 |  | -0.00014579 |  | -2.6713e-06 |  | -4.116e-05 |  | 3.2733e-05 |  | -0.00025651 |  | 0.00011432 |  | 7.0238e-05 |  | 0.00012214 |  | 0.00012062 |  | 5.911e-05 |  | 0.00011528 |  | 0.0010147 |  | 2.5291e-06 |  | 0.12725 |  | 0.0016266
| 0 |  | -5.0642e-06 |  | -3.3777e-05 |  | 5.0831e-05 |  | -9.2077e-05 |  | -2.395e-05 |  | -4.0346e-05 |  | 3.2734e-05 |  | -0.00026595 |  | 0.00011432 |  | 7.0256e-05 |  | 0.00012214 |  | 0.00013385 |  | 5.9127e-05 |  | 9.9321e-05 |  | 0.00093492 |  | 2.5292e-06 |  | 0.12773 |  | 0.0017853
| 2.4544e-05 |  | 1.1348e-05 |  | 2.9648e-05 |  | 5.0831e-05 |  | -2.2542e-05 |  | -1.2175e-05 |  | -2.5625e-05 |  | 2.3396e-05 |  | -0.00012565 |  | 0.00012983 |  | 7.5788e-05 |  | 9.2364e-05 |  | 2.6423e-05 |  | 4.5504e-05 |  | 3.2701e-05 |  | 0.00082241 |  | 8.4312e-07 |  | 0.12836 |  | 0.0017052
| 2.4546e-05 |  | -1.1223e-05 |  | 5.8472e-07 |  | 5.0836e-05 |  | -2.8271e-05 |  | -1.6556e-05 |  | -3.1253e-05 |  | 2.3397e-05 |  | -0.00015293 |  | 0.00012984 |  | 7.5807e-05 |  | 9.2368e-05 |  | 0.00020608 |  | 4.5518e-05 |  | -1.5373e-05 |  | 0.0008358 |  | 8.4307e-07 |  | 0.12907 |  | 0.0015654
| 2.9924e-05 |  | -3.1044e-05 |  | -0.00012304 |  | 5.499e-05 |  | -4.9341e-05 |  | 2.7847e-06 |  | -2.9628e-05 |  | 4.1542e-05 |  | -0.00019561 |  | 0 |  | 1.0598e-05 |  | 7.5124e-05 |  | 0.00011582 |  | 5.0919e-05 |  | -2.0612e-05 |  | 0.00087701 |  | 7.587e-06 |  | 0.12978 |  | 0.0014678
| 2.9924e-05 |  | 4.4232e-05 |  | -0.00018708 |  | 5.499e-05 |  | -7.1616e-05 |  | 1.4577e-05 |  | -2.631e-05 |  | 4.1544e-05 |  | -5.1334e-05 |  | 0 |  | 1.0601e-05 |  | 7.5127e-05 |  | -0.00037909 |  | 5.093e-05 |  | -1.5631e-05 |  | 0.00087701 |  | 7.587e-06 |  | 0.13034 |  | 0.001462
| 8.7972e-05 |  | 5.7818e-05 |  | -0.00013286 |  | 7.1814e-05 |  | -6.6194e-05 |  | -4.6523e-06 |  | -2.8692e-05 |  | 2.7882e-05 |  | 6.7952e-05 |  | 0.00012318 |  | 5.8053e-05 |  | 7.0828e-05 |  | -4.0462e-05 |  | 3.465e-05 |  | 2.1223e-05 |  | 0.00076193 |  | 4.2156e-06 |  | 0.13075 |  | 0.0015612
| 8.7972e-05 |  | -3.5349e-05 |  | -3.2321e-05 |  | 7.1814e-05 |  | -0.00011589 |  | 1.3193e-06 |  | -3.3812e-05 |  | 2.7884e-05 |  | -5.0916e-05 |  | 0.00012319 |  | 5.8068e-05 |  | 7.083e-05 |  | 0.00047171 |  | 3.4659e-05 |  | 3.7206e-07 |  | 0.00066788 |  | 4.2158e-06 |  | 0.13109 |  | 0.0015971
| 3.6383e-05 |  | -4.4375e-05 |  | -0.00010379 |  | 4.5664e-05 |  | -8.3981e-05 |  | -2.8671e-05 |  | -5.0331e-05 |  | 0.00010589 |  | -1.499e-05 |  | 0 |  | 1.6639e-05 |  | 4.3798e-05 |  | 0.00033028 |  | 2.3126e-05 |  | 1.0072e-08 |  | 0.00086777 |  | 4.2158e-06 |  | 0.13135 |  | 0.0017692
| 3.6386e-05 |  | -2.2705e-05 |  | -0.00015742 |  | 4.5668e-05 |  | -6.1581e-05 |  | -4.9726e-05 |  | -5.6304e-05 |  | 0.00010589 |  | 0.00011977 |  | 0 |  | 1.6643e-05 |  | 4.38e-05 |  | 0.00022309 |  | 2.3133e-05 |  | -2.9455e-05 |  | 0.00091067 |  | 4.2158e-06 |  | 0.13155 |  | 0.0016744
| 7.1826e-05 |  | -3.2862e-05 |  | 4.7308e-05 |  | 5.7084e-05 |  | -7.534e-05 |  | -2.5577e-05 |  | -2.2891e-05 |  | 0.00010295 |  | 5.54e-06 |  | 0.00020282 |  | 0.00010784 |  | 7.9774e-05 |  | -5.5493e-05 |  | 5.7804e-05 |  | -4.1353e-05 |  | 0.00075189 |  | 4.2161e-06 |  | 0.13169 |  | 0.0014712
| 7.1832e-05 |  | -5.2718e-05 |  | 0.00010459 |  | 5.7089e-05 |  | -1.9424e-05 |  | -1.9039e-05 |  | -2.3401e-05 |  | 0.00010295 |  | -4.7975e-05 |  | 0.00020282 |  | 0.00010787 |  | 7.9777e-05 |  | -4.145e-05 |  | 5.7816e-05 |  | 5.4483e-05 |  | 0.00069728 |  | 4.2161e-06 |  | 0.13184 |  | 0.0015178
| 0.00012573 |  | -5.7739e-05 |  | -0.00018386 |  | 8.2022e-05 |  | -7.6361e-05 |  | -1.5738e-05 |  | -4.4529e-05 |  | 1.929e-05 |  | 6.6694e-05 |  | 0 |  | 3.4116e-05 |  | 3.2131e-05 |  | 0.00013858 |  | 4.0816e-05 |  | 2.3195e-05 |  | 0.00065612 |  | 5.9015e-06 |  | 0.13205 |  | 0.0016518
| 0.00012572 |  | -7.5242e-06 |  | -0.00022298 |  | 8.2015e-05 |  | -0.00011384 |  | -1.5642e-05 |  | -6.2905e-05 |  | 1.9291e-05 |  | 2.4084e-05 |  | 0 |  | 3.4116e-05 |  | 3.2132e-05 |  | 0.00012358 |  | 4.0816e-05 |  | -3.5561e-05 |  | 0.0006746 |  | 5.9015e-06 |  | 0.1323 |  | 0.0016952
| 3.3171e-05 |  | -4.8765e-05 |  | -0.00020152 |  | 7.3646e-05 |  | -7.8527e-05 |  | -4.6803e-05 |  | -6.1312e-05 |  | 6.1566e-05 |  | -1.8856e-05 |  | 0.00013467 |  | 8.4549e-05 |  | 9.2119e-05 |  | 0.00015614 |  | 3.4908e-05 |  | -4.1574e-05 |  | 0.0008015 |  | 4.2163e-06 |  | 0.13268 |  | 0.0017072
| 3.3171e-05 |  | -0.00011956 |  | -7.835e-05 |  | 7.3646e-05 |  | -8.8475e-05 |  | -4.816e-05 |  | -2.6294e-05 |  | 6.1568e-05 |  | 4.0075e-05 |  | 0.00013468 |  | 8.4571e-05 |  | 9.2123e-05 |  | -4.4913e-05 |  | 3.4917e-05 |  | 1.985e-05 |  | 0.00085023 |  | 4.2163e-06 |  | 0.13317 |  | 0.0014704
| 6.5275e-05 |  | -6.4951e-05 |  | 0.00010302 |  | 6.9467e-05 |  | -4.9157e-05 |  | -6.833e-06 |  | -1.573e-05 |  | 0.00010188 |  | 0.00018702 |  | 0.00015282 |  | 7.6982e-05 |  | 9.8179e-05 |  | -0.00017241 |  | 6.5739e-05 |  | 3.8424e-05 |  | 0.00080906 |  | 4.2163e-06 |  | 0.13384 |  | 0.001569
| 6.5275e-05 |  | -9.4232e-05 |  | -3.6483e-05 |  | 6.9467e-05 |  | -3.6436e-05 |  | -1.3197e-05 |  | -3.2877e-05 |  | 0.00010188 |  | 8.4693e-05 |  | 0.00015282 |  | 7.7002e-05 |  | 9.8183e-05 |  | -0.00033518 |  | 6.5759e-05 |  | -1.0278e-05 |  | 0.00083007 |  | 4.2166e-06 |  | 0.13461 |  | 0.0017696
| 4.824e-05 |  | -7.9704e-05 |  | -0.00014901 |  | 8.2042e-05 |  | -5.0756e-05 |  | -1.8406e-05 |  | -4.3728e-05 |  | 8.7156e-05 |  | 1.331e-05 |  | 3.5618e-05 |  | 3.6291e-05 |  | 6.924e-05 |  | -0.00026459 |  | 6.0054e-05 |  | 3.9882e-05 |  | 0.00069564 |  | 7.5888e-06 |  | 0.13541 |  | 0.0015824
| 4.8248e-05 |  | 2.1722e-05 |  | -0.00011073 |  | 8.2056e-05 |  | -2.0199e-05 |  | -5.6168e-06 |  | -5.0812e-05 |  | 8.7159e-05 |  | 8.7023e-05 |  | 3.5619e-05 |  | 3.6291e-05 |  | 6.9243e-05 |  | 0.00021241 |  | 6.0054e-05 |  | 2.8874e-05 |  | 0.00076206 |  | 7.5888e-06 |  | 0.13622 |  | 0.0015066
| 4.1791e-05 |  | 7.99e-05 |  | -4.3946e-05 |  | 8.7447e-05 |  | -2.196e-05 |  | -4.2962e-06 |  | -6.5362e-05 |  | 8.753e-05 |  | -0.0001416 |  | 1.4338e-05 |  | 6.2167e-05 |  | 7.0805e-05 |  | 0.00042979 |  | 4.7338e-05 |  | 5.2562e-06 |  | 0.00090988 |  | 5.9022e-06 |  | 0.1368 |  | 0.0015217
| 4.1798e-05 |  | 4.9861e-05 |  | -4.0641e-05 |  | 8.7461e-05 |  | -6.4988e-05 |  | -2.5537e-05 |  | -5.3774e-05 |  | 8.7533e-05 |  | -0.00029734 |  | 1.4338e-05 |  | 6.2167e-05 |  | 7.0807e-05 |  | 1.2924e-06 |  | 4.7338e-05 |  | -1.6305e-05 |  | 0.00082424 |  | 5.9025e-06 |  | 0.13715 |  | 0.0016749
| 4.1795e-05 |  | 1.0015e-05 |  | -3.2578e-05 |  | 6.7687e-05 |  | -0.00010103 |  | -4.5359e-05 |  | -3.485e-05 |  | 0.00010919 |  | -0.00012204 |  | 5.3987e-05 |  | 7.2051e-05 |  | 5.0317e-05 |  | -0.00025846 |  | 6.0138e-05 |  | -1.102e-05 |  | 0.00074106 |  | 7.5893e-06 |  | 0.13717 |  | 0.0017204
| 4.1802e-05 |  | 9.963e-05 |  | 3.0325e-05 |  | 6.7698e-05 |  | -0.00017 |  | -4.8455e-05 |  | -5.4294e-05 |  | 0.0001092 |  | -0.00010035 |  | 5.3989e-05 |  | 7.2033e-05 |  | 5.0319e-05 |  | 0.00010961 |  | 6.0125e-05 |  | 1.3493e-05 |  | 0.00079903 |  | 7.5893e-06 |  | 0.13698 |  | 0.001633
| 4.8265e-05 |  | 7.9445e-05 |  | 1.1693e-05 |  | 6.351e-05 |  | -0.00014593 |  | -3.4959e-05 |  | -7.8153e-05 |  | 9.9246e-05 |  | -0.00028011 |  | 8.1038e-05 |  | 8.934e-06 |  | 1.0172e-05 |  | -2.675e-05 |  | 4.1827e-05 |  | -4.8274e-05 |  | 0.00079656 |  | 5.9029e-06 |  | 0.13672 |  | 0.0014177
| 4.8265e-05 |  | 4.7597e-05 |  | -9.2721e-07 |  | 6.351e-05 |  | -0.00011804 |  | 1.0647e-05 |  | -6.7751e-05 |  | 9.925e-05 |  | -3.9075e-05 |  | 8.1041e-05 |  | 8.934e-06 |  | 1.0172e-05 |  | -0.00014523 |  | 4.1827e-05 |  | -2.9744e-05 |  | 0.0007713 |  | 5.9029e-06 |  | 0.13647 |  | 0.0014131
| 6.5313e-05 |  | 4.3793e-05 |  | -3.4583e-05 |  | 1.0391e-06 |  | -0.00014701 |  | 5.0875e-06 |  | -4.6559e-05 |  | 7.4886e-05 |  | 0.00010335 |  | 6.3229e-05 |  | 6.1891e-05 |  | 6.4498e-05 |  | 0.00025236 |  | 2.6332e-05 |  | 3.6271e-05 |  | 0.00092091 |  | 5.9029e-06 |  | 0.13642 |  | 0.0013522
| 6.5318e-05 |  | -7.2678e-06 |  | -0.00019381 |  | 1.0392e-06 |  | -0.00011178 |  | -2.9497e-05 |  | -4.4563e-05 |  | 7.4889e-05 |  | 8.5476e-05 |  | 6.3231e-05 |  | 6.1891e-05 |  | 6.45e-05 |  | 0.00028875 |  | 2.6332e-05 |  | -9.162e-05 |  | 0.00096629 |  | 5.9029e-06 |  | 0.1365 |  | 0.0012848
| 0.00010008 |  | 8.4063e-06 |  | -0.00020135 |  | 0.00010068 |  | -0.00013262 |  | -2.7257e-05 |  | -5.8617e-05 |  | 8.132e-05 |  | -4.0795e-05 |  | 0.00010637 |  | 3.7674e-05 |  | 0.00010536 |  | 0.000191 |  | 3.279e-05 |  | -0.00012586 |  | 0.00077807 |  | 4.2173e-06 |  | 0.13667 |  | 0.0013418
| 0.00010008 |  | 9.0005e-05 |  | -6.8109e-05 |  | 0.00010068 |  | -0.00016147 |  | -3.3552e-05 |  | -5.8543e-05 |  | 8.1323e-05 |  | 2.7782e-05 |  | 0.00010638 |  | 3.7684e-05 |  | 0.00010537 |  | 0.00014798 |  | 3.2798e-05 |  | -2.5339e-05 |  | 0.00078395 |  | 4.2173e-06 |  | 0.13686 |  | 0.0014897
| 2.7819e-05 |  | 1.9393e-05 |  | -2.0781e-05 |  | 1.8707e-05 |  | -0.00014341 |  | -4.4634e-05 |  | -6.1169e-05 |  | 2.2947e-05 |  | 2.9262e-05 |  | 0.00010073 |  | 4.5471e-05 |  | 5.8524e-05 |  | 0.00039532 |  | 6.1554e-05 |  | -2.8757e-06 |  | 0.00083437 |  | 4.2173e-06 |  | 0.13706 |  | 0.0015059
| 2.7824e-05 |  | -7.4707e-05 |  | -9.2756e-05 |  | 1.871e-05 |  | -0.00018128 |  | -4.2657e-05 |  | -4.6075e-05 |  | 2.2948e-05 |  | -2.7539e-05 |  | 0.00010073 |  | 4.5483e-05 |  | 5.8526e-05 |  | 0.00065629 |  | 6.157e-05 |  | 2.1577e-05 |  | 0.00079072 |  | 4.2176e-06 |  | 0.13738 |  | 0.0013499
| 6.1139e-05 |  | -3.2952e-05 |  | -0.00010398 |  | 7.3726e-05 |  | -0.00012419 |  | -3.5237e-05 |  | -3.7059e-05 |  | 1.6526e-05 |  | 0.00017416 |  | 7.4346e-05 |  | 3.012e-05 |  | 7.2069e-05 |  | 0.00012105 |  | 2.7358e-05 |  | 3.5124e-05 |  | 0.00084366 |  | 5.9036e-06 |  | 0.13788 |  | 0.0012828
| 6.1149e-05 |  | -2.5652e-05 |  | 1.205e-05 |  | 7.3738e-05 |  | -5.5014e-06 |  | -4.4431e-05 |  | -4.4811e-05 |  | 1.6527e-05 |  | -6.0012e-05 |  | 7.4349e-05 |  | 3.012e-05 |  | 7.2072e-05 |  | -0.00017881 |  | 2.7358e-05 |  | 4.8046e-06 |  | 0.00089072 |  | 5.9036e-06 |  | 0.13853 |  | 0.001245
| 2.8903e-05 |  | 5.0543e-05 |  | 3.5737e-05 |  | 0.00010791 |  | -2.9115e-05 |  | -8.8736e-06 |  | -3.7618e-05 |  | 9.3284e-06 |  | -0.00010897 |  | 0.00011307 |  | 4.7438e-05 |  | 7.4421e-05 |  | -4.5816e-05 |  | 2.8013e-05 |  | 3.5423e-06 |  | 0.00084198 |  | 4.2176e-06 |  | 0.13919 |  | 0.0014909
| 2.8908e-05 |  | 8.6763e-05 |  | -5.1518e-05 |  | 0.00010793 |  | -0.00016995 |  | -7.3726e-07 |  | -5.0089e-05 |  | 9.3287e-06 |  | -3.251e-05 |  | 0.00011307 |  | 4.7438e-05 |  | 7.4424e-05 |  | -0.00027121 |  | 2.8013e-05 |  | -3.6576e-05 |  | 0.00080501 |  | 4.2178e-06 |  | 0.13982 |  | 0.0013502
| 0.00010853 |  | 1.8953e-05 |  | -2.3674e-05 |  | 2.2874e-05 |  | -0.00012853 |  | -4.8995e-05 |  | -6.0707e-05 |  | 5.8621e-05 |  | -0.00010378 |  | 0.00012888 |  | 9.6679e-05 |  | 8.2554e-05 |  | 7.0147e-05 |  | 5.6664e-05 |  | -0.00010598 |  | 0.00082438 |  | 4.2178e-06 |  | 0.14036 |  | 0.0011537
| 0.00010854 |  | -4.7146e-05 |  | -0.0001526 |  | 2.2876e-05 |  | -1.9738e-05 |  | -6.443e-05 |  | -6.0935e-05 |  | 5.8624e-05 |  | 9.8893e-05 |  | 0.00012889 |  | 9.6654e-05 |  | 8.2557e-05 |  | 0.00065289 |  | 5.6652e-05 |  | -6.1482e-05 |  | 0.00077224 |  | 4.2178e-06 |  | 0.14074 |  | 0.0011985
| 6.1164e-05 |  | -6.6832e-05 |  | -0.00018381 |  | 9.5944e-05 |  | -0.0001258 |  | -9.1953e-06 |  | -7.613e-05 |  | 8.7447e-05 |  | 0.00015852 |  | 8.3874e-05 |  | 5.796e-05 |  | 9.3351e-05 |  | 0.0002582 |  | 5.0161e-05 |  | 1.2639e-05 |  | 0.00070001 |  | 2.5307e-06 |  | 0.14095 |  | 0.0011699
| 6.1175e-05 |  | 4.4155e-05 |  | -5.3419e-05 |  | 9.596e-05 |  | -0.00014855 |  | 1.4587e-05 |  | -7.8899e-05 |  | 8.745e-05 |  | 0.00032761 |  | 8.3877e-05 |  | 5.796e-05 |  | 9.3355e-05 |  | 8.06e-05 |  | 5.0161e-05 |  | 5.5253e-05 |  | 0.00069161 |  | 2.5309e-06 |  | 0.14115 |  | 0.0012685
| 7.7368e-05 |  | 5.872e-05 |  | -6.8285e-05 |  | 5.6158e-05 |  | -7.7503e-05 |  | -4.81e-05 |  | -3.7248e-05 |  | 0.00011058 |  | 0.00030599 |  | 9.955e-05 |  | 3.0667e-05 |  | 7.6639e-05 |  | -1.9263e-05 |  | 4.6309e-05 |  | 3.0331e-05 |  | 0.00068573 |  | 7.5915e-06 |  | 0.14148 |  | 0.0012843
| 7.7374e-05 |  | -1.858e-05 |  | -8.1276e-05 |  | 5.6163e-05 |  | -0.00018666 |  | -5.1374e-05 |  | -4.6364e-05 |  | 0.00011058 |  | 5.0174e-06 |  | 9.9554e-05 |  | 3.0667e-05 |  | 7.6642e-05 |  | -4.4623e-06 |  | 4.6309e-05 |  | -5.1923e-06 |  | 0.00086472 |  | 7.592e-06 |  | 0.14192 |  | 0.001356
| 6.1185e-05 |  | -5.7903e-06 |  | -8.2686e-05 |  | 4.6806e-05 |  | -0.0001885 |  | -2.3691e-05 |  | -5.6521e-05 |  | 5.7972e-05 |  | 4.3293e-05 |  | 0.00018678 |  | 6.3499e-05 |  | 6.3717e-05 |  | 0.00013995 |  | 4.9862e-05 |  | 4.5675e-05 |  | 0.0010127 |  | 4.2181e-06 |  | 0.14236 |  | 0.0014801
| 6.1185e-05 |  | -4.221e-05 |  | -8.849e-05 |  | 4.6806e-05 |  | -2.7986e-05 |  | -3.3412e-05 |  | -3.5396e-05 |  | 5.7974e-05 |  | 8.2453e-05 |  | 0.00018678 |  | 6.3482e-05 |  | 6.3719e-05 |  | 9.3363e-05 |  | 4.9852e-05 |  | 4.1159e-05 |  | 0.00093279 |  | 4.2183e-06 |  | 0.1426 |  | 0.0015529
| 8.5193e-05 |  | 1.4628e-06 |  | 1.5923e-06 |  | 5.0976e-05 |  | 4.4483e-05 |  | -4.1865e-05 |  | -4.6895e-05 |  | 5.4029e-05 |  | 0.00020658 |  | 8.866e-05 |  | 6.0394e-05 |  | 9.3162e-05 |  | 0.00033924 |  | 3.3142e-05 |  | -5.4867e-05 |  | 0.00077317 |  | 5.9046e-06 |  | 0.14266 |  | 0.0014901
| 8.5193e-05 |  | 8.5226e-05 |  | 5.7235e-05 |  | 5.0976e-05 |  | -8.4065e-06 |  | -2.0319e-05 |  | -4.8851e-05 |  | 5.4031e-05 |  | 0.0003945 |  | 8.8663e-05 |  | 6.0379e-05 |  | 9.3165e-05 |  | 0.000247 |  | 3.3134e-05 |  | -6.3309e-05 |  | 0.00091351 |  | 5.905e-06 |  | 0.14269 |  | 0.001472
| 2.5694e-05 |  | 0.00011255 |  | -2.3346e-05 |  | 7.38e-05 |  | -0.0001183 |  | -1.2155e-05 |  | -3.1811e-05 |  | 2.3732e-05 |  | 0.00030864 |  | 0.00013095 |  | 4.9452e-05 |  | 0.00011922 |  | 5.5863e-05 |  | 3.6121e-05 |  | -6.6275e-07 |  | 0.0011144 |  | 5.905e-06 |  | 0.14296 |  | 0.0014627
| 2.5696e-05 |  | 0.00012492 |  | -0.00013038 |  | 7.3806e-05 |  | -0.0001672 |  | -6.6206e-05 |  | -5.9342e-05 |  | 2.3733e-05 |  | 0.00014409 |  | 0.00013095 |  | 4.9452e-05 |  | 0.00011923 |  | 3.3872e-05 |  | 3.6122e-05 |  | 8.4842e-05 |  | 0.00092618 |  | 5.905e-06 |  | 0.1435 |  | 0.0011309
| 7.6206e-05 |  | 3.0664e-05 |  | -0.00018435 |  | 3.9539e-05 |  | -0.00013477 |  | -3.2832e-05 |  | -8.0799e-05 |  | 8.2515e-05 |  | -4.6775e-05 |  | 0.00011835 |  | 3.3901e-05 |  | 5.8199e-05 |  | 2.9347e-05 |  | 2.6188e-05 |  | 3.8457e-05 |  | 0.00083788 |  | 5.905e-06 |  | 0.1441 |  | 0.0011601
| 7.6219e-05 |  | -3.947e-05 |  | -1.1731e-06 |  | 3.9546e-05 |  | -6.7716e-05 |  | 3.3764e-05 |  | -4.8386e-05 |  | 8.2518e-05 |  | 6.1321e-05 |  | 0.00011835 |  | 3.3893e-05 |  | 5.8201e-05 |  | 0.00027607 |  | 2.6182e-05 |  | -3.015e-05 |  | 0.0010153 |  | 5.9053e-06 |  | 0.14468 |  | 0.0014188
| 0.00010743 |  | 5.8334e-05 |  | 2.6177e-05 |  | 8.4021e-05 |  | -6.1323e-05 |  | -3.7636e-06 |  | -5.6036e-05 |  | 0.00010269 |  | 0.00021419 |  | 4.0451e-05 |  | 5.4988e-05 |  | 0.00013166 |  | 0.00020176 |  | 3.9178e-05 |  | 8.4853e-06 |  | 0.0010296 |  | 2.5312e-06 |  | 0.1452 |  | 0.0013544
| 0.00010744 |  | 0.00010948 |  | -8.5521e-05 |  | 8.4028e-05 |  | 1.5962e-05 |  | -3.9037e-05 |  | -7.1286e-05 |  | 0.0001027 |  | 7.9767e-06 |  | 4.0452e-05 |  | 5.5002e-05 |  | 0.00013166 |  | 0.0002547 |  | 3.919e-05 |  | -4.3519e-05 |  | 0.00080683 |  | 2.5315e-06 |  | 0.14579 |  | 0.0013949
| 8.1634e-05 |  | 6.8601e-05 |  | -9.8417e-05 |  | 1.8735e-05 |  | -8.4381e-05 |  | -3.9214e-05 |  | -4.9507e-05 |  | 6.1869e-05 |  | 0.00011812 |  | 4.6428e-05 |  | 5.0181e-05 |  | 0.00010495 |  | 0.00064056 |  | 2.8994e-05 |  | -5.1769e-05 |  | 0.00078162 |  | 5.9053e-06 |  | 0.14642 |  | 0.0012754
| 8.1641e-05 |  | 8.8103e-05 |  | -9.2166e-05 |  | 1.8736e-05 |  | -0.00017826 |  | -6.4325e-05 |  | -4.6935e-05 |  | 6.1872e-05 |  | 0.0002453 |  | 4.6429e-05 |  | 5.0181e-05 |  | 0.00010496 |  | 0.00032443 |  | 2.8995e-05 |  | -7.3131e-05 |  | 0.00083205 |  | 5.9057e-06 |  | 0.14699 |  | 0.0012365
| 3.9728e-05 |  | 8.4274e-05 |  | -6.3863e-05 |  | 0.00011346 |  | -3.7122e-05 |  | -2.6749e-05 |  | -5.2864e-05 |  | 6.3935e-05 |  | 2.0126e-05 |  | 0.00014925 |  | 7.5545e-05 |  | 5.99e-05 |  | 0.0002399 |  | 4.2175e-05 |  | -8.622e-05 |  | 0.0008363 |  | 5.9057e-06 |  | 0.14748 |  | 0.0015429
| 3.9732e-05 |  | -5.5199e-05 |  | -9.1095e-05 |  | 0.00011347 |  | -0.00011009 |  | 2.4673e-05 |  | -5.7307e-05 |  | 6.3938e-05 |  | -6.9783e-05 |  | 0.00014926 |  | 7.5545e-05 |  | 5.9903e-05 |  | 0.00010189 |  | 4.2175e-05 |  | -6.6043e-05 |  | 0.00080515 |  | 5.9057e-06 |  | 0.14794 |  | 0.001526
| 0 |  | 2.2477e-05 |  | -0.00013403 |  | 8.8259e-05 |  | -0.00014917 |  | -3.5574e-05 |  | -6.0991e-05 |  | 0.00011884 |  | 9.5244e-05 |  | 2.5122e-05 |  | 2.1449e-05 |  | 2.1897e-05 |  | 3.2735e-05 |  | 4.0745e-05 |  | -3.6771e-05 |  | 0.00071106 |  | 4.2191e-06 |  | 0.14848 |  | 0.0012699
| 0 |  | 9.0814e-05 |  | -0.00011034 |  | 8.8266e-05 |  | -0.00014731 |  | -3.6948e-05 |  | -7.6655e-05 |  | 0.00011884 |  | 4.9825e-05 |  | 2.5122e-05 |  | 2.1455e-05 |  | 2.1898e-05 |  | 0.00047502 |  | 4.0754e-05 |  | 2.8087e-06 |  | 0.00085227 |  | 4.2193e-06 |  | 0.14902 |  | 0.0013208
| 9.1276e-05 |  | 3.7783e-05 |  | -6.1096e-05 |  | 7.0859e-05 |  | -0.00023429 |  | -2.2338e-05 |  | -9.24e-05 |  | 0 |  | -5.701e-05 |  | 2.4345e-05 |  | 3.6278e-05 |  | 8.1027e-05 |  | 0.00034736 |  | 3.6427e-05 |  | -5.6851e-06 |  | 0.0010565 |  | 2.5316e-06 |  | 0.14942 |  | 0.0014103
| 9.1276e-05 |  | 0.00010169 |  | -1.7085e-06 |  | 7.0859e-05 |  | -0.00013111 |  | -3.1858e-05 |  | -6.6835e-05 |  | 0 |  | 0.0002062 |  | 2.4346e-05 |  | 3.6269e-05 |  | 8.103e-05 |  | 1.7818e-05 |  | 3.6417e-05 |  | 4.7905e-05 |  | 0.00091788 |  | 2.5318e-06 |  | 0.14966 |  | 0.0013177
| 5.9168e-05 |  | 1.6732e-05 |  | -1.5788e-05 |  | 5.7275e-05 |  | -4.6591e-05 |  | -8.149e-06 |  | -4.8791e-05 |  | 4.18e-05 |  | 0.00042227 |  | 5.959e-05 |  | 8.8211e-05 |  | 0.00014512 |  | 0.00020122 |  | 3.4595e-05 |  | 8.2493e-05 |  | 0.0007346 |  | 5.906e-06 |  | 0.14972 |  | 0.0013293
| 5.9177e-05 |  | 1.789e-05 |  | -0.00010881 |  | 5.7284e-05 |  | -0.0001375 |  | -1.0415e-05 |  | -7.4774e-05 |  | 4.1802e-05 |  | 0.00036715 |  | 5.9593e-05 |  | 8.8211e-05 |  | 0.00014512 |  | 0.00051281 |  | 3.4597e-05 |  | 3.2789e-05 |  | 0.00079096 |  | 5.9064e-06 |  | 0.14974 |  | 0.0011812
| 3.0577e-06 |  | 0.00012978 |  | -0.00014023 |  | 9.3694e-05 |  | -7.1527e-05 |  | -1.7971e-05 |  | -8.3938e-05 |  | 2.2899e-05 |  | 0.00028876 |  | 0 |  | 2.2908e-05 |  | 0.00011642 |  | 0.00035989 |  | 2.855e-05 |  | 1.8874e-05 |  | 0.00094142 |  | 9.2826e-06 |  | 0.14973 |  | 0.0010724
| 3.0582e-06 |  | 2.393e-05 |  | -0.00017243 |  | 9.3709e-05 |  | -9.7454e-05 |  | 6.4888e-06 |  | -8.5752e-05 |  | 2.29e-05 |  | 2.4657e-05 |  | 0 |  | 2.2902e-05 |  | 0.00011643 |  | 1.0564e-05 |  | 2.8544e-05 |  | -2.3415e-05 |  | 0.00084223 |  | 9.282e-06 |  | 0.1497 |  | 0.0011477
| 6.1276e-05 |  | -0.00010723 |  | -0.00022394 |  | 9.3717e-05 |  | -0.00026058 |  | -5.9357e-06 |  | -9.8086e-05 |  | 9.0369e-05 |  | -0.00031059 |  | 7.3917e-05 |  | 7.3047e-06 |  | 9.4952e-05 |  | 2.6587e-05 |  | 3.2326e-05 |  | -2.7427e-05 |  | 0.00075061 |  | 5.9067e-06 |  | 0.14971 |  | 0.0010794
| 6.1276e-05 |  | -7.6336e-05 |  | -8.1942e-05 |  | 9.3717e-05 |  | -0.00017522 |  | 5.3313e-06 |  | -6.8387e-05 |  | 9.0372e-05 |  | -0.0002092 |  | 7.392e-05 |  | 7.3066e-06 |  | 9.4956e-05 |  | 5.7496e-05 |  | 3.2336e-05 |  | 9.074e-06 |  | 0.00086745 |  | 5.9067e-06 |  | 0.1498 |  | 0.00094779
| 5.0556e-05 |  | 5.2877e-05 |  | -7.0585e-06 |  | 6.3685e-05 |  | -2.8068e-05 |  | 2.8507e-05 |  | -3.2677e-05 |  | 0.00010724 |  | 0.00017369 |  | 0.00011107 |  | 2.6159e-05 |  | 5.3489e-05 |  | 0.00014725 |  | 1.6461e-05 |  | -4.7219e-06 |  | 0.00082127 |  | 4.2198e-06 |  | 0.14997 |  | 0.0011048
| 5.056e-05 |  | 1.782e-05 |  | -0.00010925 |  | 6.369e-05 |  | -3.6935e-05 |  | -2.598e-06 |  | -3.2711e-05 |  | 0.00010724 |  | 0.00028502 |  | 0.00011108 |  | 2.6159e-05 |  | 5.3491e-05 |  | 0.00049821 |  | 1.646e-05 |  | -4.9691e-06 |  | 0.00078255 |  | 4.2201e-06 |  | 0.15013 |  | 0.0012811
| 3.9768e-05 |  | -1.1071e-05 |  | -0.0001489 |  | 0.00011778 |  | -0.00015024 |  | -1.3289e-05 |  | -4.41e-05 |  | 3.1342e-05 |  | 8.5604e-05 |  | 8.7884e-05 |  | 6.3319e-05 |  | 0.0001208 |  | 0.00049221 |  | 3.5608e-05 |  | 9.6804e-06 |  | 0.00076831 |  | 4.2201e-06 |  | 0.1503 |  | 0.0010369
| 3.9768e-05 |  | 0.00010341 |  | -0.0001375 |  | 0.00011778 |  | -0.00013523 |  | -2.9671e-06 |  | -3.3357e-05 |  | 3.1343e-05 |  | -1.5381e-05 |  | 8.7888e-05 |  | 6.3319e-05 |  | 0.00012081 |  | 0.00023365 |  | 3.5606e-05 |  | 1.1717e-05 |  | 0.00074477 |  | 4.2201e-06 |  | 0.15046 |  | 0.00090034
| 8.0534e-05 |  | 3.84e-05 |  | -0.00010113 |  | 8.5342e-05 |  | -0.00014356 |  | -2.907e-05 |  | -5.5597e-05 |  | 0.00014433 |  | 0.00017592 |  | 6.1148e-05 |  | 4.7832e-05 |  | 1.016e-05 |  | -0.00014815 |  | 3.8824e-05 |  | 1.7154e-05 |  | 0.0010953 |  | 5.9071e-06 |  | 0.15069 |  | 0.00093039
| 8.0534e-05 |  | 1.2951e-06 |  | -2.4815e-05 |  | 8.5342e-05 |  | -0.0001736 |  | -3.8232e-05 |  | -8.7167e-05 |  | 0.00014433 |  | 8.5333e-06 |  | 6.115e-05 |  | 4.782e-05 |  | 1.0161e-05 |  | -0.00027379 |  | 3.8812e-05 |  | 4.9701e-05 |  | 0.0011979 |  | 5.9074e-06 |  | 0.15095 |  | 0.00085405
| 7.2126e-05 |  | -4.491e-05 |  | -7.7905e-05 |  | 9.1961e-05 |  | -0.00011942 |  | -3.8701e-05 |  | -5.4661e-05 |  | 4.026e-05 |  | 8.6309e-05 |  | 2.6679e-05 |  | 9.4866e-06 |  | 0.0001112 |  | 4.1341e-05 |  | 5.2029e-05 |  | -7.4881e-06 |  | 0.0010659 |  | 5.9074e-06 |  | 0.15115 |  | 0.00090401
| 7.2126e-05 |  | 6.4947e-06 |  | -0.00016954 |  | 9.1961e-05 |  | -6.1956e-05 |  | -6.5395e-05 |  | -2.2051e-05 |  | 4.0262e-05 |  | 5.907e-05 |  | 2.668e-05 |  | 9.4866e-06 |  | 0.00011121 |  | 0.0005481 |  | 5.2029e-05 |  | -2.0439e-05 |  | 0.0010802 |  | 5.9074e-06 |  | 0.15132 |  | 0.0012602
| 6.9733e-05 |  | 6.5908e-05 |  | -6.2739e-05 |  | 0.00011542 |  | -1.6999e-05 |  | -3.1361e-05 |  | -2.071e-05 |  | 7.6361e-05 |  | -0.00014671 |  | 4.8162e-05 |  | 3.6615e-05 |  | 0.00012055 |  | 0.00017049 |  | 3.8086e-05 |  | 2.1279e-05 |  | 0.00089272 |  | 2.5322e-06 |  | 0.15147 |  | 0.0012606
| 6.9733e-05 |  | -3.9668e-05 |  | 2.1432e-05 |  | 0.00011542 |  | 4.7876e-06 |  | 2.6311e-06 |  | -2.5327e-05 |  | 7.6364e-05 |  | 3.1557e-05 |  | 4.8164e-05 |  | 3.6615e-05 |  | 0.00012056 |  | -0.00023532 |  | 3.8084e-05 |  | 2.7599e-05 |  | 0.00081123 |  | 2.5324e-06 |  | 0.15178 |  | 0.00092716
| 3.1149e-05 |  | -9.9967e-05 |  | -6.6799e-05 |  | 6.3732e-05 |  | 0.00010129 |  | 5.4971e-06 |  | -5.3911e-05 |  | 2.4863e-05 |  | 0.00011391 |  | 4.8983e-05 |  | 3.0359e-05 |  | 5.1492e-05 |  | 0.0002805 |  | 1.3339e-05 |  | -4.5014e-05 |  | 0.00077424 |  | 5.9078e-06 |  | 0.15217 |  | 0.0011344
| 3.1149e-05 |  | -4.4579e-05 |  | -6.1558e-05 |  | 6.3733e-05 |  | 1.0126e-05 |  | -8.628e-06 |  | -6.4184e-05 |  | 2.4864e-05 |  | -2.4269e-05 |  | 4.8985e-05 |  | 3.0359e-05 |  | 5.1494e-05 |  | 0.00042302 |  | 1.3339e-05 |  | -6.6783e-05 |  | 0.00083061 |  | 5.9081e-06 |  | 0.15249 |  | 0.0013682
| 6.3738e-05 |  | 2.0624e-05 |  | 4.5974e-05 |  | 9.5005e-05 |  | -7.4805e-05 |  | -1.6699e-05 |  | -4.5869e-05 |  | 7.6132e-05 |  | -3.1808e-05 |  | 6.8003e-05 |  | 7.5723e-05 |  | 8.5105e-05 |  | -0.00018164 |  | 3.407e-05 |  | 7.5721e-05 |  | 0.00086587 |  | 5.9078e-06 |  | 0.15261 |  | 0.0012293
| 6.3738e-05 |  | 9.912e-06 |  | -3.3292e-05 |  | 9.5005e-05 |  | -2.774e-05 |  | -2.7551e-05 |  | -6.069e-05 |  | 7.6135e-05 |  | 0.00028917 |  | 6.8006e-05 |  | 7.5704e-05 |  | 8.5108e-05 |  | -0.00046141 |  | 3.4063e-05 |  | 0.00011091 |  | 0.00083986 |  | 5.9081e-06 |  | 0.15253 |  | 0.0010823
| 2.4673e-05 |  | 1.5961e-05 |  | -0.00012344 |  | 6.1343e-05 |  | -6.5781e-05 |  | -4.4082e-05 |  | -5.7443e-05 |  | 0.00013581 |  | 0.0002718 |  | 7.8853e-05 |  | 5.9945e-05 |  | 0.00010412 |  | -8.4398e-05 |  | 5.5028e-05 |  | 0.00012516 |  | 0.00093144 |  | 5.9081e-06 |  | 0.15238 |  | 0.0010533
| 2.4673e-05 |  | 1.7391e-05 |  | -4.7936e-05 |  | 6.1343e-05 |  | -5.8034e-05 |  | -2.2677e-05 |  | -3.4566e-05 |  | 0.00013581 |  | 7.577e-05 |  | 7.8856e-05 |  | 5.9945e-05 |  | 0.00010413 |  | 7.4814e-05 |  | 5.5028e-05 |  | 1.3067e-05 |  | 0.00085583 |  | 5.9085e-06 |  | 0.1524 |  | 0.0011463
| 4.6288e-05 |  | -7.1282e-05 |  | 2.4848e-05 |  | 8.2399e-05 |  | -7.2901e-05 |  | -8.6886e-06 |  | -1.6813e-05 |  | 8.3988e-05 |  | 0.0001434 |  | 0.00012414 |  | 5.3594e-05 |  | 0.00013192 |  | 3.2712e-05 |  | 3.2329e-05 |  | -7.1419e-05 |  | 0.000723 |  | 5.9081e-06 |  | 0.15257 |  | 0.0012262
| 4.6292e-05 |  | -0.00015461 |  | -0.00012618 |  | 8.2405e-05 |  | -0.00014887 |  | -1.2148e-05 |  | -4.2134e-05 |  | 8.3991e-05 |  | 0.00020863 |  | 0.00012414 |  | 5.3608e-05 |  | 0.00013192 |  | -0.00022088 |  | 3.2338e-05 |  | -3.4594e-05 |  | 0.00067092 |  | 5.9085e-06 |  | 0.15282 |  | 0.001183
| 2.6841e-05 |  | -7.1356e-06 |  | -0.00030494 |  | 0.00011369 |  | -0.00014545 |  | -1.1669e-05 |  | -8.1747e-05 |  | 7.4695e-05 |  | -3.8776e-05 |  | 8.0134e-05 |  | 1.3396e-05 |  | 4.4273e-05 |  | -0.00044924 |  | 3.2241e-05 |  | -8.364e-05 |  | 0.00082893 |  | 4.2213e-06 |  | 0.15305 |  | 0.0012875
| 3.5502e-05 |  | 6.1454e-05 |  | -0.00019925 |  | 0.00011369 |  | -0.00011953 |  | -6.0646e-05 |  | -6.5687e-05 |  | 7.4698e-05 |  | -8.7896e-05 |  | 8.0137e-05 |  | 1.3396e-05 |  | 4.4275e-05 |  | -0.00011027 |  | 3.2241e-05 |  | -6.7058e-05 |  | 0.00074827 |  | 4.2211e-06 |  | 0.15334 |  | 0.0013165
| 3.4427e-05 |  | 0.00011862 |  | -0.00010349 |  | 0.00011371 |  | -0.000121 |  | -6.1586e-05 |  | -6.8017e-05 |  | 7.6596e-05 |  | -9.3976e-05 |  | 0.00011398 |  | 0 |  | 7.5546e-05 |  | 0.00021376 |  | 4.4165e-05 |  | -2.9139e-05 |  | 0.00063137 |  | 4.2213e-06 |  | 0.15381 |  | 0.0012369
| 2.5764e-05 |  | 0.00012311 |  | -0.00016071 |  | 0.00011371 |  | -9.7181e-05 |  | -1.843e-05 |  | -0.00010307 |  | 7.6599e-05 |  | -0.00039849 |  | 0.00011399 |  | 0 |  | 7.5549e-05 |  | 0.00020315 |  | 4.4165e-05 |  | -7.4238e-05 |  | 0.0007861 |  | 4.2213e-06 |  | 0.15449 |  | 0.0012783
| 2.901e-05 |  | 5.4187e-05 |  | -6.3274e-05 |  | 0.0001053 |  | -9.1916e-05 |  | -2.3196e-06 |  | -7.0397e-05 |  | 0.00017196 |  | -0.00013528 |  | 9.704e-05 |  | 8.6774e-05 |  | 3.6579e-05 |  | 0.00028043 |  | 5.3493e-05 |  | -3.327e-05 |  | 0.00068269 |  | 4.2213e-06 |  | 0.15518 |  | 0.00091814
| 2.9012e-05 |  | 3.0897e-05 |  | 4.8057e-06 |  | 0.00010531 |  | -0.0002056 |  | 2.374e-05 |  | -4.1576e-05 |  | 0.00017197 |  | 0.00017488 |  | 9.7044e-05 |  | 8.6774e-05 |  | 3.658e-05 |  | 0.00047625 |  | 5.3495e-05 |  | -4.2777e-05 |  | 0.00064906 |  | 4.2216e-06 |  | 0.15559 |  | 0.00080955
| 5.0636e-05 |  | -6.0634e-05 |  | 1.7781e-05 |  | 0.00011493 |  | -0.00016306 |  | 1.332e-05 |  | -5.3124e-05 |  | 5.2943e-05 |  | -6.0526e-05 |  | 0.00015237 |  | 7.3371e-05 |  | 5.5361e-05 |  | 0.00040841 |  | 2.8395e-05 |  | -0.00011368 |  | 0.0008408 |  | 5.9092e-06 |  | 0.15562 |  | 0.00098674
| 5.0645e-05 |  | -0.00011504 |  | -0.0001019 |  | 0.00011495 |  | 8.4616e-06 |  | -4.5344e-05 |  | -6.324e-05 |  | 5.2944e-05 |  | 0.00015239 |  | 0.00015238 |  | 7.339e-05 |  | 5.5363e-05 |  | 0.00013138 |  | 2.8403e-05 |  | -7.0903e-05 |  | 0.00081385 |  | 5.9092e-06 |  | 0.15543 |  | 0.0010919
| 4.4157e-05 |  | 3.9509e-05 |  | -0.00014414 |  | 0.00010412 |  | -9.9901e-05 |  | -3.7622e-05 |  | -5.8284e-05 |  | 9.6353e-05 |  | 3.5192e-05 |  | 9.1582e-05 |  | 2.2128e-05 |  | 1.8206e-05 |  | 0.00021295 |  | 5.1357e-05 |  | -6.5977e-05 |  | 0.00078447 |  | 5.9092e-06 |  | 0.15531 |  | 0.0011998
| 4.416e-05 |  | 0.00019107 |  | -2.7287e-05 |  | 0.00010413 |  | -0.00015617 |  | -1.1701e-05 |  | -2.9621e-05 |  | 9.6357e-05 |  | -0.00011735 |  | 9.1585e-05 |  | 2.2133e-05 |  | 1.8206e-05 |  | 0.00015895 |  | 5.137e-05 |  | -4.1462e-05 |  | 0.0007769 |  | 5.9095e-06 |  | 0.15535 |  | 0.001165
| 1.2798e-05 |  | 0.00014936 |  | -6.8639e-06 |  | 0.00012761 |  | -5.9019e-05 |  | -4.8501e-05 |  | -4.9197e-05 |  | 6.359e-05 |  | -1.4641e-05 |  | 4.0386e-05 |  | 3.5706e-05 |  | 3.8644e-05 |  | 0.0002514 |  | 4.7337e-05 |  | -1.0883e-05 |  | 0.00068441 |  | 2.5331e-06 |  | 0.15551 |  | 0.0010623
| 1.28e-05 |  | 8.4115e-05 |  | -9.091e-05 |  | 0.00012762 |  | -5.7377e-06 |  | 0 |  | -8.8221e-05 |  | 6.3593e-05 |  | -9.6238e-05 |  | 4.0387e-05 |  | 3.5706e-05 |  | 3.8645e-05 |  | 0.00026901 |  | 4.7337e-05 |  | 1.5537e-05 |  | 0.00076597 |  | 2.5331e-06 |  | 0.15569 |  | 0.00079449
| 6.9832e-05 |  | 1.9606e-05 |  | -0.00017025 |  | 8.2474e-05 |  | -2.5035e-05 |  | 0 |  | -7.4896e-05 |  | 9.7473e-05 |  | -4.7415e-06 |  | 0.00015077 |  | 5.9735e-05 |  | 8.9902e-05 |  | -8.6744e-05 |  | 4.7192e-05 |  | 9.9673e-05 |  | 0.00078615 |  | 5.9099e-06 |  | 0.1559 |  | 0.00084429
| 6.9844e-05 |  | 2.8005e-05 |  | -0.00016418 |  | 8.2488e-05 |  | -0.00019738 |  | 0 |  | -5.8853e-05 |  | 9.7476e-05 |  | 3.3467e-05 |  | 0.00015078 |  | 5.9735e-05 |  | 8.9905e-05 |  | -0.00027966 |  | 4.7192e-05 |  | 0.0001068 |  | 0.00079035 |  | 5.9099e-06 |  | 0.15622 |  | 0.00093603
| 1.172e-05 |  | -1.6161e-06 |  | -0.00011101 |  | 0.00012825 |  | -0.00022592 |  | 0 |  | -7.194e-05 |  | 8.7055e-05 |  | 0.00011407 |  | 5.2832e-05 |  | 5.677e-05 |  | 7.6476e-05 |  | -0.00024693 |  | 4.7129e-05 |  | 7.3823e-06 |  | 0.00089214 |  | 5.9099e-06 |  | 0.15659 |  | 0.00089988
| 1.1721e-05 |  | 2.2463e-05 |  | 4.5896e-06 |  | 0.00012826 |  | -0.00017077 |  | 0 |  | -4.4258e-05 |  | 8.7059e-05 |  | -8.4498e-06 |  | 5.2834e-05 |  | 5.6784e-05 |  | 7.6479e-05 |  | -0.00025812 |  | 4.7141e-05 |  | 1.4268e-05 |  | 0.00084505 |  | 5.9099e-06 |  | 0.15691 |  | 0.00091286
| 0.00011141 |  | 8.994e-05 |  | -0.00010085 |  | 6.0822e-05 |  | -0.00016925 |  | 0 |  | -3.3986e-05 |  | 0.00014104 |  | -0.00019208 |  | 0.00010172 |  | 1.2666e-05 |  | 1.5964e-05 |  | -8.6207e-05 |  | 5.9163e-05 |  | -4.2531e-05 |  | 0.00091232 |  | 7.5992e-06 |  | 0.15717 |  | 0.00081207
| 0.00011142 |  | -1.756e-05 |  | -0.00012964 |  | 6.0827e-05 |  | -0.00011033 |  | 0 |  | -8.6668e-05 |  | 0.00014104 |  | -0.00018178 |  | 0.00010173 |  | 1.2669e-05 |  | 1.5965e-05 |  | 0.00030449 |  | 5.9178e-05 |  | -8.0533e-05 |  | 0.00088289 |  | 7.5987e-06 |  | 0.15733 |  | 0.00088737
| 3.1201e-05 |  | -7.6896e-05 |  | -8.5542e-05 |  | 0.00010539 |  | -0.00010902 |  | 0 |  | -8.2596e-05 |  | 0.000109 |  | 3.2883e-05 |  | 7.6436e-05 |  | 3.8432e-05 |  | 0 |  | 0.00047792 |  | 4.0286e-05 |  | -7.8634e-05 |  | 0.00076433 |  | 5.9106e-06 |  | 0.15744 |  | 0.0011054
| 3.1206e-05 |  | -1.697e-05 |  | -0.00012425 |  | 0.00010541 |  | -8.1748e-05 |  | 0 |  | -4.6354e-05 |  | 0.000109 |  | 0.00016629 |  | 7.6439e-05 |  | 3.8432e-05 |  | 0 |  | 3.8651e-05 |  | 4.0286e-05 |  | -2.824e-05 |  | 0.00075508 |  | 5.9102e-06 |  | 0.1575 |  | 0.0010947
| 0 |  | -4.8157e-05 |  | -0.00014339 |  | 0.00010119 |  | -6.7184e-05 |  | 0 |  | -5.9683e-05 |  | 8.8331e-05 |  | -5.7054e-05 |  | 6.2414e-05 |  | 4.8376e-05 |  | 7.7248e-05 |  | -0.00035892 |  | 2.2619e-05 |  | 9.9942e-05 |  | 0.00078288 |  | 5.9106e-06 |  | 0.15761 |  | 0.00096267
| 0 |  | -0.00011062 |  | -5.7238e-05 |  | 0.0001012 |  | -4.2251e-05 |  | 0 |  | -6.0139e-05 |  | 8.8334e-05 |  | -8.5429e-05 |  | 6.2416e-05 |  | 4.8363e-05 |  | 7.7251e-05 |  | -0.00023737 |  | 2.2612e-05 |  | 9.5032e-05 |  | 0.00096193 |  | 5.9106e-06 |  | 0.15777 |  | 0.00098262
| 9.5615e-06 |  | -2.5267e-05 |  | 5.2997e-05 |  | 4.2831e-05 |  | -4.9845e-05 |  | 0 |  | -4.3078e-05 |  | 6.6196e-05 |  | -0.0001254 |  | 4.249e-05 |  | 8.2985e-05 |  | 4.8938e-05 |  | -0.00023049 |  | 3.1027e-05 |  | -2.6305e-05 |  | 0.00097376 |  | 4.2226e-06 |  | 0.15795 |  | 0.00099189
| 9.5615e-06 |  | 0.00013076 |  | -4.1874e-05 |  | 4.4925e-05 |  | -0.00021086 |  | 0 |  | -5.0288e-05 |  | 6.6199e-05 |  | -0.00026172 |  | 4.2491e-05 |  | 8.3006e-05 |  | 4.894e-05 |  | 0.00015607 |  | 3.1035e-05 |  | -9.7563e-05 |  | 0.00088042 |  | 4.2226e-06 |  | 0.1582 |  | 0.0011631
| 9.6408e-05 |  | 9.6247e-05 |  | 2.1419e-06 |  | 8.0426e-05 |  | -0.00015286 |  | 0 |  | -6.327e-05 |  | 8.6219e-05 |  | -9.5063e-05 |  | 0.00011661 |  | 6.9124e-05 |  | 5.1434e-05 |  | 0.00029866 |  | 5.0521e-05 |  | 0 |  | 0.00080558 |  | 5.9109e-06 |  | 0.1585 |  | 0.0011541
| 9.6408e-05 |  | -2.7294e-05 |  | 4.5032e-05 |  | 7.8331e-05 |  | -7.0612e-05 |  | 0 |  | -6.7629e-05 |  | 8.6222e-05 |  | 3.8839e-05 |  | 0.00011662 |  | 6.9124e-05 |  | 5.1435e-05 |  | 0.00012058 |  | 5.0521e-05 |  | 3.1438e-05 |  | 0.00093004 |  | 5.9109e-06 |  | 0.15883 |  | 0.00096524
| 3.9881e-05 |  | -4.2599e-06 |  | -4.7823e-05 |  | 5.6425e-05 |  | -0.00014996 |  | 0 |  | -6.7008e-05 |  | 7.2999e-05 |  | -0.00011526 |  | 0.00013614 |  | 7.5746e-05 |  | 9.5674e-05 |  | 0.00014991 |  | 5.0688e-05 |  | 6.8612e-06 |  | 0.00083843 |  | 4.2228e-06 |  | 0.15915 |  | 0.0010246
| 3.9884e-05 |  | -4.3033e-06 |  | -5.1167e-05 |  | 5.643e-05 |  | -0.00020913 |  | 0 |  | -4.8809e-05 |  | 7.3002e-05 |  | -0.00024462 |  | 0.00013615 |  | 7.5746e-05 |  | 9.5678e-05 |  | 0.00019426 |  | 5.069e-05 |  | 1.2086e-05 |  | 0.00077531 |  | 4.2231e-06 |  | 0.15937 |  | 0.0010012
| 6.1475e-05 |  | -6.5148e-06 |  | -8.1829e-05 |  | 7.1119e-05 |  | -0.00011692 |  | 0 |  | -4.9232e-05 |  | 0.00010008 |  | -0.00017418 |  | 4.6622e-05 |  | 2.706e-05 |  | 3.7294e-05 |  | 0.00046183 |  | 3.1535e-05 |  | 1.0424e-05 |  | 0.0010697 |  | 7.6005e-06 |  | 0.15958 |  | 0.00083314
| 6.1475e-05 |  | -3.7916e-05 |  | -0.00011223 |  | 7.1119e-05 |  | -6.3964e-05 |  | 0 |  | -5.4774e-05 |  | 0.00010008 |  | -0.00018694 |  | 4.6623e-05 |  | 2.7053e-05 |  | 3.7295e-05 |  | 0.00037454 |  | 3.1527e-05 |  | -3.9325e-05 |  | 0.001142 |  | 7.6005e-06 |  | 0.15969 |  | 0.00098519
| 7.6556e-05 |  | -1.2753e-05 |  | -4.678e-05 |  | 8.0775e-05 |  | -9.3018e-05 |  | 0 |  | -3.1046e-05 |  | 6.7049e-05 |  | 4.3961e-05 |  | 0.0001394 |  | 4.7138e-05 |  | 8.5208e-05 |  | 0.00012236 |  | 4.0062e-05 |  | -7.8199e-05 |  | 0.0010487 |  | 4.2231e-06 |  | 0.15972 |  | 0.0010976
| 7.6556e-05 |  | 6.1562e-05 |  | -1.1208e-05 |  | 8.0775e-05 |  | -0.00012303 |  | 0 |  | -3.3057e-05 |  | 6.7051e-05 |  | 0.00015556 |  | 0.0001394 |  | 4.7125e-05 |  | 8.5211e-05 |  | 0.00052642 |  | 4.0054e-05 |  | -4.2503e-05 |  | 0.00092 |  | 4.2233e-06 |  | 0.15974 |  | 0.00084125
| 0.00010248 |  | 9.5171e-05 |  | 3.171e-06 |  | 0.00011092 |  | -0.00014366 |  | 0 |  | -3.897e-05 |  | 7.4616e-05 |  | -0.00021735 |  | 0.00011247 |  | 0.00011852 |  | 0.00010734 |  | 0.00059264 |  | 5.2653e-05 |  | -3.3624e-05 |  | 0.00082665 |  | 4.2231e-06 |  | 0.15978 |  | 0.00089131
| 0.00010249 |  | 0.000155 |  | 3.6019e-05 |  | 0.00011093 |  | -5.2238e-05 |  | 0 |  | -3.7334e-05 |  | 7.4619e-05 |  | -0.00025377 |  | 0.00011248 |  | 0.00011852 |  | 0.00010734 |  | 0.00035259 |  | 5.2653e-05 |  | 1.8491e-05 |  | 0.00089903 |  | 4.2236e-06 |  | 0.15993 |  | 0.0008939
| 0.00010612 |  | 8.4279e-05 |  | -5.9858e-05 |  | 0.0001013 |  | -0.00012681 |  | 0 |  | -5.6738e-05 |  | 4.2043e-05 |  | 2.9149e-05 |  | 9.5788e-05 |  | 4.5278e-05 |  | 5.6835e-05 |  | 0.00049597 |  | 4.1563e-05 |  | 7.2362e-05 |  | 0.00086954 |  | 7.601e-06 |  | 0.16017 |  | 0.00081133
| 0.00010613 |  | 0.00010806 |  | -2.5921e-05 |  | 0.0001013 |  | -0.00021455 |  | 0 |  | -4.4623e-05 |  | 4.2044e-05 |  | 0.00017291 |  | 9.5792e-05 |  | 4.5266e-05 |  | 5.6837e-05 |  | 0.00024962 |  | 4.1551e-05 |  | 8.6754e-05 |  | 0.00068205 |  | 7.6014e-06 |  | 0.16058 |  | 0.00057774
| 7.4037e-06 |  | 0.00012224 |  | 7.9293e-05 |  | 6.8742e-05 |  | -0.00012269 |  | 0 |  | -4.1368e-05 |  | 8.2591e-05 |  | -9.2806e-06 |  | 0.00011949 |  | 7.2546e-05 |  | 0.00011051 |  | -9.605e-05 |  | 3.1621e-05 |  | 6.0265e-05 |  | 0.00075774 |  | 5.912e-06 |  | 0.16107 |  | 0.00065441
| 7.4043e-06 |  | 0.00012603 |  | 2.8263e-06 |  | 6.8748e-05 |  | -0.00010727 |  | 0 |  | -8.6139e-05 |  | 8.2594e-05 |  | -0.00013418 |  | 0.00011949 |  | 7.2527e-05 |  | 0.00011051 |  | 3.8204e-05 |  | 3.1614e-05 |  | -5.1475e-05 |  | 0.00095706 |  | 5.912e-06 |  | 0.16159 |  | 0.00093535
| 7.2372e-05 |  | 0.00010762 |  | -9.9063e-05 |  | 9.1068e-05 |  | -0.00011407 |  | 0 |  | -9.658e-05 |  | 0.00010765 |  | 3.8032e-05 |  | 6.8875e-05 |  | 6.964e-05 |  | 9.1499e-05 |  | 0.00057367 |  | 4.6324e-05 |  | -8.7331e-05 |  | 0.00090323 |  | 4.2236e-06 |  | 0.16211 |  | 0.00086607
| 7.2378e-05 |  | -2.2363e-05 |  | -6.6813e-05 |  | 9.1076e-05 |  | -4.8534e-05 |  | 0 |  | -4.2146e-05 |  | 0.00010765 |  | -1.7587e-05 |  | 6.8877e-05 |  | 6.964e-05 |  | 9.1503e-05 |  | 0.00047065 |  | 4.6324e-05 |  | 1.6328e-06 |  | 0.0008175 |  | 4.2238e-06 |  | 0.1626 |  | 0.00086951
| 3.2333e-05 |  | 2.1648e-05 |  | -5.7456e-05 |  | 4.2884e-05 |  | -9.1825e-05 |  | 0 |  | -3.6916e-05 |  | 6.1984e-05 |  | 6.08e-05 |  | 0 |  | 1.9395e-05 |  | 7.1529e-05 |  | -8.3166e-05 |  | 3.2989e-05 |  | 1.1826e-05 |  | 0.00094528 |  | 4.2238e-06 |  | 0.16309 |  | 0.00067938
| 3.2336e-05 |  | 5.9564e-05 |  | -0.00015283 |  | 4.2888e-05 |  | -9.3456e-05 |  | 0 |  | -6.7038e-05 |  | 6.1987e-05 |  | 0.00012361 |  | 0 |  | 1.9395e-05 |  | 7.1531e-05 |  | -0.00022499 |  | 3.2988e-05 |  | -6.5248e-05 |  | 0.00085619 |  | 4.2238e-06 |  | 0.16357 |  | 0.00084169
| 0.00014176 |  | 2.1321e-05 |  | -0.00014378 |  | 6.5151e-05 |  | -8.862e-05 |  | 0 |  | -7.1965e-05 |  | 9.8768e-05 |  | 1.595e-05 |  | 0 |  | 1.4137e-05 |  | 5.8615e-05 |  | 8.3854e-05 |  | 4.0505e-05 |  | -0.00014585 |  | 0.00087974 |  | 5.9127e-06 |  | 0.16394 |  | 0.0011768
| 0.00014178 |  | -1.4256e-05 |  | -3.8845e-05 |  | 6.5156e-05 |  | -0.00015286 |  | 0 |  | -5.8293e-05 |  | 9.8772e-05 |  | 7.0108e-05 |  | 0 |  | 1.4141e-05 |  | 5.8617e-05 |  | 0.00032522 |  | 4.0514e-05 |  | -0.00015181 |  | 0.0011489 |  | 5.9127e-06 |  | 0.16421 |  | 0.001062
| 3.7765e-05 |  | -9.2252e-05 |  | -4.5055e-05 |  | 6.9994e-05 |  | -0.00014928 |  | 0 |  | -5.144e-05 |  | 4.6281e-05 |  | -6.1042e-05 |  | 2.4194e-05 |  | 1.836e-05 |  | 5.2064e-05 |  | 9.103e-05 |  | 2.0193e-05 |  | -8.7251e-05 |  | 0.00092263 |  | 4.2241e-06 |  | 0.16439 |  | 0.00098918
| 3.7765e-05 |  | -9.1598e-05 |  | -0.00010025 |  | 6.9994e-05 |  | -5.8657e-05 |  | 0 |  | -4.5838e-05 |  | 4.6283e-05 |  | -7.6542e-05 |  | 2.4195e-05 |  | 1.8355e-05 |  | 5.2066e-05 |  | -0.00011151 |  | 2.0187e-05 |  | -5.9672e-05 |  | 0.00069807 |  | 4.2241e-06 |  | 0.1645 |  | 0.00096346
| 2.9091e-05 |  | -1.185e-05 |  | -9.4086e-05 |  | 1.2555e-05 |  | -0.00015838 |  | 0 |  | -3.1512e-05 |  | 0.00010499 |  | 6.1473e-05 |  | 0 |  | 5.7607e-05 |  | 8.0571e-05 |  | -0.00027456 |  | 5.0519e-05 |  | -2.8071e-05 |  | 0.00084105 |  | 5.913e-06 |  | 0.16454 |  | 0.00091612
| 2.9096e-05 |  | -3.8504e-05 |  | -0.00023116 |  | 1.2558e-05 |  | -0.00028647 |  | 0 |  | -4.8417e-05 |  | 0.00010499 |  | -7.3323e-05 |  | 0 |  | 5.7607e-05 |  | 8.0573e-05 |  | -0.00023812 |  | 5.0517e-05 |  | -0.00011158 |  | 0.00096222 |  | 5.913e-06 |  | 0.16456 |  | 0.00095439
| 0 |  | -9.5631e-05 |  | -0.00028372 |  | 0 |  | -0.00015056 |  | 0 |  | -6.3965e-05 |  | 6.0428e-05 |  | 3.3479e-05 |  | 3.5435e-05 |  | 7.3243e-06 |  | 4.3758e-05 |  | 0.00020533 |  | 2.283e-05 |  | -0.00012101 |  | 0.00074012 |  | 9.2925e-06 |  | 0.16456 |  | 0.0011817
| 0 |  | -2.9714e-06 |  | -0.00018363 |  | 0 |  | -6.3004e-05 |  | 0 |  | -6.1696e-05 |  | 6.0431e-05 |  | 0.00031713 |  | 3.5436e-05 |  | 7.3224e-06 |  | 4.376e-05 |  | 0.00038486 |  | 2.2823e-05 |  | 2.4642e-05 |  | 0.00065438 |  | 9.2925e-06 |  | 0.16461 |  | 0.0011933
| 7.1225e-05 |  | 3.9671e-05 |  | -2.0582e-05 |  | 8.0882e-05 |  | -3.7371e-05 |  | 0 |  | -3.4954e-05 |  | 9.1699e-05 |  | 0.00025142 |  | 9.7002e-05 |  | 6.9685e-05 |  | 9.1542e-05 |  | -0.00011376 |  | 6.3824e-05 |  | 4.3618e-05 |  | 0.00093867 |  | 7.6032e-06 |  | 0.16479 |  | 0.00079088
| 7.1231e-05 |  | -1.831e-06 |  | 6.2123e-06 |  | 8.0889e-05 |  | -0.00010638 |  | 0 |  | -3.1645e-05 |  | 9.1702e-05 |  | 0.00011436 |  | 9.7006e-05 |  | 6.9702e-05 |  | 9.1546e-05 |  | -3.1253e-05 |  | 6.3837e-05 |  | -4.2542e-05 |  | 0.00087979 |  | 7.6032e-06 |  | 0.16519 |  | 0.00073525
| 2.8021e-05 |  | 0.00011748 |  | 6.6565e-05 |  | 3.6639e-05 |  | -0.00013095 |  | 0 |  | -2.6607e-05 |  | 9.3531e-05 |  | -0.0001254 |  | 0.00018597 |  | 0.0001011 |  | 8.0627e-05 |  | 1.4086e-05 |  | 6.1121e-05 |  | -2.1492e-05 |  | 0.00079236 |  | 4.2246e-06 |  | 0.16572 |  | 0.00089548
| 2.8021e-05 |  | 0.00019496 |  | 9.3298e-05 |  | 3.6639e-05 |  | -7.8488e-05 |  | 0 |  | -2.6451e-05 |  | 9.3535e-05 |  | -0.0002394 |  | 0.00018597 |  | 0.0001011 |  | 8.063e-05 |  | 9.4992e-05 |  | 6.1119e-05 |  | 1.2512e-05 |  | 0.00095801 |  | 4.2246e-06 |  | 0.16624 |  | 0.00073177
| 6.9437e-05 |  | 9.2737e-05 |  | -5.2847e-05 |  | 2.3034e-05 |  | -0.00015648 |  | 0 |  | -5.6363e-05 |  | 9.4746e-05 |  | -0.00011804 |  | 4.595e-05 |  | 8.0243e-06 |  | 0.00013176 |  | 0.00025468 |  | 3.6719e-05 |  | -3.433e-05 |  | 0.00090502 |  | 4.2248e-06 |  | 0.1667 |  | 0.00079225
| 6.9437e-05 |  | 6.6963e-05 |  | -3.2029e-05 |  | 2.3034e-05 |  | -0.00018065 |  | 0 |  | -5.771e-05 |  | 9.475e-05 |  | 9.1741e-05 |  | 4.5952e-05 |  | 8.0243e-06 |  | 0.00013177 |  | 0.00013556 |  | 3.6719e-05 |  | -4.357e-05 |  | 0.00090171 |  | 4.2248e-06 |  | 0.16707 |  | 0.00098596
| 0 |  | 6.7328e-05 |  | -8.8298e-05 |  | 6.4008e-05 |  | -0.00012892 |  | 0 |  | -5.9103e-05 |  | 0.00010883 |  | -0.00011325 |  | 2.4001e-05 |  | 1.0151e-05 |  | 0 |  | 0.00034447 |  | 6.2177e-05 |  | -5.9463e-05 |  | 0.00093452 |  | 5.9137e-06 |  | 0.16729 |  | 0.0009222
| 0 |  | -1.5533e-06 |  | -9.7842e-05 |  | 6.4013e-05 |  | -9.1543e-05 |  | 0 |  | -8.1445e-05 |  | 0.00010883 |  | -6.7711e-05 |  | 2.4002e-05 |  | 1.0153e-05 |  | 0 |  | 0.00029553 |  | 6.2196e-05 |  | -2.2635e-05 |  | 0.00074526 |  | 5.9141e-06 |  | 0.16737 |  | 0.00081196
| 2.2607e-05 |  | 5.7176e-07 |  | -0.0001002 |  | 0.00011837 |  | -0.00018419 |  | 0 |  | -9.4207e-05 |  | 3.9782e-05 |  | 0.0002531 |  | 7.6714e-05 |  | 2.9764e-05 |  | 6.9955e-06 |  | 0 |  | 3.4585e-05 |  | -5.7715e-05 |  | 0.00076124 |  | 7.6037e-06 |  | 0.1673 |  | 0.0006902
| 2.2609e-05 |  | 2.3113e-05 |  | -0.000131 |  | 0.00011838 |  | -0.00016778 |  | 0 |  | -5.4729e-05 |  | 3.9783e-05 |  | -0.00016189 |  | 7.6717e-05 |  | 2.9772e-05 |  | 6.9958e-06 |  | 0 |  | 3.4592e-05 |  | -2.0101e-06 |  | 0.00079152 |  | 7.6041e-06 |  | 0.16714 |  | 0.00086671
| 1.8268e-05 |  | 3.1517e-05 |  | -0.00013532 |  | 0.00011838 |  | -8.4403e-05 |  | 0 |  | -4.2309e-05 |  | 0.00010625 |  | -7.569e-05 |  | 4.7932e-05 |  | 1.2002e-05 |  | 7.1146e-06 |  | 0 |  | 2.1644e-05 |  | 4.9284e-06 |  | 0.00076465 |  | 4.2253e-06 |  | 0.1669 |  | 0.00091408
| 1.8271e-05 |  | 1.4446e-05 |  | -0.00013319 |  | 0.0001184 |  | -0.00014486 |  | 0 |  | -5.5756e-05 |  | 0.00010625 |  | 0.00012029 |  | 4.7934e-05 |  | 1.2002e-05 |  | 7.1148e-06 |  | 0 |  | 2.1644e-05 |  | -1.9221e-05 |  | 0.00082769 |  | 4.2251e-06 |  | 0.16661 |  | 0.00090267
| 2.6955e-05 |  | -1.0966e-05 |  | -0.00012391 |  | 9.1219e-05 |  | -0.00014307 |  | 0 |  | -5.469e-05 |  | 1.3289e-05 |  | -3.5007e-05 |  | 9.145e-05 |  | 5.1853e-05 |  | 7.8216e-05 |  | 0 |  | 4.1796e-05 |  | -1.6117e-05 |  | 0.00081008 |  | 5.9144e-06 |  | 0.1664 |  | 0.00086304
| 2.6957e-05 |  | 5.4179e-05 |  | -4.0677e-05 |  | 9.1227e-05 |  | -0.00012162 |  | 0 |  | -4.7202e-05 |  | 1.329e-05 |  | -7.4723e-05 |  | 9.1453e-05 |  | 5.1853e-05 |  | 7.8219e-05 |  | 0 |  | 4.1797e-05 |  | -7.3994e-05 |  | 0.00079241 |  | 5.9144e-06 |  | 0.16625 |  | 0.00069154
| 3.1302e-05 |  | -1.6815e-05 |  | 9.7165e-05 |  | 6.8879e-05 |  | -7.9825e-05 |  | 0 |  | -3.139e-05 |  | 0.0001192 |  | -6.3049e-05 |  | 0.00014104 |  | 0.00010329 |  | 9.4157e-05 |  | 0 |  | 3.6945e-05 |  | -4.6123e-05 |  | 0.00078395 |  | 5.9148e-06 |  | 0.16614 |  | 0.00060681
| 3.1304e-05 |  | -7.6946e-05 |  | 8.5545e-05 |  | 6.8885e-05 |  | -6.9995e-05 |  | 0 |  | -5.8935e-05 |  | 0.0001192 |  | -8.724e-06 |  | 0.00014104 |  | 0.00010327 |  | 9.4161e-05 |  | 0 |  | 3.6935e-05 |  | -9.5712e-05 |  | 0.00078573 |  | 5.9144e-06 |  | 0.16604 |  | 0.00056391
| 2.9135e-05 |  | 4.9922e-06 |  | 7.5499e-05 |  | 8.2789e-05 |  | -0.00013615 |  | 0 |  | -5.6177e-05 |  | 9.7472e-05 |  | 0.00011781 |  | 9.3564e-05 |  | 6.4789e-05 |  | 0.00014385 |  | 0 |  | 4.0332e-05 |  | -8.4641e-05 |  | 0.00085971 |  | 5.9148e-06 |  | 0.16589 |  | 0.00061493
| 2.9135e-05 |  | 0.00010086 |  | -2.1315e-05 |  | 8.2789e-05 |  | -0.00016101 |  | 0 |  | -3.1765e-05 |  | 9.7475e-05 |  | 0.00019158 |  | 9.3568e-05 |  | 6.4789e-05 |  | 0.00014385 |  | 0 |  | 4.0331e-05 |  | -5.2615e-06 |  | 0.00094971 |  | 5.9148e-06 |  | 0.16578 |  | 0.00061976
| 1.1764e-05 |  | 9.2741e-05 |  | -9.6433e-05 |  | 4.5062e-05 |  | -0.00013129 |  | 0 |  | -4.3158e-05 |  | 8.5948e-05 |  | 0.00014846 |  | 6.8581e-05 |  | 7.3125e-05 |  | 0 |  | 0 |  | 3.0395e-05 |  | 2.9294e-05 |  | 0.0010482 |  | 5.9148e-06 |  | 0.16579 |  | 0.0006509
| 1.1765e-05 |  | -7.2962e-05 |  | -7.1017e-05 |  | 4.5066e-05 |  | -0.00012614 |  | 0 |  | -6.4536e-05 |  | 8.5951e-05 |  | 9.3774e-05 |  | 6.8583e-05 |  | 7.3125e-05 |  | 0 |  | 0 |  | 3.0395e-05 |  | 2.4694e-05 |  | 0.0010582 |  | 5.9151e-06 |  | 0.16588 |  | 0.0008043
| 1.8282e-05 |  | -8.1355e-06 |  | 4.0803e-05 |  | 0.00011001 |  | -7.9533e-05 |  | 0 |  | -3.791e-05 |  | 8.9313e-05 |  | 2.4995e-06 |  | 9.2348e-05 |  | 8.1862e-05 |  | 0.00010618 |  | 0 |  | 5.0759e-05 |  | 3.1095e-05 |  | 0.0011256 |  | 5.9151e-06 |  | 0.16607 |  | 0.00081474
| 1.8283e-05 |  | 6.2217e-05 |  | 5.9773e-06 |  | 0.00011002 |  | -8.443e-05 |  | 0 |  | -1.9972e-05 |  | 8.9316e-05 |  | -0.00015107 |  | 9.2352e-05 |  | 8.1883e-05 |  | 0.00010619 |  | 0 |  | 5.0772e-05 |  | -4.1314e-05 |  | 0.0011348 |  | 5.9151e-06 |  | 0.16627 |  | 0.0008145
| 5.0872e-05 |  | -2.0642e-05 |  | 7.8252e-05 |  | 0.00012575 |  | -0.00012337 |  | 0 |  | -3.0796e-05 |  | 0.00011502 |  | -0.00021904 |  | 0.00020491 |  | 0.00010434 |  | 9.9851e-05 |  | 0 |  | 4.485e-05 |  | -4.8049e-05 |  | 0.0009035 |  | 4.2261e-06 |  | 0.16644 |  | 0.00065458
| 5.0876e-05 |  | 8.6638e-05 |  | 0.00013718 |  | 0.00012576 |  | -8.4989e-05 |  | 0 |  | -3.7897e-05 |  | 0.00011503 |  | -9.4477e-05 |  | 0.00020492 |  | 0.00010437 |  | 9.9854e-05 |  | 0 |  | 4.486e-05 |  | 1.775e-05 |  | 0.00078825 |  | 4.2258e-06 |  | 0.16657 |  | 0.00090295
| 0.0001052 |  | 0.00013722 |  | -4.0362e-05 |  | 3.7742e-05 |  | 1.3489e-05 |  | 0 |  | -4.1156e-05 |  | 9.7525e-05 |  | 3.9018e-05 |  | 0.0001474 |  | 4.4858e-05 |  | 6.8204e-05 |  | 0 |  | 5.8184e-05 |  | 3.5249e-05 |  | 0.00092627 |  | 5.9155e-06 |  | 0.1666 |  | 0.0011144
| 0.00010521 |  | 2.9239e-05 |  | -2.1838e-05 |  | 3.7745e-05 |  | -9.2637e-05 |  | 0 |  | -3.051e-05 |  | 9.7529e-05 |  | 0.00043149 |  | 0.00014741 |  | 4.4858e-05 |  | 6.8206e-05 |  | 0 |  | 5.8184e-05 |  | 2.3129e-05 |  | 0.00093379 |  | 5.9155e-06 |  | 0.16658 |  | 0.00081822
| 6.5912e-05 |  | 7.0496e-05 |  | -5.1496e-06 |  | 0.0001161 |  | -0.00019762 |  | 0 |  | -4.8263e-05 |  | 2.9492e-05 |  | 0.00041148 |  | 9.5342e-05 |  | 5.2869e-05 |  | 0.00014315 |  | 0 |  | 4.0293e-05 |  | 5.964e-05 |  | 0.00081858 |  | 5.9158e-06 |  | 0.16663 |  | 0.001026
| 6.5918e-05 |  | 0.00011597 |  | -4.7956e-05 |  | 0.00011611 |  | -4.2504e-05 |  | 0 |  | -4.8433e-05 |  | 2.9493e-05 |  | -9.1934e-05 |  | 9.5346e-05 |  | 5.2869e-05 |  | 0.00014316 |  | 0 |  | 4.0293e-05 |  | 6.8481e-05 |  | 0.00096323 |  | 5.9155e-06 |  | 0.16671 |  | 0.00092988
| 3.1333e-05 |  | 5.3118e-05 |  | -9.7447e-05 |  | 8.8906e-05 |  | -8.6792e-05 |  | 0 |  | -5.8354e-05 |  | 7.0301e-05 |  | 2.3341e-05 |  | 5.9429e-05 |  | 4.439e-05 |  | 7.691e-05 |  | 0 |  | 4.7991e-05 |  | -3.2195e-07 |  | 0.00099273 |  | 5.9158e-06 |  | 0.16679 |  | 0.00098556
| 3.1335e-05 |  | -1.5365e-05 |  | -9.1954e-05 |  | 8.8913e-05 |  | -0.00011249 |  | 0 |  | -5.084e-05 |  | 7.0304e-05 |  | 0.00024813 |  | 5.9431e-05 |  | 4.4402e-05 |  | 7.6913e-05 |  | 0 |  | 4.8003e-05 |  | 2.3648e-06 |  | 0.00087579 |  | 5.9162e-06 |  | 0.16686 |  | 0.0012871
| 7.9235e-05 |  | -3.8293e-05 |  | -0.00017332 |  | 3.8806e-05 |  | -9.061e-05 |  | 0 |  | -6.0892e-05 |  | 3.4148e-05 |  | 0.00033373 |  | 0 |  | 7.2375e-06 |  | 9.9708e-05 |  | 0 |  | 3.6376e-05 |  | -1.6855e-05 |  | 0.00081943 |  | 5.9158e-06 |  | 0.16706 |  | 0.0010251
| 7.9248e-05 |  | -3.6337e-05 |  | -5.2049e-05 |  | 3.8813e-05 |  | -0.00016993 |  | 0 |  | -7.0586e-05 |  | 3.4149e-05 |  | 0.00023605 |  | 0 |  | 7.2356e-06 |  | 9.9712e-05 |  | 0 |  | 3.6367e-05 |  | -2.7857e-05 |  | 0.00068065 |  | 5.9162e-06 |  | 0.1674 |  | 0.00086487
| 0 |  | 3.9892e-05 |  | 7.7116e-05 |  | 9.1347e-05 |  | -0.00014384 |  | 0 |  | -5.6219e-05 |  | 0.0001064 |  | -0.00015423 |  | 5.3653e-05 |  | 6.7913e-05 |  | 0.00010293 |  | 0 |  | 2.6727e-05 |  | 3.0394e-05 |  | 0.00072941 |  | 4.2266e-06 |  | 0.16776 |  | 0.0008848
| 0 |  | 0.00012889 |  | -0.00014799 |  | 9.1355e-05 |  | -8.223e-05 |  | 0 |  | -4.9137e-05 |  | 0.00010641 |  | -0.00028147 |  | 5.3655e-05 |  | 6.7913e-05 |  | 0.00010293 |  | 0 |  | 2.6727e-05 |  | -5.9565e-06 |  | 0.00076647 |  | 4.2266e-06 |  | 0.1681 |  | 0.00075575
| 6.595e-05 |  | 7.2369e-05 |  | -0.00012964 |  | 4.1966e-05 |  | -5.9107e-05 |  | 0 |  | -2.4398e-05 |  | 0.00015038 |  | 6.0052e-05 |  | 0.0001311 |  | 0.00010972 |  | 5.0936e-05 |  | 0 |  | 4.3694e-05 |  | -5.9568e-06 |  | 0.00075885 |  | 2.5361e-06 |  | 0.16825 |  | 0.00054098
| 6.5956e-05 |  | 1.4009e-05 |  | -3.5509e-05 |  | 4.197e-05 |  | -5.6032e-05 |  | 0 |  | -3.5593e-05 |  | 0.00015038 |  | 0.00027602 |  | 0.00013111 |  | 0.00010969 |  | 5.0938e-05 |  | 0 |  | 4.3683e-05 |  | 2.3143e-05 |  | 0.00090698 |  | 2.536e-06 |  | 0.16825 |  | 0.00071298
| 0 |  | 7.1406e-05 |  | -4.4943e-05 |  | 5.1413e-05 |  | -0.00011277 |  | 0 |  | -3.313e-05 |  | 2.1662e-05 |  | 0.00021579 |  | 7.4248e-05 |  | 6.2309e-05 |  | 0.00010297 |  | 0 |  | 2.4769e-05 |  | 3.506e-05 |  | 0.00091791 |  | 5.9165e-06 |  | 0.1681 |  | 0.00094522
| 0 |  | 1.0111e-06 |  | -3.7248e-05 |  | 5.1422e-05 |  | -0.00021209 |  | 0 |  | -1.169e-05 |  | 2.1662e-05 |  | -2.1967e-05 |  | 7.4251e-05 |  | 6.2325e-05 |  | 0.00010297 |  | 0 |  | 2.4775e-05 |  | 4.2559e-05 |  | 0.00090445 |  | 5.9169e-06 |  | 0.16786 |  | 0.00069538
| 8.5938e-05 |  | -5.7557e-05 |  | -8.4388e-05 |  | 9.7437e-05 |  | -0.00020148 |  | 0 |  | -1.9753e-05 |  | 6.8157e-05 |  | -0.0002422 |  | 0.00011618 |  | 1.5069e-05 |  | 2.7001e-05 |  | 0 |  | 2.8298e-05 |  | 5.4622e-06 |  | 0.00084219 |  | 5.9165e-06 |  | 0.16753 |  | 0.00062354
| 8.5946e-05 |  | 5.7757e-05 |  | -0.00012569 |  | 9.7445e-05 |  | -0.0002214 |  | 0 |  | -4.1757e-05 |  | 6.816e-05 |  | -0.0003606 |  | 0.00011618 |  | 1.5069e-05 |  | 2.7002e-05 |  | 0 |  | 2.83e-05 |  | -2.995e-05 |  | 0.00088179 |  | 5.9169e-06 |  | 0.16711 |  | 0.00086393
| 0.00011864 |  | -2.4376e-05 |  | -8.2452e-05 |  | 5.4579e-05 |  | -0.00018356 |  | 0 |  | -2.5373e-05 |  | 9.5099e-05 |  | -0.00019378 |  | 8.7644e-05 |  | 2.498e-05 |  | 7.199e-05 |  | 0 |  | 2.9894e-05 |  | -0.0001326 |  | 0.00096166 |  | 5.9169e-06 |  | 0.16669 |  | 0.00082002
| 0.00011865 |  | 7.4251e-05 |  | 4.3439e-05 |  | 5.4583e-05 |  | 9.3064e-05 |  | 0 |  | 0.00016318 |  | 0.00013533 |  | 0.00018408 |  | 0.00018659 |  | 5.5431e-05 |  | 0.00017839 |  | 0 |  | 5.7782e-05 |  | 0.00012836 |  | 0.00099117 |  | 8.1713e-06 |  | 0.16635 |  | 0.00078729
| 6.4172e-05 |  | 5.6744e-05 |  | -4.4807e-05 |  | 7.1437e-05 |  | -0.00010317 |  | 0 |  | -2.5239e-05 |  | 4.0226e-05 |  | -1.3678e-05 |  | 9.8947e-05 |  | 3.0451e-05 |  | 0.0001064 |  | 0 |  | 2.7887e-05 |  | 3.5306e-05 |  | 0.00089777 |  | 2.2546e-06 |  | 0.16613 |  | 0.00062589
| 6.4178e-05 |  | 1.923e-06 |  | -1.561e-05 |  | 7.1443e-05 |  | -3.2446e-05 |  | 0 |  | -3.1939e-05 |  | 2.2738e-05 |  | -0.00024185 |  | 2.6931e-05 |  | 4.2925e-05 |  | 8.1919e-05 |  | 0 |  | 4.2003e-05 |  | -1.2436e-05 |  | 0.00085066 |  | 2.2546e-06 |  | 0.16595 |  | 0.00079563
| 1.3961e-05 |  | 1.3149e-05 |  | -8.7579e-05 |  | 6.1756e-05 |  | -8.2126e-06 |  | 0 |  | -3.8609e-05 |  | 2.2739e-05 |  | -0.00021618 |  | 2.6932e-05 |  | 4.2914e-05 |  | 8.1921e-05 |  | 0 |  | 4.1992e-05 |  | -2.5152e-05 |  | 0.00081616 |  | 3.1001e-06 |  | 0.16578 |  | 0.0009745
| 1.3963e-05 |  | 2.6152e-05 |  | -0.00014427 |  | 6.1766e-05 |  | -9.0278e-05 |  | 0 |  | -4.3114e-05 |  | 4.1153e-05 |  | -2.675e-05 |  | 4.7758e-05 |  | 2.9491e-05 |  | 1.7685e-05 |  | 0 |  | 4.4167e-05 |  | -9.9747e-05 |  | 0.00070678 |  | 1.4091e-06 |  | 0.16552 |  | 0.00087787
| 0 |  | 3.9398e-05 |  | -0.00015346 |  | 8.841e-05 |  | -0.00015583 |  | 0 |  | -5.6035e-05 |  | 4.1155e-05 |  | -0.00011479 |  | 4.776e-05 |  | 2.9491e-05 |  | 1.7685e-05 |  | 0 |  | 4.4165e-05 |  | -0.00012472 |  | 0.00077493 |  | 1.4092e-06 |  | 0.16518 |  | 0.00062024
| 0 |  | 5.2544e-06 |  | -3.171e-05 |  | 8.8418e-05 |  | -0.00013387 |  | 0 |  | -6.2367e-05 |  | 7.9548e-05 |  | 0.00019469 |  | 0.00010569 |  | 9.1223e-05 |  | 1.5973e-05 |  | 0 |  | 5.1942e-05 |  | 3.5756e-06 |  | 0.00089357 |  | 3.1002e-06 |  | 0.16477 |  | 0.00063302
| 3.0834e-06 |  | 7.0953e-05 |  | -4.4578e-05 |  | 0.00010902 |  | -0.00016719 |  | 0 |  | -5.1819e-05 |  | 7.9551e-05 |  | 0.00025159 |  | 0.0001057 |  | 9.1223e-05 |  | 1.5973e-05 |  | 0 |  | 5.1942e-05 |  | 4.7674e-06 |  | 0.00095168 |  | 4.7913e-06 |  | 0.16437 |  | 0.00088855
| 3.0836e-06 |  | 5.4509e-05 |  | -0.00012602 |  | 0.00010903 |  | -0.0001335 |  | 0 |  | -4.5085e-05 |  | 8.1794e-05 |  | 0.00023234 |  | 0.00012193 |  | 2.5908e-05 |  | 3.1996e-05 |  | 0 |  | 3.8397e-05 |  | -8.4007e-05 |  | 0.00098702 |  | 3.1002e-06 |  | 0.16401 |  | 0.00065061
| 0.00011629 |  | -3.503e-05 |  | -0.00011943 |  | 5.5665e-05 |  | -0.00010723 |  | 0 |  | -3.6336e-05 |  | 8.1796e-05 |  | 0.00019054 |  | 0.00012194 |  | 2.5915e-05 |  | 3.1997e-05 |  | 0 |  | 3.8408e-05 |  | -6.6636e-05 |  | 0.00083888 |  | 3.1004e-06 |  | 0.1637 |  | 0.0006063
| 0.00012286 |  | -4.4041e-05 |  | -0.00015342 |  | 5.5674e-05 |  | -0.00012935 |  | 0 |  | -1.3521e-05 |  | 4.431e-05 |  | 9.6452e-05 |  | 3.6922e-05 |  | 2.5931e-05 |  | 4.2015e-05 |  | 0 |  | 5.3302e-05 |  | -5.2405e-05 |  | 0.00072028 |  | 2.5367e-06 |  | 0.16349 |  | 0.00070057
| 4.0103e-05 |  | 2.5541e-05 |  | -0.0001186 |  | 4.517e-05 |  | -0.00010154 |  | 0 |  | -3.1284e-05 |  | 4.4312e-05 |  | 0.00018921 |  | 3.6923e-05 |  | 2.5937e-05 |  | 4.2016e-05 |  | 0 |  | 5.3315e-05 |  | -4.0608e-05 |  | 0.00061931 |  | 8.4557e-07 |  | 0.16339 |  | 0.00053197
| 3.3564e-05 |  | 0.00012148 |  | -1.3236e-05 |  | 4.5174e-05 |  | -3.896e-05 |  | 0 |  | -5.2592e-05 |  | 9.1469e-05 |  | 0.00013457 |  | 0.00013986 |  | 6.3846e-05 |  | 9.2892e-05 |  | 0 |  | 4.8045e-05 |  | 1.1339e-06 |  | 0.00063449 |  | 4.7916e-06 |  | 0.16329 |  | 0.00062621
| 5.7517e-05 |  | 5.9786e-05 |  | -4.0753e-05 |  | 6.4225e-05 |  | 1.8148e-05 |  | 0 |  | -2.963e-05 |  | 9.1472e-05 |  | 9.1741e-05 |  | 0.00013986 |  | 6.3846e-05 |  | 9.2895e-05 |  | 0 |  | 4.8043e-05 |  | 5.1434e-05 |  | 0.00089194 |  | 6.4831e-06 |  | 0.16309 |  | 0.00083882
| 5.7522e-05 |  | 3.8249e-06 |  | -6.2716e-05 |  | 6.4231e-05 |  | -0.00013909 |  | 0 |  | -3.2779e-05 |  | 5.3851e-05 |  | -4.6871e-05 |  | 8.4624e-05 |  | 6.3313e-05 |  | 9.1945e-05 |  | 0 |  | 4.3124e-05 |  | 3.1511e-05 |  | 0.00090624 |  | 2.5369e-06 |  | 0.16283 |  | 0.0010886
| 5.2625e-06 |  | 2.1652e-05 |  | -4.6857e-05 |  | 8.1204e-05 |  | -0.00016711 |  | 0 |  | -5.1229e-05 |  | 5.3853e-05 |  | -0.00034376 |  | 8.4627e-05 |  | 6.3313e-05 |  | 9.1948e-05 |  | 0 |  | 4.3126e-05 |  | 6.7319e-05 |  | 0.00086927 |  | 8.4562e-07 |  | 0.16255 |  | 0.0010805
| 5.263e-06 |  | 2.95e-05 |  | -0.00011872 |  | 8.1211e-05 |  | -7.0229e-05 |  | 0 |  | -4.3321e-05 |  | 0.00010309 |  | -0.00020968 |  | 9.0085e-05 |  | 7.0519e-05 |  | 0.00017013 |  | 0 |  | 3.4901e-05 |  | 9.1981e-05 |  | 0.00085328 |  | 1.4094e-06 |  | 0.16222 |  | 0.00090969
| 9.0721e-07 |  | -1.628e-05 |  | -0.00011628 |  | 6.3053e-06 |  | -3.1273e-05 |  | 0 |  | -4.4945e-05 |  | 0.00010309 |  | 1.2301e-05 |  | 9.0088e-05 |  | 7.0501e-05 |  | 0.00017014 |  | 0 |  | 3.4892e-05 |  | -2.4497e-05 |  | 0.00079265 |  | 3.1008e-06 |  | 0.16179 |  | 0.00086464
| 9.0736e-07 |  | -1.5752e-05 |  | -0.00012384 |  | 6.3063e-06 |  | -0.00011297 |  | 0 |  | -4.7634e-05 |  | 9.497e-05 |  | 2.6359e-05 |  | 8.5113e-05 |  | 3.5213e-05 |  | 4.8189e-05 |  | 0 |  | 4.0536e-05 |  | -1.6258e-05 |  | 0.00098203 |  | 2.537e-06 |  | 0.16134 |  | 0.00088413
| 0.00010123 |  | 4.2413e-05 |  | -0.00014012 |  | 5.6758e-05 |  | -0.00018867 |  | 0 |  | -5.6914e-05 |  | 9.4974e-05 |  | 0.00018884 |  | 8.5116e-05 |  | 3.5213e-05 |  | 4.8191e-05 |  | 0 |  | 4.0535e-05 |  | -7.945e-05 |  | 0.00091729 |  | 8.4567e-07 |  | 0.16092 |  | 0.00082858
| 0.00010124 |  | 0.00020362 |  | -2.1264e-05 |  | 5.6762e-05 |  | -0.00020601 |  | 0 |  | -3.8194e-05 |  | 6.2469e-05 |  | -2.7626e-05 |  | 0.00014349 |  | 0.00012478 |  | 0.00015566 |  | 0 |  | 6.0871e-05 |  | -0.00011519 |  | 0.00080027 |  | 1.4094e-06 |  | 0.16052 |  | 0.0005764
| 0 |  | 0.00014377 |  | 8.8236e-05 |  | 6.305e-05 |  | -0.00011261 |  | 0 |  | -2.5487e-05 |  | 6.2471e-05 |  | -0.00040237 |  | 0.00014349 |  | 0.00012478 |  | 0.00015567 |  | 0 |  | 6.0868e-05 |  | -3.7819e-06 |  | 0.00087264 |  | 3.101e-06 |  | 0.1601 |  | 0.00067402
| 0 |  | -4.2823e-05 |  | 3.2432e-05 |  | 6.3055e-05 |  | 7.5606e-05 |  | 0 |  | -4.5861e-05 |  | 0.00010326 |  | -0.00027455 |  | 0.00011261 |  | 6.3235e-05 |  | 7.2563e-05 |  | 0 |  | 4.5888e-05 |  | 3.8669e-05 |  | 0.00086848 |  | 2.5372e-06 |  | 0.1596 |  | 0.00072166
| 7.0337e-05 |  | 2.8452e-05 |  | -1.9442e-05 |  | 4.1005e-05 |  | 1.9563e-05 |  | 0 |  | -3.7559e-05 |  | 0.00010326 |  | -0.00015912 |  | 0.00011261 |  | 6.3235e-05 |  | 7.2566e-05 |  | 0 |  | 4.5887e-05 |  | 1.8927e-05 |  | 0.00085833 |  | 8.4572e-07 |  | 0.15904 |  | 0.00039526
| 7.0337e-05 |  | 0.0001284 |  | -6.015e-05 |  | 4.1005e-05 |  | -6.3525e-05 |  | 0 |  | -3.5782e-05 |  | 4.8053e-05 |  | -0.00017826 |  | 6.4712e-05 |  | 4.1339e-05 |  | 9.4287e-05 |  | 0 |  | 2.6859e-05 |  | -9.4648e-05 |  | 0.00076918 |  | 1.4095e-06 |  | 0.15854 |  | 0.00044987
| 4.8853e-05 |  | 6.1427e-05 |  | -0.00010819 |  | 7.5806e-05 |  | -0.00012465 |  | 0 |  | -5.3272e-05 |  | 4.8055e-05 |  | -0.00019049 |  | 6.4714e-05 |  | 4.1329e-05 |  | 9.429e-05 |  | 0 |  | 2.6851e-05 |  | -6.2964e-05 |  | 0.00070354 |  | 3.1012e-06 |  | 0.15813 |  | 0.00061591
| 4.8853e-05 |  | 5.2108e-05 |  | -0.00015959 |  | 7.5806e-05 |  | -0.00011528 |  | 0 |  | -4.1305e-05 |  | 7.5629e-05 |  | 0.00032836 |  | 0.00011269 |  | 1.5484e-05 |  | 4.4443e-05 |  | 0 |  | 3.1701e-05 |  | -2.3577e-05 |  | 0.00083229 |  | 2.5373e-06 |  | 0.15787 |  | 0.00056609
| 3.5783e-05 |  | 0.00010568 |  | -9.5179e-05 |  | 8.9163e-05 |  | 3.3053e-06 |  | 0 |  | -3.1406e-05 |  | 7.5631e-05 |  | 0.00047479 |  | 0.00011269 |  | 1.5484e-05 |  | 4.4444e-05 |  | 0 |  | 3.1699e-05 |  | -4.5755e-05 |  | 0.00090635 |  | 8.4577e-07 |  | 0.15772 |  | 0.00083439
| 3.5783e-05 |  | 6.6424e-05 |  | -3.9939e-05 |  | 8.9163e-05 |  | 1.1863e-05 |  | 0 |  | -2.7436e-05 |  | 1.4017e-05 |  | 0.00028262 |  | 9.9909e-05 |  | 4.8527e-05 |  | 7.678e-05 |  | 0 |  | 5.1046e-05 |  | -2.7344e-05 |  | 0.00084744 |  | 1.4096e-06 |  | 0.15767 |  | 0.0009846
| 2.2707e-05 |  | 0.00013209 |  | -9.479e-05 |  | 8.3104e-05 |  | -0.00013985 |  | 0 |  | -4.7143e-05 |  | 1.4017e-05 |  | 0.00017936 |  | 9.9913e-05 |  | 4.8527e-05 |  | 7.6782e-05 |  | 0 |  | 5.1044e-05 |  | -9.2209e-06 |  | 0.00087269 |  | 5.6388e-07 |  | 0.15761 |  | 0.00083344
| 2.2707e-05 |  | 9.2528e-05 |  | -0.00013192 |  | 8.3104e-05 |  | -0.00023785 |  | 0 |  | -6.6487e-05 |  | 1.8153e-05 |  | -9.0826e-06 |  | 9.6818e-05 |  | 1.0834e-05 |  | 1.9544e-05 |  | 0 |  | 3.0174e-05 |  | 5.2528e-05 |  | 0.00084581 |  | 0 |  | 0.15735 |  | 0.00089621
| 3.7971e-05 |  | -1.9292e-05 |  | -0.00019937 |  | 7.4624e-05 |  | -0.00015424 |  | 0 |  | -4.9267e-05 |  | 1.8153e-05 |  | -7.3245e-05 |  | 9.6822e-05 |  | 1.0831e-05 |  | 1.9544e-05 |  | 0 |  | 3.0166e-05 |  | 7.189e-05 |  | 0.00084323 |  | 2.5375e-06 |  | 0.15678 |  | 0.00086486
| 3.7975e-05 |  | -6.0316e-05 |  | -0.0001167 |  | 7.463e-05 |  | -0.00015693 |  | 0 |  | -3.9553e-05 |  | 4.9877e-05 |  | 2.6838e-05 |  | 9.9841e-05 |  | 6.2491e-05 |  | 7.7878e-05 |  | 0 |  | 4.9953e-05 |  | -2.0341e-05 |  | 0.00075323 |  | 4.7933e-06 |  | 0.15601 |  | 0.00071953
| 0 |  | -1.5171e-05 |  | 3.5457e-05 |  | 5.3658e-05 |  | -0.0001625 |  | 0 |  | -2.4023e-05 |  | 4.9879e-05 |  | 0.00014361 |  | 9.9844e-05 |  | 6.2475e-05 |  | 7.7881e-05 |  | 0 |  | 4.994e-05 |  | -1.5131e-05 |  | 0.00097036 |  | 2.2555e-06 |  | 0.15514 |  | 0.00075924
| 0 |  | 9.2013e-06 |  | 3.3131e-05 |  | 5.3662e-05 |  | -0.00014219 |  | 0 |  | -4.5627e-05 |  | 4.8798e-05 |  | 0.00055857 |  | 9.7475e-05 |  | 5.6763e-05 |  | 1.7791e-05 |  | 0 |  | 3.4764e-05 |  | -1.6528e-05 |  | 0.0010579 |  | 2.2557e-06 |  | 0.15432 |  | 0.00082185
| 4.5617e-05 |  | -0.00011366 |  | -3.3367e-05 |  | 0.00013777 |  | -3.3714e-05 |  | 0 |  | -5.4759e-05 |  | 4.8799e-05 |  | 0.00064744 |  | 9.7479e-05 |  | 5.6763e-05 |  | 1.7792e-05 |  | 0 |  | 3.4766e-05 |  | -3.3299e-05 |  | 0.00076838 |  | 3.1015e-06 |  | 0.15354 |  | 0.00088481
| 4.5617e-05 |  | -4.9101e-05 |  | -0.00026108 |  | 0.00013777 |  | -2.6883e-05 |  | 0 |  | -3.488e-05 |  | 0.00010036 |  | 6.8604e-05 |  | 0 |  | 0 |  | 7.298e-05 |  | 0 |  | 2.8893e-05 |  | -7.9437e-05 |  | 0.00078016 |  | 1.4099e-06 |  | 0.15282 |  | 0.0010496
| 7.2834e-05 |  | 2.289e-05 |  | -0.00019106 |  | 5.8938e-05 |  | -5.7982e-05 |  | 0 |  | -3.4986e-05 |  | 0.00010036 |  | 0.00011917 |  | 0 |  | 0 |  | 7.2983e-05 |  | 0 |  | 2.8902e-05 |  | -4.963e-05 |  | 0.00085512 |  | 5.6391e-07 |  | 0.15213 |  | 0.00070697
| 7.2834e-05 |  | -7.0149e-05 |  | -2.4707e-05 |  | 5.8938e-05 |  | -5.5104e-05 |  | 0 |  | -5.6269e-05 |  | 4.1148e-05 |  | -2.7563e-05 |  | 9.3238e-05 |  | 1.5356e-05 |  | 6.3879e-05 |  | 0 |  | 3.2309e-05 |  | 1.3891e-06 |  | 0.00088873 |  | 0 |  | 0.15137 |  | 0.00066276
| 1.1816e-05 |  | -7.4435e-05 |  | -8.5323e-05 |  | 5.7895e-05 |  | -5.7003e-05 |  | 0 |  | -6.1851e-05 |  | 4.1149e-05 |  | 1.2732e-06 |  | 9.3241e-05 |  | 1.536e-05 |  | 6.3881e-05 |  | 0 |  | 3.2317e-05 |  | -1.634e-05 |  | 0.00085175 |  | 0 |  | 0.15063 |  | 0.00096504
| 1.1817e-05 |  | 4.7364e-05 |  | -8.2208e-05 |  | 5.7899e-05 |  | -6.005e-05 |  | 0 |  | -4.5862e-05 |  | 2.6732e-05 |  | 0.0003031 |  | 5.7392e-05 |  | 5.4725e-05 |  | 1.5784e-05 |  | 0 |  | 1.5398e-05 |  | -3.0204e-05 |  | 0.00079615 |  | 0 |  | 0.14991 |  | 0.00058385
| 7.2852e-05 |  | 5.6293e-05 |  | 2.159e-05 |  | 1.158e-05 |  | -0.00012855 |  | 0 |  | -4.0622e-05 |  | 2.6733e-05 |  | 0.00010231 |  | 5.7394e-05 |  | 5.4739e-05 |  | 1.5785e-05 |  | 0 |  | 1.5402e-05 |  | -3.2226e-05 |  | 0.00088542 |  | 8.4597e-07 |  | 0.14922 |  | 0.00066158
| 7.2858e-05 |  | 8.3636e-06 |  | -2.5813e-06 |  | 1.1581e-05 |  | -2.9639e-05 |  | 0 |  | -5.6775e-05 |  | 0.00012343 |  | 0.00016343 |  | 2.0254e-05 |  | 1.2717e-05 |  | 4.3408e-05 |  | 0 |  | 3.4365e-05 |  | -2.8465e-05 |  | 0.00098136 |  | 8.4592e-07 |  | 0.14851 |  | 0.0007337
| 9.09e-07 |  | 3.0145e-05 |  | -0.00017226 |  | 6.002e-05 |  | -2.0419e-06 |  | 0 |  | -6.9698e-05 |  | 0.00012343 |  | 0.000218 |  | 2.0255e-05 |  | 1.2717e-05 |  | 4.3409e-05 |  | 0 |  | 3.4364e-05 |  | -1.6807e-05 |  | 0.00084081 |  | 2.5381e-06 |  | 0.14783 |  | 0.00068268
| 9.09e-07 |  | 2.1871e-05 |  | -0.00017252 |  | 6.002e-05 |  | -3.1087e-05 |  | 0 |  | -3.5198e-05 |  | 7.7592e-05 |  | -1.383e-05 |  | 7.8377e-05 |  | 1.729e-05 |  | 5.2627e-05 |  | 0 |  | 8.6024e-06 |  | 8.0846e-06 |  | 0.00078021 |  | 3.1019e-06 |  | 0.14723 |  | 0.00090369
| 2.7097e-05 |  | -9.6507e-06 |  | -8.3436e-05 |  | 4.8441e-05 |  | -3.5931e-05 |  | 0 |  | -6.1335e-06 |  | 7.7595e-05 |  | -5.2787e-05 |  | 7.8379e-05 |  | 1.7295e-05 |  | 5.2629e-05 |  | 0 |  | 8.6046e-06 |  | -0.00010741 |  | 0.0007609 |  | 3.1021e-06 |  | 0.14672 |  | 0.00079645
| 2.7097e-05 |  | 9.4502e-06 |  | -0.00011296 |  | 4.8441e-05 |  | -3.7773e-07 |  | 0 |  | -1.8417e-05 |  | 6.9007e-05 |  | 9.1748e-05 |  | 0.00012773 |  | 2.4755e-05 |  | 7.7129e-05 |  | 0 |  | 2.0543e-05 |  | -8.8187e-05 |  | 0.00074318 |  | 4.7941e-06 |  | 0.14616 |  | 0.00060595
| 8.3821e-05 |  | -1.9021e-05 |  | -0.00016351 |  | 5.4768e-05 |  | 1.6713e-06 |  | 0 |  | -3.801e-05 |  | 6.9009e-05 |  | 0.00053432 |  | 0.00012773 |  | 2.4762e-05 |  | 7.7131e-05 |  | 0 |  | 2.0549e-05 |  | -6.3129e-05 |  | 0.00087027 |  | 3.1021e-06 |  | 0.14554 |  | 0.00060127
| 8.3828e-05 |  | -0.00011494 |  | -0.00022127 |  | 5.4773e-05 |  | -7.8472e-05 |  | 0 |  | -5.5306e-05 |  | 7.56e-05 |  | 0.00051301 |  | 2.8286e-05 |  | 4.3155e-05 |  | 0.00010287 |  | 0 |  | 3.2065e-05 |  | -0.00011491 |  | 0.0010227 |  | 1.41e-06 |  | 0.14487 |  | 0.00090043
| 3.3653e-05 |  | -9.4362e-05 |  | -1.9976e-05 |  | 7.4716e-05 |  | -9.0774e-05 |  | 0 |  | -3.6102e-05 |  | 7.5602e-05 |  | 0.00016202 |  | 2.8287e-05 |  | 4.3155e-05 |  | 0.00010288 |  | 0 |  | 3.2064e-05 |  | -2.0431e-05 |  | 0.0011237 |  | 1.4101e-06 |  | 0.14424 |  | 0.000792
| 3.3655e-05 |  | 4.5869e-05 |  | 0.00013552 |  | 7.4723e-05 |  | -4.2561e-05 |  | 0 |  | -3.8571e-05 |  | 6.6298e-05 |  | -1.1675e-05 |  | 0.00011434 |  | 1.8796e-05 |  | 6.604e-05 |  | 0 |  | 3.7686e-05 |  | 4.8065e-05 |  | 0.0011043 |  | 1.4101e-06 |  | 0.14375 |  | 0.00075598
| 4.7853e-05 |  | 0.00014639 |  | -6.0564e-05 |  | 6.6228e-05 |  | -8.4827e-05 |  | 0 |  | -7.229e-05 |  | 6.6301e-05 |  | -9.0346e-05 |  | 0.00011434 |  | 1.8796e-05 |  | 6.6042e-05 |  | 0 |  | 3.7686e-05 |  | -5.358e-05 |  | 0.0010732 |  | 1.4101e-06 |  | 0.14325 |  | 0.00065099
| 4.7853e-05 |  | 0.00014416 |  | -3.1192e-05 |  | 6.6228e-05 |  | -0.00016121 |  | 0 |  | -7.1281e-05 |  | 0.00013005 |  | -0.00035005 |  | 8.9422e-05 |  | 6.1858e-05 |  | 3.2024e-05 |  | 0 |  | 4.1892e-05 |  | -8.1165e-05 |  | 0.00099152 |  | 1.4101e-06 |  | 0.14255 |  | 0.00045081
| 9.054e-05 |  | 0.00017143 |  | 3.3913e-05 |  | 2.3181e-05 |  | -0.00013048 |  | 0 |  | -5.8288e-05 |  | 0.00013005 |  | -0.0005233 |  | 8.9425e-05 |  | 6.1874e-05 |  | 3.2025e-05 |  | 0 |  | 4.1903e-05 |  | 1.986e-05 |  | 0.0010176 |  | 5.6408e-07 |  | 0.14157 |  | 0.0008306
| 9.0547e-05 |  | 9.2576e-05 |  | -3.2193e-05 |  | 2.3183e-05 |  | -0.00023219 |  | 0 |  | -6.2774e-05 |  | 0.00012021 |  | -7.8871e-05 |  | 7.0609e-05 |  | 7.0254e-05 |  | 7.6615e-05 |  | 0 |  | 3.4401e-05 |  | 0.00010342 |  | 0.00098485 |  | 2.2563e-06 |  | 0.14055 |  | 0.00097372
| 4.4586e-05 |  | 3.0014e-05 |  | -0.0001227 |  | 6.1378e-05 |  | -0.00030286 |  | 0 |  | -5.4463e-05 |  | 0.00012021 |  | 0.00017 |  | 7.0612e-05 |  | 7.0272e-05 |  | 7.6618e-05 |  | 0 |  | 3.441e-05 |  | 7.7904e-05 |  | 0.00093597 |  | 4.7947e-06 |  | 0.13962 |  | 0.00085157
| 4.4593e-05 |  | 2.4515e-05 |  | -0.00013492 |  | 6.1388e-05 |  | -0.00016298 |  | 0 |  | -5.535e-05 |  | 8.3688e-05 |  | 0.00015871 |  | 6.0104e-05 |  | 4.4113e-05 |  | 7.0953e-05 |  | 0 |  | 4.334e-05 |  | -8.9812e-06 |  | 0.0011187 |  | 2.5384e-06 |  | 0.13879 |  | 0.00091203
| 2.712e-05 |  | -5.261e-05 |  | -0.00010037 |  | 0.00012034 |  | -7.9197e-05 |  | 0 |  | -7.8812e-05 |  | 8.3691e-05 |  | 0.00022045 |  | 6.0107e-05 |  | 4.4113e-05 |  | 7.0956e-05 |  | 0 |  | 4.334e-05 |  | -1.5443e-05 |  | 0.00096543 |  | 8.4617e-07 |  | 0.13794 |  | 0.00089113
| 2.7124e-05 |  | -7.2075e-05 |  | -3.3347e-05 |  | 0.00012036 |  | -9.2497e-05 |  | 0 |  | -5.8313e-05 |  | 0.00011877 |  | 2.597e-05 |  | 7.638e-05 |  | 2.3003e-05 |  | 0.00013187 |  | 0 |  | 2.9421e-05 |  | -2.1707e-06 |  | 0.00085438 |  | 1.4103e-06 |  | 0.13705 |  | 0.00020936
| 0 |  | -0.0001579 |  | 6.5087e-06 |  | 0.00011915 |  | -0.00010795 |  | 0 |  | -3.5137e-05 |  | 0.00011877 |  | -0.00023197 |  | 7.6383e-05 |  | 2.3003e-05 |  | 0.00013188 |  | 0 |  | 2.942e-05 |  | -5.3327e-05 |  | 0.00089731 |  | 1.4103e-06 |  | 0.13608 |  | 0.00024538
| 0 |  | -8.1235e-05 |  | -2.2124e-05 |  | 0.00012338 |  | -0.00015496 |  | 0 |  | -2.6145e-05 |  | 5.0647e-05 |  | -0.00023823 |  | 0.00010178 |  | 2.9157e-05 |  | 5.044e-05 |  | 0 |  | 3.1877e-05 |  | -5.1231e-05 |  | 0.00087542 |  | 1.4103e-06 |  | 0.13498 |  | 0.00061324
| 3.8053e-05 |  | 8.5694e-05 |  | -0.00018274 |  | 9.7251e-05 |  | -0.00012844 |  | 0 |  | -1.8268e-05 |  | 5.0649e-05 |  | -0.00022743 |  | 0.00010178 |  | 2.9165e-05 |  | 5.0442e-05 |  | 0 |  | 3.1885e-05 |  | -1.7212e-05 |  | 0.0010185 |  | 1.4104e-06 |  | 0.13375 |  | 0.000505
| 3.8056e-05 |  | 8.4512e-05 |  | -0.00021108 |  | 9.3032e-05 |  | -6.5145e-05 |  | 0 |  | -3.3566e-05 |  | 8.2698e-05 |  | -0.00019153 |  | 0.00010225 |  | 2.2767e-05 |  | 0 |  | 0 |  | 1.827e-05 |  | -8.7605e-05 |  | 0.0010076 |  | 8.4622e-07 |  | 0.13255 |  | 0.00040611
| 0 |  | 0.00011569 |  | -0.00012385 |  | 0.00012101 |  | -7.1155e-05 |  | 0 |  | -5.1077e-05 |  | 8.27e-05 |  | -0.00010677 |  | 0.00010225 |  | 2.2761e-05 |  | 0 |  | 0 |  | 1.8265e-05 |  | -2.9384e-05 |  | 0.00072811 |  | 0 |  | 0.13142 |  | 0.00057601
| 0 |  | 0.00018244 |  | -8.1868e-05 |  | 0.00012102 |  | -0.00014837 |  | 0 |  | -6.9075e-05 |  | 1.6544e-05 |  | 7.7072e-05 |  | 6.998e-05 |  | 2.6693e-05 |  | 4.3665e-05 |  | 0 |  | 4.4637e-05 |  | 3.9678e-05 |  | 0.00075337 |  | 0 |  | 0.13036 |  | 0.00080408
| 7.1762e-05 |  | 0.0001281 |  | 4.6225e-05 |  | 5.4836e-05 |  | -0.00022847 |  | 0 |  | -6.3728e-05 |  | 1.6545e-05 |  | -9.7887e-05 |  | 6.9982e-05 |  | 2.6693e-05 |  | 4.3666e-05 |  | 0 |  | 4.4637e-05 |  | 3.4424e-05 |  | 0.00088642 |  | 2.5388e-06 |  | 0.12923 |  | 0.00055038
| 7.1774e-05 |  | 6.5324e-05 |  | -2.1127e-05 |  | 5.4845e-05 |  | -0.00018093 |  | 0 |  | -5.4831e-05 |  | 0.00012526 |  | -0.00010659 |  | 0.00011343 |  | 6.748e-05 |  | 3.5817e-07 |  | 0 |  | 2.3951e-05 |  | 8.7005e-05 |  | 0.00079803 |  | 2.5387e-06 |  | 0.12788 |  | 0.00047826
| 6.9949e-05 |  | 0.00010487 |  | -0.00010731 |  | 4.8517e-05 |  | -4.9013e-05 |  | 0 |  | -7.2222e-05 |  | 0.00012526 |  | 6.8382e-05 |  | 0.00011343 |  | 6.7463e-05 |  | 3.5818e-07 |  | 0 |  | 2.3945e-05 |  | 7.8101e-05 |  | 0.00084517 |  | 0 |  | 0.12635 |  | 0.00052727
| 6.9955e-05 |  | 0.00011221 |  | -8.2332e-05 |  | 4.8521e-05 |  | 0.00010189 |  | 0 |  | -7.5486e-05 |  | 0.00010749 |  | 9.9042e-07 |  | 6.7719e-05 |  | 4.8055e-05 |  | 7.4632e-05 |  | 0 |  | 3.5032e-05 |  | 9.6018e-05 |  | 0.00089652 |  | 0 |  | 0.12478 |  | 0.00072961
| 3.6982e-05 |  | 5.2913e-05 |  | 2.4684e-05 |  | 0.00013931 |  | 1.1726e-05 |  | 0 |  | -4.6248e-05 |  | 0.00010749 |  | 0.00026908 |  | 6.7721e-05 |  | 4.8042e-05 |  | 7.4634e-05 |  | 0 |  | 3.5023e-05 |  | 9.9525e-05 |  | 0.00087631 |  | 8.4627e-07 |  | 0.12334 |  | 0.001051
| 3.6985e-05 |  | -8.7251e-06 |  | 8.4022e-05 |  | 0.00013932 |  | -9.1124e-05 |  | 0 |  | -3.1153e-05 |  | 9.3259e-05 |  | 0.00023127 |  | 8.1138e-05 |  | 7.6529e-05 |  | 4.9725e-05 |  | 0 |  | 5.0434e-05 |  | 9.4752e-05 |  | 0.00083086 |  | 8.4632e-07 |  | 0.1221 |  | 0.0009137
| 3.3708e-05 |  | 1.845e-06 |  | 1.6389e-05 |  | 7.4839e-05 |  | -5.7982e-05 |  | 0 |  | -4.2101e-05 |  | 9.3263e-05 |  | -0.00029806 |  | 8.1141e-05 |  | 7.6529e-05 |  | 4.9727e-05 |  | 0 |  | 5.0434e-05 |  | 6.0291e-05 |  | 0.0010539 |  | 8.4632e-07 |  | 0.12103 |  | 0.00059129
| 3.3711e-05 |  | 8.7681e-06 |  | -0.00012825 |  | 7.4846e-05 |  | -0.00011242 |  | 0 |  | -4.0585e-05 |  | 0.0001135 |  | -0.00017934 |  | 8.4498e-05 |  | 1.5977e-05 |  | 2.8948e-05 |  | 0 |  | 4.8344e-05 |  | -4.001e-05 |  | 0.0010254 |  | 1.4105e-06 |  | 0.12005 |  | 0.00056568
| 0 |  | -1.0715e-05 |  | -0.00016049 |  | 3.4823e-05 |  | -0.00013971 |  | 0 |  | -3.807e-05 |  | 0.00011351 |  | 8.7479e-05 |  | 8.4501e-05 |  | 1.5977e-05 |  | 2.8949e-05 |  | 0 |  | 4.8342e-05 |  | -0.00013734 |  | 0.00080224 |  | 3.1034e-06 |  | 0.11895 |  | 0.00076355
| 0 |  | 4.4324e-05 |  | -5.0562e-06 |  | 3.4823e-05 |  | -9.721e-05 |  | 0 |  | -1.2739e-05 |  | 6.3328e-05 |  | 1.6461e-05 |  | 9.4122e-05 |  | 8.6099e-05 |  | 0.00011473 |  | 0 |  | 4.4408e-05 |  | -7.5787e-05 |  | 0.00093109 |  | 2.5391e-06 |  | 0.11773 |  | 0.00087758
| 2.497e-05 |  | 0.00021041 |  | 2.9859e-05 |  | 9.6167e-05 |  | -0.00011301 |  | 0 |  | 3.617e-06 |  | 6.333e-05 |  | 0.00016048 |  | 9.4125e-05 |  | 8.6121e-05 |  | 0.00011474 |  | 0 |  | 4.4419e-05 |  | 2.2826e-05 |  | 0.00099591 |  | 8.4637e-07 |  | 0.11645 |  | 0.00054744
| 2.497e-05 |  | 0.00012356 |  | -4.3007e-05 |  | 9.6167e-05 |  | -0.00010516 |  | 0 |  | -1.7196e-05 |  | 3.2059e-05 |  | 0.00015937 |  | 4.7617e-05 |  | 3.1919e-05 |  | 8.4162e-05 |  | 0 |  | 2.5203e-05 |  | -2.9259e-05 |  | 0.00095881 |  | 8.4637e-07 |  | 0.1152 |  | 0.00036107
| 0.00012478 |  | 2.3281e-05 |  | -0.00013727 |  | 4.222e-05 |  | -9.2396e-05 |  | 0 |  | -3.4636e-05 |  | 3.2061e-05 |  | 2.4219e-05 |  | 4.7619e-05 |  | 3.1927e-05 |  | 8.4165e-05 |  | 0 |  | 2.521e-05 |  | -3.106e-05 |  | 0.00096897 |  | 2.5391e-06 |  | 0.11396 |  | 0.00036909
| 0.00012479 |  | 6.6561e-05 |  | -0.00011014 |  | 4.2223e-05 |  | -0.00012817 |  | 0 |  | -3.5197e-05 |  | 0.00013204 |  | -4.9297e-05 |  | 6.2035e-05 |  | 5.2749e-05 |  | 9.0279e-05 |  | 0 |  | 4.0602e-05 |  | 6.6282e-06 |  | 0.0010414 |  | 2.5393e-06 |  | 0.11265 |  | 0.00083363
| 5.5605e-05 |  | 3.9159e-05 |  | 2.5652e-05 |  | 8.0362e-05 |  | -7.421e-05 |  | 0 |  | -2.2921e-05 |  | 0.00013204 |  | -8.2623e-05 |  | 6.2037e-05 |  | 5.2749e-05 |  | 9.0282e-05 |  | 0 |  | 4.0602e-05 |  | -6.2721e-05 |  | 0.00095129 |  | 8.4642e-07 |  | 0.11134 |  | 0.0011712
| 5.5609e-05 |  | 0.0001248 |  | 4.9249e-05 |  | 8.0368e-05 |  | -2.5889e-05 |  | 0 |  | -3.8944e-05 |  | 0.00011688 |  | -7.2224e-07 |  | 5.4668e-05 |  | 6.1262e-05 |  | 8.1238e-05 |  | 0 |  | 3.2622e-05 |  | -8.1693e-05 |  | 0.00072652 |  | 1.4107e-06 |  | 0.11012 |  | 0.00083127
| 0 |  | 5.8624e-05 |  | -7.5326e-05 |  | 4.0122e-05 |  | -7.1683e-05 |  | 0 |  | -5.4701e-05 |  | 0.00011689 |  | 0.00011369 |  | 5.467e-05 |  | 6.1262e-05 |  | 8.1241e-05 |  | 0 |  | 3.2624e-05 |  | -3.711e-05 |  | 0.00084774 |  | 1.4108e-06 |  | 0.10904 |  | 0.0008499
| 0 |  | -2.9847e-05 |  | -6.0657e-05 |  | 4.0126e-05 |  | -0.00020195 |  | 0 |  | -4.7658e-05 |  | 8.1028e-05 |  | 8.1838e-05 |  | 2.2802e-05 |  | 8.0048e-05 |  | 0.00018274 |  | 0 |  | 6.1359e-05 |  | 6.7284e-05 |  | 0.0012595 |  | 1.4108e-06 |  | 0.10806 |  | 0.0010141
| 9.7432e-05 |  | 1.668e-05 |  | -3.8108e-05 |  | 0.00010048 |  | -0.00024679 |  | 0 |  | -6.5118e-05 |  | 8.1031e-05 |  | -9.5495e-05 |  | 2.2803e-05 |  | 8.0068e-05 |  | 0.00018275 |  | 0 |  | 6.1375e-05 |  | 0.00013656 |  | 0.0010616 |  | 1.4107e-06 |  | 0.10702 |  | 0.00095493
| 9.7448e-05 |  | -2.3242e-05 |  | -9.947e-05 |  | 0.00010049 |  | -0.00013747 |  | 0 |  | -7.4801e-05 |  | 5.7249e-05 |  | -0.00013563 |  | 0.00011128 |  | 5.1299e-05 |  | 9.8392e-05 |  | 0 |  | 4.1473e-05 |  | 9.1897e-06 |  | 0.0008006 |  | 8.4652e-07 |  | 0.10587 |  | 0.00061938
| 4.6873e-05 |  | -2.4536e-05 |  | -9.7807e-05 |  | 4.0132e-05 |  | -0.00012133 |  | 0 |  | -6.0876e-05 |  | 5.7251e-05 |  | 0.00031289 |  | 0.00011128 |  | 5.1312e-05 |  | 9.8395e-05 |  | 0 |  | 4.1485e-05 |  | -6.5725e-05 |  | 0.00099849 |  | 8.4647e-07 |  | 0.10457 |  | 0.00089437
| 4.6881e-05 |  | 2.9263e-05 |  | -0.00012355 |  | 4.0139e-05 |  | -0.0001554 |  | 0 |  | -7.8964e-05 |  | 2.146e-06 |  | 0.00033557 |  | 3.2602e-05 |  | 4.5157e-05 |  | 2.5612e-05 |  | 0 |  | 4.4526e-05 |  | -2.4542e-05 |  | 0.00092777 |  | 8.4652e-07 |  | 0.10302 |  | 0.00096512
| 0 |  | 4.4196e-05 |  | -0.00011072 |  | 8.1626e-05 |  | -8.3708e-05 |  | 0 |  | -9.2298e-05 |  | 2.1461e-06 |  | -0.00014167 |  | 3.2603e-05 |  | 4.5157e-05 |  | 2.5613e-05 |  | 0 |  | 4.4528e-05 |  | -4.0793e-05 |  | 0.00078549 |  | 8.4652e-07 |  | 0.10126 |  | 0.00037036
| 0 |  | -6.9676e-05 |  | -6.6193e-05 |  | 8.1633e-05 |  | -0.00017088 |  | 0 |  | -6.6653e-05 |  | 7.2824e-05 |  | -8.5935e-05 |  | 5.3264e-05 |  | 1.5911e-05 |  | 6.5197e-05 |  | 0 |  | 3.1642e-05 |  | -5.9339e-05 |  | 0.0008318 |  | 1.4109e-06 |  | 0.099412 |  | 0.00055902
| 5.5646e-05 |  | -0.0001512 |  | -0.00014372 |  | 8.4686e-05 |  | -0.00024785 |  | 0 |  | -7.4573e-05 |  | 7.2827e-05 |  | 3.6606e-06 |  | 5.3266e-05 |  | 1.5916e-05 |  | 6.52e-05 |  | 0 |  | 3.165e-05 |  | -4.7216e-05 |  | 0.00091941 |  | 3.1039e-06 |  | 0.097688 |  | 0.00086875
| 5.5651e-05 |  | -7.1186e-05 |  | -0.00012649 |  | 8.4693e-05 |  | -0.00017173 |  | 0 |  | -7.5597e-05 |  | 9.7472e-05 |  | 0.00016711 |  | 8.717e-05 |  | 1.2145e-05 |  | 0.00010453 |  | 0 |  | 3.4152e-05 |  | -8.5433e-05 |  | 0.00094882 |  | 2.5397e-06 |  | 0.096158 |  | 0.001116
| 5.5651e-05 |  | 5.0123e-05 |  | -1.5205e-05 |  | 7.7381e-05 |  | -0.00011708 |  | 0 |  | -4.0524e-05 |  | 9.7475e-05 |  | -8.5796e-06 |  | 8.7173e-05 |  | 1.2148e-05 |  | 0.00010453 |  | 0 |  | 3.4159e-05 |  | -0.0001119 |  | 0.00087815 |  | 0 |  | 0.094776 |  | 0.0012007
| 5.566e-05 |  | 8.4165e-05 |  | -7.2839e-05 |  | 7.7394e-05 |  | -4.4149e-05 |  | 0 |  | -4.708e-05 |  | 5.2155e-05 |  | -0.00010786 |  | 2.203e-05 |  | 4.2145e-05 |  | 9.0371e-05 |  | 0 |  | 3.9465e-05 |  | -5.6991e-05 |  | 0.00078886 |  | 0 |  | 0.093416 |  | 0.00064865
| 0 |  | 8.8404e-05 |  | -8.9387e-05 |  | 6.2164e-05 |  | -5.7064e-05 |  | 0 |  | -5.0585e-05 |  | 5.2157e-05 |  | 8.8867e-05 |  | 2.2031e-05 |  | 4.2156e-05 |  | 9.0374e-05 |  | 0 |  | 3.9474e-05 |  | -4.5876e-06 |  | 0.00083353 |  | 2.5397e-06 |  | 0.092029 |  | 0.00061271
| 0 |  | 0.00011551 |  | -1.3187e-06 |  | 6.2164e-05 |  | -0.00018672 |  | 0 |  | -6.4153e-05 |  | 1.6924e-05 |  | -5.6237e-05 |  | 9.4587e-05 |  | 7.6438e-05 |  | 7.9205e-05 |  | 0 |  | 3.2095e-05 |  | 3.209e-05 |  | 0.00077291 |  | 4.7975e-06 |  | 0.090608 |  | 0.00081074
| 9.2644e-05 |  | 4.9331e-05 |  | 5.3021e-05 |  | 5.7071e-05 |  | -0.00015298 |  | 0 |  | -6.9648e-05 |  | 1.6925e-05 |  | -6.9716e-05 |  | 9.459e-05 |  | 7.6438e-05 |  | 7.9208e-05 |  | 0 |  | 3.2094e-05 |  | 1.1952e-06 |  | 0.00089247 |  | 4.7975e-06 |  | 0.08916 |  | 0.00073386
| 9.2659e-05 |  | 2.5077e-05 |  | 2.1671e-05 |  | 5.7081e-05 |  | 4.586e-06 |  | 0 |  | -2.6099e-05 |  | 9.2583e-05 |  | -9.6912e-05 |  | 0.00012709 |  | 7.7201e-05 |  | 0.00012233 |  | 0 |  | 3.0227e-05 |  | 4.0638e-05 |  | 0.00099013 |  | 3.1043e-06 |  | 0.087681 |  | 0.00064067
| 3.1035e-06 |  | -0.00013819 |  | -2.7692e-05 |  | 2.537e-05 |  | -1.366e-05 |  | 0 |  | -3.0123e-05 |  | 9.2586e-05 |  | 2.6651e-05 |  | 0.00012709 |  | 7.722e-05 |  | 0.00012234 |  | 0 |  | 3.0233e-05 |  | 8.2789e-05 |  | 0.0009514 |  | 5.6441e-07 |  | 0.086173 |  | 0.00064882
| 3.1037e-06 |  | -0.00017234 |  | -0.000112 |  | 2.5372e-05 |  | -1.9815e-05 |  | 0 |  | -5.8021e-05 |  | 0.00010356 |  | -0.00012071 |  | 6.9144e-05 |  | 6.1281e-05 |  | 0.00010303 |  | 0 |  | 3.1948e-05 |  | -1.2822e-05 |  | 0.00088657 |  | 0 |  | 0.08467 |  | 0.001053
| 4.1993e-06 |  | -4.5586e-05 |  | -9.2841e-05 |  | 2.5374e-05 |  | -5.2203e-05 |  | 0 |  | -2.8947e-05 |  | 0.00010357 |  | -0.00029858 |  | 6.9146e-05 |  | 6.1297e-05 |  | 0.00010303 |  | 0 |  | 3.1954e-05 |  | -4.754e-05 |  | 0.00071482 |  | 2.54e-06 |  | 0.083194 |  | 0.00098313
| 4.1997e-06 |  | -3.8453e-05 |  | -0.00012196 |  | 2.5376e-05 |  | -0.00021093 |  | 0 |  | -5.1413e-05 |  | 3.0752e-05 |  | -9.7526e-05 |  | 6.007e-05 |  | 3.14e-06 |  | 4.533e-05 |  | 0 |  | 2.233e-05 |  | -2.0459e-05 |  | 0.0010045 |  | 3.1045e-06 |  | 0.081774 |  | 0.00099275
| 2.7207e-05 |  | 1.6725e-05 |  | -0.00014042 |  | 5.2866e-05 |  | -0.00021534 |  | 0 |  | -8.1496e-05 |  | 3.0753e-05 |  | -0.00043745 |  | 6.0072e-05 |  | 3.14e-06 |  | 4.5332e-05 |  | 0 |  | 2.2329e-05 |  | -4.4632e-05 |  | 0.0011602 |  | 1.4112e-06 |  | 0.080393 |  | 0.00091208
| 2.7211e-05 |  | 0.0001015 |  | -2.4511e-05 |  | 5.2875e-05 |  | -0.00017859 |  | 0 |  | -5.3379e-05 |  | 8.3052e-05 |  | -0.00036487 |  | 6.1453e-05 |  | 7.4294e-05 |  | 8.5485e-05 |  | 0 |  | 3.9955e-05 |  | -2.2226e-05 |  | 0.0010761 |  | 8.4667e-07 |  | 0.079097 |  | 0.00058491
| 6.221e-05 |  | 8.9301e-05 |  | 0.00010104 |  | 1.9036e-05 |  | -0.00011495 |  | 0 |  | -4.7259e-05 |  | 8.3055e-05 |  | -9.0046e-06 |  | 6.1455e-05 |  | 7.4294e-05 |  | 8.5488e-05 |  | 0 |  | 3.9953e-05 |  | 0.00013595 |  | 0.0010727 |  | 8.4672e-07 |  | 0.077847 |  | 0.00062685
| 6.221e-05 |  | 1.2668e-06 |  | -1.9518e-05 |  | 1.9036e-05 |  | -7.0787e-05 |  | 0 |  | -5.6075e-05 |  | 2.1848e-05 |  | 7.8082e-05 |  | 4.7356e-05 |  | 0 |  | 5.3239e-06 |  | 0 |  | 1.0232e-05 |  | 0.00011299 |  | 0.0010298 |  | 8.4672e-07 |  | 0.076593 |  | 0.00065698
| 2.1736e-05 |  | 3.7168e-05 |  | -5.7568e-05 |  | 3.3845e-05 |  | -9.5335e-05 |  | 0 |  | -5.2542e-05 |  | 2.1849e-05 |  | 3.6826e-05 |  | 4.7358e-05 |  | 0 |  | 5.3241e-06 |  | 0 |  | 1.0235e-05 |  | 4.7245e-05 |  | 0.0010525 |  | 2.5402e-06 |  | 0.075271 |  | 0.00075155
| 2.174e-05 |  | 4.2741e-05 |  | 6.5033e-05 |  | 3.385e-05 |  | -0.00011807 |  | 0 |  | -4.4391e-05 |  | 8.2939e-05 |  | -2.932e-05 |  | 9.2906e-05 |  | 4.2841e-05 |  | 5.7821e-05 |  | 0 |  | 2.3434e-05 |  | 5.617e-05 |  | 0.0010323 |  | 4.7981e-06 |  | 0.073886 |  | 0.00051396
| 5.1335e-05 |  | 2.3877e-05 |  | 3.4073e-05 |  | 5.8181e-05 |  | -0.00018833 |  | 0 |  | -4.2961e-05 |  | 8.2942e-05 |  | 5.8962e-05 |  | 9.291e-05 |  | 4.2852e-05 |  | 5.7823e-05 |  | 0 |  | 2.3441e-05 |  | -7.5776e-06 |  | 0.00072244 |  | 3.1048e-06 |  | 0.072567 |  | 0.00041363
| 5.1339e-05 |  | -2.8144e-05 |  | -6.8095e-06 |  | 5.8186e-05 |  | -0.00017911 |  | 0 |  | -4.4935e-05 |  | 0.00013093 |  | 0.0001556 |  | 5.8517e-05 |  | 5.2432e-05 |  | 0.00012227 |  | 0 |  | 5.3253e-05 |  | -7.364e-05 |  | 0.0006997 |  | 1.4113e-06 |  | 0.07137 |  | 0.00094261
| 1.8454e-05 |  | -4.4591e-05 |  | 2.0606e-05 |  | 3.703e-05 |  | -3.0621e-05 |  | 0 |  | -4.311e-05 |  | 0.00013093 |  | -5.4187e-05 |  | 5.8519e-05 |  | 5.2432e-05 |  | 0.00012227 |  | 0 |  | 5.3251e-05 |  | 3.1708e-06 |  | 0.0009102 |  | 1.4113e-06 |  | 0.07023 |  | 0.0010455
| 1.8456e-05 |  | 3.9376e-05 |  | 3.9094e-05 |  | 3.7033e-05 |  | -7.0755e-05 |  | 0 |  | -6.2913e-05 |  | 3.5242e-05 |  | -0.00023846 |  | 9.4535e-05 |  | 6.2045e-05 |  | 0.00013742 |  | 0 |  | 6.2534e-05 |  | 0.00012463 |  | 0.00089847 |  | 1.4113e-06 |  | 0.069042 |  | 0.00059772
| 2.7227e-05 |  | 2.4098e-05 |  | -6.3009e-05 |  | 4.8672e-05 |  | -0.00013139 |  | 0 |  | -5.1315e-05 |  | 3.5243e-05 |  | 6.8443e-05 |  | 9.4538e-05 |  | 6.2045e-05 |  | 0.00013742 |  | 0 |  | 6.2534e-05 |  | 7.547e-05 |  | 0.00095314 |  | 1.4114e-06 |  | 0.067744 |  | 0.000803
| 2.7231e-05 |  | 9.6493e-05 |  | -0.00015002 |  | 4.868e-05 |  | -0.00010209 |  | 0 |  | -2.8743e-05 |  | 0.00011434 |  | 0.00016279 |  | 7.865e-05 |  | 6.6549e-05 |  | 8.7874e-05 |  | 0 |  | 2.708e-05 |  | -2.7681e-05 |  | 0.00092962 |  | 1.4114e-06 |  | 0.066406 |  | 0.00082051
| 5.7939e-05 |  | 0.00011197 |  | 4.3123e-05 |  | 6.6528e-05 |  | -8.7047e-05 |  | 0 |  | -3.8308e-05 |  | 0.00011434 |  | 0.00027503 |  | 7.8652e-05 |  | 6.6566e-05 |  | 8.7877e-05 |  | 0 |  | 2.7087e-05 |  | 5.0286e-06 |  | 0.0009431 |  | 3.105e-06 |  | 0.065106 |  | 0.00045802
| 5.7939e-05 |  | 4.4572e-05 |  | 0.00018781 |  | 6.6528e-05 |  | -4.2697e-05 |  | 0 |  | -3.8059e-05 |  | 3.5891e-05 |  | 0.00033228 |  | 0.00020326 |  | 8.8473e-05 |  | 8.2683e-05 |  | 0 |  | 3.6621e-05 |  | 5.0226e-05 |  | 0.00089173 |  | 3.105e-06 |  | 0.063875 |  | 0.00074239
| 3.0529e-05 |  | 0.00011222 |  | -5.8272e-05 |  | 0.000105 |  | -0.00014255 |  | 0 |  | -5.2614e-05 |  | 3.5892e-05 |  | 0.00046912 |  | 0.00020326 |  | 8.8495e-05 |  | 8.2685e-05 |  | 0 |  | 3.663e-05 |  | -5.4372e-05 |  | 0.0010795 |  | 3.1052e-06 |  | 0.0627 |  | 0.00097669
| 3.0529e-05 |  | 0.00013522 |  | -8.1682e-05 |  | 0.000105 |  | -0.00012128 |  | 0 |  | -4.9277e-05 |  | 0.00016962 |  | 0.00058295 |  | 0.00011971 |  | 0.00010119 |  | 0.00015445 |  | 0 |  | 3.6545e-05 |  | -5.5752e-05 |  | 0.0013187 |  | 2.5406e-06 |  | 0.061542 |  | 0.00096965
| 6.8987e-05 |  | 2.5339e-05 |  | -0.00012135 |  | 7.8144e-05 |  | -5.6156e-05 |  | 0 |  | -7.3473e-05 |  | 0.00016963 |  | 0.00050215 |  | 0.00011971 |  | 0.00010119 |  | 0.00015446 |  | 0 |  | 3.6547e-05 |  | 3.2822e-05 |  | 0.00095488 |  | 2.5406e-06 |  | 0.060427 |  | 0.0005462
| 6.8992e-05 |  | -5.0779e-05 |  | -0.00022515 |  | 7.815e-05 |  | -0.00012504 |  | 0 |  | -7.7165e-05 |  | 6.5596e-05 |  | 7.6076e-05 |  | 2.8272e-05 |  | 4.3569e-05 |  | 6.5548e-05 |  | 0 |  | 4.467e-05 |  | 9.8373e-06 |  | 0.00089173 |  | 2.5406e-06 |  | 0.059419 |  | 0.00044002
| 7.0219e-05 |  | 1.6658e-05 |  | -9.382e-05 |  | 8.4873e-05 |  | -0.00012788 |  | 0 |  | -5.8361e-05 |  | 6.5598e-05 |  | -0.00025562 |  | 2.8273e-05 |  | 4.358e-05 |  | 6.555e-05 |  | 0 |  | 4.4681e-05 |  | -8.3526e-05 |  | 0.0010914 |  | 4.2346e-06 |  | 0.058492 |  | 0.00070295
| 7.0225e-05 |  | 6.777e-05 |  | -3.7348e-05 |  | 8.488e-05 |  | -7.3537e-05 |  | 0 |  | -6.6275e-05 |  | 0.00011197 |  | -0.00023201 |  | 0.00012754 |  | 1.8688e-05 |  | 9.4419e-05 |  | 0 |  | 4.3283e-05 |  | -0.00010073 |  | 0.00094141 |  | 4.7989e-06 |  | 0.057589 |  | 0.00068313
| 5.1389e-05 |  | 6.92e-05 |  | -2.1445e-05 |  | 8.0612e-05 |  | -0.00011293 |  | 0 |  | -4.5578e-05 |  | 0.00011197 |  | -0.00025217 |  | 0.00012754 |  | 1.8692e-05 |  | 9.4422e-05 |  | 0 |  | 4.3292e-05 |  | -3.9763e-06 |  | 0.00082189 |  | 1.4115e-06 |  | 0.056687 |  | 0.00082888
| 5.1393e-05 |  | -9.2119e-06 |  | -4.4711e-05 |  | 8.0619e-05 |  | -0.00010993 |  | 0 |  | -3.9468e-05 |  | 6.7605e-05 |  | -0.00011038 |  | 6.2579e-05 |  | 5.3326e-05 |  | 8.1724e-05 |  | 0 |  | 3.2861e-05 |  | 7.0444e-05 |  | 0.00095236 |  | 8.4692e-07 |  | 0.05574 |  | 0.00097806
| 3.7131e-05 |  | 7.333e-06 |  | 3.1154e-05 |  | 6.6577e-05 |  | -5.853e-05 |  | 0 |  | -3.8244e-05 |  | 6.7607e-05 |  | -5.5066e-05 |  | 6.2581e-05 |  | 5.334e-05 |  | 8.1727e-05 |  | 0 |  | 3.2869e-05 |  | 0.00015435 |  | 0.00095915 |  | 8.4697e-07 |  | 0.054794 |  | 0.00094896
| 3.7131e-05 |  | 8.8151e-05 |  | -8.8936e-06 |  | 6.6577e-05 |  | 2.574e-05 |  | 0 |  | -4.2763e-05 |  | 7.4277e-05 |  | 9.6801e-05 |  | 8.585e-05 |  | 2.9829e-05 |  | 3.7564e-05 |  | 0 |  | 1.8544e-05 |  | 0.00014036 |  | 0.00089263 |  | 1.4116e-06 |  | 0.053869 |  | 0.00078222
| 7.0864e-05 |  | 8.9912e-05 |  | -0.00016229 |  | 7.5141e-05 |  | 1.255e-06 |  | 0 |  | -4.6446e-05 |  | 7.4279e-05 |  | 0.00026588 |  | 8.5853e-05 |  | 2.9829e-05 |  | 3.7566e-05 |  | 0 |  | 1.8544e-05 |  | 7.9318e-05 |  | 0.00094736 |  | 3.1056e-06 |  | 0.052982 |  | 0.00091189
| 7.0864e-05 |  | 0.00011457 |  | -0.00011191 |  | 7.5141e-05 |  | -0.00020999 |  | 0 |  | -2.0611e-05 |  | 0.00011164 |  | 0.00037523 |  | 9.4297e-05 |  | 6.3765e-05 |  | 0.00011654 |  | 0 |  | 5.5475e-05 |  | 2.998e-05 |  | 0.00089094 |  | 2.5409e-06 |  | 0.052093 |  | 0.001034
| 3.1654e-05 |  | 4.8871e-05 |  | -3.1368e-05 |  | 5.4034e-05 |  | -0.00025139 |  | 0 |  | -3.7494e-05 |  | 0.00011164 |  | 0.00028795 |  | 9.43e-05 |  | 6.3781e-05 |  | 0.00011654 |  | 0 |  | 5.5489e-05 |  | 1.3479e-05 |  | 0.00085978 |  | 2.5409e-06 |  | 0.051174 |  | 0.00084659
| 3.1654e-05 |  | -4.0096e-05 |  | -6.4739e-05 |  | 5.4034e-05 |  | -8.709e-05 |  | 0 |  | -6.9205e-05 |  | 0.00011617 |  | 7.6153e-05 |  | 5.1603e-05 |  | 3.8844e-05 |  | 0.00010603 |  | 0 |  | 4.704e-05 |  | 2.6595e-05 |  | 0.00091199 |  | 2.5411e-06 |  | 0.05028 |  | 0.00052589
| 6.4048e-06 |  | -5.3005e-05 |  | -5.8916e-05 |  | 6.9049e-05 |  | -6.1791e-05 |  | 0 |  | -7.0131e-05 |  | 0.00011618 |  | 0.00018725 |  | 5.1604e-05 |  | 3.8854e-05 |  | 0.00010604 |  | 0 |  | 4.7052e-05 |  | -8.8502e-05 |  | 0.00090784 |  | 2.5409e-06 |  | 0.04944 |  | 0.0008114
| 6.4053e-06 |  | -5.5848e-05 |  | -2.5776e-05 |  | 6.9054e-05 |  | -6.1348e-05 |  | 0 |  | -4.9931e-05 |  | 7.4306e-05 |  | 0.00017236 |  | 8.5356e-05 |  | 4.3462e-05 |  | 9.7587e-05 |  | 0 |  | 3.3717e-05 |  | -0.00010113 |  | 0.00077389 |  | 3.1059e-06 |  | 0.048632 |  | 0.0010145
| 2.7269e-05 |  | -1.7076e-05 |  | -4.9436e-06 |  | 7.5171e-05 |  | -8.4576e-05 |  | 0 |  | -3.5893e-05 |  | 7.4309e-05 |  | -8.412e-05 |  | 8.5359e-05 |  | 4.3451e-05 |  | 9.759e-05 |  | 0 |  | 3.3709e-05 |  | -5.1051e-06 |  | 0.000736 |  | 3.1057e-06 |  | 0.047829 |  | 0.00057037
| 2.7271e-05 |  | -3.4021e-05 |  | 9.1775e-06 |  | 7.5178e-05 |  | -0.00011976 |  | 0 |  | -5.55e-05 |  | 6.6791e-05 |  | -5.3163e-06 |  | 0.00010279 |  | 2.0203e-05 |  | 0.00012226 |  | 0 |  | 2.6843e-05 |  | 2.0693e-05 |  | 0.00087415 |  | 2.5411e-06 |  | 0.047014 |  | 0.00057953
| 6.6626e-05 |  | 4.2972e-05 |  | -2.593e-05 |  | 9.1076e-05 |  | -7.9177e-05 |  | 0 |  | -7.1483e-05 |  | 6.6793e-05 |  | 0.00011954 |  | 0.00010279 |  | 2.0208e-05 |  | 0.00012227 |  | 0 |  | 2.685e-05 |  | -1.0472e-05 |  | 0.00097184 |  | 2.5412e-06 |  | 0.046178 |  | 0.00071249
| 6.6632e-05 |  | 1.4906e-06 |  | -0.00012642 |  | 9.1084e-05 |  | -0.00016887 |  | 0 |  | -6.6034e-05 |  | 1.9113e-05 |  | -0.00016379 |  | 3.474e-05 |  | 2.4278e-05 |  | 1.4298e-05 |  | 0 |  | 1.2859e-05 |  | -7.8785e-05 |  | 0.00098026 |  | 3.1059e-06 |  | 0.045318 |  | 0.00039891
| 8.5582e-05 |  | -2.9244e-05 |  | -0.00015663 |  | 7.6412e-05 |  | -0.00020577 |  | 0 |  | -7.7826e-05 |  | 1.9113e-05 |  | -0.00031538 |  | 3.4741e-05 |  | 2.4278e-05 |  | 1.4299e-05 |  | 0 |  | 1.2859e-05 |  | -7.0737e-05 |  | 0.000971 |  | 5.6471e-07 |  | 0.044422 |  | 0.00052356
| 8.5596e-05 |  | 6.8439e-05 |  | -6.8873e-05 |  | 7.6425e-05 |  | -4.2749e-05 |  | 0 |  | -6.2662e-05 |  | 5.1758e-05 |  | 8.4574e-05 |  | 0.00010113 |  | 3.3035e-05 |  | 0.00010008 |  | 0 |  | 5.1123e-05 |  | -3.0256e-05 |  | 0.0010822 |  | 0 |  | 0.043484 |  | 0.00086314
| 5.5847e-05 |  | 9.9266e-06 |  | -8.4358e-05 |  | 8.4822e-06 |  | -3.0014e-05 |  | 0 |  | -2.9537e-05 |  | 5.176e-05 |  | 0.00030291 |  | 0.00010113 |  | 3.3027e-05 |  | 0.00010009 |  | 0 |  | 5.1111e-05 |  | -6.8482e-05 |  | 0.0011622 |  | 2.5414e-06 |  | 0.042523 |  | 0.00071381
| 5.5847e-05 |  | -9.2852e-06 |  | -0.00012468 |  | 8.4822e-06 |  | -0.00013636 |  | 0 |  | -5.0451e-05 |  | 0.00013859 |  | 1.871e-05 |  | 0 |  | 1.2334e-05 |  | 1.6773e-05 |  | 0 |  | 3.7242e-05 |  | -0.00010597 |  | 0.0010426 |  | 3.1059e-06 |  | 0.041623 |  | 0.00097278
| 7.0322e-05 |  | -3.294e-05 |  | -0.00014195 |  | 5.3018e-05 |  | -0.00015296 |  | 0 |  | -7.609e-05 |  | 0.00013859 |  | -0.00024893 |  | 0 |  | 1.2334e-05 |  | 1.6773e-05 |  | 0 |  | 3.7242e-05 |  | -0.00012752 |  | 0.0010754 |  | 3.1063e-06 |  | 0.040825 |  | 0.00079956
| 7.0334e-05 |  | -5.7e-05 |  | -8.8511e-05 |  | 5.3026e-05 |  | -0.0001085 |  | 0 |  | -6.4959e-05 |  | 6.03e-05 |  | -0.0003732 |  | 8.1028e-05 |  | 4.1757e-05 |  | 8.539e-05 |  | 0 |  | 4.8812e-05 |  | -8.176e-05 |  | 0.0010973 |  | 3.1061e-06 |  | 0.04012 |  | 0.00038664
| 2.3992e-05 |  | -5.6039e-05 |  | 2.8048e-05 |  | 7.5227e-05 |  | -9.3737e-05 |  | 0 |  | -6.9787e-05 |  | 6.0302e-05 |  | -2.6101e-05 |  | 8.1031e-05 |  | 4.1757e-05 |  | 8.5393e-05 |  | 0 |  | 4.8812e-05 |  | 7.651e-06 |  | 0.00095505 |  | 3.1063e-06 |  | 0.039458 |  | 0.00070567
| 2.3994e-05 |  | 3.0439e-05 |  | 0.00014043 |  | 7.5233e-05 |  | -0.00012438 |  | 0 |  | -2.8796e-05 |  | 0.0001458 |  | 0.00012637 |  | 0.00020168 |  | 6.6796e-05 |  | 0.00014243 |  | 0 |  | 4.7395e-05 |  | 4.0366e-05 |  | 0.0010569 |  | 4.8006e-06 |  | 0.038787 |  | 0.00069051
| 3.4988e-05 |  | 7.3984e-05 |  | 9.7938e-06 |  | 1.3789e-05 |  | -0.00011973 |  | 0 |  | -3.8596e-05 |  | 0.00014581 |  | -0.00018851 |  | 0.00020169 |  | 6.6779e-05 |  | 0.00014243 |  | 0 |  | 4.7384e-05 |  | -4.5462e-05 |  | 0.0010081 |  | 2.2591e-06 |  | 0.038113 |  | 0.00046783
| 3.499e-05 |  | -4.1579e-05 |  | -0.00014528 |  | 1.5917e-05 |  | -7.6428e-05 |  | 0 |  | -6.5976e-05 |  | 2.5121e-05 |  | -0.00026532 |  | 7.1004e-05 |  | 6.6224e-05 |  | 4.7637e-05 |  | 0 |  | 3.7223e-05 |  | -1.197e-06 |  | 0.00089863 |  | 5.6478e-07 |  | 0.037446 |  | 0.00073716
| 6.3627e-05 |  | -6.9538e-05 |  | -0.00015781 |  | 7.6155e-05 |  | -9.9608e-05 |  | 0 |  | -5.476e-05 |  | 2.5122e-05 |  | -0.00016778 |  | 7.1006e-05 |  | 6.6207e-05 |  | 4.7639e-05 |  | 0 |  | 3.7216e-05 |  | 5.6164e-05 |  | 0.00097527 |  | 1.4119e-06 |  | 0.036776 |  | 0.00067299
| 6.3627e-05 |  | 1.1221e-05 |  | -0.00013189 |  | 7.4028e-05 |  | -0.00020411 |  | 0 |  | -5.5291e-05 |  | 4.4632e-06 |  | 0.00015031 |  | 9.0532e-05 |  | 7.6342e-05 |  | 0.00010135 |  | 0 |  | 4.9295e-05 |  | 7.8913e-05 |  | 0.00085736 |  | 8.4722e-07 |  | 0.036063 |  | 0.0005878
| 9.7115e-06 |  | 2.4506e-05 |  | -8.978e-05 |  | 4.8808e-05 |  | -0.00016436 |  | 0 |  | -4.4291e-05 |  | 4.4634e-06 |  | 0.00055444 |  | 9.0535e-05 |  | 7.6342e-05 |  | 0.00010135 |  | 0 |  | 4.9295e-05 |  | 7.1345e-05 |  | 0.00082536 |  | 0 |  | 0.035291 |  | 0.0005775
| 9.7123e-06 |  | 4.3596e-05 |  | -7.4618e-05 |  | 4.8812e-05 |  | -0.00011901 |  | 0 |  | -6.016e-05 |  | 6.0445e-05 |  | 0.00036122 |  | 0.0001402 |  | 6.8966e-05 |  | 9.7799e-05 |  | 0 |  | 3.834e-05 |  | 1.5227e-05 |  | 0.00087841 |  | 2.2593e-06 |  | 0.034492 |  | 0.000623
| 8.3225e-05 |  | 7.144e-05 |  | 1.5497e-05 |  | 5.5178e-05 |  | -0.00019706 |  | 0 |  | -9.7959e-05 |  | 6.0447e-05 |  | 5.9638e-05 |  | 0.0001402 |  | 6.8984e-05 |  | 9.7803e-05 |  | 0 |  | 3.8349e-05 |  | 7.0691e-05 |  | 0.00082788 |  | 3.1067e-06 |  | 0.033745 |  | 0.00082836
| 8.3239e-05 |  | 4.6341e-05 |  | 4.301e-05 |  | 5.5187e-05 |  | -0.00012819 |  | 0 |  | -9.6296e-05 |  | 6.0458e-05 |  | -7.5752e-05 |  | 0.00013822 |  | 6.8426e-05 |  | 0.00012232 |  | 0 |  | 4.3143e-05 |  | -2.1129e-05 |  | 0.00092558 |  | 8.4727e-07 |  | 0.03305 |  | 0.00074451
| 7.773e-05 |  | 4.7434e-07 |  | -6.3996e-05 |  | 1.6981e-05 |  | -6.7539e-05 |  | 0 |  | -6.5966e-05 |  | 6.046e-05 |  | -0.00012655 |  | 0.00013822 |  | 6.8426e-05 |  | 0.00012232 |  | 0 |  | 4.3141e-05 |  | -9.2647e-05 |  | 0.0010275 |  | 0 |  | 0.032383 |  | 0.00060902
| 7.7743e-05 |  | -3.1584e-05 |  | -4.4868e-05 |  | 1.6984e-05 |  | -9.6973e-05 |  | 0 |  | -2.9273e-05 |  | 0.00013688 |  | -0.0001128 |  | 0.00013682 |  | 6.2681e-05 |  | 6.7232e-05 |  | 0 |  | 4.7853e-05 |  | -1.2818e-05 |  | 0.00090452 |  | 0 |  | 0.031713 |  | 0.00074455
| 3.6113e-05 |  | -8.9567e-06 |  | 5.2279e-05 |  | 6.6724e-05 |  | -9.9108e-06 |  | 0 |  | -3.7979e-05 |  | 0.00013689 |  | 3.0285e-05 |  | 0.00013683 |  | 6.2681e-05 |  | 6.7234e-05 |  | 0 |  | 4.7853e-05 |  | -1.4246e-05 |  | 0.00089026 |  | 2.5418e-06 |  | 0.031059 |  | 0.00077469
| 3.6116e-05 |  | 2.884e-05 |  | 4.9668e-06 |  | 6.673e-05 |  | -8.6457e-05 |  | 0 |  | -7.3931e-05 |  | 0.00015837 |  | -0.00021418 |  | 0.00014787 |  | 5.7294e-05 |  | 0.00012664 |  | 0 |  | 1.3876e-05 |  | 6.8246e-05 |  | 0.00098369 |  | 2.542e-06 |  | 0.03045 |  | 0.00079823
| 4.932e-05 |  | 3.3335e-05 |  | -2.0009e-05 |  | 9.245e-05 |  | -0.00022795 |  | 0 |  | -3.6722e-05 |  | 0.00015837 |  | -0.00027305 |  | 0.00014788 |  | 5.7294e-05 |  | 0.00012664 |  | 0 |  | 1.3876e-05 |  | 0.00011181 |  | 0.0009568 |  | 8.4727e-07 |  | 0.029862 |  | 0.0008332
| 4.9324e-05 |  | 3.5993e-05 |  | -0.00015047 |  | 9.2457e-05 |  | -0.00014763 |  | 0 |  | -2.8709e-05 |  | 5.8166e-05 |  | -0.00019317 |  | 0.00011752 |  | 1.589e-05 |  | 4.9379e-05 |  | 0 |  | 4.7409e-05 |  | -6.5191e-06 |  | 0.00090795 |  | 3.107e-06 |  | 0.029306 |  | 0.00059517
| 4.0526e-05 |  | 3.5719e-05 |  | -0.00025172 |  | 7.2257e-05 |  | -6.1287e-05 |  | 0 |  | -7.549e-05 |  | 5.8168e-05 |  | -0.00033546 |  | 0.00011752 |  | 1.589e-05 |  | 4.9381e-05 |  | 0 |  | 4.7411e-05 |  | -4.6108e-05 |  | 0.0010073 |  | 3.1068e-06 |  | 0.028809 |  | 0.00056483
| 4.0529e-05 |  | 4.0731e-05 |  | -0.00020634 |  | 7.2263e-05 |  | -8.0168e-05 |  | 0 |  | -6.6284e-05 |  | 6.7184e-05 |  | -0.00021963 |  | 0.00010767 |  | 5.9284e-05 |  | 9.0554e-05 |  | 0 |  | 3.9983e-05 |  | -5.5248e-05 |  | 0.0010899 |  | 1.4122e-06 |  | 0.028379 |  | 0.00083695
| 3.1729e-05 |  | 5.0902e-05 |  | -0.00015297 |  | 0.00010412 |  | -4.3017e-05 |  | 0 |  | -5.2823e-05 |  | 6.7186e-05 |  | 9.9332e-06 |  | 0.00010768 |  | 5.9269e-05 |  | 9.0557e-05 |  | 0 |  | 3.9973e-05 |  | -6.2311e-06 |  | 0.00086752 |  | 3.107e-06 |  | 0.027998 |  | 0.00084724
| 3.1732e-05 |  | 4.8369e-05 |  | -3.7299e-05 |  | 0.00010412 |  | -3.6936e-05 |  | 0 |  | -6.9937e-05 |  | 8.993e-05 |  | 0.00018542 |  | 0.00010474 |  | 5.7088e-05 |  | 6.8722e-05 |  | 0 |  | 3.7685e-05 |  | 6.7366e-05 |  | 0.0007875 |  | 2.5421e-06 |  | 0.027595 |  | 0.00042362
| 6.0345e-05 |  | -4.4245e-05 |  | 4.262e-05 |  | 2.1242e-05 |  | -0.00013486 |  | 0 |  | -7.0328e-05 |  | 8.9933e-05 |  | 6.6314e-05 |  | 0.00010474 |  | 5.7088e-05 |  | 6.8724e-05 |  | 0 |  | 3.7684e-05 |  | 7.1853e-06 |  | 0.00090626 |  | 8.4737e-07 |  | 0.027144 |  | 0.00069921
| 6.0355e-05 |  | -2.9711e-05 |  | 8.2466e-05 |  | 2.1245e-05 |  | -6.6753e-05 |  | 0 |  | -4.1099e-05 |  | 0.00016853 |  | 0.00020207 |  | 0.00013553 |  | 0.00010596 |  | 0.00011698 |  | 0 |  | 4.0047e-05 |  | 5.9877e-05 |  | 0.00085488 |  | 8.4742e-07 |  | 0.026656 |  | 0.00089765
| 1.8528e-05 |  | 8.4297e-05 |  | 1.4017e-05 |  | 7.4125e-05 |  | -0.00015136 |  | 0 |  | -6.0113e-05 |  | 0.00016853 |  | 0.00040918 |  | 0.00013553 |  | 0.00010596 |  | 0.00011698 |  | 0 |  | 4.0045e-05 |  | 0.00021396 |  | 0.00082208 |  | 8.4737e-07 |  | 0.026151 |  | 0.0008568
| 1.8531e-05 |  | 2.0823e-05 |  | -6.2785e-05 |  | 7.4137e-05 |  | -0.00020217 |  | 0 |  | -7.5305e-05 |  | 9.6999e-05 |  | 0.00053903 |  | 0.000107 |  | 3.1476e-05 |  | 8.9549e-05 |  | 0 |  | 4.6035e-05 |  | 9.3866e-05 |  | 0.00087089 |  | 8.4742e-07 |  | 0.025639 |  | 0.00075641
| 0 |  | -4.265e-05 |  | -4.3084e-05 |  | 9.1292e-05 |  | -0.00010233 |  | 0 |  | -7.4181e-05 |  | 9.7003e-05 |  | 0.00015318 |  | 0.000107 |  | 3.1476e-05 |  | 8.9552e-05 |  | 0 |  | 4.6037e-05 |  | -4.5797e-05 |  | 0.0009139 |  | 2.5423e-06 |  | 0.02511 |  | 0.0007319
| 0 |  | 7.5362e-05 |  | -4.7459e-05 |  | 9.13e-05 |  | -0.00022346 |  | 0 |  | -7.7908e-05 |  | 0.00012634 |  | -4.8707e-05 |  | 0.00012314 |  | 9.6796e-05 |  | 0.00013887 |  | 0 |  | 4.4473e-05 |  | -3.9448e-05 |  | 0.0010781 |  | 2.5424e-06 |  | 0.024563 |  | 0.00072136
| 0 |  | 5.6778e-05 |  | -0.00013684 |  | 5.6322e-05 |  | -0.00022921 |  | 0 |  | -6.4227e-05 |  | 0.00012635 |  | 0.00027608 |  | 0.00012315 |  | 9.6771e-05 |  | 0.00013888 |  | 0 |  | 4.4464e-05 |  | -9.8183e-05 |  | 0.0011168 |  | 0 |  | 0.024041 |  | 0.0004319
| 0 |  | 6.9527e-05 |  | -0.00017792 |  | 5.6322e-05 |  | -0.0001702 |  | 0 |  | -5.6397e-05 |  | 0.00012415 |  | 7.1579e-07 |  | 9.6488e-05 |  | 3.4159e-05 |  | 7.7181e-05 |  | 0 |  | 3.9093e-05 |  | 5.989e-06 |  | 0.00094253 |  | 0 |  | 0.023545 |  | 0.00028139
| 9.1746e-07 |  | 0.00021311 |  | -0.00010975 |  | 5.8453e-05 |  | -0.0002397 |  | 0 |  | -7.3383e-05 |  | 0.00012416 |  | -9.6419e-05 |  | 9.6491e-05 |  | 3.4159e-05 |  | 7.7184e-05 |  | 0 |  | 3.9094e-05 |  | 0.00012988 |  | 0.00091221 |  | 8.4747e-07 |  | 0.023083 |  | 0.00021471
| 9.1754e-07 |  | 0.00014051 |  | -8.1621e-05 |  | 5.8457e-05 |  | -0.00017349 |  | 0 |  | -6.6441e-05 |  | 9.0579e-05 |  | 0.00017774 |  | 8.1387e-05 |  | 7.59e-05 |  | 1.5894e-05 |  | 0 |  | 4.5705e-05 |  | 0.00011671 |  | 0.00081535 |  | 8.4747e-07 |  | 0.02265 |  | 0.00041092
| 5.3785e-05 |  | 7.5681e-05 |  | -5.5933e-06 |  | 0.00011034 |  | -7.9429e-05 |  | 0 |  | -2.7037e-05 |  | 9.0582e-05 |  | 0.0001837 |  | 8.139e-05 |  | 7.59e-05 |  | 1.5895e-05 |  | 0 |  | 4.5706e-05 |  | 8.5033e-05 |  | 0.00084398 |  | 2.5426e-06 |  | 0.022219 |  | 0.00071343
| 5.379e-05 |  | 4.8145e-05 |  | 8.2865e-05 |  | 0.00011035 |  | -0.00013415 |  | 0 |  | -3.9211e-05 |  | 0.0001332 |  | -5.089e-05 |  | 9.4116e-05 |  | 9.5023e-05 |  | 0.00016738 |  | 0 |  | 4.3931e-05 |  | -1.677e-05 |  | 0.00098212 |  | 2.5424e-06 |  | 0.021781 |  | 0.00064919
| 2.0747e-05 |  | 5.3673e-05 |  | 6.4876e-05 |  | 7.5411e-05 |  | -0.0001052 |  | 0 |  | -5.8676e-05 |  | 0.00013321 |  | -0.0002909 |  | 9.4119e-05 |  | 9.5023e-05 |  | 0.00016738 |  | 0 |  | 4.3933e-05 |  | 1.3786e-05 |  | 0.00091395 |  | 8.4752e-07 |  | 0.021349 |  | 0.00042034
| 2.0747e-05 |  | 0.00011572 |  | -7.8762e-06 |  | 7.5411e-05 |  | -0.00014538 |  | 0 |  | -5.8289e-05 |  | 0.00011023 |  | -4.3925e-05 |  | 0.00015318 |  | 9.8839e-05 |  | 7.915e-05 |  | 0 |  | 1.6571e-05 |  | -1.0511e-05 |  | 0.00094001 |  | 1.4125e-06 |  | 0.02094 |  | 0.00058146
| 0 |  | 0.00013969 |  | -5.3612e-05 |  | 9.6886e-05 |  | -0.00017092 |  | 0 |  | -5.3686e-05 |  | 0.00011023 |  | -6.3227e-05 |  | 0.00015319 |  | 9.8839e-05 |  | 7.9153e-05 |  | 0 |  | 1.6572e-05 |  | -4.1315e-05 |  | 0.00087515 |  | 1.4126e-06 |  | 0.020533 |  | 0.00088504
| 0 |  | 9.5974e-05 |  | -1.5065e-05 |  | 9.6894e-05 |  | -9.2473e-05 |  | 0 |  | -4.547e-05 |  | 0.00012455 |  | -7.2325e-05 |  | 0.00010091 |  | 5.2856e-05 |  | 9.581e-05 |  | 0 |  | 4.3525e-05 |  | 5.7246e-05 |  | 0.00086341 |  | 3.1076e-06 |  | 0.020109 |  | 0.0007963
| 3.8381e-05 |  | 3.9584e-06 |  | -2.2119e-05 |  | 3.8282e-05 |  | -9.8482e-05 |  | 0 |  | -3.5013e-05 |  | 0.00012456 |  | -5.6372e-05 |  | 0.00010091 |  | 5.2869e-05 |  | 9.5813e-05 |  | 0 |  | 4.3538e-05 |  | 9.5848e-06 |  | 0.00086425 |  | 4.8029e-06 |  | 0.019673 |  | 0.00042064
| 3.8388e-05 |  | -9.2939e-07 |  | -8.2719e-05 |  | 3.8288e-05 |  | -3.4487e-05 |  | 0 |  | -6.0152e-05 |  | 0.00014121 |  | -0.00018339 |  | 8.391e-05 |  | 3.3533e-05 |  | 0.00011049 |  | 0 |  | 3.6824e-05 |  | -6.9855e-05 |  | 0.00085578 |  | 3.1078e-06 |  | 0.019268 |  | 0.00082452
| 0.00011531 |  | 6.9645e-05 |  | -5.1482e-05 |  | 2.5526e-05 |  | -0.00010168 |  | 0 |  | -8.0074e-05 |  | 0.00014121 |  | -0.00025384 |  | 8.3912e-05 |  | 3.3533e-05 |  | 0.00011049 |  | 0 |  | 3.6823e-05 |  | 1.1106e-06 |  | 0.00093501 |  | 4.8029e-06 |  | 0.018894 |  | 0.0010675
| 0.00011533 |  | 9.968e-05 |  | -1.537e-06 |  | 2.553e-05 |  | -0.00015564 |  | 0 |  | -4.5393e-05 |  | 4.0045e-05 |  | -9.8242e-05 |  | 7.0151e-05 |  | 8.8577e-05 |  | 0.00020271 |  | 0 |  | 1.9041e-05 |  | 4.9336e-05 |  | 0.00090216 |  | 4.8032e-06 |  | 0.018522 |  | 0.00052088
| 2.9576e-05 |  | 0.00010014 |  | -0.00016868 |  | 5.9569e-05 |  | -8.8825e-05 |  | 0 |  | -7.2876e-05 |  | 4.0047e-05 |  | -0.00016464 |  | 7.0154e-05 |  | 8.8555e-05 |  | 0.00020271 |  | 0 |  | 1.9036e-05 |  | -1.2774e-05 |  | 0.0009089 |  | 1.4126e-06 |  | 0.018146 |  | 0.00042979
| 2.9578e-05 |  | 0.00010338 |  | -0.00013544 |  | 5.9574e-05 |  | -0.00025298 |  | 0 |  | -0.00010016 |  | 0.00010513 |  | -0.00045685 |  | 0.00011689 |  | 8.5173e-05 |  | 0.00014679 |  | 0 |  | 4.1437e-05 |  | 5.2643e-06 |  | 0.00090721 |  | 8.4762e-07 |  | 0.017764 |  | 0.00056295
| 7.1172e-05 |  | 3.0523e-05 |  | -6.9334e-06 |  | 8.5897e-05 |  | -0.00023704 |  | 0 |  | -9.6775e-05 |  | 0.00010513 |  | -0.00033754 |  | 0.00011689 |  | 8.5194e-05 |  | 0.00014679 |  | 0 |  | 4.1449e-05 |  | -4.194e-05 |  | 0.00099818 |  | 8.4762e-07 |  | 0.017411 |  | 0.00087943
| 7.1183e-05 |  | 7.3391e-06 |  | -0.00013587 |  | 8.5911e-05 |  | -0.00025586 |  | 0 |  | -8.0301e-05 |  | 0.00011235 |  | -0.00014597 |  | 6.1411e-05 |  | 2.4388e-05 |  | 7.4602e-05 |  | 0 |  | 2.972e-05 |  | -0.00011578 |  | 0.00097797 |  | 1.4128e-06 |  | 0.017088 |  | 0.00082571
| 2.1868e-05 |  | 0.00010733 |  | -0.00010313 |  | 4.4691e-05 |  | -0.0003245 |  | 0 |  | -4.4822e-05 |  | 0.00011235 |  | -0.00011388 |  | 6.1413e-05 |  | 2.4388e-05 |  | 7.4604e-05 |  | 0 |  | 2.9719e-05 |  | -2.0848e-05 |  | 0.00092322 |  | 1.4127e-06 |  | 0.016784 |  | 0.00057008
| 2.187e-05 |  | 0.00013681 |  | 3.8057e-05 |  | 4.4695e-05 |  | -0.0001548 |  | 0 |  | -2.6673e-05 |  | 0.00022429 |  | -0.00022888 |  | 0.00011099 |  | 9.8318e-05 |  | 0.00019105 |  | 0 |  | 3.7819e-05 |  | 2.2308e-05 |  | 0.001021 |  | 1.4128e-06 |  | 0.016488 |  | 0.00072877
| 1.1947e-05 |  | 7.1701e-05 |  | -1.8462e-05 |  | 4.4699e-05 |  | -8.0685e-05 |  | 0 |  | -2.8227e-05 |  | 0.0002243 |  | 0.00010914 |  | 0.000111 |  | 9.8318e-05 |  | 0.00019106 |  | 0 |  | 3.7819e-05 |  | -7.6223e-05 |  | 0.0010454 |  | 1.4128e-06 |  | 0.016178 |  | 0.00097899
| 1.1948e-05 |  | 1.4866e-05 |  | -0.00015954 |  | 4.4702e-05 |  | -0.00014599 |  | 0 |  | -1.9457e-05 |  | 6.0531e-05 |  | 0.00038096 |  | 7.6619e-07 |  | 6.459e-05 |  | 0.00021996 |  | 0 |  | 5.3434e-05 |  | -6.7023e-05 |  | 0.00094006 |  | 3.1083e-06 |  | 0.015856 |  | 0.00095325
| 1.9667e-05 |  | -4.7177e-06 |  | -0.00019282 |  | 5.5345e-05 |  | -0.00024403 |  | 0 |  | -4.5918e-05 |  | 6.0533e-05 |  | 0.00014893 |  | 7.6622e-07 |  | 6.4607e-05 |  | 0.00021997 |  | 0 |  | 5.345e-05 |  | -0.00012216 |  | 0.00090811 |  | 3.1081e-06 |  | 0.01552 |  | 0.00032831
| 1.9671e-05 |  | 0.00012554 |  | -7.559e-05 |  | 5.5354e-05 |  | -0.00010733 |  | 0 |  | -5.356e-05 |  | 0.00019014 |  | 0.00011991 |  | 4.8655e-05 |  | 3.321e-05 |  | 5.338e-05 |  | 0 |  | 3.7153e-05 |  | -8.6296e-05 |  | 0.00084156 |  | 1.4129e-06 |  | 0.015182 |  | 0.00043695
| 5.3869e-05 |  | 0.00011086 |  | 1.095e-05 |  | 0.00011481 |  | -0.00010288 |  | 0 |  | -2.4847e-05 |  | 0.00019015 |  | 0.00028008 |  | 4.8657e-05 |  | 3.3218e-05 |  | 5.3381e-05 |  | 0 |  | 3.7162e-05 |  | 2.8486e-05 |  | 0.00089879 |  | 1.4129e-06 |  | 0.014859 |  | 0.00085049
| 5.3873e-05 |  | 4.7296e-05 |  | -6.1899e-05 |  | 0.00011482 |  | -0.00025501 |  | 0 |  | -6.468e-05 |  | 7.9237e-05 |  | 4.2844e-05 |  | 0 |  | 5.3585e-06 |  | 4.2431e-05 |  | 0 |  | 1.6437e-05 |  | -8.1153e-05 |  | 0.00088536 |  | 1.4129e-06 |  | 0.014561 |  | 0.00049298
| 0 |  | 8.4192e-05 |  | -2.3406e-05 |  | 3.6199e-05 |  | -0.00020825 |  | 0 |  | -0.00011191 |  | 7.9239e-05 |  | -0.00013498 |  | 0 |  | 5.3585e-06 |  | 4.2432e-05 |  | 0 |  | 1.6437e-05 |  | -0.00015759 |  | 0.00074974 |  | 3.1083e-06 |  | 0.014276 |  | 0.00041822
| 0 |  | 4.7295e-05 |  | 0.00010921 |  | 3.6205e-05 |  | -0.0001272 |  | 0 |  | -6.772e-05 |  | 0.00012895 |  | 0.0004656 |  | 0.00017827 |  | 0.00013508 |  | 0.00015087 |  | 0 |  | 3.6965e-05 |  | -5.0345e-05 |  | 0.0008862 |  | 3.1085e-06 |  | 0.013991 |  | 0.00055854
| 2.7401e-05 |  | 6.3339e-05 |  | 2.779e-05 |  | 3.8335e-05 |  | -0.00011669 |  | 0 |  | -1.675e-05 |  | 0.00012895 |  | 0.00041469 |  | 0.00017827 |  | 0.00013508 |  | 0.00015087 |  | 0 |  | 3.6965e-05 |  | 0.00010863 |  | 0.0010623 |  | 3.1085e-06 |  | 0.013702 |  | 0.00043576
| 2.7405e-05 |  | 5.2602e-05 |  | -7.6155e-05 |  | 3.8341e-05 |  | -0.00012491 |  | 0 |  | -5.9901e-05 |  | 0.00011514 |  | -8.4934e-05 |  | 0.00018427 |  | 3.0197e-06 |  | 8.7894e-05 |  | 0 |  | 2.976e-05 |  | 6.4673e-05 |  | 0.0010294 |  | 3.1085e-06 |  | 0.01341 |  | 0.00050713
| 4.5063e-05 |  | 7.1837e-06 |  | -3.9429e-05 |  | 1.917e-05 |  | -0.0001952 |  | 0 |  | -0.0001021 |  | 0.00011515 |  | 0.00025876 |  | 0.00018428 |  | 3.0205e-06 |  | 8.7897e-05 |  | 0 |  | 2.9767e-05 |  | 3.0431e-05 |  | 0.0010084 |  | 3.1085e-06 |  | 0.013134 |  | 0.00065319
| 4.5066e-05 |  | 5.3005e-05 |  | -6.9972e-05 |  | 1.9172e-05 |  | -0.00015212 |  | 0 |  | -6.1017e-05 |  | 9.8801e-05 |  | 0.0001972 |  | 3.5141e-05 |  | 5.1204e-05 |  | 0.00016552 |  | 0 |  | 4.1539e-05 |  | -2.9507e-05 |  | 0.0010042 |  | 3.1085e-06 |  | 0.012873 |  | 0.0006614
| 7.3722e-05 |  | 0.0001811 |  | -0.0001283 |  | 5.9656e-05 |  | -0.0001298 |  | 0 |  | -5.2433e-05 |  | 9.8804e-05 |  | -8.7205e-05 |  | 3.5142e-05 |  | 5.1217e-05 |  | 0.00016552 |  | 0 |  | 4.155e-05 |  | -0.0001015 |  | 0.00089294 |  | 1.413e-06 |  | 0.012614 |  | 0.00049916
| 7.3722e-05 |  | 0.00012224 |  | -6.1199e-05 |  | 5.9656e-05 |  | -0.00024479 |  | 0 |  | -8.3975e-05 |  | 7.7966e-05 |  | 0.00011536 |  | 6.5951e-05 |  | 3.8699e-05 |  | 7.427e-05 |  | 0 |  | 5.0542e-05 |  | -5.0154e-05 |  | 0.00091485 |  | 1.413e-06 |  | 0.012349 |  | 0.00052255
| 5.0597e-05 |  | 1.3457e-05 |  | -6.2651e-05 |  | 9.0317e-05 |  | -0.00013845 |  | 0 |  | -7.9828e-05 |  | 7.7969e-05 |  | 0.00045354 |  | 6.5953e-05 |  | 3.8699e-05 |  | 7.4273e-05 |  | 0 |  | 5.0544e-05 |  | -0.0001113 |  | 0.00093428 |  | 3.1087e-06 |  | 0.012082 |  | 0.00051538
| 5.0601e-05 |  | -5.7846e-05 |  | -0.00010711 |  | 9.0324e-05 |  | -4.6674e-05 |  | 0 |  | -6.9729e-05 |  | 5.5451e-05 |  | 0.0002514 |  | 0.00012394 |  | 5.7889e-05 |  | 2.3355e-05 |  | 0 |  | 2.3499e-05 |  | -0.00012562 |  | 0.00071941 |  | 3.1087e-06 |  | 0.011828 |  | 0.00057965
| 5.3917e-05 |  | 1.5354e-06 |  | -3.3922e-05 |  | 0.00010631 |  | -0.00021326 |  | 0 |  | -5.4461e-05 |  | 5.5452e-05 |  | -5.4332e-05 |  | 0.00012394 |  | 5.7889e-05 |  | 2.3355e-05 |  | 0 |  | 2.3499e-05 |  | -5.1281e-05 |  | 0.00062173 |  | 1.4131e-06 |  | 0.011585 |  | 0.00099586
| 5.3921e-05 |  | 6.2398e-05 |  | -0.0001224 |  | 0.00010632 |  | -0.00027471 |  | 0 |  | -5.0361e-05 |  | 7.7166e-06 |  | -0.0001054 |  | 2.2318e-05 |  | 8.3219e-05 |  | 0.00017927 |  | 0 |  | 3.5316e-05 |  | -9.1279e-05 |  | 0.00097471 |  | 1.4131e-06 |  | 0.011339 |  | 0.0012152
| 6.3918e-05 |  | -7.204e-05 |  | -0.00023522 |  | 5.1155e-05 |  | -0.00021672 |  | 0 |  | -9.1811e-05 |  | 7.7169e-06 |  | -0.00041259 |  | 2.2319e-05 |  | 8.3198e-05 |  | 0.00017928 |  | 0 |  | 3.5307e-05 |  | -0.00012365 |  | 0.0013259 |  | 3.1089e-06 |  | 0.011097 |  | 0.00093274
| 6.3924e-05 |  | -1.5539e-05 |  | -0.00017555 |  | 5.1159e-05 |  | -0.00018938 |  | 0 |  | -8.3117e-05 |  | 0.00012272 |  | -0.00039299 |  | 0.00019632 |  | 9.7865e-05 |  | 0.00016334 |  | 0 |  | 3.6295e-05 |  | 9.1132e-05 |  | 0.0013243 |  | 2.5436e-06 |  | 0.010874 |  | 0.00045583
| 6.6388e-05 |  | 1.542e-05 |  | -8.1557e-05 |  | 0.00011802 |  | -0.00013526 |  | 0 |  | -7.7509e-05 |  | 0.00012272 |  | -0.0002697 |  | 0.00019633 |  | 9.784e-05 |  | 0.00016334 |  | 0 |  | 3.6286e-05 |  | 0.000151 |  | 0.0011584 |  | 8.4787e-07 |  | 0.010647 |  | 0.00022919
| 6.6393e-05 |  | 7.6203e-07 |  | 2.9537e-05 |  | 0.00011803 |  | -9.9204e-05 |  | 0 |  | -3.6584e-05 |  | 4.5481e-05 |  | -0.00023058 |  | 0.00012542 |  | 0.00013948 |  | 3.3078e-05 |  | 0 |  | 4.4e-05 |  | 4.1877e-05 |  | 0.00093175 |  | 1.4132e-06 |  | 0.010418 |  | 0.00039167
| 4.2894e-05 |  | 7.1329e-05 |  | -6.9283e-05 |  | 0.00013832 |  | -0.00019851 |  | 0 |  | -4.1664e-05 |  | 4.5482e-05 |  | -0.00018605 |  | 0.00012542 |  | 0.00013948 |  | 3.3079e-05 |  | 0 |  | 4.4e-05 |  | -8.0346e-05 |  | 0.00084245 |  | 3.109e-06 |  | 0.010195 |  | 0.00029977
| 4.29e-05 |  | 9.4855e-05 |  | -0.00016219 |  | 0.00013834 |  | -0.00033556 |  | 0 |  | -5.6414e-05 |  | 7.2339e-05 |  | -0.00018237 |  | 0.00016364 |  | 9.0841e-05 |  | 0.00014632 |  | 0 |  | 3.0064e-05 |  | -0.00010566 |  | 0.00099662 |  | 2.5438e-06 |  | 0.0099906 |  | 0.00042953
| 7.6248e-05 |  | 6.7933e-05 |  | -5.4792e-05 |  | 4.265e-05 |  | -0.00027589 |  | 0 |  | -1.5665e-05 |  | 7.2341e-05 |  | 0.00010113 |  | 0.00016364 |  | 9.0864e-05 |  | 0.00014632 |  | 0 |  | 3.0072e-05 |  | -1.6582e-06 |  | 0.0011837 |  | 2.5438e-06 |  | 0.0097814 |  | 0.00056019
| 7.6248e-05 |  | 7.3501e-05 |  | -5.9774e-05 |  | 4.265e-05 |  | -0.00016526 |  | 0 |  | -2.6892e-05 |  | 0.00010951 |  | 0.00019239 |  | 0.00018396 |  | 8.3559e-05 |  | 0.00010558 |  | 0 |  | 4.7566e-05 |  | 5.7237e-05 |  | 0.0011921 |  | 2.5439e-06 |  | 0.0095643 |  | 0.00056475
| 0 |  | 9.3366e-05 |  | -3.3741e-05 |  | 8.118e-05 |  | -9.0167e-05 |  | 0 |  | -5.705e-05 |  | 0.00010952 |  | 0.00015259 |  | 0.00018396 |  | 8.3559e-05 |  | 0.00010558 |  | 0 |  | 4.7566e-05 |  | 3.9579e-05 |  | 0.0010396 |  | 2.5438e-06 |  | 0.0093723 |  | 0.00046496
| 0 |  | 7.5879e-05 |  | -9.3752e-05 |  | 8.118e-05 |  | -4.1067e-05 |  | 0 |  | -8.0644e-05 |  | 0 |  | 0.0004022 |  | 0.00010394 |  | 0 |  | 0.0001026 |  | 0 |  | 2.5506e-05 |  | -7.8886e-05 |  | 0.00087873 |  | 4.8052e-06 |  | 0.0092035 |  | 4.7982e-07
| 4.5129e-05 |  | 4.3179e-05 |  | -7.0645e-05 |  | 9.8416e-05 |  | -0.00017629 |  | 0 |  | -3.342e-05 |  | 0 |  | -2.4401e-06 |  | 0.00010395 |  | 0 |  | 0.00010261 |  | 0 |  | 2.5505e-05 |  | -9.9276e-05 |  | 0.0008812 |  | 6.5015e-06 |  | 0.0090412 |  | 0.00022646
| 4.5129e-05 |  | -3.13e-05 |  | 3.7608e-05 |  | 9.8416e-05 |  | -0.00022821 |  | 0 |  | -1.3894e-05 |  | 0.00017702 |  | -0.00053412 |  | 0.00012579 |  | 5.3088e-05 |  | 0.00018095 |  | 0 |  | 2.3504e-05 |  | -3.7611e-05 |  | 0.0010026 |  | 4.2398e-06 |  | 0.0088791 |  | 0.0006031
| 1.5289e-05 |  | -4.4865e-05 |  | -5.6414e-05 |  | 0.00012611 |  | -0.00013731 |  | 0 |  | -5.3694e-05 |  | 0.00017703 |  | -0.00018476 |  | 0.00012579 |  | 5.3088e-05 |  | 0.00018096 |  | 0 |  | 2.3504e-05 |  | -6.76e-05 |  | 0.00085593 |  | 2.5441e-06 |  | 0.0087109 |  | 0.00072272
| 1.5292e-05 |  | -7.0102e-05 |  | -9.3869e-05 |  | 0.00012613 |  | -0.00014168 |  | 0 |  | -6.0792e-05 |  | 0.0001051 |  | -0.00011532 |  | 6.8388e-05 |  | 0.00011035 |  | 9.2881e-05 |  | 0 |  | 4.3187e-05 |  | -8.5391e-05 |  | 0.00088968 |  | 2.5439e-06 |  | 0.0085463 |  | 0.00085578
| 0 |  | -0.00010314 |  | -0.00018487 |  | 0.00010767 |  | -0.00012556 |  | 0 |  | -4.7835e-05 |  | 0.0001051 |  | 0.00014064 |  | 6.839e-05 |  | 0.00011035 |  | 9.2884e-05 |  | 0 |  | 4.3187e-05 |  | -0.00013098 |  | 0.00095624 |  | 8.4802e-07 |  | 0.0083795 |  | 0.00072838
| 0 |  | -1.3192e-05 |  | -0.0001453 |  | 0.00010768 |  | -0.00032083 |  | 0 |  | -3.473e-05 |  | 3.0516e-05 |  | 0.00052506 |  | 0.00016933 |  | 7.1881e-05 |  | 6.4631e-05 |  | 0 |  | 2.3991e-05 |  | -9.5968e-06 |  | 0.00093012 |  | 1.4134e-06 |  | 0.0082026 |  | 0.00039761
| 4.2382e-06 |  | 0.00011039 |  | 1.874e-05 |  | 8.2457e-05 |  | -0.00049238 |  | 0 |  | -4.616e-05 |  | 3.0517e-05 |  | 0.00016397 |  | 0.00016933 |  | 7.1863e-05 |  | 6.4633e-05 |  | 0 |  | 2.3985e-05 |  | 8.5175e-05 |  | 0.0010489 |  | 3.1094e-06 |  | 0.0079979 |  | 0.0005752
| 4.2386e-06 |  | 7.0934e-05 |  | -4.3642e-05 |  | 8.2464e-05 |  | -0.00023033 |  | 0 |  | -5.7397e-05 |  | 0.00011156 |  | 1.2168e-05 |  | 0.00010993 |  | 2.9693e-05 |  | 0.00011144 |  | 0 |  | 4.3722e-05 |  | -0.00016452 |  | 0.00099246 |  | 4.8057e-06 |  | 0.0077695 |  | 0.00081511
| 1.0874e-05 |  | -1.2973e-05 |  | -0.00021969 |  | 1.8144e-05 |  | -8.6227e-05 |  | 0 |  | -7.7414e-05 |  | 0.00011157 |  | 0.0001374 |  | 0.00010994 |  | 2.9693e-05 |  | 0.00011144 |  | 0 |  | 4.3721e-05 |  | -0.00016093 |  | 0.00089473 |  | 4.8057e-06 |  | 0.0075286 |  | 0.00048998
| 1.0874e-05 |  | -6.7973e-05 |  | -0.00022353 |  | 1.8144e-05 |  | -0.00028707 |  | 0 |  | -9.1918e-05 |  | 7.3079e-05 |  | 0.0002216 |  | 0.0001426 |  | 5.1825e-05 |  | 6.1609e-05 |  | 0 |  | 4.2279e-05 |  | 2.0395e-05 |  | 0.00085766 |  | 2.5442e-06 |  | 0.0072885 |  | 0.00061058
| 4.5162e-05 |  | -5.3134e-05 |  | -8.6402e-05 |  | 6.9557e-05 |  | -0.00013304 |  | 0 |  | -7.5206e-05 |  | 7.3081e-05 |  | -1.4948e-06 |  | 0.00014261 |  | 5.1838e-05 |  | 6.1611e-05 |  | 0 |  | 4.229e-05 |  | 0.00015828 |  | 0.00081217 |  | 2.5442e-06 |  | 0.0070543 |  | 0.00061048
| 4.5165e-05 |  | 2.8997e-05 |  | -8.0372e-05 |  | 6.9563e-05 |  | 0.00015805 |  | 0 |  | -8.1327e-05 |  | 5.7134e-05 |  | -0.00038417 |  | 0.00010499 |  | 4.2839e-05 |  | 7.0521e-05 |  | 0 |  | 2.669e-05 |  | 1.3315e-05 |  | 0.00085177 |  | 3.1098e-06 |  | 0.0068057 |  | 0.00043972
| 2.968e-05 |  | 7.4996e-05 |  | -0.00015237 |  | 0.00015821 |  | -5.2171e-05 |  | 0 |  | -9.5624e-05 |  | 5.7135e-05 |  | -0.000254 |  | 0.00010499 |  | 4.2828e-05 |  | 7.0523e-05 |  | 0 |  | 2.6682e-05 |  | -0.00020017 |  | 0.00097315 |  | 5.6541e-07 |  | 0.0065972 |  | 0.0005077
| 2.9684e-05 |  | 1.971e-05 |  | 3.8909e-05 |  | 0.00015823 |  | -0.00026861 |  | 0 |  | -0.000104 |  | 0.00020604 |  | 4.0972e-05 |  | 0.00027342 |  | 0.00016424 |  | 0.00013882 |  | 0 |  | 6.7387e-05 |  | -5.3993e-05 |  | 0.00092591 |  | 0 |  | 0.0063979 |  | 0.00032747
| 0 |  | -0.0001224 |  | 5.7667e-05 |  | 2.9896e-05 |  | -0.00014736 |  | 0 |  | -6.7929e-05 |  | 0.00020605 |  | 9.6704e-05 |  | 0.00027342 |  | 0.00016429 |  | 0.00013883 |  | 0 |  | 6.7404e-05 |  | 3.2941e-05 |  | 0.00090316 |  | 8.4812e-07 |  | 0.0062513 |  | 0.00036128
| 0 |  | -8.2487e-05 |  | -0.00015589 |  | 2.9899e-05 |  | -0.00013378 |  | 0 |  | -6.1598e-05 |  | 0.0001672 |  | 1.0287e-05 |  | 0.00017524 |  | 0.00011127 |  | 0.0001569 |  | 0 |  | 4.3288e-05 |  | 4.734e-05 |  | 0.0010574 |  | 1.4135e-06 |  | 0.0060975 |  | 0.00054944
| 1.1988e-05 |  | -4.9768e-05 |  | -0.00022928 |  | 7.4518e-05 |  | -0.00025464 |  | 0 |  | -0.000107 |  | 0.0001672 |  | 0.00018974 |  | 0.00017525 |  | 0.0001113 |  | 0.00015691 |  | 0 |  | 4.3297e-05 |  | 0.00012436 |  | 0.00098073 |  | 3.11e-06 |  | 0.0059492 |  | 0.00077788
| 2.0854e-05 |  | -8.6164e-05 |  | -0.00025792 |  | 7.4518e-05 |  | -0.00022118 |  | 0 |  | -0.00010742 |  | 4.9481e-05 |  | 0.0004193 |  | 5.3083e-05 |  | 4.4073e-05 |  | 6.4436e-05 |  | 0 |  | 4.9787e-05 |  | 3.7631e-05 |  | 0.00083997 |  | 2.5445e-06 |  | 0.0058158 |  | 0.00098142
| 5.7379e-05 |  | -4.7227e-05 |  | -9.3324e-05 |  | 0.00011026 |  | -0.0003167 |  | 0 |  | -8.1305e-05 |  | 4.9483e-05 |  | 0.00070051 |  | 5.3084e-05 |  | 4.4073e-05 |  | 6.4438e-05 |  | 0 |  | 4.9789e-05 |  | 2.4108e-05 |  | 0.00090995 |  | 8.4817e-07 |  | 0.0056897 |  | 0.00069933
| 4.8515e-05 |  | 4.8996e-06 |  | -7.3355e-05 |  | 0.00011026 |  | -0.00038132 |  | 0 |  | -6.8249e-05 |  | 0.00017554 |  | 0.00045723 |  | 7.6844e-05 |  | 0 |  | 2.1381e-05 |  | 0 |  | 3.1515e-05 |  | 4.6605e-05 |  | 0.00095124 |  | 1.4136e-06 |  | 0.0056021 |  | 0.00048426
| 3.5234e-05 |  | 0.000179 |  | -0.00017555 |  | 8.624e-05 |  | -0.00031757 |  | 0 |  | -0.00010228 |  | 0.00017555 |  | 0.00010938 |  | 7.6847e-05 |  | 0 |  | 2.1382e-05 |  | 0 |  | 3.1523e-05 |  | -6.5439e-05 |  | 0.0010068 |  | 1.4136e-06 |  | 0.0055305 |  | 0.00062715
| 3.5239e-05 |  | 0.00018892 |  | -7.5348e-05 |  | 8.6254e-05 |  | -0.00017912 |  | 0 |  | -0.00010038 |  | 0.00024888 |  | 0.00039091 |  | 6.925e-05 |  | 6.5614e-05 |  | 0.00014138 |  | 0 |  | 3.6173e-05 |  | -8.73e-05 |  | 0.00099252 |  | 1.4137e-06 |  | 0.0055136 |  | 0.00074981
| 4.0774e-05 |  | -1.21e-05 |  | -6.144e-05 |  | 0.00010782 |  | -2.6167e-05 |  | 0 |  | -0.00012307 |  | 0.00024889 |  | 0.0002071 |  | 6.9252e-05 |  | 6.5631e-05 |  | 0.00014139 |  | 0 |  | 3.618e-05 |  | -7.7698e-05 |  | 0.0010919 |  | 3.1101e-06 |  | 0.005533 |  | 0.00092761
| 4.0781e-05 |  | 1.9595e-05 |  | -0.00014561 |  | 0.00010784 |  | 3.6741e-05 |  | 0 |  | -0.00011386 |  | 7.4719e-05 |  | 6.9692e-05 |  | 3.6904e-05 |  | 5.4684e-05 |  | 0.00012837 |  | 0 |  | 4.3496e-05 |  | -5.4388e-05 |  | 0.0011155 |  | 3.1101e-06 |  | 0.0056021 |  | 0.00081669
| 5.1852e-05 |  | 0.00010877 |  | -0.00018381 |  | 0.00010599 |  | -6.3967e-05 |  | 0 |  | -6.9712e-05 |  | 7.4721e-05 |  | 0.00011787 |  | 3.6906e-05 |  | 5.4698e-05 |  | 0.00012837 |  | 0 |  | 4.3505e-05 |  | -5.079e-05 |  | 0.0010018 |  | 1.4138e-06 |  | 0.0056973 |  | 0.00080592
| 5.186e-05 |  | 0.00010068 |  | -0.00017241 |  | 0.000106 |  | -0.00020393 |  | 0 |  | -0.00010302 |  | 8.4304e-05 |  | -0.00017306 |  | 0.00011665 |  | 2.7605e-05 |  | 6.045e-05 |  | 0 |  | 3.4477e-05 |  | -0.00011294 |  | 0.0010136 |  | 1.4137e-06 |  | 0.0058187 |  | 0.0011595
| 3.1376e-06 |  | 0.00013947 |  | -0.00016128 |  | 6.7177e-05 |  | -0.00020925 |  | 0 |  | -9.8898e-05 |  | 8.4306e-05 |  | 5.4897e-05 |  | 0.00011666 |  | 2.7605e-05 |  | 6.0452e-05 |  | 0 |  | 3.4479e-05 |  | -0.00013575 |  | 0.00098073 |  | 3.1103e-06 |  | 0.0058785 |  | 0.0011303
| 3.1378e-06 |  | 0.000106 |  | -0.00011751 |  | 7.8966e-05 |  | -0.00023087 |  | 0 |  | -4.3731e-05 |  | 0.00018069 |  | 0.00030137 |  | 0.00010582 |  | 8.4214e-05 |  | 9.5268e-05 |  | 0 |  | 2.7478e-05 |  | -0.00010188 |  | 0.0010575 |  | 2.5448e-06 |  | 0.0059108 |  | 0.00047972
| 2.5288e-05 |  | 7.1734e-05 |  | -7.42e-05 |  | 2.8886e-05 |  | -0.00011845 |  | 0 |  | -3.4772e-05 |  | 0.0001807 |  | 7.8865e-05 |  | 0.00010583 |  | 8.4235e-05 |  | 9.5271e-05 |  | 0 |  | 2.7486e-05 |  | 1.3012e-05 |  | 0.0011021 |  | 2.5448e-06 |  | 0.0058355 |  | 0.00057566
| 2.5292e-05 |  | 6.8714e-05 |  | -0.00014012 |  | 1.7104e-05 |  | -8.945e-05 |  | 0 |  | -6.9931e-05 |  | 0.000138 |  | -0.00011626 |  | 8.873e-05 |  | 0.00010133 |  | 0.00015913 |  | 0 |  | 2.7876e-05 |  | -5.2873e-05 |  | 0.00098831 |  | 3.1103e-06 |  | 0.0057285 |  | 0.00079095
| 0.00010172 |  | 5.9728e-05 |  | -4.6587e-05 |  | 5.6658e-05 |  | -0.00020944 |  | 0 |  | -0.00010464 |  | 0.000138 |  | -3.9184e-05 |  | 8.8733e-05 |  | 0.00010136 |  | 0.00015913 |  | 0 |  | 2.7884e-05 |  | -0.00022179 |  | 0.00093781 |  | 4.8071e-06 |  | 0.0054997 |  | 0.00089626
| 0.00010173 |  | 5.3126e-05 |  | 7.2083e-05 |  | 5.6662e-05 |  | -0.00030226 |  | 0 |  | -3.8069e-05 |  | 8.7274e-05 |  | 0.00054416 |  | 0.00023111 |  | 0.00012859 |  | 0.00015515 |  | 0 |  | 5.1695e-05 |  | -1.0804e-05 |  | 0.00091248 |  | 4.8071e-06 |  | 0.0052322 |  | 0.0013681
| 3.1391e-06 |  | 7.6882e-05 |  | 3.651e-07 |  | 6.536e-05 |  | -0.00026612 |  | 0 |  | -5.9563e-05 |  | 8.7276e-05 |  | 0.00061918 |  | 0.00023112 |  | 0.00012862 |  | 0.00015516 |  | 0 |  | 5.1711e-05 |  | 9.0037e-05 |  | 0.00088726 |  | 5.6555e-07 |  | 0.0050109 |  | 0.0011338
| 3.1394e-06 |  | 7.899e-05 |  | -0.0001558 |  | 6.5365e-05 |  | -0.00027756 |  | 0 |  | -0.00011234 |  | 5.1523e-05 |  | 4.9533e-05 |  | 0.00010762 |  | 0 |  | 1.2282e-06 |  | 0 |  | 3.3297e-05 |  | 7.8036e-05 |  | 0.0010339 |  | 5.6555e-07 |  | 0.0048011 |  | 0.00097954
| 6.464e-06 |  | -3.0077e-05 |  | -0.00023157 |  | 7.5854e-05 |  | -0.00039084 |  | 0 |  | -0.00010103 |  | 5.1524e-05 |  | 2.2179e-05 |  | 0.00010762 |  | 0 |  | 1.2282e-06 |  | 0 |  | 3.3298e-05 |  | 4.8024e-06 |  | 0.0011509 |  | 1.4139e-06 |  | 0.0046829 |  | 0.00085531
| 6.4651e-06 |  | -0.00013375 |  | -0.00020452 |  | 7.5866e-05 |  | -0.00042813 |  | 0 |  | -0.00011158 |  | 9.8467e-05 |  | -0.00017338 |  | 9.3323e-05 |  | 2.4507e-05 |  | 4.4968e-05 |  | 0 |  | 3.2879e-05 |  | -0.00011349 |  | 0.00094624 |  | 1.4139e-06 |  | 0.0045416 |  | 0.00060273
| 0 |  | -0.000127 |  | -0.00017245 |  | 4.706e-05 |  | -0.00023447 |  | 0 |  | -0.00011746 |  | 9.847e-05 |  | -0.00011007 |  | 9.3326e-05 |  | 2.4513e-05 |  | 4.4969e-05 |  | 0 |  | 3.2889e-05 |  | 4.0819e-05 |  | 0.00075244 |  | 1.4139e-06 |  | 0.0045307 |  | 0.00071742
| 3.3304e-06 |  | 8.1719e-05 |  | -0.00021184 |  | 4.7064e-05 |  | -0.00016245 |  | 0 |  | -7.0116e-05 |  | 0.00013262 |  | 3.4176e-06 |  | 4.4187e-05 |  | 3.3835e-05 |  | 8.009e-05 |  | 0 |  | 3.2753e-05 |  | 0.00015192 |  | 0.00089653 |  | 1.4139e-06 |  | 0.0045273 |  | 0.00064954
| 3.0854e-05 |  | 0.00015621 |  | -0.00011807 |  | 5.2412e-05 |  | -0.00033179 |  | 0 |  | -6.5738e-05 |  | 0.00013262 |  | -0.00042935 |  | 4.4189e-05 |  | 3.3844e-05 |  | 8.0093e-05 |  | 0 |  | 3.276e-05 |  | 0.0001072 |  | 0.0010002 |  | 1.4139e-06 |  | 0.0045821 |  | 0.00064503
| 2.7528e-05 |  | 4.4504e-05 |  | 3.0099e-05 |  | 5.242e-05 |  | -0.00020879 |  | 0 |  | -0.00010265 |  | 0.00014495 |  | 3.1377e-05 |  | 0.00022013 |  | 7.0536e-05 |  | 0.00019892 |  | 0 |  | 2.7177e-05 |  | 0.0001192 |  | 0.0011291 |  | 8.4842e-07 |  | 0.0046082 |  | 0.00093043
| 5.5245e-05 |  | 7.8948e-05 |  | -8.0764e-05 |  | 4.0656e-05 |  | -0.00021265 |  | 0 |  | -0.00010508 |  | 0.00014495 |  | 0.00016503 |  | 0.00022014 |  | 7.0554e-05 |  | 0.00019892 |  | 0 |  | 2.7183e-05 |  | -7.0847e-05 |  | 0.0011308 |  | 8.4842e-07 |  | 0.0044784 |  | 0.0004342
| 5.525e-05 |  | 2.4139e-05 |  | -0.00022456 |  | 4.0659e-05 |  | -0.00059872 |  | 0 |  | -0.00038388 |  | 0 |  | -0.00032811 |  | 0 |  | 0 |  | 0 |  | 0 |  | 0 |  | -0.00035872 |  | 0.00098079 |  | 8.4842e-07 |  | 0.0043967 |  | -1.873e-05
| 0 |  | 0.00014926 |  | -7.0682e-05 |  | 7.7138e-05 |  | -0.00013948 |  | 0 |  | -4.3085e-05 |  | 6.2648e-05 |  | 0.00018833 |  | 0.0001256 |  | 7.7284e-05 |  | 4.0809e-05 |  | 0 |  | 3.9959e-05 |  | -9.0246e-05 |  | 0.0010651 |  | 4.2421e-06 |  | 0.0042579 |  | 0.00055475
| 0 |  | 0.00019902 |  | -0.00011259 |  | 7.7144e-05 |  | -0.00018905 |  | 0 |  | -7.7484e-05 |  | 6.265e-05 |  | 0.00023692 |  | 0.0001256 |  | 7.7284e-05 |  | 4.081e-05 |  | 0 |  | 3.9957e-05 |  | -0.00014941 |  | 0.0011898 |  | 4.2421e-06 |  | 0.0042105 |  | 0.00080544
| 6.5423e-05 |  | 0.00017616 |  | -0.00018318 |  | 8.8877e-05 |  | -0.00046425 |  | 0 |  | -8.7787e-05 |  | 8.9257e-05 |  | -5.8841e-06 |  | 5.8335e-05 |  | 8.6411e-05 |  | 0.00013916 |  | 0 |  | 2.8146e-05 |  | -1.76e-05 |  | 0.0011299 |  | 4.2423e-06 |  | 0.0040175 |  | 0.0011414
| 6.5423e-05 |  | 0.00014176 |  | -0.00011635 |  | 8.8877e-05 |  | -0.00049315 |  | 0 |  | -9.2758e-05 |  | 8.926e-05 |  | 0.00022767 |  | 5.8337e-05 |  | 8.6389e-05 |  | 0.00013916 |  | 0 |  | 2.8139e-05 |  | -0.00015931 |  | 0.00093703 |  | 4.2421e-06 |  | 0.0037666 |  | 0.0011472
| 4.6399e-05 |  | 0.00013253 |  | -3.1209e-06 |  | 5.8872e-05 |  | -0.00032077 |  | 0 |  | -6.7573e-05 |  | 7.502e-05 |  | 0.00040476 |  | 0.00021105 |  | 0.00017184 |  | 9.4061e-05 |  | 0 |  | 5.6241e-05 |  | -1.201e-05 |  | 0.0010044 |  | 4.2423e-06 |  | 0.0035263 |  | 0.0010957
| 4.6403e-05 |  | 6.4505e-05 |  | -9.2659e-05 |  | 5.8877e-05 |  | -0.00012639 |  | 0 |  | -6.0862e-05 |  | 7.5022e-05 |  | 0.0003837 |  | 0.00021106 |  | 0.00017179 |  | 9.4064e-05 |  | 0 |  | 5.6225e-05 |  | 8.0467e-05 |  | 0.00099011 |  | 4.2426e-06 |  | 0.0033032 |  | 0.00079721
| 0.00012285 |  | 2.3557e-05 |  | -0.00011128 |  | 5.2454e-05 |  | -6.6996e-05 |  | 0 |  | -7.6673e-05 |  | 0.00021758 |  | 0.00052894 |  | 0.00019803 |  | 0.00010115 |  | 0.00026564 |  | 0 |  | 3.8292e-05 |  | 7.6867e-05 |  | 0.00095888 |  | 5.9382e-06 |  | 0.0031471 |  | 0.00074922
| 0.00012287 |  | 7.3647e-05 |  | -3.4738e-05 |  | 5.2463e-05 |  | -0.00018555 |  | 0 |  | -6.7279e-05 |  | 0.00021759 |  | 0.00022042 |  | 0.00019804 |  | 0.00010115 |  | 0.00026565 |  | 0 |  | 3.8292e-05 |  | 0.00013091 |  | 0.00095304 |  | 5.9386e-06 |  | 0.0029661 |  | 0.0010621
| 5.9728e-05 |  | 3.8879e-05 |  | -0.00015341 |  | 7.8423e-05 |  | -0.00023793 |  | 0 |  | -0.00017167 |  | 0.00016824 |  | 7.8744e-07 |  | 0 |  | 0 |  | 0.0001976 |  | 0 |  | 2.7006e-05 |  | -4.6429e-05 |  | 0.00078114 |  | 2.5454e-06 |  | 0.0027993 |  | 0.00089906
| 5.9728e-05 |  | -7.9619e-05 |  | -0.00015508 |  | 7.8422e-05 |  | -0.00010531 |  | 0 |  | -0.00019685 |  | 0.00016824 |  | 0.0002095 |  | 0 |  | 0 |  | 0.00019761 |  | 0 |  | 2.7007e-05 |  | -3.0326e-05 |  | 0.00087546 |  | 2.5456e-06 |  | 0.0026432 |  | 0.0007014
| 5.4189e-05 |  | -0.00011668 |  | -9.3554e-05 |  | 0.00010684 |  | 0.00012505 |  | 0 |  | -0.0001162 |  | 0.00014938 |  | 0.00018508 |  | 9.7394e-05 |  | 4.0601e-05 |  | 0.00026785 |  | 0 |  | 3.5524e-05 |  | -9.2967e-05 |  | 0.00093197 |  | 5.9389e-06 |  | 0.0025574 |  | 0.00071431
| 5.4189e-05 |  | -6.4315e-05 |  | -0.0002058 |  | 0.00010684 |  | 0.00017173 |  | 0 |  | -7.8417e-05 |  | 0.00014938 |  | -0.00024186 |  | 9.7397e-05 |  | 4.0611e-05 |  | 0.00026786 |  | 0 |  | 3.5533e-05 |  | -0.00016193 |  | 0.00098843 |  | 5.9386e-06 |  | 0.002485 |  | 0.00071896
| 4.6429e-05 |  | 5.0299e-08 |  | -0.00014066 |  | 7.9066e-05 |  | -2.8398e-05 |  | 0 |  | -3.0108e-05 |  | 0.00022457 |  | -9.6442e-05 |  | 0.00021812 |  | 9.0868e-05 |  | 7.8804e-06 |  | 0 |  | 3.2921e-05 |  | -3.9641e-05 |  | 0.0011334 |  | 4.2428e-06 |  | 0.0024268 |  | 0.00078688
| 4.6429e-05 |  | -2.0111e-06 |  | -1.2299e-05 |  | 7.9066e-05 |  | -0.00016596 |  | 0 |  | -5.4922e-05 |  | 0.00022458 |  | 0.0003544 |  | 0.00021813 |  | 9.0891e-05 |  | 7.8806e-06 |  | 0 |  | 3.293e-05 |  | 1.2012e-06 |  | 0.0010044 |  | 4.2426e-06 |  | 0.0023737 |  | 0.0003103
| 0 |  | -1.1995e-05 |  | -8.397e-05 |  | 3.1067e-05 |  | -0.00022807 |  | 0 |  | -9.6216e-05 |  | 0.00022292 |  | 0.0003344 |  | 0.00020997 |  | 0.00013313 |  | 8.5376e-05 |  | 0 |  | 2.3562e-05 |  | 4.2046e-05 |  | 0.00096989 |  | 5.9393e-06 |  | 0.0023518 |  | 0.00024941
| 0 |  | 2.0709e-05 |  | -0.00011093 |  | 3.1067e-05 |  | -0.00026046 |  | 0 |  | -0.00011068 |  | 0.00022292 |  | 2.7498e-05 |  | 0.00020998 |  | 0.00013313 |  | 8.5379e-05 |  | 0 |  | 2.3562e-05 |  | -4.2047e-05 |  | 0.00099685 |  | 5.9389e-06 |  | 0.0023712 |  | 0.0010738
| 3.8672e-05 |  | -6.9956e-05 |  | -5.2335e-05 |  | 7.7237e-05 |  | -0.00010162 |  | 0 |  | -6.8652e-05 |  | 0.00028493 |  | -0.00031957 |  | 0.00012814 |  | 9.1699e-05 |  | 0.00011504 |  | 0 |  | 3.4121e-05 |  | -9.7309e-05 |  | 0.00095304 |  | 4.2428e-06 |  | 0.00241 |  | 0.00099088
| 3.8672e-05 |  | -8.2315e-05 |  | -6.5724e-06 |  | 7.7238e-05 |  | -0.00013731 |  | 0 |  | -4.612e-05 |  | 0.00028494 |  | -0.0003044 |  | 0.00012814 |  | 9.1699e-05 |  | 0.00011505 |  | 0 |  | 3.4121e-05 |  | -8.2897e-05 |  | 0.00091596 |  | 4.2431e-06 |  | 0.0024749 |  | 0.00053395
| 0.00010321 |  | 0.00010676 |  | 4.6893e-05 |  | 9.6408e-05 |  | -0.00026859 |  | 0 |  | -9.8766e-05 |  | 0.0001433 |  | 0.00015451 |  | 0.00040174 |  | 0.00021142 |  | 0.00034792 |  | 0 |  | 3.5235e-05 |  | -0.00013239 |  | 0.00094719 |  | 5.9393e-06 |  | 0.0025407 |  | 0.00050247
| 0.00010321 |  | 0.00011339 |  | 5.1046e-06 |  | 9.6408e-05 |  | -0.00011622 |  | 0 |  | -8.8054e-05 |  | 0.0001433 |  | 0.00011257 |  | 0.00040175 |  | 0.00021147 |  | 0.00034793 |  | 0 |  | 3.5244e-05 |  | -9.7063e-06 |  | 0.00091428 |  | 5.9393e-06 |  | 0.0026021 |  | 0.00044732
| 1.203e-05 |  | -3.0143e-05 |  | -5.0428e-06 |  | 9.0235e-05 |  | -8.4709e-05 |  | 0 |  | -6.041e-05 |  | 0.00022252 |  | -0.00016992 |  | 0.00021781 |  | 0.00010953 |  | 0.00020551 |  | 0 |  | 2.2034e-05 |  | 8.5442e-05 |  | 0.00096146 |  | 7.6365e-06 |  | 0.002656 |  | 0.00076471
| 1.2032e-05 |  | -4.2589e-05 |  | 0.00011952 |  | 9.025e-05 |  | -0.00034409 |  | 0 |  | -8.0071e-05 |  | 0.00022253 |  | -4.3136e-07 |  | 0.00021781 |  | 0.00010956 |  | 0.00020552 |  | 0 |  | 2.2041e-05 |  | -6.7287e-05 |  | 0.0010711 |  | 7.637e-06 |  | 0.0026865 |  | 0.0009124
| 9.2532e-07 |  | 1.3758e-05 |  | -2.1699e-05 |  | 0.00011065 |  | -0.00039146 |  | 0 |  | -0.00013123 |  | 8.974e-05 |  | -3.0927e-05 |  | 7.7176e-05 |  | 6.4553e-05 |  | 0.00014193 |  | 0 |  | 2.1532e-05 |  | -0.00014029 |  | 0.0011898 |  | 5.9393e-06 |  | 0.0027293 |  | 0.00054231
| 9.254e-07 |  | 0.00010926 |  | -0.00023002 |  | 0.00011066 |  | -0.00025483 |  | 0 |  | -0.00017379 |  | 8.9743e-05 |  | -0.0002123 |  | 7.7178e-05 |  | 6.4553e-05 |  | 0.00014193 |  | 0 |  | 2.1532e-05 |  | -5.6179e-05 |  | 0.001109 |  | 5.9396e-06 |  | 0.0027438 |  | 0.00062193
| 3.5362e-05 |  | 8.4993e-05 |  | -0.00023901 |  | 7.7281e-05 |  | -0.00030252 |  | 0 |  | -0.00015227 |  | 0.00011693 |  | -0.00020715 |  | 0.00021595 |  | 5.6033e-05 |  | 0.00011195 |  | 0 |  | 3.1979e-05 |  | -0.00016168 |  | 0.00083422 |  | 2.546e-06 |  | 0.0027757 |  | 0.00081987
| 3.5368e-05 |  | 6.2067e-05 |  | -0.00018651 |  | 7.7294e-05 |  | -0.0005466 |  | 0 |  | -0.00011584 |  | 0.00011694 |  | 0.00010876 |  | 0.00021596 |  | 5.6033e-05 |  | 0.00011195 |  | 0 |  | 3.1979e-05 |  | -0.00026262 |  | 0.00089495 |  | 2.5462e-06 |  | 0.0027674 |  | 0.00029054
| 5.4255e-05 |  | 0.000142 |  | -0.00010584 |  | 7.482e-05 |  | -0.00033643 |  | 0 |  | -0.00011101 |  | 0.00018074 |  | 0.00063985 |  | 0.00013414 |  | 9.3633e-05 |  | 0.00026041 |  | 0 |  | 2.4801e-05 |  | -0.00011176 |  | 0.00097837 |  | 5.9396e-06 |  | 0.0027742 |  | 9.1361e-05
| 5.4259e-05 |  | 9.6339e-05 |  | -0.00011951 |  | 7.4826e-05 |  | -0.00011549 |  | 0 |  | -8.5822e-05 |  | 0.00018074 |  | 0.00045114 |  | 0.00013414 |  | 9.3657e-05 |  | 0.00026041 |  | 0 |  | 2.4808e-05 |  | 6.3939e-05 |  | 0.00081821 |  | 5.94e-06 |  | 0.0027504 |  | 0.00012887
| 3.4262e-05 |  | 6.1579e-05 |  | -0.00019951 |  | 5.1475e-05 |  | -0.00038655 |  | 0 |  | -4.1738e-05 |  | 0.00013152 |  | -0.00034423 |  | 0.0001919 |  | 0.00010072 |  | 0.00010144 |  | 0 |  | 1.866e-05 |  | 6.1535e-05 |  | 0.00082248 |  | 5.94e-06 |  | 0.0027371 |  | 0.00055651
| 3.4267e-05 |  | 7.3385e-05 |  | -0.00012215 |  | 5.1483e-05 |  | -0.0004348 |  | 0 |  | -6.1813e-05 |  | 0.00013153 |  | -0.00085411 |  | 0.00019191 |  | 0.00010075 |  | 0.00010144 |  | 0 |  | 1.8665e-05 |  | -1.2018e-06 |  | 0.00092781 |  | 5.94e-06 |  | 0.0026958 |  | 0.00078398
| 4.5382e-05 |  | 8.2976e-05 |  | -0.00026316 |  | 0.00010701 |  | -0.00012132 |  | 0 |  | -9.9199e-05 |  | 0.00018869 |  | -0.00081287 |  | 0.00016498 |  | 0 |  | 7.3298e-05 |  | 0 |  | 4.2416e-05 |  | 1.5623e-05 |  | 0.00083259 |  | 5.94e-06 |  | 0.0026747 |  | 0.00024058
| 4.5385e-05 |  | 3.4743e-05 |  | -0.00024606 |  | 0.00010702 |  | -3.1476e-05 |  | 0 |  | -8.4863e-05 |  | 0.0001887 |  | -0.0004762 |  | 0.00016499 |  | 0 |  | 7.33e-05 |  | 0 |  | 4.2416e-05 |  | -1.6826e-05 |  | 0.00085871 |  | 5.9403e-06 |  | 0.0026537 |  | 6.2111e-05
| 6.3102e-05 |  | 4.2262e-05 |  | -7.0557e-05 |  | 1.9309e-05 |  | -0.00012629 |  | 0 |  | -0.00010497 |  | 0.00019496 |  | 0.0002993 |  | 3.0642e-05 |  | 7.7661e-05 |  | 0.00015525 |  | 0 |  | 3.4638e-05 |  | -0.00014874 |  | 0.0010475 |  | 7.6379e-06 |  | 0.0026444 |  | 0.00041707
| 6.3107e-05 |  | 0.00016758 |  | -0.00015364 |  | 1.9311e-05 |  | -0.00025898 |  | 0 |  | -0.00015544 |  | 0.00019497 |  | 0.00022006 |  | 3.0643e-05 |  | 7.7661e-05 |  | 0.00015525 |  | 0 |  | 3.4638e-05 |  | -0.00026413 |  | 0.0011663 |  | 7.6374e-06 |  | 0.00262 |  | 0.00073459
| 5.2067e-05 |  | 0.0001654 |  | -0.00021035 |  | 0.00010519 |  | -0.00044432 |  | 0 |  | -0.00016184 |  | 0.00012691 |  | 0.00021619 |  | 0.00015062 |  | 5.8101e-05 |  | 6.2854e-05 |  | 0 |  | 2.3847e-05 |  | -0.00031527 |  | 0.0011351 |  | 4.2441e-06 |  | 0.0025921 |  | 0.00093162
| 5.2071e-05 |  | 4.6942e-05 |  | -0.00012631 |  | 0.0001052 |  | -0.00034594 |  | 0 |  | -0.00013912 |  | 0.00012691 |  | 0.00073924 |  | 0.00015063 |  | 5.8116e-05 |  | 6.2856e-05 |  | 0 |  | 2.3852e-05 |  | -0.00013187 |  | 0.001018 |  | 4.2438e-06 |  | 0.0025551 |  | 0.001038
| 8.7877e-05 |  | -5.1722e-05 |  | -2.9947e-05 |  | 6.993e-05 |  | -0.0003044 |  | 0 |  | -0.00012876 |  | 7.7196e-05 |  | 0.00081466 |  | 0.00023269 |  | 8.3693e-05 |  | 0.00011428 |  | 0 |  | 4.4377e-05 |  | 0.00012332 |  | 0.00094551 |  | 4.2441e-06 |  | 0.0025171 |  | 0.00083439
| 8.7884e-05 |  | -4.5446e-05 |  | -5.7714e-05 |  | 6.9936e-05 |  | -0.00033162 |  | 0 |  | -9.3567e-05 |  | 7.7199e-05 |  | 0.00049413 |  | 0.0002327 |  | 8.3714e-05 |  | 0.00011428 |  | 0 |  | 4.4388e-05 |  | -1.3223e-05 |  | 0.0010803 |  | 4.2438e-06 |  | 0.0024877 |  | 0.00084608
| 5.0972e-05 |  | -8.9077e-05 |  | -0.00015717 |  | 7.7369e-05 |  | -0.00033594 |  | 0 |  | -5.6669e-05 |  | 0.00021889 |  | 0.00039189 |  | 0.00010597 |  | 3.0787e-05 |  | 0.00016607 |  | 0 |  | 3.3903e-05 |  | -3.7265e-05 |  | 0.0011377 |  | 4.2441e-06 |  | 0.0024667 |  | 0.00082481
| 5.098e-05 |  | -0.00013491 |  | -0.00010658 |  | 7.7381e-05 |  | -0.00013043 |  | 0 |  | -9.8236e-05 |  | 0.0002189 |  | 0.00066131 |  | 0.00010598 |  | 3.0787e-05 |  | 0.00016607 |  | 0 |  | 3.3903e-05 |  | 0.00013483 |  | 0.00095141 |  | 4.2441e-06 |  | 0.0024565 |  | 0.00068319
| 0.00011081 |  | -3.8947e-05 |  | -3.5717e-05 |  | 3.757e-05 |  | -0.00012537 |  | 0 |  | -0.00013969 |  | 5.6106e-05 |  | 0.00011717 |  | 0.00025114 |  | 8.2203e-05 |  | 9.7631e-05 |  | 0 |  | 4.3825e-05 |  | 0.00014445 |  | 0.00093203 |  | 7.6388e-06 |  | 0.0024413 |  | 0.00069629
| 0.00011082 |  | 9.2936e-06 |  | -9.7749e-05 |  | 3.7573e-05 |  | -0.00040683 |  | 0 |  | -0.00015254 |  | 5.6108e-05 |  | 0.00019131 |  | 0.00025115 |  | 8.2203e-05 |  | 9.7634e-05 |  | 0 |  | 4.3827e-05 |  | 1.2022e-05 |  | 0.0009759 |  | 7.6383e-06 |  | 0.0024305 |  | 0.00092928
| 7.987e-05 |  | 5.3226e-05 |  | -0.00019754 |  | 9.473e-05 |  | -0.00049867 |  | 0 |  | -0.00016202 |  | 8.8553e-05 |  | 0.00058887 |  | 0.00011242 |  | 0.00013531 |  | 0.00018001 |  | 0 |  | 2.7307e-05 |  | 4.8088e-06 |  | 0.0009868 |  | 5.941e-06 |  | 0.0024219 |  | 0.0010676
| 7.9877e-05 |  | 0.00011674 |  | -0.00019484 |  | 9.4738e-05 |  | -0.00055304 |  | 0 |  | -9.7588e-05 |  | 8.8556e-05 |  | 0.00015076 |  | 0.00011242 |  | 0.00013531 |  | 0.00018002 |  | 0 |  | 2.7307e-05 |  | 2.5247e-05 |  | 0.0010164 |  | 5.941e-06 |  | 0.0024212 |  | 0.00039374
| 3.9869e-05 |  | 0.00021041 |  | -5.5994e-05 |  | 5.0468e-05 |  | -0.00039743 |  | 0 |  | -4.9282e-05 |  | 0.00018395 |  | -5.9275e-05 |  | 0.00021974 |  | 7.6522e-05 |  | 0.00019701 |  | 0 |  | 4.3802e-05 |  | -9.1962e-05 |  | 0.0010087 |  | 2.5466e-06 |  | 0.0024194 |  | 0.00017349
| 3.9873e-05 |  | 0.00020188 |  | -0.00012164 |  | 5.0472e-05 |  | -0.00048518 |  | 0 |  | -0.00012576 |  | 0.00018395 |  | 0.00018137 |  | 0.00021975 |  | 7.6522e-05 |  | 0.00019701 |  | 0 |  | 4.3802e-05 |  | -6.9119e-05 |  | 0.00096326 |  | 2.5468e-06 |  | 0.0024212 |  | 0.00058844
| 4.3211e-05 |  | 3.03e-05 |  | -0.000126 |  | 0.00010838 |  | -0.00045037 |  | 0 |  | -0.00013775 |  | 0.00011045 |  | 0.00043421 |  | 0.00017872 |  | 5.6338e-05 |  | 2.6443e-05 |  | 0 |  | 3.885e-05 |  | 2.4047e-05 |  | 0.0010652 |  | 4.2443e-06 |  | 0.0024236 |  | 0.00061053
| 4.3218e-05 |  | -2.872e-05 |  | -0.00020762 |  | 0.00010839 |  | -0.00011473 |  | 0 |  | -0.00015793 |  | 0.00011045 |  | 0.00061497 |  | 0.00017873 |  | 5.6352e-05 |  | 2.6444e-05 |  | 0 |  | 3.8858e-05 |  | -7.4549e-05 |  | 0.0010088 |  | 4.2446e-06 |  | 0.0024322 |  | 0.00089204
| 1.4283e-05 |  | 6.0371e-05 |  | -0.00027168 |  | 3.0076e-05 |  | -6.6816e-05 |  | 0 |  | -0.0001774 |  | 4.5566e-05 |  | 0.00061017 |  | 0.00018084 |  | 9.1952e-05 |  | 7.6009e-05 |  | 0 |  | 2.7905e-05 |  | 1.2024e-06 |  | 0.0008655 |  | 4.2446e-06 |  | 0.0024406 |  | 0.0015039
| 1.4285e-05 |  | 9.1767e-05 |  | -0.00012592 |  | 3.0078e-05 |  | -0.0001432 |  | 0 |  | -9.7723e-05 |  | 4.5567e-05 |  | 0.00042341 |  | 0.00018085 |  | 9.1952e-05 |  | 7.6011e-05 |  | 0 |  | 2.7905e-05 |  | 0.00016552 |  | 0.00099866 |  | 4.2446e-06 |  | 0.0024473 |  | 0.00094714
| 5.1021e-05 |  | 4.2705e-06 |  | -6.8113e-05 |  | 6.4433e-05 |  | -0.00023715 |  | 0 |  | -5.2412e-05 |  | 0.00012109 |  | 0.0001962 |  | 0.00025052 |  | 0.0001037 |  | 0.00012666 |  | 0 |  | 4.5158e-05 |  | -1.2899e-05 |  | 0.00099944 |  | 4.2446e-06 |  | 0.0024497 |  | 0.00019815
| 5.1025e-05 |  | -4.0582e-05 |  | -2.4319e-05 |  | 6.4438e-05 |  | -0.00037151 |  | 0 |  | -0.00011082 |  | 0.00012109 |  | 0.00028087 |  | 0.00025053 |  | 0.00010367 |  | 0.00012666 |  | 0 |  | 4.5145e-05 |  | 6.713e-06 |  | 0.00087225 |  | 4.2448e-06 |  | 0.0024541 |  | 0.00058959
| 0 |  | -4.802e-05 |  | -3.5067e-05 |  | 0.00011835 |  | -0.00029965 |  | 0 |  | -0.00012485 |  | 9.9937e-05 |  | 0.00031844 |  | 0.00013671 |  | 0.00012504 |  | 8.3231e-05 |  | 0 |  | 5.3736e-05 |  | 8.4128e-05 |  | 0.00097675 |  | 5.9417e-06 |  | 0.0024591 |  | 0.00084398
| 0 |  | -0.00011778 |  | -6.5655e-05 |  | 0.00011836 |  | -0.00015592 |  | 0 |  | -7.0258e-05 |  | 9.994e-05 |  | 0.00037425 |  | 0.00013671 |  | 0.00012501 |  | 8.3233e-05 |  | 0 |  | 5.3725e-05 |  | 1.0823e-05 |  | 0.0012051 |  | 5.9417e-06 |  | 0.0024693 |  | 0.0011514
| 5.4378e-05 |  | -0.00011877 |  | -8.5802e-05 |  | 7.7469e-05 |  | -0.00018404 |  | 0 |  | -8.0358e-05 |  | 0.00019311 |  | 0.00044779 |  | 2.1993e-05 |  | 0.00012844 |  | 0.00010984 |  | 0 |  | 4.0034e-05 |  | 1.6836e-05 |  | 0.0010636 |  | 5.9417e-06 |  | 0.0024777 |  | 0.001088
| 5.4382e-05 |  | -8.3944e-05 |  | -4.2731e-05 |  | 7.7475e-05 |  | -0.00024454 |  | 0 |  | -9.8062e-05 |  | 0.00019311 |  | 0.00054671 |  | 2.1994e-05 |  | 0.00012844 |  | 0.00010984 |  | 0 |  | 4.0034e-05 |  | 3.1269e-05 |  | 0.00092113 |  | 5.9417e-06 |  | 0.0024878 |  | 0.00077834
| 3.6567e-05 |  | -5.9669e-05 |  | 6.7828e-06 |  | 2.5796e-05 |  | -0.00023179 |  | 0 |  | -8.3419e-05 |  | 0.00025668 |  | 0.0010558 |  | 0.00030071 |  | 0.00011335 |  | 0.00017126 |  | 0 |  | 5.1042e-05 |  | -6.4084e-05 |  | 0.0010728 |  | 5.9421e-06 |  | 0.0024937 |  | 0.00050769
| 3.657e-05 |  | -6.517e-05 |  | -0.0001047 |  | 2.5798e-05 |  | -0.00021628 |  | 0 |  | -0.00010829 |  | 0.00025669 |  | 0.0010773 |  | 0.00030072 |  | 0.00011335 |  | 0.00017127 |  | 0 |  | 5.104e-05 |  | -8.4536e-05 |  | 0.001104 |  | 5.9421e-06 |  | 0.0024996 |  | 0.00023698
| 0.00011655 |  | -2.9596e-05 |  | -0.0002605 |  | 6.3235e-05 |  | -0.00021735 |  | 0 |  | -0.00014714 |  | 0.00013359 |  | 0.00076749 |  | 0.00018821 |  | 8.7889e-05 |  | 0.00011775 |  | 0 |  | 2.8865e-05 |  | -6.0982e-05 |  | 0.0011555 |  | 4.2451e-06 |  | 0.0025023 |  | 0.00052191
| 0.00011655 |  | 3.6088e-06 |  | -0.00013306 |  | 6.3235e-05 |  | -0.00013411 |  | 0 |  | -0.0001161 |  | 0.0001336 |  | 0.00050019 |  | 0.00018821 |  | 8.7911e-05 |  | 0.00011775 |  | 0 |  | 2.8874e-05 |  | -0.00011872 |  | 0.0012144 |  | 4.2451e-06 |  | 0.0025072 |  | 0.00057406
| 7.8746e-05 |  | -2.8752e-05 |  | 2.8484e-05 |  | 8.9287e-05 |  | -0.00032865 |  | 0 |  | -0.00010446 |  | 0.00012301 |  | 0.00023166 |  | 0.00014447 |  | 0.00015692 |  | 0.00019176 |  | 0 |  | 3.3229e-05 |  | -0.00011968 |  | 0.0012886 |  | 4.2451e-06 |  | 0.0025106 |  | 0.00032183
| 7.8753e-05 |  | 3.2752e-05 |  | -0.00011133 |  | 8.9294e-05 |  | -0.0003324 |  | 0 |  | -0.00017768 |  | 0.00012301 |  | -0.00020639 |  | 0.00014447 |  | 0.00015696 |  | 0.00019177 |  | 0 |  | 3.3239e-05 |  | -4.3902e-05 |  | 0.0012203 |  | 4.8114e-06 |  | 0.002519 |  | 0.00036521
| 6.3255e-05 |  | 8.9309e-05 |  | -0.00012324 |  | 0.00010232 |  | -9.1221e-05 |  | 0 |  | -0.00013978 |  | 0.00013109 |  | -0.00020227 |  | 0.00017827 |  | 0.00010001 |  | 0.0002566 |  | 0 |  | 3.1471e-05 |  | -7.6866e-05 |  | 0.0010619 |  | 4.8114e-06 |  | 0.0025225 |  | 0.00044741
| 6.326e-05 |  | 0.00013054 |  | -0.00014893 |  | 0.00010233 |  | -5.1304e-05 |  | 0 |  | -0.00010287 |  | 0.00013109 |  | -0.00011811 |  | 0.00017827 |  | 0.00010004 |  | 0.00025661 |  | 0 |  | 3.148e-05 |  | -0.00021881 |  | 0.00090343 |  | 4.2453e-06 |  | 0.002524 |  | 0.00066732
| 9.844e-06 |  | 3.2302e-05 |  | -0.00020824 |  | 0.00012777 |  | -6.3533e-05 |  | 0 |  | -0.00016293 |  | 0.0001325 |  | 7.2425e-05 |  | 0.00010829 |  | 3.5641e-05 |  | 5.3541e-05 |  | 0 |  | 3.1152e-05 |  | -0.00011067 |  | 0.0010181 |  | 8.4907e-07 |  | 0.00252 |  | 0.00090986
| 9.8448e-06 |  | -0.00012051 |  | -8.8191e-05 |  | 0.00012778 |  | -6.6145e-05 |  | 0 |  | -0.00012565 |  | 0.00013251 |  | 0.00058129 |  | 0.00010829 |  | 3.5641e-05 |  | 5.3543e-05 |  | 0 |  | 3.1154e-05 |  | 3.6088e-06 |  | 0.0011857 |  | 8.4907e-07 |  | 0.0025224 |  | 0.00079161
| 6.4516e-05 |  | -8.5302e-05 |  | -4.5728e-05 |  | 3.9801e-05 |  | -4.8278e-05 |  | 0 |  | -5.0077e-05 |  | 0.0002042 |  | 0.00032044 |  | 0.00013005 |  | 0.00028408 |  | 0.00022759 |  | 0 |  | 4.6533e-05 |  | 8.421e-06 |  | 0.0010138 |  | 2.5474e-06 |  | 0.002524 |  | 0.00072596
| 6.4522e-05 |  | -4.3186e-05 |  | -9.9831e-05 |  | 3.9804e-05 |  | -1.112e-05 |  | 0 |  | -9.0608e-05 |  | 0.00020421 |  | 0.00023553 |  | 0.00013006 |  | 0.00028415 |  | 0.0002276 |  | 0 |  | 4.6546e-05 |  | -1.9248e-05 |  | 0.0010552 |  | 2.5472e-06 |  | 0.0025259 |  | 0.0012326
| 5.3876e-06 |  | -2.5052e-05 |  | -0.00014723 |  | 0.00014766 |  | -0.00015109 |  | 0 |  | -0.00011163 |  | 0.00010632 |  | 0.00020066 |  | 0.0001092 |  | 5.6138e-05 |  | 0.000174 |  | 0 |  | 1.7224e-05 |  | 3.7296e-05 |  | 0.0010965 |  | 5.9428e-06 |  | 0.0025208 |  | 0.0010063
| 5.3884e-06 |  | -4.7245e-05 |  | -0.00020824 |  | 0.00014768 |  | -0.00042113 |  | 0 |  | -0.0001557 |  | 0.00010632 |  | -0.00031064 |  | 0.0001092 |  | 5.6152e-05 |  | 0.000174 |  | 0 |  | 1.7229e-05 |  | 5.0528e-05 |  | 0.0010492 |  | 5.9428e-06 |  | 0.0025181 |  | 0.00016775
| 1.9884e-05 |  | -0.00012577 |  | -0.00014393 |  | 5.9182e-05 |  | -0.00052708 |  | 0 |  | -0.0001637 |  | 0.00017308 |  | -0.000542 |  | 0.00027508 |  | 0.00011885 |  | 0.00014736 |  | 0 |  | 4.8735e-05 |  | 0.000154 |  | 0.001024 |  | 4.2458e-06 |  | 0.0025065 |  | 0.00048788
| 1.9885e-05 |  | -0.00011402 |  | -6.9094e-05 |  | 5.9187e-05 |  | -0.00034073 |  | 0 |  | -0.00011503 |  | 0.00017308 |  | 1.0355e-05 |  | 0.00027509 |  | 0.00011882 |  | 0.00014737 |  | 0 |  | 4.8725e-05 |  | 0.0001516 |  | 0.00095995 |  | 4.2456e-06 |  | 0.0024997 |  | 0.00080471
| 6.1148e-05 |  | -0.00014361 |  | -0.00011316 |  | 0.00010427 |  | -0.00021908 |  | 0 |  | -0.00016238 |  | 0.00010951 |  | -0.00017377 |  | 0.00015633 |  | 8.2237e-05 |  | 0.00024274 |  | 0 |  | 2.676e-05 |  | -1.0828e-05 |  | 0.0010812 |  | 4.2458e-06 |  | 0.0024979 |  | 0.00095583
| 6.1153e-05 |  | -0.00010425 |  | -3.6401e-05 |  | 0.00010428 |  | -0.00036744 |  | 0 |  | -0.00015271 |  | 0.00010951 |  | -0.00044354 |  | 0.00015633 |  | 8.2237e-05 |  | 0.00024275 |  | 0 |  | 2.6761e-05 |  | 3.4894e-05 |  | 0.0010088 |  | 4.2458e-06 |  | 0.002504 |  | 0.0014922
| 5.8927e-05 |  | 4.2569e-05 |  | -0.00012119 |  | 7.7594e-05 |  | -0.00058038 |  | 0 |  | -0.00010651 |  | 0.00010557 |  | -0.00017564 |  | 0.00019844 |  | 0 |  | 8.9407e-05 |  | 0 |  | 1.4105e-05 |  | 9.626e-06 |  | 0.00083521 |  | 4.2458e-06 |  | 0.0025031 |  | 0.0013725
| 5.8931e-05 |  | 3.0101e-05 |  | -0.00026421 |  | 7.76e-05 |  | -0.00047789 |  | 0 |  | -0.00014529 |  | 0.00010558 |  | -5.2157e-05 |  | 0.00019845 |  | 0 |  | 8.941e-05 |  | 0 |  | 1.4101e-05 |  | -0.00026592 |  | 0.00081499 |  | 4.2458e-06 |  | 0.0024922 |  | 0.0013948
| 5.4474e-05 |  | 0.00010588 |  | -0.00016398 |  | 6.1364e-05 |  | -0.00035175 |  | 0 |  | -0.00013291 |  | 0.00021864 |  | 0.00031797 |  | 0.00014208 |  | 8.6141e-05 |  | 0.00026902 |  | 0 |  | 4.0878e-05 |  | -0.00030006 |  | 0.0011192 |  | 4.2461e-06 |  | 0.0024745 |  | 0.0011614
| 5.4478e-05 |  | 8.5193e-05 |  | -0.00012109 |  | 6.1369e-05 |  | -0.00033865 |  | 0 |  | -0.00010104 |  | 0.00021865 |  | 3.691e-05 |  | 0.00014209 |  | 8.6163e-05 |  | 0.00026903 |  | 0 |  | 4.0886e-05 |  | -5.9398e-05 |  | 0.0011934 |  | 4.2461e-06 |  | 0.0024643 |  | 0.00084111
| 4.3323e-05 |  | 5.1688e-05 |  | -9.109e-05 |  | 0.00011859 |  | -0.00030147 |  | 0 |  | -0.00012016 |  | 7.2083e-05 |  | -0.0001845 |  | 0.00015746 |  | 0.00011136 |  | 0.00022725 |  | 0 |  | 3.507e-05 |  | -5.5356e-05 |  | 0.00097681 |  | 4.2461e-06 |  | 0.0024517 |  | 0.0012728
| 4.333e-05 |  | 7.6817e-05 |  | -7.3463e-05 |  | 0.00011861 |  | -0.00033327 |  | 0 |  | -0.00011296 |  | 7.2086e-05 |  | -0.00038615 |  | 0.00015746 |  | 0.00011133 |  | 0.00022726 |  | 0 |  | 3.5062e-05 |  | -0.00017329 |  | 0.0010012 |  | 4.2461e-06 |  | 0.0024441 |  | 0.0010103
| 3.5522e-05 |  | 1.8864e-05 |  | -0.00011823 |  | 8.8189e-05 |  | -0.00011449 |  | 0 |  | -8.4749e-05 |  | 0.0002172 |  | -0.000283 |  | 0.0002241 |  | 9.0898e-05 |  | 0.00016069 |  | 0 |  | 1.5457e-05 |  | -0.00018744 |  | 0.00096163 |  | 5.9435e-06 |  | 0.0024374 |  | 0.00058303
| 3.5525e-05 |  | 2.8328e-05 |  | -6.6404e-05 |  | 8.8196e-05 |  | -0.00017468 |  | 0 |  | -9.7241e-05 |  | 0.0002172 |  | -0.00011519 |  | 0.00022411 |  | 9.0898e-05 |  | 0.00016069 |  | 0 |  | 1.5457e-05 |  | -0.00014412 |  | 0.0010105 |  | 5.9438e-06 |  | 0.0024323 |  | 0.000697
| 9.2551e-05 |  | -6.3562e-05 |  | -7.213e-05 |  | 9.9384e-05 |  | -0.00029883 |  | 0 |  | -0.00013751 |  | 0.00010272 |  | 0.00034138 |  | 0.0001419 |  | 3.2831e-05 |  | 0.00018897 |  | 0 |  | 5.1535e-05 |  | -0.0001613 |  | 0.0011479 |  | 5.9435e-06 |  | 0.0024239 |  | 0.0010725
| 9.2559e-05 |  | -6.1901e-05 |  | -0.00021286 |  | 9.9392e-05 |  | -0.00045137 |  | 0 |  | -0.00015855 |  | 0.00010272 |  | 0.00043352 |  | 0.0001419 |  | 3.284e-05 |  | 0.00018897 |  | 0 |  | 5.1546e-05 |  | -0.00023232 |  | 0.0012532 |  | 5.9438e-06 |  | 0.0024138 |  | 0.0012708
| 5.4509e-05 |  | 4.9736e-05 |  | -0.00014119 |  | 7.455e-05 |  | -0.00060521 |  | 0 |  | -9.756e-05 |  | 0.00016481 |  | -0.00038916 |  | 0.00024462 |  | 7.4177e-05 |  | 0.00012067 |  | 0 |  | 4.4438e-05 |  | -6.3788e-05 |  | 0.0010965 |  | 4.2463e-06 |  | 0.0024003 |  | 0.00079791
| 5.4514e-05 |  | 0.00011289 |  | -6.8128e-05 |  | 7.4556e-05 |  | -0.00033743 |  | 0 |  | -3.2063e-05 |  | 0.00016482 |  | -0.00037041 |  | 0.00024463 |  | 7.4195e-05 |  | 0.00012067 |  | 0 |  | 4.4449e-05 |  | 3.9719e-05 |  | 0.00099872 |  | 4.2463e-06 |  | 0.0023885 |  | 0.00078266
| 6.7727e-05 |  | -2.0557e-05 |  | -0.00011666 |  | 8.5125e-05 |  | -0.00030142 |  | 0 |  | -6.5333e-05 |  | 0.00017665 |  | -0.00066213 |  | 0.00013577 |  | 6.5483e-05 |  | 0.00014388 |  | 0 |  | 4.2306e-05 |  | -6.7404e-05 |  | 0.0011539 |  | 5.9442e-06 |  | 0.0023726 |  | 0.0012896
| 6.7733e-05 |  | -9.5508e-05 |  | -3.8919e-05 |  | 8.5132e-05 |  | -0.00024589 |  | 0 |  | -0.00014312 |  | 0.00017666 |  | -0.00031452 |  | 0.00013577 |  | 6.5499e-05 |  | 0.00014388 |  | 0 |  | 4.2315e-05 |  | -5.7775e-05 |  | 0.0012355 |  | 5.9442e-06 |  | 0.0023598 |  | 0.0010936
| 5.4527e-05 |  | 1.1251e-05 |  | -0.0001156 |  | 8.7003e-05 |  | -0.00024292 |  | 0 |  | -0.0001653 |  | 3.5315e-05 |  | 0.00012354 |  | 3.9044e-05 |  | 4.979e-05 |  | 0.00015978 |  | 0 |  | 3.9523e-05 |  | -5.0555e-05 |  | 0.0011395 |  | 4.2463e-06 |  | 0.0023396 |  | 0.00086597
| 5.4531e-05 |  | 0.00012317 |  | -8.179e-05 |  | 8.701e-05 |  | -0.00055353 |  | 0 |  | -0.00012356 |  | 3.5316e-05 |  | -0.00015373 |  | 3.9046e-05 |  | 4.9791e-05 |  | 0.00015979 |  | 0 |  | 3.9523e-05 |  | -4.2129e-05 |  | 0.0011083 |  | 4.2466e-06 |  | 0.0023221 |  | 0.0012617
| 6.1237e-05 |  | 8.7608e-05 |  | -3.6228e-05 |  | 5.4967e-05 |  | -0.00031935 |  | 0 |  | -0.00015299 |  | 0.00016752 |  | 0.00020601 |  | 0.00023092 |  | 9.1138e-05 |  | 7.7542e-05 |  | 0 |  | 1.4388e-05 |  | 0.00014084 |  | 0.0011471 |  | 4.2468e-06 |  | 0.0023017 |  | 0.0012195
| 6.1241e-05 |  | 3.5206e-06 |  | -0.00012624 |  | 5.4971e-05 |  | -0.00014404 |  | 0 |  | -0.00012525 |  | 0.00016753 |  | 6.8331e-05 |  | 0.00023092 |  | 9.1138e-05 |  | 7.7544e-05 |  | 0 |  | 1.4388e-05 |  | 9.9915e-05 |  | 0.0011437 |  | 4.2466e-06 |  | 0.0022949 |  | 0.00056985
| 5.4544e-05 |  | 5.1465e-05 |  | -0.00011275 |  | 8.5166e-05 |  | -0.00018674 |  | 0 |  | -8.0194e-05 |  | 0.000158 |  | -0.00013549 |  | 0.00010562 |  | 0.00010281 |  | 2.0168e-05 |  | 0 |  | 3.4879e-05 |  | -0.00011797 |  | 0.00097939 |  | 5.9445e-06 |  | 0.0022926 |  | 0.00060169
| 5.4549e-05 |  | 4.5633e-05 |  | -0.00018935 |  | 8.5173e-05 |  | -0.00030524 |  | 0 |  | -0.00018101 |  | 0.000158 |  | 0.00034227 |  | 0.00010562 |  | 0.00010279 |  | 2.0168e-05 |  | 0 |  | 3.4871e-05 |  | -0.00018058 |  | 0.0011353 |  | 5.9445e-06 |  | 0.002284 |  | 0.00079342
| 3.4445e-05 |  | 8.6637e-05 |  | -0.00018205 |  | 8.3936e-05 |  | -0.00034656 |  | 0 |  | -0.00019954 |  | 0.00010144 |  | 0.00049537 |  | 0.00025593 |  | 7.2716e-05 |  | 0.00015756 |  | 0 |  | 3.8913e-05 |  | 1.4447e-05 |  | 0.0011109 |  | 4.2468e-06 |  | 0.0022639 |  | 0.00053873
| 3.4448e-05 |  | 8.6751e-05 |  | -0.00013183 |  | 8.3943e-05 |  | -0.00013694 |  | 0 |  | -0.00010957 |  | 0.00010144 |  | -0.00010781 |  | 0.00025594 |  | 7.2716e-05 |  | 0.00015756 |  | 0 |  | 3.8913e-05 |  | 0.00011678 |  | 0.00092287 |  | 4.2468e-06 |  | 0.0022326 |  | 0.00059392
| 2.1043e-05 |  | 3.5946e-05 |  | -0.00017616 |  | 7.0891e-05 |  | -1.9863e-05 |  | 0 |  | -9.2602e-05 |  | 6.071e-05 |  | -0.00030366 |  | 8.4867e-05 |  | 9.1533e-05 |  | 4.904e-05 |  | 0 |  | 4.3324e-05 |  | -0.00019886 |  | 0.00093978 |  | 4.2468e-06 |  | 0.0022116 |  | 0.00091455
| 2.1045e-05 |  | 0.00011483 |  | -7.6411e-05 |  | 7.0897e-05 |  | -0.00024302 |  | 0 |  | -0.0001206 |  | 6.0712e-05 |  | 0.00019309 |  | 8.487e-05 |  | 9.1556e-05 |  | 4.9042e-05 |  | 0 |  | 4.3335e-05 |  | -0.00028193 |  | 0.0012761 |  | 4.2471e-06 |  | 0.0021956 |  | 0.0011549
| 1.3225e-05 |  | 3.9577e-05 |  | -7.5946e-05 |  | 0.00010139 |  | -0.00046297 |  | 0 |  | -0.00012766 |  | 0.00023075 |  | 0.00051727 |  | 8.8409e-05 |  | 3.2818e-05 |  | 0.00025525 |  | 0 |  | 4.2078e-05 |  | -0.00026288 |  | 0.0014016 |  | 2.5483e-06 |  | 0.0021845 |  | 0.00064906
| 1.3225e-05 |  | 2.333e-05 |  | -9.4991e-05 |  | 0.00010139 |  | -0.00041686 |  | 0 |  | -0.00011196 |  | 0.00023076 |  | -5.3212e-05 |  | 8.8411e-05 |  | 3.2827e-05 |  | 0.00025526 |  | 0 |  | 4.2089e-05 |  | -0.00014369 |  | 0.00095579 |  | 2.5483e-06 |  | 0.0021771 |  | 0.00041442
| 9.4552e-05 |  | 0.00011143 |  | -3.9279e-05 |  | 7.2158e-05 |  | -0.0003929 |  | 0 |  | -0.00010762 |  | 3.1406e-05 |  | -0.00077591 |  | 0.00015398 |  | 0.00010522 |  | 0.00023261 |  | 0 |  | 3.6219e-05 |  | -9.6524e-05 |  | 0.00091786 |  | 2.5483e-06 |  | 0.0021695 |  | 0.0012527
| 9.4559e-05 |  | 0.00010075 |  | -0.00013574 |  | 7.2164e-05 |  | -0.00037758 |  | 0 |  | -0.00017821 |  | 3.1407e-05 |  | -0.00031881 |  | 0.00015398 |  | 0.00010522 |  | 0.00023262 |  | 0 |  | 3.6221e-05 |  | -0.0002374 |  | 0.0010038 |  | 2.5483e-06 |  | 0.0021652 |  | 0.0011611
| 5.4028e-06 |  | 0.00011748 |  | -0.0001024 |  | 0.0001207 |  | -0.00043635 |  | 0 |  | -0.0002152 |  | 0.00016718 |  | 0.00029605 |  | 0.00021599 |  | 0.0001059 |  | 0.00022278 |  | 0 |  | 4.992e-05 |  | -9.0307e-05 |  | 0.0010165 |  | 4.2473e-06 |  | 0.0021611 |  | 0.00078168
| 5.4032e-06 |  | 3.1081e-05 |  | 2.7255e-05 |  | 0.00012071 |  | -0.00017241 |  | 0 |  | -0.00013521 |  | 0.00016719 |  | 0.00019335 |  | 0.000216 |  | 0.0001059 |  | 0.00022279 |  | 0 |  | 4.992e-05 |  | 4.5758e-05 |  | 0.0011319 |  | 4.2471e-06 |  | 0.0021459 |  | 0.00055121
| 0 |  | -6.8599e-05 |  | -3.3819e-05 |  | 9.2723e-05 |  | -3.9062e-05 |  | 0 |  | -5.9193e-05 |  | 0.00017583 |  | -7.1393e-05 |  | 0.00012994 |  | 9.5821e-05 |  | 1.0606e-05 |  | 0 |  | 2.6054e-05 |  | 0.00011801 |  | 0.0012053 |  | 4.2473e-06 |  | 0.0021122 |  | 0.0005901
| 0 |  | -8.5285e-06 |  | -6.9629e-05 |  | 9.2723e-05 |  | -0.00011838 |  | 0 |  | -7.7871e-05 |  | 0.00017583 |  | -0.0001204 |  | 0.00012995 |  | 9.5845e-05 |  | 1.0606e-05 |  | 0 |  | 2.6061e-05 |  | 0.0001737 |  | 0.0010788 |  | 4.2473e-06 |  | 0.0020743 |  | 0.00091928
| 1.435e-05 |  | 6.1459e-05 |  | -4.2838e-05 |  | 5.0721e-05 |  | -0.00012407 |  | 0 |  | -0.00012314 |  | 1.0835e-05 |  | 3.4615e-05 |  | 0.00018295 |  | 0.00013158 |  | 9.0296e-05 |  | 0 |  | 4.0363e-05 |  | 0.00019538 |  | 0.0011185 |  | 7.6446e-06 |  | 0.0020473 |  | 0.00094624
| 1.4351e-05 |  | -3.1174e-05 |  | -0.00012021 |  | 5.0725e-05 |  | -0.00032372 |  | 0 |  | -9.9795e-05 |  | 1.0835e-05 |  | 6.6899e-07 |  | 0.00018295 |  | 0.00013161 |  | 9.0299e-05 |  | 0 |  | 4.0373e-05 |  | 8.4301e-06 |  | 0.0011496 |  | 7.6442e-06 |  | 0.0020379 |  | 0.0011461
| 8.0302e-05 |  | -1.8086e-05 |  | -0.00014336 |  | 8.3415e-05 |  | -0.00032511 |  | 0 |  | -7.4566e-05 |  | 0.00015153 |  | -0.00039214 |  | 0 |  | 1.2091e-05 |  | 0.00011104 |  | 0 |  | 2.6846e-05 |  | 2.8903e-05 |  | 0.00103 |  | 5.9456e-06 |  | 0.0020304 |  | 0.001113
| 8.0303e-05 |  | 5.6673e-05 |  | -0.00013486 |  | 8.3415e-05 |  | -0.00027338 |  | 0 |  | -0.00010054 |  | 0.00015153 |  | -0.00018519 |  | 0 |  | 1.2091e-05 |  | 0.00011104 |  | 0 |  | 2.6846e-05 |  | 2.77e-05 |  | 0.00099035 |  | 5.9456e-06 |  | 0.0020153 |  | 0.0009019
| 7.7196e-05 |  | 3.4812e-05 |  | -8.7283e-05 |  | 6.1532e-05 |  | -0.0003716 |  | 0 |  | -4.3538e-05 |  | 0.00018735 |  | 0.0001997 |  | 0.00050327 |  | 0.00014694 |  | 0.00020137 |  | 0 |  | 3.3384e-05 |  | -0.00015296 |  | 0.00098529 |  | 4.2476e-06 |  | 0.0019942 |  | 0.00092887
| 7.7209e-05 |  | -1.7012e-05 |  | -3.8012e-05 |  | 6.1542e-05 |  | -0.00016798 |  | 0 |  | -4.6602e-05 |  | 0.00018736 |  | 0.00089429 |  | 0.00050329 |  | 0.00014694 |  | 0.00020138 |  | 0 |  | 3.3384e-05 |  | -0.00012526 |  | 0.00099878 |  | 4.2476e-06 |  | 0.0019807 |  | 0.00091243
| 6.1345e-05 |  | -0.00010767 |  | -0.0001351 |  | 9.402e-05 |  | -0.00017878 |  | 0 |  | -8.2629e-05 |  | 0.00025346 |  | 0.00056943 |  | 0.00028984 |  | 9.9062e-05 |  | 0.00023327 |  | 0 |  | 3.7856e-05 |  | -3.6134e-06 |  | 0.0010805 |  | 2.5487e-06 |  | 0.0019689 |  | 0.0011004
| 6.135e-05 |  | -5.0587e-05 |  | -0.00015987 |  | 9.4028e-05 |  | -6.604e-05 |  | 0 |  | -0.00014287 |  | 0.00025347 |  | -0.00012132 |  | 0.00028985 |  | 9.9087e-05 |  | 0.00023327 |  | 0 |  | 3.7865e-05 |  | -3.7338e-05 |  | 0.0012272 |  | 2.5486e-06 |  | 0.0019613 |  | 0.0014608
| 3.8979e-05 |  | 5.3239e-05 |  | -8.3215e-05 |  | 6.1557e-05 |  | -9.5402e-05 |  | 0 |  | -0.00015913 |  | 0.00018423 |  | 3.0226e-05 |  | 0.00037957 |  | 0.0001193 |  | 0.00015295 |  | 0 |  | 4.9581e-05 |  | -0.00019183 |  | 0.0010848 |  | 5.9459e-06 |  | 0.0019446 |  | 0.0010815
| 3.8979e-05 |  | 7.4135e-05 |  | -8.6351e-05 |  | 6.1557e-05 |  | -0.00041965 |  | 0 |  | -0.00014368 |  | 0.00018424 |  | -6.4205e-05 |  | 0.00037958 |  | 0.0001193 |  | 0.00015295 |  | 0 |  | 4.9579e-05 |  | -5.2113e-05 |  | 0.00096759 |  | 5.9459e-06 |  | 0.0019259 |  | 0.00097941
| 8.4714e-05 |  | 5.5577e-05 |  | -1.8625e-05 |  | 3.2406e-06 |  | -0.00038978 |  | 0 |  | -0.00013291 |  | 3.6936e-05 |  | 0.00035488 |  | 0.00023013 |  | 0.00023714 |  | 0.00030476 |  | 0 |  | 3.7942e-05 |  | -8.4318e-06 |  | 0.0010418 |  | 5.9459e-06 |  | 0.0019032 |  | 0.00091501
| 8.4714e-05 |  | 5.3407e-05 |  | -5.6171e-05 |  | 3.2406e-06 |  | -0.00041536 |  | 0 |  | -0.0001582 |  | 3.6938e-05 |  | 0.00032995 |  | 0.00023013 |  | 0.00023708 |  | 0.00030477 |  | 0 |  | 3.7933e-05 |  | -0.00023851 |  | 0.00098951 |  | 5.9463e-06 |  | 0.0018686 |  | 0.00069284
| 0.00010279 |  | 4.7721e-05 |  | -0.00021904 |  | 0.00015762 |  | -0.00023855 |  | 0 |  | -0.00019371 |  | 0.00024271 |  | 0.00067679 |  | 0.00015841 |  | 8.3633e-05 |  | 8.3275e-05 |  | 0 |  | 3.02e-05 |  | -0.00023732 |  | 0.0010696 |  | 5.9459e-06 |  | 0.001861 |  | 0.0010407
| 0.00010279 |  | 6.0301e-05 |  | -0.00017806 |  | 0.00015762 |  | -0.0002985 |  | 0 |  | -0.00015794 |  | 0.00024271 |  | 0.00074453 |  | 0.00015842 |  | 8.3654e-05 |  | 8.3277e-05 |  | 0 |  | 3.0208e-05 |  | -0.00013372 |  | 0.0010848 |  | 5.9463e-06 |  | 0.001867 |  | 0.00076345
| 6.6049e-05 |  | 0.00013245 |  | -8.6648e-05 |  | 3.0253e-05 |  | -0.00051627 |  | 0 |  | -7.1688e-05 |  | 0.00012626 |  | -0.00038542 |  | 0.00030831 |  | 0.00014955 |  | 0.00031078 |  | 0 |  | 4.6002e-05 |  | -0.00013493 |  | 0.00099456 |  | 5.9463e-06 |  | 0.0018838 |  | 0.00070339
| 6.6049e-05 |  | 0.00014879 |  | -0.00011296 |  | 3.0253e-05 |  | -0.00032069 |  | 0 |  | -9.4394e-05 |  | 0.00012626 |  | 2.1277e-07 |  | 0.00030832 |  | 0.00014955 |  | 0.00031079 |  | 0 |  | 4.6004e-05 |  | -9.7581e-05 |  | 0.001046 |  | 5.9463e-06 |  | 0.0018888 |  | 0.0011241
| 8.6002e-05 |  | 8.749e-05 |  | -0.00016436 |  | 8.1016e-05 |  | -0.00033791 |  | 0 |  | -0.0001788 |  | 9.7311e-05 |  | 0.00087582 |  | 0.00013839 |  | 6.4627e-05 |  | 0.00028075 |  | 0 |  | 3.1867e-05 |  | -0.00018492 |  | 0.001105 |  | 4.2481e-06 |  | 0.0018644 |  | 0.00095641
| 8.6002e-05 |  | 0.00010972 |  | -6.0936e-05 |  | 8.1016e-05 |  | -0.00029005 |  | 0 |  | -0.00012901 |  | 9.7314e-05 |  | -2.8713e-05 |  | 0.00013839 |  | 6.4627e-05 |  | 0.00028076 |  | 0 |  | 3.1867e-05 |  | -3.6043e-05 |  | 0.0010435 |  | 4.2483e-06 |  | 0.0018409 |  | 0.00083866
| 5.133e-05 |  | 0.00021959 |  | 2.7678e-05 |  | 0.00010035 |  | -0.00013217 |  | 0 |  | -9.3904e-05 |  | 0.00030308 |  | -0.00044608 |  | 0.00040197 |  | 0.00017994 |  | 9.3536e-06 |  | 0 |  | 4.1234e-05 |  | 0.00014286 |  | 0.00093809 |  | 5.9466e-06 |  | 0.0018121 |  | 0.00060844
| 5.1334e-05 |  | 0.00017631 |  | 5.0148e-06 |  | 0.00010036 |  | -0.00035579 |  | 0 |  | -0.00012761 |  | 0.00030309 |  | -0.00013071 |  | 0.00040198 |  | 0.00017994 |  | 9.3538e-06 |  | 0 |  | 4.1234e-05 |  | -3.4941e-05 |  | 0.00093219 |  | 5.9463e-06 |  | 0.0018037 |  | 0.00044284
| 4.0133e-05 |  | 4.2928e-05 |  | -0.00013079 |  | 0.00016207 |  | -0.00023564 |  | 0 |  | -0.00016287 |  | 0.0001926 |  | -0.00022528 |  | 0.00024837 |  | 3.474e-05 |  | 0.00033325 |  | 0 |  | 3.2308e-05 |  | -8.6753e-05 |  | 0.0010005 |  | 5.9466e-06 |  | 0.0017912 |  | 0.0006227
| 4.014e-05 |  | -2.8943e-05 |  | -0.00019056 |  | 0.0001621 |  | -0.00033563 |  | 0 |  | -0.00016547 |  | 0.00019261 |  | 0.00035044 |  | 0.00024838 |  | 3.4731e-05 |  | 0.00033326 |  | 0 |  | 3.2298e-05 |  | -1.2049e-06 |  | 0.00090859 |  | 5.947e-06 |  | 0.0017666 |  | 0.00091294
| 9.3333e-07 |  | -6.5895e-05 |  | -0.00021364 |  | 4.649e-05 |  | -0.00046352 |  | 0 |  | -0.00017604 |  | 0.00012474 |  | 0.00047979 |  | 0.00029931 |  | 0.00014361 |  | 0.00024115 |  | 0 |  | 4.4865e-05 |  | -5.1813e-05 |  | 0.0010292 |  | 5.9466e-06 |  | 0.0017397 |  | 0.0007999
| 9.334e-07 |  | -6.5468e-05 |  | -0.00010076 |  | 4.6494e-05 |  | -0.00016569 |  | 0 |  | -8.839e-05 |  | 0.00012474 |  | 0.00046036 |  | 0.00032529 |  | 0.00014361 |  | 0.00024115 |  | 0 |  | 4.4866e-05 |  | -1.4459e-05 |  | 0.0010746 |  | 5.947e-06 |  | 0.0017236 |  | 0.00051698
| 4.3508e-05 |  | 1.2484e-05 |  | 3.6765e-05 |  | 0.00015464 |  | -0.00010876 |  | 0 |  | -3.6525e-05 |  | 0.00022428 |  | 0.00045598 |  | 0.00015858 |  | 7.3679e-05 |  | 0.00022469 |  | 0 |  | 5.3163e-05 |  | 8.0735e-05 |  | 0.00080328 |  | 7.6464e-06 |  | 0.0017313 |  | 0.00089762
| 4.3514e-05 |  | 3.0718e-05 |  | -0.00019743 |  | 0.00015467 |  | -0.00035509 |  | 0 |  | -0.00010102 |  | 0.00022428 |  | 6.9202e-05 |  | 0.00013261 |  | 7.3716e-05 |  | 0.00022469 |  | 0 |  | 5.319e-05 |  | 2.1691e-05 |  | 0.00095916 |  | 7.6464e-06 |  | 0.0017489 |  | 0.0010716
| 3.4553e-05 |  | 2.1056e-05 |  | -9.5662e-05 |  | 0.00010478 |  | -0.00037391 |  | 0 |  | -6.6264e-05 |  | 0.00022702 |  | 3.4067e-05 |  | 0.00033464 |  | 0.00017665 |  | 0.00043531 |  | 0 |  | 3.1107e-05 |  | 0.00030729 |  | 0.0010688 |  | 7.6464e-06 |  | 0.0017507 |  | 0.00091646
| 3.4556e-05 |  | 9.4483e-06 |  | 1.4265e-05 |  | 0.00010479 |  | -0.00030337 |  | 0 |  | -0.00011035 |  | 0.00022703 |  | -6.1234e-05 |  | 0.00033465 |  | 0.00017665 |  | 0.00043532 |  | 0 |  | 3.1108e-05 |  | 0.00027235 |  | 0.0011185 |  | 7.6464e-06 |  | 0.001727 |  | 0.0011549
| 6.3628e-05 |  | 4.5966e-06 |  | -0.00013765 |  | 0.00011478 |  | -0.00058871 |  | 0 |  | -0.00018114 |  | 0.00017902 |  | 0.00031996 |  | 0.00036726 |  | 0 |  | 2.9017e-05 |  | 0 |  | 3.4534e-05 |  | -8.3152e-05 |  | 0.0011067 |  | 2.5493e-06 |  | 0.0017069 |  | 0.001026
| 6.3633e-05 |  | 6.9198e-06 |  | -0.00020756 |  | 0.00011479 |  | -0.00042299 |  | 0 |  | -0.00019938 |  | 0.00017902 |  | -0.00028214 |  | 0.00036727 |  | 0 |  | 2.9018e-05 |  | 0 |  | 3.4543e-05 |  | -0.00011449 |  | 0.0010359 |  | 2.5492e-06 |  | 0.0017034 |  | 0.00085063
| 0.0001017 |  | 8.9937e-05 |  | -0.00012398 |  | 4.9765e-05 |  | -0.00020489 |  | 0 |  | -0.00016156 |  | 0.00031298 |  | -0.00088632 |  | 0.00020846 |  | 0.00017049 |  | 0.00032786 |  | 0 |  | 3.3131e-05 |  | -8.5569e-05 |  | 0.001143 |  | 4.2488e-06 |  | 0.0016942 |  | 0.00089672
| 0.0001017 |  | 3.8796e-05 |  | 3.77e-05 |  | 4.9769e-05 |  | -0.00021073 |  | 0 |  | -0.00012219 |  | 0.00031299 |  | -2.6119e-05 |  | 0.00020846 |  | 0.00017053 |  | 0.00032787 |  | 0 |  | 3.3138e-05 |  | -3.254e-05 |  | 0.00097692 |  | 4.2491e-06 |  | 0.0016673 |  | 0.00052651
| 4.8024e-05 |  | -5.2635e-06 |  | 5.9118e-05 |  | 0.00010483 |  | -0.00016568 |  | 0 |  | -0.00010141 |  | 0.00018417 |  | 0 |  | 0.00023717 |  | 0.00021967 |  | 0.0004045 |  | 0 |  | 6.0843e-05 |  | 9.0394e-05 |  | 0.0010148 |  | 5.9473e-06 |  | 0.0016393 |  | 0
| 4.8028e-05 |  | 0.00011129 |  | -1.26e-05 |  | 0.00010484 |  | -0.00031506 |  | 0 |  | -9.1361e-05 |  | 0.00018418 |  | 0 |  | 0.00023718 |  | 0.00021967 |  | 0.00040451 |  | 0 |  | 6.084e-05 |  | -0.00013138 |  | 0.0010949 |  | 5.9473e-06 |  | 0.0016226 |  | 0
| 3.0089e-05 |  | 0.00012759 |  | -8.0671e-05 |  | 0.00016539 |  | -0.00040012 |  | 0 |  | -0.00012074 |  | 0.00010141 |  | 0 |  | 0.00029738 |  | 0.00017057 |  | 0.00010155 |  | 0 |  | 3.161e-05 |  | 6.0265e-06 |  | 0.00099462 |  | 4.2491e-06 |  | 0.0016066 |  | 0
| 3.0092e-05 |  | 5.021e-05 |  | -6.9702e-05 |  | 0.0001654 |  | -0.00029138 |  | 0 |  | -0.00015099 |  | 0.00010141 |  | 0 |  | 0.00029739 |  | 0.00017057 |  | 0.00010155 |  | 0 |  | 3.1611e-05 |  | 0.00045759 |  | 0.00091281 |  | 4.2491e-06 |  | 0.0016039 |  | 0
| 0.00012422 |  | -2.485e-05 |  | -7.736e-05 |  | 8.2394e-05 |  | -0.00022233 |  | 0 |  | -0.00019221 |  | 0.00019317 |  | 0 |  | 0.00037448 |  | 0.00012962 |  | 0.00028449 |  | 0 |  | 4.2479e-05 |  | 0.00029731 |  | 0.00096934 |  | 4.2491e-06 |  | 0.0016099 |  | 0
| 0.00012424 |  | 8.2674e-05 |  | 5.9624e-06 |  | 8.2408e-05 |  | -9.7318e-05 |  | 0 |  | -0.00012576 |  | 0.00019318 |  | 0 |  | 0.00037449 |  | 0.00012958 |  | 0.0002845 |  | 0 |  | 4.247e-05 |  | 4.7011e-05 |  | 0.0010005 |  | 4.2491e-06 |  | 0.0016116 |  | 0
| 4.2999e-06 |  | 3.5986e-05 |  | 5.0737e-05 |  | 0.00011175 |  | -8.0261e-05 |  | 0 |  | -8.4751e-05 |  | 0.00031777 |  | 0 |  | 0.00024718 |  | 0.00018199 |  | 0.00018232 |  | 0 |  | 5.6127e-05 |  | 1.9286e-05 |  | 0.00096596 |  | 4.2491e-06 |  | 0.0016057 |  | 0
| 4.3002e-06 |  | -6.7931e-05 |  | -9.5691e-05 |  | 0.00011176 |  | -0.00031626 |  | 0 |  | -0.00015359 |  | 0.00031778 |  | 0 |  | 0.00024719 |  | 0.00018194 |  | 0.00018233 |  | 0 |  | 5.6115e-05 |  | -5.5451e-05 |  | 0.0010359 |  | 4.2493e-06 |  | 0.0015931 |  | 0
| 2.786e-05 |  | 3.992e-05 |  | -0.00012305 |  | 5.4134e-06 |  | -0.00037662 |  | 0 |  | -0.00016899 |  | 9.9919e-05 |  | 0 |  | 3.1064e-05 |  | 0.000142 |  | 0.00020778 |  | 0 |  | 3.5402e-05 |  | -0.00022197 |  | 0.00095916 |  | 4.2493e-06 |  | 0.0015702 |  | 0
| 2.7865e-05 |  | 9.8524e-05 |  | -0.00013324 |  | 5.4143e-06 |  | -0.00035226 |  | 0 |  | -0.00020047 |  | 9.9922e-05 |  | 0 |  | 3.1064e-05 |  | 0.000142 |  | 0.00020778 |  | 0 |  | 3.5403e-05 |  | -0.00026055 |  | 0.00085217 |  | 4.2493e-06 |  | 0.0015476 |  | 0
| 9.7422e-05 |  | 0.00017229 |  | -0.00024344 |  | 5.631e-05 |  | -0.00029791 |  | 0 |  | -0.00024791 |  | 0.00026268 |  | 0 |  | 7.0064e-05 |  | 3.2574e-05 |  | 5.4737e-05 |  | 0 |  | 4.8165e-05 |  | -0.00032054 |  | 0.00078811 |  | 5.948e-06 |  | 0.0015417 |  | 0
| 9.7438e-05 |  | 0.00010313 |  | -0.00015529 |  | 5.6319e-05 |  | -0.00038528 |  | 0 |  | -0.00014286 |  | 0.00026268 |  | 0 |  | 7.0067e-05 |  | 3.2574e-05 |  | 5.4738e-05 |  | 0 |  | 4.8167e-05 |  | -0.00017828 |  | 0.00086397 |  | 5.948e-06 |  | 0.00154 |  | 0
| 9.1816e-05 |  | -7.2856e-05 |  | -4.9393e-05 |  | 6.0652e-05 |  | -0.00031962 |  | 0 |  | -0.00010306 |  | 0.0002902 |  | 0 |  | 0.00027954 |  | 0.00013613 |  | 0.00028573 |  | 0 |  | 2.85e-05 |  | -9.5242e-05 |  | 0.00096765 |  | 9.348e-06 |  | 0.0015181 |  | 0
| 9.1831e-05 |  | -7.1339e-05 |  | -9.1086e-05 |  | 6.0661e-05 |  | -0.00016567 |  | 0 |  | -0.00015101 |  | 0.0002902 |  | 0 |  | 0.00027955 |  | 0.0001361 |  | 0.00028574 |  | 0 |  | 2.8495e-05 |  | -0.00035567 |  | 0.00099884 |  | 9.3475e-06 |  | 0.0014658 |  | 0
| 4.5833e-05 |  | -2.1958e-05 |  | 5.0096e-06 |  | 8.7458e-05 |  | -0.0002786 |  | 0 |  | -0.00011184 |  | 0.00017545 |  | 0 |  | 0.00033056 |  | 0.00027714 |  | 0.00036226 |  | 0 |  | 7.6274e-05 |  | -0.00014468 |  | 0.0011413 |  | 2.5498e-06 |  | 0.0014388 |  | 0
| 4.584e-05 |  | 8.2638e-05 |  | -1.8605e-05 |  | 8.7472e-05 |  | -0.00053033 |  | 0 |  | -0.00018172 |  | 0.00017545 |  | 0 |  | 0.00033057 |  | 0.00027721 |  | 0.00036227 |  | 0 |  | 7.6296e-05 |  | 0.00012419 |  | 0.0012179 |  | 2.5498e-06 |  | 0.0014396 |  | 0
| 2.451e-05 |  | 9.3849e-05 |  | -0.00020306 |  | 0.00012434 |  | -0.00053772 |  | 0 |  | -0.00024194 |  | 1.194e-06 |  | 0 |  | 7.1277e-05 |  | 0 |  | 4.5489e-05 |  | 0 |  | 2.4332e-05 |  | -0.00021591 |  | 0.0012686 |  | 7.6482e-06 |  | 0.0014599 |  | 0
| 2.4514e-05 |  | 5.7416e-05 |  | -0.0002024 |  | 0.00012436 |  | -0.00031809 |  | 0 |  | -0.00025976 |  | 1.194e-06 |  | 0 |  | 7.1279e-05 |  | 0 |  | 4.549e-05 |  | 0 |  | 2.4333e-05 |  | -0.00010744 |  | 0.0012525 |  | 7.6487e-06 |  | 0.0014793 |  | 0
| 7.9369e-05 |  | 3.1694e-05 |  | 3.5364e-06 |  | 3.6845e-05 |  | -0.00032085 |  | 0 |  | -0.0001911 |  | 0.00041288 |  | 0 |  | 0.00016486 |  | 0.00017503 |  | 0.00041487 |  | 0 |  | 4.9209e-05 |  | 0.00012416 |  | 0.00099546 |  | 4.2496e-06 |  | 0.0014768 |  | 0
| 7.9369e-05 |  | 6.2719e-05 |  | -1.8118e-05 |  | 3.6845e-05 |  | -0.00041559 |  | 0 |  | -0.00014329 |  | 0.00041289 |  | 0 |  | 0.00016487 |  | 0.00017503 |  | 0.00041488 |  | 0 |  | 4.9207e-05 |  | -1.2059e-05 |  | 0.00086482 |  | 4.2498e-06 |  | 0.0014692 |  | 0
| 0 |  | 7.6586e-05 |  | -0.00020005 |  | 5.5276e-05 |  | -0.00013626 |  | 0 |  | -0.00017008 |  | 0.00023772 |  | 0 |  | 0.00014985 |  | 0.00010023 |  | 0.00017945 |  | 0 |  | 5.3249e-05 |  | -0.00015868 |  | 0.00082351 |  | 5.9487e-06 |  | 0.0014523 |  | 0
| 0 |  | -2.7886e-05 |  | -0.00016652 |  | 5.5281e-05 |  | -0.00027393 |  | 0 |  | -0.00011551 |  | 0.00023773 |  | 0 |  | 0.00014986 |  | 0.00010023 |  | 0.00017946 |  | 0 |  | 5.3249e-05 |  | -0.00029735 |  | 0.0010696 |  | 5.9487e-06 |  | 0.0014473 |  | 0
| 0.00010565 |  | 5.4522e-06 |  | -8.3348e-05 |  | 0.0001119 |  | -0.00066566 |  | 0 |  | -0.00010168 |  | 0.00010343 |  | 0 |  | 0.00017412 |  | 0.00010472 |  | 0.00016987 |  | 0 |  | 2.6886e-05 |  | -0.00011939 |  | 0.0012037 |  | 4.2501e-06 |  | 0.001443 |  | 0
| 0.00010566 |  | 9.6646e-05 |  | 1.4321e-05 |  | 0.00011191 |  | -0.00050124 |  | 0 |  | -0.00012885 |  | 0.00010343 |  | 0 |  | 0.00017412 |  | 0.00010469 |  | 0.00016987 |  | 0 |  | 2.688e-05 |  | 0.00013385 |  | 0.00099041 |  | 4.2498e-06 |  | 0.0014296 |  | 0
| 4.5873e-05 |  | 7.5326e-05 |  | -1.4357e-05 |  | 8.0032e-05 |  | -0.00027918 |  | 0 |  | -0.00014801 |  | 0.00017114 |  | 0 |  | 0.00026142 |  | 0.0001398 |  | 0.00010359 |  | 0 |  | 2.8316e-05 |  | 0.00020261 |  | 0.0010208 |  | 4.2501e-06 |  | 0.0014211 |  | 0
| 4.5877e-05 |  | 4.1269e-06 |  | -9.5053e-05 |  | 8.0038e-05 |  | -8.0495e-05 |  | 0 |  | -0.0001074 |  | 0.00017114 |  | 0 |  | 0.00026143 |  | 0.0001398 |  | 0.00010359 |  | 0 |  | 2.8315e-05 |  | -9.648e-06 |  | 0.0011143 |  | 4.2501e-06 |  | 0.0014135 |  | 0
| 3.4644e-05 |  | 2.527e-05 |  | -7.6137e-05 |  | 0.00010318 |  | -1.5942e-05 |  | 0 |  | -0.00010471 |  | 3.0833e-05 |  | 0 |  | 5.8195e-06 |  | 0.00012364 |  | 3.6642e-05 |  | 0 |  | 3.8144e-05 |  | -0.00011337 |  | 0.001186 |  | 5.9491e-06 |  | 0.001406 |  | 0
| 3.4647e-05 |  | 4.9085e-06 |  | -4.4175e-05 |  | 0.00010319 |  | -0.00010929 |  | 0 |  | -0.00017579 |  | 3.0834e-05 |  | 0 |  | 5.8197e-06 |  | 0.00012364 |  | 3.6643e-05 |  | 0 |  | 3.8144e-05 |  | -5.6684e-05 |  | 0.0010967 |  | 5.9491e-06 |  | 0.0013968 |  | 0
| 3.465e-05 |  | 1.1066e-05 |  | -0.0001036 |  | 1.6268e-05 |  | -0.00043759 |  | 0 |  | -0.00023982 |  | 0.00018876 |  | 0 |  | 0.0002807 |  | 0.00010871 |  | 9.3778e-05 |  | 0 |  | 4.3887e-05 |  | -0.00015076 |  | 0.00096428 |  | 5.9491e-06 |  | 0.0013916 |  | 0
| 3.4653e-05 |  | -3.2385e-06 |  | -0.00013372 |  | 1.627e-05 |  | -0.00044299 |  | 0 |  | -0.00022428 |  | 0.00018877 |  | 0 |  | 0.0002807 |  | 0.00010871 |  | 9.3781e-05 |  | 0 |  | 4.3889e-05 |  | -0.00014232 |  | 0.0010047 |  | 5.9494e-06 |  | 0.001379 |  | 0
| 6.1631e-05 |  | -6.4949e-05 |  | -0.00014324 |  | 5.0981e-05 |  | -0.00019791 |  | 0 |  | -0.00013994 |  | 7.669e-05 |  | 0 |  | 0.00031714 |  | 0.00016862 |  | 0.0001828 |  | 0 |  | 4.3682e-05 |  | -0.00020444 |  | 0.001014 |  | 5.9494e-06 |  | 0.001347 |  | 0
| 6.1636e-05 |  | -2.1213e-06 |  | -0.00011415 |  | 5.0985e-05 |  | -0.00043519 |  | 0 |  | -0.00019379 |  | 7.6692e-05 |  | 0 |  | 0.00031715 |  | 0.00016866 |  | 0.00018281 |  | 0 |  | 4.3692e-05 |  | -0.00012846 |  | 0.00095585 |  | 5.9491e-06 |  | 0.001325 |  | 0
| 4.1409e-05 |  | 2.2983e-05 |  | -2.1017e-05 |  | 0.00013327 |  | -0.00067251 |  | 0 |  | -0.00018351 |  | 0.00030198 |  | 0 |  | 0.00052716 |  | 0.00025602 |  | 0.00030128 |  | 0 |  | 6.7169e-05 |  | -1.5681e-05 |  | 0.0010132 |  | 5.9498e-06 |  | 0.0013293 |  | 0
| 4.1409e-05 |  | 5.0835e-05 |  | -9.5021e-05 |  | 0.00013327 |  | -0.00059065 |  | 0 |  | -8.324e-05 |  | 0.00030199 |  | 0 |  | 0.00052718 |  | 0.00025596 |  | 0.00030129 |  | 0 |  | 6.7155e-05 |  | -4.1013e-05 |  | 0.0010654 |  | 5.9494e-06 |  | 0.0013486 |  | 0
| 9.9313e-06 |  | 6.9952e-05 |  | -0.00017711 |  | 0.00010012 |  | -0.00048243 |  | 0 |  | -0.00012336 |  | 0.00025849 |  | 0 |  | 0.00015679 |  | 8.6788e-05 |  | 0.00030776 |  | 0 |  | 4.6867e-05 |  | 5.9106e-05 |  | 0.0010705 |  | 5.9494e-06 |  | 0.0013655 |  | 0
| 9.9329e-06 |  | 9.9444e-05 |  | -0.00010191 |  | 0.00010014 |  | -0.00026102 |  | 0 |  | -0.00019843 |  | 0.0002585 |  | 0 |  | 0.00015679 |  | 8.6788e-05 |  | 0.00030777 |  | 0 |  | 4.6867e-05 |  | -6.9965e-05 |  | 0.0010276 |  | 5.9498e-06 |  | 0.0013706 |  | 0
| 3.5797e-05 |  | 9.107e-05 |  | -0.00013838 |  | 0.00013644 |  | -0.00036067 |  | 0 |  | -0.00021977 |  | 0.00014644 |  | 0 |  | 6.347e-05 |  | 0 |  | 0.00018193 |  | 0 |  | 3.1236e-05 |  | -0.00012184 |  | 0.00094911 |  | 5.9498e-06 |  | 0.001379 |  | 0
| 3.5803e-05 |  | 5.239e-05 |  | -0.00019419 |  | 0.00013646 |  | -0.00047354 |  | 0 |  | -0.00018622 |  | 0.00014645 |  | 0 |  | 6.3471e-05 |  | 0 |  | 0.00018194 |  | 0 |  | 3.1235e-05 |  | -0.00027867 |  | 0.0012837 |  | 5.9498e-06 |  | 0.001384 |  | 0
| 2.0057e-05 |  | 6.0125e-06 |  | -0.00010273 |  | 0.00010328 |  | -0.00021559 |  | 0 |  | -9.4905e-05 |  | 0.00019132 |  | 0 |  | 0.00018934 |  | 0 |  | 0.0001744 |  | 0 |  | 2.8627e-05 |  | -0.00012788 |  | 0.0013621 |  | 5.9498e-06 |  | 0.0013765 |  | 0
| 2.006e-05 |  | -4.2599e-05 |  | -7.0161e-05 |  | 0.0001033 |  | -0.00039968 |  | 0 |  | -8.057e-05 |  | 0.00019133 |  | 0 |  | 0.00018934 |  | 0 |  | 0.00017441 |  | 0 |  | 2.862e-05 |  | 0.00015443 |  | 0.0011691 |  | 5.9498e-06 |  | 0.0013588 |  | 0
| 5.4935e-05 |  | 4.6464e-05 |  | -8.6174e-05 |  | 6.3862e-05 |  | -0.00049134 |  | 0 |  | -0.0001362 |  | 0 |  | 0 |  | 9.0049e-05 |  | 0.00017344 |  | 0.00019284 |  | 0 |  | 2.3605e-05 |  | 0.00016287 |  | 0.0011186 |  | 2.5505e-06 |  | 0.0013496 |  | 0
| 5.4939e-05 |  | 0.00011639 |  | -4.6922e-05 |  | 6.3867e-05 |  | -0.00035793 |  | 0 |  | -0.0002032 |  | 0 |  | 0 |  | 9.0051e-05 |  | 0.0001734 |  | 0.00019284 |  | 0 |  | 2.3599e-05 |  | 0.00026904 |  | 0.0010283 |  | 2.5504e-06 |  | 0.0013529 |  | 0
| 0.00010582 |  | -3.1846e-05 |  | -8.1171e-05 |  | 0.00011709 |  | -0.00053826 |  | 0 |  | -0.00015583 |  | 0.00023931 |  | 0 |  | 0.00016969 |  | 0.00011798 |  | 0.00028422 |  | 0 |  | 4.2541e-05 |  | 0.00010738 |  | 0.0010713 |  | 7.6505e-06 |  | 0.001352 |  | 0
| 0.00010584 |  | -0.00012076 |  | -0.00014963 |  | 0.00011711 |  | -0.00031927 |  | 0 |  | -0.00013128 |  | 0.00023931 |  | 0 |  | 0.00016969 |  | 0.00011798 |  | 0.00028423 |  | 0 |  | 4.2541e-05 |  | -7.9632e-05 |  | 0.00096175 |  | 7.6505e-06 |  | 0.001336 |  | 0
| 0.00010459 |  | -7.1983e-05 |  | -0.00012534 |  | 0.00014029 |  | -0.00033182 |  | 0 |  | -0.00024052 |  | 0.00027812 |  | 0 |  | 0.00033409 |  | 8.9575e-05 |  | 0.000328 |  | 0 |  | 3.4412e-05 |  | -0.00014962 |  | 0.001036 |  | 4.2511e-06 |  | 0.0013243 |  | 0
| 0.0001046 |  | 6.4659e-06 |  | -0.00011459 |  | 0.0001403 |  | -0.00050708 |  | 0 |  | -0.00017434 |  | 0.00027813 |  | 0 |  | 0.0003341 |  | 8.9575e-05 |  | 0.00032801 |  | 0 |  | 3.4412e-05 |  | -7.9636e-05 |  | 0.0013444 |  | 4.2508e-06 |  | 0.0013293 |  | 0
| 4.3706e-05 |  | -8.437e-05 |  | -0.00014434 |  | 8.0179e-05 |  | -0.00036218 |  | 0 |  | -0.00010464 |  | 0.00012169 |  | 0 |  | 0 |  | 1.3762e-05 |  | 0.00021674 |  | 0 |  | 3.4483e-05 |  | -0.00014407 |  | 0.0011885 |  | 4.2511e-06 |  | 0.0013234 |  | 0
| 4.371e-05 |  | -0.00020397 |  | -0.00019979 |  | 8.0186e-05 |  | -0.00049084 |  | 0 |  | -0.00011631 |  | 0.00012169 |  | 0 |  | 0 |  | 1.3765e-05 |  | 0.00021674 |  | 0 |  | 3.4491e-05 |  | -0.00013925 |  | 0.0011514 |  | 4.2508e-06 |  | 0.0013158 |  | 0
| 6.3903e-05 |  | -0.00012608 |  | -0.00015829 |  | 1.6296e-05 |  | -0.00045045 |  | 0 |  | -0.00010855 |  | 9.602e-05 |  | 0 |  | 0.00012552 |  | 0.00012398 |  | 0.00018553 |  | 0 |  | 3.8709e-05 |  | -6.6368e-05 |  | 0.001267 |  | 8.5022e-07 |  | 0.0013015 |  | 0
| 6.3908e-05 |  | 1.7716e-05 |  | -0.00010939 |  | 1.6297e-05 |  | -0.00034941 |  | 0 |  | -0.00012517 |  | 9.6023e-05 |  | 0 |  | 0.00012552 |  | 0.00012401 |  | 0.00018554 |  | 0 |  | 3.8718e-05 |  | 1.2068e-06 |  | 0.0014296 |  | 8.5022e-07 |  | 0.0012922 |  | 0
| 5.9482e-05 |  | 8.4665e-05 |  | -4.3418e-05 |  | 0.00010652 |  | -0.00042035 |  | 0 |  | -7.7843e-05 |  | 0.00033915 |  | 0 |  | 0.00047977 |  | 0.00026481 |  | 0.00041461 |  | 0 |  | 7.8823e-05 |  | 0.0001786 |  | 0.001347 |  | 4.2513e-06 |  | 0.001304 |  | 0
| 5.9492e-05 |  | -8.7439e-06 |  | -5.1811e-06 |  | 0.00010654 |  | -0.00030751 |  | 0 |  | -3.4189e-05 |  | 0.00033916 |  | 0 |  | 0.00047979 |  | 0.00026474 |  | 0.00041462 |  | 0 |  | 7.88e-05 |  | -6.0338e-06 |  | 0.00090443 |  | 4.2511e-06 |  | 0.0013166 |  | 0
| 8.6485e-05 |  | -7.9147e-05 |  | -0.00016558 |  | 8.4605e-05 |  | -0.00025624 |  | 0 |  | -8.4295e-05 |  | 0.00025643 |  | 0 |  | 0.00010204 |  | 0.00010258 |  | 0.00018045 |  | 0 |  | 4.3132e-05 |  | -0.00013154 |  | 0.0008733 |  | 4.2513e-06 |  | 0.0013167 |  | 0
| 8.6492e-05 |  | -3.2001e-06 |  | -0.00014717 |  | 8.4611e-05 |  | -0.00036609 |  | 0 |  | -0.0001884 |  | 0.00025644 |  | 0 |  | 0.00010205 |  | 0.00010258 |  | 0.00018045 |  | 0 |  | 4.313e-05 |  | -0.00014965 |  | 0.00097524 |  | 4.2513e-06 |  | 0.0012939 |  | 0
| 7.0834e-05 |  | 8.2103e-05 |  | 2.4578e-05 |  | 6.6446e-05 |  | -0.00024921 |  | 0 |  | -0.00016177 |  | 0.00012353 |  | 0 |  | 0.00039147 |  | 0.00016578 |  | 0.00036554 |  | 0 |  | 4.7621e-05 |  | -0.00022568 |  | 0.0010477 |  | 4.2513e-06 |  | 0.0012736 |  | 0
| 7.0834e-05 |  | 6.393e-05 |  | -0.00012638 |  | 6.6446e-05 |  | -0.00011934 |  | 0 |  | -6.3755e-05 |  | 0.00012354 |  | 0 |  | 0.00039148 |  | 0.00016574 |  | 0.00036555 |  | 0 |  | 4.7609e-05 |  | -0.00010621 |  | 0.0011051 |  | 4.2513e-06 |  | 0.0012838 |  | 0
| 3.1354e-05 |  | 1.473e-05 |  | -0.00025929 |  | 7.2726e-05 |  | -4.2354e-05 |  | 0 |  | -3.35e-05 |  | 0.00015599 |  | 0 |  | 0.00040665 |  | 0.00027591 |  | 0.00033012 |  | 0 |  | 4.1776e-05 |  | 2.6553e-05 |  | 0.0011421 |  | 4.2513e-06 |  | 0.0012939 |  | 0
| 3.1354e-05 |  | -4.5506e-06 |  | -0.00011513 |  | 7.2726e-05 |  | -5.6635e-05 |  | 0 |  | -2.5346e-06 |  | 0.000156 |  | 0 |  | 0.00040667 |  | 0.00027598 |  | 0.00033013 |  | 0 |  | 4.1786e-05 |  | 0.0002298 |  | 0.0012644 |  | 4.2516e-06 |  | 0.0012888 |  | 0
| 0.00010033 |  | 0.00011125 |  | -0.00015172 |  | 5.1104e-05 |  | -0.00013806 |  | 0 |  | -7.3853e-05 |  | 0.00041176 |  | 0 |  | 0.00022156 |  | 0.00018776 |  | 0.00017649 |  | 0 |  | 2.5994e-05 |  | 0.00014894 |  | 0.0013462 |  | 4.2513e-06 |  | 0.0012754 |  | 0
| 0.00010034 |  | 0.00011179 |  | -9.4992e-05 |  | 5.1108e-05 |  | -0.00039413 |  | 0 |  | -9.4896e-05 |  | 0.00041177 |  | 0 |  | 0.00022157 |  | 0.00018781 |  | 0.00017649 |  | 0 |  | 2.6e-05 |  | 4.2247e-05 |  | 0.0011801 |  | 4.2516e-06 |  | 0.0012736 |  | 0
| 5.9529e-05 |  | -8.7105e-05 |  | -3.1559e-05 |  | 9.0302e-05 |  | -0.00036945 |  | 0 |  | -2.0641e-05 |  | 0.00043936 |  | 0 |  | 0.00012173 |  | 0.00016571 |  | 0.00035747 |  | 0 |  | 3.2339e-05 |  | 0.00011346 |  | 0.00096934 |  | 4.2516e-06 |  | 0.0012728 |  | 0
| 5.9539e-05 |  | -8.3132e-05 |  | -0.00010315 |  | 9.0317e-05 |  | -0.0002918 |  | 0 |  | -0.00014607 |  | 0.00043938 |  | 0 |  | 0.00012173 |  | 0.00016571 |  | 0.00035748 |  | 0 |  | 3.2339e-05 |  | -7.363e-05 |  | 0.001052 |  | 4.2516e-06 |  | 0.0012627 |  | 0
| 3.4749e-05 |  | -3.3167e-05 |  | -7.9535e-05 |  | 0.00014678 |  | -0.00023131 |  | 0 |  | -0.00023677 |  | 0.00013833 |  | 0 |  | 0.00037586 |  | 5.1018e-05 |  | 0.00024259 |  | 0 |  | 3.2006e-05 |  | -3.8627e-05 |  | 0.0010789 |  | 5.9515e-06 |  | 0.0012534 |  | 0
| 3.4752e-05 |  | 1.2086e-05 |  | -0.00010178 |  | 0.00014679 |  | -0.0001641 |  | 0 |  | -0.00021953 |  | 0.00013833 |  | 0 |  | 0.00037587 |  | 5.1018e-05 |  | 0.00024259 |  | 0 |  | 3.2007e-05 |  | -1.8107e-05 |  | 0.0012939 |  | 5.9512e-06 |  | 0.0012475 |  | 0
| 6.1808e-05 |  | 0.000125 |  | -0.00026724 |  | 0.0001079 |  | -0.0004187 |  | 0 |  | -0.00017578 |  | 0.00031553 |  | 0 |  | 4.5788e-05 |  | 5.7376e-05 |  | 0.00015289 |  | 0 |  | 3.7082e-05 |  | 1.2071e-06 |  | 0.0014363 |  | 7.6523e-06 |  | 0.0012399 |  | 0
| 6.1813e-05 |  | -2.0997e-05 |  | -0.00021177 |  | 0.00010791 |  | -0.000248 |  | 0 |  | -0.00010169 |  | 0.00031554 |  | 0 |  | 4.5789e-05 |  | 5.7362e-05 |  | 0.00015289 |  | 0 |  | 3.7073e-05 |  | 0.00012676 |  | 0.0011591 |  | 7.6523e-06 |  | 0.0012273 |  | 0
| 7.9686e-05 |  | -8.5865e-05 |  | -6.4086e-06 |  | 0.00010102 |  | -0.00014796 |  | 0 |  | -0.0001484 |  | 0.00012205 |  | 0 |  | 0.00034431 |  | 0.00012595 |  | 0.00015218 |  | 0 |  | 2.6795e-05 |  | -2.5351e-05 |  | 0.0011657 |  | 5.9515e-06 |  | 0.0012256 |  | 0
| 7.9692e-05 |  | -9.2434e-07 |  | -8.4175e-05 |  | 0.00010103 |  | -0.0004013 |  | 0 |  | -0.00023591 |  | 0.00012206 |  | 0 |  | 0.00034432 |  | 0.00012599 |  | 0.00015219 |  | 0 |  | 2.6802e-05 |  | -0.00026922 |  | 0.0012264 |  | 5.9515e-06 |  | 0.0012323 |  | 0
| 7.2802e-05 |  | 1.0424e-05 |  | -0.00015122 |  | 0.00013619 |  | -0.00062529 |  | 0 |  | -0.00015336 |  | 0.0001609 |  | 0 |  | 0.00034352 |  | 1.8881e-05 |  | 5.4217e-05 |  | 0 |  | 4.5561e-05 |  | -0.00033972 |  | 0.0010815 |  | 7.6527e-06 |  | 0.001245 |  | 0
| 7.2802e-05 |  | -2.7318e-06 |  | -0.00011227 |  | 0.00013619 |  | -0.00053354 |  | 0 |  | -4.1159e-05 |  | 0.0001609 |  | 0 |  | 0.00034353 |  | 1.8881e-05 |  | 5.4219e-05 |  | 0 |  | 4.5563e-05 |  | -0.00017311 |  | 0.0010553 |  | 7.6523e-06 |  | 0.00125 |  | 0
| 0 |  | -5.5793e-05 |  | -8.9222e-05 |  | 9.9169e-05 |  | -0.00044686 |  | 0 |  | -8.1556e-05 |  | 0.00025642 |  | 0 |  | 0.00045699 |  | 0.00012241 |  | 0.00014444 |  | 0 |  | 3.6144e-05 |  | -3.6219e-05 |  | 0.0011784 |  | 2.5513e-06 |  | 0.0012458 |  | 0
| 0 |  | 1.9639e-06 |  | -0.00011702 |  | 9.9184e-05 |  | -0.00054211 |  | 0 |  | -0.00016085 |  | 0.00025642 |  | 0 |  | 0.00045701 |  | 0.00012241 |  | 0.00014444 |  | 0 |  | 3.6144e-05 |  | -5.7955e-05 |  | 0.0012155 |  | 2.5513e-06 |  | 0.0012307 |  | 0
| 3.9289e-05 |  | 1.7996e-05 |  | -0.00011516 |  | 9.2279e-05 |  | -0.00053339 |  | 0 |  | -0.00014187 |  | 0.00016254 |  | 0 |  | 0.00040718 |  | 0.00011562 |  | 0.00025692 |  | 0 |  | 4.7778e-05 |  | -2.5355e-05 |  | 0.001288 |  | 2.5513e-06 |  | 0.0012197 |  | 0
| 3.9295e-05 |  | 1.3443e-05 |  | -4.7653e-05 |  | 9.2294e-05 |  | -0.00049029 |  | 0 |  | -0.00011829 |  | 0.00016255 |  | 0 |  | 0.00040719 |  | 0.00011565 |  | 0.00025693 |  | 0 |  | 4.7792e-05 |  | 7.2444e-06 |  | 0.0011792 |  | 2.5513e-06 |  | 0.0012197 |  | 0
| 3.2529e-05 |  | 0.00011646 |  | 3.0381e-05 |  | 5.4439e-05 |  | -0.00040292 |  | 0 |  | -6.9227e-05 |  | 0.00016244 |  | 0 |  | 0.00018943 |  | 0.00023955 |  | 0.00017487 |  | 0 |  | 3.0109e-05 |  | -7.2447e-05 |  | 0.0010208 |  | 4.2523e-06 |  | 0.0012189 |  | 0
| 3.2529e-05 |  | 0.00011524 |  | 9.1164e-05 |  | 5.4439e-05 |  | -0.00024063 |  | 0 |  | -4.8429e-05 |  | 0.00016245 |  | 0 |  | 0.00018943 |  | 0.00023961 |  | 0.00017488 |  | 0 |  | 3.0116e-05 |  | 7.9368e-05 |  | 0.0011649 |  | 4.2521e-06 |  | 0.0012214 |  | 0
| 2.2379e-05 |  | 6.2492e-06 |  | 2.3056e-05 |  | 7.7244e-05 |  | -0.00034248 |  | 0 |  | -0.00020345 |  | 0.00034935 |  | 0 |  | 7.2679e-05 |  | 0.00010214 |  | 0.00020878 |  | 0 |  | 2.1823e-05 |  | 9.8688e-05 |  | 0.001132 |  | 4.2523e-06 |  | 0.0012298 |  | 0
| 2.2381e-05 |  | -8.2876e-05 |  | -0.00010288 |  | 7.725e-05 |  | -0.00045523 |  | 0 |  | -0.00024535 |  | 0.00034936 |  | 0 |  | 7.2681e-05 |  | 0.00010217 |  | 0.00020878 |  | 0 |  | 2.1828e-05 |  | -0.00015457 |  | 0.00097529 |  | 4.2523e-06 |  | 0.0012467 |  | 0
| 5.9624e-05 |  | -1.7187e-05 |  | -1.0438e-05 |  | 4.0298e-05 |  | -0.00030631 |  | 0 |  | -0.0001504 |  | 0.0002571 |  | 0 |  | 0.00029791 |  | 0.00023547 |  | 0.00021126 |  | 0 |  | 4.9088e-05 |  | 0 |  | 0.0010039 |  | 5.9522e-06 |  | 0.0012542 |  | 0
| 5.9629e-05 |  | 7.159e-05 |  | -1.4113e-05 |  | 4.0301e-05 |  | -0.00010472 |  | 0 |  | -0.0001482 |  | 0.00025711 |  | 0 |  | 0.00029792 |  | 0.00023547 |  | 0.00021127 |  | 0 |  | 4.909e-05 |  | 8.6947e-05 |  | 0.0010376 |  | 5.9522e-06 |  | 0.0012644 |  | 0
| 5.4553e-06 |  | 4.3149e-06 |  | -0.00010854 |  | 0.00012313 |  | -0.00012052 |  | 0 |  | -8.8924e-05 |  | 0.00021687 |  | 0 |  | 1.1981e-05 |  | 0.00010366 |  | 6.2352e-06 |  | 0 |  | 2.9521e-05 |  | -9.6612e-05 |  | 0.0010941 |  | 7.6536e-06 |  | 0.0012779 |  | 0
| 5.4557e-06 |  | -5.9374e-05 |  | -0.00013296 |  | 0.00012314 |  | -0.00028547 |  | 0 |  | -7.9489e-05 |  | 0.00021688 |  | 0 |  | 1.1981e-05 |  | 0.00010366 |  | 6.2354e-06 |  | 0 |  | 2.9521e-05 |  | -0.00011352 |  | 0.00103 |  | 7.6532e-06 |  | 0.0012795 |  | 0
| 2.6906e-05 |  | -9.4341e-05 |  | -0.00013612 |  | 0.00014388 |  | -0.0005729 |  | 0 |  | -0.00017042 |  | 0.00024533 |  | 0 |  | 0.00018511 |  | 0.00013947 |  | 0.00016014 |  | 0 |  | 4.1956e-05 |  | 1.8115e-05 |  | 0.0011379 |  | 7.6536e-06 |  | 0.0012618 |  | 0
| 2.6908e-05 |  | 3.3735e-05 |  | -8.9492e-05 |  | 0.00014389 |  | -0.00073681 |  | 0 |  | -0.000222 |  | 0.00024534 |  | 0 |  | 0.00018512 |  | 0.00013943 |  | 0.00016014 |  | 0 |  | 4.1944e-05 |  | -3.1402e-05 |  | 0.0011119 |  | 7.6536e-06 |  | 0.0012442 |  | 0
| 0 |  | 3.8732e-05 |  | -0.00017382 |  | 0.00011248 |  | -0.00039301 |  | 0 |  | -0.00018465 |  | 0.00027775 |  | 0 |  | 0.00014566 |  | 3.8755e-05 |  | 0.00020268 |  | 0 |  | 3.6393e-05 |  | -1.6908e-05 |  | 0.0010157 |  | 7.6536e-06 |  | 0.00125 |  | 0
| 0 |  | -0.00011971 |  | -0.00012833 |  | 0.0001125 |  | -0.00053018 |  | 0 |  | -9.9233e-05 |  | 0.00027776 |  | 0 |  | 0.00014566 |  | 3.8755e-05 |  | 0.00020269 |  | 0 |  | 3.6394e-05 |  | 0.00013769 |  | 0.0010705 |  | 7.6541e-06 |  | 0.0012559 |  | 0
| 2.4655e-05 |  | -6.5058e-05 |  | -5.295e-05 |  | 8.6105e-05 |  | -0.00056591 |  | 0 |  | -0.00011796 |  | 0.00020996 |  | 0 |  | 0.00028068 |  | 9.478e-05 |  | 0.00015784 |  | 0 |  | 4.3974e-05 |  | -3.5026e-05 |  | 0.0010477 |  | 5.9526e-06 |  | 0.0012466 |  | 0
| 2.4659e-05 |  | 9.4752e-05 |  | -0.0002006 |  | 8.6118e-05 |  | -0.00025535 |  | 0 |  | -0.00018053 |  | 0.00020996 |  | 0 |  | 0.00028068 |  | 9.4804e-05 |  | 0.00015784 |  | 0 |  | 4.3986e-05 |  | -0.00024518 |  | 0.0010385 |  | 5.9529e-06 |  | 0.00124 |  | 0
| 5.1766e-05 |  | 0.00010562 |  | -0.00023232 |  | 0.00010812 |  | -0.00018575 |  | 0 |  | -0.00024184 |  | 0.00012477 |  | 0 |  | 0.00036368 |  | 0.00022381 |  | 0.00020287 |  | 0 |  | 2.4346e-05 |  | 5.5563e-05 |  | 0.00096006 |  | 4.2528e-06 |  | 0.0012365 |  | 0
| 5.1774e-05 |  | -7.0186e-05 |  | -0.00018793 |  | 0.00010814 |  | -0.00040083 |  | 0 |  | -0.00027295 |  | 0.00012477 |  | 0 |  | 0.00036369 |  | 0.00022386 |  | 0.00020288 |  | 0 |  | 2.4353e-05 |  | -1.2078e-06 |  | 0.0011649 |  | 4.2526e-06 |  | 0.001218 |  | 0
| 5.2908e-05 |  | -5.981e-06 |  | -0.00018101 |  | 0.0001006 |  | -0.00081198 |  | 0 |  | -0.0001852 |  | 0.00022719 |  | 0 |  | 0.00027748 |  | 0.00012042 |  | 0.00024488 |  | 0 |  | 4.6207e-05 |  | -0.00028991 |  | 0.0011869 |  | 5.9533e-06 |  | 0.0011936 |  | 0
| 5.2912e-05 |  | 9.8022e-05 |  | -0.0001 |  | 0.00010061 |  | -0.00094038 |  | 0 |  | -0.00014057 |  | 0.00022719 |  | 0 |  | 0.00027749 |  | 0.00012042 |  | 0.00024489 |  | 0 |  | 4.6207e-05 |  | 0.00010079 |  | 0.0010115 |  | 5.9529e-06 |  | 0.0011902 |  | 0
| 0 |  | -5.146e-05 |  | -3.2128e-05 |  | 4.5795e-05 |  | -0.00059224 |  | 0 |  | -0.00014698 |  | 0.00032799 |  | 0 |  | 0.00032909 |  | 0.00028654 |  | 0.00058679 |  | 0 |  | 3.6344e-05 |  | 0.00022885 |  | 0.0010991 |  | 5.9529e-06 |  | 0.0012163 |  | 0
| 0 |  | -6.593e-05 |  | -5.3976e-05 |  | 4.5802e-05 |  | -0.00035187 |  | 0 |  | -0.00015676 |  | 0.000328 |  | 0 |  | 0.0003291 |  | 0.00028647 |  | 0.0005868 |  | 0 |  | 3.6334e-05 |  | 8.3352e-05 |  | 0.0014253 |  | 5.9533e-06 |  | 0.0012365 |  | 0
| 1.9023e-05 |  | 2.2145e-06 |  | -0.00010917 |  | 4.7987e-05 |  | -0.00044454 |  | 0 |  | -0.0001211 |  | 0.00037412 |  | 0 |  | 0.00019185 |  | 0.00010029 |  | 0.00021804 |  | 0 |  | 3.9784e-05 |  | -0.00018488 |  | 0.0012729 |  | 7.6545e-06 |  | 0.0012307 |  | 0
| 1.9024e-05 |  | 1.4841e-05 |  | -8.9964e-05 |  | 4.7991e-05 |  | -0.00077738 |  | 0 |  | -0.00019165 |  | 0.00037413 |  | 0 |  | 0.00019185 |  | 0.00010029 |  | 0.00021804 |  | 0 |  | 3.9784e-05 |  | -0.00035644 |  | 0.00085639 |  | 7.6545e-06 |  | 0.0012273 |  | 0
| 6.198e-05 |  | 7.5045e-07 |  | -9.3712e-05 |  | 3.5998e-05 |  | -0.0006574 |  | 0 |  | -0.00020097 |  | 0.0002769 |  | 0 |  | 0.00012535 |  | 6.8772e-05 |  | 0.00014204 |  | 0 |  | 2.9229e-05 |  | 5.3154e-05 |  | 0.0010578 |  | 4.2531e-06 |  | 0.0012357 |  | 0
| 6.198e-05 |  | 4.1621e-05 |  | -0.00022348 |  | 3.5998e-05 |  | -0.00060153 |  | 0 |  | -0.00023503 |  | 0.0002769 |  | 0 |  | 0.00012535 |  | 6.8772e-05 |  | 0.00014204 |  | 0 |  | 2.923e-05 |  | -0.00024767 |  | 0.0012298 |  | 4.2531e-06 |  | 0.0012416 |  | 0
| 5.5202e-05 |  | 0.0001053 |  | -0.00022991 |  | 2.5092e-05 |  | -0.00069482 |  | 0 |  | -0.00034518 |  | 0.00021624 |  | 0 |  | 8.4037e-05 |  | 6.8588e-05 |  | 0.00016732 |  | 0 |  | 3.0153e-05 |  | -0.00055937 |  | 0.0010991 |  | 4.2533e-06 |  | 0.001234 |  | 0
| 5.5207e-05 |  | 8.6604e-05 |  | -0.00012996 |  | 2.5094e-05 |  | -0.00061644 |  | 0 |  | -0.00032919 |  | 0.00021625 |  | 0 |  | 8.4039e-05 |  | 6.8605e-05 |  | 0.00016732 |  | 0 |  | 3.0161e-05 |  | -0.00021143 |  | 0.0011329 |  | 4.2531e-06 |  | 0.0012223 |  | 0
| 4.8432e-05 |  | 0.00012078 |  | -8.7086e-05 |  | 7.5516e-05 |  | -0.00070182 |  | 0 |  | -0.00018625 |  | 0.00020879 |  | 0 |  | 0.00033703 |  | 0.00011092 |  | 0.00036231 |  | 0 |  | 2.5757e-05 |  | 0.00017761 |  | 0.0010831 |  | 5.9536e-06 |  | 0.0012281 |  | 0
| 4.8432e-05 |  | 4.6723e-05 |  | -1.6907e-05 |  | 7.5516e-05 |  | -0.00080329 |  | 0 |  | -0.00018277 |  | 0.00020879 |  | 0 |  | 0.00033704 |  | 0.00011095 |  | 0.00036232 |  | 0 |  | 2.5765e-05 |  | 0.00032744 |  | 0.00092213 |  | 5.9536e-06 |  | 0.001234 |  | 0
| 0 |  | -6.5353e-05 |  | 3.5631e-05 |  | 0.00012084 |  | -0.00048774 |  | 0 |  | -0.00022301 |  | 0.00031572 |  | 0 |  | 0.00047641 |  | 0.00020765 |  | 9.2328e-05 |  | 0 |  | 5.4144e-05 |  | 8.4577e-06 |  | 0.0010941 |  | 5.9536e-06 |  | 0.0012256 |  | 0
| 0 |  | -3.4782e-05 |  | 4.0221e-05 |  | 0.00012085 |  | -0.00025319 |  | 0 |  | -0.00013603 |  | 0.00031573 |  | 0 |  | 0.00047643 |  | 0.0002077 |  | 9.233e-05 |  | 0 |  | 5.4155e-05 |  | -0.00011841 |  | 0.0010275 |  | 5.954e-06 |  | 0.0012205 |  | 0
| 0 |  | 8.6109e-05 |  | -0.00010527 |  | 0.0001045 |  | -0.00066056 |  | 0 |  | -0.00017898 |  | 0.00020919 |  | 0 |  | 0.0001355 |  | 0.00010003 |  | 3.5115e-05 |  | 0 |  | 1.2676e-05 |  | -6.0415e-05 |  | 0.00095169 |  | 5.9536e-06 |  | 0.0012197 |  | 0
| 0 |  | 0.00013303 |  | -0.00012888 |  | 0.0001045 |  | -0.00067062 |  | 0 |  | -0.000274 |  | 0.00020919 |  | 0 |  | 0.0001355 |  | 0.00010003 |  | 3.5116e-05 |  | 0 |  | 1.2676e-05 |  | 0.00010633 |  | 0.0010578 |  | 5.954e-06 |  | 0.0012256 |  | 0
| 0 |  | 8.2886e-05 |  | -0.0001019 |  | 0.00014292 |  | -0.00051518 |  | 0 |  | -0.00020318 |  | 0.00023198 |  | 0 |  | 0.00014877 |  | 1.8302e-05 |  | 0.00019003 |  | 0 |  | 2.0803e-05 |  | 0.00012688 |  | 0.0010637 |  | 2.5522e-06 |  | 0.0012306 |  | 0
| 0 |  | 5.7763e-05 |  | -0.00028587 |  | 0.00014293 |  | -0.00074355 |  | 0 |  | -0.00018064 |  | 0.00023198 |  | 0 |  | 0.00014878 |  | 1.8302e-05 |  | 0.00019004 |  | 0 |  | 2.0804e-05 |  | -0.00036494 |  | 0.0011067 |  | 2.5522e-06 |  | 0.0012197 |  | 0
| 0 |  | 2.4345e-05 |  | -0.0002662 |  | 6.8637e-05 |  | -0.00061379 |  | 0 |  | -0.00021192 |  | 0.00047634 |  | 0 |  | 0.00025212 |  | 0.00013683 |  | 0.00036214 |  | 0 |  | 3.2607e-05 |  | -0.00025015 |  | 0.00098198 |  | 2.5522e-06 |  | 0.0011952 |  | 0
| 0 |  | -3.3854e-06 |  | -9.8983e-05 |  | 6.8648e-05 |  | -0.00029247 |  | 0 |  | -0.00023217 |  | 0.00047635 |  | 0 |  | 0.00025212 |  | 0.0001368 |  | 0.00036215 |  | 0 |  | 3.2598e-05 |  | 0.00010393 |  | 0.00093478 |  | 2.5522e-06 |  | 0.0011666 |  | 0
| 0 |  | 7.6386e-06 |  | 6.4799e-05 |  | 0.00012533 |  | -0.00021963 |  | 0 |  | -0.00016674 |  | 8.3249e-05 |  | 0 |  | 0.00053894 |  | 0.00041547 |  | 0.00057338 |  | 0 |  | 3.9837e-05 |  | -7.4927e-05 |  | 0.0010241 |  | 7.6559e-06 |  | 0.0011548 |  | 0
| 0 |  | 4.2571e-05 |  | -5.2637e-06 |  | 0.00012534 |  | -0.00037481 |  | 0 |  | -0.00023596 |  | 8.3251e-05 |  | 0 |  | 0.00053895 |  | 0.00041536 |  | 0.0005734 |  | 0 |  | 3.9827e-05 |  | -0.00021995 |  | 0.0011253 |  | 7.6554e-06 |  | 0.0011607 |  | 0
| 0 |  | 7.583e-05 |  | -0.00017409 |  | 7.7484e-05 |  | -0.0004376 |  | 0 |  | -0.00028751 |  | 0.00028428 |  | 0 |  | 0 |  | 0.00022215 |  | 0.00034761 |  | 0 |  | 4.4712e-05 |  | -0.00014623 |  | 0.0010705 |  | 4.2538e-06 |  | 0.0011708 |  | 0
| 0 |  | 9.5329e-05 |  | -0.00017184 |  | 7.7484e-05 |  | -0.0005877 |  | 0 |  | -0.00023365 |  | 0.00028428 |  | 0 |  | 0 |  | 0.00022215 |  | 0.00034762 |  | 0 |  | 4.4714e-05 |  | -0.00012086 |  | 0.0011573 |  | 4.2538e-06 |  | 0.0011758 |  | 0
| 0 |  | 9.2842e-05 |  | -9.1286e-05 |  | 3.1683e-05 |  | -0.00035647 |  | 0 |  | -0.0003199 |  | 0.00035275 |  | 0 |  | 0.00052106 |  | 0.00030746 |  | 0.00023888 |  | 0 |  | 5.1354e-05 |  | -0.00020425 |  | 0.0012079 |  | 7.6559e-06 |  | 0.0011792 |  | 0
| 0 |  | 3.4798e-05 |  | -0.00021392 |  | 3.1683e-05 |  | -0.00081733 |  | 0 |  | -0.00034185 |  | 0.00035276 |  | 0 |  | 0.00052108 |  | 0.00030746 |  | 0.00023888 |  | 0 |  | 5.1354e-05 |  | -0.00013658 |  | 0.0010039 |  | 7.6559e-06 |  | 0.0011809 |  | 0
| 0 |  | -0.00010859 |  | -0.00032329 |  | 9.0742e-05 |  | -0.0011658 |  | 0 |  | -0.00029491 |  | 0.00027608 |  | 0 |  | 0.00047909 |  | 6.0881e-05 |  | 0.00012315 |  | 0 |  | 4.8307e-05 |  | -0.00036691 |  | 0.0012837 |  | 4.2541e-06 |  | 0.0012062 |  | 0
| 0 |  | 4.2316e-05 |  | -0.00014837 |  | 9.0749e-05 |  | 0.00014692 |  | 0 |  | 0.00034375 |  | 0.00089031 |  | 0 |  | 0.00055132 |  | 9.6486e-05 |  | 0.00041288 |  | 0 |  | 7.694e-05 |  | 0.00011535 |  | 0.0015366 |  | 4.2538e-06 |  | 0.0012197 |  | 0
| 0 |  | -4.7853e-05 |  | -0.00019612 |  | 3.2786e-05 |  | -0.00040669 |  | 0 |  | -0.00031306 |  | 0.00061424 |  | 0 |  | 7.2218e-05 |  | 3.558e-05 |  | 0.00028974 |  | 0 |  | 2.8612e-05 |  | -0.00038074 |  | 0.0012753 |  | 8.5082e-07 |  | 0.0012273 |  | 0
| 0 |  | -5.1421e-05 |  | -0.00014917 |  | 3.2789e-05 |  | -0.00015343 |  | 0 |  | -0.00023019 |  | 0.0004173 |  | 0 |  | 0.00038742 |  | 0.00028595 |  | 0.00032416 |  | 0 |  | 4.701e-05 |  | -0.00023087 |  | 0.0012003 |  | 8.5082e-07 |  | 0.001207 |  | 0
| 0 |  | 0.00017351 |  | -6.4815e-05 |  | 6.0117e-05 |  | 4.1513e-05 |  | 0 |  | -0.00014447 |  | 0.00041731 |  | 0 |  | 0.00038743 |  | 0.00028587 |  | 0.00032417 |  | 0 |  | 4.6999e-05 |  | -6.2855e-05 |  | 0.0010452 |  | 8.5082e-07 |  | 0.0011978 |  | 0
| 0 |  | 0.00013359 |  | -2.984e-05 |  | 6.0122e-05 |  | -0.00062346 |  | 0 |  | -0.00016324 |  | 0.00038947 |  | 0 |  | 0.00036797 |  | 9.5044e-05 |  | 8.2058e-05 |  | 0 |  | 5.4691e-05 |  | -0.00016802 |  | 0.0011312 |  | 1.418e-06 |  | 0.0011826 |  | 0
| 0 |  | 3.4654e-06 |  | -8.2441e-05 |  | 0.00010718 |  | -0.0013056 |  | 0 |  | -0.00030148 |  | 0.00038948 |  | 0 |  | 0.00036798 |  | 9.5044e-05 |  | 8.206e-05 |  | 0 |  | 5.4693e-05 |  | 8.4619e-06 |  | 0.0013208 |  | 1.4181e-06 |  | 0.0011834 |  | 0
| 0 |  | -1.2779e-06 |  | -0.00015708 |  | 0.00010719 |  | -0.0012071 |  | 0 |  | -0.00020572 |  | 0.00019639 |  | 0 |  | 0.00061963 |  | 0.00010667 |  | 0.00010777 |  | 0 |  | 4.5166e-05 |  | 0.00019342 |  | 0.0014624 |  | 1.418e-06 |  | 0.0011952 |  | 0
| 0 |  | 1.2787e-05 |  | -0.0001506 |  | 1.9681e-05 |  | -0.000691 |  | 0 |  | -0.00019264 |  | 0.00019639 |  | 0 |  | 0.00061964 |  | 0.00010667 |  | 0.00010777 |  | 0 |  | 4.5166e-05 |  | -4.1101e-05 |  | 0.0013512 |  | 5.6725e-07 |  | 0.0012104 |  | 0
| 0 |  | -5.9615e-05 |  | -9.5377e-05 |  | 1.9684e-05 |  | -0.00037021 |  | 0 |  | -0.00023912 |  | 0.00052064 |  | 0 |  | 0.00022699 |  | 0.00031091 |  | 0.00021567 |  | 0 |  | 4.4479e-05 |  | 1.6925e-05 |  | 0.0010595 |  | 2.269e-06 |  | 0.0012112 |  | 0
| 0 |  | -1.6276e-05 |  | 0.00014223 |  | 6.1239e-05 |  | -0.00040505 |  | 0 |  | -0.00018419 |  | 0.00052065 |  | 0 |  | 0.0002279 |  | 0.0004582 |  | 0.00021567 |  | 0 |  | 4.449e-05 |  | 0.00040321 |  | 0.0010755 |  | 4.8216e-06 |  | 0.0012104 |  | 0
| 0 |  | 7.0502e-05 |  | 0.0001201 |  | 6.1249e-05 |  | -0.00065466 |  | 0 |  | -0.00017897 |  | 0.00053428 |  | 0 |  | 0.00024136 |  | 0.00034894 |  | 0.00032067 |  | 0 |  | 3.6158e-05 |  | 0.00020376 |  | 0.001132 |  | 3.1199e-06 |  | 0.0012129 |  | 0
| 0 |  | 0.0002064 |  | -9.4663e-05 |  | 8.9574e-05 |  | -0.00051225 |  | 0 |  | -0.00019498 |  | 0.00053429 |  | 0 |  | 0.00024045 |  | 0.00020182 |  | 0.00032068 |  | 0 |  | 3.6167e-05 |  | -0.00012695 |  | 0.0013764 |  | 1.4182e-06 |  | 0.0012162 |  | 0
| 0 |  | 0.00025906 |  | 6.3655e-05 |  | 8.9574e-05 |  | -0.00039142 |  | 0 |  | -0.00018873 |  | 0.00036945 |  | 0 |  | 0.00051303 |  | 0.00040523 |  | 0.00034752 |  | 0 |  | 6.4102e-05 |  | -7.3749e-05 |  | 0.0013175 |  | 8.5087e-07 |  | 0.0012163 |  | 0
| 0 |  | 4.9731e-05 |  | 6.4388e-05 |  | 3.3914e-05 |  | -0.00046928 |  | 0 |  | -0.00011392 |  | 0.00036946 |  | 0 |  | 0.00051305 |  | 0.00040533 |  | 0.00034753 |  | 0 |  | 6.4121e-05 |  | -0.00019587 |  | 0.00092972 |  | 2.5528e-06 |  | 0.0012239 |  | 0
| 0 |  | 6.5533e-05 |  | -0.00015802 |  | 3.3917e-05 |  | -0.00023992 |  | 0 |  | -3.914e-05 |  | 0.00023042 |  | 0 |  | 0.00021504 |  | 7.5892e-05 |  | 0.00026042 |  | 0 |  | 1.9185e-05 |  | -9.3097e-05 |  | 0.00093056 |  | 3.12e-06 |  | 0.001245 |  | 0
| 0 |  | 3.4888e-06 |  | -0.00024376 |  | 7.194e-05 |  | -0.00037952 |  | 0 |  | -0.00018046 |  | 0.00023043 |  | 0 |  | 0.00021505 |  | 7.5892e-05 |  | 0.00026043 |  | 0 |  | 1.9185e-05 |  | 3.1438e-05 |  | 0.0010191 |  | 3.12e-06 |  | 0.0012534 |  | 0
| 0 |  | -0.00012124 |  | -0.00011209 |  | 7.194e-05 |  | -0.00029982 |  | 0 |  | -0.00025317 |  | 0.00068106 |  | 0 |  | 0.00041196 |  | 0.00031765 |  | 0.00030222 |  | 0 |  | 1.5127e-05 |  | -0.00016323 |  | 0.0010679 |  | 2.5528e-06 |  | 0.001244 |  | 0
| 0 |  | -4.2413e-05 |  | -1.5911e-05 |  | 3.9396e-05 |  | -0.00055548 |  | 0 |  | -0.00020718 |  | 0.00068108 |  | 0 |  | 0.00041197 |  | 0.00031765 |  | 0.00030223 |  | 0 |  | 1.5127e-05 |  | -0.00030351 |  | 0.0011514 |  | 0 |  | 0.0012256 |  | 0
| 0 |  | 7.6707e-05 |  | 3.2646e-05 |  | 3.9399e-05 |  | -0.00035468 |  | 0 |  | -0.00020016 |  | 0.00026106 |  | 0 |  | 0.00028268 |  | 0.00033953 |  | 0.00011631 |  | 0 |  | 2.801e-05 |  | -0.00014147 |  | 0.0010157 |  | 0 |  | 0.0012155 |  | 0
| 0 |  | 9.4873e-05 |  | 1.3922e-06 |  | 3.0649e-05 |  | -0.00042221 |  | 0 |  | -0.00015518 |  | 0.00026107 |  | 0 |  | 0.00028268 |  | 0.00033945 |  | 0.00011631 |  | 0 |  | 2.8003e-05 |  | -7.2555e-06 |  | 0.00099793 |  | 0 |  | 0.0012103 |  | 0
| 0 |  | 0.00010287 |  | -1.0722e-05 |  | 3.0651e-05 |  | -0.00093741 |  | 0 |  | -0.00024568 |  | 0.00034705 |  | 0 |  | 0.00056468 |  | 0.0003568 |  | 0.00052012 |  | 0 |  | 4.3199e-05 |  | 0.00040147 |  | 0.001159 |  | 5.6731e-07 |  | 0.0012104 |  | 0
| 0 |  | 7.9151e-05 |  | 6.5718e-06 |  | 9.5326e-05 |  | -0.00076595 |  | 0 |  | -0.00014394 |  | 0.00034706 |  | 0 |  | 0.0005647 |  | 0.00035671 |  | 0.00052014 |  | 0 |  | 4.3188e-05 |  | 0.00020315 |  | 0.0012947 |  | 5.6731e-07 |  | 0.0012163 |  | 0
| 0 |  | -5.8689e-05 |  | -7.3022e-05 |  | 9.5341e-05 |  | -0.00055816 |  | 0 |  | -7.5564e-05 |  | 0 |  | 0 |  | 0.00021415 |  | 0.00021903 |  | 0.00018881 |  | 0 |  | 1.8283e-05 |  | -7.1349e-05 |  | 0.0012575 |  | 0 |  | 0.0012272 |  | 0
| 0 |  | -7.4673e-05 |  | -6.2552e-05 |  | 2.2994e-05 |  | -0.00046061 |  | 0 |  | -0.00017588 |  | 0 |  | 0 |  | 0.00021415 |  | 0.00021903 |  | 0.00018882 |  | 0 |  | 1.8283e-05 |  | 0.00035797 |  | 0.0012374 |  | 0 |  | 0.0012315 |  | 0
| 0 |  | -1.1602e-05 |  | -7.7448e-05 |  | 2.2996e-05 |  | -0.0003686 |  | 0 |  | -0.00016594 |  | 6.9186e-05 |  | 0 |  | 0.00014931 |  | 0.00012839 |  | 0.00036877 |  | 0 |  | 3.4589e-05 |  | 0.00046076 |  | 0.001341 |  | 0 |  | 0.0012297 |  | 0
| 0 |  | 3.7773e-05 |  | -3.5171e-05 |  | 0.00014652 |  | -0.00039479 |  | 0 |  | -0.0001263 |  | 6.9188e-05 |  | 0 |  | 0.00014932 |  | 0.00012839 |  | 0.00036878 |  | 0 |  | 3.459e-05 |  | -0.00011005 |  | 0.0012829 |  | 4.2551e-06 |  | 0.0012264 |  | 0
| 0 |  | 9.1012e-06 |  | 2.6204e-05 |  | 0.00014653 |  | -0.00038451 |  | 0 |  | -0.000184 |  | 0.00031529 |  | 0 |  | 0.00047454 |  | 0.00042469 |  | 0.00028534 |  | 0 |  | 5.4379e-05 |  | -0.00024189 |  | 0.001191 |  | 4.2551e-06 |  | 0.0012155 |  | 0
| 0 |  | -8.3811e-05 |  | 6.1777e-05 |  | 0.00012507 |  | -0.00048962 |  | 0 |  | -0.00027789 |  | 0.0003759 |  | 0 |  | 0.00047455 |  | 0.0004248 |  | 0.00028535 |  | 0 |  | 5.4393e-05 |  | 7.982e-05 |  | 0.0012887 |  | 0 |  | 0.0012112 |  | 0
| 0 |  | -0.00010057 |  | 4.6584e-05 |  | 0.00012509 |  | -0.00061715 |  | 0 |  | -0.00021268 |  | 0.00059034 |  | 0 |  | 0.00071283 |  | 0.00031017 |  | 0.0005018 |  | 0 |  | 8.2069e-06 |  | 2.5399e-05 |  | 0.0012787 |  | 0 |  | 0.0012155 |  | 0
| 0 |  | 1.8562e-05 |  | -2.9634e-05 |  | 7.6442e-05 |  | -0.0004914 |  | 0 |  | -0.0002715 |  | 0.00052975 |  | 0 |  | 0.00071285 |  | 0.00031025 |  | 0.00050181 |  | 0 |  | 8.2089e-06 |  | 3.8704e-05 |  | 0.0011362 |  | 8.5102e-07 |  | 0.0012154 |  | 0
| 0 |  | 4.9807e-05 |  | -1.5924e-06 |  | 7.6454e-05 |  | -0.00034942 |  | 0 |  | -0.00039083 |  | 0.00032788 |  | 0 |  | 0.00066094 |  | 0.00025213 |  | 0.0002391 |  | 0 |  | 4.7696e-05 |  | 9.9179e-05 |  | 0.0011615 |  | 8.5107e-07 |  | 0.0011986 |  | 0
| 0 |  | 4.0704e-05 |  | -0.00013988 |  | 0.00010868 |  | -0.00040448 |  | 0 |  | -0.00036942 |  | 0.00032789 |  | 0 |  | 0.00066096 |  | 0.00025206 |  | 0.00023911 |  | 0 |  | 4.7684e-05 |  | -0.00010765 |  | 0.0010746 |  | 8.5102e-07 |  | 0.0011749 |  | 0
| 0 |  | 4.939e-05 |  | -0.00027847 |  | 0.0001087 |  | -0.00077592 |  | 0 |  | -0.00041256 |  | 0.00039164 |  | 0 |  | 8.2014e-05 |  | 1.0164e-05 |  | 0.00018502 |  | 0 |  | 1.6104e-05 |  | -0.00028788 |  | 0.0012702 |  | 8.5107e-07 |  | 0.0011724 |  | 0
| 0 |  | 3.9066e-05 |  | -0.00018124 |  | 0.00012387 |  | -0.00084172 |  | 0 |  | -0.00036685 |  | 0.00039165 |  | 0 |  | 8.2017e-05 |  | 1.0164e-05 |  | 0.00018502 |  | 0 |  | 1.6105e-05 |  | 5.5642e-05 |  | 0.0014405 |  | 0 |  | 0.0011801 |  | 0
| 0 |  | 1.8581e-05 |  | -7.5765e-05 |  | 0.00012388 |  | -0.00046939 |  | 0 |  | -0.00024838 |  | 0.00033641 |  | 0 |  | 0.00019867 |  | 0.0002392 |  | 0.00042931 |  | 0 |  | 3.2642e-05 |  | -2.7821e-05 |  | 0.001067 |  | 0 |  | 0.0011859 |  | 0
| 0 |  | -4.2807e-05 |  | 1.0085e-05 |  | 7.1427e-05 |  | -0.00031672 |  | 0 |  | -0.00025471 |  | 0.00033642 |  | 0 |  | 0.00019867 |  | 0.00023926 |  | 0.00042932 |  | 0 |  | 3.265e-05 |  | 3.6291e-05 |  | 0.00089932 |  | 8.5107e-07 |  | 0.0011977 |  | 0
| 0 |  | -3.0944e-05 |  | -3.4405e-05 |  | 7.1433e-05 |  | -0.00071508 |  | 0 |  | -0.00016929 |  | 0.00031692 |  | 0 |  | 0.00056143 |  | 0.00032014 |  | 0.00056628 |  | 0 |  | 4.1966e-05 |  | 0.00013548 |  | 0.0010503 |  | 8.5107e-07 |  | 0.0012146 |  | 0
| 0 |  | -5.7936e-05 |  | -0.00012146 |  | 5.4812e-05 |  | -0.001289 |  | 0 |  | -0.00010798 |  | 0.00031692 |  | 0 |  | 0.00056144 |  | 0.00032014 |  | 0.00056629 |  | 0 |  | 4.1966e-05 |  | -2.0566e-05 |  | 0.0010502 |  | 8.5112e-07 |  | 0.0012272 |  | 0
| 0 |  | 1.5933e-05 |  | -0.00013341 |  | 5.4817e-05 |  | -0.0014831 |  | 0 |  | -0.00013388 |  | 0.00051769 |  | 0 |  | 0.00039167 |  | 0.00020217 |  | 0.00060956 |  | 0 |  | 2.6909e-05 |  | 0.00011856 |  | 0.0011395 |  | 8.5112e-07 |  | 0.0012196 |  | 0
| 0 |  | 0.00013184 |  | -0.00010014 |  | 9.675e-05 |  | -0.00097962 |  | 0 |  | -9.0562e-05 |  | 0.0005177 |  | 0 |  | 0.00039168 |  | 0.00020217 |  | 0.00060958 |  | 0 |  | 2.6908e-05 |  | 0.00020929 |  | 0.0012998 |  | 0 |  | 0.0012112 |  | 0
| 0 |  | 5.6384e-05 |  | -2.7329e-05 |  | 9.675e-05 |  | -0.00043516 |  | 0 |  | -2.4076e-05 |  | 0.00031689 |  | 0 |  | 0.0005131 |  | 0.00022375 |  | 0.00057409 |  | 0 |  | 2.8733e-05 |  | 0.00011251 |  | 0.0011437 |  | 0 |  | 0.0012061 |  | 0
| 0 |  | -1.4071e-05 |  | -0.00013026 |  | 6.1414e-05 |  | -0.00053403 |  | 0 |  | -0.00015589 |  | 0.00031689 |  | 0 |  | 0.00051312 |  | 0.0002238 |  | 0.00057411 |  | 0 |  | 2.874e-05 |  | -0.00023228 |  | 0.0011126 |  | 0 |  | 0.0011994 |  | 0
| 0 |  | 2.7605e-05 |  | -0.00018026 |  | 6.1419e-05 |  | -0.00075884 |  | 0 |  | -0.00029619 |  | 0.00031245 |  | 0 |  | 0.00036442 |  | 0.000193 |  | 0.00060783 |  | 0 |  | 2.6575e-05 |  | -0.00045492 |  | 0.0010713 |  | 0 |  | 0.0011968 |  | 0
| 0 |  | 2.2125e-05 |  | -0.00014571 |  | 9.2985e-05 |  | -0.00094832 |  | 0 |  | -0.00026571 |  | 0.00031245 |  | 0 |  | 0.00036443 |  | 0.000193 |  | 0.00060785 |  | 0 |  | 2.6574e-05 |  | -0.00039804 |  | 0.0010005 |  | 0 |  | 0.0011968 |  | 0
| 0 |  | -2.8474e-05 |  | -0.00018559 |  | 9.2992e-05 |  | -0.00047294 |  | 0 |  | -0.00014732 |  | 0.00040159 |  | 0 |  | 0.000244 |  | 0.00026484 |  | 0.0002028 |  | 0 |  | 2.9335e-05 |  | -0.00017544 |  | 0.0012626 |  | 0 |  | 0.0011968 |  | 0
| 0 |  | -4.6254e-05 |  | -2.8378e-05 |  | 7.5918e-05 |  | -3.9785e-05 |  | 0 |  | -4.1465e-05 |  | 0.0004016 |  | 0 |  | 0.00024401 |  | 0.00026477 |  | 0.0002028 |  | 0 |  | 2.9328e-05 |  | 0.00027054 |  | 0.0013629 |  | 0 |  | 0.0011901 |  | 0
| 0 |  | -2.1509e-06 |  | 3.6308e-05 |  | 7.5924e-05 |  | -0.00060607 |  | 0 |  | -0.0001647 |  | 0.00027428 |  | 0 |  | 9.7077e-05 |  | 0.00018058 |  | 0.00043073 |  | 0 |  | 3.1397e-05 |  | 0.00033104 |  | 0.0012357 |  | 0 |  | 0.0011893 |  | 0
| 0 |  | 6.0329e-05 |  | -0.00010572 |  | 7.0235e-05 |  | -0.0007627 |  | 0 |  | -0.00033565 |  | 0.00027429 |  | 0 |  | 9.708e-05 |  | 0.00018063 |  | 0.00043074 |  | 0 |  | 3.1403e-05 |  | -0.00024563 |  | 0.0010569 |  | 0 |  | 0.0012019 |  | 0
| 0 |  | 4.2218e-06 |  | -0.00016957 |  | 7.0241e-05 |  | -0.00082451 |  | 0 |  | -0.00038826 |  | 3.5008e-05 |  | 0 |  | 8.9542e-05 |  | 0.00012356 |  | 0.00022551 |  | 0 |  | 1.9273e-05 |  | -0.00047311 |  | 0.0012617 |  | 0 |  | 0.0012154 |  | 0
| 0 |  | -5.8065e-05 |  | -0.00022236 |  | 0.00011392 |  | -0.00063433 |  | 0 |  | -0.00033142 |  | 3.5009e-05 |  | 0 |  | 8.9545e-05 |  | 0.00012353 |  | 0.00022552 |  | 0 |  | 1.9269e-05 |  | -0.00043562 |  | 0.0014278 |  | 0 |  | 0.001223 |  | 0
| 0 |  | -4.9038e-05 |  | -0.00015306 |  | 0.00011392 |  | -0.00050114 |  | 0 |  | -0.00027388 |  | 0.00036485 |  | 0 |  | 0.00024471 |  | 0.00025407 |  | 0.00027863 |  | 0 |  | 4.127e-05 |  | -0.00053253 |  | 0.0013266 |  | 0 |  | 0.0012229 |  | 0
| 0 |  | 1.2818e-05 |  | -7.2925e-05 |  | 3.0734e-05 |  | -0.00039698 |  | 0 |  | -0.00020761 |  | 0.00036486 |  | 0 |  | 0.00024471 |  | 0.00025407 |  | 0.00027864 |  | 0 |  | 4.127e-05 |  | -0.0002409 |  | 0.0013427 |  | 0 |  | 0.0012137 |  | 0
| 0 |  | 1.6225e-05 |  | -0.00011786 |  | 3.0736e-05 |  | -0.00041435 |  | 0 |  | -0.00011278 |  | 0.00035012 |  | 0 |  | 8.2129e-05 |  | 0.00026069 |  | 0.00027998 |  | 0 |  | 3.6503e-05 |  | 3.6303e-05 |  | 0.0013764 |  | 0 |  | 0.0012053 |  | 0
| 0 |  | 5.6966e-05 |  | -0.00015648 |  | 6.0379e-05 |  | -0.0010533 |  | 0 |  | -0.0001389 |  | 0.00035013 |  | 0 |  | 8.2131e-05 |  | 0.00026075 |  | 0.00027999 |  | 0 |  | 3.651e-05 |  | -0.00011254 |  | 0.001287 |  | 0 |  | 0.001207 |  | 0
| 0 |  | 0.00012432 |  | -0.00018598 |  | 6.0384e-05 |  | -0.00076332 |  | 0 |  | -0.0001766 |  | 7.0329e-05 |  | 0 |  | 0.0003997 |  | 0 |  | 0.00015789 |  | 0 |  | 4.3703e-05 |  | 4.7198e-05 |  | 0.001089 |  | 0 |  | 0.0012221 |  | 0
| 0 |  | 2.7309e-05 |  | -8.4699e-05 |  | 5.0507e-05 |  | -0.00018596 |  | 0 |  | -9.2093e-05 |  | 7.0331e-05 |  | 0 |  | 0.00039971 |  | 0 |  | 0.00015789 |  | 0 |  | 4.3701e-05 |  | 4.1147e-05 |  | 0.0010864 |  | 8.5127e-07 |  | 0.0012356 |  | 0
| 0 |  | -5.0992e-05 |  | 6.4505e-05 |  | 6.2617e-05 |  | -0.00041697 |  | 0 |  | -9.5206e-05 |  | 0.00022902 |  | 0 |  | 0.00064848 |  | 0.00018592 |  | 0.00047548 |  | 0 |  | 3.5425e-05 |  | -0.00020574 |  | 0.0012061 |  | 8.5122e-07 |  | 0.0012289 |  | 0
| 0 |  | 5.2157e-05 |  | 1.287e-05 |  | 8.5571e-05 |  | -0.00025646 |  | 0 |  | -0.00027594 |  | 0.00022903 |  | 0 |  | 0.0006485 |  | 0.00018592 |  | 0.00047549 |  | 0 |  | 3.5427e-05 |  | -0.00020937 |  | 0.0013485 |  | 0 |  | 0.0012077 |  | 0
| 0 |  | 5.1651e-05 |  | -7.1574e-05 |  | 7.3474e-05 |  | -0.00019386 |  | 0 |  | -0.00015821 |  | 0.00026797 |  | 0 |  | 0.0004507 |  | 0.00021465 |  | 0.00021614 |  | 0 |  | 3.6818e-05 |  | 9.3193e-05 |  | 0.001303 |  | 0 |  | 0.0011952 |  | 0
| 0 |  | -3.9669e-05 |  | -2.4856e-05 |  | 3.6245e-05 |  | -0.00031941 |  | 0 |  | -2.3107e-05 |  | 0.00026797 |  | 0 |  | 0.00045072 |  | 0.0002147 |  | 0.00021615 |  | 0 |  | 3.6829e-05 |  | 0.00020575 |  | 0.0012407 |  | 0 |  | 0.0011926 |  | 0
| 0 |  | -9.7326e-06 |  | 0.00015044 |  | 3.625e-05 |  | -0.00035116 |  | 0 |  | -7.9379e-05 |  | 0.00046416 |  | 0 |  | 0.00050456 |  | 0.00060343 |  | 0.00079091 |  | 0 |  | 6.0612e-05 |  | 0.00033043 |  | 0.0013889 |  | 0 |  | 0.0011892 |  | 0
| 0 |  | 4.2709e-05 |  | 0.00012162 |  | 2.6366e-05 |  | -0.00030233 |  | 0 |  | -3.5232e-05 |  | 0.00046417 |  | 0 |  | 0.00050457 |  | 0.00060343 |  | 0.00079093 |  | 0 |  | 6.0615e-05 |  | 0.0003159 |  | 0.0014092 |  | 0 |  | 0.0011791 |  | 0
| 0 |  | 3.4579e-05 |  | -0.00011799 |  | 2.6368e-05 |  | -0.00021697 |  | 0 |  | -0.00016971 |  | 0.00013134 |  | 0 |  | 0.0002876 |  | 0.00013843 |  | 1.7857e-05 |  | 0 |  | 5.3791e-05 |  | -0.00015009 |  | 0.0013199 |  | 0 |  | 0.0011758 |  | 0
| 0 |  | 1.5227e-05 |  | -0.00018624 |  | 8.1107e-05 |  | -0.00068174 |  | 0 |  | -0.00021609 |  | 0.00013134 |  | 0 |  | 0.00028761 |  | 0.00013846 |  | 1.7858e-05 |  | 0 |  | 5.3807e-05 |  | -0.00040308 |  | 0.0012979 |  | 0 |  | 0.0011892 |  | 0
| 0 |  | -1.3475e-05 |  | -0.00019739 |  | 8.1114e-05 |  | -0.00062245 |  | 0 |  | -0.00018354 |  | 0.0004427 |  | 0 |  | 4.4954e-05 |  | 7.549e-06 |  | 0.00051676 |  | 0 |  | 3.5597e-05 |  | -0.00037161 |  | 0.0012095 |  | 5.6751e-07 |  | 0.0012044 |  | 0
| 0 |  | -3.6476e-05 |  | -0.00020529 |  | 5.3848e-05 |  | -0.00023466 |  | 0 |  | -0.00022127 |  | 0.00044271 |  | 0 |  | 4.4955e-05 |  | 7.5509e-06 |  | 0.00051677 |  | 0 |  | 3.5608e-05 |  | -0.00038855 |  | 0.0011993 |  | 5.6755e-07 |  | 0.0012094 |  | 0
| 0 |  | -4.7412e-06 |  | -0.00011476 |  | 5.3852e-05 |  | -0.00063304 |  | 0 |  | -0.00028115 |  | 0.00033137 |  | 0 |  | 0.00030657 |  | 0.00018472 |  | 0.00051109 |  | 0 |  | 2.9835e-05 |  | -0.00060497 |  | 0.0011648 |  | 0 |  | 0.0012019 |  | 0
| 0 |  | 6.8946e-05 |  | 2.3343e-05 |  | 0.00010016 |  | -0.0011489 |  | 0 |  | -0.00026971 |  | 0.00033138 |  | 0 |  | 0.00030658 |  | 0.00018476 |  | 0.00051111 |  | 0 |  | 2.9844e-05 |  | -0.00031689 |  | 0.0012414 |  | 0 |  | 0.0011959 |  | 0
| 0 |  | 0.00010921 |  | 8.1991e-05 |  | 0.00010016 |  | -0.00069882 |  | 0 |  | -0.00016453 |  | 0.00029083 |  | 0 |  | 0.00032167 |  | 0.00040182 |  | 0.00042158 |  | 0 |  | 5.3998e-05 |  | 0.00014527 |  | 0.0013097 |  | 0 |  | 0.0011985 |  | 0
| 0 |  | -4.1499e-06 |  | -3.9642e-05 |  | 5.9366e-05 |  | -0.00011607 |  | 0 |  | -0.00013556 |  | 0.00029084 |  | 0 |  | 0.00032168 |  | 0.00040182 |  | 0.00042159 |  | 0 |  | 5.4e-05 |  | 0.00015617 |  | 0.0011985 |  | 0 |  | 0.0012078 |  | 0
| 0 |  | -4.7857e-05 |  | -8.1642e-05 |  | 5.937e-05 |  | -0.00046814 |  | 0 |  | -0.00016542 |  | 0.00057843 |  | 0 |  | 0.00022736 |  | 0.00030918 |  | 0.00044578 |  | 0 |  | 4.7438e-05 |  | 2.4212e-05 |  | 0.001265 |  | 0 |  | 0.0012052 |  | 0
| 0 |  | 2.5971e-05 |  | 3.78e-05 |  | 5.6077e-05 |  | -0.00055078 |  | 0 |  | -8.676e-05 |  | 0.00057845 |  | 0 |  | 0.00022737 |  | 0.00030918 |  | 0.00044579 |  | 0 |  | 4.7436e-05 |  | 3.5109e-05 |  | 0.0013974 |  | 0 |  | 0.0011858 |  | 0
| 0 |  | 8.4555e-05 |  | 4.4231e-05 |  | 5.6081e-05 |  | -9.5012e-05 |  | 0 |  | -3.1325e-06 |  | 0.0002571 |  | 0 |  | 0.00077536 |  | 0.00042666 |  | 0.00036557 |  | 0 |  | 5.2026e-05 |  | 0.0002155 |  | 0.0013772 |  | 0 |  | 0.00118 |  | 0
| 0 |  | 8.3334e-05 |  | 2.3626e-05 |  | 0.00017567 |  | -0.00011027 |  | 0 |  | -0.00010986 |  | 0.0002571 |  | 0 |  | 0.00077538 |  | 0.00042677 |  | 0.00036558 |  | 0 |  | 5.2037e-05 |  | 0.00024214 |  | 0.0011386 |  | 0 |  | 0.0011926 |  | 0
| 0 |  | -4.6748e-05 |  | -5.2694e-05 |  | 0.00017569 |  | -9.1841e-05 |  | 0 |  | -0.00026177 |  | 0.00050323 |  | 0 |  | 0.00021133 |  | 7.5953e-05 |  | 0.00058295 |  | 0 |  | 4.5871e-06 |  | -0.00030981 |  | 0.0012566 |  | 0 |  | 0.0012044 |  | 0
| 0 |  | -0.00011141 |  | -0.00027944 |  | 2.0898e-05 |  | -0.00011748 |  | 0 |  | -0.00033938 |  | 0.00050324 |  | 0 |  | 0.00021134 |  | 7.5972e-05 |  | 0.00058297 |  | 0 |  | 4.5882e-06 |  | -0.00057014 |  | 0.0013055 |  | 8.5142e-07 |  | 0.0011968 |  | 0
| 0 |  | -3.0973e-05 |  | -0.00022785 |  | 2.0901e-05 |  | -0.0002986 |  | 0 |  | -0.0002958 |  | 0.0004834 |  | 0 |  | 0.00021707 |  | 0.00025457 |  | 0.00014329 |  | 0 |  | 3.6532e-05 |  | -0.00027122 |  | 0.0012566 |  | 8.5137e-07 |  | 0.0011875 |  | 0
| 0 |  | -4.2545e-05 |  | -0.00011789 |  | 0.00010912 |  | -0.00062742 |  | 0 |  | -0.00021663 |  | 0.00048341 |  | 0 |  | 0.00021707 |  | 0.00025451 |  | 0.00014329 |  | 0 |  | 3.6525e-05 |  | -2.4216e-05 |  | 0.0014665 |  | 0 |  | 0.0012001 |  | 0
| 0 |  | 1.2479e-05 |  | -3.7372e-05 |  | 0.00010913 |  | -0.00087223 |  | 0 |  | -0.00017634 |  | 0.00015657 |  | 0 |  | 0.00024059 |  | 0.00031369 |  | 0.00062404 |  | 0 |  | 1.6064e-05 |  | 0.00012229 |  | 0.0014724 |  | 0 |  | 0.0012187 |  | 0
| 0 |  | 6.5279e-05 |  | 6.7342e-05 |  | 5.3916e-05 |  | -0.00067364 |  | 0 |  | -0.00019155 |  | 0.00015658 |  | 0 |  | 0.00024059 |  | 0.00031369 |  | 0.00062405 |  | 0 |  | 1.6064e-05 |  | 0.00024701 |  | 0.0012785 |  | 0 |  | 0.0012381 |  | 0
| 0 |  | 5.1539e-05 |  | -1.6615e-05 |  | 5.392e-05 |  | -0.00047659 |  | 0 |  | -0.00022265 |  | 0.00052592 |  | 0 |  | 0.0005281 |  | 0.00017549 |  | 6.536e-05 |  | 0 |  | 3.4988e-05 |  | 1.0898e-05 |  | 0.0012709 |  | 0 |  | 0.0012591 |  | 0
| 0 |  | -1.5014e-05 |  | -7.6608e-05 |  | 7.9331e-05 |  | -0.00037218 |  | 0 |  | -0.0002692 |  | 0.00052593 |  | 0 |  | 0.00052811 |  | 0.00017545 |  | 6.5362e-05 |  | 0 |  | 3.498e-05 |  | -1.5742e-05 |  | 0.001249 |  | 2.5543e-06 |  | 0.0012701 |  | 0
| 0 |  | -8.3817e-05 |  | -1.1031e-05 |  | 7.9337e-05 |  | -0.00083798 |  | 0 |  | -0.0002122 |  | 0.00064212 |  | 0 |  | 0.00079754 |  | 0.00027202 |  | 0.00037446 |  | 0 |  | 2.9132e-05 |  | 0.00027489 |  | 0.0012566 |  | 2.5543e-06 |  | 0.0012541 |  | 0
| 0 |  | 4.6682e-05 |  | -5.3477e-05 |  | 2.5315e-05 |  | -0.0010805 |  | 0 |  | -0.00020249 |  | 0.00064214 |  | 0 |  | 0.00079756 |  | 0.00027208 |  | 0.00037447 |  | 0 |  | 2.9138e-05 |  | -0.00012231 |  | 0.0013055 |  | 0 |  | 0.0012254 |  | 0
| 0 |  | 8.9209e-05 |  | 4.9705e-05 |  | 2.5319e-05 |  | -0.0008507 |  | 0 |  | -0.00026462 |  | 0.00082823 |  | 0 |  | 0.00066276 |  | 0.00041574 |  | 0.00053442 |  | 0 |  | 5.7024e-05 |  | 5.5704e-05 |  | 0.0011117 |  | 0 |  | 0.0012052 |  | 0
| 0 |  | 6.7035e-05 |  | 0.00018066 |  | 5.9445e-05 |  | -0.0005147 |  | 0 |  | -0.00020772 |  | 0.00082826 |  | 0 |  | 0.00066277 |  | 0.00041584 |  | 0.00053443 |  | 0 |  | 5.7038e-05 |  | 0.00059407 |  | 0.0013974 |  | 8.5147e-07 |  | 0.0012111 |  | 0
| 0 |  | -7.3219e-06 |  | -1.8289e-05 |  | 5.9454e-05 |  | -0.00056294 |  | 0 |  | -0.00028401 |  | 0.0004816 |  | 0 |  | 0.00045319 |  | 0.00033675 |  | 0.00011894 |  | 0 |  | 4.3058e-05 |  | 0.00044752 |  | 0.0014193 |  | 8.5147e-07 |  | 0.0012246 |  | 0
| 0 |  | -4.176e-06 |  | -0.0001585 |  | 0.0001016 |  | -0.00099086 |  | 0 |  | -0.00032856 |  | 0.00048162 |  | 0 |  | 0.0004532 |  | 0.00033675 |  | 0.00011894 |  | 0 |  | 4.3057e-05 |  | 4.9655e-05 |  | 0.0011453 |  | 0 |  | 0.0012321 |  | 0
| 0 |  | -3.6034e-05 |  | -8.7625e-05 |  | 0.00010161 |  | -0.00062036 |  | 0 |  | -0.00024696 |  | 0.00038493 |  | 0 |  | 0.00048181 |  | 0.00037692 |  | 0.00027165 |  | 0 |  | 3.5356e-05 |  | -0.00035243 |  | 0.0011647 |  | 0 |  | 0.001244 |  | 0
| 0 |  | -4.2199e-05 |  | 1.3807e-05 |  | 7.3672e-05 |  | -6.2175e-05 |  | 0 |  | -0.00021668 |  | 0.00038494 |  | 0 |  | 0.00048182 |  | 0.00037692 |  | 0.00027166 |  | 0 |  | 3.5356e-05 |  | -7.751e-05 |  | 0.0015322 |  | 0 |  | 0.0012457 |  | 0
| 0 |  | 8.2412e-05 |  | -0.00010162 |  | 7.3677e-05 |  | -0.00021172 |  | 0 |  | -0.00028728 |  | 0.00025946 |  | 0 |  | 0.00015847 |  | 0.00018569 |  | 0.00021183 |  | 0 |  | 4.0187e-05 |  | -3.6335e-06 |  | 0.0016417 |  | 5.6765e-07 |  | 0.0012414 |  | 0
| 0 |  | 0.00013979 |  | -0.00012601 |  | 0.00010925 |  | -0.00071738 |  | 0 |  | -0.00028132 |  | 0.00025947 |  | 0 |  | 0.00015847 |  | 0.00018569 |  | 0.00021183 |  | 0 |  | 4.0185e-05 |  | -0.00032338 |  | 0.001544 |  | 5.6768e-07 |  | 0.0012355 |  | 0
| 0 |  | 4.6091e-05 |  | -9.7835e-05 |  | 0.00010927 |  | -0.001 |  | 0 |  | -0.00024148 |  | 0.00030949 |  | 0 |  | 0.00034769 |  | 0.00017365 |  | 0.00022673 |  | 0 |  | 3.4584e-05 |  | -5.4504e-05 |  | 0.0014049 |  | 0 |  | 0.0012338 |  | 0
| 0 |  | -2.4488e-05 |  | -5.9144e-05 |  | 8.513e-05 |  | -0.00084442 |  | 0 |  | -0.00024557 |  | 0.00030949 |  | 0 |  | 0.0003477 |  | 0.00017361 |  | 0.00022673 |  | 0 |  | 3.4576e-05 |  | 9.5689e-05 |  | 0.0010864 |  | 2.5546e-06 |  | 0.0012389 |  | 0
| 0 |  | 8.1755e-05 |  | -3.5053e-05 |  | 8.5144e-05 |  | -0.00016477 |  | 0 |  | -0.00027753 |  | 0.00022305 |  | 0 |  | 0 |  | 0.00014187 |  | 0.00025355 |  | 0 |  | 3.7784e-05 |  | -0.00030242 |  | 0.0010273 |  | 2.5546e-06 |  | 0.0012506 |  | 0
| 0 |  | 4.0046e-05 |  | -3.7653e-05 |  | 2.0936e-05 |  | 4.0728e-05 |  | 0 |  | -0.00033672 |  | 0.00022306 |  | 0 |  | 0 |  | 0.00014187 |  | 0.00025356 |  | 0 |  | 3.7784e-05 |  | -0.00027698 |  | 0.001276 |  | 0 |  | 0.0012608 |  | 0
| 0 |  | -6.7637e-05 |  | -6.617e-05 |  | 2.0937e-05 |  | -0.00036448 |  | 0 |  | -0.00025381 |  | 0.0003165 |  | 0 |  | 0.00014183 |  | 0.00021524 |  | 3.7568e-05 |  | 0 |  | 5.8829e-05 |  | -0.00030215 |  | 0.0013931 |  | 0 |  | 0.0012608 |  | 0
| 0 |  | -3.334e-05 |  | -0.00018637 |  | 0.00011694 |  | -0.00063297 |  | 0 |  | -0.00023131 |  | 0.00031651 |  | 0 |  | 0.00014183 |  | 0.00021524 |  | 3.7569e-05 |  | 0 |  | 5.8829e-05 |  | -0.00045237 |  | 0.0013543 |  | 0 |  | 0.0012557 |  | 0
| 0 |  | 9.328e-05 |  | -0.0001322 |  | 0.00011695 |  | -0.0008153 |  | 0 |  | -0.00026053 |  | 0.00055146 |  | 0 |  | 0.00013156 |  | 0.00021739 |  | 0.00015158 |  | 0 |  | 2.5795e-05 |  | -0.00010781 |  | 0.0012431 |  | 0 |  | 0.0012557 |  | 0
| 0 |  | 2.2247e-05 |  | -0.00015803 |  | 0 |  | -0.00059392 |  | 0 |  | -0.00030377 |  | 0.00055148 |  | 0 |  | 0.00013157 |  | 0.00021739 |  | 0.00015159 |  | 0 |  | 2.5794e-05 |  | -3.6342e-05 |  | 0.0011428 |  | 0 |  | 0.0012524 |  | 0
| 0 |  | 4.5379e-05 |  | -0.00018406 |  | 0 |  | -0.00028639 |  | 0 |  | -0.00024393 |  | 0.00019141 |  | 0 |  | 0.00073944 |  | 0.00010074 |  | 0.00047418 |  | 0 |  | 5.1221e-05 |  | -0.00020109 |  | 0.0013265 |  | 0 |  | 0.0012245 |  | 0
| 0 |  | 6.3197e-05 |  | -0.00013234 |  | 5.1817e-05 |  | -0.00033873 |  | 0 |  | -0.00019327 |  | 0.00019142 |  | 0 |  | 0.00073946 |  | 0.00010076 |  | 0.00047419 |  | 0 |  | 5.1234e-05 |  | -0.00012841 |  | 0.001249 |  | 0 |  | 0.001206 |  | 0
| 0 |  | 8.5334e-05 |  | -0.00011971 |  | 5.1821e-05 |  | -0.00055918 |  | 0 |  | -0.00019326 |  | 0.00044699 |  | 0 |  | 0.00030968 |  | 0.0002451 |  | 0.00041242 |  | 0 |  | 4.4462e-05 |  | -1.4537e-05 |  | 0.0013138 |  | 0 |  | 0.0012001 |  | 0
| 0 |  | 0.00017 |  | -4.6936e-05 |  | 5.9539e-05 |  | -0.00053223 |  | 0 |  | -0.00019366 |  | 0.00044701 |  | 0 |  | 0.00030968 |  | 0.00024516 |  | 0.00041243 |  | 0 |  | 4.4473e-05 |  | 4.7247e-05 |  | 0.0013644 |  | 0 |  | 0.0012009 |  | 0
| 0 |  | 3.1252e-05 |  | 4.5029e-05 |  | 5.9548e-05 |  | -0.00084157 |  | 0 |  | -0.00016086 |  | 0.00040445 |  | 0 |  | 0.00073999 |  | 0.00027873 |  | 0.00069689 |  | 0 |  | 4.8408e-05 |  | 0.00057185 |  | 0.0011714 |  | 0 |  | 0.0012009 |  | 0
| 0 |  | -0.00011117 |  | -7.1973e-05 |  | 0.00011257 |  | -0.0009593 |  | 0 |  | -0.00011714 |  | 0.00040446 |  | 0 |  | 0.00074001 |  | 0.00027866 |  | 0.00069691 |  | 0 |  | 4.8396e-05 |  | 0.00049916 |  | 0.0014706 |  | 0 |  | 0.0012034 |  | 0
| 0 |  | -0.00014543 |  | -0.0001669 |  | 0.00011259 |  | -0.00070405 |  | 0 |  | -0.00025543 |  | 0.00023861 |  | 0 |  | 0.00012528 |  | 0.00010983 |  | 0.00039305 |  | 0 |  | 3.1276e-05 |  | -0.00030283 |  | 0.0017158 |  | 0 |  | 0.0012186 |  | 0
| 0 |  | 1.9532e-05 |  | 6.0081e-06 |  | 0.00014249 |  | -0.0009429 |  | 0 |  | -0.00033025 |  | 0.00023861 |  | 0 |  | 0.00012528 |  | 0.00010983 |  | 0.00039306 |  | 0 |  | 3.1276e-05 |  | -0.00024226 |  | 0.0013189 |  | 8.5162e-07 |  | 0.0012304 |  | 0
| 0 |  | 0.00010369 |  | 4.402e-06 |  | 0.0001425 |  | -0.00064561 |  | 0 |  | -0.00017246 |  | 0.00024112 |  | 0 |  | 0.00022087 |  | 9.4077e-05 |  | 0 |  | 0 |  | 4.8916e-05 |  | 0.00014418 |  | 0.0012709 |  | 8.5162e-07 |  | 0.001238 |  | 0
| 0 |  | 6.4369e-05 |  | -0.00010726 |  | 9.2893e-05 |  | -9.824e-05 |  | 0 |  | -0.00022847 |  | 0.00024113 |  | 0 |  | 0.00022088 |  | 9.4101e-05 |  | 0 |  | 0 |  | 4.8928e-05 |  | 0.00016721 |  | 0.0013096 |  | 0 |  | 0.0012397 |  | 0
| 0 |  | -3.5915e-06 |  | -3.652e-05 |  | 9.29e-05 |  | 2.7783e-05 |  | 0 |  | -0.00031251 |  | 0.00038668 |  | 0 |  | 0.00075034 |  | 0.00039589 |  | 0.00048312 |  | 0 |  | 8.1382e-05 |  | 3.1503e-05 |  | 0.0011545 |  | 0 |  | 0.0012354 |  | 0
| 0 |  | -1.0296e-05 |  | -8.21e-05 |  | 7.3817e-05 |  | -0.00034914 |  | 0 |  | -0.00017088 |  | 0.00038669 |  | 0 |  | 0.00075036 |  | 0.00039599 |  | 0.00048313 |  | 0 |  | 8.1403e-05 |  | -0.00021689 |  | 0.0014377 |  | 0 |  | 0.0012321 |  | 0
| 0 |  | -1.5102e-05 |  | -0.00013536 |  | 7.3822e-05 |  | -0.00062311 |  | 0 |  | -0.00013858 |  | 0.00037955 |  | 0 |  | 0.00012249 |  | 0.00015111 |  | 0.000442 |  | 0 |  | 3.3042e-05 |  | -0.00013693 |  | 0.00142 |  | 0 |  | 0.0012414 |  | 0
| 0 |  | 4.1999e-06 |  | -0.00012967 |  | 6.2906e-05 |  | -0.00049181 |  | 0 |  | -7.9778e-05 |  | 0.00037956 |  | 0 |  | 0.00012249 |  | 0.00015115 |  | 0.00044201 |  | 0 |  | 3.305e-05 |  | -3.8776e-05 |  | 0.0011579 |  | 0 |  | 0.0012565 |  | 0
| 0 |  | 6.6402e-05 |  | -0.00024283 |  | 6.2911e-05 |  | -0.00017086 |  | 0 |  | -0.00014635 |  | 0.00021352 |  | 0 |  | 0.00045132 |  | 0.00011971 |  | 0.00037244 |  | 0 |  | 3.6352e-05 |  | 1.2117e-06 |  | 0.0012928 |  | 0 |  | 0.0012734 |  | 0
| 0 |  | 4.5536e-05 |  | -0.00020779 |  | 4.1944e-05 |  | -0.00026442 |  | 0 |  | -0.00025842 |  | 0.00021352 |  | 0 |  | 0.00045133 |  | 0.00011971 |  | 0.00037245 |  | 0 |  | 3.6354e-05 |  | 0.00020116 |  | 0.0014848 |  | 0 |  | 0.001275 |  | 0
| 0 |  | 3.619e-05 |  | -6.8215e-05 |  | 4.1951e-05 |  | -0.00011469 |  | 0 |  | -0.00023753 |  | 0.00039264 |  | 0 |  | 0.00043768 |  | 0.0002257 |  | 0.00042039 |  | 0 |  | 2.8832e-05 |  | -0.00015605 |  | 0.0012894 |  | 0 |  | 0.0012667 |  | 0
| 0 |  | -7.8396e-06 |  | -1.8343e-05 |  | 5.6307e-05 |  | 0.00010007 |  | 0 |  | -0.00029054 |  | 0.00039265 |  | 0 |  | 0.00043769 |  | 0.0002257 |  | 0.00042041 |  | 0 |  | 2.8832e-05 |  | -0.00056811 |  | 0.0013652 |  | 0 |  | 0.0012607 |  | 0
| 0 |  | -1.7403e-05 |  | -5.623e-05 |  | 5.6307e-05 |  | -0.00065643 |  | 0 |  | -0.00028873 |  | 0.0005018 |  | 0 |  | 0.00032856 |  | 0.00022056 |  | 0.0001355 |  | 0 |  | 4.4254e-05 |  | -0.0004496 |  | 0.0015043 |  | 0 |  | 0.0012608 |  | 0
| 0 |  | 7.403e-05 |  | -0.00012262 |  | 9.6157e-05 |  | -0.00075281 |  | 0 |  | -0.00034458 |  | 0.00050182 |  | 0 |  | 0.00032857 |  | 0.00022056 |  | 0.0001355 |  | 0 |  | 4.4254e-05 |  | -0.00051263 |  | 0.0013037 |  | 0 |  | 0.001259 |  | 0
| 0 |  | 0.000169 |  | -0.00014447 |  | 9.6164e-05 |  | -0.00040386 |  | 0 |  | -0.00036014 |  | 0.00032999 |  | 0 |  | 0.00015831 |  | 5.4469e-05 |  | 6.1333e-05 |  | 0 |  | 5.1518e-05 |  | -0.0001721 |  | 0.0012354 |  | 0 |  | 0.0012497 |  | 0
| 0 |  | 0.0001705 |  | -9.5032e-05 |  | 0.00010382 |  | -0.00026335 |  | 0 |  | -0.00028371 |  | 0.00033 |  | 0 |  | 0.00015831 |  | 5.4456e-05 |  | 6.1335e-05 |  | 0 |  | 5.1505e-05 |  | 0.00016483 |  | 0.0012118 |  | 8.5172e-07 |  | 0.001243 |  | 0
| 0 |  | 8.2704e-05 |  | 1.5887e-06 |  | 0.00010382 |  | -0.00039871 |  | 0 |  | -0.00020762 |  | 0.00075796 |  | 0 |  | 0.00043159 |  | 0.00038318 |  | 0.00030733 |  | 0 |  | 3.675e-05 |  | -0.00018785 |  | 0.0012532 |  | 8.5172e-07 |  | 0.0012397 |  | 0
| 0 |  | -4.3604e-05 |  | -3.4941e-05 |  | 7.2618e-05 |  | -0.00099489 |  | 0 |  | -0.00027515 |  | 0.00075798 |  | 0 |  | 0.0004316 |  | 0.00038318 |  | 0.00030733 |  | 0 |  | 3.6752e-05 |  | -0.00019514 |  | 0.0012531 |  | 0 |  | 0.0012371 |  | 0
| 0 |  | -0.0001165 |  | -0.00010007 |  | 7.2629e-05 |  | -0.0010632 |  | 0 |  | -0.00030687 |  | 2.8625e-05 |  | 0 |  | 0.00061073 |  | 0.00033576 |  | 0.00021492 |  | 0 |  | 5.4649e-05 |  | 3.5148e-05 |  | 0.0011629 |  | 0 |  | 0.0012329 |  | 0
| 0 |  | -1.6674e-05 |  | -9.7826e-05 |  | 9.175e-05 |  | -0.00071668 |  | 0 |  | -0.00028947 |  | 2.8626e-05 |  | 0 |  | 0.00061075 |  | 0.00033584 |  | 0.00021492 |  | 0 |  | 5.4663e-05 |  | -3.3937e-05 |  | 0.0010728 |  | 0 |  | 0.0012346 |  | 0
| 0 |  | 7.2945e-05 |  | -9.7064e-05 |  | 9.1757e-05 |  | -0.00037007 |  | 0 |  | -0.00018535 |  | 0.00035841 |  | 0 |  | 0.00035207 |  | 0.00023742 |  | 0.00042756 |  | 0 |  | 2.5585e-05 |  | -9.212e-05 |  | 0.0011242 |  | 0 |  | 0.0012405 |  | 0
| 0 |  | 0.00017935 |  | -0.00014745 |  | 9.3038e-05 |  | -0.00065045 |  | 0 |  | -7.4099e-05 |  | 0.00035842 |  | 0 |  | 0.00035208 |  | 0.00023736 |  | 0.00042757 |  | 0 |  | 2.5579e-05 |  | -0.00028969 |  | 0.00098512 |  | 8.5177e-07 |  | 0.0012497 |  | 0
| 0 |  | 0.00015472 |  | -0.00020974 |  | 9.3046e-05 |  | -0.00087555 |  | 0 |  | -0.00021543 |  | 0.00043744 |  | 0 |  | 0.00042875 |  | 6.0781e-05 |  | 0.00018172 |  | 0 |  | 4.2346e-05 |  | -0.0002897 |  | 0.0010062 |  | 8.5177e-07 |  | 0.0012649 |  | 0
| 0 |  | 0.00010229 |  | -0.00019141 |  | 3.5365e-05 |  | -0.00037458 |  | 0 |  | -0.00034902 |  | 0.00043745 |  | 0 |  | 0.00042876 |  | 6.0781e-05 |  | 0.00018172 |  | 0 |  | 4.2345e-05 |  | -9.3336e-05 |  | 0.0011646 |  | 0 |  | 0.0012725 |  | 0
| 0 |  | 0.00011287 |  | -4.0078e-06 |  | 3.5371e-05 |  | 5.895e-05 |  | 0 |  | -0.00027785 |  | 0.00027217 |  | 0 |  | 0.00080212 |  | 0.00051566 |  | 0.00055505 |  | 0 |  | 5.3343e-05 |  | -0.00011031 |  | 0.0010314 |  | 0 |  | 0.0012665 |  | 0
| 0 |  | 2.1375e-05 |  | 0.00011653 |  | 7.6494e-05 |  | -0.00033162 |  | 0 |  | -0.00021315 |  | 0.00027218 |  | 0 |  | 0.00080214 |  | 0.00051553 |  | 0.00055506 |  | 0 |  | 5.333e-05 |  | -0.00036972 |  | 0.0010803 |  | 0 |  | 0.0012497 |  | 0
| 0 |  | 6.2748e-06 |  | -3.054e-05 |  | 7.6506e-05 |  | -0.00068853 |  | 0 |  | -0.00030628 |  | 0.00025784 |  | 0 |  | 0.00045815 |  | 9.3098e-05 |  | 0.00013615 |  | 0 |  | 4.7164e-05 |  | -0.00052612 |  | 0.0011705 |  | 0 |  | 0.0012329 |  | 0
| 0 |  | 4.6071e-05 |  | -3.4741e-05 |  | 6.5035e-05 |  | -0.00083556 |  | 0 |  | -0.00029695 |  | 0.00025785 |  | 0 |  | 0.00045816 |  | 9.3098e-05 |  | 0.00013615 |  | 0 |  | 4.7162e-05 |  | -0.00025215 |  | 0.0011199 |  | 0 |  | 0.0012269 |  | 0
| 0 |  | 0.00014045 |  | -2.6006e-05 |  | 6.504e-05 |  | -0.00067945 |  | 0 |  | -0.00022529 |  | 0.00030903 |  | 0 |  | 0.00050203 |  | 0.00037998 |  | 0.00030223 |  | 0 |  | 2.625e-05 |  | -0.00029095 |  | 0.0012447 |  | 0 |  | 0.0012295 |  | 0
| 0 |  | 3.374e-05 |  | -9.3302e-05 |  | 6.1924e-05 |  | -0.00055483 |  | 0 |  | -0.00015449 |  | 0.00030903 |  | 0 |  | 0.00050204 |  | 0.00037998 |  | 0.00030224 |  | 0 |  | 2.6251e-05 |  | -0.00026792 |  | 0.0016432 |  | 8.5182e-07 |  | 0.0012454 |  | 0
| 0 |  | -0.00010149 |  | -8.755e-05 |  | 6.1929e-05 |  | -0.00084025 |  | 0 |  | -0.00018283 |  | 0.00060362 |  | 0 |  | 0.00016507 |  | 0.00015657 |  | 0.00026979 |  | 0 |  | 4.2014e-05 |  | 3.8795e-05 |  | 0.0017469 |  | 1.4197e-06 |  | 0.0012666 |  | 0
| 0 |  | -4.7843e-05 |  | -0.00010333 |  | 0.00012183 |  | -0.00089492 |  | 0 |  | -0.00028165 |  | 0.00060364 |  | 0 |  | 0.00016507 |  | 0.00015657 |  | 0.0002698 |  | 0 |  | 4.2014e-05 |  | 4.9706e-05 |  | 0.0015244 |  | 1.4197e-06 |  | 0.0012909 |  | 0
| 0 |  | 7.0659e-05 |  | -0.00019071 |  | 0.00012184 |  | -0.00098825 |  | 0 |  | -0.00026667 |  | 0.00037393 |  | 0 |  | 1.4469e-05 |  | 0.00020161 |  | 0.00049184 |  | 0 |  | 3.1565e-05 |  | -8.3656e-05 |  | 0.0013896 |  | 8.5182e-07 |  | 0.0013079 |  | 0
| 0 |  | 1.0238e-05 |  | -9.3076e-05 |  | 5.9731e-05 |  | -0.00085597 |  | 0 |  | -0.00018145 |  | 0.00037394 |  | 0 |  | 1.447e-05 |  | 0.00020156 |  | 0.00049185 |  | 0 |  | 3.1556e-05 |  | -0.00034796 |  | 0.0016238 |  | 0 |  | 0.0013053 |  | 0
| 0 |  | -0.0001034 |  | -2.6208e-05 |  | 5.974e-05 |  | -0.00089545 |  | 0 |  | -0.00028053 |  | 0.00044643 |  | 0 |  | 0.0005267 |  | 0.00035831 |  | 0.0003033 |  | 0 |  | 2.145e-05 |  | -0.00049468 |  | 0.001821 |  | 0 |  | 0.0012952 |  | 0
| 0 |  | 1.5536e-05 |  | -9.1454e-05 |  | 6.7633e-05 |  | -0.00022499 |  | 0 |  | -0.00031116 |  | 0.00044645 |  | 0 |  | 0.0007402 |  | 0.00035822 |  | 0.00030331 |  | 0 |  | 2.1446e-05 |  | -0.00012731 |  | 0.0016625 |  | 0 |  | 0.0012867 |  | 0
| 0 |  | 6.0857e-05 |  | -0.0001029 |  | 6.7639e-05 |  | 2.9248e-05 |  | 0 |  | -0.00028663 |  | 0.00024276 |  | 0 |  | 0.00075054 |  | 0.00020834 |  | 0.00049438 |  | 0 |  | 2.9411e-05 |  | 0.00012367 |  | 0.0016669 |  | 0 |  | 0.0012902 |  | 0
| 0 |  | 6.0107e-05 |  | -8.0167e-05 |  | 9.3815e-05 |  | -0.00086894 |  | 0 |  | -0.00048698 |  | 0.00024277 |  | 0 |  | 0.00053707 |  | 0.00020834 |  | 0.00049439 |  | 0 |  | 2.9411e-05 |  | -0.0002316 |  | 0.0015412 |  | 0 |  | 0.0013086 |  | 0
| 0 |  | 8.8285e-05 |  | -2.8746e-05 |  | 9.3815e-05 |  | -0.00082256 |  | 0 |  | -0.00032386 |  | 0.00074667 |  | 0 |  | 0.00025057 |  | 8.5739e-05 |  | 0.00011677 |  | 0 |  | 3.4656e-05 |  | -0.00010064 |  | 0.0014224 |  | 0 |  | 0.0013432 |  | 0
| 0 |  | 8.3159e-05 |  | -0.00012472 |  | 0.00011936 |  | -0.00050242 |  | 0 |  | -0.00025076 |  | 0.00074669 |  | 0 |  | 0.00025058 |  | 8.574e-05 |  | 0.00011677 |  | 0 |  | 3.4654e-05 |  | 0.00010185 |  | 0.0016979 |  | 0 |  | 0.0013803 |  | 0
| 0 |  | 9.4854e-05 |  | -0.00019069 |  | 0.00011937 |  | -0.00041869 |  | 0 |  | -0.00026298 |  | 0.00027137 |  | 0 |  | 4.4827e-05 |  | 0.00019672 |  | 5.1615e-05 |  | 0 |  | 2.5943e-05 |  | 0.00031891 |  | 0.0018227 |  | 5.6791e-07 |  | 0.0013921 |  | 0
| 0 |  | 0.0001139 |  | -0.00014165 |  | 8.7461e-05 |  | -0.00050689 |  | 0 |  | -0.00022071 |  | 0.00027138 |  | 0 |  | 4.4828e-05 |  | 0.00019672 |  | 5.1617e-05 |  | 0 |  | 2.5942e-05 |  | 0.00088106 |  | 0.0017257 |  | 5.6795e-07 |  | 0.0013803 |  | 0
| 0 |  | 9.5424e-05 |  | -0.00012409 |  | 8.7468e-05 |  | -0.00030945 |  | 0 |  | -0.00032196 |  | 0.00045145 |  | 0 |  | 0.0003396 |  | 0.00020665 |  | 0.00040771 |  | 0 |  | 6.1722e-05 |  | 0.00029781 |  | 0.0015563 |  | 0 |  | 0.0013692 |  | 0
| 0 |  | 8.8867e-05 |  | -9.2593e-05 |  | 3.7644e-05 |  | -0.00050589 |  | 0 |  | -0.00026336 |  | 0.00045146 |  | 0 |  | 0.00033961 |  | 0.0002066 |  | 0.00040772 |  | 0 |  | 6.1705e-05 |  | -0.00017948 |  | 0.0013996 |  | 0 |  | 0.0013693 |  | 0
| 0 |  | 9.6541e-05 |  | -0.00010912 |  | 3.7647e-05 |  | -0.001037 |  | 0 |  | -0.00024075 |  | 8.4483e-06 |  | 0 |  | 0.00059963 |  | 7.3131e-05 |  | 0.00019198 |  | 0 |  | 4.3826e-05 |  | -1.0914e-05 |  | 0.0015168 |  | 0 |  | 0.0013693 |  | 0
| 0 |  | -6.5163e-06 |  | -5.5306e-05 |  | 3.3223e-05 |  | -0.00064192 |  | 0 |  | -0.00031924 |  | 8.4485e-06 |  | 0 |  | 0.00059965 |  | 7.3131e-05 |  | 0.00019199 |  | 0 |  | 4.3827e-05 |  | -0.00015281 |  | 0.0015269 |  | 0 |  | 0.0013592 |  | 0
| 0 |  | -3.1774e-05 |  | 6.4413e-05 |  | 3.3223e-05 |  | -0.00046311 |  | 0 |  | -0.00034335 |  | 0.0002718 |  | 0 |  | 0.00052871 |  | 0.00051484 |  | 0.00065211 |  | 0 |  | 4.3191e-05 |  | -0.0002474 |  | 0.0015807 |  | 5.6795e-07 |  | 0.0013498 |  | 0
| 0 |  | 5.684e-05 |  | -7.4448e-05 |  | 6.7707e-05 |  | -0.00079653 |  | 0 |  | -0.00023638 |  | 0.0002718 |  | 0 |  | 0.00052873 |  | 0.00051497 |  | 0.00065213 |  | 0 |  | 4.3204e-05 |  | -0.00073735 |  | 0.0015884 |  | 5.6795e-07 |  | 0.001339 |  | 0
| 0 |  | 0.00010308 |  | -0.00012332 |  | 6.7713e-05 |  | -0.00053671 |  | 0 |  | -0.00011752 |  | 0.0006201 |  | 0 |  | 0 |  | 0.00040422 |  | 0.00077335 |  | 0 |  | 5.41e-05 |  | -0.000587 |  | 0.0014594 |  | 0 |  | 0.0013271 |  | 0
| 0 |  | 6.5065e-05 |  | 5.508e-06 |  | 4.4311e-05 |  | -0.00040135 |  | 0 |  | -0.00016724 |  | 0.00062011 |  | 0 |  | 0 |  | 0.00040422 |  | 0.00077337 |  | 0 |  | 5.4102e-05 |  | -3.032e-05 |  | 0.0016491 |  | 0 |  | 0.0013238 |  | 0
| 0 |  | 8.6937e-05 |  | 2.7522e-06 |  | 4.4318e-05 |  | -0.00054859 |  | 0 |  | -0.00026683 |  | 0.00046582 |  | 0 |  | 0.00032146 |  | 0.00023328 |  | 0.00031492 |  | 0 |  | 4.5429e-05 |  | -0.0001419 |  | 0.0019481 |  | 0 |  | 0.0013397 |  | 0
| 0 |  | 9.6961e-05 |  | -5.9599e-05 |  | 2.5483e-05 |  | -0.00021768 |  | 0 |  | -0.00042116 |  | 0.00046583 |  | 0 |  | 0.00032147 |  | 0.00023323 |  | 0.00031493 |  | 0 |  | 4.5416e-05 |  | 6.9135e-05 |  | 0.0020062 |  | 0 |  | 0.0013675 |  | 0
| 0 |  | -3.855e-05 |  | -7.7994e-05 |  | 2.5487e-05 |  | -0.00063271 |  | 0 |  | -0.00029176 |  | 0.00014372 |  | 0 |  | 0.000523 |  | 0.00030043 |  | 0.00022353 |  | 0 |  | 3.5855e-05 |  | 7.0348e-05 |  | 0.0019321 |  | 5.6798e-07 |  | 0.0014147 |  | 0
| 0 |  | 6.032e-06 |  | -5.762e-05 |  | 4.4325e-05 |  | -0.00073765 |  | 0 |  | -0.00015069 |  | 0.00014372 |  | 0 |  | 0.00052301 |  | 0.0003005 |  | 0.00022353 |  | 0 |  | 3.5863e-05 |  | 8.4903e-06 |  | 0.0019819 |  | 5.6801e-07 |  | 0.0014603 |  | 0
| 0 |  | 4.917e-05 |  | -3.9469e-05 |  | 4.4332e-05 |  | -0.00055878 |  | 0 |  | -0.00016612 |  | 0.0001321 |  | 0 |  | 0.00016356 |  | 0.00021929 |  | 0.00027294 |  | 0 |  | 6.8497e-05 |  | 0.00013706 |  | 0.0017374 |  | 0 |  | 0.0015091 |  | 0
| 0 |  | 6.3079e-06 |  | -3.5588e-05 |  | 0.00012273 |  | -0.00043146 |  | 0 |  | -0.00017915 |  | 0.0001321 |  | 0 |  | 0.00016356 |  | 0.00021923 |  | 0.00027295 |  | 0 |  | 6.8478e-05 |  | 0.00023896 |  | 0.0018343 |  | 0 |  | 0.0015639 |  | 0
| 0 |  | 0.00013275 |  | -9.1169e-05 |  | 0.00012275 |  | -0.00062325 |  | 0 |  | -0.0002586 |  | 0.00050393 |  | 0 |  | 0.00091046 |  | 0.00050096 |  | 0.0006858 |  | 0 |  | 2.9388e-05 |  | -0.00012202 |  | 0.0019287 |  | 0 |  | 0.0016355 |  | 0
| 0 |  | 0.00015625 |  | -0.00014407 |  | 7.4159e-05 |  | -0.00099014 |  | 0 |  | -0.00025529 |  | 0.00050394 |  | 0 |  | 0.00091048 |  | 0.00050096 |  | 0.00068582 |  | 0 |  | 2.9387e-05 |  | -0.00025911 |  | 0.0019835 |  | 0 |  | 0.0017147 |  | 0
| 0 |  | 9.9059e-05 |  | -0.00018209 |  | 7.417e-05 |  | -0.00078834 |  | 0 |  | -0.00021829 |  | 0.00019984 |  | 0 |  | 0.0006583 |  | 0 |  | 0.00046507 |  | 0 |  | 3.2723e-05 |  | 0.00020258 |  | 0.0022017 |  | 5.6801e-07 |  | 0.0017644 |  | 0
| 0 |  | 1.3126e-05 |  | -0.00014286 |  | 0.00011509 |  | -5.2593e-05 |  | 0 |  | -0.00025761 |  | 0.00019985 |  | 0 |  | 0.00065831 |  | 0 |  | 0.00046508 |  | 0 |  | 3.2723e-05 |  | 0.00032874 |  | 0.0023305 |  | 3.1241e-06 |  | 0.0017812 |  | 0
| 0 |  | -0.00012026 |  | 4.726e-05 |  | 0.00011511 |  | 0.00019049 |  | 0 |  | -0.00021586 |  | 0.00063022 |  | 0 |  | 0.0008336 |  | 0.000476 |  | 0.0005408 |  | 0 |  | 6.8885e-05 |  | 0.00058593 |  | 0.0020635 |  | 2.5561e-06 |  | 0.0017779 |  | 0
| 0 |  | -5.6598e-05 |  | -2.0441e-05 |  | 6.0994e-05 |  | -0.00017306 |  | 0 |  | -0.0002133 |  | 0.00063024 |  | 0 |  | 0.00083362 |  | 0.00047588 |  | 0.00054081 |  | 0 |  | 6.8871e-05 |  | -9.8265e-05 |  | 0.0017374 |  | 0 |  | 0.0017956 |  | 0
| 0 |  | 4.5801e-06 |  | -8.9385e-05 |  | 6.0999e-05 |  | -0.00034027 |  | 0 |  | -0.00028196 |  | 0.00041904 |  | 0 |  | 0.00048405 |  | 0.00032837 |  | 0.00026978 |  | 0 |  | 3.4124e-05 |  | -0.00058229 |  | 0.0020307 |  | 0 |  | 0.0018596 |  | 0
| 0 |  | -5.4988e-06 |  | -0.00014309 |  | 0.00010619 |  | -0.0010103 |  | 0 |  | -0.00025815 |  | 0.00041905 |  | 0 |  | 0.00048406 |  | 0.00032846 |  | 0.00026978 |  | 0 |  | 3.4131e-05 |  | -6.066e-05 |  | 0.0022968 |  | 0 |  | 0.0019362 |  | 0
| 0 |  | -1.0718e-05 |  | -0.00011537 |  | 0.00012176 |  | -0.001211 |  | 0 |  | -0.00017401 |  | 0.00039247 |  | 0 |  | 0.00034463 |  | 0.00040341 |  | 0.00048109 |  | 0 |  | 4.6589e-05 |  | -9.2203e-05 |  | 0.002334 |  | 0 |  | 0.0019734 |  | 0
| 0 |  | 2.2829e-05 |  | 5.7785e-05 |  | 5.7726e-05 |  | -0.00053703 |  | 0 |  | -0.00013014 |  | 0.00039248 |  | 0 |  | 0.00034464 |  | 0.00040331 |  | 0.0004811 |  | 0 |  | 4.6578e-05 |  | -0.00034334 |  | 0.0021746 |  | 8.5207e-07 |  | 0.0019783 |  | 0
| 0 |  | 8.6262e-06 |  | -8.9751e-05 |  | 4.2158e-05 |  | -0.00046145 |  | 0 |  | -0.00018526 |  | 0.00013637 |  | 0 |  | 0.00035017 |  | 8.1205e-05 |  | 0.00034283 |  | 0 |  | 2.9257e-05 |  | -1.6986e-05 |  | 0.0023146 |  | 8.5207e-07 |  | 0.0020239 |  | 0
| 0 |  | -8.8257e-05 |  | -0.00015415 |  | 5.548e-05 |  | -0.00065367 |  | 0 |  | -0.00014337 |  | 0.00013637 |  | 0 |  | 0.00035018 |  | 8.1205e-05 |  | 0.00034284 |  | 0 |  | 2.9258e-05 |  | 4.9745e-05 |  | 0.0026119 |  | 0 |  | 0.0021241 |  | 0
| 0 |  | -5.0074e-05 |  | -0.0001773 |  | 5.5484e-05 |  | -0.00074022 |  | 0 |  | -0.00024234 |  | 0.00076014 |  | 0 |  | 9.0086e-05 |  | 0 |  | 0.00016485 |  | 0 |  | 3.1156e-05 |  | -0.0005343 |  | 0.0026043 |  | 0 |  | 0.0022353 |  | 0
| 0 |  | 5.4808e-05 |  | -0.00024735 |  | 1.9977e-05 |  | -0.0010675 |  | 0 |  | -0.00039968 |  | 0.00076016 |  | 0 |  | 9.0088e-05 |  | 0 |  | 0.00016485 |  | 0 |  | 3.1164e-05 |  | -0.00021766 |  | 0.0026043 |  | 0 |  | 0.0023111 |  | 0
| 0 |  | 0.0001141 |  | -0.00017379 |  | 1.9977e-05 |  | -0.00046541 |  | 0 |  | -0.00028696 |  | 0.00030027 |  | 0 |  | 0.00036921 |  | 0.0001404 |  | 0 |  | 0 |  | 2.5166e-05 |  | 0.00052053 |  | 0.002563 |  | 0 |  | 0.0023768 |  | 0
| 0 |  | 7.7016e-05 |  | -2.4489e-05 |  | 6.9136e-05 |  | -0.00024843 |  | 0 |  | -0.00029052 |  | 0.00030028 |  | 0 |  | 0.00036922 |  | 0.0001404 |  | 0 |  | 0 |  | 2.5167e-05 |  | 0.00011648 |  | 0.0025826 |  | 8.5207e-07 |  | 0.0024284 |  | 0
| 0 |  | -3.2654e-05 |  | 4.0505e-05 |  | 6.9142e-05 |  | -0.00040192 |  | 0 |  | -0.00030854 |  | 0.00083363 |  | 0 |  | 0.00056833 |  | 0.00059838 |  | 0.0006266 |  | 0 |  | 4.9333e-05 |  | 0.00013954 |  | 0.0025706 |  | 8.5212e-07 |  | 0.0024746 |  | 0
| 0 |  | 6.5747e-05 |  | -1.6068e-05 |  | 6.53e-05 |  | -0.00019554 |  | 0 |  | -0.00032988 |  | 0.00083365 |  | 0 |  | 0.00056834 |  | 0.00059823 |  | 0.00062661 |  | 0 |  | 4.9321e-05 |  | 7.4017e-05 |  | 0.002573 |  | 0 |  | 0.0024921 |  | 0
| 0 |  | 0.00017723 |  | -0.00011348 |  | 6.5316e-05 |  | -0.00013954 |  | 0 |  | -0.00025721 |  | 0.00048072 |  | 0 |  | 0.00065394 |  | 0.00038494 |  | 0.00034275 |  | 0 |  | 3.1296e-05 |  | -0.00030336 |  | 0.0025344 |  | 0 |  | 0.0025091 |  | 0
| 0 |  | 7.4604e-05 |  | -0.00020549 |  | 0.00010118 |  | -0.00050717 |  | 0 |  | -0.0001503 |  | 0.00048073 |  | 0 |  | 0.00065396 |  | 0.00038494 |  | 0.00034276 |  | 0 |  | 3.1298e-05 |  | -0.00047691 |  | 0.0025302 |  | 8.5212e-07 |  | 0.0025125 |  | 0
| 0 |  | 4.5674e-05 |  | -0.00016528 |  | 0.00010118 |  | -0.00073995 |  | 0 |  | -0.00025882 |  | 0.00084915 |  | 0 |  | 0.00043899 |  | 3.3662e-05 |  | 0.00023217 |  | 0 |  | 4.8255e-05 |  | -0.00077569 |  | 0.0025142 |  | 8.5212e-07 |  | 0.0025192 |  | 0
| 0 |  | 6.6623e-05 |  | -0.00010593 |  | 5.4421e-05 |  | -0.00067548 |  | 0 |  | -0.00031195 |  | 0.00084917 |  | 0 |  | 0.000439 |  | 3.3662e-05 |  | 0.00023218 |  | 0 |  | 4.8255e-05 |  | -0.00059008 |  | 0.0025116 |  | 0 |  | 0.0025184 |  | 0
| 0 |  | 4.5735e-05 |  | -9.6092e-05 |  | 5.4425e-05 |  | -0.0002992 |  | 0 |  | -0.00033269 |  | 0.00043919 |  | 0 |  | 0.00054919 |  | 0.00025305 |  | 0.00066399 |  | 0 |  | 2.6526e-05 |  | -0.00017232 |  | 0.0024989 |  | 0 |  | 0.0025216 |  | 0
| 0 |  | -3.474e-06 |  | -8.9118e-05 |  | 6.22e-05 |  | -0.00056791 |  | 0 |  | -0.00037456 |  | 0.0004392 |  | 0 |  | 0.0005492 |  | 0.00025305 |  | 0.00066401 |  | 0 |  | 2.6526e-05 |  | 5.5823e-05 |  | 0.0025015 |  | 0 |  | 0.0025175 |  | 0
| 0 |  | 5.1246e-05 |  | -8.3402e-06 |  | 6.2215e-05 |  | -0.0012557 |  | 0 |  | -0.00038955 |  | 0.00085364 |  | 0 |  | 0.001487 |  | 0.00067463 |  | 0.0010395 |  | 0 |  | 4.9483e-05 |  | -0.00019175 |  | 0.0025031 |  | 0 |  | 0.002514 |  | 0
| 0 |  | 0.00010102 |  | -1.7764e-05 |  | 6.6633e-05 |  | -0.00061617 |  | 0 |  | -0.00038559 |  | 0.00085366 |  | 0 |  | 0.001487 |  | 0.0006748 |  | 0.0010395 |  | 0 |  | 4.9498e-05 |  | -0.00013228 |  | 0.0024485 |  | 8.5217e-07 |  | 0.0024973 |  | 0
| 0 |  | 4.2287e-05 |  | -0.00015499 |  | 6.6638e-05 |  | -0.00051643 |  | 0 |  | -0.00040936 |  | 0.0009182 |  | 0 |  | 0.0002885 |  | 0.00014772 |  | 0.000344 |  | 0 |  | 3.483e-05 |  | 2.4273e-05 |  | 0.0024719 |  | 8.5217e-07 |  | 0.0024837 |  | 0
| 0 |  | 6.1026e-05 |  | -0.00017973 |  | 0 |  | -0.00080437 |  | 0 |  | -0.00034285 |  | 0.00091822 |  | 0 |  | 0.0002885 |  | 0.00014776 |  | 0.00034401 |  | 0 |  | 3.4838e-05 |  | -0.00017477 |  | 0.0024913 |  | 0 |  | 0.0024668 |  | 0
| 0 |  | 3.1042e-05 |  | -0.00022247 |  | 0 |  | -0.0011968 |  | 0 |  | -0.00024006 |  | 0.00036676 |  | 0 |  | 5.1606e-05 |  | 0 |  | 0.0004421 |  | 0 |  | 2.7643e-05 |  | -0.0005035 |  | 0.0024635 |  | 0 |  | 0.0024601 |  | 0
| 0 |  | 3.636e-05 |  | -0.00022114 |  | 0.00011537 |  | -0.0016922 |  | 0 |  | -0.00036125 |  | 0.00036677 |  | 0 |  | 5.1607e-05 |  | 0 |  | 0.00044211 |  | 0 |  | 2.7643e-05 |  | -0.00059089 |  | 0.00244 |  | 0 |  | 0.0024501 |  | 0
| 0 |  | 9.4596e-05 |  | -0.00021455 |  | 0.00011538 |  | -0.0012587 |  | 0 |  | -0.00036223 |  | 0.00034316 |  | 0 |  | 0 |  | 0.00023732 |  | 0.00025441 |  | 0 |  | 4.0169e-05 |  | -0.00050613 |  | 0.0024247 |  | 5.6811e-07 |  | 0.0024424 |  | 0
| 0 |  | 0.00010309 |  | -0.00017578 |  | 8.0137e-05 |  | -0.00099202 |  | 0 |  | -0.00036292 |  | 0.00034317 |  | 0 |  | 0 |  | 0.00023732 |  | 0.00025441 |  | 0 |  | 4.0169e-05 |  | -7.0398e-05 |  | 0.0024643 |  | 5.6815e-07 |  | 0.0024357 |  | 0
| 0 |  | 8.6656e-05 |  | -8.576e-05 |  | 8.0138e-05 |  | -0.00067606 |  | 0 |  | -0.00042968 |  | 0.00049244 |  | 0 |  | 0.00059197 |  | 0.00029491 |  | 0.00038118 |  | 0 |  | 4.9267e-05 |  | 0.00038113 |  | 0.0026025 |  | 0 |  | 0.002434 |  | 0
| 0 |  | 5.9949e-05 |  | -9.5033e-05 |  | 0.00011349 |  | -0.00096161 |  | 0 |  | -0.00050218 |  | 0.00049245 |  | 0 |  | 0.00059198 |  | 0.00029491 |  | 0.00038119 |  | 0 |  | 4.9267e-05 |  | 2.1848e-05 |  | 0.0026259 |  | 0 |  | 0.0024355 |  | 0
| 0 |  | 5.2518e-05 |  | -5.4949e-05 |  | 0.00011349 |  | -0.0011482 |  | 0 |  | -0.0003192 |  | 0.00098353 |  | 0 |  | 0.0010475 |  | 0.00046883 |  | 0.00048547 |  | 0 |  | 5.2837e-05 |  | -0.00054758 |  | 0.0024795 |  | 0 |  | 0.0024382 |  | 0
| 0 |  | 4.4316e-05 |  | -0.00013249 |  | 6.5413e-05 |  | -0.0012683 |  | 0 |  | -0.00036155 |  | 0.00098356 |  | 0 |  | 0.0010475 |  | 0.00046895 |  | 0.00048548 |  | 0 |  | 5.285e-05 |  | -0.00070052 |  | 0.0024357 |  | 0 |  | 0.00245 |  | 0
| 0 |  | 7.0376e-05 |  | -0.00018324 |  | 6.5418e-05 |  | -0.0011425 |  | 0 |  | -0.00051793 |  | 0.00063064 |  | 0 |  | 2.2133e-05 |  | 4.6958e-05 |  | 0.00059376 |  | 0 |  | 3.1064e-05 |  | -0.00026099 |  | 0.0024298 |  | 0 |  | 0.0024643 |  | 0
| 0 |  | 5.7399e-05 |  | -0.00020395 |  | 0.00010776 |  | -0.00052808 |  | 0 |  | -0.00042955 |  | 0.00063066 |  | 0 |  | 2.2134e-05 |  | 4.6969e-05 |  | 0.00059377 |  | 0 |  | 3.1074e-05 |  | -0.00018694 |  | 0.0024456 |  | 0 |  | 0.0024869 |  | 0
| 0 |  | -3.3674e-05 |  | -0.00011355 |  | 0.00010776 |  | -0.00021883 |  | 0 |  | -0.00032513 |  | 0.0013089 |  | 0 |  | 0.00048088 |  | 0.00054489 |  | 0.00037641 |  | 0 |  | 3.2351e-05 |  | -0.00027191 |  | 0.0025629 |  | 5.6815e-07 |  | 0.0025014 |  | 0
| 0 |  | -2.6576e-05 |  | 6.8223e-06 |  | 9.8157e-05 |  | -0.00045252 |  | 0 |  | -0.00035734 |  | 0.001309 |  | 0 |  | 0.00048089 |  | 0.00054489 |  | 0.00037642 |  | 0 |  | 3.2351e-05 |  | -0.0002598 |  | 0.002588 |  | 5.6818e-07 |  | 0.0025198 |  | 0
| 0 |  | 0.00010165 |  | -7.3439e-05 |  | 9.8165e-05 |  | -0.00038407 |  | 0 |  | -0.00027429 |  | 0.00089672 |  | 0 |  | 0.00032077 |  | 0.00021505 |  | 0.00017643 |  | 0 |  | 1.1706e-05 |  | -3.6419e-05 |  | 0.0025376 |  | 0 |  | 0.0025216 |  | 0
| 0 |  | 0.00011617 |  | -0.00020799 |  | 0.0001155 |  | -0.00028078 |  | 0 |  | -0.00027269 |  | 0.00089674 |  | 0 |  | 0.00032078 |  | 0.00021505 |  | 0.00017643 |  | 0 |  | 1.1706e-05 |  | 3.1564e-05 |  | 0.0025273 |  | 0 |  | 0.0025248 |  | 0
| 0 |  | 8.8896e-05 |  | -0.00026831 |  | 0.00011551 |  | -0.00095477 |  | 0 |  | -0.00043834 |  | 0.00043128 |  | 0 |  | 0.00075421 |  | 0.00025399 |  | 0.00012919 |  | 0 |  | 3.268e-05 |  | 0.00012019 |  | 0.002572 |  | 5.6818e-07 |  | 0.002513 |  | 0
| 0 |  | 7.5519e-05 |  | -0.00015362 |  | 0.00011102 |  | -0.0012064 |  | 0 |  | -0.00044346 |  | 0.00043129 |  | 0 |  | 0.00075422 |  | 0.00025399 |  | 0.00012919 |  | 0 |  | 3.268e-05 |  | -0.00014204 |  | 0.0025787 |  | 1.4204e-06 |  | 0.0025046 |  | 0
| 0 |  | 4.0621e-05 |  | -0.00011939 |  | 0.00011103 |  | -0.00033308 |  | 0 |  | -0.00042752 |  | 0.00061136 |  | 0 |  | 0.00069571 |  | 0.00026677 |  | 0.00041196 |  | 0 |  | 4.7335e-05 |  | -0.00058517 |  | 0.0026242 |  | 8.5227e-07 |  | 0.0024852 |  | 0
| 0 |  | -3.6722e-05 |  | -6.8314e-05 |  | 6.1218e-05 |  | 4.5233e-05 |  | 0 |  | -0.00025806 |  | 0.00061138 |  | 0 |  | 0.00069573 |  | 0.00026684 |  | 0.00041197 |  | 0 |  | 4.7347e-05 |  | -0.00015905 |  | 0.0026158 |  | 8.5232e-07 |  | 0.0024717 |  | 0
| 0 |  | -9.5014e-05 |  | -4.7682e-05 |  | 6.1223e-05 |  | -0.00052584 |  | 0 |  | -0.000182 |  | 0.00061442 |  | 0 |  | 0.00032284 |  | 0.00044566 |  | 0.00098236 |  | 0 |  | 4.0934e-05 |  | -4.3709e-05 |  | 0.0024827 |  | 8.5227e-07 |  | 0.0024768 |  | 0
| 0 |  | -2.4908e-05 |  | -2.3382e-05 |  | 3.5623e-05 |  | -0.00043252 |  | 0 |  | -0.00030806 |  | 0.00061443 |  | 0 |  | 0.00032285 |  | 0.00044577 |  | 0.00098238 |  | 0 |  | 4.0944e-05 |  | -0.00010806 |  | 0.0024498 |  | 0 |  | 0.0024937 |  | 0
| 0 |  | -1.8133e-05 |  | -7.0373e-05 |  | 3.5626e-05 |  | -0.00063309 |  | 0 |  | -0.00032684 |  | 0.00027398 |  | 0 |  | 0.00033108 |  | 4.6943e-05 |  | 0.00030652 |  | 0 |  | 3.8144e-05 |  | -4.7352e-05 |  | 0.0024709 |  | 5.6821e-07 |  | 0.002513 |  | 0
| 0 |  | -6.2008e-05 |  | -0.00023892 |  | 8.0269e-05 |  | -0.0010038 |  | 0 |  | -0.00036315 |  | 0.00027399 |  | 0 |  | 0.00033109 |  | 4.6943e-05 |  | 0.00030652 |  | 0 |  | 3.8144e-05 |  | -0.00062896 |  | 0.0024574 |  | 5.6821e-07 |  | 0.0025139 |  | 0
| 0 |  | -4.3101e-05 |  | -0.00013723 |  | 8.0269e-05 |  | -0.00092204 |  | 0 |  | -0.00047984 |  | 0.00090423 |  | 0 |  | 0.00034756 |  | 0.00033204 |  | 0.00052448 |  | 0 |  | 2.9065e-05 |  | -0.00054641 |  | 0.0024505 |  | 0 |  | 0.0025179 |  | 0
| 0 |  | -3.1449e-06 |  | -7.7148e-05 |  | 0.0001246 |  | -0.0012122 |  | 0 |  | -0.0003387 |  | 0.00090425 |  | 0 |  | 0.00034757 |  | 0.00033204 |  | 0.0005245 |  | 0 |  | 2.9067e-05 |  | -0.00054156 |  | 0.0024802 |  | 8.5232e-07 |  | 0.0025113 |  | 0
| 0 |  | 8.315e-06 |  | -0.00014738 |  | 0.00012461 |  | -0.001298 |  | 0 |  | -0.00020565 |  | 0.00072685 |  | 0 |  | 0.00012 |  | 0.00022747 |  | 0.00043663 |  | 0 |  | 2.5367e-05 |  | -0.00083055 |  | 0.0024817 |  | 8.5232e-07 |  | 0.0025078 |  | 0
| 0 |  | 4.4489e-05 |  | -8.5315e-05 |  | 0.0001214 |  | -0.00066893 |  | 0 |  | -0.0003153 |  | 0.00072687 |  | 0 |  | 0.00012 |  | 0.00022747 |  | 0.00043664 |  | 0 |  | 2.5367e-05 |  | -0.00056101 |  | 0.0024616 |  | 0 |  | 0.0024995 |  | 0
| 0 |  | 1.2039e-05 |  | -8.0759e-05 |  | 0.00012141 |  | -0.0007896 |  | 0 |  | -0.00037989 |  | 0.00040014 |  | 0 |  | 0.00026414 |  | 0.00047151 |  | 0.0011675 |  | 0 |  | 2.8404e-05 |  | -0.00040436 |  | 0.0024497 |  | 0 |  | 0.0024969 |  | 0
| 0 |  | -5.1199e-05 |  | -4.2407e-05 |  | 5.4587e-05 |  | -0.0010395 |  | 0 |  | -0.00035429 |  | 0.00040015 |  | 0 |  | 0.00026415 |  | 0.00047139 |  | 0.0011675 |  | 0 |  | 2.8397e-05 |  | -0.00020158 |  | 0.0024716 |  | 8.5237e-07 |  | 0.0024943 |  | 0
| 0 |  | -5.799e-05 |  | -8.6384e-06 |  | 5.4595e-05 |  | -0.00048881 |  | 0 |  | -0.00025017 |  | 0.00064629 |  | 0 |  | 0.0011512 |  | 0.00036748 |  | 0.00035722 |  | 0 |  | 4.282e-05 |  | -0.00020644 |  | 0.0025122 |  | 8.5237e-07 |  | 0.0024962 |  | 0
| 0 |  | -6.7253e-05 |  | -7.1581e-05 |  | 9.382e-05 |  | -0.00044759 |  | 0 |  | -0.00026755 |  | 0.0006463 |  | 0 |  | 0.0011512 |  | 0.00036739 |  | 0.00035723 |  | 0 |  | 4.2811e-05 |  | -0.00039589 |  | 0.0025348 |  | 2.5571e-06 |  | 0.0025045 |  | 0
| 0 |  | -4.8384e-05 |  | -0.00012675 |  | 9.3827e-05 |  | -0.0011195 |  | 0 |  | -0.00027014 |  | 0.00032281 |  | 0 |  | 0.00032732 |  | 0.00027801 |  | 0.00069524 |  | 0 |  | 4.8458e-05 |  | -0.00047362 |  | 0.002619 |  | 2.5571e-06 |  | 0.0025104 |  | 0
| 0 |  | 4.4549e-07 |  | -7.7145e-05 |  | 8.805e-05 |  | -0.0013148 |  | 0 |  | -0.00041505 |  | 0.00032282 |  | 0 |  | 0.00032733 |  | 0.00027801 |  | 0.00069525 |  | 0 |  | 4.8458e-05 |  | -0.00044206 |  | 0.002614 |  | 8.5237e-07 |  | 0.0025196 |  | 0
| 0 |  | -7.1227e-06 |  | -5.5182e-05 |  | 8.8057e-05 |  | -0.00048805 |  | 0 |  | -0.00039386 |  | 0.00070539 |  | 0 |  | 0.00072912 |  | 0.00070287 |  | 0.00083984 |  | 0 |  | 3.4831e-05 |  | -0.0002016 |  | 0.0026005 |  | 8.5237e-07 |  | 0.0025104 |  | 0
| 0 |  | 3.1321e-05 |  | -0.00027258 |  | 6.1309e-05 |  | -0.00028525 |  | 0 |  | -0.00037835 |  | 0.00070541 |  | 0 |  | 0.00072914 |  | 0.00070287 |  | 0.00083986 |  | 0 |  | 3.4831e-05 |  | -0.00026962 |  | 0.0026138 |  | 0 |  | 0.002506 |  | 0
| 0 |  | 6.3632e-05 |  | -0.00028542 |  | 6.1314e-05 |  | -0.0011725 |  | 0 |  | -0.00036117 |  | 0.00069979 |  | 0 |  | 0.001156 |  | 0.00036679 |  | 0.00042856 |  | 0 |  | 5.484e-05 |  | -0.00090276 |  | 0.002571 |  | 0 |  | 0.0024952 |  | 0
| 0 |  | 5.5568e-06 |  | -6.1479e-05 |  | 5.9089e-05 |  | -0.0014775 |  | 0 |  | -0.00018721 |  | 0.00069981 |  | 0 |  | 0.001156 |  | 0.00036688 |  | 0.00042857 |  | 0 |  | 5.4851e-05 |  | -0.00028338 |  | 0.0025685 |  | 0 |  | 0.0024943 |  | 0
| 0 |  | -1.5404e-05 |  | -3.4692e-05 |  | 5.9093e-05 |  | -0.0006554 |  | 0 |  | -0.00025006 |  | 0.00038957 |  | 0 |  | 0.00091888 |  | 0.00013236 |  | 0.00078935 |  | 0 |  | 4.2925e-05 |  | 0.00044453 |  | 0.0025978 |  | 0 |  | 0.0024942 |  | 0
| 0 |  | -1.9616e-05 |  | -6.5308e-05 |  | 8.9384e-05 |  | -4.965e-05 |  | 0 |  | -0.00041829 |  | 0.00038958 |  | 0 |  | 0.0009189 |  | 0.00013239 |  | 0.00078937 |  | 0 |  | 4.2937e-05 |  | -8.988e-05 |  | 0.002587 |  | 0 |  | 0.0024943 |  | 0
| 0 |  | -9.5389e-06 |  | -5.7702e-05 |  | 8.9391e-05 |  | -0.00039519 |  | 0 |  | -0.00043348 |  | 0.00045777 |  | 0 |  | 0.00044815 |  | 0.00047099 |  | 0.00025556 |  | 0 |  | 6.322e-05 |  | 3.5223e-05 |  | 0.002538 |  | 0 |  | 0.0025035 |  | 0
| 0 |  | 3.3706e-05 |  | -7.5879e-05 |  | 2.2306e-05 |  | -0.00020954 |  | 0 |  | -0.00034654 |  | 0.00045778 |  | 0 |  | 0.00044816 |  | 0.00047111 |  | 0.00025557 |  | 0 |  | 6.3236e-05 |  | 0.00028057 |  | 0.0025314 |  | 0 |  | 0.0025104 |  | 0
| 0 |  | 1.1521e-05 |  | -8.6756e-05 |  | 2.2308e-05 |  | -0.00050538 |  | 0 |  | -0.00021981 |  | 0.00044908 |  | 0 |  | 0.00066608 |  | 0.00025854 |  | 0.00067701 |  | 0 |  | 3.1412e-05 |  | 0.0003814 |  | 0.0025195 |  | 0 |  | 0.0025203 |  | 0
| 0 |  | -5.7222e-05 |  | -9.1796e-05 |  | 8.4916e-05 |  | -0.0012284 |  | 0 |  | -0.00036646 |  | 0.00044909 |  | 0 |  | 0.00066609 |  | 0.00025854 |  | 0.00067702 |  | 0 |  | 3.1413e-05 |  | -0.00033283 |  | 0.002538 |  | 8.5247e-07 |  | 0.0025153 |  | 0
| 0 |  | -6.5558e-05 |  | -2.8026e-05 |  | 8.4922e-05 |  | -0.0013472 |  | 0 |  | -0.00047751 |  | 0.0006742 |  | 0 |  | 0.00035894 |  | 0.00056061 |  | 0.0010353 |  | 0 |  | 3.6391e-05 |  | -0.00085879 |  | 0.0025869 |  | 8.5242e-07 |  | 0.0025127 |  | 0
| 0 |  | -8.3514e-05 |  | -5.8142e-05 |  | 5.4668e-05 |  | -0.0012523 |  | 0 |  | -0.00050912 |  | 0.00067422 |  | 0 |  | 0.00035895 |  | 0.00056061 |  | 0.0010354 |  | 0 |  | 3.6393e-05 |  | -0.0003304 |  | 0.0025826 |  | 8.5247e-07 |  | 0.0025068 |  | 0
| 0 |  | -0.00010773 |  | -0.00011221 |  | 5.4676e-05 |  | -0.00058467 |  | 0 |  | -0.00047212 |  | 0.00083373 |  | 0 |  | 0.00099607 |  | 0.00020479 |  | 0.0010103 |  | 0 |  | 2.6418e-05 |  | -1.2147e-06 |  | 0.0025986 |  | 8.5247e-07 |  | 0.0025077 |  | 0
| 0 |  | -7.7303e-05 |  | -0.00012258 |  | 3.4594e-05 |  | -0.0003199 |  | 0 |  | -0.00046668 |  | 0.00083375 |  | 0 |  | 0.00099609 |  | 0.00020479 |  | 0.0010103 |  | 0 |  | 2.6418e-05 |  | -2.0651e-05 |  | 0.0025869 |  | 8.5242e-07 |  | 0.0025144 |  | 0
| 0 |  | -0.0001166 |  | -9.4667e-05 |  | 3.4597e-05 |  | -0.00082506 |  | 0 |  | -0.00034268 |  | 0.00050063 |  | 0 |  | 0.0011569 |  | 0.00043971 |  | 0.00061904 |  | 0 |  | 2.439e-05 |  | -0.00043976 |  | 0.0025321 |  | 8.5247e-07 |  | 0.0025203 |  | 0
| 0 |  | -0.00018364 |  | -9.4655e-05 |  | 6.5652e-05 |  | -0.0012072 |  | 0 |  | -0.00011172 |  | 0.00050064 |  | 0 |  | 0.0011569 |  | 0.0004396 |  | 0.00061905 |  | 0 |  | 2.4383e-05 |  | -0.00053694 |  | 0.0025395 |  | 8.5252e-07 |  | 0.0025261 |  | 0
| 0 |  | -1.4113e-05 |  | -0.0001838 |  | 6.5657e-05 |  | -0.00025391 |  | 0 |  | -0.00032677 |  | 0.00043264 |  | 0 |  | 0.00056445 |  | 0.00039275 |  | 0.00057518 |  | 0 |  | 3.3733e-05 |  | -0.00019073 |  | 0.0025119 |  | 8.5247e-07 |  | 0.0025178 |  | 0
| 0 |  | -2.2337e-05 |  | -0.00014958 |  | 4.0186e-05 |  | -2.1951e-05 |  | 0 |  | -0.00056916 |  | 0.00043265 |  | 0 |  | 0.00056447 |  | 0.00039265 |  | 0.0005752 |  | 0 |  | 3.3726e-05 |  | 0.00011663 |  | 0.0024942 |  | 8.5247e-07 |  | 0.0025144 |  | 0
| 0 |  | -0.00010761 |  | -8.8544e-05 |  | 4.0192e-05 |  | -0.00047845 |  | 0 |  | -0.00050932 |  | 0.00094089 |  | 0 |  | 0 |  | 0.00036449 |  | 5.9691e-05 |  | 0 |  | 2.544e-05 |  | -0.0003183 |  | 0.0025075 |  | 8.5252e-07 |  | 0.0025075 |  | 0
| 0 |  | 6.3631e-05 |  | -4.9813e-05 |  | 6.5678e-05 |  | -0.00036357 |  | 0 |  | -0.00059975 |  | 0.00094092 |  | 0 |  | 0 |  | 0.00036449 |  | 5.9692e-05 |  | 0 |  | 2.5441e-05 |  | -0.00040335 |  | 0.0025016 |  | 0 |  | 0.002505 |  | 0
| 0 |  | 8.1867e-05 |  | -7.6853e-05 |  | 6.5683e-05 |  | -0.00013489 |  | 0 |  | -0.00052628 |  | 0.00083939 |  | 0 |  | 0.00017308 |  | 0.00027415 |  | 0.00070686 |  | 0 |  | 3.0179e-05 |  | 0.00019925 |  | 0.0025742 |  | 5.6835e-07 |  | 0.0025077 |  | 0
| 0 |  | -2.275e-06 |  | -2.028e-05 |  | 2.9034e-05 |  | -0.0011319 |  | 0 |  | -0.00027446 |  | 0.00083941 |  | 0 |  | 0.00017309 |  | 0.00027415 |  | 0.00070688 |  | 0 |  | 3.0181e-05 |  | 0.00038271 |  | 0.0025842 |  | 1.4209e-06 |  | 0.0025092 |  | 0
| 0 |  | 8.7649e-06 |  | 1.0577e-05 |  | 2.9039e-05 |  | -0.0020076 |  | 0 |  | -0.00024398 |  | 0.00037586 |  | 0 |  | 0.00032113 |  | 4.4949e-05 |  | 0.00040991 |  | 0 |  | 3.4188e-05 |  | -1.8225e-05 |  | 0.0026313 |  | 8.5252e-07 |  | 0.002516 |  | 0
| 0 |  | -9.2078e-06 |  | -2.156e-06 |  | 6.3662e-05 |  | -0.00044891 |  | 0 |  | -0.00025498 |  | 0.00037587 |  | 0 |  | 0.00032113 |  | 4.496e-05 |  | 0.00040992 |  | 0 |  | 3.4198e-05 |  | -0.00014459 |  | 0.0026356 |  | 8.5252e-07 |  | 0.0025143 |  | 0
| 0 |  | -1.9592e-05 |  | -9.8699e-06 |  | 6.3672e-05 |  | 0.00053437 |  | 0 |  | -0.00027767 |  | 0.0010991 |  | 0 |  | 0.0012198 |  | 0.0010358 |  | 0.0013471 |  | 0 |  | 7.8376e-05 |  | 6.1965e-05 |  | 0.0025277 |  | 8.5252e-07 |  | 0.002516 |  | 0
| 0 |  | -2.9323e-05 |  | -6.0395e-05 |  | 2.6812e-05 |  | -0.00052069 |  | 0 |  | -0.00035014 |  | 0.0010991 |  | 0 |  | 0.0012199 |  | 0.0010358 |  | 0.0013471 |  | 0 |  | 7.8376e-05 |  | -0.00021628 |  | 0.0025202 |  | 0 |  | 0.0025202 |  | 0
| 0 |  | 1.3847e-07 |  | -6.6636e-05 |  | 2.6816e-05 |  | -0.00051152 |  | 0 |  | -0.00048114 |  | 0.00048584 |  | 0 |  | 0.00055955 |  | 0.00024645 |  | 0.00056192 |  | 0 |  | 3.849e-05 |  | -0.00068532 |  | 0.0025421 |  | 0 |  | 0.0025227 |  | 0
| 0 |  | 2.3375e-05 |  | -3.9111e-05 |  | 5.5864e-06 |  | 0.00010075 |  | 0 |  | -0.00054062 |  | 0.00048585 |  | 0 |  | 0.00055956 |  | 0.00024646 |  | 0.00056193 |  | 0 |  | 3.8489e-05 |  | -1.0936e-05 |  | 0.0025604 |  | 0 |  | 0.0025242 |  | 0
| 0 |  | -2.4828e-05 |  | -0.0001132 |  | 5.5872e-06 |  | -0.00065747 |  | 0 |  | -0.00065867 |  | 0.0001706 |  | 0 |  | 0.00072894 |  | 0.00031575 |  | 0.00030499 |  | 0 |  | 3.9196e-05 |  | 0.00027947 |  | 0.0025488 |  | 0 |  | 0.0025143 |  | 0
| 0 |  | -4.6638e-05 |  | -0.00021991 |  | 1.4527e-05 |  | -0.0015263 |  | 0 |  | -0.00075505 |  | 0.00017061 |  | 0 |  | 0.00072896 |  | 0.00031567 |  | 0.000305 |  | 0 |  | 3.9187e-05 |  | -0.00058084 |  | 0.0025369 |  | 0 |  | 0.0025082 |  | 0
| 0 |  | -3.8414e-05 |  | -9.9755e-05 |  | 1.4529e-05 |  | -0.001396 |  | 0 |  | -0.00032539 |  | 0.0012094 |  | 0 |  | 0.0013999 |  | 0.00069109 |  | 0.001365 |  | 0 |  | 3.7925e-05 |  | -0.00026126 |  | 0.0025665 |  | 5.6838e-07 |  | 0.002505 |  | 0
| 0 |  | -2.3964e-06 |  | -5.2998e-05 |  | 0.00011539 |  | -0.0013681 |  | 0 |  | -0.0002102 |  | 0.0012095 |  | 0 |  | 0.0013999 |  | 0.00069126 |  | 0.001365 |  | 0 |  | 3.7936e-05 |  | -0.00035605 |  | 0.0025672 |  | 5.6838e-07 |  | 0.0025049 |  | 0
| 0 |  | 6.1664e-05 |  | -0.00012678 |  | 0.00011539 |  | -0.0007289 |  | 0 |  | -0.00040188 |  | 0.00038665 |  | 0 |  | 0.00090655 |  | 0.00011457 |  | 3.9441e-05 |  | 0 |  | 2.0339e-05 |  | -0.00011666 |  | 0.0025647 |  | 0 |  | 0.0025107 |  | 0
| 0 |  | 3.0921e-06 |  | -3.104e-05 |  | 7.4791e-05 |  | -0.00039791 |  | 0 |  | -0.00053391 |  | 0.00038666 |  | 0 |  | 0.00090657 |  | 0.00011457 |  | 3.9442e-05 |  | 0 |  | 2.034e-05 |  | 0.00015677 |  | 0.0025766 |  | 0 |  | 0.0025463 |  | 0
| 0 |  | 3.3298e-05 |  | -0.00010505 |  | 7.4791e-05 |  | -0.0026986 |  | 0 |  | -0.0020411 |  | 0 |  | 0 |  | 0 |  | 0 |  | 0 |  | 0 |  | 0 |  | -0.0019031 |  | 0.0027095 |  | 0 |  | 0.002547 |  | 0
| 0 |  | 0.0002007 |  | -9.2362e-05 |  | 7.2868e-05 |  | -0.00059481 |  | 0 |  | -0.00069453 |  | 0.0013431 |  | 0 |  | 0.0010626 |  | 0.00065485 |  | 0.00057752 |  | 0 |  | 3.0791e-05 |  | -0.00040226 |  | 0.0025899 |  | 4.2628e-06 |  | 0.0025444 |  | 0
| 0 |  | 5.2881e-05 |  | 2.3572e-05 |  | 7.2879e-05 |  | -0.00028627 |  | 0 |  | -0.00056351 |  | 0.0013432 |  | 0 |  | 0.0010626 |  | 0.00065469 |  | 0.00057753 |  | 0 |  | 3.0783e-05 |  | 0.00021997 |  | 0.0025933 |  | 4.2631e-06 |  | 0.0025166 |  | 0
| 0 |  | -1.3429e-05 |  | 7.2423e-05 |  | 5.5918e-05 |  | -0.0011249 |  | 0 |  | -0.00033698 |  | 0.00067137 |  | 0 |  | 0.00083803 |  | 0.00055703 |  | 0.0009219 |  | 0 |  | 3.3634e-05 |  | 0.00045088 |  | 0.0025544 |  | 2.5577e-06 |  | 0.0025241 |  | 0
| 0 |  | -6.936e-05 |  | -7.0259e-05 |  | 5.5926e-05 |  | -0.001003 |  | 0 |  | -0.00049936 |  | 0.00067138 |  | 0 |  | 0.00083805 |  | 0.00055703 |  | 0.00092192 |  | 0 |  | 3.3636e-05 |  | -2.1876e-05 |  | 0.0025529 |  | 2.5579e-06 |  | 0.0025251 |  | 0
| 0 |  | -8.9353e-05 |  | -0.00016863 |  | 2.6845e-05 |  | -0.0017291 |  | 0 |  | -0.00061274 |  | 0.00036736 |  | 0 |  | 0 |  | 0.00041644 |  | 0.00044148 |  | 0 |  | 2.8426e-05 |  | -0.00058947 |  | 0.0025899 |  | 4.2631e-06 |  | 0.00252 |  | 0
| 0 |  | -5.6891e-05 |  | -0.00011615 |  | 2.6849e-05 |  | -0.0023263 |  | 0 |  | -0.0006457 |  | 0.00036737 |  | 0 |  | 0 |  | 0.00041644 |  | 0.00044149 |  | 0 |  | 2.8427e-05 |  | -0.0005761 |  | 0.0025797 |  | 4.2631e-06 |  | 0.002514 |  | 0
| 0 |  | 5.3442e-05 |  | -0.00010663 |  | 0.00012065 |  | -0.0013769 |  | 0 |  | -0.00063378 |  | 0.0015213 |  | 0 |  | 0.00029608 |  | 0.00031032 |  | 0 |  | 0 |  | 2.9902e-05 |  | -4.8616e-05 |  | 0.0025268 |  | 8.5262e-07 |  | 0.0025141 |  | 0
| 0 |  | 0.00012198 |  | -7.7491e-05 |  | 0.00012067 |  | -0.001734 |  | 0 |  | -0.00043689 |  | 0.0015214 |  | 0 |  | 0.00029608 |  | 0.00031032 |  | 0 |  | 0 |  | 2.9901e-05 |  | 0.00060408 |  | 0.0025013 |  | 8.5267e-07 |  | 0.0025123 |  | 0
| 0 |  | 5.5051e-05 |  | -5.775e-05 |  | 6.5175e-05 |  | -0.00099655 |  | 0 |  | -0.0002219 |  | 0.00056194 |  | 0 |  | 0.0010089 |  | 0.0001576 |  | 0.00033612 |  | 0 |  | 5.7939e-05 |  | 0.00059314 |  | 0.0025267 |  | 2.5579e-06 |  | 0.0025133 |  | 0
| 0 |  | -8.4227e-06 |  | -6.178e-05 |  | 6.5185e-05 |  | -0.00073638 |  | 0 |  | -0.00033179 |  | 0.00056196 |  | 0 |  | 0.001009 |  | 0.00015764 |  | 0.00033613 |  | 0 |  | 5.7953e-05 |  | -0.00017746 |  | 0.0025392 |  | 2.558e-06 |  | 0.002514 |  | 0
| 0 |  | -3.5571e-06 |  | -0.00013252 |  | 9.1654e-05 |  | -0.00086518 |  | 0 |  | -0.00069919 |  | 0.00051238 |  | 0 |  | 0.00067365 |  | 7.0342e-05 |  | 0.0013565 |  | 0 |  | 1.2787e-05 |  | -4.6189e-05 |  | 0.0024912 |  | 4.2631e-06 |  | 0.0025131 |  | 0
| 0 |  | -5.2257e-05 |  | -0.00010857 |  | 9.1661e-05 |  | -0.00018758 |  | 0 |  | -0.00095612 |  | 0.00051239 |  | 0 |  | 0.00067367 |  | 7.036e-05 |  | 0.0013565 |  | 0 |  | 1.2791e-05 |  | 0.0004303 |  | 0.0024853 |  | 4.2633e-06 |  | 0.0025182 |  | 0
| 0 |  | -8.9516e-05 |  | -8.9131e-05 |  | 5.0376e-05 |  | -0.00035704 |  | 0 |  | -0.00069833 |  | 0.00054317 |  | 0 |  | 0.00076587 |  | 0.00080737 |  | 0.00079826 |  | 0 |  | 5.7947e-05 |  | 0.0003598 |  | 0.0025451 |  | 8.5267e-07 |  | 0.0025199 |  | 0
| 0 |  | -8.739e-05 |  | -0.0001565 |  | 5.0376e-05 |  | -0.0002378 |  | 0 |  | -0.00050382 |  | 0.00054319 |  | 0 |  | 0.00076589 |  | 0.00080757 |  | 0.00079828 |  | 0 |  | 5.7961e-05 |  | -8.6308e-05 |  | 0.0025704 |  | 8.5267e-07 |  | 0.0025232 |  | 0
| 0 |  | 6.1321e-05 |  | -0.00012048 |  | 8.5232e-05 |  | -0.00033865 |  | 0 |  | -0.00044283 |  | 0.0005554 |  | 0 |  | 0.0010301 |  | 0.00052214 |  | 0.001441 |  | 0 |  | 2.258e-05 |  | 3.5252e-05 |  | 0.0025273 |  | 2.558e-06 |  | 0.0025231 |  | 0
| 0 |  | 0.00010998 |  | 1.1377e-05 |  | 8.5239e-05 |  | 5.8231e-05 |  | 0 |  | -0.00037476 |  | 0.00055541 |  | 0 |  | 0.0010301 |  | 0.00052214 |  | 0.001441 |  | 0 |  | 2.2581e-05 |  | 0.0001483 |  | 0.0025274 |  | 2.558e-06 |  | 0.0025215 |  | 0
| 0 |  | 3.1352e-05 |  | -1.4351e-05 |  | 8.8475e-05 |  | -0.0011272 |  | 0 |  | -0.00043546 |  | 0.00077547 |  | 0 |  | 0.00077062 |  | 0.00041581 |  | 0 |  | 0 |  | 3.6445e-05 |  | -0.0001945 |  | 0.0025317 |  | 8.5272e-07 |  | 0.0025182 |  | 0
| 0 |  | -8.8454e-06 |  | -4.8541e-05 |  | 8.8488e-05 |  | -0.001612 |  | 0 |  | -0.00047992 |  | 0.00077549 |  | 0 |  | 0.00077064 |  | 0.00041581 |  | 0 |  | 0 |  | 3.6445e-05 |  | -4.1334e-05 |  | 0.0025492 |  | 8.5267e-07 |  | 0.0025121 |  | 0
| 0 |  | -6.5719e-05 |  | -1.2798e-06 |  | 6.5236e-05 |  | -0.0011787 |  | 0 |  | -0.0004628 |  | 0.00084606 |  | 0 |  | 0.001759 |  | 0.00087186 |  | 0.0011011 |  | 0 |  | 5.6328e-05 |  | 0.00049479 |  | 0.0025359 |  | 5.968e-06 |  | 0.0025123 |  | 0
| 0 |  | -3.0207e-05 |  | -7.5861e-05 |  | 6.5246e-05 |  | -0.0019552 |  | 0 |  | -0.00060507 |  | 0.00084608 |  | 0 |  | 0.0017591 |  | 0.00087164 |  | 0.0011011 |  | 0 |  | 5.6317e-05 |  | -0.00010698 |  | 0.0025037 |  | 5.9676e-06 |  | 0.0025155 |  | 0
| 0 |  | 0.00010176 |  | -0.00015917 |  | 6.9773e-05 |  | -0.0011 |  | 0 |  | -0.00047071 |  | 0 |  | 0 |  | 0 |  | 0 |  | 0.001036 |  | 0 |  | 3.444e-05 |  | -0.00083765 |  | 0.0026284 |  | 2.5582e-06 |  | 0.0025197 |  | 0
| 0 |  | 0.00016004 |  | -0.00026353 |  | 6.9779e-05 |  | -0.00055827 |  | 0 |  | -0.00077979 |  | 0 |  | 0 |  | 0 |  | 0 |  | 0.001036 |  | 0 |  | 3.4449e-05 |  | -0.00043889 |  | 0.0026536 |  | 2.5582e-06 |  | 0.0025214 |  | 0
| 0 |  | 9.6187e-05 |  | -0.00014083 |  | 9.3053e-05 |  | -0.0019167 |  | 0 |  | -0.00089269 |  | 0.00053789 |  | 0 |  | 0.00010961 |  | 0.00050479 |  | 0.00056575 |  | 0 |  | 3.9557e-05 |  | 2.1884e-05 |  | 0.0025113 |  | 4.2636e-06 |  | 0.0025197 |  | 0
| 0 |  | 8.1904e-06 |  | -0.00012274 |  | 9.306e-05 |  | -0.0026105 |  | 0 |  | -0.00051374 |  | 0.0005379 |  | 0 |  | 0.00010961 |  | 0.00050466 |  | 0.00056576 |  | 0 |  | 3.9546e-05 |  | 0.00044498 |  | 0.0024742 |  | 4.2636e-06 |  | 0.0025163 |  | 0
| 0 |  | -2.5947e-05 |  | -0.00015986 |  | 4.5945e-05 |  | -0.0020737 |  | 0 |  | -0.00057689 |  | 0.00062685 |  | 0 |  | 0.00054183 |  | 0.00054392 |  | 0.00099231 |  | 0 |  | 3.1654e-05 |  | 0.00070395 |  | 0.0024978 |  | 8.5272e-07 |  | 0.002513 |  | 0
| 0 |  | 4.5172e-05 |  | -0.00012096 |  | 4.5952e-05 |  | -0.0023022 |  | 0 |  | -0.00071013 |  | 0.00062687 |  | 0 |  | 0.00054185 |  | 0.00054392 |  | 0.00099233 |  | 0 |  | 3.1654e-05 |  | 0.00068574 |  | 0.002518 |  | 8.5277e-07 |  | 0.0025096 |  | 0
| 0 |  | 9.7946e-06 |  | -0.00012486 |  | 4.2597e-05 |  | -0.0012389 |  | 0 |  | -0.00062717 |  | 0 |  | 0 |  | 0.00071073 |  | 0.0004381 |  | 0.00080227 |  | 0 |  | 3.9988e-05 |  | 0.00021643 |  | 0.0026172 |  | 2.5582e-06 |  | 0.0025103 |  | 0
| 0 |  | -5.8082e-05 |  | 4.0682e-05 |  | 4.2597e-05 |  | -0.00020594 |  | 0 |  | -0.00043102 |  | 0 |  | 0 |  | 0.00071075 |  | 0.0004381 |  | 0.00080229 |  | 0 |  | 3.9988e-05 |  | -8.7545e-05 |  | 0.0025643 |  | 2.5583e-06 |  | 0.0025096 |  | 0
| 0 |  | -1.4078e-05 |  | 4.3569e-05 |  | 9.0517e-05 |  | -0.00078528 |  | 0 |  | -0.00035831 |  | 0.00086261 |  | 0 |  | 0.0011384 |  | 0.00067374 |  | 0.00085246 |  | 0 |  | 3.8924e-05 |  | 4.8636e-05 |  | 0.0025524 |  | 4.2636e-06 |  | 0.0025095 |  | 0
| 0 |  | 2.0646e-05 |  | -0.00018401 |  | 9.0524e-05 |  | -0.0016387 |  | 0 |  | -0.0006942 |  | 0.00086263 |  | 0 |  | 0.0011385 |  | 0.00067357 |  | 0.00085248 |  | 0 |  | 3.8914e-05 |  | -8.3901e-05 |  | 0.0026048 |  | 4.2638e-06 |  | 0.0025121 |  | 0
| 0 |  | 4.1892e-05 |  | -0.0001491 |  | 0.00011446 |  | -0.0014676 |  | 0 |  | -0.00056934 |  | 0.00029868 |  | 0 |  | 7.0835e-05 |  | 0.0010234 |  | 0.001487 |  | 0 |  | 3.3431e-05 |  | -7.5389e-05 |  | 0.0025768 |  | 5.9683e-06 |  | 0.0025162 |  | 0
| 0 |  | 6.0719e-05 |  | 9.1893e-06 |  | 0.00011447 |  | -0.0011903 |  | 0 |  | -0.00050335 |  | 0.00029869 |  | 0 |  | 7.0837e-05 |  | 0.0010237 |  | 0.001487 |  | 0 |  | 3.3438e-05 |  | -0.00012768 |  | 0.0025954 |  | 5.9683e-06 |  | 0.0025238 |  | 0
| 0 |  | -3.2102e-05 |  | -3.2779e-05 |  | 0.00016623 |  | -0.001903 |  | 0 |  | -0.000616 |  | 0.00082711 |  | 0 |  | 0.00050941 |  | 0.00081014 |  | 0.0005296 |  | 0 |  | 3.5297e-05 |  | -0.00019821 |  | 0.0025507 |  | 4.2638e-06 |  | 0.0025221 |  | 0
| 0 |  | -9.5759e-05 |  | -9.3601e-05 |  | 0.00016624 |  | -0.0029912 |  | 0 |  | -0.00050146 |  | 0.00082713 |  | 0 |  | 0.00050942 |  | 0.00080994 |  | 0.00052962 |  | 0 |  | 3.5288e-05 |  | 0.00025415 |  | 0.0025381 |  | 4.2638e-06 |  | 0.0025212 |  | 0
| 0 |  | 4.0828e-05 |  | -9.1443e-05 |  | 0.00010868 |  | -0.0024847 |  | 0 |  | -0.00048058 |  | 0.0009721 |  | 0 |  | 0.0010336 |  | 0.0006971 |  | 0.00081539 |  | 0 |  | 4.6967e-05 |  | 0.00013498 |  | 0.0025482 |  | 8.5282e-07 |  | 0.0025179 |  | 0
| 0 |  | 6.8602e-06 |  | -9.4698e-05 |  | 0.00010869 |  | -0.00040116 |  | 0 |  | -0.0006658 |  | 0.00097212 |  | 0 |  | 0.0010337 |  | 0.00069711 |  | 0.00081541 |  | 0 |  | 4.6967e-05 |  | -0.00067737 |  | 0.0025406 |  | 8.5277e-07 |  | 0.0025162 |  | 0
| 0 |  | -7.5116e-05 |  | -0.00014226 |  | 6.0583e-05 |  | -0.00017672 |  | 0 |  | -0.00083335 |  | 0.0010719 |  | 0 |  | 0.00018228 |  | 0.00010722 |  | 0.00082207 |  | 0 |  | 4.4636e-05 |  | -0.0016308 |  | 0.0025851 |  | 2.5585e-06 |  | 0.0025186 |  | 0
| 0 |  | -7.8749e-06 |  | -0.00018464 |  | 6.0592e-05 |  | -0.0013747 |  | 0 |  | -0.001017 |  | 0.0010719 |  | 0 |  | 0.00018229 |  | 0.00010722 |  | 0.00082209 |  | 0 |  | 4.4636e-05 |  | -0.0015359 |  | 0.0025987 |  | 2.5583e-06 |  | 0.0025128 |  | 0
| 0 |  | 4.1208e-05 |  | -0.00014988 |  | 3.3663e-05 |  | -0.0021723 |  | 0 |  | -0.00086886 |  | 0 |  | 0 |  | 0.0015569 |  | 0.0003603 |  | 0.0011569 |  | 0 |  | 1.8579e-05 |  | -0.00074428 |  | 0.0025868 |  | 5.9687e-06 |  | 0.0025068 |  | 0
| 0 |  | 5.3597e-05 |  | -0.0001414 |  | 3.367e-05 |  | -0.0019119 |  | 0 |  | -0.00058785 |  | 0 |  | 0 |  | 0.001557 |  | 0.00036038 |  | 0.0011569 |  | 0 |  | 1.8583e-05 |  | -0.0015251 |  | 0.0025852 |  | 5.9687e-06 |  | 0.0024909 |  | 0
| 0 |  | -3.2078e-05 |  | -0.00022566 |  | 0.00014045 |  | -0.0020859 |  | 0 |  | -0.00089095 |  | 0.0012199 |  | 0 |  | 0.00090605 |  | 0.00087206 |  | 0.00017139 |  | 0 |  | 4.5045e-05 |  | -0.0014619 |  | 0.002575 |  | 2.5585e-06 |  | 0.0024824 |  | 0
| 0 |  | -1.1457e-05 |  | -0.00021955 |  | 0.00014046 |  | -0.0018905 |  | 0 |  | -0.00080533 |  | 0.0012199 |  | 0 |  | 0.00090607 |  | 0.00087228 |  | 0.0001714 |  | 0 |  | 4.5056e-05 |  | -0.00023473 |  | 0.0025767 |  | 2.5585e-06 |  | 0.0024638 |  | 0
| 0 |  | 2.0809e-05 |  | -9.4888e-05 |  | 0.00010229 |  | -0.0014009 |  | 0 |  | -0.00015335 |  | 0.0003453 |  | 0 |  | 0.00092505 |  | 0.00079213 |  | 0.0011523 |  | 0 |  | 2.2858e-05 |  | 3.6487e-05 |  | 0.0024967 |  | 2.5585e-06 |  | 0.0024487 |  | 0
| 0 |  | -1.4395e-05 |  | -7.0828e-05 |  | 0.0001023 |  | -0.0026947 |  | 0 |  | -0.00050588 |  | 0.00034531 |  | 0 |  | 0.00092507 |  | 0.00079233 |  | 0.0011523 |  | 0 |  | 2.2864e-05 |  | -0.0005838 |  | 0.0024386 |  | 2.5586e-06 |  | 0.0024394 |  | 0
| 0 |  | -1.7577e-05 |  | -0.00017035 |  | 6.8635e-05 |  | -0.0032833 |  | 0 |  | -0.00096146 |  | 0.00039292 |  | 0 |  | 0.00031127 |  | 0.00082436 |  | 0.00037307 |  | 0 |  | 3.6823e-05 |  | -0.0011749 |  | 0.0024916 |  | 2.5585e-06 |  | 0.0024419 |  | 0
| 0 |  | -4.1609e-05 |  | -7.4732e-05 |  | 6.864e-05 |  | -0.0024645 |  | 0 |  | -0.00062797 |  | 0.00039293 |  | 0 |  | 0.00031128 |  | 0.00082436 |  | 0.00037308 |  | 0 |  | 3.6823e-05 |  | 0.00023559 |  | 0.0025211 |  | 2.5585e-06 |  | 0.0024487 |  | 0
| 0 |  | 6.0611e-05 |  | 7.1542e-05 |  | 0.00012046 |  | -0.0016593 |  | 0 |  | -0.00078444 |  | 0.00085657 |  | 0 |  | 0.0020316 |  | 0.0012087 |  | 0.00097246 |  | 0 |  | 4.5688e-05 |  | 0.00075981 |  | 0.0024689 |  | 2.5586e-06 |  | 0.0024529 |  | 0
| 0 |  | 0.00011692 |  | -9.1589e-05 |  | 0.00012047 |  | -0.0010081 |  | 0 |  | -0.0010743 |  | 0.00085659 |  | 0 |  | 0.0020317 |  | 0.0012087 |  | 0.00097249 |  | 0 |  | 4.5688e-05 |  | -0.00057777 |  | 0.0024788 |  | 2.5586e-06 |  | 0.0024637 |  | 0
| 0 |  | -5.105e-05 |  | -0.00026798 |  | 0.00016064 |  | -0.00034454 |  | 0 |  | -0.0008333 |  | 0.00096482 |  | 0 |  | 0.00020768 |  | 0.00031833 |  | 0.0011857 |  | 0 |  | 3.5603e-05 |  | -0.0011215 |  | 0.0025708 |  | 2.5586e-06 |  | 0.0024756 |  | 0
| 0 |  | -3.397e-05 |  | -5.465e-05 |  | 0.00016065 |  | -0.00059456 |  | 0 |  | -0.00062873 |  | 0.00096484 |  | 0 |  | 0.00020769 |  | 0.00031833 |  | 0.0011858 |  | 0 |  | 3.5601e-05 |  | -0.00045856 |  | 0.0025934 |  | 2.5586e-06 |  | 0.0024856 |  | 0
| 0 |  | 5.2578e-05 |  | 6.1045e-05 |  | 7.6446e-05 |  | -0.0021274 |  | 0 |  | -0.00029972 |  | 0 |  | 0 |  | 0 |  | 0.00086808 |  | 0 |  | 0 |  | 1.5593e-05 |  | 0.00022869 |  | 0.002511 |  | 2.5586e-06 |  | 0.0024891 |  | 0
| 0 |  | 5.6417e-05 |  | 2.1974e-05 |  | 7.6458e-05 |  | -0.001968 |  | 0 |  | -0.00028489 |  | 0 |  | 0 |  | 0 |  | 0.00086787 |  | 0 |  | 0 |  | 1.5589e-05 |  | -0.00013989 |  | 0.0024839 |  | 2.5586e-06 |  | 0.0024965 |  | 0
| 0 |  | 7.6617e-05 |  | 4.3066e-05 |  | 2.5844e-05 |  | -0.0013609 |  | 0 |  | -0.00041012 |  | 0 |  | 0 |  | 0 |  | 0.00056746 |  | 0 |  | 0 |  | 3.7216e-05 |  | -0.00042089 |  | 0.0025445 |  | 2.5586e-06 |  | 0.0025033 |  | 0
| 0 |  | 0.00011392 |  | -9.0029e-05 |  | 2.5846e-05 |  | -0.0016849 |  | 0 |  | -0.00067733 |  | 0 |  | 0 |  | 0 |  | 0.00056732 |  | 0 |  | 0 |  | 3.7206e-05 |  | -0.00095374 |  | 0.0025597 |  | 2.5588e-06 |  | 0.0025117 |  | 0
| 0 |  | 0.00013575 |  | -0.00012902 |  | 7.7772e-05 |  | -0.00041051 |  | 0 |  | -0.00083922 |  | 0 |  | 0 |  | 0 |  | 0.00074161 |  | 0 |  | 0 |  | 2.7736e-05 |  | 3.8928e-05 |  | 0.0025673 |  | 2.5586e-06 |  | 0.0025142 |  | 0
| 0 |  | 0.00014697 |  | -0.0001787 |  | 7.7784e-05 |  | -0.0014565 |  | 0 |  | -0.0010986 |  | 0 |  | 0 |  | 0 |  | 0.0007416 |  | 0 |  | 0 |  | 2.7736e-05 |  | 0.00027615 |  | 0.0025848 |  | 2.5588e-06 |  | 0.0025191 |  | 0
| 0 |  | 0.00017663 |  | -0.00010094 |  | 3.8215e-05 |  | -0.0013856 |  | 0 |  | -0.00091018 |  | 0 |  | 0 |  | 0 |  | 0.00078868 |  | 0 |  | 0 |  | 1.2175e-05 |  | 0.00012774 |  | 0.0026068 |  | 2.5586e-06 |  | 0.0025201 |  | 0
| 0 |  | 0.00011824 |  | 6.3822e-06 |  | 3.8221e-05 |  | 0.00019933 |  | 0 |  | -0.00045551 |  | 0 |  | 0 |  | 0 |  | 0.00078868 |  | 0 |  | 0 |  | 1.2176e-05 |  | 0.00075426 |  | 0.0025858 |  | 2.5588e-06 |  | 0.0025218 |  | 0
| 0 |  | 0.00010154 |  | -1.9384e-05 |  | 7.5209e-05 |  | -0.00097349 |  | 0 |  | -0.00027658 |  | 0 |  | 0 |  | 0 |  | 0.0008199 |  | 0 |  | 0 |  | 4.12e-05 |  | -0.00071629 |  | 0.0025713 |  | 8.5292e-07 |  | 0.0025208 |  | 0
| 0 |  | 0.00017094 |  | -5.3818e-05 |  | 7.522e-05 |  | -0.0024671 |  | 0 |  | -0.00035135 |  | 0 |  | 0 |  | 0 |  | 0.00081991 |  | 0 |  | 0 |  | 4.12e-05 |  | -0.0004608 |  | 0.0025789 |  | 8.5292e-07 |  | 0.0025225 |  | 0
| 0 |  | 0.00014358 |  | -5.6728e-05 |  | 0.00010246 |  | -0.0023042 |  | 0 |  | -0.00012313 |  | 0 |  | 0 |  | 0 |  | 0.00084712 |  | 0 |  | 0 |  | 3.4425e-05 |  | 0.00033701 |  | 0.002638 |  | 8.5292e-07 |  | 0.0025218 |  | 0
| 0 |  | 6.5131e-05 |  | -2.1812e-05 |  | 0.00010247 |  | -0.0015347 |  | 0 |  | -0.00022893 |  | 0 |  | 0 |  | 0 |  | 0.0008469 |  | 0 |  | 0 |  | 3.4416e-05 |  | -0.00017033 |  | 0.0026319 |  | 8.5297e-07 |  | 0.0025191 |  | 0
| 0 |  | 0.00011082 |  | -8.2113e-05 |  | 9.0804e-05 |  | -0.0021578 |  | 0 |  | -0.00081276 |  | 0 |  | 0 |  | 0 |  | 0.00040235 |  | 0 |  | 0 |  | 3.3454e-05 |  | -0.00032608 |  | 0.0025503 |  | 4.2646e-06 |  | 0.0025166 |  | 0
| 0 |  | 9.9193e-06 |  | -8.1693e-05 |  | 9.0818e-05 |  | -0.0026788 |  | 0 |  | -0.00089048 |  | 0 |  | 0 |  | 0 |  | 0.00040225 |  | 0 |  | 0 |  | 3.3444e-05 |  | 0.00068865 |  | 0.0025679 |  | 4.2646e-06 |  | 0.0025191 |  | 0
| 0 |  | -5.0936e-05 |  | -0.00015513 |  | 9.9251e-05 |  | -0.0036576 |  | 0 |  | -0.0010008 |  | 0 |  | 0 |  | 0 |  | 0.00049501 |  | 0 |  | 0 |  | 2.1938e-05 |  | 0 |  | 0.002589 |  | 2.5589e-06 |  | 0.0025208 |  | 0
| 0 |  | -2.4625e-05 |  | -0.00018733 |  | 9.9266e-05 |  | -0.003792 |  | 0 |  | -0.00098525 |  | 0 |  | 0 |  | 0 |  | 0.00049501 |  | 0 |  | 0 |  | 2.1938e-05 |  | 0 |  | 0.0025829 |  | 2.5589e-06 |  | 0.0025198 |  | 0
| 0 |  | 2.1034e-05 |  | -0.0001302 |  | 0.00011485 |  | -0.0012166 |  | 0 |  | -0.00060386 |  | 0 |  | 0 |  | 0 |  | 0.00080148 |  | 0 |  | 0 |  | 2.4879e-05 |  | 0 |  | 0.0025284 |  | 4.2646e-06 |  | 0.00252 |  | 0
| 0 |  | 9.7192e-05 |  | -5.4819e-05 |  | 0.00011486 |  | -0.0010801 |  | 0 |  | -0.00042398 |  | 0 |  | 0 |  | 0 |  | 0.00080148 |  | 0 |  | 0 |  | 2.4878e-05 |  | 0 |  | 0.0025048 |  | 4.2648e-06 |  | 0.0025191 |  | 0
| 0 |  | 9.3786e-05 |  | -0.00012646 |  | 3.0385e-05 |  | -0.0014032 |  | 0 |  | -0.00079395 |  | 0 |  | 0 |  | 0 |  | 0.0001075 |  | 0 |  | 0 |  | 4.6316e-05 |  | 0 |  | 0.0025872 |  | 4.2648e-06 |  | 0.002519 |  | 0
| 0 |  | 5.1508e-05 |  | -0.00015517 |  | 3.0385e-05 |  | -0.0017481 |  | 0 |  | -0.00093371 |  | 0 |  | 0 |  | 0 |  | 0.0001075 |  | 0 |  | 0 |  | 4.6318e-05 |  | 0 |  | 0.0025973 |  | 4.2648e-06 |  | 0.0025206 |  | 0
| 0 |  | 3.3526e-07 |  | -2.9845e-05 |  | 7.7892e-05 |  | -0.0020154 |  | 0 |  | -0.00088293 |  | 0 |  | 0 |  | 0 |  | 0.00063478 |  | 0 |  | 0 |  | 2.8491e-05 |  | 0 |  | 0.0026082 |  | 4.2648e-06 |  | 0.0025249 |  | 0
| 0 |  | 9.9794e-05 |  | 8.0918e-06 |  | 7.7898e-05 |  | 0.00077066 |  | 0 |  | 0.00067125 |  | 0 |  | 0 |  | 0 |  | 0.00063494 |  | 0 |  | 0 |  | 2.8498e-05 |  | 0 |  | 0.0026084 |  | 4.2651e-06 |  | 0.002525 |  | 0
| 0 |  | 5.1782e-05 |  | -5.403e-06 |  | 9.544e-05 |  | 0 |  | 0 |  | 0 |  | 0 |  | 0 |  | 0 |  | 0.00087695 |  | 0 |  | 0 |  | 3.5416e-05 |  | 0 |  | 0.0026107 |  | 2.5589e-06 |  | 0.0025206 |  | 0
| 0 |  | -1.5942e-05 |  | -0.0001478 |  | 9.544e-05 |  | 0 |  | 0 |  | 0 |  | 0 |  | 0 |  | 0 |  | 0.00087717 |  | 0 |  | 0 |  | 3.5426e-05 |  | 0 |  | 0.0026022 |  | 2.5591e-06 |  | 0.0025188 |  | 0
| 0 |  | 9.2668e-05 |  | -0.00018728 |  | 0.00011493 |  | 0 |  | 0 |  | 0 |  | 0 |  | 0 |  | 0 |  | 0.00042988 |  | 0 |  | 0 |  | 6.148e-05 |  | 0 |  | 0.0025476 |  | 5.9697e-06 |  | 0.0025198 |  | 0
| 0 |  | 9.3479e-05 |  | -0.00014288 |  | 0.00011494 |  | 0 |  | 0 |  | 0 |  | 0 |  | 0 |  | 0 |  | 0.00042999 |  | 0 |  | 0 |  | 6.1495e-05 |  | 0 |  | 0.002556 |  | 5.9701e-06 |  | 0.0025181 |  | 0
| 0 |  | 3.2607e-05 |  | -0.00017077 |  | 9.6776e-05 |  | 0 |  | 0 |  | 0 |  | 0 |  | 0 |  | 0 |  | 0 |  | 0 |  | 0 |  | 2.495e-05 |  | 0 |  | 0.0025424 |  | 4.2651e-06 |  | 0.0025163 |  | 0
| 0 |  | 5.1502e-05 |  | -0.0001565 |  | 9.6775e-05 |  | 0 |  | 0 |  | 0 |  | 0 |  | 0 |  | 0 |  | 0 |  | 0 |  | 0 |  | 2.4949e-05 |  | 0 |  | 0.0025459 |  | 4.2651e-06 |  | 0.0025139 |  | 0
| 0 |  | 3.9847e-05 |  | -0.00011013 |  | 7.9901e-05 |  | 0 |  | 0 |  | 0 |  | 0 |  | 0 |  | 0 |  | 0.00060176 |  | 0 |  | 0 |  | 2.7675e-05 |  | 0 |  | 0.0025432 |  | 8.5302e-07 |  | 0.0025138 |  | 0
| 0 |  | -2.029e-05 |  | -7.4718e-05 |  | 7.9907e-05 |  | 0 |  | 0 |  | 0 |  | 0 |  | 0 |  | 0 |  | 0.00060191 |  | 0 |  | 0 |  | 2.768e-05 |  | 0 |  | 0.0025567 |  | 8.5302e-07 |  | 0.0025154 |  | 0
| 0 |  | -2.9206e-05 |  | -3.3863e-05 |  | 0.0001072 |  | 0 |  | 0 |  | 0 |  | 0 |  | 0 |  | 0 |  | 0.0010963 |  | 0 |  | 0 |  | 4.2985e-05 |  | 0 |  | 0.0025702 |  | 4.2651e-06 |  | 0.002518 |  | 0
| 0 |  | -6.6336e-05 |  | -8.5787e-05 |  | 0.00010721 |  | 0 |  | 0 |  | 0 |  | 0 |  | 0 |  | 0 |  | 0.0010969 |  | 0 |  | 0 |  | 4.3007e-05 |  | 0 |  | 0.0025592 |  | 4.2651e-06 |  | 0.0025163 |  | 0
| 0 |  | 6.399e-05 |  | -0.00019678 |  | 7.7982e-05 |  | 0 |  | 0 |  | 0 |  | 0 |  | 0 |  | 0 |  | 3.8775e-07 |  | 0 |  | 0 |  | 3.8222e-05 |  | 0 |  | 0.0025222 |  | 4.2653e-06 |  | 0.0025138 |  | 0
| 0 |  | 7.3511e-05 |  | -0.00022105 |  | 7.7988e-05 |  | 0 |  | 0 |  | 0 |  | 0 |  | 0 |  | 0 |  | 3.8756e-07 |  | 0 |  | 0 |  | 3.8203e-05 |  | 0 |  | 0.0025222 |  | 4.2651e-06 |  | 0.0025079 |  | 0
| 0 |  | 9.4066e-06 |  | -0.000254 |  | 9.2293e-05 |  | 0 |  | 0 |  | 0 |  | 0 |  | 0 |  | 0 |  | 7.8027e-07 |  | 0 |  | 0 |  | 4.8941e-05 |  | 0 |  | 0.0025289 |  | 5.9704e-06 |  | 0.0025062 |  | 0
| 0 |  | 9.6181e-05 |  | -0.00017574 |  | 9.2307e-05 |  | 0 |  | 0 |  | 0 |  | 0 |  | 0 |  | 0 |  | 7.8027e-07 |  | 0 |  | 0 |  | 4.8939e-05 |  | 0 |  | 0.0025464 |  | 5.9701e-06 |  | 0.0025102 |  | 0
| 0 |  | -1.5523e-05 |  | -1.5912e-05 |  | 0.00014886 |  | 0 |  | 0 |  | 0 |  | 0 |  | 0 |  | 0 |  | 9.4359e-07 |  | 0 |  | 0 |  | 6.2942e-05 |  | 0 |  | 0.0026013 |  | 4.2653e-06 |  | 0.0025171 |  | 0
| 0 |  | -1.5289e-05 |  | -6.9035e-05 |  | 0.00014888 |  | 0 |  | 0 |  | 0 |  | 0 |  | 0 |  | 0 |  | 9.4359e-07 |  | 0 |  | 0 |  | 6.294e-05 |  | 0 |  | 0.0025776 |  | 4.2653e-06 |  | 0.0023789 |  | 0
| 0 |  | 8.1227e-05 |  | -9.3851e-05 |  | 3.7206e-05 |  | 0 |  | 0 |  | 0 |  | 0 |  | 0 |  | 0 |  | 6.2419e-07 |  | 0 |  | 0 |  | 5.0583e-05 |  | 0 |  | 0.0021786 |  | 2.5592e-06 |  | 0.001804 |  | 0
| 0 |  | 3.4902e-05 |  | -0.00034387 |  | 3.7209e-05 |  | 0 |  | 0 |  | 0 |  | 0 |  | 0 |  | 0 |  | 6.2419e-07 |  | 0 |  | 0 |  | 5.0581e-05 |  | 0 |  | 0.00085586 |  | 2.5592e-06 |  | 0.00097901 |  | 0
| 0 |  | 5.8611e-05 |  | -0.0005892 |  | 1.9171e-05 |  | 0 |  | 0 |  | 0 |  | 0 |  | 0 |  | 0 |  | 0 |  | 0 |  | 0 |  | 0 |  | 0 |  | 3.8475e-05 |  | 5.9704e-06 |  | 0.00029409 |  | 0
| 0 |  | 1.6177e-05 |  | -0.00054983 |  | 1.9173e-05 |  | 0 |  | 0 |  | 0 |  | 0 |  | 0 |  | 0 |  | 0 |  | 0 |  | 0 |  | 0 |  | 0 |  | 0 |  | 5.9708e-06 |  | 3.6337e-05 |  | 0
| 0 |  | -8.0189e-05 |  | -0.00059043 |  | 6.6346e-05 |  | 0 |  | 0 |  | 0 |  | 0 |  | 0 |  | 0 |  | 0 |  | 0 |  | 0 |  | 0 |  | 0 |  | 4.4406e-06 |  | 5.9704e-06 |  | 3.3129e-05 |  | 0
| 0 |  | 1.3672e-05 |  | -0.00061048 |  | 6.6351e-05 |  | 0 |  | 0 |  | 0 |  | 0 |  | 0 |  | 0 |  | 0 |  | 0 |  | 0 |  | 0 |  | 0 |  | 4.4406e-06 |  | 5.9708e-06 |  | 3.6185e-05 |  | 0
| 0 |  | 8.4917e-05 |  | -0.00059442 |  | 4.9639e-05 |  | 0 |  | 0 |  | 0 |  | 0 |  | 0 |  | 0 |  | 0 |  | 0 |  | 0 |  | 5.3165e-06 |  | 0 |  | 5.7726e-05 |  | 5.9704e-06 |  | 4.2862e-05