## Spectrum
Typical LEDBW1F Spectrum
|  | Wavelength (nm) | Normalized Intensity
|  | 196.9242 | 0.00040643
|  | 197.1304 | 0.00061198
|  | 197.3367 | 0.00026124
|  | 197.543 | 0.00057758
Product Raw Data |  | 197.7492 | 7.719e-05
625 nm, 175 mW (Min) 30 mm Cage-Compatible Diffuse LED Backlight, 1000 mA |  | 197.9556 | 0.00046785
|  | 198.1619 | 0.00010927
|  | 198.3682 | 0.00050492
Item # | LEDBW1F | 198.5746 | 6.8099e-05
DISCLAIMER: The data presented here are typical. Slight variations in performance data will occur from lot to lot. Please contact Technical Support with any questions regarding the use or reliability of this data. |  | 198.7809 | 0.00060723
|  | 198.9873 | 0.00024034
|  | 199.1937 | 0.00064477
|  | 199.4001 | 6.2127e-05
|  | 199.6065 | 0.00034008
|  | 199.8129 | 0.00010562
This data may be used in publications. However, please cite Thorlabs as the source. |  | 200.0193 | 0.00069341
|  | 200.2258 | 0.0003183
|  | 200.4322 | 0.0005693
Additional Information: |  | 200.6387 | 4.8772e-05
|  | 200.8452 | 0.00047962
|  | 201.0517 | 0.00017275
|  | 201.2582 | 0.0006218
|  | 201.4647 | 0.00010794
|  | 201.6712 | 0.0004236
|  | 201.8778 | -4.6733e-05
|  | 202.0844 | 0.00042125
|  | 202.2909 | 3.0955e-05
|  | 202.4975 | 0.00038127
|  | 202.7041 | -4.4878e-06
|  | 202.9107 | 0.00032832
|  | 203.1173 | -6.8537e-05
|  | 203.324 | 0.00027835
|  | 203.5306 | -4.8366e-05
|  | 203.7373 | 0.00047854
|  | 203.944 | 5.8224e-05
|  | 204.1507 | 0.00053938
|  | 204.3573 | 9.8245e-05
|  | 204.5641 | 0.00048556
|  | 204.7708 | -4.4899e-05
|  | 204.9775 | 0.00028556
|  | 205.1843 | 1.916e-05
|  | 205.391 | 0.00043019
|  | 205.5978 | 0.00010538
|  | 205.8046 | 0.00040615
|  | 206.0114 | 8.3051e-05
|  | 206.2182 | 0.00046927
|  | 206.425 | 6.7388e-05
|  | 206.6319 | 0.00044987
|  | 206.8387 | 3.2582e-05
|  | 207.0456 | 0.00049986
|  | 207.2524 | 0.000144
|  | 207.4593 | 0.00050617
|  | 207.6662 | 0.00017081
|  | 207.8732 | 0.00054683
|  | 208.0801 | 0.00013327
|  | 208.287 | 0.00057293
|  | 208.494 | 0.00015213
|  | 208.7009 | 0.00058169
|  | 208.9079 | 0.00013376
|  | 209.1149 | 0.00049441
|  | 209.3219 | 0.00012828
|  | 209.5289 | 0.00055629
|  | 209.7359 | 0.00018194
|  | 209.943 | 0.0004942
|  | 210.15 | -1.7939e-05
|  | 210.3571 | 0.00042868
|  | 210.5642 | 0.00025774
|  | 210.7712 | 0.00079256
|  | 210.9784 | 0.0003574
|  | 211.1855 | 0.00072088
|  | 211.3926 | 0.00033495
|  | 211.5997 | 0.00066857
|  | 211.8069 | 6.9882e-05
|  | 212.014 | 0.00031824
|  | 212.2212 | 1.5516e-05
|  | 212.4284 | 0.00060817
|  | 212.6356 | 0.00032802
|  | 212.8428 | 0.00084336
|  | 213.05 | 0.00032125
|  | 213.2573 | 0.00056204
|  | 213.4645 | -1.2223e-05
|  | 213.6718 | 0.00046883
|  | 213.8791 | 0.00021843
|  | 214.0864 | 0.00067918
|  | 214.2937 | 0.00012739
|  | 214.501 | 0.0004367
|  | 214.7083 | 1.494e-05
|  | 214.9156 | 0.00056382
|  | 215.123 | 0.00027831
|  | 215.3304 | 0.00070916
|  | 215.5377 | 0.00035861
|  | 215.7451 | 0.00071545
|  | 215.9525 | 0.00037502
|  | 216.1599 | 0.00075871
|  | 216.3674 | 0.00028512
|  | 216.5748 | 0.00054369
|  | 216.7823 | 4.1933e-05
|  | 216.9897 | 0.0005347
|  | 217.1972 | 0.00010646
|  | 217.4047 | 0.00039137
|  | 217.6122 | -3.6331e-05
|  | 217.8197 | 0.0003195
|  | 218.0273 | 0.00011666
|  | 218.2348 | 0.0005024
|  | 218.4423 | 0.00020789
|  | 218.6499 | 0.00047158
|  | 218.8575 | 5.2643e-05
|  | 219.0651 | 0.00042506
|  | 219.2727 | 7.2336e-05
|  | 219.4803 | 0.0004936
|  | 219.6879 | 7.0732e-05
|  | 219.8955 | 0.00046938
|  | 220.1032 | 2.0621e-05
|  | 220.3109 | 0.00042899
|  | 220.5186 | -1.7542e-05
|  | 220.7262 | 0.00058098
|  | 220.9339 | 0.00025998
|  | 221.1417 | 0.00072778
|  | 221.3494 | 0.00013528
|  | 221.5571 | 0.00044506
|  | 221.7649 | 8.5457e-05
|  | 221.9726 | 0.00063591
|  | 222.1804 | 0.00039428
|  | 222.3882 | 0.00070408
|  | 222.596 | 9.234e-05
|  | 222.8038 | 0.00044574
|  | 223.0117 | 8.5856e-05
|  | 223.2195 | 0.0005059
|  | 223.4273 | 9.0095e-05
|  | 223.6352 | 0.00052635
|  | 223.8431 | 0.00017571
|  | 224.051 | 0.00068797
|  | 224.2589 | 0.00032647
|  | 224.4668 | 0.00064634
|  | 224.6747 | 0.00017925
|  | 224.8827 | 0.00043845
|  | 225.0906 | 0.00012471
|  | 225.2986 | 0.00043325
|  | 225.5066 | 5.7849e-05
|  | 225.7146 | 0.00052144
|  | 225.9226 | 0.00028502
|  | 226.1306 | 0.00065573
|  | 226.3386 | 0.00026355
|  | 226.5466 | 0.00053408
|  | 226.7547 | 0.00025776
|  | 226.9627 | 0.00067039
|  | 227.1708 | 0.00027768
|  | 227.3789 | 0.00062719
|  | 227.587 | 0.00018007
|  | 227.7951 | 0.00064715
|  | 228.0033 | 0.00022932
|  | 228.2114 | 0.00056676
|  | 228.4196 | 5.9107e-05
|  | 228.6277 | 0.00049111
|  | 228.8359 | 6.8887e-06
|  | 229.0441 | 0.00054545
|  | 229.2523 | 0.00011431
|  | 229.4605 | 0.00057534
|  | 229.6687 | 0.00013057
|  | 229.877 | 0.0006969
|  | 230.0852 | 0.00034918
|  | 230.2935 | 0.00065992
|  | 230.5018 | 0.000254
|  | 230.71 | 0.00080162
|  | 230.9184 | 0.00038758
|  | 231.1267 | 0.00070686
|  | 231.335 | 0.00028369
|  | 231.5433 | 0.00063819
|  | 231.7517 | 0.00019222
|  | 231.96 | 0.00042509
|  | 232.1684 | 0.00013394
|  | 232.3768 | 0.00053058
|  | 232.5852 | 0.00034887
|  | 232.7936 | 0.00075847
|  | 233.002 | 0.00043971
|  | 233.2105 | 0.00066174
|  | 233.4189 | 0.00021116
|  | 233.6274 | 0.00059246
|  | 233.8359 | 0.00015461
|  | 234.0444 | 0.00060368
|  | 234.2529 | 0.00013379
|  | 234.4614 | 0.00072276
|  | 234.6699 | 0.00028667
|  | 234.8784 | 0.00063663
|  | 235.087 | 8.2161e-05
|  | 235.2955 | 0.00049768
|  | 235.5041 | 0.00028678
|  | 235.7127 | 0.00055024
|  | 235.9213 | 0.00013844
|  | 236.1299 | 0.0004729
|  | 236.3385 | 0.00028636
|  | 236.5472 | 0.0006499
|  | 236.7558 | 0.00015053
|  | 236.9645 | 0.00048739
|  | 237.1732 | 0.00019181
|  | 237.3819 | 0.00056375
|  | 237.5906 | 0.00014554
|  | 237.7993 | 0.00044605
|  | 238.008 | 9.5247e-05
|  | 238.2167 | 0.00054539
|  | 238.4255 | 0.00018947
|  | 238.6342 | 0.00062179
|  | 238.843 | 0.00022921
|  | 239.0518 | 0.00058414
|  | 239.2606 | 0.00025877
|  | 239.4694 | 0.00062972
|  | 239.6782 | 0.0004269
|  | 239.8871 | 0.00072217
|  | 240.0959 | 0.00044211
|  | 240.3048 | 0.00065859
|  | 240.5136 | 0.00025579
|  | 240.7225 | 0.00049612
|  | 240.9314 | 0.00014321
|  | 241.1403 | 0.00066462
|  | 241.3493 | 0.00027751
|  | 241.5582 | 0.00067296
|  | 241.7671 | 0.0002512
|  | 241.9761 | 0.00083064
|  | 242.1851 | 0.00031688
|  | 242.3941 | 0.00082396
|  | 242.603 | 0.00032623
|  | 242.8121 | 0.0009534
|  | 243.0211 | 0.00049684
|  | 243.2301 | 0.00081539
|  | 243.4392 | 0.00022132
|  | 243.6482 | 0.00061112
|  | 243.8573 | 0.00024492
|  | 244.0664 | 0.00066483
|  | 244.2755 | -7.7818e-06
|  | 244.4846 | 0.00045563
|  | 244.6937 | 0.00021084
|  | 244.9028 | 0.00074202
|  | 245.112 | 0.00027726
|  | 245.3211 | 0.00056596
|  | 245.5303 | 0.00024302
|  | 245.7395 | 0.00058194
|  | 245.9487 | 0.00019733
|  | 246.1579 | 0.00053547
|  | 246.3671 | 0.000285
|  | 246.5763 | 0.00075768
|  | 246.7856 | 0.00037961
|  | 246.9948 | 0.00067067
|  | 247.2041 | 8.4427e-05
|  | 247.4134 | 0.0005463
|  | 247.6227 | 0.0003238
|  | 247.832 | 0.00075962
|  | 248.0413 | 0.00047375
|  | 248.2506 | 0.00072219
|  | 248.4599 | 0.00043046
|  | 248.6693 | 0.0006983
|  | 248.8787 | 0.00034025
|  | 249.0881 | 0.00077016
|  | 249.2974 | 0.00043817
|  | 249.5068 | 0.00082813
|  | 249.7163 | 0.00042024
|  | 249.9257 | 0.00069121
|  | 250.1351 | 0.00029598
|  | 250.3446 | 0.00079409
|  | 250.554 | 0.00041829
|  | 250.7635 | 0.00082449
|  | 250.973 | 0.00017763
|  | 251.1825 | 0.00061455
|  | 251.392 | 0.00039018
|  | 251.6016 | 0.00078694
|  | 251.8111 | 0.00041831
|  | 252.0206 | 0.00078202
|  | 252.2302 | 0.00039804
|  | 252.4398 | 0.00066356
|  | 252.6494 | 5.9934e-05
|  | 252.859 | 0.00047221
|  | 253.0686 | 0.00027968
|  | 253.2782 | 0.00072626
|  | 253.4879 | 0.00023447
|  | 253.6975 | 0.00061466
|  | 253.9072 | 0.00016022
|  | 254.1168 | 0.00053933
|  | 254.3265 | 4.7841e-06
|  | 254.5362 | 0.00036503
|  | 254.7459 | 0.00021882
|  | 254.9557 | 0.00075311
|  | 255.1654 | 0.00050976
|  | 255.3751 | 0.00075654
|  | 255.5849 | 0.00022666
|  | 255.7947 | 0.00042378
|  | 256.0045 | 0.000137
|  | 256.2143 | 0.00055143
|  | 256.4241 | 0.00036583
|  | 256.6339 | 0.00079274
|  | 256.8437 | 0.00032245
|  | 257.0536 | 0.00067485
|  | 257.2634 | 0.00023943
|  | 257.4733 | 0.00067988
|  | 257.6832 | 0.00018176
|  | 257.8931 | 0.0005398
|  | 258.103 | 0.00019689
|  | 258.3129 | 0.00066038
|  | 258.5229 | 0.00024679
|  | 258.7328 | 0.00067933
|  | 258.9427 | 0.00041071
|  | 259.1527 | 0.00083548
|  | 259.3627 | 0.00028599
|  | 259.5727 | 0.00059312
|  | 259.7827 | 0.00021683
|  | 259.9927 | 0.00064387
|  | 260.2028 | 0.00015572
|  | 260.4128 | 0.00044104
|  | 260.6228 | 8.4256e-05
|  | 260.8329 | 0.00049631
|  | 261.043 | 0.00018743
|  | 261.2531 | 0.00074401
|  | 261.4632 | 0.00045347
|  | 261.6733 | 0.00087758
|  | 261.8834 | 0.0003304
|  | 262.0936 | 0.00079559
|  | 262.3037 | 0.00027705
|  | 262.5139 | 0.00075563
|  | 262.7241 | 0.00027273
|  | 262.9343 | 0.00086792
|  | 263.1445 | 0.0004705
|  | 263.3547 | 0.00080685
|  | 263.5649 | 0.00035205
|  | 263.7751 | 0.00063724
|  | 263.9854 | 0.00040344
|  | 264.1957 | 0.00085403
|  | 264.4059 | 0.00047632
|  | 264.6162 | 0.00070321
|  | 264.8265 | 0.00026497
|  | 265.0368 | 0.00066208
|  | 265.2472 | 0.00038539
|  | 265.4575 | 0.00067384
|  | 265.6678 | 0.0002919
|  | 265.8782 | 0.00066797
|  | 266.0886 | 0.00023025
|  | 266.2989 | 0.00067739
|  | 266.5094 | 0.00012459
|  | 266.7198 | 0.00060746
|  | 266.9302 | 0.00023057
|  | 267.1406 | 0.00069858
|  | 267.3511 | 0.00035521
|  | 267.5615 | 0.0007086
|  | 267.772 | 0.0003146
|  | 267.9825 | 0.00065449
|  | 268.193 | 0.00038974
|  | 268.4035 | 0.00092308
|  | 268.614 | 0.00050896
|  | 268.8245 | 0.00080642
|  | 269.0351 | 0.00038036
|  | 269.2456 | 0.0008417
|  | 269.4562 | 0.00043544
|  | 269.6668 | 0.00075666
|  | 269.8774 | 0.00041189
|  | 270.088 | 0.00075963
|  | 270.2986 | 0.00027685
|  | 270.5093 | 0.00066172
|  | 270.7199 | 0.0003062
|  | 270.9305 | 0.00067918
|  | 271.1412 | 0.00039023
|  | 271.3519 | 0.00077929
|  | 271.5626 | 0.00033946
|  | 271.7733 | 0.00059012
|  | 271.984 | 0.0001181
|  | 272.1947 | 0.00069525
|  | 272.4055 | 0.00022449
|  | 272.6162 | 0.00071164
|  | 272.827 | 0.00030562
|  | 273.0378 | 0.00083984
|  | 273.2485 | 0.00044206
|  | 273.4593 | 0.00085123
|  | 273.6701 | 0.00036982
|  | 273.881 | 0.000642
|  | 274.0918 | 0.00022352
|  | 274.3027 | 0.0005275
|  | 274.5135 | 0.00027127
|  | 274.7244 | 0.00068586
|  | 274.9353 | 0.00041145
|  | 275.1462 | 0.00081443
|  | 275.3571 | 0.00041553
|  | 275.568 | 0.00077068
|  | 275.7789 | 0.00039679
|  | 275.9899 | 0.00069139
|  | 276.2008 | 0.00018951
|  | 276.4118 | 0.00059432
|  | 276.6228 | 0.00020728
|  | 276.8338 | 0.00061752
|  | 277.0448 | 5.796e-05
|  | 277.2558 | 0.00045091
|  | 277.4669 | 0.00020828
|  | 277.6779 | 0.0007734
|  | 277.889 | 0.00033877
|  | 278.1 | 0.00070484
|  | 278.3111 | 0.00023161
|  | 278.5222 | 0.00064048
|  | 278.7333 | 0.00016583
|  | 278.9444 | 0.00062869
|  | 279.1556 | 0.00033007
|  | 279.3667 | 0.00079031
|  | 279.5779 | 0.00021856
|  | 279.789 | 0.0004983
|  | 280.0002 | 0.00018117
|  | 280.2114 | 0.00077016
|  | 280.4226 | 0.00058896
|  | 280.6338 | 0.0007532
|  | 280.845 | 0.00037312
|  | 281.0562 | 0.00060125
|  | 281.2675 | 0.00033633
|  | 281.4788 | 0.00065935
|  | 281.69 | 0.00024637
|  | 281.9013 | 0.00057395
|  | 282.1126 | 0.00019009
|  | 282.3239 | 0.00063256
|  | 282.5353 | 0.0003708
|  | 282.7466 | 0.00075369
|  | 282.9579 | 0.00037006
|  | 283.1693 | 0.00073156
|  | 283.3807 | 0.00036054
|  | 283.5921 | 0.00081151
|  | 283.8035 | 0.0004821
|  | 284.0149 | 0.00095488
|  | 284.2263 | 0.00046416
|  | 284.4377 | 0.00083336
|  | 284.6492 | 0.00033467
|  | 284.8606 | 0.00071946
|  | 285.0721 | 0.00030816
|  | 285.2836 | 0.00068613
|  | 285.4951 | 0.00036394
|  | 285.7066 | 0.00075843
|  | 285.9181 | 0.00032539
|  | 286.1296 | 0.00068557
|  | 286.3412 | 0.00017782
|  | 286.5527 | 0.00064319
|  | 286.7643 | 9.2867e-05
|  | 286.9759 | 0.00055277
|  | 287.1874 | 0.00014495
|  | 287.399 | 0.00059978
|  | 287.6107 | 0.00025644
|  | 287.8223 | 0.00055156
|  | 288.0339 | 0.00024518
|  | 288.2456 | 0.00061686
|  | 288.4572 | 0.00027187
|  | 288.6689 | 0.0007951
|  | 288.8806 | 0.00033312
|  | 289.0923 | 0.00069577
|  | 289.304 | 0.00017669
|  | 289.5157 | 0.0004564
|  | 289.7274 | 0.00016973
|  | 289.9392 | 0.00053733
|  | 290.151 | 0.00031632
|  | 290.3627 | 0.00057459
|  | 290.5745 | 0.00023289
|  | 290.7863 | 0.00066358
|  | 290.9981 | 0.00032983
|  | 291.2099 | 0.00082034
|  | 291.4218 | 0.00031592
|  | 291.6336 | 0.00086194
|  | 291.8455 | 0.00042961
|  | 292.0573 | 0.00090233
|  | 292.2692 | 0.00050007
|  | 292.4811 | 0.00083575
|  | 292.693 | 0.00041595
|  | 292.9049 | 0.00077569
|  | 293.1168 | 0.00033822
|  | 293.3288 | 0.00067783
|  | 293.5407 | 8.396e-05
|  | 293.7527 | 0.00050069
|  | 293.9647 | 0.0002127
|  | 294.1767 | 0.00085869
|  | 294.3887 | 0.00047579
|  | 294.6007 | 0.00082394
|  | 294.8127 | 0.00020449
|  | 295.0247 | 0.00057208
|  | 295.2368 | 0.00025746
|  | 295.4488 | 0.00069396
|  | 295.6609 | 0.00026449
|  | 295.873 | 0.00053672
|  | 296.0851 | 0.00018342
|  | 296.2972 | 0.00056411
|  | 296.5093 | 0.00026915
|  | 296.7215 | 0.00059456
|  | 296.9336 | 0.00035848
|  | 297.1458 | 0.00067686
|  | 297.3579 | 0.00043428
|  | 297.5701 | 0.0008139
|  | 297.7823 | 0.00040617
|  | 297.9945 | 0.00072952
|  | 298.2067 | 0.00028424
|  | 298.419 | 0.00076097
|  | 298.6312 | 0.0003439
|  | 298.8435 | 0.00076925
|  | 299.0557 | 0.00021455
|  | 299.268 | 0.00071694
|  | 299.4803 | 0.00037065
|  | 299.6926 | 0.00086587
|  | 299.9049 | 0.00049434
|  | 300.1172 | 0.00069811
|  | 300.3296 | 0.00027428
|  | 300.5419 | 0.00043182
|  | 300.7543 | 3.6252e-06
|  | 300.9666 | 0.00046308
|  | 301.1791 | 0.00017285
|  | 301.3915 | 0.00065568
|  | 301.6039 | 0.00025566
|  | 301.8163 | 0.00061154
|  | 302.0287 | 0.0002267
|  | 302.2412 | 0.00063048
|  | 302.4536 | 0.00029364
|  | 302.6661 | 0.00072229
|  | 302.8785 | 0.00032172
|  | 303.091 | 0.00066053
|  | 303.3036 | 0.00041639
|  | 303.5161 | 0.00062182
|  | 303.7286 | 0.00026616
|  | 303.9411 | 0.00050676
|  | 304.1537 | 0.00033332
|  | 304.3663 | 0.00069036
|  | 304.5788 | 0.0002651
|  | 304.7914 | 0.00062279
|  | 305.004 | 0.0002889
|  | 305.2166 | 0.00057635
|  | 305.4293 | 0.0001458
|  | 305.6419 | 0.00062764
|  | 305.8546 | 0.00038888
|  | 306.0672 | 0.00069768
|  | 306.2799 | 0.00036303
|  | 306.4926 | 0.00072674
|  | 306.7053 | 0.00042178
|  | 306.918 | 0.00062345
|  | 307.1307 | 0.0001638
|  | 307.3434 | 0.00052772
|  | 307.5562 | 7.5825e-05
|  | 307.7689 | 0.00047429
|  | 307.9817 | 0.00014479
|  | 308.1945 | 0.00065718
|  | 308.4073 | 0.00022599
|  | 308.6201 | 0.00061099
|  | 308.8329 | 0.00026929
|  | 309.0457 | 0.00075677
|  | 309.2586 | 0.00049822
|  | 309.4714 | 0.00087898
|  | 309.6843 | 0.00035932
|  | 309.8972 | 0.00042901
|  | 310.1101 | -2.9733e-05
|  | 310.323 | 0.00054265
|  | 310.5359 | 0.00034029
|  | 310.7488 | 0.00071806
|  | 310.9617 | 0.00030101
|  | 311.1747 | 0.00063263
|  | 311.3876 | 0.00018804
|  | 311.6006 | 0.00049149
|  | 311.8136 | 0.00010811
|  | 312.0266 | 0.00061839
|  | 312.2396 | 0.00030895
|  | 312.4526 | 0.00074549
|  | 312.6657 | 0.00036758
|  | 312.8787 | 0.00066653
|  | 313.0917 | 0.00021913
|  | 313.3048 | 0.00044613
|  | 313.5179 | 0.0001673
|  | 313.731 | 0.00046556
|  | 313.9441 | 0.00018737
|  | 314.1572 | 0.00048313
|  | 314.3703 | 0.00024966
|  | 314.5835 | 0.00070055
|  | 314.7966 | 0.00038947
|  | 315.0098 | 0.00082413
|  | 315.223 | 0.00033333
|  | 315.4362 | 0.00079408
|  | 315.6494 | 0.00042605
|  | 315.8626 | 0.00089155
|  | 316.0758 | 0.00040101
|  | 316.289 | 0.00058297
|  | 316.5023 | 0.00012399
|  | 316.7155 | 0.00046614
|  | 316.9288 | 0.00030987
|  | 317.1421 | 0.00068447
|  | 317.3554 | 0.00020363
|  | 317.5687 | 0.00060742
|  | 317.782 | 0.00024252
|  | 317.9953 | 0.00086778
|  | 318.2087 | 0.00031901
|  | 318.422 | 0.0006897
|  | 318.6354 | 0.00011167
|  | 318.8488 | 0.00047316
|  | 319.0622 | 0.00016359
|  | 319.2756 | 0.00078007
|  | 319.489 | 0.00046034
|  | 319.7024 | 0.00069268
|  | 319.9158 | 0.00015354
|  | 320.1293 | 0.00044183
|  | 320.3427 | 0.00016392
|  | 320.5562 | 0.00047955
|  | 320.7697 | 0.00021819
|  | 320.9832 | 0.00059417
|  | 321.1967 | 0.00023826
|  | 321.4103 | 0.00069952
|  | 321.6238 | 0.00030548
|  | 321.8373 | 0.00070917
|  | 322.0509 | 0.00016237
|  | 322.2644 | 0.00061908
|  | 322.478 | 0.0002027
|  | 322.6916 | 0.00063202
|  | 322.9052 | 0.00011479
|  | 323.1188 | 0.0005653
|  | 323.3325 | 0.0001143
|  | 323.5461 | 0.00064234
|  | 323.7598 | 0.00023876
|  | 323.9734 | 0.00064471
|  | 324.1871 | 0.0002585
|  | 324.4008 | 0.00074841
|  | 324.6145 | 0.00035697
|  | 324.8282 | 0.00065657
|  | 325.0419 | 9.4221e-05
|  | 325.2557 | 0.0005076
|  | 325.4694 | 0.00021991
|  | 325.6831 | 0.00070169
|  | 325.8969 | 0.00034314
|  | 326.1107 | 0.00061702
|  | 326.3245 | 0.00018224
|  | 326.5383 | 0.00064096
|  | 326.7521 | 0.00025531
|  | 326.9659 | 0.00071157
|  | 327.1798 | 0.00018165
|  | 327.3936 | 0.00069487
|  | 327.6075 | 0.00028109
|  | 327.8214 | 0.00061297
|  | 328.0353 | 0.00013781
|  | 328.2492 | 0.00073903
|  | 328.4631 | 0.00037
|  | 328.677 | 0.00065633
|  | 328.891 | -2.7441e-05
|  | 329.1049 | 0.00054937
|  | 329.3188 | 0.00022221
|  | 329.5328 | 0.00070646
|  | 329.7468 | 0.00015097
|  | 329.9608 | 0.00058494
|  | 330.1748 | 0.00029255
|  | 330.3888 | 0.00081263
|  | 330.6029 | 0.00052282
|  | 330.8169 | 0.00079518
|  | 331.031 | 0.00041553
|  | 331.245 | 0.00078993
|  | 331.4591 | 0.0004241
|  | 331.6732 | 0.00075828
|  | 331.8873 | 0.00026233
|  | 332.1014 | 0.00058199
|  | 332.3155 | 0.00016906
|  | 332.5297 | 0.00055234
|  | 332.7438 | 0.00014932
|  | 332.958 | 0.00060727
|  | 333.1721 | 0.00021021
|  | 333.3863 | 0.00082832
|  | 333.6005 | 0.00045533
|  | 333.8148 | 0.00087196
|  | 334.029 | 0.00034619
|  | 334.2432 | 0.00077408
|  | 334.4574 | 0.0003535
|  | 334.6717 | 0.00080887
|  | 334.886 | 0.00029085
|  | 335.1003 | 0.00067213
|  | 335.3145 | 0.00023247
|  | 335.5288 | 0.00065385
|  | 335.7432 | 0.00038249
|  | 335.9575 | 0.00083617
|  | 336.1718 | 0.00050676
|  | 336.3862 | 0.00080035
|  | 336.6005 | 0.00028559
|  | 336.8149 | 0.00077251
|  | 337.0293 | 0.0004316
|  | 337.2437 | 0.00085
|  | 337.4581 | 0.00033926
|  | 337.6725 | 0.00083818
|  | 337.887 | 0.00043457
|  | 338.1014 | 0.00082757
|  | 338.3159 | 0.00033375
|  | 338.5303 | 0.00072829
|  | 338.7448 | 0.00038865
|  | 338.9593 | 0.0007668
|  | 339.1738 | 0.00046415
|  | 339.3883 | 0.00079009
|  | 339.6028 | 0.00039168
|  | 339.8174 | 0.00061619
|  | 340.0319 | 0.00019357
|  | 340.2465 | 0.00051822
|  | 340.4611 | 0.00030794
|  | 340.6757 | 0.00065662
|  | 340.8903 | 0.00043571
|  | 341.1049 | 0.00072603
|  | 341.3195 | 0.00041362
|  | 341.5341 | 0.00070797
|  | 341.7487 | 0.00038124
|  | 341.9634 | 0.00082047
|  | 342.1781 | 0.00037005
|  | 342.3928 | 0.00076096
|  | 342.6074 | 0.00029046
|  | 342.8221 | 0.00077921
|  | 343.0369 | 0.00041317
|  | 343.2516 | 0.00080417
|  | 343.4663 | 0.00030346
|  | 343.6811 | 0.00050543
|  | 343.8958 | 0.00011828
|  | 344.1106 | 0.00045145
|  | 344.3254 | 7.8334e-05
|  | 344.5402 | 0.00054397
|  | 344.755 | 0.0002994
|  | 344.9699 | 0.00080468
|  | 345.1847 | 0.00038961
|  | 345.3995 | 0.00069188
|  | 345.6144 | 0.0003833
|  | 345.8292 | 0.00079787
|  | 346.0441 | 0.00050655
|  | 346.259 | 0.00071662
|  | 346.4739 | 0.00018405
|  | 346.6888 | 0.00061021
|  | 346.9038 | 0.00029326
|  | 347.1187 | 0.00076447
|  | 347.3336 | 0.0003808
|  | 347.5486 | 0.00081702
|  | 347.7636 | 0.00032772
|  | 347.9786 | 0.00043063
|  | 348.1936 | -6.932e-06
|  | 348.4086 | 0.00061363
|  | 348.6236 | 0.00050208
|  | 348.8386 | 0.00094436
|  | 349.0537 | 0.00031456
|  | 349.2687 | 0.00065497
|  | 349.4838 | 0.00032579
|  | 349.6989 | 0.00074206
|  | 349.914 | 0.00036808
|  | 350.1291 | 0.00053034
|  | 350.3442 | 0.00011237
|  | 350.5593 | 0.00043772
|  | 350.7744 | 0.00012467
|  | 350.9896 | 0.00071936
|  | 351.2047 | 0.00023503
|  | 351.4199 | 0.00074866
|  | 351.6351 | 0.00026349
|  | 351.8503 | 0.00079333
|  | 352.0655 | 0.00030803
|  | 352.2807 | 0.00066142
|  | 352.496 | 0.00018472
|  | 352.7112 | 0.00055943
|  | 352.9264 | 0.00015215
|  | 353.1417 | 0.00046317
|  | 353.357 | 6.9573e-05
|  | 353.5723 | 0.0004565
|  | 353.7876 | 0.00025849
|  | 354.0029 | 0.0005524
|  | 354.2182 | 0.00027925
|  | 354.4336 | 0.00072361
|  | 354.6489 | 0.00042162
|  | 354.8643 | 0.00066084
|  | 355.0797 | 0.00020561
|  | 355.295 | 0.00067323
|  | 355.5104 | 0.00034634
|  | 355.7259 | 0.00076262
|  | 355.9413 | 0.00027313
|  | 356.1567 | 0.00077766
|  | 356.3721 | 0.00034055
|  | 356.5876 | 0.00088988
|  | 356.8031 | 0.00023749
|  | 357.0185 | 0.00056151
|  | 357.234 | 7.0762e-05
|  | 357.4495 | 0.00047403
|  | 357.665 | 0.00011965
|  | 357.8806 | 0.00039977
|  | 358.0961 | 0.00023796
|  | 358.3116 | 0.0006668
|  | 358.5272 | 0.00043946
|  | 358.7428 | 0.00084286
|  | 358.9583 | 0.00038668
|  | 359.1739 | 0.0007745
|  | 359.3896 | 0.00038266
|  | 359.6052 | 0.0008158
|  | 359.8208 | 0.00045277
|  | 360.0364 | 0.00073069
|  | 360.2521 | 0.00027902
|  | 360.4677 | 0.00065953
|  | 360.6834 | 0.00026461
|  | 360.8991 | 0.00070099
|  | 361.1148 | 0.00013204
|  | 361.3305 | 0.00052453
|  | 361.5463 | 0.00010911
|  | 361.762 | 0.00065456
|  | 361.9777 | 0.00026358
|  | 362.1935 | 0.00068925
|  | 362.4093 | 0.00022078
|  | 362.625 | 0.00069533
|  | 362.8408 | 0.00018013
|  | 363.0566 | 0.00057829
|  | 363.2725 | 0.00012198
|  | 363.4883 | 0.00064737
|  | 363.7041 | 0.00036142
|  | 363.9199 | 0.00077404
|  | 364.1358 | 0.00038127
|  | 364.3517 | 0.00069592
|  | 364.5676 | 0.00022429
|  | 364.7835 | 0.00053971
|  | 364.9994 | 8.4278e-05
|  | 365.2153 | 0.00059611
|  | 365.4312 | 0.00024373
|  | 365.6472 | 0.00069114
|  | 365.8631 | 0.00015462
|  | 366.0791 | 0.00049865
|  | 366.2951 | 8.1871e-05
|  | 366.5111 | 0.00048819
|  | 366.7271 | 0.00021793
|  | 366.9431 | 0.00059257
|  | 367.1591 | 0.00045943
|  | 367.3752 | 0.00085315
|  | 367.5912 | 0.00062776
|  | 367.8073 | 0.00089681
|  | 368.0233 | 0.00048818
|  | 368.2394 | 0.00066857
|  | 368.4555 | 0.00023118
|  | 368.6716 | 0.00055322
|  | 368.8877 | 4.9759e-05
|  | 369.1039 | 0.00043215
|  | 369.32 | -4.8317e-07
|  | 369.5362 | 0.00057938
|  | 369.7523 | 0.00015564
|  | 369.9685 | 0.00061993
|  | 370.1847 | 0.00022652
|  | 370.4009 | 0.00055284
|  | 370.6171 | 0.0001541
|  | 370.8333 | 0.00061725
|  | 371.0495 | 0.00037359
|  | 371.2658 | 0.00084825
|  | 371.4821 | 0.00051299
|  | 371.6983 | 0.00080068
|  | 371.9146 | 0.00037291
|  | 372.1309 | 0.00071073
|  | 372.3472 | 0.00026533
|  | 372.5635 | 0.0006075
|  | 372.7798 | 0.00024013
|  | 372.9962 | 0.00076671
|  | 373.2125 | 0.00032727
|  | 373.4289 | 0.00066039
|  | 373.6453 | 0.00016518
|  | 373.8616 | 0.00058281
|  | 374.078 | 0.00017709
|  | 374.2944 | 0.00071562
|  | 374.5109 | 0.00039205
|  | 374.7273 | 0.00079219
|  | 374.9437 | 0.00037469
|  | 375.1602 | 0.00078298
|  | 375.3766 | 0.00034353
|  | 375.5931 | 0.00072863
|  | 375.8096 | 0.00032585
|  | 376.0261 | 0.00068347
|  | 376.2426 | 0.000269
|  | 376.4591 | 0.00055641
|  | 376.6757 | 0.00018371
|  | 376.8922 | 0.00065171
|  | 377.1088 | 0.00038695
|  | 377.3254 | 0.00083627
|  | 377.5419 | 0.00039708
|  | 377.7585 | 0.00075526
|  | 377.9751 | 0.00037432
|  | 378.1917 | 0.00075686
|  | 378.4084 | 0.00022691
|  | 378.625 | 0.00074299
|  | 378.8417 | 0.00032945
|  | 379.0583 | 0.00072056
|  | 379.275 | 0.00019812
|  | 379.4917 | 0.00053232
|  | 379.7084 | 0.00023683
|  | 379.9251 | 0.00068106
|  | 380.1418 | 0.00027517
|  | 380.3585 | 0.00073265
|  | 380.5753 | 0.0001599
|  | 380.7921 | 0.00055614
|  | 381.0088 | 0.00010627
|  | 381.2256 | 0.00059217
|  | 381.4424 | 0.00029154
|  | 381.6592 | 0.00056945
|  | 381.876 | 0.00010069
|  | 382.0928 | 0.0005037
|  | 382.3096 | 0.00015648
|  | 382.5265 | 0.00065735
|  | 382.7434 | 0.00020707
|  | 382.9602 | 0.00072454
|  | 383.1771 | 0.0003581
|  | 383.394 | 0.00067017
|  | 383.6109 | 0.0001584
|  | 383.8278 | 0.00058879
|  | 384.0447 | 0.00041519
|  | 384.2617 | 0.00085166
|  | 384.4786 | 0.00031188
|  | 384.6956 | 0.00051326
|  | 384.9126 | 4.0537e-05
|  | 385.1295 | 0.00056252
|  | 385.3465 | 0.00017762
|  | 385.5635 | 0.00076602
|  | 385.7806 | 0.00029256
|  | 385.9976 | 0.00074613
|  | 386.2146 | 0.000214
|  | 386.4317 | 0.00059401
|  | 386.6488 | 0.00022704
|  | 386.8658 | 0.00057926
|  | 387.0829 | 0.00022875
|  | 387.3 | 0.00055504
|  | 387.5171 | 0.00023588
|  | 387.7342 | 0.0006328
|  | 387.9514 | 0.00023875
|  | 388.1685 | 0.00068152
|  | 388.3857 | 0.00026726
|  | 388.6029 | 0.00065064
|  | 388.82 | 0.00020284
|  | 389.0372 | 0.00063175
|  | 389.2544 | 0.00045925
|  | 389.4717 | 0.00077391
|  | 389.6889 | 0.00045678
|  | 389.9061 | 0.00063594
|  | 390.1234 | 0.00047304
|  | 390.3406 | 0.0006568
|  | 390.5579 | 0.00028468
|  | 390.7752 | 0.00065541
|  | 390.9925 | 0.00042785
|  | 391.2098 | 0.00085345
|  | 391.4271 | 0.00039281
|  | 391.6444 | 0.00067466
|  | 391.8618 | 0.00019849
|  | 392.0791 | 0.00052689
|  | 392.2965 | 0.0002469
|  | 392.5139 | 0.00075292
|  | 392.7313 | 0.00045319
|  | 392.9486 | 0.0008213
|  | 393.166 | 0.00033313
|  | 393.3835 | 0.00065241
|  | 393.6009 | 0.0001867
|  | 393.8184 | 0.00059703
|  | 394.0358 | 0.00030648
|  | 394.2533 | 0.00073194
|  | 394.4708 | 0.00026763
|  | 394.6882 | 0.00058472
|  | 394.9058 | 0.00024592
|  | 395.1233 | 0.00062988
|  | 395.3408 | 0.00024413
|  | 395.5583 | 0.00058676
|  | 395.7759 | 0.00035206
|  | 395.9934 | 0.00072582
|  | 396.211 | 0.00036886
|  | 396.4286 | 0.00086122
|  | 396.6462 | 0.00050059
|  | 396.8638 | 0.00093789
|  | 397.0814 | 0.00034296
|  | 397.299 | 0.00061325
|  | 397.5167 | 4.4734e-05
|  | 397.7343 | 0.00050184
|  | 397.952 | 0.00016115
|  | 398.1696 | 0.00065841
|  | 398.3873 | 0.00030816
|  | 398.605 | 0.0007055
|  | 398.8227 | 0.00033212
|  | 399.0404 | 0.00061026
|  | 399.2582 | 7.3948e-05
|  | 399.4759 | 0.00055329
|  | 399.6937 | 0.00024499
|  | 399.9114 | 0.00085047
|  | 400.1292 | 0.00020674
|  | 400.347 | 0.00054559
|  | 400.5648 | 9.0789e-05
|  | 400.7826 | 0.0006946
|  | 401.0004 | 0.0003493
|  | 401.2183 | 0.00085387
|  | 401.4361 | 0.00032424
|  | 401.654 | 0.00072616
|  | 401.8718 | 0.00020915
|  | 402.0897 | 0.00072834
|  | 402.3076 | 0.00023736
|  | 402.5255 | 0.00073566
|  | 402.7434 | 0.00034979
|  | 402.9613 | 0.0007599
|  | 403.1793 | 0.00027975
|  | 403.3972 | 0.00060512
|  | 403.6152 | 0.00045306
|  | 403.8332 | 0.00084984
|  | 404.0512 | 0.00052553
|  | 404.2691 | 0.00075986
|  | 404.4871 | 0.00038597
|  | 404.7051 | 0.00078041
|  | 404.9232 | 0.00047704
|  | 405.1412 | 0.00083663
|  | 405.3592 | 0.0003471
|  | 405.5773 | 0.00070744
|  | 405.7954 | 0.00028769
|  | 406.0135 | 0.00080796
|  | 406.2316 | 0.00024626
|  | 406.4497 | 0.00069649
|  | 406.6678 | 0.00022704
|  | 406.8859 | 0.00073846
|  | 407.1041 | 0.00021856
|  | 407.3222 | 8.448e-05
|  | 407.5404 | 5.1744e-05
|  | 407.7586 | 0.0001295
|  | 407.9767 | 0.00050982
|  | 408.195 | 0.00014699
|  | 408.4131 | 0.00056586
|  | 408.6314 | 0.00031453
|  | 408.8496 | 0.00065766
|  | 409.0678 | 0.00024281
|  | 409.2861 | 0.00064225
|  | 409.5044 | 0.00022613
|  | 409.7227 | 0.00067235
|  | 409.9409 | 0.00036141
|  | 410.1592 | 0.00077103
|  | 410.3776 | 0.00034369
|  | 410.5959 | 0.00061685
|  | 410.8142 | 0.00014443
|  | 411.0326 | 0.00066056
|  | 411.2509 | 0.00025542
|  | 411.4693 | 0.00077792
|  | 411.6877 | 0.00025578
|  | 411.906 | 0.00067099
|  | 412.1245 | 0.00018827
|  | 412.3429 | 0.00056979
|  | 412.5613 | 0.00016852
|  | 412.7797 | 0.00057075
|  | 412.9982 | 0.00014414
|  | 413.2166 | 0.00047211
|  | 413.4351 | 0.0001429
|  | 413.6536 | 0.00067685
|  | 413.8721 | 0.00033665
|  | 414.0906 | 0.00076546
|  | 414.3091 | 0.000299
|  | 414.5276 | 0.00077007
|  | 414.7462 | 0.00033983
|  | 414.9647 | 0.00069407
|  | 415.1833 | 0.00022471
|  | 415.4019 | 0.00074085
|  | 415.6204 | 0.00029041
|  | 415.839 | 0.00076639
|  | 416.0577 | 0.00022252
|  | 416.2763 | 0.00084546
|  | 416.4949 | 0.00034333
|  | 416.7135 | 0.00078055
|  | 416.9322 | 0.00029364
|  | 417.1508 | 0.00074465
|  | 417.3695 | 0.00021158
|  | 417.5882 | 0.00052004
|  | 417.8069 | 0.00018767
|  | 418.0256 | 0.00061963
|  | 418.2443 | 0.00020353
|  | 418.463 | 0.00046001
|  | 418.6818 | 8.2346e-05
|  | 418.9005 | 0.00050192
|  | 419.1193 | 5.3879e-05
|  | 419.3381 | 0.00044414
|  | 419.5569 | 0.00012405
|  | 419.7757 | 0.00053807
|  | 419.9945 | 0.00013466
|  | 420.2133 | 0.00041072
|  | 420.4321 | 0.00025739
|  | 420.651 | 0.00057092
|  | 420.8698 | 0.00025763
|  | 421.0887 | 0.00036507
|  | 421.3076 | 0.00012985
|  | 421.5265 | 0.00045429
|  | 421.7454 | 0.00016713
|  | 421.9643 | 0.0004446
|  | 422.1832 | 7.2603e-05
|  | 422.4022 | 0.00059073
|  | 422.6211 | 0.00028624
|  | 422.8401 | 0.00078056
|  | 423.059 | 0.0003352
|  | 423.278 | 0.00084072
|  | 423.497 | 0.00047484
|  | 423.716 | 0.00084446
|  | 423.935 | 0.00043295
|  | 424.154 | 0.00074241
|  | 424.3731 | 0.00036409
|  | 424.5921 | 0.00066641
|  | 424.8112 | 0.00034304
|  | 425.0302 | 0.00075804
|  | 425.2493 | 0.00027056
|  | 425.4684 | 0.00061352
|  | 425.6875 | 9.6322e-05
|  | 425.9067 | 0.00050337
|  | 426.1258 | -2.0428e-05
|  | 426.3449 | 0.00044584
|  | 426.5641 | 0.00012545
|  | 426.7832 | 0.000653
|  | 427.0024 | 0.00020979
|  | 427.2216 | 0.00060983
|  | 427.4408 | 7.1104e-05
|  | 427.66 | 0.00054288
|  | 427.8792 | 0.00021145
|  | 428.0984 | 0.0006688
|  | 428.3177 | 0.00043009
|  | 428.5369 | 0.00073828
|  | 428.7562 | 0.00039688
|  | 428.9754 | 0.00066195
|  | 429.1947 | 0.00033897
|  | 429.414 | 0.00078626
|  | 429.6333 | 0.00043868
|  | 429.8526 | 0.00073151
|  | 430.072 | 0.00026714
|  | 430.2913 | 0.00053073
|  | 430.5106 | 0.00028249
|  | 430.73 | 0.00064693
|  | 430.9494 | 0.00024883
|  | 431.1688 | 0.0005847
|  | 431.3882 | 0.00024141
|  | 431.6076 | 0.0006838
|  | 431.827 | 0.00013565
|  | 432.0464 | 0.00045251
|  | 432.2659 | 8.7342e-05
|  | 432.4853 | 0.00065567
|  | 432.7048 | 0.0003245
|  | 432.9243 | 0.00062444
|  | 433.1438 | 0.00016356
|  | 433.3632 | 0.0005868
|  | 433.5828 | 0.00018155
|  | 433.8023 | 0.00052756
|  | 434.0218 | 7.8942e-05
|  | 434.2414 | 0.00054938
|  | 434.4609 | 0.00025616
|  | 434.6805 | 0.00068302
|  | 434.9001 | 0.00025037
|  | 435.1196 | 0.00057622
|  | 435.3392 | 0.0002385
|  | 435.5588 | 0.0006512
|  | 435.7785 | 0.00044637
|  | 435.9981 | 0.00074692
|  | 436.2177 | 0.00029239
|  | 436.4374 | 0.00050722
|  | 436.6571 | 0.0001612
|  | 436.8767 | 0.00060446
|  | 437.0964 | 0.00014998
|  | 437.3161 | 0.00059969
|  | 437.5358 | 0.00013648
|  | 437.7556 | 0.00062527
|  | 437.9753 | 0.00020306
|  | 438.195 | 0.00071434
|  | 438.4148 | 0.00018876
|  | 438.6345 | 0.00055285
|  | 438.8543 | 0.00019192
|  | 439.0741 | 0.00082078
|  | 439.2939 | 0.00037736
|  | 439.5137 | 0.00072963
|  | 439.7335 | 0.00022311
|  | 439.9534 | 0.00057066
|  | 440.1732 | 0.0002355
|  | 440.3931 | 0.00065483
|  | 440.613 | 0.00031436
|  | 440.8329 | 0.0005859
|  | 441.0527 | 0.0002156
|  | 441.2726 | 0.00073585
|  | 441.4925 | 0.00037948
|  | 441.7125 | 0.00065628
|  | 441.9324 | -1.648e-05
|  | 442.1523 | 0.00087658
|  | 442.3723 | 0.00043606
|  | 442.5923 | 0.00106
|  | 442.8123 | 0.0002221
|  | 443.0323 | 0.00062985
|  | 443.2523 | 0.00016037
|  | 443.4723 | 0.00043744
|  | 443.6923 | 0.00017701
|  | 443.9123 | 0.00056216
|  | 444.1323 | 0.00026745
|  | 444.3524 | 0.00055258
|  | 444.5725 | 0.00031389
|  | 444.7926 | 0.00065239
|  | 445.0127 | 0.00028877
|  | 445.2328 | 0.00045247
|  | 445.4529 | 5.1968e-05
|  | 445.673 | 0.00054596
|  | 445.8931 | 0.00017337
|  | 446.1133 | 0.00060213
|  | 446.3334 | 0.00016907
|  | 446.5536 | 0.00075571
|  | 446.7738 | 0.00041517
|  | 446.994 | 0.00084739
|  | 447.2142 | 0.00037113
|  | 447.4344 | 0.00074074
|  | 447.6546 | 0.0003293
|  | 447.8749 | 0.00079995
|  | 448.0951 | 0.00038429
|  | 448.3154 | 0.00077132
|  | 448.5356 | 0.00027787
|  | 448.7559 | 0.00081916
|  | 448.9762 | 0.00046964
|  | 449.1965 | 0.00088235
|  | 449.4168 | 0.00026128
|  | 449.6372 | 0.00049788
|  | 449.8575 | 8.349e-05
|  | 450.0779 | 0.000548
|  | 450.2982 | 0.00033872
|  | 450.5186 | 0.00084619
|  | 450.7389 | 0.00042545
|  | 450.9593 | 0.00066157
|  | 451.1798 | 5.8967e-05
|  | 451.4001 | 0.00044071
|  | 451.6206 | 0.00021738
|  | 451.841 | 0.00073866
|  | 452.0615 | 0.00033773
|  | 452.2819 | 0.00071954
|  | 452.5024 | 0.00030677
|  | 452.7229 | 0.00072649
|  | 452.9434 | 0.00030721
|  | 453.1639 | 0.00066731
|  | 453.3844 | 0.00030674
|  | 453.6049 | 0.00066238
|  | 453.8254 | 0.00037944
|  | 454.046 | 0.00087076
|  | 454.2665 | 0.00049294
|  | 454.4871 | 0.00072621
|  | 454.7077 | 0.00016118
|  | 454.9283 | 0.00043233
|  | 455.1489 | 7.8711e-05
|  | 455.3695 | 0.00052916
|  | 455.5901 | 9.5404e-05
|  | 455.8108 | 0.00046971
|  | 456.0314 | 0.00016936
|  | 456.2521 | 0.00070097
|  | 456.4728 | 0.00032713
|  | 456.6934 | 0.00075773
|  | 456.9141 | 0.00037761
|  | 457.1348 | 0.00071249
|  | 457.3555 | 7.3405e-05
|  | 457.5763 | 0.00035331
|  | 457.797 | 3.6234e-05
|  | 458.0178 | 0.00047971
|  | 458.2385 | 0.00022491
|  | 458.4593 | 0.00055422
|  | 458.68 | 0.00021659
|  | 458.9008 | 0.00056334
|  | 459.1216 | 0.00035637
|  | 459.3425 | 0.00084725
|  | 459.5633 | 0.00037908
|  | 459.7841 | 0.00061227
|  | 460.005 | 0.00010065
|  | 460.2258 | 0.00052001
|  | 460.4467 | 0.0001291
|  | 460.6676 | 0.00064059
|  | 460.8885 | 0.0003761
|  | 461.1094 | 0.00098789
|  | 461.3303 | 0.00040652
|  | 461.5512 | 0.00066126
|  | 461.7722 | 0.00028142
|  | 461.9931 | 0.00088936
|  | 462.214 | 0.00054888
|  | 462.435 | 0.00087448
|  | 462.656 | 0.00024169
|  | 462.877 | 0.00059406
|  | 463.098 | 7.1441e-05
|  | 463.319 | 0.00068124
|  | 463.54 | 0.00064917
|  | 463.7611 | 0.00065419
|  | 463.9821 | 0.00045663
|  | 464.2032 | 0.000129
|  | 464.4242 | 0.00055346
|  | 464.6453 | 0.00020556
|  | 464.8664 | 0.00066874
|  | 465.0875 | 0.00032405
|  | 465.3086 | 0.00090842
|  | 465.5297 | 0.00048442
|  | 465.7509 | 0.00091171
|  | 465.972 | 0.00037944
|  | 466.1932 | 0.00070204
|  | 466.4143 | 0.00025322
|  | 466.6355 | 0.00067835
|  | 466.8567 | 0.00016764
|  | 467.0779 | 0.00034987
|  | 467.2991 | 3.8146e-05
|  | 467.5204 | 0.0005869
|  | 467.7416 | 0.00039958
|  | 467.9628 | 0.00075267
|  | 468.1841 | 0.00027815
|  | 468.4054 | 0.00063288
|  | 468.6266 | 0.0001269
|  | 468.8479 | 0.00078972
|  | 469.0692 | 0.00051928
|  | 469.2905 | 0.00108
|  | 469.5119 | 0.00056834
|  | 469.7332 | 0.00075108
|  | 469.9545 | 0.0003225
|  | 470.1759 | 0.00064929
|  | 470.3972 | 0.00029895
|  | 470.6186 | 0.00072112
|  | 470.84 | 0.00024418
|  | 471.0614 | 0.00080501
|  | 471.2828 | 0.00028974
|  | 471.5042 | 0.000724
|  | 471.7257 | 0.00027254
|  | 471.9471 | 0.0007336
|  | 472.1686 | 0.00052584
|  | 472.39 | 0.00087976
|  | 472.6115 | 0.00042371
|  | 472.833 | 0.00069783
|  | 473.0545 | 0.0002178
|  | 473.276 | 0.00074514
|  | 473.4975 | 0.0003506
|  | 473.7191 | 0.00088161
|  | 473.9406 | 0.00029861
|  | 474.1622 | 0.00064344
|  | 474.3837 | 0.00030842
|  | 474.6053 | 0.00073556
|  | 474.8269 | 0.00043873
|  | 475.0485 | 0.00070272
|  | 475.2701 | 0.00018798
|  | 475.4917 | 0.00044544
|  | 475.7133 | 0.00018701
|  | 475.935 | 0.00072749
|  | 476.1567 | 0.00045311
|  | 476.3783 | 0.00075734
|  | 476.6 | 0.00031475
|  | 476.8217 | 0.00063654
|  | 477.0434 | 0.00019628
|  | 477.2651 | 0.00069996
|  | 477.4868 | 0.00030155
|  | 477.7085 | 0.00083006
|  | 477.9303 | 0.00050089
|  | 478.152 | 0.00093891
|  | 478.3738 | 0.00039896
|  | 478.5956 | 0.00076144
|  | 478.8173 | 0.00027568
|  | 479.0391 | 0.00071663
|  | 479.2609 | 0.00018968
|  | 479.4827 | 0.00057854
|  | 479.7046 | 0.00019333
|  | 479.9264 | 0.00060896
|  | 480.1483 | 0.00030436
|  | 480.3701 | 0.00061608
|  | 480.592 | 0.00027398
|  | 480.8139 | 0.00066767
|  | 481.0358 | 0.00034886
|  | 481.2577 | 0.00071119
|  | 481.4796 | 0.00023344
|  | 481.7015 | 0.00059355
|  | 481.9234 | 0.00028544
|  | 482.1454 | 0.00083326
|  | 482.3673 | 0.00053
|  | 482.5893 | 0.00087489
|  | 482.8113 | 0.00046029
|  | 483.0333 | 0.00076484
|  | 483.2553 | 0.00034887
|  | 483.4773 | 0.00076895
|  | 483.6993 | 0.00048675
|  | 483.9214 | 0.0008569
|  | 484.1434 | 0.00043704
|  | 484.3655 | 0.00069041
|  | 484.5876 | 0.00037934
|  | 484.8096 | 0.00068421
|  | 485.0317 | 0.00035648
|  | 485.2538 | 0.00062668
|  | 485.4759 | 0.00037952
|  | 485.6981 | 0.00076044
|  | 485.9202 | 0.00047854
|  | 486.1423 | 0.00085962
|  | 486.3645 | 0.00050119
|  | 486.5866 | 0.00079852
|  | 486.8088 | 0.00017534
|  | 487.031 | 0.00053494
|  | 487.2532 | 0.00023231
|  | 487.4754 | 0.00075084
|  | 487.6977 | 0.00033406
|  | 487.9199 | 0.00065842
|  | 488.1421 | 0.00011907
|  | 488.3644 | 0.00042281
|  | 488.5866 | -8.611e-06
|  | 488.8089 | 0.00058986
|  | 489.0312 | 0.00028189
|  | 489.2535 | 0.00074917
|  | 489.4758 | 0.00031143
|  | 489.6981 | 0.00063744
|  | 489.9205 | 0.00024894
|  | 490.1428 | 0.00065406
|  | 490.3652 | 0.00021351
|  | 490.5875 | 0.00050792
|  | 490.8099 | 3.2996e-05
|  | 491.0323 | 0.00065441
|  | 491.2547 | 0.00034106
|  | 491.4771 | 0.00070724
|  | 491.6995 | 0.00013718
|  | 491.9219 | 0.00052523
|  | 492.1444 | 0.00010499
|  | 492.3668 | 0.00069155
|  | 492.5893 | 0.00033206
|  | 492.8118 | 0.00078148
|  | 493.0342 | 0.00036062
|  | 493.2567 | 0.00087194
|  | 493.4792 | 0.00048101
|  | 493.7018 | 0.00083976
|  | 493.9243 | 0.00038176
|  | 494.1468 | 0.00079906
|  | 494.3693 | 0.00040847
|  | 494.5919 | 0.00068288
|  | 494.8145 | 0.0003114
|  | 495.0371 | 0.00059505
|  | 495.2597 | 0.00031421
|  | 495.4823 | 0.00074567
|  | 495.7049 | 0.00051537
|  | 495.9275 | 0.00085403
|  | 496.1501 | 0.00050699
|  | 496.3728 | 0.00085178
|  | 496.5955 | 0.00043584
|  | 496.8181 | 0.00079777
|  | 497.0408 | 0.00041278
|  | 497.2635 | 0.00073688
|  | 497.4862 | 0.00037016
|  | 497.7089 | 0.00058738
|  | 497.9316 | 0.00031577
|  | 498.1544 | 0.00059275
|  | 498.3771 | 0.00039514
|  | 498.5999 | 0.00078081
|  | 498.8226 | 0.00041931
|  | 499.0454 | 0.00080202
|  | 499.2682 | 0.0004078
|  | 499.491 | 0.00084266
|  | 499.7138 | 0.00036027
|  | 499.9366 | 0.00064726
|  | 500.1594 | 0.00028917
|  | 500.3823 | 0.00078255
|  | 500.6051 | 0.00064392
|  | 500.828 | 0.00101
|  | 501.0509 | 0.00051201
|  | 501.2737 | 0.0006826
|  | 501.4966 | 0.00037694
|  | 501.7195 | 0.00101
|  | 501.9425 | 0.00065246
|  | 502.1654 | 0.00092208
|  | 502.3883 | 0.0004301
|  | 502.6113 | 0.0008828
|  | 502.8343 | 0.00049856
|  | 503.0572 | 0.00083558
|  | 503.2802 | 0.00045791
|  | 503.5032 | 0.00085122
|  | 503.7262 | 0.00043916
|  | 503.9492 | 0.00077054
|  | 504.1722 | 0.00033154
|  | 504.3953 | 0.00076414
|  | 504.6183 | 0.00042569
|  | 504.8414 | 0.00077344
|  | 505.0645 | 0.00047403
|  | 505.2875 | 0.00097288
|  | 505.5106 | 0.00062766
|  | 505.7337 | 0.00081578
|  | 505.9568 | 0.00024288
|  | 506.18 | 0.00062254
|  | 506.4031 | 0.00037011
|  | 506.6262 | 0.00083747
|  | 506.8494 | 0.00040671
|  | 507.0725 | 0.00078362
|  | 507.2957 | 0.00036672
|  | 507.5189 | 0.00086579
|  | 507.7421 | 0.00040414
|  | 507.9653 | 0.00083478
|  | 508.1885 | 0.00049971
|  | 508.4118 | 0.001
|  | 508.635 | 0.00055549
|  | 508.8583 | 0.000888
|  | 509.0815 | 0.00046859
|  | 509.3048 | 0.00088592
|  | 509.5281 | 0.00058796
|  | 509.7514 | 0.00088249
|  | 509.9747 | 0.00054848
|  | 510.198 | 0.00079178
|  | 510.4214 | 0.00035664
|  | 510.6447 | 0.00063592
|  | 510.868 | 0.00025003
|  | 511.0914 | 0.00074473
|  | 511.3148 | 0.00041692
|  | 511.5381 | 0.00071277
|  | 511.7615 | 0.00010802
|  | 511.985 | 0.00042643
|  | 512.2084 | 0.00029959
|  | 512.4318 | 0.00074882
|  | 512.6552 | 0.00039358
|  | 512.8787 | 0.00053693
|  | 513.1021 | 0.00022061
|  | 513.3256 | 0.00053426
|  | 513.5491 | 0.00025428
|  | 513.7726 | 0.00074877
|  | 513.996 | 0.0003818
|  | 514.2195 | 0.00085037
|  | 514.4431 | 0.00045037
|  | 514.6666 | 0.00086573
|  | 514.8901 | 0.00048797
|  | 515.1137 | 0.00079335
|  | 515.3373 | 0.0004646
|  | 515.5608 | 0.00071545
|  | 515.7844 | 0.00042624
|  | 516.0081 | 0.00078184
|  | 516.2316 | 0.00031627
|  | 516.4553 | 0.00063455
|  | 516.6789 | 0.00030863
|  | 516.9025 | 0.00095375
|  | 517.1262 | 0.00051263
|  | 517.3498 | 0.000851
|  | 517.5735 | 0.00029064
|  | 517.7972 | 0.00068234
|  | 518.0209 | 0.00027062
|  | 518.2446 | 0.00079811
|  | 518.4683 | 0.00041858
|  | 518.6921 | 0.00079932
|  | 518.9158 | 0.00024784
|  | 519.1395 | 0.00063847
|  | 519.3633 | 0.00034707
|  | 519.587 | 0.00076706
|  | 519.8108 | 0.00034809
|  | 520.0346 | 0.00057487
|  | 520.2584 | 0.00024741
|  | 520.4822 | 0.00023665
|  | 520.7061 | 0.00023045
|  | 520.9299 | 0.00032569
|  | 521.1537 | 0.00077431
|  | 521.3776 | 0.00047873
|  | 521.6014 | 0.00079451
|  | 521.8253 | 0.00040826
|  | 522.0493 | 0.00076472
|  | 522.2731 | 0.00034974
|  | 522.497 | 0.00077862
|  | 522.721 | 0.00044834
|  | 522.9449 | 0.00088317
|  | 523.1688 | 0.00046073
|  | 523.3928 | 0.00081623
|  | 523.6168 | 0.00037643
|  | 523.8407 | 0.00071843
|  | 524.0647 | 0.00039638
|  | 524.2887 | 0.00085394
|  | 524.5127 | 0.00048586
|  | 524.7367 | 0.00077705
|  | 524.9607 | 0.0003291
|  | 525.1848 | 0.00081452
|  | 525.4088 | 0.00054692
|  | 525.6329 | 0.00101
|  | 525.8569 | 0.0005234
|  | 526.0811 | 0.0007565
|  | 526.3051 | 0.00028808
|  | 526.5292 | 0.00071763
|  | 526.7534 | 0.00045497
|  | 526.9775 | 0.00077082
|  | 527.2016 | 0.00033959
|  | 527.4257 | 0.00063848
|  | 527.6499 | 0.00027512
|  | 527.874 | 0.00064386
|  | 528.0982 | 0.00027488
|  | 528.3224 | 0.0007192
|  | 528.5466 | 0.00026803
|  | 528.7708 | 0.00080927
|  | 528.9951 | 0.00035918
|  | 529.2192 | 0.00095308
|  | 529.4435 | 0.00043622
|  | 529.6678 | 0.00087929
|  | 529.892 | 0.00039931
|  | 530.1163 | 0.00080685
|  | 530.3406 | 0.0004537
|  | 530.5649 | 0.00094302
|  | 530.7892 | 0.00065615
|  | 531.0135 | 0.00106
|  | 531.2378 | 0.00070732
|  | 531.4622 | 0.00094121
|  | 531.6865 | 0.00048181
|  | 531.9108 | 0.00076735
|  | 532.1352 | 0.00038614
|  | 532.3596 | 0.00076617
|  | 532.584 | 0.00033382
|  | 532.8084 | 0.00065355
|  | 533.0328 | 0.00029273
|  | 533.2572 | 0.00072168
|  | 533.4816 | 0.00039786
|  | 533.7061 | 0.00082326
|  | 533.9305 | 0.00035424
|  | 534.155 | 0.00073489
|  | 534.3795 | 0.00028694
|  | 534.6039 | 0.00080793
|  | 534.8285 | 0.0004403
|  | 535.053 | 0.00096462
|  | 535.2775 | 0.00064213
|  | 535.502 | 0.00106
|  | 535.7266 | 0.0005173
|  | 535.9511 | 0.00086283
|  | 536.1757 | 0.00034529
|  | 536.4002 | 0.00099642
|  | 536.6248 | 0.00043027
|  | 536.8494 | 0.00093521
|  | 537.074 | 0.00041605
|  | 537.2986 | 0.00094256
|  | 537.5232 | 0.00054048
|  | 537.7479 | 0.00071308
|  | 537.9725 | 0.00033594
|  | 538.1972 | 0.00070693
|  | 538.4219 | 0.00039162
|  | 538.6466 | 0.0007758
|  | 538.8712 | 0.000433
|  | 539.0959 | 0.00096547
|  | 539.3206 | 0.00062728
|  | 539.5453 | 0.00090921
|  | 539.7701 | 0.0005217
|  | 539.9948 | 0.00078124
|  | 540.2195 | 0.00052158
|  | 540.4443 | 0.00086184
|  | 540.6691 | 0.00067684
|  | 540.8939 | 0.0009704
|  | 541.1187 | 0.00058527
|  | 541.3434 | 0.00073553
|  | 541.5683 | 0.00049602
|  | 541.7931 | 0.000917
|  | 542.0179 | 0.00065165
|  | 542.2428 | 0.00101
|  | 542.4677 | 0.00064485
|  | 542.6925 | 0.00082824
|  | 542.9174 | 0.00033041
|  | 543.1423 | 0.00062212
|  | 543.3672 | 0.00035514
|  | 543.5921 | 0.00081108
|  | 543.817 | 0.00048016
|  | 544.0419 | 0.00096259
|  | 544.2669 | 0.00054807
|  | 544.4918 | 0.0008193
|  | 544.7168 | 0.00022773
|  | 544.9418 | 0.00061789
|  | 545.1667 | 0.00031277
|  | 545.3918 | 0.00082479
|  | 545.6168 | 0.00049306
|  | 545.8418 | 0.00084384
|  | 546.0668 | 0.00059138
|  | 546.2919 | 0.00108
|  | 546.5169 | 0.00065127
|  | 546.7419 | 0.00087829
|  | 546.967 | 0.00046401
|  | 547.1921 | 0.00099563
|  | 547.4172 | 0.00055448
|  | 547.6423 | 0.00080023
|  | 547.8674 | 0.00036888
|  | 548.0925 | 0.00085965
|  | 548.3176 | 0.00048768
|  | 548.5428 | 0.00074174
|  | 548.7679 | 0.00047039
|  | 548.9931 | 0.00088623
|  | 549.2183 | 0.00052484
|  | 549.4435 | 0.00084744
|  | 549.6686 | 0.00036113
|  | 549.8939 | 0.0009398
|  | 550.1191 | 0.00048753
|  | 550.3443 | 0.00093981
|  | 550.5696 | 0.00048111
|  | 550.7948 | 0.00080004
|  | 551.0201 | 0.00032132
|  | 551.2454 | 0.00064202
|  | 551.4706 | 0.00036308
|  | 551.6959 | 0.0008363
|  | 551.9212 | 0.00054599
|  | 552.1466 | 0.00078332
|  | 552.3718 | 0.00050986
|  | 552.5972 | 0.00083413
|  | 552.8225 | 0.00058116
|  | 553.0479 | 0.0009997
|  | 553.2732 | 0.00049454
|  | 553.4986 | 0.0008444
|  | 553.724 | 0.00028465
|  | 553.9494 | 0.0008334
|  | 554.1748 | 0.00037878
|  | 554.4002 | 0.00088973
|  | 554.6257 | 0.00036116
|  | 554.8511 | 0.00090074
|  | 555.0765 | 0.00042592
|  | 555.302 | 0.00091015
|  | 555.5275 | 0.00044726
|  | 555.7529 | 0.00086448
|  | 555.9784 | 0.00049161
|  | 556.2039 | 0.00084638
|  | 556.4294 | 0.00045823
|  | 556.655 | 0.00082731
|  | 556.8805 | 0.00041625
|  | 557.106 | 0.00072372
|  | 557.3316 | 0.00037433
|  | 557.5571 | 0.00079498
|  | 557.7827 | 0.00050971
|  | 558.0083 | 0.00090732
|  | 558.2339 | 0.00055855
|  | 558.4595 | 0.00089276
|  | 558.6851 | 0.00043238
|  | 558.9108 | 0.00094469
|  | 559.1364 | 0.00065607
|  | 559.3621 | 0.00114
|  | 559.5877 | 0.00058197
|  | 559.8134 | 0.00091948
|  | 560.0391 | 0.00053624
|  | 560.2648 | 0.00095195
|  | 560.4905 | 0.00056035
|  | 560.7162 | 0.00098509
|  | 560.9419 | 0.00050804
|  | 561.1676 | 0.00083978
|  | 561.3934 | 0.00044472
|  | 561.6191 | 0.00094649
|  | 561.8449 | 0.00069372
|  | 562.0707 | 0.00101
|  | 562.2965 | 0.00062485
|  | 562.5222 | 0.00106
|  | 562.7481 | 0.00062402
|  | 562.9739 | 0.00115
|  | 563.1997 | 0.00070985
|  | 563.4255 | 0.00126
|  | 563.6514 | 0.00068103
|  | 563.8772 | 0.00108
|  | 564.1031 | 0.00070696
|  | 564.329 | 0.00137
|  | 564.5549 | 0.00079655
|  | 564.7808 | 0.00108
|  | 565.0067 | 0.0005185
|  | 565.2326 | 0.00108
|  | 565.4586 | 0.00084414
|  | 565.6844 | 0.00124
|  | 565.9104 | 0.00089706
|  | 566.1364 | 0.00121
|  | 566.3624 | 0.00086615
|  | 566.5883 | 0.00124
|  | 566.8143 | 0.00086385
|  | 567.0403 | 0.00126
|  | 567.2664 | 0.00081074
|  | 567.4924 | 0.00109
|  | 567.7184 | 0.0006257
|  | 567.9445 | 0.00118
|  | 568.1705 | 0.00113
|  | 568.3966 | 0.00163
|  | 568.6227 | 0.00123
|  | 568.8487 | 0.00143
|  | 569.0748 | 0.00099594
|  | 569.301 | 0.00145
|  | 569.5271 | 0.00103
|  | 569.7532 | 0.00153
|  | 569.9794 | 0.00109
|  | 570.2055 | 0.00168
|  | 570.4317 | 0.00129
|  | 570.6578 | 0.00181
|  | 570.884 | 0.0014
|  | 571.1102 | 0.00186
|  | 571.3364 | 0.00142
|  | 571.5626 | 0.00173
|  | 571.7889 | 0.00126
|  | 572.0151 | 0.00157
|  | 572.2413 | 0.00118
|  | 572.4676 | 0.00163
|  | 572.6938 | 0.00133
|  | 572.9202 | 0.00194
|  | 573.1464 | 0.00164
|  | 573.3727 | 0.00213
|  | 573.5991 | 0.00165
|  | 573.8254 | 0.00199
|  | 574.0517 | 0.00163
|  | 574.278 | 0.0021
|  | 574.5044 | 0.00176
|  | 574.7307 | 0.00214
|  | 574.9571 | 0.00172
|  | 575.1835 | 0.00219
|  | 575.4099 | 0.00187
|  | 575.6363 | 0.00233
|  | 575.8627 | 0.00214
|  | 576.0891 | 0.00268
|  | 576.3156 | 0.0023
|  | 576.542 | 0.0026
|  | 576.7684 | 0.00206
|  | 576.9949 | 0.00262
|  | 577.2214 | 0.00247
|  | 577.4479 | 0.00297
|  | 577.6744 | 0.00253
|  | 577.9009 | 0.0027
|  | 578.1274 | 0.00286
|  | 578.3539 | 0.00296
|  | 578.5804 | 0.00315
|  | 578.807 | 0.00275
|  | 579.0336 | 0.00324
|  | 579.2601 | 0.0029
|  | 579.4867 | 0.00351
|  | 579.7133 | 0.00322
|  | 579.9399 | 0.00377
|  | 580.1665 | 0.00334
|  | 580.3931 | 0.00395
|  | 580.6197 | 0.00368
|  | 580.8464 | 0.00425
|  | 581.073 | 0.00383
|  | 581.2997 | 0.00419
|  | 581.5264 | 0.00389
|  | 581.7531 | 0.00436
|  | 581.9797 | 0.00415
|  | 582.2064 | 0.0045
|  | 582.4332 | 0.00433
|  | 582.6599 | 0.00485
|  | 582.8866 | 0.00472
|  | 583.1133 | 0.00512
|  | 583.3401 | 0.00473
|  | 583.5669 | 0.00526
|  | 583.7936 | 0.00525
|  | 584.0204 | 0.00588
|  | 584.2473 | 0.00548
|  | 584.4741 | 0.00578
|  | 584.7009 | 0.00552
|  | 584.9277 | 0.00616
|  | 585.1545 | 0.00606
|  | 585.3813 | 0.00664
|  | 585.6082 | 0.00654
|  | 585.8351 | 0.00703
|  | 586.062 | 0.00672
|  | 586.2889 | 0.00721
|  | 586.5158 | 0.00692
|  | 586.7427 | 0.00765
|  | 586.9696 | 0.00755
|  | 587.1965 | 0.00829
|  | 587.4235 | 0.00815
|  | 587.6504 | 0.00869
|  | 587.8774 | 0.00856
|  | 588.1044 | 0.00908
|  | 588.3314 | 0.00894
|  | 588.5584 | 0.00957
|  | 588.7853 | 0.00956
|  | 589.0123 | 0.01028
|  | 589.2394 | 0.01012
|  | 589.4664 | 0.01084
|  | 589.6934 | 0.01065
|  | 589.9205 | 0.01141
|  | 590.1476 | 0.01134
|  | 590.3746 | 0.01211
|  | 590.6018 | 0.01201
|  | 590.8288 | 0.01263
|  | 591.0559 | 0.01264
|  | 591.283 | 0.01336
|  | 591.5102 | 0.01328
|  | 591.7373 | 0.01399
|  | 591.9645 | 0.01415
|  | 592.1916 | 0.01503
|  | 592.4188 | 0.01499
|  | 592.646 | 0.01577
|  | 592.8732 | 0.01591
|  | 593.1003 | 0.01681
|  | 593.3276 | 0.01692
|  | 593.5548 | 0.01768
|  | 593.782 | 0.01798
|  | 594.0093 | 0.01877
|  | 594.2365 | 0.01905
|  | 594.4638 | 0.01969
|  | 594.691 | 0.01971
|  | 594.9183 | 0.02055
|  | 595.1456 | 0.02073
|  | 595.3729 | 0.0219
|  | 595.6002 | 0.02199
|  | 595.8276 | 0.02296
|  | 596.0549 | 0.02296
|  | 596.2822 | 0.02408
|  | 596.5096 | 0.02432
|  | 596.7369 | 0.02538
|  | 596.9644 | 0.02555
|  | 597.1917 | 0.02653
|  | 597.4191 | 0.0267
|  | 597.6465 | 0.02779
|  | 597.8739 | 0.02811
|  | 598.1014 | 0.02942
|  | 598.3288 | 0.02975
|  | 598.5562 | 0.03088
|  | 598.7837 | 0.03115
|  | 599.0112 | 0.03217
|  | 599.2387 | 0.03249
|  | 599.4661 | 0.03366
|  | 599.6936 | 0.03404
|  | 599.9211 | 0.03532
|  | 600.1486 | 0.03588
|  | 600.3762 | 0.03726
|  | 600.6037 | 0.03765
|  | 600.8312 | 0.03882
|  | 601.0588 | 0.03921
|  | 601.2864 | 0.04064
|  | 601.514 | 0.04121
|  | 601.7416 | 0.04261
|  | 601.9692 | 0.04307
|  | 602.1968 | 0.04441
|  | 602.4244 | 0.04499
|  | 602.652 | 0.04639
|  | 602.8797 | 0.04699
|  | 603.1073 | 0.04829
|  | 603.335 | 0.04909
|  | 603.5627 | 0.05074
|  | 603.7903 | 0.05185
|  | 604.0181 | 0.05341
|  | 604.2457 | 0.05418
|  | 604.4734 | 0.05572
|  | 604.7012 | 0.05662
|  | 604.9289 | 0.0584
|  | 605.1567 | 0.0593
|  | 605.3844 | 0.06095
|  | 605.6122 | 0.06182
|  | 605.84 | 0.06365
|  | 606.0678 | 0.06465
|  | 606.2955 | 0.06654
|  | 606.5233 | 0.06761
|  | 606.7512 | 0.06957
|  | 606.979 | 0.07064
|  | 607.2068 | 0.07258
|  | 607.4347 | 0.07401
|  | 607.6625 | 0.07627
|  | 607.8904 | 0.07765
|  | 608.1183 | 0.07985
|  | 608.3461 | 0.08122
|  | 608.574 | 0.08365
|  | 608.8019 | 0.08513
|  | 609.0299 | 0.08754
|  | 609.2578 | 0.08918
|  | 609.4857 | 0.09155
|  | 609.7137 | 0.09337
|  | 609.9416 | 0.09573
|  | 610.1696 | 0.0978
|  | 610.3976 | 0.10044
|  | 610.6256 | 0.10262
|  | 610.8536 | 0.10562
|  | 611.0816 | 0.10784
|  | 611.3096 | 0.11096
|  | 611.5377 | 0.11306
|  | 611.7657 | 0.1162
|  | 611.9938 | 0.11855
|  | 612.2218 | 0.12194
|  | 612.4499 | 0.12459
|  | 612.678 | 0.12802
|  | 612.9061 | 0.13074
|  | 613.1342 | 0.13425
|  | 613.3622 | 0.13723
|  | 613.5904 | 0.14094
|  | 613.8185 | 0.14415
|  | 614.0467 | 0.14806
|  | 614.2748 | 0.15129
|  | 614.503 | 0.15541
|  | 614.7311 | 0.15881
|  | 614.9593 | 0.16324
|  | 615.1876 | 0.16693
|  | 615.4157 | 0.17163
|  | 615.6439 | 0.17547
|  | 615.8722 | 0.18014
|  | 616.1004 | 0.18421
|  | 616.3287 | 0.18916
|  | 616.5569 | 0.19368
|  | 616.7852 | 0.19898
|  | 617.0134 | 0.20357
|  | 617.2418 | 0.20893
|  | 617.47 | 0.2137
|  | 617.6984 | 0.21979
|  | 617.9266 | 0.22488
|  | 618.155 | 0.23108
|  | 618.3833 | 0.23638
|  | 618.6116 | 0.24286
|  | 618.84 | 0.24849
|  | 619.0684 | 0.25511
|  | 619.2967 | 0.26119
|  | 619.5252 | 0.26852
|  | 619.7535 | 0.27465
|  | 619.9819 | 0.28172
|  | 620.2104 | 0.28807
|  | 620.4388 | 0.29589
|  | 620.6672 | 0.30291
|  | 620.8957 | 0.31071
|  | 621.1241 | 0.31838
|  | 621.3526 | 0.32678
|  | 621.5811 | 0.33478
|  | 621.8096 | 0.34355
|  | 622.0381 | 0.35168
|  | 622.2666 | 0.36066
|  | 622.4951 | 0.36912
|  | 622.7236 | 0.37866
|  | 622.9522 | 0.38758
|  | 623.1807 | 0.39728
|  | 623.4093 | 0.40667
|  | 623.6379 | 0.4169
|  | 623.8665 | 0.42646
|  | 624.095 | 0.43733
|  | 624.3236 | 0.44788
|  | 624.5522 | 0.45925
|  | 624.7809 | 0.46957
|  | 625.0095 | 0.48097
|  | 625.2382 | 0.49211
|  | 625.4668 | 0.50446
|  | 625.6954 | 0.51592
|  | 625.9241 | 0.52833
|  | 626.1528 | 0.54031
|  | 626.3815 | 0.55362
|  | 626.6102 | 0.56621
|  | 626.8389 | 0.57969
|  | 627.0676 | 0.5919
|  | 627.2964 | 0.60545
|  | 627.5251 | 0.61806
|  | 627.7539 | 0.63217
|  | 627.9826 | 0.64542
|  | 628.2114 | 0.65954
|  | 628.4402 | 0.67297
|  | 628.6689 | 0.68716
|  | 628.8978 | 0.70057
|  | 629.1266 | 0.71467
|  | 629.3554 | 0.72826
|  | 629.5842 | 0.74342
|  | 629.813 | 0.75728
|  | 630.0419 | 0.77224
|  | 630.2708 | 0.78567
|  | 630.4997 | 0.8005
|  | 630.7286 | 0.81429
|  | 630.9575 | 0.82862
|  | 631.1863 | 0.84176
|  | 631.4153 | 0.85539
|  | 631.6442 | 0.86819
|  | 631.8731 | 0.88131
|  | 632.102 | 0.89324
|  | 632.3311 | 0.90562
|  | 632.56 | 0.91701
|  | 632.7889 | 0.9286
|  | 633.0179 | 0.93848
|  | 633.2469 | 0.94898
|  | 633.476 | 0.95702
|  | 633.705 | 0.96612
|  | 633.934 | 0.97303
|  | 634.163 | 0.98101
|  | 634.3921 | 0.98645
|  | 634.6211 | 0.99171
|  | 634.8502 | 0.99464
|  | 635.0793 | 0.99764
|  | 635.3084 | 0.99864
|  | 635.5375 | 1
|  | 635.7665 | 0.99828
|  | 635.9957 | 0.9967
|  | 636.2248 | 0.99202
|  | 636.4539 | 0.98506
|  | 636.6831 | 0.97609
|  | 636.9122 | 0.96511
|  | 637.1414 | 0.9557
|  | 637.3706 | 0.94352
|  | 637.5997 | 0.93167
|  | 637.829 | 0.91789
|  | 638.0582 | 0.90433
|  | 638.2873 | 0.88869
|  | 638.5166 | 0.8726
|  | 638.7459 | 0.85428
|  | 638.9751 | 0.83242
|  | 639.2043 | 0.81328
|  | 639.4336 | 0.79328
|  | 639.6629 | 0.77843
|  | 639.8922 | 0.75918
|  | 640.1215 | 0.73959
|  | 640.3508 | 0.71853
|  | 640.5801 | 0.69565
|  | 640.8094 | 0.67551
|  | 641.0388 | 0.65315
|  | 641.2681 | 0.63324
|  | 641.4975 | 0.61508
|  | 641.7268 | 0.59628
|  | 641.9562 | 0.5748
|  | 642.1856 | 0.55477
|  | 642.415 | 0.5352
|  | 642.6444 | 0.51865
|  | 642.8738 | 0.49884
|  | 643.1033 | 0.48091
|  | 643.3327 | 0.46513
|  | 643.5621 | 0.44653
|  | 643.7916 | 0.43354
|  | 644.0211 | 0.41699
|  | 644.2505 | 0.40201
|  | 644.48 | 0.38384
|  | 644.7095 | 0.36982
|  | 644.939 | 0.35685
|  | 645.1686 | 0.34379
|  | 645.3981 | 0.3282
|  | 645.6276 | 0.31515
|  | 645.8572 | 0.30172
|  | 646.0867 | 0.29035
|  | 646.3163 | 0.27745
|  | 646.5458 | 0.26575
|  | 646.7754 | 0.25362
|  | 647.0051 | 0.24322
|  | 647.2347 | 0.23421
|  | 647.4643 | 0.22595
|  | 647.6939 | 0.21893
|  | 647.9235 | 0.21079
|  | 648.1532 | 0.20421
|  | 648.3829 | 0.19679
|  | 648.6125 | 0.19024
|  | 648.8422 | 0.18202
|  | 649.0719 | 0.17582
|  | 649.3016 | 0.16873
|  | 649.5313 | 0.163
|  | 649.761 | 0.15491
|  | 649.9907 | 0.14773
|  | 650.2205 | 0.14204
|  | 650.4502 | 0.13776
|  | 650.68 | 0.13315
|  | 650.9097 | 0.12739
|  | 651.1395 | 0.12136
|  | 651.3693 | 0.11657
|  | 651.5991 | 0.11219
|  | 651.8289 | 0.10863
|  | 652.0587 | 0.10457
|  | 652.2886 | 0.10128
|  | 652.5184 | 0.09743
|  | 652.7482 | 0.09442
|  | 652.9781 | 0.08996
|  | 653.2079 | 0.08653
|  | 653.4379 | 0.0825
|  | 653.6677 | 0.08007
|  | 653.8976 | 0.07716
|  | 654.1276 | 0.07509
|  | 654.3575 | 0.07191
|  | 654.5874 | 0.06968
|  | 654.8173 | 0.06674
|  | 655.0473 | 0.06485
|  | 655.2772 | 0.06218
|  | 655.5072 | 0.06038
|  | 655.7372 | 0.05812
|  | 655.9672 | 0.05632
|  | 656.1971 | 0.05404
|  | 656.4272 | 0.05223
|  | 656.6572 | 0.05006
|  | 656.8872 | 0.04861
|  | 657.1173 | 0.04656
|  | 657.3473 | 0.04564
|  | 657.5773 | 0.04378
|  | 657.8074 | 0.04286
|  | 658.0375 | 0.04087
|  | 658.2676 | 0.03987
|  | 658.4977 | 0.03805
|  | 658.7278 | 0.03697
|  | 658.9579 | 0.03532
|  | 659.188 | 0.03473
|  | 659.4181 | 0.03325
|  | 659.6483 | 0.03258
|  | 659.8785 | 0.03096
|  | 660.1086 | 0.03036
|  | 660.3388 | 0.02905
|  | 660.569 | 0.02874
|  | 660.7992 | 0.0274
|  | 661.0294 | 0.02689
|  | 661.2596 | 0.02555
|  | 661.4899 | 0.02525
|  | 661.7201 | 0.02412
|  | 661.9503 | 0.02385
|  | 662.1806 | 0.02276
|  | 662.4108 | 0.02245
|  | 662.6411 | 0.02128
|  | 662.8714 | 0.02098
|  | 663.1017 | 0.01992
|  | 663.332 | 0.01976
|  | 663.5623 | 0.01871
|  | 663.7927 | 0.0185
|  | 664.023 | 0.01753
|  | 664.2534 | 0.01733
|  | 664.4837 | 0.01649
|  | 664.7141 | 0.01638
|  | 664.9445 | 0.01567
|  | 665.1748 | 0.01553
|  | 665.4052 | 0.01451
|  | 665.6356 | 0.01419
|  | 665.866 | 0.0134
|  | 666.0964 | 0.01351
|  | 666.3269 | 0.01286
|  | 666.5573 | 0.01279
|  | 666.7878 | 0.01196
|  | 667.0182 | 0.01196
|  | 667.2487 | 0.01122
|  | 667.4792 | 0.01128
|  | 667.7097 | 0.01077
|  | 667.9402 | 0.01092
|  | 668.1707 | 0.01019
|  | 668.4013 | 0.01007
|  | 668.6318 | 0.00932
|  | 668.8623 | 0.00948
|  | 669.0929 | 0.00882
|  | 669.3234 | 0.00901
|  | 669.554 | 0.00831
|  | 669.7846 | 0.00862
|  | 670.0152 | 0.00797
|  | 670.2458 | 0.0082
|  | 670.4764 | 0.00754
|  | 670.707 | 0.00771
|  | 670.9377 | 0.00711
|  | 671.1683 | 0.00724
|  | 671.3989 | 0.00672
|  | 671.6296 | 0.00698
|  | 671.8603 | 0.00638
|  | 672.0909 | 0.00643
|  | 672.3217 | 0.00583
|  | 672.5524 | 0.00613
|  | 672.7831 | 0.00568
|  | 673.0138 | 0.00592
|  | 673.2445 | 0.00544
|  | 673.4753 | 0.00565
|  | 673.706 | 0.00511
|  | 673.9368 | 0.00517
|  | 674.1675 | 0.00463
|  | 674.3983 | 0.00498
|  | 674.6291 | 0.00454
|  | 674.8599 | 0.00482
|  | 675.0907 | 0.00424
|  | 675.3215 | 0.00465
|  | 675.5524 | 0.00409
|  | 675.7832 | 0.00445
|  | 676.014 | 0.00396
|  | 676.2449 | 0.00441
|  | 676.4758 | 0.00399
|  | 676.7067 | 0.00427
|  | 676.9376 | 0.00376
|  | 677.1685 | 0.00397
|  | 677.3994 | 0.00354
|  | 677.6303 | 0.00387
|  | 677.8612 | 0.00341
|  | 678.0922 | 0.00352
|  | 678.3231 | 0.00315
|  | 678.5541 | 0.00351
|  | 678.785 | 0.00316
|  | 679.016 | 0.00342
|  | 679.247 | 0.00279
|  | 679.478 | 0.00308
|  | 679.709 | 0.00257
|  | 679.94 | 0.00301
|  | 680.171 | 0.00257
|  | 680.402 | 0.00296
|  | 680.6331 | 0.00253
|  | 680.8641 | 0.00284
|  | 681.0952 | 0.0023
|  | 681.3263 | 0.00271
|  | 681.5574 | 0.0022
|  | 681.7885 | 0.00254
|  | 682.0196 | 0.00208
|  | 682.2507 | 0.00255
|  | 682.4818 | 0.00215
|  | 682.7129 | 0.00266
|  | 682.9441 | 0.0022
|  | 683.1752 | 0.00252
|  | 683.4064 | 0.00202
|  | 683.6376 | 0.00241
|  | 683.8688 | 0.00202
|  | 684.1 | 0.00223
|  | 684.3312 | 0.00194
|  | 684.5624 | 0.00236
|  | 684.7936 | 0.00201
|  | 685.0248 | 0.00225
|  | 685.2561 | 0.00192
|  | 685.4874 | 0.0023
|  | 685.7186 | 0.00196
|  | 685.9499 | 0.00222
|  | 686.1812 | 0.00175
|  | 686.4125 | 0.00201
|  | 686.6437 | 0.00169
|  | 686.8751 | 0.00216
|  | 687.1064 | 0.00174
|  | 687.3377 | 0.00204
|  | 687.569 | 0.00152
|  | 687.8004 | 0.00199
|  | 688.0317 | 0.00161
|  | 688.2631 | 0.00204
|  | 688.4945 | 0.00157
|  | 688.7259 | 0.00192
|  | 688.9573 | 0.00144
|  | 689.1887 | 0.00175
|  | 689.4201 | 0.00129
|  | 689.6516 | 0.00165
|  | 689.883 | 0.00119
|  | 690.1144 | 0.00164
|  | 690.3459 | 0.00129
|  | 690.5773 | 0.00174
|  | 690.8088 | 0.00119
|  | 691.0403 | 0.00175
|  | 691.2718 | 0.00144
|  | 691.5034 | 0.00186
|  | 691.7349 | 0.00142
|  | 691.9664 | 0.00168
|  | 692.1979 | 0.0012
|  | 692.4294 | 0.00137
|  | 692.661 | 0.00102
|  | 692.8926 | 0.00154
|  | 693.1241 | 0.00109
|  | 693.3557 | 0.00139
|  | 693.5873 | 0.00086393
|  | 693.8189 | 0.00139
|  | 694.0505 | 0.0011
|  | 694.2822 | 0.00149
|  | 694.5138 | 0.0011
|  | 694.7454 | 0.00128
|  | 694.9771 | 0.00097311
|  | 695.2087 | 0.00127
|  | 695.4404 | 0.00145
|  | 695.6721 | 0.00137
|  | 695.9038 | 0.00126
|  | 696.1355 | 0.00078463
|  | 696.3672 | 0.00112
|  | 696.5989 | 0.00071347
|  | 696.8307 | 0.00109
|  | 697.0624 | 0.00069249
|  | 697.2941 | 0.00115
|  | 697.5259 | 0.0007339
|  | 697.7577 | 0.00116
|  | 697.9894 | 0.00089008
|  | 698.2213 | 0.00125
|  | 698.4531 | 0.00096297
|  | 698.6849 | 0.00128
|  | 698.9167 | 0.00093978
|  | 699.1485 | 0.0012
|  | 699.3804 | 0.00064499
|  | 699.6122 | 0.0011
|  | 699.8441 | 0.00068958
|  | 700.0759 | 0.00115
|  | 700.3078 | 0.0006581
|  | 700.5397 | 0.00107
|  | 700.7716 | 0.00069525
|  | 701.0035 | 0.00121
|  | 701.2354 | 0.0009929
|  | 701.4674 | 0.00133
|  | 701.6993 | 0.00082953
|  | 701.9312 | 0.00104
|  | 702.1631 | 0.00067062
|  | 702.3951 | 0.00111
|  | 702.6271 | 0.00071285
|  | 702.8591 | 0.00118
|  | 703.0911 | 0.00074684
|  | 703.3231 | 0.00115
|  | 703.5551 | 0.00062792
|  | 703.7871 | 0.00090277
|  | 704.0191 | 0.00054854
|  | 704.2512 | 0.00103
|  | 704.4832 | 0.00067526
|  | 704.7153 | 0.00105
|  | 704.9473 | 0.00068999
|  | 705.1794 | 0.00108
|  | 705.4115 | 0.00072546
|  | 705.6436 | 0.00106
|  | 705.8757 | 0.00070949
|  | 706.1078 | 0.00107
|  | 706.34 | 0.00070818
|  | 706.5721 | 0.001
|  | 706.8043 | 0.0005802
|  | 707.0364 | 0.00085434
|  | 707.2686 | 0.0006378
|  | 707.5008 | 0.00096284
|  | 707.733 | 0.00073772
|  | 707.9651 | 0.00113
|  | 708.1974 | 0.00075613
|  | 708.4296 | 0.00095476
|  | 708.6618 | 0.00040484
|  | 708.894 | 0.00081057
|  | 709.1263 | 0.00048299
|  | 709.3585 | 0.00106
|  | 709.5908 | 0.00063123
|  | 709.8231 | 0.00111
|  | 710.0554 | 0.00063773
|  | 710.2877 | 0.00101
|  | 710.52 | 0.00061459
|  | 710.7523 | 0.00096315
|  | 710.9846 | 0.00059717
|  | 711.2169 | 0.00091056
|  | 711.4493 | 0.00048289
|  | 711.6816 | 0.00084166
|  | 711.9139 | 0.00038732
|  | 712.1464 | 0.00071746
|  | 712.3787 | 0.00026328
|  | 712.6111 | 0.00074432
|  | 712.8435 | 0.00054863
|  | 713.0759 | 0.00098436
|  | 713.3084 | 0.00057554
|  | 713.5408 | 0.00071387
|  | 713.7732 | 0.0004163
|  | 714.0057 | 0.00084455
|  | 714.2381 | 0.00044798
|  | 714.4706 | 0.00068282
|  | 714.7031 | 0.00040927
|  | 714.9356 | 0.00096116
|  | 715.168 | 0.00061122
|  | 715.4005 | 0.00093713
|  | 715.6331 | 0.00056366
|  | 715.8656 | 0.00087333
|  | 716.0981 | 0.00052462
|  | 716.3306 | 0.00081736
|  | 716.5632 | 0.00053394
|  | 716.7958 | 0.00073748
|  | 717.0283 | 0.00029874
|  | 717.2609 | 0.00068333
|  | 717.4935 | 0.00021483
|  | 717.7261 | 0.0007624
|  | 717.9587 | 0.00034094
|  | 718.1914 | 0.00076448
|  | 718.4239 | 0.00033591
|  | 718.6566 | 0.00066916
|  | 718.8893 | 0.00018367
|  | 719.1219 | 0.00045667
|  | 719.3546 | 0.00012944
|  | 719.5873 | 0.00053737
|  | 719.8199 | 0.00016272
|  | 720.0527 | 0.00066001
|  | 720.2853 | 0.00037393
|  | 720.5181 | 0.00082148
|  | 720.7508 | 0.00030724
|  | 720.9835 | 0.00081929
|  | 721.2163 | 0.00041469
|  | 721.449 | 0.0009251
|  | 721.6818 | 0.00050065
|  | 721.9146 | 0.00087672
|  | 722.1474 | 0.00039235
|  | 722.3802 | 0.00075265
|  | 722.613 | 0.0003017
|  | 722.8458 | 0.00069436
|  | 723.0786 | 0.0002725
|  | 723.3115 | 0.00075771
|  | 723.5443 | 0.00038111
|  | 723.7771 | 0.00069657
|  | 724.01 | 0.00038326
|  | 724.2429 | 0.00063402
|  | 724.4758 | 0.0001915
|  | 724.7086 | 0.00051546
|  | 724.9415 | 0.0001785
|  | 725.1744 | 0.0006232
|  | 725.4073 | 0.00014624
|  | 725.6403 | 0.00059176
|  | 725.8732 | 0.00027241
|  | 726.1061 | 0.00084893
|  | 726.3391 | 0.00052719
|  | 726.5721 | 0.0008406
|  | 726.8051 | 0.00029519
|  | 727.038 | 0.00058153
|  | 727.2711 | 0.0003083
|  | 727.504 | 0.00066708
|  | 727.7371 | 0.00021998
|  | 727.9701 | 0.00062707
|  | 728.2031 | 0.00032366
|  | 728.4362 | 0.00077079
|  | 728.6692 | 0.00025707
|  | 728.9023 | 0.00059209
|  | 729.1354 | 0.00018488
|  | 729.3684 | 0.00055068
|  | 729.6015 | 0.00014786
|  | 729.8346 | 0.00072114
|  | 730.0678 | 0.00041457
|  | 730.3008 | 0.00086883
|  | 730.534 | 0.00036686
|  | 730.7671 | 0.0007576
|  | 731.0002 | 0.00027869
|  | 731.2334 | 0.00064555
|  | 731.4666 | 0.00018145
|  | 731.6998 | 0.00065093
|  | 731.9329 | 0.00012387
|  | 732.1661 | 0.00054393
|  | 732.3994 | 0.00014647
|  | 732.6326 | 0.00092793
|  | 732.8658 | 0.00056909
|  | 733.099 | 0.001
|  | 733.3323 | 0.00042584
|  | 733.5655 | 0.00082353
|  | 733.7988 | 0.00048657
|  | 734.032 | 0.00092263
|  | 734.2653 | 0.00055183
|  | 734.4986 | 0.00088203
|  | 734.7319 | 0.00034211
|  | 734.9652 | 0.00067422
|  | 735.1985 | 0.0002367
|  | 735.4319 | 0.00054005
|  | 735.6652 | 0.00027837
|  | 735.8986 | 0.00074213
|  | 736.1319 | 0.00058936
|  | 736.3653 | 0.00084629
|  | 736.5987 | 0.0003678
|  | 736.832 | 0.00063094
|  | 737.0654 | 0.00016295
|  | 737.2988 | 0.00059183
|  | 737.5323 | 0.00016621
|  | 737.7657 | 0.00083163
|  | 737.9991 | 0.00038997
|  | 738.2325 | 0.00082328
|  | 738.466 | 0.00020899
|  | 738.6995 | 0.00118
|  | 738.933 | 0.0007916
|  | 739.1664 | 0.00118
|  | 739.3999 | 0.00014878
|  | 739.6334 | 0.0004608
|  | 739.8669 | 6.9729e-05
|  | 740.1005 | 0.00058704
|  | 740.334 | 0.00028173
|  | 740.5675 | 0.00071016
|  | 740.8011 | 0.00015491
|  | 741.0346 | 0.0005459
|  | 741.2682 | 0.00019288
|  | 741.5018 | 0.00062449
|  | 741.7354 | 0.0001731
|  | 741.9689 | 0.00054402
|  | 742.2026 | 0.00019437
|  | 742.4362 | 0.00070904
|  | 742.6698 | 0.00041716
|  | 742.9034 | 0.00090781
|  | 743.1371 | 0.00049712
|  | 743.3707 | 0.00085418
|  | 743.6044 | 0.00043485
|  | 743.8381 | 0.00074385
|  | 744.0717 | 0.0002726
|  | 744.3054 | 0.00058471
|  | 744.5391 | 0.00021678
|  | 744.7728 | 0.00048742
|  | 745.0065 | 9.9635e-05
|  | 745.2403 | 0.00066944
|  | 745.474 | 0.00046308
|  | 745.7078 | 0.00094227
|  | 745.9415 | 0.00036465
|  | 746.1753 | 0.00063926
|  | 746.4091 | 0.00015111
|  | 746.6428 | 0.00058665
|  | 746.8767 | 0.00030416
|  | 747.1104 | 0.00072066
|  | 747.3442 | 0.00041916
|  | 747.5781 | 0.00086888
|  | 747.8119 | 0.00047054
|  | 748.0458 | 0.00072593
|  | 748.2796 | 0.00029658
|  | 748.5134 | 0.00070524
|  | 748.7473 | 0.00037739
|  | 748.9812 | 0.00074553
|  | 749.2151 | 0.00028198
|  | 749.449 | 0.00068803
|  | 749.6829 | 0.00022583
|  | 749.9168 | 0.00065248
|  | 750.1508 | 0.00024908
|  | 750.3847 | 0.00071229
|  | 750.6187 | 0.00037624
|  | 750.8526 | 0.00063329
|  | 751.0865 | 0.00019238
|  | 751.3205 | 0.0006039
|  | 751.5545 | 0.00018571
|  | 751.7885 | 0.0006364
|  | 752.0225 | 0.00013635
|  | 752.2565 | 0.00064076
|  | 752.4905 | 0.00023658
|  | 752.7246 | 0.00059869
|  | 752.9586 | 0.0002459
|  | 753.1926 | 0.00071347
|  | 753.4267 | 0.0003915
|  | 753.6608 | 0.00072914
|  | 753.8948 | 0.00014167
|  | 754.1289 | 0.00058889
|  | 754.363 | 0.0002427
|  | 754.5971 | 0.00066437
|  | 754.8312 | 0.00028375
|  | 755.0654 | 0.00023893
|  | 755.2995 | 0.00031062
|  | 755.5336 | 0.00027127
|  | 755.7678 | 0.0005864
|  | 756.0019 | 9.969e-05
|  | 756.2361 | 0.00045572
|  | 756.4703 | 0.00018448
|  | 756.7045 | 0.00067811
|  | 756.9387 | 0.00033979
|  | 757.1729 | 0.00070098
|  | 757.4071 | 0.00037205
|  | 757.6414 | 0.00065417
|  | 757.8756 | 0.00023504
|  | 758.1099 | 0.00066898
|  | 758.3441 | 0.00033842
|  | 758.5784 | 0.00074663
|  | 758.8126 | 0.00017544
|  | 759.0469 | 0.00053896
|  | 759.2812 | 8.0262e-05
|  | 759.5155 | 0.00052147
|  | 759.7498 | 5.3094e-05
|  | 759.9841 | 0.000525
|  | 760.2185 | 9.2493e-05
|  | 760.4528 | 0.00061085
|  | 760.6872 | 0.00027692
|  | 760.9215 | 0.00054927
|  | 761.1559 | 0.00016374
|  | 761.3903 | 0.000466
|  | 761.6247 | 0.00012275
|  | 761.8591 | 0.00043617
|  | 762.0934 | 6.9102e-05
|  | 762.3279 | 0.00059049
|  | 762.5623 | 0.00030954
|  | 762.7967 | 0.00072062
|  | 763.0312 | 0.00032896
|  | 763.2656 | 0.0006017
|  | 763.5001 | 0.00015766
|  | 763.7346 | 0.00046297
|  | 763.9691 | 0.00021804
|  | 764.2035 | 0.00083502
|  | 764.438 | 0.00048212
|  | 764.6726 | 0.00070295
|  | 764.9071 | 0.00012632
|  | 765.1416 | 0.00053118
|  | 765.3762 | 0.00015761
|  | 765.6107 | 0.00037575
|  | 765.8452 | -4.4777e-06
|  | 766.0798 | 0.00043117
|  | 766.3144 | 0.00024086
|  | 766.5489 | 0.00060399
|  | 766.7836 | 0.00030025
|  | 767.0182 | 0.00059543
|  | 767.2527 | 0.00016771
|  | 767.4874 | 0.00052951
|  | 767.722 | 0.00021545
|  | 767.9567 | 0.00064076
|  | 768.1914 | 0.00035031
|  | 768.426 | 0.00068437
|  | 768.6606 | 0.00038576
|  | 768.8953 | 0.0006465
|  | 769.13 | 0.00028904
|  | 769.3647 | 0.00063497
|  | 769.5994 | 0.00026851
|  | 769.8341 | 0.00061519
|  | 770.0688 | 0.0002798
|  | 770.3036 | 0.00067995
|  | 770.5383 | 0.00036038
|  | 770.7731 | 0.00066341
|  | 771.0078 | 0.00021085
|  | 771.2426 | 0.00056539
|  | 771.4774 | 0.00018366
|  | 771.7122 | 0.00065444
|  | 771.947 | 0.00028304
|  | 772.1818 | 0.00079246
|  | 772.4166 | 0.0002781
|  | 772.6514 | 0.00058819
|  | 772.8863 | 0.00015294
|  | 773.1211 | 0.0005346
|  | 773.356 | 0.00033967
|  | 773.5908 | 0.00069416
|  | 773.8257 | 0.00037196
|  | 774.0606 | 0.00053142
|  | 774.2955 | 0.00015477
|  | 774.5304 | 0.00054708
|  | 774.7653 | 0.0002026
|  | 775.0002 | 0.00049753
|  | 775.2352 | 0.00018926
|  | 775.4701 | 0.00056719
|  | 775.705 | 0.00011292
|  | 775.94 | 0.00034799
|  | 776.1749 | -6.2552e-05
|  | 776.4099 | 0.00042538
|  | 776.6449 | 0.00011623
|  | 776.8799 | 0.00068273
|  | 777.1149 | 0.00031364
|  | 777.3499 | 0.00075429
|  | 777.585 | 0.0002555
|  | 777.8199 | 0.00070866
|  | 778.055 | 0.00015969
|  | 778.29 | 0.00049938
|  | 778.5252 | -2.7774e-05
|  | 778.7602 | 0.0004001
|  | 778.9953 | 0.00012585
|  | 779.2304 | 0.00055322
|  | 779.4655 | 0.00024842
|  | 779.7006 | 0.00066458
|  | 779.9357 | 0.00035582
|  | 780.1708 | 0.00056359
|  | 780.4059 | 6.1717e-05
|  | 780.641 | 0.0003787
|  | 780.8762 | 0.00024012
|  | 781.1114 | 0.00068623
|  | 781.3466 | 0.00026234
|  | 781.5817 | 0.00049958
|  | 781.817 | 7.7969e-05
|  | 782.0521 | 0.00042274
|  | 782.2873 | 0.00014652
|  | 782.5226 | 0.00054761
|  | 782.7577 | 0.00020239
|  | 782.993 | 0.0005831
|  | 783.2283 | 0.00012924
|  | 783.4635 | 0.00041155
|  | 783.6988 | -4.244e-05
|  | 783.934 | 0.00042604
|  | 784.1693 | 0.000154
|  | 784.4046 | 0.0005684
|  | 784.6399 | 0.00028806
|  | 784.8752 | 0.00077302
|  | 785.1105 | 0.0003609
|  | 785.3459 | 0.00071101
|  | 785.5812 | 0.00031203
|  | 785.8166 | 0.00069554
|  | 786.0519 | 0.00011626
|  | 786.2873 | 0.00047857
|  | 786.5226 | 0.00020153
|  | 786.7581 | 0.00066152
|  | 786.9934 | 0.0002022
|  | 787.2288 | 0.00053325
|  | 787.4642 | 9.6118e-05
|  | 787.6997 | 0.00052061
|  | 787.9351 | -3.0461e-06
|  | 788.1705 | 0.00051072
|  | 788.406 | 0.00015129
|  | 788.6414 | 0.00068672
|  | 788.8769 | 0.00018758
|  | 789.1124 | 0.00055934
|  | 789.3479 | 2.4807e-05
|  | 789.5834 | 0.00045414
|  | 789.8188 | -7.2867e-05
|  | 790.0544 | 0.00042105
|  | 790.2899 | 0.00010874
|  | 790.5254 | 0.00054334
|  | 790.761 | 3.1268e-05
|  | 790.9965 | 0.00035771
|  | 791.2321 | 3.0963e-05
|  | 791.4677 | 0.00049804
|  | 791.7033 | 8.9301e-05
|  | 791.9388 | 0.0005698
|  | 792.1744 | 0.00019792
|  | 792.41 | 0.00068532
|  | 792.6456 | 0.00025124
|  | 792.8812 | 0.00084798
|  | 793.1169 | 0.00038908
|  | 793.3525 | 0.00057058
|  | 793.5882 | -0.00015696
|  | 793.8238 | 0.00010496
|  | 794.0595 | -1.6762e-05
|  | 794.2952 | 0.00062309
|  | 794.5309 | 0.00032214
|  | 794.7666 | 0.00063287
|  | 795.0023 | 0.00016976
|  | 795.238 | 0.00047463
|  | 795.4737 | 1.3428e-05
|  | 795.7095 | 0.00047633
|  | 795.9452 | 2.9418e-05
|  | 796.181 | 0.00049048
|  | 796.4167 | -1.1955e-05
|  | 796.6525 | 0.00057072
|  | 796.8882 | 7.2818e-05
|  | 797.124 | 0.00044858
|  | 797.3599 | -0.00010537
|  | 797.5956 | 0.00046775
|  | 797.8315 | 5.4724e-07
|  | 798.0673 | 0.00065549
|  | 798.3031 | 0.00018421
|  | 798.539 | 0.00066852
|  | 798.7748 | 0.00018259
|  | 799.0107 | 0.0005752
|  | 799.2466 | 0.00022981
|  | 799.4824 | 0.00053071
|  | 799.7183 | 0.00024708
|  | 799.9542 | 0.00065832
|  | 800.1901 | 0.00037899
|  | 800.4261 | 0.00060615
|  | 800.662 | 0.0001617
|  | 800.898 | 0.00044242
|  | 801.1339 | 2.8527e-05
|  | 801.3698 | 0.00043167
|  | 801.6058 | 0.00014069
|  | 801.8417 | 0.00046235
|  | 802.0778 | -1.0305e-06
|  | 802.3137 | 0.0004267
|  | 802.5497 | 0.00011673
|  | 802.7857 | 0.00051278
|  | 803.0217 | 4.4406e-05
|  | 803.2577 | 0.00056413
|  | 803.4938 | 0.0002825
|  | 803.7299 | 0.00066058
|  | 803.9659 | 0.00022102
|  | 804.202 | 0.00045093
|  | 804.438 | 9.4191e-05
|  | 804.6741 | 0.00048239
|  | 804.9102 | 0.00026699
|  | 805.1463 | 0.00064966
|  | 805.3824 | 0.00020192
|  | 805.6185 | 0.000382
|  | 805.8547 | 3.4402e-06
|  | 806.0908 | 0.00054686
|  | 806.327 | 0.00017687
|  | 806.5631 | 0.00046174
|  | 806.7993 | -9.2558e-05
|  | 807.0355 | 0.00043247
|  | 807.2717 | 6.8602e-05
|  | 807.5078 | 0.00049046
|  | 807.744 | 2.5788e-05
|  | 807.9802 | 0.00045808
|  | 808.2165 | 0.00011925
|  | 808.4527 | 0.00054375
|  | 808.6889 | 0.00012088
|  | 808.9252 | 0.00044102
|  | 809.1614 | 0.00010659
|  | 809.3977 | 0.00058729
|  | 809.634 | 0.00033969
|  | 809.8702 | 0.00076444
|  | 810.1066 | 0.00029606
|  | 810.3428 | 0.00053338
|  | 810.5792 | 9.0207e-05
|  | 810.8155 | 0.00044305
|  | 811.0518 | -2.3571e-05
|  | 811.2881 | 0.00038051
|  | 811.5245 | 0.0001133
|  | 811.7609 | 0.00076499
|  | 811.9972 | 0.00040608
|  | 812.2336 | 0.00070934
|  | 812.47 | 0.00017255
|  | 812.7064 | 0.00055839
|  | 812.9428 | 0.0002788
|  | 813.1792 | 0.00071608
|  | 813.4156 | 0.00032706
|  | 813.652 | 0.00061792
|  | 813.8885 | 0.00027061
|  | 814.1249 | 0.00059121
|  | 814.3614 | 0.00019865
|  | 814.5978 | 0.00048682
|  | 814.8343 | 3.7296e-05
|  | 815.0708 | 0.00055885
|  | 815.3073 | 0.00046052
|  | 815.5438 | 0.00051955
|  | 815.7803 | 0.00036536
|  | 816.0168 | 0.00010545
|  | 816.2534 | 0.00052328
|  | 816.4899 | 0.00026801
|  | 816.7264 | 0.0006217
|  | 816.963 | 0.00016708
|  | 817.1995 | 0.00045434
|  | 817.4361 | 0.00019079
|  | 817.6727 | 0.00065098
|  | 817.9093 | 0.00030351
|  | 818.1459 | 0.00058357
|  | 818.3825 | 0.00011615
|  | 818.6191 | 0.00030237
|  | 818.8558 | -7.8422e-05
|  | 819.0924 | 0.00033871
|  | 819.329 | 0.00020159
|  | 819.5657 | 0.00052735
|  | 819.8024 | 0.00026245
|  | 820.0391 | 0.00051596
|  | 820.2757 | 0.00026887
|  | 820.5124 | 0.00057223
|  | 820.7491 | 0.00033729
|  | 820.9858 | 0.00073381
|  | 821.2225 | 0.0004068
|  | 821.4593 | 0.00073638
|  | 821.696 | 0.00016125
|  | 821.9327 | 0.00046296
|  | 822.1695 | -3.8339e-05
|  | 822.4062 | 0.000337
|  | 822.6431 | 6.892e-07
|  | 822.8798 | 0.0005171
|  | 823.1166 | 0.00023138
|  | 823.3534 | 0.00066623
|  | 823.5902 | 0.00018404
|  | 823.827 | 0.00054389
|  | 824.0639 | 0.00013728
|  | 824.3007 | 0.00049912
|  | 824.5375 | 0.00020421
|  | 824.7744 | 0.00052665
|  | 825.0113 | 0.00013879
|  | 825.2482 | 0.00055245
|  | 825.4851 | 0.0003096
|  | 825.7219 | 0.00075545
|  | 825.9588 | 0.00024787
|  | 826.1957 | 0.00043484
|  | 826.4327 | 0.0001833
|  | 826.6696 | 0.00057821
|  | 826.9065 | 0.00019188
|  | 827.1435 | 0.00052901
|  | 827.3804 | 0.00013731
|  | 827.6174 | 0.00057481
|  | 827.8544 | 3.5198e-06
|  | 828.0913 | 0.00062153
|  | 828.3283 | 0.00026412
|  | 828.5653 | 0.00072962
|  | 828.8023 | 0.00024009
|  | 829.0394 | 0.00054813
|  | 829.2764 | 0.00018428
|  | 829.5134 | 0.00053673
|  | 829.7504 | 0.0001858
|  | 829.9875 | 0.00158
|  | 830.2246 | 0.00108
|  | 830.4617 | 0.00154
|  | 830.6987 | 0.00021846
|  | 830.9358 | 0.0006169
|  | 831.1729 | 0.00010926
|  | 831.41 | 0.00049683
|  | 831.6472 | 0.00014971
|  | 831.8843 | 0.00070076
|  | 832.1214 | 0.00026401
|  | 832.3585 | 0.00060788
|  | 832.5957 | 9.8629e-05
|  | 832.8328 | 0.00036662
|  | 833.07 | 0.00014006
|  | 833.3072 | 0.00052262
|  | 833.5444 | 0.00027383
|  | 833.7816 | 0.00054682
|  | 834.0188 | 0.00017744
|  | 834.256 | 0.00051676
|  | 834.4932 | 0.00021437
|  | 834.7305 | 0.00056337
|  | 834.9677 | 0.00028709
|  | 835.205 | 0.00052697
|  | 835.4422 | 0.00019013
|  | 835.6795 | 0.00051149
|  | 835.9167 | 0.00017655
|  | 836.154 | 0.00056142
|  | 836.3914 | 0.0001912
|  | 836.6287 | 0.00061293
|  | 836.866 | 0.00026078
|  | 837.1033 | 0.00050591
|  | 837.3406 | 0.00011932
|  | 837.5779 | 0.00046589
|  | 837.8153 | 0.00012765
|  | 838.0527 | 0.00046272
|  | 838.29 | 0.00015419
|  | 838.5274 | 0.00062345
|  | 838.7648 | 0.00020452
|  | 839.0022 | 0.00059541
|  | 839.2396 | 9.9029e-05
|  | 839.477 | 0.0005315
|  | 839.7144 | 9.3523e-05
|  | 839.9518 | 0.00055127
|  | 840.1893 | 6.9697e-05
|  | 840.4268 | 0.0004782
|  | 840.6642 | 5.926e-05
|  | 840.9017 | 0.00050572
|  | 841.1392 | 0.00017491
|  | 841.3767 | 0.00066027
|  | 841.6141 | 0.00030428
|  | 841.8516 | 0.00064864
|  | 842.0892 | 0.00029833
|  | 842.3267 | 0.00057995
|  | 842.5642 | 0.00016015
|  | 842.8018 | 0.00046273
|  | 843.0393 | 0.00014505
|  | 843.2769 | 0.00054196
|  | 843.5144 | 3.3482e-05
|  | 843.7519 | 0.0004014
|  | 843.9896 | -0.00012087
|  | 844.2272 | 0.00034808
|  | 844.4647 | 3.142e-05
|  | 844.7023 | 0.00056775
|  | 844.94 | 0.00011237
|  | 845.1776 | 0.00051448
|  | 845.4152 | 6.5199e-05
|  | 845.6529 | 0.00049089
|  | 845.8906 | -3.8543e-05
|  | 846.1282 | 0.00035588
|  | 846.3658 | -6.9594e-05
|  | 846.6036 | 0.00056092
|  | 846.8412 | 0.0001895
|  | 847.0789 | 0.00078152
|  | 847.3166 | 0.00032178
|  | 847.5544 | 0.00068384
|  | 847.7921 | 0.00023237
|  | 848.0299 | 0.00051646
|  | 848.2676 | 0.00010513
|  | 848.5053 | 0.00042785
|  | 848.7431 | 0.00010865
|  | 848.9808 | 0.00055173
|  | 849.2186 | 0.00013071
|  | 849.4564 | 0.00061134
|  | 849.6942 | 0.00020392
|  | 849.932 | 0.00063636
|  | 850.1699 | 0.00017181
|  | 850.4076 | 0.00054843
|  | 850.6455 | 0.00015973
|  | 850.8833 | 0.00049124
|  | 851.1211 | -3.8428e-05
|  | 851.359 | 0.00028797
|  | 851.5969 | -0.00013723
|  | 851.8348 | 0.00050399
|  | 852.0727 | 0.00018006
|  | 852.3106 | 0.00055159
|  | 852.5485 | 6.4873e-05
|  | 852.7864 | 0.00035165
|  | 853.0243 | 4.4522e-05
|  | 853.2622 | 0.00046053
|  | 853.5002 | 0.00022702
|  | 853.7381 | 0.00076071
|  | 853.9761 | 0.00022492
|  | 854.2141 | 0.00059443
|  | 854.452 | -3.3135e-05
|  | 854.69 | 0.00054119
|  | 854.928 | 9.3811e-05
|  | 855.166 | 0.00070687
|  | 855.404 | 0.00019511
|  | 855.642 | 0.00054048
|  | 855.8801 | 8.7542e-05
|  | 856.1181 | 0.00063974
|  | 856.3561 | 0.00032028
|  | 856.5942 | 0.00061966
|  | 856.8322 | -2.0026e-05
|  | 857.0703 | 0.0002729
|  | 857.3084 | -9.4863e-05
|  | 857.5465 | 0.00044448
|  | 857.7846 | 0.00024036
|  | 858.0227 | 0.00062898
|  | 858.2608 | 0.0002572
|  | 858.499 | 0.00059085
|  | 858.7371 | 0.00019605
|  | 858.9752 | 0.00057675
|  | 859.2134 | 0.00020407
|  | 859.4515 | 0.00063211
|  | 859.6897 | 0.00030936
|  | 859.9279 | 0.00070043
|  | 860.1661 | 0.00027642
|  | 860.4042 | 0.00051826
|  | 860.6425 | 2.1689e-05
|  | 860.8807 | 0.0004241
|  | 861.1189 | 6.7073e-05
|  | 861.3571 | 0.00046967
|  | 861.5953 | 4.2222e-05
|  | 861.8336 | 0.00042105
|  | 862.0719 | 8.8916e-05
|  | 862.3101 | 0.00046435
|  | 862.5484 | 5.153e-05
|  | 862.7867 | 0.00043797
|  | 863.025 | 6.2036e-05
|  | 863.2633 | 0.00048298
|  | 863.5016 | 8.2353e-05
|  | 863.7399 | 0.000534
|  | 863.9783 | 0.00012052
|  | 864.2166 | 0.00051612
|  | 864.455 | 4.8731e-05
|  | 864.6933 | 0.00052226
|  | 864.9316 | 0.00017087
|  | 865.17 | 0.0006357
|  | 865.4084 | 0.00020614
|  | 865.6468 | 0.00057171
|  | 865.8852 | 0.00021087
|  | 866.1236 | 0.00068666
|  | 866.362 | 0.00028847
|  | 866.6005 | 0.00057154
|  | 866.8389 | 7.4483e-05
|  | 867.0773 | 0.00048879
|  | 867.3158 | 0.00015496
|  | 867.5543 | 0.00060833
|  | 867.7927 | 0.00015573
|  | 868.0312 | 0.00058192
|  | 868.2696 | 0.00024223
|  | 868.5082 | 0.00058004
|  | 868.7466 | 0.00013375
|  | 868.9852 | 0.00044666
|  | 869.2237 | 2.8523e-05
|  | 869.4622 | 0.00048179
|  | 869.7007 | 6.8715e-05
|  | 869.9393 | 0.00065246
|  | 870.1779 | 0.00019571
|  | 870.4164 | 0.00073778
|  | 870.655 | 0.00024345
|  | 870.8936 | 0.00061298
|  | 871.1322 | 4.9533e-05
|  | 871.3708 | 0.00045678
|  | 871.6094 | 7.0876e-05
|  | 871.848 | 0.00057466
|  | 872.0867 | 0.00020863
|  | 872.3253 | 0.00061613
|  | 872.564 | 0.00031472
|  | 872.8026 | 0.00061351
|  | 873.0413 | 0.00033537
|  | 873.2799 | 0.00052737
|  | 873.5186 | 0.00022015
|  | 873.7573 | 0.00041472
|  | 873.996 | 6.4999e-05
|  | 874.2347 | 0.00053052
|  | 874.4734 | 0.00017014
|  | 874.7122 | 0.00056394
|  | 874.9509 | -2.8717e-05
|  | 875.1896 | 0.0003422
|  | 875.4283 | 7.1653e-05
|  | 875.6671 | 0.00063236
|  | 875.9059 | 0.00027056
|  | 876.1446 | 8.9172e-05
|  | 876.3834 | 6.2735e-05
|  | 876.6223 | 4.6901e-06
|  | 876.861 | 0.00035109
|  | 877.0998 | -0.00011467
|  | 877.3387 | 0.00039736
|  | 877.5775 | 0.0001885
|  | 877.8164 | 0.00054088
|  | 878.0552 | 0.00017542
|  | 878.2941 | 0.00044263
|  | 878.5329 | 0.00018995
|  | 878.7718 | 0.00059375
|  | 879.0107 | 0.00027334
|  | 879.2496 | 0.0006136
|  | 879.4885 | 9.1241e-05
|  | 879.7274 | 0.00047894
|  | 879.9663 | 5.6245e-05
|  | 880.2052 | 0.0005298
|  | 880.4442 | 0.00013451
|  | 880.6831 | 0.00062816
|  | 880.9221 | 0.00036035
|  | 881.161 | 0.00067697
|  | 881.4 | 5.0149e-05
|  | 881.6389 | 0.00035705
|  | 881.8779 | 1.3766e-06
|  | 882.1169 | 0.00054919
|  | 882.356 | 0.00013831
|  | 882.595 | 0.00057268
|  | 882.834 | 0.00032416
|  | 883.073 | 0.00068442
|  | 883.312 | 0.0003921
|  | 883.5511 | 0.00064418
|  | 883.7902 | 0.00022891
|  | 884.0292 | 0.00050101
|  | 884.2682 | 0.00011707
|  | 884.5074 | 0.00051997
|  | 884.7465 | 0.00013685
|  | 884.9855 | 0.00055775
|  | 885.2247 | 0.00028921
|  | 885.4638 | 0.00046067
|  | 885.7029 | -1.4575e-05
|  | 885.942 | 0.0001995
|  | 886.1812 | -7.1961e-05
|  | 886.4203 | 0.00029934
|  | 886.6595 | -2.5923e-05
|  | 886.8987 | 0.00050948
|  | 887.1378 | 0.00012095
|  | 887.377 | 0.00054454
|  | 887.6162 | 0.00015685
|  | 887.8554 | 0.00051322
|  | 888.0947 | -4.5612e-05
|  | 888.3339 | 0.00034923
|  | 888.5731 | 6.6793e-06
|  | 888.8123 | 0.00067169
|  | 889.0516 | 0.00027181
|  | 889.2908 | 0.000911
|  | 889.5301 | 0.00047467
|  | 889.7694 | 0.00086649
|  | 890.0087 | 0.00023657
|  | 890.2479 | 0.00060428
|  | 890.4872 | 0.00013511
|  | 890.7266 | 0.00055248
|  | 890.9659 | 1.9034e-05
|  | 891.2052 | 0.00038072
|  | 891.4445 | -3.5233e-05
|  | 891.6839 | 0.00036206
|  | 891.9232 | 6.499e-05
|  | 892.1626 | 0.00054711
|  | 892.402 | 0.00018799
|  | 892.6414 | 0.00049969
|  | 892.8807 | -3.1029e-05
|  | 893.1201 | 0.00048084
|  | 893.3596 | 1.9076e-05
|  | 893.5989 | 0.0005294
|  | 893.8384 | 1.6589e-05
|  | 894.0778 | 0.00048184
|  | 894.3173 | -6.0075e-05
|  | 894.5567 | 0.00052695
|  | 894.7961 | 8.6253e-05
|  | 895.0356 | 0.0005259
|  | 895.2751 | 7.3777e-06
|  | 895.5145 | 0.00037558
|  | 895.754 | 4.4396e-05
|  | 895.9935 | 0.00033525
|  | 896.233 | 3.7497e-05
|  | 896.4726 | 0.00044441
|  | 896.7121 | 0.00019017
|  | 896.9516 | 0.0004941
|  | 897.1912 | 0.00012488
|  | 897.4307 | 0.00046506
|  | 897.6703 | 0.00012358
|  | 897.9099 | 0.00036929
|  | 898.1494 | -0.0001056
|  | 898.389 | 0.00019612
|  | 898.6286 | -1.0291e-05
|  | 898.8682 | 0.00061939
|  | 899.1078 | 0.00034047
|  | 899.3474 | 0.00055236
|  | 899.5871 | -1.2131e-07
|  | 899.8267 | 0.00043128
|  | 900.0664 | 2.154e-05
|  | 900.306 | 0.00034406
|  | 900.5457 | -0.00015577
|  | 900.7853 | 0.00033248
|  | 901.025 | -2.2403e-05
|  | 901.2647 | 0.00045326
|  | 901.5044 | -1.8403e-05
|  | 901.7441 | 0.00030927
|  | 901.9838 | -6.2582e-05
|  | 902.2236 | 0.00055864
|  | 902.4633 | 0.0002208
|  | 902.703 | 0.00056489
|  | 902.9428 | -6.6536e-06
|  | 903.1826 | 0.00045602
|  | 903.4223 | 0.00023164
|  | 903.6621 | 0.00077284
|  | 903.9019 | 0.00039557
|  | 904.1417 | 0.00067755
|  | 904.3815 | 9.628e-05
|  | 904.6213 | 0.00042067
|  | 904.8611 | -5.5406e-05
|  | 905.1009 | 0.0004825
|  | 905.3408 | 0.00022149
|  | 905.5806 | 0.00070044
|  | 905.8204 | 0.00044881
|  | 906.0603 | 0.00061975
|  | 906.3002 | 0.00014184
|  | 906.54 | 0.00047358
|  | 906.78 | 0.00016478
|  | 907.0198 | 0.00065784
|  | 907.2598 | 0.00024367
|  | 907.4996 | 0.00062194
|  | 907.7396 | 0.00017003
|  | 907.9795 | 0.00045678
|  | 908.2195 | 4.4257e-05
|  | 908.4594 | 0.00036998
|  | 908.6993 | 3.2658e-05
|  | 908.9393 | 0.0005526
|  | 909.1793 | 0.00019692
|  | 909.4193 | 0.0005866
|  | 909.6592 | 0.00014374
|  | 909.8993 | 0.00064474
|  | 910.1393 | 0.00016961
|  | 910.3793 | 0.00049423
|  | 910.6193 | 3.7533e-05
|  | 910.8594 | 0.00048162
|  | 911.0994 | 0.00012198
|  | 911.3394 | 0.00051092
|  | 911.5795 | 0.00020464
|  | 911.8196 | 0.00062488
|  | 912.0596 | 0.00034986
|  | 912.2997 | 0.00061888
|  | 912.5398 | 0.00026505
|  | 912.7799 | 0.00054159
|  | 913.02 | 0.00018172
|  | 913.2601 | 0.00061434
|  | 913.5003 | 0.00021492
|  | 913.7404 | 0.00066148
|  | 913.9805 | 0.00026808
|  | 914.2207 | 0.00069088
|  | 914.4609 | 0.00014463
|  | 914.7011 | 0.00044172
|  | 914.9412 | 0.00024259
|  | 915.1814 | 0.00070189
|  | 915.4216 | 0.0003815
|  | 915.6618 | 0.00046804
|  | 915.902 | 0.00013196
|  | 916.1423 | 0.00049339
|  | 916.3824 | 0.0002615
|  | 916.6227 | 0.0006247
|  | 916.863 | 0.00013943
|  | 917.1032 | 0.00046157
|  | 917.3435 | 7.7801e-06
|  | 917.5837 | 0.00044213
|  | 917.824 | -5.4619e-05
|  | 918.0643 | 0.00049585
|  | 918.3046 | 0.00011031
|  | 918.5449 | 0.0005306
|  | 918.7852 | 7.1492e-05
|  | 919.0256 | 0.00046834
|  | 919.2659 | 8.3397e-05
|  | 919.5062 | 0.00042337
|  | 919.7466 | 4.3872e-05
|  | 919.9869 | 0.00047524
|  | 920.2273 | 8.5632e-05
|  | 920.4677 | 0.00055988
|  | 920.7081 | 0.00023157
|  | 920.9485 | 0.00046083
|  | 921.1888 | 1.2442e-05
|  | 921.4293 | 0.00045848
|  | 921.6697 | 0.0003115
|  | 921.9101 | 0.00065416
|  | 922.1506 | 0.00017853
|  | 922.391 | 0.00049861
|  | 922.6315 | 0.00017709
|  | 922.8719 | 0.0006468
|  | 923.1124 | 0.00025146
|  | 923.3528 | 0.00061935
|  | 923.5933 | 0.00021527
|  | 923.8339 | 0.00074014
|  | 924.0743 | 0.00037007
|  | 924.3149 | 0.0006978
|  | 924.5554 | 0.00019467
|  | 924.7959 | 0.00051116
|  | 925.0364 | 0.00017854
|  | 925.277 | 0.00051387
|  | 925.5175 | 0.00021963
|  | 925.7581 | 0.00061405
|  | 925.9987 | 0.00033215
|  | 926.2393 | 0.00066123
|  | 926.4799 | 0.00017579
|  | 926.7205 | 0.00058913
|  | 926.9611 | 0.00037393
|  | 927.2017 | 0.00086702
|  | 927.4423 | 0.00033942
|  | 927.6829 | 0.00058315
|  | 927.9235 | 0.00013367
|  | 928.1642 | 0.00048855
|  | 928.4049 | 0.0001075
|  | 928.6455 | 0.00046678
|  | 928.8862 | 0.00012782
|  | 929.1269 | 0.00046737
|  | 929.3676 | 3.6524e-05
|  | 929.6083 | 0.0004636
|  | 929.8489 | 0.00011472
|  | 930.0897 | 0.00048653
|  | 930.3304 | 7.6918e-05
|  | 930.5711 | 0.00049183
|  | 930.8119 | 0.00012039
|  | 931.0526 | 0.00055707
|  | 931.2934 | 4.8304e-05
|  | 931.5341 | 0.000466
|  | 931.7749 | -3.8647e-05
|  | 932.0157 | 0.00036939
|  | 932.2565 | 1.8596e-05
|  | 932.4973 | 0.00053104
|  | 932.7381 | 0.00019631
|  | 932.9789 | 0.00052844
|  | 933.2197 | 2.1095e-05
|  | 933.4606 | 0.0004404
|  | 933.7014 | 3.2359e-05
|  | 933.9423 | 0.00046057
|  | 934.1831 | 1.6899e-06
|  | 934.424 | 0.00034247
|  | 934.6649 | 2.0479e-05
|  | 934.9058 | 0.00041474
|  | 935.1467 | 0.00010766
|  | 935.3876 | 0.00042902
|  | 935.6285 | 2.6734e-05
|  | 935.8694 | 0.00043151
|  | 936.1103 | 0.00013861
|  | 936.3513 | 0.00058375
|  | 936.5922 | 0.00019609
|  | 936.8331 | 0.00057753
|  | 937.0741 | 0.00013728
|  | 937.3151 | 0.00057003
|  | 937.556 | 0.00048817
|  | 937.797 | 0.00046649
|  | 938.038 | 0.00029368
|  | 938.279 | -0.00015097
|  | 938.52 | 0.00026564
|  | 938.761 | 0.00014121
|  | 939.0021 | 0.00064849
|  | 939.2431 | 0.00018024
|  | 939.4841 | 0.00040741
|  | 939.7252 | -8.7099e-06
|  | 939.9662 | 0.00047637
|  | 940.2073 | 6.406e-05
|  | 940.4484 | 0.00049557
|  | 940.6895 | 7.2708e-05
|  | 940.9306 | 0.00046522
|  | 941.1717 | 0.00012171
|  | 941.4128 | 0.00049787
|  | 941.6539 | 0.00017735
|  | 941.8951 | 0.00050641
|  | 942.1362 | 8.7006e-05
|  | 942.3773 | 0.00050495
|  | 942.6185 | 7.0765e-06
|  | 942.8597 | 0.00042035
|  | 943.1008 | 1.5903e-05
|  | 943.342 | 0.00053456
|  | 943.5832 | 0.00013668
|  | 943.8244 | 0.00042253
|  | 944.0656 | 2.0664e-05
|  | 944.3068 | 0.00051955
|  | 944.548 | 0.00020233
|  | 944.7893 | 0.00053825
|  | 945.0305 | 8.8448e-05
|  | 945.2717 | 0.00045499
|  | 945.513 | 0.00014367
|  | 945.7543 | 0.000627
|  | 945.9955 | 0.00020804
|  | 946.2368 | 0.00041151
|  | 946.4781 | -0.0001382
|  | 946.7194 | 0.00042802
|  | 946.9607 | 9.6736e-05
|  | 947.202 | 0.00059114
|  | 947.4434 | 7.5585e-05
|  | 947.6847 | 0.000458
|  | 947.926 | 0.00010005
|  | 948.1674 | 0.000625
|  | 948.4087 | 0.00024668
|  | 948.6501 | 0.00073882
|  | 948.8914 | 0.00031044
|  | 949.1328 | 0.00068635
|  | 949.3742 | 0.00013992
|  | 949.6156 | 0.00038353
|  | 949.857 | 4.2527e-05
|  | 950.0984 | 0.00047293
|  | 950.3398 | 0.00012357
|  | 950.5813 | 0.00044203
|  | 950.8227 | 9.5646e-05
|  | 951.0642 | 0.00051298
|  | 951.3056 | 0.00019065
|  | 951.5471 | 0.00054842
|  | 951.7886 | 8.1503e-05
|  | 952.03 | 0.00054143
|  | 952.2716 | 8.5269e-05
|  | 952.513 | 0.00056939
|  | 952.7545 | 0.00010435
|  | 952.996 | 0.0004901
|  | 953.2376 | 1.0034e-05
|  | 953.4791 | 0.00048595
|  | 953.7206 | -3.5341e-05
|  | 953.9622 | 0.00055726
|  | 954.2037 | 0.00044664
|  | 954.4453 | 0.00096879
|  | 954.6869 | 0.0004594
|  | 954.9285 | 0.00053976
|  | 955.17 | 0.00022347
|  | 955.4116 | 0.00056598
|  | 955.6533 | 0.00023262
|  | 955.8948 | 0.00065015
|  | 956.1365 | 0.00021319
|  | 956.3781 | 0.00066133
|  | 956.6197 | 0.00017058
|  | 956.8614 | 0.00079268
|  | 957.1031 | 0.00017232
|  | 957.3447 | 0.00060817
|  | 957.5864 | 3.4764e-05
|  | 957.8281 | 0.0005766
|  | 958.0698 | 9.493e-05
|  | 958.3115 | 0.0005626
|  | 958.5532 | 0.000111
|  | 958.7949 | 0.00052302
|  | 959.0366 | 8.831e-05
|  | 959.2783 | 0.00047171
|  | 959.5201 | 0.0001045
|  | 959.7618 | 0.00043479
|  | 960.0036 | 7.2581e-05
|  | 960.2454 | 0.00045875
|  | 960.4871 | 5.6023e-05
|  | 960.7289 | 0.00049135
|  | 960.9707 | 0.00019123
|  | 961.2125 | 0.00065721
|  | 961.4543 | 0.00013452
|  | 961.6961 | 0.00045118
|  | 961.9379 | 0.00019616
|  | 962.1798 | 0.0005931
|  | 962.4216 | 0.00023854
|  | 962.6635 | 0.00038164
|  | 962.9053 | 4.0654e-05
|  | 963.1472 | 0.00037779
|  | 963.389 | 0.00019444
|  | 963.6309 | 0.00055946
|  | 963.8728 | 0.00018303
|  | 964.1147 | 0.00048795
|  | 964.3566 | 2.5988e-05
|  | 964.5985 | 0.00049307
|  | 964.8405 | 6.0449e-05
|  | 965.0823 | 0.00043828
|  | 965.3243 | -0.00015418
|  | 965.5662 | 0.00027701
|  | 965.8082 | -3.7257e-06
|  | 966.0502 | 0.00056701
|  | 966.2921 | 0.00016758
|  | 966.5341 | 0.00050223
|  | 966.7761 | 0.00022039
|  | 967.0181 | 0.00054014
|  | 967.2601 | 0.00028136
|  | 967.5021 | 0.00047769
|  | 967.7441 | 0.00015332
|  | 967.9861 | 0.00048067
|  | 968.2282 | 9.9273e-05
|  | 968.4703 | 0.0004653
|  | 968.7123 | -2.5355e-05
|  | 968.9543 | 0.00031945
|  | 969.1964 | -4.6788e-05
|  | 969.4385 | 0.0003832
|  | 969.6806 | 5.0018e-05
|  | 969.9227 | 0.00048461
|  | 970.1648 | 9.7322e-05
|  | 970.4069 | 0.000574
|  | 970.649 | 0.00012167
|  | 970.8912 | 0.00051256
|  | 971.1333 | 1.5294e-05
|  | 971.3754 | 0.0003951
|  | 971.6176 | 9.1025e-05
|  | 971.8597 | 0.00061094
|  | 972.1019 | 0.00025883
|  | 972.3441 | 0.00060791
|  | 972.5863 | 9.5773e-05
|  | 972.8285 | 0.00051084
|  | 973.0707 | 6.3291e-05
|  | 973.3129 | 0.00042657
|  | 973.5551 | -3.683e-05
|  | 973.7974 | 0.00047414
|  | 974.0396 | 0.00012619
|  | 974.2818 | 0.0005348
|  | 974.5241 | -4.0746e-05
|  | 974.7664 | 0.00028712
|  | 975.0086 | -0.0001667
|  | 975.2509 | 0.00036444
|  | 975.4932 | 2.4839e-06
|  | 975.7355 | 0.00058331
|  | 975.9778 | 0.00014798
|  | 976.2201 | 0.00052078
|  | 976.4624 | 0.00010099
|  | 976.7047 | 0.00048618
|  | 976.9471 | 7.344e-05
|  | 977.1894 | 0.00052173
|  | 977.4318 | 0.00011371
|  | 977.6741 | 0.00061379
|  | 977.9164 | 3.6623e-05
|  | 978.1589 | 0.00045425
|  | 978.4013 | 1.9314e-06
|  | 978.6436 | 0.00042738
|  | 978.886 | 3.4826e-05
|  | 979.1284 | 0.00051639
|  | 979.3709 | 0.00016767
|  | 979.6133 | 0.00060596
|  | 979.8557 | 0.00026844
|  | 980.0981 | 0.00069795
|  | 980.3406 | 0.00034267
|  | 980.5831 | 0.00058027
|  | 980.8255 | 7.1788e-05
|  | 981.068 | 0.00042772
|  | 981.3105 | 9.6312e-05
|  | 981.553 | 0.00046739
|  | 981.7955 | -4.6163e-05
|  | 982.038 | 0.00030136
|  | 982.2805 | 5.183e-05
|  | 982.523 | 0.00054658
|  | 982.7656 | 7.1647e-05
|  | 983.0081 | 0.0003934
|  | 983.2506 | 8.3568e-05
|  | 983.4932 | 0.00055501
|  | 983.7357 | 0.0002633
|  | 983.9783 | 0.00052707
|  | 984.2209 | 0.00021342
|  | 984.4635 | 0.00055166
|  | 984.7061 | 0.00024218
|  | 984.9487 | 0.00052614
|  | 985.1913 | 0.0001901
|  | 985.4339 | 0.00053725
|  | 985.6766 | 0.0002111
|  | 985.9192 | 0.00040886
|  | 986.1619 | -4.3497e-05
|  | 986.4045 | 0.00017906
|  | 986.6472 | 8.0773e-06
|  | 986.8898 | 0.00050526
|  | 987.1325 | 0.00024641
|  | 987.3752 | 0.00053661
|  | 987.6179 | 9.5465e-05
|  | 987.8606 | 0.00064833
|  | 988.1033 | 0.00021525
|  | 988.346 | 0.00059241
|  | 988.5888 | -1.3433e-05
|  | 988.8315 | 0.00038275
|  | 989.0742 | 7.4568e-05
|  | 989.317 | 0.00052795
|  | 989.5598 | 8.5431e-05
|  | 989.8025 | 0.00052417
|  | 990.0453 | 0.00029534
|  | 990.2881 | 0.00067341
|  | 990.5309 | 0.00013261
|  | 990.7737 | 0.00032945
|  | 991.0165 | -1.8874e-05
|  | 991.2593 | 0.00046814
|  | 991.5021 | 2.9543e-06
|  | 991.7449 | 0.00037308
|  | 991.9878 | -3.0285e-05
|  | 992.2306 | 0.00049126
|  | 992.4735 | 0.00012244
|  | 992.7164 | 0.00054587
|  | 992.9592 | 9.9524e-05
|  | 993.2021 | 0.00050493
|  | 993.445 | 0.00010172
|  | 993.6879 | 0.00052348
|  | 993.9308 | 0.00013883
|  | 994.1737 | 0.00046131
|  | 994.4166 | 0.00013458
|  | 994.6596 | 0.00054755
|  | 994.9025 | 0.00023562
|  | 995.1454 | 0.0007082
|  | 995.3884 | 0.00026646
|  | 995.6314 | 0.00056857
|  | 995.8743 | 7.5741e-05
|  | 996.1173 | 0.00042856
|  | 996.3604 | 3.3497e-05
|  | 996.6033 | 0.00043032
|  | 996.8463 | 1.2772e-05
|  | 997.0894 | 0.00048669
|  | 997.3323 | -6.0685e-05
|  | 997.5754 | 0.00046869
|  | 997.8184 | -1.9202e-05
|  | 998.0615 | 0.00050349
|  | 998.3045 | 5.6223e-05
|  | 998.5476 | 0.00053439
|  | 998.7907 | 0.00019616
|  | 999.0338 | 0.0006491
|  | 999.2768 | 0.00020884
|  | 999.5199 | 0.0001041
|  | 999.763 | 8.0093e-05
|  | 1000.0061 | 0.00012117
|  | 1000.2492 | 0.00068287
|  | 1000.4924 | 0.0002957
|  | 1000.7355 | 0.00066433
|  | 1000.9786 | 8.4355e-05
|  | 1001.2218 | 0.00046948
|  | 1001.465 | 5.2001e-05
|  | 1001.7081 | 0.00047741
|  | 1001.9513 | 6.8967e-05
|  | 1002.1945 | 0.00054552
|  | 1002.4377 | 0.00026359
|  | 1002.6808 | 0.00063893
|  | 1002.9241 | 0.00014302
|  | 1003.1673 | 0.00041566
|  | 1003.4105 | 0.00014753
|  | 1003.6537 | 0.00051955
|  | 1003.897 | 0.0001888
|  | 1004.1402 | 0.00059224
|  | 1004.3835 | 0.00016171
|  | 1004.6267 | 0.00047769
|  | 1004.87 | -0.00013359
|  | 1005.1133 | 0.00046015
|  | 1005.3566 | 0.00019124
|  | 1005.5998 | 0.00073311
|  | 1005.8432 | 0.00031505
|  | 1006.0865 | 0.00071453
|  | 1006.3298 | 0.00032263
|  | 1006.5731 | 0.00054404
|  | 1006.8165 | 4.1527e-05
|  | 1007.0598 | 0.00044814
|  | 1007.3032 | -1.0589e-05
|  | 1007.5465 | 0.00035754
|  | 1007.7899 | -3.5355e-05
|  | 1008.0333 | 0.00053639
|  | 1008.2767 | 0.00016718
|  | 1008.52 | 0.00048183
|  | 1008.7634 | 4.6273e-05
|  | 1009.0068 | 0.00040135
|  | 1009.2502 | 4.5051e-05
|  | 1009.4937 | 0.0003816
|  | 1009.7371 | 9.6547e-06
|  | 1009.9806 | 0.00031775
|  | 1010.224 | -2.5559e-05
|  | 1010.4675 | 0.00044029
|  | 1010.7109 | 0.00012197
|  | 1010.9544 | 0.00042044
|  | 1011.1979 | -7.1609e-05
|  | 1011.4414 | 0.00024498
|  | 1011.6849 | 3.516e-06
|  | 1011.9284 | 0.00052447
|  | 1012.1719 | 0.00019478
|  | 1012.4154 | 0.00042886
|  | 1012.6589 | 2.579e-06
|  | 1012.9025 | 0.00055387
|  | 1013.1461 | 0.00025782
|  | 1013.3896 | 0.00059041
|  | 1013.6331 | 7.3963e-05
|  | 1013.8767 | 0.00057439
|  | 1014.1203 | 0.00025326
|  | 1014.3639 | 0.00065836
|  | 1014.6075 | 0.00010732
|  | 1014.8511 | 0.00053267
|  | 1015.0947 | 0.00014821
|  | 1015.3383 | 0.00061783
|  | 1015.5819 | 0.00016156
|  | 1015.8256 | 0.00045774
|  | 1016.0692 | 1.6676e-05
|  | 1016.3129 | 0.00045438
|  | 1016.5565 | -8.9174e-05
|  | 1016.8002 | 0.00039006
|  | 1017.0438 | -0.00010073
|  | 1017.2875 | 0.00037015
|  | 1017.5312 | -0.00012464
|  | 1017.7749 | 0.00032733
|  | 1018.0186 | 1.2583e-05
|  | 1018.2623 | 0.0005477
|  | 1018.506 | 9.3975e-05
|  | 1018.7498 | 0.00039809
|  | 1018.9935 | -0.00013572
|  | 1019.2372 | 0.0002389
|  | 1019.481 | -4.0179e-05
|  | 1019.7248 | 0.00024977
|  | 1019.9686 | 1.1963e-05
|  | 1020.2123 | 0.00037132
|  | 1020.4561 | 3.3461e-05
|  | 1020.6999 | 0.00034279
|  | 1020.9437 | -0.00012405
|  | 1021.1875 | 0.00044597
|  | 1021.4313 | -0.00024363
|  | 1021.6752 | -5.7531e-05
|  | 1021.919 | -0.00086361
|  | 1022.1628 | -0.00047214
|  | 1020.9216 | 0
|  | 1021.1651 | 0
|  | 1021.4086 | 0