## Graph
Product Raw Data
Metal-Core PCB Deep UV LEDs
DISCLAIMER: The data presented here are typical. Slight variations in performance data will occur from lot to lot. Please contact Technical Support with any questions regarding the use or reliability of this data.
This data may be used in publications. However, please cite Thorlabs as the source.
Additional Information:
For each LED, the normalized output spectrum has been scaled to the minimum specified output power and plotted in the graph to the right. Due to variations in the manufacturing process and operating parameters such as temperature and current, the actual spectral output of any given LED will vary. Output plots are only intended to be used as a guideline.

## Spectra Scaled to Min Power
LED Item # | M265D4 |  | M275D2 |  | M275D3 |  | M285D3 |  | M300D3 |  | M310D1 |  | M325D3 |  | M340D4
Min Output Power (mW) | 38.4 |  | 45 |  | 47.3 |  | 50 |  | 26 |  | 38.5 |  | 25 |  | 45.5
Scaling Constant | 3.0161 |  | 2.8511 |  | 4.034 |  | 3.1139 |  | 1.5035 |  | 2.1962 |  | 1.8865 |  | 4.0455
Spectra | Wavelength (nm) | Spectral Flux (mW/nm) | Wavelength (nm) | Spectral Flux (mW/nm) | Wavelength (nm) | Spectral Flux (mW/nm) | Wavelength (nm) | Spectral Flux (mW/nm) | Wavelength (nm) | Spectral Flux (mW/nm) | Wavelength (nm) | Spectral Flux (mW/nm) | Wavelength (nm) | Spectral Flux (mW/nm) | Wavelength (nm) | Spectral Flux (mW/nm)
| 181.1516 | 0.011491 | 181.0823 | 0.034613 | 0 | 0 | 181.0823 | 0 | 181.0823 | 0 | 270.239 | 0.0063865 | 181.0823 | 0 | 181.0823 | 0
| 181.2208 | 0.015472 | 181.1516 | 0.034613 | 181.08 | 0 | 181.1516 | 0 | 181.1516 | 0 | 270.3139 | -0.0095085 | 181.1516 | 0 | 181.1516 | 0
| 181.4287 | 0.01873 | 181.2208 | 0.034613 | 181.15 | 0 | 181.2208 | 0 | 181.2208 | 0 | 270.3887 | -0.0060162 | 181.2208 | 0 | 181.2208 | 0
| 181.498 | 0.025214 | 181.2901 | 0.034613 | 181.22 | 0 | 181.2901 | 0 | 181.2901 | 0 | 270.4636 | -0.0078661 | 181.2901 | 0 | 181.2901 | 0
| 181.7751 | 0.0029815 | 181.3594 | 0.034613 | 181.29 | 0 | 181.3594 | 0 | 181.3594 | 0 | 270.5384 | -0.00598 | 181.3594 | 0 | 181.3594 | 0
| 181.9831 | 0.017252 | 181.4287 | 0.034613 | 181.36 | 0 | 181.4287 | 0 | 181.4287 | 0 | 270.6133 | -0.015888 | 181.4287 | 0 | 181.4287 | 0
| 182.0524 | 0.019816 | 181.498 | 0.034613 | 181.43 | 0 | 181.498 | 0 | 181.498 | 0 | 270.6881 | 0.0078226 | 181.498 | 0 | 181.498 | 0
| 182.1911 | 0.003559 | 181.5672 | 0.034613 | 181.5 | 0 | 181.5672 | 0 | 181.5672 | 0 | 270.763 | -0.025372 | 181.5672 | 0 | 181.5672 | 0
| 182.3298 | 0.028864 | 181.6365 | 0.034613 | 181.57 | 0 | 181.6365 | 0 | 181.6365 | 0 | 270.8379 | -0.017338 | 181.6365 | 0 | 181.6365 | 0
| 182.6072 | 0.011763 | 181.7058 | 0.034613 | 181.64 | 0 | 181.7058 | 0 | 181.7058 | 0 | 270.9127 | 0.0046323 | 181.7058 | 0 | 181.7058 | 0
| 182.8848 | 0.00057576 | 181.7751 | 0.034613 | 181.71 | 0 | 181.7751 | 0 | 181.7751 | 0 | 270.9876 | 0.0012394 | 181.7751 | 0 | 181.7751 | 0
| 182.9542 | 0.0012009 | 181.8445 | 0.034613 | 181.78 | 0 | 181.8445 | 0 | 181.8445 | 0 | 271.0625 | -0.0057438 | 181.8445 | 0 | 181.8445 | 0
| 183.093 | 0.025184 | 181.9138 | 0.034613 | 181.84 | 0 | 181.9138 | 0 | 181.9138 | 0 | 271.1374 | 0.015565 | 181.9138 | 0 | 181.9138 | 0
| 183.1624 | 0.010948 | 181.9831 | 0.034613 | 181.91 | 0 | 181.9831 | 0 | 181.9831 | 0 | 271.2122 | -0.006369 | 181.9831 | 0 | 181.9831 | 0
| 183.3012 | 0.015352 | 182.0524 | 0.034613 | 181.98 | 0 | 182.0524 | 0 | 182.0524 | 0 | 271.2871 | -0.01209 | 182.0524 | 0 | 182.0524 | 0
| 183.3707 | 0.011371 | 182.1218 | 0.034613 | 182.05 | 0 | 182.1218 | 0 | 182.1218 | 0 | 271.362 | 0.001726 | 182.1218 | 0 | 182.1218 | 0
| 183.4401 | 0.011793 | 182.1911 | 0.034613 | 182.12 | 0 | 182.1911 | 0 | 182.1911 | 0 | 271.4369 | -0.010551 | 182.1911 | 0 | 182.1911 | 0
| 183.579 | 0.0019164 | 182.2604 | 0.034613 | 182.19 | 0 | 182.2604 | 0 | 182.2604 | 0 | 271.5118 | 0.013474 | 182.2604 | 0 | 182.2605 | 0
| 183.6484 | 0.0431 | 182.3298 | 0.034613 | 182.26 | 0 | 182.3298 | 0 | 182.3298 | 0 | 271.5867 | -0.0049258 | 182.3298 | 0 | 182.3298 | 0
| 183.7179 | 0.015231 | 182.3991 | 0.034613 | 182.33 | 0 | 182.3991 | 0 | 182.3991 | 0 | 271.6616 | -0.0031274 | 182.3991 | 0 | 182.3992 | 0
| 183.7873 | 0.001326 | 182.4685 | 0.034613 | 182.4 | 0 | 182.4685 | 0 | 182.4685 | 0 | 271.7365 | -0.002337 | 182.4685 | 0 | 182.4685 | 0
| 183.9263 | 0.011039 | 182.5379 | 0.034613 | 182.47 | 0 | 182.5379 | 0 | 182.5379 | 0 | 271.8115 | 0.019949 | 182.5379 | 0 | 182.5379 | 0
| 183.9957 | 0.026783 | 182.6072 | 0.034613 | 182.54 | 0 | 182.6072 | 0 | 182.6072 | 0 | 271.8864 | -0.0019619 | 182.6072 | 0 | 182.6072 | 0
| 184.2042 | 0.011431 | 182.6766 | 0.034613 | 182.61 | 0 | 182.6766 | 0 | 182.6766 | 0 | 271.9613 | -0.00094111 | 182.6766 | 0 | 182.6766 | 0
| 184.2737 | 0.020449 | 182.746 | 0.034613 | 182.68 | 0 | 182.746 | 0 | 182.746 | 0 | 272.0362 | -0.0099049 | 182.746 | 0 | 182.746 | 0
| 184.4822 | 0.01125 | 182.8154 | 0.034613 | 182.75 | 0 | 182.8154 | 0 | 182.8154 | 0 | 272.1111 | 0.0022407 | 182.8154 | 0 | 182.8154 | 0
| 184.5517 | 0.023194 | 182.8848 | 0.034613 | 182.82 | 0 | 182.8848 | 0 | 182.8848 | 0 | 272.1861 | -0.015759 | 182.8848 | 0 | 182.8848 | 0
| 184.6908 | 0.006183 | 182.9542 | 0.034613 | 182.88 | 0 | 182.9542 | 0 | 182.9542 | 0 | 272.261 | 0.017185 | 182.9542 | 0 | 182.9542 | 0
| 184.7603 | 0.01695 | 183.0236 | 0.034613 | 182.95 | 0 | 183.0236 | 0 | 183.0236 | 0 | 272.336 | -0.01172 | 183.0236 | 0 | 183.0236 | 0
| 184.8298 | 0.021655 | 183.093 | 0.034613 | 183.02 | 0 | 183.093 | 0 | 183.093 | 0 | 272.4109 | -0.00038681 | 183.093 | 0 | 183.093 | 0
| 185.108 | 0.025456 | 183.1624 | 0.034613 | 183.09 | 0 | 183.1624 | 0 | 183.1624 | 0 | 272.4859 | -0.020623 | 183.1624 | 0 | 183.1624 | 0
| 185.1776 | 0.0057004 | 183.2318 | 0.034613 | 183.16 | 0 | 183.2318 | 0 | 183.2318 | 0 | 272.5608 | 0.0075978 | 183.2318 | 0 | 183.2318 | 0
| 185.2472 | 0.0081132 | 183.3012 | 0.034613 | 183.23 | 0 | 183.3012 | 0 | 183.3012 | 0 | 272.6358 | -0.022687 | 183.3012 | 0 | 183.3012 | 0
| 185.3167 | 0.0053988 | 183.3707 | 0.034613 | 183.3 | 0 | 183.3707 | 0 | 183.3707 | 0 | 272.7107 | 0.0040053 | 183.3707 | 0 | 183.3707 | 0
| 185.3863 | 0.025908 | 183.4401 | 0.034613 | 183.37 | 0 | 183.4401 | 0 | 183.4401 | 0 | 272.7857 | -0.010725 | 183.4401 | 0 | 183.4401 | 0
| 185.595 | 0.010345 | 183.5095 | 0.034613 | 183.44 | 0 | 183.5095 | 0 | 183.5095 | 0 | 272.8607 | 0.0040384 | 183.5095 | 0 | 183.5095 | 0
| 185.6647 | 0.014145 | 183.579 | 0.034613 | 183.51 | 0 | 183.579 | 0 | 183.579 | 0 | 272.9356 | -0.012667 | 183.579 | 0 | 183.579 | 0
| 185.8735 | 0.0012505 | 183.6484 | 0.034613 | 183.58 | 0 | 183.6484 | 0 | 183.6484 | 0 | 273.0106 | -0.0085129 | 183.6484 | 0 | 183.6484 | 0
| 185.9431 | 0.0093197 | 183.7179 | 0.034613 | 183.65 | 0 | 183.7179 | 0 | 183.7179 | 0 | 273.0856 | -0.010687 | 183.7179 | 0 | 183.7179 | 0
| 186.0823 | 0.012094 | 183.7873 | 0.034613 | 183.72 | 0 | 183.7873 | 0 | 183.7873 | 0 | 273.1606 | 0.012749 | 183.7873 | 0 | 183.7873 | 0
| 186.152 | 0.0028618 | 183.8568 | 0.034613 | 183.79 | 0 | 183.8568 | 0 | 183.8568 | 0 | 273.2356 | -0.0051648 | 183.8568 | 0 | 183.8568 | 0
| 186.2216 | 0.013663 | 183.9263 | 0.034613 | 183.86 | 0 | 183.9263 | 0 | 183.9263 | 0 | 273.3105 | 0.03012 | 183.9263 | 0 | 183.9263 | 0
| 186.4306 | 0.0040717 | 183.9957 | 0.034613 | 183.93 | 0 | 183.9957 | 0 | 183.9957 | 0 | 273.3855 | -0.011402 | 183.9957 | 0 | 183.9957 | 0
| 186.7092 | 0.0079021 | 184.0652 | 0.034613 | 184 | 0 | 184.0652 | 0 | 184.0652 | 0 | 273.4605 | 0.0062561 | 184.0652 | 0 | 184.0652 | 0
| 186.9183 | 0.0033478 | 184.1347 | 0.034613 | 184.07 | 0 | 184.1347 | 0 | 184.1347 | 0 | 273.5356 | -0.0066218 | 184.1347 | 0 | 184.1347 | 0
| 187.0577 | 0.0044336 | 184.2042 | 0.034613 | 184.13 | 0 | 184.2042 | 0 | 184.2042 | 0 | 273.6105 | -0.0013273 | 184.2042 | 0 | 184.2042 | 0
| 187.4062 | 0.0047654 | 184.2737 | 0.034613 | 184.2 | 0 | 184.2737 | 0 | 184.2737 | 0 | 273.6855 | -0.017089 | 184.2737 | 0 | 184.2737 | 0
| 187.6155 | 0.0063639 | 184.3432 | 0.034613 | 184.27 | 0 | 184.3432 | 0 | 184.3432 | 0 | 273.7606 | -0.0040385 | 184.3432 | 0 | 184.3432 | 0
| 187.755 | 0.0072687 | 184.4127 | 0.034613 | 184.34 | 0 | 184.4127 | 0 | 184.4127 | 0 | 273.8356 | -0.01179 | 184.4127 | 0 | 184.4127 | 0
| 187.8247 | 0.0067259 | 184.4822 | 0.034613 | 184.41 | 0 | 184.4822 | 0 | 184.4822 | 0 | 273.9106 | -0.0039519 | 184.4822 | 0 | 184.4822 | 0
| 187.8945 | 0.027356 | 184.5517 | 0.034613 | 184.48 | 0 | 184.5517 | 0 | 184.5517 | 0 | 273.9856 | -0.0093139 | 184.5517 | 0 | 184.5517 | 0
| 188.1736 | 0.012547 | 184.6212 | 0.034613 | 184.55 | 0 | 184.6212 | 0 | 184.6212 | 0 | 274.0607 | 0.021334 | 184.6212 | 0 | 184.6212 | 0
| 188.3829 | 0.007691 | 184.6908 | 0.034613 | 184.62 | 0 | 184.6908 | 0 | 184.6908 | 0 | 274.1357 | -0.011224 | 184.6908 | 0 | 184.6908 | 0
| 188.4528 | 0.0044638 | 184.7603 | 0.034613 | 184.69 | 0 | 184.7603 | 0 | 184.7603 | 0 | 274.2107 | 0.017734 | 184.7603 | 0 | 184.7603 | 0
| 188.732 | 0.010074 | 184.8298 | 0.034613 | 184.76 | 0 | 184.8298 | 0 | 184.8298 | 0 | 274.2858 | 0.0056602 | 184.8298 | 0 | 184.8298 | 0
| 189.0113 | 0.0021824 | 184.8994 | 0.034613 | 184.83 | 0 | 184.8994 | 0 | 184.8994 | 0 | 274.3608 | 0.00084721 | 184.8994 | 0 | 184.8994 | 0
| 189.2209 | 0.0035891 | 184.9689 | 0.034613 | 184.9 | 0 | 184.9689 | 0 | 184.9689 | 0 | 274.4359 | -0.0035376 | 184.9689 | 0 | 184.9689 | 0
| 189.2908 | 0.013663 | 185.0385 | 0.034613 | 184.97 | 0 | 185.0385 | 0 | 185.0385 | 0 | 274.5109 | -0.0058207 | 185.0385 | 0 | 185.0385 | 0
| 189.4305 | 0.0073291 | 185.108 | 0.034613 | 185.04 | 0 | 185.108 | 0 | 185.108 | 0 | 274.586 | 8.842e-05 | 185.108 | 0 | 185.108 | 0
| 189.5004 | 0.018157 | 185.1776 | 0.034613 | 185.11 | 0 | 185.1776 | 0 | 185.1776 | 0 | 274.661 | 0.0076309 | 185.1776 | 0 | 185.1776 | 0
| 189.5703 | 0.0047956 | 185.2471 | 0.034613 | 185.18 | 0 | 185.2471 | 0 | 185.2471 | 0 | 274.7361 | -0.013841 | 185.2471 | 0 | 185.2471 | 0
| 189.8499 | 0.040265 | 185.3167 | 0.034613 | 185.25 | 0 | 185.3167 | 0 | 185.3167 | 0 | 274.8112 | 0.012425 | 185.3167 | 0 | 185.3167 | 0
| 190.1295 | 0.022922 | 185.3863 | 0.034613 | 185.32 | 0 | 185.3863 | 0 | 185.3863 | 0 | 274.8862 | -0.017664 | 185.3863 | 0 | 185.3863 | 0
| 190.3393 | 0.00095723 | 185.4559 | 0.034613 | 185.39 | 0 | 185.4559 | 0 | 185.4559 | 0 | 274.9613 | -0.0012911 | 185.4559 | 0 | 185.4559 | 0
| 190.4093 | 0.011733 | 185.5255 | 0.034613 | 185.46 | 0 | 185.5255 | 0 | 185.5255 | 0 | 275.0364 | -0.0046917 | 185.5255 | 0 | 185.5255 | 0
| 190.5492 | 0.0018024 | 185.595 | 0.034613 | 185.53 | 0 | 185.595 | 0 | 185.595 | 0 | 275.1115 | 0.0026807 | 185.595 | 0 | 185.595 | 0
| 190.6191 | 0.0034082 | 185.6646 | 0.034613 | 185.6 | 0 | 185.6646 | 0 | 185.6646 | 0 | 275.1865 | -0.0091576 | 185.6646 | 0 | 185.6647 | 0
| 190.6891 | 0.019182 | 185.7343 | 0.034613 | 185.66 | 0 | 185.7343 | 0 | 185.7343 | 0 | 275.2616 | 0.0066969 | 185.7343 | 0 | 185.7343 | 0
| 190.899 | 0.0047956 | 185.8039 | 0.034613 | 185.73 | 0 | 185.8039 | 0 | 185.8039 | 0 | 275.3367 | -0.011033 | 185.8039 | 0 | 185.8039 | 0
| 190.969 | 0.033961 | 185.8735 | 0.034613 | 185.8 | 0 | 185.8735 | 0 | 185.8735 | 0 | 275.4118 | -0.0059075 | 185.8735 | 0 | 185.8735 | 0
| 191.249 | 0.038726 | 185.9431 | 0.034613 | 185.87 | 0 | 185.9431 | 0 | 185.9431 | 0 | 275.4869 | 0.0044508 | 185.9431 | 0 | 185.9431 | 0
| 191.319 | 0.0020389 | 186.0127 | 0.034613 | 185.94 | 0 | 186.0127 | 0 | 186.0127 | 0 | 275.562 | 0.015026 | 186.0127 | 0 | 186.0127 | 0
| 192.0194 | 0.0088974 | 186.0823 | 0.034613 | 186.01 | 0 | 186.0823 | 0 | 186.0823 | 0 | 275.6371 | -0.0077013 | 186.0823 | 0 | 186.0823 | 0
| 192.51 | 0.0004244 | 186.152 | 0.034613 | 186.08 | 0 | 186.152 | 0 | 186.152 | 0 | 275.7122 | 0.0066094 | 186.152 | 0 | 186.152 | 0
| 192.5801 | 0.012245 | 186.2216 | 0.034613 | 186.15 | 0 | 186.2216 | 0 | 186.2216 | 0 | 275.7874 | -0.0062872 | 186.2216 | 0 | 186.2216 | 0
| 192.6502 | 0.033328 | 186.2913 | 0.034613 | 186.22 | 0 | 186.2913 | 0 | 186.2913 | 0 | 275.8625 | 0.0040737 | 186.2913 | 0 | 186.2913 | 0
| 192.9307 | 0.0065449 | 186.3609 | 0.034613 | 186.29 | 0 | 186.3609 | 0 | 186.3609 | 0 | 275.9376 | 2.9676e-05 | 186.3609 | 0 | 186.3609 | 0
| 193.1411 | 0.019152 | 186.4306 | 0.034613 | 186.36 | 0 | 186.4306 | 0 | 186.4306 | 0 | 276.0127 | 0.0073029 | 186.4306 | 0 | 186.4306 | 0
| 193.2112 | 0.035017 | 186.5002 | 0.034613 | 186.43 | 0 | 186.5002 | 0 | 186.5002 | 0 | 276.0878 | -0.011999 | 186.5002 | 0 | 186.5002 | 0
| 193.2814 | 0.0015676 | 186.5699 | 0.034613 | 186.5 | 0 | 186.5699 | 0 | 186.5699 | 0 | 276.163 | 0.0014061 | 186.5699 | 0 | 186.5699 | 0
| 193.3515 | 0.011853 | 186.6396 | 0.034613 | 186.57 | 0 | 186.6396 | 0 | 186.6396 | 0 | 276.2381 | -0.00074641 | 186.6396 | 0 | 186.6396 | 0
| 193.7024 | 0.0025292 | 186.7092 | 0.034613 | 186.64 | 0 | 186.7092 | 0 | 186.7092 | 0 | 276.3133 | -0.0037038 | 186.7092 | 0 | 186.7092 | 0
| 193.7725 | 0.0056702 | 186.7789 | 0.034613 | 186.71 | 0 | 186.7789 | 0 | 186.7789 | 0 | 276.3884 | -0.0031499 | 186.7789 | 0 | 186.7789 | 0
| 193.8427 | 0.010194 | 186.8486 | 0.034613 | 186.78 | 0 | 186.8486 | 0 | 186.8486 | 0 | 276.4635 | -0.012436 | 186.8486 | 0 | 186.8486 | 0
| 193.9831 | 0.010858 | 186.9183 | 0.034613 | 186.85 | 0 | 186.9183 | 0 | 186.9183 | 0 | 276.5387 | -0.0024822 | 186.9183 | 0 | 186.9183 | 0
| 194.0533 | 0.017041 | 186.988 | 0.034613 | 186.92 | 0 | 186.988 | 0 | 186.988 | 0 | 276.6139 | 0.010614 | 186.988 | 0 | 186.988 | 0
| 194.264 | 0.023133 | 187.0577 | 0.034613 | 186.99 | 0 | 187.0577 | 0 | 187.0577 | 0 | 276.689 | -0.013824 | 187.0577 | 0 | 187.0577 | 0
| 194.5449 | 0.0088371 | 187.1274 | 0.034613 | 187.06 | 0 | 187.1274 | 0 | 187.1274 | 0 | 276.7642 | 0.010106 | 187.1274 | 0 | 187.1274 | 0
| 194.6152 | 0.0057004 | 187.1971 | 0.034613 | 187.13 | 0 | 187.1971 | 0 | 187.1971 | 0 | 276.8393 | -0.012821 | 187.1971 | 0 | 187.1971 | 0
| 194.826 | 0.0040114 | 187.2668 | 0.034613 | 187.2 | 0 | 187.2668 | 0 | 187.2668 | 0 | 276.9145 | 0.010696 | 187.2668 | 0 | 187.2668 | 0
| 194.8962 | 0.020087 | 187.3365 | 0.034613 | 187.27 | 0 | 187.3365 | 0 | 187.3365 | 0 | 276.9897 | -0.014923 | 187.3365 | 0 | 187.3365 | 0
| 195.0368 | 0.011491 | 187.4062 | 0.034613 | 187.34 | 0 | 187.4062 | 0 | 187.4062 | 0 | 277.0648 | 0.013025 | 187.4062 | 0 | 187.4062 | 0
| 195.1773 | 0.011883 | 187.476 | 0.034613 | 187.41 | 0 | 187.476 | 0 | 187.476 | 0 | 277.14 | -0.004252 | 187.476 | 0 | 187.476 | 0
| 195.2476 | 0.0041622 | 187.5457 | 0.034613 | 187.48 | 0 | 187.5457 | 0 | 187.5457 | 0 | 277.2152 | 0.0016134 | 187.5457 | 0 | 187.5457 | 0
| 195.3179 | 0.0054289 | 187.6155 | 0.034613 | 187.55 | 0 | 187.6155 | 0 | 187.6155 | 0 | 277.2904 | -0.010836 | 187.6155 | 0 | 187.6155 | 0
| 195.7398 | 0.026541 | 187.6852 | 0.034613 | 187.62 | 0 | 187.6852 | 0 | 187.6852 | 0 | 277.3656 | 0.0055954 | 187.6852 | 0 | 187.6852 | 0
| 195.8805 | 0.013783 | 187.755 | 0.034613 | 187.69 | 0 | 187.755 | 0 | 187.755 | 0 | 277.4408 | -0.0049853 | 187.755 | 0 | 187.755 | 0
| 195.9508 | 0.027084 | 187.8247 | 0.034613 | 187.75 | 0 | 187.8247 | 0 | 187.8247 | 0 | 277.516 | -0.0031324 | 187.8247 | 0 | 187.8247 | 0
| 196.0212 | 0.0080831 | 187.8945 | 0.034613 | 187.82 | 0 | 187.8945 | 0 | 187.8945 | 0 | 277.5912 | 0.0029783 | 187.8945 | 0 | 187.8945 | 0
| 196.3026 | 0.0038907 | 187.9642 | 0.034613 | 187.89 | 0 | 187.9642 | 0 | 187.9642 | 0 | 277.6664 | -0.0054815 | 187.9642 | 0 | 187.9642 | 0
| 196.373 | 0.0079021 | 188.034 | 0.034613 | 187.96 | 0 | 188.034 | 0 | 188.034 | 0 | 277.7416 | -0.0077124 | 188.034 | 0 | 188.034 | 0
| 196.5137 | 0.004132 | 188.1038 | 0.034613 | 188.03 | 0 | 188.1038 | 0 | 188.1038 | 0 | 277.8168 | 0.012755 | 188.1038 | 0 | 188.1038 | 0
| 196.7249 | 0.016076 | 188.1736 | 0.034613 | 188.1 | 0 | 188.1736 | 0 | 188.1736 | 0 | 277.8921 | -0.0049883 | 188.1736 | 0 | 188.1736 | 0
| 196.7953 | 0.00015042 | 188.2434 | 0.034613 | 188.17 | 0 | 188.2434 | 0 | 188.2434 | 0 | 277.9673 | 0.010371 | 188.2434 | 0 | 188.2434 | 0
| 196.8657 | 0.0044336 | 188.3132 | 0.034613 | 188.24 | 0 | 188.3132 | 0 | 188.3132 | 0 | 278.0425 | -0.0041594 | 188.3132 | 0 | 188.3132 | 0
| 196.9361 | 0.001259 | 188.3829 | 0.034613 | 188.31 | 0 | 188.3829 | 0 | 188.3829 | 0 | 278.1177 | 0.0019981 | 188.3829 | 0 | 188.3829 | 0
| 197.077 | 0.016981 | 188.4528 | 0.034613 | 188.38 | 0 | 188.4528 | 0 | 188.4528 | 0 | 278.193 | -0.00050394 | 188.4528 | 0 | 188.4528 | 0
| 197.2882 | 0.0025052 | 188.5226 | 0.034613 | 188.45 | 0 | 188.5226 | 0 | 188.5226 | 0 | 278.2682 | 0.0017844 | 188.5226 | 0 | 188.5226 | 0
| 197.3587 | 0.0096514 | 188.5924 | 0.034613 | 188.52 | 0 | 188.5924 | 0 | 188.5924 | 0 | 278.3434 | -0.0089462 | 188.5924 | 0 | 188.5924 | 0
| 197.4291 | 0.025275 | 188.6622 | 0.034613 | 188.59 | 0 | 188.6622 | 0 | 188.6622 | 0 | 278.4187 | -0.0068968 | 188.6622 | 0 | 188.6622 | 0
| 197.6405 | 0.0074799 | 188.732 | 0.034613 | 188.66 | 0 | 188.732 | 0 | 188.732 | 0 | 278.4939 | -0.0086543 | 188.732 | 0 | 188.732 | 0
| 197.8519 | 0.0044336 | 188.8018 | 0.034613 | 188.73 | 0 | 188.8018 | 0 | 188.8018 | 0 | 278.5692 | -0.0040897 | 188.8018 | 0 | 188.8018 | 0
| 197.9224 | 0.0025437 | 188.8717 | 0.034613 | 188.8 | 0 | 188.8717 | 0 | 188.8717 | 0 | 278.6444 | -0.002817 | 188.8717 | 0 | 188.8717 | 0
| 197.9929 | 0.0064242 | 188.9415 | 0.034613 | 188.87 | 0 | 188.9415 | 0 | 188.9415 | 0 | 278.7197 | -0.0024448 | 188.9415 | 0 | 188.9415 | 0
| 198.2044 | 0.0064846 | 189.0113 | 0.034613 | 188.94 | 0 | 189.0113 | 0 | 189.0113 | 0 | 278.795 | -0.0039946 | 189.0113 | 0 | 189.0114 | 0
| 198.2749 | 0.045452 | 189.0812 | 0.034613 | 189.01 | 0 | 189.0812 | 0 | 189.0812 | 0 | 278.8702 | 0.0061007 | 189.0812 | 0 | 189.0812 | 0
| 198.4864 | 0.0090482 | 189.151 | 0.034613 | 189.08 | 0 | 189.151 | 0 | 189.151 | 0 | 278.9455 | -0.0095755 | 189.151 | 0 | 189.151 | 0
| 198.8391 | 0.010918 | 189.2209 | 0.034613 | 189.15 | 0 | 189.2209 | 0 | 189.2209 | 0 | 279.0208 | 0.00017594 | 189.2209 | 0 | 189.2209 | 0
| 198.9096 | 0.0027175 | 189.2908 | 0.034613 | 189.22 | 0 | 189.2908 | 0 | 189.2908 | 0 | 279.0961 | -0.011898 | 189.2908 | 0 | 189.2908 | 0
| 199.0507 | 0.015352 | 189.3606 | 0.034613 | 189.29 | 0 | 189.3606 | 0 | 189.3606 | 0 | 279.1713 | 0.0024424 | 189.3606 | 0 | 189.3606 | 0
| 199.1213 | 0.011612 | 189.4305 | 0.034613 | 189.36 | 0 | 189.4305 | 0 | 189.4305 | 0 | 279.2466 | -0.00074891 | 189.4305 | 0 | 189.4305 | 0
| 199.4036 | 0.013995 | 189.5004 | 0.034613 | 189.43 | 0 | 189.5004 | 0 | 189.5004 | 0 | 279.3219 | -0.0018595 | 189.5004 | 0 | 189.5004 | 0
| 199.5448 | 0.0020528 | 189.5703 | 0.034613 | 189.5 | 0 | 189.5703 | 0 | 189.5703 | 0 | 279.3972 | -0.0032565 | 189.5703 | 0 | 189.5703 | 0
| 199.6154 | 0.00096694 | 189.6402 | 0.034613 | 189.57 | 0 | 189.6402 | 0 | 189.6402 | 0 | 279.4725 | -0.00035544 | 189.6402 | 0 | 189.6402 | 0
| 199.686 | 0.0073291 | 189.7101 | 0.034613 | 189.64 | 0 | 189.7101 | 0 | 189.7101 | 0 | 279.5478 | -0.0085089 | 189.7101 | 0 | 189.7101 | 0
| 199.8978 | 0.0028989 | 189.78 | 0.034613 | 189.71 | 0 | 189.78 | 0 | 189.78 | 0 | 279.6231 | 0.00061642 | 189.78 | 0 | 189.78 | 0
| 199.9685 | 0.0025567 | 189.8499 | 0.034613 | 189.78 | 0 | 189.8499 | 0 | 189.8499 | 0 | 279.6984 | -0.0085139 | 189.8499 | 0 | 189.8499 | 0
| 200.1097 | 0.0050368 | 189.9198 | 0.034613 | 189.85 | 0.04034 | 189.9198 | 0 | 189.9198 | 0 | 279.7737 | -0.0013816 | 189.9198 | 0 | 189.9198 | 0
| 200.1804 | 0.0013707 | 189.9897 | 0.034613 | 189.92 | 0 | 189.9897 | 0 | 189.9897 | 0 | 279.849 | -0.0031297 | 189.9897 | 0 | 189.9897 | 0
| 200.251 | 8.8304e-05 | 190.0596 | 0.034613 | 189.99 | 0 | 190.0596 | 0 | 190.0596 | 0 | 279.9243 | 0.0045969 | 190.0596 | 0 | 190.0596 | 0
| 200.3923 | 0.010466 | 190.1295 | 0.034613 | 190.06 | 0 | 190.1295 | 0 | 190.1295 | 0 | 279.9997 | -0.010963 | 190.1295 | 0 | 190.1295 | 0
| 200.463 | 0.011521 | 190.1995 | 0.034613 | 190.13 | 0 | 190.1995 | 0 | 190.1995 | 0 | 280.075 | 0.0037467 | 190.1995 | 0 | 190.1995 | 0
| 200.5336 | 0.0008882 | 190.2694 | 0.034613 | 190.2 | 0 | 190.2694 | 0 | 190.2694 | 0 | 280.1503 | 0.00058666 | 190.2694 | 0 | 190.2694 | 0
| 200.7456 | 0.0075402 | 190.3393 | 0.034613 | 190.27 | 0 | 190.3393 | 0 | 190.3393 | 0 | 280.2256 | -0.002409 | 190.3393 | 0 | 190.3393 | 0
| 200.8163 | 0.015955 | 190.4093 | 0.034613 | 190.34 | 0 | 190.4093 | 0 | 190.4093 | 0 | 280.301 | -0.0020728 | 190.4093 | 0 | 190.4093 | 0
| 201.0284 | 0.013029 | 190.4792 | 0.034613 | 190.41 | 0 | 190.4792 | 0 | 190.4792 | 0 | 280.3763 | -0.00093297 | 190.4792 | 0 | 190.4792 | 0
| 201.3112 | 0.0098626 | 190.5492 | 0.034613 | 190.48 | 0 | 190.5492 | 0 | 190.5492 | 0 | 280.4517 | -0.0083409 | 190.5492 | 0 | 190.5492 | 0
| 201.3819 | 0.028592 | 190.6191 | 0.034613 | 190.55 | 0 | 190.6191 | 0 | 190.6191 | 0 | 280.527 | 0.0017007 | 190.6191 | 0 | 190.6191 | 0
| 201.4527 | 0.0016198 | 190.6891 | 0.034613 | 190.62 | 0 | 190.6891 | 0 | 190.6891 | 0 | 280.6024 | 0.001563 | 190.6891 | 0 | 190.6891 | 0
| 201.5941 | 0.002928 | 190.7591 | 0.034613 | 190.69 | 0 | 190.7591 | 0 | 190.7591 | 0 | 280.6777 | 0.00011634 | 190.7591 | 0 | 190.7591 | 0
| 201.8771 | 0.0043432 | 190.829 | 0.034613 | 190.76 | 0 | 190.829 | 0 | 190.829 | 0 | 280.7531 | 0.00085197 | 190.829 | 0 | 190.8291 | 0
| 201.9479 | 0.020389 | 190.899 | 0.034613 | 190.83 | 0 | 190.899 | 0 | 190.899 | 0 | 280.8285 | 0.01308 | 190.899 | 0 | 190.899 | 0
| 202.0894 | 0.0015724 | 190.969 | 0.034613 | 190.9 | 0 | 190.969 | 0 | 190.969 | 0 | 280.9038 | -0.004927 | 190.969 | 0 | 190.969 | 0
| 202.1602 | 0.0016047 | 191.039 | 0.034613 | 190.97 | 0 | 191.039 | 0 | 191.039 | 0 | 280.9792 | 0.00023136 | 191.039 | 0 | 191.039 | 0
| 202.231 | 0.0082641 | 191.109 | 0.034613 | 191.04 | 0 | 191.109 | 0 | 191.109 | 0 | 281.0546 | -0.007982 | 191.109 | 0 | 191.109 | 0
| 202.3018 | 0.0012903 | 191.179 | 0.034613 | 191.11 | 0 | 191.179 | 0 | 191.179 | 0 | 281.1299 | 0.0033729 | 191.179 | 0 | 191.179 | 0
| 202.3726 | 0.013422 | 191.249 | 0.034613 | 191.18 | 0 | 191.249 | 0 | 191.249 | 0 | 281.2053 | -0.0017287 | 191.249 | 0 | 191.249 | 0
| 202.4433 | 0.033086 | 191.319 | 0.034613 | 191.25 | 0 | 191.319 | 0 | 191.319 | 0 | 281.2807 | -0.0001751 | 191.319 | 0 | 191.319 | 0
| 202.5141 | 0.027808 | 191.389 | 0.034613 | 191.32 | 0 | 191.389 | 0 | 191.389 | 0 | 281.3561 | 0.0087594 | 191.389 | 0 | 191.389 | 0
| 202.6558 | 0.0091086 | 191.4591 | 0.034613 | 191.39 | 0 | 191.4591 | 0 | 191.4591 | 0 | 281.4315 | 0.0075617 | 191.4591 | 0 | 191.4591 | 0
| 202.7974 | 0.020117 | 191.5291 | 0.034613 | 191.46 | 0 | 191.5291 | 0 | 191.5291 | 0 | 281.5069 | -0.0095438 | 191.5291 | 0 | 191.5291 | 0
| 203.0807 | 0.011883 | 191.5991 | 0.034613 | 191.53 | 0 | 191.5991 | 0 | 191.5991 | 0 | 281.5823 | 0.0038733 | 191.5991 | 0 | 191.5991 | 0
| 203.2224 | 0.0047654 | 191.6692 | 0.034613 | 191.6 | 0 | 191.6692 | 0 | 191.6692 | 0 | 281.6577 | -0.0031328 | 191.6692 | 0 | 191.6691 | 0
| 203.3641 | 0.012668 | 191.7392 | 0.034613 | 191.67 | 0 | 191.7392 | 0 | 191.7392 | 0 | 281.7331 | 0.014057 | 191.7392 | 0 | 191.7392 | 0
| 203.435 | 0.0027891 | 191.8092 | 0.034613 | 191.74 | 0 | 191.8092 | 0 | 191.8092 | 0 | 281.8085 | 0.0047033 | 191.8092 | 0 | 191.8092 | 0
| 203.5058 | 0.0060322 | 191.8793 | 0.034613 | 191.81 | 0 | 191.8793 | 0 | 191.8793 | 0 | 281.8839 | 0.0089657 | 191.8793 | 0 | 191.8793 | 0
| 203.6476 | 0.0080228 | 191.9493 | 0.034613 | 191.88 | 0 | 191.9493 | 0 | 191.9493 | 0 | 281.9593 | -0.010434 | 191.9493 | 0 | 191.9493 | 0
| 203.9312 | 0.0034082 | 192.0194 | 0.034613 | 191.95 | 0 | 192.0194 | 0 | 192.0194 | 0 | 282.0347 | 0.0068763 | 192.0194 | 0 | 192.0194 | 0
| 204.1439 | 0.010164 | 192.0895 | 0.034613 | 192.02 | 0 | 192.0895 | 0 | 192.0895 | 0 | 282.1102 | -0.015908 | 192.0895 | 0 | 192.0895 | 0
| 204.2148 | 0.004132 | 192.1595 | 0.034613 | 192.09 | 0 | 192.1595 | 0 | 192.1595 | 0 | 282.1856 | 0.00042436 | 192.1595 | 0 | 192.1595 | 0
| 204.3566 | 0.002453 | 192.2296 | 0.034613 | 192.16 | 0 | 192.2296 | 0 | 192.2296 | 0 | 282.261 | -0.0076132 | 192.2296 | 0 | 192.2296 | 0
| 204.4276 | 0.018096 | 192.2997 | 0.034613 | 192.23 | 0 | 192.2997 | 0 | 192.2997 | 0 | 282.3365 | 0.018368 | 192.2997 | 0 | 192.2997 | 0
| 204.6404 | 0.0056702 | 192.3698 | 0.034613 | 192.3 | 0 | 192.3698 | 0 | 192.3698 | 0 | 282.4119 | -0.0064612 | 192.3698 | 0 | 192.3698 | 0
| 204.7113 | 0.0091086 | 192.4399 | 0.034613 | 192.37 | 0 | 192.4399 | 0 | 192.4399 | 0 | 282.4873 | 0.0076893 | 192.4399 | 0 | 192.4399 | 0
| 204.7823 | 0.021354 | 192.51 | 0.034613 | 192.44 | 0 | 192.51 | 0 | 192.51 | 0 | 282.5628 | -0.011071 | 192.51 | 0 | 192.51 | 0
| 205.2081 | 0.0018019 | 192.5801 | 0.034613 | 192.51 | 0 | 192.5801 | 0 | 192.5801 | 0 | 282.6382 | 0.013966 | 192.5801 | 0 | 192.5801 | 0
| 205.3501 | 0.011853 | 192.6502 | 0.034613 | 192.58 | 0 | 192.6502 | 0 | 192.6502 | 0 | 282.7137 | -0.0084203 | 192.6502 | 0 | 192.6502 | 0
| 205.5631 | 0.0085657 | 192.7203 | 0.034613 | 192.65 | 0 | 192.7203 | 0 | 192.7203 | 0 | 282.7892 | -0.0046687 | 192.7203 | 0 | 192.7203 | 0
| 205.6341 | 0.01119 | 192.7904 | 0.034613 | 192.72 | 0 | 192.7904 | 0 | 192.7904 | 0 | 282.8646 | -0.0016125 | 192.7904 | 0 | 192.7904 | 0
| 205.8472 | 0.004313 | 192.8605 | 0.034613 | 192.79 | 0 | 192.8605 | 0 | 192.8605 | 0 | 282.9401 | 0.013327 | 192.8605 | 0 | 192.8605 | 0
| 205.9182 | 0.033086 | 192.9307 | 0.034613 | 192.86 | 0 | 192.9307 | 0 | 192.9307 | 0 | 283.0155 | -0.0023082 | 192.9307 | 0 | 192.9306 | 0
| 206.0603 | 0.0070878 | 193.0008 | 0.034613 | 192.93 | 0 | 193.0008 | 0 | 193.0008 | 0 | 283.091 | -0.002075 | 193.0008 | 0 | 193.0008 | 0
| 206.2024 | 0.020841 | 193.0709 | 0.034613 | 193 | 0 | 193.0709 | 0 | 193.0709 | 0 | 283.1665 | -0.0033862 | 193.0709 | 0 | 193.0709 | 0
| 206.4866 | 0.014417 | 193.1411 | 0.034613 | 193.07 | 0 | 193.1411 | 0 | 193.1411 | 0 | 283.242 | 0.0016353 | 193.1411 | 0 | 193.1411 | 0
| 206.6288 | 0.0042527 | 193.2112 | 0.034613 | 193.14 | 0 | 193.2112 | 0 | 193.2112 | 0 | 283.3174 | -0.0025254 | 193.2112 | 0 | 193.2112 | 0
| 206.771 | 0.011793 | 193.2814 | 0.034613 | 193.21 | 0 | 193.2814 | 0 | 193.2814 | 0 | 283.3929 | 0.01096 | 193.2814 | 0 | 193.2814 | 0
| 206.9843 | 0.02446 | 193.3515 | 0.034613 | 193.28 | 0 | 193.3515 | 0 | 193.3515 | 0 | 283.4684 | -0.0026718 | 193.3515 | 0 | 193.3515 | 0
| 207.0554 | 0.029165 | 193.4217 | 0.034613 | 193.35 | 0 | 193.4217 | 0 | 193.4217 | 0 | 283.5439 | 0.0030534 | 193.4217 | 0 | 193.4217 | 0
| 207.1265 | 0.0023726 | 193.4918 | 0.034613 | 193.42 | 0 | 193.4918 | 0 | 193.4918 | 0 | 283.6194 | -0.0065424 | 193.4918 | 0 | 193.4918 | 0
| 207.2687 | 0.004132 | 193.562 | 0.034613 | 193.49 | 0 | 193.562 | 0 | 193.562 | 0 | 283.6949 | 0.0014305 | 193.562 | 0 | 193.562 | 0
| 207.4821 | 0.0020515 | 193.6322 | 0.034613 | 193.56 | 0 | 193.6322 | 0 | 193.6322 | 0 | 283.7704 | -0.01275 | 193.6322 | 0 | 193.6322 | 0
| 207.5533 | 0.0079323 | 193.7024 | 0.034613 | 193.63 | 0 | 193.7024 | 0 | 193.7024 | 0 | 283.8459 | -0.0008811 | 193.7024 | 0 | 193.7024 | 0
| 207.7667 | 0.0052178 | 193.7725 | 0.034613 | 193.7 | 0 | 193.7725 | 0 | 193.7725 | 0 | 283.9214 | -0.0092466 | 193.7725 | 0 | 193.7726 | 0
| 207.8379 | 0.038063 | 193.8427 | 0.034613 | 193.77 | 0 | 193.8427 | 0 | 193.8427 | 0 | 283.9969 | -0.0029931 | 193.8427 | 0 | 193.8427 | 0
| 207.9091 | 0.020027 | 193.9129 | 0.034613 | 193.84 | 0 | 193.9129 | 0 | 193.9129 | 0 | 284.0724 | -0.0074853 | 193.9129 | 0 | 193.9129 | 0
| 207.9802 | 0.0023916 | 193.9831 | 0.034613 | 193.91 | 0 | 193.9831 | 0 | 193.9831 | 0 | 284.148 | 0.02311 | 193.9831 | 0 | 193.9831 | 0
| 208.1226 | 0.00042203 | 194.0533 | 0.034613 | 193.98 | 0 | 194.0533 | 0 | 194.0533 | 0 | 284.2235 | -0.012207 | 194.0533 | 0 | 194.0533 | 0
| 208.1938 | 0.029859 | 194.1236 | 0.034613 | 194.05 | 0 | 194.1236 | 0 | 194.1236 | 0 | 284.299 | 0.0052101 | 194.1236 | 0 | 194.1236 | 0
| 208.4786 | 0.012879 | 194.1938 | 0.034613 | 194.12 | 0 | 194.1938 | 0 | 194.1938 | 0 | 284.3746 | -0.010396 | 194.1938 | 0 | 194.1938 | 0
| 208.7634 | 0.0023388 | 194.264 | 0.034613 | 194.19 | 0 | 194.264 | 0 | 194.264 | 0 | 284.4501 | 0.0088935 | 194.264 | 0 | 194.264 | 0
| 208.9771 | 0.0072687 | 194.3342 | 0.034613 | 194.26 | 0 | 194.3342 | 0 | 194.3342 | 0 | 284.5256 | 0.0060902 | 194.3342 | 0 | 194.3342 | 0
| 209.0484 | 0.023375 | 194.4045 | 0.034613 | 194.33 | 0 | 194.4045 | 0 | 194.4045 | 0 | 284.6012 | -0.007015 | 194.4045 | 0 | 194.4045 | 0
| 209.2621 | 0.026361 | 194.4747 | 0.034613 | 194.4 | 0 | 194.4747 | 0 | 194.4747 | 0 | 284.6767 | -0.0090716 | 194.4747 | 0 | 194.4747 | 0
| 209.5472 | 0.0028945 | 194.5449 | 0.034613 | 194.47 | 0 | 194.5449 | 0 | 194.5449 | 0 | 284.7523 | 0.0062111 | 194.5449 | 0 | 194.5449 | 0
| 209.6185 | 0.012939 | 194.6152 | 0.034613 | 194.54 | 0 | 194.6152 | 0 | 194.6152 | 0 | 284.8279 | 0.0062927 | 194.6152 | 0 | 194.6152 | 0
| 209.7611 | 0.0070275 | 194.6854 | 0.034613 | 194.62 | 0 | 194.6854 | 0 | 194.6854 | 0 | 284.9034 | 0.0023269 | 194.6854 | 0 | 194.6854 | 0
| 209.8323 | 0.01867 | 194.7557 | 0.034613 | 194.69 | 0 | 194.7557 | 0 | 194.7557 | 0 | 284.979 | 0.0018741 | 194.7557 | 0 | 194.7557 | 0
| 209.9036 | 0.042044 | 194.826 | 0.034613 | 194.76 | 0 | 194.826 | 0 | 194.826 | 0 | 285.0545 | 0.022131 | 194.826 | 0 | 194.826 | 0
| 210.0462 | 0.0067862 | 194.8962 | 0.034613 | 194.83 | 0 | 194.8962 | 0 | 194.8962 | 0 | 285.1301 | -0.0058655 | 194.8962 | 0 | 194.8962 | 0
| 210.1176 | 0.0012864 | 194.9665 | 0.034613 | 194.9 | 0 | 194.9665 | 0 | 194.9665 | 0 | 285.2057 | 0.0093112 | 194.9665 | 0 | 194.9665 | 0
| 210.1889 | 0.0063338 | 195.0368 | 0.034613 | 194.97 | 0 | 195.0368 | 0 | 195.0368 | 0 | 285.2812 | -0.011449 | 195.0368 | 0 | 195.0368 | 0
| 210.4029 | 0.024068 | 195.107 | 0.034613 | 195.04 | 0 | 195.107 | 0 | 195.107 | 0 | 285.3568 | -0.0015786 | 195.107 | 0 | 195.107 | 0
| 210.4742 | 0.0074799 | 195.1773 | 0.034613 | 195.11 | 0 | 195.1773 | 0 | 195.1773 | 0 | 285.4324 | 0.0021038 | 195.1773 | 0 | 195.1773 | 0
| 210.5455 | 0.012487 | 195.2476 | 0.034613 | 195.18 | 0 | 195.2476 | 0 | 195.2476 | 0 | 285.508 | 0.0083542 | 195.2476 | 0 | 195.2476 | 0
| 210.6883 | 0.027869 | 195.3179 | 0.034613 | 195.25 | 0 | 195.3179 | 0 | 195.3179 | 0 | 285.5836 | -0.0061234 | 195.3179 | 0 | 195.3179 | 0
| 210.7596 | 0.0079323 | 195.3882 | 0.034613 | 195.32 | 0 | 195.3882 | 0 | 195.3882 | 0 | 285.6592 | 0.021018 | 195.3882 | 0 | 195.3882 | 0
| 210.9023 | 0.0095911 | 195.4585 | 0.034613 | 195.39 | 0 | 195.4585 | 0 | 195.4585 | 0 | 285.7348 | -0.0013177 | 195.4585 | 0 | 195.4585 | 0
| 211.0451 | 0.014598 | 195.5288 | 0.034613 | 195.46 | 0 | 195.5288 | 0 | 195.5288 | 0 | 285.8104 | 0.00068557 | 195.5288 | 0 | 195.5288 | 0
| 211.1878 | 0.0040717 | 195.5992 | 0.034613 | 195.53 | 0 | 195.5992 | 0 | 195.5992 | 0 | 285.886 | -0.0064863 | 195.5992 | 0 | 195.5992 | 0
| 211.2592 | 0.0072084 | 195.6695 | 0.034613 | 195.6 | 0 | 195.6695 | 0 | 195.6695 | 0 | 285.9616 | 0.012627 | 195.6695 | 0 | 195.6695 | 0
| 211.3306 | 0.0070275 | 195.7398 | 0.034613 | 195.67 | 0 | 195.7398 | 0 | 195.7398 | 0 | 286.0372 | 0.0052959 | 195.7398 | 0 | 195.7398 | 0
| 211.402 | 0.0051575 | 195.8101 | 0.034613 | 195.74 | 0 | 195.8101 | 0 | 195.8101 | 0 | 286.1128 | 0.0026148 | 195.8101 | 0 | 195.8101 | 0
| 211.5448 | 0.0082037 | 195.8805 | 0.034613 | 195.81 | 0 | 195.8805 | 0 | 195.8805 | 0 | 286.1884 | -0.0013039 | 195.8805 | 0 | 195.8805 | 0
| 211.6163 | 0.024068 | 195.9508 | 0.034613 | 195.88 | 0 | 195.9508 | 0 | 195.9508 | 0 | 286.264 | -0.0018777 | 195.9508 | 0 | 195.9508 | 0
| 211.7591 | 0.020087 | 196.0212 | 0.034613 | 195.95 | 0 | 196.0212 | 0 | 196.0212 | 0 | 286.3397 | -0.0068642 | 196.0212 | 0 | 196.0212 | 0
| 211.8305 | 0.0066655 | 196.0915 | 0.034613 | 196.02 | 0 | 196.0915 | 0 | 196.0915 | 0 | 286.4153 | -0.0022184 | 196.0915 | 0 | 196.0915 | 0
| 211.902 | 0.017131 | 196.1619 | 0.034613 | 196.09 | 0 | 196.1619 | 0 | 196.1619 | 0 | 286.4909 | 0.004614 | 196.1619 | 0 | 196.1619 | 0
| 211.9734 | 0.0061226 | 196.2322 | 0.034613 | 196.16 | 0 | 196.2322 | 0 | 196.2322 | 0 | 286.5666 | 0.0011579 | 196.2322 | 0 | 196.2322 | 0
| 212.0448 | 0.0043733 | 196.3026 | 0.034613 | 196.23 | 0 | 196.3026 | 0 | 196.3026 | 0 | 286.6422 | -0.0093381 | 196.3026 | 0 | 196.3026 | 0
| 212.1163 | 0.002264 | 196.373 | 0.034613 | 196.3 | 0 | 196.373 | 0 | 196.373 | 0 | 286.7179 | 0.0042966 | 196.373 | 0 | 196.373 | 0
| 212.3307 | 0.0011825 | 196.4433 | 0.034613 | 196.37 | 0 | 196.4433 | 0 | 196.4433 | 0 | 286.7935 | -0.0028972 | 196.4433 | 0 | 196.4433 | 0
| 212.4021 | 0.0092895 | 196.5137 | 0.034613 | 196.44 | 0 | 196.5137 | 0 | 196.5137 | 0 | 286.8692 | 0.010922 | 196.5137 | 0 | 196.5137 | 0
| 212.4736 | 0.014899 | 196.5841 | 0.034613 | 196.51 | 0 | 196.5841 | 0 | 196.5841 | 0 | 286.9448 | -0.0025667 | 196.5841 | 0 | 196.5841 | 0
| 212.7595 | 0.00751 | 196.6545 | 0.034613 | 196.58 | 0 | 196.6545 | 0 | 196.6545 | 0 | 287.0205 | 0.010819 | 196.6545 | 0 | 196.6545 | 0
| 213.0455 | 0.016106 | 196.7249 | 0.034613 | 196.65 | 0 | 196.7249 | 0 | 196.7249 | 0 | 287.0961 | -0.0067757 | 196.7249 | 0 | 196.7249 | 0
| 213.3316 | 0.0085958 | 196.7953 | 0.034613 | 196.72 | 0 | 196.7953 | 0 | 196.7953 | 0 | 287.1718 | 0.011221 | 196.7953 | 0 | 196.7953 | 0
| 213.4747 | 0.0028897 | 196.8657 | 0.034613 | 196.8 | 0 | 196.8657 | 0 | 196.8657 | 0 | 287.2475 | -0.0035268 | 196.8657 | 0 | 196.8657 | 0
| 213.5462 | 0.0019839 | 196.9361 | 0.034613 | 196.87 | 0 | 196.9361 | 0 | 196.9361 | 0 | 287.3232 | 0.0020057 | 196.9361 | 0 | 196.9361 | 0
| 213.6178 | 0.022832 | 197.0065 | 0.034613 | 196.94 | 0 | 197.0065 | 0 | 197.0065 | 0 | 287.3988 | -0.013972 | 197.0065 | 0 | 197.0065 | 0
| 213.8324 | 5.4162e-05 | 197.077 | 0.034613 | 197.01 | 0 | 197.077 | 0 | 197.077 | 0 | 287.4745 | 0.0041795 | 197.077 | 0 | 197.077 | 0
| 213.904 | 0.018639 | 197.1474 | 0.034613 | 197.08 | 0 | 197.1474 | 0 | 197.1474 | 0 | 287.5502 | -0.0076284 | 197.1474 | 0 | 197.1474 | 0
| 214.1187 | 0.0058512 | 197.2178 | 0.034613 | 197.15 | 0 | 197.2178 | 0 | 197.2178 | 0 | 287.6259 | 0.011776 | 197.2178 | 0 | 197.2178 | 0
| 214.1903 | 0.00028959 | 197.2882 | 0.034613 | 197.22 | 0 | 197.2882 | 0 | 197.2882 | 0 | 287.7016 | -0.0017631 | 197.2882 | 0 | 197.2882 | 0
| 214.4051 | 0.0097419 | 197.3587 | 0.034613 | 197.29 | 0 | 197.3587 | 0 | 197.3587 | 0 | 287.7773 | 0.005367 | 197.3587 | 0 | 197.3587 | 0
| 214.4767 | 0.0075704 | 197.4291 | 0.034613 | 197.36 | 0 | 197.4291 | 0 | 197.4291 | 0 | 287.8529 | -0.0027944 | 197.4291 | 0 | 197.4291 | 0
| 215.0496 | 0.032664 | 197.4996 | 0.034613 | 197.43 | 0 | 197.4996 | 0 | 197.4996 | 0 | 287.9286 | 0.011804 | 197.4996 | 0 | 197.4996 | 0
| 215.2646 | 0.0050972 | 197.57 | 0.034613 | 197.5 | 0 | 197.57 | 0 | 197.57 | 0 | 288.0044 | -0.0047085 | 197.57 | 0 | 197.57 | 0
| 215.4796 | 0.0011233 | 197.6405 | 0.034613 | 197.57 | 0 | 197.6405 | 0 | 197.6405 | 0 | 288.08 | 0.016495 | 197.6405 | 0 | 197.6405 | 0
| 215.6229 | 0.011009 | 197.711 | 0.034613 | 197.64 | 0 | 197.711 | 0 | 197.711 | 0 | 288.1558 | 0.00017577 | 197.711 | 0 | 197.711 | 0
| 215.838 | 0.0061528 | 197.7814 | 0.034613 | 197.71 | 0 | 197.7814 | 0 | 197.7814 | 0 | 288.2315 | -0.0017926 | 197.7814 | 0 | 197.7814 | 0
| 216.0531 | 0.00070719 | 197.8519 | 0.034613 | 197.78 | 0 | 197.8519 | 0 | 197.8519 | 0 | 288.3072 | 0.0027576 | 197.8519 | 0 | 197.8519 | 0
| 216.1965 | 0.01508 | 197.9224 | 0.034613 | 197.85 | 0 | 197.9224 | 0 | 197.9224 | 0 | 288.3829 | 0.0076826 | 197.9224 | 0 | 197.9224 | 0
| 216.4117 | 0.0063036 | 197.9929 | 0.034613 | 197.92 | 0 | 197.9929 | 0 | 197.9929 | 0 | 288.4586 | -0.0071219 | 197.9929 | 0 | 197.9929 | 0
| 216.4834 | 0.021354 | 198.0634 | 0.034613 | 197.99 | 0 | 198.0634 | 0 | 198.0634 | 0 | 288.5344 | 0.0069494 | 198.0634 | 0 | 198.0634 | 0
| 216.6269 | 0.0050368 | 198.1338 | 0.034613 | 198.06 | 0 | 198.1338 | 0 | 198.1338 | 0 | 288.6101 | -0.0052582 | 198.1338 | 0 | 198.1339 | 0
| 216.7704 | 0.053505 | 198.2044 | 0.034613 | 198.13 | 0 | 198.2044 | 0 | 198.2044 | 0 | 288.6859 | 0.0073676 | 198.2044 | 0 | 198.2044 | 0
| 216.9857 | 0.0074497 | 198.2749 | 0.034613 | 198.2 | 0 | 198.2749 | 0 | 198.2749 | 0 | 288.7616 | -0.0024503 | 198.2749 | 0 | 198.2749 | 0
| 217.0574 | 0.016981 | 198.3454 | 0.034613 | 198.27 | 0.04034 | 198.3454 | 0 | 198.3454 | 0 | 288.8373 | 0.0093393 | 198.3454 | 0 | 198.3454 | 0
| 217.201 | 0.0032875 | 198.4159 | 0.034613 | 198.35 | 0 | 198.4159 | 0 | 198.4159 | 0 | 288.9131 | 0.0082221 | 198.4159 | 0 | 198.4159 | 0
| 217.2728 | 0.0034383 | 198.4864 | 0.034613 | 198.42 | 0 | 198.4864 | 0 | 198.4864 | 0 | 288.9888 | 0.0059234 | 198.4864 | 0 | 198.4864 | 0
| 217.3445 | 0.0096514 | 198.5569 | 0.034613 | 198.49 | 0 | 198.5569 | 0 | 198.5569 | 0 | 289.0646 | 0.0010015 | 198.5569 | 0 | 198.5569 | 0
| 217.4881 | 0.0080228 | 198.6275 | 0.034613 | 198.56 | 0 | 198.6275 | 0 | 198.6275 | 0 | 289.1404 | 0.0059972 | 198.6275 | 0 | 198.6275 | 0
| 217.7754 | 0.0061226 | 198.698 | 0.034613 | 198.63 | 0 | 198.698 | 0 | 198.698 | 0 | 289.2161 | 0.0019619 | 198.698 | 0 | 198.698 | 0
| 217.8472 | 0.023917 | 198.7685 | 0.034613 | 198.7 | 0 | 198.7685 | 0 | 198.7685 | 0 | 289.2919 | 0.0085987 | 198.7685 | 0 | 198.7685 | 0
| 217.919 | 0.016377 | 198.8391 | 0.034613 | 198.77 | 0 | 198.8391 | 0 | 198.8391 | 0 | 289.3676 | -0.0017216 | 198.8391 | 0 | 198.8391 | 0
| 218.0627 | 0.0079021 | 198.9096 | 0.034613 | 198.84 | 0 | 198.9096 | 0 | 198.9096 | 0 | 289.4434 | 0.0062682 | 198.9096 | 0 | 198.9096 | 0
| 218.1345 | 0.021143 | 198.9802 | 0.034613 | 198.91 | 0 | 198.9802 | 0 | 198.9802 | 0 | 289.5192 | 0.0088535 | 198.9802 | 0 | 198.9802 | 0
| 218.2064 | 0.017342 | 199.0507 | 0.034613 | 198.98 | 0 | 199.0507 | 0 | 199.0507 | 0 | 289.595 | 0.0023613 | 199.0507 | 0 | 199.0507 | 0
| 218.2782 | 0.00030716 | 199.1213 | 0.034613 | 199.05 | 0 | 199.1213 | 0 | 199.1213 | 0 | 289.6707 | 0.00061173 | 199.1213 | 0 | 199.1213 | 0
| 218.4219 | 0.019514 | 199.1919 | 0.034613 | 199.12 | 0 | 199.1919 | 0 | 199.1919 | 0 | 289.7465 | 0.0090539 | 199.1919 | 0 | 199.1919 | 0
| 218.4938 | 0.0070275 | 199.2624 | 0.034613 | 199.19 | 0 | 199.2624 | 0 | 199.2624 | 0 | 289.8223 | -0.00011839 | 199.2624 | 0 | 199.2625 | 0
| 218.6375 | 0.0052781 | 199.333 | 0.034613 | 199.26 | 0 | 199.333 | 0 | 199.333 | 0 | 289.8981 | 0.0063727 | 199.333 | 0 | 199.333 | 0
| 218.7094 | 0.0018019 | 199.4036 | 0.034613 | 199.33 | 0 | 199.4036 | 0 | 199.4036 | 0 | 289.9739 | -0.0037947 | 199.4036 | 0 | 199.4036 | 0
| 218.7813 | 0.0010299 | 199.4742 | 0.034613 | 199.4 | 0 | 199.4742 | 0 | 199.4742 | 0 | 290.0497 | 0.00024105 | 199.4742 | 0 | 199.4742 | 0
| 218.9969 | 0.0095911 | 199.5448 | 0.034613 | 199.47 | 0 | 199.5448 | 0 | 199.5448 | 0 | 290.1255 | 0.0070895 | 199.5448 | 0 | 199.5448 | 0
| 219.2846 | 0.0094102 | 199.6154 | 0.034613 | 199.54 | 0 | 199.6154 | 0 | 199.6154 | 0 | 290.2013 | 0.015719 | 199.6154 | 0 | 199.6154 | 0
| 219.3565 | 0.0022156 | 199.686 | 0.034613 | 199.62 | 0 | 199.686 | 0 | 199.686 | 0 | 290.2771 | 6.5601e-06 | 199.686 | 0 | 199.686 | 0
| 219.6442 | 0.0068163 | 199.7566 | 0.034613 | 199.69 | 0 | 199.7566 | 0 | 199.7566 | 0 | 290.3529 | 0.008604 | 199.7566 | 0 | 199.7566 | 0
| 219.86 | 0.00040304 | 199.8272 | 0.034613 | 199.76 | 0 | 199.8272 | 0 | 199.8272 | 0 | 290.4287 | 0.0020689 | 199.8272 | 0 | 199.8272 | 0
| 219.932 | 0.050821 | 199.8978 | 0.034613 | 199.83 | 0 | 199.8978 | 0 | 199.8978 | 0 | 290.5046 | 0.001414 | 199.8978 | 0 | 199.8978 | 0
| 220.0759 | 0.0048559 | 199.9684 | 0.034613 | 199.9 | 0 | 199.9684 | 0 | 199.9684 | 0 | 290.5804 | 0.0037178 | 199.9684 | 0 | 199.9685 | 0
| 220.1479 | 0.034142 | 200.0391 | 0.034613 | 199.97 | 0 | 200.0391 | 0 | 200.0391 | 0 | 290.6562 | -0.0003664 | 200.0391 | 0 | 200.0391 | 0
| 220.2199 | 0.017885 | 200.1097 | 0.034613 | 200.04 | 0 | 200.1097 | 0 | 200.1097 | 0 | 290.7321 | 0.010671 | 200.1097 | 0 | 200.1097 | 0
| 220.3638 | 0.006002 | 200.1804 | 0.034613 | 200.11 | 0 | 200.1804 | 0 | 200.1804 | 0 | 290.8079 | -0.0036784 | 200.1804 | 0 | 200.1804 | 0
| 220.5078 | 0.0034685 | 200.251 | 0.034613 | 200.18 | 0 | 200.251 | 0 | 200.251 | 0 | 290.8837 | 0.0051332 | 200.251 | 0 | 200.251 | 0
| 220.7238 | 0.0057607 | 200.3216 | 0.034613 | 200.25 | 0 | 200.3216 | 0 | 200.3216 | 0 | 290.9596 | 0.0062512 | 200.3216 | 0 | 200.3216 | 0
| 220.7958 | 0.0094102 | 200.3923 | 0.034613 | 200.32 | 0 | 200.3923 | 0 | 200.3923 | 0 | 291.0354 | 0.015208 | 200.3923 | 0 | 200.3923 | 0
| 220.9398 | 0.005821 | 200.463 | 0.034613 | 200.39 | 0 | 200.463 | 0 | 200.463 | 0 | 291.1113 | 0.0036555 | 200.463 | 0 | 200.463 | 0
| 221.0839 | 0.0099832 | 200.5336 | 0.034613 | 200.46 | 0 | 200.5336 | 0 | 200.5336 | 0 | 291.1871 | 0.010505 | 200.5336 | 0 | 200.5336 | 0
| 221.3 | 0.028623 | 200.6043 | 0.034613 | 200.53 | 0 | 200.6043 | 0 | 200.6043 | 0 | 291.263 | 0.0056826 | 200.6043 | 0 | 200.6043 | 0
| 221.372 | 0.015141 | 200.675 | 0.034613 | 200.6 | 0 | 200.675 | 0 | 200.675 | 0 | 291.3388 | 0.016676 | 200.675 | 0 | 200.675 | 0
| 221.4441 | 0.0051273 | 200.7456 | 0.034613 | 200.67 | 0 | 200.7456 | 0 | 200.7456 | 0 | 291.4147 | 0.0077055 | 200.7456 | 0 | 200.7456 | 0
| 221.5882 | 0.0037701 | 200.8163 | 0.034613 | 200.75 | 0 | 200.8163 | 0 | 200.8163 | 0 | 291.4906 | 0.00779 | 200.8163 | 0 | 200.8163 | 0
| 221.6602 | 0.0034383 | 200.887 | 0.034613 | 200.82 | 0 | 200.887 | 0 | 200.887 | 0 | 291.5664 | 0.0050355 | 200.887 | 0 | 200.887 | 0
| 221.9486 | 0.0088974 | 200.9577 | 0.034613 | 200.89 | 0 | 200.9577 | 0 | 200.9577 | 0 | 291.6423 | 0.011004 | 200.9577 | 0 | 200.9577 | 0
| 222.1648 | 0.0037098 | 201.0284 | 0.034613 | 200.96 | 0 | 201.0284 | 0 | 201.0284 | 0 | 291.7182 | 0.002232 | 201.0284 | 0 | 201.0284 | 0
| 222.2369 | 0.0038907 | 201.0991 | 0.034613 | 201.03 | 0 | 201.0991 | 0 | 201.0991 | 0 | 291.7941 | 0.012016 | 201.0991 | 0 | 201.0991 | 0
| 222.8139 | 0.011763 | 201.1698 | 0.034613 | 201.1 | 0 | 201.1698 | 0 | 201.1698 | 0 | 291.87 | 0.01377 | 201.1698 | 0 | 201.1698 | 0
| 222.9582 | 0.0011533 | 201.2405 | 0.034613 | 201.17 | 0 | 201.2405 | 0 | 201.2405 | 0 | 291.9458 | 0.02574 | 201.2405 | 0 | 201.2405 | 0
| 223.0303 | 0.024038 | 201.3112 | 0.034613 | 201.24 | 0 | 201.3112 | 0 | 201.3112 | 0 | 292.0217 | 0.0065859 | 201.3112 | 0 | 201.3112 | 0
| 223.1025 | 0.039993 | 201.3819 | 0.034613 | 201.31 | 0 | 201.3819 | 0 | 201.3819 | 0 | 292.0976 | 0.015247 | 201.3819 | 0 | 201.3819 | 0
| 223.319 | 0.012909 | 201.4527 | 0.034613 | 201.38 | 0 | 201.4527 | 0 | 201.4527 | 0 | 292.1735 | 0.016752 | 201.4527 | 0 | 201.4527 | 0
| 223.3912 | 0.0040717 | 201.5234 | 0.034613 | 201.45 | 0 | 201.5234 | 0 | 201.5234 | 0 | 292.2494 | 0.012534 | 201.5234 | 0 | 201.5234 | 0
| 223.6799 | 0.0072386 | 201.5941 | 0.034613 | 201.52 | 0 | 201.5941 | 0 | 201.5941 | 0 | 292.3253 | 0.01565 | 201.5941 | 0 | 201.5941 | 0
| 224.1854 | 0.028743 | 201.6649 | 0.034613 | 201.59 | 0 | 201.6649 | 0 | 201.6649 | 0 | 292.4012 | 0.015151 | 201.6649 | 0 | 201.6649 | 0
| 224.2576 | 0.027084 | 201.7356 | 0.034613 | 201.66 | 0 | 201.7356 | 0 | 201.7356 | 0 | 292.4771 | 0.012807 | 201.7356 | 0 | 201.7356 | 0
| 224.7633 | 0.018368 | 201.8064 | 0.034613 | 201.74 | 0 | 201.8064 | 0 | 201.8064 | 0 | 292.5531 | 0.022429 | 201.8064 | 0 | 201.8064 | 0
| 224.8356 | 0.005248 | 201.8771 | 0.034613 | 201.81 | 0 | 201.8771 | 0 | 201.8771 | 0 | 292.629 | 0.0068862 | 201.8771 | 0 | 201.8771 | 0
| 225.0524 | 0.0044336 | 201.9479 | 0.034613 | 201.88 | 0 | 201.9479 | 0 | 201.9479 | 0 | 292.7049 | 0.022611 | 201.9479 | 0 | 201.9479 | 0
| 225.1247 | 0.0007909 | 202.0187 | 0.034613 | 201.95 | 0 | 202.0187 | 0 | 202.0187 | 0 | 292.7808 | 0.010514 | 202.0187 | 0 | 202.0187 | 0
| 225.3416 | 0.010586 | 202.0894 | 0.034613 | 202.02 | 0 | 202.0894 | 0 | 202.0894 | 0 | 292.8568 | 0.024065 | 202.0894 | 0 | 202.0894 | 0
| 225.6308 | 0.013572 | 202.1602 | 0.034613 | 202.09 | 0 | 202.1602 | 0 | 202.1602 | 0 | 292.9327 | 0.012416 | 202.1602 | 0 | 202.1602 | 0
| 225.7031 | 0.0054591 | 202.231 | 0.034613 | 202.16 | 0 | 202.231 | 0 | 202.231 | 0 | 293.0086 | 0.025139 | 202.231 | 0 | 202.231 | 0
| 225.9201 | 0.011974 | 202.3018 | 0.034613 | 202.23 | 0 | 202.3018 | 0 | 202.3018 | 0 | 293.0846 | 0.021443 | 202.3018 | 0 | 202.3018 | 0
| 226.2094 | 0.0009637 | 202.3725 | 0.034613 | 202.3 | 0 | 202.3725 | 0 | 202.3725 | 0 | 293.1605 | 0.03054 | 202.3725 | 0 | 202.3726 | 0
| 226.2818 | 0.01315 | 202.4434 | 0.034613 | 202.37 | 0 | 202.4434 | 0 | 202.4434 | 0 | 293.2365 | 0.01689 | 202.4434 | 0 | 202.4433 | 0
| 226.3542 | 0.00084972 | 202.5142 | 0.034613 | 202.44 | 0 | 202.5142 | 0 | 202.5142 | 0 | 293.3124 | 0.021377 | 202.5142 | 0 | 202.5141 | 0
| 226.4265 | 0.0031367 | 202.5849 | 0.034613 | 202.51 | 0 | 202.5849 | 0 | 202.5849 | 0 | 293.3884 | 0.020248 | 202.5849 | 0 | 202.5849 | 0
| 226.5713 | 0.014236 | 202.6558 | 0.034613 | 202.58 | 0 | 202.6558 | 0 | 202.6558 | 0 | 293.4643 | 0.016756 | 202.6558 | 0 | 202.6558 | 0
| 226.8608 | 0.0040717 | 202.7266 | 0.034613 | 202.66 | 0 | 202.7266 | 0 | 202.7266 | 0 | 293.5403 | 0.020706 | 202.7266 | 0 | 202.7266 | 0
| 227.3676 | 0.019966 | 202.7974 | 0.034613 | 202.73 | 0 | 202.7974 | 0 | 202.7974 | 0 | 293.6162 | 0.028824 | 202.7974 | 0 | 202.7974 | 0
| 227.6574 | 0.013391 | 202.8682 | 0.034613 | 202.8 | 0 | 202.8682 | 0 | 202.8682 | 0 | 293.6922 | 0.017821 | 202.8682 | 0 | 202.8682 | 0
| 227.7298 | 0.016739 | 202.939 | 0.034613 | 202.87 | 0 | 202.939 | 0 | 202.939 | 0 | 293.7682 | 0.028004 | 202.939 | 0 | 202.939 | 0
| 227.9472 | 0.0031669 | 203.0099 | 0.034613 | 202.94 | 0 | 203.0099 | 0 | 203.0099 | 0 | 293.8441 | 0.020781 | 203.0099 | 0 | 203.0099 | 0
| 228.0196 | 0.0071179 | 203.0807 | 0.034613 | 203.01 | 0 | 203.0807 | 0 | 203.0807 | 0 | 293.9201 | 0.029417 | 203.0807 | 0 | 203.0807 | 0
| 228.1646 | 0.00098992 | 203.1516 | 0.034613 | 203.08 | 0 | 203.1516 | 0 | 203.1516 | 0 | 293.9961 | 0.022115 | 203.1516 | 0 | 203.1516 | 0
| 228.3095 | 0.036464 | 203.2224 | 0.034613 | 203.15 | 0 | 203.2224 | 0 | 203.2224 | 0 | 294.0721 | 0.034038 | 203.2224 | 0 | 203.2224 | 0
| 228.527 | 0.016468 | 203.2933 | 0.034613 | 203.22 | 0 | 203.2933 | 0 | 203.2933 | 0 | 294.1481 | 0.029716 | 203.2933 | 0 | 203.2933 | 0
| 228.5995 | 0.024672 | 203.3641 | 0.034613 | 203.29 | 0 | 203.3641 | 0 | 203.3641 | 0 | 294.2241 | 0.028832 | 203.3641 | 0 | 203.3641 | 0
| 228.7445 | 0.0015368 | 203.435 | 0.034613 | 203.36 | 0 | 203.435 | 0 | 203.435 | 0 | 294.3001 | 0.038068 | 203.435 | 0 | 203.435 | 0
| 228.817 | 0.032604 | 203.5059 | 0.034613 | 203.43 | 0 | 203.5059 | 0 | 203.5059 | 0 | 294.3761 | 0.039826 | 203.5059 | 0 | 203.5058 | 0
| 229.0346 | 0.0018601 | 203.5767 | 0.034613 | 203.51 | 0 | 203.5767 | 0 | 203.5767 | 0 | 294.4521 | 0.03219 | 203.5767 | 0 | 203.5767 | 0
| 229.1796 | 0.006183 | 203.6476 | 0.034613 | 203.58 | 0 | 203.6476 | 0 | 203.6476 | 0 | 294.5281 | 0.047788 | 203.6476 | 0 | 203.6476 | 0
| 229.4698 | 0.025486 | 203.7185 | 0.034613 | 203.65 | 0 | 203.7185 | 0 | 203.7185 | 0 | 294.6041 | 0.033913 | 203.7185 | 0 | 203.7185 | 0
| 229.6149 | 0.00083448 | 203.7894 | 0.034613 | 203.72 | 0 | 203.7894 | 0 | 203.7894 | 0 | 294.6801 | 0.041637 | 203.7894 | 0 | 203.7894 | 0
| 229.76 | 0.0065449 | 203.8603 | 0.034613 | 203.79 | 0 | 203.8603 | 0 | 203.8603 | 0 | 294.7561 | 0.031324 | 203.8603 | 0 | 203.8603 | 0
| 229.9778 | 0.013482 | 203.9312 | 0.034613 | 203.86 | 0 | 203.9312 | 0 | 203.9312 | 0 | 294.8321 | 0.044309 | 203.9312 | 0 | 203.9312 | 0
| 230.0504 | 0.034444 | 204.002 | 0.034613 | 203.93 | 0 | 204.002 | 0 | 204.002 | 0 | 294.9081 | 0.043453 | 204.002 | 0 | 204.0021 | 0
| 230.1956 | 0.0012607 | 204.073 | 0.034613 | 204 | 0 | 204.073 | 0 | 204.073 | 0 | 294.9842 | 0.042822 | 204.073 | 0 | 204.073 | 0
| 230.3408 | 0.0029918 | 204.1439 | 0.034613 | 204.07 | 0 | 204.1439 | 0 | 204.1439 | 0 | 295.0602 | 0.049401 | 204.1439 | 0 | 204.1439 | 0
| 230.5586 | 0.020087 | 204.2148 | 0.034613 | 204.14 | 0 | 204.2148 | 0 | 204.2148 | 0 | 295.1362 | 0.049143 | 204.2148 | 0 | 204.2148 | 0
| 230.6312 | 0.005248 | 204.2857 | 0.034613 | 204.21 | 0 | 204.2857 | 0 | 204.2857 | 0 | 295.2123 | 0.043039 | 204.2857 | 0 | 204.2857 | 0
| 230.8491 | 0.0039209 | 204.3566 | 0.034613 | 204.29 | 0 | 204.3566 | 0 | 204.3566 | 0 | 295.2883 | 0.053511 | 204.3566 | 0 | 204.3566 | 0
| 230.9217 | 0.03197 | 204.4276 | 0.034613 | 204.36 | 0 | 204.4276 | 0 | 204.4276 | 0 | 295.3643 | 0.056088 | 204.4276 | 0 | 204.4276 | 0
| 230.9944 | 0.0013028 | 204.4985 | 0.034613 | 204.43 | 0 | 204.4985 | 0 | 204.4985 | 0 | 295.4404 | 0.053494 | 204.4985 | 0 | 204.4985 | 0
| 231.2123 | 0.0014089 | 204.5694 | 0.034613 | 204.5 | 0 | 204.5694 | 0 | 204.5694 | 0 | 295.5164 | 0.054258 | 204.5694 | 0 | 204.5694 | 0
| 231.4303 | 0.0099229 | 204.6404 | 0.034613 | 204.57 | 0 | 204.6404 | 0 | 204.6404 | 0 | 295.5925 | 0.057844 | 204.6404 | 0 | 204.6404 | 0
| 231.503 | 0.0098023 | 204.7113 | 0.034613 | 204.64 | 0 | 204.7113 | 0 | 204.7113 | 0 | 295.6686 | 0.056287 | 204.7113 | 0 | 204.7113 | 0
| 231.7938 | 0.017192 | 204.7823 | 0.034613 | 204.71 | 0 | 204.7823 | 0 | 204.7823 | 0 | 295.7446 | 0.061724 | 204.7823 | 0 | 204.7823 | 0
| 232.0119 | 0.00069001 | 204.8533 | 0.034613 | 204.78 | 0 | 204.8533 | 0 | 204.8533 | 0 | 295.8207 | 0.059352 | 204.8533 | 0 | 204.8532 | 0
| 232.3755 | 0.0088974 | 204.9242 | 0.034613 | 204.85 | 0 | 204.9242 | 0 | 204.9242 | 0 | 295.8968 | 0.067586 | 204.9242 | 0 | 204.9242 | 0
| 232.9574 | 0.016196 | 204.9952 | 0.034613 | 204.92 | 0 | 204.9952 | 0 | 204.9952 | 0 | 295.9728 | 0.065722 | 204.9952 | 0 | 204.9952 | 0
| 233.1757 | 0.0066655 | 205.0661 | 0.034613 | 205 | 0 | 205.0661 | 0 | 205.0661 | 0 | 296.0489 | 0.081308 | 205.0661 | 0 | 205.0661 | 0
| 233.2485 | 0.013995 | 205.1371 | 0.034613 | 205.07 | 0 | 205.1371 | 0 | 205.1371 | 0 | 296.125 | 0.06938 | 205.1371 | 0 | 205.1371 | 0
| 233.4669 | 0.01683 | 205.2081 | 0.034613 | 205.14 | 0 | 205.2081 | 0 | 205.2081 | 0 | 296.201 | 0.079705 | 205.2081 | 0 | 205.2081 | 0
| 233.5397 | 0.0087768 | 205.2791 | 0.034613 | 205.21 | 0 | 205.2791 | 0 | 205.2791 | 0 | 296.2772 | 0.076806 | 205.2791 | 0 | 205.2791 | 0
| 233.6853 | 0.020238 | 205.3501 | 0.034613 | 205.28 | 0 | 205.3501 | 0 | 205.3501 | 0 | 296.3532 | 0.084525 | 205.3501 | 0 | 205.3501 | 0
| 233.9766 | 0.0044035 | 205.4211 | 0.034613 | 205.35 | 0 | 205.4211 | 0 | 205.4211 | 0 | 296.4293 | 0.071097 | 205.4211 | 0 | 205.4211 | 0
| 234.1222 | 0.00062797 | 205.4921 | 0.034613 | 205.42 | 0 | 205.4921 | 0 | 205.4921 | 0 | 296.5054 | 0.086552 | 205.4921 | 0 | 205.4921 | 0
| 234.705 | 0.0075704 | 205.5631 | 0.034613 | 205.49 | 0 | 205.5631 | 0 | 205.5631 | 0 | 296.5815 | 0.084624 | 205.5631 | 0 | 205.5631 | 0
| 234.9237 | 0.016377 | 205.6341 | 0.034613 | 205.56 | 0 | 205.6341 | 0 | 205.6341 | 0 | 296.6576 | 0.081231 | 205.6341 | 0 | 205.6341 | 0
| 234.9966 | 0.00071349 | 205.7051 | 0.034613 | 205.63 | 0 | 205.7051 | 0 | 205.7051 | 0 | 296.7337 | 0.09799 | 205.7051 | 0 | 205.7051 | 0
| 235.2882 | 0.018157 | 205.7762 | 0.034613 | 205.71 | 0 | 205.7762 | 0 | 205.7762 | 0 | 296.8098 | 0.09899 | 205.7762 | 0 | 205.7762 | 0
| 235.5069 | 0.012336 | 205.8472 | 0.034613 | 205.78 | 0 | 205.8472 | 0 | 205.8472 | 0 | 296.886 | 0.091872 | 205.8472 | 0 | 205.8472 | 0
| 235.5798 | 0.019303 | 205.9182 | 0.034613 | 205.85 | 0 | 205.9182 | 0 | 205.9182 | 0 | 296.9621 | 0.098341 | 205.9182 | 0 | 205.9182 | 0
| 235.7986 | 0.0017836 | 205.9892 | 0.034613 | 205.92 | 0 | 205.9892 | 0 | 205.9892 | 0 | 297.0382 | 0.10241 | 205.9892 | 0 | 205.9893 | 0
| 235.8715 | 0.038636 | 206.0603 | 0.034613 | 205.99 | 0 | 206.0603 | 0 | 206.0603 | 0 | 297.1143 | 0.11379 | 206.0603 | 0 | 206.0603 | 0
| 236.1633 | 0.0050368 | 206.1313 | 0.034613 | 206.06 | 0 | 206.1313 | 0 | 206.1313 | 0 | 297.1904 | 0.11167 | 206.1313 | 0 | 206.1313 | 0
| 236.3822 | 0.025335 | 206.2024 | 0.034613 | 206.13 | 0 | 206.2024 | 0 | 206.2024 | 0 | 297.2666 | 0.12003 | 206.2024 | 0 | 206.2024 | 0
| 236.4552 | 0.012034 | 206.2734 | 0.034613 | 206.2 | 0 | 206.2734 | 0 | 206.2734 | 0 | 297.3427 | 0.12115 | 206.2734 | 0 | 206.2735 | 0
| 236.6741 | 0.01683 | 206.3445 | 0.034613 | 206.27 | 0 | 206.3445 | 0 | 206.3445 | 0 | 297.4188 | 0.13542 | 206.3445 | 0 | 206.3445 | 0
| 236.7471 | 0.0069973 | 206.4156 | 0.034613 | 206.34 | 0 | 206.4156 | 0 | 206.4156 | 0 | 297.495 | 0.12345 | 206.4156 | 0 | 206.4156 | 0
| 236.8931 | 0.0033177 | 206.4866 | 0.034613 | 206.42 | 0 | 206.4866 | 0 | 206.4866 | 0 | 297.5711 | 0.14067 | 206.4866 | 0 | 206.4866 | 0
| 236.9661 | 0.0047956 | 206.5577 | 0.034613 | 206.49 | 0 | 206.5577 | 0 | 206.5577 | 0 | 297.6472 | 0.13401 | 206.5577 | 0 | 206.5577 | 0
| 237.2582 | 0.0049162 | 206.6288 | 0.034613 | 206.56 | 0 | 206.6288 | 0 | 206.6288 | 0 | 297.7234 | 0.1481 | 206.6288 | 0 | 206.6288 | 0
| 237.4772 | 0.0024065 | 206.6999 | 0.034613 | 206.63 | 0 | 206.6999 | 0 | 206.6999 | 0 | 297.7996 | 0.1368 | 206.6999 | 0 | 206.6999 | 0
| 237.5503 | 0.0050067 | 206.771 | 0.034613 | 206.7 | 0 | 206.771 | 0 | 206.771 | 0 | 297.8757 | 0.1499 | 206.771 | 0 | 206.771 | 0
| 237.6233 | 0.021927 | 206.8421 | 0.034613 | 206.77 | 0 | 206.8421 | 0 | 206.8421 | 0 | 297.9519 | 0.15643 | 206.8421 | 0 | 206.8421 | 0
| 237.6964 | 0.0010559 | 206.9132 | 0.034613 | 206.84 | 0 | 206.9132 | 0 | 206.9132 | 0 | 298.028 | 0.16878 | 206.9132 | 0 | 206.9132 | 0
| 237.9155 | 0.012607 | 206.9843 | 0.034613 | 206.91 | 0 | 206.9843 | 0 | 206.9843 | 0 | 298.1042 | 0.15593 | 206.9843 | 0 | 206.9843 | 0
| 238.0617 | 0.0017576 | 207.0554 | 0.034613 | 206.98 | 0 | 207.0554 | 0 | 207.0554 | 0 | 298.1804 | 0.16852 | 207.0554 | 0 | 207.0554 | 0
| 238.4271 | 0.008445 | 207.1265 | 0.034613 | 207.06 | 0 | 207.1265 | 0 | 207.1265 | 0 | 298.2565 | 0.1715 | 207.1265 | 0 | 207.1265 | 0
| 238.7194 | 0.0001441 | 207.1976 | 0.034613 | 207.13 | 0 | 207.1976 | 0 | 207.1976 | 0 | 298.3327 | 0.18177 | 207.1976 | 0 | 207.1976 | 0
| 238.9388 | 0.0078418 | 207.2687 | 0.034613 | 207.2 | 0 | 207.2687 | 0 | 207.2687 | 0 | 298.4089 | 0.18031 | 207.2687 | 0 | 207.2687 | 0
| 239.0119 | 0.012245 | 207.3399 | 0.034613 | 207.27 | 0 | 207.3399 | 0 | 207.3399 | 0 | 298.4851 | 0.19975 | 207.3399 | 0 | 207.3399 | 0
| 239.085 | 0.0094705 | 207.411 | 0.034613 | 207.34 | 0 | 207.411 | 0 | 207.411 | 0 | 298.5613 | 0.19374 | 207.411 | 0 | 207.411 | 0
| 239.6702 | 0.013512 | 207.4821 | 0.034613 | 207.41 | 0 | 207.4821 | 0 | 207.4821 | 0 | 298.6375 | 0.20311 | 207.4821 | 0 | 207.4821 | 0
| 239.8897 | 0.0087768 | 207.5533 | 0.034613 | 207.48 | 0 | 207.5533 | 0 | 207.5533 | 0 | 298.7137 | 0.20684 | 207.5533 | 0 | 207.5533 | 0
| 239.9629 | 0.0011434 | 207.6244 | 0.034613 | 207.55 | 0 | 207.6244 | 0 | 207.6244 | 0 | 298.7899 | 0.22097 | 207.6244 | 0 | 207.6244 | 0
| 240.5485 | 0.0050972 | 207.6956 | 0.034613 | 207.62 | 0 | 207.6956 | 0 | 207.6956 | 0 | 298.8661 | 0.20568 | 207.6956 | 0 | 207.6956 | 0
| 240.9879 | 0.00028272 | 207.7667 | 0.034613 | 207.7 | 0 | 207.7667 | 0 | 207.7667 | 0 | 298.9423 | 0.22974 | 207.7667 | 0 | 207.7667 | 0
| 241.1344 | 0.020449 | 207.8379 | 0.034613 | 207.77 | 0 | 207.8379 | 0 | 207.8379 | 0 | 299.0185 | 0.23037 | 207.8379 | 0 | 207.8379 | 0
| 241.2809 | 0.0031367 | 207.9091 | 0.034613 | 207.84 | 0 | 207.9091 | 0 | 207.9091 | 0 | 299.0947 | 0.24017 | 207.9091 | 0 | 207.9091 | 0
| 241.3541 | 0.020841 | 207.9802 | 0.034613 | 207.91 | 0 | 207.9802 | 0 | 207.9802 | 0 | 299.1709 | 0.25611 | 207.9802 | 0 | 207.9802 | 0
| 241.4274 | 0.029045 | 208.0514 | 0.034613 | 207.98 | 0 | 208.0514 | 0 | 208.0514 | 0 | 299.2471 | 0.26249 | 208.0514 | 0 | 208.0514 | 0
| 241.7205 | 0.012034 | 208.1226 | 0.034613 | 208.05 | 0 | 208.1226 | 0 | 208.1226 | 0 | 299.3233 | 0.24761 | 208.1226 | 0 | 208.1226 | 0
| 242.0137 | 0.045663 | 208.1938 | 0.034613 | 208.12 | 0 | 208.1938 | 0 | 208.1938 | 0 | 299.3995 | 0.2807 | 208.1938 | 0 | 208.1938 | 0
| 242.3069 | 0.015744 | 208.265 | 0.034613 | 208.19 | 0 | 208.265 | 0 | 208.265 | 0 | 299.4758 | 0.26828 | 208.265 | 0 | 208.265 | 0
| 242.5269 | 0.005067 | 208.3362 | 0.034613 | 208.26 | 0 | 208.3362 | 0 | 208.3362 | 0 | 299.552 | 0.29747 | 208.3362 | 0 | 208.3362 | 0
| 242.6002 | 0.022892 | 208.4074 | 0.034613 | 208.34 | 0 | 208.4074 | 0 | 208.4074 | 0 | 299.6282 | 0.28592 | 208.4074 | 0 | 208.4073 | 0
| 242.8936 | 0.013603 | 208.4786 | 0.034613 | 208.41 | 0 | 208.4786 | 0 | 208.4786 | 0 | 299.7045 | 0.30216 | 208.4786 | 0 | 208.4786 | 0
| 243.0403 | 0.011371 | 208.5498 | 0.034613 | 208.48 | 0 | 208.5498 | 0 | 208.5498 | 0 | 299.7807 | 0.29892 | 208.5498 | 0 | 208.5498 | 0
| 243.187 | 0.018308 | 208.621 | 0.034613 | 208.55 | 0 | 208.621 | 0 | 208.621 | 0 | 299.857 | 0.31883 | 208.621 | 0 | 208.621 | 0
| 243.3338 | 0.00083499 | 208.6922 | 0.034613 | 208.62 | 0 | 208.6922 | 0 | 208.6922 | 0 | 299.9332 | 0.3176 | 208.6922 | 0 | 208.6922 | 0
| 243.4805 | 0.015261 | 208.7634 | 0.034613 | 208.69 | 0 | 208.7634 | 0 | 208.7634 | 0 | 300.0095 | 0.32752 | 208.7634 | 0 | 208.7634 | 0
| 243.5539 | 0.0008001 | 208.8347 | 0.034613 | 208.76 | 0 | 208.8347 | 0 | 208.8347 | 0 | 300.0857 | 0.33279 | 208.8347 | 0 | 208.8346 | 0
| 243.7007 | 0.0065147 | 208.9059 | 0.034613 | 208.83 | 0 | 208.9059 | 0 | 208.9059 | 0 | 300.162 | 0.34949 | 208.9059 | 0 | 208.9059 | 0
| 244.0677 | 0.0018991 | 208.9771 | 0.034613 | 208.91 | 0 | 208.9771 | 0 | 208.9771 | 0 | 300.2382 | 0.35284 | 208.9771 | 0 | 208.9771 | 0
| 244.288 | 0.0065147 | 209.0484 | 0.034613 | 208.98 | 0 | 209.0484 | 0 | 209.0484 | 0 | 300.3145 | 0.36797 | 209.0484 | 0 | 209.0484 | 0
| 244.5818 | 0.0049162 | 209.1196 | 0.034613 | 209.05 | 0 | 209.1196 | 0 | 209.1196 | 0 | 300.3908 | 0.36745 | 209.1196 | 0 | 209.1196 | 0
| 244.6552 | 0.0017412 | 209.1909 | 0.034613 | 209.12 | 0 | 209.1909 | 0 | 209.1909 | 0 | 300.467 | 0.38715 | 209.1909 | 0 | 209.1909 | 0
| 244.949 | 0.011069 | 209.2621 | 0.034613 | 209.19 | 0 | 209.2621 | 0 | 209.2621 | 0 | 300.5433 | 0.3943 | 209.2621 | 0 | 209.2621 | 0
| 245.1695 | 0.0052781 | 209.3334 | 0.034613 | 209.26 | 0 | 209.3334 | 0 | 209.3334 | 0 | 300.6196 | 0.39724 | 209.3334 | 0 | 209.3334 | 0
| 245.243 | 0.013391 | 209.4046 | 0.034613 | 209.33 | 0 | 209.4046 | 0 | 209.4046 | 0 | 300.6959 | 0.40757 | 209.4046 | 0 | 209.4046 | 0
| 245.4634 | 0.0030087 | 209.4759 | 0.034613 | 209.4 | 0 | 209.4759 | 0 | 209.4759 | 0 | 300.7722 | 0.4292 | 209.4759 | 0 | 209.4759 | 0
| 245.831 | 0.014417 | 209.5472 | 0.034613 | 209.48 | 0 | 209.5472 | 0 | 209.5472 | 0 | 300.8484 | 0.42541 | 209.5472 | 0 | 209.5472 | 0
| 246.0516 | 0.0063036 | 209.6185 | 0.034613 | 209.55 | 0 | 209.6185 | 0 | 209.6185 | 0 | 300.9247 | 0.44655 | 209.6185 | 0 | 209.6185 | 0
| 246.1251 | 0.014779 | 209.6898 | 0.034613 | 209.62 | 0 | 209.6898 | 0 | 209.6898 | 0 | 301.001 | 0.45044 | 209.6898 | 0 | 209.6898 | 0
| 246.4193 | 0.0021018 | 209.7611 | 0.034613 | 209.69 | 0 | 209.7611 | 0 | 209.7611 | 0 | 301.0773 | 0.47045 | 209.7611 | 0 | 209.761 | 0
| 246.7135 | 0.0024864 | 209.8323 | 0.034613 | 209.76 | 0 | 209.8323 | 0 | 209.8323 | 0 | 301.1536 | 0.47931 | 209.8323 | 0 | 209.8323 | 0
| 246.7871 | 0.010044 | 209.9036 | 0.034613 | 209.83 | 0 | 209.9036 | 0 | 209.9036 | 0 | 301.2299 | 0.49929 | 209.9036 | 0 | 209.9036 | 0
| 247.8912 | 0.034263 | 209.975 | 0.034613 | 209.9 | 0 | 209.975 | 0 | 209.975 | 0 | 301.3062 | 0.49851 | 209.975 | 0 | 209.9749 | 0
| 248.1121 | 0.0053083 | 210.0463 | 0.034613 | 209.97 | 0 | 210.0463 | 0 | 210.0463 | 0 | 301.3825 | 0.52588 | 210.0463 | 0 | 210.0462 | 0
| 248.5541 | 0.0018735 | 210.1176 | 0.034613 | 210.05 | 0 | 210.1176 | 0 | 210.1176 | 0 | 301.4589 | 0.52365 | 210.1176 | 0 | 210.1176 | 0
| 248.7014 | 0.0097118 | 210.1889 | 0.034613 | 210.12 | 0 | 210.1889 | 0 | 210.1889 | 0 | 301.5352 | 0.53488 | 210.1889 | 0 | 210.1889 | 0
| 248.7751 | 0.0034082 | 210.2602 | 0.034613 | 210.19 | 0 | 210.2602 | 0 | 210.2602 | 0 | 301.6115 | 0.54477 | 210.2602 | 0 | 210.2602 | 0
| 248.9962 | 0.019182 | 210.3315 | 0.034613 | 210.26 | 0 | 210.3315 | 0 | 210.3315 | 0 | 301.6878 | 0.52583 | 210.3315 | 0 | 210.3315 | 0
| 249.0699 | 0.040114 | 210.4029 | 0.034613 | 210.33 | 0 | 210.4029 | 0 | 210.4029 | 0 | 301.7642 | 0.58255 | 210.4029 | 0 | 210.4029 | 0
| 249.3647 | 0.02244 | 210.4742 | 0.034613 | 210.4 | 0 | 210.4742 | 0 | 210.4742 | 0 | 301.8405 | 0.59099 | 210.4742 | 0 | 210.4742 | 0
| 249.5859 | 0.002714 | 210.5455 | 0.034613 | 210.47 | 0 | 210.5455 | 0 | 210.5455 | 0 | 301.9168 | 0.59397 | 210.5455 | 0 | 210.5455 | 0
| 249.6597 | 0.027265 | 210.6169 | 0.034613 | 210.55 | 0 | 210.6169 | 0 | 210.6169 | 0 | 301.9932 | 0.61654 | 210.6169 | 0 | 210.6169 | 0
| 249.8809 | 0.0098023 | 210.6883 | 0.034613 | 210.62 | 0 | 210.6883 | 0 | 210.6883 | 0 | 302.0695 | 0.62901 | 210.6883 | 0 | 210.6882 | 0
| 249.9546 | 0.0059115 | 210.7596 | 0.034613 | 210.69 | 0 | 210.7596 | 0 | 210.7596 | 0 | 302.1458 | 0.65724 | 210.7596 | 0 | 210.7596 | 0
| 250.1022 | 0.0018684 | 210.831 | 0.034613 | 210.76 | 0 | 210.831 | 0 | 210.831 | 0 | 302.2222 | 0.66365 | 210.831 | 0 | 210.831 | 0
| 250.1759 | 0.0030764 | 210.9023 | 0.034613 | 210.83 | 0 | 210.9023 | 0 | 210.9023 | 0 | 302.2986 | 0.67387 | 210.9023 | 0 | 210.9023 | 0
| 250.2497 | 0.025697 | 210.9737 | 0.034613 | 210.9 | 0 | 210.9737 | 0 | 210.9737 | 0 | 302.3749 | 0.68963 | 210.9737 | 0 | 210.9737 | 0
| 250.3972 | 0.0019597 | 211.0451 | 0.034613 | 210.97 | 0 | 211.0451 | 0 | 211.0451 | 0 | 302.4513 | 0.70789 | 211.0451 | 0 | 211.0451 | 0
| 250.471 | 0.0051575 | 211.1165 | 0.034613 | 211.05 | 0 | 211.1165 | 0 | 211.1165 | 0 | 302.5276 | 0.72287 | 211.1165 | 0 | 211.1165 | 0
| 250.5448 | 0.04126 | 211.1878 | 0.034613 | 211.12 | 0 | 211.1878 | 0 | 211.1878 | 0 | 302.604 | 0.736 | 211.1878 | 0 | 211.1879 | 0
| 250.6924 | 0.007691 | 211.2592 | 0.034613 | 211.19 | 0 | 211.2592 | 0 | 211.2592 | 0 | 302.6804 | 0.75517 | 211.2592 | 0 | 211.2592 | 0
| 250.7662 | 0.0075704 | 211.3306 | 0.034613 | 211.26 | 0 | 211.3306 | 0 | 211.3306 | 0 | 302.7567 | 0.77709 | 211.3306 | 0 | 211.3306 | 0
| 250.9876 | 0.0044035 | 211.402 | 0.034613 | 211.33 | 0 | 211.402 | 0 | 211.402 | 0 | 302.8331 | 0.7794 | 211.402 | 0 | 211.402 | 0
| 251.1352 | 0.025154 | 211.4734 | 0.034613 | 211.4 | 0 | 211.4734 | 0 | 211.4734 | 0 | 302.9095 | 0.80457 | 211.4734 | 0 | 211.4734 | 0
| 251.3567 | 0.012668 | 211.5448 | 0.034613 | 211.47 | 0 | 211.5448 | 0 | 211.5448 | 0 | 302.9859 | 0.81402 | 211.5448 | 0 | 211.5448 | 0
| 251.4305 | 0.02621 | 211.6163 | 0.034613 | 211.54 | 0 | 211.6163 | 0 | 211.6163 | 0 | 303.0623 | 0.83924 | 211.6163 | 0 | 211.6163 | 0
| 251.5043 | 0.000983 | 211.6877 | 0.034613 | 211.62 | 0 | 211.6877 | 0 | 211.6877 | 0 | 303.1386 | 0.84727 | 211.6877 | 0 | 211.6877 | 0
| 251.5782 | 0.0042527 | 211.7591 | 0.034613 | 211.69 | 0 | 211.7591 | 0 | 211.7591 | 0 | 303.215 | 0.8602 | 211.7591 | 0 | 211.7591 | 0
| 251.652 | 0.013723 | 211.8305 | 0.034613 | 211.76 | 0 | 211.8305 | 0 | 211.8305 | 0 | 303.2914 | 0.87171 | 211.8305 | 0 | 211.8305 | 0
| 251.7259 | 0.036253 | 211.902 | 0.034613 | 211.83 | 0 | 211.902 | 0 | 211.902 | 0 | 303.3678 | 0.90109 | 211.902 | 0 | 211.902 | 0
| 251.7997 | 0.0068767 | 211.9734 | 0.034613 | 211.9 | 0 | 211.9734 | 0 | 211.9734 | 0 | 303.4442 | 0.91066 | 211.9734 | 0 | 211.9734 | 0
| 251.9475 | 0.0003699 | 212.0448 | 0.034613 | 211.97 | 0 | 212.0448 | 0 | 212.0448 | 0 | 303.5206 | 0.94898 | 212.0448 | 0 | 212.0448 | 0
| 252.0213 | 0.027537 | 212.1163 | 0.034613 | 212.04 | 0 | 212.1163 | 0 | 212.1163 | 0 | 303.597 | 0.96881 | 212.1163 | 0 | 212.1163 | 0
| 252.0952 | 0.012607 | 212.1877 | 0.034613 | 212.12 | 0 | 212.1877 | 0 | 212.1877 | 0 | 303.6735 | 0.99817 | 212.1877 | 0 | 212.1877 | 0
| 252.243 | 0.036676 | 212.2592 | 0.034613 | 212.19 | 0 | 212.2592 | 0 | 212.2592 | 0 | 303.7498 | 1.0001 | 212.2592 | 0 | 212.2592 | 0
| 252.3168 | 0.0026194 | 212.3306 | 0.034613 | 212.26 | 0 | 212.3306 | 0 | 212.3306 | 0 | 303.8263 | 1.0126 | 212.3306 | 0 | 212.3307 | 0
| 252.3907 | 0.0024761 | 212.4021 | 0.034613 | 212.33 | 0 | 212.4021 | 0 | 212.4021 | 0 | 303.9027 | 1.028 | 212.4021 | 0 | 212.4021 | 0
| 252.4646 | 0.015201 | 212.4736 | 0.034613 | 212.4 | 0 | 212.4736 | 0 | 212.4736 | 0 | 303.9791 | 1.0454 | 212.4736 | 0 | 212.4736 | 0
| 252.5385 | 0.026934 | 212.5451 | 0.034613 | 212.47 | 0 | 212.5451 | 0 | 212.5451 | 0 | 304.0555 | 1.0556 | 212.5451 | 0 | 212.5451 | 0
| 252.6124 | 0.004132 | 212.6165 | 0.034613 | 212.55 | 0 | 212.6165 | 0 | 212.6165 | 0 | 304.132 | 1.0856 | 212.6165 | 0 | 212.6165 | 0
| 252.6863 | 0.0076608 | 212.688 | 0.034613 | 212.62 | 0 | 212.688 | 0 | 212.688 | 0 | 304.2084 | 1.1098 | 212.688 | 0 | 212.688 | 0
| 252.7602 | 0.01318 | 212.7595 | 0.034613 | 212.69 | 0 | 212.7595 | 0 | 212.7595 | 0 | 304.2849 | 1.1332 | 212.7595 | 0 | 212.7595 | 0
| 252.8341 | 0.028653 | 212.831 | 0.034613 | 212.76 | 0 | 212.831 | 0 | 212.831 | 0 | 304.3613 | 1.1523 | 212.831 | 0 | 212.831 | 0
| 252.908 | 0.0053686 | 212.9025 | 0.034613 | 212.83 | 0 | 212.9025 | 0 | 212.9025 | 0 | 304.4377 | 1.1763 | 212.9025 | 0 | 212.9025 | 0
| 252.982 | 0.0067259 | 212.974 | 0.034613 | 212.9 | 0 | 212.974 | 0 | 212.974 | 0 | 304.5142 | 1.1924 | 212.974 | 0 | 212.974 | 0
| 253.0559 | 0.030643 | 213.0455 | 0.034613 | 212.97 | 0 | 213.0455 | 0 | 213.0455 | 0 | 304.5906 | 1.2171 | 213.0455 | 0 | 213.0455 | 0
| 253.1298 | 0.035439 | 213.117 | 0.034613 | 213.05 | 0 | 213.117 | 0 | 213.117 | 0 | 304.6671 | 1.2351 | 213.117 | 0 | 213.117 | 0
| 253.2037 | 0.011552 | 213.1885 | 0.034613 | 213.12 | 0 | 213.1885 | 0 | 213.1885 | 0 | 304.7436 | 1.2583 | 213.1885 | 0 | 213.1886 | 0
| 253.2777 | 0.023495 | 213.2601 | 0.034613 | 213.19 | 0 | 213.2601 | 0 | 213.2601 | 0 | 304.82 | 1.2687 | 213.2601 | 0 | 213.2601 | 0
| 253.3516 | 0.031337 | 213.3316 | 0.034613 | 213.26 | 0 | 213.3316 | 0 | 213.3316 | 0 | 304.8965 | 1.2851 | 213.3316 | 0 | 213.3316 | 0
| 253.4255 | 0.055858 | 213.4031 | 0.034613 | 213.33 | 0 | 213.4031 | 0 | 213.4031 | 0 | 304.973 | 1.3092 | 213.4031 | 0 | 213.4031 | 0
| 253.4995 | 0.024491 | 213.4747 | 0.034613 | 213.4 | 0 | 213.4747 | 0 | 213.4747 | 0 | 305.0494 | 1.3355 | 213.4747 | 0 | 213.4747 | 0
| 253.5735 | 0.033207 | 213.5462 | 0.034613 | 213.47 | 0 | 213.5462 | 0 | 213.5462 | 0 | 305.1259 | 1.3549 | 213.5462 | 0 | 213.5462 | 0
| 253.6474 | 0.045543 | 213.6178 | 0.034613 | 213.55 | 0 | 213.6178 | 0 | 213.6178 | 0 | 305.2024 | 1.3843 | 213.6178 | 0 | 213.6178 | 0
| 253.7214 | 0.040596 | 213.6893 | 0.034613 | 213.62 | 0 | 213.6893 | 0 | 213.6893 | 0 | 305.2788 | 1.393 | 213.6893 | 0 | 213.6893 | 0
| 253.7953 | 0.022198 | 213.7609 | 0.034613 | 213.69 | 0 | 213.7609 | 0 | 213.7609 | 0 | 305.3553 | 1.4215 | 213.7609 | 0 | 213.7608 | 0
| 253.8693 | 0.031156 | 213.8324 | 0.034613 | 213.76 | 0 | 213.8324 | 0 | 213.8324 | 0 | 305.4318 | 1.4402 | 213.8324 | 0 | 213.8324 | 0
| 253.9433 | 0.028261 | 213.904 | 0.034613 | 213.83 | 0 | 213.904 | 0 | 213.904 | 0 | 305.5083 | 1.4738 | 213.904 | 0 | 213.904 | 0
| 254.0172 | 0.051545 | 213.9755 | 0.034613 | 213.9 | 0 | 213.9755 | 0 | 213.9755 | 0 | 305.5848 | 1.4837 | 213.9755 | 0 | 213.9755 | 0
| 254.0912 | 0.029919 | 214.0471 | 0.034613 | 213.98 | 0 | 214.0471 | 0 | 214.0471 | 0 | 305.6613 | 1.5097 | 214.0471 | 0 | 214.0471 | 0
| 254.1652 | 0.037098 | 214.1187 | 0.034613 | 214.05 | 0 | 214.1187 | 0 | 214.1187 | 0 | 305.7378 | 1.5252 | 214.1187 | 0 | 214.1187 | 0
| 254.2392 | 0.070124 | 214.1903 | 0.034613 | 214.12 | 0 | 214.1903 | 0 | 214.1903 | 0 | 305.8143 | 1.5544 | 214.1903 | 0 | 214.1903 | 0
| 254.3132 | 0.050248 | 214.2619 | 0.034613 | 214.19 | 0 | 214.2619 | 0 | 214.2619 | 0 | 305.8908 | 1.5677 | 214.2619 | 0 | 214.2619 | 0
| 254.3872 | 0.03194 | 214.3335 | 0.034613 | 214.26 | 0 | 214.3335 | 0 | 214.3335 | 0 | 305.9673 | 1.5863 | 214.3335 | 0 | 214.3335 | 0
| 254.4612 | 0.045241 | 214.405 | 0.034613 | 214.33 | 0 | 214.405 | 0 | 214.405 | 0 | 306.0439 | 1.5978 | 214.405 | 0 | 214.4051 | 0
| 254.5352 | 0.068103 | 214.4767 | 0.034613 | 214.41 | 0 | 214.4767 | 0 | 214.4767 | 0 | 306.1204 | 1.6362 | 214.4767 | 0 | 214.4767 | 0
| 254.6092 | 0.07697 | 214.5483 | 0.034613 | 214.48 | 0 | 214.5483 | 0 | 214.5483 | 0 | 306.1969 | 1.651 | 214.5483 | 0 | 214.5483 | 0
| 254.6832 | 0.050278 | 214.6199 | 0.034613 | 214.55 | 0 | 214.6199 | 0 | 214.6199 | 0 | 306.2734 | 1.675 | 214.6199 | 0 | 214.6199 | 0
| 254.7572 | 0.070154 | 214.6915 | 0.034613 | 214.62 | 0 | 214.6915 | 0 | 214.6915 | 0 | 306.3499 | 1.6952 | 214.6915 | 0 | 214.6915 | 0
| 254.8313 | 0.059688 | 214.7631 | 0.034613 | 214.69 | 0 | 214.7631 | 0 | 214.7631 | 0 | 306.4265 | 1.7294 | 214.7631 | 0 | 214.7631 | 0
| 254.9053 | 0.084179 | 214.8347 | 0.034613 | 214.76 | 0 | 214.8347 | 0 | 214.8347 | 0 | 306.503 | 1.7407 | 214.8347 | 0 | 214.8347 | 0
| 254.9793 | 0.068013 | 214.9064 | 0.034613 | 214.83 | 0 | 214.9064 | 0 | 214.9064 | 0 | 306.5795 | 1.7546 | 214.9064 | 0 | 214.9064 | 0
| 255.0533 | 0.085777 | 214.978 | 0.034613 | 214.91 | 0 | 214.978 | 0 | 214.978 | 0 | 306.6561 | 1.7672 | 214.978 | 0 | 214.978 | 0
| 255.1274 | 0.087376 | 215.0496 | 0.034613 | 214.98 | 0 | 215.0496 | 0 | 215.0496 | 0 | 306.7326 | 1.787 | 215.0496 | 0 | 215.0496 | 0
| 255.2014 | 0.078659 | 215.1213 | 0.034613 | 215.05 | 0 | 215.1213 | 0 | 215.1213 | 0 | 306.8091 | 1.799 | 215.1213 | 0 | 215.1213 | 0
| 255.2755 | 0.085023 | 215.1929 | 0.034613 | 215.12 | 0 | 215.1929 | 0 | 215.1929 | 0 | 306.8857 | 1.8166 | 215.1929 | 0 | 215.1929 | 0
| 255.3495 | 0.093921 | 215.2646 | 0.034613 | 215.19 | 0 | 215.2646 | 0 | 215.2646 | 0 | 306.9622 | 1.8339 | 215.2646 | 0 | 215.2646 | 0
| 255.4236 | 0.096786 | 215.3362 | 0.034613 | 215.26 | 0 | 215.3362 | 0 | 215.3362 | 0 | 307.0388 | 1.8613 | 215.3362 | 0 | 215.3362 | 0
| 255.4976 | 0.079383 | 215.4079 | 0.034613 | 215.34 | 0 | 215.4079 | 0 | 215.4079 | 0 | 307.1154 | 1.8691 | 215.4079 | 0 | 215.4079 | 0
| 255.5717 | 0.088944 | 215.4796 | 0.034613 | 215.41 | 0 | 215.4796 | 0 | 215.4796 | 0 | 307.1919 | 1.8958 | 215.4796 | 0 | 215.4796 | 0
| 255.6457 | 0.11021 | 215.5512 | 0.034613 | 215.48 | 0 | 215.5512 | 0 | 215.5512 | 0 | 307.2685 | 1.8949 | 215.5512 | 0 | 215.5512 | 0
| 255.7198 | 0.12037 | 215.6229 | 0.034613 | 215.55 | 0 | 215.6229 | 0 | 215.6229 | 0 | 307.3451 | 1.9209 | 215.6229 | 0 | 215.6229 | 0
| 255.7939 | 0.11274 | 215.6946 | 0.034613 | 215.62 | 0 | 215.6946 | 0 | 215.6946 | 0 | 307.4216 | 1.9272 | 215.6946 | 0 | 215.6946 | 0
| 255.868 | 0.11392 | 215.7663 | 0.034613 | 215.69 | 0 | 215.7663 | 0 | 215.7663 | 0 | 307.4982 | 1.9379 | 215.7663 | 0 | 215.7663 | 0
| 255.942 | 0.12043 | 215.838 | 0.034613 | 215.77 | 0 | 215.838 | 0 | 215.838 | 0 | 307.5748 | 1.9568 | 215.838 | 0 | 215.838 | 0
| 256.0161 | 0.10179 | 215.9097 | 0.034613 | 215.84 | 0 | 215.9097 | 0 | 215.9097 | 0 | 307.6514 | 1.9821 | 215.9097 | 0 | 215.9097 | 0
| 256.0902 | 0.13892 | 215.9814 | 0.034613 | 215.91 | 0 | 215.9814 | 0 | 215.9814 | 0 | 307.728 | 1.9874 | 215.9814 | 0 | 215.9814 | 0
| 256.1643 | 0.1401 | 216.0531 | 0.034613 | 215.98 | 0 | 216.0531 | 0 | 216.0531 | 0 | 307.8046 | 1.9978 | 216.0531 | 0 | 216.0531 | 0
| 256.2384 | 0.14326 | 216.1248 | 0.034613 | 216.05 | 0 | 216.1248 | 0 | 216.1248 | 0 | 307.8812 | 2.0073 | 216.1248 | 0 | 216.1248 | 0
| 256.3125 | 0.15475 | 216.1965 | 0.034613 | 216.12 | 0 | 216.1965 | 0 | 216.1965 | 0 | 307.9577 | 2.0296 | 216.1965 | 0 | 216.1965 | 0
| 256.3866 | 0.18476 | 216.2682 | 0.034613 | 216.2 | 0 | 216.2682 | 0 | 216.2682 | 0 | 308.0343 | 2.0355 | 216.2682 | 0 | 216.2682 | 0
| 256.4607 | 0.17005 | 216.3399 | 0.034613 | 216.27 | 0 | 216.3399 | 0 | 216.3399 | 0 | 308.1109 | 2.055 | 216.3399 | 0 | 216.3399 | 0
| 256.5348 | 0.18015 | 216.4117 | 0.034613 | 216.34 | 0 | 216.4117 | 0 | 216.4117 | 0 | 308.1876 | 2.0512 | 216.4117 | 0 | 216.4117 | 0
| 256.6089 | 0.18811 | 216.4834 | 0.034613 | 216.41 | 0 | 216.4834 | 0 | 216.4834 | 0 | 308.2642 | 2.0607 | 216.4834 | 0 | 216.4834 | 0
| 256.6831 | 0.20669 | 216.5551 | 0.034613 | 216.48 | 0 | 216.5551 | 0 | 216.5551 | 0 | 308.3408 | 2.0704 | 216.5551 | 0 | 216.5551 | 0
| 256.7572 | 0.19161 | 216.6269 | 0.034613 | 216.56 | 0 | 216.6269 | 0 | 216.6269 | 0 | 308.4174 | 2.0918 | 216.6269 | 0 | 216.6269 | 0
| 256.8313 | 0.21417 | 216.6986 | 0.034613 | 216.63 | 0 | 216.6986 | 0 | 216.6986 | 0 | 308.494 | 2.0738 | 216.6986 | 0 | 216.6986 | 0
| 256.9055 | 0.24563 | 216.7704 | 0.034613 | 216.7 | 0 | 216.7704 | 0 | 216.7704 | 0 | 308.5706 | 2.0954 | 216.7704 | 0 | 216.7704 | 0
| 256.9796 | 0.26931 | 216.8421 | 0.034613 | 216.77 | 0.04034 | 216.8421 | 0 | 216.8421 | 0 | 308.6472 | 2.1081 | 216.8421 | 0 | 216.8421 | 0
| 257.0537 | 0.24711 | 216.9139 | 0.034613 | 216.84 | 0 | 216.9139 | 0 | 216.9139 | 0 | 308.7239 | 2.1347 | 216.9139 | 0 | 216.9139 | 0
| 257.1279 | 0.26774 | 216.9856 | 0.034613 | 216.91 | 0 | 216.9856 | 0 | 216.9856 | 0 | 308.8005 | 2.1445 | 216.9856 | 0 | 216.9857 | 0
| 257.202 | 0.24849 | 217.0574 | 0.034613 | 216.99 | 0 | 217.0574 | 0 | 217.0574 | 0 | 308.8771 | 2.1677 | 217.0574 | 0 | 217.0574 | 0
| 257.2762 | 0.27673 | 217.1292 | 0.034613 | 217.06 | 0 | 217.1292 | 0 | 217.1292 | 0 | 308.9538 | 2.1652 | 217.1292 | 0 | 217.1292 | 0
| 257.3503 | 0.24231 | 217.201 | 0.034613 | 217.13 | 0 | 217.201 | 0 | 217.201 | 0 | 309.0304 | 2.1568 | 217.201 | 0 | 217.201 | 0
| 257.4245 | 0.30254 | 217.2728 | 0.034613 | 217.2 | 0 | 217.2728 | 0 | 217.2728 | 0 | 309.1071 | 2.1351 | 217.2728 | 0 | 217.2728 | 0
| 257.4987 | 0.32148 | 217.3445 | 0.034613 | 217.27 | 0 | 217.3445 | 0 | 217.3445 | 0 | 309.1837 | 2.1357 | 217.3445 | 0 | 217.3445 | 0
| 257.5729 | 0.34121 | 217.4163 | 0.034613 | 217.34 | 0 | 217.4163 | 0 | 217.4163 | 0 | 309.2604 | 2.1311 | 217.4163 | 0 | 217.4163 | 0
| 257.647 | 0.33542 | 217.4881 | 0.034613 | 217.42 | 0 | 217.4881 | 0 | 217.4881 | 0 | 309.337 | 2.1638 | 217.4881 | 0 | 217.4881 | 0
| 257.7212 | 0.35976 | 217.5599 | 0.034613 | 217.49 | 0 | 217.5599 | 0 | 217.5599 | 0 | 309.4137 | 2.1833 | 217.5599 | 0 | 217.5599 | 0
| 257.7954 | 0.37034 | 217.6317 | 0.034613 | 217.56 | 0 | 217.6317 | 0 | 217.6317 | 0 | 309.4903 | 2.1958 | 217.6317 | 0 | 217.6317 | 0
| 257.8696 | 0.39879 | 217.7036 | 0.034613 | 217.63 | 0 | 217.7036 | 0 | 217.7036 | 0 | 309.567 | 2.1962 | 217.7036 | 0 | 217.7036 | 0
| 257.9438 | 0.39607 | 217.7754 | 0.034613 | 217.7 | 0 | 217.7754 | 0 | 217.7754 | 0 | 309.6437 | 2.1958 | 217.7754 | 0 | 217.7754 | 0
| 258.0179 | 0.42783 | 217.8472 | 0.034613 | 217.78 | 0 | 217.8472 | 0 | 217.8472 | 0 | 309.7203 | 2.1842 | 217.8472 | 0 | 217.8472 | 0
| 258.0921 | 0.42331 | 217.919 | 0.034613 | 217.85 | 0 | 217.919 | 0 | 217.919 | 0 | 309.797 | 2.1927 | 217.919 | 0 | 217.919 | 0
| 258.1664 | 0.45552 | 217.9908 | 0.034613 | 217.92 | 0 | 217.9908 | 0 | 217.9908 | 0 | 309.8737 | 2.1825 | 217.9908 | 0 | 217.9908 | 0
| 258.2405 | 0.46529 | 218.0627 | 0.034613 | 217.99 | 0 | 218.0627 | 0 | 218.0627 | 0 | 309.9503 | 2.1871 | 218.0627 | 0 | 218.0627 | 0
| 258.3148 | 0.49931 | 218.1345 | 0.034613 | 218.06 | 0 | 218.1345 | 0 | 218.1345 | 0 | 310.027 | 2.1734 | 218.1345 | 0 | 218.1345 | 0
| 258.389 | 0.50664 | 218.2064 | 0.034613 | 218.13 | 0 | 218.2064 | 0 | 218.2064 | 0 | 310.1037 | 2.1771 | 218.2064 | 0 | 218.2064 | 0
| 258.4632 | 0.52833 | 218.2782 | 0.034613 | 218.21 | 0 | 218.2782 | 0 | 218.2782 | 0 | 310.1804 | 2.1932 | 218.2782 | 0 | 218.2782 | 0
| 258.5374 | 0.51014 | 218.3501 | 0.034613 | 218.28 | 0 | 218.3501 | 0 | 218.3501 | 0 | 310.2571 | 2.1674 | 218.3501 | 0 | 218.3501 | 0
| 258.6116 | 0.55716 | 218.4219 | 0.034613 | 218.35 | 0 | 218.4219 | 0 | 218.4219 | 0 | 310.3338 | 2.1828 | 218.4219 | 0 | 218.4219 | 0
| 258.6859 | 0.57541 | 218.4938 | 0.034613 | 218.42 | 0 | 218.4938 | 0 | 218.4938 | 0 | 310.4105 | 2.1796 | 218.4938 | 0 | 218.4938 | 0
| 258.7601 | 0.60126 | 218.5656 | 0.034613 | 218.49 | 0 | 218.5656 | 0 | 218.5656 | 0 | 310.4872 | 2.183 | 218.5656 | 0 | 218.5656 | 0
| 258.8343 | 0.61775 | 218.6375 | 0.034613 | 218.57 | 0 | 218.6375 | 0 | 218.6375 | 0 | 310.5639 | 2.1724 | 218.6375 | 0 | 218.6375 | 0
| 258.9086 | 0.64149 | 218.7094 | 0.034613 | 218.64 | 0 | 218.7094 | 0 | 218.7094 | 0 | 310.6406 | 2.1622 | 218.7094 | 0 | 218.7094 | 0
| 258.9828 | 0.67922 | 218.7813 | 0.034613 | 218.71 | 0 | 218.7813 | 0 | 218.7813 | 0 | 310.7173 | 2.1616 | 218.7813 | 0 | 218.7813 | 0
| 259.0571 | 0.73179 | 218.8532 | 0.034613 | 218.78 | 0 | 218.8532 | 0 | 218.8532 | 0 | 310.794 | 2.1566 | 218.8532 | 0 | 218.8531 | 0
| 259.1313 | 0.71113 | 218.925 | 0.034613 | 218.85 | 0 | 218.925 | 0 | 218.925 | 0 | 310.8708 | 2.138 | 218.925 | 0 | 218.925 | 0
| 259.2056 | 0.72464 | 218.9969 | 0.034613 | 218.93 | 0 | 218.9969 | 0 | 218.9969 | 0 | 310.9475 | 2.1364 | 218.9969 | 0 | 218.9969 | 0
| 259.2799 | 0.74919 | 219.0688 | 0.034613 | 219 | 0 | 219.0688 | 0 | 219.0688 | 0 | 311.0242 | 2.1379 | 219.0688 | 0 | 219.0688 | 0
| 259.3541 | 0.76252 | 219.1407 | 0.034613 | 219.07 | 0 | 219.1407 | 0 | 219.1407 | 0 | 311.101 | 2.1271 | 219.1407 | 0 | 219.1407 | 0
| 259.4284 | 0.77371 | 219.2126 | 0.034613 | 219.14 | 0 | 219.2126 | 0 | 219.2126 | 0 | 311.1777 | 2.108 | 219.2126 | 0 | 219.2126 | 0
| 259.5027 | 0.7922 | 219.2846 | 0.034613 | 219.21 | 0 | 219.2846 | 0 | 219.2846 | 0 | 311.2544 | 2.119 | 219.2846 | 0 | 219.2846 | 0
| 259.5769 | 0.83153 | 219.3565 | 0.034613 | 219.28 | 0 | 219.3565 | 0 | 219.3565 | 0 | 311.3311 | 2.1023 | 219.3565 | 0 | 219.3565 | 0
| 259.6512 | 0.86064 | 219.4284 | 0.034613 | 219.36 | 0 | 219.4284 | 0 | 219.4284 | 0 | 311.4079 | 2.0928 | 219.4284 | 0 | 219.4284 | 0
| 259.7255 | 0.85415 | 219.5003 | 0.034613 | 219.43 | 0 | 219.5003 | 0 | 219.5003 | 0 | 311.4846 | 2.0754 | 219.5003 | 0 | 219.5003 | 0
| 259.7998 | 0.89035 | 219.5723 | 0.034613 | 219.5 | 0 | 219.5723 | 0 | 219.5723 | 0 | 311.5614 | 2.0769 | 219.5723 | 0 | 219.5723 | 0
| 259.8741 | 0.92379 | 219.6442 | 0.034613 | 219.57 | 0 | 219.6442 | 0 | 219.6442 | 0 | 311.6381 | 2.0601 | 219.6442 | 0 | 219.6442 | 0
| 259.9484 | 0.94678 | 219.7161 | 0.034613 | 219.64 | 0 | 219.7161 | 0 | 219.7161 | 0 | 311.7149 | 2.0504 | 219.7161 | 0 | 219.7161 | 0
| 260.0227 | 0.93827 | 219.7881 | 0.034613 | 219.72 | 0 | 219.7881 | 0 | 219.7881 | 0 | 311.7916 | 2.0384 | 219.7881 | 0 | 219.7881 | 0
| 260.097 | 0.92865 | 219.86 | 0.034613 | 219.79 | 0 | 219.86 | 0 | 219.86 | 0 | 311.8684 | 2.0261 | 219.86 | 0 | 219.86 | 0
| 260.1713 | 0.94455 | 219.932 | 0.034613 | 219.86 | 0 | 219.932 | 0 | 219.932 | 0 | 311.9452 | 2.0178 | 219.932 | 0 | 219.932 | 0
| 260.2456 | 0.98457 | 220.0039 | 0.034613 | 219.93 | 0.04034 | 220.0039 | 0 | 220.0039 | 0 | 312.0219 | 2.0244 | 220.0039 | 0 | 220.0039 | 0
| 260.32 | 1.0304 | 220.0759 | 0.034613 | 220 | 0 | 220.0759 | 0 | 220.0759 | 0 | 312.0987 | 2.0009 | 220.0759 | 0 | 220.0759 | 0
| 260.3943 | 1.07 | 220.1479 | 0.034613 | 220.08 | 0 | 220.1479 | 0 | 220.1479 | 0 | 312.1755 | 1.9914 | 220.1479 | 0 | 220.1479 | 0
| 260.4686 | 1.0706 | 220.2199 | 0.034613 | 220.15 | 0 | 220.2199 | 0 | 220.2199 | 0 | 312.2522 | 1.9825 | 220.2199 | 0 | 220.2198 | 0
| 260.5429 | 1.1367 | 220.2918 | 0.034613 | 220.22 | 0 | 220.2918 | 0 | 220.2918 | 0 | 312.329 | 1.9798 | 220.2918 | 0 | 220.2918 | 0
| 260.6173 | 1.0904 | 220.3638 | 0.034613 | 220.29 | 0 | 220.3638 | 0 | 220.3638 | 0 | 312.4058 | 1.9636 | 220.3638 | 0 | 220.3638 | 0
| 260.6916 | 1.0966 | 220.4358 | 0.034613 | 220.36 | 0 | 220.4358 | 0 | 220.4358 | 0 | 312.4826 | 1.9391 | 220.4358 | 0 | 220.4358 | 0
| 260.7659 | 1.1194 | 220.5078 | 0.034613 | 220.44 | 0 | 220.5078 | 0 | 220.5078 | 0 | 312.5594 | 1.9343 | 220.5078 | 0 | 220.5078 | 0
| 260.8403 | 1.1338 | 220.5798 | 0.034613 | 220.51 | 0 | 220.5798 | 0 | 220.5798 | 0 | 312.6362 | 1.9388 | 220.5798 | 0 | 220.5798 | 0
| 260.9146 | 1.1298 | 220.6518 | 0.034613 | 220.58 | 0 | 220.6518 | 0 | 220.6518 | 0 | 312.713 | 1.9156 | 220.6518 | 0 | 220.6518 | 0
| 260.9889 | 1.1428 | 220.7238 | 0.034613 | 220.65 | 0 | 220.7238 | 0 | 220.7238 | 0 | 312.7898 | 1.91 | 220.7238 | 0 | 220.7238 | 0
| 261.0633 | 1.1762 | 220.7958 | 0.034613 | 220.72 | 0 | 220.7958 | 0 | 220.7958 | 0 | 312.8665 | 1.8796 | 220.7958 | 0 | 220.7958 | 0
| 261.1377 | 1.2268 | 220.8678 | 0.034613 | 220.8 | 0 | 220.8678 | 0 | 220.8678 | 0 | 312.9434 | 1.8957 | 220.8678 | 0 | 220.8678 | 0
| 261.212 | 1.2417 | 220.9398 | 0.034613 | 220.87 | 0 | 220.9398 | 0 | 220.9398 | 0 | 313.0202 | 1.8724 | 220.9398 | 0 | 220.9398 | 0
| 261.2864 | 1.2492 | 221.0118 | 0.034613 | 220.94 | 0 | 221.0118 | 0 | 221.0118 | 0 | 313.097 | 1.8424 | 221.0118 | 0 | 221.0118 | 0
| 261.3608 | 1.2486 | 221.0839 | 0.034613 | 221.01 | 0 | 221.0839 | 0 | 221.0839 | 0 | 313.1738 | 1.8371 | 221.0839 | 0 | 221.0839 | 0
| 261.4352 | 1.2959 | 221.1559 | 0.034613 | 221.08 | 0 | 221.1559 | 0 | 221.1559 | 0 | 313.2506 | 1.8334 | 221.1559 | 0 | 221.1559 | 0
| 261.5095 | 1.268 | 221.2279 | 0.034613 | 221.16 | 0 | 221.2279 | 0 | 221.2279 | 0 | 313.3274 | 1.814 | 221.2279 | 0 | 221.2279 | 0
| 261.5839 | 1.2877 | 221.3 | 0.034613 | 221.23 | 0 | 221.3 | 0 | 221.3 | 0 | 313.4043 | 1.7984 | 221.3 | 0 | 221.3 | 0
| 261.6583 | 1.3003 | 221.372 | 0.034613 | 221.3 | 0 | 221.372 | 0 | 221.372 | 0 | 313.4811 | 1.7842 | 221.372 | 0 | 221.372 | 0
| 261.7327 | 1.3632 | 221.4441 | 0.034613 | 221.37 | 0 | 221.4441 | 0 | 221.4441 | 0 | 313.5579 | 1.792 | 221.4441 | 0 | 221.4441 | 0
| 261.8071 | 1.3675 | 221.5161 | 0.034613 | 221.44 | 0 | 221.5161 | 0 | 221.5161 | 0 | 313.6347 | 1.7674 | 221.5161 | 0 | 221.5161 | 0
| 261.8815 | 1.3922 | 221.5882 | 0.034613 | 221.52 | 0 | 221.5882 | 0 | 221.5882 | 0 | 313.7116 | 1.7566 | 221.5882 | 0 | 221.5882 | 0
| 261.9559 | 1.4044 | 221.6602 | 0.034613 | 221.59 | 0 | 221.6602 | 0 | 221.6602 | 0 | 313.7884 | 1.7313 | 221.6602 | 0 | 221.6602 | 0
| 262.0303 | 1.42 | 221.7323 | 0.034613 | 221.66 | 0 | 221.7323 | 0 | 221.7323 | 0 | 313.8653 | 1.7472 | 221.7323 | 0 | 221.7323 | 0
| 262.1047 | 1.4163 | 221.8044 | 0.034613 | 221.73 | 0 | 221.8044 | 0 | 221.8044 | 0 | 313.9421 | 1.721 | 221.8044 | 0 | 221.8044 | 0
| 262.1791 | 1.442 | 221.8765 | 0.034613 | 221.8 | 0 | 221.8765 | 0 | 221.8765 | 0 | 314.019 | 1.7182 | 221.8765 | 0 | 221.8765 | 0
| 262.2536 | 1.4578 | 221.9486 | 0.034613 | 221.88 | 0 | 221.9486 | 0 | 221.9486 | 0 | 314.0958 | 1.6898 | 221.9486 | 0 | 221.9486 | 0
| 262.328 | 1.4686 | 222.0206 | 0.034613 | 221.95 | 0 | 222.0206 | 0 | 222.0206 | 0 | 314.1727 | 1.6882 | 222.0206 | 0 | 222.0206 | 0
| 262.4024 | 1.4878 | 222.0927 | 0.034613 | 222.02 | 0 | 222.0927 | 0 | 222.0927 | 0 | 314.2495 | 1.6483 | 222.0927 | 0 | 222.0927 | 0
| 262.4769 | 1.5257 | 222.1648 | 0.034613 | 222.09 | 0 | 222.1648 | 0 | 222.1648 | 0 | 314.3264 | 1.6382 | 222.1648 | 0 | 222.1648 | 0
| 262.5513 | 1.5629 | 222.2369 | 0.034613 | 222.16 | 0 | 222.2369 | 0 | 222.2369 | 0 | 314.4033 | 1.635 | 222.2369 | 0 | 222.2369 | 0
| 262.6257 | 1.5469 | 222.309 | 0.034613 | 222.24 | 0 | 222.309 | 0 | 222.309 | 0 | 314.4801 | 1.6337 | 222.309 | 0 | 222.309 | 0
| 262.7002 | 1.5403 | 222.3811 | 0.034613 | 222.31 | 0 | 222.3811 | 0 | 222.3811 | 0 | 314.557 | 1.6388 | 222.3811 | 0 | 222.3811 | 0
| 262.7746 | 1.609 | 222.4533 | 0.034613 | 222.38 | 0 | 222.4533 | 0 | 222.4533 | 0 | 314.6339 | 1.6381 | 222.4533 | 0 | 222.4533 | 0
| 262.8491 | 1.646 | 222.5254 | 0.034613 | 222.45 | 0 | 222.5254 | 0 | 222.5254 | 0 | 314.7107 | 1.6055 | 222.5254 | 0 | 222.5254 | 0
| 262.9235 | 1.6327 | 222.5975 | 0.034613 | 222.53 | 0 | 222.5975 | 0 | 222.5975 | 0 | 314.7876 | 1.6017 | 222.5975 | 0 | 222.5975 | 0
| 262.998 | 1.6289 | 222.6696 | 0.034613 | 222.6 | 0 | 222.6696 | 0 | 222.6696 | 0 | 314.8645 | 1.56 | 222.6696 | 0 | 222.6696 | 0
| 263.0725 | 1.6466 | 222.7418 | 0.034613 | 222.67 | 0 | 222.7418 | 0 | 222.7418 | 0 | 314.9414 | 1.5444 | 222.7418 | 0 | 222.7418 | 0
| 263.1469 | 1.6824 | 222.8139 | 0.034613 | 222.74 | 0 | 222.8139 | 0 | 222.8139 | 0 | 315.0183 | 1.5322 | 222.8139 | 0 | 222.8139 | 0
| 263.2214 | 1.7318 | 222.886 | 0.034613 | 222.81 | 0 | 222.886 | 0 | 222.886 | 0 | 315.0952 | 1.5337 | 222.886 | 0 | 222.886 | 0
| 263.2959 | 1.7126 | 222.9582 | 0.034613 | 222.89 | 0 | 222.9582 | 0 | 222.9582 | 0 | 315.1721 | 1.5332 | 222.9582 | 0 | 222.9582 | 0
| 263.3703 | 1.7477 | 223.0303 | 0.034613 | 222.96 | 0 | 223.0303 | 0 | 223.0303 | 0 | 315.249 | 1.5184 | 223.0303 | 0 | 223.0303 | 0
| 263.4448 | 1.7498 | 223.1025 | 0.034613 | 223.03 | 0 | 223.1025 | 0 | 223.1025 | 0 | 315.3259 | 1.5036 | 223.1025 | 0 | 223.1025 | 0
| 263.5193 | 1.7914 | 223.1747 | 0.034613 | 223.1 | 0 | 223.1747 | 0 | 223.1747 | 0 | 315.4028 | 1.4993 | 223.1747 | 0 | 223.1747 | 0
| 263.5938 | 1.7881 | 223.2468 | 0.034613 | 223.17 | 0 | 223.2468 | 0 | 223.2468 | 0 | 315.4797 | 1.4812 | 223.2468 | 0 | 223.2468 | 0
| 263.6683 | 1.8279 | 223.319 | 0.034613 | 223.25 | 0 | 223.319 | 0 | 223.319 | 0 | 315.5566 | 1.4787 | 223.319 | 0 | 223.319 | 0
| 263.7428 | 1.8589 | 223.3912 | 0.034613 | 223.32 | 0 | 223.3912 | 0 | 223.3912 | 0 | 315.6335 | 1.4485 | 223.3912 | 0 | 223.3912 | 0
| 263.8173 | 1.8516 | 223.4633 | 0.034613 | 223.39 | 0 | 223.4633 | 0 | 223.4633 | 0 | 315.7104 | 1.4488 | 223.4633 | 0 | 223.4633 | 0
| 263.8918 | 1.9053 | 223.5355 | 0.034613 | 223.46 | 0 | 223.5355 | 0 | 223.5355 | 0 | 315.7874 | 1.4394 | 223.5355 | 0 | 223.5355 | 0
| 263.9663 | 1.9153 | 223.6077 | 0.034613 | 223.54 | 0 | 223.6077 | 0 | 223.6077 | 0 | 315.8643 | 1.4233 | 223.6077 | 0 | 223.6077 | 0
| 264.0408 | 1.941 | 223.6799 | 0.034613 | 223.61 | 0 | 223.6799 | 0 | 223.6799 | 0 | 315.9412 | 1.406 | 223.6799 | 0 | 223.6799 | 0
| 264.1154 | 1.944 | 223.7521 | 0.034613 | 223.68 | 0 | 223.7521 | 0 | 223.7521 | 0 | 316.0181 | 1.4052 | 223.7521 | 0 | 223.7521 | 0
| 264.1899 | 1.9634 | 223.8243 | 0.034613 | 223.75 | 0 | 223.8243 | 0 | 223.8243 | 0 | 316.0951 | 1.3926 | 223.8243 | 0 | 223.8243 | 0
| 264.2644 | 1.987 | 223.8965 | 0.034613 | 223.82 | 0 | 223.8965 | 0 | 223.8965 | 0 | 316.172 | 1.3751 | 223.8965 | 0 | 223.8965 | 0
| 264.3389 | 2.0264 | 223.9687 | 0.034613 | 223.9 | 0 | 223.9687 | 0 | 223.9687 | 0 | 316.2489 | 1.3667 | 223.9687 | 0 | 223.9687 | 0
| 264.4135 | 2.0701 | 224.0409 | 0.034613 | 223.97 | 0 | 224.0409 | 0 | 224.0409 | 0 | 316.3259 | 1.3608 | 224.0409 | 0 | 224.0409 | 0
| 264.488 | 2.0851 | 224.1131 | 0.034613 | 224.04 | 0 | 224.1131 | 0 | 224.1131 | 0 | 316.4028 | 1.3482 | 224.1131 | 0 | 224.1131 | 0
| 264.5625 | 2.1224 | 224.1854 | 0.034613 | 224.11 | 0 | 224.1854 | 0 | 224.1854 | 0 | 316.4798 | 1.3357 | 224.1854 | 0 | 224.1854 | 0
| 264.6371 | 2.1671 | 224.2576 | 0.034613 | 224.19 | 0 | 224.2576 | 0 | 224.2576 | 0 | 316.5567 | 1.3214 | 224.2576 | 0 | 224.2576 | 0
| 264.7116 | 2.1867 | 224.3298 | 0.034613 | 224.26 | 0 | 224.3298 | 0 | 224.3298 | 0 | 316.6337 | 1.3199 | 224.3298 | 0 | 224.3298 | 0
| 264.7862 | 2.1367 | 224.4021 | 0.034613 | 224.33 | 0 | 224.4021 | 0 | 224.4021 | 0 | 316.7106 | 1.3071 | 224.4021 | 0 | 224.4021 | 0
| 264.8607 | 2.158 | 224.4743 | 0.034613 | 224.4 | 0 | 224.4743 | 0 | 224.4743 | 0 | 316.7876 | 1.2954 | 224.4743 | 0 | 224.4743 | 0
| 264.9353 | 2.1777 | 224.5465 | 0.034613 | 224.47 | 0 | 224.5465 | 0 | 224.5465 | 0 | 316.8646 | 1.2841 | 224.5465 | 0 | 224.5465 | 0
| 265.0099 | 2.1739 | 224.6188 | 0.034613 | 224.55 | 0 | 224.6188 | 0 | 224.6188 | 0 | 316.9415 | 1.2855 | 224.6188 | 0 | 224.6188 | 0
| 265.0844 | 2.1707 | 224.691 | 0.034613 | 224.62 | 0 | 224.691 | 0 | 224.691 | 0 | 317.0185 | 1.265 | 224.691 | 0 | 224.6911 | 0
| 265.159 | 2.2327 | 224.7633 | 0.034613 | 224.69 | 0 | 224.7633 | 0 | 224.7633 | 0 | 317.0955 | 1.257 | 224.7633 | 0 | 224.7633 | 0
| 265.2336 | 2.3123 | 224.8356 | 0.034613 | 224.76 | 0 | 224.8356 | 0 | 224.8356 | 0 | 317.1725 | 1.2388 | 224.8356 | 0 | 224.8356 | 0
| 265.3082 | 2.386 | 224.9078 | 0.034613 | 224.84 | 0 | 224.9078 | 0 | 224.9078 | 0 | 317.2495 | 1.239 | 224.9078 | 0 | 224.9078 | 0
| 265.3827 | 2.4372 | 224.9801 | 0.034613 | 224.91 | 0 | 224.9801 | 0 | 224.9801 | 0 | 317.3264 | 1.2142 | 224.9801 | 0 | 224.9801 | 0
| 265.4573 | 2.4724 | 225.0524 | 0.034613 | 224.98 | 0 | 225.0524 | 0 | 225.0524 | 0 | 317.4034 | 1.2131 | 225.0524 | 0 | 225.0524 | 0
| 265.5319 | 2.4865 | 225.1247 | 0.034613 | 225.05 | 0 | 225.1247 | 0 | 225.1247 | 0 | 317.4804 | 1.1928 | 225.1247 | 0 | 225.1247 | 0
| 265.6065 | 2.4405 | 225.197 | 0.034613 | 225.12 | 0 | 225.197 | 0 | 225.197 | 0 | 317.5574 | 1.1944 | 225.197 | 0 | 225.197 | 0
| 265.6811 | 2.3873 | 225.2692 | 0.034613 | 225.2 | 0 | 225.2692 | 0 | 225.2692 | 0 | 317.6344 | 1.1975 | 225.2692 | 0 | 225.2693 | 0
| 265.7557 | 2.3813 | 225.3416 | 0.034613 | 225.27 | 0 | 225.3416 | 0 | 225.3416 | 0 | 317.7114 | 1.1819 | 225.3416 | 0 | 225.3416 | 0
| 265.8304 | 2.4023 | 225.4138 | 0.034613 | 225.34 | 0 | 225.4138 | 0 | 225.4138 | 0 | 317.7884 | 1.1723 | 225.4138 | 0 | 225.4138 | 0
| 265.905 | 2.457 | 225.4862 | 0.034613 | 225.41 | 0 | 225.4862 | 0 | 225.4862 | 0 | 317.8654 | 1.1749 | 225.4862 | 0 | 225.4861 | 0
| 265.9796 | 2.4571 | 225.5585 | 0.034613 | 225.49 | 0 | 225.5585 | 0 | 225.5585 | 0 | 317.9424 | 1.1651 | 225.5585 | 0 | 225.5585 | 0
| 266.0542 | 2.5263 | 225.6308 | 0.034613 | 225.56 | 0 | 225.6308 | 0 | 225.6308 | 0 | 318.0194 | 1.1627 | 225.6308 | 0 | 225.6308 | 0
| 266.1288 | 2.5616 | 225.7031 | 0.034613 | 225.63 | 0 | 225.7031 | 0 | 225.7031 | 0 | 318.0964 | 1.1409 | 225.7031 | 0 | 225.7031 | 0
| 266.2034 | 2.62 | 225.7754 | 0.034613 | 225.7 | 0 | 225.7754 | 0 | 225.7754 | 0 | 318.1735 | 1.1362 | 225.7754 | 0 | 225.7754 | 0
| 266.2781 | 2.6366 | 225.8477 | 0.034613 | 225.78 | 0 | 225.8477 | 0 | 225.8477 | 0 | 318.2505 | 1.123 | 225.8477 | 0 | 225.8477 | 0
| 266.3527 | 2.6563 | 225.9201 | 0.034613 | 225.85 | 0 | 225.9201 | 0 | 225.9201 | 0 | 318.3275 | 1.1199 | 225.9201 | 0 | 225.9201 | 0
| 266.4273 | 2.765 | 225.9924 | 0.034613 | 225.92 | 0 | 225.9924 | 0 | 225.9924 | 0 | 318.4045 | 1.1108 | 225.9924 | 0 | 225.9924 | 0
| 266.502 | 2.8225 | 226.0648 | 0.034613 | 225.99 | 0 | 226.0648 | 0 | 226.0648 | 0 | 318.4816 | 1.0904 | 226.0648 | 0 | 226.0647 | 0
| 266.5766 | 2.8172 | 226.1371 | 0.034613 | 226.06 | 0 | 226.1371 | 0 | 226.1371 | 0 | 318.5586 | 1.084 | 226.1371 | 0 | 226.1371 | 0
| 266.6513 | 2.8226 | 226.2094 | 0.034613 | 226.14 | 0 | 226.2094 | 0 | 226.2094 | 0 | 318.6356 | 1.0766 | 226.2094 | 0 | 226.2094 | 0
| 266.726 | 2.8535 | 226.2818 | 0.034613 | 226.21 | 0 | 226.2818 | 0 | 226.2818 | 0 | 318.7127 | 1.0631 | 226.2818 | 0 | 226.2818 | 0
| 266.8006 | 2.8306 | 226.3542 | 0.034613 | 226.28 | 0 | 226.3542 | 0 | 226.3542 | 0 | 318.7897 | 1.0633 | 226.3542 | 0 | 226.3542 | 0
| 266.8752 | 2.7743 | 226.4265 | 0.034613 | 226.35 | 0 | 226.4265 | 0 | 226.4265 | 0 | 318.8668 | 1.0545 | 226.4265 | 0 | 226.4265 | 0
| 266.9499 | 2.8084 | 226.4989 | 0.034613 | 226.43 | 0 | 226.4989 | 0 | 226.4989 | 0 | 318.9438 | 1.049 | 226.4989 | 0 | 226.4989 | 0
| 267.0246 | 2.8284 | 226.5713 | 0.034613 | 226.5 | 0 | 226.5713 | 0 | 226.5713 | 0 | 319.0208 | 1.0293 | 226.5713 | 0 | 226.5713 | 0
| 267.0993 | 2.8994 | 226.6436 | 0.034613 | 226.57 | 0 | 226.6436 | 0 | 226.6436 | 0 | 319.0979 | 1.027 | 226.6436 | 0 | 226.6436 | 0
| 267.1739 | 2.965 | 226.716 | 0.034613 | 226.64 | 0 | 226.716 | 0 | 226.716 | 0 | 319.175 | 1.0119 | 226.716 | 0 | 226.716 | 0
| 267.2486 | 2.9791 | 226.7884 | 0.034613 | 226.72 | 0 | 226.7884 | 0 | 226.7884 | 0 | 319.252 | 1.0172 | 226.7884 | 0 | 226.7884 | 0
| 267.3233 | 2.9686 | 226.8608 | 0.034613 | 226.79 | 0 | 226.8608 | 0 | 226.8608 | 0 | 319.3291 | 1.0066 | 226.8608 | 0 | 226.8608 | 0
| 267.398 | 3.0161 | 226.9332 | 0.034613 | 226.86 | 0 | 226.9332 | 0 | 226.9332 | 0 | 319.4062 | 0.98285 | 226.9332 | 0 | 226.9332 | 0
| 267.4727 | 2.9831 | 227.0056 | 0.034613 | 226.93 | 0 | 227.0056 | 0 | 227.0056 | 0 | 319.4832 | 0.97486 | 227.0056 | 0 | 227.0056 | 0
| 267.5474 | 2.9846 | 227.078 | 0.034613 | 227.01 | 0 | 227.078 | 0 | 227.078 | 0 | 319.5603 | 0.98325 | 227.078 | 0 | 227.078 | 0
| 267.6221 | 2.9633 | 227.1504 | 0.034613 | 227.08 | 0 | 227.1504 | 0 | 227.1504 | 0 | 319.6374 | 0.96241 | 227.1504 | 0 | 227.1504 | 0
| 267.6968 | 2.9774 | 227.2228 | 0.034613 | 227.15 | 0 | 227.2228 | 0 | 227.2228 | 0 | 319.7144 | 0.96245 | 227.2228 | 0 | 227.2228 | 0
| 267.7715 | 2.9365 | 227.2952 | 0.034613 | 227.22 | 0 | 227.2952 | 0 | 227.2952 | 0 | 319.7915 | 0.95649 | 227.2952 | 0 | 227.2952 | 0
| 267.8462 | 2.9698 | 227.3676 | 0.034613 | 227.3 | 0 | 227.3676 | 0 | 227.3676 | 0 | 319.8686 | 0.94895 | 227.3676 | 0 | 227.3676 | 0
| 267.9209 | 2.9487 | 227.4401 | 0.034613 | 227.37 | 0 | 227.4401 | 0 | 227.4401 | 0 | 319.9457 | 0.94136 | 227.4401 | 0 | 227.4401 | 0
| 267.9957 | 2.9602 | 227.5125 | 0.034613 | 227.44 | 0 | 227.5125 | 0 | 227.5125 | 0 | 320.0228 | 0.92786 | 227.5125 | 0 | 227.5125 | 0
| 268.0704 | 2.9288 | 227.5849 | 0.034613 | 227.51 | 0 | 227.5849 | 0 | 227.5849 | 0 | 320.0999 | 0.91391 | 227.5849 | 0 | 227.5849 | 0
| 268.1451 | 2.9163 | 227.6574 | 0.034613 | 227.58 | 0 | 227.6574 | 0 | 227.6574 | 0 | 320.177 | 0.91609 | 227.6574 | 0 | 227.6574 | 0
| 268.2199 | 2.9128 | 227.7298 | 0.034613 | 227.66 | 0 | 227.7298 | 0 | 227.7298 | 0 | 320.2541 | 0.90238 | 227.7298 | 0 | 227.7298 | 0
| 268.2946 | 2.8892 | 227.8023 | 0.034613 | 227.73 | 0 | 227.8023 | 0 | 227.8023 | 0 | 320.3312 | 0.90264 | 227.8023 | 0 | 227.8023 | 0
| 268.3693 | 2.8924 | 227.8747 | 0.034613 | 227.8 | 0 | 227.8747 | 0 | 227.8747 | 0 | 320.4083 | 0.88829 | 227.8747 | 0 | 227.8747 | 0
| 268.4441 | 2.8889 | 227.9472 | 0.034613 | 227.87 | 0 | 227.9472 | 0 | 227.9472 | 0 | 320.4854 | 0.88397 | 227.9472 | 0 | 227.9472 | 0
| 268.5188 | 2.8524 | 228.0196 | 0.034613 | 227.95 | 0 | 228.0196 | 0 | 228.0196 | 0 | 320.5625 | 0.87518 | 228.0196 | 0 | 228.0196 | 0
| 268.5936 | 2.8305 | 228.0921 | 0.034613 | 228.02 | 0 | 228.0921 | 0 | 228.0921 | 0 | 320.6396 | 0.87203 | 228.0921 | 0 | 228.0921 | 0
| 268.6683 | 2.8038 | 228.1646 | 0.034613 | 228.09 | 0 | 228.1646 | 0 | 228.1646 | 0 | 320.7168 | 0.8552 | 228.1646 | 0 | 228.1646 | 0
| 268.7431 | 2.8041 | 228.2371 | 0.034613 | 228.16 | 0 | 228.2371 | 0 | 228.2371 | 0 | 320.7939 | 0.85565 | 228.2371 | 0 | 228.237 | 0
| 268.8178 | 2.7482 | 228.3095 | 0.034613 | 228.24 | 0 | 228.3095 | 0 | 228.3095 | 0 | 320.871 | 0.84569 | 228.3095 | 0 | 228.3095 | 0
| 268.8926 | 2.6937 | 228.382 | 0.034613 | 228.31 | 0 | 228.382 | 0 | 228.382 | 0 | 320.9482 | 0.84202 | 228.382 | 0 | 228.382 | 0
| 268.9674 | 2.7117 | 228.4545 | 0.034613 | 228.38 | 0 | 228.4545 | 0 | 228.4545 | 0 | 321.0253 | 0.82529 | 228.4545 | 0 | 228.4545 | 0
| 269.0421 | 2.6698 | 228.527 | 0.034613 | 228.45 | 0 | 228.527 | 0 | 228.527 | 0 | 321.1024 | 0.82167 | 228.527 | 0 | 228.527 | 0
| 269.1169 | 2.6296 | 228.5995 | 0.034613 | 228.53 | 0 | 228.5995 | 0 | 228.5995 | 0 | 321.1796 | 0.82036 | 228.5995 | 0 | 228.5995 | 0
| 269.1917 | 2.6297 | 228.672 | 0.034613 | 228.6 | 0 | 228.672 | 0 | 228.672 | 0 | 321.2567 | 0.80914 | 228.672 | 0 | 228.672 | 0
| 269.2665 | 2.5776 | 228.7445 | 0.034613 | 228.67 | 0 | 228.7445 | 0 | 228.7445 | 0 | 321.3338 | 0.80757 | 228.7445 | 0 | 228.7445 | 0
| 269.3413 | 2.5127 | 228.817 | 0.034613 | 228.74 | 0 | 228.817 | 0 | 228.817 | 0 | 321.411 | 0.80397 | 228.817 | 0 | 228.817 | 0
| 269.4161 | 2.4971 | 228.8895 | 0.034613 | 228.82 | 0 | 228.8895 | 0 | 228.8895 | 0 | 321.4881 | 0.77636 | 228.8895 | 0 | 228.8895 | 0
| 269.4909 | 2.46 | 228.962 | 0.034613 | 228.89 | 0 | 228.962 | 0 | 228.962 | 0 | 321.5653 | 0.77252 | 228.962 | 0 | 228.962 | 0
| 269.5657 | 2.4396 | 229.0346 | 0.034613 | 228.96 | 0 | 229.0346 | 0 | 229.0346 | 0 | 321.6425 | 0.77381 | 229.0346 | 0 | 229.0346 | 0
| 269.6405 | 2.393 | 229.1071 | 0.034613 | 229.03 | 0 | 229.1071 | 0 | 229.1071 | 0 | 321.7196 | 0.7677 | 229.1071 | 0 | 229.1071 | 0
| 269.7153 | 2.3217 | 229.1796 | 0.034613 | 229.11 | 0 | 229.1796 | 0 | 229.1796 | 0 | 321.7968 | 0.76577 | 229.1796 | 0 | 229.1796 | 0
| 269.7901 | 2.3078 | 229.2522 | 0.034613 | 229.18 | 0 | 229.2522 | 0 | 229.2522 | 0 | 321.8739 | 0.75842 | 229.2522 | 0 | 229.2522 | 0
| 269.8649 | 2.2507 | 229.3247 | 0.034613 | 229.25 | 0 | 229.3247 | 0 | 229.3247 | 0 | 321.9511 | 0.74242 | 229.3247 | 0 | 229.3247 | 0
| 269.9397 | 2.2335 | 229.3973 | 0.034613 | 229.32 | 0 | 229.3973 | 0 | 229.3973 | 0 | 322.0283 | 0.74206 | 229.3973 | 0 | 229.3972 | 0
| 270.0146 | 2.1706 | 229.4698 | 0.034613 | 229.4 | 0 | 229.4698 | 0 | 229.4698 | 0 | 322.1054 | 0.73859 | 229.4698 | 0 | 229.4698 | 0
| 270.0894 | 2.113 | 229.5423 | 0.034613 | 229.47 | 0 | 229.5423 | 0 | 229.5423 | 0 | 322.1826 | 0.73506 | 229.5423 | 0 | 229.5424 | 0
| 270.1642 | 2.0738 | 229.6149 | 0.034613 | 229.54 | 0 | 229.6149 | 0 | 229.6149 | 0 | 322.2598 | 0.72768 | 229.6149 | 0 | 229.6149 | 0
| 270.239 | 2.0563 | 229.6875 | 0.034613 | 229.61 | 0 | 229.6875 | 0 | 229.6875 | 0 | 322.337 | 0.72188 | 229.6875 | 0 | 229.6875 | 0
| 270.3139 | 1.9928 | 229.7601 | 0.034613 | 229.69 | 0 | 229.7601 | 0 | 229.7601 | 0 | 322.4142 | 0.72023 | 229.7601 | 0 | 229.76 | 0
| 270.3887 | 1.9541 | 229.8326 | 0.034613 | 229.76 | 0 | 229.8326 | 0 | 229.8326 | 0 | 322.4914 | 0.71431 | 229.8326 | 0 | 229.8326 | 0
| 270.4636 | 1.9278 | 229.9052 | 0.034613 | 229.83 | 0 | 229.9052 | 0 | 229.9052 | 0 | 322.5686 | 0.69931 | 229.9052 | 0 | 229.9052 | 0
| 270.5384 | 1.9038 | 229.9778 | 0.034613 | 229.91 | 0 | 229.9778 | 0 | 229.9778 | 0 | 322.6458 | 0.69672 | 229.9778 | 0 | 229.9778 | 0
| 270.6133 | 1.8501 | 230.0504 | 0.034613 | 229.98 | 0 | 230.0504 | 0 | 230.0504 | 0 | 322.723 | 0.69255 | 230.0504 | 0 | 230.0504 | 0
| 270.6881 | 1.8171 | 230.123 | 0.034613 | 230.05 | 0 | 230.123 | 0 | 230.123 | 0 | 322.8002 | 0.68495 | 230.123 | 0 | 230.123 | 0
| 270.763 | 1.7113 | 230.1955 | 0.034613 | 230.12 | 0 | 230.1955 | 0 | 230.1955 | 0 | 322.8773 | 0.67209 | 230.1955 | 0 | 230.1956 | 0
| 270.8379 | 1.6252 | 230.2681 | 0.034613 | 230.2 | 0 | 230.2681 | 0 | 230.2681 | 0 | 322.9546 | 0.67562 | 230.2681 | 0 | 230.2681 | 0
| 270.9127 | 1.6204 | 230.3408 | 0.034613 | 230.27 | 0 | 230.3408 | 0 | 230.3408 | 0 | 323.0318 | 0.66938 | 230.3408 | 0 | 230.3408 | 0
| 270.9876 | 1.5748 | 230.4134 | 0.034613 | 230.34 | 0 | 230.4134 | 0 | 230.4134 | 0 | 323.109 | 0.67278 | 230.4134 | 0 | 230.4134 | 0
| 271.0625 | 1.5848 | 230.486 | 0.034613 | 230.41 | 0 | 230.486 | 0 | 230.486 | 0 | 323.1862 | 0.65027 | 230.486 | 0 | 230.486 | 0
| 271.1374 | 1.6009 | 230.5586 | 0.034613 | 230.49 | 0 | 230.5586 | 0 | 230.5586 | 0 | 323.2634 | 0.6485 | 230.5586 | 0 | 230.5586 | 0
| 271.2122 | 1.5136 | 230.6312 | 0.034613 | 230.56 | 0 | 230.6312 | 0 | 230.6312 | 0 | 323.3407 | 0.64343 | 230.6312 | 0 | 230.6312 | 0
| 271.2871 | 1.4677 | 230.7038 | 0.034613 | 230.63 | 0 | 230.7038 | 0 | 230.7038 | 0 | 323.4179 | 0.64102 | 230.7038 | 0 | 230.7038 | 0
| 271.362 | 1.4292 | 230.7765 | 0.034613 | 230.7 | 0 | 230.7765 | 0 | 230.7765 | 0 | 323.4951 | 0.62457 | 230.7765 | 0 | 230.7765 | 0
| 271.4369 | 1.3887 | 230.8491 | 0.034613 | 230.78 | 0 | 230.8491 | 0 | 230.8491 | 0 | 323.5724 | 0.63441 | 230.8491 | 0 | 230.8491 | 0
| 271.5118 | 1.3617 | 230.9217 | 0.034613 | 230.85 | 0 | 230.9217 | 0 | 230.9217 | 0 | 323.6496 | 0.61602 | 230.9217 | 0 | 230.9217 | 0
| 271.5867 | 1.3051 | 230.9944 | 0.034613 | 230.92 | 0 | 230.9944 | 0 | 230.9944 | 0 | 323.7268 | 0.6127 | 230.9944 | 0 | 230.9944 | 0
| 271.6616 | 1.2802 | 231.067 | 0.034613 | 230.99 | 0 | 231.067 | 0 | 231.067 | 0 | 323.804 | 0.60678 | 231.067 | 0 | 231.067 | 0
| 271.7365 | 1.2394 | 231.1397 | 0.034613 | 231.07 | 0 | 231.1397 | 0 | 231.1397 | 0 | 323.8813 | 0.60267 | 231.1397 | 0 | 231.1397 | 0
| 271.8115 | 1.2267 | 231.2123 | 0.034613 | 231.14 | 0 | 231.2123 | 0 | 231.2123 | 0 | 323.9586 | 0.60442 | 231.2123 | 0 | 231.2123 | 0
| 271.8864 | 1.1785 | 231.285 | 0.034613 | 231.21 | 0 | 231.285 | 0 | 231.285 | 0 | 324.0358 | 0.60176 | 231.285 | 0 | 231.285 | 0
| 271.9613 | 1.1399 | 231.3577 | 0.034613 | 231.29 | 0 | 231.3577 | 0 | 231.3577 | 0 | 324.1131 | 0.58421 | 231.3577 | 0 | 231.3577 | 0
| 272.0362 | 1.1329 | 231.4303 | 0.034613 | 231.36 | 0 | 231.4303 | 0 | 231.4303 | 0 | 324.1903 | 0.59133 | 231.4303 | 0 | 231.4303 | 0
| 272.1112 | 1.1112 | 231.503 | 0.034613 | 231.43 | 0 | 231.503 | 0 | 231.503 | 0 | 324.2676 | 0.57743 | 231.503 | 0 | 231.503 | 0
| 272.1861 | 1.0659 | 231.5757 | 0.034613 | 231.5 | 0 | 231.5757 | 0 | 231.5757 | 0 | 324.3448 | 0.57438 | 231.5757 | 0 | 231.5757 | 0
| 272.261 | 1.0788 | 231.6484 | 0.034613 | 231.58 | 0 | 231.6484 | 0 | 231.6484 | 0 | 324.4221 | 0.56305 | 231.6484 | 0 | 231.6484 | 0
| 272.336 | 1.0358 | 231.7211 | 0.034613 | 231.65 | 0 | 231.7211 | 0 | 231.7211 | 0 | 324.4994 | 0.55706 | 231.7211 | 0 | 231.7211 | 0
| 272.4109 | 1.0171 | 231.7938 | 0.034613 | 231.72 | 0 | 231.7938 | 0 | 231.7938 | 0 | 324.5766 | 0.54806 | 231.7938 | 0 | 231.7938 | 0
| 272.4859 | 0.96644 | 231.8664 | 0.034613 | 231.79 | 0 | 231.8664 | 0 | 231.8664 | 0 | 324.6539 | 0.54708 | 231.8664 | 0 | 231.8665 | 0
| 272.5608 | 0.96533 | 231.9392 | 0.034613 | 231.87 | 0 | 231.9392 | 0 | 231.9392 | 0 | 324.7312 | 0.54101 | 231.9392 | 0 | 231.9392 | 0
| 272.6358 | 0.92648 | 232.0119 | 0.034613 | 231.94 | 0 | 232.0119 | 0 | 232.0119 | 0 | 324.8085 | 0.54495 | 232.0119 | 0 | 232.0119 | 0
| 272.7107 | 0.93981 | 232.0846 | 0.034613 | 232.01 | 0 | 232.0846 | 0 | 232.0846 | 0 | 324.8857 | 0.53509 | 232.0846 | 0 | 232.0846 | 0
| 272.7857 | 0.90784 | 232.1573 | 0.034613 | 232.08 | 0 | 232.1573 | 0 | 232.1573 | 0 | 324.963 | 0.53176 | 232.1573 | 0 | 232.1573 | 0
| 272.8607 | 0.88941 | 232.23 | 0.034613 | 232.16 | 0 | 232.23 | 0 | 232.23 | 0 | 325.0403 | 0.53178 | 232.23 | 0 | 232.23 | 0
| 272.9356 | 0.86836 | 232.3027 | 0.034613 | 232.23 | 0 | 232.3027 | 0 | 232.3027 | 0 | 325.1176 | 0.52286 | 232.3027 | 0 | 232.3027 | 0
| 273.0106 | 0.84218 | 232.3755 | 0.034613 | 232.3 | 0 | 232.3755 | 0 | 232.3755 | 0 | 325.1949 | 0.50111 | 232.3755 | 0 | 232.3755 | 0
| 273.0856 | 0.83844 | 232.4482 | 0.034613 | 232.38 | 0 | 232.4482 | 0 | 232.4482 | 0 | 325.2722 | 0.51956 | 232.4482 | 0 | 232.4482 | 0
| 273.1606 | 0.83563 | 232.5209 | 0.034613 | 232.45 | 0 | 232.5209 | 0 | 232.5209 | 0 | 325.3495 | 0.50849 | 232.5209 | 0 | 232.5209 | 0
| 273.2356 | 0.83005 | 232.5937 | 0.034613 | 232.52 | 0 | 232.5937 | 0 | 232.5937 | 0 | 325.4268 | 0.49117 | 232.5937 | 0 | 232.5937 | 0
| 273.3105 | 0.82297 | 232.6664 | 0.034613 | 232.59 | 0 | 232.6664 | 0 | 232.6664 | 0 | 325.5041 | 0.5007 | 232.6664 | 0 | 232.6664 | 0
| 273.3855 | 0.77818 | 232.7392 | 0.034613 | 232.67 | 0 | 232.7392 | 0 | 232.7392 | 0 | 325.5815 | 0.50206 | 232.7392 | 0 | 232.7392 | 0
| 273.4605 | 0.7631 | 232.8119 | 0.034613 | 232.74 | 0 | 232.8119 | 0 | 232.8119 | 0 | 325.6588 | 0.48825 | 232.8119 | 0 | 232.8119 | 0
| 273.5356 | 0.75115 | 232.8847 | 0.034613 | 232.81 | 0 | 232.8847 | 0 | 232.8847 | 0 | 325.7361 | 0.4788 | 232.8847 | 0 | 232.8847 | 0
| 273.6105 | 0.73469 | 232.9574 | 0.034613 | 232.88 | 0 | 232.9574 | 0 | 232.9574 | 0 | 325.8134 | 0.46756 | 232.9574 | 0 | 232.9574 | 0
| 273.6855 | 0.71725 | 233.0302 | 0.034613 | 232.96 | 0 | 233.0302 | 0 | 233.0302 | 0 | 325.8907 | 0.47075 | 233.0302 | 0 | 233.0302 | 0
| 273.7606 | 0.70253 | 233.103 | 0.034613 | 233.03 | 0 | 233.103 | 0 | 233.103 | 0 | 325.968 | 0.46464 | 233.103 | 0 | 233.103 | 0
| 273.8356 | 0.70437 | 233.1757 | 0.034613 | 233.1 | 0 | 233.1757 | 0 | 233.1757 | 0 | 326.0453 | 0.4733 | 233.1757 | 0 | 233.1758 | 0
| 273.9106 | 0.69198 | 233.2485 | 0.034613 | 233.18 | 0 | 233.2485 | 0 | 233.2485 | 0 | 326.1227 | 0.46519 | 233.2485 | 0 | 233.2485 | 0
| 273.9856 | 0.68293 | 233.3213 | 0.034613 | 233.25 | 0 | 233.3213 | 0 | 233.3213 | 0 | 326.2 | 0.4665 | 233.3213 | 0 | 233.3213 | 0
| 274.0607 | 0.68706 | 233.3941 | 0.034613 | 233.32 | 0 | 233.3941 | 0 | 233.3941 | 0 | 326.2774 | 0.4593 | 233.3941 | 0 | 233.3941 | 0
| 274.1357 | 0.66004 | 233.4669 | 0.034613 | 233.39 | 0 | 233.4669 | 0 | 233.4669 | 0 | 326.3547 | 0.45417 | 233.4669 | 0 | 233.4669 | 0
| 274.2107 | 0.67771 | 233.5397 | 0.034613 | 233.47 | 0 | 233.5397 | 0 | 233.5397 | 0 | 326.432 | 0.43974 | 233.5397 | 0 | 233.5397 | 0
| 274.2858 | 0.63531 | 233.6125 | 0.034613 | 233.54 | 0 | 233.6125 | 0 | 233.6125 | 0 | 326.5094 | 0.44592 | 233.6125 | 0 | 233.6125 | 0
| 274.3608 | 0.61953 | 233.6853 | 0.034613 | 233.61 | 0 | 233.6853 | 0 | 233.6853 | 0 | 326.5867 | 0.43827 | 233.6853 | 0 | 233.6853 | 0
| 274.4359 | 0.62731 | 233.7581 | 0.034613 | 233.69 | 0 | 233.7581 | 0 | 233.7581 | 0 | 326.6641 | 0.42162 | 233.7581 | 0 | 233.7581 | 0
| 274.5109 | 0.61027 | 233.8309 | 0.034613 | 233.76 | 0 | 233.8309 | 0 | 233.8309 | 0 | 326.7415 | 0.42195 | 233.8309 | 0 | 233.8309 | 0
| 274.586 | 0.61827 | 233.9038 | 0.034613 | 233.83 | 0 | 233.9038 | 0 | 233.9038 | 0 | 326.8188 | 0.43122 | 233.9038 | 0 | 233.9037 | 0
| 274.661 | 0.60777 | 233.9766 | 0.034613 | 233.9 | 0 | 233.9766 | 0 | 233.9766 | 0 | 326.8962 | 0.41936 | 233.9766 | 0 | 233.9766 | 0
| 274.7361 | 0.59387 | 234.0494 | 0.034613 | 233.98 | 0 | 234.0494 | 0 | 234.0494 | 0 | 326.9735 | 0.40929 | 234.0494 | 0 | 234.0494 | 0
| 274.8112 | 0.60424 | 234.1222 | 0.034613 | 234.05 | 0 | 234.1222 | 0 | 234.1222 | 0 | 327.0509 | 0.40378 | 234.1222 | 0 | 234.1222 | 0
| 274.8862 | 0.55969 | 234.1951 | 0.034613 | 234.12 | 0 | 234.1951 | 0 | 234.1951 | 0 | 327.1283 | 0.4157 | 234.1951 | 0 | 234.1951 | 0
| 274.9613 | 0.55514 | 234.2679 | 0.034613 | 234.2 | 0 | 234.2679 | 0 | 234.2679 | 0 | 327.2057 | 0.40332 | 234.2679 | 0 | 234.2679 | 0
| 275.0364 | 0.56606 | 234.3408 | 0.034613 | 234.27 | 0 | 234.3408 | 0 | 234.3408 | 0 | 327.283 | 0.40924 | 234.3408 | 0 | 234.3408 | 0
| 275.1114 | 0.5748 | 234.4136 | 0.034613 | 234.34 | 0 | 234.4136 | 0 | 234.4136 | 0 | 327.3604 | 0.40233 | 234.4136 | 0 | 234.4136 | 0
| 275.1865 | 0.5492 | 234.4865 | 0.034613 | 234.41 | 0 | 234.4865 | 0 | 234.4865 | 0 | 327.4378 | 0.39871 | 234.4865 | 0 | 234.4865 | 0
| 275.2616 | 0.54485 | 234.5593 | 0.034613 | 234.49 | 0 | 234.5593 | 0 | 234.5593 | 0 | 327.5152 | 0.38833 | 234.5593 | 0 | 234.5593 | 0
| 275.3367 | 0.54329 | 234.6322 | 0.034613 | 234.56 | 0 | 234.6322 | 0 | 234.6322 | 0 | 327.5926 | 0.39073 | 234.6322 | 0 | 234.6322 | 0
| 275.4118 | 0.53406 | 234.705 | 0.034613 | 234.63 | 0 | 234.705 | 0 | 234.705 | 0 | 327.67 | 0.38076 | 234.705 | 0 | 234.705 | 0
| 275.4869 | 0.54887 | 234.7779 | 0.034613 | 234.71 | 0 | 234.7779 | 0 | 234.7779 | 0 | 327.7473 | 0.39514 | 234.7779 | 0 | 234.7779 | 0
| 275.562 | 0.55252 | 234.8508 | 0.034613 | 234.78 | 0 | 234.8508 | 0 | 234.8508 | 0 | 327.8247 | 0.37269 | 234.8508 | 0 | 234.8508 | 0
| 275.6371 | 0.53433 | 234.9237 | 0.034613 | 234.85 | 0 | 234.9237 | 0 | 234.9237 | 0 | 327.9021 | 0.37659 | 234.9237 | 0 | 234.9237 | 0
| 275.7122 | 0.53771 | 234.9966 | 0.034613 | 234.92 | 0 | 234.9966 | 0 | 234.9966 | 0 | 327.9795 | 0.35901 | 234.9966 | 0 | 234.9966 | 0
| 275.7874 | 0.5191 | 235.0694 | 0.034613 | 235 | 0 | 235.0694 | 0 | 235.0694 | 0 | 328.0569 | 0.38289 | 235.0694 | 0 | 235.0695 | 0
| 275.8625 | 0.51316 | 235.1423 | 0.034613 | 235.07 | 0 | 235.1423 | 0 | 235.1423 | 0 | 328.1343 | 0.35671 | 235.1423 | 0 | 235.1423 | 0
| 275.9376 | 0.51319 | 235.2152 | 0.034613 | 235.14 | 0 | 235.2152 | 0 | 235.2152 | 0 | 328.2118 | 0.36904 | 235.2152 | 0 | 235.2152 | 0
| 276.0127 | 0.51937 | 235.2882 | 0.034613 | 235.22 | 0 | 235.2882 | 0 | 235.2882 | 0 | 328.2892 | 0.3486 | 235.2882 | 0 | 235.2881 | 0
| 276.0878 | 0.48664 | 235.3611 | 0.034613 | 235.29 | 0 | 235.3611 | 0 | 235.3611 | 0 | 328.3666 | 0.33665 | 235.3611 | 0 | 235.3611 | 0
| 276.163 | 0.50145 | 235.434 | 0.034613 | 235.36 | 0 | 235.434 | 0 | 235.434 | 0 | 328.444 | 0.33043 | 235.434 | 0 | 235.434 | 0
| 276.2381 | 0.51985 | 235.5069 | 0.034613 | 235.43 | 0 | 235.5069 | 0 | 235.5069 | 0 | 328.5214 | 0.34635 | 235.5069 | 0 | 235.5069 | 0
| 276.3133 | 0.51198 | 235.5798 | 0.034613 | 235.51 | 0 | 235.5798 | 0 | 235.5798 | 0 | 328.5989 | 0.34215 | 235.5798 | 0 | 235.5798 | 0
| 276.3884 | 0.50055 | 235.6527 | 0.034613 | 235.58 | 0 | 235.6527 | 0 | 235.6527 | 0 | 328.6763 | 0.34515 | 235.6527 | 0 | 235.6527 | 0
| 276.4635 | 0.46969 | 235.7257 | 0.034613 | 235.65 | 0 | 235.7257 | 0 | 235.7257 | 0 | 328.7537 | 0.33431 | 235.7257 | 0 | 235.7256 | 0
| 276.5387 | 0.48758 | 235.7986 | 0.034613 | 235.73 | 0 | 235.7986 | 0 | 235.7986 | 0 | 328.8311 | 0.33717 | 235.7986 | 0 | 235.7986 | 0
| 276.6139 | 0.49798 | 235.8715 | 0.034613 | 235.8 | 0 | 235.8715 | 0 | 235.8715 | 0 | 328.9086 | 0.31998 | 235.8715 | 0 | 235.8715 | 0
| 276.689 | 0.4617 | 235.9445 | 0.034613 | 235.87 | 0 | 235.9445 | 0 | 235.9445 | 0 | 328.9861 | 0.33033 | 235.9445 | 0 | 235.9445 | 0
| 276.7642 | 0.4734 | 236.0174 | 0.034613 | 235.94 | 0 | 236.0174 | 0 | 236.0174 | 0 | 329.0635 | 0.32151 | 236.0174 | 0 | 236.0174 | 0
| 276.8393 | 0.46369 | 236.0904 | 0.034613 | 236.02 | 0 | 236.0904 | 0 | 236.0904 | 0 | 329.1409 | 0.32031 | 236.0904 | 0 | 236.0904 | 0
| 276.9145 | 0.49455 | 236.1633 | 0.034613 | 236.09 | 0 | 236.1633 | 0 | 236.1633 | 0 | 329.2184 | 0.30833 | 236.1633 | 0 | 236.1633 | 0
| 276.9897 | 0.46345 | 236.2363 | 0.034613 | 236.16 | 0 | 236.2363 | 0 | 236.2363 | 0 | 329.2958 | 0.31213 | 236.2363 | 0 | 236.2363 | 0
| 277.0648 | 0.48788 | 236.3092 | 0.034613 | 236.24 | 0 | 236.3092 | 0 | 236.3092 | 0 | 329.3733 | 0.31016 | 236.3092 | 0 | 236.3092 | 0
| 277.14 | 0.46472 | 236.3822 | 0.034613 | 236.31 | 0 | 236.3822 | 0 | 236.3822 | 0 | 329.4507 | 0.31174 | 236.3822 | 0 | 236.3822 | 0
| 277.2152 | 0.46894 | 236.4552 | 0.034613 | 236.38 | 0 | 236.4552 | 0 | 236.4552 | 0 | 329.5282 | 0.30434 | 236.4552 | 0 | 236.4552 | 0
| 277.2904 | 0.45329 | 236.5282 | 0.034613 | 236.46 | 0 | 236.5282 | 0 | 236.5282 | 0 | 329.6057 | 0.30258 | 236.5282 | 0 | 236.5282 | 0
| 277.3656 | 0.46152 | 236.6011 | 0.034613 | 236.53 | 0 | 236.6011 | 0 | 236.6011 | 0 | 329.6831 | 0.29662 | 236.6011 | 0 | 236.6011 | 0
| 277.4408 | 0.46882 | 236.6741 | 0.034613 | 236.6 | 0 | 236.6741 | 0 | 236.6741 | 0 | 329.7606 | 0.28131 | 236.6741 | 0 | 236.6741 | 0
| 277.516 | 0.44765 | 236.7471 | 0.034613 | 236.67 | 0 | 236.7471 | 0 | 236.7471 | 0 | 329.8381 | 0.29878 | 236.7471 | 0 | 236.7471 | 0
| 277.5912 | 0.46212 | 236.8201 | 0.034613 | 236.75 | 0 | 236.8201 | 0 | 236.8201 | 0 | 329.9156 | 0.27948 | 236.8201 | 0 | 236.8201 | 0
| 277.6664 | 0.45422 | 236.8931 | 0.034613 | 236.82 | 0 | 236.8931 | 0 | 236.8931 | 0 | 329.993 | 0.28625 | 236.8931 | 0 | 236.8931 | 0
| 277.7416 | 0.44632 | 236.9661 | 0.034613 | 236.89 | 0 | 236.9661 | 0 | 236.9661 | 0 | 330.0705 | 0.27242 | 236.9661 | 0 | 236.9661 | 0
| 277.8168 | 0.48414 | 237.0391 | 0.034613 | 236.97 | 0 | 237.0391 | 0 | 237.0391 | 0 | 330.148 | 0.28732 | 237.0391 | 0 | 237.0391 | 0
| 277.8921 | 0.43775 | 237.1121 | 0.034613 | 237.04 | 0 | 237.1121 | 0 | 237.1121 | 0 | 330.2255 | 0.27181 | 237.1121 | 0 | 237.1121 | 0
| 277.9673 | 0.46056 | 237.1851 | 0.034613 | 237.11 | 0 | 237.1851 | 0 | 237.1851 | 0 | 330.303 | 0.2718 | 237.1851 | 0 | 237.1851 | 0
| 278.0425 | 0.44566 | 237.2582 | 0.034613 | 237.19 | 0 | 237.2582 | 0 | 237.2582 | 0 | 330.3805 | 0.2724 | 237.2582 | 0 | 237.2582 | 0
| 278.1177 | 0.4468 | 237.3312 | 0.034613 | 237.26 | 0 | 237.3312 | 0 | 237.3312 | 0 | 330.458 | 0.2666 | 237.3312 | 0 | 237.3312 | 0
| 278.193 | 0.44195 | 237.4042 | 0.034613 | 237.33 | 0 | 237.4042 | 0 | 237.4042 | 0 | 330.5355 | 0.26593 | 237.4042 | 0 | 237.4042 | 0
| 278.2682 | 0.43088 | 237.4772 | 0.034613 | 237.4 | 0 | 237.4772 | 0 | 237.4772 | 0 | 330.613 | 0.26024 | 237.4772 | 0 | 237.4772 | 0
| 278.3434 | 0.42934 | 237.5503 | 0.034613 | 237.48 | 0 | 237.5503 | 0 | 237.5503 | 0 | 330.6905 | 0.26291 | 237.5503 | 0 | 237.5503 | 0
| 278.4187 | 0.42101 | 237.6233 | 0.034613 | 237.55 | 0 | 237.6233 | 0 | 237.6233 | 0 | 330.768 | 0.26307 | 237.6233 | 0 | 237.6233 | 0
| 278.4939 | 0.41305 | 237.6964 | 0.034613 | 237.62 | 0 | 237.6964 | 0 | 237.6964 | 0 | 330.8455 | 0.25123 | 237.6964 | 0 | 237.6964 | 0
| 278.5692 | 0.41942 | 237.7694 | 0.034613 | 237.7 | 0 | 237.7694 | 0 | 237.7694 | 0 | 330.923 | 0.27091 | 237.7694 | 0 | 237.7694 | 0
| 278.6444 | 0.4189 | 237.8425 | 0.034613 | 237.77 | 0 | 237.8425 | 0 | 237.8425 | 0 | 331.0005 | 0.24284 | 237.8425 | 0 | 237.8425 | 0
| 278.7197 | 0.41453 | 237.9155 | 0.034613 | 237.84 | 0 | 237.9155 | 0 | 237.9155 | 0 | 331.0781 | 0.24865 | 237.9155 | 0 | 237.9155 | 0
| 278.7949 | 0.40889 | 237.9886 | 0.034613 | 237.92 | 0 | 237.9886 | 0 | 237.9886 | 0 | 331.1556 | 0.24617 | 237.9886 | 0 | 237.9886 | 0
| 278.8702 | 0.41845 | 238.0617 | 0.034613 | 237.99 | 0 | 238.0617 | 0 | 238.0617 | 0 | 331.2331 | 0.24826 | 238.0617 | 0 | 238.0617 | 0
| 278.9455 | 0.40584 | 238.1347 | 0.034613 | 238.06 | 0 | 238.1347 | 0 | 238.1347 | 0 | 331.3106 | 0.20654 | 238.1347 | 0 | 238.1347 | 0
| 279.0208 | 0.40943 | 238.2078 | 0.034613 | 238.13 | 0 | 238.2078 | 0 | 238.2078 | 0 | 331.3882 | 0.24391 | 238.2078 | 0 | 238.2078 | 0
| 279.0961 | 0.37785 | 238.2809 | 0.034613 | 238.21 | 0 | 238.2809 | 0 | 238.2809 | 0 | 331.4657 | 0.23151 | 238.2809 | 0 | 238.2809 | 0
| 279.1713 | 0.39954 | 238.354 | 0.034613 | 238.28 | 0 | 238.354 | 0 | 238.354 | 0 | 331.5432 | 0.23969 | 238.354 | 0 | 238.354 | 0
| 279.2466 | 0.41209 | 238.4271 | 0.034613 | 238.35 | 0 | 238.4271 | 0 | 238.4271 | 0 | 331.6208 | 0.22859 | 238.4271 | 0 | 238.4271 | 0
| 279.3219 | 0.39577 | 238.5001 | 0.034613 | 238.43 | 0 | 238.5001 | 0 | 238.5001 | 0 | 331.6983 | 0.23639 | 238.5001 | 0 | 238.5002 | 0
| 279.3972 | 0.38925 | 238.5733 | 0.034613 | 238.5 | 0 | 238.5733 | 0 | 238.5733 | 0 | 331.7758 | 0.22184 | 238.5733 | 0 | 238.5732 | 0
| 279.4725 | 0.38187 | 238.6464 | 0.034613 | 238.57 | 0 | 238.6464 | 0 | 238.6464 | 0 | 331.8534 | 0.22864 | 238.6464 | 0 | 238.6463 | 0
| 279.5478 | 0.37746 | 238.7195 | 0.034613 | 238.65 | 0 | 238.7195 | 0 | 238.7195 | 0 | 331.931 | 0.2206 | 238.7195 | 0 | 238.7195 | 0
| 279.6231 | 0.37978 | 238.7926 | 0.034613 | 238.72 | 0 | 238.7926 | 0 | 238.7926 | 0 | 332.0085 | 0.23779 | 238.7926 | 0 | 238.7926 | 0
| 279.6984 | 0.36507 | 238.8657 | 0.034613 | 238.79 | 0 | 238.8657 | 0 | 238.8657 | 0 | 332.0861 | 0.2132 | 238.8657 | 0 | 238.8657 | 0
| 279.7737 | 0.36863 | 238.9388 | 0.034613 | 238.87 | 0 | 238.9388 | 0 | 238.9388 | 0 | 332.1636 | 0.22752 | 238.9388 | 0 | 238.9388 | 0
| 279.849 | 0.3695 | 239.0119 | 0.034613 | 238.94 | 0 | 239.0119 | 0 | 239.0119 | 0 | 332.2412 | 0.21801 | 239.0119 | 0 | 239.0119 | 0
| 279.9244 | 0.37692 | 239.085 | 0.034613 | 239.01 | 0 | 239.085 | 0 | 239.085 | 0 | 332.3188 | 0.21743 | 239.085 | 0 | 239.0851 | 0
| 279.9997 | 0.34718 | 239.1582 | 0.033957 | 239.09 | 0 | 239.1582 | 0 | 239.1582 | 0 | 332.3963 | 0.21215 | 239.1582 | 0 | 239.1582 | 0
| 280.075 | 0.36805 | 239.2313 | 0.038177 | 239.16 | 0 | 239.2313 | 0 | 239.2313 | 0 | 332.4739 | 0.21755 | 239.2313 | 0 | 239.2313 | 0
| 280.1503 | 0.36009 | 239.3045 | 0.034584 | 239.23 | 0 | 239.3045 | 0 | 239.3045 | 0 | 332.5515 | 0.21168 | 239.3045 | 0 | 239.3045 | 0
| 280.2256 | 0.34519 | 239.3776 | 0.032988 | 239.3 | 0 | 239.3776 | 0 | 239.3776 | 0 | 332.6291 | 0.20669 | 239.3776 | 0 | 239.3776 | 0
| 280.301 | 0.33843 | 239.4507 | 0.027371 | 239.38 | 0 | 239.4507 | 0 | 239.4507 | 0 | 332.7066 | 0.20514 | 239.4507 | 0 | 239.4507 | 0
| 280.3763 | 0.33059 | 239.5239 | 0.030906 | 239.45 | 0 | 239.5239 | 0 | 239.5239 | 0 | 332.7842 | 0.20475 | 239.5239 | 0 | 239.5239 | 0
| 280.4517 | 0.31976 | 239.5971 | 0.02663 | 239.52 | 0 | 239.5971 | 0 | 239.5971 | 0 | 332.8618 | 0.19664 | 239.5971 | 0 | 239.5971 | 0
| 280.527 | 0.32984 | 239.6702 | 0.030051 | 239.6 | 0 | 239.6702 | 0 | 239.6702 | 0 | 332.9394 | 0.18768 | 239.6702 | 0 | 239.6702 | 0
| 280.6024 | 0.32525 | 239.7434 | 0.026145 | 239.67 | 0 | 239.7434 | 0 | 239.7434 | 0 | 333.017 | 0.19596 | 239.7434 | 0 | 239.7434 | 0
| 280.6777 | 0.30094 | 239.8166 | 0.026373 | 239.74 | 0 | 239.8166 | 0 | 239.8166 | 0 | 333.0946 | 0.19333 | 239.8166 | 0 | 239.8166 | 0
| 280.7531 | 0.32773 | 239.8897 | 0.0205 | 239.82 | 0 | 239.8897 | 0 | 239.8897 | 0 | 333.1722 | 0.19229 | 239.8897 | 0 | 239.8897 | 0
| 280.8285 | 0.33433 | 239.9629 | 0.024976 | 239.89 | 0 | 239.9629 | 0 | 239.9629 | 0 | 333.2498 | 0.19607 | 239.9629 | 0 | 239.9629 | 0
| 280.9038 | 0.29334 | 240.0361 | 0.024406 | 239.96 | 0 | 240.0361 | -0.11889 | 240.0361 | 0 | 333.3274 | 0.18734 | 240.0361 | 0 | 240.0361 | 0
| 280.9792 | 0.283 | 240.1093 | 0.029737 | 240.04 | 0 | 240.1093 | 0.066232 | 240.1093 | 0 | 333.405 | 0.18578 | 240.1093 | 0 | 240.1093 | 0
| 281.0546 | 0.28713 | 240.1825 | 0.024235 | 240.11 | 0 | 240.1825 | -0.088216 | 240.1825 | 0 | 333.4826 | 0.19007 | 240.1825 | 0 | 240.1825 | 0
| 281.1299 | 0.29494 | 240.2557 | 0.028568 | 240.18 | 0 | 240.2557 | 0.04157 | 240.2557 | 0 | 333.5602 | 0.18798 | 240.2557 | 0 | 240.2557 | 0
| 281.2053 | 0.28246 | 240.3289 | 0.024862 | 240.26 | 0 | 240.3289 | -0.076726 | 240.3289 | 0 | 333.6378 | 0.18262 | 240.3289 | 0 | 240.3289 | 0
| 281.2807 | 0.27742 | 240.4021 | 0.028397 | 240.33 | 0 | 240.4021 | 0.095067 | 240.4021 | 0 | 333.7155 | 0.19078 | 240.4021 | 0 | 240.4021 | 0
| 281.3561 | 0.32109 | 240.4753 | 0.027827 | 240.4 | 0 | 240.4753 | -0.091237 | 240.4753 | 0 | 333.7931 | 0.18002 | 240.4753 | 0 | 240.4753 | 0
| 281.4315 | 0.29558 | 240.5485 | 0.032303 | 240.48 | 0 | 240.5485 | 0.12023 | 240.5485 | 0 | 333.8707 | 0.1783 | 240.5485 | 0 | 240.5485 | 0
| 281.5069 | 0.2472 | 240.6217 | 0.031562 | 240.55 | 0 | 240.6217 | -0.067447 | 240.6217 | 0 | 333.9483 | 0.178 | 240.6217 | 0 | 240.6217 | 0
| 281.5823 | 0.26849 | 240.6949 | 0.035639 | 240.62 | 0 | 240.6949 | 0.042349 | 240.6949 | 0 | 334.026 | 0.17747 | 240.6949 | 0 | 240.6949 | 0
| 281.6577 | 0.25055 | 240.7682 | 0.033301 | 240.69 | 0 | 240.7682 | -0.053154 | 240.7682 | 0 | 334.1036 | 0.17584 | 240.7682 | 0 | 240.7682 | 0
| 281.7331 | 0.27314 | 240.8414 | 0.037236 | 240.77 | 0 | 240.8414 | 0.048296 | 240.8414 | 0 | 334.1812 | 0.18082 | 240.8414 | 0 | 240.8414 | 0
| 281.8085 | 0.23761 | 240.9146 | 0.031933 | 240.84 | 0 | 240.9146 | -0.087407 | 240.9146 | 0 | 334.2589 | 0.1651 | 240.9146 | 0 | 240.9146 | 0
| 281.8839 | 0.24364 | 240.9879 | 0.036209 | 240.91 | 0 | 240.9879 | 0.076664 | 240.9879 | 0 | 334.3365 | 0.17229 | 240.9879 | 0 | 240.9879 | 0
| 281.9593 | 0.22621 | 241.0611 | 0.026002 | 240.99 | 0 | 241.0611 | -0.08859 | 241.0611 | 0 | 334.4142 | 0.17023 | 241.0611 | 0 | 241.0611 | 0
| 282.0347 | 0.24714 | 241.1344 | 0.033814 | 241.06 | 0 | 241.1344 | 0.077536 | 241.1344 | 0 | 334.4918 | 0.17607 | 241.1344 | 0 | 241.1344 | 0
| 282.1102 | 0.20078 | 241.2076 | 0.032959 | 241.13 | 0 | 241.2076 | -0.084449 | 241.2076 | 0 | 334.5695 | 0.16433 | 241.2076 | 0 | 241.2076 | 0
| 282.1856 | 0.22048 | 241.2809 | 0.040942 | 241.21 | 0 | 241.2809 | 0.069253 | 241.2809 | 0 | 334.6471 | 0.16658 | 241.2809 | 0 | 241.2809 | 0
| 282.261 | 0.2136 | 241.3541 | 0.032702 | 241.28 | 0 | 241.3541 | -0.094974 | 241.3541 | 0 | 334.7248 | 0.16725 | 241.3541 | 0 | 241.3541 | 0
| 282.3365 | 0.25275 | 241.4274 | 0.03772 | 241.35 | 0 | 241.4274 | 0.066046 | 241.4274 | 0 | 334.8024 | 0.16691 | 241.4274 | 0 | 241.4274 | 0
| 282.4119 | 0.20187 | 241.5007 | 0.031847 | 241.43 | 0 | 241.5007 | -0.061375 | 241.5007 | 0 | 334.8801 | 0.15372 | 241.5007 | 0 | 241.5007 | 0
| 282.4873 | 0.21686 | 241.5739 | 0.037293 | 241.5 | 0 | 241.5739 | 0.027433 | 241.5739 | 0 | 334.9577 | 0.16261 | 241.5739 | 0 | 241.5739 | 0
| 282.5628 | 0.18841 | 241.6472 | 0.033415 | 241.57 | 0 | 241.6472 | -0.076103 | 241.6472 | 0 | 335.0354 | 0.16382 | 241.6472 | 0 | 241.6472 | 0
| 282.6382 | 0.22422 | 241.7205 | 0.040229 | 241.65 | 0 | 241.7205 | 0.09843 | 241.7205 | 0 | 335.1131 | 0.16181 | 241.7205 | 0 | 241.7205 | 0
| 282.7137 | 0.1924 | 241.7938 | 0.031049 | 241.72 | 0 | 241.7938 | -0.085663 | 241.7938 | 0 | 335.1907 | 0.15178 | 241.7938 | 0 | 241.7938 | 0
| 282.7892 | 0.1806 | 241.8671 | 0.031505 | 241.79 | 0 | 241.8671 | 0.088279 | 241.8671 | 0 | 335.2684 | 0.15354 | 241.8671 | 0 | 241.8671 | 0
| 282.8646 | 0.19442 | 241.9404 | 0.019559 | 241.87 | 0 | 241.9404 | -0.081646 | 241.9404 | 0 | 335.3461 | 0.15197 | 241.9404 | 0 | 241.9404 | 0
| 282.9401 | 0.21194 | 242.0137 | 0.02891 | 241.94 | 0 | 242.0137 | 0.073488 | 242.0137 | 0 | 335.4238 | 0.14749 | 242.0137 | 0 | 242.0137 | 0
| 283.0155 | 0.17882 | 242.087 | 0.020899 | 242.01 | 0.04034 | 242.087 | -0.084853 | 242.087 | 0 | 335.5015 | 0.14445 | 242.087 | 0 | 242.087 | 0
| 283.091 | 0.17943 | 242.1603 | 0.027827 | 242.09 | 0 | 242.1603 | 0.07327 | 242.1603 | 0 | 335.5792 | 0.15262 | 242.1603 | 0 | 242.1603 | 0
| 283.1665 | 0.17831 | 242.2336 | 0.020671 | 242.16 | 0 | 242.2336 | -0.051099 | 242.2336 | 0 | 335.6568 | 0.14447 | 242.2336 | 0 | 242.2336 | 0
| 283.242 | 0.17894 | 242.3069 | 0.023921 | 242.23 | 0 | 242.3069 | 0.043501 | 242.3069 | 0 | 335.7345 | 0.1445 | 242.3069 | 0 | 242.3069 | 0
| 283.3174 | 0.17686 | 242.3802 | 0.014199 | 242.31 | 0 | 242.3802 | -0.073021 | 242.3802 | 0 | 335.8122 | 0.12025 | 242.3802 | 0 | 242.3802 | 0
| 283.3929 | 0.17988 | 242.4535 | 0.016736 | 242.38 | 0 | 242.4535 | 0.06782 | 242.4535 | 0 | 335.8899 | 0.14665 | 242.4535 | 0 | 242.4535 | 0
| 283.4684 | 0.16851 | 242.5269 | 0.0085819 | 242.45 | 0 | 242.5269 | -0.035125 | 242.5269 | 0 | 335.9676 | 0.13199 | 242.5269 | 0 | 242.5269 | 0
| 283.5439 | 0.16242 | 242.6002 | 0.012146 | 242.53 | 0 | 242.6002 | 0.033568 | 242.6002 | 0 | 336.0453 | 0.14754 | 242.6002 | 0 | 242.6002 | 0
| 283.6194 | 0.14537 | 242.6735 | 0.007641 | 242.6 | 0 | 242.6735 | -0.080214 | 242.6735 | 0 | 336.123 | 0.13654 | 242.6735 | 0 | 242.6735 | 0
| 283.6949 | 0.15279 | 242.7469 | 0.015453 | 242.67 | 0 | 242.7469 | 0.043626 | 242.7469 | 0 | 336.2007 | 0.13864 | 242.7469 | 0 | 242.7469 | 0
| 283.7704 | 0.14444 | 242.8202 | 0.0073844 | 242.75 | 0 | 242.8202 | -0.09242 | 242.8202 | 0 | 336.2785 | 0.13485 | 242.8202 | 0 | 242.8202 | 0
| 283.8459 | 0.15488 | 242.8936 | 0.014769 | 242.82 | 0 | 242.8936 | 0.064302 | 242.8936 | 0 | 336.3562 | 0.13825 | 242.8936 | 0 | 242.8936 | 0
| 283.9214 | 0.14176 | 242.9669 | 0.00035296 | 242.89 | 0 | 242.9669 | -0.08121 | 242.9669 | 0 | 336.4339 | 0.13875 | 242.9669 | 0 | 242.9669 | 0
| 283.997 | 0.141 | 243.0403 | 0.0041626 | 242.97 | 0 | 243.0403 | 0.091424 | 243.0403 | 0 | 336.5116 | 0.13514 | 243.0403 | 0 | 243.0403 | 0
| 284.0725 | 0.14444 | 243.1136 | 0 | 243.04 | 0 | 243.1136 | -0.083296 | 243.1136 | 0 | 336.5894 | 0.12703 | 243.1136 | 0 | 243.1136 | 0
| 284.148 | 0.18232 | 243.187 | 0.0072134 | 243.11 | 0 | 243.187 | 0.093012 | 243.187 | 0 | 336.6671 | 0.12666 | 243.187 | 0 | 243.187 | 0
| 284.2235 | 0.12429 | 243.2604 | 0.003906 | 243.19 | 0 | 243.2604 | -0.089119 | 243.2604 | 0 | 336.7448 | 0.12117 | 243.2604 | 0 | 243.2604 | 0
| 284.299 | 0.14534 | 243.3338 | 0.0069282 | 243.26 | 0 | 243.3338 | 0.079248 | 243.3338 | 0 | 336.8225 | 0.12945 | 243.3338 | 0 | 243.3338 | 0
| 284.3746 | 0.13213 | 243.4071 | 0.0059303 | 243.33 | 0 | 243.4071 | -0.065828 | 243.4071 | 0 | 336.9003 | 0.12423 | 243.4071 | 0 | 243.4071 | 0
| 284.4501 | 0.15074 | 243.4805 | 0.011547 | 243.41 | 0 | 243.4805 | 0.049822 | 243.4805 | 0 | 336.978 | 0.12784 | 243.4805 | 0 | 243.4805 | 0
| 284.5256 | 0.14157 | 243.5539 | 0.007527 | 243.48 | 0 | 243.5539 | -0.1277 | 243.5539 | 0 | 337.0558 | 0.12167 | 243.5539 | 0 | 243.5539 | 0
| 284.6012 | 0.1236 | 243.6273 | 0.015054 | 243.55 | 0 | 243.6273 | 0.10329 | 243.6273 | 0 | 337.1335 | 0.12472 | 243.6273 | 0 | 243.6273 | 0
| 284.6767 | 0.12372 | 243.7007 | 0.012146 | 243.63 | 0 | 243.7007 | -0.070374 | 243.7007 | 0 | 337.2112 | 0.12838 | 243.7007 | 0 | 243.7007 | 0
| 284.7523 | 0.14326 | 243.7741 | 0.021326 | 243.7 | 0 | 243.7741 | 0.10232 | 243.7741 | 0 | 337.289 | 0.1221 | 243.7741 | 0 | 243.7741 | 0
| 284.8279 | 0.1378 | 243.8475 | 0.016422 | 243.77 | 0 | 243.8475 | -0.076602 | 243.8475 | 0 | 337.3667 | 0.11594 | 243.8475 | 0 | 243.8475 | 0
| 284.9034 | 0.13494 | 243.9209 | 0.020842 | 243.85 | 0 | 243.9209 | 0.018403 | 243.9209 | 0 | 337.4445 | 0.11772 | 243.9209 | 0 | 243.9209 | 0
| 284.979 | 0.14025 | 243.9943 | 0.016223 | 243.92 | 0 | 243.9943 | -0.11219 | 243.9943 | 0 | 337.5222 | 0.11606 | 243.9943 | 0 | 243.9943 | 0
| 285.0545 | 0.16208 | 244.0677 | 0.020443 | 243.99 | 0 | 244.0677 | 0.095659 | 244.0677 | 0 | 337.6 | 0.12283 | 244.0677 | 0 | 244.0677 | 0
| 285.1301 | 0.11524 | 244.1412 | 0.012203 | 244.07 | 0 | 244.1412 | -0.054431 | 244.1412 | 0 | 337.6778 | 0.11136 | 244.1412 | 0 | 244.1411 | 0
| 285.2057 | 0.12873 | 244.2146 | 0.020272 | 244.14 | 0 | 244.2146 | 0.066295 | 244.2146 | 0 | 337.7556 | 0.11564 | 244.2146 | 0 | 244.2146 | 0
| 285.2812 | 0.11651 | 244.288 | 0.014769 | 244.21 | 0 | 244.288 | -0.09323 | 244.288 | 0 | 337.8333 | 0.11057 | 244.288 | 0 | 244.288 | 0
| 285.3568 | 0.11736 | 244.3614 | 0.021355 | 244.29 | 0 | 244.3614 | 0.11876 | 244.3614 | 0 | 337.9111 | 0.11115 | 244.3614 | 0 | 244.3614 | 0
| 285.4324 | 0.13084 | 244.4349 | 0.014341 | 244.36 | 0 | 244.4349 | -0.075636 | 244.4349 | 0 | 337.9889 | 0.11358 | 244.4349 | 0 | 244.4349 | 0
| 285.508 | 0.12444 | 244.5083 | 0.015254 | 244.43 | 0 | 244.5083 | 0.066264 | 244.5083 | 0 | 338.0666 | 0.11436 | 244.5083 | 0 | 244.5083 | 0
| 285.5836 | 0.11461 | 244.5818 | 0.01283 | 244.51 | 0 | 244.5818 | -0.084044 | 244.5818 | 0 | 338.1444 | 0.10798 | 244.5818 | 0 | 244.5818 | 0
| 285.6592 | 0.15273 | 244.6552 | 0.020129 | 244.58 | 0 | 244.6552 | 0.089337 | 244.6552 | 0 | 338.2222 | 0.11178 | 244.6552 | 0 | 244.6552 | 0
| 285.7348 | 0.12131 | 244.7287 | 0.021326 | 244.66 | 0 | 244.7287 | -0.080369 | 244.7287 | 0 | 338.3 | 0.10402 | 244.7287 | 0 | 244.7287 | 0
| 285.8104 | 0.11202 | 244.8021 | 0.034898 | 244.73 | 0 | 244.8021 | -0.00015819 | 244.8021 | 0 | 338.3778 | 0.11055 | 244.8021 | 0 | 244.8021 | 0
| 285.886 | 0.11428 | 244.8756 | 0.027371 | 244.8 | 0 | 244.8756 | -0.096655 | 244.8756 | 0 | 338.4556 | 0.10344 | 244.8756 | 0 | 244.8756 | 0
| 285.9616 | 0.1378 | 244.9491 | 0.030935 | 244.88 | 0 | 244.9491 | 0.073363 | 244.9491 | 0 | 338.5334 | 0.11105 | 244.9491 | 0 | 244.9491 | 0
| 286.0372 | 0.12601 | 245.0225 | 0.026715 | 244.95 | 0 | 245.0225 | -0.045027 | 245.0225 | 0 | 338.6111 | 0.099974 | 245.0225 | 0 | 245.0225 | 0
| 286.1128 | 0.10939 | 245.096 | 0.032075 | 245.02 | 0 | 245.096 | 0.088403 | 245.096 | 0 | 338.689 | 0.10861 | 245.096 | 0 | 245.096 | 0
| 286.1884 | 0.11932 | 245.1695 | 0.032873 | 245.1 | 0 | 245.1695 | -0.097652 | 245.1695 | 0 | 338.7668 | 0.097344 | 245.1695 | 0 | 245.1695 | 0
| 286.264 | 0.10789 | 245.243 | 0.034042 | 245.17 | 0 | 245.243 | 0.084355 | 245.243 | 0 | 338.8446 | 0.10543 | 245.243 | 0 | 245.243 | 0
| 286.3397 | 0.10529 | 245.3165 | 0.029509 | 245.24 | 0 | 245.3165 | -0.079684 | 245.3165 | 0 | 338.9224 | 0.097482 | 245.3165 | 0 | 245.3165 | 0
| 286.4153 | 0.10499 | 245.3899 | 0.034385 | 245.32 | 0 | 245.3899 | 0.059818 | 245.3899 | 0 | 339.0002 | 0.10084 | 245.3899 | 0 | 245.39 | 0
| 286.4909 | 0.12577 | 245.4634 | 0.027114 | 245.39 | 0 | 245.4634 | -0.063118 | 245.4634 | 0 | 339.078 | 0.093117 | 245.4634 | 0 | 245.4634 | 0
| 286.5666 | 0.11365 | 245.5369 | 0.030621 | 245.46 | 0 | 245.5369 | 0.062153 | 245.5369 | 0 | 339.1558 | 0.1044 | 245.5369 | 0 | 245.5369 | 0
| 286.6422 | 0.099802 | 245.6104 | 0.026002 | 245.54 | 0 | 245.6104 | -0.088279 | 245.6104 | 0 | 339.2336 | 0.082476 | 245.6104 | 0 | 245.6105 | 0
| 286.7179 | 0.11301 | 245.684 | 0.027856 | 245.61 | 0 | 245.684 | 0.083795 | 245.684 | 0 | 339.3115 | 0.095225 | 245.684 | 0 | 245.684 | 0
| 286.7935 | 0.11205 | 245.7575 | 0.026801 | 245.68 | 0 | 245.7575 | -0.078221 | 245.7575 | 0 | 339.3893 | 0.076681 | 245.7575 | 0 | 245.7575 | 0
| 286.8692 | 0.13204 | 245.831 | 0.029253 | 245.76 | 0 | 245.831 | 0.01915 | 245.831 | 0 | 339.4671 | 0.092868 | 245.831 | 0 | 245.831 | 0
| 286.9448 | 0.10776 | 245.9045 | 0.02834 | 245.83 | 0 | 245.9045 | -0.071931 | 245.9045 | 0 | 339.545 | 0.08811 | 245.9045 | 0 | 245.9045 | 0
| 287.0205 | 0.12565 | 245.978 | 0.034014 | 245.9 | 0 | 245.978 | 0.053465 | 245.978 | 0 | 339.6228 | 0.093369 | 245.978 | 0 | 245.978 | 0
| 287.0961 | 0.1065 | 246.0516 | 0.027485 | 245.98 | 0 | 246.0516 | -0.046926 | 246.0516 | 0 | 339.7006 | 0.084401 | 246.0516 | 0 | 246.0516 | 0
| 287.1718 | 0.13793 | 246.1251 | 0.031505 | 246.05 | 0 | 246.1251 | 0.04649 | 246.1251 | 0 | 339.7784 | 0.095447 | 246.1251 | 0 | 246.1251 | 0
| 287.2475 | 0.10837 | 246.1986 | 0.027798 | 246.13 | 0 | 246.1986 | -0.069689 | 246.1986 | 0 | 339.8563 | 0.083997 | 246.1986 | 0 | 246.1986 | 0
| 287.3231 | 0.10755 | 246.2722 | 0.035725 | 246.2 | 0 | 246.2722 | 0.071619 | 246.2722 | 0 | 339.9341 | 0.088344 | 246.2722 | 0 | 246.2722 | 0
| 287.3988 | 0.09377 | 246.3457 | 0.030079 | 246.27 | 0 | 246.3457 | -0.068568 | 246.3457 | 0 | 340.012 | 0.081425 | 246.3457 | 0 | 246.3457 | 0
| 287.4745 | 0.1169 | 246.4193 | 0.03025 | 246.35 | 0 | 246.4193 | 0.088154 | 246.4193 | 0 | 340.0898 | 0.087511 | 246.4193 | 0 | 246.4193 | 0
| 287.5502 | 0.098384 | 246.4928 | 0.026487 | 246.42 | 0 | 246.4928 | -0.061281 | 246.4928 | 0 | 340.1677 | 0.081848 | 246.4928 | 0 | 246.4928 | 0
| 287.6259 | 0.12034 | 246.5664 | 0.022666 | 246.49 | 0 | 246.5664 | 0.060378 | 246.5664 | 0 | 340.2455 | 0.084615 | 246.5664 | 0 | 246.5664 | 0
| 287.7016 | 0.11639 | 246.64 | 0.016137 | 246.57 | 0 | 246.64 | -0.08641 | 246.64 | 0 | 340.3234 | 0.083648 | 246.64 | 0 | 246.64 | 0
| 287.7772 | 0.12405 | 246.7135 | 0.023009 | 246.64 | 0 | 246.7135 | 0.073145 | 246.7135 | 0 | 340.4012 | 0.085009 | 246.7135 | 0 | 246.7135 | 0
| 287.8529 | 0.10942 | 246.7871 | 0.020956 | 246.71 | 0 | 246.7871 | -0.059133 | 246.7871 | 0 | 340.4791 | 0.07317 | 246.7871 | 0 | 246.7871 | 0
| 287.9287 | 0.13177 | 246.8607 | 0.024035 | 246.79 | 0 | 246.8607 | 0.037927 | 246.8607 | 0 | 340.557 | 0.084279 | 246.8607 | 0 | 246.8607 | 0
| 288.0044 | 0.10318 | 246.9343 | 0.017877 | 246.86 | 0 | 246.9343 | -0.04758 | 246.9343 | 0 | 340.6349 | 0.078588 | 246.9343 | 0 | 246.9343 | 0
| 288.0801 | 0.14776 | 247.0078 | 0.0201 | 246.93 | 0 | 247.0078 | 0.040823 | 247.0078 | 0 | 340.7127 | 0.081502 | 247.0078 | 0 | 247.0078 | 0
| 288.1558 | 0.11377 | 247.0814 | 0.016907 | 247.01 | 0 | 247.0814 | -0.071588 | 247.0814 | 0 | 340.7906 | 0.080228 | 247.0814 | 0 | 247.0814 | 0
| 288.2315 | 0.11084 | 247.155 | 0.021697 | 247.08 | 0 | 247.155 | 0.028741 | 247.155 | 0 | 340.8685 | 0.078323 | 247.155 | 0 | 247.155 | 0
| 288.3072 | 0.13229 | 247.2286 | 0.018618 | 247.16 | 0 | 247.2286 | -0.049137 | 247.2286 | 0 | 340.9464 | 0.071344 | 247.2286 | 0 | 247.2286 | 0
| 288.3829 | 0.13835 | 247.3022 | 0.02509 | 247.23 | 0 | 247.3022 | 0.026966 | 247.3022 | 0 | 341.0243 | 0.083341 | 247.3022 | 0 | 247.3022 | 0
| 288.4586 | 0.10412 | 247.3758 | 0.021669 | 247.3 | 0 | 247.3758 | -0.037616 | 247.3758 | 0 | 341.1021 | 0.08018 | 247.3758 | 0 | 247.3758 | 0
| 288.5344 | 0.12538 | 247.4494 | 0.023151 | 247.38 | 0 | 247.4494 | 0.051099 | 247.4494 | 0 | 341.18 | 0.0588 | 247.4494 | 0 | 247.4494 | 0
| 288.6101 | 0.11081 | 247.5231 | 0.020984 | 247.45 | 0 | 247.5231 | -0.034284 | 247.5231 | 0 | 341.2579 | 0.076953 | 247.5231 | 0 | 247.5231 | 0
| 288.6859 | 0.13195 | 247.5967 | 0.022524 | 247.52 | 0 | 247.5967 | 0.03883 | 247.5967 | 0 | 341.3358 | 0.074817 | 247.5967 | 0 | 247.5967 | 0
| 288.7616 | 0.11262 | 247.6703 | 0.019445 | 247.6 | 0 | 247.6703 | -0.054991 | 247.6703 | 0 | 341.4137 | 0.069725 | 247.6703 | 0 | 247.6703 | 0
| 288.8373 | 0.12553 | 247.7439 | 0.019758 | 247.67 | 0 | 247.7439 | 0.05057 | 247.7439 | 0 | 341.4916 | 0.081348 | 247.7439 | 0 | 247.7439 | 0
| 288.9131 | 0.14378 | 247.8176 | 0.018675 | 247.74 | 0 | 247.8176 | -0.039795 | 247.8176 | 0 | 341.5695 | 0.072768 | 247.8176 | 0 | 247.8176 | 0
| 288.9888 | 0.12649 | 247.8912 | 0.023921 | 247.82 | 0 | 247.8912 | 0.039733 | 247.8912 | 0 | 341.6474 | 0.081376 | 247.8912 | 0 | 247.8912 | 0
| 289.0646 | 0.12284 | 247.9648 | 0.022524 | 247.89 | 0 | 247.9648 | -0.069751 | 247.9648 | 0 | 341.7253 | 0.063444 | 247.9648 | 0 | 247.9648 | 0
| 289.1404 | 0.12453 | 248.0385 | 0.024064 | 247.96 | 0 | 248.0385 | 0.056455 | 248.0385 | 0 | 341.8032 | 0.070634 | 248.0385 | 0 | 248.0385 | 0
| 289.2161 | 0.12734 | 248.1121 | 0.019445 | 248.04 | 0 | 248.1121 | -0.064457 | 248.1121 | 0 | 341.8811 | 0.065354 | 248.1121 | 0 | 248.1121 | 0
| 289.2919 | 0.13491 | 248.1858 | 0.027285 | 248.11 | 0 | 248.1858 | 0.03911 | 248.1858 | 0 | 341.9591 | 0.071383 | 248.1858 | 0 | 248.1858 | 0
| 289.3677 | 0.11989 | 248.2594 | 0.026031 | 248.19 | 0 | 248.2594 | -0.05194 | 248.2594 | 0 | 342.037 | 0.068253 | 248.2594 | 0 | 248.2594 | 0
| 289.4434 | 0.1195 | 248.3331 | 0.028682 | 248.26 | 0 | 248.3331 | 0.044466 | 248.3331 | 0 | 342.1149 | 0.072687 | 248.3331 | 0 | 248.3331 | 0
| 289.5192 | 0.14836 | 248.4067 | 0.028597 | 248.33 | 0 | 248.4067 | -0.04702 | 248.4067 | 0 | 342.1928 | 0.059375 | 248.4067 | 0 | 248.4067 | 0
| 289.595 | 0.12233 | 248.4804 | 0.03256 | 248.41 | 0 | 248.4804 | 0.032322 | 248.4804 | 0 | 342.2708 | 0.07045 | 248.4804 | 0 | 248.4804 | 0
| 289.6707 | 0.11947 | 248.5541 | 0.030193 | 248.48 | 0 | 248.5541 | -0.078968 | 248.5541 | 0 | 342.3487 | 0.064819 | 248.5541 | 0 | 248.5541 | 0
| 289.7465 | 0.13744 | 248.6278 | 0.031305 | 248.55 | 0 | 248.6278 | 0.038457 | 248.6278 | 0 | 342.4266 | 0.065758 | 248.6278 | 0 | 248.6278 | 0
| 289.8223 | 0.12909 | 248.7014 | 0.02797 | 248.63 | 0 | 248.7014 | -0.033474 | 248.7014 | 0 | 342.5045 | 0.063144 | 248.7014 | 0 | 248.7014 | 0
| 289.8981 | 0.13621 | 248.7751 | 0.032902 | 248.7 | 0 | 248.7751 | 0.0098399 | 248.7751 | 0 | 342.5825 | 0.074316 | 248.7751 | 0 | 248.7751 | 0
| 289.9739 | 0.12122 | 248.8488 | 0.028255 | 248.78 | 0 | 248.8488 | -0.037709 | 248.8488 | 0 | 342.6604 | 0.063688 | 248.8488 | 0 | 248.8488 | 0
| 290.0497 | 0.11754 | 248.9225 | 0.029452 | 248.85 | 0 | 248.9225 | 0.040418 | 248.9225 | 0 | 342.7384 | 0.061387 | 248.9225 | 0 | 248.9225 | 0
| 290.1255 | 0.14459 | 248.9962 | 0.025147 | 248.92 | 0 | 248.9962 | -0.017189 | 248.9962 | 0 | 342.8163 | 0.058259 | 248.9962 | 0 | 248.9962 | 0
| 290.2013 | 0.14833 | 249.0699 | 0.027998 | 249 | 0 | 249.0699 | 0.054119 | 249.0699 | 0 | 342.8943 | 0.065214 | 249.0699 | 0 | 249.0699 | 0
| 290.2771 | 0.12867 | 249.1436 | 0.02241 | 249.07 | 0 | 249.1436 | -0.039764 | 249.1436 | 0 | 342.9722 | 0.052548 | 249.1436 | 0 | 249.1436 | 0
| 290.3529 | 0.13995 | 249.2173 | 0.0272 | 249.14 | 0 | 249.2173 | 0.023759 | 249.2173 | 0 | 343.0502 | 0.068411 | 249.2173 | 0 | 249.2173 | 0
| 290.4287 | 0.1315 | 249.291 | 0.026943 | 249.22 | 0 | 249.291 | -0.049449 | 249.291 | 0 | 343.1281 | 0.055293 | 249.291 | 0 | 249.291 | 0
| 290.5046 | 0.12674 | 249.3647 | 0.030992 | 249.29 | 0 | 249.3647 | 0.031917 | 249.3647 | 0 | 343.2061 | 0.060896 | 249.3647 | 0 | 249.3647 | 0
| 290.5804 | 0.12354 | 249.4385 | 0.026801 | 249.36 | 0 | 249.4385 | -0.048701 | 249.4385 | 0 | 343.2841 | 0.051623 | 249.4385 | 0 | 249.4385 | 0
| 290.6562 | 0.13138 | 249.5122 | 0.029395 | 249.44 | 0 | 249.5122 | 0.04403 | 249.5122 | 0 | 343.362 | 0.056178 | 249.5122 | 0 | 249.5122 | 0
| 290.7321 | 0.15156 | 249.5859 | 0.02931 | 249.51 | 0 | 249.5859 | -0.057046 | 249.5859 | 0 | 343.44 | 0.058792 | 249.5859 | 0 | 249.5859 | 0
| 290.8079 | 0.11736 | 249.6597 | 0.031876 | 249.59 | 0 | 249.6597 | 0.024475 | 249.6597 | 0 | 343.518 | 0.046819 | 249.6597 | 0 | 249.6597 | 0
| 290.8837 | 0.12309 | 249.7334 | 0.02911 | 249.66 | 0 | 249.7334 | -0.021579 | 249.7334 | 0 | 343.5959 | 0.052357 | 249.7334 | 0 | 249.7334 | 0
| 290.9596 | 0.14338 | 249.8071 | 0.02988 | 249.73 | 0 | 249.8071 | 0.031824 | 249.8071 | 0 | 343.6739 | 0.055233 | 249.8071 | 0 | 249.8071 | 0
| 291.0354 | 0.16293 | 249.8809 | 0.027542 | 249.81 | 0 | 249.8809 | -0.0544 | 249.8809 | 0 | 343.7519 | 0.049025 | 249.8809 | 0 | 249.8809 | 0
| 291.1113 | 0.12897 | 249.9546 | 0.030051 | 249.88 | 0 | 249.9546 | 0.026904 | 249.9546 | 0 | 343.8299 | 0.064309 | 249.9546 | 0 | 249.9546 | 0
| 291.1871 | 0.1461 | 250.0284 | 0.025831 | 249.95 | 0 | 250.0284 | -0.055957 | 250.0284 | 0.013246 | 343.9079 | 0.058357 | 250.0284 | -0.039107 | 250.0284 | 0
| 291.263 | 0.14115 | 250.1021 | 0.028426 | 250.03 | 0 | 250.1021 | 0.08339 | 250.1021 | 0.025244 | 343.9859 | 0.052316 | 250.1021 | -0.0010327 | 250.1022 | 0
| 291.3388 | 0.1657 | 250.1759 | 0.024263 | 250.1 | 0 | 250.1759 | -0.040885 | 250.1759 | 0.024011 | 344.0638 | 0.054815 | 250.1759 | -0.019507 | 250.1759 | 0
| 291.4147 | 0.13274 | 250.2497 | 0.026915 | 250.18 | 0 | 250.2497 | 0.048763 | 250.2497 | 0.01284 | 344.1418 | 0.055226 | 250.2497 | 0.0083007 | 250.2497 | 0
| 291.4906 | 0.12734 | 250.3235 | 0.025061 | 250.25 | 0 | 250.3235 | -0.030329 | 250.3235 | 0.013441 | 344.2198 | 0.042386 | 250.3235 | -0.051181 | 250.3235 | 0
| 291.5664 | 0.13485 | 250.3972 | 0.027285 | 250.32 | 0 | 250.3972 | 0.054524 | 250.3972 | 0.0067657 | 344.2978 | 0.066167 | 250.3972 | 0.026694 | 250.3972 | 0
| 291.6423 | 0.1388 | 250.471 | 0.024349 | 250.4 | 0 | 250.471 | -0.044591 | 250.471 | 0.017365 | 344.3758 | 0.044271 | 250.471 | -0.029411 | 250.471 | 0
| 291.7182 | 0.12034 | 250.5448 | 0.027485 | 250.47 | 0 | 250.5448 | 0.047642 | 250.5448 | 0.02353 | 344.4538 | 0.051319 | 250.5448 | 0.033429 | 250.5448 | 0
| 291.7941 | 0.13434 | 250.6186 | 0.025204 | 250.54 | 0.04034 | 250.6186 | -0.019617 | 250.6186 | 0.0152 | 344.5319 | 0.050546 | 250.6186 | -0.028562 | 250.6186 | 0
| 291.87 | 0.15593 | 250.6924 | 0.028055 | 250.62 | 0 | 250.6924 | 0.038955 | 250.6924 | 0.02801 | 344.6099 | 0.061204 | 250.6924 | 0.0020563 | 250.6924 | 0
| 291.9458 | 0.18045 | 250.7662 | 0.027171 | 250.69 | 0 | 250.7662 | -0.048701 | 250.7662 | 0.0092314 | 344.6879 | 0.046029 | 250.7662 | -0.04356 | 250.7662 | 0
| 292.0217 | 0.12417 | 250.84 | 0.03122 | 250.77 | 0 | 250.84 | 0.0014355 | 250.84 | 0.0096674 | 344.7659 | 0.051706 | 250.84 | -0.002943 | 250.84 | 0
| 292.0976 | 0.13934 | 250.9138 | 0.028711 | 250.84 | 0 | 250.9138 | -0.035685 | 250.9138 | 0.01293 | 344.8439 | 0.047093 | 250.9138 | -0.047182 | 250.9138 | 0
| 292.1735 | 0.15949 | 250.9876 | 0.033073 | 250.91 | 0 | 250.9876 | 0.028803 | 250.9876 | 0.013832 | 344.9219 | 0.043455 | 250.9876 | 0.020261 | 250.9876 | 0
| 292.2494 | 0.13331 | 251.0614 | 0.028511 | 250.99 | 0 | 251.0614 | -0.030578 | 251.0614 | 0.016328 | 344.9999 | 0.0090219 | 251.0614 | -0.020638 | 251.0614 | 0
| 292.3253 | 0.14504 | 251.1352 | 0.030564 | 251.06 | 0 | 251.1352 | 0.043657 | 251.1352 | 0.013035 | 345.078 | 0.045227 | 251.1352 | 0.013941 | 251.1352 | 0
| 292.4013 | 0.13581 | 251.209 | 0.025888 | 251.14 | 0 | 251.209 | -0.028741 | 251.209 | 0.01502 | 345.156 | 0.036315 | 251.209 | -0.028581 | 251.209 | 0
| 292.4771 | 0.13934 | 251.2828 | 0.027798 | 251.21 | 0 | 251.2828 | 0.023728 | 251.2828 | 0.017531 | 345.234 | 0.055364 | 251.2828 | 0.0084138 | 251.2829 | 0
| 292.5531 | 0.16335 | 251.3567 | 0.028768 | 251.28 | 0 | 251.3567 | -0.037771 | 251.3567 | 0.01314 | 345.3121 | 0.038529 | 251.3567 | -0.036655 | 251.3567 | 0
| 292.629 | 0.11389 | 251.4305 | 0.026972 | 251.36 | 0 | 251.4305 | 0.043003 | 251.4305 | 0.01499 | 345.3901 | 0.046001 | 251.4305 | 0.0051502 | 251.4305 | 0
| 292.7049 | 0.14893 | 251.5043 | 0.026858 | 251.43 | 0 | 251.5043 | -0.03472 | 251.5043 | 0.011351 | 345.4681 | 0.044989 | 251.5043 | -0.031769 | 251.5043 | 0
| 292.7808 | 0.11745 | 251.5782 | 0.026915 | 251.5 | 0 | 251.5782 | 0.040263 | 251.5782 | 0.020493 | 345.5462 | 0.047576 | 251.5782 | 0.0058859 | 251.5782 | 0
| 292.8567 | 0.15509 | 251.652 | 0.029053 | 251.58 | 0 | 251.652 | -0.029862 | 251.652 | 0.013065 | 345.6242 | 0.0321 | 251.652 | -0.0061312 | 251.652 | 0
| 292.9327 | 0.11877 | 251.7259 | 0.029452 | 251.65 | 0 | 251.7259 | 0.012082 | 251.7259 | 0.02389 | 345.7023 | 0.04834 | 251.7259 | 0.0025657 | 251.7259 | 0
| 293.0086 | 0.14332 | 251.7997 | 0.031049 | 251.73 | 0 | 251.7997 | -0.044871 | 251.7997 | 0.016839 | 345.7803 | 0.041163 | 251.7997 | -0.034655 | 251.7997 | 0
| 293.0846 | 0.14227 | 251.8736 | 0.030536 | 251.8 | 0 | 251.8736 | 0.043345 | 251.8736 | 0.012359 | 345.8584 | 0.046966 | 251.8736 | -0.006433 | 251.8736 | 0
| 293.1605 | 0.16772 | 251.9475 | 0.029766 | 251.87 | 0 | 251.9475 | -0.027963 | 251.9475 | 0.01738 | 345.9364 | 0.042157 | 251.9475 | -0.015734 | 251.9475 | 0
| 293.2364 | 0.12417 | 252.0213 | 0.030564 | 251.95 | 0 | 252.0213 | 0.024755 | 252.0213 | 0.019921 | 346.0145 | 0.046612 | 252.0213 | 0.02626 | 252.0213 | 0
| 293.3124 | 0.11808 | 252.0952 | 0.029994 | 252.02 | 0 | 252.0952 | -0.045183 | 252.0952 | 0.01511 | 346.0926 | 0.037455 | 252.0952 | -0.02328 | 252.0952 | 0
| 293.3884 | 0.13422 | 252.1691 | 0.028711 | 252.1 | 0 | 252.1691 | -0.043657 | 252.1691 | 0.0069912 | 346.1706 | 0.039143 | 252.1691 | -0.052351 | 252.1691 | 0
| 293.4643 | 0.11503 | 252.243 | 0.029481 | 252.17 | 0 | 252.243 | 0.048981 | 252.243 | 0.023079 | 346.2487 | 0.036972 | 252.243 | 0.025883 | 252.243 | 0
| 293.5403 | 0.12046 | 252.3168 | 0.029737 | 252.24 | 0 | 252.3168 | -0.040761 | 252.3168 | 0.022552 | 346.3268 | 0.043395 | 252.3168 | -0.029411 | 252.3168 | 0
| 293.6162 | 0.1264 | 252.3907 | 0.028825 | 252.32 | 0 | 252.3907 | 0.06617 | 252.3907 | 0.0095021 | 346.4048 | 0.032142 | 252.3907 | -0.011998 | 252.3907 | 0
| 293.6922 | 0.10861 | 252.4646 | 0.027513 | 252.39 | 0 | 252.4646 | -0.035 | 252.4646 | 0.024011 | 346.4829 | 0.034437 | 252.4646 | -0.031165 | 252.4646 | 0
| 293.7682 | 0.12646 | 252.5385 | 0.02586 | 252.46 | 0 | 252.5385 | 0.046677 | 252.5385 | 0.01305 | 346.561 | 0.043414 | 252.5385 | 0.024732 | 252.5385 | 0
| 293.8442 | 0.10945 | 252.6124 | 0.024577 | 252.54 | 0 | 252.6124 | -0.0088746 | 252.6124 | 0.0074723 | 346.639 | 0.043801 | 252.6124 | -0.039673 | 252.6124 | 0
| 293.9201 | 0.12064 | 252.6863 | 0.023864 | 252.61 | 0 | 252.6863 | 0.040854 | 252.6863 | 0.029288 | 346.7171 | 0.034683 | 252.6863 | -0.0045842 | 252.6863 | 0
| 293.9961 | 0.10994 | 252.7602 | 0.02144 | 252.69 | 0 | 252.7602 | -0.028554 | 252.7602 | 0.020132 | 346.7952 | 0.040732 | 252.7602 | -0.030599 | 252.7602 | 0
| 294.0721 | 0.12668 | 252.8341 | 0.022125 | 252.76 | 0 | 252.8341 | 0.050912 | 252.8341 | 0.028236 | 346.8733 | 0.035789 | 252.8341 | 0.015149 | 252.8341 | 0
| 294.1481 | 0.11874 | 252.908 | 0.022524 | 252.83 | 0 | 252.908 | -0.036962 | 252.908 | 0.015817 | 346.9514 | 0.030868 | 252.908 | -0.017111 | 252.908 | 0
| 294.2241 | 0.10767 | 252.982 | 0.022239 | 252.91 | 0 | 252.982 | 0.05714 | 252.982 | 0.017516 | 347.0295 | 0.040031 | 252.982 | -0.028222 | 252.9819 | 0
| 294.3001 | 0.14577 | 253.0559 | 0.022866 | 252.98 | 0 | 253.0559 | -0.02762 | 253.0559 | 0.012404 | 347.1076 | 0.028998 | 253.0559 | -0.014055 | 253.0559 | 0
| 294.3761 | 0.13461 | 253.1298 | 0.024064 | 253.06 | 0 | 253.1298 | 0.043688 | 253.1298 | 0.018448 | 347.1857 | 0.031143 | 253.1298 | 0.026336 | 253.1298 | 0
| 294.4521 | 0.10626 | 253.2037 | 0.021726 | 253.13 | 0 | 253.2037 | -0.040045 | 253.2037 | 0.015952 | 347.2638 | 0.036101 | 253.2037 | -0.041277 | 253.2037 | 0
| 294.5281 | 0.12924 | 253.2777 | 0.024919 | 253.2 | 0 | 253.2777 | 0.039671 | 253.2777 | 0.019666 | 347.3419 | 0.031338 | 253.2777 | 0.0015709 | 253.2777 | 0
| 294.6041 | 0.11117 | 253.3516 | 0.02355 | 253.28 | 0 | 253.3516 | -0.046148 | 253.3516 | 0.0089307 | 347.42 | 0.034359 | 253.3516 | -0.0399 | 253.3516 | 0
| 294.6801 | 0.11467 | 253.4255 | 0.026287 | 253.35 | 0 | 253.4255 | 0.029239 | 253.4255 | 0.0095021 | 347.4981 | 0.029874 | 253.4255 | 0.0037164 | 253.4256 | 0
| 294.7561 | 0.084993 | 253.4995 | 0.02241 | 253.43 | 0 | 253.4995 | -0.036495 | 253.4995 | 0.013742 | 347.5762 | 0.053584 | 253.4995 | -0.041088 | 253.4995 | 0
| 294.8321 | 0.11377 | 253.5735 | 0.024206 | 253.5 | 0 | 253.5735 | 0.033786 | 253.5735 | 0.030461 | 347.6543 | 0.042024 | 253.5735 | 0.021148 | 253.5735 | 0
| 294.9081 | 0.116 | 253.6474 | 0.019644 | 253.57 | 0 | 253.6474 | -0.038799 | 253.6474 | 0.02374 | 347.7325 | 0.036659 | 253.6474 | 0.0030939 | 253.6474 | 0
| 294.9842 | 0.098294 | 253.7214 | 0.024149 | 253.65 | 0 | 253.7214 | 0.058915 | 253.7214 | 0.02174 | 347.8106 | 0.018433 | 253.7214 | 0.039787 | 253.7214 | 0
| 295.0602 | 0.11084 | 253.7953 | 0.022296 | 253.72 | 0 | 253.7953 | -0.030921 | 253.7953 | 0.023184 | 347.8887 | 0.03058 | 253.7953 | -0.063368 | 253.7953 | 0
| 295.1362 | 0.10173 | 253.8693 | 0.024947 | 253.8 | 0 | 253.8693 | 0.047362 | 253.8693 | 0.015366 | 347.9668 | 0.026466 | 253.8693 | 0.01745 | 253.8693 | 0
| 295.2123 | 0.097088 | 253.9433 | 0.022952 | 253.87 | 0 | 253.9433 | -0.047362 | 253.9433 | 0.018749 | 348.045 | 0.035809 | 253.9433 | -0.019016 | 253.9433 | 0
| 295.2883 | 0.11374 | 254.0172 | 0.026829 | 253.94 | 0 | 254.0172 | 0.032571 | 254.0172 | 0.013832 | 348.1231 | 0.02164 | 254.0172 | 0.011772 | 254.0172 | 0
| 295.3644 | 0.10867 | 254.0912 | 0.024349 | 254.02 | 0 | 254.0912 | -0.041415 | 254.0912 | 0.010359 | 348.2012 | 0.04552 | 254.0912 | -0.0055086 | 254.0912 | 0
| 295.4404 | 0.091116 | 254.1652 | 0.028511 | 254.09 | 0 | 254.1652 | 0.045836 | 254.1652 | 0.024341 | 348.2793 | 0.02101 | 254.1652 | 0.012432 | 254.1652 | 0
| 295.5165 | 0.10152 | 254.2392 | 0.027114 | 254.17 | 0 | 254.2392 | -0.032447 | 254.2392 | 0.019666 | 348.3575 | 0.033283 | 254.2392 | -0.0070933 | 254.2392 | 0
| 295.5925 | 0.10333 | 254.3132 | 0.029424 | 254.24 | 0 | 254.3132 | 0.032229 | 254.3132 | 0.02386 | 348.4356 | 0.02258 | 254.3132 | -0.0029241 | 254.3132 | 0
| 295.6686 | 0.089849 | 254.3872 | 0.027684 | 254.31 | 0 | 254.3872 | -0.042442 | 254.3872 | 0.023229 | 348.5138 | 0.024444 | 254.3872 | -0.061293 | 254.3872 | 0
| 295.7446 | 0.091508 | 254.4612 | 0.030735 | 254.39 | 0 | 254.4612 | 0.034097 | 254.4612 | 0.010164 | 348.5919 | 0.024014 | 254.4612 | 0.014564 | 254.4612 | 0
| 295.8207 | 0.09184 | 254.5352 | 0.02891 | 254.46 | 0 | 254.5352 | -0.029271 | 254.5352 | 0.010705 | 348.6701 | 0.03237 | 254.5352 | -0.025921 | 254.5352 | 0
| 295.8968 | 0.1036 | 254.6092 | 0.033729 | 254.54 | 0 | 254.6092 | 0.041103 | 254.6092 | 0.021184 | 348.7482 | 0.021368 | 254.6092 | 0.020506 | 254.6092 | 0
| 295.9728 | 0.09763 | 254.6832 | 0.029937 | 254.61 | 0 | 254.6832 | -0.030049 | 254.6832 | 0.019936 | 348.8264 | 0.016759 | 254.6832 | -0.014055 | 254.6832 | 0
| 296.0489 | 0.10749 | 254.7572 | 0.033529 | 254.68 | 0 | 254.7572 | 0.034315 | 254.7572 | 0.018523 | 348.9045 | 0.02447 | 254.7572 | 0.011753 | 254.7572 | 0
| 296.125 | 0.091086 | 254.8313 | 0.032132 | 254.76 | 0 | 254.8313 | -0.037336 | 254.8313 | 0.0040444 | 348.9827 | 0.027988 | 254.8313 | -0.046918 | 254.8313 | 0
| 296.2011 | 0.11036 | 254.9053 | 0.034014 | 254.83 | 0 | 254.9053 | 0.035965 | 254.9053 | 0.0081188 | 349.0609 | 0.02488 | 254.9053 | 0.012243 | 254.9053 | 0
| 296.2772 | 0.097389 | 254.9793 | 0.0337 | 254.91 | 0 | 254.9793 | -0.027247 | 254.9793 | 0.020478 | 349.139 | 0.037926 | 254.9793 | -0.038334 | 254.9793 | 0
| 296.3532 | 0.096665 | 255.0533 | 0.03447 | 254.98 | 0 | 255.0533 | 0.049137 | 255.0533 | 0.027018 | 349.2172 | 0.025924 | 255.0533 | 0.0080554 | 255.0533 | 0
| 296.4293 | 0.068194 | 255.1274 | 0.03102 | 255.05 | 0 | 255.1274 | -0.042598 | 255.1274 | 0.00049944 | 349.2953 | 0.018555 | 255.1274 | -0.0099419 | 255.1274 | 0
| 296.5054 | 0.090452 | 255.2014 | 0.032189 | 255.13 | 0 | 255.2014 | 0.054867 | 255.2014 | 0.013411 | 349.3735 | 0.024716 | 255.2014 | -0.013979 | 255.2014 | 0
| 296.5815 | 0.085687 | 255.2755 | 0.028739 | 255.2 | 0 | 255.2755 | -0.042598 | 255.2755 | 0.014719 | 349.4517 | 0.028445 | 255.2755 | -0.045729 | 255.2755 | 0
| 296.6576 | 0.071421 | 255.3495 | 0.032218 | 255.28 | 0 | 255.3495 | 0.031201 | 255.3495 | 0.021936 | 349.5299 | 0.019697 | 255.3495 | 0.033637 | 255.3495 | 0
| 296.7337 | 0.10128 | 255.4236 | 0.031705 | 255.35 | 0 | 255.4236 | -0.037055 | 255.4236 | 0.016839 | 349.6081 | 0.025941 | 255.4236 | -0.028939 | 255.4236 | 0
| 296.8098 | 0.088522 | 255.4976 | 0.035696 | 255.42 | 0 | 255.4976 | 0.041134 | 255.4976 | 0.0092014 | 349.6862 | 0.026733 | 255.4976 | -0.02128 | 255.4976 | 0
| 296.886 | 0.070576 | 255.5717 | 0.03236 | 255.5 | 0 | 255.5717 | -0.023012 | 255.5717 | 0.0088104 | 349.7644 | 0.020076 | 255.5717 | -0.019261 | 255.5717 | 0
| 296.9621 | 0.073622 | 255.6457 | 0.033415 | 255.57 | 0 | 255.6457 | 0.036588 | 255.6457 | 0.0089909 | 349.8426 | 0.025665 | 255.6457 | 0.00015585 | 255.6457 | 0
| 297.0382 | 0.087134 | 255.7198 | 0.031819 | 255.65 | 0 | 255.7198 | -0.034315 | 255.7198 | 0.012148 | 349.9208 | 0.028331 | 255.7198 | -0.023713 | 255.7198 | 0
| 297.1143 | 0.098415 | 255.7939 | 0.033729 | 255.72 | 0 | 255.7939 | 0.031731 | 255.7939 | 0.015621 | 349.999 | 0.028221 | 255.7939 | -0.019186 | 255.7939 | 0
| 297.1904 | 0.079232 | 255.868 | 0.03045 | 255.79 | 0 | 255.868 | -0.036495 | 255.868 | 0.013125 | 350.0772 | 0.026058 | 255.868 | -0.026336 | 255.868 | 0
| 297.2666 | 0.083907 | 255.942 | 0.032446 | 255.87 | 0 | 255.942 | 0.039453 | 255.942 | 0.016568 | 350.1554 | 0.029898 | 255.942 | 0.014205 | 255.942 | 0
| 297.3427 | 0.089306 | 256.0161 | 0.029538 | 255.94 | 0 | 256.0161 | -0.022731 | 256.0161 | 0.018733 | 350.2336 | 0.014418 | 256.0161 | -0.037145 | 256.0161 | 0
| 297.4188 | 0.10478 | 256.0902 | 0.031391 | 256.02 | 0 | 256.0902 | 0.018932 | 256.0902 | 0.015561 | 350.3118 | 0.02107 | 256.0902 | -0.011017 | 256.0902 | 0
| 297.495 | 0.074346 | 256.1643 | 0.030022 | 256.09 | 0 | 256.1643 | -0.025596 | 256.1643 | 0.011066 | 350.39 | 0.020297 | 256.1643 | -0.014771 | 256.1643 | 0
| 297.5711 | 0.087104 | 256.2384 | 0.032132 | 256.16 | 0 | 256.2384 | 0.031637 | 256.2384 | 0.0089758 | 350.4682 | 0.024284 | 256.2384 | 0.0081875 | 256.2384 | 0
| 297.6472 | 0.082007 | 256.3125 | 0.030564 | 256.24 | 0 | 256.3125 | -0.031357 | 256.3125 | 0.009036 | 350.5464 | 0.022724 | 256.3125 | -0.023223 | 256.3125 | 0
| 297.7234 | 0.096605 | 256.3866 | 0.031876 | 256.31 | 0 | 256.3866 | 0.029644 | 256.3866 | 0.013201 | 350.6246 | 0.029922 | 256.3866 | 0.025336 | 256.3866 | 0
| 297.7996 | 0.063669 | 256.4607 | 0.030051 | 256.39 | 0 | 256.4607 | -0.019586 | 256.4607 | 0.0076227 | 350.7029 | 0.021919 | 256.4607 | -0.023034 | 256.4607 | 0
| 297.8757 | 0.07513 | 256.5348 | 0.033073 | 256.46 | 0 | 256.5348 | 0.013141 | 256.5348 | 0.010374 | 350.7811 | 0.020327 | 256.5348 | 0.011338 | 256.5348 | 0
| 297.9519 | 0.09184 | 256.6089 | 0.030821 | 256.53 | 0 | 256.6089 | -0.028243 | 256.6089 | 0.0072619 | 350.8593 | 0.030555 | 256.6089 | 0.0086968 | 256.6089 | 0
| 298.0281 | 0.091146 | 256.6831 | 0.032759 | 256.61 | 0 | 256.6831 | 0.049106 | 256.6831 | 0.015396 | 350.9375 | 0.018472 | 256.6831 | 0.0093382 | 256.6831 | 0
| 298.1042 | 0.062312 | 256.7572 | 0.031476 | 256.68 | 0 | 256.7572 | -0.01915 | 256.7572 | 0.020432 | 351.0158 | 0.020689 | 256.7572 | -0.024034 | 256.7572 | 0
| 298.1804 | 0.074075 | 256.8313 | 0.034071 | 256.76 | 0 | 256.8313 | 0.028803 | 256.8313 | 0.015651 | 351.094 | 0.02799 | 256.8313 | -0.013036 | 256.8313 | 0
| 298.2565 | 0.08255 | 256.9055 | 0.032531 | 256.83 | 0 | 256.9055 | -0.02214 | 256.9055 | 0.010494 | 351.1722 | 0.015368 | 256.9055 | -0.0099608 | 256.9055 | 0
| 298.3327 | 0.079866 | 256.9796 | 0.036152 | 256.91 | 0 | 256.9796 | 0.022949 | 256.9796 | 0.011306 | 351.2505 | 0.022193 | 256.9796 | 0.022883 | 256.9796 | 0
| 298.4089 | 0.06198 | 257.0537 | 0.033928 | 256.98 | 0 | 257.0537 | -0.027278 | 257.0537 | 0.0084797 | 351.3287 | 0.01802 | 257.0537 | -0.0080743 | 257.0537 | 0
| 298.4851 | 0.081796 | 257.1279 | 0.037207 | 257.05 | 0 | 257.1279 | 0.038519 | 257.1279 | 0.016027 | 351.407 | 0.026561 | 257.1279 | 0.014885 | 257.1279 | 0
| 298.5613 | 0.08445 | 257.202 | 0.035097 | 257.13 | 0 | 257.202 | -0.019368 | 257.202 | 0.018192 | 351.4852 | 0.021372 | 257.202 | -0.022167 | 257.202 | 0
| 298.6375 | 0.079263 | 257.2762 | 0.036209 | 257.2 | 0 | 257.2762 | 0.028399 | 257.2762 | 0.0049014 | 351.5634 | 0.026801 | 257.2762 | 0.013715 | 257.2762 | 0
| 298.7136 | 0.084269 | 257.3503 | 0.034014 | 257.28 | 0 | 257.3503 | -0.026188 | 257.3503 | 0.015471 | 351.6417 | 0.015397 | 257.3503 | -0.043031 | 257.3503 | 0
| 298.7899 | 0.087466 | 257.4245 | 0.03678 | 257.35 | -0.04034 | 257.4245 | 0.039453 | 257.4245 | 0.011261 | 351.7199 | 0.024735 | 257.4245 | 0.021827 | 257.4245 | 0
| 298.8661 | 0.076488 | 257.4987 | 0.036352 | 257.42 | 0 | 257.4987 | -0.027994 | 257.4987 | 0.012614 | 351.7982 | 0.017666 | 257.4987 | -0.0066028 | 257.4987 | 0
| 298.9423 | 0.08439 | 257.5728 | 0.037122 | 257.5 | 0 | 257.5728 | 0.025378 | 257.5728 | 0.0087353 | 351.8764 | 0.018565 | 257.5728 | 0.020431 | 257.5728 | 0
| 299.0185 | 0.074618 | 257.647 | 0.035126 | 257.57 | 0 | 257.647 | -0.01641 | 257.647 | 0.014915 | 351.9547 | 0.011258 | 257.647 | -0.016432 | 257.647 | 0
| 299.0947 | 0.083847 | 257.7212 | 0.037578 | 257.65 | 0 | 257.7212 | 0.020178 | 257.7212 | 0.012479 | 352.033 | 0.020677 | 257.7212 | 0.017582 | 257.7212 | 0
| 299.1709 | 0.11524 | 257.7954 | 0.035896 | 257.72 | 0 | 257.7954 | -0.023416 | 257.7954 | 0.0064049 | 352.1112 | 0.013523 | 257.7954 | -0.02343 | 257.7954 | 0
| 299.2471 | 0.10261 | 257.8696 | 0.037948 | 257.8 | 0 | 257.8696 | 0.032478 | 257.8696 | 0.0099381 | 352.1895 | 0.020495 | 257.8696 | 0.01962 | 257.8696 | 0
| 299.3233 | 0.06385 | 257.9438 | 0.03544 | 257.87 | 0 | 257.9438 | -0.029364 | 257.9438 | 0.01493 | 352.2678 | 0.015219 | 257.9438 | -0.018827 | 257.9438 | 0
| 299.3995 | 0.099802 | 258.0179 | 0.038034 | 257.94 | 0 | 258.0179 | 0.019898 | 258.0179 | 0.011938 | 352.346 | 0.023047 | 258.0179 | 0.016337 | 258.0179 | 0
| 299.4758 | 0.077875 | 258.0921 | 0.03601 | 258.02 | 0 | 258.0921 | -0.027247 | 258.0921 | 0.014975 | 352.4243 | 0.022127 | 258.0921 | -0.0046597 | 258.0921 | 0
| 299.552 | 0.1185 | 258.1664 | 0.038177 | 258.09 | 0 | 258.1664 | 0.022295 | 258.1664 | 0.013937 | 352.5026 | 0.025743 | 258.1664 | 0.0076404 | 258.1664 | 0
| 299.6282 | 0.080318 | 258.2405 | 0.036922 | 258.17 | 0 | 258.2405 | -0.021206 | 258.2405 | 0.0076377 | 352.5809 | 0.01675 | 258.2405 | -0.0079988 | 258.2405 | 0
| 299.7045 | 0.083485 | 258.3148 | 0.03772 | 258.24 | 0 | 258.3148 | 0.020583 | 258.3148 | 0.013682 | 352.6591 | 0.021322 | 258.3148 | 0.017054 | 258.3148 | 0
| 299.7807 | 0.090543 | 258.389 | 0.036266 | 258.31 | 0 | 258.389 | -0.030485 | 258.389 | 0.0066755 | 352.7375 | 0.011385 | 258.389 | -0.010187 | 258.389 | 0
| 299.857 | 0.092382 | 258.4632 | 0.037464 | 258.39 | 0 | 258.4632 | 0.02516 | 258.4632 | 0.010825 | 352.8157 | 0.024431 | 258.4632 | 0.008678 | 258.4632 | 0
| 299.9332 | 0.083093 | 258.5374 | 0.034898 | 258.46 | 0 | 258.5374 | -0.02351 | 258.5374 | 0.0081038 | 352.894 | 0.015267 | 258.5374 | -0.035881 | 258.5374 | 0
| 300.0095 | 0.080952 | 258.6116 | 0.036209 | 258.54 | 0 | 258.6116 | 0.013545 | 258.6116 | 0.015531 | 352.9723 | 0.021686 | 258.6116 | 0.012677 | 258.6116 | 0
| 300.0857 | 0.075311 | 258.6859 | 0.03313 | 258.61 | 0 | 258.6859 | -0.027278 | 258.6859 | 0.0077279 | 353.0506 | 0.013276 | 258.6859 | -0.013394 | 258.6859 | 0
| 300.162 | 0.089397 | 258.7601 | 0.03658 | 258.69 | 0 | 258.7601 | 0.01476 | 258.7601 | 0.015997 | 353.1289 | 0.030731 | 258.7601 | -0.0022261 | 258.7601 | 0
| 300.2382 | 0.081102 | 258.8343 | 0.034812 | 258.76 | 0 | 258.8343 | -0.025409 | 258.8343 | 0.012795 | 353.2072 | 0.014508 | 258.8343 | -0.018507 | 258.8344 | 0
| 300.3145 | 0.094373 | 258.9086 | 0.03638 | 258.83 | 0 | 258.9086 | 0.019524 | 258.9086 | 0.0073821 | 353.2855 | 0.015923 | 258.9086 | 0.01462 | 258.9086 | 0
| 300.3908 | 0.072386 | 258.9828 | 0.035069 | 258.91 | 0 | 258.9828 | -0.020956 | 258.9828 | 0.011577 | 353.3638 | 0.0058621 | 258.9828 | -0.00064184 | 258.9828 | 0
| 300.467 | 0.092021 | 259.0571 | 0.036723 | 258.98 | 0 | 259.0571 | 0.023292 | 259.0571 | 0.012569 | 353.4421 | 0.020388 | 259.0571 | 0.022034 | 259.0571 | 0
| 300.5433 | 0.08632 | 259.1313 | 0.036124 | 259.06 | 0.04034 | 259.1313 | -0.02242 | 259.1313 | 0.0041647 | 353.5204 | 0.013476 | 259.1313 | 0.00034525 | 259.1313 | 0
| 300.6196 | 0.068827 | 259.2056 | 0.037891 | 259.13 | 0 | 259.2056 | 0.021984 | 259.2056 | 0.0088104 | 353.5988 | 0.018014 | 259.2056 | 0.011527 | 259.2056 | 0
| 300.6959 | 0.086501 | 259.2799 | 0.035069 | 259.21 | 0 | 259.2799 | -0.02899 | 259.2799 | 0.0005477 | 353.6771 | 0.016285 | 259.2799 | -0.010942 | 259.2798 | 0
| 300.7722 | 0.10188 | 259.3541 | 0.037036 | 259.28 | 0 | 259.3541 | 0.03472 | 259.3541 | 0.0078332 | 353.7554 | 0.0099173 | 259.3541 | -0.0067726 | 259.3541 | 0
| 300.8485 | 0.074467 | 259.4284 | 0.035668 | 259.35 | 0 | 259.4284 | -0.024133 | 259.4284 | 0.0091262 | 353.8337 | 0.00029797 | 259.4284 | -0.025506 | 259.4284 | 0
| 300.9247 | 0.087496 | 259.5027 | 0.037635 | 259.43 | 0 | 259.5027 | 0.019804 | 259.5027 | 0.0074272 | 353.912 | 0.009027 | 259.5027 | -0.0013833 | 259.5027 | 0
| 301.001 | 0.090543 | 259.5769 | 0.036637 | 259.5 | 0 | 259.5769 | -0.025036 | 259.5769 | 0.0055328 | 353.9904 | 0.014406 | 259.5769 | -0.01196 | 259.5769 | 0
| 301.0773 | 0.10083 | 259.6512 | 0.037891 | 259.58 | 0 | 259.6512 | 0.031326 | 259.6512 | 0.017576 | 354.0687 | 0.0078781 | 259.6512 | 0.0093194 | 259.6512 | 0
| 301.1536 | 0.087858 | 259.7255 | 0.035782 | 259.65 | 0 | 259.7255 | -0.0098087 | 259.7255 | 0.0047059 | 354.147 | 0.010877 | 259.7255 | -0.010263 | 259.7255 | 0
| 301.2299 | 0.096635 | 259.7998 | 0.038946 | 259.73 | 0 | 259.7998 | 0.017438 | 259.7998 | 0.014343 | 354.2254 | 0.0096788 | 259.7998 | -0.0040183 | 259.7998 | 0
| 301.3062 | 0.083998 | 259.8741 | 0.03735 | 259.8 | 0 | 259.8741 | -0.020116 | 259.8741 | 0.010254 | 354.3037 | 0.011094 | 259.8741 | -0.024959 | 259.8741 | 0
| 301.3825 | 0.12529 | 259.9484 | 0.039916 | 259.87 | 0 | 259.9484 | 0.021486 | 259.9484 | 0.014915 | 354.382 | 0.014377 | 259.9484 | 0.015017 | 259.9484 | 0
| 301.4589 | 0.08819 | 260.0227 | 0.038148 | 259.95 | 0 | 260.0227 | -0.020863 | 260.0227 | 0.0076828 | 354.4604 | 0.014848 | 260.0227 | -0.014753 | 260.0227 | 0
| 301.5352 | 0.08626 | 260.097 | 0.039374 | 260.02 | 0 | 260.097 | 0.032634 | 260.097 | 0.01308 | 354.5387 | 0.022441 | 260.097 | -0.0017674 | 260.097 | 0
| 301.6115 | 0.080348 | 260.1713 | 0.039089 | 260.1 | 0 | 260.1713 | -0.015601 | 260.1713 | 0.0099531 | 354.6171 | 0.010659 | 260.1713 | -0.016545 | 260.1713 | 0
| 301.6878 | 0.055466 | 260.2456 | 0.041512 | 260.17 | 0 | 260.2456 | 0.022233 | 260.2456 | 0.0081038 | 354.6954 | 0.019795 | 260.2456 | 0.0091119 | 260.2456 | 0
| 301.7642 | 0.10378 | 260.3199 | 0.04117 | 260.25 | 0 | 260.3199 | -0.031699 | 260.3199 | 0.0096374 | 354.7738 | 0.012048 | 260.3199 | -0.0037919 | 260.3199 | 0
| 301.8405 | 0.08816 | 260.3942 | 0.043765 | 260.32 | 0 | 260.3942 | 0.023198 | 260.3942 | 0.0085849 | 354.8521 | 0.011528 | 260.3942 | 0.013734 | 260.3943 | 0
| 301.9168 | 0.066263 | 260.4686 | 0.042482 | 260.39 | 0 | 260.4686 | -0.022607 | 260.4686 | 0.0030521 | 354.9305 | 0.016081 | 260.4686 | -0.021469 | 260.4686 | 0
| 301.9932 | 0.07881 | 260.5429 | 0.045475 | 260.47 | 0 | 260.5429 | 0.031762 | 260.5429 | 0.008179 | 355.0089 | 0.014948 | 260.5429 | 0.0056029 | 260.5429 | 0
| 302.0695 | 0.089155 | 260.6172 | 0.042995 | 260.54 | 0 | 260.6172 | -0.026406 | 260.6172 | 0.0057433 | 355.0872 | 0.011011 | 260.6172 | -0.01462 | 260.6172 | 0
| 302.1458 | 0.10481 | 260.6916 | 0.044506 | 260.62 | 0 | 260.6916 | 0.034004 | 260.6916 | 0.012314 | 355.1656 | 0.015182 | 260.6916 | 0.012093 | 260.6916 | 0
| 302.2222 | 0.11268 | 260.7659 | 0.042567 | 260.69 | 0 | 260.7659 | -0.016317 | 260.7659 | 0.00081163 | 355.244 | 0.012346 | 260.7659 | -0.027807 | 260.7659 | 0
| 302.2985 | 0.10231 | 260.8403 | 0.043708 | 260.77 | 0 | 260.8403 | 0.025285 | 260.8403 | 0.01287 | 355.3223 | 0.019352 | 260.8403 | 0.012602 | 260.8403 | 0
| 302.3749 | 0.090452 | 260.9146 | 0.043081 | 260.84 | 0 | 260.9146 | -0.034408 | 260.9146 | 0.0089758 | 355.4007 | 0.0078727 | 260.9146 | -0.019186 | 260.9146 | 0
| 302.4513 | 0.089849 | 260.989 | 0.043936 | 260.91 | 0 | 260.989 | 0.023292 | 260.989 | 0.014388 | 355.4791 | 0.017399 | 260.989 | 0.0059236 | 260.989 | 0
| 302.5276 | 0.10755 | 261.0633 | 0.04328 | 260.99 | 0 | 261.0633 | -0.031326 | 261.0633 | 0.0059237 | 355.5574 | 0.015088 | 261.0633 | -0.0076404 | 261.0633 | 0
| 302.604 | 0.088401 | 261.1377 | 0.045647 | 261.06 | 0 | 261.1377 | 0.038457 | 261.1377 | 0.0098027 | 355.6358 | 0.013694 | 261.1377 | 0.01679 | 261.1377 | 0
| 302.6804 | 0.08816 | 261.212 | 0.043964 | 261.14 | 0 | 261.212 | -0.026032 | 261.212 | 0.011953 | 355.7142 | 0.016127 | 261.212 | -0.030788 | 261.212 | 0
| 302.7567 | 0.10318 | 261.2864 | 0.047728 | 261.21 | 0 | 261.2864 | 0.035654 | 261.2864 | 0.017591 | 355.7926 | 0.017197 | 261.2864 | 0.020299 | 261.2864 | 0
| 302.8331 | 0.083063 | 261.3608 | 0.0473 | 261.29 | 0 | 261.3608 | -0.031108 | 261.3608 | 0.006465 | 355.871 | 0.012694 | 261.3608 | -0.036561 | 261.3608 | 0
| 302.9095 | 0.099229 | 261.4352 | 0.049553 | 261.36 | 0 | 261.4352 | 0.029364 | 261.4352 | 0.011983 | 355.9494 | 0.016497 | 261.4352 | 0.031637 | 261.4352 | 0
| 302.9859 | 0.087315 | 261.5095 | 0.048897 | 261.44 | 0 | 261.5095 | -0.015725 | 261.5095 | 0.011246 | 356.0278 | 0.010943 | 261.5095 | -0.015092 | 261.5096 | 0
| 303.0623 | 0.095006 | 261.5839 | 0.05055 | 261.51 | 0 | 261.5839 | 0.041477 | 261.5839 | 0.0087353 | 356.1062 | 0.011381 | 261.5839 | 0.010281 | 261.5839 | 0
| 303.1386 | 0.092473 | 261.6583 | 0.049667 | 261.58 | 0 | 261.6583 | -0.029675 | 261.6583 | 0.014674 | 356.1846 | 0.014375 | 261.6583 | -0.039202 | 261.6583 | 0
| 303.215 | 0.083636 | 261.7327 | 0.051092 | 261.66 | 0 | 261.7327 | 0.022794 | 261.7327 | 0.015817 | 356.263 | 0.0085117 | 261.7327 | 0.017526 | 261.7327 | 0
| 303.2914 | 0.072235 | 261.8071 | 0.048669 | 261.73 | 0 | 261.8071 | -0.029987 | 261.8071 | 0.0083594 | 356.3414 | 0.0046411 | 261.8071 | -0.0075838 | 261.8071 | 0
| 303.3678 | 0.091055 | 261.8815 | 0.051577 | 261.81 | 0 | 261.8815 | 0.036588 | 261.8815 | 0.015005 | 356.4198 | 0.018616 | 261.8815 | 0.018884 | 261.8815 | 0
| 303.4442 | 0.082731 | 261.9559 | 0.051349 | 261.88 | 0 | 261.9559 | -0.02516 | 261.9559 | 0.014028 | 356.4982 | 0.0093812 | 261.9559 | -0.027222 | 261.9559 | 0
| 303.5206 | 0.11654 | 262.0303 | 0.053772 | 261.96 | 0 | 262.0303 | 0.031077 | 262.0303 | 0.016132 | 356.5766 | 0.01529 | 262.0303 | 0.036806 | 262.0303 | 0
| 303.5971 | 0.10056 | 262.1047 | 0.052432 | 262.03 | 0 | 262.1047 | -0.0088434 | 262.1047 | 0.0087804 | 356.655 | 0.008109 | 262.1047 | -0.041711 | 262.1047 | 0
| 303.6735 | 0.11045 | 262.1791 | 0.054884 | 262.1 | 0 | 262.1791 | 0.033599 | 262.1791 | 0.0090811 | 356.7334 | 0.020429 | 262.1791 | 0.0036976 | 262.1791 | 0
| 303.7498 | 0.10134 | 262.2536 | 0.053687 | 262.18 | 0 | 262.2536 | -0.027963 | 262.2536 | 0.012945 | 356.8119 | 0.010297 | 262.2536 | -0.031448 | 262.2536 | 0
| 303.8263 | 0.099651 | 262.328 | 0.05802 | 262.25 | 0 | 262.328 | 0.02706 | 262.328 | 0.016373 | 356.8903 | 0.014041 | 262.328 | 0.0098853 | 262.328 | 0
| 303.9027 | 0.10001 | 262.4024 | 0.056452 | 262.33 | 0 | 262.4024 | -0.019244 | 262.4024 | 0.0007564 | 356.9687 | 0.0093938 | 262.4024 | -0.027505 | 262.4024 | 0
| 303.9791 | 0.098203 | 262.4769 | 0.059817 | 262.4 | 0 | 262.4769 | 0.029644 | 262.4769 | 0.011667 | 357.0471 | 0.019287 | 262.4769 | 0.024638 | 262.4769 | 0
| 304.0555 | 0.1014 | 262.5513 | 0.05879 | 262.48 | 0 | 262.5513 | -0.022295 | 262.5513 | 0.016147 | 357.1255 | -0.0013363 | 262.5513 | -0.0033014 | 262.5513 | 0
| 304.132 | 0.099289 | 262.6257 | 0.062611 | 262.55 | 0 | 262.6257 | 0.041726 | 262.6257 | 0.0014784 | 357.204 | 0.015519 | 262.6257 | 0.0038862 | 262.6257 | 0
| 304.2084 | 0.08819 | 262.7002 | 0.062354 | 262.63 | 0 | 262.7002 | -0.030983 | 262.7002 | 0.013577 | 357.2824 | 0.0065835 | 262.7002 | -0.039334 | 262.7002 | 0
| 304.2849 | 0.092201 | 262.7746 | 0.064892 | 262.7 | 0 | 262.7746 | 0.031762 | 262.7746 | 0.014388 | 357.3608 | 0.010718 | 262.7746 | 0.017884 | 262.7746 | 0
| 304.3613 | 0.10351 | 262.8491 | 0.065975 | 262.77 | 0 | 262.8491 | -0.040263 | 262.8491 | 0.010675 | 357.4393 | 0.013944 | 262.8491 | -0.027128 | 262.8491 | 0
| 304.4377 | 0.10689 | 262.9235 | 0.070166 | 262.85 | 0 | 262.9235 | 0.040543 | 262.9235 | 0.012915 | 357.5177 | 0.014437 | 262.9235 | -0.013451 | 262.9235 | 0
| 304.5142 | 0.10197 | 262.998 | 0.069796 | 262.92 | 0 | 262.998 | -0.046148 | 262.998 | 0.011607 | 357.5962 | 0.0054495 | 262.998 | -0.039353 | 262.998 | 0
| 304.5906 | 0.10028 | 263.0725 | 0.073958 | 263 | 0 | 263.0725 | 0.03444 | 263.0725 | 0.012629 | 357.6746 | 0.012835 | 263.0725 | -0.022789 | 263.0724 | 0
| 304.6671 | 0.11497 | 263.1469 | 0.07259 | 263.07 | 0 | 263.1469 | -0.041072 | 263.1469 | 0.011081 | 357.7531 | 0.0069059 | 263.1469 | -0.030637 | 263.1469 | 0
| 304.7436 | 0.12357 | 263.2214 | 0.074899 | 263.15 | 0 | 263.2214 | 0.020988 | 263.2214 | 0.026206 | 357.8315 | 0.012632 | 263.2214 | 0.030826 | 263.2214 | 0
| 304.82 | 0.088522 | 263.2959 | 0.075241 | 263.22 | 0.04034 | 263.2959 | -0.029115 | 263.2959 | 0.011141 | 357.91 | 0.0082779 | 263.2959 | -0.034372 | 263.2959 | 0
| 304.8965 | 0.082369 | 263.3703 | 0.078492 | 263.3 | 0 | 263.3703 | 0.013078 | 263.3703 | 0.018914 | 357.9884 | 0.010988 | 263.3703 | -0.00060725 | 263.3703 | 0
| 304.973 | 0.087858 | 263.4448 | 0.079033 | 263.37 | 0 | 263.4448 | -0.011926 | 263.4448 | 0.010675 | 358.0669 | 0.0057754 | 263.4448 | -0.031524 | 263.4448 | 0
| 305.0494 | 0.10632 | 263.5193 | 0.080744 | 263.44 | 0 | 263.5193 | 0.039609 | 263.5193 | 0.017546 | 358.1454 | 0.0068311 | 263.5193 | 0.0068669 | 263.5193 | 0
| 305.1259 | 0.090724 | 263.5938 | 0.082084 | 263.52 | 0 | 263.5938 | -0.03226 | 263.5938 | 0.015336 | 358.2238 | 0.012075 | 263.5938 | -0.013338 | 263.5938 | 0
| 305.2024 | 0.092262 | 263.6683 | 0.087273 | 263.59 | 0 | 263.6683 | 0.028118 | 263.6683 | 0.013306 | 358.3023 | 0.016511 | 263.6683 | 0.02328 | 263.6683 | 0
| 305.2788 | 0.081404 | 263.7428 | 0.087187 | 263.67 | 0 | 263.7428 | -0.035779 | 263.7428 | 0.0024808 | 358.3808 | 0.021363 | 263.7428 | -0.016375 | 263.7428 | 0
| 305.3553 | 0.11953 | 263.8173 | 0.090694 | 263.74 | 0 | 263.8173 | 0.036962 | 263.8173 | 0.016854 | 358.4592 | 0.017469 | 263.8173 | -0.011225 | 263.8173 | 0
| 305.4318 | 0.094373 | 263.8918 | 0.090523 | 263.82 | 0 | 263.8918 | -0.023634 | 263.8918 | 0.0091111 | 358.5377 | 0.0076207 | 263.8918 | -0.015564 | 263.8918 | 0
| 305.5083 | 0.10656 | 263.9663 | 0.093859 | 263.89 | 0 | 263.9663 | 0.024226 | 263.9663 | 0.016223 | 358.6162 | 0.016653 | 263.9663 | 0.0085082 | 263.9663 | 0
| 305.5848 | 0.11898 | 264.0408 | 0.094515 | 263.97 | 0.04034 | 264.0408 | -0.01395 | 264.0408 | 0.0071566 | 358.6947 | 0.016775 | 264.0408 | -0.022431 | 264.0408 | 0
| 305.6613 | 0.10864 | 264.1153 | 0.098877 | 264.04 | 0.04034 | 264.1153 | 0.020521 | 264.1153 | 0.015877 | 358.7732 | 0.01791 | 264.1153 | 0.014979 | 264.1154 | 0
| 305.7378 | 0.079594 | 264.1899 | 0.098079 | 264.12 | 0 | 264.1899 | -0.010774 | 264.1899 | 0.014058 | 358.8516 | 0.0075589 | 264.1899 | -0.02892 | 264.1899 | 0
| 305.8143 | 0.090543 | 264.2644 | 0.10187 | 264.19 | 0 | 264.2644 | 0.042224 | 264.2644 | 0.0054276 | 358.9301 | 0.0056592 | 264.2644 | 0.026921 | 264.2644 | 0
| 305.8908 | 0.098958 | 264.3389 | 0.10307 | 264.26 | 0.04034 | 264.3389 | -0.023728 | 264.3389 | 0.0099832 | 359.0086 | 0.0086716 | 264.3389 | -0.0060934 | 264.3389 | 0
| 305.9673 | 0.11992 | 264.4135 | 0.10831 | 264.34 | 0 | 264.4135 | 0.031731 | 264.4135 | 0.017696 | 359.0871 | 0.016151 | 264.4135 | -0.00087779 | 264.4135 | 0
| 306.0439 | 0.079443 | 264.488 | 0.10974 | 264.41 | 0.04034 | 264.488 | -0.031014 | 264.488 | 0.0056982 | 359.1656 | 0.010456 | 264.488 | -0.01496 | 264.488 | 0
| 306.1204 | 0.092684 | 264.5625 | 0.11373 | 264.49 | 0 | 264.5625 | 0.032509 | 264.5625 | 0.0092164 | 359.2441 | 0.01129 | 264.5625 | -0.016771 | 264.5625 | 0
| 306.1969 | 0.10384 | 264.6371 | 0.1149 | 264.56 | 0.04034 | 264.6371 | -0.016566 | 264.6371 | 0.0076828 | 359.3226 | 0.0094255 | 264.6371 | -0.017413 | 264.6371 | 0
| 306.2734 | 0.10529 | 264.7116 | 0.1196 | 264.64 | 0.04034 | 264.7116 | 0.034564 | 264.7116 | 0.0079084 | 359.4011 | 0.014562 | 264.7116 | 0.010715 | 264.7116 | 0
| 306.3499 | 0.090181 | 264.7862 | 0.12015 | 264.71 | 0.04034 | 264.7862 | -0.033287 | 264.7862 | 0.011472 | 359.4796 | 0.005095 | 264.7862 | -0.0017361 | 264.7862 | 0
| 306.4264 | 0.10194 | 264.8607 | 0.12528 | 264.79 | 0 | 264.8607 | 0.03936 | 264.8607 | 0.0084346 | 359.5581 | 0.006949 | 264.8607 | 0.00021883 | 264.8607 | 0
| 306.503 | 0.088371 | 264.9353 | 0.1267 | 264.86 | 0.04034 | 264.9353 | -0.021299 | 264.9353 | 0.010103 | 359.6366 | 0.010032 | 264.9353 | -0.012658 | 264.9353 | 0
| 306.5795 | 0.084179 | 265.0099 | 0.13224 | 264.94 | 0.04034 | 265.0099 | 0.026157 | 265.0099 | 0.013862 | 359.7151 | 0.010269 | 265.0099 | -0.00026983 | 265.0099 | 0
| 306.6561 | 0.080529 | 265.0844 | 0.1346 | 265.01 | 0 | 265.0844 | -0.015445 | 265.0844 | 0.0060591 | 359.7936 | 0.0061086 | 265.0844 | -0.021733 | 265.0844 | 0
| 306.7326 | 0.10146 | 265.159 | 0.1407 | 265.08 | 0.04034 | 265.159 | 0.022887 | 265.159 | 0.016253 | 359.8722 | 0.012624 | 265.159 | 0.0020752 | 265.159 | 0
| 306.8091 | 0.084842 | 265.2336 | 0.14378 | 265.16 | 0.04034 | 265.2336 | -0.00066949 | 265.2336 | 0.001483 | 359.9507 | 0.018535 | 265.2336 | -0.035806 | 265.2336 | 0
| 306.8857 | 0.096424 | 265.3082 | 0.15011 | 265.23 | 0.04034 | 265.3082 | 0.036837 | 265.3082 | 0.0093367 | 360.0292 | 0.0086835 | 265.3082 | 0.019525 | 265.3082 | 0
| 306.9622 | 0.076126 | 265.3827 | 0.15422 | 265.31 | 0.04034 | 265.3827 | -0.018061 | 265.3827 | 0.0046608 | 360.1077 | 0.006226 | 265.3827 | -0.019242 | 265.3828 | 0
| 307.0388 | 0.082882 | 265.4573 | 0.15961 | 265.38 | 0.04034 | 265.4573 | 0.030827 | 265.4573 | 0.0096524 | 360.1862 | 0.015287 | 265.4573 | -0.011753 | 265.4573 | 0
| 307.1154 | 0.08252 | 265.5319 | 0.16283 | 265.46 | 0.04034 | 265.5319 | -0.01532 | 265.5319 | 0.0076377 | 360.2648 | 0.0037792 | 265.5319 | -0.017337 | 265.5319 | 0
| 307.1919 | 0.10704 | 265.6065 | 0.16998 | 265.53 | 0.04034 | 265.6065 | 0.032353 | 265.6065 | 0.010254 | 360.3433 | 0.017293 | 265.6065 | 0.0097155 | 265.6065 | 0
| 307.2685 | 0.077483 | 265.6811 | 0.17412 | 265.61 | 0.04034 | 265.6811 | -0.012362 | 265.6811 | 0.0086451 | 360.4218 | 0.0069232 | 265.6811 | -0.034768 | 265.6811 | 0
| 307.3451 | 0.082098 | 265.7557 | 0.1811 | 265.68 | 0.04034 | 265.7557 | 0.026188 | 265.7557 | 0.01093 | 360.5004 | 0.017805 | 265.7557 | 0.0068858 | 265.7557 | 0
| 307.4216 | 0.083153 | 265.8303 | 0.18609 | 265.76 | 0.08068 | 265.8303 | -0.013421 | 265.8303 | 0.0083594 | 360.5789 | 0.0010936 | 265.8303 | -0.0020563 | 265.8304 | 0
| 307.4982 | 0.082942 | 265.9049 | 0.19234 | 265.83 | 0.04034 | 265.9049 | 0.02407 | 265.9049 | 0.021515 | 360.6575 | 0.01898 | 265.9049 | 0.010904 | 265.905 | 0
| 307.5748 | 0.083033 | 265.9796 | 0.19607 | 265.9 | 0.08068 | 265.9796 | -0.0055116 | 265.9796 | 0.0052021 | 360.736 | 0.006238 | 265.9796 | -0.020827 | 265.9796 | 0
| 307.6514 | 0.090784 | 266.0542 | 0.20354 | 265.98 | 0.04034 | 266.0542 | 0.045245 | 266.0542 | 0.0078933 | 360.8146 | 0.013273 | 266.0542 | 0.012715 | 266.0542 | 0
| 307.728 | 0.094343 | 266.1288 | 0.20808 | 266.05 | 0.08068 | 266.1288 | -0.0049511 | 266.1288 | 0.007322 | 360.8931 | 0.0038729 | 266.1288 | -0.039221 | 266.1288 | 0
| 307.8046 | 0.091176 | 266.2034 | 0.2152 | 266.13 | 0.04034 | 266.2034 | 0.031139 | 266.2034 | 0.013937 | 360.9717 | 0.011713 | 266.2034 | 0.011074 | 266.2034 | 0
| 307.8812 | 0.080288 | 266.2781 | 0.22076 | 266.2 | 0.08068 | 266.2781 | -0.012487 | 266.2781 | 0.012103 | 361.0502 | 0.00044215 | 266.2781 | -0.016035 | 266.2781 | 0
| 307.9577 | 0.084993 | 266.3527 | 0.22832 | 266.28 | 0.08068 | 266.3527 | 0.037429 | 266.3527 | 0.013817 | 361.1288 | 0.0092229 | 266.3527 | -0.0030373 | 266.3527 | 0
| 308.0343 | 0.096846 | 266.4273 | 0.23419 | 266.35 | 0.08068 | 266.4273 | -0.0080027 | 266.4273 | 0.0059989 | 361.2073 | 0.0068806 | 266.4273 | -0.0063198 | 266.4273 | 0
| 308.1109 | 0.10243 | 266.502 | 0.24283 | 266.43 | 0.08068 | 266.502 | 0.029177 | 266.502 | 0.012103 | 361.2859 | 0.01673 | 266.502 | 0.018073 | 266.502 | 0
| 308.1876 | 0.066927 | 266.5766 | 0.24708 | 266.5 | 0.12102 | 266.5766 | -0.012331 | 266.5766 | 0.0036835 | 361.3645 | 0.0069769 | 266.5766 | -0.015413 | 266.5766 | 0
| 308.2642 | 0.056069 | 266.6513 | 0.25543 | 266.58 | 0.08068 | 266.6513 | 0.030765 | 266.6513 | 0.0090961 | 361.443 | 0.0072403 | 266.6513 | 0.0079611 | 266.6513 | 0
| 308.3408 | 0.067922 | 266.7259 | 0.26182 | 266.65 | 0.08068 | 266.7259 | -0.010992 | 266.7259 | 0.0096825 | 361.5216 | 0.0099652 | 266.7259 | -0.020921 | 266.726 | 0
| 308.4174 | 0.12529 | 266.8006 | 0.27046 | 266.73 | 0.08068 | 266.8006 | 0.035997 | 266.8006 | 0.011081 | 361.6002 | 0.011345 | 266.8006 | 0.0095458 | 266.8006 | 0
| 308.494 | 0.06759 | 266.8753 | 0.27713 | 266.8 | 0.08068 | 266.8753 | -0.012144 | 266.8753 | 0.0079835 | 361.6787 | 0.0017287 | 266.8753 | -0.0153 | 266.8752 | 0
| 308.5706 | 0.077513 | 266.9499 | 0.28725 | 266.88 | 0.08068 | 266.9499 | 0.039204 | 266.9499 | 0.0083744 | 361.7573 | 0.01497 | 266.9499 | 0.0042447 | 266.9499 | 0
| 308.6472 | 0.07697 | 267.0246 | 0.29267 | 266.95 | 0.12102 | 267.0246 | 0.0072865 | 267.0246 | 0.0016388 | 361.8359 | 0.0041919 | 267.0246 | -0.026732 | 267.0246 | 0
| 308.7239 | 0.089336 | 267.0993 | 0.30228 | 267.02 | 0.08068 | 267.0993 | 0.034626 | 267.0993 | 0.0087653 | 361.9145 | 0.013139 | 267.0993 | -0.0070744 | 267.0993 | 0
| 308.8005 | 0.05821 | 267.1739 | 0.3104 | 267.1 | 0.12102 | 267.1739 | 0.0025409 | 267.1739 | 0.0082091 | 361.9931 | 0.0070484 | 267.1739 | -0.011225 | 267.174 | 0
| 308.8771 | 0.07504 | 267.2486 | 0.32169 | 267.17 | 0.12102 | 267.2486 | 0.034502 | 267.2486 | 0.0070965 | 362.0717 | 0.022301 | 267.2486 | 0.00082563 | 267.2486 | 0
| 308.9538 | 0.061618 | 267.3233 | 0.32959 | 267.25 | 0.12102 | 267.3233 | 0.0080027 | 267.3233 | 0.01305 | 362.1502 | 0.0030584 | 267.3233 | -0.01762 | 267.3233 | 0
| 309.0304 | 0.082641 | 267.398 | 0.34108 | 267.32 | 0.12102 | 267.398 | 0.037553 | 267.398 | 0.0087653 | 362.2288 | 0.0048587 | 267.398 | 0.0013929 | 267.398 | 0
| 309.1071 | 0.066112 | 267.4727 | 0.34895 | 267.4 | 0.16136 | 267.4727 | 0.0042037 | 267.4727 | 0.007758 | 362.3074 | 0.0029013 | 267.4727 | -0.023374 | 267.4727 | 0
| 309.1837 | 0.063096 | 267.5474 | 0.36044 | 267.47 | 0.12102 | 267.5474 | 0.035218 | 267.5474 | 0.0070363 | 362.386 | 0.0088332 | 267.5474 | 0.0044522 | 267.5474 | 0
| 309.2604 | 0.057094 | 267.6221 | 0.36928 | 267.55 | 0.16136 | 267.6221 | 0.0050756 | 267.6221 | 0.0063898 | 362.4646 | 0.0099851 | 267.6221 | -0.020695 | 267.6221 | 0
| 309.337 | 0.066505 | 267.6968 | 0.38145 | 267.62 | 0.16136 | 267.6968 | 0.036682 | 267.6968 | 0.017305 | 362.5432 | 0.0093767 | 267.6968 | 0.011696 | 267.6968 | 0
| 309.4137 | 0.067862 | 267.7715 | 0.39263 | 267.7 | 0.16136 | 267.7715 | 0.0078159 | 267.7715 | 0.0050968 | 362.6218 | 0.0070778 | 267.7715 | -0.01979 | 267.7715 | 0
| 309.4903 | 0.052872 | 267.8462 | 0.40554 | 267.77 | 0.16136 | 267.8462 | 0.047456 | 267.8462 | 0.013832 | 362.7004 | 0.0089618 | 267.8462 | 0.024657 | 267.8462 | 0
| 309.567 | 0.059417 | 267.9209 | 0.41658 | 267.85 | 0.16136 | 267.9209 | 0.004484 | 267.9209 | 0.0095472 | 362.7791 | 0.0016357 | 267.9209 | -0.021072 | 267.9209 | 0
| 309.6437 | 0.065871 | 267.9957 | 0.43066 | 267.92 | 0.16136 | 267.9957 | 0.053497 | 267.9957 | 0.007322 | 362.8577 | 0.015454 | 267.9957 | 0.0074517 | 267.9957 | 0
| 309.7203 | 0.056069 | 268.0704 | 0.44227 | 268 | 0.2017 | 268.0704 | 0.017843 | 268.0704 | 0.0070814 | 362.9363 | 0.010043 | 268.0704 | -0.019657 | 268.0704 | 0
| 309.797 | 0.066324 | 268.1451 | 0.45547 | 268.07 | 0.2017 | 268.1451 | 0.047207 | 268.1451 | 0.0088255 | 363.0149 | 3.0431e-05 | 268.1451 | 0.005037 | 268.1451 | 0
| 309.8737 | 0.06186 | 268.2198 | 0.46807 | 268.15 | 0.2017 | 268.2198 | 0.019493 | 268.2198 | 0.0068409 | 363.0935 | 0.0020104 | 268.2198 | -0.015356 | 268.2198 | 0
| 309.9504 | 0.060261 | 268.2946 | 0.48301 | 268.22 | 0.2017 | 268.2946 | 0.058666 | 268.2946 | 0.0093968 | 363.1721 | -0.0030524 | 268.2946 | 0.0026788 | 268.2946 | 0
| 310.027 | 0.047624 | 268.3693 | 0.49647 | 268.29 | 0.2017 | 268.3693 | 0.019835 | 268.3693 | 0.0032475 | 363.2507 | 0.0023053 | 268.3693 | -0.012696 | 268.3693 | 0
| 310.1037 | 0.050127 | 268.4441 | 0.513 | 268.37 | 0.2017 | 268.4441 | 0.047829 | 268.4441 | 0.0044954 | 363.3294 | 0.014636 | 268.4441 | 0.013149 | 268.4441 | 0
| 310.1804 | 0.084691 | 268.5188 | 0.52706 | 268.44 | 0.24204 | 268.5188 | 0.022607 | 268.5188 | 0.0066003 | 363.408 | -0.0018257 | 268.5188 | -0.01447 | 268.5188 | 0
| 310.2571 | 0.041411 | 268.5935 | 0.54351 | 268.52 | 0.24204 | 268.5935 | 0.057545 | 268.5935 | 0.011832 | 363.4866 | 0.0086032 | 268.5935 | -0.0047163 | 268.5936 | 0
| 310.3338 | 0.065328 | 268.6683 | 0.55774 | 268.59 | 0.28238 | 268.6683 | 0.021455 | 268.6683 | 0.0043601 | 363.5653 | 0.0083615 | 268.6683 | -0.011942 | 268.6683 | 0
| 310.4105 | 0.057064 | 268.7431 | 0.57493 | 268.67 | 0.24204 | 268.7431 | 0.058915 | 268.7431 | 0.004315 | 363.6439 | 0.014213 | 268.7431 | 0.0048483 | 268.7431 | 0
| 310.4872 | 0.059387 | 268.8178 | 0.59047 | 268.74 | 0.28238 | 268.8178 | 0.023167 | 268.8178 | 0.0052772 | 363.7225 | 0.0047365 | 268.8178 | -0.01579 | 268.8178 | 0
| 310.5639 | 0.065298 | 268.8926 | 0.60849 | 268.82 | 0.28238 | 268.8926 | 0.059475 | 268.8926 | 0.0072468 | 363.8012 | 0.0063674 | 268.8926 | 0.0022827 | 268.8926 | 0
| 310.6406 | 0.058572 | 268.9674 | 0.62579 | 268.89 | 0.28238 | 268.9674 | 0.039142 | 268.9674 | 0.0048112 | 363.8798 | 0.00086765 | 268.9674 | -0.02111 | 268.9674 | 0
| 310.7174 | 0.050459 | 269.0421 | 0.64373 | 268.97 | 0.32272 | 269.0421 | 0.079435 | 269.0421 | 0.0088556 | 363.9585 | 0.011105 | 269.0421 | 0.014356 | 269.0421 | 0
| 310.794 | 0.059025 | 269.1169 | 0.66135 | 269.04 | 0.32272 | 269.1169 | 0.028617 | 269.1169 | 0.0082692 | 364.0371 | 0.0061522 | 269.1169 | -0.0014774 | 269.1169 | 0
| 310.8708 | 0.049856 | 269.1917 | 0.68128 | 269.12 | 0.32272 | 269.1917 | 0.076072 | 269.1917 | 0.0083594 | 364.1158 | 0.0050442 | 269.1917 | 0.0092628 | 269.1917 | 0
| 310.9475 | 0.05619 | 269.2665 | 0.69781 | 269.19 | 0.32272 | 269.2665 | 0.050912 | 269.2665 | 0.0030521 | 364.1944 | 0.0086805 | 269.2665 | -0.0062632 | 269.2665 | 0
| 311.0242 | 0.072838 | 269.3413 | 0.71908 | 269.27 | 0.36306 | 269.3413 | 0.073955 | 269.3413 | 0.0099982 | 364.2731 | 0.0016164 | 269.3413 | 0.0010911 | 269.3413 | 0
| 311.101 | 0.063639 | 269.4161 | 0.73685 | 269.34 | 0.32272 | 269.4161 | 0.041197 | 269.4161 | 0.0019696 | 364.3517 | -0.0042286 | 269.4161 | -0.012885 | 269.4161 | 0
| 311.1777 | 0.053324 | 269.4909 | 0.75917 | 269.42 | 0.36306 | 269.4909 | 0.085258 | 269.4909 | 0.010179 | 364.4304 | 0.0077982 | 269.4909 | 0.005735 | 269.4909 | 0
| 311.2544 | 0.07311 | 269.5657 | 0.77864 | 269.49 | 0.36306 | 269.5657 | 0.052469 | 269.5657 | 0.00014054 | 364.5091 | -0.0016393 | 269.5657 | -0.0014954 | 269.5657 | 0
| 311.3311 | 0.065811 | 269.6405 | 0.80214 | 269.57 | 0.36306 | 269.6405 | 0.094133 | 269.6405 | 0.007743 | 364.5877 | 0.0052489 | 269.6405 | 0.0063198 | 269.6405 | 0
| 311.4079 | 0.051967 | 269.7153 | 0.82346 | 269.64 | 0.4034 | 269.7153 | 0.055334 | 269.7153 | 0.0058185 | 364.6664 | 0.00855 | 269.7153 | -0.022619 | 269.7153 | 0
| 311.4846 | 0.04132 | 269.7901 | 0.84778 | 269.72 | 0.4034 | 269.7901 | 0.09432 | 269.7901 | 0.010374 | 364.7451 | 0.010225 | 269.7901 | 0.015149 | 269.7901 | 0
| 311.5614 | 0.064393 | 269.8649 | 0.86748 | 269.79 | 0.4034 | 269.8649 | 0.061344 | 269.8649 | 0.0079685 | 364.8237 | -0.001072 | 269.8649 | -0.018431 | 269.8649 | 0
| 311.6381 | 0.053686 | 269.9397 | 0.88907 | 269.86 | 0.4034 | 269.9397 | 0.10528 | 269.9397 | 0.010479 | 364.9024 | 0.010965 | 269.9397 | -0.0043578 | 269.9397 | 0
| 311.7149 | 0.047383 | 270.0145 | 0.90931 | 269.94 | 0.44374 | 270.0145 | 0.055707 | 270.0145 | 0.0072919 | 364.9811 | -0.0056928 | 270.0145 | -0.016432 | 270.0146 | 0
| 311.7916 | 0.047322 | 270.0894 | 0.93243 | 270.01 | 0.44374 | 270.0894 | 0.10609 | 270.0894 | 0.0041496 | 365.0598 | 0.0090046 | 270.0894 | -0.0093005 | 270.0894 | 0
| 311.8684 | 0.042919 | 270.1642 | 0.9531 | 270.09 | 0.44374 | 270.1642 | 0.087469 | 270.1642 | 0.011081 | 365.1384 | -0.0055983 | 270.1642 | -0.0081497 | 270.1642 | 0
| 311.9452 | 0.049735 | 270.239 | 0.97891 | 270.16 | 0.48408 | 270.239 | 0.11229 | 270.239 | 0.0074723 | 365.2171 | 0.011402 | 270.239 | 0.016016 | 270.239 | 0
| 312.0219 | 0.061287 | 270.3139 | 1.0068 | 270.24 | 0.48408 | 270.3139 | 0.083888 | 270.3139 | 0.0015787 | 365.2958 | -0.0093734 | 270.3139 | -0.016394 | 270.3139 | 0
| 312.0987 | 0.050911 | 270.3887 | 1.033 | 270.31 | 0.48408 | 270.3887 | 0.11792 | 270.3887 | 0.0052772 | 365.3745 | 0.01095 | 270.3887 | 0.0027354 | 270.3887 | 0
| 312.1755 | 0.05444 | 270.4636 | 1.0598 | 270.39 | 0.48408 | 270.4636 | 0.092358 | 270.4636 | 0.0068409 | 365.4532 | 0.0059086 | 270.4636 | -0.011168 | 270.4636 | 0
| 312.2522 | 0.061438 | 270.5384 | 1.0867 | 270.46 | 0.52442 | 270.5384 | 0.12916 | 270.5384 | 0.011772 | 365.5319 | 0.011959 | 270.5384 | -0.00024341 | 270.5384 | 0
| 312.329 | 0.058844 | 270.6133 | 1.1139 | 270.54 | 0.52442 | 270.6133 | 0.096655 | 270.6133 | 0.0098779 | 365.6106 | 0.0066075 | 270.6133 | -0.019148 | 270.6133 | 0
| 312.4058 | 0.062101 | 270.6881 | 1.1413 | 270.61 | 0.52442 | 270.6881 | 0.13941 | 270.6881 | 0.010615 | 365.6893 | 0.0098146 | 270.6881 | 0.0081497 | 270.6881 | 0
| 312.4826 | 0.030523 | 270.763 | 1.1703 | 270.69 | 0.56476 | 270.763 | 0.10889 | 270.763 | 0.0097877 | 365.768 | 0.0015005 | 270.763 | -0.027185 | 270.763 | 0
| 312.5594 | 0.037882 | 270.8379 | 1.1977 | 270.76 | 0.48408 | 270.8379 | 0.14975 | 270.8379 | 0.012945 | 365.8467 | 0.01363 | 270.8379 | 0.0027354 | 270.8379 | 0
| 312.6362 | 0.05809 | 270.9127 | 1.2275 | 270.84 | 0.52442 | 270.9127 | 0.11792 | 270.9127 | 0.00012101 | 365.9254 | -0.0053633 | 270.9127 | -0.018658 | 270.9127 | 0
| 312.7129 | 0.04509 | 270.9876 | 1.2553 | 270.91 | 0.56476 | 270.9876 | 0.15607 | 270.9876 | 0.0078031 | 366.0041 | 0.019454 | 270.9876 | -0.0044899 | 270.9876 | 0
| 312.7898 | 0.049886 | 271.0625 | 1.2849 | 270.99 | 0.56476 | 271.0625 | 0.12589 | 271.0625 | 0.0096073 | 366.0828 | -0.00036767 | 271.0625 | 0.0044899 | 271.0625 | 0
| 312.8666 | 0.065449 | 271.1374 | 1.3158 | 271.06 | 0.6051 | 271.1374 | 0.17805 | 271.1374 | 0.010539 | 366.1615 | 0.0028696 | 271.1374 | 0.02394 | 271.1374 | 0
| 312.9434 | 0.077393 | 271.2122 | 1.3461 | 271.14 | 0.64544 | 271.2122 | 0.19465 | 271.2122 | 0.0050367 | 366.2402 | -0.008213 | 271.2122 | -0.0075272 | 271.2122 | 0
| 313.0202 | 0.062704 | 271.2871 | 1.3776 | 271.21 | 0.64544 | 271.2871 | 0.15476 | 271.2871 | 0.0090059 | 366.319 | 0.0070988 | 271.2871 | 0.00071488 | 271.2871 | 0
| 313.097 | 0.035439 | 271.362 | 1.4099 | 271.29 | 0.64544 | 271.362 | 0.18908 | 271.362 | 0.0058486 | 366.3977 | 6.5194e-05 | 271.362 | 0.022789 | 271.362 | 0
| 313.1738 | 0.045301 | 271.4369 | 1.4393 | 271.36 | 0.64544 | 271.4369 | 0.14847 | 271.4369 | 0.0032926 | 366.4764 | 0.0086678 | 271.4369 | -0.017922 | 271.4369 | 0
| 313.2506 | 0.044517 | 271.5118 | 1.4703 | 271.44 | 0.68578 | 271.5118 | 0.20698 | 271.5118 | 0.0051119 | 366.5551 | -0.00358 | 271.5118 | 0.0023015 | 271.5118 | 0
| 313.3274 | 0.036374 | 271.5867 | 1.5016 | 271.51 | 0.68578 | 271.5867 | 0.1684 | 271.5867 | 0.0048112 | 366.6339 | 0.012932 | 271.5867 | -0.01413 | 271.5867 | 0
| 313.4043 | 0.048378 | 271.6616 | 1.5332 | 271.59 | 0.68578 | 271.6616 | 0.21884 | 271.6616 | 0.012238 | 366.7126 | 0.00025417 | 271.6616 | 0.0048295 | 271.6616 | 0
| 313.4811 | 0.040446 | 271.7365 | 1.566 | 271.66 | 0.72612 | 271.7365 | 0.17665 | 271.7365 | 0.0040594 | 366.7913 | 0.00071676 | 271.7365 | -0.0027166 | 271.7365 | 0
| 313.5579 | 0.068887 | 271.8114 | 1.5998 | 271.74 | 0.72612 | 271.8114 | 0.22716 | 271.8114 | 0.0098178 | 366.8701 | 0.0067669 | 271.8114 | 0.0090175 | 271.8115 | 0
| 313.6347 | 0.045513 | 271.8864 | 1.6352 | 271.81 | 0.76646 | 271.8864 | 0.20047 | 271.8864 | 0.0054577 | 366.9488 | 0.011727 | 271.8864 | -0.0095835 | 271.8864 | 0
| 313.7116 | 0.05257 | 271.9613 | 1.6695 | 271.89 | 0.76646 | 271.9613 | 0.24827 | 271.9613 | 0.01069 | 367.0275 | -0.00056519 | 271.9613 | 0.026675 | 271.9613 | 0
| 313.7884 | 0.04506 | 272.0362 | 1.7045 | 271.96 | 0.76646 | 272.0362 | 0.2114 | 272.0362 | 0.0097877 | 367.1063 | 0.00032475 | 272.0362 | -0.015205 | 272.0362 | 0
| 313.8653 | 0.067651 | 272.1112 | 1.7363 | 272.04 | 0.76646 | 272.1112 | 0.26829 | 272.1112 | 0.01296 | 367.185 | -0.0010805 | 272.1112 | 0.017771 | 272.1111 | 0
| 313.9421 | 0.036826 | 272.1861 | 1.7633 | 272.11 | 0.8068 | 272.1861 | 0.22622 | 272.1861 | 0.0097877 | 367.2638 | 0.011892 | 272.1861 | -0.011904 | 272.1861 | 0
| 314.019 | 0.054712 | 272.261 | 1.7967 | 272.19 | 0.8068 | 272.261 | 0.28262 | 272.261 | 0.014945 | 367.3425 | 0.00080548 | 272.261 | 0.018941 | 272.261 | 0
| 314.0958 | 0.053023 | 272.336 | 1.8253 | 272.26 | 0.84714 | 272.336 | 0.23585 | 272.336 | 0.0018192 | 367.4213 | 0.0030449 | 272.336 | -0.02177 | 272.336 | 0
| 314.1727 | 0.068224 | 272.4109 | 1.8581 | 272.34 | 0.84714 | 272.4109 | 0.28283 | 272.4109 | 0.008615 | 367.5 | -0.0045518 | 272.4109 | 0.0083572 | 272.4109 | 0
| 314.2495 | 0.031428 | 272.4859 | 1.8879 | 272.41 | 0.84714 | 272.4859 | 0.26048 | 272.4859 | 0.00034719 | 367.5788 | 0.010896 | 272.4859 | -0.031316 | 272.4859 | 0
| 314.3264 | 0.035801 | 272.5608 | 1.9207 | 272.49 | 0.84714 | 272.5608 | 0.31646 | 272.5608 | 0.0152 | 367.6575 | 0.0026158 | 272.5608 | 0.0062066 | 272.5608 | 0
| 314.4033 | 0.057879 | 272.6358 | 1.9501 | 272.56 | 0.92782 | 272.6358 | 0.27412 | 272.6358 | 0.011772 | 367.7363 | 0.0088028 | 272.6358 | -0.024619 | 272.6358 | 0
| 314.4801 | 0.044005 | 272.7107 | 1.9824 | 272.64 | 0.88748 | 272.7107 | 0.32282 | 272.7107 | 0.01084 | 367.8151 | 0.013898 | 272.7107 | 1.6001e-05 | 272.7107 | 0
| 314.557 | 0.037701 | 272.7857 | 2.0117 | 272.71 | 0.92782 | 272.7857 | 0.29485 | 272.7857 | 0.0059538 | 367.8938 | 0.011901 | 272.7857 | -0.013357 | 272.7857 | 0
| 314.6338 | 0.064152 | 272.8607 | 2.0433 | 272.79 | 0.92782 | 272.8607 | 0.33979 | 272.8607 | 0.011381 | 367.9726 | 0.0023546 | 272.8607 | 0.024619 | 272.8607 | 0
| 314.7107 | 0.059507 | 272.9356 | 2.0734 | 272.86 | 0.96816 | 272.9356 | 0.3046 | 272.9356 | 0.014809 | 368.0514 | 0.012923 | 272.9356 | -0.014526 | 272.9356 | 0
| 314.7876 | 0.080469 | 273.0106 | 2.1038 | 272.94 | 0.96816 | 273.0106 | 0.36504 | 273.0106 | 0.0078181 | 368.1301 | 0.0087579 | 273.0106 | -0.0028486 | 273.0106 | 0
| 314.8645 | 0.036585 | 273.0856 | 2.1321 | 273.01 | 1.0085 | 273.0856 | 0.3244 | 273.0856 | 0.010419 | 368.2089 | -0.0024365 | 273.0856 | -0.0064519 | 273.0856 | 0
| 314.9414 | 0.045362 | 273.1606 | 2.1632 | 273.09 | 1.0488 | 273.1606 | 0.37796 | 273.1606 | 0.0089007 | 368.2877 | 0.0032729 | 273.1606 | 0.0077536 | 273.1606 | 0
| 315.0183 | 0.055345 | 273.2356 | 2.1883 | 273.16 | 1.0488 | 273.2356 | 0.34327 | 273.2356 | 0.0054577 | 368.3665 | 0.003959 | 273.2356 | -0.0067726 | 273.2356 | 0
| 315.0952 | 0.06011 | 273.3105 | 2.2223 | 273.24 | 1.0488 | 273.3105 | 0.40561 | 273.3105 | 0.01287 | 368.4453 | -0.0053996 | 273.3105 | 0.014734 | 273.3105 | 0
| 315.1721 | 0.075643 | 273.3855 | 2.2482 | 273.31 | 1.1295 | 273.3855 | 0.36937 | 273.3855 | 0.005187 | 368.524 | 0.0093807 | 273.3855 | -0.01679 | 273.3855 | 0
| 315.249 | 0.061257 | 273.4605 | 2.2776 | 273.39 | 1.1295 | 273.4605 | 0.41377 | 273.4605 | 0.0067958 | 368.6028 | 0.0021432 | 273.4605 | 0.017714 | 273.4605 | 0
| 315.3259 | 0.055647 | 273.5355 | 2.303 | 273.46 | 1.1295 | 273.5355 | 0.37837 | 273.5355 | 0.0096674 | 368.6816 | 0.012452 | 273.5355 | -0.018148 | 273.5356 | 0
| 315.4028 | 0.053294 | 273.6105 | 2.332 | 273.54 | 1.1699 | 273.6105 | 0.43949 | 273.6105 | 0.012088 | 368.7604 | 0.0066712 | 273.6105 | -0.0083195 | 273.6105 | 0
| 315.4797 | 0.041592 | 273.6856 | 2.3564 | 273.61 | 1.2102 | 273.6856 | 0.40677 | 273.6856 | 0.0077881 | 368.8392 | 0.01085 | 273.6856 | -0.014545 | 273.6855 | 0
| 315.5566 | 0.062192 | 273.7606 | 2.3829 | 273.69 | 1.2102 | 273.7606 | 0.46332 | 273.7606 | 0.0079986 | 368.918 | -0.0048255 | 273.7606 | 0.00049232 | 273.7606 | 0
| 315.6335 | 0.038395 | 273.8356 | 2.4066 | 273.76 | 1.2505 | 273.8356 | 0.43442 | 273.8356 | 0.010028 | 368.9968 | 0.0044748 | 273.8356 | -0.01596 | 273.8356 | 0
| 315.7104 | 0.079293 | 273.9106 | 2.4323 | 273.84 | 1.2505 | 273.9106 | 0.47502 | 273.9106 | 0.013426 | 369.0756 | 0.004028 | 273.9106 | 0.01462 | 273.9106 | 0
| 315.7874 | 0.049102 | 273.9856 | 2.455 | 273.91 | 1.2909 | 273.9856 | 0.45581 | 273.9856 | 0.0061944 | 369.1544 | 0.0091322 | 273.9856 | -0.013677 | 273.9856 | 0
| 315.8643 | 0.051575 | 274.0607 | 2.4816 | 273.99 | 1.3312 | 274.0607 | 0.50324 | 274.0607 | 0.012013 | 369.2332 | -0.00011947 | 274.0607 | 0.016224 | 274.0607 | 0
| 315.9412 | 0.051786 | 274.1357 | 2.503 | 274.06 | 1.3312 | 274.1357 | 0.46026 | 274.1357 | 0.0046157 | 369.312 | 0.019637 | 274.1357 | -0.025657 | 274.1357 | 0
| 316.0181 | 0.057366 | 274.2107 | 2.5282 | 274.14 | 1.3716 | 274.2107 | 0.53384 | 274.2107 | 0.015095 | 369.3908 | 0.00072891 | 274.2107 | 0.015224 | 274.2107 | 0
| 316.0951 | 0.04699 | 274.2858 | 2.5481 | 274.21 | 1.4119 | 274.2858 | 0.49187 | 274.2858 | 0.0095923 | 369.4696 | 0.0072533 | 274.2858 | -0.015356 | 274.2858 | 0
| 316.172 | 0.03571 | 274.3608 | 2.5707 | 274.29 | 1.4522 | 274.3608 | 0.56227 | 274.3608 | 0.0082091 | 369.5484 | -0.0012329 | 274.3608 | -0.0028675 | 274.3608 | 0
| 316.2489 | 0.057336 | 274.4359 | 2.5886 | 274.36 | 1.4522 | 274.4359 | 0.51554 | 274.4359 | 0.0040143 | 369.6273 | 0.0044425 | 274.4359 | -0.0051124 | 274.4359 | 0
| 316.3259 | 0.055496 | 274.5109 | 2.6091 | 274.44 | 1.4522 | 274.5109 | 0.57199 | 274.5109 | 0.01066 | 369.7061 | 0.00095498 | 274.5109 | 0.0046408 | 274.5109 | 0
| 316.4028 | 0.055888 | 274.586 | 2.6264 | 274.51 | 1.4926 | 274.586 | 0.54259 | 274.586 | 0.0031273 | 369.7849 | -0.0037781 | 274.586 | -0.0037542 | 274.586 | 0
| 316.4798 | 0.046508 | 274.661 | 2.6462 | 274.59 | 1.5329 | 274.661 | 0.60213 | 274.661 | 0.0083594 | 369.8637 | 0.0097697 | 274.661 | 0.017752 | 274.661 | 0
| 316.5567 | 0.055858 | 274.7361 | 2.6631 | 274.66 | 1.5733 | 274.7361 | 0.58675 | 274.7361 | 0.0060741 | 369.9426 | -0.0012316 | 274.7361 | -0.016394 | 274.7361 | 0
| 316.6337 | 0.056913 | 274.8111 | 2.6802 | 274.74 | 1.6136 | 274.8111 | 0.62502 | 274.8111 | 0.011051 | 370.0214 | 0.0045544 | 274.8111 | 0.0071499 | 274.8112 | 0
| 316.7106 | 0.059025 | 274.8862 | 2.6959 | 274.81 | 1.6943 | 274.8862 | 0.59335 | 274.8862 | 0.0097426 | 370.1002 | 0.0040386 | 274.8862 | -0.027543 | 274.8862 | 0
| 316.7876 | 0.057758 | 274.9613 | 2.7104 | 274.89 | 1.6539 | 274.9613 | 0.64065 | 274.9613 | 0.007773 | 370.179 | 0.0041278 | 274.9613 | 0.0011256 | 274.9613 | 0
| 316.8646 | 0.074799 | 275.0364 | 2.7208 | 274.96 | 1.7346 | 275.0364 | 0.62374 | 275.0364 | 0.00012173 | 370.2579 | 0.0018205 | 275.0364 | -0.021431 | 275.0364 | 0
| 316.9415 | 0.078569 | 275.1114 | 2.7342 | 275.04 | 1.7346 | 275.1114 | 0.69237 | 275.1114 | 0.016253 | 370.3367 | 0.00056021 | 275.1114 | 0.0051879 | 275.1115 | 0
| 317.0185 | 0.042768 | 275.1865 | 2.7416 | 275.11 | 1.8153 | 275.1865 | 0.65955 | 275.1865 | 0.0029168 | 370.4156 | 0.00033889 | 275.1865 | -0.016752 | 275.1865 | 0
| 317.0955 | 0.046146 | 275.2616 | 2.755 | 275.19 | 1.8153 | 275.2616 | 0.70835 | 275.2616 | 0.012584 | 370.4944 | 0.0058357 | 275.2616 | 0.010263 | 275.2616 | 0
| 317.1725 | 0.05996 | 275.3367 | 2.7673 | 275.26 | 1.8556 | 275.3367 | 0.68334 | 275.3367 | 0.0093517 | 370.5732 | -0.0014695 | 275.3367 | -0.013621 | 275.3367 | 0
| 317.2495 | 0.057879 | 275.4118 | 2.7824 | 275.34 | 1.896 | 275.4118 | 0.72454 | 275.4118 | 0.010239 | 370.6521 | 0.010455 | 275.4118 | 0.0078479 | 275.4118 | 0
| 317.3264 | 0.031066 | 275.4869 | 2.7928 | 275.41 | 1.9363 | 275.4869 | 0.72037 | 275.4869 | 0.0062395 | 370.731 | 0.0080715 | 275.4869 | -0.01098 | 275.4869 | 0
| 317.4034 | 0.04877 | 275.562 | 2.8038 | 275.49 | 2.017 | 275.562 | 0.77078 | 275.562 | 0.0079835 | 370.8098 | 0.01787 | 275.562 | 0.0080365 | 275.562 | 0
| 317.4804 | 0.042708 | 275.6371 | 2.8087 | 275.56 | 2.017 | 275.6371 | 0.75098 | 275.6371 | 0.0066154 | 370.8887 | -0.0026749 | 275.6371 | -0.016639 | 275.6371 | 0
| 317.5574 | 0.046448 | 275.7122 | 2.8159 | 275.64 | 2.0977 | 275.7122 | 0.79361 | 275.7122 | 0.012434 | 370.9675 | 0.0095172 | 275.7122 | -0.0038862 | 275.7122 | 0
| 317.6344 | 0.076337 | 275.7873 | 2.8201 | 275.71 | 2.0977 | 275.7873 | 0.76997 | 275.7873 | 0.01096 | 371.0464 | -0.00028609 | 275.7873 | -0.021902 | 275.7874 | 0
| 317.7114 | 0.0507 | 275.8625 | 2.8262 | 275.79 | 2.138 | 275.8625 | 0.81883 | 275.8625 | 0.013125 | 371.1252 | 0.0049729 | 275.8625 | -0.0020752 | 275.8625 | 0
| 317.7884 | 0.059899 | 275.9376 | 2.8283 | 275.86 | 2.1784 | 275.9376 | 0.81307 | 275.9376 | 0.0053073 | 371.2041 | 0.001807 | 275.9376 | -0.0038296 | 275.9376 | 0
| 317.8654 | 0.072145 | 276.0127 | 2.8347 | 275.94 | 2.2187 | 276.0127 | 0.85816 | 276.0127 | 0.013396 | 371.283 | 0.0046743 | 276.0127 | -0.0001165 | 276.0127 | 0
| 317.9424 | 0.062644 | 276.0878 | 2.8379 | 276.01 | 2.259 | 276.0878 | 0.84337 | 276.0878 | 0.0041947 | 371.3618 | -0.00019058 | 276.0878 | -0.017054 | 276.0878 | 0
| 318.0194 | 0.075251 | 276.163 | 2.8433 | 276.09 | 2.2994 | 276.163 | 0.89272 | 276.163 | 0.0028566 | 371.4407 | 0.010919 | 276.163 | 0.0046408 | 276.163 | 0
| 318.0964 | 0.047292 | 276.2381 | 2.8451 | 276.16 | 2.4204 | 276.2381 | 0.87746 | 276.2381 | 0.0084045 | 371.5196 | -0.0040716 | 276.2381 | -0.02111 | 276.2381 | 0
| 318.1735 | 0.080198 | 276.3132 | 2.8488 | 276.24 | 2.4607 | 276.3132 | 0.94385 | 276.3132 | 0.007322 | 371.5984 | 0.014188 | 276.3132 | 0.01296 | 276.3133 | 0
| 318.2505 | 0.056521 | 276.3884 | 2.8495 | 276.31 | 2.5414 | 276.3884 | 0.9081 | 276.3884 | 0.010073 | 371.6773 | -0.0035585 | 276.3884 | -0.010734 | 276.3884 | 0
| 318.3275 | 0.062131 | 276.4635 | 2.8511 | 276.39 | 2.5818 | 276.4635 | 0.9573 | 276.4635 | 0.0053073 | 371.7562 | 0.0032926 | 276.4635 | -0.011791 | 276.4635 | 0
| 318.4045 | 0.090784 | 276.5387 | 2.8486 | 276.46 | 2.5818 | 276.5387 | 0.92697 | 276.5387 | 0.0080136 | 371.8351 | -0.0065271 | 276.5387 | -0.015224 | 276.5387 | 0
| 318.4816 | 0.060683 | 276.6139 | 2.8475 | 276.54 | 2.5818 | 276.6139 | 0.96568 | 276.6139 | 0.0074423 | 371.914 | 0.0081395 | 276.6139 | 0.013111 | 276.6139 | 0
| 318.5586 | 0.05257 | 276.689 | 2.8455 | 276.61 | 2.6624 | 276.689 | 0.96798 | 276.689 | 0.003864 | 371.9929 | 0.0002166 | 276.689 | -0.011545 | 276.689 | 0
| 318.6356 | 0.042346 | 276.7642 | 2.8424 | 276.69 | 2.6624 | 276.7642 | 1.0102 | 276.7642 | 0.010645 | 372.0718 | 0.014818 | 276.7642 | 0.0084516 | 276.7642 | 0
| 318.7127 | 0.054229 | 276.8393 | 2.8389 | 276.76 | 2.7028 | 276.8393 | 1.0036 | 276.8393 | 0.0081188 | 372.1507 | 0.0035874 | 276.8393 | -0.021865 | 276.8393 | 0
| 318.7897 | 0.075854 | 276.9145 | 2.8381 | 276.84 | 2.8238 | 276.9145 | 1.0731 | 276.9145 | 0.0089307 | 372.2296 | 0.0084208 | 276.9145 | 0.0067726 | 276.9145 | 0
| 318.8668 | 0.07121 | 276.9897 | 2.834 | 276.91 | 2.8641 | 276.9897 | 1.0538 | 276.9897 | 0.005187 | 372.3084 | 0.0054104 | 276.9897 | -0.020035 | 276.9897 | 0
| 318.9438 | 0.072899 | 277.0649 | 2.8318 | 276.99 | 2.9045 | 277.0649 | 1.1041 | 277.0649 | 0.012449 | 372.3874 | 0.0046192 | 277.0649 | 0.00881 | 277.0648 | 0
| 319.0208 | 0.059236 | 277.14 | 2.8243 | 277.06 | 2.9852 | 277.14 | 1.0912 | 277.14 | 0.0050066 | 372.4662 | 0.018248 | 277.14 | -0.011942 | 277.14 | 0
| 319.0979 | 0.072959 | 277.2152 | 2.8167 | 277.14 | 3.0255 | 277.2152 | 1.1583 | 277.2152 | 0.0088405 | 372.5452 | 0.0095529 | 277.2152 | 0.0086214 | 277.2152 | 0
| 319.175 | 0.048529 | 277.2904 | 2.8047 | 277.22 | 3.1062 | 277.2904 | 1.1393 | 277.2904 | 0.0018493 | 372.6241 | -0.0016995 | 277.2904 | -0.0103 | 277.2904 | 0
| 319.252 | 0.077453 | 277.3656 | 2.7943 | 277.29 | 3.1465 | 277.3656 | 1.1934 | 277.3656 | 0.0074122 | 372.703 | 0.0051907 | 277.3656 | 0.0065651 | 277.3656 | 0
| 319.3291 | 0.088552 | 277.4408 | 2.7829 | 277.37 | 3.1869 | 277.4408 | 1.1934 | 277.4408 | 0.0043 | 372.7819 | -0.0010697 | 277.4408 | -0.021053 | 277.4408 | 0
| 319.4062 | 0.0412 | 277.516 | 2.7765 | 277.44 | 3.2272 | 277.516 | 1.2318 | 277.516 | 0.010539 | 372.8608 | 0.0089502 | 277.516 | -0.0040371 | 277.516 | 0
| 319.4832 | 0.048559 | 277.5912 | 2.7671 | 277.52 | 3.2675 | 277.5912 | 1.237 | 277.5912 | 0.0043601 | 372.9397 | -0.0019266 | 277.5912 | -0.0015959 | 277.5912 | 0
| 319.5603 | 0.063941 | 277.6664 | 2.7587 | 277.59 | 3.3482 | 277.6664 | 1.2896 | 277.6664 | 0.0094269 | 373.0186 | 0.0051996 | 277.6664 | 0.0036598 | 277.6664 | 0
| 319.6374 | 0.047835 | 277.7416 | 2.7484 | 277.67 | 3.3482 | 277.7416 | 1.2738 | 277.7416 | 0.0074573 | 373.0975 | -0.0027876 | 277.7416 | -0.014564 | 277.7416 | 0
| 319.7144 | 0.072356 | 277.8168 | 2.7394 | 277.74 | 3.3886 | 277.8168 | 1.3195 | 277.8168 | 0.0086902 | 373.1765 | 0.0011606 | 277.8168 | 0.015488 | 277.8168 | 0
| 319.7915 | 0.073894 | 277.8921 | 2.7245 | 277.82 | 3.4693 | 277.8921 | 1.3348 | 277.8921 | 0.0061042 | 373.2554 | -0.0051696 | 277.8921 | -0.012791 | 277.8921 | 0
| 319.8686 | 0.05622 | 277.9673 | 2.7126 | 277.89 | 3.4693 | 277.9673 | 1.3747 | 277.9673 | 0.011141 | 373.3343 | 0.0066705 | 277.9673 | 0.010376 | 277.9673 | 0
| 319.9457 | 0.089246 | 278.0425 | 2.6978 | 277.97 | 3.5499 | 278.0425 | 1.373 | 278.0425 | 0.0035182 | 373.4132 | 0.00024891 | 278.0425 | -0.011866 | 278.0425 | 0
| 320.0228 | 0.077875 | 278.1177 | 2.6829 | 278.04 | 3.5499 | 278.1177 | 1.4121 | 278.1177 | 0.0078632 | 373.4922 | 0.0034039 | 278.1177 | 0.0019997 | 278.1177 | 0
| 320.0999 | 0.060864 | 278.193 | 2.6664 | 278.12 | 3.6306 | 278.193 | 1.4257 | 278.193 | 0.002571 | 373.5711 | -0.012586 | 278.193 | -0.0023393 | 278.193 | 0
| 320.177 | 0.067651 | 278.2682 | 2.6508 | 278.19 | 3.671 | 278.2682 | 1.4703 | 278.2682 | 0.0076528 | 373.6501 | 0.0044605 | 278.2682 | 0.0038108 | 278.2682 | 0
| 320.2541 | 0.061769 | 278.3435 | 2.6346 | 278.27 | 3.7113 | 278.3435 | 1.481 | 278.3435 | 0.00049541 | 373.729 | -0.0011989 | 278.3435 | -0.01679 | 278.3434 | 0
| 320.3312 | 0.078297 | 278.4187 | 2.6206 | 278.34 | 3.7113 | 278.4187 | 1.5283 | 278.4187 | 0.0088856 | 373.8079 | -0.0036444 | 278.4187 | -0.0010688 | 278.4187 | 0
| 320.4083 | 0.052872 | 278.4939 | 2.6036 | 278.42 | 3.7516 | 278.4939 | 1.5307 | 278.4939 | 0.0014919 | 373.8869 | 0.0010949 | 278.4939 | -0.0085836 | 278.4939 | 0
| 320.4854 | 0.05824 | 278.5692 | 2.5858 | 278.49 | 3.792 | 278.5692 | 1.5901 | 278.5692 | 0.0074723 | 373.9658 | 0.0046666 | 278.5692 | 0.0062255 | 278.5692 | 0
| 320.5625 | 0.058572 | 278.6444 | 2.5671 | 278.57 | 3.8323 | 278.6444 | 1.5924 | 278.6444 | 0.0044654 | 374.0448 | 0.0039 | 278.6444 | -0.0086402 | 278.6444 | 0
| 320.6397 | 0.078961 | 278.7197 | 2.55 | 278.64 | 3.8323 | 278.7197 | 1.6458 | 278.7197 | 0.0067807 | 374.1237 | 0.0047974 | 278.7197 | -0.0066217 | 278.7197 | 0
| 320.7168 | 0.054862 | 278.795 | 2.5288 | 278.72 | 3.8727 | 278.795 | 1.6409 | 278.795 | 0.0065251 | 374.2027 | -0.00035756 | 278.795 | -0.0078856 | 278.795 | 0
| 320.7939 | 0.059085 | 278.8702 | 2.5096 | 278.79 | 3.913 | 278.8702 | 1.6877 | 278.8702 | 0.0082391 | 374.2816 | 0.0042443 | 278.8702 | 0.0083007 | 278.8702 | 0
| 320.871 | 0.057969 | 278.9455 | 2.4876 | 278.87 | 3.913 | 278.9455 | 1.7003 | 278.9455 | 0.0015185 | 374.3606 | -0.0055432 | 278.9455 | -0.011979 | 278.9455 | 0
| 320.9481 | 0.077121 | 279.0208 | 2.4682 | 278.95 | 3.913 | 279.0208 | 1.7246 | 279.0208 | 0.0079084 | 374.4395 | 0.013808 | 279.0208 | -0.0047729 | 279.0208 | 0
| 321.0253 | 0.052631 | 279.096 | 2.444 | 279.02 | 3.9533 | 279.096 | 1.7358 | 279.096 | 0.0036986 | 374.5185 | -0.0017749 | 279.096 | -0.015545 | 279.0961 | 0
| 321.1024 | 0.048318 | 279.1713 | 2.4234 | 279.1 | 3.9533 | 279.1713 | 1.8029 | 279.1713 | 0.011066 | 374.5975 | 0.0050064 | 279.1713 | 0.00615 | 279.1713 | 0
| 321.1796 | 0.077815 | 279.2466 | 2.4015 | 279.17 | 3.9937 | 279.2466 | 1.8229 | 279.2466 | 0.002135 | 374.6764 | 0.0090313 | 279.2466 | -0.0036221 | 279.2466 | 0
| 321.2567 | 0.054108 | 279.3219 | 2.3826 | 279.25 | 3.9937 | 279.3219 | 1.8775 | 279.3219 | 0.0070965 | 374.7554 | 0.0050802 | 279.3219 | -0.0016832 | 279.3219 | 0
| 321.3338 | 0.07311 | 279.3972 | 2.3595 | 279.32 | 4.034 | 279.3972 | 1.8951 | 279.3972 | 0.0024808 | 374.8344 | -0.00075863 | 279.3972 | -0.0065651 | 279.3972 | 0
| 321.411 | 0.06762 | 279.4725 | 2.3367 | 279.4 | 4.034 | 279.4725 | 1.9431 | 279.4725 | 0.0044954 | 374.9133 | 0.00052453 | 279.4725 | 0.0045276 | 279.4725 | 0
| 321.4881 | 0.058633 | 279.5478 | 2.312 | 279.47 | 4.034 | 279.5478 | 1.9518 | 279.5478 | 0.00067166 | 374.9923 | 0.0048053 | 279.5478 | -0.0072065 | 279.5478 | 0
| 321.5653 | 0.073834 | 279.6231 | 2.2883 | 279.55 | 3.9937 | 279.6231 | 1.9862 | 279.6231 | 0.0082091 | 375.0713 | 0.010612 | 279.6231 | 0.0091307 | 279.6231 | 0
| 321.6425 | 0.053385 | 279.6984 | 2.2639 | 279.62 | 3.9937 | 279.6984 | 2.0083 | 279.6984 | 0.0044353 | 375.1503 | 0.0013366 | 279.6984 | -0.012791 | 279.6984 | 0
| 321.7196 | 0.045573 | 279.7737 | 2.2413 | 279.7 | 4.034 | 279.7737 | 2.0504 | 279.7737 | 0.008194 | 375.2292 | 0.00080467 | 279.7737 | 0.0005208 | 279.7737 | 0
| 321.7968 | 0.065268 | 279.849 | 2.2152 | 279.77 | 3.9937 | 279.849 | 2.0553 | 279.849 | 0.0014845 | 375.3082 | 0.0026358 | 279.849 | -0.013885 | 279.849 | 0
| 321.8739 | 0.063549 | 279.9244 | 2.1907 | 279.85 | 3.9533 | 279.9244 | 2.1222 | 279.9244 | 0.0071416 | 375.3872 | 0.0060115 | 279.9244 | 0.011093 | 279.9243 | 0
| 321.9511 | 0.038877 | 279.9997 | 2.1666 | 279.92 | 3.9533 | 279.9997 | 2.1337 | 279.9997 | 0.0022703 | 375.4662 | 0.0025824 | 279.9997 | -0.0078479 | 279.9997 | 0
| 322.0283 | 0.048499 | 280.075 | 2.1426 | 280 | 3.9533 | 280.075 | 2.1687 | 280.075 | 0.012855 | 375.5452 | 0.012625 | 280.075 | 0.010187 | 280.075 | 0
| 322.1054 | 0.053445 | 280.1503 | 2.1176 | 280.08 | 3.9533 | 280.1503 | 2.2047 | 280.1503 | 0.0028867 | 375.6242 | 0.00032326 | 280.1503 | -0.0059236 | 280.1503 | 0
| 322.1826 | 0.060382 | 280.2257 | 2.0919 | 280.15 | 3.9533 | 280.2257 | 2.2414 | 280.2257 | 0.0061192 | 375.7032 | 0.013822 | 280.2257 | 0.008112 | 280.2256 | 0
| 322.2598 | 0.059568 | 280.301 | 2.0646 | 280.23 | 3.913 | 280.301 | 2.2492 | 280.301 | 0.0011352 | 375.7822 | 0.00053308 | 280.301 | -0.0088477 | 280.301 | 0
| 322.337 | 0.044306 | 280.3763 | 2.041 | 280.3 | 3.8323 | 280.3763 | 2.3052 | 280.3763 | 0.0087954 | 375.8612 | 0.006588 | 280.3763 | 0.00068735 | 280.3763 | 0
| 322.4142 | 0.070606 | 280.4517 | 2.0171 | 280.38 | 3.8727 | 280.4517 | 2.3024 | 280.4517 | 0.00042914 | 375.9402 | -0.0033956 | 280.4517 | -0.0094326 | 280.4517 | 0
| 322.4914 | 0.060955 | 280.527 | 1.995 | 280.45 | 3.792 | 280.527 | 2.3648 | 280.527 | 0.0093968 | 376.0192 | 0.017075 | 280.527 | 0.00073322 | 280.527 | 0
| 322.5686 | 0.049675 | 280.6024 | 1.9703 | 280.53 | 3.792 | 280.6024 | 2.3635 | 280.6024 | 0.0019094 | 376.0982 | 0.0029817 | 280.6024 | -0.0059236 | 280.6024 | 0
| 322.6458 | 0.050127 | 280.6777 | 1.9471 | 280.6 | 3.7516 | 280.6777 | 2.4082 | 280.6777 | 0.012253 | 376.1772 | -0.0014922 | 280.6777 | 0.0027166 | 280.6777 | 0
| 322.723 | 0.074196 | 280.7531 | 1.9212 | 280.68 | 3.7516 | 280.7531 | 2.4194 | 280.7531 | 0.0012238 | 376.2562 | -0.0004192 | 280.7531 | -0.01147 | 280.7531 | 0
| 322.8002 | 0.056944 | 280.8284 | 1.8953 | 280.75 | 3.671 | 280.8284 | 2.4687 | 280.8284 | 0.01081 | 376.3352 | 0.00069363 | 280.8284 | 0.0089232 | 280.8285 | 0
| 322.8773 | 0.037007 | 280.9038 | 1.8683 | 280.83 | 3.6306 | 280.9038 | 2.4501 | 280.9038 | 0.00045966 | 376.4142 | -0.0017182 | 280.9038 | -0.010357 | 280.9038 | 0
| 322.9546 | 0.054078 | 280.9792 | 1.8453 | 280.9 | 3.5499 | 280.9792 | 2.5075 | 280.9792 | 0.013336 | 376.4933 | 0.0060456 | 280.9792 | -0.0033203 | 280.9792 | 0
| 323.0318 | 0.054742 | 281.0546 | 1.8198 | 280.98 | 3.5499 | 281.0546 | 2.5162 | 281.0546 | 0.0018643 | 376.5723 | -0.0033481 | 281.0546 | -0.0054143 | 281.0546 | 0
| 323.109 | 0.072265 | 281.1299 | 1.7965 | 281.05 | 3.4693 | 281.1299 | 2.5429 | 281.1299 | 0.011923 | 376.6513 | 0.0047255 | 281.1299 | 0.0070556 | 281.1299 | 0
| 323.1862 | 0.032996 | 281.2053 | 1.7719 | 281.13 | 3.4289 | 281.2053 | 2.5726 | 281.2053 | 0.0015336 | 376.7303 | 0.00012368 | 281.2053 | -0.0074895 | 281.2053 | 0
| 323.2634 | 0.048559 | 281.2807 | 1.7479 | 281.21 | 3.4289 | 281.2807 | 2.6447 | 281.2807 | 0.011411 | 376.8094 | 0.0067041 | 281.2807 | 0.0031316 | 281.2807 | 0
| 323.3407 | 0.053927 | 281.3561 | 1.7246 | 281.28 | 3.4289 | 281.3561 | 2.6729 | 281.3561 | 0.005172 | 376.8884 | 0.0024454 | 281.3561 | -0.0056973 | 281.3561 | 0
| 323.4179 | 0.05812 | 281.4315 | 1.7028 | 281.36 | 3.3886 | 281.4315 | 2.7345 | 281.4315 | 0.013877 | 376.9674 | 0.0078067 | 281.4315 | 0.014828 | 281.4315 | 0
| 323.4951 | 0.034866 | 281.5069 | 1.677 | 281.43 | 3.3482 | 281.5069 | 2.7238 | 281.5069 | 0.0019245 | 377.0465 | 0.0035076 | 281.5069 | -0.020299 | 281.5069 | 0
| 323.5724 | 0.069641 | 281.5823 | 1.6532 | 281.51 | 3.3079 | 281.5823 | 2.7375 | 281.5823 | 0.01293 | 377.1255 | 0.0050351 | 281.5823 | 0.0029052 | 281.5823 | 0
| 323.6496 | 0.049795 | 281.6577 | 1.6275 | 281.58 | 3.1869 | 281.6577 | 2.683 | 281.6577 | 0.0030671 | 377.2045 | 0.00064343 | 281.6577 | -0.00089974 | 281.6577 | 0
| 323.7268 | 0.050972 | 281.7331 | 1.6055 | 281.66 | 3.0658 | 281.7331 | 2.6893 | 281.7331 | 0.013531 | 377.2836 | 0.0092777 | 281.7331 | 0.010583 | 281.7331 | 0
| 323.8041 | 0.03755 | 281.8085 | 1.5811 | 281.73 | 2.9852 | 281.8085 | 2.6966 | 281.8085 | 0.0020447 | 377.3626 | -0.004924 | 281.8085 | -0.0049615 | 281.8085 | 0
| 323.8813 | 0.030824 | 281.8839 | 1.5582 | 281.81 | 2.9045 | 281.8839 | 2.7932 | 281.8839 | 0.014674 | 377.4417 | 0.0057365 | 281.8839 | 0.0072065 | 281.8839 | 0
| 323.9586 | 0.062342 | 281.9593 | 1.5342 | 281.88 | 2.9852 | 281.9593 | 2.8356 | 281.9593 | 0.0059388 | 377.5207 | 0.0047324 | 281.9593 | -0.018846 | 281.9593 | 0
| 324.0358 | 0.055647 | 282.0347 | 1.512 | 281.96 | 2.9448 | 282.0347 | 2.8903 | 282.0347 | 0.016779 | 377.5998 | 0.0058525 | 282.0347 | -0.0024336 | 282.0347 | 0
| 324.1131 | 0.034293 | 282.1102 | 1.49 | 282.03 | 2.9045 | 282.1102 | 2.907 | 282.1102 | 0.0042398 | 377.6788 | -0.0058239 | 282.1102 | -0.011545 | 282.1102 | 0
| 324.1903 | 0.049765 | 282.1856 | 1.4674 | 282.11 | 2.8238 | 282.1856 | 2.9141 | 282.1856 | 0.017952 | 377.7579 | 0.0052374 | 282.1856 | 0.0080931 | 282.1856 | 0
| 324.2676 | 0.042255 | 282.261 | 1.4429 | 282.19 | 2.7835 | 282.261 | 2.9123 | 282.261 | 0.0037287 | 377.8369 | -0.0010157 | 282.261 | -0.0061878 | 282.261 | 0
| 324.3448 | 0.043341 | 282.3365 | 1.4193 | 282.26 | 2.7431 | 282.3365 | 2.9177 | 282.3365 | 0.014689 | 377.916 | 0.0044553 | 282.3365 | 0.015998 | 282.3365 | 0
| 324.4221 | 0.034625 | 282.4119 | 1.3947 | 282.34 | 2.6624 | 282.4119 | 2.9048 | 282.4119 | 0.0074874 | 377.9951 | 0.00084229 | 282.4119 | -0.016035 | 282.4119 | 0
| 324.4994 | 0.0412 | 282.4873 | 1.3723 | 282.41 | 2.6221 | 282.4873 | 2.9542 | 282.4873 | 0.018989 | 378.0741 | 0.002545 | 282.4873 | -0.0033957 | 282.4873 | 0
| 324.5766 | 0.036464 | 282.5628 | 1.3496 | 282.49 | 2.5818 | 282.5628 | 2.9537 | 282.5628 | 0.0069912 | 378.1532 | -0.0017641 | 282.5628 | -0.010376 | 282.5628 | 0
| 324.6539 | 0.041773 | 282.6382 | 1.3298 | 282.56 | 2.5011 | 282.6382 | 2.966 | 282.6382 | 0.019245 | 378.2322 | 0.0016342 | 282.6382 | 0.014319 | 282.6382 | 0
| 324.7312 | 0.027326 | 282.7137 | 1.3096 | 282.64 | 2.5011 | 282.7137 | 2.9619 | 282.7137 | 0.0069912 | 378.3113 | -0.006695 | 282.7137 | -0.0062066 | 282.7137 | 0
| 324.8085 | 0.042858 | 282.7891 | 1.2904 | 282.71 | 2.4204 | 282.7891 | 3.0418 | 282.7891 | 0.017861 | 378.3904 | 0.011393 | 282.7891 | 0.0014605 | 282.7892 | 0
| 324.8857 | 0.039571 | 282.8646 | 1.2694 | 282.79 | 2.3801 | 282.8646 | 3.0136 | 282.8646 | 0.0084496 | 378.4695 | -0.00035933 | 282.8646 | -0.010414 | 282.8646 | 0
| 324.963 | 0.043643 | 282.9401 | 1.2502 | 282.86 | 2.3801 | 282.9401 | 3.0334 | 282.9401 | 0.020733 | 378.5485 | 0.009396 | 282.9401 | 0.022563 | 282.9401 | 0
| 325.0403 | 0.050791 | 283.0155 | 1.2283 | 282.94 | 2.2994 | 283.0155 | 3.0164 | 283.0155 | 0.0092615 | 378.6276 | -0.0013819 | 283.0155 | -0.013187 | 283.0155 | 0
| 325.1176 | 0.033931 | 283.091 | 1.2075 | 283.02 | 2.259 | 283.091 | 3.043 | 283.091 | 0.019786 | 378.7067 | 0.0014794 | 283.091 | 0.0010873 | 283.091 | 0
| 325.1949 | 0.016649 | 283.1665 | 1.1865 | 283.09 | 2.2187 | 283.1665 | 3.0335 | 283.1665 | 0.016403 | 378.7858 | -0.0019759 | 283.1665 | -0.0045276 | 283.1665 | 0
| 325.2722 | 0.050127 | 283.242 | 1.1667 | 283.17 | 2.1784 | 283.242 | 3.0658 | 283.242 | 0.026597 | 378.8649 | -0.0026424 | 283.242 | 0.0073197 | 283.242 | 0
| 325.3495 | 0.034625 | 283.3174 | 1.1458 | 283.24 | 2.138 | 283.3174 | 3.0324 | 283.3174 | 0.0042398 | 378.9439 | -0.00088758 | 283.3174 | -0.016413 | 283.3174 | 0
| 325.4268 | 0.021505 | 283.3929 | 1.129 | 283.32 | 2.0977 | 283.3929 | 3.0695 | 283.3929 | 0.025454 | 379.023 | 0.0071664 | 283.3929 | 0.0081309 | 283.3929 | 0
| 325.5041 | 0.033509 | 283.4684 | 1.1096 | 283.39 | 2.0977 | 283.4684 | 3.0552 | 283.4684 | 0.011051 | 379.1021 | 0.0051036 | 283.4684 | -0.0015704 | 283.4684 | 0
| 325.5815 | 0.041049 | 283.5439 | 1.0934 | 283.47 | 2.017 | 283.5439 | 3.0754 | 283.5439 | 0.026867 | 379.1812 | -0.0034036 | 283.5439 | 0.0095269 | 283.5439 | 0
| 325.6587 | 0.033629 | 283.6194 | 1.0743 | 283.54 | 2.017 | 283.6194 | 3.073 | 283.6194 | 0.018147 | 379.2603 | -0.00062406 | 283.6194 | -0.015507 | 283.6194 | 0
| 325.736 | 0.032423 | 283.6949 | 1.0576 | 283.62 | 1.9767 | 283.6949 | 3.1106 | 283.6949 | 0.025589 | 379.3394 | -0.0026547 | 283.6949 | -0.0023959 | 283.6949 | 0
| 325.8134 | 0.021535 | 283.7704 | 1.0396 | 283.69 | 1.9363 | 283.7704 | 3.0738 | 283.7704 | 0.013922 | 379.4185 | 0.0034478 | 283.7704 | -0.0078668 | 283.7704 | 0
| 325.8907 | 0.029527 | 283.8459 | 1.0232 | 283.77 | 1.896 | 283.8459 | 3.0924 | 283.8459 | 0.024266 | 379.4976 | 0.011048 | 283.8459 | 0.0080177 | 283.8459 | 0
| 325.9681 | 0.021113 | 283.9214 | 1.0055 | 283.85 | 1.8556 | 283.9214 | 3.0865 | 283.9214 | 0.018433 | 379.5767 | -0.0068755 | 283.9214 | -0.00615 | 283.9214 | 0
| 326.0453 | 0.038214 | 283.9969 | 0.98866 | 283.92 | 1.8153 | 283.9969 | 3.1139 | 283.9969 | 0.032325 | 379.6558 | 0.011418 | 283.9969 | -0.0046031 | 283.9969 | 0
| 326.1227 | 0.043462 | 284.0725 | 0.97084 | 284 | 1.8153 | 284.0725 | 3.0695 | 284.0725 | 0.018959 | 379.735 | 0.0046769 | 284.0725 | -0.012055 | 284.0724 | 0
| 326.2 | 0.045754 | 284.148 | 0.95584 | 284.07 | 1.8153 | 284.148 | 3.0687 | 284.148 | 0.036084 | 379.8141 | 0.0012448 | 284.148 | 0.01479 | 284.148 | 0
| 326.2774 | 0.044125 | 284.2235 | 0.9391 | 284.15 | 1.775 | 284.2235 | 3.0643 | 284.2235 | 0.026221 | 379.8932 | -0.0025178 | 284.2235 | -0.0097721 | 284.2235 | 0
| 326.3547 | 0.032272 | 284.299 | 0.92425 | 284.22 | 1.7346 | 284.299 | 3.0643 | 284.299 | 0.037046 | 379.9723 | -0.00055532 | 284.299 | 0.0039994 | 284.299 | 0
| 326.432 | 0.021354 | 284.3746 | 0.90788 | 284.3 | 1.6943 | 284.3746 | 3.0348 | 284.3746 | 0.025499 | 380.0514 | -0.0009748 | 284.3746 | -0.013602 | 284.3746 | 0
| 326.5094 | 0.043824 | 284.4501 | 0.8926 | 284.37 | 1.6539 | 284.4501 | 3.0884 | 284.4501 | 0.038204 | 380.1305 | 0.0073164 | 284.4501 | 0.011017 | 284.4501 | 0
| 326.5867 | 0.03375 | 284.5256 | 0.87712 | 284.45 | 1.6539 | 284.5256 | 3.0566 | 284.5256 | 0.022537 | 380.2097 | 0.0087964 | 284.5256 | 0.0036976 | 284.5256 | 0
| 326.6641 | 0.013723 | 284.6012 | 0.86312 | 284.53 | 1.6539 | 284.6012 | 3.0902 | 284.6012 | 0.037061 | 380.2888 | 0.0059415 | 284.6012 | -0.00015295 | 284.6012 | 0
| 326.7415 | 0.021776 | 284.6767 | 0.8483 | 284.6 | 1.6136 | 284.6767 | 3.0494 | 284.6767 | 0.024492 | 380.3679 | -0.0043989 | 284.6767 | -0.016262 | 284.6767 | 0
| 326.8188 | 0.038123 | 284.7523 | 0.83452 | 284.68 | 1.6136 | 284.7523 | 3.0391 | 284.7523 | 0.042038 | 380.447 | 0.0044786 | 284.7523 | 0.0056029 | 284.7523 | 0
| 326.8962 | 0.023887 | 284.8278 | 0.81836 | 284.75 | 1.5733 | 284.8278 | 3.0017 | 284.8278 | 0.031679 | 380.5262 | 0.0019774 | 284.8278 | -0.010527 | 284.8279 | 0
| 326.9735 | 0.02446 | 284.9034 | 0.80607 | 284.83 | 1.5733 | 284.9034 | 3.0088 | 284.9034 | 0.037617 | 380.6053 | 0.0094046 | 284.9034 | -0.00015424 | 284.9034 | 0
| 327.0509 | 0.010315 | 284.979 | 0.7929 | 284.9 | 1.5329 | 284.979 | 2.9722 | 284.979 | 0.028296 | 380.6844 | -0.0089434 | 284.979 | -0.016865 | 284.979 | 0
| 327.1283 | 0.033539 | 285.0545 | 0.78047 | 284.98 | 1.5329 | 285.0545 | 3.0094 | 285.0545 | 0.045886 | 380.7636 | 0.0063702 | 285.0545 | 0.0082252 | 285.0545 | 0
| 327.2057 | 0.021836 | 285.1301 | 0.76618 | 285.05 | 1.4926 | 285.1301 | 2.9508 | 285.1301 | 0.029814 | 380.8427 | -0.006983 | 285.1301 | -0.014658 | 285.1301 | 0
| 327.283 | 0.034625 | 285.2057 | 0.75481 | 285.13 | 1.4522 | 285.2057 | 2.9705 | 285.2057 | 0.045962 | 380.9218 | 0.0022292 | 285.2057 | 0.0072253 | 285.2057 | 0
| 327.3604 | 0.039661 | 285.2812 | 0.74052 | 285.21 | 1.4522 | 285.2812 | 2.9551 | 285.2812 | 0.036294 | 381.001 | 0.0020978 | 285.2812 | -0.01713 | 285.2812 | 0
| 327.4378 | 0.033901 | 285.3568 | 0.72861 | 285.28 | 1.4119 | 285.3568 | 2.9711 | 285.3568 | 0.052336 | 381.0801 | 0.0081011 | 285.3568 | 0.0067726 | 285.3568 | 0
| 327.5152 | 0.02259 | 285.4324 | 0.71449 | 285.36 | 1.4119 | 285.4324 | 2.9015 | 285.4324 | 0.039512 | 381.1593 | 0.0021468 | 285.4324 | -0.01098 | 285.4324 | 0
| 327.5926 | 0.034353 | 285.508 | 0.7032 | 285.43 | 1.4119 | 285.508 | 2.924 | 285.508 | 0.053464 | 381.2384 | 0.00019108 | 285.508 | 0.0038674 | 285.508 | 0
| 327.6699 | 0.033509 | 285.5836 | 0.69106 | 285.51 | 1.3716 | 285.5836 | 2.8832 | 285.5836 | 0.039346 | 381.3176 | -0.0028286 | 285.5836 | -0.013149 | 285.5836 | 0
| 327.7473 | 0.05634 | 285.6592 | 0.67999 | 285.58 | 1.3716 | 285.6592 | 2.8959 | 285.6592 | 0.058621 | 381.3968 | 0.013904 | 285.6592 | 0.0052256 | 285.6592 | 0
| 327.8247 | 0.019424 | 285.7348 | 0.66819 | 285.66 | 1.3716 | 285.7348 | 2.8781 | 285.7348 | 0.043391 | 381.4759 | -0.00078334 | 285.7348 | -0.0093005 | 285.7348 | 0
| 327.9021 | 0.031367 | 285.8104 | 0.65841 | 285.73 | 1.3312 | 285.8104 | 2.8797 | 285.8104 | 0.056712 | 381.5551 | 0.001997 | 285.8104 | 0.0012144 | 285.8104 | 0
| 327.9795 | 0.019333 | 285.886 | 0.64578 | 285.81 | 1.3312 | 285.886 | 2.8353 | 285.886 | 0.048262 | 381.6342 | -0.00075951 | 285.886 | -0.0049427 | 285.886 | 0
| 328.0569 | 0.060472 | 285.9616 | 0.63726 | 285.89 | 1.2909 | 285.9616 | 2.8737 | 285.9616 | 0.061012 | 381.7134 | 0.0062238 | 285.9616 | 0.013375 | 285.9616 | 0
| 328.1343 | 0.023646 | 286.0372 | 0.62562 | 285.96 | 1.3312 | 286.0372 | 2.7993 | 286.0372 | 0.04948 | 381.7926 | -0.0030542 | 286.0372 | -0.012715 | 286.0372 | 0
| 328.2118 | 0.041169 | 286.1128 | 0.61562 | 286.04 | 1.2909 | 286.1128 | 2.842 | 286.1128 | 0.065251 | 381.8717 | -0.00046931 | 286.1128 | 0.00532 | 286.1128 | 0
| 328.2892 | 0.034112 | 286.1884 | 0.6049 | 286.11 | 1.2505 | 286.1884 | 2.7847 | 286.1884 | 0.054592 | 381.9509 | -0.0014952 | 286.1884 | 0.0012941 | 286.1884 | 0
| 328.3666 | 0.0072386 | 286.264 | 0.59666 | 286.19 | 1.2909 | 286.264 | 2.7914 | 286.264 | 0.067883 | 382.0301 | 0.011185 | 286.264 | 0.0076215 | 286.264 | 0
| 328.444 | 0.0061226 | 286.3397 | 0.58696 | 286.26 | 1.2505 | 286.3397 | 2.7672 | 286.3397 | 0.058426 | 382.1093 | 0.0012628 | 286.3397 | -0.013715 | 286.3397 | 0
| 328.5214 | 0.0282 | 286.4153 | 0.57878 | 286.34 | 1.2505 | 286.4153 | 2.7789 | 286.4153 | 0.071807 | 382.1884 | 0.0061348 | 286.4153 | 0.0039239 | 286.4153 | 0
| 328.5989 | 0.033871 | 286.4909 | 0.56869 | 286.42 | 1.2505 | 286.4909 | 2.7374 | 286.4909 | 0.07101 | 382.2676 | -0.010264 | 286.4909 | -0.011376 | 286.4909 | 0
| 328.6763 | 0.038877 | 286.5666 | 0.5603 | 286.49 | 1.2505 | 286.5666 | 2.7414 | 286.5666 | 0.075911 | 382.3468 | 0.0092209 | 286.5666 | 0.011451 | 286.5666 | 0
| 328.7537 | 0.02633 | 286.6422 | 0.54981 | 286.57 | 1.2505 | 286.6422 | 2.7006 | 286.6422 | 0.068198 | 382.426 | 0.0046975 | 286.6422 | -0.016526 | 286.6422 | 0
| 328.8311 | 0.034293 | 286.7179 | 0.54243 | 286.64 | 1.1699 | 286.7179 | 2.7004 | 286.7179 | 0.083248 | 382.5052 | -0.0045185 | 286.7179 | 0.018318 | 286.7179 | 0
| 328.9086 | 0.019122 | 286.7935 | 0.53322 | 286.72 | 1.2102 | 286.7935 | 2.6435 | 286.7935 | 0.073536 | 382.5844 | -0.0044344 | 286.7935 | -0.00024505 | 286.7935 | 0
| 328.986 | 0.029286 | 286.8692 | 0.52486 | 286.79 | 1.1699 | 286.8692 | 2.6459 | 286.8692 | 0.086842 | 382.6635 | -0.0037157 | 286.8692 | 0.0042258 | 286.8692 | 0
| 329.0635 | 0.026903 | 286.9448 | 0.51631 | 286.87 | 1.2102 | 286.9448 | 2.6184 | 286.9448 | 0.077415 | 382.7427 | -0.01166 | 286.9448 | -0.0071122 | 286.9448 | 0
| 329.1409 | 0.019846 | 287.0205 | 0.50947 | 286.94 | 1.1699 | 287.0205 | 2.5967 | 287.0205 | 0.087533 | 382.8219 | 0.0035212 | 287.0205 | 0.0113 | 287.0205 | 0
| 329.2184 | 0.013542 | 287.0961 | 0.50026 | 287.02 | 1.2102 | 287.0961 | 2.5914 | 287.0961 | 0.083323 | 382.9011 | -0.0002969 | 287.0961 | -0.016375 | 287.0961 | 0
| 329.2958 | 0.01879 | 287.1718 | 0.49421 | 287.1 | 1.1699 | 287.1718 | 2.6115 | 287.1718 | 0.10003 | 382.9803 | 0.0095408 | 287.1718 | 0.012206 | 287.1718 | 0
| 329.3733 | 0.026934 | 287.2475 | 0.48612 | 287.17 | 1.2102 | 287.2475 | 2.5635 | 287.2475 | 0.085383 | 383.0595 | -0.0012767 | 287.2475 | -0.0038108 | 287.2475 | 0
| 329.4507 | 0.038847 | 287.3231 | 0.47953 | 287.25 | 1.1699 | 287.3231 | 2.5633 | 287.3231 | 0.1017 | 383.1387 | 0.010028 | 287.3231 | 0.0034523 | 287.3232 | 0
| 329.5282 | 0.029678 | 287.3988 | 0.47112 | 287.32 | 1.1295 | 287.3988 | 2.5098 | 287.3988 | 0.091187 | 383.2179 | -0.0050472 | 287.3988 | -0.013998 | 287.3988 | 0
| 329.6057 | 0.023043 | 287.4745 | 0.46508 | 287.4 | 1.1295 | 287.4745 | 2.4972 | 287.4745 | 0.10567 | 383.2971 | 0.0026926 | 287.4745 | 0.0048672 | 287.4745 | 0
| 329.6831 | 0.021927 | 287.5502 | 0.45738 | 287.47 | 1.1699 | 287.5502 | 2.4371 | 287.5502 | 0.093562 | 383.3763 | -0.0034328 | 287.5502 | -0.0036598 | 287.5502 | 0
| 329.7606 | 0.029708 | 287.6259 | 0.45205 | 287.55 | 1.1295 | 287.6259 | 2.4598 | 287.6259 | 0.11587 | 383.4556 | 0.0068625 | 287.6259 | 0.012357 | 287.6259 | 0
| 329.8381 | 0.037852 | 287.7015 | 0.44375 | 287.63 | 1.1295 | 287.7015 | 2.4201 | 287.7015 | 0.10386 | 383.5348 | -0.0064666 | 287.7015 | -0.0030939 | 287.7016 | 0
| 329.9156 | 0.012245 | 287.7772 | 0.43879 | 287.7 | 1.1295 | 287.7772 | 2.4376 | 287.7772 | 0.12327 | 383.614 | 0.0015581 | 287.7772 | 0.00069999 | 287.7773 | 0
| 329.993 | 0.023133 | 287.853 | 0.4318 | 287.78 | 1.1699 | 287.853 | 2.3974 | 287.853 | 0.11132 | 383.6932 | -0.0077892 | 287.853 | -0.001962 | 287.8529 | 0
| 330.0705 | 0.029648 | 287.9287 | 0.42641 | 287.85 | 1.1295 | 287.9287 | 2.3869 | 287.9287 | 0.12966 | 383.7724 | 0.0086493 | 287.9287 | 0.0067348 | 287.9286 | 0
| 330.148 | 0.047443 | 288.0043 | 0.42051 | 287.93 | 1.1295 | 288.0043 | 2.3691 | 288.0043 | 0.11811 | 383.8517 | -0.0051647 | 288.0043 | -0.016432 | 288.0044 | 0
| 330.2255 | 0.015985 | 288.0801 | 0.4153 | 288 | 1.0892 | 288.0801 | 2.3565 | 288.0801 | 0.13586 | 383.9309 | 0.0099658 | 288.0801 | 0.0042635 | 288.08 | 0
| 330.303 | 0.022802 | 288.1558 | 0.40802 | 288.08 | 1.1295 | 288.1558 | 2.3309 | 288.1558 | 0.1275 | 384.0101 | 0.00048521 | 288.1558 | -0.008112 | 288.1558 | 0
| 330.3805 | 0.043462 | 288.2315 | 0.40252 | 288.16 | 1.1295 | 288.2315 | 2.3324 | 288.2315 | 0.13623 | 384.0893 | -0.00045316 | 288.2315 | 0.0066783 | 288.2315 | 0
| 330.458 | 0.031066 | 288.3072 | 0.39528 | 288.23 | 1.0892 | 288.3072 | 2.2999 | 288.3072 | 0.13202 | 384.1686 | -0.0094715 | 288.3072 | 0.0010871 | 288.3072 | 0
| 330.5355 | 0.02437 | 288.3829 | 0.39052 | 288.31 | 1.0892 | 288.3829 | 2.3043 | 288.3829 | 0.14859 | 384.2478 | -0.0051978 | 288.3829 | -0.0025468 | 288.3829 | 0
| 330.613 | 0.022711 | 288.4586 | 0.38376 | 288.38 | 1.1295 | 288.4586 | 2.2754 | 288.4586 | 0.14176 | 384.327 | -0.0045434 | 288.4586 | -0.0047351 | 288.4586 | 0
| 330.6905 | 0.042165 | 288.5344 | 0.37997 | 288.46 | 1.0892 | 288.5344 | 2.2685 | 288.5344 | 0.15689 | 384.4063 | -0.0042565 | 288.5344 | 0.0060557 | 288.5344 | 0
| 330.768 | 0.032151 | 288.6101 | 0.3745 | 288.53 | 1.0892 | 288.6101 | 2.2449 | 288.6101 | 0.15057 | 384.4855 | 0.0040907 | 288.6101 | -0.00044899 | 288.6101 | 0
| 330.8455 | 0.01318 | 288.6859 | 0.36991 | 288.61 | 1.0488 | 288.6859 | 2.2511 | 288.6859 | 0.16102 | 384.5648 | 0.010343 | 288.6859 | 0.0055275 | 288.6859 | 0
| 330.923 | 0.053958 | 288.7616 | 0.36449 | 288.69 | 1.0892 | 288.7616 | 2.2052 | 288.7616 | 0.15256 | 384.644 | -0.0046493 | 288.7616 | -0.0035466 | 288.7616 | 0
| 331.0005 | 0.012818 | 288.8373 | 0.35964 | 288.76 | 1.0892 | 288.8373 | 2.2123 | 288.8373 | 0.17001 | 384.7232 | 0.0055871 | 288.8373 | 0.0060368 | 288.8373 | 0
| 331.0781 | 0.029739 | 288.9131 | 0.35417 | 288.84 | 1.0892 | 288.9131 | 2.186 | 288.9131 | 0.16792 | 384.8025 | 0.0045559 | 288.9131 | 0.0043767 | 288.9131 | 0
| 331.1556 | 0.023797 | 288.9888 | 0.35 | 288.91 | 1.0892 | 288.9888 | 2.1864 | 288.9888 | 0.1794 | 384.8817 | -0.00082367 | 288.9888 | 0.0021129 | 288.9888 | 0
| 331.2331 | 0.027416 | 289.0646 | 0.34382 | 288.99 | 1.0892 | 289.0646 | 2.1487 | 289.0646 | 0.17456 | 384.961 | -0.004574 | 289.0646 | -0.0084516 | 289.0646 | 0
| 331.3106 | 0.013603 | 289.1403 | 0.33946 | 289.06 | 1.0488 | 289.1403 | 2.1412 | 289.1403 | 0.19121 | 385.0403 | -0.00037036 | 289.1403 | 0.0074895 | 289.1404 | 0
| 331.3881 | 0.029407 | 289.2161 | 0.33481 | 289.14 | 1.0892 | 289.2161 | 2.1273 | 289.2161 | 0.18322 | 385.1195 | -0.0077042 | 289.2161 | -0.004471 | 289.2161 | 0
| 331.4657 | 0.019725 | 289.2919 | 0.33107 | 289.22 | 1.0488 | 289.2919 | 2.1234 | 289.2919 | 0.20008 | 385.1988 | 0.011778 | 289.2919 | 0.0079422 | 289.2919 | 0
| 331.5432 | 0.027386 | 289.3676 | 0.32574 | 289.29 | 1.0488 | 289.3676 | 2.0988 | 289.3676 | 0.19476 | 385.278 | -0.0029617 | 289.3676 | -0.0077724 | 289.3676 | 0
| 331.6208 | 0.040898 | 289.4434 | 0.32223 | 289.37 | 1.0488 | 289.4434 | 2.0972 | 289.4434 | 0.20883 | 385.3573 | 0.010545 | 289.4434 | 0.0031127 | 289.4434 | 0
| 331.6983 | 0.046025 | 289.5192 | 0.31639 | 289.44 | 1.0488 | 289.5192 | 2.0727 | 289.5192 | 0.20718 | 385.4366 | -0.0041881 | 289.5192 | -0.0015881 | 289.5192 | 0
| 331.7758 | 0.018489 | 289.595 | 0.31254 | 289.52 | 1.0488 | 289.595 | 2.0785 | 289.595 | 0.21602 | 385.5158 | 0.0045688 | 289.595 | 0.0023581 | 289.595 | 0
| 331.8534 | 0.027537 | 289.6707 | 0.30815 | 289.59 | 1.0488 | 289.6707 | 2.0539 | 289.6707 | 0.21983 | 385.5951 | -0.0096396 | 289.6707 | -0.0063575 | 289.6707 | 0
| 331.931 | 0.020841 | 289.7465 | 0.30427 | 289.67 | 1.0488 | 289.7465 | 2.0479 | 289.7465 | 0.22991 | 385.6744 | 0.0013487 | 289.7465 | 0.0050559 | 289.7465 | 0
| 332.0085 | 0.057517 | 289.8223 | 0.30028 | 289.75 | 1.0488 | 289.8223 | 2.0217 | 289.8223 | 0.23103 | 385.7536 | -0.014183 | 289.8223 | -0.0092816 | 289.8223 | 0
| 332.0861 | 0.027024 | 289.8981 | 0.29586 | 289.82 | 1.0085 | 289.8981 | 2.0041 | 289.8981 | 0.23866 | 385.8329 | 0.0094565 | 289.8981 | 0.0037353 | 289.8981 | 0
| 332.1636 | 0.040717 | 289.9739 | 0.2917 | 289.9 | 1.0085 | 289.9739 | 1.9598 | 289.9739 | 0.2393 | 385.9122 | -0.016065 | 289.9739 | -0.0064707 | 289.9739 | 0
| 332.2412 | 0.033448 | 290.0497 | 0.28791 | 289.97 | 1.0085 | 290.0497 | 1.9647 | 290.0497 | 0.25651 | 385.9915 | -0.0037926 | 290.0497 | -0.0014577 | 290.0497 | 0
| 332.3188 | 0.025214 | 290.1255 | 0.2846 | 290.05 | 1.0085 | 290.1255 | 1.9386 | 290.1255 | 0.25275 | 386.0708 | -0.0063277 | 290.1255 | -0.0024147 | 290.1255 | 0
| 332.3963 | 0.033267 | 290.2013 | 0.28126 | 290.13 | 1.0085 | 290.2013 | 1.9619 | 290.2013 | 0.26884 | 386.1501 | -0.0059928 | 290.2013 | -2.7462e-05 | 290.2013 | 0
| 332.4739 | 0.045573 | 290.2771 | 0.2777 | 290.2 | 1.0488 | 290.2771 | 1.9513 | 290.2771 | 0.26427 | 386.2293 | 0.0011251 | 290.2771 | -0.0099796 | 290.2771 | 0
| 332.5515 | 0.042466 | 290.3529 | 0.27416 | 290.28 | 1.0085 | 290.3529 | 1.9553 | 290.3529 | 0.28234 | 386.3086 | 0.0069095 | 290.3529 | 0.0024336 | 290.3529 | 0
| 332.6291 | 0.027899 | 290.4288 | 0.27066 | 290.35 | 1.0085 | 290.4288 | 1.916 | 290.4288 | 0.27622 | 386.3879 | -0.0012663 | 290.4288 | -0.0082252 | 290.4287 | 0
| 332.7066 | 0.030432 | 290.5046 | 0.26709 | 290.43 | 0.96816 | 290.5046 | 1.9031 | 290.5046 | 0.29389 | 386.4672 | 0.0056998 | 290.5046 | -0.0042824 | 290.5046 | 0
| 332.7842 | 0.022832 | 290.5804 | 0.26344 | 290.5 | 0.96816 | 290.5804 | 1.8969 | 290.5804 | 0.30677 | 386.5465 | 0.011109 | 290.5804 | 0.00092931 | 290.5804 | 0
| 332.8618 | 0.025637 | 290.6562 | 0.26017 | 290.58 | 0.92782 | 290.6562 | 1.8607 | 290.6562 | 0.30306 | 386.6258 | 0.0040583 | 290.6562 | -0.0044333 | 290.6562 | 0
| 332.9394 | 0.015352 | 290.7321 | 0.25689 | 290.66 | 0.96816 | 290.7321 | 1.883 | 290.7321 | 0.32137 | 386.7051 | 0.013155 | 290.7321 | 0.0032825 | 290.7321 | 0
| 333.017 | 0.022409 | 290.8079 | 0.25347 | 290.73 | 1.0085 | 290.8079 | 1.8437 | 290.8079 | 0.318 | 386.7844 | 0.00069127 | 290.8079 | -0.0093005 | 290.8079 | 0
| 333.0946 | 0.017192 | 290.8837 | 0.25039 | 290.81 | 0.96816 | 290.8837 | 1.8448 | 290.8837 | 0.33388 | 386.8637 | 0.0097076 | 290.8837 | 0.0014452 | 290.8837 | 0
| 333.1722 | 0.029558 | 290.9596 | 0.24828 | 290.88 | 0.96816 | 290.9596 | 1.8173 | 290.9596 | 0.33544 | 386.943 | 0.0087751 | 290.9596 | -0.0025845 | 290.9596 | 0
| 333.2498 | 0.038153 | 291.0354 | 0.24588 | 290.96 | 0.92782 | 291.0354 | 1.8284 | 291.0354 | 0.34902 | 387.0223 | -0.0093097 | 291.0354 | 0.0029807 | 291.0354 | 0
| 333.3274 | 0.0244 | 291.1113 | 0.24286 | 291.04 | 0.96816 | 291.1113 | 1.7979 | 291.1113 | 0.34695 | 387.1016 | -0.002118 | 291.1113 | -0.0035278 | 291.1113 | 0
| 333.405 | 0.019273 | 291.1871 | 0.23987 | 291.11 | 0.92782 | 291.1871 | 1.7979 | 291.1871 | 0.36643 | 387.1809 | -0.01587 | 291.1871 | 0.010621 | 291.1871 | 0
| 333.4826 | 0.047322 | 291.263 | 0.23784 | 291.19 | 0.92782 | 291.263 | 1.7759 | 291.263 | 0.36457 | 387.2603 | -0.00094498 | 291.263 | -0.0046597 | 291.263 | 0
| 333.5602 | 0.042497 | 291.3388 | 0.23505 | 291.26 | 0.88748 | 291.3388 | 1.7702 | 291.3388 | 0.38399 | 387.3396 | -0.0055185 | 291.3388 | 0.0020563 | 291.3388 | 0
| 333.6379 | 0.029588 | 291.4147 | 0.23356 | 291.34 | 0.92782 | 291.4147 | 1.758 | 291.4147 | 0.38353 | 387.4189 | 0.00049906 | 291.4147 | -0.0073574 | 291.4147 | 0
| 333.7154 | 0.052389 | 291.4906 | 0.23148 | 291.41 | 0.88748 | 291.4906 | 1.7643 | 291.4906 | 0.40023 | 387.4982 | -0.0043097 | 291.4906 | -0.0011389 | 291.4906 | 0
| 333.7931 | 0.040144 | 291.5664 | 0.22906 | 291.49 | 0.88748 | 291.5664 | 1.7332 | 291.5664 | 0.39885 | 387.5775 | 0.0067218 | 291.5664 | -0.0034523 | 291.5664 | 0
| 333.8707 | 0.028653 | 291.6423 | 0.22689 | 291.57 | 0.88748 | 291.6423 | 1.7446 | 291.6423 | 0.41883 | 387.6569 | -0.013746 | 291.6423 | 0.010564 | 291.6423 | 0
| 333.9483 | 0.034836 | 291.7182 | 0.22384 | 291.64 | 0.88748 | 291.7182 | 1.7056 | 291.7182 | 0.41803 | 387.7362 | 0.019804 | 291.7182 | -0.013187 | 291.7182 | 0
| 334.026 | 0.035167 | 291.7941 | 0.22213 | 291.72 | 0.84714 | 291.7941 | 1.7135 | 291.7941 | 0.43132 | 387.8155 | -0.0099165 | 291.7941 | 0.00065305 | 291.7941 | 0
| 334.1036 | 0.041773 | 291.87 | 0.21945 | 291.79 | 0.84714 | 291.87 | 1.6767 | 291.87 | 0.43523 | 387.8948 | 0.0090895 | 291.87 | -0.0050181 | 291.87 | 0
| 334.1812 | 0.053958 | 291.9458 | 0.2178 | 291.87 | 0.84714 | 291.9458 | 1.6917 | 291.9458 | 0.45079 | 387.9742 | -0.010918 | 291.9458 | 0.0077158 | 291.9458 | 0
| 334.2588 | 0.015744 | 292.0217 | 0.21475 | 291.95 | 0.88748 | 292.0217 | 1.6633 | 292.0217 | 0.44884 | 388.0535 | 0.0066526 | 292.0217 | -0.0031127 | 292.0217 | 0
| 334.3365 | 0.033388 | 292.0976 | 0.21315 | 292.02 | 0.8068 | 292.0976 | 1.6727 | 292.0976 | 0.47196 | 388.1328 | -0.0072127 | 292.0976 | 0.0010457 | 292.0976 | 0
| 334.4142 | 0.042104 | 292.1735 | 0.21027 | 292.1 | 0.84714 | 292.1735 | 1.6315 | 292.1735 | 0.47671 | 388.2122 | 0.0049248 | 292.1735 | 0.0018414 | 292.1735 | 0
| 334.4918 | 0.055315 | 292.2494 | 0.20907 | 292.17 | 0.8068 | 292.2494 | 1.6522 | 292.2494 | 0.49302 | 388.2915 | -0.0005452 | 292.2494 | 0.0043578 | 292.2494 | 0
| 334.5695 | 0.031277 | 292.3253 | 0.20599 | 292.25 | 0.8068 | 292.3253 | 1.6216 | 292.3253 | 0.49517 | 388.3709 | -0.0030578 | 292.3253 | -0.00082146 | 292.3253 | 0
| 334.6471 | 0.030372 | 292.4012 | 0.20414 | 292.33 | 0.8068 | 292.4012 | 1.6181 | 292.4012 | 0.50937 | 388.4502 | -0.0010032 | 292.4012 | 0.00092506 | 292.4012 | 0
| 334.7248 | 0.054229 | 292.4771 | 0.20126 | 292.4 | 0.76646 | 292.4771 | 1.5928 | 292.4771 | 0.51025 | 388.5296 | 0.0057181 | 292.4771 | -0.0040749 | 292.4771 | 0
| 334.8024 | 0.057034 | 292.5531 | 0.19921 | 292.48 | 0.76646 | 292.5531 | 1.6008 | 292.5531 | 0.52425 | 388.6089 | 0.00045821 | 292.5531 | 0.0066217 | 292.5531 | 0
| 334.8801 | 0.0206 | 292.629 | 0.19707 | 292.55 | 0.76646 | 292.629 | 1.5605 | 292.629 | 0.52264 | 388.6883 | 0.0031837 | 292.629 | -0.0088666 | 292.629 | 0
| 334.9577 | 0.028502 | 292.7049 | 0.19562 | 292.63 | 0.72612 | 292.7049 | 1.5741 | 292.7049 | 0.54861 | 388.7676 | -0.0091305 | 292.7049 | 0.0075083 | 292.7049 | 0
| 335.0354 | 0.057637 | 292.7808 | 0.19288 | 292.7 | 0.76646 | 292.7808 | 1.5518 | 292.7808 | 0.5533 | 388.847 | -0.0057229 | 292.7808 | -0.0095646 | 292.7808 | 0
| 335.1131 | 0.050972 | 292.8568 | 0.19105 | 292.78 | 0.68578 | 292.8568 | 1.5484 | 292.8568 | 0.56963 | 388.9263 | 0.012289 | 292.8568 | 0.0026411 | 292.8568 | 0
| 335.1907 | 0.028381 | 292.9327 | 0.18789 | 292.86 | 0.72612 | 292.9327 | 1.5318 | 292.9327 | 0.58002 | 389.0057 | 0.0044555 | 292.9327 | -0.0094326 | 292.9327 | 0
| 335.2684 | 0.032664 | 293.0086 | 0.18646 | 292.93 | 0.68578 | 293.0086 | 1.5333 | 293.0086 | 0.6001 | 389.0851 | 0.0031495 | 293.0086 | 0.010583 | 293.0086 | 0
| 335.3461 | 0.042195 | 293.0846 | 0.1845 | 293.01 | 0.68578 | 293.0846 | 1.4985 | 293.0846 | 0.59925 | 389.1644 | 0.0055503 | 293.0846 | -0.0034335 | 293.0846 | 0
| 335.4238 | 0.036676 | 293.1605 | 0.18313 | 293.08 | 0.68578 | 293.1605 | 1.4943 | 293.1605 | 0.61611 | 389.2438 | -0.0039925 | 293.1605 | -0.0022827 | 293.1605 | 0
| 335.5015 | 0.025787 | 293.2364 | 0.1809 | 293.16 | 0.68578 | 293.2364 | 1.471 | 293.2364 | 0.61425 | 389.3232 | 0.013187 | 293.2364 | 0.00066649 | 293.2365 | 0
| 335.5792 | 0.045151 | 293.3124 | 0.17897 | 293.24 | 0.64544 | 293.3124 | 1.471 | 293.3124 | 0.6311 | 389.4025 | -0.0158 | 293.3124 | 0.00085836 | 293.3124 | 0
| 335.6568 | 0.036163 | 293.3884 | 0.17651 | 293.31 | 0.64544 | 293.3884 | 1.4388 | 293.3884 | 0.63616 | 389.4819 | 0.0050436 | 293.3884 | -0.010659 | 293.3884 | 0
| 335.7345 | 0.029799 | 293.4643 | 0.1752 | 293.39 | 0.64544 | 293.4643 | 1.4454 | 293.4643 | 0.6523 | 389.5613 | -0.0033983 | 293.4643 | 0.0013151 | 293.4643 | 0
| 335.8122 | 0.010617 | 293.5403 | 0.17309 | 293.46 | 0.6051 | 293.5403 | 1.4176 | 293.5403 | 0.66857 | 389.6407 | 0.0033632 | 293.5403 | 0.00042287 | 293.5403 | 0
| 335.8899 | 0.03942 | 293.6162 | 0.17244 | 293.54 | 0.6051 | 293.6162 | 1.4255 | 293.6162 | 0.68086 | 389.72 | -0.013888 | 293.6162 | 0.0056407 | 293.6162 | 0
| 335.9676 | 0.024973 | 293.6922 | 0.16981 | 293.62 | 0.6051 | 293.6922 | 1.3911 | 293.6922 | 0.68791 | 389.7994 | 0.0063719 | 293.6922 | -0.0092816 | 293.6922 | 0
| 336.0453 | 0.055978 | 293.7682 | 0.16876 | 293.69 | 0.56476 | 293.7682 | 1.398 | 293.7682 | 0.70464 | 389.8788 | -0.010158 | 293.7682 | 0.0061878 | 293.7682 | 0
| 336.123 | 0.031639 | 293.8442 | 0.16622 | 293.77 | 0.6051 | 293.8442 | 1.3576 | 293.8442 | 0.7136 | 389.9582 | -0.012496 | 293.8442 | -0.0040183 | 293.8441 | 0
| 336.2007 | 0.029919 | 293.9201 | 0.16539 | 293.84 | 0.56476 | 293.9201 | 1.3705 | 293.9201 | 0.7276 | 390.0376 | 0.0036138 | 293.9201 | 0.0029241 | 293.9201 | 0
| 336.2785 | 0.035921 | 293.9961 | 0.16308 | 293.92 | 0.56476 | 293.9961 | 1.3351 | 293.9961 | 0.73176 | 390.1169 | -0.0018072 | 293.9961 | -0.0019808 | 293.9961 | 0
| 336.3562 | 0.043733 | 294.0721 | 0.16217 | 294 | 0.52442 | 294.0721 | 1.339 | 294.0721 | 0.75084 | 390.1964 | -0.0022124 | 294.0721 | 0.0009363 | 294.0721 | 0
| 336.4339 | 0.04316 | 294.1481 | 0.16001 | 294.07 | 0.52442 | 294.1481 | 1.3124 | 294.1481 | 0.75478 | 390.2757 | -0.014006 | 294.1481 | -0.0055652 | 294.1481 | 0
| 336.5116 | 0.03369 | 294.2241 | 0.16006 | 294.15 | 0.52442 | 294.2241 | 1.3157 | 294.2241 | 0.78166 | 390.3551 | 0.0045774 | 294.2241 | -0.0015673 | 294.2241 | 0
| 336.5894 | 0.029316 | 294.3001 | 0.15861 | 294.22 | 0.52442 | 294.3001 | 1.2806 | 294.3001 | 0.77801 | 390.4345 | -0.0070623 | 294.3001 | -0.0032637 | 294.3001 | 0
| 336.6671 | 0.028954 | 294.3761 | 0.15795 | 294.3 | 0.52442 | 294.3761 | 1.2892 | 294.3761 | 0.79766 | 390.5139 | -0.0035131 | 294.3761 | 0.0054332 | 294.3761 | 0
| 336.7448 | 0.016769 | 294.4521 | 0.15687 | 294.38 | 0.48408 | 294.4521 | 1.252 | 294.4521 | 0.80077 | 390.5933 | -0.0047913 | 294.4521 | -0.0082252 | 294.4521 | 0
| 336.8225 | 0.038877 | 294.5281 | 0.15567 | 294.45 | 0.48408 | 294.5281 | 1.2661 | 294.5281 | 0.82182 | 390.6727 | 6.3418e-05 | 294.5281 | 0.0078102 | 294.5281 | 0
| 336.9003 | 0.035228 | 294.6041 | 0.15399 | 294.53 | 0.52442 | 294.6041 | 1.2301 | 294.6041 | 0.82337 | 390.7521 | -0.010046 | 294.6041 | -0.006018 | 294.6041 | 0
| 336.978 | 0.043582 | 294.6801 | 0.15322 | 294.6 | 0.48408 | 294.6801 | 1.2379 | 294.6801 | 0.84643 | 390.8315 | 0.0020615 | 294.6801 | 0.0057916 | 294.6801 | 0
| 337.0558 | 0.028954 | 294.7561 | 0.15179 | 294.68 | 0.44374 | 294.7561 | 1.1941 | 294.7561 | 0.84074 | 390.9109 | 0.00051212 | 294.7561 | -0.015262 | 294.7561 | 0
| 337.1335 | 0.029346 | 294.8321 | 0.15179 | 294.76 | 0.44374 | 294.8321 | 1.1998 | 294.8321 | 0.87196 | 390.9904 | 0.0071052 | 294.8321 | 0.0012009 | 294.8321 | 0
| 337.2112 | 0.058482 | 294.9081 | 0.14983 | 294.83 | 0.44374 | 294.9081 | 1.178 | 294.9081 | 0.87151 | 391.0698 | -0.0083473 | 294.9081 | -0.0079422 | 294.9081 | 0
| 337.289 | 0.03182 | 294.9842 | 0.14903 | 294.91 | 0.44374 | 294.9842 | 1.1814 | 294.9842 | 0.89312 | 391.1492 | 0.013 | 294.9842 | 0.0018561 | 294.9842 | 0
| 337.3667 | 0.02072 | 295.0602 | 0.14643 | 294.98 | 0.44374 | 295.0602 | 1.1392 | 295.0602 | 0.88749 | 391.2286 | -0.023523 | 295.0602 | -0.0099985 | 295.0602 | 0
| 337.4445 | 0.024732 | 295.1362 | 0.14566 | 295.06 | 0.4034 | 295.1362 | 1.1553 | 295.1362 | 0.91384 | 391.308 | 0.019407 | 295.1362 | 0.0045276 | 295.1362 | 0
| 337.5222 | 0.034685 | 295.2123 | 0.14347 | 295.14 | 0.4034 | 295.2123 | 1.1246 | 295.2123 | 0.92719 | 391.3875 | 0.0033294 | 295.2123 | -0.015903 | 295.2123 | 0
| 337.6 | 0.052812 | 295.2883 | 0.14341 | 295.21 | 0.4034 | 295.2883 | 1.1333 | 295.2883 | 0.94431 | 391.4669 | 0.002284 | 295.2883 | 0.006301 | 295.2883 | 0
| 337.6778 | 0.030643 | 295.3644 | 0.14139 | 295.29 | 0.4034 | 295.3644 | 1.1087 | 295.3644 | 0.95417 | 391.5463 | -0.0086231 | 295.3644 | -0.00083321 | 295.3643 | 0
| 337.7556 | 0.028713 | 295.4404 | 0.14019 | 295.36 | 0.4034 | 295.4404 | 1.11 | 295.4404 | 0.97931 | 391.6257 | 0.00016051 | 295.4404 | 0.0049427 | 295.4404 | 0
| 337.8333 | 0.028743 | 295.5165 | 0.13768 | 295.44 | 0.36306 | 295.5165 | 1.0934 | 295.5165 | 0.97773 | 391.7052 | -0.0031461 | 295.5165 | -0.0076026 | 295.5164 | 0
| 337.9111 | 0.025184 | 295.5925 | 0.13779 | 295.52 | 0.36306 | 295.5925 | 1.088 | 295.5925 | 1.0026 | 391.7846 | -0.0073362 | 295.5925 | 0.0030373 | 295.5925 | 0
| 337.9889 | 0.038817 | 295.6686 | 0.13603 | 295.59 | 0.36306 | 295.6686 | 1.044 | 295.6686 | 0.99036 | 391.864 | 0.00016753 | 295.6686 | -0.0085459 | 295.6686 | 0
| 338.0666 | 0.040415 | 295.7446 | 0.13603 | 295.67 | 0.36306 | 295.7446 | 1.0441 | 295.7446 | 1.0057 | 391.9435 | -0.0052594 | 295.7446 | 0.0071687 | 295.7446 | 0
| 338.1444 | 0.03565 | 295.8207 | 0.1348 | 295.74 | 0.36306 | 295.8207 | 1.02 | 295.8207 | 1.0166 | 392.0229 | 0.0028452 | 295.8207 | -0.0076592 | 295.8207 | 0
| 338.2222 | 0.036947 | 295.8968 | 0.13483 | 295.82 | 0.36306 | 295.8968 | 1.0296 | 295.8968 | 1.0365 | 392.1023 | 0.017448 | 295.8968 | 0.0036032 | 295.8968 | 0
| 338.3 | 0.016679 | 295.9728 | 0.13283 | 295.9 | 0.36306 | 295.9728 | 0.99822 | 295.9728 | 1.045 | 392.1818 | -0.01961 | 295.9728 | -0.014337 | 295.9728 | 0
| 338.3778 | 0.032242 | 296.0489 | 0.13229 | 295.97 | 0.32272 | 296.0489 | 1.0048 | 296.0489 | 1.0693 | 392.2612 | -0.0030553 | 296.0489 | 0.0096778 | 296.0489 | 0
| 338.4556 | 0.041441 | 296.125 | 0.12998 | 296.05 | 0.32272 | 296.125 | 0.96998 | 296.125 | 1.0715 | 392.3407 | -0.018578 | 296.125 | -0.015337 | 296.125 | 0
| 338.5334 | 0.047533 | 296.2011 | 0.12927 | 296.12 | 0.32272 | 296.2011 | 0.9819 | 296.2011 | 1.0851 | 392.4201 | -0.00072264 | 296.2011 | 0.0041503 | 296.201 | 0
| 338.6112 | 0.022651 | 296.2772 | 0.12764 | 296.2 | 0.32272 | 296.2772 | 0.95537 | 296.2772 | 1.0962 | 392.4996 | -0.002485 | 296.2772 | -0.010036 | 296.2772 | 0
| 338.689 | 0.036766 | 296.3532 | 0.12696 | 296.28 | 0.32272 | 296.3532 | 0.96882 | 296.3532 | 1.1117 | 392.579 | 0.0009736 | 296.3532 | 0.0091873 | 296.3532 | 0
| 338.7668 | 0.026692 | 296.4293 | 0.12516 | 296.35 | 0.32272 | 296.4293 | 0.92507 | 296.4293 | 1.1124 | 392.6585 | -0.0068522 | 296.4293 | -0.0098099 | 296.4293 | 0
| 338.8446 | 0.039661 | 296.5054 | 0.12505 | 296.43 | 0.28238 | 296.5054 | 0.9323 | 296.5054 | 1.1414 | 392.7379 | 0.0039651 | 296.5054 | 0.0019242 | 296.5054 | 0
| 338.9224 | 0.022621 | 296.5815 | 0.12314 | 296.51 | 0.28238 | 296.5815 | 0.90832 | 296.5815 | 1.1416 | 392.8174 | -0.013144 | 296.5815 | -0.0096212 | 296.5815 | 0
| 339.0002 | 0.026361 | 296.6576 | 0.12246 | 296.58 | 0.28238 | 296.6576 | 0.92062 | 296.6576 | 1.1629 | 392.8969 | -0.0020195 | 296.6576 | -0.0027166 | 296.6576 | 0
| 339.078 | 0.019514 | 296.7337 | 0.12083 | 296.66 | 0.28238 | 296.7337 | 0.88494 | 296.7337 | 1.1752 | 392.9763 | -0.016591 | 296.7337 | -0.0023204 | 296.7337 | 0
| 339.1558 | 0.053354 | 296.8098 | 0.12092 | 296.73 | 0.28238 | 296.8098 | 0.89297 | 296.8098 | 1.1928 | 393.0558 | 0.0060938 | 296.8098 | 0.0056784 | 296.8098 | 0
| 339.2336 | 0.0033478 | 296.8859 | 0.11915 | 296.81 | 0.28238 | 296.8859 | 0.86585 | 296.8859 | 1.1889 | 393.1353 | -0.012738 | 296.8859 | -0.0059614 | 296.886 | 0
| 339.3115 | 0.017674 | 296.9621 | 0.11906 | 296.89 | 0.28238 | 296.9621 | 0.88011 | 296.9621 | 1.2159 | 393.2147 | -0.0037495 | 296.9621 | 0.00078199 | 296.9621 | 0
| 339.3893 | 0.010013 | 297.0382 | 0.11789 | 296.96 | 0.28238 | 297.0382 | 0.85249 | 297.0382 | 1.2134 | 393.2942 | -0.0014348 | 297.0382 | -0.0093194 | 297.0382 | 0
| 339.4671 | 0.02817 | 297.1143 | 0.11821 | 297.04 | 0.28238 | 297.1143 | 0.85526 | 297.1143 | 1.2385 | 393.3737 | 0.0066724 | 297.1143 | 0.0064141 | 297.1143 | 0
| 339.5449 | 0.020208 | 297.1904 | 0.11635 | 297.11 | 0.28238 | 297.1904 | 0.81929 | 297.1904 | 1.2272 | 393.4531 | -0.0057803 | 297.1904 | -0.0001566 | 297.1904 | 0
| 339.6228 | 0.023194 | 297.2666 | 0.11633 | 297.19 | 0.28238 | 297.2666 | 0.82378 | 297.2666 | 1.2459 | 393.5326 | 0.008841 | 297.2666 | -0.00023842 | 297.2666 | 0
| 339.7006 | 0.017312 | 297.3427 | 0.11533 | 297.27 | 0.28238 | 297.3427 | 0.80142 | 297.3427 | 1.2656 | 393.6121 | 0.0085267 | 297.3427 | -0.011112 | 297.3427 | 0
| 339.7784 | 0.042858 | 297.4188 | 0.11558 | 297.34 | 0.24204 | 297.4188 | 0.81441 | 297.4188 | 1.2816 | 393.6916 | -0.002655 | 297.4188 | 0.010621 | 297.4188 | 0
| 339.8563 | 0.010617 | 297.495 | 0.11405 | 297.42 | 0.28238 | 297.495 | 0.78087 | 297.495 | 1.2752 | 393.7711 | -0.0069438 | 297.495 | -0.014337 | 297.495 | 0
| 339.9341 | 0.015653 | 297.5711 | 0.11382 | 297.49 | 0.24204 | 297.5711 | 0.79588 | 297.5711 | 1.293 | 393.8505 | 0.0096576 | 297.5711 | 0.0095269 | 297.5711 | 0
| 340.012 | 0.019906 | 297.6472 | 0.11179 | 297.57 | 0.24204 | 297.6472 | 0.76324 | 297.6472 | 1.2979 | 393.93 | -0.00057163 | 297.6472 | -0.0039805 | 297.6472 | 0
| 340.0898 | 0.037279 | 297.7234 | 0.11108 | 297.65 | 0.24204 | 297.7234 | 0.7757 | 297.7234 | 1.3247 | 394.0095 | 0.00090203 | 297.7234 | 0.0094137 | 297.7234 | 0
| 340.1677 | 0.017342 | 297.7996 | 0.10948 | 297.72 | 0.24204 | 297.7996 | 0.73475 | 297.7996 | 1.3144 | 394.089 | -0.0083309 | 297.7996 | -0.0066028 | 297.7996 | 0
| 340.2455 | 0.018549 | 297.8757 | 0.11017 | 297.8 | 0.24204 | 297.8757 | 0.76502 | 297.8757 | 1.3332 | 394.1685 | -0.0023685 | 297.8757 | 0.0083384 | 297.8757 | 0
| 340.3234 | 0.037731 | 297.9519 | 0.10829 | 297.88 | 0.24204 | 297.9519 | 0.72413 | 297.9519 | 1.3341 | 394.248 | -0.011813 | 297.9519 | -0.012357 | 297.9519 | 0
| 340.4013 | 0.03369 | 298.028 | 0.10866 | 297.95 | 0.24204 | 298.028 | 0.72996 | 298.028 | 1.369 | 394.3275 | -0.00014805 | 298.028 | 0.011036 | 298.028 | 0
| 340.4791 | 0.021867 | 298.1042 | 0.10772 | 298.03 | 0.24204 | 298.1042 | 0.70028 | 298.1042 | 1.3492 | 394.407 | -0.00073878 | 298.1042 | -0.011149 | 298.1042 | 0
| 340.557 | 0.031126 | 298.1804 | 0.10814 | 298.1 | 0.2017 | 298.1804 | 0.71507 | 298.1804 | 1.3674 | 394.4865 | 0.0088265 | 298.1804 | 0.0017158 | 298.1804 | 0
| 340.6349 | 0.029497 | 298.2565 | 0.10723 | 298.18 | 0.2017 | 298.2565 | 0.68132 | 298.2565 | 1.3695 | 394.566 | 0.0015997 | 298.2565 | -0.010923 | 298.2565 | 0
| 340.7127 | 0.019997 | 298.3327 | 0.1078 | 298.26 | 0.2017 | 298.3327 | 0.69608 | 298.3327 | 1.3811 | 394.6455 | 0.0048661 | 298.3327 | 0.0014627 | 298.3327 | 0
| 340.7906 | 0.023857 | 298.4089 | 0.10626 | 298.33 | 0.24204 | 298.4089 | 0.66316 | 298.4089 | 1.3766 | 394.725 | -0.0061039 | 298.4089 | -0.0053388 | 298.4089 | 0
| 340.8685 | 0.027054 | 298.4851 | 0.10703 | 298.41 | 0.2017 | 298.4851 | 0.67895 | 298.4851 | 1.4005 | 394.8045 | 0.01339 | 298.4851 | 0.00087811 | 298.4851 | 0
| 340.9463 | 0.012064 | 298.5613 | 0.10509 | 298.49 | 0.2017 | 298.5613 | 0.64747 | 298.5613 | 1.4016 | 394.884 | -0.0066827 | 298.5613 | -0.0083761 | 298.5613 | 0
| 341.0243 | 0.045452 | 298.6375 | 0.10509 | 298.56 | 0.2017 | 298.6375 | 0.65585 | 298.6375 | 1.4189 | 394.9635 | 0.0042213 | 298.6375 | 0.0044144 | 298.6375 | 0
| 341.1021 | 0.030794 | 298.7136 | 0.10358 | 298.64 | 0.2017 | 298.7136 | 0.63056 | 298.7136 | 1.4153 | 395.043 | -0.010011 | 298.7136 | -0.0031127 | 298.7137 | 0
| 341.2579 | 0.033901 | 298.7899 | 0.10364 | 298.71 | 0.2017 | 298.7899 | 0.64433 | 298.7899 | 1.4285 | 395.1226 | -0.00078363 | 298.7899 | 0.01113 | 298.7899 | 0
| 341.3358 | 0.026602 | 298.866 | 0.10284 | 298.79 | 0.2017 | 298.866 | 0.61038 | 298.866 | 1.4315 | 395.2021 | -0.010462 | 298.866 | -0.011357 | 298.8661 | 0
| 341.4137 | 0.015955 | 298.9423 | 0.10273 | 298.87 | 0.2017 | 298.9423 | 0.62542 | 298.9423 | 1.4521 | 395.2816 | -0.00024007 | 298.9423 | 0.0071876 | 298.9423 | 0
| 341.4916 | 0.03559 | 299.0185 | 0.10184 | 298.94 | 0.2017 | 299.0185 | 0.58722 | 299.0185 | 1.4292 | 395.3611 | -0.020236 | 299.0185 | -0.0062444 | 299.0185 | 0
| 341.5695 | 0.031789 | 299.0947 | 0.10221 | 299.02 | 0.16136 | 299.0947 | 0.60469 | 299.0947 | 1.4467 | 395.4406 | 0.0081484 | 299.0947 | 0.0014239 | 299.0947 | 0
| 341.6474 | 0.050399 | 299.1709 | 0.10099 | 299.09 | 0.2017 | 299.1709 | 0.57215 | 299.1709 | 1.4467 | 395.5202 | -0.012972 | 299.1709 | 0.0022638 | 299.1709 | 0
| 341.7253 | 0.012366 | 299.2471 | 0.10127 | 299.17 | 0.2017 | 299.2471 | 0.59002 | 299.2471 | 1.4612 | 395.5997 | 0.0019644 | 299.2471 | 0.0063764 | 299.2471 | 0
| 341.8032 | 0.021143 | 299.3233 | 0.10005 | 299.25 | 0.2017 | 299.3233 | 0.55729 | 299.3233 | 1.45 | 395.6792 | -0.0092943 | 299.3233 | -0.011678 | 299.3233 | 0
| 341.8811 | 0.0244 | 299.3995 | 0.10025 | 299.32 | 0.16136 | 299.3995 | 0.57168 | 299.3995 | 1.4552 | 395.7588 | 0.0087255 | 299.3995 | 0.011225 | 299.3995 | 0
| 341.9591 | 0.031397 | 299.4758 | 0.099333 | 299.4 | 0.2017 | 299.4758 | 0.54465 | 299.4758 | 1.4563 | 395.8383 | -0.00055324 | 299.4758 | -0.012621 | 299.4758 | 0
| 342.037 | 0.017885 | 299.552 | 0.099875 | 299.48 | 0.16136 | 299.552 | 0.55876 | 299.552 | 1.4822 | 395.9178 | -0.010639 | 299.552 | 0.0057539 | 299.552 | 0
| 342.1149 | 0.017765 | 299.6282 | 0.098934 | 299.55 | 0.2017 | 299.6282 | 0.53011 | 299.6282 | 1.4601 | 395.9974 | -0.0056668 | 299.6282 | -0.0061689 | 299.6282 | 0
| 342.1928 | 0.008445 | 299.7045 | 0.098934 | 299.63 | 0.16136 | 299.7045 | 0.53979 | 299.7045 | 1.473 | 396.0769 | 0.0080171 | 299.7045 | 0.011923 | 299.7045 | 0
| 342.2708 | 0.02624 | 299.7807 | 0.097965 | 299.7 | 0.2017 | 299.7807 | 0.51195 | 299.7807 | 1.4656 | 396.1564 | -0.011866 | 299.7807 | -0.013885 | 299.7807 | 0
| 342.3487 | 0.017161 | 299.857 | 0.09902 | 299.78 | 0.16136 | 299.857 | 0.52416 | 299.857 | 1.4898 | 396.236 | 0.01884 | 299.857 | 0.0041692 | 299.857 | 0
| 342.4266 | 0.017493 | 299.9332 | 0.097337 | 299.86 | 0.16136 | 299.9332 | 0.49713 | 299.9332 | 1.4716 | 396.3155 | -0.018195 | 299.9332 | -0.0090175 | 299.9332 | 0
| 342.5045 | 0.026934 | 300.0095 | 0.097223 | 299.93 | 0.16136 | 300.0095 | 0.51392 | 300.0095 | 1.4802 | 396.3951 | 0.022561 | 300.0095 | -0.0010215 | 300.0095 | -0.0052432
| 342.5825 | 0.051153 | 300.0857 | 0.095883 | 300.01 | 0.16136 | 300.0857 | 0.48253 | 300.0857 | 1.4698 | 396.4746 | 0.007541 | 300.0857 | -0.0046408 | 300.0857 | -0.0080535
| 342.6604 | 0.022228 | 300.162 | 0.09614 | 300.09 | 0.16136 | 300.162 | 0.50149 | 300.162 | 1.4933 | 396.5542 | 0.01121 | 300.162 | 0.010036 | 300.162 | 0.0044206
| 342.7384 | 0.012185 | 300.2382 | 0.095171 | 300.16 | 0.16136 | 300.2382 | 0.46892 | 300.2382 | 1.4772 | 396.6337 | -0.011025 | 300.2382 | -0.0054143 | 300.2382 | -0.00084142
| 342.8163 | 0.029165 | 300.3145 | 0.095855 | 300.24 | 0.16136 | 300.3145 | 0.48595 | 300.3145 | 1.4794 | 396.7133 | 0.0050398 | 300.3145 | 0.010998 | 300.3145 | 0.0013906
| 342.8943 | 0.023375 | 300.3908 | 0.093973 | 300.31 | 0.16136 | 300.3908 | 0.45883 | 300.3908 | 1.4824 | 396.7928 | -0.0083686 | 300.3908 | -0.013904 | 300.3908 | -0.0037678
| 342.9722 | 0.011009 | 300.467 | 0.095541 | 300.39 | 0.16136 | 300.467 | 0.47888 | 300.467 | 1.5035 | 396.8724 | 0.00058078 | 300.467 | 0.0032637 | 300.467 | 0.0020189
| 343.0502 | 0.026391 | 300.5433 | 0.094543 | 300.47 | 0.16136 | 300.5433 | 0.45397 | 300.5433 | 1.4944 | 396.952 | -0.0015497 | 300.5433 | -0.0090175 | 300.5433 | -0.0018746
| 343.1281 | 0.014477 | 300.6196 | 0.095456 | 300.54 | 0.16136 | 300.6196 | 0.46456 | 300.6196 | 1.5014 | 397.0315 | -0.0043764 | 300.6196 | 0.0052445 | 300.6196 | -0.00098006
| 343.2061 | 0.029135 | 300.6959 | 0.094857 | 300.62 | 0.12102 | 300.6959 | 0.44002 | 300.6959 | 1.4979 | 397.1111 | 0.0050503 | 300.6959 | -0.0032825 | 300.6959 | -0.0063591
| 343.2841 | 0.0058512 | 300.7722 | 0.094572 | 300.7 | 0.16136 | 300.7722 | 0.45301 | 300.7722 | 1.5012 | 397.1907 | 0.017911 | 300.7722 | 0.0093571 | 300.7722 | 0.0032024
| 343.362 | 0.019363 | 300.8484 | 0.093717 | 300.77 | 0.16136 | 300.8484 | 0.41801 | 300.8484 | 1.4873 | 397.2702 | -0.0075303 | 300.8484 | -0.01181 | 300.8484 | -0.0061563
| 343.44 | 0.027567 | 300.9247 | 0.094087 | 300.85 | 0.12102 | 300.9247 | 0.43034 | 300.9247 | 1.4874 | 397.3498 | 0.013808 | 300.9247 | 0.0087723 | 300.9247 | 0.003015
| 343.518 | 0.026873 | 301.001 | 0.092747 | 300.92 | 0.16136 | 301.001 | 0.40811 | 301.001 | 1.4713 | 397.4294 | -0.014848 | 301.001 | -0.004056 | 301.001 | -0.0049566
| 343.596 | 0.0076005 | 301.0773 | 0.093203 | 301 | 0.16136 | 301.0773 | 0.42866 | 301.0773 | 1.4928 | 397.509 | 0.0053025 | 301.0773 | 0.0049804 | 301.0773 | 0.0049855
| 343.6739 | 0.0086863 | 301.1536 | 0.091977 | 301.08 | 0.16136 | 301.1536 | 0.39998 | 301.1536 | 1.4896 | 397.5885 | -0.0081943 | 301.1536 | -0.0021129 | 301.1536 | -0.0018756
| 343.7519 | 0.013452 | 301.2299 | 0.092348 | 301.15 | 0.16136 | 301.2299 | 0.42287 | 301.2299 | 1.4919 | 397.6681 | -0.0027015 | 301.2299 | 0.0088666 | 301.2299 | 0.0069898
| 343.8299 | 0.042346 | 301.3062 | 0.091635 | 301.23 | 0.16136 | 301.3062 | 0.39761 | 301.3062 | 1.4861 | 397.7477 | -0.013347 | 301.3062 | -0.0079422 | 301.3062 | -0.0072684
| 343.9079 | 0.025516 | 301.3825 | 0.09192 | 301.31 | 0.16136 | 301.3825 | 0.40807 | 301.3825 | 1.5005 | 397.8273 | 0.0058958 | 301.3825 | 0.003358 | 301.3825 | 0.010119
| 343.9859 | 0.013572 | 301.4589 | 0.091151 | 301.38 | 0.16136 | 301.4589 | 0.38204 | 301.4589 | 1.4909 | 397.9069 | -0.010219 | 301.4589 | -0.006999 | 301.4589 | -0.0082611
| 344.0638 | 0.036947 | 301.5352 | 0.091664 | 301.46 | 0.16136 | 301.5352 | 0.39431 | 301.5352 | 1.4873 | 397.9865 | 0.0080572 | 301.5352 | 0.0032259 | 301.5352 | -0.00080375
| 344.1418 | 0.016679 | 301.6115 | 0.09078 | 301.54 | 0.12102 | 301.6115 | 0.3751 | 301.6115 | 1.4726 | 398.066 | -0.005243 | 301.6115 | -0.0063953 | 301.6115 | -0.0060046
| 344.2199 | 0.0046448 | 301.6878 | 0.090324 | 301.61 | 0.12102 | 301.6878 | 0.38587 | 301.6878 | 1.4847 | 398.1456 | 0.0050569 | 301.6878 | -0.0087534 | 301.6878 | -0.0041729
| 344.2978 | 0.035921 | 301.7642 | 0.089183 | 301.69 | 0.12102 | 301.7642 | 0.37622 | 301.7642 | 1.4708 | 398.2252 | -0.0063614 | 301.7642 | -0.0047917 | 301.7642 | 0.0039716
| 344.3758 | 0.017161 | 301.8405 | 0.090409 | 301.76 | 0.16136 | 301.8405 | 0.38017 | 301.8405 | 1.4795 | 398.3048 | -0.0060014 | 301.8405 | 0.0074706 | 301.8405 | 0.0007897
| 344.4538 | 0.022259 | 301.9168 | 0.089554 | 301.84 | 0.16136 | 301.9168 | 0.35723 | 301.9168 | 1.4645 | 398.3844 | -0.0067955 | 301.9168 | -0.011696 | 301.9168 | -0.0071937
| 344.5319 | 0.0168 | 301.9932 | 0.089953 | 301.92 | 0.12102 | 301.9932 | 0.3746 | 301.9932 | 1.476 | 398.464 | 0.0027523 | 301.9932 | -0.0010806 | 301.9932 | -0.0037658
| 344.6099 | 0.030523 | 302.0695 | 0.088642 | 301.99 | 0.12102 | 302.0695 | 0.34349 | 302.0695 | 1.4594 | 398.5436 | 0.012334 | 302.0695 | -0.0071687 | 302.0695 | -0.0048881
| 344.6879 | 0.017403 | 302.1458 | 0.088841 | 302.07 | 0.12102 | 302.1458 | 0.35788 | 302.1458 | 1.4591 | 398.6232 | 0.0025069 | 302.1458 | 0.0050559 | 302.1458 | 0.0097663
| 344.7659 | 0.019966 | 302.2222 | 0.087729 | 302.15 | 0.16136 | 302.2222 | 0.34081 | 302.2222 | 1.4499 | 398.7028 | -0.017489 | 302.2222 | -0.0055841 | 302.2222 | 0.0040409
| 344.8439 | 0.0094403 | 302.2985 | 0.088955 | 302.22 | 0.12102 | 302.2985 | 0.35417 | 302.2985 | 1.4611 | 398.7824 | 0.0006198 | 302.2985 | 0.0053388 | 302.2986 | -0.0019095
| 344.9219 | 0.010828 | 302.3749 | 0.087672 | 302.3 | 0.12102 | 302.3749 | 0.3306 | 302.3749 | 1.4487 | 398.862 | -0.01594 | 302.3749 | -0.0066783 | 302.3749 | -0.0030065
| 345.078 | 0.017855 | 302.4513 | 0.087843 | 302.37 | 0.12102 | 302.4513 | 0.34941 | 302.4513 | 1.4532 | 398.9417 | 0.012088 | 302.4513 | 0.0037919 | 302.4513 | -0.0047776
| 345.156 | 0.0029974 | 302.5276 | 0.086617 | 302.45 | 0.12102 | 302.5276 | 0.33275 | 302.5276 | 1.4379 | 399.0213 | -0.0080157 | 302.5276 | -0.0042824 | 302.5276 | -0.00071085
| 345.234 | 0.029527 | 302.604 | 0.086817 | 302.53 | 0.12102 | 302.604 | 0.34271 | 302.604 | 1.4478 | 399.1009 | 0.0068376 | 302.604 | 0.00067398 | 302.604 | -0.0026186
| 345.3121 | 0.007691 | 302.6804 | 0.08656 | 302.6 | 0.12102 | 302.6804 | 0.32207 | 302.6804 | 1.4352 | 399.1805 | -0.010415 | 302.6804 | -0.0070933 | 302.6804 | 0.0004193
| 345.3901 | 0.013422 | 302.7567 | 0.08713 | 302.68 | 0.12102 | 302.7567 | 0.33505 | 302.7567 | 1.4368 | 399.2601 | 0.0099544 | 302.7567 | 0.0077913 | 302.7567 | 0.0035373
| 345.4681 | 0.017011 | 302.8331 | 0.08619 | 302.76 | 0.16136 | 302.8331 | 0.31509 | 302.8331 | 1.4285 | 399.3398 | -0.0088917 | 302.8331 | -0.0076026 | 302.8331 | -0.0052536
| 345.5462 | 0.019122 | 302.9095 | 0.086703 | 302.83 | 0.12102 | 302.9095 | 0.32266 | 302.9095 | 1.4255 | 399.4194 | -0.007765 | 302.9095 | 0.0025468 | 302.9095 | -0.001987
| 345.7023 | 0.024521 | 302.9859 | 0.085876 | 302.91 | 0.12102 | 302.9859 | 0.31061 | 302.9859 | 1.4178 | 399.499 | -0.00067785 | 302.9859 | -0.01147 | 302.9859 | -0.004862
| 345.7803 | 0.014477 | 303.0623 | 0.086389 | 302.99 | 0.12102 | 303.0623 | 0.31516 | 303.0623 | 1.4157 | 399.5786 | 0.012356 | 303.0623 | 0.0036598 | 303.0623 | -0.00076672
| 345.8584 | 0.026903 | 303.1386 | 0.085733 | 303.06 | 0.12102 | 303.1386 | 0.29909 | 303.1386 | 1.3981 | 399.6582 | -0.013274 | 303.1386 | -0.0022827 | 303.1386 | -0.0024235
| 345.9364 | 0.026391 | 303.215 | 0.085648 | 303.14 | 0.12102 | 303.215 | 0.3141 | 303.215 | 1.3885 | 399.7379 | 0.0017701 | 303.215 | -0.0029241 | 303.215 | -0.0048874
| 346.0145 | 0.028683 | 303.2914 | 0.084707 | 303.22 | 0.12102 | 303.2914 | 0.28448 | 303.2914 | 1.3704 | 399.8175 | -0.016786 | 303.2914 | -0.0099231 | 303.2914 | -0.0082594
| 346.0926 | 0.012275 | 303.3678 | 0.085135 | 303.29 | 0.12102 | 303.3678 | 0.2994 | 303.3678 | 1.3748 | 399.8971 | 0.016221 | 303.3678 | 0.0042824 | 303.3678 | 0.00053935
| 346.1706 | 0.006002 | 303.4442 | 0.084422 | 303.37 | 0.12102 | 303.4442 | 0.28016 | 303.4442 | 1.3661 | 399.9768 | -0.010528 | 303.4442 | -0.010074 | 303.4442 | -0.007355
| 346.2487 | 0.017041 | 303.5206 | 0.085135 | 303.44 | 0.12102 | 303.5206 | 0.29912 | 303.5206 | 1.3827 | 400.0564 | 0.012043 | 303.5206 | 0.00049302 | 303.5206 | -0.00061208
| 346.3268 | 0.019424 | 303.597 | 0.084678 | 303.52 | 0.12102 | 303.597 | 0.27941 | 303.597 | 1.3818 | 400.136 | 0.00079237 | 303.597 | -0.0010755 | 303.597 | -0.0027436
| 346.4829 | 0.0079926 | 303.6735 | 0.085135 | 303.6 | 0.12102 | 303.6735 | 0.2984 | 303.6735 | 1.3824 | 400.2157 | 0.0092425 | 303.6735 | 0.0057539 | 303.6735 | 0.0036732
| 346.561 | 0.036977 | 303.7499 | 0.08388 | 303.67 | 0.12102 | 303.7499 | 0.27617 | 303.7499 | 1.3574 | 400.2953 | -0.0039038 | 303.7499 | -0.0029618 | 303.7498 | -0.0015592
| 346.639 | 0.027989 | 303.8263 | 0.084564 | 303.75 | 0.12102 | 303.8263 | 0.27963 | 303.8263 | 1.3417 | 400.375 | 0.01095 | 303.8263 | 0.0016595 | 303.8263 | 0.001489
| 346.7171 | 0.006183 | 303.9027 | 0.08388 | 303.83 | 0.12102 | 303.9027 | 0.26163 | 303.9027 | 1.334 | 400.4546 | 0.0037592 | 303.9027 | -0.0044333 | 303.9027 | 0.0010984
| 346.7952 | 0.011793 | 303.9791 | 0.084336 | 303.9 | 0.12102 | 303.9791 | 0.27701 | 303.9791 | 1.3266 | 400.5343 | 0.0082564 | 303.9791 | -0.0018297 | 303.9791 | 0.002703
| 346.8733 | 0.025245 | 304.0555 | 0.083538 | 303.98 | 0.12102 | 304.0555 | 0.25982 | 304.0555 | 1.3079 | 400.6139 | 0.00066616 | 304.0555 | -0.010715 | 304.0555 | -0.0037289
| 346.9514 | 0.017765 | 304.132 | 0.084051 | 304.06 | 0.12102 | 304.132 | 0.27424 | 304.132 | 1.3153 | 400.6936 | 0.012084 | 304.132 | 0.00072538 | 304.132 | 2.5069e-05
| 347.0295 | 0.026149 | 304.2084 | 0.082882 | 304.13 | 0.12102 | 304.2084 | 0.25739 | 304.2084 | 1.3025 | 400.7732 | -0.017125 | 304.2084 | -0.0038296 | 304.2084 | -0.0081415
| 347.1857 | 0.010194 | 304.2849 | 0.083567 | 304.21 | 0.12102 | 304.2849 | 0.27069 | 304.2849 | 1.3109 | 400.8529 | 0.013893 | 304.2849 | 0.0049049 | 304.2849 | -0.00065804
| 347.2638 | 0.027718 | 304.3613 | 0.082911 | 304.28 | 0.12102 | 304.3613 | 0.25154 | 304.3613 | 1.2946 | 400.9326 | 0.0060901 | 304.3613 | -0.00045896 | 304.3613 | 7.8624e-05
| 347.3419 | 0.010586 | 304.4377 | 0.083624 | 304.36 | 0.12102 | 304.4377 | 0.26608 | 304.4377 | 1.297 | 401.0122 | 0.0018487 | 304.4377 | 0.0063764 | 304.4377 | 0.0010194
| 347.42 | 0.010888 | 304.5142 | 0.082939 | 304.44 | 0.12102 | 304.5142 | 0.24522 | 304.5142 | 1.2799 | 401.0919 | -0.0058532 | 304.5142 | -0.001575 | 304.5142 | -0.0025297
| 347.4981 | 0.029346 | 304.5906 | 0.083624 | 304.51 | 0.08068 | 304.5906 | 0.25917 | 304.5906 | 1.2847 | 401.1715 | 0.00016381 | 304.5906 | -0.00032099 | 304.5906 | 0.0019605
| 347.5762 | 0.060412 | 304.6671 | 0.082854 | 304.59 | 0.12102 | 304.6671 | 0.24646 | 304.6671 | 1.2627 | 401.2512 | -0.0051873 | 304.6671 | 0.0012011 | 304.6671 | 0.00030111
| 347.6543 | 0.029135 | 304.7436 | 0.083196 | 304.67 | 0.12102 | 304.7436 | 0.25384 | 304.7436 | 1.2538 | 401.3309 | 0.019369 | 304.7436 | 0.0058859 | 304.7436 | 0.0022047
| 347.7324 | 0.012034 | 304.82 | 0.082683 | 304.74 | 0.12102 | 304.82 | 0.23606 | 304.82 | 1.2431 | 401.4105 | -0.0061671 | 304.82 | -0.0035466 | 304.82 | -0.0048344
| 347.8106 | 0.00015758 | 304.8965 | 0.083196 | 304.82 | 0.08068 | 304.8965 | 0.24892 | 304.8965 | 1.2473 | 401.4902 | 0.0077009 | 304.8965 | -0.00097039 | 304.8965 | 0.0020972
| 347.8887 | 0.0067862 | 304.973 | 0.082569 | 304.9 | 0.08068 | 304.973 | 0.23507 | 304.973 | 1.2308 | 401.5699 | -0.016656 | 304.973 | -0.0056595 | 304.973 | -0.0043949
| 347.9668 | 0.0059417 | 305.0494 | 0.083338 | 304.97 | 0.08068 | 305.0494 | 0.24419 | 305.0494 | 1.2224 | 401.6496 | 0.0029598 | 305.0494 | 0.0070744 | 305.0494 | 0.00028134
| 348.0449 | 0.021113 | 305.1259 | 0.082683 | 305.05 | 0.12102 | 305.1259 | 0.22345 | 305.1259 | 1.2156 | 401.7292 | -0.0053629 | 305.1259 | -0.010923 | 305.1259 | -0.0031719
| 348.2012 | 0.050007 | 305.2024 | 0.083424 | 305.13 | 0.08068 | 305.2024 | 0.24326 | 305.2024 | 1.2128 | 401.8089 | -0.006257 | 305.2024 | 0.0038296 | 305.2024 | 0.00059553
| 348.3575 | 0.014628 | 305.2788 | 0.082797 | 305.2 | 0.12102 | 305.2788 | 0.22152 | 305.2788 | 1.194 | 401.8886 | -0.015406 | 305.2788 | -0.0068669 | 305.2788 | -0.010301
| 348.4356 | 0.0050972 | 305.3553 | 0.083053 | 305.28 | 0.08068 | 305.3553 | 0.24316 | 305.3553 | 1.1923 | 401.9683 | 0.020815 | 305.3553 | 0.0027166 | 305.3553 | 0.0025809
| 348.5138 | 0.013693 | 305.4318 | 0.082198 | 305.36 | 0.12102 | 305.4318 | 0.22233 | 305.4318 | 1.1826 | 402.048 | -0.016632 | 305.4318 | -0.0017549 | 305.4318 | -0.0016985
| 348.5919 | 0.0098023 | 305.5083 | 0.082882 | 305.43 | 0.08068 | 305.5083 | 0.23049 | 305.5083 | 1.1839 | 402.1277 | 0.0051491 | 305.5083 | 0.0071687 | 305.5083 | 0.0017435
| 348.6701 | 0.015231 | 305.5848 | 0.082512 | 305.51 | 0.08068 | 305.5848 | 0.21623 | 305.5848 | 1.1632 | 402.2073 | 0.011619 | 305.5848 | -0.0014345 | 305.5848 | 0.00010421
| 348.7482 | 0.012487 | 305.6613 | 0.082882 | 305.58 | 0.08068 | 305.6613 | 0.22697 | 305.6613 | 1.1613 | 402.287 | 0.013494 | 305.6613 | 0.006301 | 305.6613 | 0.004105
| 348.8263 | 0.0064846 | 305.7378 | 0.082055 | 305.66 | 0.08068 | 305.7378 | 0.21168 | 305.7378 | 1.1487 | 402.3667 | -0.0082082 | 305.7378 | -0.004622 | 305.7378 | -0.0064417
| 348.9045 | 0.01131 | 305.8143 | 0.082854 | 305.74 | 0.08068 | 305.8143 | 0.22218 | 305.8143 | 1.149 | 402.4464 | 0.0056255 | 305.8143 | -0.00092264 | 305.8143 | 0.00065636
| 348.9827 | 0.0091387 | 305.8908 | 0.082198 | 305.81 | 0.08068 | 305.8908 | 0.20007 | 305.8908 | 1.1272 | 402.5261 | -0.019471 | 305.8908 | -0.0021884 | 305.8908 | -0.0052827
| 349.0609 | 0.015684 | 305.9673 | 0.082996 | 305.89 | 0.08068 | 305.9673 | 0.22096 | 305.9673 | 1.1236 | 402.6058 | 0.029674 | 305.9673 | 0.0039805 | 305.9673 | 0.00090968
| 349.139 | 0.042135 | 306.0438 | 0.082569 | 305.97 | 0.08068 | 306.0438 | 0.20408 | 306.0438 | 1.1155 | 402.6855 | 0.0027794 | 306.0438 | -0.0065085 | 306.0439 | -0.0028516
| 349.2172 | 0.011099 | 306.1204 | 0.083253 | 306.04 | 0.08068 | 306.1204 | 0.21651 | 306.1204 | 1.1169 | 402.7652 | 0.012719 | 306.1204 | 0.0036976 | 306.1204 | 0.0027042
| 349.2953 | 0.0093498 | 306.1969 | 0.082198 | 306.12 | 0.08068 | 306.1969 | 0.19898 | 306.1969 | 1.096 | 402.8449 | -0.018966 | 306.1969 | -0.0060557 | 306.1969 | 0.00019554
| 349.3735 | 0.019182 | 306.2734 | 0.082968 | 306.2 | 0.08068 | 306.2734 | 0.20723 | 306.2734 | 1.0888 | 402.9246 | 0.006494 | 306.2734 | 0.009093 | 306.2734 | 0.0041856
| 349.4517 | 0.026391 | 306.3499 | 0.082141 | 306.27 | 0.08068 | 306.3499 | 0.19493 | 306.3499 | 1.0823 | 403.0043 | -0.022331 | 306.3499 | -0.008112 | 306.3499 | -0.0046998
| 349.5299 | 0.00015767 | 306.4265 | 0.082654 | 306.35 | 0.08068 | 306.4265 | 0.20692 | 306.4265 | 1.0917 | 403.084 | -0.0066062 | 306.4265 | 0.0073197 | 306.4265 | 0.0018959
| 349.6081 | 0.011371 | 306.503 | 0.081685 | 306.43 | 0.08068 | 306.503 | 0.18833 | 306.503 | 1.0716 | 403.1638 | -0.014879 | 306.503 | -0.0079799 | 306.503 | -0.0068465
| 349.6862 | 0.018006 | 306.5795 | 0.081913 | 306.5 | 0.08068 | 306.5795 | 0.20608 | 306.5795 | 1.0655 | 403.2435 | 0.013128 | 306.5795 | 0.0042258 | 306.5795 | -0.0043128
| 349.7644 | 0.012004 | 306.6561 | 0.081172 | 306.58 | 0.08068 | 306.6561 | 0.18241 | 306.6561 | 1.0471 | 403.3232 | -0.020107 | 306.6561 | -0.0088289 | 306.6561 | -0.0044515
| 349.8426 | 0.010767 | 306.7326 | 0.081599 | 306.66 | 0.08068 | 306.7326 | 0.20097 | 306.7326 | 1.0429 | 403.4029 | 0.0035046 | 306.7326 | 0.001548 | 306.7326 | -0.00049558
| 349.9208 | 0.027507 | 306.8092 | 0.080886 | 306.73 | 0.08068 | 306.8092 | 0.18048 | 306.8092 | 1.0285 | 403.4826 | -0.0056585 | 306.8092 | -0.007829 | 306.8091 | -0.0023929
| 349.999 | 0.025908 | 306.8857 | 0.081599 | 306.81 | 0.08068 | 306.8857 | 0.19063 | 306.8857 | 1.0271 | 403.5623 | -0.0038285 | 306.8857 | 0.0071122 | 306.8857 | 0.00029895
| 350.0772 | 0.018338 | 306.9623 | 0.080829 | 306.89 | 0.08068 | 306.9623 | 0.1741 | 306.9623 | 1.0071 | 403.6421 | -0.0031641 | 306.9623 | -0.0053954 | 306.9622 | -0.0036346
| 350.1554 | 0.025365 | 307.0388 | 0.081428 | 306.96 | 0.08068 | 307.0388 | 0.19614 | 307.0388 | 1.0033 | 403.7218 | 0.024633 | 307.0388 | 0.0018162 | 307.0388 | -0.00079645
| 350.3118 | 0.006002 | 307.1154 | 0.080772 | 307.04 | 0.08068 | 307.1154 | 0.17173 | 307.1154 | 0.99468 | 403.8015 | 0.00081994 | 307.1154 | -0.0030184 | 307.1154 | -0.00084422
| 350.39 | 0.0074799 | 307.1919 | 0.081229 | 307.12 | 0.04034 | 307.1919 | 0.18665 | 307.1919 | 0.9873 | 403.8812 | -0.0015687 | 307.1919 | 0.0024525 | 307.1919 | 0.0074276
| 350.4682 | 0.0053686 | 307.2685 | 0.080316 | 307.19 | 0.08068 | 307.2685 | 0.16812 | 307.2685 | 0.96993 | 403.961 | -0.031289 | 307.2685 | -0.0069801 | 307.2685 | -0.0042599
| 350.5464 | 0.026391 | 307.3451 | 0.081086 | 307.27 | 0.04034 | 307.3451 | 0.18154 | 307.3451 | 0.97665 | 404.0407 | 0.0071378 | 307.3451 | 0.0028675 | 307.3451 | -0.0022488
| 350.6246 | 0.043944 | 307.4216 | 0.080088 | 307.35 | 0.08068 | 307.4216 | 0.16641 | 307.4216 | 0.95721 | 404.1204 | -0.0060806 | 307.4216 | -0.0041692 | 307.4216 | -0.001906
| 350.7029 | 0.012185 | 307.4982 | 0.08063 | 307.42 | 0.08068 | 307.4982 | 0.17867 | 307.4982 | 0.94884 | 404.2002 | 0.013596 | 307.4982 | 0.0032259 | 307.4982 | 0.003494
| 350.7811 | 0.01315 | 307.5748 | 0.080117 | 307.5 | 0.08068 | 307.5748 | 0.15931 | 307.5748 | 0.92871 | 404.2799 | -0.020919 | 307.5748 | -0.0052822 | 307.5748 | -0.00067658
| 350.8593 | 0.05251 | 307.6514 | 0.080715 | 307.57 | 0.04034 | 307.6514 | 0.17301 | 307.6514 | 0.93218 | 404.3596 | -0.014447 | 307.6514 | 0.0056784 | 307.6514 | 0.0052484
| 350.9375 | 0.0034082 | 307.728 | 0.079318 | 307.65 | 0.08068 | 307.728 | 0.1546 | 307.728 | 0.90754 | 404.4394 | -0.009174 | 307.728 | -0.00023642 | 307.728 | -0.0037208
| 351.0158 | 0.015201 | 307.8046 | 0.080003 | 307.73 | 0.08068 | 307.8046 | 0.17245 | 307.8046 | 0.91068 | 404.5191 | 0.0064037 | 307.8046 | 0.00266 | 307.8046 | -0.0008199
| 351.094 | 0.01879 | 307.8811 | 0.079176 | 307.8 | 0.08068 | 307.8811 | 0.15523 | 307.8811 | 0.88793 | 404.5989 | -0.019444 | 307.8811 | -0.0084138 | 307.8812 | -0.0018966
| 351.1722 | 0.0082037 | 307.9577 | 0.079632 | 307.88 | 0.04034 | 307.9577 | 0.16279 | 307.9577 | 0.89737 | 404.6786 | 0.033166 | 307.9577 | 0.0041503 | 307.9577 | 0.005155
| 351.2505 | 0.021143 | 308.0343 | 0.079062 | 307.96 | 0.04034 | 308.0343 | 0.1513 | 308.0343 | 0.8738 | 404.7584 | 0.012243 | 308.0343 | -0.0028864 | 308.0343 | -0.0010746
| 351.3287 | 0.0050368 | 308.111 | 0.07966 | 308.03 | 0.04034 | 308.111 | 0.16413 | 308.111 | 0.87502 | 404.8381 | 0.016484 | 308.111 | 0.0064707 | 308.1109 | 0.0029827
| 351.4069 | 0.019846 | 308.1875 | 0.078691 | 308.11 | 0.08068 | 308.1875 | 0.1447 | 308.1875 | 0.85293 | 404.9179 | -0.016683 | 308.1875 | -0.005735 | 308.1876 | -0.0037295
| 351.4852 | 0.029799 | 308.2642 | 0.078948 | 308.19 | 0.04034 | 308.2642 | 0.16283 | 308.2642 | 0.85245 | 404.9976 | -0.0016395 | 308.2642 | 0.0042635 | 308.2642 | -0.0022651
| 351.5634 | 0.03565 | 308.3408 | 0.078434 | 308.26 | 0.04034 | 308.3408 | 0.13698 | 308.3408 | 0.83648 | 405.0774 | -0.0034226 | 308.3408 | -0.0045465 | 308.3408 | -0.0049472
| 351.6417 | 0.0012703 | 308.4174 | 0.079147 | 308.34 | 0.08068 | 308.4174 | 0.15432 | 308.4174 | 0.83514 | 405.1571 | 0.0081654 | 308.4174 | 0.016582 | 308.4174 | 0.0089063
| 351.7199 | 0.02244 | 308.494 | 0.078235 | 308.42 | 0.08068 | 308.494 | 0.13517 | 308.494 | 0.80697 | 405.2369 | -0.013047 | 308.494 | -0.00070861 | 308.494 | -0.0013732
| 351.7982 | 0.024581 | 308.5706 | 0.079033 | 308.49 | 0.04034 | 308.5706 | 0.15479 | 308.5706 | 0.81208 | 405.3167 | 0.014521 | 308.5706 | 0.010131 | 308.5706 | 0.0013475
| 351.8764 | 0.010104 | 308.6472 | 0.078206 | 308.57 | 0.04034 | 308.6472 | 0.13365 | 308.6472 | 0.79736 | 405.3964 | -0.014466 | 308.6472 | -0.0017041 | 308.6472 | -0.0054447
| 352.033 | 0.0091689 | 308.7239 | 0.079119 | 308.65 | 0.04034 | 308.7239 | 0.15221 | 308.7239 | 0.79763 | 405.4762 | 0.0025494 | 308.7239 | 0.0033957 | 308.7239 | 0.0044645
| 352.1112 | 0.0047654 | 308.8005 | 0.078406 | 308.72 | 0.04034 | 308.8005 | 0.13144 | 308.8005 | 0.78956 | 405.556 | 0.014083 | 308.8005 | -0.0057727 | 308.8005 | -0.0030648
| 352.1895 | 0.025094 | 308.8771 | 0.07909 | 308.8 | 0.04034 | 308.8771 | 0.14887 | 308.8771 | 0.79211 | 405.6357 | 0.013265 | 308.8771 | 0.001491 | 308.8771 | 0.0011491
| 352.2678 | 0.014326 | 308.9538 | 0.078663 | 308.88 | 0.04034 | 308.9538 | 0.1272 | 308.9538 | 0.77245 | 405.7155 | 0.018677 | 308.9538 | -0.0043767 | 308.9538 | -0.0073605
| 352.346 | 0.017584 | 309.0304 | 0.079062 | 308.95 | 0.04034 | 309.0304 | 0.14206 | 309.0304 | 0.76266 | 405.7953 | -0.0080545 | 309.0304 | 0.010904 | 309.0304 | 0.0020833
| 352.4243 | 0.035831 | 309.1071 | 0.078748 | 309.03 | 0.04034 | 309.1071 | 0.12247 | 309.1071 | 0.74269 | 405.875 | -0.0041262 | 309.1071 | -0.0036787 | 309.1071 | -0.0015305
| 352.5026 | 0.03562 | 309.1837 | 0.079033 | 309.11 | 0.04034 | 309.1837 | 0.13991 | 309.1837 | 0.74032 | 405.9548 | -0.0027464 | 309.1837 | 0.0077536 | 309.1837 | 0.0021019
| 352.5809 | 0.011521 | 309.2604 | 0.07852 | 309.18 | 0.04034 | 309.2604 | 0.11823 | 309.2604 | 0.72352 | 406.0346 | -0.010012 | 309.2604 | -0.01196 | 309.2604 | -0.006925
| 352.6592 | 0.02244 | 309.337 | 0.078976 | 309.26 | 0.04034 | 309.337 | 0.13676 | 309.337 | 0.72358 | 406.1144 | 0.0039534 | 309.337 | 0.0024713 | 309.337 | 0.0038255
| 352.7375 | 0.0034082 | 309.4137 | 0.079005 | 309.34 | 0.04034 | 309.4137 | 0.11459 | 309.4137 | 0.71121 | 406.1942 | 0.016982 | 309.4137 | 0.0041881 | 309.4137 | 0.0040748
| 352.8157 | 0.037218 | 309.4903 | 0.078777 | 309.41 | 0.04034 | 309.4903 | 0.13919 | 309.4903 | 0.7204 | 406.2739 | 0.0082777 | 309.4903 | 0.0056029 | 309.4903 | -0.0053273
| 352.894 | 0.014809 | 309.567 | 0.078463 | 309.49 | 0.04034 | 309.567 | 0.114 | 309.567 | 0.70634 | 406.3537 | -0.028087 | 309.567 | 0.00083128 | 309.567 | -0.0071148
| 352.9723 | 0.022108 | 309.6437 | 0.07852 | 309.57 | 0.04034 | 309.6437 | 0.1353 | 309.6437 | 0.70117 | 406.4335 | -0.0056887 | 309.6437 | 0.0096212 | 309.6437 | 0.0033332
| 353.0506 | 0.013663 | 309.7203 | 0.078292 | 309.64 | 0.04034 | 309.7203 | 0.10967 | 309.7203 | 0.68054 | 406.5133 | -0.032632 | 309.7203 | 0.004056 | 309.7203 | 0.0017098
| 353.1289 | 0.05444 | 309.797 | 0.078235 | 309.72 | 0.04034 | 309.797 | 0.1267 | 309.797 | 0.68556 | 406.5931 | 0.022292 | 309.797 | 0.017111 | 309.797 | 0.0046379
| 353.2072 | 0.013874 | 309.8737 | 0.077807 | 309.8 | 0.04034 | 309.8737 | 0.10597 | 309.8737 | 0.66048 | 406.6729 | -0.001023 | 309.8737 | 0.0030561 | 309.8737 | -0.0049409
| 353.2855 | 0.0051877 | 309.9504 | 0.077237 | 309.87 | 0.04034 | 309.9504 | 0.12325 | 309.9504 | 0.66341 | 406.7527 | 0.0024262 | 309.9504 | 0.010621 | 309.9503 | 0.0003704
| 353.3638 | 0.0058814 | 310.027 | 0.077266 | 309.95 | 0.04034 | 310.027 | 0.12269 | 310.027 | 0.65073 | 406.8325 | 0.00031112 | 310.027 | 0.0048295 | 310.027 | -0.0014037
| 353.4421 | 0.021987 | 310.1037 | 0.077408 | 310.03 | 0.04034 | 310.1037 | 0.10435 | 310.1037 | 0.63712 | 406.9123 | 0.00035834 | 310.1037 | 0.0056973 | 310.1037 | -0.0072889
| 353.5204 | 0.013783 | 310.1804 | 0.077579 | 310.1 | 0.04034 | 310.1804 | 0.11973 | 310.1804 | 0.63901 | 406.9921 | 0.0001963 | 310.1804 | 0.01879 | 310.1804 | 0.010333
| 353.5987 | 0.018398 | 310.2571 | 0.076952 | 310.18 | 0.04034 | 310.2571 | 0.092638 | 310.2571 | 0.61765 | 407.0719 | 0.0011889 | 310.2571 | 0.0047351 | 310.2571 | -0.0071991
| 353.6771 | 0.02259 | 310.3338 | 0.076496 | 310.26 | 0.04034 | 310.3338 | 0.11528 | 310.3338 | 0.62566 | 407.1517 | -0.00024378 | 310.3338 | 0.016752 | 310.3338 | 0.0058874
| 353.7554 | 0.0041622 | 310.4105 | 0.07661 | 310.33 | 0.04034 | 310.4105 | 0.094506 | 310.4105 | 0.60318 | 407.2315 | 0.00020821 | 310.4105 | 0.014885 | 310.4105 | -0.0037619
| 353.9121 | 0.00019737 | 310.4872 | 0.076239 | 310.41 | 0.04034 | 310.4872 | 0.11876 | 310.4872 | 0.61151 | 407.3113 | -0.00059657 | 310.4872 | 0.017507 | 310.4872 | -0.00029455
| 353.9904 | 0.01689 | 310.5639 | 0.076467 | 310.49 | 0.04034 | 310.5639 | 0.09214 | 310.5639 | 0.59056 | 407.3911 | -0.00024867 | 310.5639 | 0.0078668 | 310.5639 | -0.0014932
| 354.0687 | 0.0011329 | 310.6406 | 0.075868 | 310.56 | 0.04034 | 310.6406 | 0.11356 | 310.6406 | 0.59577 | 407.4709 | -0.00054132 | 310.6406 | 0.024732 | 310.6406 | 0.0013294
| 354.147 | 0.0077212 | 310.7173 | 0.075384 | 310.64 | 0.04034 | 310.7173 | 0.093136 | 310.7173 | 0.58015 | 407.5507 | 0.0012454 | 310.7173 | 0.011413 | 310.7173 | -0.0056075
| 354.2254 | 0.00078405 | 310.7941 | 0.074899 | 310.72 | 0.04034 | 310.7941 | 0.10945 | 310.7941 | 0.57966 | 407.6306 | 1.1303e-05 | 310.7941 | 0.027902 | 310.794 | 0.0032542
| 354.3037 | 0.0048257 | 310.8708 | 0.0747 | 310.79 | 0.04034 | 310.8708 | 0.089026 | 310.8708 | 0.56461 | 407.7104 | -0.00084104 | 310.8708 | 0.02094 | 310.8708 | -0.0066884
| 354.382 | 0.019152 | 310.9475 | 0.074614 | 310.87 | 0.04034 | 310.9475 | 0.10326 | 310.9475 | 0.56707 | 407.7902 | -0.00059935 | 310.9475 | 0.026505 | 310.9475 | 0.0042719
| 354.4604 | 0.021143 | 311.0242 | 0.074215 | 310.95 | 0.04034 | 311.0242 | 0.086535 | 311.0242 | 0.54983 | 407.87 | -0.00066111 | 311.0242 | 0.017639 | 311.0242 | -0.0010708
| 354.5387 | 0.027356 | 311.1009 | 0.075099 | 311.02 | 0.04034 | 311.1009 | 0.10207 | 311.1009 | 0.55339 | 407.9498 | -0.0010796 | 311.1009 | 0.03458 | 311.101 | 0.0068532
| 354.6171 | 0.016981 | 311.1777 | 0.074243 | 311.1 | 0.04034 | 311.1777 | 0.082393 | 311.1777 | 0.5376 | 408.0296 | 0.0017784 | 311.1777 | 0.018903 | 311.1777 | -0.0025693
| 354.6954 | 0.027476 | 311.2544 | 0.0747 | 311.18 | 0.04034 | 311.2544 | 0.10226 | 311.2544 | 0.54062 | 408.1095 | -0.0013614 | 311.2544 | 0.034995 | 311.2544 | 0.012254
| 354.7738 | 0.012909 | 311.3311 | 0.073502 | 311.25 | 0.04034 | 311.3311 | 0.074796 | 311.3311 | 0.52354 | 408.1893 | 0.0021049 | 311.3311 | 0.03258 | 311.3311 | -0.0018863
| 354.9305 | 0.030131 | 311.4079 | 0.074528 | 311.33 | 0.04034 | 311.4079 | 0.097745 | 311.4079 | 0.52837 | 408.2691 | -0.0001555 | 311.4079 | 0.040352 | 311.4079 | -0.001384
| 355.0088 | 0.011371 | 311.4846 | 0.073559 | 311.41 | 0.04034 | 311.4846 | 0.077442 | 311.4846 | 0.50967 | 408.3489 | 0.0027441 | 311.4846 | 0.030316 | 311.4846 | -0.0054119
| 355.0872 | 0.01131 | 311.5614 | 0.073958 | 311.48 | 0.04034 | 311.5614 | 0.09541 | 311.5614 | 0.51156 | 408.4288 | -0.0020541 | 311.5614 | 0.042786 | 311.5614 | 0.0070621
| 355.1656 | 0.014326 | 311.6381 | 0.073359 | 311.56 | 0.04034 | 311.6381 | 0.073893 | 311.6381 | 0.49406 | 408.5086 | 0.00038721 | 311.6381 | 0.040994 | 311.6381 | 0.0007091
| 355.244 | 0.019001 | 311.7149 | 0.073645 | 311.64 | 0.04034 | 311.7149 | 0.094538 | 311.7149 | 0.4989 | 408.5884 | 0.00068116 | 311.7149 | 0.051521 | 311.7149 | 0.0042763
| 355.3223 | 0.032363 | 311.7916 | 0.073388 | 311.71 | 0.04034 | 311.7916 | 0.07109 | 311.7916 | 0.48244 | 408.6683 | 0.0006945 | 311.7916 | 0.044314 | 311.7916 | -0.0049352
| 355.4007 | 0.0030764 | 311.8684 | 0.0743 | 311.79 | 0.04034 | 311.8684 | 0.093199 | 311.8684 | 0.48128 | 408.7481 | -0.0011194 | 311.8684 | 0.057275 | 311.8684 | 0.001108
| 355.4791 | 0.021444 | 311.9452 | 0.073474 | 311.87 | 0.04034 | 311.9452 | 0.065765 | 311.9452 | 0.47074 | 408.828 | 0.00053158 | 311.9452 | 0.043861 | 311.9452 | -0.0053213
| 355.5574 | 0.028321 | 312.0219 | 0.074044 | 311.95 | 0.04034 | 312.0219 | 0.092047 | 312.0219 | 0.47555 | 408.9078 | -0.001487 | 312.0219 | 0.060746 | 312.0219 | 0.0063676
| 355.6358 | 0.021414 | 312.0987 | 0.072789 | 312.02 | 0.04034 | 312.0987 | 0.067167 | 312.0987 | 0.46101 | 408.9877 | 0.0017368 | 312.0987 | 0.052049 | 312.0987 | -0.0039538
| 355.7142 | 0.020751 | 312.1755 | 0.073274 | 312.1 | 0.04034 | 312.1755 | 0.085601 | 312.1755 | 0.4601 | 409.0675 | -0.0016831 | 312.1755 | 0.069103 | 312.1755 | 0.0056832
| 355.7926 | 0.016468 | 312.2522 | 0.072362 | 312.18 | 0.04034 | 312.2522 | 0.073083 | 312.2522 | 0.44389 | 409.1474 | 0.00028878 | 312.2522 | 0.052068 | 312.2522 | -0.00053135
| 355.871 | 0.018398 | 312.329 | 0.072533 | 312.25 | 0.04034 | 312.329 | 0.090832 | 312.329 | 0.45269 | 409.2272 | -0.00017251 | 312.329 | 0.077422 | 312.329 | 0.0033636
| 355.9494 | 0.046478 | 312.4058 | 0.072134 | 312.33 | 0.04034 | 312.4058 | 0.059351 | 312.4058 | 0.42922 | 409.3071 | 0.00082357 | 312.4058 | 0.071537 | 312.4058 | -0.0016425
| 356.0278 | 0.012999 | 312.4826 | 0.072504 | 312.41 | 0.04034 | 312.4826 | 0.087438 | 312.4826 | 0.43936 | 409.3869 | -0.00090837 | 312.4826 | 0.074706 | 312.4826 | -0.0040159
| 356.1062 | 0.01122 | 312.5594 | 0.071449 | 312.48 | 0 | 312.5594 | 0.060565 | 312.5594 | 0.42213 | 409.4668 | 0.00060308 | 312.5594 | 0.065669 | 312.5594 | -0.0092456
| 356.1846 | 0.032875 | 312.6362 | 0.07239 | 312.56 | 0 | 312.6362 | 0.084013 | 312.6362 | 0.42839 | 409.5466 | -0.0013723 | 312.6362 | 0.076819 | 312.6362 | 0.0031426
| 356.263 | 0.017795 | 312.713 | 0.071563 | 312.64 | 0.04034 | 312.713 | 0.056517 | 312.713 | 0.41044 | 409.6265 | -0.00050539 | 312.713 | 0.075951 | 312.713 | -0.0083929
| 356.3414 | 0.0018794 | 312.7898 | 0.072191 | 312.71 | 0 | 312.7898 | 0.074982 | 312.7898 | 0.41226 | 409.7064 | -0.00081807 | 312.7898 | 0.09476 | 312.7898 | 0.0050703
| 356.4198 | 0.018489 | 312.8666 | 0.071335 | 312.79 | 0 | 312.8666 | 0.059569 | 312.8666 | 0.39776 | 409.7862 | 0.00084394 | 312.8666 | 0.067198 | 312.8665 | -0.00078052
| 356.4982 | 0.012577 | 312.9434 | 0.071649 | 312.87 | 0.04034 | 312.9434 | 0.074111 | 312.9434 | 0.40666 | 409.8661 | 0.0010205 | 312.9434 | 0.096835 | 312.9434 | 0.010265
| 356.5766 | 0.017855 | 313.0202 | 0.070565 | 312.94 | 0.04034 | 313.0202 | 0.056019 | 313.0202 | 0.39252 | 409.946 | 0.00030177 | 313.0202 | 0.093401 | 313.0202 | 0.0046443
| 356.655 | 0.0086561 | 313.097 | 0.071392 | 313.02 | 0.04034 | 313.097 | 0.079435 | 313.097 | 0.39379 | 410.0258 | -0.0017785 | 313.097 | 0.096721 | 313.097 | -0.0036084
| 356.7334 | 0.032423 | 313.1738 | 0.069967 | 313.1 | 0.04034 | 313.1738 | 0.053247 | 313.1738 | 0.37907 | 410.1057 | 0.00064088 | 313.1738 | 0.096627 | 313.1738 | -0.0044585
| 356.8119 | 0.019333 | 313.2506 | 0.070366 | 313.17 | 0.04034 | 313.2506 | 0.066949 | 313.2506 | 0.38434 | 410.1855 | -0.0021419 | 313.2506 | 0.1143 | 313.2506 | 0.0010245
| 356.8903 | 0.021143 | 313.3274 | 0.068855 | 313.25 | 0.04034 | 313.3274 | 0.055271 | 313.3274 | 0.36448 | 410.2654 | 0.00050864 | 313.3274 | 0.096288 | 313.3274 | -0.0052012
| 356.9687 | 0.0083847 | 313.4043 | 0.069396 | 313.33 | 0 | 313.4043 | 0.075854 | 313.4043 | 0.36947 | 410.3453 | 6.5004e-05 | 313.4043 | 0.11415 | 313.4043 | 0.0086653
| 357.0471 | 0.027627 | 313.4811 | 0.068627 | 313.4 | 0.04034 | 313.4811 | 0.052189 | 313.4811 | 0.3561 | 410.4252 | -0.0015544 | 313.4811 | 0.098457 | 313.4811 | -0.0057639
| 357.204 | 0.025154 | 313.5579 | 0.069026 | 313.48 | 0 | 313.5579 | 0.071744 | 313.5579 | 0.36484 | 410.5051 | 0.002657 | 313.5579 | 0.1217 | 313.5579 | 0.0029254
| 357.2824 | 0.00751 | 313.6347 | 0.068199 | 313.56 | 0.04034 | 313.6347 | 0.052313 | 313.6347 | 0.35176 | 410.5849 | 0.00019948 | 313.6347 | 0.12074 | 313.6347 | -0.00041231
| 357.3608 | 0.015261 | 313.7116 | 0.067971 | 313.63 | 0.04034 | 313.7116 | 0.073114 | 313.7116 | 0.35636 | 410.6648 | 4.7535e-05 | 313.7116 | 0.13585 | 313.7116 | 0.0065708
| 357.4393 | 0.037912 | 313.7884 | 0.067572 | 313.71 | 0.04034 | 313.7884 | 0.046957 | 313.7884 | 0.33955 | 410.7447 | -0.0011567 | 313.7884 | 0.11845 | 313.7884 | -0.0052211
| 357.5177 | 0.032875 | 313.8653 | 0.068456 | 313.79 | 0 | 313.8653 | 0.067883 | 313.8653 | 0.34406 | 410.8246 | 0.0018569 | 313.8653 | 0.15415 | 313.8653 | 0.001861
| 357.5962 | 0.0017355 | 313.9421 | 0.067372 | 313.87 | 0.04034 | 313.9421 | 0.051223 | 313.9421 | 0.33227 | 410.9045 | -0.0014459 | 313.9421 | 0.13377 | 313.9421 | -0.0018056
| 357.6746 | 0.011823 | 314.019 | 0.068227 | 313.94 | 0 | 314.019 | 0.068194 | 314.019 | 0.33698 | 410.9844 | 0.00019394 | 314.019 | 0.15375 | 314.019 | 0.0065594
| 357.7531 | 0.0081434 | 314.0958 | 0.067942 | 314.02 | 0.04034 | 314.0958 | 0.039889 | 314.0958 | 0.32324 | 411.0643 | -0.0014987 | 314.0958 | 0.15415 | 314.0958 | 0.00047573
| 357.8315 | 0.015563 | 314.1727 | 0.068712 | 314.1 | 0 | 314.1727 | 0.062496 | 314.1727 | 0.32866 | 411.1441 | 0.001608 | 314.1727 | 0.16084 | 314.1727 | 0.0042107
| 357.91 | 0.0087768 | 314.2495 | 0.068113 | 314.17 | 0.04034 | 314.2495 | 0.042162 | 314.2495 | 0.31148 | 411.224 | -0.00078514 | 314.2495 | 0.15392 | 314.2495 | -0.0038063
| 357.9884 | 0.02069 | 314.3264 | 0.068142 | 314.25 | 0 | 314.3264 | 0.061188 | 314.3264 | 0.31316 | 411.304 | -0.00011622 | 314.3264 | 0.17294 | 314.3264 | 0.00042039
| 358.0669 | 0.00938 | 314.4033 | 0.067116 | 314.33 | 0.04034 | 314.4033 | 0.040916 | 314.4033 | 0.30646 | 411.3839 | -0.0021121 | 314.4033 | 0.16982 | 314.4033 | -0.0025142
| 358.1454 | 0.0059115 | 314.4801 | 0.067971 | 314.4 | 0.04034 | 314.4801 | 0.058199 | 314.4801 | 0.31476 | 411.4637 | 0.0013375 | 314.4801 | 0.16166 | 314.4801 | -0.0021726
| 358.2238 | 0.022048 | 314.557 | 0.066574 | 314.48 | 0 | 314.557 | 0.04266 | 314.557 | 0.30022 | 411.5436 | -0.00057623 | 314.557 | 0.18469 | 314.557 | -0.0078844
| 358.3023 | 0.02431 | 314.6339 | 0.067116 | 314.56 | 0.04034 | 314.6339 | 0.060472 | 314.6339 | 0.30819 | 411.6235 | 0.00063746 | 314.6339 | 0.19618 | 314.6339 | 0.0054845
| 358.3808 | 0.051605 | 314.7107 | 0.066032 | 314.63 | 0.04034 | 314.7107 | 0.043812 | 314.7107 | 0.29156 | 411.7035 | -0.00039638 | 314.7107 | 0.17933 | 314.7107 | -0.0015315
| 358.4592 | 0.032031 | 314.7876 | 0.06703 | 314.71 | 0 | 314.7876 | 0.058666 | 314.7876 | 0.29312 | 411.7834 | 0.0010007 | 314.7876 | 0.2077 | 314.7876 | 0.012078
| 358.5377 | 0.017282 | 314.8645 | 0.066403 | 314.79 | 0.04034 | 314.8645 | 0.040948 | 314.8645 | 0.27854 | 411.8633 | -0.00028094 | 314.8645 | 0.19176 | 314.8645 | -0.0052657
| 358.6162 | 0.02072 | 314.9414 | 0.06683 | 314.86 | 0 | 314.9414 | 0.05988 | 314.9414 | 0.28523 | 411.9432 | 0.0013385 | 314.9414 | 0.21344 | 314.9414 | 0.0043505
| 358.6947 | 0.040627 | 315.0183 | 0.065405 | 314.94 | 0.04034 | 315.0183 | 0.040107 | 315.0183 | 0.2706 | 412.0231 | -0.0013142 | 315.0183 | 0.20797 | 315.0183 | 0.0014522
| 358.7732 | 0.033177 | 315.0952 | 0.066146 | 315.02 | 0.04034 | 315.0952 | 0.052158 | 315.0952 | 0.27735 | 412.103 | 0.00047955 | 315.0952 | 0.22293 | 315.0952 | 0.0037081
| 358.8516 | 0.0092895 | 315.1721 | 0.065718 | 315.1 | 0.04034 | 315.1721 | 0.035405 | 315.1721 | 0.26809 | 412.1829 | -0.0017452 | 315.1721 | 0.22368 | 315.1721 | 0.0066637
| 358.9301 | 0.012215 | 315.249 | 0.066802 | 315.17 | 0.04034 | 315.249 | 0.050102 | 315.249 | 0.2712 | 412.2628 | -0.00083288 | 315.249 | 0.23202 | 315.249 | 0.0057459
| 359.0086 | 0.010828 | 315.3259 | 0.066374 | 315.25 | 0.04034 | 315.3259 | 0.033692 | 315.3259 | 0.26278 | 412.3427 | 6.826e-05 | 315.3259 | 0.23272 | 315.3259 | 0.0013431
| 359.0871 | 0.027476 | 315.4028 | 0.067372 | 315.33 | 0.04034 | 315.4028 | 0.054555 | 315.4028 | 0.26567 | 412.4227 | -0.0011729 | 315.4028 | 0.24979 | 315.4028 | 0.0011175
| 359.1656 | 0.023465 | 315.4797 | 0.066289 | 315.4 | 0.04034 | 315.4797 | 0.036868 | 315.4797 | 0.25266 | 412.5026 | 0.0002202 | 315.4797 | 0.24134 | 315.4797 | -0.0015958
| 359.2441 | 0.0057004 | 315.5566 | 0.066631 | 315.48 | 0 | 315.5566 | 0.058074 | 315.5566 | 0.26104 | 412.5825 | 0.00011314 | 315.5566 | 0.27151 | 315.5566 | 0.010904
| 359.3226 | 0.019182 | 315.6335 | 0.066175 | 315.56 | 0.04034 | 315.6335 | 0.035561 | 315.6335 | 0.24866 | 412.6624 | -0.0018938 | 315.6335 | 0.24636 | 315.6335 | -0.0035232
| 359.4011 | 0.035861 | 315.7104 | 0.066289 | 315.63 | 0 | 315.7104 | 0.056891 | 315.7104 | 0.25232 | 412.7424 | 0.00045691 | 315.7104 | 0.25964 | 315.7104 | 0.0035953
| 359.4796 | 0.0087466 | 315.7874 | 0.065262 | 315.71 | 0.04034 | 315.7874 | 0.029769 | 315.7874 | 0.2389 | 412.8223 | -0.0015619 | 315.7874 | 0.27132 | 315.7874 | 0.0064188
| 359.5581 | 0.0058814 | 315.8643 | 0.065604 | 315.79 | 0.04034 | 315.8643 | 0.048608 | 315.8643 | 0.24202 | 412.9022 | -0.00020723 | 315.8643 | 0.28643 | 315.8643 | 0.0084823
| 359.6366 | 0.023163 | 315.9412 | 0.06492 | 315.86 | 0.04034 | 315.9412 | 0.028492 | 315.9412 | 0.23256 | 412.9822 | -0.0032261 | 315.9412 | 0.28358 | 315.9412 | 0.0016302
| 359.7151 | 0.017644 | 316.0181 | 0.065604 | 315.94 | 0.04034 | 316.0181 | 0.05057 | 316.0181 | 0.24053 | 413.0621 | 0.00031263 | 316.0181 | 0.29618 | 316.0181 | 0.0019538
| 359.7936 | 0.0086863 | 316.0951 | 0.064949 | 316.02 | 0.04034 | 316.0951 | 0.032198 | 316.0951 | 0.22734 | 413.142 | 0.0012016 | 316.0951 | 0.29862 | 316.0951 | 0.0037787
| 359.8722 | 0.015412 | 316.172 | 0.065633 | 316.1 | 0.04034 | 316.172 | 0.047331 | 316.172 | 0.23125 | 413.222 | 0.0015632 | 316.172 | 0.30895 | 316.172 | 0.0026868
| 359.9507 | 0.046779 | 316.2489 | 0.06512 | 316.17 | 0 | 316.2489 | 0.026157 | 316.2489 | 0.22277 | 413.3019 | 0.00014361 | 316.2489 | 0.3224 | 316.2489 | -7.0461e-05
| 360.0292 | 0.016468 | 316.3259 | 0.065775 | 316.25 | 0.04034 | 316.3259 | 0.047207 | 316.3259 | 0.23091 | 413.3819 | 0.00059481 | 316.3259 | 0.3348 | 316.3259 | 0.0054559
| 360.1077 | 0.012547 | 316.4028 | 0.064835 | 316.33 | 0.04034 | 316.4028 | 0.024413 | 316.4028 | 0.21592 | 413.4618 | 0.00012023 | 316.4028 | 0.32691 | 316.4028 | 0.0028044
| 360.1862 | 0.019182 | 316.4798 | 0.065348 | 316.4 | 0.04034 | 316.4798 | 0.04565 | 316.4798 | 0.221 | 413.5417 | 0.00019216 | 316.4798 | 0.34802 | 316.4798 | 0.0033731
| 360.2648 | 0.0069671 | 316.5567 | 0.064778 | 316.48 | 0.04034 | 316.5567 | 0.027215 | 316.5567 | 0.20941 | 413.6217 | -0.00036791 | 316.5567 | 0.3394 | 316.5567 | -0.0021743
| 360.3433 | 0.033297 | 316.6337 | 0.065262 | 316.56 | 0.04034 | 316.6337 | 0.04565 | 316.6337 | 0.21799 | 413.7017 | 0.00031338 | 316.6337 | 0.36706 | 316.6337 | 0.0072192
| 360.4218 | 0.0090784 | 316.7106 | 0.064065 | 316.63 | 0.04034 | 316.7106 | 0.026624 | 316.7106 | 0.20417 | 413.7816 | -0.0013669 | 316.7106 | 0.37104 | 316.7106 | 0.0060219
| 360.5004 | 0.027627 | 316.7876 | 0.063979 | 316.71 | 0.04034 | 316.7876 | 0.048514 | 316.7876 | 0.20476 | 413.8615 | 0.0012041 | 316.7876 | 0.37857 | 316.7876 | 0.0086101
| 360.5789 | 0.00085913 | 316.8646 | 0.062981 | 316.79 | 0.04034 | 316.8646 | 0.029395 | 316.8646 | 0.19754 | 413.9415 | -6.1363e-06 | 316.8646 | 0.38804 | 316.8646 | 0.0071226
| 360.6575 | 0.032393 | 316.9415 | 0.06378 | 316.86 | 0.04034 | 316.9415 | 0.040885 | 316.9415 | 0.19977 | 414.0215 | 0.0016107 | 316.9415 | 0.38889 | 316.9415 | 0.010691
| 360.736 | 0.0053083 | 317.0185 | 0.062981 | 316.94 | 0.04034 | 317.0185 | 0.025658 | 317.0185 | 0.19084 | 414.1014 | -0.00010672 | 317.0185 | 0.40981 | 317.0185 | 0.0036075
| 360.8146 | 0.016407 | 317.0955 | 0.063352 | 317.02 | 0.04034 | 317.0955 | 0.0454 | 317.0955 | 0.19512 | 414.1814 | -0.0007448 | 317.0955 | 0.41328 | 317.0955 | 0.0066074
| 360.8931 | 0.0098324 | 317.1725 | 0.061926 | 317.1 | 0 | 317.1725 | 0.025503 | 317.1725 | 0.18872 | 414.2613 | 0.00099613 | 317.1725 | 0.40775 | 317.1725 | 0.0062837
| 360.9717 | 0.019152 | 317.2495 | 0.062212 | 317.17 | 0.04034 | 317.2495 | 0.042941 | 317.2495 | 0.191 | 414.3413 | 0.0054746 | 317.2495 | 0.43741 | 317.2495 | 0.0073554
| 361.1288 | 0.012909 | 317.3264 | 0.061385 | 317.25 | 0.04034 | 317.3264 | 0.025596 | 317.3264 | 0.18161 | 414.4213 | 0.00016605 | 317.3264 | 0.40754 | 317.3264 | -0.0048155
| 361.2073 | 0.014085 | 317.4034 | 0.062098 | 317.33 | 0 | 317.4034 | 0.044622 | 317.4034 | 0.18929 | 414.5012 | 0.0014344 | 317.4034 | 0.4564 | 317.4034 | 0.0060382
| 361.2859 | 0.039812 | 317.4804 | 0.061556 | 317.4 | 0 | 317.4804 | 0.026873 | 317.4804 | 0.17353 | 414.5812 | -0.0023187 | 317.4804 | 0.46384 | 317.4804 | 0.004318
| 361.3645 | 0.015865 | 317.5574 | 0.061955 | 317.48 | 0 | 317.5574 | 0.037273 | 317.5574 | 0.18128 | 414.6612 | 0.001694 | 317.5574 | 0.48651 | 317.5574 | 0.0063141
| 361.443 | 0.0072386 | 317.6344 | 0.061185 | 317.56 | 0.04034 | 317.6344 | 0.024319 | 317.6344 | 0.17161 | 414.7411 | 0.00016929 | 317.6344 | 0.50119 | 317.6344 | 0.013248
| 361.5216 | 0.021444 | 317.7114 | 0.060986 | 317.63 | 0.04034 | 317.7114 | 0.040699 | 317.7114 | 0.17639 | 414.8211 | 0.00026657 | 317.7114 | 0.51889 | 317.7114 | 0.0087679
| 361.6002 | 0.01315 | 317.7884 | 0.060216 | 317.71 | 0.04034 | 317.7884 | 0.025067 | 317.7884 | 0.16997 | 414.9011 | 0.00024182 | 317.7884 | 0.50809 | 317.7884 | 0.0049984
| 361.6787 | 0.0015155 | 317.8654 | 0.060643 | 317.79 | 0.04034 | 317.8654 | 0.039297 | 317.8654 | 0.1768 | 414.981 | 0.00016411 | 317.8654 | 0.54847 | 317.8654 | 0.010233
| 361.7573 | 0.017765 | 317.9424 | 0.059532 | 317.87 | 0.04034 | 317.9424 | 0.02214 | 317.9424 | 0.16591 | 415.061 | -0.0017314 | 317.9424 | 0.54511 | 317.9424 | 0.010331
| 361.8359 | 0.0077212 | 318.0194 | 0.060016 | 317.94 | 0.04034 | 318.0194 | 0.038519 | 318.0194 | 0.17313 | 415.141 | -0.00022092 | 318.0194 | 0.56859 | 318.0194 | 0.017436
| 361.9145 | 0.023344 | 318.0964 | 0.058904 | 318.02 | 0.04034 | 318.0964 | 0.023697 | 318.0964 | 0.16334 | 415.221 | -0.0017916 | 318.0964 | 0.57495 | 318.0964 | 0.0074567
| 361.9931 | 0.01122 | 318.1735 | 0.058876 | 318.1 | 0.04034 | 318.1735 | 0.041913 | 318.1735 | 0.16471 | 415.301 | 0.00095745 | 318.1735 | 0.5845 | 318.1735 | 0.013995
| 362.0717 | 0.033147 | 318.2505 | 0.058049 | 318.17 | 0.04034 | 318.2505 | 0.021797 | 318.2505 | 0.15648 | 415.381 | -0.0016125 | 318.2505 | 0.60227 | 318.2505 | 0.0099702
| 362.1502 | 0.014296 | 318.3275 | 0.058591 | 318.25 | 0.04034 | 318.3275 | 0.034907 | 318.3275 | 0.16017 | 415.4609 | 0.00065028 | 318.3275 | 0.62117 | 318.3275 | 0.0098223
| 362.2288 | 0.0023331 | 318.4045 | 0.058134 | 318.33 | 0.04034 | 318.4045 | 0.024288 | 318.4045 | 0.15504 | 415.5409 | -0.0013443 | 318.4045 | 0.64255 | 318.4045 | 0.011971
| 362.3074 | 0.0033177 | 318.4816 | 0.058191 | 318.4 | 0.04034 | 318.4816 | 0.038083 | 318.4816 | 0.15817 | 415.6209 | 0.00077082 | 318.4816 | 0.65209 | 318.4816 | 0.012895
| 362.386 | 0.0046146 | 318.5586 | 0.057336 | 318.48 | 0 | 318.5586 | 0.022202 | 318.5586 | 0.14901 | 415.7009 | -0.00076698 | 318.5586 | 0.65505 | 318.5586 | 0.0066607
| 362.4646 | 0.026149 | 318.6356 | 0.057422 | 318.56 | 0 | 318.6356 | 0.037709 | 318.6356 | 0.15575 | 415.7809 | -0.0012009 | 318.6356 | 0.68739 | 318.6356 | 0.0082917
| 362.5432 | 0.012728 | 318.7127 | 0.057165 | 318.64 | 0 | 318.7127 | 0.02242 | 318.7127 | 0.1443 | 415.8609 | -0.00047868 | 318.7127 | 0.68765 | 318.7127 | 0.010353
| 362.6218 | 0.0031066 | 318.7897 | 0.057479 | 318.71 | 0 | 318.7897 | 0.039609 | 318.7897 | 0.15068 | 415.9409 | -0.00053227 | 318.7897 | 0.71499 | 318.7897 | 0.020174
| 362.7004 | 0.010255 | 318.8668 | 0.056966 | 318.79 | 0.04034 | 318.8668 | 0.025472 | 318.8668 | 0.1465 | 416.0209 | 0.00052409 | 318.8668 | 0.7334 | 318.8668 | 0.014173
| 362.779 | 0.014628 | 318.9438 | 0.057735 | 318.87 | 0.04034 | 318.9438 | 0.034315 | 318.9438 | 0.14624 | 416.1009 | 0.00042696 | 318.9438 | 0.75587 | 318.9438 | 0.019218
| 362.8577 | 0.024491 | 319.0209 | 0.056994 | 318.94 | 0.04034 | 319.0209 | 0.02077 | 319.0209 | 0.13867 | 416.1809 | -0.00060687 | 319.0209 | 0.76875 | 319.0208 | 0.012352
| 362.9363 | 0.011883 | 319.0979 | 0.058306 | 319.02 | 0.04034 | 319.0979 | 0.033692 | 319.0979 | 0.14194 | 416.2609 | 0.00030075 | 319.0979 | 0.78241 | 319.0979 | 0.016583
| 363.0935 | 0.0062433 | 319.175 | 0.057593 | 319.1 | 0.04034 | 319.175 | 0.021704 | 319.175 | 0.13339 | 416.3409 | -0.0013654 | 319.175 | 0.80252 | 319.175 | 0.0079838
| 363.3294 | 0.015744 | 319.252 | 0.057764 | 319.17 | 0.04034 | 319.252 | 0.033007 | 319.252 | 0.14243 | 416.4209 | 0.0016062 | 319.252 | 0.80997 | 319.252 | 0.018654
| 363.4866 | 0.011521 | 319.3291 | 0.057251 | 319.25 | 0.04034 | 319.3291 | 0.024818 | 319.3291 | 0.13214 | 416.5009 | -0.0016762 | 319.3291 | 0.83144 | 319.3291 | 0.021361
| 363.5653 | 0.0095006 | 319.4062 | 0.057792 | 319.33 | 0.04034 | 319.4062 | 0.033069 | 319.4062 | 0.13411 | 416.5809 | 0.00044183 | 319.4062 | 0.85091 | 319.4062 | 0.0099377
| 363.6439 | 0.021505 | 319.4832 | 0.057222 | 319.41 | 0 | 319.4832 | 0.022233 | 319.4832 | 0.12644 | 416.6609 | -0.0024944 | 319.4832 | 0.86061 | 319.4832 | 0.011179
| 363.7225 | 0.011793 | 319.5603 | 0.057764 | 319.48 | 0.04034 | 319.5603 | 0.033599 | 319.5603 | 0.13599 | 416.741 | -1.4049e-05 | 319.5603 | 0.89647 | 319.5603 | 0.019733
| 363.8012 | 0.0081736 | 319.6374 | 0.057678 | 319.56 | 0.04034 | 319.6374 | 0.017313 | 319.6374 | 0.12613 | 416.821 | -0.0013123 | 319.6374 | 0.89836 | 319.6374 | 0.0096982
| 363.9585 | 0.0067259 | 319.7145 | 0.058277 | 319.64 | 0 | 319.7145 | 0.03061 | 319.7145 | 0.12907 | 416.901 | -0.00027385 | 319.7145 | 0.92532 | 319.7144 | 0.02167
| 364.0371 | 0.015895 | 319.7915 | 0.05708 | 319.71 | 0.04034 | 319.7915 | 0.020053 | 319.7915 | 0.12166 | 416.981 | -0.00043518 | 319.7915 | 0.93637 | 319.7915 | 0.019646
| 364.1157 | 0.0016597 | 319.8686 | 0.057621 | 319.79 | 0.04034 | 319.8686 | 0.030236 | 319.8686 | 0.12622 | 417.061 | 0.0005353 | 319.8686 | 0.9757 | 319.8686 | 0.022661
| 364.1944 | 0.014658 | 319.9457 | 0.056367 | 319.87 | 0.04034 | 319.9457 | 0.016722 | 319.9457 | 0.11675 | 417.1411 | -0.00086623 | 319.9457 | 0.98185 | 319.9457 | 0.023709
| 364.4304 | 0.0021379 | 320.0228 | 0.05708 | 319.95 | 0.04034 | 320.0228 | 0.036028 | 320.0228 | 0.1236 | 417.2211 | 0.00013377 | 320.0228 | 1.006 | 320.0228 | 0.023931
| 364.5877 | 0.0045241 | 320.0999 | 0.056908 | 320.02 | 0.04034 | 320.0999 | 0.018746 | 320.0999 | 0.11629 | 417.3011 | -0.0017001 | 320.0999 | 1.0083 | 320.0999 | 0.012904
| 364.6664 | 0.020117 | 320.177 | 0.057393 | 320.1 | 0.04034 | 320.177 | 0.031263 | 320.177 | 0.11778 | 417.3811 | 0.0013766 | 320.177 | 1.0338 | 320.177 | 0.027174
| 364.7451 | 0.012879 | 320.2541 | 0.056623 | 320.18 | 0.04034 | 320.2541 | 0.017033 | 320.2541 | 0.11114 | 417.4612 | -0.00044176 | 320.2541 | 1.0544 | 320.2541 | 0.018438
| 364.9024 | 0.017644 | 320.3312 | 0.057051 | 320.25 | 0.04034 | 320.3312 | 0.033661 | 320.3312 | 0.11783 | 417.5412 | 0.0014811 | 320.3312 | 1.0766 | 320.3312 | 0.028785
| 365.0598 | 0.010405 | 320.4083 | 0.056652 | 320.33 | 0.04034 | 320.4083 | 0.017251 | 320.4083 | 0.11036 | 417.6212 | -8.0301e-05 | 320.4083 | 1.1 | 320.4083 | 0.01909
| 365.2171 | 0.0081736 | 320.4854 | 0.057393 | 320.41 | 0.04034 | 320.4854 | 0.029893 | 320.4854 | 0.11393 | 417.7013 | -0.00065325 | 320.4854 | 1.1109 | 320.4854 | 0.022951
| 365.3745 | 0.027416 | 320.5625 | 0.056766 | 320.49 | 0.04034 | 320.5625 | 0.018901 | 320.5625 | 0.10517 | 417.7813 | -0.00062864 | 320.5625 | 1.1266 | 320.5625 | 0.015855
| 365.4532 | 0.019785 | 320.6397 | 0.057137 | 320.56 | 0.04034 | 320.6397 | 0.028959 | 320.6397 | 0.10941 | 417.8613 | 0.00045854 | 320.6397 | 1.1415 | 320.6396 | 0.030151
| 365.5319 | 0.011823 | 320.7168 | 0.056709 | 320.64 | 0.04034 | 320.7168 | 0.016223 | 320.7168 | 0.10052 | 417.9414 | -0.0010581 | 320.7168 | 1.1724 | 320.7168 | 0.020849
| 365.6106 | 0.020057 | 320.7939 | 0.057222 | 320.72 | 0.04034 | 320.7939 | 0.032789 | 320.7939 | 0.11003 | 418.0214 | 0.0030162 | 320.7939 | 1.1932 | 320.7939 | 0.02622
| 365.6893 | 0.010979 | 320.871 | 0.056281 | 320.79 | 0.04034 | 320.871 | 0.016971 | 320.871 | 0.099907 | 418.1014 | -0.0008616 | 320.871 | 1.1935 | 320.871 | 0.02192
| 365.8467 | 0.014869 | 320.9481 | 0.056623 | 320.87 | 0.04034 | 320.9481 | 0.032447 | 320.9481 | 0.10637 | 418.1815 | 0.0016348 | 320.9481 | 1.2126 | 320.9482 | 0.030733
| 365.9254 | 0.0063338 | 321.0253 | 0.055568 | 320.95 | 0.04034 | 321.0253 | 0.013109 | 321.0253 | 0.097125 | 418.2615 | -0.0015105 | 321.0253 | 1.2321 | 321.0253 | 0.018524
| 366.0041 | 0.033207 | 321.1024 | 0.055683 | 321.03 | 0 | 321.1024 | 0.026842 | 321.1024 | 0.10326 | 418.3416 | 0.0002673 | 321.1024 | 1.2603 | 321.1024 | 0.019995
| 366.1615 | 0.0011461 | 321.1796 | 0.054856 | 321.1 | 0.04034 | 321.1796 | 0.014791 | 321.1796 | 0.095517 | 418.4216 | -0.0010032 | 321.1796 | 1.2704 | 321.1796 | 0.022543
| 366.2402 | 0.0043432 | 321.2567 | 0.054799 | 321.18 | 0.04034 | 321.2567 | 0.032011 | 321.2567 | 0.0992 | 418.5017 | -0.0011543 | 321.2567 | 1.2944 | 321.2567 | 0.024974
| 366.319 | 0.011793 | 321.3338 | 0.053829 | 321.26 | 0.04034 | 321.3338 | 0.015476 | 321.3338 | 0.090224 | 418.5817 | -0.00092094 | 321.3338 | 1.3217 | 321.3338 | 0.025879
| 366.3977 | 0.0053988 | 321.411 | 0.054086 | 321.33 | 0.04034 | 321.411 | 0.030329 | 321.411 | 0.099576 | 418.6618 | 0.0012163 | 321.411 | 1.3462 | 321.411 | 0.02643
| 366.4764 | 0.012094 | 321.4881 | 0.053316 | 321.41 | 0.04034 | 321.4881 | 0.01613 | 321.4881 | 0.089879 | 418.7418 | -0.00048327 | 321.4881 | 1.3215 | 321.4881 | 0.014983
| 366.5551 | 0.0012609 | 321.5653 | 0.053316 | 321.49 | 0 | 321.5653 | 0.030392 | 321.5653 | 0.093517 | 418.8219 | 0.0014303 | 321.5653 | 1.3316 | 321.5653 | 0.019731
| 366.6338 | 0.027476 | 321.6424 | 0.052774 | 321.57 | 0.04034 | 321.6424 | 0.01669 | 321.6424 | 0.084677 | 418.9019 | -4.9469e-05 | 321.6424 | 1.3905 | 321.6425 | 0.021623
| 366.7126 | 0.0012888 | 321.7196 | 0.053231 | 321.64 | 0.04034 | 321.7196 | 0.028368 | 321.7196 | 0.09284 | 418.982 | 0.001509 | 321.7196 | 1.4072 | 321.7196 | 0.026871
| 366.8701 | 0.021806 | 321.7968 | 0.052062 | 321.72 | 0.04034 | 321.7968 | 0.018029 | 321.7968 | 0.085188 | 419.0621 | -0.00068348 | 321.7968 | 1.4155 | 321.7968 | 0.023082
| 366.9488 | 0.024038 | 321.8739 | 0.052888 | 321.8 | 0 | 321.8739 | 0.024382 | 321.8739 | 0.090856 | 419.1422 | 0.0026667 | 321.8739 | 1.4394 | 321.8739 | 0.031042
| 367.0275 | 0.0019532 | 321.9511 | 0.051748 | 321.87 | 0.04034 | 321.9511 | 0.013265 | 321.9511 | 0.080602 | 419.2222 | -0.0017927 | 321.9511 | 1.4489 | 321.9511 | 0.015456
| 367.185 | 0.0024426 | 322.0283 | 0.051919 | 321.95 | 0 | 322.0283 | 0.027402 | 322.0283 | 0.088044 | 419.3023 | -0.0006738 | 322.0283 | 1.4735 | 322.0283 | 0.022546
| 367.2638 | 0.01867 | 322.1055 | 0.051064 | 322.03 | 0.04034 | 322.1055 | 0.01012 | 322.1055 | 0.077445 | 419.3823 | -0.0001816 | 322.1055 | 1.495 | 322.1054 | 0.02804
| 367.3425 | 0.006756 | 322.1826 | 0.051434 | 322.11 | 0 | 322.1826 | 0.030329 | 322.1826 | 0.087759 | 419.4624 | 0.0013299 | 322.1826 | 1.5139 | 322.1826 | 0.033046
| 367.5788 | 0.018006 | 322.2598 | 0.050322 | 322.18 | 0.04034 | 322.2598 | 0.0099022 | 322.2598 | 0.076242 | 419.5425 | -0.00094739 | 322.2598 | 1.5081 | 322.2598 | 0.029099
| 367.6575 | 0.0036495 | 322.337 | 0.050379 | 322.26 | 0.04034 | 322.337 | 0.026375 | 322.337 | 0.083985 | 419.6226 | 4.8711e-05 | 322.337 | 1.5507 | 322.337 | 0.028429
| 367.7363 | 0.014236 | 322.4142 | 0.049524 | 322.34 | 0.04034 | 322.4142 | 0.0092794 | 322.4142 | 0.077911 | 419.7026 | -0.00026085 | 322.4142 | 1.5624 | 322.4142 | 0.02751
| 367.8151 | 0.03752 | 322.4914 | 0.049923 | 322.41 | 0.04034 | 322.4914 | 0.025472 | 322.4914 | 0.083263 | 419.7827 | 0.0012438 | 322.4914 | 1.5781 | 322.4914 | 0.033007
| 367.8938 | 0.021957 | 322.5686 | 0.048954 | 322.49 | 0.04034 | 322.5686 | 0.011054 | 322.5686 | 0.071536 | 419.8628 | -0.00065019 | 322.5686 | 1.5822 | 322.5686 | 0.028199
| 367.9726 | 0.0076307 | 322.6458 | 0.049382 | 322.57 | 0 | 322.6458 | 0.028274 | 322.6458 | 0.081805 | 419.9429 | 0.0016448 | 322.6458 | 1.6049 | 322.6458 | 0.031606
| 368.0514 | 0.014296 | 322.723 | 0.04827 | 322.65 | 0.04034 | 322.723 | 0.016504 | 322.723 | 0.074002 | 420.0229 | 6.7072e-05 | 322.723 | 1.6159 | 322.723 | 0.026761
| 368.1301 | 0.024279 | 322.8002 | 0.04884 | 322.72 | 0.04034 | 322.8002 | 0.028866 | 322.8002 | 0.079895 | 420.103 | 0.0029538 | 322.8002 | 1.6283 | 322.8002 | 0.033223
| 368.3665 | 0.0049464 | 322.8774 | 0.047984 | 322.8 | 0.04034 | 322.8774 | 0.010618 | 322.8774 | 0.069251 | 420.1831 | -0.0017139 | 322.8774 | 1.6191 | 322.8773 | 0.026515
| 368.4452 | 0.0062433 | 322.9546 | 0.048327 | 322.88 | 0 | 322.9546 | 0.026188 | 322.9546 | 0.077129 | 420.2632 | 0.00038062 | 322.9546 | 1.6532 | 322.9546 | 0.034622
| 368.524 | 0.018187 | 323.0318 | 0.047557 | 322.95 | 0.04034 | 323.0318 | 0.010276 | 323.0318 | 0.069762 | 420.3433 | -0.00085842 | 323.0318 | 1.6655 | 323.0318 | 0.029686
| 368.6028 | 0.0088974 | 323.109 | 0.048099 | 323.03 | 0.04034 | 323.109 | 0.028025 | 323.109 | 0.077054 | 420.4234 | 0.00091902 | 323.109 | 1.7091 | 323.109 | 0.037579
| 368.6816 | 0.014477 | 323.1862 | 0.047528 | 323.11 | 0.04034 | 323.1862 | 0.01093 | 323.1862 | 0.066845 | 420.5034 | -0.0022679 | 323.1862 | 1.7007 | 323.1862 | 0.022114
| 368.7604 | 0.016769 | 323.2634 | 0.048384 | 323.19 | 0 | 323.2634 | 0.024164 | 323.2634 | 0.075114 | 420.5836 | 0.0012166 | 323.2634 | 1.7031 | 323.2634 | 0.027609
| 368.8392 | 0.018911 | 323.3407 | 0.047386 | 323.26 | 0 | 323.3407 | 0.010027 | 323.3407 | 0.066108 | 420.6636 | -0.0013073 | 323.3407 | 1.7074 | 323.3407 | 0.031554
| 368.9968 | 0.0023985 | 323.4179 | 0.047927 | 323.34 | 0.04034 | 323.4179 | 0.026375 | 323.4179 | 0.072739 | 420.7437 | 0.00056666 | 323.4179 | 1.7257 | 323.4179 | 0.034143
| 369.0756 | 0.02814 | 323.4951 | 0.047329 | 323.42 | 0.04034 | 323.4951 | 0.0071308 | 323.4951 | 0.063056 | 420.8239 | -0.00043898 | 323.4951 | 1.7329 | 323.4951 | 0.032247
| 369.1544 | 0.013331 | 323.5723 | 0.047927 | 323.5 | 0 | 323.5723 | 0.024413 | 323.5723 | 0.07089 | 420.9039 | 0.0012351 | 323.5723 | 1.7543 | 323.5724 | 0.045167
| 369.2332 | 0.00090524 | 323.6496 | 0.047357 | 323.57 | 0.04034 | 323.6496 | 0.0123 | 323.6496 | 0.063898 | 420.984 | -0.00071434 | 323.6496 | 1.7621 | 323.6496 | 0.02886
| 369.312 | 0.033509 | 323.7268 | 0.048327 | 323.65 | 0 | 323.7268 | 0.026748 | 323.7268 | 0.070258 | 421.0641 | 0.00032525 | 323.7268 | 1.7557 | 323.7268 | 0.032122
| 369.3908 | 0.0089578 | 323.8041 | 0.047842 | 323.73 | 0.04034 | 323.8041 | 0.0035498 | 323.8041 | 0.060711 | 421.1443 | -0.0014308 | 323.8041 | 1.77 | 323.804 | 0.033999
| 369.4696 | 0.011974 | 323.8813 | 0.048412 | 323.8 | 0 | 323.8813 | 0.026126 | 323.8813 | 0.065567 | 421.2244 | 0.00099463 | 323.8813 | 1.7878 | 323.8813 | 0.038483
| 369.5484 | 0.0085958 | 323.9586 | 0.047443 | 323.88 | 0 | 323.9586 | 0.0056673 | 323.9586 | 0.061297 | 421.3045 | -0.0020212 | 323.9586 | 1.8057 | 323.9586 | 0.037895
| 369.6273 | 0.0027279 | 324.0358 | 0.047984 | 323.96 | 0.04034 | 324.0358 | 0.028928 | 324.0358 | 0.066078 | 421.3846 | 0.0016358 | 324.0358 | 1.8205 | 324.0358 | 0.041441
| 369.7061 | 0.0079021 | 324.113 | 0.047414 | 324.04 | 0.04034 | 324.113 | 0.011272 | 324.113 | 0.057012 | 421.4647 | -0.000473 | 324.113 | 1.8054 | 324.1131 | 0.034453
| 369.8637 | 0.019424 | 324.1903 | 0.048099 | 324.11 | 0 | 324.1903 | 0.022513 | 324.1903 | 0.065853 | 421.5448 | 0.0025157 | 324.1903 | 1.8333 | 324.1903 | 0.045681
| 369.9426 | 0.00010796 | 324.2676 | 0.047443 | 324.19 | 0.04034 | 324.2676 | 0.008065 | 324.2676 | 0.05584 | 421.6249 | -0.0017274 | 324.2676 | 1.824 | 324.2676 | 0.039396
| 370.0214 | 0.013723 | 324.3448 | 0.048099 | 324.27 | 0.04034 | 324.3448 | 0.023852 | 324.3448 | 0.064139 | 421.705 | -0.00049796 | 324.3448 | 1.8353 | 324.3448 | 0.04318
| 370.1002 | 0.0041622 | 324.4221 | 0.047386 | 324.34 | 0.04034 | 324.4221 | 0.0064457 | 324.4221 | 0.055028 | 421.7851 | -0.00034806 | 324.4221 | 1.8141 | 324.4221 | 0.04152
| 370.1791 | 0.0060322 | 324.4994 | 0.047842 | 324.42 | 0 | 324.4994 | 0.023759 | 324.4994 | 0.063162 | 421.8653 | 0.0018885 | 324.4994 | 1.8254 | 324.4994 | 0.042432
| 370.2579 | 0.013391 | 324.5766 | 0.046844 | 324.5 | 0.04034 | 324.5766 | 0.0039235 | 324.5766 | 0.049345 | 421.9454 | -0.0012869 | 324.5766 | 1.8136 | 324.5766 | 0.033589
| 370.4156 | 0.0035288 | 324.6539 | 0.047557 | 324.58 | 0 | 324.6539 | 0.026779 | 324.6539 | 0.064304 | 422.0255 | 0.0004962 | 324.6539 | 1.8339 | 324.6539 | 0.045614
| 370.4944 | 0.010918 | 324.7312 | 0.046644 | 324.65 | 0 | 324.7312 | 0.0056984 | 324.7312 | 0.049435 | 422.1056 | -0.0017682 | 324.7312 | 1.8445 | 324.7312 | 0.044753
| 370.5732 | 0.0053988 | 324.8085 | 0.047186 | 324.73 | 0 | 324.8085 | 0.027278 | 324.8085 | 0.063643 | 422.1858 | 0.0022094 | 324.8085 | 1.8551 | 324.8085 | 0.043252
| 370.6521 | 0.027205 | 324.8857 | 0.04596 | 324.81 | 0.04034 | 324.8857 | 0.0060409 | 324.8857 | 0.050968 | 422.2659 | -0.0013152 | 324.8857 | 1.862 | 324.8857 | 0.043855
| 370.731 | 0.017192 | 324.963 | 0.046302 | 324.89 | 0 | 324.963 | 0.026188 | 324.963 | 0.059192 | 422.346 | 0.0016119 | 324.963 | 1.8541 | 324.963 | 0.042053
| 370.8098 | 0.026843 | 325.0403 | 0.045418 | 324.96 | 0 | 325.0403 | 0.0076602 | 325.0403 | 0.05172 | 422.4261 | 3.7356e-05 | 325.0403 | 1.855 | 325.0403 | 0.050792
| 370.9675 | 0.020359 | 325.1176 | 0.045989 | 325.04 | 0.04034 | 325.1176 | 0.023354 | 325.1176 | 0.055238 | 422.5063 | 0.00061385 | 325.1176 | 1.8644 | 325.1176 | 0.056462
| 371.0464 | 0.0036193 | 325.1949 | 0.044592 | 325.12 | 0 | 325.1949 | 0.0049822 | 325.1949 | 0.046458 | 422.5864 | -0.00011843 | 325.1949 | 1.8412 | 325.1949 | 0.043681
| 371.1252 | 0.0065147 | 325.2722 | 0.045361 | 325.19 | 0 | 325.2722 | 0.02323 | 325.2722 | 0.057554 | 422.6665 | 9.0126e-05 | 325.2722 | 1.8762 | 325.2722 | 0.05646
| 371.2041 | 0.013603 | 325.3495 | 0.044449 | 325.27 | 0.04034 | 325.3495 | 0.00082829 | 325.3495 | 0.047315 | 422.7467 | -0.0017338 | 325.3495 | 1.8707 | 325.3495 | 0.052091
| 371.283 | 0.010164 | 325.4268 | 0.04539 | 325.35 | 0.04034 | 325.4268 | 0.030111 | 325.4268 | 0.054126 | 422.8268 | 0.0016906 | 325.4268 | 1.8558 | 325.4268 | 0.041448
| 371.4407 | 0.0206 | 325.5041 | 0.044421 | 325.43 | 0 | 325.5041 | 0.0065703 | 325.5041 | 0.043556 | 422.907 | -0.00037748 | 325.5041 | 1.8712 | 325.5041 | 0.049988
| 371.5196 | 0.004313 | 325.5814 | 0.045418 | 325.5 | 0.04034 | 325.5814 | 0.020271 | 325.5814 | 0.054727 | 422.9871 | -0.00067161 | 325.5814 | 1.8865 | 325.5815 | 0.056663
| 371.5985 | 0.034232 | 325.6587 | 0.044506 | 325.58 | 0 | 325.6587 | 0.0038301 | 325.6587 | 0.047631 | 423.0672 | -0.0016518 | 325.6587 | 1.8547 | 325.6588 | 0.054305
| 371.7562 | 0.0066655 | 325.7361 | 0.044335 | 325.66 | 0 | 325.7361 | 0.017967 | 325.7361 | 0.050713 | 423.1474 | 0.00091566 | 325.7361 | 1.8498 | 325.7361 | 0.057049
| 371.914 | 0.023495 | 325.8134 | 0.043565 | 325.74 | 0 | 325.8134 | 0.00075356 | 325.8134 | 0.043466 | 423.2275 | 0.00015021 | 325.8134 | 1.8529 | 325.8134 | 0.061845
| 371.9929 | 0.0069068 | 325.8907 | 0.044221 | 325.81 | 0 | 325.8907 | 0.02379 | 325.8907 | 0.049735 | 423.3076 | 0.00046996 | 325.8907 | 1.8381 | 325.8907 | 0.064571
| 372.0718 | 0.031126 | 325.968 | 0.043451 | 325.89 | 0 | 325.968 | -0.00075979 | 325.968 | 0.040579 | 423.3878 | -0.00031072 | 325.968 | 1.8321 | 325.968 | 0.062056
| 372.1507 | 0.016619 | 326.0454 | 0.043822 | 325.97 | 0 | 326.0454 | 0.023198 | 326.0454 | 0.04724 | 423.468 | 0.00019023 | 326.0454 | 1.8587 | 326.0453 | 0.074452
| 372.2296 | 0.02057 | 326.1227 | 0.043138 | 326.05 | 0.04034 | 326.1227 | 0.00036432 | 326.1227 | 0.034595 | 423.5481 | -0.0020655 | 326.1227 | 1.8678 | 326.1227 | 0.075374
| 372.3084 | 0.014206 | 326.2 | 0.04385 | 326.12 | 0 | 326.2 | 0.026219 | 326.2 | 0.051179 | 423.6283 | 0.0014471 | 326.2 | 1.8657 | 326.2 | 0.073813
| 372.3874 | 0.0060322 | 326.2774 | 0.042396 | 326.2 | 0.04034 | 326.2774 | 0.0076913 | 326.2774 | 0.041421 | 423.7084 | -0.0023692 | 326.2774 | 1.8453 | 326.2774 | 0.077538
| 372.4663 | 0.052299 | 326.3547 | 0.04328 | 326.28 | 0 | 326.3547 | 0.021206 | 326.3547 | 0.048172 | 423.7886 | 0.00089752 | 326.3547 | 1.853 | 326.3547 | 0.081576
| 372.5452 | 0.022319 | 326.4321 | 0.042881 | 326.35 | 0 | 326.4321 | 0.001996 | 326.4321 | 0.033588 | 423.8687 | -0.0018065 | 326.4321 | 1.8165 | 326.432 | 0.073458
| 372.703 | 0.01131 | 326.5094 | 0.043765 | 326.43 | 0 | 326.5094 | 0.021206 | 326.5094 | 0.049044 | 423.9489 | 0.00036786 | 326.5094 | 1.831 | 326.5094 | 0.088936
| 372.7819 | 0.0036796 | 326.5867 | 0.042738 | 326.51 | 0 | 326.5867 | 0.0034876 | 326.5867 | 0.040188 | 424.0291 | -0.0011276 | 326.5867 | 1.8246 | 326.5867 | 0.078126
| 372.8608 | 0.02247 | 326.6641 | 0.043109 | 326.59 | 0 | 326.6641 | 0.022015 | 326.6641 | 0.045766 | 424.1092 | 0.0011006 | 326.6641 | 1.7963 | 326.6641 | 0.084725
| 372.9397 | 0.0053988 | 326.7414 | 0.042254 | 326.66 | 0 | 326.7414 | -0.0032384 | 326.7414 | 0.03664 | 424.1894 | -0.0018471 | 326.7414 | 1.7999 | 326.7415 | 0.084202
| 373.0186 | 0.012155 | 326.8188 | 0.043166 | 326.74 | 0 | 326.8188 | 0.022825 | 326.8188 | 0.044037 | 424.2696 | 0.0010165 | 326.8188 | 1.7994 | 326.8188 | 0.092113
| 373.0975 | 0.005067 | 326.8962 | 0.042824 | 326.82 | 0 | 326.8962 | 0.00071931 | 326.8962 | 0.0344 | 424.3497 | -0.00018084 | 326.8962 | 1.7873 | 326.8962 | 0.088942
| 373.1765 | 0.0058814 | 326.9735 | 0.043451 | 326.9 | 0 | 326.9735 | 0.023198 | 326.9735 | 0.044157 | 424.4299 | 0.0001304 | 326.9735 | 1.7597 | 326.9735 | 0.091349
| 373.3343 | 0.0098927 | 327.0509 | 0.042653 | 326.97 | 0 | 327.0509 | -0.002133 | 327.0509 | 0.032505 | 424.5101 | -0.0014602 | 327.0509 | 1.7526 | 327.0509 | 0.08533
| 373.4132 | 0.0087466 | 327.1283 | 0.043907 | 327.05 | 0 | 327.1283 | 0.021361 | 327.1283 | 0.043857 | 424.5902 | 0.0014057 | 327.1283 | 1.7923 | 327.1283 | 0.1089
| 373.4922 | 0.015292 | 327.2056 | 0.042596 | 327.13 | 0 | 327.2056 | -0.00049822 | 327.2056 | 0.028236 | 424.6704 | -0.00051371 | 327.2056 | 1.7637 | 327.2057 | 0.10288
| 373.6501 | 0.017192 | 327.283 | 0.043451 | 327.21 | 0 | 327.283 | 0.017811 | 327.283 | 0.045195 | 424.7506 | 0.00039985 | 327.283 | 1.752 | 327.283 | 0.10528
| 373.729 | 0.0097118 | 327.3604 | 0.042425 | 327.28 | 0.04034 | 327.3604 | 0.0026032 | 327.3604 | 0.030656 | 424.8307 | -0.0016713 | 327.3604 | 1.7475 | 327.3604 | 0.12028
| 373.8869 | 0.0076005 | 327.4378 | 0.042767 | 327.36 | 0.04034 | 327.4378 | 0.024008 | 327.4378 | 0.040835 | 424.9109 | 0.00032545 | 327.4378 | 1.7492 | 327.4378 | 0.12032
| 373.9658 | 0.010345 | 327.5152 | 0.041085 | 327.44 | 0 | 327.5152 | -0.0073176 | 327.5152 | 0.034956 | 424.9911 | -0.00039195 | 327.5152 | 1.7137 | 327.5152 | 0.11492
| 374.0448 | 0.017282 | 327.5926 | 0.041855 | 327.52 | 0 | 327.5926 | 0.023946 | 327.5926 | 0.04103 | 425.0713 | 0.00052545 | 327.5926 | 1.7131 | 327.5926 | 0.13287
| 374.1237 | 0.012306 | 327.6699 | 0.041227 | 327.59 | 0.04034 | 327.6699 | -0.0015632 | 327.6699 | 0.03001 | 425.1515 | -0.0013996 | 327.6699 | 1.6771 | 327.67 | 0.11462
| 374.2027 | 0.010225 | 327.7473 | 0.042111 | 327.67 | 0.04034 | 327.7473 | 0.019306 | 327.7473 | 0.039827 | 425.2317 | 0.0021179 | 327.7473 | 1.7118 | 327.7473 | 0.13625
| 374.2816 | 0.0089578 | 327.8247 | 0.041256 | 327.75 | 0.04034 | 327.8247 | -0.0024444 | 327.8247 | 0.031393 | 425.3119 | -0.0015259 | 327.8247 | 1.6645 | 327.8247 | 0.12901
| 374.4395 | 0.036102 | 327.9021 | 0.041883 | 327.82 | 0 | 327.9021 | 0.025409 | 327.9021 | 0.041451 | 425.3921 | 0.00092099 | 327.9021 | 1.6562 | 327.9021 | 0.14256
| 374.5185 | 0.0039812 | 327.9795 | 0.040743 | 327.9 | 0 | 327.9795 | 0.0010151 | 327.9795 | 0.026702 | 425.4722 | -0.0016165 | 327.9795 | 1.6217 | 327.9795 | 0.1256
| 374.5975 | 0.010134 | 328.0569 | 0.041912 | 327.98 | 0 | 328.0569 | 0.025191 | 328.0569 | 0.04115 | 425.5524 | 0.0018775 | 328.0569 | 1.632 | 328.0569 | 0.16122
| 374.6764 | 0.033086 | 328.1343 | 0.041085 | 328.06 | 0.04034 | 328.1343 | -0.0012487 | 328.1343 | 0.028942 | 425.6326 | -0.0010902 | 328.1343 | 1.6167 | 328.1343 | 0.14822
| 374.7554 | 0.020178 | 328.2118 | 0.041997 | 328.13 | 0 | 328.2118 | 0.02105 | 328.2118 | 0.036715 | 425.7128 | -0.000157 | 328.2118 | 1.6173 | 328.2118 | 0.16622
| 374.8344 | 0.0052781 | 328.2892 | 0.040771 | 328.21 | 0.04034 | 328.2892 | -0.0018777 | 328.2892 | 0.02786 | 425.793 | -0.00036538 | 328.2892 | 1.577 | 328.2892 | 0.15423
| 374.9133 | 0.0040717 | 328.3666 | 0.0408 | 328.29 | 0 | 328.3666 | 0.021797 | 328.3666 | 0.034114 | 425.8732 | 0.0018076 | 328.3666 | 1.546 | 328.3666 | 0.1544
| 374.9923 | 0.025667 | 328.444 | 0.039631 | 328.37 | 0 | 328.444 | -0.0018434 | 328.444 | 0.025634 | 425.9534 | 0.00023738 | 328.444 | 1.5377 | 328.444 | 0.14785
| 375.0713 | 0.032724 | 328.5214 | 0.040515 | 328.44 | 0 | 328.5214 | 0.020988 | 328.5214 | 0.031558 | 426.0336 | -0.00063497 | 328.5214 | 1.5526 | 328.5214 | 0.1804
| 375.1503 | 0.003559 | 328.5989 | 0.039659 | 328.52 | 0.04034 | 328.5989 | -0.0031762 | 328.5989 | 0.027093 | 426.1138 | -0.00060802 | 328.5989 | 1.5107 | 328.5989 | 0.18004
| 375.2292 | 0.0036796 | 328.6763 | 0.039773 | 328.6 | 0 | 328.6763 | 0.027309 | 328.6763 | 0.03864 | 426.194 | 0.0010223 | 328.6763 | 1.5186 | 328.6763 | 0.18835
| 375.3082 | 0.017644 | 328.7537 | 0.03906 | 328.68 | 0 | 328.7537 | -9.2794e-05 | 328.7537 | 0.027348 | 426.2742 | 0.0006625 | 328.7537 | 1.4947 | 328.7537 | 0.18482
| 375.3872 | 0.019062 | 328.8312 | 0.038747 | 328.75 | 0.04034 | 328.8312 | 0.021735 | 328.8312 | 0.0344 | 426.3544 | 0.00083366 | 328.8312 | 1.4936 | 328.8311 | 0.20451
| 375.4662 | 0.016438 | 328.9086 | 0.038975 | 328.83 | 0 | 328.9086 | -0.00020365 | 328.9086 | 0.022582 | 426.4346 | -0.001921 | 328.9086 | 1.4516 | 328.9086 | 0.1896
| 375.5452 | 0.022952 | 328.986 | 0.038348 | 328.91 | 0 | 328.986 | 0.019804 | 328.986 | 0.036941 | 426.5148 | -0.0002059 | 328.986 | 1.4548 | 328.9861 | 0.21313
| 375.6242 | 0.010375 | 329.0635 | 0.037977 | 328.99 | 0 | 329.0635 | 0.0019182 | 329.0635 | 0.025214 | 426.5951 | -0.00052374 | 329.0635 | 1.4324 | 329.0635 | 0.21215
| 375.7032 | 0.040627 | 329.1409 | 0.038091 | 329.06 | 0 | 329.1409 | 0.023603 | 329.1409 | 0.033017 | 426.6753 | 0.00087834 | 329.1409 | 1.4343 | 329.1409 | 0.2243
| 375.7822 | 0.015171 | 329.2184 | 0.037977 | 329.14 | 0 | 329.2184 | -0.0072242 | 329.2184 | 0.017681 | 426.7555 | -0.0014641 | 329.2184 | 1.386 | 329.2184 | 0.21154
| 375.8612 | 0.013603 | 329.2958 | 0.03772 | 329.22 | 0 | 329.2958 | 0.021174 | 329.2958 | 0.035182 | 426.8357 | 0.00042055 | 329.2958 | 1.3945 | 329.2958 | 0.23209
| 375.9402 | 0.0062131 | 329.3733 | 0.037635 | 329.3 | 0 | 329.3733 | -0.006944 | 329.3733 | 0.025439 | 426.9159 | -0.00089945 | 329.3733 | 1.3636 | 329.3733 | 0.2364
| 376.0192 | 0.057848 | 329.4508 | 0.03792 | 329.37 | 0 | 329.4508 | 0.025596 | 329.4508 | 0.033302 | 426.9961 | 0.0015375 | 329.4508 | 1.354 | 329.4507 | 0.24281
| 376.0982 | 0.0091086 | 329.5282 | 0.037578 | 329.45 | 0 | 329.5282 | -0.0024693 | 329.5282 | 0.021289 | 427.0764 | -0.00121 | 329.5282 | 1.3249 | 329.5282 | 0.24734
| 376.2562 | 0.011914 | 329.6057 | 0.037264 | 329.53 | 0 | 329.6057 | 0.025565 | 329.6057 | 0.031844 | 427.1566 | -0.00079121 | 329.6057 | 1.328 | 329.6057 | 0.2653
| 376.3352 | 0.0015718 | 329.6831 | 0.037207 | 329.61 | 0 | 329.6831 | 0.0031139 | 329.6831 | 0.019996 | 427.2368 | -0.00053433 | 329.6831 | 1.3035 | 329.6831 | 0.26115
| 376.4142 | 0.0025855 | 329.7606 | 0.037036 | 329.68 | 0 | 329.7606 | -0.0023292 | 329.7606 | 0.018824 | 427.317 | 0.00067097 | 329.7606 | 1.2364 | 329.7606 | 0.26787
| 376.4933 | 0.016257 | 329.8381 | 0.037264 | 329.76 | 0 | 329.8381 | 0.017375 | 329.8381 | 0.03252 | 427.3972 | 0.0029804 | 329.8381 | 1.2789 | 329.8381 | 0.29334
| 376.5723 | 0.0029517 | 329.9156 | 0.037293 | 329.84 | 0.04034 | 329.9156 | -0.0029084 | 329.9156 | 0.024477 | 427.4775 | -0.00054197 | 329.9156 | 1.2403 | 329.9156 | 0.28708
| 376.6513 | 0.013723 | 329.993 | 0.036608 | 329.92 | 0 | 329.993 | 0.013234 | 329.993 | 0.02568 | 427.5577 | -0.0011256 | 329.993 | 1.2326 | 329.993 | 0.30919
| 376.7303 | 0.012366 | 330.0705 | 0.036551 | 329.99 | 0 | 330.0705 | -0.0033941 | 330.0705 | 0.021139 | 427.6379 | 0.0024701 | 330.0705 | 1.1933 | 330.0705 | 0.30284
| 376.8094 | 0.01695 | 330.148 | 0.036637 | 330.07 | 0 | 330.148 | 0.022856 | 330.148 | 0.031408 | 427.7182 | -0.00068602 | 330.148 | 1.1816 | 330.148 | 0.32822
| 376.8884 | 0.021987 | 330.2255 | 0.036608 | 330.15 | 0 | 330.2255 | -0.0025347 | 330.2255 | 0.018899 | 427.7984 | 0.0014579 | 330.2255 | 1.1669 | 330.2255 | 0.32923
| 376.9674 | 0.025968 | 330.303 | 0.036551 | 330.23 | 0 | 330.303 | 0.020583 | 330.303 | 0.030566 | 427.8786 | -0.00052084 | 330.303 | 1.1472 | 330.303 | 0.33758
| 377.0465 | 0.013753 | 330.3805 | 0.036637 | 330.3 | 0 | 330.3805 | -0.0031762 | 330.3805 | 0.020177 | 427.9589 | -0.00028057 | 330.3805 | 1.1345 | 330.3805 | 0.34277
| 377.1255 | 0.013572 | 330.458 | 0.036637 | 330.38 | 0 | 330.458 | 0.020022 | 330.458 | 0.027694 | 428.0391 | -0.00035821 | 330.458 | 1.1057 | 330.458 | 0.35692
| 377.2045 | 0.012366 | 330.5355 | 0.036922 | 330.46 | 0 | 330.5355 | -0.0042972 | 330.5355 | 0.015666 | 428.1194 | 0.0019913 | 330.5355 | 1.1145 | 330.5355 | 0.36444
| 377.2836 | 0.030402 | 330.613 | 0.037236 | 330.54 | 0 | 330.613 | 0.018247 | 330.613 | 0.027965 | 428.1996 | 0.00027048 | 330.613 | 1.0835 | 330.613 | 0.36793
| 377.4417 | 0.0072687 | 330.6905 | 0.037236 | 330.61 | 0.04034 | 330.6905 | -0.0058852 | 330.6905 | 0.01932 | 428.2798 | 0.0018205 | 330.6905 | 1.0639 | 330.6905 | 0.38721
| 377.5207 | 0.020871 | 330.768 | 0.038148 | 330.69 | 0 | 330.768 | 0.012456 | 330.768 | 0.024808 | 428.3601 | 0.0015716 | 330.768 | 1.0616 | 330.768 | 0.39068
| 377.5998 | 0.020359 | 330.8455 | 0.036694 | 330.77 | 0 | 330.8455 | 0.00055739 | 330.8455 | 0.015651 | 428.4403 | -0.00073319 | 330.8455 | 1.0415 | 330.8455 | 0.40538
| 377.7579 | 0.010888 | 330.923 | 0.037492 | 330.85 | 0 | 330.923 | 0.021579 | 330.923 | 0.026507 | 428.5206 | 0.00033651 | 330.923 | 1.0295 | 330.923 | 0.43262
| 377.8369 | 0.014176 | 331.0005 | 0.036694 | 330.92 | 0.04034 | 331.0005 | -0.003581 | 331.0005 | 0.017065 | 428.6008 | -0.0010984 | 331.0005 | 0.98133 | 331.0005 | 0.41522
| 377.916 | 0.018881 | 331.0781 | 0.037578 | 331 | 0 | 331.0781 | 0.017002 | 331.0781 | 0.024372 | 428.6811 | 0.0011279 | 331.0781 | 0.9968 | 331.0781 | 0.44302
| 377.9951 | 0.019393 | 331.1556 | 0.036665 | 331.08 | 0 | 331.1556 | 0.0018496 | 331.1556 | 0.020132 | 428.7614 | -0.00060105 | 331.1556 | 0.97635 | 331.1556 | 0.43674
| 378.0741 | 0.0045844 | 331.2331 | 0.037236 | 331.16 | 0 | 331.2331 | 0.020956 | 331.2331 | 0.023394 | 428.8416 | 0.00065798 | 331.2331 | 0.97693 | 331.2331 | 0.46117
| 378.1532 | 0.0065147 | 331.3106 | 0.03658 | 331.23 | 0.04034 | 331.3106 | -0.0060721 | 331.3106 | 0.017019 | 428.9218 | 0.00030354 | 331.3106 | 0.86832 | 331.3106 | 0.43194
| 378.2322 | 0.0088974 | 331.3882 | 0.037692 | 331.31 | 0 | 331.3882 | 0.014604 | 331.3882 | 0.024236 | 429.0021 | -0.00020455 | 331.3882 | 0.94912 | 331.3882 | 0.49142
| 378.3904 | 0.016709 | 331.4657 | 0.036979 | 331.39 | 0 | 331.4657 | -0.0036744 | 331.4657 | 0.011712 | 429.0824 | -0.00050522 | 331.4657 | 0.92524 | 331.4657 | 0.48718
| 378.4694 | 0.010104 | 331.5432 | 0.037777 | 331.47 | 0 | 331.5432 | 0.015102 | 331.5432 | 0.023199 | 429.1626 | -0.0016103 | 331.5432 | 0.90387 | 331.5432 | 0.51501
| 378.5485 | 0.027416 | 331.6208 | 0.037065 | 331.54 | 0 | 331.6208 | 0.00020863 | 331.6208 | 0.015185 | 429.2429 | -0.00044667 | 331.6208 | 0.86334 | 331.6208 | 0.51329
| 378.6276 | 0.010767 | 331.6983 | 0.037948 | 331.62 | 0 | 331.6983 | 0.018029 | 331.6983 | 0.024868 | 429.3232 | -0.0014111 | 331.6983 | 0.88096 | 331.6983 | 0.54455
| 378.7067 | 0.0063338 | 331.7759 | 0.036723 | 331.7 | 0.04034 | 331.7759 | -0.0024164 | 331.7759 | 0.015802 | 429.4034 | 0.00087332 | 331.7759 | 0.86146 | 331.7758 | 0.54387
| 378.7858 | 0.013361 | 331.8534 | 0.037635 | 331.78 | 0 | 331.8534 | 0.010587 | 331.8534 | 0.025289 | 429.4837 | -0.00076277 | 331.8534 | 0.86165 | 331.8534 | 0.56483
| 378.8649 | 0.0059718 | 331.931 | 0.036979 | 331.85 | 0 | 331.931 | -0.00035187 | 331.931 | 0.015381 | 429.5639 | 0.0012618 | 331.931 | 0.82893 | 331.931 | 0.5799
| 378.9439 | 0.01119 | 332.0085 | 0.037806 | 331.93 | 0 | 332.0085 | 0.018216 | 332.0085 | 0.020162 | 429.6442 | 0.00015403 | 332.0085 | 0.83665 | 332.0085 | 0.61243
| 379.023 | 0.019454 | 332.0861 | 0.037207 | 332.01 | 0.04034 | 332.0861 | -0.0019898 | 332.0861 | 0.014043 | 429.7245 | 0.0026475 | 332.0861 | 0.79862 | 332.0861 | 0.59523
| 379.1021 | 0.026481 | 332.1636 | 0.037863 | 332.09 | 0 | 332.1636 | 0.014137 | 332.1636 | 0.021936 | 429.8047 | -0.0012709 | 332.1636 | 0.80963 | 332.1636 | 0.63662
| 379.2603 | 0.007691 | 332.2412 | 0.037321 | 332.16 | 0 | 332.2412 | -0.0037055 | 332.2412 | 0.01299 | 429.885 | -0.00022882 | 332.2412 | 0.79098 | 332.2412 | 0.65208
| 379.4185 | 0.019635 | 332.3188 | 0.03812 | 332.24 | 0.04034 | 332.3188 | 0.016286 | 332.3188 | 0.023875 | 429.9653 | -0.00056112 | 332.3188 | 0.78709 | 332.3188 | 0.66301
| 379.4976 | 0.033931 | 332.3963 | 0.037065 | 332.32 | 0 | 332.3963 | -0.0070062 | 332.3963 | 0.015516 | 430.0456 | -0.00035449 | 332.3963 | 0.76134 | 332.3963 | 0.66655
| 379.6558 | 0.023344 | 332.4739 | 0.03735 | 332.4 | 0 | 332.4739 | 0.014729 | 332.4739 | 0.022748 | 430.1259 | -0.00031646 | 332.4739 | 0.75721 | 332.4739 | 0.68522
| 379.735 | 0.0263 | 332.5515 | 0.03735 | 332.47 | 0.04034 | 332.5515 | -0.0059787 | 332.5515 | 0.010509 | 430.2061 | 0.0017715 | 332.5515 | 0.73827 | 332.5515 | 0.70198
| 379.8141 | 0.0083545 | 332.6291 | 0.038063 | 332.55 | 0.04034 | 332.6291 | 0.015912 | 332.6291 | 0.020778 | 430.2864 | -0.0023108 | 332.6291 | 0.73851 | 332.6291 | 0.7217
| 379.8932 | 0.0091689 | 332.7066 | 0.037179 | 332.63 | 0 | 332.7066 | -0.0033007 | 332.7066 | 0.011667 | 430.3667 | -0.0001899 | 332.7066 | 0.72161 | 332.7066 | 0.74831
| 380.0514 | 0.010375 | 332.7842 | 0.038091 | 332.71 | 0 | 332.7842 | 0.015445 | 332.7842 | 0.021515 | 430.447 | -0.001127 | 332.7842 | 0.7158 | 332.7842 | 0.75978
| 380.1305 | 0.027627 | 332.8618 | 0.037948 | 332.78 | 0 | 332.8618 | -0.0054182 | 332.8618 | 0.01293 | 430.5273 | 0.0010931 | 332.8618 | 0.69048 | 332.8618 | 0.76391
| 380.2097 | 0.027688 | 332.9394 | 0.038319 | 332.86 | 0 | 332.9394 | 0.020209 | 332.9394 | 0.019711 | 430.6076 | -0.00017763 | 332.9394 | 0.6656 | 332.9394 | 0.77592
| 380.2888 | 0.012969 | 333.017 | 0.037492 | 332.94 | 0 | 333.017 | 0.00029333 | 333.017 | 0.011953 | 430.6878 | 0.00095438 | 333.017 | 0.6742 | 333.017 | 0.81584
| 380.3679 | 0.0010005 | 333.0946 | 0.038091 | 333.02 | 0 | 333.0946 | 0.013109 | 333.0946 | 0.01953 | 430.7681 | -0.0010555 | 333.0946 | 0.66873 | 333.0946 | 0.82068
| 380.447 | 0.010315 | 333.1722 | 0.03772 | 333.09 | 0 | 333.1722 | -0.0038301 | 333.1722 | 0.010449 | 430.8484 | -0.0016585 | 333.1722 | 0.6429 | 333.1722 | 0.84653
| 380.5261 | 0.01689 | 333.2498 | 0.038262 | 333.17 | 0 | 333.2498 | 0.011521 | 333.2498 | 0.019651 | 430.9287 | 0.00018879 | 333.2498 | 0.65905 | 333.2498 | 0.86753
| 380.6053 | 0.025456 | 333.3274 | 0.037378 | 333.25 | 0 | 333.3274 | -0.004266 | 333.3274 | 0.011487 | 431.009 | 0.0005569 | 333.3274 | 0.62049 | 333.3274 | 0.88811
| 380.7636 | 0.017554 | 333.405 | 0.037806 | 333.33 | 0.04034 | 333.405 | 0.016566 | 333.405 | 0.020282 | 431.0893 | 0.00053691 | 333.405 | 0.6183 | 333.405 | 0.90247
| 380.9218 | 0.0083847 | 333.4826 | 0.037578 | 333.4 | 0 | 333.4826 | -0.00074111 | 333.4826 | 0.012178 | 431.1696 | -0.0011555 | 333.4826 | 0.602 | 333.4826 | 0.92366
| 381.001 | 0.019816 | 333.5602 | 0.038405 | 333.48 | 0.04034 | 333.5602 | 0.014168 | 333.5602 | 0.020628 | 431.2499 | 0.0016544 | 333.5602 | 0.60797 | 333.5602 | 0.95181
| 381.0801 | 0.017644 | 333.6378 | 0.037834 | 333.56 | 0.04034 | 333.6378 | -0.003363 | 333.6378 | 0.012133 | 431.3302 | -0.00096911 | 333.6378 | 0.58578 | 333.6378 | 0.97002
| 381.1593 | 0.014447 | 333.7155 | 0.038348 | 333.64 | 0 | 333.7155 | 0.018621 | 333.7155 | 0.019245 | 431.4105 | -0.00076907 | 333.7155 | 0.59001 | 333.7155 | 1.0104
| 381.2384 | 0.0019377 | 333.7931 | 0.038063 | 333.72 | 0.04034 | 333.7931 | -0.0022763 | 333.7931 | 0.010028 | 431.4908 | -0.0012955 | 333.7931 | 0.56595 | 333.7931 | 1.0077
| 381.3176 | 0.0033177 | 333.8707 | 0.039032 | 333.79 | 0 | 333.8707 | 0.01339 | 333.8707 | 0.018508 | 431.5711 | 0.0011463 | 333.8707 | 0.5659 | 333.8707 | 1.0408
| 381.3968 | 0.03562 | 333.9483 | 0.03812 | 333.87 | 0 | 333.9483 | -0.0017126 | 333.9483 | 0.012359 | 431.6514 | -0.00060388 | 333.9483 | 0.5465 | 333.9483 | 1.0687
| 381.4759 | 0.0053385 | 334.026 | 0.038804 | 333.95 | 0 | 334.026 | 0.020645 | 334.026 | 0.017982 | 431.7317 | 0.0021593 | 334.026 | 0.53941 | 334.026 | 1.0889
| 381.555 | 0.006002 | 334.1036 | 0.038462 | 334.03 | 0.04034 | 334.1036 | -0.0039858 | 334.1036 | 0.01299 | 431.812 | 0.0001494 | 334.1036 | 0.53564 | 334.1036 | 1.0966
| 381.6342 | 0.014417 | 334.1812 | 0.039289 | 334.1 | 0 | 334.1812 | 0.017843 | 334.1812 | 0.023199 | 431.8924 | -0.00081703 | 334.1812 | 0.53232 | 334.1812 | 1.1314
| 381.7134 | 0.019544 | 334.2589 | 0.038547 | 334.18 | 0.04034 | 334.2589 | -0.00028866 | 334.2589 | 0.0073972 | 431.9727 | -0.00051202 | 334.2589 | 0.51647 | 334.2589 | 1.1564
| 381.7926 | 0.00033768 | 334.3365 | 0.039089 | 334.26 | 0 | 334.3365 | 0.016535 | 334.3365 | 0.016899 | 432.053 | -0.00082053 | 334.3365 | 0.52058 | 334.3365 | 1.1984
| 381.9509 | 0.010194 | 334.4142 | 0.039032 | 334.34 | 0 | 334.4142 | -0.0012206 | 334.4142 | 0.0088706 | 432.1333 | 0.00054888 | 334.4142 | 0.49395 | 334.4142 | 1.2243
| 382.0301 | 0.028381 | 334.4918 | 0.039289 | 334.41 | 0.04034 | 334.4918 | 0.0093728 | 334.4918 | 0.017365 | 432.2136 | -0.0014873 | 334.4918 | 0.50436 | 334.4918 | 1.251
| 382.1092 | 0.01309 | 334.5695 | 0.038547 | 334.49 | 0.04034 | 334.5695 | -0.0052313 | 334.5695 | 0.0089909 | 432.2939 | -0.001572 | 334.5695 | 0.48802 | 334.5695 | 1.2766
| 382.1884 | 0.015442 | 334.6471 | 0.039117 | 334.57 | 0 | 334.6471 | 0.018185 | 334.6471 | 0.017711 | 432.3742 | 0.00070138 | 334.6471 | 0.48546 | 334.6471 | 1.3168
| 382.3468 | 0.026753 | 334.7248 | 0.038718 | 334.65 | 0 | 334.7248 | -0.0069128 | 334.7248 | 0.0091262 | 432.4546 | -0.00029587 | 334.7248 | 0.475 | 334.7248 | 1.3365
| 382.426 | 0.021505 | 334.8024 | 0.038918 | 334.72 | 0.04034 | 334.8024 | 0.015507 | 334.8024 | 0.016704 | 432.5349 | 0.00040823 | 334.8024 | 0.47116 | 334.8024 | 1.3527
| 382.5843 | 0.0028868 | 334.8801 | 0.038376 | 334.8 | 0.04034 | 334.8801 | -0.0039858 | 334.8801 | 0.0078031 | 432.6152 | -8.1011e-05 | 334.8801 | 0.4532 | 334.8801 | 1.3877
| 382.9011 | 0.010737 | 334.9577 | 0.038975 | 334.88 | 0 | 334.9577 | 0.017656 | 334.9577 | 0.015772 | 432.6955 | 0.0019371 | 334.9577 | 0.46572 | 334.9577 | 1.4148
| 382.9803 | 0.017674 | 335.0354 | 0.038091 | 334.96 | 0.04034 | 335.0354 | -0.0049511 | 335.0354 | 0.010269 | 432.7759 | 0.00041058 | 335.0354 | 0.45635 | 335.0354 | 1.4543
| 383.0595 | 0.0067862 | 335.1131 | 0.038177 | 335.04 | 0.04034 | 335.1131 | 0.014853 | 335.1131 | 0.017065 | 432.8562 | 0.0026039 | 335.1131 | 0.44829 | 335.1131 | 1.4931
| 383.1387 | 0.01879 | 335.1907 | 0.037492 | 335.11 | 0.04034 | 335.1907 | 0.0013265 | 335.1907 | 0.0076828 | 432.9365 | -0.0022908 | 335.1907 | 0.42214 | 335.1907 | 1.4983
| 383.2179 | 0.0028847 | 335.2684 | 0.037948 | 335.19 | 0 | 335.2684 | 0.011584 | 335.2684 | 0.015065 | 433.0168 | 0.0012061 | 335.2684 | 0.42762 | 335.2684 | 1.5278
| 383.2971 | 0.0067862 | 335.3461 | 0.037521 | 335.27 | 0.04034 | 335.3461 | -0.00056673 | 335.3461 | 0.01063 | 433.0972 | 0.00069321 | 335.3461 | 0.42092 | 335.3461 | 1.5679
| 383.3763 | 0.0017358 | 335.4238 | 0.03772 | 335.35 | 0.04034 | 335.4238 | 0.015912 | 335.4238 | 0.016794 | 433.1775 | 9.8724e-05 | 335.4238 | 0.40011 | 335.4238 | 1.584
| 383.4556 | 0.005248 | 335.5015 | 0.036665 | 335.42 | 0 | 335.5015 | -0.00038612 | 335.5015 | 0.0088556 | 433.2578 | -0.0016377 | 335.5015 | 0.40822 | 335.5015 | 1.6321
| 383.614 | 0.003559 | 335.5792 | 0.036922 | 335.5 | 0 | 335.5792 | 0.014729 | 335.5792 | 0.016448 | 433.3382 | 0.00033122 | 335.5792 | 0.40507 | 335.5792 | 1.6712
| 383.7724 | 0.015322 | 335.6568 | 0.036437 | 335.58 | 0.04034 | 335.6568 | -0.0060409 | 335.6568 | 0.00648 | 433.4185 | -0.00098588 | 335.6568 | 0.39587 | 335.6568 | 1.7007
| 383.9309 | 0.029165 | 335.7345 | 0.03658 | 335.66 | 0.04034 | 335.7345 | 0.012923 | 335.7345 | 0.015005 | 433.4989 | 0.0021201 | 335.7345 | 0.39398 | 335.7345 | 1.731
| 384.0101 | 0.0046146 | 335.8122 | 0.035668 | 335.73 | 0.04034 | 335.8122 | -0.002544 | 335.8122 | 0.0063147 | 433.5792 | -0.00068695 | 335.8122 | 0.33801 | 335.8122 | 1.7419
| 384.327 | 0.00034921 | 335.8899 | 0.036466 | 335.81 | 0 | 335.8899 | 0.014106 | 335.8899 | 0.015772 | 433.6595 | 6.466e-05 | 335.8899 | 0.37466 | 335.8899 | 1.8071
| 384.4855 | 0.021354 | 335.9676 | 0.035382 | 335.89 | 0.04034 | 335.9676 | -0.003145 | 335.9676 | 0.0095472 | 433.7399 | -0.0020353 | 335.9676 | 0.35261 | 335.9676 | 1.8221
| 384.5648 | 0.023254 | 336.0453 | 0.035554 | 335.97 | 0 | 336.0453 | 0.010214 | 336.0453 | 0.014569 | 433.8203 | 0.0023365 | 336.0453 | 0.37543 | 336.0453 | 1.872
| 384.7232 | 0.011552 | 336.123 | 0.034698 | 336.05 | 0.04034 | 336.123 | -0.0064146 | 336.123 | 0.0062846 | 433.9006 | -0.00093829 | 336.123 | 0.36125 | 336.123 | 1.9168
| 384.8025 | 0.018338 | 336.2008 | 0.035525 | 336.12 | 0 | 336.2008 | 0.018154 | 336.2008 | 0.013622 | 433.9809 | 0.0013051 | 336.2008 | 0.36198 | 336.2007 | 1.9494
| 384.8817 | 0.0038003 | 336.2785 | 0.035325 | 336.2 | 0.04034 | 336.2785 | -0.0079716 | 336.2785 | 0.007337 | 434.0613 | -5.3206e-05 | 336.2785 | 0.35455 | 336.2785 | 1.9845
| 385.1988 | 0.025335 | 336.3562 | 0.035725 | 336.28 | 0.04034 | 336.3562 | 0.0086877 | 336.3562 | 0.012855 | 434.1416 | 0.0032644 | 336.3562 | 0.35131 | 336.3562 | 2.0277
| 385.278 | 0.0066655 | 336.4339 | 0.034299 | 336.36 | 0.04034 | 336.4339 | -0.0032384 | 336.4339 | 0.0053524 | 434.222 | 0.0010049 | 336.4339 | 0.34733 | 336.4339 | 2.0614
| 385.3573 | 0.012788 | 336.5116 | 0.03467 | 336.43 | 0.04034 | 336.5116 | 0.014386 | 336.5116 | 0.016193 | 434.3023 | -4.6111e-05 | 336.5116 | 0.34516 | 336.5116 | 2.0925
| 385.4366 | 0.0036495 | 336.5893 | 0.034099 | 336.51 | 0.04034 | 336.5893 | -0.0049199 | 336.5893 | 0.0077279 | 434.3827 | -0.0018318 | 336.5893 | 0.32144 | 336.5894 | 2.1421
| 385.5158 | 0.0050972 | 336.6671 | 0.034527 | 336.59 | 0 | 336.6671 | 0.013545 | 336.6671 | 0.01278 | 434.463 | 0.00022693 | 336.6671 | 0.32539 | 336.6671 | 2.1714
| 385.8329 | 0.023465 | 336.7448 | 0.033814 | 336.67 | 0 | 336.7448 | -0.0034564 | 336.7448 | 0.0061944 | 434.5434 | -0.00079814 | 336.7448 | 0.3055 | 336.7448 | 2.1886
| 386.0708 | 0.0011459 | 336.8225 | 0.034356 | 336.74 | 0 | 336.8225 | 0.014355 | 336.8225 | 0.013456 | 434.6238 | -0.00026484 | 336.8225 | 0.32286 | 336.8225 | 2.2367
| 386.2293 | 0.0091387 | 336.9003 | 0.033957 | 336.82 | 0 | 336.9003 | -0.0043594 | 336.9003 | 0.0057283 | 434.7041 | -0.00046406 | 336.9003 | 0.30907 | 336.9003 | 2.2933
| 386.3086 | 0.010044 | 336.978 | 0.03467 | 336.9 | 0 | 336.978 | 0.01202 | 336.978 | 0.011366 | 434.7845 | 9.6632e-05 | 336.978 | 0.3126 | 336.978 | 2.3216
| 386.3879 | 0.006575 | 337.0557 | 0.034271 | 336.98 | 0.04034 | 337.0557 | -0.0035187 | 337.0557 | 0.0044353 | 434.8649 | -0.0013222 | 337.0557 | 0.30362 | 337.0558 | 2.3755
| 386.4672 | 0.0079624 | 337.1335 | 0.034926 | 337.06 | 0 | 337.1335 | 0.018964 | 337.1335 | 0.014148 | 434.9452 | 0.00052299 | 337.1335 | 0.30296 | 337.1335 | 2.4242
| 386.5465 | 0.025486 | 337.2112 | 0.033957 | 337.13 | 0.04034 | 337.2112 | -0.0026063 | 337.2112 | 0.006044 | 435.0256 | -0.00070404 | 337.2112 | 0.29414 | 337.2112 | 2.4595
| 386.6258 | 0.0034383 | 337.289 | 0.034527 | 337.21 | 0.04034 | 337.289 | 0.01286 | 337.289 | 0.013501 | 435.106 | 0.0012425 | 337.289 | 0.30122 | 337.289 | 2.4869
| 386.7051 | 0.031397 | 337.3667 | 0.033786 | 337.29 | 0 | 337.3667 | -0.0052313 | 337.3667 | 0.0028566 | 435.1863 | -0.0012846 | 337.3667 | 0.27381 | 337.3667 | 2.5247
| 386.8637 | 0.021746 | 337.4445 | 0.034356 | 337.37 | 0 | 337.4445 | 0.010992 | 337.4445 | 0.014313 | 435.2667 | 4.2845e-05 | 337.4445 | 0.28896 | 337.4445 | 2.5925
| 386.943 | 0.017433 | 337.5222 | 0.034071 | 337.44 | 0 | 337.5222 | -0.0015196 | 337.5222 | 0.0081038 | 435.3471 | -0.0022055 | 337.5222 | 0.2743 | 337.5222 | 2.6294
| 387.3396 | 0.0015538 | 337.6 | 0.035012 | 337.52 | 0 | 337.6 | 0.016379 | 337.6 | 0.013967 | 435.4275 | 0.0025418 | 337.6 | 0.28203 | 337.6 | 2.6591
| 387.4982 | 0.00041974 | 337.6778 | 0.034499 | 337.6 | 0.04034 | 337.6778 | -0.0055739 | 337.6778 | 0.0057433 | 435.5078 | -0.0016804 | 337.6778 | 0.25989 | 337.6778 | 2.7167
| 387.5775 | 0.010436 | 337.7555 | 0.035211 | 337.68 | 0 | 337.7555 | 0.012269 | 337.7555 | 0.012765 | 435.5882 | 0.0020043 | 337.7555 | 0.26417 | 337.7556 | 2.7686
| 387.7362 | 0.034896 | 337.8333 | 0.034641 | 337.76 | 0 | 337.8333 | -0.0040481 | 337.8333 | 0.0064199 | 435.6686 | -0.00175 | 337.8333 | 0.25508 | 337.8333 | 2.8095
| 387.8948 | 0.014507 | 337.9111 | 0.03524 | 337.83 | 0 | 337.9111 | 0.013047 | 337.9111 | 0.010479 | 435.749 | -0.00013486 | 337.9111 | 0.2623 | 337.9111 | 2.8581
| 388.0535 | 0.017765 | 337.9889 | 0.034727 | 337.91 | 0 | 337.9889 | -0.0047331 | 337.9889 | 0.0029017 | 435.8293 | 0.00076629 | 337.9889 | 0.25551 | 337.9889 | 2.8858
| 388.2122 | 0.0072989 | 338.0666 | 0.035012 | 337.99 | 0.04034 | 338.0666 | 0.013172 | 338.0666 | 0.011036 | 435.9097 | 0.0012364 | 338.0666 | 0.26428 | 338.0666 | 2.9127
| 388.2915 | 0.011461 | 338.1444 | 0.033757 | 338.07 | 0.04034 | 338.1444 | -0.0022763 | 338.1444 | 0.0043 | 435.9901 | 0.00052108 | 338.1444 | 0.25242 | 338.1444 | 2.97
| 388.4502 | 0.0049464 | 338.2222 | 0.034755 | 338.14 | 0 | 338.2222 | 0.01149 | 338.2222 | 0.013246 | 436.0705 | 6.7693e-05 | 338.2222 | 0.25121 | 338.2222 | 3.0212
| 388.5296 | 0.010164 | 338.3 | 0.034014 | 338.22 | 0.04034 | 338.3 | -0.0055427 | 338.3 | 0.0050517 | 436.1509 | -0.0023431 | 338.3 | 0.24206 | 338.3 | 3.0633
| 388.6089 | 0.014055 | 338.3778 | 0.035126 | 338.3 | 0 | 338.3778 | 0.015881 | 338.3778 | 0.011081 | 436.2313 | 0.0019024 | 338.3778 | 0.24857 | 338.3778 | 3.1103
| 388.6883 | 0.0090482 | 338.4556 | 0.034898 | 338.38 | 0.04034 | 338.4556 | 0.00084075 | 338.4556 | 0.0053524 | 436.3116 | -0.0013113 | 338.4556 | 0.2287 | 338.4556 | 3.1545
| 388.9263 | 0.021897 | 338.5334 | 0.035069 | 338.46 | 0 | 338.5334 | 0.014542 | 338.5334 | 0.011697 | 436.3921 | 0.00055899 | 338.5334 | 0.2327 | 338.5334 | 3.2199
| 389.0057 | 0.0055194 | 338.6112 | 0.034299 | 338.53 | 0.04034 | 338.6112 | -0.0055739 | 338.6112 | 0.0040594 | 436.4724 | -0.00045084 | 338.6112 | 0.21946 | 338.6111 | 3.2434
| 389.0851 | 0.018549 | 338.6889 | 0.035126 | 338.61 | 0 | 338.6889 | 0.013078 | 338.6889 | 0.0129 | 436.5528 | 0.0011341 | 338.6889 | 0.23353 | 338.689 | 3.2932
| 389.1644 | 0.0059417 | 338.7668 | 0.034442 | 338.69 | 0.04034 | 338.7668 | -0.0062278 | 338.7668 | 0.0039842 | 436.6332 | 0.0015851 | 338.7668 | 0.21821 | 338.7668 | 3.2926
| 389.2438 | 0.0032272 | 338.8446 | 0.035211 | 338.77 | 0 | 338.8446 | 0.010867 | 338.8446 | 0.0094569 | 436.7136 | 0.0019495 | 338.8446 | 0.22397 | 338.8446 | 3.3818
| 389.3231 | 0.025395 | 338.9224 | 0.034385 | 338.84 | 0.04034 | 338.9224 | 0.0011957 | 338.9224 | 0.0037888 | 436.794 | -0.00099564 | 338.9224 | 0.21514 | 338.9224 | 3.3994
| 389.4819 | 0.0022853 | 339.0002 | 0.034955 | 338.92 | 0 | 339.0002 | 0.010961 | 339.0002 | 0.011742 | 436.8744 | 0.00086521 | 339.0002 | 0.2191 | 339.0002 | 3.4601
| 389.5613 | 0.004494 | 339.078 | 0.034499 | 339 | 0 | 339.078 | -0.0071308 | 339.078 | 0.0037738 | 436.9548 | -0.002179 | 339.078 | 0.20699 | 339.078 | 3.4728
| 389.6407 | 0.0057305 | 339.1558 | 0.035696 | 339.08 | 0 | 339.1558 | 0.011521 | 339.1558 | 0.011517 | 437.0352 | 0.0024984 | 339.1558 | 0.22168 | 339.1558 | 3.5317
| 389.7994 | 0.011491 | 339.2336 | 0.035154 | 339.16 | 0.04034 | 339.2336 | -0.0085943 | 339.2336 | 0.0018042 | 437.1156 | -0.0016333 | 339.2336 | 0.1841 | 339.2336 | 3.5381
| 390.0376 | 0.0032574 | 339.3114 | 0.036152 | 339.23 | 0 | 339.3114 | 0.014044 | 339.3114 | 0.010509 | 437.196 | 0.0015893 | 339.3114 | 0.20206 | 339.3115 | 3.5871
| 390.1169 | 0.0097419 | 339.3893 | 0.035411 | 339.31 | 0 | 339.3893 | -0.0020676 | 339.3893 | 0.0041496 | 437.2764 | 0.00090842 | 339.3893 | 0.16711 | 339.3893 | 3.5872
| 390.3551 | 0.0052781 | 339.4671 | 0.03581 | 339.39 | 0 | 339.4671 | 0.011179 | 339.4671 | 0.011547 | 437.3568 | 0.00026732 | 339.4671 | 0.19795 | 339.4671 | 3.6124
| 390.4345 | 0.0023713 | 339.5449 | 0.034955 | 339.47 | 0 | 339.5449 | -0.004484 | 339.5449 | 0.001729 | 437.4373 | -0.00020917 | 339.5449 | 0.18558 | 339.545 | 3.6565
| 390.5933 | 0.0048257 | 339.6228 | 0.035668 | 339.54 | 0 | 339.6228 | 0.01395 | 339.6228 | 0.011291 | 437.5177 | 0.00031802 | 339.6228 | 0.18961 | 339.6228 | 3.6762
| 390.8315 | 0.0027343 | 339.7006 | 0.034812 | 339.62 | 0 | 339.7006 | -0.0070997 | 339.7006 | 0.0039542 | 437.5981 | -0.00015758 | 339.7006 | 0.18495 | 339.7006 | 3.7297
| 390.911 | 0.0086561 | 339.7785 | 0.034926 | 339.7 | 0 | 339.7785 | 0.016005 | 339.7785 | 0.010103 | 437.6785 | 0.0011915 | 339.7785 | 0.18867 | 339.7784 | 3.7808
| 390.9904 | 0.0082641 | 339.8563 | 0.034812 | 339.78 | 0.04034 | 339.8563 | -0.0040481 | 339.8563 | 0.0055328 | 437.7589 | -0.00096321 | 339.8563 | 0.17505 | 339.8563 | 3.7826
| 391.1492 | 0.022078 | 339.9341 | 0.03524 | 339.86 | 0 | 339.9341 | 0.014698 | 339.9341 | 0.011021 | 437.8393 | 0.00054806 | 339.9341 | 0.18337 | 339.9341 | 3.7986
| 391.308 | 0.022379 | 340.012 | 0.034784 | 339.93 | 0 | 340.012 | -0.005387 | 340.012 | 0.0043451 | 437.9197 | -0.0013537 | 340.012 | 0.17777 | 340.012 | 3.841
| 391.3875 | 0.016468 | 340.0898 | 0.036038 | 340.01 | 0 | 340.0898 | 0.017375 | 340.0898 | 0.011607 | 438.0002 | 0.00033025 | 340.0898 | 0.16988 | 340.0898 | 3.8343
| 391.4669 | 0.00025388 | 340.1677 | 0.034812 | 340.09 | 0.04034 | 340.1677 | -0.0061032 | 340.1677 | 0.0046608 | 438.0806 | -0.00065975 | 340.1677 | 0.16166 | 340.1677 | 3.8577
| 391.6257 | 0.0010555 | 340.2455 | 0.035525 | 340.17 | 0 | 340.2455 | 0.014666 | 340.2455 | 0.0094269 | 438.161 | 0.0016179 | 340.2455 | 0.16979 | 340.2455 | 3.898
| 391.7052 | 0.0083847 | 340.3234 | 0.034499 | 340.25 | 0 | 340.3234 | -0.011895 | 340.3234 | 0.0013255 | 438.2414 | 0.00042971 | 340.3234 | 0.16207 | 340.3234 | 3.917
| 391.864 | 0.0038304 | 340.4013 | 0.034812 | 340.32 | 0.04034 | 340.4013 | 0.0056673 | 340.4013 | 0.0096825 | 438.3218 | 0.0015313 | 340.4013 | 0.16656 | 340.4012 | 3.9154
| 392.0229 | 0.01873 | 340.4791 | 0.034755 | 340.4 | 0.04034 | 340.4791 | -0.0064146 | 340.4791 | 0.00084512 | 438.4023 | -0.0012828 | 340.4791 | 0.13864 | 340.4791 | 3.9254
| 392.1023 | 0.025214 | 340.557 | 0.035753 | 340.48 | 0 | 340.557 | 0.010867 | 340.557 | 0.0070213 | 438.4827 | -0.00056969 | 340.557 | 0.16603 | 340.557 | 3.9481
| 392.4201 | 0.0048257 | 340.6349 | 0.034869 | 340.56 | 0.04034 | 340.6349 | -0.0035187 | 340.6349 | 0.00070862 | 438.5631 | -0.0012217 | 340.6349 | 0.15185 | 340.6349 | 3.9613
| 392.4996 | 0.0054289 | 340.7127 | 0.035753 | 340.63 | 0 | 340.7127 | 0.01202 | 340.7127 | 0.0093066 | 438.6436 | 0.0010433 | 340.7127 | 0.15937 | 340.7127 | 3.9682
| 392.7379 | 0.0066957 | 340.7906 | 0.034755 | 340.71 | 0 | 340.7906 | -0.013639 | 340.7906 | 0.00022576 | 438.724 | 6.9858e-07 | 340.7906 | 0.14832 | 340.7906 | 3.979
| 393.0558 | 0.0090784 | 340.8685 | 0.03581 | 340.79 | 0 | 340.8685 | 0.015071 | 340.8685 | 0.0096223 | 438.8044 | -0.00012747 | 340.8685 | 0.15305 | 340.8685 | 3.9876
| 393.2942 | 0.0098023 | 340.9464 | 0.035012 | 340.87 | 0 | 340.9464 | -0.0034253 | 340.9464 | 0.003022 | 438.8849 | -0.0012813 | 340.9464 | 0.14207 | 340.9464 | 3.999
| 393.3737 | 0.0088673 | 341.0242 | 0.035867 | 340.95 | 0 | 341.0242 | 0.014666 | 341.0242 | 0.010013 | 438.9653 | 0.0014592 | 341.0242 | 0.14417 | 341.0243 | 4.0129
| 393.5326 | 0.012969 | 341.1021 | 0.035268 | 341.02 | 0.04034 | 341.1021 | -0.0095285 | 341.1021 | 0.002165 | 439.0457 | -0.0014334 | 341.1021 | 0.14075 | 341.1021 | 4.0455
| 393.6121 | 0.02431 | 341.18 | 0.035981 | 341.1 | 0.04034 | 341.18 | 0.013608 | 341.18 | 0.0072619 | 439.1262 | -0.00065918 | 341.18 | 0.11957 | 341.18 | 3.9812
| 393.8505 | 0.017403 | 341.2579 | 0.034898 | 341.18 | 0 | 341.2579 | -0.0064769 | 341.2579 | 0.0011007 | 439.2066 | -0.00029064 | 341.2579 | 0.13685 | 341.2579 | 4.0048
| 393.93 | 0.0047051 | 341.3358 | 0.03581 | 341.26 | 0 | 341.3358 | 0.0087812 | 341.3358 | 0.012419 | 439.287 | 0.000672 | 341.3358 | 0.14126 | 341.3358 | 4.0092
| 394.0095 | 0.00067869 | 341.4137 | 0.035069 | 341.34 | 0 | 341.4137 | -0.0011677 | 341.4137 | 0.0019094 | 439.3675 | -0.00050713 | 341.4137 | 0.13613 | 341.4137 | 3.9824
| 394.3275 | 7.7508e-05 | 341.4916 | 0.035554 | 341.41 | 0 | 341.4916 | 0.014916 | 341.4916 | 0.012043 | 439.4479 | 0.0026945 | 341.4916 | 0.13283 | 341.4916 | 3.9654
| 394.407 | 0.0085958 | 341.5695 | 0.034556 | 341.49 | 0.04034 | 341.5695 | -0.010743 | 341.5695 | 0.0025108 | 439.5284 | -0.0022448 | 341.5695 | 0.13828 | 341.5695 | 3.9551
| 394.4865 | 0.0091387 | 341.6474 | 0.035867 | 341.57 | 0 | 341.6474 | 0.013795 | 341.6474 | 0.0098629 | 439.6088 | -0.00014978 | 341.6474 | 0.13909 | 341.6474 | 3.9344
| 394.566 | 0.0091086 | 341.7253 | 0.035582 | 341.65 | 0.04034 | 341.7253 | -0.0062278 | 341.7253 | 0.00041271 | 439.6893 | -0.0011386 | 341.7253 | 0.12545 | 341.7253 | 3.9183
| 394.6455 | 0.0090181 | 341.8032 | 0.035696 | 341.73 | 0 | 341.8032 | 0.010681 | 341.8032 | 0.011878 | 439.7697 | 0.0006242 | 341.8032 | 0.1336 | 341.8032 | 3.853
| 394.8045 | 0.020539 | 341.8811 | 0.035411 | 341.8 | 0 | 341.8811 | -0.0084075 | 341.8811 | 0.00040572 | 439.8502 | -0.00053538 | 341.8811 | 0.12287 | 341.8811 | 3.8892
| 394.884 | 0.0021157 | 341.9591 | 0.03638 | 341.88 | 0 | 341.9591 | 0.010276 | 341.9591 | 0.010735 | 439.9306 | 0.00029393 | 341.9591 | 0.12425 | 341.9591 | 3.8637
| 394.9635 | 0.0093498 | 342.037 | 0.035639 | 341.96 | 0.04034 | 342.037 | -0.004484 | 342.037 | 0.00020604 | 440.0111 | 2.5766e-05 | 342.037 | 0.11987 | 342.037 | 3.8404
| 395.043 | 0.0012854 | 342.1149 | 0.036437 | 342.04 | 0 | 342.1149 | 0.013203 | 342.1149 | 0.01084 | 440.0915 | 4.6876e-05 | 342.1149 | 0.13247 | 342.1149 | 3.8722
| 395.1226 | 0.0072386 | 342.1928 | 0.035097 | 342.11 | 0 | 342.1928 | -0.012954 | 342.1928 | 0.0011865 | 440.172 | -0.0017086 | 342.1928 | 0.11817 | 342.1928 | 3.8289
| 395.4406 | 0.0088673 | 342.2708 | 0.036466 | 342.19 | 0 | 342.2708 | 0.014448 | 342.2708 | 0.011652 | 440.2524 | 0.0029878 | 342.2708 | 0.12179 | 342.2708 | 3.8127
| 395.5997 | 0.007872 | 342.3487 | 0.035668 | 342.27 | 0 | 342.3487 | -0.0097153 | 342.3487 | 0.00085257 | 440.3329 | 0.00015472 | 342.3487 | 0.11506 | 342.3487 | 3.7674
| 395.7588 | 0.005821 | 342.4266 | 0.036494 | 342.35 | 0 | 342.4266 | 0.011428 | 342.4266 | 0.0080437 | 440.4134 | 0.00022234 | 342.4266 | 0.11744 | 342.4266 | 3.7221
| 395.8383 | 0.011914 | 342.5046 | 0.035297 | 342.43 | 0 | 342.5046 | -0.011615 | 342.5046 | 3.0031e-05 | 440.4938 | 0.00085547 | 342.5046 | 0.10393 | 342.5045 | 3.6874
| 395.9974 | 0.0026431 | 342.5825 | 0.03601 | 342.5 | 0 | 342.5825 | 0.012393 | 342.5825 | 0.014719 | 440.5743 | 0.001342 | 342.5825 | 0.12387 | 342.5825 | 3.642
| 396.0769 | 0.0082942 | 342.6604 | 0.035325 | 342.58 | 0.04034 | 342.6604 | -0.0048577 | 342.6604 | 0.0024206 | 440.6548 | -0.0011364 | 342.6604 | 0.10366 | 342.6604 | 3.5888
| 396.236 | 0.029256 | 342.7384 | 0.03638 | 342.66 | 0 | 342.7384 | 0.017313 | 342.7384 | 0.0075926 | 440.7352 | -0.000178 | 342.7384 | 0.10885 | 342.7384 | 3.5728
| 396.3951 | 0.025426 | 342.8163 | 0.035639 | 342.74 | 0 | 342.8163 | -0.010027 | 342.8163 | 0.0020447 | 440.8157 | -0.0010262 | 342.8163 | 0.088647 | 342.8163 | 3.5486
| 396.4746 | 0.018066 | 342.8943 | 0.036608 | 342.82 | 0 | 342.8943 | 0.010214 | 342.8943 | 0.0072167 | 440.8961 | 0.0027517 | 342.8943 | 0.11768 | 342.8943 | 3.5209
| 396.5542 | 0.015442 | 342.9722 | 0.035725 | 342.89 | 0 | 342.9722 | -0.011179 | 342.9722 | 0.0027664 | 440.9766 | 0.00050588 | 342.9722 | 0.08195 | 342.9722 | 3.4837
| 396.7133 | 0.0028456 | 343.0502 | 0.035639 | 342.97 | 0 | 343.0502 | 0.013545 | 343.0502 | 0.010209 | 441.0571 | 1.6897e-05 | 343.0502 | 0.11038 | 343.0502 | 3.4489
| 396.8724 | 0.002639 | 343.1281 | 0.03467 | 343.05 | 0 | 343.1281 | -0.0058852 | 343.1281 | 0.0052321 | 441.1375 | 0.00020725 | 343.1281 | 0.091119 | 343.1281 | 3.3917
| 396.952 | 0.0034383 | 343.2061 | 0.035696 | 343.13 | 0 | 343.2061 | 0.014386 | 343.2061 | 0.0092314 | 441.218 | 0.0011062 | 343.2061 | 0.097419 | 343.2061 | 3.3473
| 397.1111 | 0.022198 | 343.2841 | 0.034955 | 343.21 | 0 | 343.2841 | -0.0036744 | 343.2841 | 0.0006307 | 441.2985 | 0.00016153 | 343.2841 | 0.086327 | 343.2841 | 3.2889
| 397.1907 | 0.028261 | 343.362 | 0.035782 | 343.28 | 0 | 343.362 | 0.016192 | 343.362 | 0.0072919 | 441.379 | 0.0007373 | 343.362 | 0.094703 | 343.362 | 3.2698
| 397.3498 | 0.017584 | 343.44 | 0.035069 | 343.36 | 0 | 343.44 | -0.0045463 | 343.44 | 0.003022 | 441.4594 | 0.00091241 | 343.44 | 0.087534 | 343.44 | 3.2133
| 397.509 | 0.0072386 | 343.518 | 0.035382 | 343.44 | 0 | 343.518 | 0.020552 | 343.518 | 0.009487 | 441.5399 | 0.0035926 | 343.518 | 0.074895 | 343.518 | 3.1415
| 397.5885 | 0.0034685 | 343.5959 | 0.034271 | 343.52 | 0 | 343.5959 | -0.013327 | 343.5959 | 9.0497e-05 | 441.6204 | -0.00072399 | 343.5959 | 0.095325 | 343.5959 | 3.1116
| 397.8273 | 0.010225 | 343.6739 | 0.035126 | 343.6 | 0 | 343.6739 | 0.014448 | 343.6739 | 0.010209 | 441.7009 | -0.00021275 | 343.6739 | 0.096344 | 343.6739 | 3.0686
| 397.9864 | 0.0097419 | 343.7519 | 0.033985 | 343.67 | 0 | 343.7519 | -0.0060721 | 343.7519 | 0.0035031 | 441.7814 | -0.00013435 | 343.7519 | 0.086251 | 343.7519 | 3.0184
| 398.066 | 0.0010142 | 343.8299 | 0.034527 | 343.75 | 0 | 343.8299 | 0.012393 | 343.8299 | 0.010524 | 441.8618 | -0.00023554 | 343.8299 | 0.10083 | 343.8299 | 2.9974
| 398.1456 | 0.0053686 | 343.9079 | 0.033957 | 343.83 | 0.04034 | 343.9079 | -0.013701 | 343.9079 | 0.0028115 | 441.9424 | -0.0018291 | 343.9079 | 0.083818 | 343.9079 | 2.9442
| 398.2252 | 0.0018034 | 343.9859 | 0.034413 | 343.91 | 0.04034 | 343.9859 | 0.016846 | 343.9859 | 0.0083895 | 442.0228 | -0.00014871 | 343.9859 | 0.089119 | 343.9859 | 2.9004
| 398.3844 | 0.0010956 | 344.0639 | 0.033586 | 343.99 | 0 | 344.0639 | -0.010867 | 344.0639 | 0.002571 | 442.1033 | -0.00013726 | 344.0639 | 0.079818 | 344.0638 | 2.8413
| 398.464 | 0.0010011 | 344.1418 | 0.034584 | 344.06 | 0 | 344.1418 | 0.0090926 | 344.1418 | 0.0081038 | 442.1838 | -7.2305e-05 | 344.1418 | 0.094231 | 344.1418 | 2.7835
| 398.5436 | 0.023344 | 344.2198 | 0.03333 | 344.14 | 0 | 344.2198 | -0.010151 | 344.2198 | 0.0037136 | 442.2643 | -0.0021702 | 344.2198 | 0.075517 | 344.2198 | 2.753
| 398.6232 | 0.0024421 | 344.2978 | 0.034071 | 344.22 | 0 | 344.2978 | 0.014729 | 344.2978 | 0.0087653 | 442.3448 | 0.00092985 | 344.2978 | 0.10366 | 344.2978 | 2.705
| 398.7824 | 0.0023424 | 344.3758 | 0.032246 | 344.3 | 0 | 344.3758 | -0.0098399 | 344.3758 | 0.00035048 | 442.4253 | -0.0016898 | 344.3758 | 0.068273 | 344.3758 | 2.6622
| 398.9416 | 0.011883 | 344.4538 | 0.032988 | 344.38 | 0 | 344.4538 | 0.011085 | 344.4538 | 0.0082391 | 442.5058 | -0.00033871 | 344.4538 | 0.07697 | 344.4538 | 2.6109
| 399.1009 | 0.012366 | 344.5319 | 0.03199 | 344.45 | 0 | 344.5319 | -0.0079093 | 344.5319 | 0.00041264 | 442.5863 | -0.0021417 | 344.5319 | 0.072197 | 344.5319 | 2.5577
| 399.2601 | 0.0057909 | 344.6099 | 0.032332 | 344.53 | 0 | 344.6099 | 0.015227 | 344.6099 | 0.0072167 | 442.6667 | -4.8041e-06 | 344.6099 | 0.079309 | 344.6099 | 2.5302
| 399.499 | 0.010586 | 344.6879 | 0.03159 | 344.61 | 0.04034 | 344.6879 | -0.0070997 | 344.6879 | 0.0021951 | 442.7473 | 0.0018304 | 344.6879 | 0.077064 | 344.6879 | 2.4687
| 399.5786 | 0.013964 | 344.7659 | 0.032246 | 344.69 | 0 | 344.7659 | 0.015819 | 344.7659 | 0.0095622 | 442.8278 | -0.0014607 | 344.7659 | 0.084195 | 344.7659 | 2.4395
| 399.7378 | 0.0030462 | 344.8439 | 0.030963 | 344.77 | 0 | 344.8439 | -0.0039858 | 344.8439 | 0.0033829 | 442.9083 | -0.001676 | 344.8439 | 0.066688 | 344.8439 | 2.3865
| 399.8971 | 0.015442 | 344.9219 | 0.03159 | 344.84 | 0 | 344.9219 | 0.020334 | 344.9219 | 0.0080888 | 442.9888 | 0.0016799 | 344.9219 | 0.058878 | 344.9219 | 2.313
| 400.0564 | 0.017493 | 344.9999 | 0.030935 | 344.92 | 0 | 344.9999 | -0.01722 | 344.9999 | 0.0024357 | 443.0693 | -0.0017724 | 344.9999 | 0.0084138 | 344.9999 | 2.2161
| 400.1361 | 0.006183 | 345.078 | 0.031334 | 345 | 0 | 345.078 | 0.01202 | 345.078 | 0.0095622 | 443.1498 | 7.4508e-05 | 345.078 | 0.075876 | 345.078 | 2.2265
| 400.2157 | 0.0079021 | 345.156 | 0.030963 | 345.08 | 0 | 345.156 | -0.012611 | 345.156 | 0.0047661 | 443.2303 | 0.00021442 | 345.156 | 0.064424 | 345.156 | 2.1744
| 400.2953 | 0.0065147 | 345.234 | 0.031191 | 345.16 | 0 | 345.234 | 0.016815 | 345.234 | 0.0066154 | 443.3108 | -0.00061698 | 345.234 | 0.082592 | 345.234 | 2.137
| 400.375 | 0.016015 | 345.3121 | 0.029652 | 345.23 | 0.04034 | 345.3121 | -0.0040792 | 345.3121 | 0.00046334 | 443.3913 | -0.00097477 | 345.3121 | 0.062236 | 345.3121 | 2.1038
| 400.4546 | 0.01309 | 345.3901 | 0.030336 | 345.31 | 0 | 345.3901 | 0.012611 | 345.3901 | 0.0080136 | 443.4718 | -9.4844e-05 | 345.3901 | 0.072989 | 345.3901 | 2.0555
| 400.5343 | 0.0050972 | 345.4681 | 0.030136 | 345.39 | 0 | 345.4681 | -0.006944 | 345.4681 | 0.001381 | 443.5523 | -0.00086287 | 345.4681 | 0.066103 | 345.4681 | 2.0256
| 400.6139 | 0.010918 | 345.5462 | 0.030022 | 345.47 | 0 | 345.5462 | 0.010587 | 345.5462 | 0.0085248 | 443.6328 | 0.00098954 | 345.5462 | 0.071329 | 345.5462 | 1.987
| 400.6936 | 0.01499 | 345.6242 | 0.029167 | 345.55 | 0 | 345.6242 | -0.013483 | 345.6242 | 0.0032325 | 443.7133 | 0.00017126 | 345.6242 | 0.059425 | 345.6242 | 1.9141
| 400.8529 | 0.012547 | 345.7023 | 0.030678 | 345.62 | 0 | 345.7023 | 0.012175 | 345.7023 | 0.0076828 | 443.7939 | -0.00048873 | 345.7023 | 0.07348 | 345.7023 | 1.9018
| 400.9326 | 0.017131 | 345.7803 | 0.02988 | 345.7 | 0 | 345.7803 | -0.0098399 | 345.7803 | 0.0047661 | 443.8744 | -0.0010038 | 345.7803 | 0.05552 | 345.7803 | 1.8548
| 401.0122 | 0.0047956 | 345.8584 | 0.030136 | 345.78 | 0 | 345.8584 | 0.016566 | 345.8584 | 0.011156 | 443.9549 | -3.1545e-05 | 345.8584 | 0.067179 | 345.8584 | 1.8005
| 401.0919 | 0.0023345 | 345.9364 | 0.029053 | 345.86 | 0 | 345.9364 | -0.0066014 | 345.9364 | 0.0033829 | 444.0354 | 0.0023217 | 345.9364 | 0.066122 | 345.9364 | 1.7567
| 401.3309 | 0.021746 | 346.0145 | 0.030136 | 345.94 | 0 | 346.0145 | 0.013359 | 346.0145 | 0.010088 | 444.1159 | 0.0011816 | 346.0145 | 0.066066 | 346.0145 | 1.738
| 401.4105 | 0.0024355 | 346.0926 | 0.029595 | 346.01 | 0 | 346.0926 | -0.012269 | 346.0926 | 0.0020297 | 444.1964 | -0.0017366 | 346.0926 | 0.050464 | 346.0926 | 1.7076
| 401.4902 | 0.0042828 | 346.1706 | 0.03045 | 346.09 | 0 | 346.1706 | 0.012456 | 346.1706 | 0.0090811 | 444.277 | 0.00069196 | 346.1706 | 0.066707 | 346.1706 | 1.6638
| 401.9683 | 0.02434 | 346.2487 | 0.029623 | 346.17 | 0 | 346.2487 | -0.010027 | 346.2487 | 0.0056982 | 444.3575 | 0.00026866 | 346.2487 | 0.064953 | 346.2487 | 1.6165
| 402.1277 | 0.0020658 | 346.3268 | 0.031819 | 346.25 | 0 | 346.3268 | 0.0082518 | 346.3268 | 0.0050818 | 444.438 | 0.0001447 | 346.3268 | 0.062821 | 346.3268 | 1.5884
| 402.2073 | 0.018579 | 346.4048 | 0.031562 | 346.33 | 0 | 346.4048 | -0.013452 | 346.4048 | 0.0021801 | 444.5186 | -0.00050432 | 346.4048 | 0.051596 | 346.4048 | 1.5584
| 402.287 | 0.015412 | 346.4829 | 0.033045 | 346.4 | 0 | 346.4829 | 0.010743 | 346.4829 | 0.005157 | 444.5991 | 0.00090516 | 346.4829 | 0.052917 | 346.4829 | 1.5212
| 402.6058 | 0.028562 | 346.561 | 0.032674 | 346.48 | 0 | 346.561 | -0.0059787 | 346.561 | 0.0027514 | 444.6796 | -0.00094997 | 346.561 | 0.050974 | 346.561 | 1.4901
| 402.6855 | 0.014507 | 346.639 | 0.033159 | 346.56 | 0 | 346.639 | 0.010182 | 346.639 | 0.0091863 | 444.7601 | 0.0012903 | 346.639 | 0.062727 | 346.639 | 1.4656
| 402.7652 | 0.01134 | 346.7171 | 0.032104 | 346.64 | 0 | 346.7171 | -0.012642 | 346.7171 | 0.0030521 | 444.8407 | 0.0018448 | 346.7171 | 0.047804 | 346.7171 | 1.4255
| 402.9246 | 0.0088371 | 346.7952 | 0.033102 | 346.72 | 0 | 346.7952 | 0.015787 | 346.7952 | 0.0085699 | 444.9212 | -0.0012501 | 346.7952 | 0.060746 | 346.7952 | 1.4091
| 403.2435 | 0.012698 | 346.8733 | 0.031904 | 346.8 | 0 | 346.8733 | -0.0072554 | 346.8733 | 0.00072586 | 445.0017 | -0.0007986 | 346.8733 | 0.055596 | 346.8733 | 1.3595
| 403.4029 | 0.0042828 | 346.9514 | 0.032588 | 346.87 | 0 | 346.9514 | 0.013016 | 346.9514 | 0.010314 | 445.0823 | 0.00099984 | 346.9514 | 0.042899 | 346.9514 | 1.3134
| 403.4826 | 0.009199 | 347.0295 | 0.032132 | 346.95 | 0 | 347.0295 | -0.011148 | 347.0295 | 0.0007801 | 445.1628 | -0.0004532 | 347.0295 | 0.051426 | 347.0295 | 1.3201
| 403.6421 | 0.005067 | 347.1076 | 0.032788 | 347.03 | 0 | 347.1076 | 0.012175 | 347.1076 | 0.0069762 | 445.2433 | 0.0023747 | 347.1076 | 0.043465 | 347.1076 | 1.277
| 403.7218 | 0.013753 | 347.1857 | 0.032731 | 347.11 | 0 | 347.1857 | -0.010338 | 347.1857 | 0.0016538 | 445.3239 | -0.0015328 | 347.1857 | 0.042956 | 347.1857 | 1.2424
| 403.8015 | 0.006002 | 347.2638 | 0.034755 | 347.19 | 0 | 347.2638 | 0.015133 | 347.2638 | 0.010028 | 445.4044 | 0.0010836 | 347.2638 | 0.047672 | 347.2638 | 1.2315
| 404.1204 | 0.010285 | 347.3419 | 0.034156 | 347.26 | 0 | 347.3419 | -0.012798 | 347.3419 | 0.00070671 | 445.485 | 0.00077416 | 347.3419 | 0.042711 | 347.3419 | 1.1925
| 404.2002 | 0.011431 | 347.42 | 0.034727 | 347.34 | 0 | 347.42 | 0.014853 | 347.42 | 0.0068108 | 445.5655 | 0.00043853 | 347.42 | 0.059482 | 347.42 | 1.1815
| 404.5191 | 0.004313 | 347.4981 | 0.034128 | 347.42 | 0 | 347.4981 | -0.0094974 | 347.4981 | 0.003443 | 445.6461 | -0.0014487 | 347.4981 | 0.031014 | 347.4981 | 1.1512
| 404.6786 | 0.012577 | 347.5762 | 0.034755 | 347.5 | 0 | 347.5762 | 0.013795 | 347.5762 | 0.0082842 | 445.7266 | 0.0012802 | 347.5762 | 0.062161 | 347.5762 | 1.1441
| 404.7584 | 0.015865 | 347.6543 | 0.033643 | 347.58 | 0.04034 | 347.6543 | -0.016192 | 347.6543 | 0.00433 | 445.8072 | -0.00045184 | 347.6543 | 0.04156 | 347.6543 | 1.1125
| 404.8381 | 0.011491 | 347.7324 | 0.033985 | 347.65 | 0.04034 | 347.7324 | 0.01915 | 347.7324 | 0.0072318 | 445.8877 | -5.0308e-05 | 347.7324 | 0.054199 | 347.7325 | 1.0794
| 405.0774 | 0.0062433 | 347.8106 | 0.033558 | 347.73 | 0 | 347.8106 | -0.014511 | 347.8106 | 0.0028867 | 445.9682 | -0.0012075 | 347.8106 | 0.024959 | 347.8106 | 1.0422
| 405.1571 | 0.0037701 | 347.8887 | 0.034356 | 347.81 | 0 | 347.8887 | 0.0091548 | 347.8887 | 0.0089458 | 446.0488 | -0.00019695 | 347.8887 | 0.053728 | 347.8887 | 1.0507
| 405.3166 | 0.0070576 | 347.9668 | 0.033216 | 347.89 | 0 | 347.9668 | -0.0089991 | 347.9668 | 0.0046007 | 446.1293 | -0.0009125 | 347.9668 | 0.038768 | 347.9668 | 1.0155
| 405.3964 | 0.00096471 | 348.0449 | 0.034014 | 347.97 | 0 | 348.0449 | 0.01585 | 348.0449 | 0.00863 | 446.2099 | -0.0010049 | 348.0449 | 0.043748 | 348.045 | 1.0088
| 405.4762 | 0.0027087 | 348.1231 | 0.033301 | 348.04 | 0.04034 | 348.1231 | -0.0074111 | 348.1231 | 0.00029036 | 446.2905 | -0.0019255 | 348.1231 | 0.028637 | 348.1231 | 0.98869
| 405.556 | 0.015684 | 348.2012 | 0.034328 | 348.12 | 0 | 348.2012 | 0.011366 | 348.2012 | 0.0085849 | 446.371 | 3.6621e-05 | 348.2012 | 0.053086 | 348.2012 | 0.98399
| 405.6357 | 0.004494 | 348.2793 | 0.03256 | 348.2 | 0.04034 | 348.2793 | -0.006944 | 348.2793 | 0.00050226 | 446.4516 | -0.00059015 | 348.2793 | 0.030486 | 348.2793 | 0.96034
| 405.7155 | 0.01879 | 348.3575 | 0.033073 | 348.28 | 0 | 348.3575 | 0.012144 | 348.3575 | 0.0066154 | 446.5321 | 0.0010517 | 348.3575 | 0.047427 | 348.3575 | 0.95434
| 405.875 | 0.0054591 | 348.4356 | 0.031733 | 348.36 | 0 | 348.4356 | -0.0071308 | 348.4356 | 0.00081687 | 446.6127 | -0.00048805 | 348.4356 | 0.038277 | 348.4356 | 0.9111
| 406.1941 | 0.011793 | 348.5138 | 0.032275 | 348.44 | 0 | 348.5138 | 0.018528 | 348.5138 | 0.0073821 | 446.6932 | 0.00026692 | 348.5138 | 0.034278 | 348.5138 | 0.89863
| 406.5931 | 0.012487 | 348.5919 | 0.031533 | 348.51 | 0 | 348.5919 | -0.0074422 | 348.5919 | 0.002135 | 446.7738 | -0.00095563 | 348.5919 | 0.029863 | 348.5919 | 0.87654
| 406.7527 | 0.029226 | 348.6701 | 0.032303 | 348.59 | 0 | 348.6701 | 0.012767 | 348.6701 | 0.0080888 | 446.8544 | 0.0028822 | 348.6701 | 0.044918 | 348.6701 | 0.88574
| 406.8325 | 0.011461 | 348.7482 | 0.032303 | 348.67 | 0 | 348.7482 | -0.014075 | 348.7482 | 0.0051419 | 446.9349 | 0.0014623 | 348.7482 | 0.022355 | 348.7482 | 0.84195
| 406.9123 | 0.0024192 | 348.8264 | 0.032389 | 348.75 | 0 | 348.8264 | 0.010774 | 348.8264 | 0.0056832 | 447.0155 | -0.0011482 | 348.8264 | 0.017601 | 348.8264 | 0.83171
| 406.9921 | 0.009561 | 348.9045 | 0.032873 | 348.83 | 0 | 348.9045 | -0.013327 | 348.9045 | 0.0033227 | 447.0961 | -0.00094264 | 348.9045 | 0.034052 | 348.9045 | 0.8322
| 407.0719 | 0.011159 | 348.9827 | 0.032988 | 348.9 | 0 | 348.9827 | 0.014355 | 348.9827 | 0.0092014 | 447.1766 | 0.00040797 | 348.9827 | 0.040088 | 348.9827 | 0.81817
| 407.1517 | 0.0038907 | 349.0609 | 0.032731 | 348.98 | 0 | 349.0609 | -0.013327 | 349.0609 | 0.0014268 | 447.2572 | -0.0003137 | 349.0609 | 0.038145 | 349.0609 | 0.79464
| 407.2315 | 0.0011764 | 349.139 | 0.032446 | 349.06 | 0 | 349.139 | 0.01367 | 349.139 | 0.0052622 | 447.3378 | -0.0014884 | 349.139 | 0.047748 | 349.139 | 0.80818
| 407.4709 | 0.0036193 | 349.2172 | 0.032332 | 349.14 | 0.04034 | 349.2172 | -0.0086877 | 349.2172 | 0.0012724 | 447.4184 | -0.00031101 | 349.2172 | 0.03192 | 349.2172 | 0.78216
| 407.5507 | 0.011823 | 349.2953 | 0.032788 | 349.22 | 0 | 349.2953 | 0.012238 | 349.2953 | 0.0073671 | 447.4989 | -0.00061198 | 349.2953 | 0.023827 | 349.2953 | 0.7528
| 407.6306 | 0.0074497 | 349.3735 | 0.03313 | 349.3 | 0 | 349.3735 | -0.0061032 | 349.3735 | 0.0019846 | 447.5795 | 8.3216e-05 | 349.3735 | 0.02943 | 349.3735 | 0.74764
| 407.7104 | 0.00067581 | 349.4517 | 0.033273 | 349.37 | 0 | 349.4517 | 0.01476 | 349.4517 | 0.0068258 | 447.6601 | 0.00037488 | 349.4517 | 0.036334 | 349.4517 | 0.74539
| 407.7902 | 0.0010384 | 349.5299 | 0.033045 | 349.45 | 0 | 349.5299 | -0.0082518 | 349.5299 | 5.761e-05 | 447.7407 | -0.00077731 | 349.5299 | 0.025713 | 349.5299 | 0.73479
| 407.9498 | 0.00044425 | 349.6081 | 0.0339 | 349.53 | 0 | 349.6081 | 0.012238 | 349.6081 | 0.0062094 | 447.8212 | 0.0012645 | 349.6081 | 0.036976 | 349.6081 | 0.73253
| 408.0296 | 0.015352 | 349.6862 | 0.034442 | 349.61 | 0 | 349.6862 | 0.016472 | 349.6862 | 0.0084496 | 447.9018 | -8.6946e-06 | 349.6862 | 0.041183 | 349.6862 | 0.71497
| 408.1893 | 0.011853 | 349.7644 | 0.034071 | 349.69 | 0 | 349.7644 | -0.0055739 | 349.7644 | 0.0044203 | 447.9824 | 0.0028818 | 349.7644 | 0.025921 | 349.7644 | 0.68663
| 408.2691 | 0.0057909 | 349.8426 | 0.034727 | 349.76 | 0 | 349.8426 | 0.01149 | 349.8426 | 0.006014 | 448.063 | -0.0012275 | 349.8426 | 0.036014 | 349.8426 | 0.6813
| 408.3489 | 0.027718 | 349.9208 | 0.034926 | 349.84 | 0 | 349.9208 | -0.0061344 | 349.9208 | 0.0020898 | 448.1436 | 0.0011448 | 349.9208 | 0.025581 | 349.9208 | 0.67363
| 408.5086 | 0.0013578 | 349.999 | 0.034698 | 349.92 | 0 | 349.999 | 0.012051 | 349.999 | 0.006916 | 448.2242 | -0.0018938 | 349.999 | 0.033787 | 349.999 | 0.65637
| 408.5884 | 0.018006 | 350.0772 | 0.034499 | 350 | 0 | 350.0772 | -0.0089057 | 350.0772 | 0.0025559 | 448.3047 | 0.002828 | 350.0772 | 0.030128 | 350.0772 | 0.64487
| 408.6683 | 0.0098927 | 350.1554 | 0.033928 | 350.08 | 0 | 350.1554 | 0.012829 | 350.1554 | 0.0064049 | 448.3853 | -0.0015378 | 350.1554 | 0.036429 | 350.1554 | 0.64037
| 408.828 | 0.0025294 | 350.2336 | 0.03467 | 350.16 | 0 | 350.2336 | -0.0045774 | 350.2336 | 0.0050217 | 448.4659 | 0.0011145 | 350.2336 | 0.020544 | 350.2336 | 0.63041
| 408.9877 | 0.01502 | 350.3118 | 0.034556 | 350.23 | 0 | 350.3118 | 0.0064146 | 350.3118 | 0.007743 | 448.5465 | -0.00037443 | 350.3118 | 0.037825 | 350.3118 | 0.62671
| 409.1474 | 0.00121 | 350.39 | 0.034926 | 350.31 | 0 | 350.39 | -0.012238 | 350.39 | 0.002571 | 448.6271 | 0.00010937 | 350.39 | 0.02377 | 350.39 | 0.61311
| 409.2272 | 0.0069068 | 350.4682 | 0.034755 | 350.39 | 0 | 350.4682 | 0.010836 | 350.4682 | 0.0045856 | 448.7077 | -0.00023743 | 350.4682 | 0.03475 | 350.4682 | 0.61131
| 409.3071 | 0.0083847 | 350.5464 | 0.034955 | 350.47 | 0 | 350.5464 | -0.013141 | 350.5464 | 0.0026161 | 448.7883 | 0.0023666 | 350.5464 | 0.023412 | 350.5464 | 0.59693
| 409.4668 | 0.0037098 | 350.6246 | 0.035639 | 350.55 | 0 | 350.6246 | 0.010058 | 350.6246 | 0.00645 | 448.8689 | -0.000391 | 350.6246 | 0.031769 | 350.6246 | 0.60017
| 409.7064 | 0.0019675 | 350.7029 | 0.034755 | 350.62 | 0 | 350.7029 | -0.0075356 | 350.7029 | 0.0020147 | 448.9495 | 0.00081242 | 350.7029 | 0.025317 | 350.7029 | 0.58874
| 409.7862 | 0.0088371 | 350.7811 | 0.035582 | 350.7 | 0 | 350.7811 | 0.015165 | 350.7811 | 0.0048112 | 449.0301 | -0.00024692 | 350.7811 | 0.026487 | 350.7811 | 0.57496
| 409.8661 | 0.020932 | 350.8593 | 0.034299 | 350.78 | 0 | 350.8593 | -0.0072242 | 350.8593 | 0.00433 | 449.1107 | 0.00046733 | 350.8593 | 0.024694 | 350.8593 | 0.57717
| 409.9459 | 0.0038003 | 350.9375 | 0.034869 | 350.86 | 0 | 350.9375 | 0.0082518 | 350.9375 | 0.0042098 | 449.1913 | 0.00039685 | 350.9375 | 0.035466 | 350.9375 | 0.54554
| 410.1057 | 0.0091086 | 351.0158 | 0.033928 | 350.94 | 0 | 351.0158 | -0.0059787 | 351.0158 | 0.0032475 | 449.2719 | -0.00045361 | 351.0158 | 0.019733 | 351.0158 | 0.55951
| 410.2654 | 0.0053686 | 351.094 | 0.03447 | 351.02 | 0 | 351.094 | 0.0066637 | 351.094 | 0.0056381 | 449.3524 | 0.00021054 | 351.094 | 0.031392 | 351.094 | 0.55553
| 410.3453 | 0.0069671 | 351.1722 | 0.03333 | 351.09 | 0 | 351.1722 | -0.0047331 | 351.1722 | 0.0008784 | 449.4331 | 0.0023397 | 351.1722 | 0.020318 | 351.1722 | 0.53053
| 410.5051 | 0.029859 | 351.2505 | 0.033672 | 351.17 | 0 | 351.2505 | 0.0098399 | 351.2505 | 0.0060891 | 449.5137 | -0.00084261 | 351.2505 | 0.035504 | 351.2505 | 0.53342
| 410.5849 | 0.014507 | 351.3287 | 0.032645 | 351.25 | 0 | 351.3287 | -0.013359 | 351.3287 | 0.0019696 | 449.5943 | -0.00025319 | 351.3287 | 0.015224 | 351.3287 | 0.51755
| 410.6648 | 0.0047051 | 351.4069 | 0.033757 | 351.33 | 0 | 351.4069 | 0.009186 | 351.4069 | 0.006901 | 449.6749 | -0.0015491 | 351.4069 | 0.038466 | 351.407 | 0.5225
| 410.8246 | 0.022651 | 351.4852 | 0.033501 | 351.41 | 0 | 351.4852 | -0.0094039 | 351.4852 | 0.0035783 | 449.7555 | 0.00062976 | 351.4852 | 0.01928 | 351.4852 | 0.50839
| 411.1441 | 0.018428 | 351.5634 | 0.033871 | 351.49 | 0 | 351.5634 | 0.012549 | 351.5634 | 0.0071867 | 449.8361 | -0.0012434 | 351.5634 | 0.026996 | 351.5634 | 0.50549
| 411.4638 | 0.015382 | 351.6417 | 0.033016 | 351.56 | 0 | 351.6417 | -0.0050445 | 351.6417 | 0.0024507 | 449.9167 | 0.00090596 | 351.6417 | 0.015884 | 351.6417 | 0.48635
| 411.5436 | 0.0022032 | 351.7199 | 0.034042 | 351.64 | 0 | 351.7199 | 0.014106 | 351.7199 | 0.0029919 | 449.9973 | -0.0008742 | 351.7199 | 0.026807 | 351.7199 | 0.49639
| 411.6235 | 0.0045543 | 351.7982 | 0.032674 | 351.72 | 0 | 351.7982 | -0.0070685 | 351.7982 | 0.0011891 | 450.0779 | 0.00056209 | 351.7982 | 0.014583 | 351.7982 | 0.48145
| 411.7035 | 0.0062734 | 351.8764 | 0.033273 | 351.8 | 0 | 351.8764 | 0.011708 | 351.8764 | 0.0055479 | 450.1585 | -0.00074397 | 351.8764 | 0.026487 | 351.8764 | 0.46831
| 411.7834 | 0.0085355 | 351.9547 | 0.032645 | 351.88 | 0 | 351.9547 | -0.0083141 | 351.9547 | 0.0042098 | 450.2392 | 0.0011975 | 351.9547 | 0.015281 | 351.9547 | 0.45474
| 411.8632 | 0.0031066 | 352.033 | 0.033586 | 351.95 | 0 | 352.033 | 0.010961 | 352.033 | 0.0049916 | 450.3198 | -0.0010274 | 352.033 | 0.026109 | 352.033 | 0.45905
| 411.9432 | 0.0088974 | 352.1112 | 0.033472 | 352.03 | 0 | 352.1112 | -0.010992 | 352.1112 | 0.0017892 | 450.4004 | 0.00010424 | 352.1112 | 0.016545 | 352.1112 | 0.44951
| 412.0231 | 0.00017589 | 352.1895 | 0.033843 | 352.11 | 0 | 352.1895 | 0.00875 | 352.1895 | 0.005608 | 450.481 | 0.00063742 | 352.1895 | 0.021978 | 352.1895 | 0.45897
| 412.103 | 0.0024139 | 352.2678 | 0.033615 | 352.19 | 0 | 352.2678 | -0.0037989 | 352.2678 | 0.0022252 | 450.5616 | 0.00095301 | 352.2678 | 0.009093 | 352.2678 | 0.43284
| 412.3427 | 0.0073592 | 352.346 | 0.034156 | 352.27 | 0 | 352.346 | 0.013919 | 352.346 | 0.0070514 | 450.6422 | -0.00023675 | 352.346 | 0.026958 | 352.346 | 0.44396
| 412.5026 | 0.010225 | 352.4243 | 0.033216 | 352.35 | 0 | 352.4243 | -0.0061344 | 352.4243 | 0.0016689 | 450.7229 | 0.0010017 | 352.4243 | 0.020865 | 352.4243 | 0.43091
| 412.7424 | 0.012094 | 352.5026 | 0.033729 | 352.42 | 0 | 352.5026 | 0.012611 | 352.5026 | 0.0045706 | 450.8035 | -0.0016558 | 352.5026 | 0.024619 | 352.5026 | 0.42782
| 413.0621 | 0.0020096 | 352.5809 | 0.03256 | 352.5 | 0.04034 | 352.5809 | -0.011303 | 352.5809 | 0.0032776 | 450.8841 | 0.00069406 | 352.5809 | 0.016771 | 352.5809 | 0.41946
| 413.142 | 0.019031 | 352.6592 | 0.033615 | 352.58 | 0 | 352.6592 | 0.009186 | 352.6592 | 0.0054126 | 450.9648 | -0.00012607 | 352.6592 | 0.02892 | 352.6591 | 0.42433
| 413.222 | 0.013633 | 352.7375 | 0.033216 | 352.66 | 0 | 352.7375 | -0.010681 | 352.7375 | 0.00047783 | 451.0454 | -0.00014641 | 352.7375 | 0.01679 | 352.7375 | 0.40617
| 413.3019 | 0.0064242 | 352.8157 | 0.034185 | 352.74 | 0 | 352.8157 | 0.0068194 | 352.8157 | 0.008179 | 451.126 | -0.0014184 | 352.8157 | 0.02577 | 352.8157 | 0.41742
| 413.3819 | 0.0020774 | 352.894 | 0.033444 | 352.82 | 0.04034 | 352.894 | -0.0087189 | 352.894 | 0.0023304 | 451.2066 | 0.00027177 | 352.894 | 0.012413 | 352.894 | 0.40188
| 413.4618 | 0.009561 | 352.9723 | 0.034128 | 352.89 | 0 | 352.9723 | 0.0058541 | 352.9723 | 0.0055779 | 451.2873 | -0.0011128 | 352.9723 | 0.027053 | 352.9723 | 0.39857
| 413.5417 | 0.00046626 | 353.0506 | 0.033814 | 352.97 | 0 | 353.0506 | -0.0083141 | 353.0506 | 0.00067063 | 451.3679 | -1.7996e-06 | 353.0506 | 0.01081 | 353.0506 | 0.38847
| 413.6217 | 0.0068163 | 353.1289 | 0.03467 | 353.05 | 0 | 353.1289 | 0.0072554 | 353.1289 | 0.0049164 | 451.4485 | 0.00056285 | 353.1289 | 0.033014 | 353.1289 | 0.40153
| 413.7017 | 0.001188 | 353.2072 | 0.033957 | 353.13 | 0.04034 | 353.2072 | -0.0042349 | 353.2072 | 0.0012508 | 451.5292 | 0.00012191 | 353.2072 | 0.015715 | 353.2072 | 0.37805
| 413.8615 | 0.0098626 | 353.2855 | 0.034527 | 353.21 | 0 | 353.2855 | 0.0087189 | 353.2855 | 0.0064049 | 451.6098 | -6.7472e-05 | 353.2855 | 0.016564 | 353.2855 | 0.38274
| 413.9415 | 0.0082641 | 353.3638 | 0.033786 | 353.29 | 0 | 353.3638 | -0.0080338 | 353.3638 | 0.0023154 | 451.6904 | -0.0012079 | 353.3638 | 0.0025845 | 353.3638 | 0.36074
| 414.0215 | 0.02057 | 353.4421 | 0.034214 | 353.36 | 0 | 353.4421 | 0.012206 | 353.4421 | 0.0033227 | 451.7711 | 0.0001128 | 353.4421 | 0.022846 | 353.4421 | 0.36794
| 414.1014 | 0.0057004 | 353.5204 | 0.033159 | 353.44 | 0 | 353.5204 | -0.0020085 | 353.5204 | 0.00091562 | 451.8517 | -0.0018594 | 353.5204 | 0.012338 | 353.5204 | 0.35817
| 414.2613 | 0.017161 | 353.5988 | 0.033586 | 353.52 | 0 | 353.5988 | 0.0017158 | 353.5988 | 0.0069612 | 451.9323 | 0.0004741 | 353.5988 | 0.01945 | 353.5988 | 0.35648
| 414.3413 | 0.063127 | 353.6771 | 0.032816 | 353.6 | 0 | 353.6771 | -0.0071619 | 353.6771 | 0.0012938 | 452.013 | 0.00027421 | 353.6771 | 0.016432 | 353.6771 | 0.34884
| 414.4213 | 0.0088974 | 353.7554 | 0.033843 | 353.68 | 0 | 353.7554 | 0.0052936 | 353.7554 | 0.0065402 | 452.0936 | 1.8618e-05 | 353.7554 | 0.013319 | 353.7554 | 0.34283
| 414.5012 | 0.011612 | 353.8337 | 0.033301 | 353.76 | 0 | 353.8337 | -0.009186 | 353.8337 | 0.0031122 | 452.1743 | -0.00132 | 353.8337 | -0.00046636 | 353.8337 | 0.32442
| 414.6612 | 0.019785 | 353.912 | 0.033843 | 353.83 | 0 | 353.912 | 0.0076602 | 353.912 | 0.0044804 | 452.2549 | 0.00088789 | 353.912 | 0.010112 | 353.912 | 0.33783
| 414.7411 | 0.0089578 | 353.9904 | 0.033301 | 353.91 | 0 | 353.9904 | -0.0071619 | 353.9904 | 0.0027063 | 452.3356 | -0.00020264 | 353.9904 | 0.010942 | 353.9904 | 0.33812
| 414.8211 | 0.0030462 | 354.0687 | 0.0337 | 353.99 | 0 | 354.0687 | 0.011677 | 354.0687 | 0.0053675 | 452.4162 | 0.00043372 | 354.0687 | 0.01247 | 354.0687 | 0.3076
| 414.9011 | 0.012939 | 354.147 | 0.032845 | 354.07 | 0 | 354.147 | -0.0072242 | 354.147 | 0.002165 | 452.4969 | -0.00052789 | 354.147 | 0.013507 | 354.147 | 0.31377
| 414.981 | 0.002958 | 354.2254 | 0.03333 | 354.15 | 0 | 354.2254 | 0.0090926 | 354.2254 | 0.0038339 | 452.5775 | 0.00039514 | 354.2254 | 0.016337 | 354.2254 | 0.31345
| 415.301 | 0.010044 | 354.3037 | 0.03236 | 354.23 | 0 | 354.3037 | -0.0036744 | 354.3037 | 0.0013802 | 452.6582 | -0.00064836 | 354.3037 | 0.0083572 | 354.3037 | 0.31451
| 415.4609 | 0.0018481 | 354.382 | 0.033729 | 354.3 | 0 | 354.382 | 0.012674 | 354.382 | 0.0046608 | 452.7388 | 0.00036629 | 354.382 | 0.019865 | 354.382 | 0.30775
| 415.6209 | 0.0091086 | 354.4604 | 0.032617 | 354.38 | 0 | 354.4604 | -0.0025191 | 354.4604 | 0.0011719 | 452.8195 | -0.0012577 | 354.4604 | 0.010885 | 354.4604 | 0.31588
| 415.8609 | 0.0054289 | 354.5387 | 0.033073 | 354.46 | 0 | 354.5387 | 0.0075356 | 354.5387 | 0.0059989 | 452.9001 | -0.00033907 | 354.5387 | 0.026034 | 354.5387 | 0.31944
| 416.0209 | 0.014869 | 354.6171 | 0.032389 | 354.54 | 0 | 354.6171 | -0.0075667 | 354.6171 | 0.0032926 | 452.9808 | 0.00067475 | 354.6171 | 0.0064141 | 354.6171 | 0.30064
| 416.1009 | 0.0033177 | 354.6954 | 0.03313 | 354.62 | 0 | 354.6954 | 0.013577 | 354.6954 | 0.0046157 | 453.0614 | 0.0025301 | 354.6954 | 0.024261 | 354.6954 | 0.31069
| 416.1809 | 0.0022046 | 354.7738 | 0.032816 | 354.7 | 0 | 354.7738 | -0.0038301 | 354.7738 | 0.001125 | 453.1421 | 0.00052682 | 354.7738 | 0.013772 | 354.7738 | 0.30068
| 416.2609 | 0.0081736 | 354.8521 | 0.033387 | 354.77 | 0 | 354.8521 | 0.0084075 | 354.8521 | 0.0042248 | 453.2227 | -0.00044403 | 354.8521 | 0.019959 | 354.8521 | 0.29222
| 416.4209 | 0.015503 | 354.9305 | 0.032759 | 354.85 | 0 | 354.9305 | -0.0099644 | 354.9305 | 0.0014391 | 453.3034 | 0.00038954 | 354.9305 | 0.014658 | 354.9305 | 0.29501
| 416.5809 | 0.0044336 | 355.0088 | 0.033558 | 354.93 | 0 | 355.0088 | 0.0094662 | 355.0088 | 0.004315 | 453.3841 | 0.0044486 | 355.0088 | 0.018639 | 355.0089 | 0.28504
| 416.981 | 0.0025534 | 355.0872 | 0.032731 | 355.01 | 0 | 355.0872 | -0.0070062 | 355.0872 | 0.00066714 | 453.4648 | -0.00066542 | 355.0872 | 0.010847 | 355.0872 | 0.28661
| 417.061 | 0.0044035 | 355.1656 | 0.033045 | 355.09 | 0 | 355.1656 | 0.0084386 | 355.1656 | 0.0072318 | 453.5454 | 0.00052592 | 355.1656 | 0.016733 | 355.1656 | 0.28837
| 417.1411 | 0.0029898 | 355.2439 | 0.032474 | 355.17 | 0 | 355.2439 | -0.0065392 | 355.2439 | 0.0021801 | 453.6261 | -0.0003257 | 355.2439 | 0.0081875 | 355.244 | 0.28214
| 417.3811 | 0.0094102 | 355.3223 | 0.032988 | 355.24 | 0 | 355.3223 | 0.012674 | 355.3223 | 0.0059538 | 453.7067 | 0.0024712 | 355.3223 | 0.02294 | 355.3223 | 0.28808
| 417.4611 | 0.004886 | 355.4007 | 0.032104 | 355.32 | 0.04034 | 355.4007 | -0.0086877 | 355.4007 | 0.0016238 | 453.7874 | -0.00017463 | 355.4007 | 0.0053954 | 355.4007 | 0.2739
| 417.5412 | 0.010979 | 355.4791 | 0.033016 | 355.4 | 0 | 355.4791 | 0.0088434 | 355.4791 | 0.0037888 | 453.8681 | 0.00056911 | 355.4791 | 0.021167 | 355.4791 | 0.2753
| 417.6212 | 0.0080831 | 355.5575 | 0.032645 | 355.48 | 0 | 355.5575 | -0.011864 | 355.5575 | 0.001729 | 453.9487 | -0.0015506 | 355.5575 | 0.0096023 | 355.5574 | 0.26864
| 417.7813 | 0.0052178 | 355.6358 | 0.033529 | 355.56 | 0 | 355.6358 | 0.0089369 | 355.6358 | 0.0050066 | 454.0294 | -0.001362 | 355.6358 | 0.01728 | 355.6358 | 0.26356
| 417.8613 | 0.0035288 | 355.7142 | 0.032959 | 355.64 | 0 | 355.7142 | -0.0079716 | 355.7142 | 0.00089769 | 454.1101 | -0.00027046 | 355.7142 | 0.011847 | 355.7142 | 0.26589
| 418.0214 | 0.024672 | 355.7926 | 0.033529 | 355.71 | 0 | 355.7926 | 0.0072865 | 355.7926 | 0.0042398 | 454.1908 | -0.00014409 | 355.7926 | 0.017073 | 355.7926 | 0.26727
| 418.1815 | 0.016377 | 355.871 | 0.033045 | 355.79 | 0 | 355.871 | -0.0055427 | 355.871 | 0.0016087 | 454.2714 | -0.00071839 | 355.871 | 0.0075649 | 355.871 | 0.26026
| 418.6618 | 0.0047051 | 355.9494 | 0.033672 | 355.87 | 0 | 355.9494 | 0.012238 | 355.9494 | 0.0045706 | 454.3521 | 0.0033107 | 355.9494 | 0.014734 | 355.9494 | 0.24879
| 418.7418 | 0.0035288 | 356.0278 | 0.033016 | 355.95 | 0.04034 | 356.0278 | -0.006508 | 356.0278 | 0.002586 | 454.4328 | -0.0013669 | 356.0278 | 0.011659 | 356.0278 | 0.25861
| 418.8219 | 0.022319 | 356.1062 | 0.0339 | 356.03 | 0 | 356.1062 | 0.0045151 | 356.1062 | 0.0048563 | 454.5135 | 0.0005489 | 356.1062 | 0.018299 | 356.1062 | 0.24889
| 418.9019 | 0.0080529 | 356.1846 | 0.032873 | 356.11 | 0 | 356.1846 | -0.0071308 | 356.1846 | 0.00058213 | 454.5941 | -0.00029267 | 356.1846 | 0.011564 | 356.1846 | 0.24076
| 418.982 | 0.010556 | 356.263 | 0.033672 | 356.18 | 0 | 356.263 | 0.011241 | 356.263 | 0.0036835 | 454.6748 | 0.0018414 | 356.263 | 0.0090741 | 356.263 | 0.2328
| 419.0621 | 0.0044336 | 356.3414 | 0.032731 | 356.26 | 0 | 356.3414 | -0.0094039 | 356.3414 | 0.001194 | 454.7555 | 0.00047596 | 356.3414 | 0.010791 | 356.3414 | 0.22683
| 419.1422 | 0.026119 | 356.4198 | 0.033472 | 356.34 | 0 | 356.4198 | 0.0077224 | 356.4198 | 0.0064199 | 454.8362 | 0.00039887 | 356.4198 | 0.019469 | 356.4198 | 0.24121
| 419.3823 | 0.0084752 | 356.4982 | 0.032931 | 356.42 | 0 | 356.4982 | -0.0065703 | 356.4982 | 0.00085474 | 454.9169 | -0.0011511 | 356.4982 | 0.010131 | 356.4982 | 0.2321
| 419.4624 | 0.010255 | 356.5766 | 0.033159 | 356.5 | 0 | 356.5766 | 0.0104 | 356.5766 | 0.0048713 | 454.9976 | 0.001473 | 356.5766 | 0.021469 | 356.5766 | 0.2363
| 419.5425 | 0.00061934 | 356.655 | 0.032104 | 356.58 | 0 | 356.655 | -0.0050134 | 356.655 | 0.0003047 | 455.0782 | -0.00082414 | 356.655 | 0.0080743 | 356.655 | 0.23087
| 419.7026 | 0.0069068 | 356.7334 | 0.032474 | 356.65 | 0 | 356.7334 | 0.015102 | 356.7334 | 0.0024507 | 455.1589 | 0.00035727 | 356.7334 | 0.024166 | 356.7334 | 0.24034
| 419.7827 | 0.015352 | 356.8118 | 0.032047 | 356.73 | 0 | 356.8118 | -0.010089 | 356.8118 | 0.0025259 | 455.2396 | 0.00086015 | 356.8118 | 0.0078102 | 356.8119 | 0.22404
| 419.8628 | 0.00019121 | 356.8903 | 0.032389 | 356.81 | 0 | 356.8903 | 0.0087189 | 356.8903 | 0.0066905 | 455.3203 | 0.00083987 | 356.8903 | 0.020525 | 356.8903 | 0.21769
| 419.9429 | 0.011612 | 356.9687 | 0.031305 | 356.89 | 0 | 356.9687 | -0.0037678 | 356.9687 | 0.003022 | 455.401 | -0.00038462 | 356.9687 | 0.010678 | 356.9687 | 0.21819
| 420.0229 | 0.0091387 | 357.0471 | 0.032047 | 356.97 | 0 | 357.0471 | 0.010836 | 357.0471 | 0.0053224 | 455.4817 | -0.00050134 | 357.0471 | 0.017035 | 357.0471 | 0.22641
| 420.103 | 0.033147 | 357.1255 | 0.031277 | 357.05 | 0 | 357.1255 | -0.0087189 | 357.1255 | 0.0041947 | 455.5624 | -0.0003496 | 357.1255 | 0.0026788 | 357.1255 | 0.20084
| 420.3433 | 0.00057572 | 357.204 | 0.032389 | 357.13 | 0 | 357.204 | 0.0082829 | 357.204 | 0.001729 | 455.6431 | 0.0018624 | 357.204 | 0.019374 | 357.204 | 0.21784
| 420.4234 | 0.018639 | 357.2824 | 0.031847 | 357.2 | 0 | 357.2824 | -0.0085009 | 357.2824 | 0.0021049 | 455.7238 | -0.0010766 | 357.2824 | 0.0073008 | 357.2824 | 0.20704
| 420.5836 | 0.0056702 | 357.3609 | 0.032332 | 357.28 | 0 | 357.3609 | 0.013857 | 357.3609 | 0.0052171 | 455.8044 | 0.0013149 | 357.3609 | 0.012489 | 357.3608 | 0.21458
| 420.7437 | 0.0079323 | 357.4393 | 0.031876 | 357.36 | 0 | 357.4393 | -0.0085321 | 357.4393 | 0.0016238 | 455.8852 | 0.00073563 | 357.4393 | 0.0067537 | 357.4393 | 0.20723
| 420.8238 | 0.0017483 | 357.5177 | 0.032474 | 357.44 | 0 | 357.5177 | 0.0085632 | 357.5177 | 0.0054877 | 455.9659 | 0.00097201 | 357.5177 | 0.019601 | 357.5177 | 0.2042
| 420.9039 | 0.0070275 | 357.5962 | 0.031448 | 357.52 | 0 | 357.5962 | -0.010245 | 357.5962 | 0.0031874 | 456.0465 | -0.0012795 | 357.5962 | 0.003075 | 357.5962 | 0.19685
| 420.984 | 0.0051877 | 357.6746 | 0.032161 | 357.6 | 0 | 357.6746 | 0.01012 | 357.6746 | 0.0056982 | 456.1273 | 0.00047243 | 357.6746 | 0.018129 | 357.6746 | 0.20491
| 421.0641 | 0.0052781 | 357.7531 | 0.031248 | 357.67 | 0 | 357.7531 | -0.0074422 | 357.7531 | 0.0049465 | 456.2079 | 0.00052206 | 357.7531 | 0.0039994 | 357.7531 | 0.19986
| 421.2244 | 0.0045844 | 357.8315 | 0.032218 | 357.75 | 0 | 357.8315 | 0.011303 | 357.8315 | 0.0066304 | 456.2887 | 0.0012019 | 357.8315 | 0.016318 | 357.8315 | 0.19445
| 421.3846 | 0.020328 | 357.91 | 0.031419 | 357.83 | 0 | 357.91 | -0.0123 | 357.91 | 0.0018192 | 456.3694 | -0.0028454 | 357.91 | 0.010168 | 357.91 | 0.18898
| 421.4647 | 0.0013237 | 357.9884 | 0.03199 | 357.91 | 0 | 357.9884 | 0.0089369 | 357.9884 | 0.0055178 | 456.4501 | 0.0009504 | 357.9884 | 0.012206 | 357.9884 | 0.19281
| 421.5448 | 0.020449 | 358.0669 | 0.031277 | 357.99 | 0 | 358.0669 | -0.0057918 | 358.0669 | 0.0045105 | 456.5308 | 0.00064131 | 358.0669 | 0.007414 | 358.0669 | 0.18558
| 421.7851 | 0.005248 | 358.1454 | 0.032275 | 358.07 | 0 | 358.1454 | 0.0071931 | 358.1454 | 0.0049615 | 456.6115 | 0.0012122 | 358.1454 | 0.0092628 | 358.1454 | 0.17793
| 421.8653 | 0.017282 | 358.2238 | 0.031904 | 358.15 | 0 | 358.2238 | -0.0094662 | 358.2238 | 0.0022252 | 456.6922 | -0.00066266 | 358.2238 | 0.0091684 | 358.2238 | 0.18538
| 422.0255 | 0.00072667 | 358.3023 | 0.032788 | 358.22 | 0 | 358.3023 | 0.010649 | 358.3023 | 0.0044503 | 456.7729 | -0.00045387 | 358.3023 | 0.019525 | 358.3023 | 0.18227
| 422.1858 | 0.014568 | 358.3808 | 0.032389 | 358.3 | 0 | 358.3808 | -0.0085632 | 358.3808 | 0.0017591 | 456.8536 | 0.00070272 | 358.3808 | 0.0080177 | 358.3808 | 0.18709
| 422.346 | 0.01683 | 358.4592 | 0.033159 | 358.38 | 0.04034 | 358.4592 | 0.014947 | 358.4592 | 0.0068258 | 456.9343 | 0.001489 | 358.4592 | 0.019676 | 358.4592 | 0.18284
| 422.4261 | 0.0057607 | 358.5377 | 0.032503 | 358.46 | 0 | 358.5377 | -0.0061655 | 358.5377 | 0.0017591 | 457.015 | -0.0011337 | 358.5377 | 0.0014089 | 358.5377 | 0.17284
| 422.5063 | 0.0025048 | 358.6162 | 0.03333 | 358.54 | 0 | 358.6162 | 0.0094351 | 358.6162 | 0.004315 | 457.0957 | 0.0019234 | 358.6162 | 0.0143 | 358.6162 | 0.18193
| 422.5864 | 0.010134 | 358.6947 | 0.032674 | 358.62 | 0 | 358.6947 | -0.0081272 | 358.6947 | 0.0035031 | 457.1765 | 0.0003072 | 358.6947 | 0.0061689 | 358.6947 | 0.17451
| 422.6665 | 0.0053385 | 358.7731 | 0.03313 | 358.69 | 0.04034 | 358.7731 | 0.0077847 | 358.7731 | 0.0062244 | 457.2572 | 0.0011295 | 358.7731 | 0.012602 | 358.7732 | 0.17998
| 422.8268 | 0.016106 | 358.8516 | 0.032702 | 358.77 | 0 | 358.8516 | -0.010151 | 358.8516 | 0.0038489 | 457.3379 | -0.00068875 | 358.8516 | 0.0031316 | 358.8516 | 0.16896
| 422.9069 | 0.0015113 | 358.9301 | 0.033672 | 358.85 | 0 | 358.9301 | 0.010867 | 358.9301 | 0.0038189 | 457.4186 | -0.00044301 | 358.9301 | 0.008678 | 358.9301 | 0.15755
| 423.1474 | 0.0089578 | 359.0086 | 0.032902 | 358.93 | 0 | 359.0086 | -0.0096842 | 359.0086 | 0.0011247 | 457.4993 | -0.0024656 | 359.0086 | 0.0079234 | 359.0086 | 0.16162
| 423.2275 | 0.01321 | 359.0871 | 0.033985 | 359.01 | 0 | 359.0871 | 0.010245 | 359.0871 | 0.0042549 | 457.58 | 0.001506 | 359.0871 | 0.017148 | 359.0871 | 0.17472
| 423.3077 | 0.0024684 | 359.1656 | 0.032674 | 359.09 | 0 | 359.1656 | -0.0070374 | 359.1656 | 0.0022853 | 457.6608 | -0.00023573 | 359.1656 | 0.0094514 | 359.1656 | 0.1631
| 423.6283 | 0.016619 | 359.2441 | 0.033843 | 359.17 | 0 | 359.2441 | 0.0074422 | 359.2441 | 0.0036835 | 457.7415 | -0.00077823 | 359.2441 | 0.015356 | 359.2441 | 0.16261
| 423.7886 | 0.0055194 | 359.3226 | 0.033273 | 359.24 | 0 | 359.3226 | -0.012985 | 359.3226 | 0.0020147 | 457.8222 | -0.00090659 | 359.3226 | 0.0059236 | 359.3226 | 0.15717
| 423.9489 | 0.0018406 | 359.4011 | 0.033472 | 359.32 | 0 | 359.4011 | 0.0090614 | 359.4011 | 0.0061793 | 457.903 | 0.00038895 | 359.4011 | 0.0086214 | 359.4011 | 0.1599
| 424.1092 | 0.0032574 | 359.4796 | 0.032702 | 359.4 | 0 | 359.4796 | -0.0097153 | 359.4796 | 0.0036835 | 457.9837 | -0.0017135 | 359.4796 | 0.0066217 | 359.4796 | 0.14559
| 424.2696 | 0.011371 | 359.5581 | 0.033757 | 359.48 | 0 | 359.5581 | 0.010058 | 359.5581 | 0.0020898 | 458.0644 | 0.00038434 | 359.5581 | 0.013206 | 359.5581 | 0.14895
| 424.3497 | 0.002608 | 359.6366 | 0.032474 | 359.56 | 0 | 359.6366 | -0.0083141 | 359.6366 | 0.00074445 | 458.1451 | -0.001536 | 359.6366 | 0.011112 | 359.6366 | 0.15003
| 424.5902 | 0.013874 | 359.7151 | 0.032788 | 359.64 | 0 | 359.7151 | 0.0092171 | 359.7151 | 0.0082692 | 458.2259 | 0.0016366 | 359.7151 | 0.013715 | 359.7151 | 0.14483
| 424.911 | 0.0029519 | 359.7937 | 0.031533 | 359.72 | 0 | 359.7937 | -0.01012 | 359.7937 | 0.0018944 | 458.3066 | -0.0014083 | 359.7937 | -0.0040371 | 359.7936 | 0.14444
| 424.9911 | 0.0022436 | 359.8722 | 0.032417 | 359.79 | 0 | 359.8722 | 0.011085 | 359.8722 | 0.0078783 | 458.3873 | -5.7479e-05 | 359.8722 | 0.019224 | 359.8722 | 0.14559
| 425.2317 | 0.026481 | 359.9507 | 0.03179 | 359.87 | 0 | 359.9507 | -0.0085009 | 359.9507 | 0.0048412 | 458.468 | -0.00036922 | 359.9507 | 0.01164 | 359.9507 | 0.14797
| 425.3921 | 0.0030764 | 360.0292 | 0.03256 | 359.95 | 0.04034 | 360.0292 | 0.011988 | 360.0292 | 0.0071716 | 458.5488 | 0.001075 | 360.0292 | 0.017054 | 360.0292 | 0.14468
| 425.5524 | 0.01683 | 360.1077 | 0.031248 | 360.03 | 0 | 360.1077 | -0.0052313 | 360.1077 | 0.0041196 | 458.6295 | -9.9711e-06 | 360.1077 | 0.012677 | 360.1077 | 0.13066
| 425.793 | 0.0051575 | 360.1863 | 0.031448 | 360.11 | 0 | 360.1863 | 0.0066014 | 360.1863 | 0.0063598 | 458.7102 | 0.00087143 | 360.1863 | 0.0098287 | 360.1862 | 0.14033
| 425.8732 | 0.017373 | 360.2648 | 0.030621 | 360.19 | 0 | 360.2648 | -0.016223 | 360.2648 | 0.0059538 | 458.791 | -0.0050183 | 360.2648 | 0.004471 | 360.2648 | 0.13285
| 425.9534 | 0.0084752 | 360.3433 | 0.031362 | 360.26 | 0 | 360.3433 | 0.013608 | 360.3433 | 0.0033227 | 458.8717 | -0.0037817 | 360.3433 | 0.01662 | 360.3433 | 0.14092
| 426.194 | 0.013271 | 360.4219 | 0.03065 | 360.34 | 0.04034 | 360.4219 | -0.0080027 | 360.4219 | 0.00097911 | 458.9525 | -0.0050723 | 360.4219 | -3.098e-05 | 360.4218 | 0.13158
| 426.2742 | 0.012909 | 360.5004 | 0.031305 | 360.42 | 0 | 360.5004 | 0.013016 | 360.5004 | 0.0068409 | 459.0332 | -0.0037062 | 360.5004 | 0.015149 | 360.5004 | 0.13709
| 426.3544 | 0.006575 | 360.5789 | 0.031305 | 360.5 | 0 | 360.5789 | -0.013452 | 360.5789 | 0.0043 | 459.114 | -0.0051539 | 360.5789 | 0.0022638 | 360.5789 | 0.1205
| 426.5148 | 0.0015366 | 360.6575 | 0.032132 | 360.58 | 0 | 360.6575 | 0.01093 | 360.6575 | 0.0037136 | 459.1947 | -0.0037751 | 360.6575 | 0.017903 | 360.6575 | 0.13494
| 426.5951 | 0.0018858 | 360.736 | 0.031819 | 360.66 | 0 | 360.736 | -0.0028087 | 360.736 | 0.0041346 |  |  | 360.736 | 0.0091873 | 360.736 | 0.12306
| 426.6753 | 0.0023738 | 360.8146 | 0.033187 | 360.74 | 0 | 360.8146 | 0.0094351 | 360.8146 | 0.0068108 |  |  | 360.8146 | 0.01762 | 360.8146 | 0.12908
| 426.8357 | 0.00091522 | 360.8931 | 0.03199 | 360.81 | 0 | 360.8931 | -0.011148 | 360.8931 | 0.0062846 |  |  | 360.8931 | 0.0071499 | 360.8931 | 0.12192
| 426.9961 | 0.0091689 | 360.9717 | 0.033187 | 360.89 | 0 | 360.9717 | 0.010494 | 360.9717 | 0.005593 |  |  | 360.9717 | 0.017978 | 360.9717 | 0.1285
| 427.2368 | 0.00034053 | 361.0502 | 0.03199 | 360.97 | 0 | 361.0502 | -0.0089991 | 361.0502 | 0.0050968 |  |  | 361.0502 | 0.0048106 | 361.0502 | 0.11246
| 427.317 | 0.0057607 | 361.1288 | 0.033102 | 361.05 | 0 | 361.1288 | 0.012549 | 361.1288 | 0.0093216 |  |  | 361.1288 | 0.010112 | 361.1288 | 0.11846
| 427.3972 | 0.039782 | 361.2073 | 0.031648 | 361.13 | 0 | 361.2073 | -0.0064146 | 361.2073 | 0.0029168 |  |  | 361.2073 | 0.0037542 | 361.2073 | 0.11309
| 427.6379 | 0.022711 | 361.2859 | 0.03256 | 361.21 | 0 | 361.2859 | 0.0104 | 361.2859 | 0.0014891 |  |  | 361.2859 | 0.023034 | 361.2859 | 0.11386
| 427.7984 | 0.014296 | 361.3645 | 0.031705 | 361.29 | 0 | 361.3645 | -0.012642 | 361.3645 | 0.0061342 |  |  | 361.3645 | 0.0052256 | 361.3645 | 0.1129
| 428.0391 | 0.0048559 | 361.443 | 0.032332 | 361.36 | 0 | 361.443 | 0.017625 | 361.443 | 0.0057884 |  |  | 361.443 | 0.0098476 | 361.443 | 0.10726
| 428.1193 | 0.019424 | 361.5216 | 0.031533 | 361.44 | 0 | 361.5216 | -0.008968 | 361.5216 | 0.0021049 |  |  | 361.5216 | 0.0032259 | 361.5216 | 0.1152
| 428.1996 | 0.0081132 | 361.6002 | 0.032931 | 361.52 | 0 | 361.6002 | 0.016254 | 361.6002 | 0.0039241 |  |  | 361.6002 | 0.01796 | 361.6002 | 0.10568
| 428.2799 | 0.015563 | 361.6787 | 0.032702 | 361.6 | 0 | 361.6787 | -0.0083141 | 361.6787 | 0.0039692 |  |  | 361.6787 | -0.00081887 | 361.6787 | 0.10215
| 428.3601 | 0.026813 | 361.7573 | 0.03333 | 361.68 | 0 | 361.7573 | 0.011646 | 361.7573 | 0.0048412 |  |  | 361.7573 | 0.011225 | 361.7573 | 0.11296
| 428.5206 | 0.0044638 | 361.8359 | 0.032702 | 361.76 | 0 | 361.8359 | -0.013826 | 361.8359 | 0.0033979 |  |  | 361.8359 | 0.0036221 | 361.8359 | 0.10005
| 428.6811 | 0.019574 | 361.9145 | 0.033643 | 361.84 | 0 | 361.9145 | 0.012985 | 361.9145 | 0.0039391 |  |  | 361.9145 | 0.008678 | 361.9145 | 0.10322
| 428.8416 | 0.00751 | 361.9931 | 0.033387 | 361.91 | 0 | 361.9931 | -0.0039858 | 361.9931 | 0.0018192 |  |  | 361.9931 | 0.0047351 | 361.9931 | 0.10441
| 429.0021 | 0.0089879 | 362.0716 | 0.034869 | 361.99 | 0 | 362.0716 | 0.011054 | 362.0716 | 0.0060591 |  |  | 362.0716 | 0.018922 | 362.0717 | 0.10908
| 429.4034 | 0.0079926 | 362.1502 | 0.033814 | 362.07 | 0 | 362.1502 | -0.01202 | 362.1502 | 0.0059839 |  |  | 362.1502 | -0.0015005 | 362.1502 | 0.086725
| 429.5639 | 0.010737 | 362.2288 | 0.033871 | 362.15 | 0 | 362.2288 | 0.012424 | 362.2288 | 0.0057283 |  |  | 362.2288 | 0.0084138 | 362.2288 | 0.091796
| 429.6442 | 0.011371 | 362.3074 | 0.033102 | 362.23 | 0 | 362.3074 | -0.014542 | 362.3074 | 0.001714 |  |  | 362.3074 | 0.0073385 | 362.3074 | 0.089271
| 429.7245 | 0.027446 | 362.386 | 0.033529 | 362.31 | 0 | 362.386 | 0.010369 | 362.386 | 0.0063447 |  |  | 362.386 | 0.0050936 | 362.386 | 0.09514
| 429.9653 | 0.007872 | 362.4646 | 0.032132 | 362.39 | 0 | 362.4646 | -0.009186 | 362.4646 | 0.0020898 |  |  | 362.4646 | 0.0012405 | 362.4646 | 0.089464
| 430.1259 | 0.003378 | 362.5432 | 0.032446 | 362.46 | 0 | 362.5432 | 0.016161 | 362.5432 | 0.0053524 |  |  | 362.5432 | 0.014017 | 362.5432 | 0.098752
| 430.2061 | 0.018368 | 362.6218 | 0.031961 | 362.54 | 0 | 362.6218 | -0.013732 | 362.6218 | 0.0038189 |  |  | 362.6218 | -0.0061878 | 362.6218 | 0.093748
| 430.5273 | 0.0066354 | 362.7004 | 0.032246 | 362.62 | 0 | 362.7004 | 0.014822 | 362.7004 | 0.0029468 |  |  | 362.7004 | -0.00038724 | 362.7004 | 0.094402
| 430.6076 | 0.0038003 | 362.779 | 0.030564 | 362.7 | 0 | 362.779 | -0.012269 | 362.779 | 0.0036234 |  |  | 362.779 | -0.0033014 | 362.7791 | 0.078626
| 430.6878 | 0.0037701 | 362.8576 | 0.031533 | 362.78 | 0 | 362.8576 | 0.014262 | 362.8576 | 0.0069762 |  |  | 362.8576 | 0.0078856 | 362.8577 | 0.094823
| 431.009 | 0.0089276 | 362.9363 | 0.030307 | 362.86 | 0 | 362.9363 | -0.019244 | 362.9363 | 0.0028266 |  |  | 362.9363 | -0.00038867 | 362.9363 | 0.08137
| 431.2499 | 0.019243 | 363.0149 | 0.031305 | 362.94 | 0 | 363.0149 | 0.012611 | 363.0149 | 0.0072318 |  |  | 363.0149 | 0.0073951 | 363.0149 | 0.067973
| 431.5711 | 0.012185 | 363.0935 | 0.03065 | 363.01 | 0 | 363.0935 | -0.014573 | 363.0935 | 0.0074272 |  |  | 363.0935 | -0.0032825 | 363.0935 | 0.070095
| 431.7317 | 0.0032574 | 363.1721 | 0.031277 | 363.09 | 0 | 363.1721 | 0.014822 | 363.1721 | 0.0080437 |  |  | 363.1721 | 0.0022261 | 363.1721 | 0.073325
| 431.812 | 0.0056702 | 363.2507 | 0.030593 | 363.17 | 0 | 363.2507 | -0.013514 | 363.2507 | 0.0027664 |  |  | 363.2507 | 0.0014167 | 363.2507 | 0.079335
| 432.1333 | 0.014839 | 363.3294 | 0.031305 | 363.25 | 0 | 363.3294 | 0.015507 | 363.3294 | 0.0027815 |  |  | 363.3294 | 0.0083007 | 363.3294 | 0.078013
| 432.4546 | 0.0057004 | 363.408 | 0.030336 | 363.33 | 0 | 363.408 | -0.0104 | 363.408 | 0.0012399 |  |  | 363.408 | -0.0080177 | 363.408 | 0.065677
| 432.5349 | 0.0029402 | 363.4866 | 0.031191 | 363.41 | 0 | 363.4866 | 0.0070997 | 363.4866 | 0.0052772 |  |  | 363.4866 | 0.0059048 | 363.4866 | 0.078553
| 432.6955 | 0.0025959 | 363.5653 | 0.029851 | 363.49 | 0 | 363.5653 | -0.015476 | 363.5653 | 0.0060741 |  |  | 363.5653 | -0.004339 | 363.5653 | 0.070508
| 432.7759 | 0.014145 | 363.6439 | 0.03025 | 363.57 | 0 | 363.6439 | 0.01532 | 363.6439 | 0.005608 |  |  | 363.6439 | 0.025619 | 363.6439 | 0.075455
| 432.8562 | 0.032151 | 363.7225 | 0.029737 | 363.64 | 0 | 363.7225 | -0.013265 | 363.7225 | 0.0061793 |  |  | 363.7225 | 0.0072442 | 363.7225 | 0.070627
| 433.0168 | 0.0085355 | 363.8012 | 0.029794 | 363.72 | 0 | 363.8012 | 0.010556 | 363.8012 | 0.0044203 |  |  | 363.8012 | 0.0098099 | 363.8012 | 0.07862
| 433.0972 | 0.016226 | 363.8798 | 0.028711 | 363.8 | 0 | 363.8798 | -0.012954 | 363.8798 | 0.0071867 |  |  | 363.8798 | -0.0017574 | 363.8798 | 0.067095
| 433.4989 | 0.019966 | 363.9585 | 0.029024 | 363.88 | 0 | 363.9585 | 0.010369 | 363.9585 | 0.006029 |  |  | 363.9585 | 0.010678 | 363.9585 | 0.076628
| 433.8202 | 0.026994 | 364.0371 | 0.027542 | 363.96 | 0 | 364.0371 | -0.0031762 | 364.0371 | 0.0068709 |  |  | 364.0371 | 0.0056973 | 364.0371 | 0.067979
| 433.9809 | 0.0036796 | 364.1158 | 0.02911 | 364.04 | 0 | 364.1158 | 0.016223 | 364.1158 | 0.0048713 |  |  | 364.1158 | 0.0044522 | 364.1158 | 0.070309
| 434.0613 | 0.0096816 | 364.1944 | 0.029253 | 364.12 | 0 | 364.1944 | -0.011957 | 364.1944 | 0.0036986 |  |  | 364.1944 | 0.0026788 | 364.1944 | 0.065391
| 434.1416 | 0.03761 | 364.2731 | 0.030307 | 364.19 | 0 | 364.2731 | 0.021891 | 364.2731 | 0.0091111 |  |  | 364.2731 | 0.0094326 | 364.2731 | 0.067285
| 434.463 | 0.0063639 | 364.3517 | 0.029709 | 364.27 | 0 | 364.3517 | -0.019368 | 364.3517 | 0.0039692 |  |  | 364.3517 | -0.013866 | 364.3517 | 0.051669
| 434.7041 | 0.0054289 | 364.4304 | 0.030792 | 364.35 | 0 | 364.4304 | 0.018154 | 364.4304 | 0.0016989 |  |  | 364.4304 | 0.010998 | 364.4304 | 0.060672
| 435.0256 | 0.0013761 | 364.5091 | 0.029994 | 364.43 | 0 | 364.5091 | -0.015756 | 364.5091 | 0.00055533 |  |  | 364.5091 | -0.0062821 | 364.5091 | 0.05419
| 435.106 | 0.014658 | 364.5877 | 0.030792 | 364.51 | 0 | 364.5877 | 0.013234 | 364.5877 | 0.0064349 |  |  | 364.5877 | 0.0065085 | 364.5877 | 0.061522
| 435.4275 | 0.028532 | 364.6664 | 0.029823 | 364.59 | 0 | 364.6664 | -0.0062901 | 364.6664 | 0.0064349 |  |  | 364.6664 | -0.0039994 | 364.6664 | 0.058697
| 435.5882 | 0.0053686 | 364.745 | 0.030992 | 364.67 | 0 | 364.745 | 0.015414 | 364.745 | 0.0076678 |  |  | 364.745 | 0.013074 | 364.7451 | 0.065375
| 435.8293 | 0.0046749 | 364.8237 | 0.030022 | 364.75 | 0 | 364.8237 | -0.014853 | 364.8237 | 0.0021199 |  |  | 364.8237 | -0.0043767 | 364.8237 | 0.053143
| 435.9097 | 0.0033478 | 364.9024 | 0.031248 | 364.82 | 0 | 364.9024 | 0.0098399 | 364.9024 | 0.0056682 |  |  | 364.9024 | 0.013828 | 364.9024 | 0.052704
| 435.9901 | 0.014718 | 364.9811 | 0.030678 | 364.9 | 0 | 364.9811 | -0.010899 | 364.9811 | 0.0038189 |  |  | 364.9811 | -0.00050628 | 364.9811 | 0.044499
| 436.2313 | 0.0036796 | 365.0598 | 0.031705 | 364.98 | 0 | 365.0598 | 0.021548 | 365.0598 | 0.0073671 |  |  | 365.0598 | 0.0060746 | 365.0598 | 0.054806
| 436.3921 | 0.0049765 | 365.1384 | 0.03102 | 365.06 | 0 | 365.1384 | -0.01504 | 365.1384 | 0.0075776 |  |  | 365.1384 | -0.0072442 | 365.1384 | 0.049437
| 436.6332 | 0.025818 | 365.2171 | 0.031676 | 365.14 | 0 | 365.2171 | 0.01202 | 365.2171 | 0.0036535 |  |  | 365.2171 | 0.01596 | 365.2171 | 0.054219
| 436.7136 | 0.021655 | 365.2958 | 0.031106 | 365.22 | 0 | 365.2958 | -0.010899 | 365.2958 | 0.0057584 |  |  | 365.2958 | -0.015866 | 365.2958 | 0.041415
| 436.8744 | 0.0031669 | 365.3745 | 0.032018 | 365.3 | 0 | 365.3745 | 0.0070685 | 365.3745 | 0.0064199 |  |  | 365.3745 | 0.0085836 | 365.3745 | 0.065089
| 437.0352 | 0.025486 | 365.4532 | 0.031191 | 365.37 | 0 | 365.4532 | -0.00875 | 365.4532 | 0.0065552 |  |  | 365.4532 | -0.0017506 | 365.4532 | 0.051352
| 437.2764 | 0.020509 | 365.5319 | 0.032417 | 365.45 | 0 | 365.5319 | 0.0097776 | 365.5319 | 0.0097576 |  |  | 365.5319 | 0.014771 | 365.5319 | 0.057296
| 437.3568 | 0.004494 | 365.6106 | 0.031819 | 365.53 | 0 | 365.6106 | -0.011739 | 365.6106 | 0.0084496 |  |  | 365.6106 | -0.0031316 | 365.6106 | 0.053828
| 437.5981 | 0.0029601 | 365.6893 | 0.032617 | 365.61 | 0 | 365.6893 | 0.020489 | 365.6893 | 0.0052021 |  |  | 365.6893 | 0.017507 | 365.6893 | 0.051215
| 437.6785 | 0.0091387 | 365.768 | 0.032246 | 365.69 | 0 | 365.768 | -0.017656 | 365.768 | 0.0079384 |  |  | 365.768 | -0.0023204 | 365.768 | 0.038451
| 438.161 | 0.0041923 | 365.8467 | 0.033415 | 365.77 | 0 | 365.8467 | 0.015601 | 365.8467 | 0.0075325 |  |  | 365.8467 | 0.0098287 | 365.8467 | 0.057996
| 438.2414 | 0.018157 | 365.9254 | 0.032702 | 365.85 | 0 | 365.9254 | -0.018185 | 365.9254 | 0.0053224 |  |  | 365.9254 | -0.011093 | 365.9254 | 0.028883
| 438.3218 | 0.013783 | 366.0041 | 0.034385 | 365.93 | 0 | 366.0041 | 0.015196 | 366.0041 | 0.0051419 |  |  | 366.0041 | 0.012791 | 366.0041 | 0.056591
| 438.6436 | 0.0069973 | 366.0828 | 0.033216 | 366 | 0 | 366.0828 | -0.0068817 | 366.0828 | 0.0027815 |  |  | 366.0828 | -0.0092439 | 366.0828 | 0.042641
| 438.9653 | 0.016196 | 366.1615 | 0.033558 | 366.08 | 0 | 366.1615 | 0.014168 | 366.1615 | 0.0067507 |  |  | 366.1615 | 0.0032637 | 366.1615 | 0.044049
| 439.2066 | 0.00080578 | 366.2402 | 0.03236 | 366.16 | 0 | 366.2402 | -0.020334 | 366.2402 | 0.0042849 |  |  | 366.2402 | -0.012791 | 366.2402 | 0.031612
| 439.2871 | 0.0080831 | 366.3189 | 0.033102 | 366.24 | 0 | 366.3189 | 0.010836 | 366.3189 | 0.006886 |  |  | 366.3189 | 0.0040749 | 366.319 | 0.050761
| 439.4479 | 0.0061528 | 366.3977 | 0.032617 | 366.32 | 0 | 366.3977 | -0.012113 | 366.3977 | 0.0065101 |  |  | 366.3977 | 0.0012071 | 366.3977 | 0.035087
| 439.9306 | 4.1939e-05 | 366.4764 | 0.033472 | 366.4 | 0 | 366.4764 | 0.0099644 | 366.4764 | 0.0083594 |  |  | 366.4764 | 0.015469 | 366.4764 | 0.049965
| 440.2524 | 0.031699 | 366.5551 | 0.032218 | 366.48 | 0 | 366.5551 | -0.010307 | 366.5551 | 0.0030972 |  |  | 366.5551 | -0.013055 | 366.5551 | 0.03297
| 440.4938 | 0.019755 | 366.6338 | 0.033244 | 366.56 | 0 | 366.6338 | 0.011366 | 366.6338 | 0.0085549 |  |  | 366.6338 | 0.0063198 | 366.6339 | 0.047121
| 440.5743 | 0.011733 | 366.7126 | 0.032645 | 366.63 | 0 | 366.7126 | -0.0081272 | 366.7126 | 0.00091745 |  |  | 366.7126 | -0.0056595 | 366.7126 | 0.037923
| 440.8961 | 0.028019 | 366.7913 | 0.033928 | 366.71 | 0 | 366.7913 | 0.016068 | 366.7913 | 0.0089157 |  |  | 366.7913 | 0.008395 | 366.7913 | 0.032453
| 441.1375 | 0.010375 | 366.87 | 0.033045 | 366.79 | 0 | 366.87 | -0.0099022 | 366.87 | 0.0079084 |  |  | 366.87 | -0.00070546 | 366.8701 | 0.044201
| 441.218 | 0.011401 | 366.9488 | 0.033843 | 366.87 | 0 | 366.9488 | 0.01395 | 366.9488 | 0.0056982 |  |  | 366.9488 | 0.022317 | 366.9488 | 0.041173
| 441.2985 | 0.00021519 | 367.0275 | 0.032759 | 366.95 | 0 | 367.0275 | -0.016037 | 367.0275 | 0.005157 |  |  | 367.0275 | -0.0046597 | 367.0275 | 0.037782
| 441.4594 | 0.018971 | 367.1063 | 0.034242 | 367.03 | 0 | 367.1063 | 0.016535 | 367.1063 | 0.0050668 |  |  | 367.1063 | 0.012168 | 367.1063 | 0.035199
| 441.5399 | 0.036977 | 367.185 | 0.033273 | 367.11 | 0 | 367.185 | -0.011833 | 367.185 | 0.0011656 |  |  | 367.185 | -0.0017898 | 367.185 | 0.038053
| 441.7814 | 0.0089578 | 367.2638 | 0.034099 | 367.18 | 0 | 367.2638 | 0.0093417 | 367.2638 | 0.0041947 |  |  | 367.2638 | 0.016356 | 367.2638 | 0.047674
| 442.1033 | 0.0058814 | 367.3425 | 0.033444 | 367.26 | 0 | 367.3425 | -0.013421 | 367.3425 | 0.0050066 |  |  | 367.3425 | -0.00032047 | 367.3425 | 0.037323
| 442.7473 | 0.026421 | 367.4213 | 0.033985 | 367.34 | 0 | 367.4213 | 0.017313 | 367.4213 | 0.0069311 |  |  | 367.4213 | 0.012262 | 367.4213 | 0.036773
| 442.9888 | 0.0075402 | 367.5 | 0.033016 | 367.42 | 0 | 367.5 | -0.014324 | 367.5 | 0.0067958 |  |  | 367.5 | -0.0063575 | 367.5 | 0.024103
| 443.3913 | 0.0016523 | 367.5788 | 0.033957 | 367.5 | 0 | 367.5788 | 0.014511 | 367.5788 | 0.0061342 |  |  | 367.5788 | 0.0029052 | 367.5788 | 0.040718
| 443.7133 | 0.007872 | 367.6575 | 0.032588 | 367.58 | 0 | 367.6575 | -0.017625 | 367.6575 | 0.0044052 |  |  | 367.6575 | 0.00038275 | 367.6575 | 0.037201
| 444.0354 | 0.038485 | 367.7363 | 0.033529 | 367.66 | 0 | 367.7363 | 0.013795 | 367.7363 | 0.0057734 |  |  | 367.7363 | 0.020978 | 367.7363 | 0.037578
| 444.1159 | 0.0091387 | 367.815 | 0.032189 | 367.74 | 0 | 367.815 | -0.013016 | 367.815 | 0.0046759 |  |  | 367.815 | -0.0013784 | 367.8151 | 0.031007
| 444.3575 | 0.0085657 | 367.8938 | 0.032731 | 367.82 | 0 | 367.8938 | 0.018061 | 367.8938 | 0.0055629 |  |  | 367.8938 | 0.014149 | 367.8938 | 0.044457
| 444.7601 | 0.014176 | 367.9726 | 0.031391 | 367.89 | 0 | 367.9726 | -0.0068817 | 367.9726 | 0.0032024 |  |  | 367.9726 | 0.00037832 | 367.9726 | 0.037781
| 444.8407 | 0.0092292 | 368.0514 | 0.032617 | 367.97 | 0 | 368.0514 | 0.010525 | 368.0514 | 0.0071115 |  |  | 368.0514 | 0.011225 | 368.0514 | 0.042835
| 445.0823 | 0.010375 | 368.1301 | 0.032047 | 368.05 | 0 | 368.1301 | -0.0050134 | 368.1301 | 0.0048713 |  |  | 368.1301 | 0.0009309 | 368.1301 | 0.032084
| 445.2434 | 0.0023039 | 368.2089 | 0.033159 | 368.13 | 0 | 368.2089 | 0.0092482 | 368.2089 | 0.0052772 |  |  | 368.2089 | 0.0013014 | 368.2089 | 0.021602
| 445.4044 | 0.010013 | 368.2877 | 0.032389 | 368.21 | 0 | 368.2877 | -0.014666 | 368.2877 | 0.0057734 |  |  | 368.2877 | -0.0031316 | 368.2877 | 0.029128
| 445.485 | 0.0040415 | 368.3665 | 0.033843 | 368.29 | 0 | 368.3665 | 0.013732 | 368.3665 | 0.0080587 |  |  | 368.3665 | 0.0060557 | 368.3665 | 0.03059
| 445.7266 | 0.012336 | 368.4452 | 0.032759 | 368.37 | 0 | 368.4452 | -0.012393 | 368.4452 | 0.0022703 |  |  | 368.4452 | -0.00091353 | 368.4453 | 0.015392
| 446.5321 | 0.0012979 | 368.524 | 0.033387 | 368.45 | 0 | 368.524 | 0.011428 | 368.524 | 0.0072919 |  |  | 368.524 | 0.0084138 | 368.524 | 0.030815
| 446.6932 | 0.001216 | 368.6028 | 0.032446 | 368.52 | 0 | 368.6028 | -0.0085009 | 368.6028 | 0.0013341 |  |  | 368.6028 | -0.0079234 | 368.6028 | 0.03427
| 446.8544 | 0.0048257 | 368.6816 | 0.033045 | 368.6 | 0 | 368.6816 | 0.01012 | 368.6816 | 0.0035783 |  |  | 368.6816 | 0.016714 | 368.6816 | 0.035681
| 446.9349 | 0.021595 | 368.7604 | 0.032047 | 368.68 | 0 | 368.7604 | -0.013514 | 368.7604 | 0.0072468 |  |  | 368.7604 | 0.0012522 | 368.7604 | 0.029896
| 447.2572 | 0.0049464 | 368.8392 | 0.031505 | 368.76 | 0 | 368.8392 | 0.015694 | 368.8392 | 0.0037437 |  |  | 368.8392 | 0.011545 | 368.8392 | 0.033156
| 447.5795 | 0.010436 | 368.918 | 0.03179 | 368.84 | 0 | 368.918 | -0.014075 | 368.918 | 0.0083293 |  |  | 368.918 | -0.0025845 | 368.918 | 0.022355
| 447.6601 | 0.00046136 | 368.9968 | 0.031334 | 368.92 | 0 | 368.9968 | 0.01395 | 368.9968 | 0.0056531 |  |  | 368.9968 | 0.0071499 | 368.9968 | 0.028135
| 447.8212 | 0.0039209 | 369.0756 | 0.030906 | 369 | 0 | 369.0756 | -0.015538 | 369.0756 | 0.0041647 |  |  | 369.0756 | -0.014677 | 369.0756 | 0.023827
| 447.9018 | 0.0095006 | 369.1544 | 0.031248 | 369.08 | 0 | 369.1544 | 0.017593 | 369.1544 | 0.0057584 |  |  | 369.1544 | 0.0080931 | 369.1544 | 0.034482
| 447.9824 | 0.031428 | 369.2332 | 0.03102 | 369.15 | 0 | 369.2332 | -0.016722 | 369.2332 | 0.0029017 |  |  | 369.2332 | -0.0012895 | 369.2332 | 0.026001
| 448.1436 | 0.0056099 | 369.312 | 0.031134 | 369.23 | 0 | 369.312 | 0.014448 | 369.312 | 0.0078181 |  |  | 369.312 | 0.013206 | 369.312 | 0.039255
| 448.3047 | 0.033901 | 369.3908 | 0.030735 | 369.31 | 0 | 369.3908 | -0.013795 | 369.3908 | 0.003458 |  |  | 369.3908 | -0.0032637 | 369.3908 | 0.021874
| 448.5465 | 0.0038907 | 369.4696 | 0.030678 | 369.39 | 0 | 369.4696 | 0.010182 | 369.4696 | 0.010494 |  |  | 369.4696 | 0.0090741 | 369.4696 | 0.031658
| 448.7883 | 0.012064 | 369.5484 | 0.03025 | 369.47 | 0 | 369.5484 | -0.0070374 | 369.5484 | 0.0015486 |  |  | 369.5484 | -0.014583 | 369.5484 | 0.018394
| 448.8689 | 0.0052781 | 369.6273 | 0.03065 | 369.55 | 0 | 369.6273 | 0.011148 | 369.6273 | 0.0080286 |  |  | 369.6273 | 0.0087346 | 369.6273 | 0.025454
| 448.9495 | 0.0045241 | 369.7061 | 0.030422 | 369.63 | 0 | 369.7061 | -0.013047 | 369.7061 | 0.0049164 |  |  | 369.7061 | -0.0048106 | 369.7061 | 0.021992
| 449.1107 | 0.00046995 | 369.7849 | 0.031248 | 369.71 | 0 | 369.7849 | -0.010151 | 369.7849 | 0.0063297 |  |  | 369.7849 | -0.0076026 | 369.7849 | 0.024401
| 449.1913 | 0.011371 | 369.8637 | 0.031049 | 369.78 | 0 | 369.8637 | 0.011584 | 369.8637 | 0.0050968 |  |  | 369.8637 | 0.0045465 | 369.8637 | 0.024911
| 449.4331 | 0.0087165 | 369.9425 | 0.031191 | 369.86 | 0 | 369.9425 | -0.0072242 | 369.9425 | 0.0011072 |  |  | 369.9425 | -0.0060368 | 369.9426 | 0.024359
| 449.5137 | 4.3555e-05 | 370.0214 | 0.030906 | 369.94 | 0 | 370.0214 | 0.0090926 | 370.0214 | 0.0054877 |  |  | 370.0214 | 0.0054898 | 370.0214 | 0.026878
| 449.9167 | 0.0033478 | 370.1002 | 0.030878 | 370.02 | 0 | 370.1002 | -0.016317 | 370.1002 | 0.0017741 |  |  | 370.1002 | -0.0048106 | 370.1002 | 0.025167
| 450.1585 | 0.00027901 | 370.1791 | 0.030935 | 370.1 | 0 | 370.1791 | 0.011085 | 370.1791 | 0.0052772 |  |  | 370.1791 | 0.0048672 | 370.179 | 0.028141
| 450.2392 | 0.010707 | 370.2579 | 0.03102 | 370.18 | 0 | 370.2579 | -0.013826 | 370.2579 | 0.0047661 |  |  | 370.2579 | 0.00026257 | 370.2579 | 0.019848
| 450.481 | 0.012607 | 370.3367 | 0.030821 | 370.26 | 0 | 370.3367 | 0.01367 | 370.3367 | 0.0033227 |  |  | 370.3367 | 0.012904 | 370.3367 | 0.015217
| 450.5616 | 0.018006 | 370.4156 | 0.030935 | 370.34 | 0 | 370.4156 | -0.0084698 | 370.4156 | 0.0026461 |  |  | 370.4156 | -0.010338 | 370.4156 | 0.02502
| 450.8841 | 0.0046448 | 370.4944 | 0.031705 | 370.42 | 0 | 370.4944 | 0.016161 | 370.4944 | 0.003894 |  |  | 370.4944 | 0.0051313 | 370.4944 | 0.024478
| 451.2066 | 0.012064 | 370.5732 | 0.032047 | 370.49 | 0 | 370.5732 | -0.013857 | 370.5732 | 0.0015185 |  |  | 370.5732 | -0.0033391 | 370.5732 | 0.019887
| 451.4485 | 0.013934 | 370.6521 | 0.032189 | 370.57 | 0 | 370.6521 | 0.01395 | 370.6521 | 0.0071716 |  |  | 370.6521 | 0.012715 | 370.6521 | 0.028336
| 452.013 | 0.011853 | 370.731 | 0.031733 | 370.65 | 0 | 370.731 | -0.011802 | 370.731 | 0.002601 |  |  | 370.731 | 0.0037542 | 370.731 | 0.028879
| 452.2549 | 0.00042647 | 370.8098 | 0.032218 | 370.73 | 0 | 370.8098 | 0.015009 | 370.8098 | 0.0065402 |  |  | 370.8098 | 0.013319 | 370.8098 | 0.034912
| 452.3356 | 0.0063036 | 370.8887 | 0.030963 | 370.81 | 0 | 370.8887 | -0.01177 | 370.8887 | 0.0051419 |  |  | 370.8887 | -0.00090169 | 370.8887 | 0.015158
| 452.4162 | 3.6341e-06 | 370.9675 | 0.031961 | 370.89 | 0 | 370.9675 | 0.01093 | 370.9675 | 0.0070514 |  |  | 370.9675 | 0.014149 | 370.9675 | 0.032818
| 452.6582 | 0.0019713 | 371.0464 | 0.031134 | 370.97 | 0 | 371.0464 | -0.013296 | 371.0464 | 0.00025091 |  |  | 371.0464 | -0.0090553 | 371.0464 | 0.018973
| 452.9808 | 0.023465 | 371.1252 | 0.031619 | 371.05 | 0 | 371.1252 | 0.0070062 | 371.1252 | 0.0051119 |  |  | 371.1252 | 0.0123 | 371.1252 | 0.02587
| 453.0614 | 0.027507 | 371.2041 | 0.031419 | 371.13 | 0 | 371.2041 | -0.0099644 | 371.2041 | 0.0057734 |  |  | 371.2041 | -0.0033957 | 371.2041 | 0.014936
| 453.3034 | 0.0078418 | 371.283 | 0.031847 | 371.2 | 0 | 371.283 | 0.015009 | 371.283 | 0.0059538 |  |  | 371.283 | 0.012413 | 371.283 | 0.021355
| 453.3841 | 0.04871 | 371.3618 | 0.031933 | 371.28 | 0 | 371.3618 | -0.012456 | 371.3618 | 0.0076077 |  |  | 371.3618 | -0.0036976 | 371.3618 | 0.017325
| 453.7067 | 0.029437 | 371.4407 | 0.032588 | 371.36 | 0 | 371.4407 | 0.0086566 | 371.4407 | 0.0048563 |  |  | 371.4407 | 0.01113 | 371.4407 | 0.029769
| 453.7874 | 0.0009597 | 371.5196 | 0.032531 | 371.44 | 0 | 371.5196 | -0.0093728 | 371.5196 | 0.006014 |  |  | 371.5196 | -0.0059614 | 371.5196 | 0.013416
| 454.2714 | 9.8376e-05 | 371.5985 | 0.033159 | 371.52 | 0 | 371.5985 | 0.013608 | 371.5985 | 0.0055028 |  |  | 371.5985 | 0.019582 | 371.5984 | 0.028161
| 454.3521 | 0.040355 | 371.6773 | 0.032332 | 371.6 | 0 | 371.6773 | -0.012206 | 371.6773 | 0.0041346 |  |  | 371.6773 | -0.0031505 | 371.6773 | 0.0074337
| 454.5942 | 0.0036193 | 371.7562 | 0.032474 | 371.68 | 0 | 371.7562 | 0.015196 | 371.7562 | 0.0035031 |  |  | 371.7562 | 0.0086968 | 371.7562 | 0.021203
| 454.6748 | 0.018458 | 371.8351 | 0.031847 | 371.76 | 0 | 371.8351 | -0.011459 | 371.8351 | 0.0024507 |  |  | 371.8351 | -0.014055 | 371.8351 | 0.008095
| 454.9976 | 0.011582 | 371.914 | 0.032588 | 371.84 | 0 | 371.914 | 0.0055739 | 371.914 | 0.0076528 |  |  | 371.914 | 0.0084327 | 371.914 | 0.025616
| 455.2396 | 0.01882 | 371.9929 | 0.031933 | 371.91 | 0 | 371.9929 | -0.012175 | 371.9929 | 0.0054426 |  |  | 371.9929 | -0.0033391 | 371.9929 | 0.014215
| 455.3203 | 0.007691 | 372.0718 | 0.032931 | 371.99 | 0 | 372.0718 | 0.0079716 | 372.0718 | 0.0029769 |  |  | 372.0718 | 0.013545 | 372.0718 | 0.027398
| 455.5624 | 0.0050067 | 372.1507 | 0.031961 | 372.07 | 0 | 372.1507 | -0.0090303 | 372.1507 | 0.0027664 |  |  | 372.1507 | -0.0025279 | 372.1507 | 0.021614
| 455.6431 | 0.01499 | 372.2296 | 0.032161 | 372.15 | 0 | 372.2296 | 0.01585 | 372.2296 | 0.0036986 |  |  | 372.2296 | 0.0069424 | 372.2296 | 0.02556
| 455.8044 | 0.00086668 | 372.3084 | 0.031134 | 372.23 | 0 | 372.3084 | -0.0062589 | 372.3084 | 0.0027664 |  |  | 372.3084 | -0.0013279 | 372.3084 | 0.018035
| 455.8852 | 0.014598 | 372.3874 | 0.032018 | 372.31 | 0 | 372.3874 | 0.012424 | 372.3874 | 0.0052321 |  |  | 372.3874 | 0.010546 | 372.3874 | 0.02131
| 455.9658 | 0.010918 | 372.4663 | 0.031134 | 372.39 | 0 | 372.4663 | -0.0042972 | 372.4663 | 0.0022252 |  |  | 372.4663 | 0.011489 | 372.4662 | 0.030491
| 456.2079 | 0.015865 | 372.5452 | 0.032161 | 372.47 | 0.04034 | 372.5452 | 0.015694 | 372.5452 | 0.0063297 |  |  | 372.5452 | 0.014168 | 372.5452 | 0.024972
| 456.2887 | 0.0085657 | 372.6241 | 0.031134 | 372.55 | 0 | 372.6241 | -0.011117 | 372.6241 | 0.0032475 |  |  | 372.6241 | -0.0049804 | 372.6241 | 0.0077804
| 456.4501 | 0.0016451 | 372.703 | 0.032531 | 372.62 | 0 | 372.703 | 0.01258 | 372.703 | 0.0071265 |  |  | 372.703 | 0.003773 | 372.703 | 0.019554
| 456.5308 | 0.024038 | 372.7819 | 0.032417 | 372.7 | 0 | 372.7819 | -0.0099644 | 372.7819 | 0.0047961 |  |  | 372.7819 | -0.00088215 | 372.7819 | 0.013244
| 456.6115 | 0.012185 | 372.8608 | 0.033159 | 372.78 | 0 | 372.8608 | 0.01121 | 372.8608 | 0.0089157 |  |  | 372.8608 | 0.0057727 | 372.8608 | 0.019628
| 456.8536 | 0.01686 | 372.9397 | 0.032246 | 372.86 | 0 | 372.9397 | -0.0090926 | 372.9397 | 0.0038489 |  |  | 372.9397 | -0.0064707 | 372.9397 | 0.0076873
| 456.9343 | 0.012064 | 373.0186 | 0.033216 | 372.94 | 0 | 373.0186 | 0.0082207 | 373.0186 | 0.00083343 |  |  | 373.0186 | 0.0072065 | 373.0186 | 0.018542
| 457.0957 | 0.00048952 | 373.0976 | 0.032788 | 373.02 | 0 | 373.0976 | -0.011646 | 373.0976 | 0.0053374 |  |  | 373.0976 | 0.0003918 | 373.0975 | 0.011738
| 457.1764 | 0.011853 | 373.1765 | 0.033016 | 373.1 | 0 | 373.1765 | 0.014542 | 373.1765 | 0.0059538 |  |  | 373.1765 | 0.010149 | 373.1765 | 0.014211
| 457.2572 | 0.0088974 | 373.2554 | 0.032731 | 373.18 | 0 | 373.2554 | -0.012798 | 373.2554 | 0.0048863 |  |  | 373.2554 | -0.0066594 | 373.2554 | 0.010574
| 457.5801 | 0.015171 | 373.3343 | 0.033016 | 373.26 | 0 | 373.3343 | 0.0076913 | 373.3343 | 0.0061793 |  |  | 373.3343 | 0.0098476 | 373.3343 | 0.02086
| 457.8222 | 0.00041904 | 373.4133 | 0.032503 | 373.33 | 0 | 373.4133 | -0.0093728 | 373.4133 | 0.0039542 |  |  | 373.4133 | 0.0059425 | 373.4132 | 0.013558
| 458.2259 | 0.018187 | 373.4922 | 0.033672 | 373.41 | 0 | 373.4922 | 0.0080027 | 373.4922 | 0.0050217 |  |  | 373.4922 | 0.0037164 | 373.4922 | 0.016658
| 458.4681 | 0.010888 | 373.5711 | 0.033301 | 373.49 | 0 | 373.5711 | -0.0056984 | 373.5711 | 0.0011575 |  |  | 373.5711 | -0.017375 | 373.5711 | -0.0035166
| 458.5488 | 0.0082339 | 373.6501 | 0.034556 | 373.57 | 0 | 373.6501 | 0.010992 | 373.6501 | 0.0031874 |  |  | 373.6501 | 0.011149 | 373.6501 | 0.012394
|  |  | 373.729 | 0.034185 | 373.65 | 0 | 373.729 | -0.015725 | 373.729 | 0.0058636 |  |  | 373.729 | 0.0030561 | 373.729 | 0.011727
|  |  | 373.8079 | 0.034898 | 373.73 | 0 | 373.8079 | 0.014573 | 373.8079 | 0.0022252 |  |  | 373.8079 | -0.0022449 | 373.8079 | 0.0062078
|  |  | 373.8869 | 0.034214 | 373.81 | 0 | 373.8869 | -0.010214 | 373.8869 | 0.0029619 |  |  | 373.8869 | -0.0041503 | 373.8869 | 0.015232
|  |  | 373.9658 | 0.035012 | 373.89 | 0 | 373.9658 | 0.012767 | 373.9658 | 0.0065552 |  |  | 373.9658 | 0.0058293 | 373.9658 | 0.01039
|  |  | 374.0448 | 0.034071 | 373.97 | 0 | 374.0448 | -0.0098399 | 374.0448 | 0.0023304 |  |  | 374.0448 | -0.0082441 | 374.0448 | 0.017085
|  |  | 374.1237 | 0.034812 | 374.04 | 0 | 374.1237 | 0.01286 | 374.1237 | 0.0026461 |  |  | 374.1237 | 0.0049049 | 374.1237 | 0.021883
|  |  | 374.2027 | 0.034641 | 374.12 | 0 | 374.2027 | -0.0086566 | 374.2027 | 0.0018192 |  |  | 374.2027 | -0.0033203 | 374.2027 | 0.014463
|  |  | 374.2816 | 0.03544 | 374.2 | 0 | 374.2816 | 0.011054 | 374.2816 | 0.0064349 |  |  | 374.2816 | 0.0036032 | 374.2816 | 0.018099
|  |  | 374.3606 | 0.034584 | 374.28 | 0 | 374.3606 | -0.003145 | 374.3606 | 0.0036234 |  |  | 374.3606 | -0.0081309 | 374.3606 | 0.0055061
|  |  | 374.4395 | 0.034527 | 374.36 | 0 | 374.4395 | 0.0056984 | 374.4395 | 0.0040594 |  |  | 374.4395 | 0.011376 | 374.4395 | 0.019589
|  |  | 374.5185 | 0.033757 | 374.44 | 0.04034 | 374.5185 | -0.011521 | 374.5185 | 0.0041647 |  |  | 374.5185 | -0.0082252 | 374.5185 | 0.010058
|  |  | 374.5975 | 0.034556 | 374.52 | 0 | 374.5975 | 0.010089 | 374.5975 | 0.0041647 |  |  | 374.5975 | 0.0043767 | 374.5975 | 0.015219
|  |  | 374.6764 | 0.033586 | 374.6 | 0 | 374.6764 | -0.007629 | 374.6764 | 0.0041045 |  |  | 374.6764 | -0.00072103 | 374.6764 | 0.01292
|  |  | 374.7554 | 0.034499 | 374.68 | 0 | 374.7554 | 0.0065703 | 374.7554 | 0.0050066 |  |  | 374.7554 | 0.001311 | 374.7554 | 0.015531
|  |  | 374.8344 | 0.034099 | 374.76 | 0 | 374.8344 | -0.011428 | 374.8344 | 0.0038189 |  |  | 374.8344 | -0.0021884 | 374.8344 | 0.0086697
|  |  | 374.9133 | 0.035097 | 374.83 | 0 | 374.9133 | 0.005605 | 374.9133 | 0.0031874 |  |  | 374.9133 | -0.00063905 | 374.9133 | 0.012363
|  |  | 374.9923 | 0.034214 | 374.91 | 0 | 374.9923 | -0.0034564 | 374.9923 | 0.0028416 |  |  | 374.9923 | 7.5804e-06 | 374.9923 | 0.014331
|  |  | 375.0713 | 0.034983 | 374.99 | 0 | 375.0713 | 0.012954 | 375.0713 | 0.005608 |  |  | 375.0713 | 0.0075272 | 375.0713 | 0.017552
|  |  | 375.1503 | 0.034584 | 375.07 | 0 | 375.1503 | -0.0099956 | 375.1503 | 0.0043601 |  |  | 375.1503 | -0.0017044 | 375.1503 | 0.0096874
|  |  | 375.2293 | 0.035012 | 375.15 | 0 | 375.2293 | 0.010992 | 375.2293 | 0.0055328 |  |  | 375.2293 | -0.0019808 | 375.2292 | 0.013047
|  |  | 375.3082 | 0.034385 | 375.23 | 0 | 375.3082 | -0.0087189 | 375.3082 | 0.0020598 |  |  | 375.3082 | -0.0077347 | 375.3082 | 0.012118
|  |  | 375.3872 | 0.034869 | 375.31 | 0 | 375.3872 | 0.011677 | 375.3872 | 0.00645 |  |  | 375.3872 | 0.0098287 | 375.3872 | 0.016072
|  |  | 375.4662 | 0.033643 | 375.39 | 0 | 375.4662 | -0.010432 | 375.4662 | 0.0041196 |  |  | 375.4662 | -0.00020315 | 375.4662 | 0.015379
|  |  | 375.5452 | 0.034042 | 375.47 | 0 | 375.5452 | 0.010307 | 375.5452 | 0.0038189 |  |  | 375.5452 | 0.0095458 | 375.5452 | 0.018409
|  |  | 375.6242 | 0.032902 | 375.55 | 0 | 375.6242 | -0.015756 | 375.6242 | 0.0027213 |  |  | 375.6242 | -0.0028486 | 375.6242 | 0.0090537
|  |  | 375.7032 | 0.033415 | 375.62 | 0 | 375.7032 | 0.012144 | 375.7032 | 0.0075626 |  |  | 375.7032 | 0.0095458 | 375.7032 | 0.021788
|  |  | 375.7822 | 0.032931 | 375.7 | 0 | 375.7822 | -0.0074733 | 375.7822 | 0.0033077 |  |  | 375.7822 | 0.0001803 | 375.7822 | 0.0099667
|  |  | 375.8612 | 0.033216 | 375.78 | 0 | 375.8612 | 0.012923 | 375.8612 | 0.0026612 |  |  | 375.8612 | 0.0096212 | 375.8612 | 0.015835
|  |  | 375.9402 | 0.032218 | 375.86 | 0 | 375.9402 | -0.0069751 | 375.9402 | 0.0031874 |  |  | 375.9402 | -0.0090741 | 375.9402 | 0.0042191
|  |  | 376.0192 | 0.032845 | 375.94 | 0 | 376.0192 | 0.014137 | 376.0192 | 0.0066003 |  |  | 376.0192 | 0.0094137 | 376.0192 | 0.021524
|  |  | 376.0982 | 0.031933 | 376.02 | 0.04034 | 376.0982 | -0.0056673 | 376.0982 | 0.0029619 |  |  | 376.0982 | -0.0044144 | 376.0982 | 0.0088883
|  |  | 376.1772 | 0.032446 | 376.1 | 0 | 376.1772 | 0.0069128 | 376.1772 | 0.0026161 |  |  | 376.1772 | 0.0060746 | 376.1772 | 0.0070988
|  |  | 376.2562 | 0.031705 | 376.18 | 0 | 376.2562 | -0.010961 | 376.2562 | 0.0022853 |  |  | 376.2562 | -0.0059991 | 376.2562 | 0.0052924
|  |  | 376.3352 | 0.03236 | 376.26 | 0 | 376.3352 | 0.0045774 | 376.3352 | 0.0079384 |  |  | 376.3352 | 0.0066405 | 376.3352 | 0.015208
|  |  | 376.4143 | 0.03199 | 376.34 | 0 | 376.4143 | -0.0063835 | 376.4143 | 0.004736 |  |  | 376.4143 | -0.0055841 | 376.4142 | 0.0070476
|  |  | 376.4933 | 0.032617 | 376.41 | 0 | 376.4933 | 0.010276 | 376.4933 | 0.0050668 |  |  | 376.4933 | 0.0038296 | 376.4933 | 0.012198
|  |  | 376.5723 | 0.03236 | 376.49 | 0 | 376.5723 | -0.0099333 | 376.5723 | 0.0037587 |  |  | 376.5723 | -0.0044333 | 376.5723 | 0.0058692
|  |  | 376.6513 | 0.033358 | 376.57 | 0 | 376.6513 | 0.010649 | 376.6513 | 0.0057283 |  |  | 376.6513 | 0.0065651 | 376.6513 | 0.014924
|  |  | 376.7303 | 0.032674 | 376.65 | 0 | 376.7303 | -0.0081895 | 376.7303 | 0.0026912 |  |  | 376.7303 | -0.0039239 | 376.7303 | 0.009273
|  |  | 376.8094 | 0.033159 | 376.73 | 0 | 376.8094 | 0.010182 | 376.8094 | 0.0054426 |  |  | 376.8094 | 0.010187 | 376.8094 | 0.015994
|  |  | 376.8884 | 0.032218 | 376.81 | 0 | 376.8884 | -0.0047642 | 376.8884 | 0.0021049 |  |  | 376.8884 | -0.0048861 | 376.8884 | 0.0087872
|  |  | 376.9674 | 0.033073 | 376.89 | 0 | 376.9674 | 0.0097776 | 376.9674 | 0.0049164 |  |  | 376.9674 | 0.0057539 | 376.9674 | 0.015754
|  |  | 377.0465 | 0.032332 | 376.97 | 0 | 377.0465 | -0.0123 | 377.0465 | 0.0064199 |  |  | 377.0465 | 0.0049615 | 377.0465 | 0.011326
|  |  | 377.1255 | 0.032902 | 377.05 | 0 | 377.1255 | 0.0079716 | 377.1255 | 0.0046759 |  |  | 377.1255 | 0.0029618 | 377.1255 | 0.017691
|  |  | 377.2045 | 0.032189 | 377.13 | 0 | 377.2045 | -0.007847 | 377.2045 | 0.0028266 |  |  | 377.2045 | -0.0041692 | 377.2045 | 0.0057982
|  |  | 377.2836 | 0.032931 | 377.2 | 0 | 377.2836 | 0.012736 | 377.2836 | 0.0041647 |  |  | 377.2836 | 0.0082441 | 377.2836 | 0.017413
|  |  | 377.3626 | 0.032047 | 377.28 | 0 | 377.3626 | -0.0085943 | 377.3626 | 0.0031122 |  |  | 377.3626 | -0.0081875 | 377.3626 | 0.0041173
|  |  | 377.4417 | 0.033016 | 377.36 | 0 | 377.4417 | 0.010338 | 377.4417 | 0.0043902 |  |  | 377.4417 | 0.0065462 | 377.4417 | 0.012409
|  |  | 377.5207 | 0.03256 | 377.44 | 0 | 377.5207 | -0.0092794 | 377.5207 | 0.0026161 |  |  | 377.5207 | -0.00081621 | 377.5207 | 0.013965
|  |  | 377.5998 | 0.033102 | 377.52 | 0 | 377.5998 | 0.0079404 | 377.5998 | 0.0076528 |  |  | 377.5998 | 0.01081 | 377.5998 | 0.010419
|  |  | 377.6788 | 0.032018 | 377.6 | 0 | 377.6788 | -0.007847 | 377.6788 | 0.0057734 |  |  | 377.6788 | 0.00051508 | 377.6788 | 0.0032757
|  |  | 377.7579 | 0.032873 | 377.68 | 0 | 377.7579 | 0.011988 | 377.7579 | 0.0048412 |  |  | 377.7579 | 0.00033486 | 377.7579 | 0.009856
|  |  | 377.8369 | 0.032588 | 377.76 | 0 | 377.8369 | -0.0085321 | 377.8369 | 0.0027213 |  |  | 377.8369 | -0.0055463 | 377.8369 | 0.0045279
|  |  | 377.916 | 0.03333 | 377.84 | 0 | 377.916 | 0.011646 | 377.916 | 0.0042248 |  |  | 377.916 | 0.0039051 | 377.916 | 0.0059145
|  |  | 377.995 | 0.032303 | 377.92 | 0 | 377.995 | -0.011739 | 377.995 | 0.0014934 |  |  | 377.995 | -6.1983e-05 | 377.9951 | 0.007594
|  |  | 378.0741 | 0.033159 | 378 | 0 | 378.0741 | 0.011085 | 378.0741 | 0.0054577 |  |  | 378.0741 | 0.0038862 | 378.0741 | 0.0089886
|  |  | 378.1532 | 0.032788 | 378.07 | 0 | 378.1532 | -0.0075045 | 378.1532 | 0.0050066 |  |  | 378.1532 | -0.0071687 | 378.1532 | 0.0064396
|  |  | 378.2322 | 0.03333 | 378.15 | 0 | 378.2322 | 0.00875 | 378.2322 | 0.0055479 |  |  | 378.2322 | 0.0063575 | 378.2322 | 0.012055
|  |  | 378.3113 | 0.032816 | 378.23 | 0 | 378.3113 | -0.0092171 | 378.3113 | 0.0023605 |  |  | 378.3113 | -0.0058671 | 378.3113 | 0.0027652
|  |  | 378.3904 | 0.033387 | 378.31 | 0 | 378.3904 | 0.010774 | 378.3904 | 0.004315 |  |  | 378.3904 | 0.007829 | 378.3904 | 0.02068
|  |  | 378.4695 | 0.032417 | 378.39 | 0 | 378.4695 | -0.003363 | 378.4695 | 0.003879 |  |  | 378.4695 | 4.6027e-05 | 378.4695 | 0.0030723
|  |  | 378.5485 | 0.032959 | 378.47 | 0 | 378.5485 | 0.013016 | 378.5485 | 0.0056531 |  |  | 378.5485 | 0.0053577 | 378.5485 | 0.015447
|  |  | 378.6276 | 0.031819 | 378.55 | 0 | 378.6276 | -0.006726 | 378.6276 | 0.0046307 |  |  | 378.6276 | 0.0007075 | 378.6276 | 0.0085835
|  |  | 378.7067 | 0.032275 | 378.63 | 0 | 378.7067 | 0.011272 | 378.7067 | 0.0033377 |  |  | 378.7067 | 0.0039239 | 378.7067 | 0.016227
|  |  | 378.7858 | 0.031762 | 378.71 | 0 | 378.7858 | -0.0081272 | 378.7858 | 0.0033227 |  |  | 378.7858 | 0.0029807 | 378.7858 | 0.0054134
|  |  | 378.8649 | 0.032702 | 378.79 | 0 | 378.8649 | 0.010805 | 378.8649 | 0.0035633 |  |  | 378.8649 | 0.00049076 | 378.8649 | 0.0033818
|  |  | 378.9439 | 0.031762 | 378.86 | 0 | 378.9439 | -0.0041415 | 378.9439 | 0.0012341 |  |  | 378.9439 | -0.0064896 | 378.9439 | 0.0027836
|  |  | 379.023 | 0.032417 | 378.94 | 0 | 379.023 | 0.011584 | 379.023 | 0.0028115 |  |  | 379.023 | 0.0023581 | 379.023 | 0.010184
|  |  | 379.1021 | 0.031391 | 379.02 | 0 | 379.1021 | -0.008065 | 379.1021 | 0.006886 |  |  | 379.1021 | -0.0043012 | 379.1021 | 0.011426
|  |  | 379.1812 | 0.032303 | 379.1 | 0 | 379.1812 | 0.013078 | 379.1812 | 0.0045405 |  |  | 379.1812 | 0.0073008 | 379.1812 | 0.0040516
|  |  | 379.2603 | 0.031762 | 379.18 | 0 | 379.2603 | -0.010089 | 379.2603 | 0.0039542 |  |  | 379.2603 | -0.0036032 | 379.2603 | -0.0021874
|  |  | 379.3394 | 0.032816 | 379.26 | 0 | 379.3394 | 0.0072865 | 379.3394 | 0.0043 |  |  | 379.3394 | 0.0099231 | 379.3394 | 0.005531
|  |  | 379.4185 | 0.031876 | 379.34 | 0 | 379.4185 | -0.0066014 | 379.4185 | 0.0034129 |  |  | 379.4185 | -0.0037353 | 379.4185 | 0.0092253
|  |  | 379.4976 | 0.032702 | 379.42 | 0 | 379.4976 | 0.011864 | 379.4976 | 0.0031423 |  |  | 379.4976 | 0.015432 | 379.4976 | 0.01181
|  |  | 379.5767 | 0.032389 | 379.5 | 0 | 379.5767 | -0.0085321 | 379.5767 | 0.0040895 |  |  | 379.5767 | -0.0056407 | 379.5767 | 0.00092947
|  |  | 379.6558 | 0.033957 | 379.58 | 0 | 379.6558 | 0.018496 | 379.6558 | 0.0059689 |  |  | 379.6558 | 0.013639 | 379.6558 | 0.018417
|  |  | 379.7349 | 0.032902 | 379.66 | 0 | 379.7349 | -0.0096531 | 379.7349 | 0.0036535 |  |  | 379.7349 | -0.004471 | 379.735 | 0.0070732
|  |  | 379.8141 | 0.033985 | 379.73 | 0 | 379.8141 | 0.0088746 | 379.8141 | 0.0031273 |  |  | 379.8141 | 0.0049049 | 379.8141 | 0.0073596
|  |  | 379.8932 | 0.032759 | 379.81 | 0 | 379.8932 | -0.0097153 | 379.8932 | 0.0045556 |  |  | 379.8932 | -0.010432 | 379.8932 | 0.0015501
|  |  | 379.9723 | 0.033387 | 379.89 | 0 | 379.9723 | 0.0055116 | 379.9723 | 0.0049465 |  |  | 379.9723 | 0.0052068 | 379.9723 | 0.0087134
|  |  | 380.0514 | 0.032759 | 379.97 | 0 | 380.0514 | -0.0059164 | 380.0514 | 0.0039842 |  |  | 380.0514 | -0.0019997 | 380.0514 | 0.0055442
|  |  | 380.1305 | 0.033045 | 380.05 | 0 | 380.1305 | 0.0059787 | 380.1305 | 0.0038038 |  |  | 380.1305 | 0.010678 | 380.1305 | 0.010581
|  |  | 380.2097 | 0.032275 | 380.13 | 0 | 380.2097 | -0.0086255 | 380.2097 | 0.0048112 |  |  | 380.2097 | 0.0036032 | 380.2097 | 0.0092999
|  |  | 380.2888 | 0.032959 | 380.21 | 0 | 380.2888 | 0.0085321 | 380.2888 | 0.0031423 |  |  | 380.2888 | 0.0018853 | 380.2888 | 0.010211
|  |  | 380.3679 | 0.032389 | 380.29 | 0 | 380.3679 | -0.0090303 | 380.3679 | 0.0039241 |  |  | 380.3679 | -0.013621 | 380.3679 | 0.00052697
|  |  | 380.447 | 0.033187 | 380.37 | 0 | 380.447 | 0.0088434 | 380.447 | 0.005623 |  |  | 380.447 | 0.0053954 | 380.447 | 0.0073395
|  |  | 380.5262 | 0.031904 | 380.45 | 0 | 380.5262 | -0.0074422 | 380.5262 | 0.0020147 |  |  | 380.5262 | -0.0039805 | 380.5262 | 0.0040104
|  |  | 380.6053 | 0.032275 | 380.53 | 0 | 380.6053 | 0.0099333 | 380.6053 | 0.0031423 |  |  | 380.6053 | 0.00033238 | 380.6053 | 0.012665
|  |  | 380.6844 | 0.031476 | 380.61 | 0 | 380.6844 | -0.016037 | 380.6844 | 0.0058786 |  |  | 380.6844 | -0.011055 | 380.6844 | -0.0022337
|  |  | 380.7636 | 0.03199 | 380.68 | 0 | 380.7636 | 0.0083141 | 380.7636 | 0.0045856 |  |  | 380.7636 | -0.00015506 | 380.7636 | 0.013444
|  |  | 380.8427 | 0.030878 | 380.76 | 0 | 380.8427 | -0.014698 | 380.8427 | 0.0039391 |  |  | 380.8427 | -0.015224 | 380.8427 | 0.0026416
|  |  | 380.9219 | 0.031419 | 380.84 | 0 | 380.9219 | 0.013016 | 380.9219 | 0.007307 |  |  | 380.9219 | 0.0092628 | 380.9218 | 0.0059742
|  |  | 381.001 | 0.030165 | 380.92 | 0 | 381.001 | -0.012362 | 381.001 | 0.0046007 |  |  | 381.001 | -0.005037 | 381.001 | 0.0070414
|  |  | 381.0801 | 0.030935 | 381 | 0 | 381.0801 | 0.0095908 | 381.0801 | 0.0055178 |  |  | 381.0801 | 0.0052445 | 381.0801 | 0.010048
|  |  | 381.1593 | 0.030422 | 381.08 | 0 | 381.1593 | -0.011397 | 381.1593 | 0.0061793 |  |  | 381.1593 | -0.0028298 | 381.1593 | 0.0040296
|  |  | 381.2384 | 0.031077 | 381.16 | 0 | 381.2384 | 0.0074111 | 381.2384 | 0.0046307 |  |  | 381.2384 | 0.0045654 | 381.2384 | 0.014741
|  |  | 381.3176 | 0.030022 | 381.24 | 0 | 381.3176 | -0.011739 | 381.3176 | 0.0054577 |  |  | 381.3176 | -0.0083761 | 381.3176 | 0.0023848
|  |  | 381.3967 | 0.030536 | 381.32 | 0 | 381.3967 | 0.017251 | 381.3967 | 0.007743 |  |  | 381.3967 | 0.011112 | 381.3968 | 0.011168
|  |  | 381.4759 | 0.030193 | 381.4 | 0 | 381.4759 | -0.010432 | 381.4759 | 0.0041647 |  |  | 381.4759 | 0.00061002 | 381.4759 | 0.0020366
|  |  | 381.5551 | 0.030336 | 381.48 | 0 | 381.5551 | 0.013514 | 381.5551 | 0.0091262 |  |  | 381.5551 | 0.006301 | 381.5551 | 0.0031405
|  |  | 381.6342 | 0.028996 | 381.56 | 0 | 381.6342 | -0.014573 | 381.6342 | 0.0057433 |  |  | 381.6342 | -0.0025657 | 381.6342 | -4.45e-05
|  |  | 381.7134 | 0.029709 | 381.63 | 0 | 381.7134 | 0.017438 | 381.7134 | 0.0073671 |  |  | 381.7134 | 0.0012046 | 381.7134 | 0.012777
|  |  | 381.7926 | 0.027998 | 381.71 | 0 | 381.7926 | -0.012518 | 381.7926 | 0.0041196 |  |  | 381.7926 | -0.0073197 | 381.7926 | 0.0045409
|  |  | 381.8717 | 0.02968 | 381.79 | 0 | 381.8717 | 0.019306 | 381.8717 | 0.0076227 |  |  | 381.8717 | 0.0065273 | 381.8717 | 0.0040785
|  |  | 381.9509 | 0.029139 | 381.87 | 0 | 381.9509 | -0.013265 | 381.9509 | 0.0059839 |  |  | 381.9509 | -0.0017369 | 381.9509 | 0.0058446
|  |  | 382.0301 | 0.030165 | 381.95 | 0 | 382.0301 | 0.0123 | 382.0301 | 0.0072017 |  |  | 382.0301 | 0.0063387 | 382.0301 | 0.012884
|  |  | 382.1092 | 0.029509 | 382.03 | 0 | 382.1092 | -0.01121 | 382.1092 | 0.0053374 |  |  | 382.1092 | -0.00057841 | 382.1093 | 0.010311
|  |  | 382.1884 | 0.030878 | 382.11 | 0 | 382.1884 | 0.0099333 | 382.1884 | 0.0071867 |  |  | 382.1884 | 0.0099042 | 382.1884 | 0.0053964
|  |  | 382.2676 | 0.029937 | 382.19 | 0 | 382.2676 | -0.015009 | 382.2676 | 0.007743 |  |  | 382.2676 | -0.015469 | 382.2676 | -0.00045067
|  |  | 382.3468 | 0.030593 | 382.27 | 0 | 382.3468 | 0.014044 | 382.3468 | 0.0084195 |  |  | 382.3468 | 0.0041881 | 382.3468 | 0.012808
|  |  | 382.426 | 0.029709 | 382.35 | 0 | 382.426 | -0.0088434 | 382.426 | 0.0050818 |  |  | 382.426 | -0.010564 | 382.426 | 0.008723
|  |  | 382.5052 | 0.030878 | 382.43 | 0 | 382.5052 | 0.013732 | 382.5052 | 0.0022703 |  |  | 382.5052 | -0.0021318 | 382.5052 | 0.0015326
|  |  | 382.5843 | 0.030564 | 382.51 | 0 | 382.5843 | -0.011054 | 382.5843 | 0.0061493 |  |  | 382.5843 | -0.0083195 | 382.5844 | -0.00056116
|  |  | 382.6635 | 0.031334 | 382.58 | 0 | 382.6635 | 0.015414 | 382.6635 | 0.0041647 |  |  | 382.6635 | -0.00040267 | 382.6635 | -0.00039492
|  |  | 382.7427 | 0.030307 | 382.66 | 0 | 382.7427 | -0.017874 | 382.7427 | 0.0041346 |  |  | 382.7427 | -0.0089987 | 382.7427 | -0.0016357
|  |  | 382.8219 | 0.031533 | 382.74 | 0 | 382.8219 | 0.01395 | 382.8219 | 0.0090059 |  |  | 382.8219 | 0.0048861 | 382.8219 | 0.011961
|  |  | 382.9011 | 0.030593 | 382.82 | 0 | 382.9011 | -0.011428 | 382.9011 | 0.0066003 |  |  | 382.9011 | -0.0067537 | 382.9011 | 0.00092812
|  |  | 382.9803 | 0.031705 | 382.9 | 0 | 382.9803 | 0.016908 | 382.9803 | 0.0071867 |  |  | 382.9803 | 0.0079799 | 382.9803 | 0.01441
|  |  | 383.0595 | 0.031334 | 382.98 | 0 | 383.0595 | -0.011957 | 383.0595 | 0.0055178 |  |  | 383.0595 | -0.003773 | 383.0595 | 0.0018474
|  |  | 383.1387 | 0.032332 | 383.06 | 0 | 383.1387 | 0.011428 | 383.1387 | 0.0074423 |  |  | 383.1387 | 0.006999 | 383.1387 | 0.0093284
|  |  | 383.2179 | 0.031305 | 383.14 | 0 | 383.2179 | -0.0052002 | 383.2179 | 0.0046608 |  |  | 383.2179 | -0.0079045 | 383.2179 | 0.0044244
|  |  | 383.2971 | 0.032332 | 383.22 | 0 | 383.2971 | 0.015258 | 383.2971 | 0.0062695 |  |  | 383.2971 | 0.0077347 | 383.2971 | 0.00062253
|  |  | 383.3764 | 0.031049 | 383.3 | 0 | 383.3764 | -0.012767 | 383.3764 | 0.0035783 |  |  | 383.3764 | -0.013753 | 383.3763 | -0.00023643
|  |  | 383.4556 | 0.031762 | 383.38 | 0 | 383.4556 | 0.014666 | 383.4556 | 0.011396 |  |  | 383.4556 | 0.010093 | 383.4556 | 0.015024
|  |  | 383.5348 | 0.030821 | 383.46 | 0 | 383.5348 | -0.010089 | 383.5348 | 0.0024357 |  |  | 383.5348 | -0.017111 | 383.5348 | -0.00287
|  |  | 383.614 | 0.032389 | 383.53 | 0 | 383.614 | 0.013577 | 383.614 | 0.0060591 |  |  | 383.614 | -0.0052822 | 383.614 | 0.0059358
|  |  | 383.6932 | 0.030849 | 383.61 | 0 | 383.6932 | -0.013421 | 383.6932 | 0.0026461 |  |  | 383.6932 | -0.015658 | 383.6932 | -0.001305
|  |  | 383.7724 | 0.032132 | 383.69 | 0 | 383.7724 | 0.013265 | 383.7724 | 0.0048262 |  |  | 383.7724 | 0.0046031 | 383.7724 | 0.014108
|  |  | 383.8517 | 0.031134 | 383.77 | 0 | 383.8517 | -0.011988 | 383.8517 | 0.0046759 |  |  | 383.8517 | -0.011753 | 383.8517 | -3.8794e-05
|  |  | 383.9309 | 0.03159 | 383.85 | 0 | 383.9309 | 0.0092171 | 383.9309 | 0.0039842 |  |  | 383.9309 | 0.001878 | 383.9309 | 0.011125
|  |  | 384.0101 | 0.030279 | 383.93 | 0 | 384.0101 | -0.014542 | 384.0101 | 0.0044203 |  |  | 384.0101 | -0.0074517 | 384.0101 | 0.0032863
|  |  | 384.0893 | 0.031134 | 384.01 | 0 | 384.0893 | 0.011459 | 384.0893 | 0.0052321 |  |  | 384.0893 | 0.0049993 | 384.0893 | 0.0013469
|  |  | 384.1686 | 0.03045 | 384.09 | 0 | 384.1686 | -0.0072865 | 384.1686 | 0.0072769 |  |  | 384.1686 | -0.0081875 | 384.1686 | -0.0049338
|  |  | 384.2478 | 0.031533 | 384.17 | 0 | 384.2478 | 0.012549 | 384.2478 | 0.0061493 |  |  | 384.2478 | -0.0046786 | 384.2478 | 0.0023415
|  |  | 384.327 | 0.03065 | 384.25 | 0 | 384.327 | -0.017998 | 384.327 | 0.0041797 |  |  | 384.327 | -0.013206 | 384.327 | 0.00070117
|  |  | 384.4063 | 0.031961 | 384.33 | 0 | 384.4063 | 0.01286 | 384.4063 | 0.0049465 |  |  | 384.4063 | 0.0062444 | 384.4063 | 0.0041947
|  |  | 384.4855 | 0.03102 | 384.41 | 0 | 384.4855 | -0.014511 | 384.4855 | 0.0057734 |  |  | 384.4855 | -0.0068669 | 384.4855 | 0.00694
|  |  | 384.5648 | 0.03179 | 384.49 | 0 | 384.5648 | 0.014978 | 384.5648 | 0.0083293 |  |  | 384.5648 | 0.00095341 | 384.5648 | 0.011972
|  |  | 384.644 | 0.031419 | 384.56 | 0 | 384.644 | -0.018683 | 384.644 | 0.0078031 |  |  | 384.644 | -0.010168 | 384.644 | 0.0038354
|  |  | 384.7232 | 0.031961 | 384.64 | 0 | 384.7232 | 0.011148 | 384.7232 | 0.0049164 |  |  | 384.7232 | 0.0021884 | 384.7232 | 0.01165
|  |  | 384.8025 | 0.030621 | 384.72 | 0 | 384.8025 | -0.006726 | 384.8025 | 0.0061793 |  |  | 384.8025 | -0.0057539 | 384.8025 | -0.0010977
|  |  | 384.8817 | 0.032246 | 384.8 | 0 | 384.8817 | 0.012206 | 384.8817 | 0.0057884 |  |  | 384.8817 | 0.0037164 | 384.8817 | 0.0067043
|  |  | 384.961 | 0.030878 | 384.88 | 0 | 384.961 | -0.017126 | 384.961 | 0.0084045 |  |  | 384.961 | -0.0082629 | 384.961 | 0.0018876
|  |  | 385.0403 | 0.031876 | 384.96 | 0 | 385.0403 | 0.014978 | 385.0403 | 0.011066 |  |  | 385.0403 | 0.0023581 | 385.0403 | 0.0034583
|  |  | 385.1195 | 0.030536 | 385.04 | 0 | 385.1195 | -0.01367 | 385.1195 | 0.003022 |  |  | 385.1195 | -0.022034 | 385.1195 | -0.0030897
|  |  | 385.1988 | 0.03122 | 385.12 | 0 | 385.1988 | 0.010369 | 385.1988 | 0.0072919 |  |  | 385.1988 | 0.015073 | 385.1988 | 0.01056
|  |  | 385.278 | 0.030279 | 385.2 | 0 | 385.278 | -0.011428 | 385.278 | 0.0088255 |  |  | 385.278 | -0.00032149 | 385.278 | 0.0021918
|  |  | 385.3573 | 0.031733 | 385.28 | 0 | 385.3573 | 0.013577 | 385.3573 | 0.010585 |  |  | 385.3573 | 0.012055 | 385.3573 | 0.011293
|  |  | 385.4366 | 0.030336 | 385.36 | 0 | 385.4366 | -0.019213 | 385.4366 | 0.0030671 |  |  | 385.4366 | -0.0070367 | 385.4366 | -0.0058567
|  |  | 385.5158 | 0.03179 | 385.44 | 0 | 385.5158 | 0.021299 | 385.5158 | 0.0066905 |  |  | 385.5158 | 0.011715 | 385.5158 | 0.0056422
|  |  | 385.5951 | 0.030707 | 385.52 | 0 | 385.5951 | -0.01778 | 385.5951 | 0.0052021 |  |  | 385.5951 | -0.0049993 | 385.5951 | -0.012671
|  |  | 385.6744 | 0.032218 | 385.6 | 0 | 385.6744 | 0.021984 | 385.6744 | 0.0059388 |  |  | 385.6744 | 0.012149 | 385.6744 | 0.011775
|  |  | 385.7536 | 0.031334 | 385.67 | 0 | 385.7536 | -0.017313 | 385.7536 | 0.0084646 |  |  | 385.7536 | -0.013639 | 385.7536 | -0.008681
|  |  | 385.8329 | 0.031648 | 385.75 | 0 | 385.8329 | 0.018434 | 385.8329 | 0.0078933 |  |  | 385.8329 | 0.0042447 | 385.8329 | 0.007827
|  |  | 385.9122 | 0.031448 | 385.83 | 0 | 385.9122 | -0.017282 | 385.9122 | 0.0091562 |  |  | 385.9122 | -0.0089609 | 385.9122 | -0.0053278
|  |  | 385.9915 | 0.032731 | 385.91 | 0 | 385.9915 | 0.015663 | 385.9915 | 0.0061342 |  |  | 385.9915 | 0.0038485 | 385.9915 | -0.0030794
|  |  | 386.0708 | 0.032075 | 385.99 | 0 | 386.0708 | -0.013141 | 386.0708 | 0.0034881 |  |  | 386.0708 | -0.0018322 | 386.0708 | -0.00019111
|  |  | 386.15 | 0.032674 | 386.07 | 0 | 386.15 | 0.015196 | 386.15 | 0.006044 |  |  | 386.15 | 0.004339 | 386.1501 | 0.0026332
|  |  | 386.2293 | 0.030849 | 386.15 | 0 | 386.2293 | -0.017002 | 386.2293 | 0.0037587 |  |  | 386.2293 | -0.01296 | 386.2293 | 0.0076539
|  |  | 386.3086 | 0.032132 | 386.23 | 0 | 386.3086 | 0.015787 | 386.3086 | 0.0072619 |  |  | 386.3086 | 0.0093571 | 386.3086 | 0.0079477
|  |  | 386.3879 | 0.030963 | 386.31 | 0 | 386.3879 | -0.020521 | 386.3879 | 0.0077129 |  |  | 386.3879 | -0.0024902 | 386.3879 | -0.0014775
|  |  | 386.4672 | 0.031391 | 386.39 | 0 | 386.4672 | 0.019524 | 386.4672 | 0.010359 |  |  | 386.4672 | 0.012074 | 386.4672 | 0.01134
|  |  | 386.5465 | 0.029965 | 386.47 | 0 | 386.5465 | -0.014262 | 386.5465 | 0.0013185 |  |  | 386.5465 | -0.0081309 | 386.5465 | 0.010132
|  |  | 386.6258 | 0.030393 | 386.55 | 0 | 386.6258 | 0.017282 | 386.6258 | 0.010164 |  |  | 386.6258 | 0.010168 | 386.6258 | 0.0038554
|  |  | 386.7051 | 0.029367 | 386.63 | 0 | 386.7051 | -0.013795 | 386.7051 | 0.0015937 |  |  | 386.7051 | 0.0013679 | 386.7051 | 0.0077537
|  |  | 386.7844 | 0.030479 | 386.71 | 0.04034 | 386.7844 | 0.015787 | 386.7844 | 0.0071115 |  |  | 386.7844 | 0.0062632 | 386.7844 | 0.001786
|  |  | 386.8637 | 0.029167 | 386.78 | 0 | 386.8637 | -0.018746 | 386.8637 | 0.0088856 |  |  | 386.8637 | 0.0046786 | 386.8637 | 0.0018788
|  |  | 386.943 | 0.030735 | 386.86 | 0 | 386.943 | 0.018901 | 386.943 | 0.0076528 |  |  | 386.943 | 0.010697 | 386.943 | 0.011632
|  |  | 387.0223 | 0.029224 | 386.94 | 0 | 387.0223 | -0.014729 | 387.0223 | 0.0062395 |  |  | 387.0223 | -0.010414 | 387.0223 | -0.009329
|  |  | 387.1016 | 0.030136 | 387.02 | 0 | 387.1016 | 0.015725 | 387.1016 | 0.009051 |  |  | 387.1016 | 0.01396 | 387.1016 | -0.00097659
|  |  | 387.1809 | 0.030079 | 387.1 | 0 | 387.1809 | -0.019991 | 387.1809 | 0.0083293 |  |  | 387.1809 | -0.02943 | 387.1809 | -0.011753
|  |  | 387.2602 | 0.031134 | 387.18 | 0 | 387.2602 | 0.015632 | 387.2602 | 0.006044 |  |  | 387.2602 | 0.014036 | 387.2603 | 0.006823
|  |  | 387.3396 | 0.029965 | 387.26 | 0 | 387.3396 | -0.0095596 | 387.3396 | 0.0020898 |  |  | 387.3396 | -0.011225 | 387.3396 | -0.0007966
|  |  | 387.4189 | 0.031077 | 387.34 | 0 | 387.4189 | 0.015787 | 387.4189 | 0.0072919 |  |  | 387.4189 | 0.0012618 | 387.4189 | 0.0058631
|  |  | 387.4982 | 0.030507 | 387.42 | 0 | 387.4982 | -0.016971 | 387.4982 | 0.0088405 |  |  | 387.4982 | -0.0082252 | 387.4982 | 0.00088154
|  |  | 387.5775 | 0.030878 | 387.5 | 0 | 387.5775 | 0.012424 | 387.5775 | 0.011381 |  |  | 387.5775 | 0.011262 | 387.5775 | 0.0048868
|  |  | 387.6569 | 0.029224 | 387.58 | 0 | 387.6569 | -0.017905 | 387.6569 | 0.0094118 |  |  | 387.6569 | -0.010187 | 387.6569 | -0.011451
|  |  | 387.7362 | 0.030364 | 387.66 | 0 | 387.7362 | 0.016192 | 387.7362 | 0.010509 |  |  | 387.7362 | 0.0055463 | 387.7362 | 0.018171
|  |  | 387.8155 | 0.029424 | 387.74 | 0 | 387.8155 | -0.016441 | 387.8155 | 0.0083143 |  |  | 387.8155 | -0.016262 | 387.8155 | -0.0043409
|  |  | 387.8948 | 0.029424 | 387.82 | 0 | 387.8948 | 0.026655 | 387.8948 | 0.0074573 |  |  | 387.8948 | 0.011678 | 387.8948 | 0.010757
|  |  | 387.9742 | 0.028483 | 387.89 | 0 | 387.9742 | -0.019368 | 387.9742 | 0.0045105 |  |  | 387.9742 | -0.01579 | 387.9742 | -0.011295
|  |  | 388.0535 | 0.028882 | 387.97 | 0 | 388.0535 | 0.020801 | 388.0535 | 0.010344 |  |  | 388.0535 | 0.010149 | 388.0535 | 0.0059222
|  |  | 388.1328 | 0.027827 | 388.05 | 0 | 388.1328 | -0.020521 | 388.1328 | 0.0053825 |  |  | 388.1328 | -0.010451 | 388.1328 | -0.0076336
|  |  | 388.2122 | 0.028996 | 388.13 | 0 | 388.2122 | 0.018496 | 388.2122 | 0.0059689 |  |  | 388.2122 | 0.0095458 | 388.2122 | 0.0087903
|  |  | 388.2915 | 0.027314 | 388.21 | 0 | 388.2915 | -0.015227 | 388.2915 | 0.0071716 |  |  | 388.2915 | 0.0016981 | 388.2915 | 0.00082015
|  |  | 388.3709 | 0.028255 | 388.29 | 0 | 388.3709 | 0.02105 | 388.3709 | 0.0095923 |  |  | 388.3709 | 0.009791 | 388.3709 | -0.0021351
|  |  | 388.4502 | 0.027371 | 388.37 | 0 | 388.4502 | -0.01121 | 388.4502 | 0.0075475 |  |  | 388.4502 | -0.011413 | 388.4502 | 0.0048933
|  |  | 388.5296 | 0.029139 | 388.45 | 0 | 388.5296 | 0.012393 | 388.5296 | 0.0023454 |  |  | 388.5296 | 0.01713 | 388.5296 | 0.0044612
|  |  | 388.6089 | 0.028483 | 388.53 | 0 | 388.6089 | -0.014293 | 388.6089 | 0.010449 |  |  | 388.6089 | -0.01396 | 388.6089 | 0.00041117
|  |  | 388.6883 | 0.030307 | 388.61 | 0 | 388.6883 | 0.021361 | 388.6883 | 0.0089458 |  |  | 388.6883 | 0.0048861 | 388.6883 | 0.012164
|  |  | 388.7676 | 0.029424 | 388.69 | 0 | 388.7676 | -0.01996 | 388.7676 | 0.0041496 |  |  | 388.7676 | -0.0023959 | 388.7676 | -0.008085
|  |  | 388.847 | 0.030735 | 388.77 | 0 | 388.847 | 0.012082 | 388.847 | 0.0054577 |  |  | 388.847 | -0.0080365 | 388.847 | -0.0029556
|  |  | 388.9263 | 0.028796 | 388.85 | 0 | 388.9263 | -0.01669 | 388.9263 | 0.0051419 |  |  | 388.9263 | -0.00064951 | 388.9263 | 0.005542
|  |  | 389.0057 | 0.03025 | 388.93 | 0 | 389.0057 | 0.021081 | 389.0057 | 0.0093667 |  |  | 389.0057 | 0.00080062 | 389.0057 | 0.0025054
|  |  | 389.0851 | 0.03025 | 389.01 | 0 | 389.0851 | -0.0073176 | 389.0851 | 0.0082091 |  |  | 389.0851 | -0.022261 | 389.0851 | 0.0074325
|  |  | 389.1644 | 0.029595 | 389.09 | 0 | 389.1644 | 0.016348 | 389.1644 | 0.0067657 |  |  | 389.1644 | 0.0032448 | 389.1644 | 0.0074297
|  |  | 389.2438 | 0.029481 | 389.16 | 0 | 389.2438 | -0.010182 | 389.2438 | 0.0066154 |  |  | 389.2438 | -0.0086214 | 389.2438 | -0.0017888
|  |  | 389.3231 | 0.028226 | 389.24 | 0 | 389.3231 | 0.0089991 | 389.3231 | 0.0086451 |  |  | 389.3231 | -0.00073217 | 389.3232 | 0.016898
|  |  | 389.4025 | 0.027798 | 389.32 | 0 | 389.4025 | -0.013234 | 389.4025 | 0.0088556 |  |  | 389.4025 | -0.0059048 | 389.4025 | -0.0098918
|  |  | 389.4819 | 0.027371 | 389.4 | 0 | 389.4819 | 0.025845 | 389.4819 | 0.0081188 |  |  | 389.4819 | 0.013885 | 389.4819 | 0.0034847
|  |  | 389.5613 | 0.027399 | 389.48 | 0 | 389.5613 | -0.016504 | 389.5613 | 0.012148 |  |  | 389.5613 | -0.010093 | 389.5613 | 0.00083885
|  |  | 389.6406 | 0.027913 | 389.56 | 0 | 389.6406 | 0.018029 | 389.6406 | 0.00648 |  |  | 389.6406 | 0.0093194 | 389.6407 | 0.0055448
|  |  | 389.72 | 0.027856 | 389.64 | 0 | 389.72 | -0.018216 | 389.72 | 0.0095472 |  |  | 389.72 | -0.01945 | 389.72 | -0.0074783
|  |  | 389.7994 | 0.028198 | 389.72 | 0 | 389.7994 | 0.019742 | 389.7994 | 0.011096 |  |  | 389.7994 | 0.0090364 | 389.7994 | 0.0073758
|  |  | 389.8788 | 0.029167 | 389.8 | 0 | 389.8788 | -0.014511 | 389.8788 | 0.0054426 |  |  | 389.8788 | -0.01845 | 389.8788 | -0.010884
|  |  | 389.9582 | 0.029167 | 389.88 | 0 | 389.9582 | 0.016037 | 389.9582 | 0.010269 |  |  | 389.9582 | -0.0041692 | 389.9582 | -0.016711
|  |  | 390.0376 | 0.029623 | 389.96 | 0 | 390.0376 | 0.017313 | 390.0376 | 0.0087052 |  |  | 390.0376 | -0.001962 | 390.0376 | 0.014135
|  |  | 390.1169 | 0.029253 | 390.04 | 0 | 390.1169 | -0.018496 | 390.1169 | 0.0035633 |  |  | 390.1169 | 0.0022449 | 390.1169 | -0.0042449
|  |  | 390.1963 | 0.03025 | 390.12 | 0 | 390.1963 | 0.023198 | 390.1963 | 0.0096073 |  |  | 390.1963 | -0.0048672 | 390.1964 | -0.00026855
|  |  | 390.2757 | 0.031305 | 390.2 | 0 | 390.2757 | -0.014511 | 390.2757 | 0.0087503 |  |  | 390.2757 | -0.018356 | 390.2757 | -0.0054044
|  |  | 390.3551 | 0.031448 | 390.28 | 0 | 390.3551 | 0.019493 | 390.3551 | 0.009487 |  |  | 390.3551 | 0.010753 | 390.3551 | 0.0056752
|  |  | 390.4345 | 0.030992 | 390.36 | 0 | 390.4345 | -0.017967 | 390.4345 | 0.0087954 |  |  | 390.4345 | -0.017375 | 390.4345 | -0.0031421
|  |  | 390.5139 | 0.030735 | 390.43 | 0 | 390.5139 | 0.011054 | 390.5139 | 0.0081489 |  |  | 390.5139 | 0.0018091 | 390.5139 | -0.0061368
|  |  | 390.5933 | 0.029538 | 390.51 | 0 | 390.5933 | -0.016535 | 390.5933 | 0.0087353 |  |  | 390.5933 | -0.0103 | 390.5933 | 0.0021021
|  |  | 390.6727 | 0.029623 | 390.59 | 0 | 390.6727 | 0.021704 | 390.6727 | 0.0062545 |  |  | 390.6727 | 0.0083195 | 390.6727 | 0.006998
|  |  | 390.7521 | 0.029167 | 390.67 | 0 | 390.7521 | -0.017905 | 390.7521 | 0.006029 |  |  | 390.7521 | -0.016677 | 390.7521 | -0.0072922
|  |  | 390.8315 | 0.028454 | 390.75 | 0 | 390.8315 | 0.017967 | 390.8315 | 0.015922 |  |  | 390.8315 | 0.015734 | 390.8315 | 0.015718
|  |  | 390.911 | 0.028882 | 390.83 | 0 | 390.911 | -0.017313 | 390.911 | 0.0078482 |  |  | 390.911 | -0.011244 | 390.9109 | 0.0035842
|  |  | 390.9904 | 0.029167 | 390.91 | 0 | 390.9904 | 0.01694 | 390.9904 | 0.0070063 |  |  | 390.9904 | 0.013111 | 390.9904 | 0.0078513
|  |  | 391.0698 | 0.029196 | 390.99 | 0 | 391.0698 | -0.018029 | 391.0698 | 0.0065702 |  |  | 391.0698 | -0.013639 | 391.0698 | -0.012033
|  |  | 391.1492 | 0.030193 | 391.07 | 0 | 391.1492 | 0.0194 | 391.1492 | 0.012434 |  |  | 391.1492 | 0.015356 | 391.1492 | 0.018383
|  |  | 391.2286 | 0.02797 | 391.15 | 0 | 391.2286 | -0.016254 | 391.2286 | 0.011111 |  |  | 391.2286 | -0.03092 | 391.2286 | -0.013995
|  |  | 391.308 | 0.030536 | 391.23 | 0 | 391.308 | 0.021174 | 391.308 | 0.0095923 |  |  | 391.308 | 0.013507 | 391.308 | 0.0092508
|  |  | 391.3875 | 0.029452 | 391.31 | 0 | 391.3875 | -0.0094974 | 391.3875 | 0.0061793 |  |  | 391.3875 | -0.0077724 | 391.3875 | 0.0055137
|  |  | 391.4669 | 0.03045 | 391.39 | 0 | 391.4669 | 0.030174 | 391.4669 | 0.0064199 |  |  | 391.4669 | 0.007414 | 391.4669 | 0.0071415
|  |  | 391.5463 | 0.029224 | 391.47 | 0 | 391.5463 | -0.018123 | 391.5463 | 0.0092615 |  |  | 391.5463 | -0.0095646 | 391.5463 | -0.0087208
|  |  | 391.6257 | 0.030593 | 391.55 | 0 | 391.6257 | 0.023416 | 391.6257 | 0.0065552 |  |  | 391.6257 | 0.0066783 | 391.6257 | -0.0019183
|  |  | 391.7052 | 0.029652 | 391.63 | 0 | 391.7052 | -0.025378 | 391.7052 | 0.0049314 |  |  | 391.7052 | -0.010602 | 391.7052 | 0.0028889
|  |  | 391.7846 | 0.031077 | 391.71 | 0 | 391.7846 | 0.013078 | 391.7846 | 0.011201 |  |  | 391.7846 | 0.015073 | 391.7846 | -0.00075304
|  |  | 391.864 | 0.029481 | 391.78 | 0 | 391.864 | -0.013265 | 391.864 | 0.0040444 |  |  | 391.864 | -0.0079988 | 391.864 | -0.0019047
|  |  | 391.9435 | 0.030108 | 391.86 | 0 | 391.9435 | 0.019213 | 391.9435 | 0.010915 |  |  | 391.9435 | -0.0027166 | 391.9435 | 0.0053137
|  |  | 392.0229 | 0.028084 | 391.94 | 0 | 392.0229 | -0.012611 | 392.0229 | 0.0050818 |  |  | 392.0229 | -0.0065651 | 392.0229 | 0.0002059
|  |  | 392.1023 | 0.028967 | 392.02 | 0 | 392.1023 | 0.028679 | 392.1023 | 0.0069912 |  |  | 392.1023 | 0.01728 | 392.1023 | 0.020179
|  |  | 392.1818 | 0.026943 | 392.1 | 0 | 392.1818 | -0.017158 | 392.1818 | 0.0085699 |  |  | 392.1818 | -0.020374 | 392.1818 | -0.016874
|  |  | 392.2612 | 0.027114 | 392.18 | 0 | 392.2612 | 0.015569 | 392.2612 | 0.0078031 |  |  | 392.2612 | -0.0019054 | 392.2612 | -0.012037
|  |  | 392.3407 | 0.025803 | 392.26 | 0 | 392.3407 | -0.022638 | 392.3407 | 0.0043601 |  |  | 392.3407 | -0.006716 | 392.3407 | -0.0083253
|  |  | 392.4201 | 0.028055 | 392.34 | 0 | 392.4201 | 0.022202 | 392.4201 | 0.0061643 |  |  | 392.4201 | -0.00064727 | 392.4201 | -0.0015291
|  |  | 392.4996 | 0.027314 | 392.42 | 0 | 392.4996 | -0.011553 | 392.4996 | 0.0069762 |  |  | 392.4996 | -0.0068669 | 392.4996 | 0.0019912
|  |  | 392.579 | 0.029595 | 392.5 | 0 | 392.579 | 0.017843 | 392.579 | 0.0083444 |  |  | 392.579 | 0.0097344 | 392.579 | 0.0063223
|  |  | 392.6585 | 0.027656 | 392.58 | 0 | 392.6585 | -0.017811 | 392.6585 | 0.0058035 |  |  | 392.6585 | -0.012583 | 392.6585 | -0.00093238
|  |  | 392.7379 | 0.029196 | 392.66 | 0 | 392.7379 | 0.011988 | 392.7379 | 0.0062545 |  |  | 392.7379 | 0.0085459 | 392.7379 | -0.002811
|  |  | 392.8174 | 0.028169 | 392.74 | 0 | 392.8174 | -0.011739 | 392.8174 | 0.0096374 |  |  | 392.8174 | -0.021544 | 392.8174 | -0.020937
|  |  | 392.8968 | 0.029509 | 392.82 | 0 | 392.8968 | 0.023416 | 392.8968 | 0.0036384 |  |  | 392.8968 | 0.0096401 | 392.8969 | 0.0044615
|  |  | 392.9763 | 0.028283 | 392.9 | 0 | 392.9763 | -0.015694 | 392.9763 | 0.011051 |  |  | 392.9763 | -0.0093571 | 392.9763 | -0.01123
|  |  | 393.0558 | 0.02834 | 392.98 | 0 | 393.0558 | 0.017531 | 393.0558 | 0.0065702 |  |  | 393.0558 | 0.013224 | 393.0558 | 0.0095117
|  |  | 393.1352 | 0.027285 | 393.06 | 0 | 393.1352 | -0.012674 | 393.1352 | 0.0068258 |  |  | 393.1352 | -0.014507 | 393.1353 | -0.0045366
|  |  | 393.2147 | 0.029908 | 393.14 | 0 | 393.2147 | 0.016099 | 393.2147 | 0.0092765 |  |  | 393.2147 | 0.0031505 | 393.2147 | 0.0014047
|  |  | 393.2942 | 0.028625 | 393.21 | 0 | 393.2942 | -0.020053 | 393.2942 | 0.007337 |  |  | 393.2942 | -0.0093571 | 393.2942 | 0.00075643
|  |  | 393.3736 | 0.029595 | 393.29 | 0 | 393.3736 | 0.010743 | 393.3736 | 0.0050066 |  |  | 393.3736 | 0.00095032 | 393.3737 | -0.00051798
|  |  | 393.4531 | 0.028511 | 393.37 | 0 | 393.4531 | -0.0091548 | 393.4531 | 0.0075926 |  |  | 393.4531 | -0.014017 | 393.4531 | -0.0014169
|  |  | 393.5326 | 0.029452 | 393.45 | 0 | 393.5326 | 0.01613 | 393.5326 | 0.007337 |  |  | 393.5326 | 0.0088477 | 393.5326 | 0.013907
|  |  | 393.6121 | 0.02854 | 393.53 | 0 | 393.6121 | -0.013701 | 393.6121 | 0.0064349 |  |  | 393.6121 | -0.007697 | 393.6121 | 0.012061
|  |  | 393.6916 | 0.029167 | 393.61 | 0 | 393.6916 | 0.017874 | 393.6916 | 0.0052772 |  |  | 393.6916 | 0.0067914 | 393.6916 | 0.0054259
|  |  | 393.771 | 0.028226 | 393.69 | 0 | 393.771 | -0.018808 | 393.771 | 0.0041346 |  |  | 393.771 | -0.0033014 | 393.7711 | -0.011141
|  |  | 393.8505 | 0.029709 | 393.77 | 0 | 393.8505 | 0.018901 | 393.8505 | 0.0063447 |  |  | 393.8505 | 0.011734 | 393.8505 | 0.0063387
|  |  | 393.93 | 0.029652 | 393.85 | 0 | 393.93 | -0.013327 | 393.93 | 0.011502 |  |  | 393.93 | -0.010508 | 393.93 | -0.0066133
|  |  | 394.0095 | 0.031676 | 393.93 | 0 | 394.0095 | 0.022171 | 394.0095 | 0.0067206 |  |  | 394.0095 | -0.00099313 | 394.0095 | 0.0070746
|  |  | 394.089 | 0.030878 | 394.01 | 0 | 394.089 | -0.014666 | 394.089 | 0.0078181 |  |  | 394.089 | -0.01796 | 394.089 | -0.007496
|  |  | 394.1685 | 0.032674 | 394.09 | 0 | 394.1685 | 0.022918 | 394.1685 | 0.0012228 |  |  | 394.1685 | -0.0027543 | 394.1685 | 8.2295e-07
|  |  | 394.248 | 0.031904 | 394.17 | 0 | 394.248 | -0.0085943 | 394.248 | 0.0082391 |  |  | 394.248 | -0.018243 | 394.248 | 8.6099e-06
|  |  | 394.3275 | 0.033672 | 394.25 | 0 | 394.3275 | 0.022389 | 394.3275 | 0.0096374 |  |  | 394.3275 | 7.5237e-05 | 394.3275 | -0.0013578
|  |  | 394.407 | 0.031705 | 394.33 | 0 | 394.407 | -0.011957 | 394.407 | 0.0054126 |  |  | 394.407 | -0.01796 | 394.407 | -0.0019919
|  |  | 394.4865 | 0.033073 | 394.41 | 0 | 394.4865 | 0.021206 | 394.4865 | 0.0072318 |  |  | 394.4865 | 0.0081309 | 394.4865 | 0.0081454
|  |  | 394.566 | 0.031191 | 394.49 | 0 | 394.566 | -0.017158 | 394.566 | 0.0035332 |  |  | 394.566 | -0.010923 | 394.566 | 0.0051237
|  |  | 394.6455 | 0.033301 | 394.57 | 0 | 394.6455 | 0.012891 | 394.6455 | 0.0069461 |  |  | 394.6455 | 0.0096967 | 394.6455 | 0.0081642
|  |  | 394.725 | 0.032218 | 394.65 | 0 | 394.725 | -0.014137 | 394.725 | 0.010254 |  |  | 394.725 | -0.016413 | 394.725 | -0.0021671
|  |  | 394.8045 | 0.033643 | 394.72 | 0 | 394.8045 | 0.013981 | 394.8045 | 0.007758 |  |  | 394.8045 | 0.011055 | 394.8045 | 0.015263
|  |  | 394.884 | 0.032731 | 394.8 | 0 | 394.884 | -0.014573 | 394.884 | 0.0032626 |  |  | 394.884 | -0.016469 | 394.884 | -0.0054445
|  |  | 394.9635 | 0.0339 | 394.88 | 0 | 394.9635 | 0.022046 | 394.9635 | 0.0067356 |  |  | 394.9635 | -0.0063387 | 394.9635 | 0.0055078
|  |  | 395.043 | 0.032702 | 394.96 | 0 | 395.043 | -0.017905 | 395.043 | 0.011156 |  |  | 395.043 | -0.0078479 | 395.043 | -0.0012324
|  |  | 395.1225 | 0.034356 | 395.04 | 0 | 395.1225 | 0.01915 | 395.1225 | 0.0080737 |  |  | 395.1225 | 0.0017802 | 395.1226 | 1.093e-05
|  |  | 395.2021 | 0.032075 | 395.12 | 0 | 395.2021 | -0.026468 | 395.2021 | 0.013802 |  |  | 395.2021 | -0.018431 | 395.2021 | -0.0013279
|  |  | 395.2816 | 0.033102 | 395.2 | 0 | 395.2816 | 0.022358 | 395.2816 | 0.0065402 |  |  | 395.2816 | 0.0064141 | 395.2816 | -0.0053304
|  |  | 395.3611 | 0.032047 | 395.28 | 0 | 395.3611 | -0.017562 | 395.3611 | 0.0089758 |  |  | 395.3611 | -0.013922 | 395.3611 | -0.018406
|  |  | 395.4406 | 0.033985 | 395.36 | 0 | 395.4406 | 0.018683 | 395.4406 | 0.01096 |  |  | 395.4406 | 0.021487 | 395.4406 | 0.0048343
|  |  | 395.5202 | 0.033672 | 395.44 | 0 | 395.5202 | -0.020271 | 395.5202 | 0.010058 |  |  | 395.5202 | -0.0035655 | 395.5202 | -0.013331
|  |  | 395.5997 | 0.035097 | 395.52 | 0 | 395.5997 | 0.016846 | 395.5997 | 0.0076377 |  |  | 395.5997 | 0.01313 | 395.5997 | 0.0023469
|  |  | 395.6792 | 0.034356 | 395.6 | 0 | 395.6792 | -0.0089369 | 395.6792 | 0.010254 |  |  | 395.6792 | -0.00025912 | 395.6792 | -0.0017303
|  |  | 395.7588 | 0.034784 | 395.68 | 0 | 395.7588 | 0.024351 | 395.7588 | 0.0096223 |  |  | 395.7588 | 0.011847 | 395.7588 | 0.016004
|  |  | 395.8383 | 0.033672 | 395.76 | 0 | 395.8383 | -0.017656 | 395.8383 | 0.010043 |  |  | 395.8383 | 0.0038108 | 395.8383 | -0.0052973
|  |  | 395.9178 | 0.03333 | 395.84 | 0 | 395.9178 | 0.018403 | 395.9178 | 0.0056381 |  |  | 395.9178 | -0.0038108 | 395.9178 | -0.001737
|  |  | 395.9974 | 0.03159 | 395.92 | 0 | 395.9974 | -0.015476 | 395.9974 | 0.0039993 |  |  | 395.9974 | -0.021091 | 395.9974 | -0.0019138
|  |  | 396.0769 | 0.032759 | 396 | 0 | 396.0769 | 0.020334 | 396.0769 | 0.0069762 |  |  | 396.0769 | 0.0059614 | 396.0769 | 0.014667
|  |  | 396.1565 | 0.030707 | 396.08 | 0 | 396.1565 | -0.033007 | 396.1565 | 0.007743 |  |  | 396.1565 | -0.012715 | 396.1564 | -0.014476
|  |  | 396.236 | 0.032132 | 396.16 | 0 | 396.236 | 0.015507 | 396.236 | 0.013336 |  |  | 396.236 | 0.018412 | 396.236 | 0.01826
|  |  | 396.3155 | 0.030764 | 396.24 | 0 | 396.3155 | -0.019742 | 396.3155 | 0.0085097 |  |  | 396.3155 | -0.012357 | 396.3155 | -0.016211
|  |  | 396.3951 | 0.032446 | 396.32 | 0 | 396.3951 | 0.023946 | 396.3951 | 0.012479 |  |  | 396.3951 | 0.0092816 | 396.3951 | 0.014019
|  |  | 396.4746 | 0.029766 | 396.4 | 0 | 396.4746 | -0.033537 | 396.4746 | 0.0019545 |  |  | 396.4746 | -0.0080931 | 396.4746 | 0.0069509
|  |  | 396.5542 | 0.031933 | 396.47 | 0 | 396.5542 | 0.018216 | 396.5542 | 0.01078 |  |  | 396.5542 | 0.014922 | 396.5542 | 0.011334
|  |  | 396.6337 | 0.030364 | 396.55 | 0 | 396.6337 | -0.032478 | 396.6337 | 0.010073 |  |  | 396.6337 | -0.015036 | 396.6337 | -0.0035109
|  |  | 396.7133 | 0.031505 | 396.63 | 0 | 396.7133 | 0.023603 | 396.7133 | 0.014569 |  |  | 396.7133 | 0.010678 | 396.7133 | 0.0075001
|  |  | 396.7928 | 0.029937 | 396.71 | 0 | 396.7928 | -0.016877 | 396.7928 | 0.0098779 |  |  | 396.7928 | -0.0028675 | 396.7928 | -0.0053559
|  |  | 396.8724 | 0.030792 | 396.79 | 0 | 396.8724 | 0.018714 | 396.8724 | 0.0019545 |  |  | 396.8724 | 0.0080365 | 396.8724 | 0.0018026
|  |  | 396.952 | 0.028796 | 396.87 | 0 | 396.952 | -0.016504 | 396.952 | 0.0040895 |  |  | 396.952 | -0.018186 | 396.952 | -0.0094201
|  |  | 397.0315 | 0.030279 | 396.95 | 0 | 397.0315 | 0.023479 | 397.0315 | 0.0065552 |  |  | 397.0315 | 0.0057161 | 397.0315 | -0.0049012
|  |  | 397.1111 | 0.028597 | 397.03 | 0 | 397.1111 | -0.021673 | 397.1111 | 0.0080587 |  |  | 397.1111 | -0.013941 | 397.1111 | -0.0020255
|  |  | 397.1907 | 0.030108 | 397.11 | 0 | 397.1907 | 0.017936 | 397.1907 | 0.0080136 |  |  | 397.1907 | 0.0038674 | 397.1907 | 0.013632
|  |  | 397.2702 | 0.029652 | 397.19 | 0 | 397.2702 | -0.013421 | 397.2702 | 0.0067206 |  |  | 397.2702 | -0.013338 | 397.2702 | -0.0087269
|  |  | 397.3498 | 0.030935 | 397.27 | 0 | 397.3498 | 0.017375 | 397.3498 | 0.010975 |  |  | 397.3498 | -0.0027354 | 397.3498 | 0.015561
|  |  | 397.4294 | 0.028597 | 397.35 | 0 | 397.4294 | -0.018932 | 397.4294 | 0.010028 |  |  | 397.4294 | -0.013545 | 397.4294 | -0.0070762
|  |  | 397.509 | 0.029081 | 397.43 | 0 | 397.509 | 0.014262 | 397.509 | 0.0054727 |  |  | 397.509 | -0.0054898 | 397.509 | 0.0051918
|  |  | 397.5885 | 0.027513 | 397.51 | 0 | 397.5885 | -0.015601 | 397.5885 | 0.0065853 |  |  | 397.5885 | -0.020016 | 397.5885 | -0.01191
|  |  | 397.6681 | 0.02854 | 397.59 | 0 | 397.6681 | 0.025191 | 397.6681 | 0.010389 |  |  | 397.6681 | 0.0076592 | 397.6681 | 0.0018771
|  |  | 397.7477 | 0.027542 | 397.67 | 0 | 397.7477 | -0.027963 | 397.7477 | 0.0083594 |  |  | 397.7477 | -0.018884 | 397.7477 | -0.012357
|  |  | 397.8273 | 0.028454 | 397.75 | 0 | 397.8273 | 0.024413 | 397.8273 | 0.0073671 |  |  | 397.8273 | 0.010414 | 397.8273 | 0.0037134
|  |  | 397.9069 | 0.02797 | 397.83 | 0 | 397.9069 | -0.020521 | 397.9069 | 0.0077279 |  |  | 397.9069 | -0.017545 | 397.9069 | -0.002338
|  |  | 397.9865 | 0.03025 | 397.91 | 0 | 397.9865 | 0.026343 | 397.9865 | 0.0068409 |  |  | 397.9865 | 0.0058293 | 397.9865 | 0.013302
|  |  | 398.0661 | 0.029737 | 397.99 | 0 | 398.0661 | -0.013701 | 398.0661 | 0.01066 |  |  | 398.0661 | -0.0077724 | 398.066 | -0.0090145
|  |  | 398.1456 | 0.031305 | 398.07 | 0 | 398.1456 | 0.032914 | 398.1456 | 0.0089307 |  |  | 398.1456 | 0.011281 | 398.1456 | 0.0068655
|  |  | 398.2252 | 0.028882 | 398.15 | 0 | 398.2252 | -0.01448 | 398.2252 | 0.0099832 |  |  | 398.2252 | -0.0087534 | 398.2252 | -0.0038048
|  |  | 398.3048 | 0.030079 | 398.23 | 0 | 398.3048 | 0.0075045 | 398.3048 | 0.012103 |  |  | 398.3048 | 0.0018375 | 398.3048 | -0.0071836
|  |  | 398.3844 | 0.028568 | 398.3 | 0 | 398.3844 | -0.023697 | 398.3844 | 0.010073 |  |  | 398.3844 | -0.015903 | 398.3844 | -0.0035404
|  |  | 398.464 | 0.030593 | 398.38 | 0 | 398.464 | 0.021174 | 398.464 | 0.01093 |  |  | 398.464 | 0.0007112 | 398.464 | 0.00099393
|  |  | 398.5436 | 0.028825 | 398.46 | 0 | 398.5436 | -0.022295 | 398.5436 | 0.0063297 |  |  | 398.5436 | -0.0019431 | 398.5436 | 0.0011982
|  |  | 398.6232 | 0.030764 | 398.54 | 0 | 398.6232 | 0.027153 | 398.6232 | 0.0089157 |  |  | 398.6232 | -0.0011748 | 398.6232 | 0.0094629
|  |  | 398.7028 | 0.029253 | 398.62 | 0 | 398.7028 | -0.016441 | 398.7028 | 0.0044954 |  |  | 398.7028 | -0.006301 | 398.7028 | -0.021252
|  |  | 398.7824 | 0.03102 | 398.7 | 0 | 398.7824 | 0.012144 | 398.7824 | 0.0088255 |  |  | 398.7824 | -0.0013161 | 398.7824 | -0.0013723
|  |  | 398.8621 | 0.02911 | 398.78 | 0 | 398.8621 | -0.017874 | 398.8621 | 0.009472 |  |  | 398.8621 | -0.019978 | 398.862 | -0.020878
|  |  | 398.9417 | 0.03045 | 398.86 | 0 | 398.9417 | 0.020334 | 398.9417 | 0.012284 |  |  | 398.9417 | 0.018186 | 398.9417 | 0.012608
|  |  | 399.0213 | 0.028397 | 398.94 | 0 | 399.0213 | -0.014168 | 399.0213 | 0.0043 |  |  | 399.0213 | -0.015639 | 399.0213 | -0.0071343
|  |  | 399.1009 | 0.029794 | 399.02 | 0 | 399.1009 | 0.01641 | 399.1009 | 0.010314 |  |  | 399.1009 | 0.016413 | 399.1009 | 0.0063847
|  |  | 399.1805 | 0.028825 | 399.1 | 0 | 399.1805 | -0.012798 | 399.1805 | 0.0073671 |  |  | 399.1805 | -0.018771 | 399.1805 | -0.0095032
|  |  | 399.2601 | 0.029167 | 399.18 | 0 | 399.2601 | 0.026935 | 399.2601 | 0.010344 |  |  | 399.2601 | 0.001235 | 399.2601 | 0.012163
|  |  | 399.3397 | 0.02834 | 399.26 | 0 | 399.3397 | -0.018434 | 399.3397 | 0.010915 |  |  | 399.3397 | -0.030561 | 399.3398 | -0.0035086
|  |  | 399.4194 | 0.029538 | 399.34 | 0 | 399.4194 | 0.016379 | 399.4194 | 0.0087052 |  |  | 399.4194 | 0.0092816 | 399.4194 | -0.0020557
|  |  | 399.499 | 0.028141 | 399.42 | 0 | 399.499 | -0.026499 | 399.499 | 0.0082241 |  |  | 399.499 | -0.0056218 | 399.499 | -0.0072931
|  |  | 399.5786 | 0.029794 | 399.5 | 0 | 399.5786 | 0.0083452 | 399.5786 | 0.013561 |  |  | 399.5786 | 0.0085082 | 399.5786 | 0.025559
|  |  | 399.6582 | 0.029053 | 399.58 | 0 | 399.6582 | -0.022389 | 399.6582 | 0.0052622 |  |  | 399.6582 | -0.010055 | 399.6582 | -0.014458
|  |  | 399.7379 | 0.029908 | 399.66 | 0 | 399.7379 | 0.013109 | 399.7379 | 0.011863 |  |  | 399.7379 | 0.018111 | 399.7379 | 0.0016707
|  |  | 399.8175 | 0.028739 | 399.74 | 0 | 399.8175 | -0.022887 | 399.8175 | 0.0095923 |  |  | 399.8175 | -0.020355 | 399.8175 | -0.00978
|  |  | 399.8971 | 0.02968 | 399.82 | 0 | 399.8971 | 0.0087812 | 399.8971 | 0.01296 |  |  | 399.8971 | 0.014809 | 399.8971 | 0.014682
|  |  | 399.9768 | 0.028198 | 399.9 | 0 | 399.9768 | -0.017656 | 399.9768 | 0.01299 |  |  | 399.9768 | -0.0094326 | 399.9768 | -0.0096306
|  |  | 400.0564 | 0.028511 | 399.98 | 0 | 400.0564 | 0.017126 | 400.0564 | 0.0087653 |  |  | 400.0564 | 0.019148 | 400.0564 | 0.013662
|  |  | 400.136 | 0.026915 | 400.06 | 0 | 400.136 | -0.022513 | 400.136 | 0.0095321 |  |  | 400.136 | -0.009225 | 400.136 | 0
|  |  | 400.2157 | 0.029367 | 400.14 | 0 | 400.2157 | 0.020552 | 400.2157 | 0.012509 |  |  | 400.2157 | 0.011545 | 400.2157 | 0
|  |  | 400.2953 | 0.026858 | 400.22 | 0 | 400.2953 | -0.027184 | 400.2953 | 0.0071265 |  |  | 400.2953 | -0.015168 | 400.2953 | 0
|  |  | 400.375 | 0.029081 | 400.3 | 0 | 400.375 | 0.026561 | 400.375 | 0.0085699 |  |  | 400.375 | 0.01296 | 400.375 | 0
|  |  | 400.4546 | 0.027485 | 400.37 | 0 | 400.4546 | -0.021392 | 400.4546 | 0.0085849 |  |  | 400.4546 | -0.010432 | 400.4546 | 0
|  |  | 400.5343 | 0.029652 | 400.45 | 0 | 400.5343 | 0.014573 | 400.5343 | 0.0064349 |  |  | 400.5343 | 0.012243 | 400.5343 | 0
|  |  | 400.6139 | 0.026943 | 400.53 | 0 | 400.6139 | -0.028243 | 400.6139 | 0.0096223 |  |  | 400.6139 | -0.013734 | 400.6139 | 0
|  |  | 400.6936 | 0.02834 | 400.61 | 0 | 400.6936 | 0.018746 | 400.6936 | 0.007337 |  |  | 400.6936 | 0.013111 | 400.6936 | 0
|  |  | 400.7732 | 0.025831 | 400.69 | 0 | 400.7732 | -0.023572 | 400.7732 | 0.015351 |  |  | 400.7732 | -0.011112 | 400.7732 | 0
|  |  | 400.8529 | 0.027599 | 400.77 | 0 | 400.8529 | 0.028741 | 400.8529 | 0.013246 |  |  | 400.8529 | 0.0084327 | 400.8529 | 0
|  |  | 400.9325 | 0.026943 | 400.85 | 0 | 400.9325 | -0.013981 | 400.9325 | 0.0063447 |  |  | 400.9325 | -0.0097533 | 400.9326 | 0
|  |  | 401.0122 | 0.029224 | 400.93 | 0 | 401.0122 | 0.022763 | 401.0122 | 0.011562 |  |  | 401.0122 | -0.0039239 | 401.0122 | 0
|  |  | 401.0919 | 0.02757 | 401.01 | 0 | 401.0919 | -0.015383 | 401.0919 | 0.0087954 |  |  | 401.0919 | -0.02543 | 401.0919 | 0
|  |  | 401.1715 | 0.029794 | 401.09 | 0 | 401.1715 | 0.011708 | 401.1715 | 0.014689 |  |  | 401.1715 | 0.010772 | 401.1715 | 0
|  |  | 401.2512 | 0.028283 | 401.17 | 0 | 401.2512 | -0.026842 | 401.2512 | 0.01096 |  |  | 401.2512 | -0.013583 | 401.2512 | 0
|  |  | 401.3309 | 0.028654 | 401.25 | 0 | 401.3309 | 0.025845 | 401.3309 | 0.0086601 |  |  | 401.3309 | 0.018035 | 401.3309 | 0
|  |  | 401.4105 | 0.027485 | 401.33 | 0 | 401.4105 | -0.0246 | 401.4105 | 0.010209 |  |  | 401.4105 | -0.018639 | 401.4105 | 0
|  |  | 401.4902 | 0.029965 | 401.41 | 0 | 401.4902 | 0.016784 | 401.4902 | 0.018358 |  |  | 401.4902 | 0.0053577 | 401.4902 | 0
|  |  | 401.5699 | 0.027941 | 401.49 | 0 | 401.5699 | -0.019991 | 401.5699 | 0.013321 |  |  | 401.5699 | -0.019356 | 401.5699 | 0
|  |  | 401.6495 | 0.028882 | 401.57 | 0 | 401.6495 | 0.024195 | 401.6495 | 0.016298 |  |  | 401.6495 | 0.013074 | 401.6496 | 0
|  |  | 401.7292 | 0.027228 | 401.65 | 0 | 401.7292 | -0.016223 | 401.7292 | 0.0050818 |  |  | 401.7292 | -0.022921 | 401.7292 | 0
|  |  | 401.8089 | 0.02854 | 401.73 | 0 | 401.8089 | 0.017033 | 401.8089 | 0.018583 |  |  | 401.8089 | -0.0026411 | 401.8089 | 0
|  |  | 401.8886 | 0.026658 | 401.81 | 0 | 401.8886 | -0.026935 | 401.8886 | 0.0089758 |  |  | 401.8886 | -0.023996 | 401.8886 | 0
|  |  | 401.9683 | 0.028226 | 401.89 | 0 | 401.9683 | 0.033941 | 401.9683 | 0.0058786 |  |  | 401.9683 | 0.015017 | 401.9683 | 0
|  |  | 402.048 | 0.0272 | 401.97 | 0 | 402.048 | -0.018372 | 402.048 | 0.0075024 |  |  | 402.048 | -0.029599 | 402.048 | 0
|  |  | 402.1277 | 0.028654 | 402.05 | 0 | 402.1277 | 0.023012 | 402.1277 | 0.010224 |  |  | 402.1277 | 0.015375 | 402.1277 | 0
|  |  | 402.2073 | 0.027114 | 402.13 | 0 | 402.2073 | -0.025285 | 402.2073 | 0.012915 |  |  | 402.2073 | -0.01347 | 402.2073 | 0
|  |  | 402.287 | 0.029538 | 402.21 | 0 | 402.287 | 0.02952 | 402.287 | 0.017065 |  |  | 402.287 | 0.011602 | 402.287 | 0
|  |  | 402.3667 | 0.026116 | 402.29 | 0 | 402.3667 | -0.024319 | 402.3667 | 0.0049615 |  |  | 402.3667 | 0.0066594 | 402.3667 | 0
|  |  | 402.4464 | 0.027314 | 402.37 | 0 | 402.4464 | 0.012144 | 402.4464 | 0.011908 |  |  | 402.4464 | 0.013583 | 402.4464 | 0
|  |  | 402.5261 | 0.023351 | 402.45 | 0 | 402.5261 | -0.025908 | 402.5261 | 0.013546 |  |  | 402.5261 | -0.030354 | 402.5261 | 0
|  |  | 402.6058 | 0.026344 | 402.53 | 0 | 402.6058 | 0.0046397 | 402.6058 | 0.012584 |  |  | 402.6058 | 0.018186 | 402.6058 | 0
|  |  | 402.6855 | 0.024406 | 402.61 | 0 | 402.6855 | -0.028959 | 402.6855 | 0.017591 |  |  | 402.6855 | -0.023336 | 402.6855 | 0
|  |  | 402.7652 | 0.028283 | 402.69 | 0 | 402.7652 | 0.024631 | 402.7652 | 0.013381 |  |  | 402.7652 | 0.029694 | 402.7652 | 0
|  |  | 402.8449 | 0.026829 | 402.77 | 0 | 402.8449 | -0.033101 | 402.8449 | 0.0078482 |  |  | 402.8449 | -0.029807 | 402.8449 | 0
|  |  | 402.9246 | 0.027057 | 402.84 | 0 | 402.9246 | 0.030205 | 402.9246 | 0.017952 |  |  | 402.9246 | 0.014451 | 402.9246 | 0
|  |  | 403.0043 | 0.024691 | 402.92 | 0 | 403.0043 | -0.038861 | 403.0043 | 0.0042849 |  |  | 403.0043 | -0.023506 | 403.0043 | 0
|  |  | 403.084 | 0.027 | 403 | 0 | 403.084 | 0.029582 | 403.084 | 0.018177 |  |  | 403.084 | 0.0070367 | 403.084 | 0
|  |  | 403.1637 | 0.02355 | 403.08 | 0 | 403.1637 | -0.047175 | 403.1637 | 0.014674 |  |  | 403.1637 | -0.0349 | 403.1638 | 0
|  |  | 403.2435 | 0.025289 | 403.16 | 0 | 403.2435 | 0.02214 | 403.2435 | 0.017471 |  |  | 403.2435 | 0.010414 | 403.2435 | 0
|  |  | 403.3232 | 0.022638 | 403.24 | 0 | 403.3232 | -0.0175 | 403.3232 | 0.0059689 |  |  | 403.3232 | -0.013243 | 403.3232 | 0
|  |  | 403.4029 | 0.024006 | 403.32 | 0 | 403.4029 | 0.032135 | 403.4029 | 0.0095021 |  |  | 403.4029 | 0.010527 | 403.4029 | 0
|  |  | 403.4826 | 0.020614 | 403.4 | 0 | 403.4826 | -0.038239 | 403.4826 | 0.016208 |  |  | 403.4826 | -0.02594 | 403.4826 | 0
|  |  | 403.5623 | 0.021897 | 403.48 | 0 | 403.5623 | 0.031917 | 403.5623 | 0.010314 |  |  | 403.5623 | -0.0073197 | 403.5623 | 0
|  |  | 403.6421 | 0.019701 | 403.56 | 0 | 403.6421 | -0.040481 | 403.6421 | 0.013742 |  |  | 403.6421 | -0.026656 | 403.6421 | 0
|  |  | 403.7218 | 0.022353 | 403.64 | 0 | 403.7218 | 0.054057 | 403.7218 | 0.023454 |  |  | 403.7218 | 0.018639 | 403.7218 | 0
|  |  | 403.8015 | 0.020557 | 403.72 | 0 | 403.8015 | -0.025565 | 403.8015 | 0.010419 |  |  | 403.8015 | -0.0039428 | 403.8015 | 0
|  |  | 403.8812 | 0.024577 | 403.8 | 0 | 403.8812 | 0.026935 | 403.8812 | 0.014238 |  |  | 403.8812 | 0.0076026 | 403.8812 | 0
|  |  | 403.961 | 0.021897 | 403.88 | 0 | 403.961 | -0.041882 | 403.961 | 0.0089909 |  |  | 403.961 | -0.024128 | 403.961 | 0
|  |  | 404.0407 | 0.022438 | 403.96 | 0 | 404.0407 | 0.042411 | 404.0407 | 0.014358 |  |  | 404.0407 | 0.032222 | 404.0407 | 0
|  |  | 404.1204 | 0.021212 | 404.04 | 0 | 404.1204 | -0.042878 | 404.1204 | 0.010149 |  |  | 404.1204 | -0.022468 | 404.1204 | 0
|  |  | 404.2002 | 0.022752 | 404.12 | 0 | 404.2002 | 0.030983 | 404.2002 | 0.015757 |  |  | 404.2002 | 0.021469 | 404.2002 | 0
|  |  | 404.2799 | 0.020699 | 404.2 | 0 | 404.2799 | -0.021766 | 404.2799 | 0.0074272 |  |  | 404.2799 | -0.03756 | 404.2799 | 0
|  |  | 404.3596 | 0.023778 | 404.28 | 0 | 404.3596 | 0.021922 | 404.3596 | 0.018764 |  |  | 404.3596 | -0.0042447 | 404.3596 | 0
|  |  | 404.4394 | 0.022895 | 404.36 | 0 | 404.4394 | -0.028305 | 404.4394 | 0.0099531 |  |  | 404.4394 | -0.023619 | 404.4394 | 0
|  |  | 404.5191 | 0.026943 | 404.44 | 0 | 404.5191 | 0.046802 | 404.5191 | 0.016538 |  |  | 404.5191 | 0.0015187 | 404.5191 | 0
|  |  | 404.5989 | 0.024349 | 404.52 | 0 | 404.5989 | -0.028336 | 404.5989 | 0.013366 |  |  | 404.5989 | -0.033071 | 404.5989 | 0
|  |  | 404.6786 | 0.028283 | 404.6 | 0 | 404.6786 | 0.030018 | 404.6786 | 0.024281 |  |  | 404.6786 | 0.019073 | 404.6786 | 0
|  |  | 404.7584 | 0.026829 | 404.68 | 0 | 404.7584 | -0.034938 | 404.7584 | 0.015561 |  |  | 404.7584 | -0.015451 | 404.7584 | 0
|  |  | 404.8381 | 0.028967 | 404.76 | 0 | 404.8381 | 0.025783 | 404.8381 | 0.006901 |  |  | 404.8381 | 0.027222 | 404.8381 | 0
|  |  | 404.9179 | 0.028996 | 404.84 | 0 | 404.9179 | -0.034813 | 404.9179 | 0.0067356 |  |  | 404.9179 | -0.0099231 | 404.9179 | 0
|  |  | 404.9976 | 0.032417 | 404.92 | 0 | 404.9976 | 0.0473 | 404.9976 | 0.013892 |  |  | 404.9976 | 0.025675 | 404.9976 | 0
|  |  | 405.0774 | 0.029139 | 405 | 0 | 405.0774 | -0.033163 | 405.0774 | 0.020252 |  |  | 405.0774 | -0.014451 | 405.0774 | 0
|  |  | 405.1571 | 0.032788 | 405.08 | 0 | 405.1571 | 0.04484 | 405.1571 | 0.014373 |  |  | 405.1571 | 0.018167 | 405.1571 | 0
|  |  | 405.2369 | 0.030165 | 405.16 | 0 | 405.2369 | -0.048421 | 405.2369 | 0.022282 |  |  | 405.2369 | -0.031448 | 405.2369 | 0
|  |  | 405.3167 | 0.03467 | 405.24 | 0 | 405.3167 | 0.034035 | 405.3167 | 0.016644 |  |  | 405.3167 | 0.03724 | 405.3167 | 0
|  |  | 405.3964 | 0.032047 | 405.32 | 0 | 405.3964 | -0.037927 | 405.3964 | 0.011442 |  |  | 405.3964 | -0.011866 | 405.3964 | 0
|  |  | 405.4762 | 0.035183 | 405.4 | 0 | 405.4762 | 0.048514 | 405.4762 | 0.012404 |  |  | 405.4762 | 0.0068669 | 405.4762 | 0
|  |  | 405.5559 | 0.03199 | 405.48 | 0 | 405.5559 | -0.041757 | 405.5559 | 0.0025559 |  |  | 405.5559 | 0.010753 | 405.556 | 0
|  |  | 405.6357 | 0.035525 | 405.56 | 0 | 405.6357 | 0.020738 | 405.6357 | 0.01293 |  |  | 405.6357 | 0.027939 | 405.6357 | 0
|  |  | 405.7155 | 0.034242 | 405.64 | 0 | 405.7155 | -0.036464 | 405.7155 | 0.0076377 |  |  | 405.7155 | -0.04322 | 405.7155 | 0
|  |  | 405.7953 | 0.035725 | 405.72 | 0 | 405.7953 | 0.022825 | 405.7953 | 0.013847 |  |  | 405.7953 | -0.0091119 | 405.7953 | 0
|  |  | 405.875 | 0.033187 | 405.8 | 0 | 405.875 | -0.040045 | 405.875 | 0.024011 |  |  | 405.875 | -0.018224 | 405.875 | 0
|  |  | 405.9548 | 0.034698 | 405.88 | 0 | 405.9548 | 0.026063 | 405.9548 | 0.012223 |  |  | 405.9548 | 0.0086402 | 405.9548 | 0
|  |  | 406.0346 | 0.035012 | 405.95 | 0 | 406.0346 | -0.058261 | 406.0346 | 0.020372 |  |  | 406.0346 | -0.022525 | 406.0346 | 0
|  |  | 406.1144 | 0.036095 | 406.03 | 0 | 406.1144 | 0.027247 | 406.1144 | 0.022462 |  |  | 406.1144 | 0.019544 | 406.1144 | 0
|  |  | 406.1942 | 0.035297 | 406.11 | 0 | 406.1942 | -0.034159 | 406.1942 | 0.0040895 |  |  | 406.1942 | -0.021884 | 406.1942 | 0
|  |  | 406.2739 | 0.03658 | 406.19 | 0 | 406.2739 | 0.043563 | 406.2739 | 0.015125 |  |  | 406.2739 | -0.0073951 | 406.2739 | 0
|  |  | 406.3537 | 0.035696 | 406.27 | 0 | 406.3537 | -0.053746 | 406.3537 | 0.018944 |  |  | 406.3537 | -0.042277 | 406.3537 | 0
|  |  | 406.4335 | 0.036751 | 406.35 | 0 | 406.4335 | 0.038986 | 406.4335 | 0.019786 |  |  | 406.4335 | 0.012111 | 406.4335 | 0
|  |  | 406.5133 | 0.03524 | 406.43 | 0 | 406.5133 | -0.053465 | 406.5133 | 0.027228 |  |  | 406.5133 | -0.034033 | 406.5133 | 0
|  |  | 406.5931 | 0.036352 | 406.51 | 0 | 406.5931 | 0.051566 | 406.5931 | 0.019756 |  |  | 406.5931 | 0.026128 | 406.5931 | 0
|  |  | 406.6729 | 0.033928 | 406.59 | 0 | 406.6729 | -0.001448 | 406.6729 | 0.0013059 |  |  | 406.6729 | -0.0015317 | 406.6729 | 0
|  |  | 406.7527 | 0.033444 | 406.67 | 0 | 406.7527 | 0 | 406.7527 | 0 |  |  | 406.7527 | 0 | 406.7527 | 0
|  |  | 406.8325 | 0.032588 | 406.75 | 0 | 406.8325 | 0 | 406.8325 | 0 |  |  | 406.8325 | 0 | 406.8325 | 0
|  |  | 406.9123 | 0.032931 | 406.83 | 0 | 406.9123 | 0 | 406.9123 | 0 |  |  | 406.9123 | 0 | 406.9123 | 0
|  |  | 406.9921 | 0.030878 | 406.91 | 0 | 406.9921 | 0 | 406.9921 | 0 |  |  | 406.9921 | 0 | 406.9921 | 0
|  |  | 407.0719 | 0.032759 | 406.99 | 0 | 407.0719 | 0 | 407.0719 | 0 |  |  | 407.0719 | 0 | 407.0719 | 0
|  |  | 407.1517 | 0.031448 | 407.07 | 0 | 407.1517 | 0 | 407.1517 | 0 |  |  | 407.1517 | 0 | 407.1517 | 0
|  |  | 407.2315 | 0.033586 | 407.15 | 0 | 407.2315 | 0 | 407.2315 | 0 |  |  | 407.2315 | 0 | 407.2315 | 0
|  |  | 407.3113 | 0.032104 | 407.23 | 0 | 407.3113 | 0 | 407.3113 | 0 |  |  | 407.3113 | 0 | 407.3113 | 0
|  |  | 407.3911 | 0.034613 | 407.31 | 0 | 407.3911 | 0 | 407.3911 | 0 |  |  | 407.3911 | 0 | 407.3911 | 0
|  |  | 407.4709 | 0.033501 | 407.39 | 0 | 407.4709 | 0 | 407.4709 | 0 |  |  | 407.4709 | 0 | 407.4709 | 0
|  |  | 407.5507 | 0.036437 | 407.47 | 0 | 407.5507 | 0 | 407.5507 | 0 |  |  | 407.5507 | 0 | 407.5507 | 0
|  |  | 407.6305 | 0.03447 | 407.55 | 0 | 407.6305 | 0 | 407.6305 | 0 |  |  | 407.6305 | 0 | 407.6306 | 0
|  |  | 407.7104 | 0.034613 | 407.63 | 0 | 407.7104 | 0 | 407.7104 | 0 |  |  | 407.7104 | 0 | 407.7104 | 0
|  |  | 407.7902 | 0.034613 | 407.71 | 0 | 407.7902 | 0 | 407.7902 | 0 |  |  | 407.7902 | 0 | 407.7902 | 0
|  |  | 407.87 | 0.034613 | 407.79 | 0 | 407.87 | 0 | 407.87 | 0 |  |  | 407.87 | 0 | 407.87 | 0
|  |  | 407.9498 | 0.034613 | 407.87 | 0 | 407.9498 | 0 | 407.9498 | 0 |  |  | 407.9498 | 0 | 407.9498 | 0
|  |  | 408.0296 | 0.034613 | 407.95 | 0 | 408.0296 | 0 | 408.0296 | 0 |  |  | 408.0296 | 0 | 408.0296 | 0
|  |  | 408.1095 | 0.034613 | 408.03 | 0 | 408.1095 | 0 | 408.1095 | 0 |  |  | 408.1095 | 0 | 408.1095 | 0
|  |  | 408.1893 | 0.034613 | 408.11 | 0 | 408.1893 | 0 | 408.1893 | 0 |  |  | 408.1893 | 0 | 408.1893 | 0
|  |  | 408.2691 | 0.034613 | 408.19 | 0 | 408.2691 | 0 | 408.2691 | 0 |  |  | 408.2691 | 0 | 408.2691 | 0
|  |  | 408.349 | 0.034613 | 408.27 | 0 | 408.349 | 0 | 408.349 | 0 |  |  | 408.349 | 0 | 408.3489 | 0
|  |  | 408.4288 | 0.034613 | 408.35 | 0 | 408.4288 | 0 | 408.4288 | 0 |  |  | 408.4288 | 0 | 408.4288 | 0
|  |  | 408.5086 | 0.034613 | 408.43 | 0 | 408.5086 | 0 | 408.5086 | 0 |  |  | 408.5086 | 0 | 408.5086 | 0
|  |  | 408.5885 | 0.034613 | 408.51 | 0 | 408.5885 | 0 | 408.5885 | 0 |  |  | 408.5885 | 0 | 408.5884 | 0
|  |  | 408.6683 | 0.034613 | 408.59 | 0 | 408.6683 | 0 | 408.6683 | 0 |  |  | 408.6683 | 0 | 408.6683 | 0
|  |  | 408.7481 | 0.034613 | 408.67 | 0 | 408.7481 | 0 | 408.7481 | 0 |  |  | 408.7481 | 0 | 408.7481 | 0
|  |  | 408.828 | 0.034613 | 408.75 | 0 | 408.828 | 0 | 408.828 | 0 |  |  | 408.828 | 0 | 408.828 | 0
|  |  | 408.9078 | 0.034613 | 408.83 | 0 | 408.9078 | 0 | 408.9078 | 0 |  |  | 408.9078 | 0 | 408.9078 | 0
|  |  | 408.9877 | 0.034613 | 408.91 | 0 | 408.9877 | 0 | 408.9877 | 0 |  |  | 408.9877 | 0 | 408.9877 | 0
|  |  | 409.0675 | 0.034613 | 408.99 | 0 | 409.0675 | 0 | 409.0675 | 0 |  |  | 409.0675 | 0 | 409.0675 | 0
|  |  | 409.1474 | 0.034613 | 409.07 | 0 | 409.1474 | 0 | 409.1474 | 0 |  |  | 409.1474 | 0 | 409.1474 | 0
|  |  | 409.2272 | 0.034613 | 409.15 | 0 | 409.2272 | 0 | 409.2272 | 0 |  |  | 409.2272 | 0 | 409.2272 | 0
|  |  | 409.3071 | 0.034613 | 409.23 | 0 | 409.3071 | 0 | 409.3071 | 0 |  |  | 409.3071 | 0 | 409.3071 | 0
|  |  | 409.3869 | 0.034613 | 409.31 | 0 | 409.3869 | 0 | 409.3869 | 0 |  |  | 409.3869 | 0 | 409.3869 | 0
|  |  | 409.4668 | 0.034613 | 409.39 | 0 | 409.4668 | 0 | 409.4668 | 0 |  |  | 409.4668 | 0 | 409.4668 | 0
|  |  | 409.5466 | 0.034613 | 409.47 | 0 | 409.5466 | 0 | 409.5466 | 0 |  |  | 409.5466 | 0 | 409.5466 | 0
|  |  | 409.6265 | 0.034613 | 409.55 | 0 | 409.6265 | 0 | 409.6265 | 0 |  |  | 409.6265 | 0 | 409.6265 | 0
|  |  | 409.7063 | 0.034613 | 409.63 | 0 | 409.7063 | 0 | 409.7063 | 0 |  |  | 409.7063 | 0 | 409.7064 | 0
|  |  | 409.7862 | 0.034613 | 409.71 | 0 | 409.7862 | 0 | 409.7862 | 0 |  |  | 409.7862 | 0 | 409.7862 | 0
|  |  | 409.8661 | 0.034613 | 409.79 | 0 | 409.8661 | 0 | 409.8661 | 0 |  |  | 409.8661 | 0 | 409.8661 | 0
|  |  | 409.9459 | 0.034613 | 409.87 | 0 | 409.9459 | 0 | 409.9459 | 0 |  |  | 409.9459 | 0 | 409.946 | 0
|  |  | 410.0258 | 0.034613 | 409.95 | 0 | 410.0258 | 0 | 410.0258 | 0 |  |  | 410.0258 | 0 | 410.0258 | 0
|  |  | 410.1057 | 0.034613 | 410.03 | 0 | 410.1057 | 0 | 410.1057 | 0 |  |  | 410.1057 | 0 | 410.1057 | 0
|  |  | 410.1855 | 0.034613 | 410.11 | 0 | 410.1855 | 0 | 410.1855 | 0 |  |  | 410.1855 | 0 | 410.1855 | 0
|  |  | 410.2654 | 0.034613 | 410.19 | 0 | 410.2654 | 0 | 410.2654 | 0 |  |  | 410.2654 | 0 | 410.2654 | 0
|  |  | 410.3453 | 0.034613 | 410.27 | 0 | 410.3453 | 0 | 410.3453 | 0 |  |  | 410.3453 | 0 | 410.3453 | 0
|  |  | 410.4252 | 0.034613 | 410.35 | 0 | 410.4252 | 0 | 410.4252 | 0 |  |  | 410.4252 | 0 | 410.4252 | 0
|  |  | 410.505 | 0.034613 | 410.43 | 0 | 410.505 | 0 | 410.505 | 0 |  |  | 410.505 | 0 | 410.5051 | 0
|  |  | 410.5849 | 0.034613 | 410.51 | 0 | 410.5849 | 0 | 410.5849 | 0 |  |  | 410.5849 | 0 | 410.5849 | 0
|  |  | 410.6648 | 0.034613 | 410.58 | 0 | 410.6648 | 0 | 410.6648 | 0 |  |  | 410.6648 | 0 | 410.6648 | 0
|  |  | 410.7447 | 0.034613 | 410.66 | 0 | 410.7447 | 0 | 410.7447 | 0 |  |  | 410.7447 | 0 | 410.7447 | 0
|  |  | 410.8246 | 0.034613 | 410.74 | 0 | 410.8246 | 0 | 410.8246 | 0 |  |  | 410.8246 | 0 | 410.8246 | 0
|  |  | 410.9045 | 0.034613 | 410.82 | 0 | 410.9045 | 0 | 410.9045 | 0 |  |  | 410.9045 | 0 | 410.9045 | 0
|  |  | 410.9844 | 0.034613 | 410.9 | 0 | 410.9844 | 0 | 410.9844 | 0 |  |  | 410.9844 | 0 | 410.9844 | 0
|  |  | 411.0643 | 0.034613 | 410.98 | 0 | 411.0643 | 0 | 411.0643 | 0 |  |  | 411.0643 | 0 | 411.0643 | 0
|  |  | 411.1442 | 0.034613 | 411.06 | 0 | 411.1442 | 0 | 411.1442 | 0 |  |  | 411.1442 | 0 | 411.1441 | 0
|  |  | 411.224 | 0.034613 | 411.14 | 0 | 411.224 | 0 | 411.224 | 0 |  |  | 411.224 | 0 | 411.224 | 0
|  |  | 411.3039 | 0.034613 | 411.22 | 0 | 411.3039 | 0 | 411.3039 | 0 |  |  | 411.3039 | 0 | 411.304 | 0
|  |  | 411.3838 | 0.034613 | 411.3 | 0 | 411.3838 | 0 | 411.3838 | 0 |  |  | 411.3838 | 0 | 411.3839 | 0
|  |  | 411.4637 | 0.034613 | 411.38 | 0 | 411.4637 | 0 | 411.4637 | 0 |  |  | 411.4637 | 0 | 411.4637 | 0
|  |  | 411.5436 | 0.034613 | 411.46 | 0 | 411.5436 | 0 | 411.5436 | 0 |  |  | 411.5436 | 0 | 411.5436 | 0
|  |  | 411.6235 | 0.034613 | 411.54 | 0 | 411.6235 | 0 | 411.6235 | 0 |  |  | 411.6235 | 0 | 411.6235 | 0
|  |  | 411.7034 | 0.034613 | 411.62 | 0 | 411.7034 | 0 | 411.7034 | 0 |  |  | 411.7034 | 0 | 411.7035 | 0
|  |  | 411.7834 | 0.034613 | 411.7 | 0 | 411.7834 | 0 | 411.7834 | 0 |  |  | 411.7834 | 0 | 411.7834 | 0
|  |  | 411.8633 | 0.034613 | 411.78 | 0 | 411.8633 | 0 | 411.8633 | 0 |  |  | 411.8633 | 0 | 411.8633 | 0
|  |  | 411.9432 | 0.034613 | 411.86 | 0 | 411.9432 | 0 | 411.9432 | 0 |  |  | 411.9432 | 0 | 411.9432 | 0
|  |  | 412.0231 | 0.034613 | 411.94 | 0 | 412.0231 | 0 | 412.0231 | 0 |  |  | 412.0231 | 0 | 412.0231 | 0
|  |  | 412.103 | 0.034613 | 412.02 | 0 | 412.103 | 0 | 412.103 | 0 |  |  | 412.103 | 0 | 412.103 | 0
|  |  | 412.1829 | 0.034613 | 412.1 | 0 | 412.1829 | 0 | 412.1829 | 0 |  |  | 412.1829 | 0 | 412.1829 | 0
|  |  | 412.2628 | 0.034613 | 412.18 | 0 | 412.2628 | 0 | 412.2628 | 0 |  |  | 412.2628 | 0 | 412.2628 | 0
|  |  | 412.3428 | 0.034613 | 412.26 | 0 | 412.3428 | 0 | 412.3428 | 0 |  |  | 412.3428 | 0 | 412.3427 | 0
|  |  | 412.4227 | 0.034613 | 412.34 | 0 | 412.4227 | 0 | 412.4227 | 0 |  |  | 412.4227 | 0 | 412.4227 | 0
|  |  | 412.5026 | 0.034613 | 412.42 | 0 | 412.5026 | 0 | 412.5026 | 0 |  |  | 412.5026 | 0 | 412.5026 | 0
|  |  | 412.5825 | 0.034613 | 412.5 | 0 | 412.5825 | 0 | 412.5825 | 0 |  |  | 412.5825 | 0 | 412.5825 | 0
|  |  | 412.6624 | 0.034613 | 412.58 | 0 | 412.6624 | 0 | 412.6624 | 0 |  |  | 412.6624 | 0 | 412.6624 | 0
|  |  | 412.7424 | 0.034613 | 412.66 | 0 | 412.7424 | 0 | 412.7424 | 0 |  |  | 412.7424 | 0 | 412.7424 | 0
|  |  | 412.8223 | 0.034613 | 412.74 | 0 | 412.8223 | 0 | 412.8223 | 0 |  |  | 412.8223 | 0 | 412.8223 | 0
|  |  | 412.9022 | 0.034613 | 412.82 | 0 | 412.9022 | 0 | 412.9022 | 0 |  |  | 412.9022 | 0 | 412.9022 | 0
|  |  | 412.9822 | 0.034613 | 412.9 | 0 | 412.9822 | 0 | 412.9822 | 0 |  |  | 412.9822 | 0 | 412.9822 | 0
|  |  | 413.0621 | 0.034613 | 412.98 | 0 | 413.0621 | 0 | 413.0621 | 0 |  |  | 413.0621 | 0 | 413.0621 | 0
|  |  | 413.142 | 0.034613 | 413.06 | 0 | 413.142 | 0 | 413.142 | 0 |  |  | 413.142 | 0 | 413.142 | 0
|  |  | 413.222 | 0.034613 | 413.14 | 0 | 413.222 | 0 | 413.222 | 0 |  |  | 413.222 | 0 | 413.222 | 0
|  |  | 413.3019 | 0.034613 | 413.22 | 0 | 413.3019 | 0 | 413.3019 | 0 |  |  | 413.3019 | 0 | 413.3019 | 0
|  |  | 413.3819 | 0.034613 | 413.3 | 0 | 413.3819 | 0 | 413.3819 | 0 |  |  | 413.3819 | 0 | 413.3819 | 0
|  |  | 413.4618 | 0.034613 | 413.38 | 0 | 413.4618 | 0 | 413.4618 | 0 |  |  | 413.4618 | 0 | 413.4618 | 0
|  |  | 413.5417 | 0.034613 | 413.46 | 0 | 413.5417 | 0 | 413.5417 | 0 |  |  | 413.5417 | 0 | 413.5417 | 0
|  |  | 413.6217 | 0.034613 | 413.54 | 0 | 413.6217 | 0 | 413.6217 | 0 |  |  | 413.6217 | 0 | 413.6217 | 0
|  |  | 413.7016 | 0.034613 | 413.62 | 0 | 413.7016 | 0 | 413.7016 | 0 |  |  | 413.7016 | 0 | 413.7017 | 0
|  |  | 413.7816 | 0.034613 | 413.7 | 0 | 413.7816 | 0 | 413.7816 | 0 |  |  | 413.7816 | 0 | 413.7816 | 0
|  |  | 413.8616 | 0.034613 | 413.78 | 0 | 413.8616 | 0 | 413.8616 | 0 |  |  | 413.8616 | 0 | 413.8615 | 0
|  |  | 413.9415 | 0.034613 | 413.86 | 0 | 413.9415 | 0 | 413.9415 | 0 |  |  | 413.9415 | 0 | 413.9415 | 0
|  |  | 414.0215 | 0.034613 | 413.94 | 0 | 414.0215 | 0 | 414.0215 | 0 |  |  | 414.0215 | 0 | 414.0215 | 0
|  |  | 414.1014 | 0.034613 | 414.02 | 0 | 414.1014 | 0 | 414.1014 | 0 |  |  | 414.1014 | 0 | 414.1014 | 0
|  |  | 414.1814 | 0.034613 | 414.1 | 0 | 414.1814 | 0 | 414.1814 | 0 |  |  | 414.1814 | 0 | 414.1814 | 0
|  |  | 414.2613 | 0.034613 | 414.18 | 0 | 414.2613 | 0 | 414.2613 | 0 |  |  | 414.2613 | 0 | 414.2613 | 0
|  |  | 414.3413 | 0.034613 | 414.26 | 0 | 414.3413 | 0 | 414.3413 | 0 |  |  | 414.3413 | 0 | 414.3413 | 0
|  |  | 414.4213 | 0.034613 | 414.34 | 0.04034 | 414.4213 | 0 | 414.4213 | 0 |  |  | 414.4213 | 0 | 414.4213 | 0
|  |  | 414.5012 | 0.034613 | 414.42 | 0 | 414.5012 | 0 | 414.5012 | 0 |  |  | 414.5012 | 0 | 414.5012 | 0
|  |  | 414.5812 | 0.034613 | 414.5 | 0 | 414.5812 | 0 | 414.5812 | 0 |  |  | 414.5812 | 0 | 414.5812 | 0
|  |  | 414.6612 | 0.034613 | 414.58 | 0 | 414.6612 | 0 | 414.6612 | 0 |  |  | 414.6612 | 0 | 414.6612 | 0
|  |  | 414.7411 | 0.034613 | 414.66 | 0 | 414.7411 | 0 | 414.7411 | 0 |  |  | 414.7411 | 0 | 414.7411 | 0
|  |  | 414.8211 | 0.034613 | 414.74 | 0 | 414.8211 | 0 | 414.8211 | 0 |  |  | 414.8211 | 0 | 414.8211 | 0
|  |  | 414.9011 | 0.034613 | 414.82 | 0 | 414.9011 | 0 | 414.9011 | 0 |  |  | 414.9011 | 0 | 414.9011 | 0
|  |  | 414.9811 | 0.034613 | 414.9 | 0 | 414.9811 | 0 | 414.9811 | 0 |  |  | 414.9811 | 0 | 414.981 | 0
|  |  | 415.061 | 0.034613 | 414.98 | 0 | 415.061 | 0 | 415.061 | 0 |  |  | 415.061 | 0 | 415.061 | 0
|  |  | 415.141 | 0.034613 | 415.06 | 0 | 415.141 | 0 | 415.141 | 0 |  |  | 415.141 | 0 | 415.141 | 0
|  |  | 415.221 | 0.034613 | 415.14 | 0 | 415.221 | 0 | 415.221 | 0 |  |  | 415.221 | 0 | 415.221 | 0
|  |  | 415.301 | 0.034613 | 415.22 | 0 | 415.301 | 0 | 415.301 | 0 |  |  | 415.301 | 0 | 415.301 | 0
|  |  | 415.381 | 0.034613 | 415.3 | 0 | 415.381 | 0 | 415.381 | 0 |  |  | 415.381 | 0 | 415.381 | 0
|  |  | 415.461 | 0.034613 | 415.38 | 0 | 415.461 | 0 | 415.461 | 0 |  |  | 415.461 | 0 | 415.4609 | 0
|  |  | 415.5409 | 0.034613 | 415.46 | 0 | 415.5409 | 0 | 415.5409 | 0 |  |  | 415.5409 | 0 | 415.5409 | 0
|  |  | 415.6209 | 0.034613 | 415.54 | 0 | 415.6209 | 0 | 415.6209 | 0 |  |  | 415.6209 | 0 | 415.6209 | 0
|  |  | 415.7009 | 0.034613 | 415.62 | 0 | 415.7009 | 0 | 415.7009 | 0 |  |  | 415.7009 | 0 | 415.7009 | 0
|  |  | 415.7809 | 0.034613 | 415.7 | 0 | 415.7809 | 0 | 415.7809 | 0 |  |  | 415.7809 | 0 | 415.7809 | 0
|  |  | 415.8609 | 0.034613 | 415.78 | 0 | 415.8609 | 0 | 415.8609 | 0 |  |  | 415.8609 | 0 | 415.8609 | 0
|  |  | 415.9409 | 0.034613 | 415.86 | 0 | 415.9409 | 0 | 415.9409 | 0 |  |  | 415.9409 | 0 | 415.9409 | 0
|  |  | 416.0209 | 0.034613 | 415.94 | 0 | 416.0209 | 0 | 416.0209 | 0 |  |  | 416.0209 | 0 | 416.0209 | 0
|  |  | 416.1009 | 0.034613 | 416.02 | 0 | 416.1009 | 0 | 416.1009 | 0 |  |  | 416.1009 | 0 | 416.1009 | 0
|  |  | 416.1809 | 0.034613 | 416.1 | 0 | 416.1809 | 0 | 416.1809 | 0 |  |  | 416.1809 | 0 | 416.1809 | 0
|  |  | 416.2609 | 0.034613 | 416.18 | 0 | 416.2609 | 0 | 416.2609 | 0 |  |  | 416.2609 | 0 | 416.2609 | 0
|  |  | 416.3409 | 0.034613 | 416.26 | 0 | 416.3409 | 0 | 416.3409 | 0 |  |  | 416.3409 | 0 | 416.3409 | 0
|  |  | 416.4209 | 0.034613 | 416.34 | 0 | 416.4209 | 0 | 416.4209 | 0 |  |  | 416.4209 | 0 | 416.4209 | 0
|  |  | 416.5009 | 0.034613 | 416.42 | 0 | 416.5009 | 0 | 416.5009 | 0 |  |  | 416.5009 | 0 | 416.5009 | 0
|  |  | 416.5809 | 0.034613 | 416.5 | 0 | 416.5809 | 0 | 416.5809 | 0 |  |  | 416.5809 | 0 | 416.5809 | 0
|  |  | 416.661 | 0.034613 | 416.58 | 0 | 416.661 | 0 | 416.661 | 0 |  |  | 416.661 | 0 | 416.6609 | 0
|  |  | 416.741 | 0.034613 | 416.66 | 0 | 416.741 | 0 | 416.741 | 0 |  |  | 416.741 | 0 | 416.741 | 0
|  |  | 416.821 | 0.034613 | 416.74 | 0 | 416.821 | 0 | 416.821 | 0 |  |  | 416.821 | 0 | 416.821 | 0
|  |  | 416.901 | 0.034613 | 416.82 | 0 | 416.901 | 0 | 416.901 | 0 |  |  | 416.901 | 0 | 416.901 | 0
|  |  | 416.981 | 0.034613 | 416.9 | 0 | 416.981 | 0 | 416.981 | 0 |  |  | 416.981 | 0 | 416.981 | 0
|  |  | 417.061 | 0.034613 | 416.98 | 0 | 417.061 | 0 | 417.061 | 0 |  |  | 417.061 | 0 | 417.061 | 0
|  |  | 417.1411 | 0.034613 | 417.06 | 0 | 417.1411 | 0 | 417.1411 | 0 |  |  | 417.1411 | 0 | 417.1411 | 0
|  |  | 417.2211 | 0.034613 | 417.14 | 0 | 417.2211 | 0 | 417.2211 | 0 |  |  | 417.2211 | 0 | 417.2211 | 0
|  |  | 417.3011 | 0.034613 | 417.22 | 0 | 417.3011 | 0 | 417.3011 | 0 |  |  | 417.3011 | 0 | 417.3011 | 0
|  |  | 417.3811 | 0.034613 | 417.3 | 0 | 417.3811 | 0 | 417.3811 | 0 |  |  | 417.3811 | 0 | 417.3811 | 0
|  |  | 417.4612 | 0.034613 | 417.38 | 0 | 417.4612 | 0 | 417.4612 | 0 |  |  | 417.4612 | 0 | 417.4612 | 0
|  |  | 417.5412 | 0.034613 | 417.46 | 0 | 417.5412 | 0 | 417.5412 | 0 |  |  | 417.5412 | 0 | 417.5412 | 0
|  |  | 417.6212 | 0.034613 | 417.54 | 0 | 417.6212 | 0 | 417.6212 | 0 |  |  | 417.6212 | 0 | 417.6212 | 0
|  |  | 417.7013 | 0.034613 | 417.62 | 0 | 417.7013 | 0 | 417.7013 | 0 |  |  | 417.7013 | 0 | 417.7013 | 0
|  |  | 417.7813 | 0.034613 | 417.7 | 0 | 417.7813 | 0 | 417.7813 | 0 |  |  | 417.7813 | 0 | 417.7813 | 0
|  |  | 417.8613 | 0.034613 | 417.78 | 0 | 417.8613 | 0 | 417.8613 | 0 |  |  | 417.8613 | 0 | 417.8613 | 0
|  |  | 417.9414 | 0.034613 | 417.86 | 0 | 417.9414 | 0 | 417.9414 | 0 |  |  | 417.9414 | 0 | 417.9414 | 0
|  |  | 418.0214 | 0.034613 | 417.94 | 0 | 418.0214 | 0 | 418.0214 | 0 |  |  | 418.0214 | 0 | 418.0214 | 0
|  |  | 418.1014 | 0.034613 | 418.02 | 0.04034 | 418.1014 | 0 | 418.1014 | 0 |  |  | 418.1014 | 0 | 418.1014 | 0
|  |  | 418.1815 | 0.034613 | 418.1 | 0 | 418.1815 | 0 | 418.1815 | 0 |  |  | 418.1815 | 0 | 418.1815 | 0
|  |  | 418.2615 | 0.034613 | 418.18 | 0 | 418.2615 | 0 | 418.2615 | 0 |  |  | 418.2615 | 0 | 418.2615 | 0
|  |  | 418.3416 | 0.034613 | 418.26 | 0 | 418.3416 | 0 | 418.3416 | 0 |  |  | 418.3416 | 0 | 418.3416 | 0
|  |  | 418.4216 | 0.034613 | 418.34 | 0 | 418.4216 | 0 | 418.4216 | 0 |  |  | 418.4216 | 0 | 418.4216 | 0
|  |  | 418.5017 | 0.034613 | 418.42 | 0 | 418.5017 | 0 | 418.5017 | 0 |  |  | 418.5017 | 0 | 418.5017 | 0
|  |  | 418.5817 | 0.034613 | 418.5 | 0 | 418.5817 | 0 | 418.5817 | 0 |  |  | 418.5817 | 0 | 418.5817 | 0
|  |  | 418.6618 | 0.034613 | 418.58 | 0 | 418.6618 | 0 | 418.6618 | 0 |  |  | 418.6618 | 0 | 418.6618 | 0
|  |  | 418.7418 | 0.034613 | 418.66 | 0 | 418.7418 | 0 | 418.7418 | 0 |  |  | 418.7418 | 0 | 418.7418 | 0
|  |  | 418.8219 | 0.034613 | 418.74 | 0 | 418.8219 | 0 | 418.8219 | 0 |  |  | 418.8219 | 0 | 418.8219 | 0
|  |  | 418.9019 | 0.034613 | 418.82 | 0 | 418.9019 | 0 | 418.9019 | 0 |  |  | 418.9019 | 0 | 418.9019 | 0
|  |  | 418.982 | 0.034613 | 418.9 | 0 | 418.982 | 0 | 418.982 | 0 |  |  | 418.982 | 0 | 418.982 | 0
|  |  | 419.0621 | 0.034613 | 418.98 | 0 | 419.0621 | 0 | 419.0621 | 0 |  |  | 419.0621 | 0 | 419.0621 | 0
|  |  | 419.1421 | 0.034613 | 419.06 | 0 | 419.1421 | 0 | 419.1421 | 0 |  |  | 419.1421 | 0 | 419.1422 | 0
|  |  | 419.2222 | 0.034613 | 419.14 | 0 | 419.2222 | 0 | 419.2222 | 0 |  |  | 419.2222 | 0 | 419.2222 | 0
|  |  | 419.3023 | 0.034613 | 419.22 | 0 | 419.3023 | 0 | 419.3023 | 0 |  |  | 419.3023 | 0 | 419.3023 | 0
|  |  | 419.3823 | 0.034613 | 419.3 | 0 | 419.3823 | 0 | 419.3823 | 0 |  |  | 419.3823 | 0 | 419.3823 | 0
|  |  | 419.4624 | 0.034613 | 419.38 | 0 | 419.4624 | 0 | 419.4624 | 0 |  |  | 419.4624 | 0 | 419.4624 | 0
|  |  | 419.5425 | 0.034613 | 419.46 | 0 | 419.5425 | 0 | 419.5425 | 0 |  |  | 419.5425 | 0 | 419.5425 | 0
|  |  | 419.6225 | 0.034613 | 419.54 | 0 | 419.6225 | 0 | 419.6225 | 0 |  |  | 419.6225 | 0 | 419.6226 | 0
|  |  | 419.7026 | 0.034613 | 419.62 | 0 | 419.7026 | 0 | 419.7026 | 0 |  |  | 419.7026 | 0 | 419.7026 | 0
|  |  | 419.7827 | 0.034613 | 419.7 | 0 | 419.7827 | 0 | 419.7827 | 0 |  |  | 419.7827 | 0 | 419.7827 | 0
|  |  | 419.8628 | 0.034613 | 419.78 | 0 | 419.8628 | 0 | 419.8628 | 0 |  |  | 419.8628 | 0 | 419.8628 | 0
|  |  | 419.9429 | 0.034613 | 419.86 | 0 | 419.9429 | 0 | 419.9429 | 0 |  |  | 419.9429 | 0 | 419.9429 | 0
|  |  | 420.0229 | 0.034613 | 419.94 | 0 | 420.0229 | 0 | 420.0229 | 0 |  |  | 420.0229 | 0 | 420.0229 | 0
|  |  | 420.103 | 0.034613 | 420.02 | 0 | 420.103 | 0 | 420.103 | 0 |  |  | 420.103 | 0 | 420.103 | 0
|  |  | 420.1831 | 0.034613 | 420.1 | 0 | 420.1831 | 0 | 420.1831 | 0 |  |  | 420.1831 | 0 | 420.1831 | 0
|  |  | 420.2632 | 0.034613 | 420.18 | 0 | 420.2632 | 0 | 420.2632 | 0 |  |  | 420.2632 | 0 | 420.2632 | 0
|  |  | 420.3433 | 0.034613 | 420.26 | 0 | 420.3433 | 0 | 420.3433 | 0 |  |  | 420.3433 | 0 | 420.3433 | 0
|  |  | 420.4234 | 0.034613 | 420.34 | 0 | 420.4234 | 0 | 420.4234 | 0 |  |  | 420.4234 | 0 | 420.4234 | 0
|  |  | 420.5035 | 0.034613 | 420.42 | 0 | 420.5035 | 0 | 420.5035 | 0 |  |  | 420.5035 | 0 | 420.5034 | 0
|  |  | 420.5836 | 0.034613 | 420.5 | 0 | 420.5836 | 0 | 420.5836 | 0 |  |  | 420.5836 | 0 | 420.5836 | 0
|  |  | 420.6637 | 0.034613 | 420.58 | 0 | 420.6637 | 0 | 420.6637 | 0 |  |  | 420.6637 | 0 | 420.6636 | 0
|  |  | 420.7437 | 0.034613 | 420.66 | 0 | 420.7437 | 0 | 420.7437 | 0 |  |  | 420.7437 | 0 | 420.7437 | 0
|  |  | 420.8238 | 0.034613 | 420.74 | 0 | 420.8238 | 0 | 420.8238 | 0 |  |  | 420.8238 | 0 | 420.8239 | 0
|  |  | 420.9039 | 0.034613 | 420.82 | 0 | 420.9039 | 0 | 420.9039 | 0 |  |  | 420.9039 | 0 | 420.9039 | 0
|  |  | 420.984 | 0.034613 | 420.9 | 0 | 420.984 | 0 | 420.984 | 0 |  |  | 420.984 | 0 | 420.984 | 0
|  |  | 421.0641 | 0.034613 | 420.98 | 0 | 421.0641 | 0 | 421.0641 | 0 |  |  | 421.0641 | 0 | 421.0641 | 0
|  |  | 421.1442 | 0.034613 | 421.06 | 0 | 421.1442 | 0 | 421.1442 | 0 |  |  | 421.1442 | 0 | 421.1443 | 0
|  |  | 421.2244 | 0.034613 | 421.14 | 0 | 421.2244 | 0 | 421.2244 | 0 |  |  | 421.2244 | 0 | 421.2244 | 0
|  |  | 421.3045 | 0.034613 | 421.22 | 0 | 421.3045 | 0 | 421.3045 | 0 |  |  | 421.3045 | 0 | 421.3045 | 0
|  |  | 421.3846 | 0.034613 | 421.3 | 0 | 421.3846 | 0 | 421.3846 | 0 |  |  | 421.3846 | 0 | 421.3846 | 0
|  |  | 421.4647 | 0.034613 | 421.38 | 0 | 421.4647 | 0 | 421.4647 | 0 |  |  | 421.4647 | 0 | 421.4647 | 0
|  |  | 421.5448 | 0.034613 | 421.46 | 0 | 421.5448 | 0 | 421.5448 | 0 |  |  | 421.5448 | 0 | 421.5448 | 0
|  |  | 421.6249 | 0.034613 | 421.54 | 0 | 421.6249 | 0 | 421.6249 | 0 |  |  | 421.6249 | 0 | 421.6249 | 0
|  |  | 421.705 | 0.034613 | 421.62 | 0 | 421.705 | 0 | 421.705 | 0 |  |  | 421.705 | 0 | 421.705 | 0
|  |  | 421.7851 | 0.034613 | 421.71 | 0 | 421.7851 | 0 | 421.7851 | 0 |  |  | 421.7851 | 0 | 421.7851 | 0
|  |  | 421.8653 | 0.034613 | 421.79 | 0 | 421.8653 | 0 | 421.8653 | 0 |  |  | 421.8653 | 0 | 421.8653 | 0
|  |  | 421.9454 | 0.034613 | 421.87 | 0 | 421.9454 | 0 | 421.9454 | 0 |  |  | 421.9454 | 0 | 421.9454 | 0
|  |  | 422.0255 | 0.034613 | 421.95 | 0 | 422.0255 | 0 | 422.0255 | 0 |  |  | 422.0255 | 0 | 422.0255 | 0
|  |  | 422.1056 | 0.034613 | 422.03 | 0 | 422.1056 | 0 | 422.1056 | 0 |  |  | 422.1056 | 0 | 422.1056 | 0
|  |  | 422.1857 | 0.034613 | 422.11 | 0 | 422.1857 | 0 | 422.1857 | 0 |  |  | 422.1857 | 0 | 422.1858 | 0
|  |  | 422.2659 | 0.034613 | 422.19 | 0 | 422.2659 | 0 | 422.2659 | 0 |  |  | 422.2659 | 0 | 422.2659 | 0
|  |  | 422.346 | 0.034613 | 422.27 | 0 | 422.346 | 0 | 422.346 | 0 |  |  | 422.346 | 0 | 422.346 | 0
|  |  | 422.4261 | 0.034613 | 422.35 | 0 | 422.4261 | 0 | 422.4261 | 0 |  |  | 422.4261 | 0 | 422.4261 | 0
|  |  | 422.5063 | 0.034613 | 422.43 | 0 | 422.5063 | 0 | 422.5063 | 0 |  |  | 422.5063 | 0 | 422.5063 | 0
|  |  | 422.5864 | 0.034613 | 422.51 | 0 | 422.5864 | 0 | 422.5864 | 0 |  |  | 422.5864 | 0 | 422.5864 | 0
|  |  | 422.6665 | 0.034613 | 422.59 | 0 | 422.6665 | 0 | 422.6665 | 0 |  |  | 422.6665 | 0 | 422.6665 | 0
|  |  | 422.7467 | 0.034613 | 422.67 | 0 | 422.7467 | 0 | 422.7467 | 0 |  |  | 422.7467 | 0 | 422.7467 | 0
|  |  | 422.8268 | 0.034613 | 422.75 | 0 | 422.8268 | 0 | 422.8268 | 0 |  |  | 422.8268 | 0 | 422.8268 | 0
|  |  | 422.9069 | 0.034613 | 422.83 | 0 | 422.9069 | 0 | 422.9069 | 0 |  |  | 422.9069 | 0 | 422.907 | 0
|  |  | 422.9871 | 0.034613 | 422.91 | 0 | 422.9871 | 0 | 422.9871 | 0 |  |  | 422.9871 | 0 | 422.9871 | 0
|  |  | 423.0672 | 0.034613 | 422.99 | 0 | 423.0672 | 0 | 423.0672 | 0 |  |  | 423.0672 | 0 | 423.0672 | 0
|  |  | 423.1474 | 0.034613 | 423.07 | 0 | 423.1474 | 0 | 423.1474 | 0 |  |  | 423.1474 | 0 | 423.1474 | 0
|  |  | 423.2275 | 0.034613 | 423.15 | 0 | 423.2275 | 0 | 423.2275 | 0 |  |  | 423.2275 | 0 | 423.2275 | 0
|  |  | 423.3077 | 0.034613 | 423.23 | 0 | 423.3077 | 0 | 423.3077 | 0 |  |  | 423.3077 | 0 | 423.3076 | 0
|  |  | 423.3878 | 0.034613 | 423.31 | 0 | 423.3878 | 0 | 423.3878 | 0 |  |  | 423.3878 | 0 | 423.3878 | 0
|  |  | 423.468 | 0.034613 | 423.39 | 0 | 423.468 | 0 | 423.468 | 0 |  |  | 423.468 | 0 | 423.468 | 0
|  |  | 423.5481 | 0.034613 | 423.47 | 0 | 423.5481 | 0 | 423.5481 | 0 |  |  | 423.5481 | 0 | 423.5481 | 0
|  |  | 423.6283 | 0.034613 | 423.55 | 0 | 423.6283 | 0 | 423.6283 | 0 |  |  | 423.6283 | 0 | 423.6283 | 0
|  |  | 423.7084 | 0.034613 | 423.63 | 0 | 423.7084 | 0 | 423.7084 | 0 |  |  | 423.7084 | 0 | 423.7084 | 0
|  |  | 423.7886 | 0.034613 | 423.71 | 0 | 423.7886 | 0 | 423.7886 | 0 |  |  | 423.7886 | 0 | 423.7886 | 0
|  |  | 423.8687 | 0.034613 | 423.79 | 0 | 423.8687 | 0 | 423.8687 | 0 |  |  | 423.8687 | 0 | 423.8687 | 0
|  |  | 423.9489 | 0.034613 | 423.87 | 0 | 423.9489 | 0 | 423.9489 | 0 |  |  | 423.9489 | 0 | 423.9489 | 0
|  |  | 424.0291 | 0.034613 | 423.95 | 0 | 424.0291 | 0 | 424.0291 | 0 |  |  | 424.0291 | 0 | 424.0291 | 0
|  |  | 424.1092 | 0.034613 | 424.03 | 0 | 424.1092 | 0 | 424.1092 | 0 |  |  | 424.1092 | 0 | 424.1092 | 0
|  |  | 424.1894 | 0.034613 | 424.11 | 0 | 424.1894 | 0 | 424.1894 | 0 |  |  | 424.1894 | 0 | 424.1894 | 0
|  |  | 424.2695 | 0.034613 | 424.19 | 0 | 424.2695 | 0 | 424.2695 | 0 |  |  | 424.2695 | 0 | 424.2696 | 0
|  |  | 424.3497 | 0.034613 | 424.27 | 0 | 424.3497 | 0 | 424.3497 | 0 |  |  | 424.3497 | 0 | 424.3497 | 0
|  |  | 424.4299 | 0.034613 | 424.35 | 0 | 424.4299 | 0 | 424.4299 | 0 |  |  | 424.4299 | 0 | 424.4299 | 0
|  |  | 424.5101 | 0.034613 | 424.43 | 0 | 424.5101 | 0 | 424.5101 | 0 |  |  | 424.5101 | 0 | 424.5101 | 0
|  |  | 424.5902 | 0.034613 | 424.51 | 0 | 424.5902 | 0 | 424.5902 | 0 |  |  | 424.5902 | 0 | 424.5902 | 0
|  |  | 424.6704 | 0.034613 | 424.59 | 0 | 424.6704 | 0 | 424.6704 | 0 |  |  | 424.6704 | 0 | 424.6704 | 0
|  |  | 424.7506 | 0.034613 | 424.67 | 0 | 424.7506 | 0 | 424.7506 | 0 |  |  | 424.7506 | 0 | 424.7506 | 0
|  |  | 424.8308 | 0.034613 | 424.75 | 0 | 424.8308 | 0 | 424.8308 | 0 |  |  | 424.8308 | 0 | 424.8307 | 0
|  |  | 424.9109 | 0.034613 | 424.83 | 0 | 424.9109 | 0 | 424.9109 | 0 |  |  | 424.9109 | 0 | 424.9109 | 0
|  |  | 424.9911 | 0.034613 | 424.91 | 0 | 424.9911 | 0 | 424.9911 | 0 |  |  | 424.9911 | 0 | 424.9911 | 0
|  |  | 425.0713 | 0.034613 | 424.99 | 0 | 425.0713 | 0 | 425.0713 | 0 |  |  | 425.0713 | 0 | 425.0713 | 0
|  |  | 425.1515 | 0.034613 | 425.07 | 0 | 425.1515 | 0 | 425.1515 | 0 |  |  | 425.1515 | 0 | 425.1515 | 0
|  |  | 425.2317 | 0.034613 | 425.15 | 0 | 425.2317 | 0 | 425.2317 | 0 |  |  | 425.2317 | 0 | 425.2317 | 0
|  |  | 425.3119 | 0.034613 | 425.23 | 0 | 425.3119 | 0 | 425.3119 | 0 |  |  | 425.3119 | 0 | 425.3119 | 0
|  |  | 425.392 | 0.034613 | 425.31 | 0 | 425.392 | 0 | 425.392 | 0 |  |  | 425.392 | 0 | 425.3921 | 0
|  |  | 425.4722 | 0.034613 | 425.39 | 0 | 425.4722 | 0 | 425.4722 | 0 |  |  | 425.4722 | 0 | 425.4722 | 0
|  |  | 425.5524 | 0.034613 | 425.47 | 0 | 425.5524 | 0 | 425.5524 | 0 |  |  | 425.5524 | 0 | 425.5524 | 0
|  |  | 425.6326 | 0.034613 | 425.55 | 0 | 425.6326 | 0 | 425.6326 | 0 |  |  | 425.6326 | 0 | 425.6326 | 0
|  |  | 425.7128 | 0.034613 | 425.63 | 0 | 425.7128 | 0 | 425.7128 | 0 |  |  | 425.7128 | 0 | 425.7128 | 0
|  |  | 425.793 | 0.034613 | 425.71 | 0 | 425.793 | 0 | 425.793 | 0 |  |  | 425.793 | 0 | 425.793 | 0
|  |  | 425.8732 | 0.034613 | 425.79 | 0 | 425.8732 | 0 | 425.8732 | 0 |  |  | 425.8732 | 0 | 425.8732 | 0
|  |  | 425.9534 | 0.034613 | 425.87 | 0 | 425.9534 | 0 | 425.9534 | 0 |  |  | 425.9534 | 0 | 425.9534 | 0
|  |  | 426.0336 | 0.034613 | 425.95 | 0 | 426.0336 | 0 | 426.0336 | 0 |  |  | 426.0336 | 0 | 426.0336 | 0
|  |  | 426.1138 | 0.034613 | 426.03 | 0 | 426.1138 | 0 | 426.1138 | 0 |  |  | 426.1138 | 0 | 426.1138 | 0
|  |  | 426.194 | 0.034613 | 426.11 | 0 | 426.194 | 0 | 426.194 | 0 |  |  | 426.194 | 0 | 426.194 | 0
|  |  | 426.2742 | 0.034613 | 426.19 | 0 | 426.2742 | 0 | 426.2742 | 0 |  |  | 426.2742 | 0 | 426.2742 | 0
|  |  | 426.3544 | 0.034613 | 426.27 | 0 | 426.3544 | 0 | 426.3544 | 0 |  |  | 426.3544 | 0 | 426.3544 | 0
|  |  | 426.4346 | 0.034613 | 426.35 | 0 | 426.4346 | 0 | 426.4346 | 0 |  |  | 426.4346 | 0 | 426.4346 | 0
|  |  | 426.5148 | 0.034613 | 426.43 | 0 | 426.5148 | 0 | 426.5148 | 0 |  |  | 426.5148 | 0 | 426.5148 | 0
|  |  | 426.5951 | 0.034613 | 426.51 | 0 | 426.5951 | 0 | 426.5951 | 0 |  |  | 426.5951 | 0 | 426.5951 | 0
|  |  | 426.6753 | 0.034613 | 426.6 | 0 | 426.6753 | 0 | 426.6753 | 0 |  |  | 426.6753 | 0 | 426.6753 | 0
|  |  | 426.7555 | 0.034613 | 426.68 | 0 | 426.7555 | 0 | 426.7555 | 0 |  |  | 426.7555 | 0 | 426.7555 | 0
|  |  | 426.8357 | 0.034613 | 426.76 | 0 | 426.8357 | 0 | 426.8357 | 0 |  |  | 426.8357 | 0 | 426.8357 | 0
|  |  | 426.9159 | 0.034613 | 426.84 | 0 | 426.9159 | 0 | 426.9159 | 0 |  |  | 426.9159 | 0 | 426.9159 | 0
|  |  | 426.9961 | 0.034613 | 426.92 | 0 | 426.9961 | 0 | 426.9961 | 0 |  |  | 426.9961 | 0 | 426.9961 | 0
|  |  | 427.0763 | 0.034613 | 427 | 0 | 427.0763 | 0 | 427.0763 | 0 |  |  | 427.0763 | 0 | 427.0764 | 0
|  |  | 427.1566 | 0.034613 | 427.08 | 0 | 427.1566 | 0 | 427.1566 | 0 |  |  | 427.1566 | 0 | 427.1566 | 0
|  |  | 427.2368 | 0.034613 | 427.16 | 0 | 427.2368 | 0 | 427.2368 | 0 |  |  | 427.2368 | 0 | 427.2368 | 0
|  |  | 427.317 | 0.034613 | 427.24 | 0 | 427.317 | 0 | 427.317 | 0 |  |  | 427.317 | 0 | 427.317 | 0
|  |  | 427.3972 | 0.034613 | 427.32 | 0 | 427.3972 | 0 | 427.3972 | 0 |  |  | 427.3972 | 0 | 427.3972 | 0
|  |  | 427.4775 | 0.034613 | 427.4 | 0.04034 | 427.4775 | 0 | 427.4775 | 0 |  |  | 427.4775 | 0 | 427.4775 | 0
|  |  | 427.5577 | 0.034613 | 427.48 | 0 | 427.5577 | 0 | 427.5577 | 0 |  |  | 427.5577 | 0 | 427.5577 | 0
|  |  | 427.6379 | 0.034613 | 427.56 | 0 | 427.6379 | 0 | 427.6379 | 0 |  |  | 427.6379 | 0 | 427.6379 | 0
|  |  | 427.7182 | 0.034613 | 427.64 | 0 | 427.7182 | 0 | 427.7182 | 0 |  |  | 427.7182 | 0 | 427.7182 | 0
|  |  | 427.7984 | 0.034613 | 427.72 | 0 | 427.7984 | 0 | 427.7984 | 0 |  |  | 427.7984 | 0 | 427.7984 | 0
|  |  | 427.8786 | 0.034613 | 427.8 | 0 | 427.8786 | 0 | 427.8786 | 0 |  |  | 427.8786 | 0 | 427.8786 | 0
|  |  | 427.9589 | 0.034613 | 427.88 | 0 | 427.9589 | 0 | 427.9589 | 0 |  |  | 427.9589 | 0 | 427.9589 | 0
|  |  | 428.0391 | 0.034613 | 427.96 | 0 | 428.0391 | 0 | 428.0391 | 0 |  |  | 428.0391 | 0 | 428.0391 | 0
|  |  | 428.1194 | 0.034613 | 428.04 | 0 | 428.1194 | 0 | 428.1194 | 0 |  |  | 428.1194 | 0 | 428.1194 | 0
|  |  | 428.1996 | 0.034613 | 428.12 | 0 | 428.1996 | 0 | 428.1996 | 0 |  |  | 428.1996 | 0 | 428.1996 | 0
|  |  | 428.2799 | 0.034613 | 428.2 | 0 | 428.2799 | 0 | 428.2799 | 0 |  |  | 428.2799 | 0 | 428.2798 | 0
|  |  | 428.3601 | 0.034613 | 428.28 | 0 | 428.3601 | 0 | 428.3601 | 0 |  |  | 428.3601 | 0 | 428.3601 | 0
|  |  | 428.4403 | 0.034613 | 428.36 | 0 | 428.4403 | 0 | 428.4403 | 0 |  |  | 428.4403 | 0 | 428.4403 | 0
|  |  | 428.5206 | 0.034613 | 428.44 | 0 | 428.5206 | 0 | 428.5206 | 0 |  |  | 428.5206 | 0 | 428.5206 | 0
|  |  | 428.6008 | 0.034613 | 428.52 | 0 | 428.6008 | 0 | 428.6008 | 0 |  |  | 428.6008 | 0 | 428.6008 | 0
|  |  | 428.6811 | 0.034613 | 428.6 | 0 | 428.6811 | 0 | 428.6811 | 0 |  |  | 428.6811 | 0 | 428.6811 | 0
|  |  | 428.7613 | 0.034613 | 428.68 | 0 | 428.7613 | 0 | 428.7613 | 0 |  |  | 428.7613 | 0 | 428.7614 | 0
|  |  | 428.8416 | 0.034613 | 428.76 | 0 | 428.8416 | 0 | 428.8416 | 0 |  |  | 428.8416 | 0 | 428.8416 | 0
|  |  | 428.9219 | 0.034613 | 428.84 | 0 | 428.9219 | 0 | 428.9219 | 0 |  |  | 428.9219 | 0 | 428.9218 | 0
|  |  | 429.0021 | 0.034613 | 428.92 | 0 | 429.0021 | 0 | 429.0021 | 0 |  |  | 429.0021 | 0 | 429.0021 | 0
|  |  | 429.0824 | 0.034613 | 429 | 0 | 429.0824 | 0 | 429.0824 | 0 |  |  | 429.0824 | 0 | 429.0824 | 0
|  |  | 429.1626 | 0.034613 | 429.08 | 0 | 429.1626 | 0 | 429.1626 | 0 |  |  | 429.1626 | 0 | 429.1626 | 0
|  |  | 429.2429 | 0.034613 | 429.16 | 0 | 429.2429 | 0 | 429.2429 | 0 |  |  | 429.2429 | 0 | 429.2429 | 0
|  |  | 429.3231 | 0.034613 | 429.24 | 0 | 429.3231 | 0 | 429.3231 | 0 |  |  | 429.3231 | 0 | 429.3232 | 0
|  |  | 429.4034 | 0.034613 | 429.32 | 0 | 429.4034 | 0 | 429.4034 | 0 |  |  | 429.4034 | 0 | 429.4034 | 0
|  |  | 429.4837 | 0.034613 | 429.4 | 0 | 429.4837 | 0 | 429.4837 | 0 |  |  | 429.4837 | 0 | 429.4837 | 0
|  |  | 429.5639 | 0.034613 | 429.48 | 0 | 429.5639 | 0 | 429.5639 | 0 |  |  | 429.5639 | 0 | 429.5639 | 0
|  |  | 429.6442 | 0.034613 | 429.56 | 0 | 429.6442 | 0 | 429.6442 | 0 |  |  | 429.6442 | 0 | 429.6442 | 0
|  |  | 429.7245 | 0.034613 | 429.64 | 0 | 429.7245 | 0 | 429.7245 | 0 |  |  | 429.7245 | 0 | 429.7245 | 0
|  |  | 429.8048 | 0.034613 | 429.72 | 0 | 429.8048 | 0 | 429.8048 | 0 |  |  | 429.8048 | 0 | 429.8047 | 0
|  |  | 429.885 | 0.034613 | 429.8 | 0 | 429.885 | 0 | 429.885 | 0 |  |  | 429.885 | 0 | 429.885 | 0
|  |  | 429.9653 | 0.034613 | 429.89 | 0 | 429.9653 | 0 | 429.9653 | 0 |  |  | 429.9653 | 0 | 429.9653 | 0
|  |  | 430.0456 | 0.034613 | 429.97 | 0 | 430.0456 | 0 | 430.0456 | 0 |  |  | 430.0456 | 0 | 430.0456 | 0
|  |  | 430.1259 | 0.034613 | 430.05 | 0 | 430.1259 | 0 | 430.1259 | 0 |  |  | 430.1259 | 0 | 430.1259 | 0
|  |  | 430.2061 | 0.034613 | 430.13 | 0 | 430.2061 | 0 | 430.2061 | 0 |  |  | 430.2061 | 0 | 430.2061 | 0
|  |  | 430.2864 | 0.034613 | 430.21 | 0 | 430.2864 | 0 | 430.2864 | 0 |  |  | 430.2864 | 0 | 430.2864 | 0
|  |  | 430.3667 | 0.034613 | 430.29 | 0 | 430.3667 | 0 | 430.3667 | 0 |  |  | 430.3667 | 0 | 430.3667 | 0
|  |  | 430.447 | 0.034613 | 430.37 | 0 | 430.447 | 0 | 430.447 | 0 |  |  | 430.447 | 0 | 430.447 | 0
|  |  | 430.5273 | 0.034613 | 430.45 | 0 | 430.5273 | 0 | 430.5273 | 0 |  |  | 430.5273 | 0 | 430.5273 | 0
|  |  | 430.6076 | 0.034613 | 430.53 | 0 | 430.6076 | 0 | 430.6076 | 0 |  |  | 430.6076 | 0 | 430.6076 | 0
|  |  | 430.6879 | 0.034613 | 430.61 | 0 | 430.6879 | 0 | 430.6879 | 0 |  |  | 430.6879 | 0 | 430.6878 | 0
|  |  | 430.7681 | 0.034613 | 430.69 | 0 | 430.7681 | 0 | 430.7681 | 0 |  |  | 430.7681 | 0 | 430.7681 | 0
|  |  | 430.8484 | 0.034613 | 430.77 | 0 | 430.8484 | 0 | 430.8484 | 0 |  |  | 430.8484 | 0 | 430.8484 | 0
|  |  | 430.9287 | 0.034613 | 430.85 | 0 | 430.9287 | 0 | 430.9287 | 0 |  |  | 430.9287 | 0 | 430.9287 | 0
|  |  | 431.009 | 0.034613 | 430.93 | 0 | 431.009 | 0 | 431.009 | 0 |  |  | 431.009 | 0 | 431.009 | 0
|  |  | 431.0893 | 0.034613 | 431.01 | 0 | 431.0893 | 0 | 431.0893 | 0 |  |  | 431.0893 | 0 | 431.0893 | 0
|  |  | 431.1696 | 0.034613 | 431.09 | 0 | 431.1696 | 0 | 431.1696 | 0 |  |  | 431.1696 | 0 | 431.1696 | 0
|  |  | 431.2499 | 0.034613 | 431.17 | 0 | 431.2499 | 0 | 431.2499 | 0 |  |  | 431.2499 | 0 | 431.2499 | 0
|  |  | 431.3302 | 0.034613 | 431.25 | 0 | 431.3302 | 0 | 431.3302 | 0 |  |  | 431.3302 | 0 | 431.3302 | 0
|  |  | 431.4105 | 0.034613 | 431.33 | 0 | 431.4105 | 0 | 431.4105 | 0 |  |  | 431.4105 | 0 | 431.4105 | 0
|  |  | 431.4908 | 0.034613 | 431.41 | 0 | 431.4908 | 0 | 431.4908 | 0 |  |  | 431.4908 | 0 | 431.4908 | 0
|  |  | 431.5711 | 0.034613 | 431.49 | 0 | 431.5711 | 0 | 431.5711 | 0 |  |  | 431.5711 | 0 | 431.5711 | 0
|  |  | 431.6514 | 0.034613 | 431.57 | 0 | 431.6514 | 0 | 431.6514 | 0 |  |  | 431.6514 | 0 | 431.6514 | 0
|  |  | 431.7317 | 0.034613 | 431.65 | 0 | 431.7317 | 0 | 431.7317 | 0 |  |  | 431.7317 | 0 | 431.7317 | 0
|  |  | 431.812 | 0.034613 | 431.73 | 0 | 431.812 | 0 | 431.812 | 0 |  |  | 431.812 | 0 | 431.812 | 0
|  |  | 431.8924 | 0.034613 | 431.81 | 0 | 431.8924 | 0 | 431.8924 | 0 |  |  | 431.8924 | 0 | 431.8924 | 0
|  |  | 431.9727 | 0.034613 | 431.89 | 0 | 431.9727 | 0 | 431.9727 | 0 |  |  | 431.9727 | 0 | 431.9727 | 0
|  |  | 432.053 | 0.034613 | 431.97 | 0 | 432.053 | 0 | 432.053 | 0 |  |  | 432.053 | 0 | 432.053 | 0
|  |  | 432.1333 | 0.034613 | 432.05 | 0 | 432.1333 | 0 | 432.1333 | 0 |  |  | 432.1333 | 0 | 432.1333 | 0
|  |  | 432.2136 | 0.034613 | 432.13 | 0 | 432.2136 | 0 | 432.2136 | 0 |  |  | 432.2136 | 0 | 432.2136 | 0
|  |  | 432.2939 | 0.034613 | 432.21 | 0 | 432.2939 | 0 | 432.2939 | 0 |  |  | 432.2939 | 0 | 432.2939 | 0
|  |  | 432.3743 | 0.034613 | 432.29 | 0 | 432.3743 | 0 | 432.3743 | 0 |  |  | 432.3743 | 0 | 432.3742 | 0
|  |  | 432.4546 | 0.034613 | 432.37 | 0 | 432.4546 | 0 | 432.4546 | 0 |  |  | 432.4546 | 0 | 432.4546 | 0
|  |  | 432.5349 | 0.034613 | 432.45 | 0 | 432.5349 | 0 | 432.5349 | 0 |  |  | 432.5349 | 0 | 432.5349 | 0
|  |  | 432.6152 | 0.034613 | 432.53 | 0 | 432.6152 | 0 | 432.6152 | 0 |  |  | 432.6152 | 0 | 432.6152 | 0
|  |  | 432.6955 | 0.034613 | 432.62 | 0 | 432.6955 | 0 | 432.6955 | 0 |  |  | 432.6955 | 0 | 432.6955 | 0
|  |  | 432.7759 | 0.034613 | 432.7 | 0 | 432.7759 | 0 | 432.7759 | 0 |  |  | 432.7759 | 0 | 432.7759 | 0
|  |  | 432.8562 | 0.034613 | 432.78 | 0 | 432.8562 | 0 | 432.8562 | 0 |  |  | 432.8562 | 0 | 432.8562 | 0
|  |  | 432.9365 | 0.034613 | 432.86 | 0 | 432.9365 | 0 | 432.9365 | 0 |  |  | 432.9365 | 0 | 432.9365 | 0
|  |  | 433.0168 | 0.034613 | 432.94 | 0 | 433.0168 | 0 | 433.0168 | 0 |  |  | 433.0168 | 0 | 433.0168 | 0
|  |  | 433.0972 | 0.034613 | 433.02 | 0 | 433.0972 | 0 | 433.0972 | 0 |  |  | 433.0972 | 0 | 433.0972 | 0
|  |  | 433.1775 | 0.034613 | 433.1 | 0 | 433.1775 | 0 | 433.1775 | 0 |  |  | 433.1775 | 0 | 433.1775 | 0
|  |  | 433.2579 | 0.034613 | 433.18 | 0 | 433.2579 | 0 | 433.2579 | 0 |  |  | 433.2579 | 0 | 433.2578 | 0
|  |  | 433.3382 | 0.034613 | 433.26 | 0 | 433.3382 | 0 | 433.3382 | 0 |  |  | 433.3382 | 0 | 433.3382 | 0
|  |  | 433.4185 | 0.034613 | 433.34 | 0 | 433.4185 | 0 | 433.4185 | 0 |  |  | 433.4185 | 0 | 433.4185 | 0
|  |  | 433.4989 | 0.034613 | 433.42 | 0 | 433.4989 | 0 | 433.4989 | 0 |  |  | 433.4989 | 0 | 433.4989 | 0
|  |  | 433.5792 | 0.034613 | 433.5 | 0 | 433.5792 | 0 | 433.5792 | 0 |  |  | 433.5792 | 0 | 433.5792 | 0
|  |  | 433.6596 | 0.034613 | 433.58 | 0 | 433.6596 | 0 | 433.6596 | 0 |  |  | 433.6596 | 0 | 433.6595 | 0
|  |  | 433.7399 | 0.034613 | 433.66 | 0 | 433.7399 | 0 | 433.7399 | 0 |  |  | 433.7399 | 0 | 433.7399 | 0
|  |  | 433.8202 | 0.034613 | 433.74 | 0 | 433.8202 | 0 | 433.8202 | 0 |  |  | 433.8202 | 0 | 433.8203 | 0
|  |  | 433.9006 | 0.034613 | 433.82 | 0 | 433.9006 | 0 | 433.9006 | 0 |  |  | 433.9006 | 0 | 433.9006 | 0
|  |  | 433.9809 | 0.034613 | 433.9 | 0 | 433.9809 | 0 | 433.9809 | 0 |  |  | 433.9809 | 0 | 433.9809 | 0
|  |  | 434.0613 | 0.034613 | 433.98 | 0 | 434.0613 | 0 | 434.0613 | 0 |  |  | 434.0613 | 0 | 434.0613 | 0
|  |  | 434.1416 | 0.034613 | 434.06 | 0 | 434.1416 | 0 | 434.1416 | 0 |  |  | 434.1416 | 0 | 434.1416 | 0
|  |  | 434.222 | 0.034613 | 434.14 | 0.04034 | 434.222 | 0 | 434.222 | 0 |  |  | 434.222 | 0 | 434.222 | 0
|  |  | 434.3023 | 0.034613 | 434.22 | 0 | 434.3023 | 0 | 434.3023 | 0 |  |  | 434.3023 | 0 | 434.3023 | 0
|  |  | 434.3827 | 0.034613 | 434.3 | 0 | 434.3827 | 0 | 434.3827 | 0 |  |  | 434.3827 | 0 | 434.3827 | 0
|  |  | 434.4631 | 0.034613 | 434.38 | 0 | 434.4631 | 0 | 434.4631 | 0 |  |  | 434.4631 | 0 | 434.463 | 0
|  |  | 434.5434 | 0.034613 | 434.46 | 0 | 434.5434 | 0 | 434.5434 | 0 |  |  | 434.5434 | 0 | 434.5434 | 0
|  |  | 434.6238 | 0.034613 | 434.54 | 0 | 434.6238 | 0 | 434.6238 | 0 |  |  | 434.6238 | 0 | 434.6238 | 0
|  |  | 434.7041 | 0.034613 | 434.62 | 0 | 434.7041 | 0 | 434.7041 | 0 |  |  | 434.7041 | 0 | 434.7041 | 0
|  |  | 434.7845 | 0.034613 | 434.7 | 0 | 434.7845 | 0 | 434.7845 | 0 |  |  | 434.7845 | 0 | 434.7845 | 0
|  |  | 434.8649 | 0.034613 | 434.78 | 0 | 434.8649 | 0 | 434.8649 | 0 |  |  | 434.8649 | 0 | 434.8649 | 0
|  |  | 434.9452 | 0.034613 | 434.86 | 0 | 434.9452 | 0 | 434.9452 | 0 |  |  | 434.9452 | 0 | 434.9452 | 0
|  |  | 435.0256 | 0.034613 | 434.95 | 0 | 435.0256 | 0 | 435.0256 | 0 |  |  | 435.0256 | 0 | 435.0256 | 0
|  |  | 435.106 | 0.034613 | 435.03 | 0 | 435.106 | 0 | 435.106 | 0 |  |  | 435.106 | 0 | 435.106 | 0
|  |  | 435.1863 | 0.034613 | 435.11 | 0 | 435.1863 | 0 | 435.1863 | 0 |  |  | 435.1863 | 0 | 435.1863 | 0
|  |  | 435.2667 | 0.034613 | 435.19 | 0 | 435.2667 | 0 | 435.2667 | 0 |  |  | 435.2667 | 0 | 435.2667 | 0
|  |  | 435.3471 | 0.034613 | 435.27 | 0 | 435.3471 | 0 | 435.3471 | 0 |  |  | 435.3471 | 0 | 435.3471 | 0
|  |  | 435.4275 | 0.034613 | 435.35 | 0 | 435.4275 | 0 | 435.4275 | 0 |  |  | 435.4275 | 0 | 435.4275 | 0
|  |  | 435.5078 | 0.034613 | 435.43 | 0 | 435.5078 | 0 | 435.5078 | 0 |  |  | 435.5078 | 0 | 435.5078 | 0
|  |  | 435.5882 | 0.034613 | 435.51 | 0 | 435.5882 | 0 | 435.5882 | 0 |  |  | 435.5882 | 0 | 435.5882 | 0
|  |  | 435.6686 | 0.034613 | 435.59 | 0 | 435.6686 | 0 | 435.6686 | 0 |  |  | 435.6686 | 0 | 435.6686 | 0
|  |  | 435.749 | 0.034613 | 435.67 | 0 | 435.749 | 0 | 435.749 | 0 |  |  | 435.749 | 0 | 435.749 | 0
|  |  | 435.8293 | 0.034613 | 435.75 | 0 | 435.8293 | 0 | 435.8293 | 0 |  |  | 435.8293 | 0 | 435.8293 | 0
|  |  | 435.9097 | 0.034613 | 435.83 | 0 | 435.9097 | 0 | 435.9097 | 0 |  |  | 435.9097 | 0 | 435.9097 | 0
|  |  | 435.9901 | 0.034613 | 435.91 | 0 | 435.9901 | 0 | 435.9901 | 0 |  |  | 435.9901 | 0 | 435.9901 | 0
|  |  | 436.0705 | 0.034613 | 435.99 | 0 | 436.0705 | 0 | 436.0705 | 0 |  |  | 436.0705 | 0 | 436.0705 | 0
|  |  | 436.1509 | 0.034613 | 436.07 | 0 | 436.1509 | 0 | 436.1509 | 0 |  |  | 436.1509 | 0 | 436.1509 | 0
|  |  | 436.2313 | 0.034613 | 436.15 | 0 | 436.2313 | 0 | 436.2313 | 0 |  |  | 436.2313 | 0 | 436.2313 | 0
|  |  | 436.3117 | 0.034613 | 436.23 | 0 | 436.3117 | 0 | 436.3117 | 0 |  |  | 436.3117 | 0 | 436.3116 | 0
|  |  | 436.392 | 0.034613 | 436.31 | 0 | 436.392 | 0 | 436.392 | 0 |  |  | 436.392 | 0 | 436.3921 | 0
|  |  | 436.4724 | 0.034613 | 436.39 | 0 | 436.4724 | 0 | 436.4724 | 0 |  |  | 436.4724 | 0 | 436.4724 | 0
|  |  | 436.5528 | 0.034613 | 436.47 | 0 | 436.5528 | 0 | 436.5528 | 0 |  |  | 436.5528 | 0 | 436.5528 | 0
|  |  | 436.6332 | 0.034613 | 436.55 | 0 | 436.6332 | 0 | 436.6332 | 0 |  |  | 436.6332 | 0 | 436.6332 | 0
|  |  | 436.7136 | 0.034613 | 436.63 | 0 | 436.7136 | 0 | 436.7136 | 0 |  |  | 436.7136 | 0 | 436.7136 | 0
|  |  | 436.794 | 0.034613 | 436.71 | 0 | 436.794 | 0 | 436.794 | 0 |  |  | 436.794 | 0 | 436.794 | 0
|  |  | 436.8744 | 0.034613 | 436.79 | 0 | 436.8744 | 0 | 436.8744 | 0 |  |  | 436.8744 | 0 | 436.8744 | 0
|  |  | 436.9548 | 0.034613 | 436.87 | 0 | 436.9548 | 0 | 436.9548 | 0 |  |  | 436.9548 | 0 | 436.9548 | 0
|  |  | 437.0352 | 0.034613 | 436.95 | 0 | 437.0352 | 0 | 437.0352 | 0 |  |  | 437.0352 | 0 | 437.0352 | 0
|  |  | 437.1156 | 0.034613 | 437.04 | 0.04034 | 437.1156 | 0 | 437.1156 | 0 |  |  | 437.1156 | 0 | 437.1156 | 0
|  |  | 437.196 | 0.034613 | 437.12 | 0 | 437.196 | 0 | 437.196 | 0 |  |  | 437.196 | 0 | 437.196 | 0
|  |  | 437.2764 | 0.034613 | 437.2 | 0 | 437.2764 | 0 | 437.2764 | 0 |  |  | 437.2764 | 0 | 437.2764 | 0
|  |  | 437.3569 | 0.034613 | 437.28 | 0 | 437.3569 | 0 | 437.3569 | 0 |  |  | 437.3569 | 0 | 437.3568 | 0
|  |  | 437.4373 | 0.034613 | 437.36 | 0 | 437.4373 | 0 | 437.4373 | 0 |  |  | 437.4373 | 0 | 437.4373 | 0
|  |  | 437.5177 | 0.034613 | 437.44 | 0 | 437.5177 | 0 | 437.5177 | 0 |  |  | 437.5177 | 0 | 437.5177 | 0
|  |  | 437.5981 | 0.034613 | 437.52 | 0 | 437.5981 | 0 | 437.5981 | 0 |  |  | 437.5981 | 0 | 437.5981 | 0
|  |  | 437.6785 | 0.034613 | 437.6 | 0 | 437.6785 | 0 | 437.6785 | 0 |  |  | 437.6785 | 0 | 437.6785 | 0
|  |  | 437.7589 | 0.034613 | 437.68 | 0 | 437.7589 | 0 | 437.7589 | 0 |  |  | 437.7589 | 0 | 437.7589 | 0
|  |  | 437.8393 | 0.034613 | 437.76 | 0 | 437.8393 | 0 | 437.8393 | 0 |  |  | 437.8393 | 0 | 437.8393 | 0
|  |  | 437.9197 | 0.034613 | 437.84 | 0 | 437.9197 | 0 | 437.9197 | 0 |  |  | 437.9197 | 0 | 437.9197 | 0
|  |  | 438.0002 | 0.034613 | 437.92 | 0 | 438.0002 | 0 | 438.0002 | 0 |  |  | 438.0002 | 0 | 438.0002 | 0
|  |  | 438.0806 | 0.034613 | 438 | 0 | 438.0806 | 0 | 438.0806 | 0 |  |  | 438.0806 | 0 | 438.0806 | 0
|  |  | 438.161 | 0.034613 | 438.08 | 0 | 438.161 | 0 | 438.161 | 0 |  |  | 438.161 | 0 | 438.161 | 0
|  |  | 438.2414 | 0.034613 | 438.16 | 0 | 438.2414 | 0 | 438.2414 | 0 |  |  | 438.2414 | 0 | 438.2414 | 0
|  |  | 438.3218 | 0.034613 | 438.24 | 0 | 438.3218 | 0 | 438.3218 | 0 |  |  | 438.3218 | 0 | 438.3218 | 0
|  |  | 438.4023 | 0.034613 | 438.32 | 0 | 438.4023 | 0 | 438.4023 | 0 |  |  | 438.4023 | 0 | 438.4023 | 0
|  |  | 438.4827 | 0.034613 | 438.4 | 0 | 438.4827 | 0 | 438.4827 | 0 |  |  | 438.4827 | 0 | 438.4827 | 0
|  |  | 438.5631 | 0.034613 | 438.48 | 0 | 438.5631 | 0 | 438.5631 | 0 |  |  | 438.5631 | 0 | 438.5631 | 0
|  |  | 438.6436 | 0.034613 | 438.56 | 0 | 438.6436 | 0 | 438.6436 | 0 |  |  | 438.6436 | 0 | 438.6436 | 0
|  |  | 438.724 | 0.034613 | 438.64 | 0 | 438.724 | 0 | 438.724 | 0 |  |  | 438.724 | 0 | 438.724 | 0
|  |  | 438.8044 | 0.034613 | 438.72 | 0 | 438.8044 | 0 | 438.8044 | 0 |  |  | 438.8044 | 0 | 438.8044 | 0
|  |  | 438.8848 | 0.034613 | 438.8 | 0 | 438.8848 | 0 | 438.8848 | 0 |  |  | 438.8848 | 0 | 438.8849 | 0
|  |  | 438.9653 | 0.034613 | 438.88 | 0 | 438.9653 | 0 | 438.9653 | 0 |  |  | 438.9653 | 0 | 438.9653 | 0
|  |  | 439.0457 | 0.034613 | 438.97 | 0 | 439.0457 | 0 | 439.0457 | 0 |  |  | 439.0457 | 0 | 439.0457 | 0
|  |  | 439.1262 | 0.034613 | 439.05 | 0 | 439.1262 | 0 | 439.1262 | 0 |  |  | 439.1262 | 0 | 439.1262 | 0
|  |  | 439.2066 | 0.034613 | 439.13 | 0 | 439.2066 | 0 | 439.2066 | 0 |  |  | 439.2066 | 0 | 439.2066 | 0
|  |  | 439.287 | 0.034613 | 439.21 | 0 | 439.287 | 0 | 439.287 | 0 |  |  | 439.287 | 0 | 439.287 | 0
|  |  | 439.3675 | 0.034613 | 439.29 | 0 | 439.3675 | 0 | 439.3675 | 0 |  |  | 439.3675 | 0 | 439.3675 | 0
|  |  | 439.4479 | 0.034613 | 439.37 | 0 | 439.4479 | 0 | 439.4479 | 0 |  |  | 439.4479 | 0 | 439.4479 | 0
|  |  | 439.5284 | 0.034613 | 439.45 | 0 | 439.5284 | 0 | 439.5284 | 0 |  |  | 439.5284 | 0 | 439.5284 | 0
|  |  | 439.6088 | 0.034613 | 439.53 | 0 | 439.6088 | 0 | 439.6088 | 0 |  |  | 439.6088 | 0 | 439.6088 | 0
|  |  | 439.6893 | 0.034613 | 439.61 | 0 | 439.6893 | 0 | 439.6893 | 0 |  |  | 439.6893 | 0 | 439.6893 | 0
|  |  | 439.7697 | 0.034613 | 439.69 | 0 | 439.7697 | 0 | 439.7697 | 0 |  |  | 439.7697 | 0 | 439.7697 | 0
|  |  | 439.8502 | 0.034613 | 439.77 | 0 | 439.8502 | 0 | 439.8502 | 0 |  |  | 439.8502 | 0 | 439.8502 | 0
|  |  | 439.9306 | 0.034613 | 439.85 | 0 | 439.9306 | 0 | 439.9306 | 0 |  |  | 439.9306 | 0 | 439.9306 | 0
|  |  | 440.0111 | 0.034613 | 439.93 | 0 | 440.0111 | 0 | 440.0111 | 0 |  |  | 440.0111 | 0 | 440.0111 | 0
|  |  | 440.0915 | 0.034613 | 440.01 | 0 | 440.0915 | 0 | 440.0915 | 0 |  |  | 440.0915 | 0 | 440.0915 | 0
|  |  | 440.172 | 0.034613 | 440.09 | 0 | 440.172 | 0 | 440.172 | 0 |  |  | 440.172 | 0 | 440.172 | 0
|  |  | 440.2524 | 0.034613 | 440.17 | 0 | 440.2524 | 0 | 440.2524 | 0 |  |  | 440.2524 | 0 | 440.2524 | 0
|  |  | 440.3329 | 0.034613 | 440.25 | 0 | 440.3329 | 0 | 440.3329 | 0 |  |  | 440.3329 | 0 | 440.3329 | 0
|  |  | 440.4133 | 0.034613 | 440.33 | 0 | 440.4133 | 0 | 440.4133 | 0 |  |  | 440.4133 | 0 | 440.4134 | 0
|  |  | 440.4938 | 0.034613 | 440.41 | 0 | 440.4938 | 0 | 440.4938 | 0 |  |  | 440.4938 | 0 | 440.4938 | 0
|  |  | 440.5743 | 0.034613 | 440.49 | 0 | 440.5743 | 0 | 440.5743 | 0 |  |  | 440.5743 | 0 | 440.5743 | 0
|  |  | 440.6547 | 0.034613 | 440.57 | 0 | 440.6547 | 0 | 440.6547 | 0 |  |  | 440.6547 | 0 | 440.6548 | 0
|  |  | 440.7352 | 0.034613 | 440.65 | 0 | 440.7352 | 0 | 440.7352 | 0 |  |  | 440.7352 | 0 | 440.7352 | 0
|  |  | 440.8157 | 0.034613 | 440.74 | 0 | 440.8157 | 0 | 440.8157 | 0 |  |  | 440.8157 | 0 | 440.8157 | 0
|  |  | 440.8961 | 0.034613 | 440.82 | 0 | 440.8961 | 0 | 440.8961 | 0 |  |  | 440.8961 | 0 | 440.8961 | 0
|  |  | 440.9766 | 0.034613 | 440.9 | 0 | 440.9766 | 0 | 440.9766 | 0 |  |  | 440.9766 | 0 | 440.9766 | 0
|  |  | 441.0571 | 0.034613 | 440.98 | 0 | 441.0571 | 0 | 441.0571 | 0 |  |  | 441.0571 | 0 | 441.0571 | 0
|  |  | 441.1375 | 0.034613 | 441.06 | 0 | 441.1375 | 0 | 441.1375 | 0 |  |  | 441.1375 | 0 | 441.1375 | 0
|  |  | 441.218 | 0.034613 | 441.14 | 0 | 441.218 | 0 | 441.218 | 0 |  |  | 441.218 | 0 | 441.218 | 0
|  |  | 441.2985 | 0.034613 | 441.22 | 0 | 441.2985 | 0 | 441.2985 | 0 |  |  | 441.2985 | 0 | 441.2985 | 0
|  |  | 441.379 | 0.034613 | 441.3 | 0 | 441.379 | 0 | 441.379 | 0 |  |  | 441.379 | 0 | 441.379 | 0
|  |  | 441.4595 | 0.034613 | 441.38 | 0 | 441.4595 | 0 | 441.4595 | 0 |  |  | 441.4595 | 0 | 441.4594 | 0
|  |  | 441.5399 | 0.034613 | 441.46 | 0 | 441.5399 | 0 | 441.5399 | 0 |  |  | 441.5399 | 0 | 441.5399 | 0
|  |  | 441.6204 | 0.034613 | 441.54 | 0.04034 | 441.6204 | 0 | 441.6204 | 0 |  |  | 441.6204 | 0 | 441.6204 | 0
|  |  | 441.7009 | 0.034613 | 441.62 | 0 | 441.7009 | 0 | 441.7009 | 0 |  |  | 441.7009 | 0 | 441.7009 | 0
|  |  | 441.7814 | 0.034613 | 441.7 | 0 | 441.7814 | 0 | 441.7814 | 0 |  |  | 441.7814 | 0 | 441.7814 | 0
|  |  | 441.8619 | 0.034613 | 441.78 | 0 | 441.8619 | 0 | 441.8619 | 0 |  |  | 441.8619 | 0 | 441.8618 | 0
|  |  | 441.9423 | 0.034613 | 441.86 | 0 | 441.9423 | 0 | 441.9423 | 0 |  |  | 441.9423 | 0 | 441.9424 | 0
|  |  | 442.0228 | 0.034613 | 441.94 | 0 | 442.0228 | 0 | 442.0228 | 0 |  |  | 442.0228 | 0 | 442.0228 | 0
|  |  | 442.1033 | 0.034613 | 442.02 | 0 | 442.1033 | 0 | 442.1033 | 0 |  |  | 442.1033 | 0 | 442.1033 | 0
|  |  | 442.1838 | 0.034613 | 442.1 | 0 | 442.1838 | 0 | 442.1838 | 0 |  |  | 442.1838 | 0 | 442.1838 | 0
|  |  | 442.2643 | 0.034613 | 442.18 | 0 | 442.2643 | 0 | 442.2643 | 0 |  |  | 442.2643 | 0 | 442.2643 | 0
|  |  | 442.3448 | 0.034613 | 442.26 | 0 | 442.3448 | 0 | 442.3448 | 0 |  |  | 442.3448 | 0 | 442.3448 | 0
|  |  | 442.4253 | 0.034613 | 442.34 | 0 | 442.4253 | 0 | 442.4253 | 0 |  |  | 442.4253 | 0 | 442.4253 | 0
|  |  | 442.5058 | 0.034613 | 442.43 | 0 | 442.5058 | 0 | 442.5058 | 0 |  |  | 442.5058 | 0 | 442.5058 | 0
|  |  | 442.5863 | 0.034613 | 442.51 | 0 | 442.5863 | 0 | 442.5863 | 0 |  |  | 442.5863 | 0 | 442.5863 | 0
|  |  | 442.6668 | 0.034613 | 442.59 | 0 | 442.6668 | 0 | 442.6668 | 0 |  |  | 442.6668 | 0 | 442.6667 | 0
|  |  | 442.7473 | 0.034613 | 442.67 | 0 | 442.7473 | 0 | 442.7473 | 0 |  |  | 442.7473 | 0 | 442.7473 | 0
|  |  | 442.8278 | 0.034613 | 442.75 | 0 | 442.8278 | 0 | 442.8278 | 0 |  |  | 442.8278 | 0 | 442.8278 | 0
|  |  | 442.9083 | 0.034613 | 442.83 | 0 | 442.9083 | 0 | 442.9083 | 0 |  |  | 442.9083 | 0 | 442.9083 | 0
|  |  | 442.9888 | 0.034613 | 442.91 | 0 | 442.9888 | 0 | 442.9888 | 0 |  |  | 442.9888 | 0 | 442.9888 | 0
|  |  | 443.0693 | 0.034613 | 442.99 | 0 | 443.0693 | 0 | 443.0693 | 0 |  |  | 443.0693 | 0 | 443.0693 | 0
|  |  | 443.1498 | 0.034613 | 443.07 | 0 | 443.1498 | 0 | 443.1498 | 0 |  |  | 443.1498 | 0 | 443.1498 | 0
|  |  | 443.2303 | 0.034613 | 443.15 | 0 | 443.2303 | 0 | 443.2303 | 0 |  |  | 443.2303 | 0 | 443.2303 | 0
|  |  | 443.3108 | 0.034613 | 443.23 | 0 | 443.3108 | 0 | 443.3108 | 0 |  |  | 443.3108 | 0 | 443.3108 | 0
|  |  | 443.3913 | 0.034613 | 443.31 | 0 | 443.3913 | 0 | 443.3913 | 0 |  |  | 443.3913 | 0 | 443.3913 | 0
|  |  | 443.4718 | 0.034613 | 443.39 | 0 | 443.4718 | 0 | 443.4718 | 0 |  |  | 443.4718 | 0 | 443.4718 | 0
|  |  | 443.5523 | 0.034613 | 443.47 | 0 | 443.5523 | 0 | 443.5523 | 0 |  |  | 443.5523 | 0 | 443.5523 | 0
|  |  | 443.6328 | 0.034613 | 443.55 | 0 | 443.6328 | 0 | 443.6328 | 0 |  |  | 443.6328 | 0 | 443.6328 | 0
|  |  | 443.7133 | 0.034613 | 443.63 | 0 | 443.7133 | 0 | 443.7133 | 0 |  |  | 443.7133 | 0 | 443.7133 | 0
|  |  | 443.7939 | 0.034613 | 443.71 | 0 | 443.7939 | 0 | 443.7939 | 0 |  |  | 443.7939 | 0 | 443.7939 | 0
|  |  | 443.8744 | 0.034613 | 443.79 | 0 | 443.8744 | 0 | 443.8744 | 0 |  |  | 443.8744 | 0 | 443.8744 | 0
|  |  | 443.9549 | 0.034613 | 443.87 | 0 | 443.9549 | 0 | 443.9549 | 0 |  |  | 443.9549 | 0 | 443.9549 | 0
|  |  | 444.0354 | 0.034613 | 443.95 | 0 | 444.0354 | 0 | 444.0354 | 0 |  |  | 444.0354 | 0 | 444.0354 | 0
|  |  | 444.1159 | 0.034613 | 444.04 | 0 | 444.1159 | 0 | 444.1159 | 0 |  |  | 444.1159 | 0 | 444.1159 | 0
|  |  | 444.1965 | 0.034613 | 444.12 | 0 | 444.1965 | 0 | 444.1965 | 0 |  |  | 444.1965 | 0 | 444.1964 | 0
|  |  | 444.277 | 0.034613 | 444.2 | 0 | 444.277 | 0 | 444.277 | 0 |  |  | 444.277 | 0 | 444.277 | 0
|  |  | 444.3575 | 0.034613 | 444.28 | 0 | 444.3575 | 0 | 444.3575 | 0 |  |  | 444.3575 | 0 | 444.3575 | 0
|  |  | 444.438 | 0.034613 | 444.36 | 0 | 444.438 | 0 | 444.438 | 0 |  |  | 444.438 | 0 | 444.438 | 0
|  |  | 444.5186 | 0.034613 | 444.44 | 0 | 444.5186 | 0 | 444.5186 | 0 |  |  | 444.5186 | 0 | 444.5186 | 0
|  |  | 444.5991 | 0.034613 | 444.52 | 0 | 444.5991 | 0 | 444.5991 | 0 |  |  | 444.5991 | 0 | 444.5991 | 0
|  |  | 444.6796 | 0.034613 | 444.6 | 0 | 444.6796 | 0 | 444.6796 | 0 |  |  | 444.6796 | 0 | 444.6796 | 0
|  |  | 444.7601 | 0.034613 | 444.68 | 0 | 444.7601 | 0 | 444.7601 | 0 |  |  | 444.7601 | 0 | 444.7601 | 0
|  |  | 444.8407 | 0.034613 | 444.76 | 0 | 444.8407 | 0 | 444.8407 | 0 |  |  | 444.8407 | 0 | 444.8407 | 0
|  |  | 444.9212 | 0.034613 | 444.84 | 0 | 444.9212 | 0 | 444.9212 | 0 |  |  | 444.9212 | 0 | 444.9212 | 0
|  |  | 445.0017 | 0.034613 | 444.92 | 0 | 445.0017 | 0 | 445.0017 | 0 |  |  | 445.0017 | 0 | 445.0017 | 0
|  |  | 445.0823 | 0.034613 | 445 | 0 | 445.0823 | 0 | 445.0823 | 0 |  |  | 445.0823 | 0 | 445.0823 | 0
|  |  | 445.1628 | 0.034613 | 445.08 | 0 | 445.1628 | 0 | 445.1628 | 0 |  |  | 445.1628 | 0 | 445.1628 | 0
|  |  | 445.2433 | 0.034613 | 445.16 | 0 | 445.2433 | 0 | 445.2433 | 0 |  |  | 445.2433 | 0 | 445.2433 | 0
|  |  | 445.3239 | 0.034613 | 445.24 | 0 | 445.3239 | 0 | 445.3239 | 0 |  |  | 445.3239 | 0 | 445.3239 | 0
|  |  | 445.4044 | 0.034613 | 445.32 | 0 | 445.4044 | 0 | 445.4044 | 0 |  |  | 445.4044 | 0 | 445.4044 | 0
|  |  | 445.485 | 0.034613 | 445.4 | 0 | 445.485 | 0 | 445.485 | 0 |  |  | 445.485 | 0 | 445.485 | 0
|  |  | 445.5655 | 0.034613 | 445.48 | 0 | 445.5655 | 0 | 445.5655 | 0 |  |  | 445.5655 | 0 | 445.5655 | 0
|  |  | 445.6461 | 0.034613 | 445.57 | 0 | 445.6461 | 0 | 445.6461 | 0 |  |  | 445.6461 | 0 | 445.6461 | 0
|  |  | 445.7266 | 0.034613 | 445.65 | 0 | 445.7266 | 0 | 445.7266 | 0 |  |  | 445.7266 | 0 | 445.7266 | 0
|  |  | 445.8071 | 0.034613 | 445.73 | 0 | 445.8071 | 0 | 445.8071 | 0 |  |  | 445.8071 | 0 | 445.8072 | 0
|  |  | 445.8877 | 0.034613 | 445.81 | 0 | 445.8877 | 0 | 445.8877 | 0 |  |  | 445.8877 | 0 | 445.8877 | 0
|  |  | 445.9682 | 0.034613 | 445.89 | 0 | 445.9682 | 0 | 445.9682 | 0 |  |  | 445.9682 | 0 | 445.9682 | 0
|  |  | 446.0488 | 0.034613 | 445.97 | 0 | 446.0488 | 0 | 446.0488 | 0 |  |  | 446.0488 | 0 | 446.0488 | 0
|  |  | 446.1293 | 0.034613 | 446.05 | 0 | 446.1293 | 0 | 446.1293 | 0 |  |  | 446.1293 | 0 | 446.1293 | 0
|  |  | 446.2099 | 0.034613 | 446.13 | 0 | 446.2099 | 0 | 446.2099 | 0 |  |  | 446.2099 | 0 | 446.2099 | 0
|  |  | 446.2905 | 0.034613 | 446.21 | 0 | 446.2905 | 0 | 446.2905 | 0 |  |  | 446.2905 | 0 | 446.2905 | 0
|  |  | 446.371 | 0.034613 | 446.29 | 0 | 446.371 | 0 | 446.371 | 0 |  |  | 446.371 | 0 | 446.371 | 0
|  |  | 446.4516 | 0.034613 | 446.37 | 0 | 446.4516 | 0 | 446.4516 | 0 |  |  | 446.4516 | 0 | 446.4516 | 0
|  |  | 446.5321 | 0.034613 | 446.45 | 0 | 446.5321 | 0 | 446.5321 | 0 |  |  | 446.5321 | 0 | 446.5321 | 0
|  |  | 446.6127 | 0.034613 | 446.53 | 0 | 446.6127 | 0 | 446.6127 | 0 |  |  | 446.6127 | 0 | 446.6127 | 0
|  |  | 446.6932 | 0.034613 | 446.61 | 0 | 446.6932 | 0 | 446.6932 | 0 |  |  | 446.6932 | 0 | 446.6932 | 0
|  |  | 446.7738 | 0.034613 | 446.69 | 0 | 446.7738 | 0 | 446.7738 | 0 |  |  | 446.7738 | 0 | 446.7738 | 0
|  |  | 446.8544 | 0.034613 | 446.77 | 0 | 446.8544 | 0 | 446.8544 | 0 |  |  | 446.8544 | 0 | 446.8544 | 0
|  |  | 446.9349 | 0.034613 | 446.85 | 0 | 446.9349 | 0 | 446.9349 | 0 |  |  | 446.9349 | 0 | 446.9349 | 0
|  |  | 447.0155 | 0.034613 | 446.93 | 0 | 447.0155 | 0 | 447.0155 | 0 |  |  | 447.0155 | 0 | 447.0155 | 0
|  |  | 447.0961 | 0.034613 | 447.02 | 0 | 447.0961 | 0 | 447.0961 | 0 |  |  | 447.0961 | 0 | 447.0961 | 0
|  |  | 447.1766 | 0.034613 | 447.1 | 0 | 447.1766 | 0 | 447.1766 | 0 |  |  | 447.1766 | 0 | 447.1766 | 0
|  |  | 447.2572 | 0.034613 | 447.18 | 0 | 447.2572 | 0 | 447.2572 | 0 |  |  | 447.2572 | 0 | 447.2572 | 0
|  |  | 447.3378 | 0.034613 | 447.26 | 0 | 447.3378 | 0 | 447.3378 | 0 |  |  | 447.3378 | 0 | 447.3378 | 0
|  |  | 447.4183 | 0.034613 | 447.34 | 0 | 447.4183 | 0 | 447.4183 | 0 |  |  | 447.4183 | 0 | 447.4184 | 0
|  |  | 447.4989 | 0.034613 | 447.42 | 0 | 447.4989 | 0 | 447.4989 | 0 |  |  | 447.4989 | 0 | 447.4989 | 0
|  |  | 447.5795 | 0.034613 | 447.5 | 0 | 447.5795 | 0 | 447.5795 | 0 |  |  | 447.5795 | 0 | 447.5795 | 0
|  |  | 447.6601 | 0.034613 | 447.58 | 0 | 447.6601 | 0 | 447.6601 | 0 |  |  | 447.6601 | 0 | 447.6601 | 0
|  |  | 447.7407 | 0.034613 | 447.66 | 0 | 447.7407 | 0 | 447.7407 | 0 |  |  | 447.7407 | 0 | 447.7407 | 0
|  |  | 447.8212 | 0.034613 | 447.74 | 0 | 447.8212 | 0 | 447.8212 | 0 |  |  | 447.8212 | 0 | 447.8212 | 0
|  |  | 447.9018 | 0.034613 | 447.82 | 0 | 447.9018 | 0 | 447.9018 | 0 |  |  | 447.9018 | 0 | 447.9018 | 0
|  |  | 447.9824 | 0.034613 | 447.9 | 0 | 447.9824 | 0 | 447.9824 | 0 |  |  | 447.9824 | 0 | 447.9824 | 0
|  |  | 448.063 | 0.034613 | 447.98 | 0 | 448.063 | 0 | 448.063 | 0 |  |  | 448.063 | 0 | 448.063 | 0
|  |  | 448.1436 | 0.034613 | 448.06 | 0 | 448.1436 | 0 | 448.1436 | 0 |  |  | 448.1436 | 0 | 448.1436 | 0
|  |  | 448.2241 | 0.034613 | 448.14 | 0 | 448.2241 | 0 | 448.2241 | 0 |  |  | 448.2241 | 0 | 448.2242 | 0
|  |  | 448.3047 | 0.034613 | 448.22 | 0 | 448.3047 | 0 | 448.3047 | 0 |  |  | 448.3047 | 0 | 448.3047 | 0
|  |  | 448.3853 | 0.034613 | 448.3 | 0 | 448.3853 | 0 | 448.3853 | 0 |  |  | 448.3853 | 0 | 448.3853 | 0
|  |  | 448.4659 | 0.034613 | 448.39 | 0 | 448.4659 | 0 | 448.4659 | 0 |  |  | 448.4659 | 0 | 448.4659 | 0
|  |  | 448.5465 | 0.034613 | 448.47 | 0 | 448.5465 | 0 | 448.5465 | 0 |  |  | 448.5465 | 0 | 448.5465 | 0
|  |  | 448.6271 | 0.034613 | 448.55 | 0 | 448.6271 | 0 | 448.6271 | 0 |  |  | 448.6271 | 0 | 448.6271 | 0
|  |  | 448.7077 | 0.034613 | 448.63 | 0 | 448.7077 | 0 | 448.7077 | 0 |  |  | 448.7077 | 0 | 448.7077 | 0
|  |  | 448.7883 | 0.034613 | 448.71 | 0 | 448.7883 | 0 | 448.7883 | 0 |  |  | 448.7883 | 0 | 448.7883 | 0
|  |  | 448.8689 | 0.034613 | 448.79 | 0 | 448.8689 | 0 | 448.8689 | 0 |  |  | 448.8689 | 0 | 448.8689 | 0
|  |  | 448.9495 | 0.034613 | 448.87 | 0 | 448.9495 | 0 | 448.9495 | 0 |  |  | 448.9495 | 0 | 448.9495 | 0
|  |  | 449.0301 | 0.034613 | 448.95 | 0 | 449.0301 | 0 | 449.0301 | 0 |  |  | 449.0301 | 0 | 449.0301 | 0
|  |  | 449.1107 | 0.034613 | 449.03 | 0 | 449.1107 | 0 | 449.1107 | 0 |  |  | 449.1107 | 0 | 449.1107 | 0
|  |  | 449.1913 | 0.034613 | 449.11 | 0 | 449.1913 | 0 | 449.1913 | 0 |  |  | 449.1913 | 0 | 449.1913 | 0
|  |  | 449.2719 | 0.034613 | 449.19 | 0 | 449.2719 | 0 | 449.2719 | 0 |  |  | 449.2719 | 0 | 449.2719 | 0
|  |  | 449.3525 | 0.034613 | 449.27 | 0 | 449.3525 | 0 | 449.3525 | 0 |  |  | 449.3525 | 0 | 449.3524 | 0
|  |  | 449.4331 | 0.034613 | 449.35 | 0 | 449.4331 | 0 | 449.4331 | 0 |  |  | 449.4331 | 0 | 449.4331 | 0
|  |  | 449.5137 | 0.034613 | 449.43 | 0 | 449.5137 | 0 | 449.5137 | 0 |  |  | 449.5137 | 0 | 449.5137 | 0
|  |  | 449.5943 | 0.034613 | 449.51 | 0 | 449.5943 | 0 | 449.5943 | 0 |  |  | 449.5943 | 0 | 449.5943 | 0
|  |  | 449.6749 | 0.034613 | 449.59 | 0 | 449.6749 | 0 | 449.6749 | 0 |  |  | 449.6749 | 0 | 449.6749 | 0
|  |  | 449.7555 | 0.034613 | 449.67 | 0 | 449.7555 | 0 | 449.7555 | 0 |  |  | 449.7555 | 0 | 449.7555 | 0
|  |  | 449.8361 | 0.034613 | 449.76 | 0 | 449.8361 | 0 | 449.8361 | 0 |  |  | 449.8361 | 0 | 449.8361 | 0
|  |  | 449.9167 | 0.034613 | 449.84 | 0 | 449.9167 | 0 | 449.9167 | 0 |  |  | 449.9167 | 0 | 449.9167 | 0
|  |  | 449.9973 | 0.034613 | 449.92 | 0 | 449.9973 | 0 | 449.9973 | 0 |  |  | 449.9973 | 0 | 449.9973 | 0
|  |  | 450.0779 | 0.034613 | 450 | 0 | 450.0779 | 0 | 450.0779 | 0 |  |  | 450.0779 | 0 | 450.0779 | 0
|  |  | 450.1585 | 0.034613 | 450.08 | 0 | 450.1585 | 0 | 450.1585 | 0 |  |  | 450.1585 | 0 | 450.1585 | 0
|  |  | 450.2392 | 0.034613 | 450.16 | 0 | 450.2392 | 0 | 450.2392 | 0 |  |  | 450.2392 | 0 | 450.2392 | 0
|  |  | 450.3198 | 0.034613 | 450.24 | 0 | 450.3198 | 0 | 450.3198 | 0 |  |  | 450.3198 | 0 | 450.3198 | 0
|  |  | 450.4004 | 0.034613 | 450.32 | 0 | 450.4004 | 0 | 450.4004 | 0 |  |  | 450.4004 | 0 | 450.4004 | 0
|  |  | 450.481 | 0.034613 | 450.4 | 0 | 450.481 | 0 | 450.481 | 0 |  |  | 450.481 | 0 | 450.481 | 0
|  |  | 450.5616 | 0.034613 | 450.48 | 0 | 450.5616 | 0 | 450.5616 | 0 |  |  | 450.5616 | 0 | 450.5616 | 0
|  |  | 450.6422 | 0.034613 | 450.56 | 0 | 450.6422 | 0 | 450.6422 | 0 |  |  | 450.6422 | 0 | 450.6422 | 0
|  |  | 450.7229 | 0.034613 | 450.64 | 0 | 450.7229 | 0 | 450.7229 | 0 |  |  | 450.7229 | 0 | 450.7229 | 0
|  |  | 450.8035 | 0.034613 | 450.72 | 0 | 450.8035 | 0 | 450.8035 | 0 |  |  | 450.8035 | 0 | 450.8035 | 0
|  |  | 450.8841 | 0.034613 | 450.8 | 0 | 450.8841 | 0 | 450.8841 | 0 |  |  | 450.8841 | 0 | 450.8841 | 0
|  |  | 450.9647 | 0.034613 | 450.88 | 0 | 450.9647 | 0 | 450.9647 | 0 |  |  | 450.9647 | 0 | 450.9648 | 0
|  |  | 451.0454 | 0.034613 | 450.96 | 0 | 451.0454 | 0 | 451.0454 | 0 |  |  | 451.0454 | 0 | 451.0454 | 0
|  |  | 451.126 | 0.034613 | 451.05 | 0 | 451.126 | 0 | 451.126 | 0 |  |  | 451.126 | 0 | 451.126 | 0
|  |  | 451.2066 | 0.034613 | 451.13 | 0 | 451.2066 | 0 | 451.2066 | 0 |  |  | 451.2066 | 0 | 451.2066 | 0
|  |  | 451.2873 | 0.034613 | 451.21 | 0 | 451.2873 | 0 | 451.2873 | 0 |  |  | 451.2873 | 0 | 451.2873 | 0
|  |  | 451.3679 | 0.034613 | 451.29 | 0 | 451.3679 | 0 | 451.3679 | 0 |  |  | 451.3679 | 0 | 451.3679 | 0
|  |  | 451.4485 | 0.034613 | 451.37 | 0 | 451.4485 | 0 | 451.4485 | 0 |  |  | 451.4485 | 0 | 451.4485 | 0
|  |  | 451.5292 | 0.034613 | 451.45 | 0 | 451.5292 | 0 | 451.5292 | 0 |  |  | 451.5292 | 0 | 451.5292 | 0
|  |  | 451.6098 | 0.034613 | 451.53 | 0 | 451.6098 | 0 | 451.6098 | 0 |  |  | 451.6098 | 0 | 451.6098 | 0
|  |  | 451.6904 | 0.034613 | 451.61 | 0 | 451.6904 | 0 | 451.6904 | 0 |  |  | 451.6904 | 0 | 451.6904 | 0
|  |  | 451.7711 | 0.034613 | 451.69 | 0 | 451.7711 | 0 | 451.7711 | 0 |  |  | 451.7711 | 0 | 451.7711 | 0
|  |  | 451.8517 | 0.034613 | 451.77 | 0 | 451.8517 | 0 | 451.8517 | 0 |  |  | 451.8517 | 0 | 451.8517 | 0
|  |  | 451.9323 | 0.034613 | 451.85 | 0 | 451.9323 | 0 | 451.9323 | 0 |  |  | 451.9323 | 0 | 451.9323 | 0
|  |  | 452.013 | 0.034613 | 451.93 | 0 | 452.013 | 0 | 452.013 | 0 |  |  | 452.013 | 0 | 452.013 | 0
|  |  | 452.0936 | 0.034613 | 452.01 | 0 | 452.0936 | 0 | 452.0936 | 0 |  |  | 452.0936 | 0 | 452.0936 | 0
|  |  | 452.1743 | 0.034613 | 452.09 | 0 | 452.1743 | 0 | 452.1743 | 0 |  |  | 452.1743 | 0 | 452.1743 | 0
|  |  | 452.2549 | 0.034613 | 452.17 | 0 | 452.2549 | 0 | 452.2549 | 0 |  |  | 452.2549 | 0 | 452.2549 | 0
|  |  | 452.3356 | 0.034613 | 452.25 | 0 | 452.3356 | 0 | 452.3356 | 0 |  |  | 452.3356 | 0 | 452.3356 | 0
|  |  | 452.4162 | 0.034613 | 452.34 | 0 | 452.4162 | 0 | 452.4162 | 0 |  |  | 452.4162 | 0 | 452.4162 | 0
|  |  | 452.4969 | 0.034613 | 452.42 | 0 | 452.4969 | 0 | 452.4969 | 0 |  |  | 452.4969 | 0 | 452.4969 | 0
|  |  | 452.5775 | 0.034613 | 452.5 | 0 | 452.5775 | 0 | 452.5775 | 0 |  |  | 452.5775 | 0 | 452.5775 | 0
|  |  | 452.6582 | 0.034613 | 452.58 | 0 | 452.6582 | 0 | 452.6582 | 0 |  |  | 452.6582 | 0 | 452.6582 | 0
|  |  | 452.7388 | 0.034613 | 452.66 | 0 | 452.7388 | 0 | 452.7388 | 0 |  |  | 452.7388 | 0 | 452.7388 | 0
|  |  | 452.8195 | 0.034613 | 452.74 | 0 | 452.8195 | 0 | 452.8195 | 0 |  |  | 452.8195 | 0 | 452.8195 | 0
|  |  | 452.9001 | 0.034613 | 452.82 | 0 | 452.9001 | 0 | 452.9001 | 0 |  |  | 452.9001 | 0 | 452.9001 | 0
|  |  | 452.9808 | 0.034613 | 452.9 | 0 | 452.9808 | 0 | 452.9808 | 0 |  |  | 452.9808 | 0 | 452.9808 | 0
|  |  | 453.0614 | 0.034613 | 452.98 | 0 | 453.0614 | 0 | 453.0614 | 0 |  |  | 453.0614 | 0 | 453.0614 | 0
|  |  | 453.1421 | 0.034613 | 453.06 | 0 | 453.1421 | 0 | 453.1421 | 0 |  |  | 453.1421 | 0 | 453.1421 | 0
|  |  | 453.2228 | 0.034613 | 453.14 | 0 | 453.2228 | 0 | 453.2228 | 0 |  |  | 453.2228 | 0 | 453.2227 | 0
|  |  | 453.3034 | 0.034613 | 453.22 | 0 | 453.3034 | 0 | 453.3034 | 0 |  |  | 453.3034 | 0 | 453.3034 | 0
|  |  | 453.3841 | 0.034613 | 453.3 | 0 | 453.3841 | 0 | 453.3841 | 0 |  |  | 453.3841 | 0 | 453.3841 | 0
|  |  | 453.4647 | 0.034613 | 453.38 | 0.04034 | 453.4647 | 0 | 453.4647 | 0 |  |  | 453.4647 | 0 | 453.4648 | 0
|  |  | 453.5454 | 0.034613 | 453.46 | 0 | 453.5454 | 0 | 453.5454 | 0 |  |  | 453.5454 | 0 | 453.5454 | 0
|  |  | 453.6261 | 0.034613 | 453.55 | 0 | 453.6261 | 0 | 453.6261 | 0 |  |  | 453.6261 | 0 | 453.6261 | 0
|  |  | 453.7067 | 0.034613 | 453.63 | 0 | 453.7067 | 0 | 453.7067 | 0 |  |  | 453.7067 | 0 | 453.7067 | 0
|  |  | 453.7874 | 0.034613 | 453.71 | 0 | 453.7874 | 0 | 453.7874 | 0 |  |  | 453.7874 | 0 | 453.7874 | 0
|  |  | 453.8681 | 0.034613 | 453.79 | 0 | 453.8681 | 0 | 453.8681 | 0 |  |  | 453.8681 | 0 | 453.8681 | 0
|  |  | 453.9487 | 0.034613 | 453.87 | 0 | 453.9487 | 0 | 453.9487 | 0 |  |  | 453.9487 | 0 | 453.9487 | 0
|  |  | 454.0294 | 0.034613 | 453.95 | 0 | 454.0294 | 0 | 454.0294 | 0 |  |  | 454.0294 | 0 | 454.0294 | 0
|  |  | 454.1101 | 0.034613 | 454.03 | 0 | 454.1101 | 0 | 454.1101 | 0 |  |  | 454.1101 | 0 | 454.1101 | 0
|  |  | 454.1908 | 0.034613 | 454.11 | 0 | 454.1908 | 0 | 454.1908 | 0 |  |  | 454.1908 | 0 | 454.1908 | 0
|  |  | 454.2714 | 0.034613 | 454.19 | 0 | 454.2714 | 0 | 454.2714 | 0 |  |  | 454.2714 | 0 | 454.2714 | 0
|  |  | 454.3521 | 0.034613 | 454.27 | 0 | 454.3521 | 0 | 454.3521 | 0 |  |  | 454.3521 | 0 | 454.3521 | 0
|  |  | 454.4328 | 0.034613 | 454.35 | 0.04034 | 454.4328 | 0 | 454.4328 | 0 |  |  | 454.4328 | 0 | 454.4328 | 0
|  |  | 454.5135 | 0.034613 | 454.43 | 0 | 454.5135 | 0 | 454.5135 | 0 |  |  | 454.5135 | 0 | 454.5135 | 0
|  |  | 454.5941 | 0.034613 | 454.51 | 0 | 454.5941 | 0 | 454.5941 | 0 |  |  | 454.5941 | 0 | 454.5941 | 0
|  |  | 454.6748 | 0.034613 | 454.59 | 0 | 454.6748 | 0 | 454.6748 | 0 |  |  | 454.6748 | 0 | 454.6748 | 0
|  |  | 454.7555 | 0.034613 | 454.67 | 0 | 454.7555 | 0 | 454.7555 | 0 |  |  | 454.7555 | 0 | 454.7555 | 0
|  |  | 454.8362 | 0.034613 | 454.76 | 0 | 454.8362 | 0 | 454.8362 | 0 |  |  | 454.8362 | 0 | 454.8362 | 0
|  |  | 454.9169 | 0.034613 | 454.84 | 0 | 454.9169 | 0 | 454.9169 | 0 |  |  | 454.9169 | 0 | 454.9169 | 0
|  |  | 454.9975 | 0.034613 | 454.92 | 0 | 454.9975 | 0 | 454.9975 | 0 |  |  | 454.9975 | 0 | 454.9976 | 0
|  |  | 455.0782 | 0.034613 | 455 | 0 | 455.0782 | 0 | 455.0782 | 0 |  |  | 455.0782 | 0 | 455.0782 | 0
|  |  | 455.1589 | 0.034613 | 455.08 | 0 | 455.1589 | 0 | 455.1589 | 0 |  |  | 455.1589 | 0 | 455.1589 | 0
|  |  | 455.2396 | 0.034613 | 455.16 | 0 | 455.2396 | 0 | 455.2396 | 0 |  |  | 455.2396 | 0 | 455.2396 | 0
|  |  | 455.3203 | 0.034613 | 455.24 | 0 | 455.3203 | 0 | 455.3203 | 0 |  |  | 455.3203 | 0 | 455.3203 | 0
|  |  | 455.401 | 0.034613 | 455.32 | 0 | 455.401 | 0 | 455.401 | 0 |  |  | 455.401 | 0 | 455.401 | 0
|  |  | 455.4817 | 0.034613 | 455.4 | 0 | 455.4817 | 0 | 455.4817 | 0 |  |  | 455.4817 | 0 | 455.4817 | 0
|  |  | 455.5624 | 0.034613 | 455.48 | 0 | 455.5624 | 0 | 455.5624 | 0 |  |  | 455.5624 | 0 | 455.5624 | 0
|  |  | 455.6431 | 0.034613 | 455.56 | 0 | 455.6431 | 0 | 455.6431 | 0 |  |  | 455.6431 | 0 | 455.6431 | 0
|  |  | 455.7238 | 0.034613 | 455.64 | 0 | 455.7238 | 0 | 455.7238 | 0 |  |  | 455.7238 | 0 | 455.7238 | 0
|  |  | 455.8045 | 0.034613 | 455.72 | 0 | 455.8045 | 0 | 455.8045 | 0 |  |  | 455.8045 | 0 | 455.8044 | 0
|  |  | 455.8852 | 0.034613 | 455.8 | 0 | 455.8852 | 0 | 455.8852 | 0 |  |  | 455.8852 | 0 | 455.8852 | 0
|  |  | 455.9658 | 0.034613 | 455.89 | 0 | 455.9658 | 0 | 455.9658 | 0 |  |  | 455.9658 | 0 | 455.9659 | 0
|  |  | 456.0466 | 0.034613 | 455.97 | 0 | 456.0466 | 0 | 456.0466 | 0 |  |  | 456.0466 | 0 | 456.0465 | 0
|  |  | 456.1273 | 0.034613 | 456.05 | 0 | 456.1273 | 0 | 456.1273 | 0 |  |  | 456.1273 | 0 | 456.1273 | 0
|  |  | 456.2079 | 0.034613 | 456.13 | 0 | 456.2079 | 0 | 456.2079 | 0 |  |  | 456.2079 | 0 | 456.2079 | 0
|  |  | 456.2887 | 0.034613 | 456.21 | 0 | 456.2887 | 0 | 456.2887 | 0 |  |  | 456.2887 | 0 | 456.2887 | 0
|  |  | 456.3694 | 0.034613 | 456.29 | 0 | 456.3694 | 0 | 456.3694 | 0 |  |  | 456.3694 | 0 | 456.3694 | 0
|  |  | 456.4501 | 0.034613 | 456.37 | 0 | 456.4501 | 0 | 456.4501 | 0 |  |  | 456.4501 | 0 | 456.4501 | 0
|  |  | 456.5308 | 0.034613 | 456.45 | 0 | 456.5308 | 0 | 456.5308 | 0 |  |  | 456.5308 | 0 | 456.5308 | 0
|  |  | 456.6115 | 0.034613 | 456.53 | 0 | 456.6115 | 0 | 456.6115 | 0 |  |  | 456.6115 | 0 | 456.6115 | 0
|  |  | 456.6922 | 0.034613 | 456.61 | 0 | 456.6922 | 0 | 456.6922 | 0 |  |  | 456.6922 | 0 | 456.6922 | 0
|  |  | 456.7729 | 0.034613 | 456.69 | 0 | 456.7729 | 0 | 456.7729 | 0 |  |  | 456.7729 | 0 | 456.7729 | 0
|  |  | 456.8536 | 0.034613 | 456.77 | 0 | 456.8536 | 0 | 456.8536 | 0 |  |  | 456.8536 | 0 | 456.8536 | 0
|  |  | 456.9343 | 0.034613 | 456.85 | 0 | 456.9343 | 0 | 456.9343 | 0 |  |  | 456.9343 | 0 | 456.9343 | 0
|  |  | 457.015 | 0.034613 | 456.93 | 0 | 457.015 | 0 | 457.015 | 0 |  |  | 457.015 | 0 | 457.015 | 0
|  |  | 457.0957 | 0.034613 | 457.02 | 0 | 457.0957 | 0 | 457.0957 | 0 |  |  | 457.0957 | 0 | 457.0957 | 0
|  |  | 457.1765 | 0.034613 | 457.1 | 0 | 457.1765 | 0 | 457.1765 | 0 |  |  | 457.1765 | 0 | 457.1765 | 0
|  |  | 457.2572 | 0.034613 | 457.18 | 0 | 457.2572 | 0 | 457.2572 | 0 |  |  | 457.2572 | 0 | 457.2572 | 0
|  |  | 457.3379 | 0.034613 | 457.26 | 0 | 457.3379 | 0 | 457.3379 | 0 |  |  | 457.3379 | 0 | 457.3379 | 0
|  |  | 457.4186 | 0.034613 | 457.34 | 0 | 457.4186 | 0 | 457.4186 | 0 |  |  | 457.4186 | 0 | 457.4186 | 0
|  |  | 457.4993 | 0.034613 | 457.42 | 0 | 457.4993 | 0 | 457.4993 | 0 |  |  | 457.4993 | 0 | 457.4993 | 0
|  |  | 457.5801 | 0.034613 | 457.5 | 0 | 457.5801 | 0 | 457.5801 | 0 |  |  | 457.5801 | 0 | 457.58 | 0
|  |  | 457.6608 | 0.034613 | 457.58 | 0 | 457.6608 | 0 | 457.6608 | 0 |  |  | 457.6608 | 0 | 457.6608 | 0
|  |  | 457.7415 | 0.034613 | 457.66 | 0 | 457.7415 | 0 | 457.7415 | 0 |  |  | 457.7415 | 0 | 457.7415 | 0
|  |  | 457.8222 | 0.034613 | 457.74 | 0 | 457.8222 | 0 | 457.8222 | 0 |  |  | 457.8222 | 0 | 457.8222 | 0
|  |  | 457.9029 | 0.034613 | 457.82 | 0 | 457.9029 | 0 | 457.9029 | 0 |  |  | 457.9029 | 0 | 457.903 | 0
|  |  | 457.9837 | 0.034613 | 457.9 | 0 | 457.9837 | 0 | 457.9837 | 0 |  |  | 457.9837 | 0 | 457.9837 | 0
|  |  | 458.0644 | 0.034613 | 457.98 | 0 | 458.0644 | 0 | 458.0644 | 0 |  |  | 458.0644 | 0 | 458.0644 | 0
|  |  | 458.1451 | 0.034613 | 458.06 | 0 | 458.1451 | 0 | 458.1451 | 0 |  |  | 458.1451 | 0 | 458.1451 | 0
|  |  | 458.2258 | 0.034613 | 458.15 | 0 | 458.2258 | 0 | 458.2258 | 0 |  |  | 458.2258 | 0 | 458.2259 | 0
|  |  | 458.3066 | 0.034613 | 458.23 | 0 | 458.3066 | 0 | 458.3066 | 0 |  |  | 458.3066 | 0 | 458.3066 | 0
|  |  | 458.3873 | 0.034613 | 458.31 | 0 | 458.3873 | 0 | 458.3873 | 0 |  |  | 458.3873 | 0 | 458.3873 | 0
|  |  | 458.468 | 0.034613 | 458.39 | 0 | 458.468 | 0 | 458.468 | 0 |  |  | 458.468 | 0 | 458.468 | 0
|  |  | 458.5488 | 0.034613 | 458.47 | 0 | 458.5488 | 0 | 458.5488 | 0 |  |  | 458.5488 | 0 | 458.5488 | 0
|  |  | 458.6295 | 0.034613 | 458.55 | 0 | 458.6295 | 0 | 458.6295 | 0 |  |  | 458.6295 | 0 | 458.6295 | 0
|  |  | 458.7102 | 0.034613 | 458.63 | 0 | 458.7102 | 0 | 458.7102 | 0 |  |  | 458.7102 | 0 | 458.7102 | 0
|  |  | 458.791 | 0.034613 | 458.71 | 0 | 458.791 | 0 | 458.791 | 0 |  |  | 458.791 | 0 | 458.791 | 0
|  |  | 458.8717 | 0.034613 | 458.79 | -0.04034 | 458.8717 | 0 | 458.8717 | 0 |  |  | 458.8717 | 0 | 458.8717 | 0
|  |  | 458.9525 | 0.034613 | 458.87 | -0.04034 | 458.9525 | 0 | 458.9525 | 0 |  |  | 458.9525 | 0 | 458.9525 | 0
|  |  | 459.0332 | 0.034613 | 458.95 | -0.04034 | 459.0332 | 0 | 459.0332 | 0 |  |  | 459.0332 | 0 | 459.0332 | 0
|  |  | 459.1139 | 0.034613 | 459.03 | 0 | 459.1139 | 0 | 0 | 0 |  |  | 0 | 0 | 459.114 | 0
|  |  | 459.1947 | 0.034613 | 459.11 | -0.04034 | 459.1947 | 0 | 0 | 0 |  |  | 0 | 0 | 459.1947 | 0

## Normalized Spectra
LED Item # | M265D4 |  | M275D2 |  | M275D3 |  | M285D3 |  | M300D3 |  | M310D1 |  | M325D3 |  | M340D4
Spectra | Wavelength (nm) | Normalized Intensity | Wavelength (nm) | Normalized Intensity | Wavelength (nm) | Normalized Intensity | Wavelength (nm) | Normalized Intensity | Wavelength (nm) | Normalized Intensity | Wavelength (nm) | Normalized Intensity | Wavelength (nm) | Normalized Intensity | Wavelength (nm) | Normalized Intensity
| 181.1516 | 0.00381 | 181.0823 | 0.01214 | 0 | 0 | 181.0823 | 0 | 181.0823 | 0 | 270.239 | 0.002908 | 181.0823 | 0 | 181.0823 | 0
| 181.2208 | 0.00513 | 181.1516 | 0.01214 | 181.08 | 0 | 181.1516 | 0 | 181.1516 | 0 | 270.3139 | -0.0043296 | 181.1516 | 0 | 181.1516 | 0
| 181.4287 | 0.00621 | 181.2208 | 0.01214 | 181.15 | 0 | 181.2208 | 0 | 181.2208 | 0 | 270.3887 | -0.0027394 | 181.2208 | 0 | 181.2208 | 0
| 181.498 | 0.00836 | 181.2901 | 0.01214 | 181.22 | 0 | 181.2901 | 0 | 181.2901 | 0 | 270.4636 | -0.0035817 | 181.2901 | 0 | 181.2901 | 0
| 181.7751 | 0.00098855 | 181.3594 | 0.01214 | 181.29 | 0 | 181.3594 | 0 | 181.3594 | 0 | 270.5384 | -0.0027229 | 181.3594 | 0 | 181.3594 | 0
| 181.9831 | 0.00572 | 181.4287 | 0.01214 | 181.36 | 0 | 181.4287 | 0 | 181.4287 | 0 | 270.6133 | -0.0072343 | 181.4287 | 0 | 181.4287 | 0
| 182.0524 | 0.00657 | 181.498 | 0.01214 | 181.43 | 0 | 181.498 | 0 | 181.498 | 0 | 270.6881 | 0.0035619 | 181.498 | 0 | 181.498 | 0
| 182.1911 | 0.00118 | 181.5672 | 0.01214 | 181.5 | 0 | 181.5672 | 0 | 181.5672 | 0 | 270.763 | -0.011553 | 181.5672 | 0 | 181.5672 | 0
| 182.3298 | 0.00957 | 181.6365 | 0.01214 | 181.57 | 0 | 181.6365 | 0 | 181.6365 | 0 | 270.8379 | -0.0078945 | 181.6365 | 0 | 181.6365 | 0
| 182.6072 | 0.0039 | 181.7058 | 0.01214 | 181.64 | 0 | 181.7058 | 0 | 181.7058 | 0 | 270.9127 | 0.0021093 | 181.7058 | 0 | 181.7058 | 0
| 182.8848 | 0.0001909 | 181.7751 | 0.01214 | 181.71 | 0 | 181.7751 | 0 | 181.7751 | 0 | 270.9876 | 0.00056434 | 181.7751 | 0 | 181.7751 | 0
| 182.9542 | 0.00039817 | 181.8445 | 0.01214 | 181.78 | 0 | 181.8445 | 0 | 181.8445 | 0 | 271.0625 | -0.0026154 | 181.8445 | 0 | 181.8445 | 0
| 183.093 | 0.00835 | 181.9138 | 0.01214 | 181.84 | 0 | 181.9138 | 0 | 181.9138 | 0 | 271.1374 | 0.0070873 | 181.9138 | 0 | 181.9138 | 0
| 183.1624 | 0.00363 | 181.9831 | 0.01214 | 181.91 | 0 | 181.9831 | 0 | 181.9831 | 0 | 271.2122 | -0.0029 | 181.9831 | 0 | 181.9831 | 0
| 183.3012 | 0.00509 | 182.0524 | 0.01214 | 181.98 | 0 | 182.0524 | 0 | 182.0524 | 0 | 271.2871 | -0.005505 | 182.0524 | 0 | 182.0524 | 0
| 183.3707 | 0.00377 | 182.1218 | 0.01214 | 182.05 | 0 | 182.1218 | 0 | 182.1218 | 0 | 271.362 | 0.00078593 | 182.1218 | 0 | 182.1218 | 0
| 183.4401 | 0.00391 | 182.1911 | 0.01214 | 182.12 | 0 | 182.1911 | 0 | 182.1911 | 0 | 271.4369 | -0.0048044 | 182.1911 | 0 | 182.1911 | 0
| 183.579 | 0.00063538 | 182.2604 | 0.01214 | 182.19 | 0 | 182.2604 | 0 | 182.2604 | 0 | 271.5118 | 0.0061352 | 182.2604 | 0 | 182.2605 | 0
| 183.6484 | 0.01429 | 182.3298 | 0.01214 | 182.26 | 0 | 182.3298 | 0 | 182.3298 | 0 | 271.5867 | -0.0022429 | 182.3298 | 0 | 182.3298 | 0
| 183.7179 | 0.00505 | 182.3991 | 0.01214 | 182.33 | 0 | 182.3991 | 0 | 182.3991 | 0 | 271.6616 | -0.001424 | 182.3991 | 0 | 182.3992 | 0
| 183.7873 | 0.00043964 | 182.4685 | 0.01214 | 182.4 | 0 | 182.4685 | 0 | 182.4685 | 0 | 271.7365 | -0.0010641 | 182.4685 | 0 | 182.4685 | 0
| 183.9263 | 0.00366 | 182.5379 | 0.01214 | 182.47 | 0 | 182.5379 | 0 | 182.5379 | 0 | 271.8115 | 0.0090836 | 182.5379 | 0 | 182.5379 | 0
| 183.9957 | 0.00888 | 182.6072 | 0.01214 | 182.54 | 0 | 182.6072 | 0 | 182.6072 | 0 | 271.8864 | -0.00089332 | 182.6072 | 0 | 182.6072 | 0
| 184.2042 | 0.00379 | 182.6766 | 0.01214 | 182.61 | 0 | 182.6766 | 0 | 182.6766 | 0 | 271.9613 | -0.00042852 | 182.6766 | 0 | 182.6766 | 0
| 184.2737 | 0.00678 | 182.746 | 0.01214 | 182.68 | 0 | 182.746 | 0 | 182.746 | 0 | 272.0362 | -0.0045101 | 182.746 | 0 | 182.746 | 0
| 184.4822 | 0.00373 | 182.8154 | 0.01214 | 182.75 | 0 | 182.8154 | 0 | 182.8154 | 0 | 272.1111 | 0.0010203 | 182.8154 | 0 | 182.8154 | 0
| 184.5517 | 0.00769 | 182.8848 | 0.01214 | 182.82 | 0 | 182.8848 | 0 | 182.8848 | 0 | 272.1861 | -0.0071755 | 182.8848 | 0 | 182.8848 | 0
| 184.6908 | 0.00205 | 182.9542 | 0.01214 | 182.88 | 0 | 182.9542 | 0 | 182.9542 | 0 | 272.261 | 0.0078249 | 182.9542 | 0 | 182.9542 | 0
| 184.7603 | 0.00562 | 183.0236 | 0.01214 | 182.95 | 0 | 183.0236 | 0 | 183.0236 | 0 | 272.336 | -0.0053365 | 183.0236 | 0 | 183.0236 | 0
| 184.8298 | 0.00718 | 183.093 | 0.01214 | 183.02 | 0 | 183.093 | 0 | 183.093 | 0 | 272.4109 | -0.00017613 | 183.093 | 0 | 183.093 | 0
| 185.108 | 0.00844 | 183.1624 | 0.01214 | 183.09 | 0 | 183.1624 | 0 | 183.1624 | 0 | 272.4859 | -0.0093905 | 183.1624 | 0 | 183.1624 | 0
| 185.1776 | 0.00189 | 183.2318 | 0.01214 | 183.16 | 0 | 183.2318 | 0 | 183.2318 | 0 | 272.5608 | 0.0034596 | 183.2318 | 0 | 183.2318 | 0
| 185.2472 | 0.00269 | 183.3012 | 0.01214 | 183.23 | 0 | 183.3012 | 0 | 183.3012 | 0 | 272.6358 | -0.01033 | 183.3012 | 0 | 183.3012 | 0
| 185.3167 | 0.00179 | 183.3707 | 0.01214 | 183.3 | 0 | 183.3707 | 0 | 183.3707 | 0 | 272.7107 | 0.0018238 | 183.3707 | 0 | 183.3707 | 0
| 185.3863 | 0.00859 | 183.4401 | 0.01214 | 183.37 | 0 | 183.4401 | 0 | 183.4401 | 0 | 272.7857 | -0.0048833 | 183.4401 | 0 | 183.4401 | 0
| 185.595 | 0.00343 | 183.5095 | 0.01214 | 183.44 | 0 | 183.5095 | 0 | 183.5095 | 0 | 272.8607 | 0.0018388 | 183.5095 | 0 | 183.5095 | 0
| 185.6647 | 0.00469 | 183.579 | 0.01214 | 183.51 | 0 | 183.579 | 0 | 183.579 | 0 | 272.9356 | -0.0057679 | 183.579 | 0 | 183.579 | 0
| 185.8735 | 0.00041462 | 183.6484 | 0.01214 | 183.58 | 0 | 183.6484 | 0 | 183.6484 | 0 | 273.0106 | -0.0038762 | 183.6484 | 0 | 183.6484 | 0
| 185.9431 | 0.00309 | 183.7179 | 0.01214 | 183.65 | 0 | 183.7179 | 0 | 183.7179 | 0 | 273.0856 | -0.0048661 | 183.7179 | 0 | 183.7179 | 0
| 186.0823 | 0.00401 | 183.7873 | 0.01214 | 183.72 | 0 | 183.7873 | 0 | 183.7873 | 0 | 273.1606 | 0.0058049 | 183.7873 | 0 | 183.7873 | 0
| 186.152 | 0.00094885 | 183.8568 | 0.01214 | 183.79 | 0 | 183.8568 | 0 | 183.8568 | 0 | 273.2356 | -0.0023517 | 183.8568 | 0 | 183.8568 | 0
| 186.2216 | 0.00453 | 183.9263 | 0.01214 | 183.86 | 0 | 183.9263 | 0 | 183.9263 | 0 | 273.3105 | 0.013715 | 183.9263 | 0 | 183.9263 | 0
| 186.4306 | 0.00135 | 183.9957 | 0.01214 | 183.93 | 0 | 183.9957 | 0 | 183.9957 | 0 | 273.3855 | -0.0051918 | 183.9957 | 0 | 183.9957 | 0
| 186.7092 | 0.00262 | 184.0652 | 0.01214 | 184 | 0 | 184.0652 | 0 | 184.0652 | 0 | 273.4605 | 0.0028486 | 184.0652 | 0 | 184.0652 | 0
| 186.9183 | 0.00111 | 184.1347 | 0.01214 | 184.07 | 0 | 184.1347 | 0 | 184.1347 | 0 | 273.5356 | -0.0030152 | 184.1347 | 0 | 184.1347 | 0
| 187.0577 | 0.00147 | 184.2042 | 0.01214 | 184.13 | 0 | 184.2042 | 0 | 184.2042 | 0 | 273.6105 | -0.00060435 | 184.2042 | 0 | 184.2042 | 0
| 187.4062 | 0.00158 | 184.2737 | 0.01214 | 184.2 | 0 | 184.2737 | 0 | 184.2737 | 0 | 273.6855 | -0.0077812 | 184.2737 | 0 | 184.2737 | 0
| 187.6155 | 0.00211 | 184.3432 | 0.01214 | 184.27 | 0 | 184.3432 | 0 | 184.3432 | 0 | 273.7606 | -0.0018389 | 184.3432 | 0 | 184.3432 | 0
| 187.755 | 0.00241 | 184.4127 | 0.01214 | 184.34 | 0 | 184.4127 | 0 | 184.4127 | 0 | 273.8356 | -0.0053683 | 184.4127 | 0 | 184.4127 | 0
| 187.8247 | 0.00223 | 184.4822 | 0.01214 | 184.41 | 0 | 184.4822 | 0 | 184.4822 | 0 | 273.9106 | -0.0017995 | 184.4822 | 0 | 184.4822 | 0
| 187.8945 | 0.00907 | 184.5517 | 0.01214 | 184.48 | 0 | 184.5517 | 0 | 184.5517 | 0 | 273.9856 | -0.004241 | 184.5517 | 0 | 184.5517 | 0
| 188.1736 | 0.00416 | 184.6212 | 0.01214 | 184.55 | 0 | 184.6212 | 0 | 184.6212 | 0 | 274.0607 | 0.0097141 | 184.6212 | 0 | 184.6212 | 0
| 188.3829 | 0.00255 | 184.6908 | 0.01214 | 184.62 | 0 | 184.6908 | 0 | 184.6908 | 0 | 274.1357 | -0.0051107 | 184.6908 | 0 | 184.6908 | 0
| 188.4528 | 0.00148 | 184.7603 | 0.01214 | 184.69 | 0 | 184.7603 | 0 | 184.7603 | 0 | 274.2107 | 0.0080749 | 184.7603 | 0 | 184.7603 | 0
| 188.732 | 0.00334 | 184.8298 | 0.01214 | 184.76 | 0 | 184.8298 | 0 | 184.8298 | 0 | 274.2858 | 0.0025773 | 184.8298 | 0 | 184.8298 | 0
| 189.0113 | 0.00072357 | 184.8994 | 0.01214 | 184.83 | 0 | 184.8994 | 0 | 184.8994 | 0 | 274.3608 | 0.00038577 | 184.8994 | 0 | 184.8994 | 0
| 189.2209 | 0.00119 | 184.9689 | 0.01214 | 184.9 | 0 | 184.9689 | 0 | 184.9689 | 0 | 274.4359 | -0.0016108 | 184.9689 | 0 | 184.9689 | 0
| 189.2908 | 0.00453 | 185.0385 | 0.01214 | 184.97 | 0 | 185.0385 | 0 | 185.0385 | 0 | 274.5109 | -0.0026504 | 185.0385 | 0 | 185.0385 | 0
| 189.4305 | 0.00243 | 185.108 | 0.01214 | 185.04 | 0 | 185.108 | 0 | 185.108 | 0 | 274.586 | 4.0261e-05 | 185.108 | 0 | 185.108 | 0
| 189.5004 | 0.00602 | 185.1776 | 0.01214 | 185.11 | 0 | 185.1776 | 0 | 185.1776 | 0 | 274.661 | 0.0034747 | 185.1776 | 0 | 185.1776 | 0
| 189.5703 | 0.00159 | 185.2471 | 0.01214 | 185.18 | 0 | 185.2471 | 0 | 185.2471 | 0 | 274.7361 | -0.0063024 | 185.2471 | 0 | 185.2471 | 0
| 189.8499 | 0.01335 | 185.3167 | 0.01214 | 185.25 | 0 | 185.3167 | 0 | 185.3167 | 0 | 274.8112 | 0.0056574 | 185.3167 | 0 | 185.3167 | 0
| 190.1295 | 0.0076 | 185.3863 | 0.01214 | 185.32 | 0 | 185.3863 | 0 | 185.3863 | 0 | 274.8862 | -0.0080431 | 185.3863 | 0 | 185.3863 | 0
| 190.3393 | 0.00031738 | 185.4559 | 0.01214 | 185.39 | 0 | 185.4559 | 0 | 185.4559 | 0 | 274.9613 | -0.00058789 | 185.4559 | 0 | 185.4559 | 0
| 190.4093 | 0.00389 | 185.5255 | 0.01214 | 185.46 | 0 | 185.5255 | 0 | 185.5255 | 0 | 275.0364 | -0.0021363 | 185.5255 | 0 | 185.5255 | 0
| 190.5492 | 0.00059759 | 185.595 | 0.01214 | 185.53 | 0 | 185.595 | 0 | 185.595 | 0 | 275.1115 | 0.0012206 | 185.595 | 0 | 185.595 | 0
| 190.6191 | 0.00113 | 185.6646 | 0.01214 | 185.6 | 0 | 185.6646 | 0 | 185.6646 | 0 | 275.1865 | -0.0041698 | 185.6646 | 0 | 185.6647 | 0
| 190.6891 | 0.00636 | 185.7343 | 0.01214 | 185.66 | 0 | 185.7343 | 0 | 185.7343 | 0 | 275.2616 | 0.0030493 | 185.7343 | 0 | 185.7343 | 0
| 190.899 | 0.00159 | 185.8039 | 0.01214 | 185.73 | 0 | 185.8039 | 0 | 185.8039 | 0 | 275.3367 | -0.0050237 | 185.8039 | 0 | 185.8039 | 0
| 190.969 | 0.01126 | 185.8735 | 0.01214 | 185.8 | 0 | 185.8735 | 0 | 185.8735 | 0 | 275.4118 | -0.0026899 | 185.8735 | 0 | 185.8735 | 0
| 191.249 | 0.01284 | 185.9431 | 0.01214 | 185.87 | 0 | 185.9431 | 0 | 185.9431 | 0 | 275.4869 | 0.0020266 | 185.9431 | 0 | 185.9431 | 0
| 191.319 | 0.000676 | 186.0127 | 0.01214 | 185.94 | 0 | 186.0127 | 0 | 186.0127 | 0 | 275.562 | 0.0068421 | 186.0127 | 0 | 186.0127 | 0
| 192.0194 | 0.00295 | 186.0823 | 0.01214 | 186.01 | 0 | 186.0823 | 0 | 186.0823 | 0 | 275.6371 | -0.0035067 | 186.0823 | 0 | 186.0823 | 0
| 192.51 | 0.00014071 | 186.152 | 0.01214 | 186.08 | 0 | 186.152 | 0 | 186.152 | 0 | 275.7122 | 0.0030095 | 186.152 | 0 | 186.152 | 0
| 192.5801 | 0.00406 | 186.2216 | 0.01214 | 186.15 | 0 | 186.2216 | 0 | 186.2216 | 0 | 275.7874 | -0.0028628 | 186.2216 | 0 | 186.2216 | 0
| 192.6502 | 0.01105 | 186.2913 | 0.01214 | 186.22 | 0 | 186.2913 | 0 | 186.2913 | 0 | 275.8625 | 0.0018549 | 186.2913 | 0 | 186.2913 | 0
| 192.9307 | 0.00217 | 186.3609 | 0.01214 | 186.29 | 0 | 186.3609 | 0 | 186.3609 | 0 | 275.9376 | 1.3513e-05 | 186.3609 | 0 | 186.3609 | 0
| 193.1411 | 0.00635 | 186.4306 | 0.01214 | 186.36 | 0 | 186.4306 | 0 | 186.4306 | 0 | 276.0127 | 0.0033253 | 186.4306 | 0 | 186.4306 | 0
| 193.2112 | 0.01161 | 186.5002 | 0.01214 | 186.43 | 0 | 186.5002 | 0 | 186.5002 | 0 | 276.0878 | -0.0054638 | 186.5002 | 0 | 186.5002 | 0
| 193.2814 | 0.00051976 | 186.5699 | 0.01214 | 186.5 | 0 | 186.5699 | 0 | 186.5699 | 0 | 276.163 | 0.00064023 | 186.5699 | 0 | 186.5699 | 0
| 193.3515 | 0.00393 | 186.6396 | 0.01214 | 186.57 | 0 | 186.6396 | 0 | 186.6396 | 0 | 276.2381 | -0.00033987 | 186.6396 | 0 | 186.6396 | 0
| 193.7024 | 0.00083858 | 186.7092 | 0.01214 | 186.64 | 0 | 186.7092 | 0 | 186.7092 | 0 | 276.3133 | -0.0016865 | 186.7092 | 0 | 186.7092 | 0
| 193.7725 | 0.00188 | 186.7789 | 0.01214 | 186.71 | 0 | 186.7789 | 0 | 186.7789 | 0 | 276.3884 | -0.0014343 | 186.7789 | 0 | 186.7789 | 0
| 193.8427 | 0.00338 | 186.8486 | 0.01214 | 186.78 | 0 | 186.8486 | 0 | 186.8486 | 0 | 276.4635 | -0.0056625 | 186.8486 | 0 | 186.8486 | 0
| 193.9831 | 0.0036 | 186.9183 | 0.01214 | 186.85 | 0 | 186.9183 | 0 | 186.9183 | 0 | 276.5387 | -0.0011303 | 186.9183 | 0 | 186.9183 | 0
| 194.0533 | 0.00565 | 186.988 | 0.01214 | 186.92 | 0 | 186.988 | 0 | 186.988 | 0 | 276.6139 | 0.0048329 | 186.988 | 0 | 186.988 | 0
| 194.264 | 0.00767 | 187.0577 | 0.01214 | 186.99 | 0 | 187.0577 | 0 | 187.0577 | 0 | 276.689 | -0.0062947 | 187.0577 | 0 | 187.0577 | 0
| 194.5449 | 0.00293 | 187.1274 | 0.01214 | 187.06 | 0 | 187.1274 | 0 | 187.1274 | 0 | 276.7642 | 0.0046018 | 187.1274 | 0 | 187.1274 | 0
| 194.6152 | 0.00189 | 187.1971 | 0.01214 | 187.13 | 0 | 187.1971 | 0 | 187.1971 | 0 | 276.8393 | -0.0058379 | 187.1971 | 0 | 187.1971 | 0
| 194.826 | 0.00133 | 187.2668 | 0.01214 | 187.2 | 0 | 187.2668 | 0 | 187.2668 | 0 | 276.9145 | 0.0048701 | 187.2668 | 0 | 187.2668 | 0
| 194.8962 | 0.00666 | 187.3365 | 0.01214 | 187.27 | 0 | 187.3365 | 0 | 187.3365 | 0 | 276.9897 | -0.0067952 | 187.3365 | 0 | 187.3365 | 0
| 195.0368 | 0.00381 | 187.4062 | 0.01214 | 187.34 | 0 | 187.4062 | 0 | 187.4062 | 0 | 277.0648 | 0.0059308 | 187.4062 | 0 | 187.4062 | 0
| 195.1773 | 0.00394 | 187.476 | 0.01214 | 187.41 | 0 | 187.476 | 0 | 187.476 | 0 | 277.14 | -0.0019361 | 187.476 | 0 | 187.476 | 0
| 195.2476 | 0.00138 | 187.5457 | 0.01214 | 187.48 | 0 | 187.5457 | 0 | 187.5457 | 0 | 277.2152 | 0.00073466 | 187.5457 | 0 | 187.5457 | 0
| 195.3179 | 0.0018 | 187.6155 | 0.01214 | 187.55 | 0 | 187.6155 | 0 | 187.6155 | 0 | 277.2904 | -0.004934 | 187.6155 | 0 | 187.6155 | 0
| 195.7398 | 0.0088 | 187.6852 | 0.01214 | 187.62 | 0 | 187.6852 | 0 | 187.6852 | 0 | 277.3656 | 0.0025478 | 187.6852 | 0 | 187.6852 | 0
| 195.8805 | 0.00457 | 187.755 | 0.01214 | 187.69 | 0 | 187.755 | 0 | 187.755 | 0 | 277.4408 | -0.00227 | 187.755 | 0 | 187.755 | 0
| 195.9508 | 0.00898 | 187.8247 | 0.01214 | 187.75 | 0 | 187.8247 | 0 | 187.8247 | 0 | 277.516 | -0.0014263 | 187.8247 | 0 | 187.8247 | 0
| 196.0212 | 0.00268 | 187.8945 | 0.01214 | 187.82 | 0 | 187.8945 | 0 | 187.8945 | 0 | 277.5912 | 0.0013562 | 187.8945 | 0 | 187.8945 | 0
| 196.3026 | 0.00129 | 187.9642 | 0.01214 | 187.89 | 0 | 187.9642 | 0 | 187.9642 | 0 | 277.6664 | -0.0024959 | 187.9642 | 0 | 187.9642 | 0
| 196.373 | 0.00262 | 188.034 | 0.01214 | 187.96 | 0 | 188.034 | 0 | 188.034 | 0 | 277.7416 | -0.0035118 | 188.034 | 0 | 188.034 | 0
| 196.5137 | 0.00137 | 188.1038 | 0.01214 | 188.03 | 0 | 188.1038 | 0 | 188.1038 | 0 | 277.8168 | 0.0058078 | 188.1038 | 0 | 188.1038 | 0
| 196.7249 | 0.00533 | 188.1736 | 0.01214 | 188.1 | 0 | 188.1736 | 0 | 188.1736 | 0 | 277.8921 | -0.0022714 | 188.1736 | 0 | 188.1736 | 0
| 196.7953 | 4.9873e-05 | 188.2434 | 0.01214 | 188.17 | 0 | 188.2434 | 0 | 188.2434 | 0 | 277.9673 | 0.0047223 | 188.2434 | 0 | 188.2434 | 0
| 196.8657 | 0.00147 | 188.3132 | 0.01214 | 188.24 | 0 | 188.3132 | 0 | 188.3132 | 0 | 278.0425 | -0.0018939 | 188.3132 | 0 | 188.3132 | 0
| 196.9361 | 0.00041743 | 188.3829 | 0.01214 | 188.31 | 0 | 188.3829 | 0 | 188.3829 | 0 | 278.1177 | 0.00090983 | 188.3829 | 0 | 188.3829 | 0
| 197.077 | 0.00563 | 188.4528 | 0.01214 | 188.38 | 0 | 188.4528 | 0 | 188.4528 | 0 | 278.193 | -0.00022946 | 188.4528 | 0 | 188.4528 | 0
| 197.2882 | 0.00083062 | 188.5226 | 0.01214 | 188.45 | 0 | 188.5226 | 0 | 188.5226 | 0 | 278.2682 | 0.00081252 | 188.5226 | 0 | 188.5226 | 0
| 197.3587 | 0.0032 | 188.5924 | 0.01214 | 188.52 | 0 | 188.5924 | 0 | 188.5924 | 0 | 278.3434 | -0.0040736 | 188.5924 | 0 | 188.5924 | 0
| 197.4291 | 0.00838 | 188.6622 | 0.01214 | 188.59 | 0 | 188.6622 | 0 | 188.6622 | 0 | 278.4187 | -0.0031404 | 188.6622 | 0 | 188.6622 | 0
| 197.6405 | 0.00248 | 188.732 | 0.01214 | 188.66 | 0 | 188.732 | 0 | 188.732 | 0 | 278.4939 | -0.0039406 | 188.732 | 0 | 188.732 | 0
| 197.8519 | 0.00147 | 188.8018 | 0.01214 | 188.73 | 0 | 188.8018 | 0 | 188.8018 | 0 | 278.5692 | -0.0018622 | 188.8018 | 0 | 188.8018 | 0
| 197.9224 | 0.00084337 | 188.8717 | 0.01214 | 188.8 | 0 | 188.8717 | 0 | 188.8717 | 0 | 278.6444 | -0.0012827 | 188.8717 | 0 | 188.8717 | 0
| 197.9929 | 0.00213 | 188.9415 | 0.01214 | 188.87 | 0 | 188.9415 | 0 | 188.9415 | 0 | 278.7197 | -0.0011132 | 188.9415 | 0 | 188.9415 | 0
| 198.2044 | 0.00215 | 189.0113 | 0.01214 | 188.94 | 0 | 189.0113 | 0 | 189.0113 | 0 | 278.795 | -0.0018189 | 189.0113 | 0 | 189.0114 | 0
| 198.2749 | 0.01507 | 189.0812 | 0.01214 | 189.01 | 0 | 189.0812 | 0 | 189.0812 | 0 | 278.8702 | 0.0027779 | 189.0812 | 0 | 189.0812 | 0
| 198.4864 | 0.003 | 189.151 | 0.01214 | 189.08 | 0 | 189.151 | 0 | 189.151 | 0 | 278.9455 | -0.0043601 | 189.151 | 0 | 189.151 | 0
| 198.8391 | 0.00362 | 189.2209 | 0.01214 | 189.15 | 0 | 189.2209 | 0 | 189.2209 | 0 | 279.0208 | 8.0112e-05 | 189.2209 | 0 | 189.2209 | 0
| 198.9096 | 0.00090099 | 189.2908 | 0.01214 | 189.22 | 0 | 189.2908 | 0 | 189.2908 | 0 | 279.0961 | -0.0054177 | 189.2908 | 0 | 189.2908 | 0
| 199.0507 | 0.00509 | 189.3606 | 0.01214 | 189.29 | 0 | 189.3606 | 0 | 189.3606 | 0 | 279.1713 | 0.0011121 | 189.3606 | 0 | 189.3606 | 0
| 199.1213 | 0.00385 | 189.4305 | 0.01214 | 189.36 | 0 | 189.4305 | 0 | 189.4305 | 0 | 279.2466 | -0.00034101 | 189.4305 | 0 | 189.4305 | 0
| 199.4036 | 0.00464 | 189.5004 | 0.01214 | 189.43 | 0 | 189.5004 | 0 | 189.5004 | 0 | 279.3219 | -0.00084668 | 189.5004 | 0 | 189.5004 | 0
| 199.5448 | 0.00068061 | 189.5703 | 0.01214 | 189.5 | 0 | 189.5703 | 0 | 189.5703 | 0 | 279.3972 | -0.0014828 | 189.5703 | 0 | 189.5703 | 0
| 199.6154 | 0.0003206 | 189.6402 | 0.01214 | 189.57 | 0 | 189.6402 | 0 | 189.6402 | 0 | 279.4725 | -0.00016185 | 189.6402 | 0 | 189.6402 | 0
| 199.686 | 0.00243 | 189.7101 | 0.01214 | 189.64 | 0 | 189.7101 | 0 | 189.7101 | 0 | 279.5478 | -0.0038744 | 189.7101 | 0 | 189.7101 | 0
| 199.8978 | 0.00096115 | 189.78 | 0.01214 | 189.71 | 0 | 189.78 | 0 | 189.78 | 0 | 279.6231 | 0.00028068 | 189.78 | 0 | 189.78 | 0
| 199.9685 | 0.00084768 | 189.8499 | 0.01214 | 189.78 | 0 | 189.8499 | 0 | 189.8499 | 0 | 279.6984 | -0.0038767 | 189.8499 | 0 | 189.8499 | 0
| 200.1097 | 0.00167 | 189.9198 | 0.01214 | 189.85 | 0.01 | 189.9198 | 0 | 189.9198 | 0 | 279.7737 | -0.00062911 | 189.9198 | 0 | 189.9198 | 0
| 200.1804 | 0.00045448 | 189.9897 | 0.01214 | 189.92 | 0 | 189.9897 | 0 | 189.9897 | 0 | 279.849 | -0.0014251 | 189.9897 | 0 | 189.9897 | 0
| 200.251 | 2.9278e-05 | 190.0596 | 0.01214 | 189.99 | 0 | 190.0596 | 0 | 190.0596 | 0 | 279.9243 | 0.0020932 | 190.0596 | 0 | 190.0596 | 0
| 200.3923 | 0.00347 | 190.1295 | 0.01214 | 190.06 | 0 | 190.1295 | 0 | 190.1295 | 0 | 279.9997 | -0.0049917 | 190.1295 | 0 | 190.1295 | 0
| 200.463 | 0.00382 | 190.1995 | 0.01214 | 190.13 | 0 | 190.1995 | 0 | 190.1995 | 0 | 280.075 | 0.001706 | 190.1995 | 0 | 190.1995 | 0
| 200.5336 | 0.00029449 | 190.2694 | 0.01214 | 190.2 | 0 | 190.2694 | 0 | 190.2694 | 0 | 280.1503 | 0.00026713 | 190.2694 | 0 | 190.2694 | 0
| 200.7456 | 0.0025 | 190.3393 | 0.01214 | 190.27 | 0 | 190.3393 | 0 | 190.3393 | 0 | 280.2256 | -0.0010969 | 190.3393 | 0 | 190.3393 | 0
| 200.8163 | 0.00529 | 190.4093 | 0.01214 | 190.34 | 0 | 190.4093 | 0 | 190.4093 | 0 | 280.301 | -0.00094381 | 190.4093 | 0 | 190.4093 | 0
| 201.0284 | 0.00432 | 190.4792 | 0.01214 | 190.41 | 0 | 190.4792 | 0 | 190.4792 | 0 | 280.3763 | -0.00042482 | 190.4792 | 0 | 190.4792 | 0
| 201.3112 | 0.00327 | 190.5492 | 0.01214 | 190.48 | 0 | 190.5492 | 0 | 190.5492 | 0 | 280.4517 | -0.0037979 | 190.5492 | 0 | 190.5492 | 0
| 201.3819 | 0.00948 | 190.6191 | 0.01214 | 190.55 | 0 | 190.6191 | 0 | 190.6191 | 0 | 280.527 | 0.00077439 | 190.6191 | 0 | 190.6191 | 0
| 201.4527 | 0.00053704 | 190.6891 | 0.01214 | 190.62 | 0 | 190.6891 | 0 | 190.6891 | 0 | 280.6024 | 0.00071171 | 190.6891 | 0 | 190.6891 | 0
| 201.5941 | 0.00097081 | 190.7591 | 0.01214 | 190.69 | 0 | 190.7591 | 0 | 190.7591 | 0 | 280.6777 | 5.2972e-05 | 190.7591 | 0 | 190.7591 | 0
| 201.8771 | 0.00144 | 190.829 | 0.01214 | 190.76 | 0 | 190.829 | 0 | 190.829 | 0 | 280.7531 | 0.00038793 | 190.829 | 0 | 190.8291 | 0
| 201.9479 | 0.00676 | 190.899 | 0.01214 | 190.83 | 0 | 190.899 | 0 | 190.899 | 0 | 280.8285 | 0.0059559 | 190.899 | 0 | 190.899 | 0
| 202.0894 | 0.00052134 | 190.969 | 0.01214 | 190.9 | 0 | 190.969 | 0 | 190.969 | 0 | 280.9038 | -0.0022434 | 190.969 | 0 | 190.969 | 0
| 202.1602 | 0.00053204 | 191.039 | 0.01214 | 190.97 | 0 | 191.039 | 0 | 191.039 | 0 | 280.9792 | 0.00010535 | 191.039 | 0 | 191.039 | 0
| 202.231 | 0.00274 | 191.109 | 0.01214 | 191.04 | 0 | 191.109 | 0 | 191.109 | 0 | 281.0546 | -0.0036345 | 191.109 | 0 | 191.109 | 0
| 202.3018 | 0.0004278 | 191.179 | 0.01214 | 191.11 | 0 | 191.179 | 0 | 191.179 | 0 | 281.1299 | 0.0015358 | 191.179 | 0 | 191.179 | 0
| 202.3726 | 0.00445 | 191.249 | 0.01214 | 191.18 | 0 | 191.249 | 0 | 191.249 | 0 | 281.2053 | -0.00078716 | 191.249 | 0 | 191.249 | 0
| 202.4433 | 0.01097 | 191.319 | 0.01214 | 191.25 | 0 | 191.319 | 0 | 191.319 | 0 | 281.2807 | -7.9728e-05 | 191.319 | 0 | 191.319 | 0
| 202.5141 | 0.00922 | 191.389 | 0.01214 | 191.32 | 0 | 191.389 | 0 | 191.389 | 0 | 281.3561 | 0.0039885 | 191.389 | 0 | 191.389 | 0
| 202.6558 | 0.00302 | 191.4591 | 0.01214 | 191.39 | 0 | 191.4591 | 0 | 191.4591 | 0 | 281.4315 | 0.0034431 | 191.4591 | 0 | 191.4591 | 0
| 202.7974 | 0.00667 | 191.5291 | 0.01214 | 191.46 | 0 | 191.5291 | 0 | 191.5291 | 0 | 281.5069 | -0.0043457 | 191.5291 | 0 | 191.5291 | 0
| 203.0807 | 0.00394 | 191.5991 | 0.01214 | 191.53 | 0 | 191.5991 | 0 | 191.5991 | 0 | 281.5823 | 0.0017637 | 191.5991 | 0 | 191.5991 | 0
| 203.2224 | 0.00158 | 191.6692 | 0.01214 | 191.6 | 0 | 191.6692 | 0 | 191.6692 | 0 | 281.6577 | -0.0014265 | 191.6692 | 0 | 191.6691 | 0
| 203.3641 | 0.0042 | 191.7392 | 0.01214 | 191.67 | 0 | 191.7392 | 0 | 191.7392 | 0 | 281.7331 | 0.0064006 | 191.7392 | 0 | 191.7392 | 0
| 203.435 | 0.00092474 | 191.8092 | 0.01214 | 191.74 | 0 | 191.8092 | 0 | 191.8092 | 0 | 281.8085 | 0.0021416 | 191.8092 | 0 | 191.8092 | 0
| 203.5058 | 0.002 | 191.8793 | 0.01214 | 191.81 | 0 | 191.8793 | 0 | 191.8793 | 0 | 281.8839 | 0.0040824 | 191.8793 | 0 | 191.8793 | 0
| 203.6476 | 0.00266 | 191.9493 | 0.01214 | 191.88 | 0 | 191.9493 | 0 | 191.9493 | 0 | 281.9593 | -0.0047512 | 191.9493 | 0 | 191.9493 | 0
| 203.9312 | 0.00113 | 192.0194 | 0.01214 | 191.95 | 0 | 192.0194 | 0 | 192.0194 | 0 | 282.0347 | 0.003131 | 192.0194 | 0 | 192.0194 | 0
| 204.1439 | 0.00337 | 192.0895 | 0.01214 | 192.02 | 0 | 192.0895 | 0 | 192.0895 | 0 | 282.1102 | -0.0072434 | 192.0895 | 0 | 192.0895 | 0
| 204.2148 | 0.00137 | 192.1595 | 0.01214 | 192.09 | 0 | 192.1595 | 0 | 192.1595 | 0 | 282.1856 | 0.00019323 | 192.1595 | 0 | 192.1595 | 0
| 204.3566 | 0.0008133 | 192.2296 | 0.01214 | 192.16 | 0 | 192.2296 | 0 | 192.2296 | 0 | 282.261 | -0.0034666 | 192.2296 | 0 | 192.2296 | 0
| 204.4276 | 0.006 | 192.2997 | 0.01214 | 192.23 | 0 | 192.2997 | 0 | 192.2997 | 0 | 282.3365 | 0.0083637 | 192.2997 | 0 | 192.2997 | 0
| 204.6404 | 0.00188 | 192.3698 | 0.01214 | 192.3 | 0 | 192.3698 | 0 | 192.3698 | 0 | 282.4119 | -0.002942 | 192.3698 | 0 | 192.3698 | 0
| 204.7113 | 0.00302 | 192.4399 | 0.01214 | 192.37 | 0 | 192.4399 | 0 | 192.4399 | 0 | 282.4873 | 0.0035012 | 192.4399 | 0 | 192.4399 | 0
| 204.7823 | 0.00708 | 192.51 | 0.01214 | 192.44 | 0 | 192.51 | 0 | 192.51 | 0 | 282.5628 | -0.0050409 | 192.51 | 0 | 192.51 | 0
| 205.2081 | 0.00059744 | 192.5801 | 0.01214 | 192.51 | 0 | 192.5801 | 0 | 192.5801 | 0 | 282.6382 | 0.0063592 | 192.5801 | 0 | 192.5801 | 0
| 205.3501 | 0.00393 | 192.6502 | 0.01214 | 192.58 | 0 | 192.6502 | 0 | 192.6502 | 0 | 282.7137 | -0.0038341 | 192.6502 | 0 | 192.6502 | 0
| 205.5631 | 0.00284 | 192.7203 | 0.01214 | 192.65 | 0 | 192.7203 | 0 | 192.7203 | 0 | 282.7892 | -0.0021258 | 192.7203 | 0 | 192.7203 | 0
| 205.6341 | 0.00371 | 192.7904 | 0.01214 | 192.72 | 0 | 192.7904 | 0 | 192.7904 | 0 | 282.8646 | -0.00073424 | 192.7904 | 0 | 192.7904 | 0
| 205.8472 | 0.00143 | 192.8605 | 0.01214 | 192.79 | 0 | 192.8605 | 0 | 192.8605 | 0 | 282.9401 | 0.0060682 | 192.8605 | 0 | 192.8605 | 0
| 205.9182 | 0.01097 | 192.9307 | 0.01214 | 192.86 | 0 | 192.9307 | 0 | 192.9307 | 0 | 283.0155 | -0.001051 | 192.9307 | 0 | 192.9306 | 0
| 206.0603 | 0.00235 | 193.0008 | 0.01214 | 192.93 | 0 | 193.0008 | 0 | 193.0008 | 0 | 283.091 | -0.00094481 | 193.0008 | 0 | 193.0008 | 0
| 206.2024 | 0.00691 | 193.0709 | 0.01214 | 193 | 0 | 193.0709 | 0 | 193.0709 | 0 | 283.1665 | -0.0015419 | 193.0709 | 0 | 193.0709 | 0
| 206.4866 | 0.00478 | 193.1411 | 0.01214 | 193.07 | 0 | 193.1411 | 0 | 193.1411 | 0 | 283.242 | 0.00074461 | 193.1411 | 0 | 193.1411 | 0
| 206.6288 | 0.00141 | 193.2112 | 0.01214 | 193.14 | 0 | 193.2112 | 0 | 193.2112 | 0 | 283.3174 | -0.0011499 | 193.2112 | 0 | 193.2112 | 0
| 206.771 | 0.00391 | 193.2814 | 0.01214 | 193.21 | 0 | 193.2814 | 0 | 193.2814 | 0 | 283.3929 | 0.0049907 | 193.2814 | 0 | 193.2814 | 0
| 206.9843 | 0.00811 | 193.3515 | 0.01214 | 193.28 | 0 | 193.3515 | 0 | 193.3515 | 0 | 283.4684 | -0.0012166 | 193.3515 | 0 | 193.3515 | 0
| 207.0554 | 0.00967 | 193.4217 | 0.01214 | 193.35 | 0 | 193.4217 | 0 | 193.4217 | 0 | 283.5439 | 0.0013903 | 193.4217 | 0 | 193.4217 | 0
| 207.1265 | 0.00078665 | 193.4918 | 0.01214 | 193.42 | 0 | 193.4918 | 0 | 193.4918 | 0 | 283.6194 | -0.002979 | 193.4918 | 0 | 193.4918 | 0
| 207.2687 | 0.00137 | 193.562 | 0.01214 | 193.49 | 0 | 193.562 | 0 | 193.562 | 0 | 283.6949 | 0.00065135 | 193.562 | 0 | 193.562 | 0
| 207.4821 | 0.0006802 | 193.6322 | 0.01214 | 193.56 | 0 | 193.6322 | 0 | 193.6322 | 0 | 283.7704 | -0.0058056 | 193.6322 | 0 | 193.6322 | 0
| 207.5533 | 0.00263 | 193.7024 | 0.01214 | 193.63 | 0 | 193.7024 | 0 | 193.7024 | 0 | 283.8459 | -0.0004012 | 193.7024 | 0 | 193.7024 | 0
| 207.7667 | 0.00173 | 193.7725 | 0.01214 | 193.7 | 0 | 193.7725 | 0 | 193.7725 | 0 | 283.9214 | -0.0042103 | 193.7725 | 0 | 193.7726 | 0
| 207.8379 | 0.01262 | 193.8427 | 0.01214 | 193.77 | 0 | 193.8427 | 0 | 193.8427 | 0 | 283.9969 | -0.0013629 | 193.8427 | 0 | 193.8427 | 0
| 207.9091 | 0.00664 | 193.9129 | 0.01214 | 193.84 | 0 | 193.9129 | 0 | 193.9129 | 0 | 284.0724 | -0.0034083 | 193.9129 | 0 | 193.9129 | 0
| 207.9802 | 0.00079294 | 193.9831 | 0.01214 | 193.91 | 0 | 193.9831 | 0 | 193.9831 | 0 | 284.148 | 0.010523 | 193.9831 | 0 | 193.9831 | 0
| 208.1226 | 0.00013993 | 194.0533 | 0.01214 | 193.98 | 0 | 194.0533 | 0 | 194.0533 | 0 | 284.2235 | -0.0055581 | 194.0533 | 0 | 194.0533 | 0
| 208.1938 | 0.0099 | 194.1236 | 0.01214 | 194.05 | 0 | 194.1236 | 0 | 194.1236 | 0 | 284.299 | 0.0023724 | 194.1236 | 0 | 194.1236 | 0
| 208.4786 | 0.00427 | 194.1938 | 0.01214 | 194.12 | 0 | 194.1938 | 0 | 194.1938 | 0 | 284.3746 | -0.0047339 | 194.1938 | 0 | 194.1938 | 0
| 208.7634 | 0.00077543 | 194.264 | 0.01214 | 194.19 | 0 | 194.264 | 0 | 194.264 | 0 | 284.4501 | 0.0040495 | 194.264 | 0 | 194.264 | 0
| 208.9771 | 0.00241 | 194.3342 | 0.01214 | 194.26 | 0 | 194.3342 | 0 | 194.3342 | 0 | 284.5256 | 0.0027731 | 194.3342 | 0 | 194.3342 | 0
| 209.0484 | 0.00775 | 194.4045 | 0.01214 | 194.33 | 0 | 194.4045 | 0 | 194.4045 | 0 | 284.6012 | -0.0031942 | 194.4045 | 0 | 194.4045 | 0
| 209.2621 | 0.00874 | 194.4747 | 0.01214 | 194.4 | 0 | 194.4747 | 0 | 194.4747 | 0 | 284.6767 | -0.0041306 | 194.4747 | 0 | 194.4747 | 0
| 209.5472 | 0.00095968 | 194.5449 | 0.01214 | 194.47 | 0 | 194.5449 | 0 | 194.5449 | 0 | 284.7523 | 0.0028281 | 194.5449 | 0 | 194.5449 | 0
| 209.6185 | 0.00429 | 194.6152 | 0.01214 | 194.54 | 0 | 194.6152 | 0 | 194.6152 | 0 | 284.8279 | 0.0028653 | 194.6152 | 0 | 194.6152 | 0
| 209.7611 | 0.00233 | 194.6854 | 0.01214 | 194.62 | 0 | 194.6854 | 0 | 194.6854 | 0 | 284.9034 | 0.0010595 | 194.6854 | 0 | 194.6854 | 0
| 209.8323 | 0.00619 | 194.7557 | 0.01214 | 194.69 | 0 | 194.7557 | 0 | 194.7557 | 0 | 284.979 | 0.00085335 | 194.7557 | 0 | 194.7557 | 0
| 209.9036 | 0.01394 | 194.826 | 0.01214 | 194.76 | 0 | 194.826 | 0 | 194.826 | 0 | 285.0545 | 0.010077 | 194.826 | 0 | 194.826 | 0
| 210.0462 | 0.00225 | 194.8962 | 0.01214 | 194.83 | 0 | 194.8962 | 0 | 194.8962 | 0 | 285.1301 | -0.0026708 | 194.8962 | 0 | 194.8962 | 0
| 210.1176 | 0.00042651 | 194.9665 | 0.01214 | 194.9 | 0 | 194.9665 | 0 | 194.9665 | 0 | 285.2057 | 0.0042397 | 194.9665 | 0 | 194.9665 | 0
| 210.1889 | 0.0021 | 195.0368 | 0.01214 | 194.97 | 0 | 195.0368 | 0 | 195.0368 | 0 | 285.2812 | -0.0052131 | 195.0368 | 0 | 195.0368 | 0
| 210.4029 | 0.00798 | 195.107 | 0.01214 | 195.04 | 0 | 195.107 | 0 | 195.107 | 0 | 285.3568 | -0.00071881 | 195.107 | 0 | 195.107 | 0
| 210.4742 | 0.00248 | 195.1773 | 0.01214 | 195.11 | 0 | 195.1773 | 0 | 195.1773 | 0 | 285.4324 | 0.00095794 | 195.1773 | 0 | 195.1773 | 0
| 210.5455 | 0.00414 | 195.2476 | 0.01214 | 195.18 | 0 | 195.2476 | 0 | 195.2476 | 0 | 285.508 | 0.003804 | 195.2476 | 0 | 195.2476 | 0
| 210.6883 | 0.00924 | 195.3179 | 0.01214 | 195.25 | 0 | 195.3179 | 0 | 195.3179 | 0 | 285.5836 | -0.0027882 | 195.3179 | 0 | 195.3179 | 0
| 210.7596 | 0.00263 | 195.3882 | 0.01214 | 195.32 | 0 | 195.3882 | 0 | 195.3882 | 0 | 285.6592 | 0.0095704 | 195.3882 | 0 | 195.3882 | 0
| 210.9023 | 0.00318 | 195.4585 | 0.01214 | 195.39 | 0 | 195.4585 | 0 | 195.4585 | 0 | 285.7348 | -0.00059998 | 195.4585 | 0 | 195.4585 | 0
| 211.0451 | 0.00484 | 195.5288 | 0.01214 | 195.46 | 0 | 195.5288 | 0 | 195.5288 | 0 | 285.8104 | 0.00031217 | 195.5288 | 0 | 195.5288 | 0
| 211.1878 | 0.00135 | 195.5992 | 0.01214 | 195.53 | 0 | 195.5992 | 0 | 195.5992 | 0 | 285.886 | -0.0029535 | 195.5992 | 0 | 195.5992 | 0
| 211.2592 | 0.00239 | 195.6695 | 0.01214 | 195.6 | 0 | 195.6695 | 0 | 195.6695 | 0 | 285.9616 | 0.0057496 | 195.6695 | 0 | 195.6695 | 0
| 211.3306 | 0.00233 | 195.7398 | 0.01214 | 195.67 | 0 | 195.7398 | 0 | 195.7398 | 0 | 286.0372 | 0.0024114 | 195.7398 | 0 | 195.7398 | 0
| 211.402 | 0.00171 | 195.8101 | 0.01214 | 195.74 | 0 | 195.8101 | 0 | 195.8101 | 0 | 286.1128 | 0.0011906 | 195.8101 | 0 | 195.8101 | 0
| 211.5448 | 0.00272 | 195.8805 | 0.01214 | 195.81 | 0 | 195.8805 | 0 | 195.8805 | 0 | 286.1884 | -0.00059372 | 195.8805 | 0 | 195.8805 | 0
| 211.6163 | 0.00798 | 195.9508 | 0.01214 | 195.88 | 0 | 195.9508 | 0 | 195.9508 | 0 | 286.264 | -0.00085498 | 195.9508 | 0 | 195.9508 | 0
| 211.7591 | 0.00666 | 196.0212 | 0.01214 | 195.95 | 0 | 196.0212 | 0 | 196.0212 | 0 | 286.3397 | -0.0031255 | 196.0212 | 0 | 196.0212 | 0
| 211.8305 | 0.00221 | 196.0915 | 0.01214 | 196.02 | 0 | 196.0915 | 0 | 196.0915 | 0 | 286.4153 | -0.0010101 | 196.0915 | 0 | 196.0915 | 0
| 211.902 | 0.00568 | 196.1619 | 0.01214 | 196.09 | 0 | 196.1619 | 0 | 196.1619 | 0 | 286.4909 | 0.0021009 | 196.1619 | 0 | 196.1619 | 0
| 211.9734 | 0.00203 | 196.2322 | 0.01214 | 196.16 | 0 | 196.2322 | 0 | 196.2322 | 0 | 286.5666 | 0.00052726 | 196.2322 | 0 | 196.2322 | 0
| 212.0448 | 0.00145 | 196.3026 | 0.01214 | 196.23 | 0 | 196.3026 | 0 | 196.3026 | 0 | 286.6422 | -0.004252 | 196.3026 | 0 | 196.3026 | 0
| 212.1163 | 0.00075064 | 196.373 | 0.01214 | 196.3 | 0 | 196.373 | 0 | 196.373 | 0 | 286.7179 | 0.0019564 | 196.373 | 0 | 196.373 | 0
| 212.3307 | 0.00039208 | 196.4433 | 0.01214 | 196.37 | 0 | 196.4433 | 0 | 196.4433 | 0 | 286.7935 | -0.0013192 | 196.4433 | 0 | 196.4433 | 0
| 212.4021 | 0.00308 | 196.5137 | 0.01214 | 196.44 | 0 | 196.5137 | 0 | 196.5137 | 0 | 286.8692 | 0.0049733 | 196.5137 | 0 | 196.5137 | 0
| 212.4736 | 0.00494 | 196.5841 | 0.01214 | 196.51 | 0 | 196.5841 | 0 | 196.5841 | 0 | 286.9448 | -0.0011687 | 196.5841 | 0 | 196.5841 | 0
| 212.7595 | 0.00249 | 196.6545 | 0.01214 | 196.58 | 0 | 196.6545 | 0 | 196.6545 | 0 | 287.0205 | 0.0049264 | 196.6545 | 0 | 196.6545 | 0
| 213.0455 | 0.00534 | 196.7249 | 0.01214 | 196.65 | 0 | 196.7249 | 0 | 196.7249 | 0 | 287.0961 | -0.0030852 | 196.7249 | 0 | 196.7249 | 0
| 213.3316 | 0.00285 | 196.7953 | 0.01214 | 196.72 | 0 | 196.7953 | 0 | 196.7953 | 0 | 287.1718 | 0.0051092 | 196.7953 | 0 | 196.7953 | 0
| 213.4747 | 0.00095809 | 196.8657 | 0.01214 | 196.8 | 0 | 196.8657 | 0 | 196.8657 | 0 | 287.2475 | -0.0016059 | 196.8657 | 0 | 196.8657 | 0
| 213.5462 | 0.00065777 | 196.9361 | 0.01214 | 196.87 | 0 | 196.9361 | 0 | 196.9361 | 0 | 287.3232 | 0.00091326 | 196.9361 | 0 | 196.9361 | 0
| 213.6178 | 0.00757 | 197.0065 | 0.01214 | 196.94 | 0 | 197.0065 | 0 | 197.0065 | 0 | 287.3988 | -0.0063621 | 197.0065 | 0 | 197.0065 | 0
| 213.8324 | 1.7958e-05 | 197.077 | 0.01214 | 197.01 | 0 | 197.077 | 0 | 197.077 | 0 | 287.4745 | 0.0019031 | 197.077 | 0 | 197.077 | 0
| 213.904 | 0.00618 | 197.1474 | 0.01214 | 197.08 | 0 | 197.1474 | 0 | 197.1474 | 0 | 287.5502 | -0.0034735 | 197.1474 | 0 | 197.1474 | 0
| 214.1187 | 0.00194 | 197.2178 | 0.01214 | 197.15 | 0 | 197.2178 | 0 | 197.2178 | 0 | 287.6259 | 0.0053622 | 197.2178 | 0 | 197.2178 | 0
| 214.1903 | 9.6015e-05 | 197.2882 | 0.01214 | 197.22 | 0 | 197.2882 | 0 | 197.2882 | 0 | 287.7016 | -0.00080282 | 197.2882 | 0 | 197.2882 | 0
| 214.4051 | 0.00323 | 197.3587 | 0.01214 | 197.29 | 0 | 197.3587 | 0 | 197.3587 | 0 | 287.7773 | 0.0024438 | 197.3587 | 0 | 197.3587 | 0
| 214.4767 | 0.00251 | 197.4291 | 0.01214 | 197.36 | 0 | 197.4291 | 0 | 197.4291 | 0 | 287.8529 | -0.0012724 | 197.4291 | 0 | 197.4291 | 0
| 215.0496 | 0.01083 | 197.4996 | 0.01214 | 197.43 | 0 | 197.4996 | 0 | 197.4996 | 0 | 287.9286 | 0.0053749 | 197.4996 | 0 | 197.4996 | 0
| 215.2646 | 0.00169 | 197.57 | 0.01214 | 197.5 | 0 | 197.57 | 0 | 197.57 | 0 | 288.0044 | -0.002144 | 197.57 | 0 | 197.57 | 0
| 215.4796 | 0.00037242 | 197.6405 | 0.01214 | 197.57 | 0 | 197.6405 | 0 | 197.6405 | 0 | 288.08 | 0.0075106 | 197.6405 | 0 | 197.6405 | 0
| 215.6229 | 0.00365 | 197.711 | 0.01214 | 197.64 | 0 | 197.711 | 0 | 197.711 | 0 | 288.1558 | 8.0034e-05 | 197.711 | 0 | 197.711 | 0
| 215.838 | 0.00204 | 197.7814 | 0.01214 | 197.71 | 0 | 197.7814 | 0 | 197.7814 | 0 | 288.2315 | -0.00081622 | 197.7814 | 0 | 197.7814 | 0
| 216.0531 | 0.00023447 | 197.8519 | 0.01214 | 197.78 | 0 | 197.8519 | 0 | 197.8519 | 0 | 288.3072 | 0.0012556 | 197.8519 | 0 | 197.8519 | 0
| 216.1965 | 0.005 | 197.9224 | 0.01214 | 197.85 | 0 | 197.9224 | 0 | 197.9224 | 0 | 288.3829 | 0.0034982 | 197.9224 | 0 | 197.9224 | 0
| 216.4117 | 0.00209 | 197.9929 | 0.01214 | 197.92 | 0 | 197.9929 | 0 | 197.9929 | 0 | 288.4586 | -0.0032429 | 197.9929 | 0 | 197.9929 | 0
| 216.4834 | 0.00708 | 198.0634 | 0.01214 | 197.99 | 0 | 198.0634 | 0 | 198.0634 | 0 | 288.5344 | 0.0031643 | 198.0634 | 0 | 198.0634 | 0
| 216.6269 | 0.00167 | 198.1338 | 0.01214 | 198.06 | 0 | 198.1338 | 0 | 198.1338 | 0 | 288.6101 | -0.0023942 | 198.1338 | 0 | 198.1339 | 0
| 216.7704 | 0.01774 | 198.2044 | 0.01214 | 198.13 | 0 | 198.2044 | 0 | 198.2044 | 0 | 288.6859 | 0.0033548 | 198.2044 | 0 | 198.2044 | 0
| 216.9857 | 0.00247 | 198.2749 | 0.01214 | 198.2 | 0 | 198.2749 | 0 | 198.2749 | 0 | 288.7616 | -0.0011157 | 198.2749 | 0 | 198.2749 | 0
| 217.0574 | 0.00563 | 198.3454 | 0.01214 | 198.27 | 0.01 | 198.3454 | 0 | 198.3454 | 0 | 288.8373 | 0.0042525 | 198.3454 | 0 | 198.3454 | 0
| 217.201 | 0.00109 | 198.4159 | 0.01214 | 198.35 | 0 | 198.4159 | 0 | 198.4159 | 0 | 288.9131 | 0.0037438 | 198.4159 | 0 | 198.4159 | 0
| 217.2728 | 0.00114 | 198.4864 | 0.01214 | 198.42 | 0 | 198.4864 | 0 | 198.4864 | 0 | 288.9888 | 0.0026971 | 198.4864 | 0 | 198.4864 | 0
| 217.3445 | 0.0032 | 198.5569 | 0.01214 | 198.49 | 0 | 198.5569 | 0 | 198.5569 | 0 | 289.0646 | 0.00045602 | 198.5569 | 0 | 198.5569 | 0
| 217.4881 | 0.00266 | 198.6275 | 0.01214 | 198.56 | 0 | 198.6275 | 0 | 198.6275 | 0 | 289.1404 | 0.0027308 | 198.6275 | 0 | 198.6275 | 0
| 217.7754 | 0.00203 | 198.698 | 0.01214 | 198.63 | 0 | 198.698 | 0 | 198.698 | 0 | 289.2161 | 0.00089332 | 198.698 | 0 | 198.698 | 0
| 217.8472 | 0.00793 | 198.7685 | 0.01214 | 198.7 | 0 | 198.7685 | 0 | 198.7685 | 0 | 289.2919 | 0.0039153 | 198.7685 | 0 | 198.7685 | 0
| 217.919 | 0.00543 | 198.8391 | 0.01214 | 198.77 | 0 | 198.8391 | 0 | 198.8391 | 0 | 289.3676 | -0.0007839 | 198.8391 | 0 | 198.8391 | 0
| 218.0627 | 0.00262 | 198.9096 | 0.01214 | 198.84 | 0 | 198.9096 | 0 | 198.9096 | 0 | 289.4434 | 0.0028541 | 198.9096 | 0 | 198.9096 | 0
| 218.1345 | 0.00701 | 198.9802 | 0.01214 | 198.91 | 0 | 198.9802 | 0 | 198.9802 | 0 | 289.5192 | 0.0040314 | 198.9802 | 0 | 198.9802 | 0
| 218.2064 | 0.00575 | 199.0507 | 0.01214 | 198.98 | 0 | 199.0507 | 0 | 199.0507 | 0 | 289.595 | 0.0010752 | 199.0507 | 0 | 199.0507 | 0
| 218.2782 | 0.00010184 | 199.1213 | 0.01214 | 199.05 | 0 | 199.1213 | 0 | 199.1213 | 0 | 289.6707 | 0.00027854 | 199.1213 | 0 | 199.1213 | 0
| 218.4219 | 0.00647 | 199.1919 | 0.01214 | 199.12 | 0 | 199.1919 | 0 | 199.1919 | 0 | 289.7465 | 0.0041226 | 199.1919 | 0 | 199.1919 | 0
| 218.4938 | 0.00233 | 199.2624 | 0.01214 | 199.19 | 0 | 199.2624 | 0 | 199.2624 | 0 | 289.8223 | -5.3905e-05 | 199.2624 | 0 | 199.2625 | 0
| 218.6375 | 0.00175 | 199.333 | 0.01214 | 199.26 | 0 | 199.333 | 0 | 199.333 | 0 | 289.8981 | 0.0029017 | 199.333 | 0 | 199.333 | 0
| 218.7094 | 0.00059744 | 199.4036 | 0.01214 | 199.33 | 0 | 199.4036 | 0 | 199.4036 | 0 | 289.9739 | -0.0017279 | 199.4036 | 0 | 199.4036 | 0
| 218.7813 | 0.00034147 | 199.4742 | 0.01214 | 199.4 | 0 | 199.4742 | 0 | 199.4742 | 0 | 290.0497 | 0.00010976 | 199.4742 | 0 | 199.4742 | 0
| 218.9969 | 0.00318 | 199.5448 | 0.01214 | 199.47 | 0 | 199.5448 | 0 | 199.5448 | 0 | 290.1255 | 0.0032281 | 199.5448 | 0 | 199.5448 | 0
| 219.2846 | 0.00312 | 199.6154 | 0.01214 | 199.54 | 0 | 199.6154 | 0 | 199.6154 | 0 | 290.2013 | 0.0071577 | 199.6154 | 0 | 199.6154 | 0
| 219.3565 | 0.00073459 | 199.686 | 0.01214 | 199.62 | 0 | 199.686 | 0 | 199.686 | 0 | 290.2771 | 2.9871e-06 | 199.686 | 0 | 199.686 | 0
| 219.6442 | 0.00226 | 199.7566 | 0.01214 | 199.69 | 0 | 199.7566 | 0 | 199.7566 | 0 | 290.3529 | 0.0039177 | 199.7566 | 0 | 199.7566 | 0
| 219.86 | 0.00013363 | 199.8272 | 0.01214 | 199.76 | 0 | 199.8272 | 0 | 199.8272 | 0 | 290.4287 | 0.00094207 | 199.8272 | 0 | 199.8272 | 0
| 219.932 | 0.01685 | 199.8978 | 0.01214 | 199.83 | 0 | 199.8978 | 0 | 199.8978 | 0 | 290.5046 | 0.00064385 | 199.8978 | 0 | 199.8978 | 0
| 220.0759 | 0.00161 | 199.9684 | 0.01214 | 199.9 | 0 | 199.9684 | 0 | 199.9684 | 0 | 290.5804 | 0.0016929 | 199.9684 | 0 | 199.9685 | 0
| 220.1479 | 0.01132 | 200.0391 | 0.01214 | 199.97 | 0 | 200.0391 | 0 | 200.0391 | 0 | 290.6562 | -0.00016684 | 200.0391 | 0 | 200.0391 | 0
| 220.2199 | 0.00593 | 200.1097 | 0.01214 | 200.04 | 0 | 200.1097 | 0 | 200.1097 | 0 | 290.7321 | 0.0048589 | 200.1097 | 0 | 200.1097 | 0
| 220.3638 | 0.00199 | 200.1804 | 0.01214 | 200.11 | 0 | 200.1804 | 0 | 200.1804 | 0 | 290.8079 | -0.0016749 | 200.1804 | 0 | 200.1804 | 0
| 220.5078 | 0.00115 | 200.251 | 0.01214 | 200.18 | 0 | 200.251 | 0 | 200.251 | 0 | 290.8837 | 0.0023374 | 200.251 | 0 | 200.251 | 0
| 220.7238 | 0.00191 | 200.3216 | 0.01214 | 200.25 | 0 | 200.3216 | 0 | 200.3216 | 0 | 290.9596 | 0.0028464 | 200.3216 | 0 | 200.3216 | 0
| 220.7958 | 0.00312 | 200.3923 | 0.01214 | 200.32 | 0 | 200.3923 | 0 | 200.3923 | 0 | 291.0354 | 0.006925 | 200.3923 | 0 | 200.3923 | 0
| 220.9398 | 0.00193 | 200.463 | 0.01214 | 200.39 | 0 | 200.463 | 0 | 200.463 | 0 | 291.1113 | 0.0016645 | 200.463 | 0 | 200.463 | 0
| 221.0839 | 0.00331 | 200.5336 | 0.01214 | 200.46 | 0 | 200.5336 | 0 | 200.5336 | 0 | 291.1871 | 0.0047835 | 200.5336 | 0 | 200.5336 | 0
| 221.3 | 0.00949 | 200.6043 | 0.01214 | 200.53 | 0 | 200.6043 | 0 | 200.6043 | 0 | 291.263 | 0.0025875 | 200.6043 | 0 | 200.6043 | 0
| 221.372 | 0.00502 | 200.675 | 0.01214 | 200.6 | 0 | 200.675 | 0 | 200.675 | 0 | 291.3388 | 0.0075932 | 200.675 | 0 | 200.675 | 0
| 221.4441 | 0.0017 | 200.7456 | 0.01214 | 200.67 | 0 | 200.7456 | 0 | 200.7456 | 0 | 291.4147 | 0.0035086 | 200.7456 | 0 | 200.7456 | 0
| 221.5882 | 0.00125 | 200.8163 | 0.01214 | 200.75 | 0 | 200.8163 | 0 | 200.8163 | 0 | 291.4906 | 0.0035471 | 200.8163 | 0 | 200.8163 | 0
| 221.6602 | 0.00114 | 200.887 | 0.01214 | 200.82 | 0 | 200.887 | 0 | 200.887 | 0 | 291.5664 | 0.0022929 | 200.887 | 0 | 200.887 | 0
| 221.9486 | 0.00295 | 200.9577 | 0.01214 | 200.89 | 0 | 200.9577 | 0 | 200.9577 | 0 | 291.6423 | 0.0050105 | 200.9577 | 0 | 200.9577 | 0
| 222.1648 | 0.00123 | 201.0284 | 0.01214 | 200.96 | 0 | 201.0284 | 0 | 201.0284 | 0 | 291.7182 | 0.0010163 | 201.0284 | 0 | 201.0284 | 0
| 222.2369 | 0.00129 | 201.0991 | 0.01214 | 201.03 | 0 | 201.0991 | 0 | 201.0991 | 0 | 291.7941 | 0.0054714 | 201.0991 | 0 | 201.0991 | 0
| 222.8139 | 0.0039 | 201.1698 | 0.01214 | 201.1 | 0 | 201.1698 | 0 | 201.1698 | 0 | 291.87 | 0.00627 | 201.1698 | 0 | 201.1698 | 0
| 222.9582 | 0.00038238 | 201.2405 | 0.01214 | 201.17 | 0 | 201.2405 | 0 | 201.2405 | 0 | 291.9458 | 0.011721 | 201.2405 | 0 | 201.2405 | 0
| 223.0303 | 0.00797 | 201.3112 | 0.01214 | 201.24 | 0 | 201.3112 | 0 | 201.3112 | 0 | 292.0217 | 0.0029988 | 201.3112 | 0 | 201.3112 | 0
| 223.1025 | 0.01326 | 201.3819 | 0.01214 | 201.31 | 0 | 201.3819 | 0 | 201.3819 | 0 | 292.0976 | 0.0069428 | 201.3819 | 0 | 201.3819 | 0
| 223.319 | 0.00428 | 201.4527 | 0.01214 | 201.38 | 0 | 201.4527 | 0 | 201.4527 | 0 | 292.1735 | 0.007628 | 201.4527 | 0 | 201.4527 | 0
| 223.3912 | 0.00135 | 201.5234 | 0.01214 | 201.45 | 0 | 201.5234 | 0 | 201.5234 | 0 | 292.2494 | 0.0057072 | 201.5234 | 0 | 201.5234 | 0
| 223.6799 | 0.0024 | 201.5941 | 0.01214 | 201.52 | 0 | 201.5941 | 0 | 201.5941 | 0 | 292.3253 | 0.0071261 | 201.5941 | 0 | 201.5941 | 0
| 224.1854 | 0.00953 | 201.6649 | 0.01214 | 201.59 | 0 | 201.6649 | 0 | 201.6649 | 0 | 292.4012 | 0.006899 | 201.6649 | 0 | 201.6649 | 0
| 224.2576 | 0.00898 | 201.7356 | 0.01214 | 201.66 | 0 | 201.7356 | 0 | 201.7356 | 0 | 292.4771 | 0.0058315 | 201.7356 | 0 | 201.7356 | 0
| 224.7633 | 0.00609 | 201.8064 | 0.01214 | 201.74 | 0 | 201.8064 | 0 | 201.8064 | 0 | 292.5531 | 0.010213 | 201.8064 | 0 | 201.8064 | 0
| 224.8356 | 0.00174 | 201.8771 | 0.01214 | 201.81 | 0 | 201.8771 | 0 | 201.8771 | 0 | 292.629 | 0.0031355 | 201.8771 | 0 | 201.8771 | 0
| 225.0524 | 0.00147 | 201.9479 | 0.01214 | 201.88 | 0 | 201.9479 | 0 | 201.9479 | 0 | 292.7049 | 0.010296 | 201.9479 | 0 | 201.9479 | 0
| 225.1247 | 0.00026223 | 202.0187 | 0.01214 | 201.95 | 0 | 202.0187 | 0 | 202.0187 | 0 | 292.7808 | 0.0047874 | 202.0187 | 0 | 202.0187 | 0
| 225.3416 | 0.00351 | 202.0894 | 0.01214 | 202.02 | 0 | 202.0894 | 0 | 202.0894 | 0 | 292.8568 | 0.010958 | 202.0894 | 0 | 202.0894 | 0
| 225.6308 | 0.0045 | 202.1602 | 0.01214 | 202.09 | 0 | 202.1602 | 0 | 202.1602 | 0 | 292.9327 | 0.0056533 | 202.1602 | 0 | 202.1602 | 0
| 225.7031 | 0.00181 | 202.231 | 0.01214 | 202.16 | 0 | 202.231 | 0 | 202.231 | 0 | 293.0086 | 0.011447 | 202.231 | 0 | 202.231 | 0
| 225.9201 | 0.00397 | 202.3018 | 0.01214 | 202.23 | 0 | 202.3018 | 0 | 202.3018 | 0 | 293.0846 | 0.0097639 | 202.3018 | 0 | 202.3018 | 0
| 226.2094 | 0.00031952 | 202.3725 | 0.01214 | 202.3 | 0 | 202.3725 | 0 | 202.3725 | 0 | 293.1605 | 0.013906 | 202.3725 | 0 | 202.3726 | 0
| 226.2818 | 0.00436 | 202.4434 | 0.01214 | 202.37 | 0 | 202.4434 | 0 | 202.4434 | 0 | 293.2365 | 0.0076907 | 202.4434 | 0 | 202.4433 | 0
| 226.3542 | 0.00028173 | 202.5142 | 0.01214 | 202.44 | 0 | 202.5142 | 0 | 202.5142 | 0 | 293.3124 | 0.0097335 | 202.5142 | 0 | 202.5141 | 0
| 226.4265 | 0.00104 | 202.5849 | 0.01214 | 202.51 | 0 | 202.5849 | 0 | 202.5849 | 0 | 293.3884 | 0.0092195 | 202.5849 | 0 | 202.5849 | 0
| 226.5713 | 0.00472 | 202.6558 | 0.01214 | 202.58 | 0 | 202.6558 | 0 | 202.6558 | 0 | 293.4643 | 0.0076297 | 202.6558 | 0 | 202.6558 | 0
| 226.8608 | 0.00135 | 202.7266 | 0.01214 | 202.66 | 0 | 202.7266 | 0 | 202.7266 | 0 | 293.5403 | 0.0094283 | 202.7266 | 0 | 202.7266 | 0
| 227.3676 | 0.00662 | 202.7974 | 0.01214 | 202.73 | 0 | 202.7974 | 0 | 202.7974 | 0 | 293.6162 | 0.013125 | 202.7974 | 0 | 202.7974 | 0
| 227.6574 | 0.00444 | 202.8682 | 0.01214 | 202.8 | 0 | 202.8682 | 0 | 202.8682 | 0 | 293.6922 | 0.0081148 | 202.8682 | 0 | 202.8682 | 0
| 227.7298 | 0.00555 | 202.939 | 0.01214 | 202.87 | 0 | 202.939 | 0 | 202.939 | 0 | 293.7682 | 0.012751 | 202.939 | 0 | 202.939 | 0
| 227.9472 | 0.00105 | 203.0099 | 0.01214 | 202.94 | 0 | 203.0099 | 0 | 203.0099 | 0 | 293.8441 | 0.0094624 | 203.0099 | 0 | 203.0099 | 0
| 228.0196 | 0.00236 | 203.0807 | 0.01214 | 203.01 | 0 | 203.0807 | 0 | 203.0807 | 0 | 293.9201 | 0.013394 | 203.0807 | 0 | 203.0807 | 0
| 228.1646 | 0.00032821 | 203.1516 | 0.01214 | 203.08 | 0 | 203.1516 | 0 | 203.1516 | 0 | 293.9961 | 0.01007 | 203.1516 | 0 | 203.1516 | 0
| 228.3095 | 0.01209 | 203.2224 | 0.01214 | 203.15 | 0 | 203.2224 | 0 | 203.2224 | 0 | 294.0721 | 0.015499 | 203.2224 | 0 | 203.2224 | 0
| 228.527 | 0.00546 | 203.2933 | 0.01214 | 203.22 | 0 | 203.2933 | 0 | 203.2933 | 0 | 294.1481 | 0.013531 | 203.2933 | 0 | 203.2933 | 0
| 228.5995 | 0.00818 | 203.3641 | 0.01214 | 203.29 | 0 | 203.3641 | 0 | 203.3641 | 0 | 294.2241 | 0.013128 | 203.3641 | 0 | 203.3641 | 0
| 228.7445 | 0.00050955 | 203.435 | 0.01214 | 203.36 | 0 | 203.435 | 0 | 203.435 | 0 | 294.3001 | 0.017334 | 203.435 | 0 | 203.435 | 0
| 228.817 | 0.01081 | 203.5059 | 0.01214 | 203.43 | 0 | 203.5059 | 0 | 203.5059 | 0 | 294.3761 | 0.018134 | 203.5059 | 0 | 203.5058 | 0
| 229.0346 | 0.00061674 | 203.5767 | 0.01214 | 203.51 | 0 | 203.5767 | 0 | 203.5767 | 0 | 294.4521 | 0.014657 | 203.5767 | 0 | 203.5767 | 0
| 229.1796 | 0.00205 | 203.6476 | 0.01214 | 203.58 | 0 | 203.6476 | 0 | 203.6476 | 0 | 294.5281 | 0.02176 | 203.6476 | 0 | 203.6476 | 0
| 229.4698 | 0.00845 | 203.7185 | 0.01214 | 203.65 | 0 | 203.7185 | 0 | 203.7185 | 0 | 294.6041 | 0.015442 | 203.7185 | 0 | 203.7185 | 0
| 229.6149 | 0.00027668 | 203.7894 | 0.01214 | 203.72 | 0 | 203.7894 | 0 | 203.7894 | 0 | 294.6801 | 0.018959 | 203.7894 | 0 | 203.7894 | 0
| 229.76 | 0.00217 | 203.8603 | 0.01214 | 203.79 | 0 | 203.8603 | 0 | 203.8603 | 0 | 294.7561 | 0.014263 | 203.8603 | 0 | 203.8603 | 0
| 229.9778 | 0.00447 | 203.9312 | 0.01214 | 203.86 | 0 | 203.9312 | 0 | 203.9312 | 0 | 294.8321 | 0.020175 | 203.9312 | 0 | 203.9312 | 0
| 230.0504 | 0.01142 | 204.002 | 0.01214 | 203.93 | 0 | 204.002 | 0 | 204.002 | 0 | 294.9081 | 0.019786 | 204.002 | 0 | 204.0021 | 0
| 230.1956 | 0.00041798 | 204.073 | 0.01214 | 204 | 0 | 204.073 | 0 | 204.073 | 0 | 294.9842 | 0.019499 | 204.073 | 0 | 204.073 | 0
| 230.3408 | 0.00099194 | 204.1439 | 0.01214 | 204.07 | 0 | 204.1439 | 0 | 204.1439 | 0 | 295.0602 | 0.022494 | 204.1439 | 0 | 204.1439 | 0
| 230.5586 | 0.00666 | 204.2148 | 0.01214 | 204.14 | 0 | 204.2148 | 0 | 204.2148 | 0 | 295.1362 | 0.022377 | 204.2148 | 0 | 204.2148 | 0
| 230.6312 | 0.00174 | 204.2857 | 0.01214 | 204.21 | 0 | 204.2857 | 0 | 204.2857 | 0 | 295.2123 | 0.019597 | 204.2857 | 0 | 204.2857 | 0
| 230.8491 | 0.0013 | 204.3566 | 0.01214 | 204.29 | 0 | 204.3566 | 0 | 204.3566 | 0 | 295.2883 | 0.024366 | 204.3566 | 0 | 204.3566 | 0
| 230.9217 | 0.0106 | 204.4276 | 0.01214 | 204.36 | 0 | 204.4276 | 0 | 204.4276 | 0 | 295.3643 | 0.025539 | 204.4276 | 0 | 204.4276 | 0
| 230.9944 | 0.00043197 | 204.4985 | 0.01214 | 204.43 | 0 | 204.4985 | 0 | 204.4985 | 0 | 295.4404 | 0.024358 | 204.4985 | 0 | 204.4985 | 0
| 231.2123 | 0.00046713 | 204.5694 | 0.01214 | 204.5 | 0 | 204.5694 | 0 | 204.5694 | 0 | 295.5164 | 0.024706 | 204.5694 | 0 | 204.5694 | 0
| 231.4303 | 0.00329 | 204.6404 | 0.01214 | 204.57 | 0 | 204.6404 | 0 | 204.6404 | 0 | 295.5925 | 0.026339 | 204.6404 | 0 | 204.6404 | 0
| 231.503 | 0.00325 | 204.7113 | 0.01214 | 204.64 | 0 | 204.7113 | 0 | 204.7113 | 0 | 295.6686 | 0.025629 | 204.7113 | 0 | 204.7113 | 0
| 231.7938 | 0.0057 | 204.7823 | 0.01214 | 204.71 | 0 | 204.7823 | 0 | 204.7823 | 0 | 295.7446 | 0.028105 | 204.7823 | 0 | 204.7823 | 0
| 232.0119 | 0.00022878 | 204.8533 | 0.01214 | 204.78 | 0 | 204.8533 | 0 | 204.8533 | 0 | 295.8207 | 0.027025 | 204.8533 | 0 | 204.8532 | 0
| 232.3755 | 0.00295 | 204.9242 | 0.01214 | 204.85 | 0 | 204.9242 | 0 | 204.9242 | 0 | 295.8968 | 0.030775 | 204.9242 | 0 | 204.9242 | 0
| 232.9574 | 0.00537 | 204.9952 | 0.01214 | 204.92 | 0 | 204.9952 | 0 | 204.9952 | 0 | 295.9728 | 0.029926 | 204.9952 | 0 | 204.9952 | 0
| 233.1757 | 0.00221 | 205.0661 | 0.01214 | 205 | 0 | 205.0661 | 0 | 205.0661 | 0 | 296.0489 | 0.037023 | 205.0661 | 0 | 205.0661 | 0
| 233.2485 | 0.00464 | 205.1371 | 0.01214 | 205.07 | 0 | 205.1371 | 0 | 205.1371 | 0 | 296.125 | 0.031591 | 205.1371 | 0 | 205.1371 | 0
| 233.4669 | 0.00558 | 205.2081 | 0.01214 | 205.14 | 0 | 205.2081 | 0 | 205.2081 | 0 | 296.201 | 0.036293 | 205.2081 | 0 | 205.2081 | 0
| 233.5397 | 0.00291 | 205.2791 | 0.01214 | 205.21 | 0 | 205.2791 | 0 | 205.2791 | 0 | 296.2772 | 0.034973 | 205.2791 | 0 | 205.2791 | 0
| 233.6853 | 0.00671 | 205.3501 | 0.01214 | 205.28 | 0 | 205.3501 | 0 | 205.3501 | 0 | 296.3532 | 0.038487 | 205.3501 | 0 | 205.3501 | 0
| 233.9766 | 0.00146 | 205.4211 | 0.01214 | 205.35 | 0 | 205.4211 | 0 | 205.4211 | 0 | 296.4293 | 0.032373 | 205.4211 | 0 | 205.4211 | 0
| 234.1222 | 0.00020821 | 205.4921 | 0.01214 | 205.42 | 0 | 205.4921 | 0 | 205.4921 | 0 | 296.5054 | 0.03941 | 205.4921 | 0 | 205.4921 | 0
| 234.705 | 0.00251 | 205.5631 | 0.01214 | 205.49 | 0 | 205.5631 | 0 | 205.5631 | 0 | 296.5815 | 0.038532 | 205.5631 | 0 | 205.5631 | 0
| 234.9237 | 0.00543 | 205.6341 | 0.01214 | 205.56 | 0 | 205.6341 | 0 | 205.6341 | 0 | 296.6576 | 0.036987 | 205.6341 | 0 | 205.6341 | 0
| 234.9966 | 0.00023656 | 205.7051 | 0.01214 | 205.63 | 0 | 205.7051 | 0 | 205.7051 | 0 | 296.7337 | 0.044618 | 205.7051 | 0 | 205.7051 | 0
| 235.2882 | 0.00602 | 205.7762 | 0.01214 | 205.71 | 0 | 205.7762 | 0 | 205.7762 | 0 | 296.8098 | 0.045074 | 205.7762 | 0 | 205.7762 | 0
| 235.5069 | 0.00409 | 205.8472 | 0.01214 | 205.78 | 0 | 205.8472 | 0 | 205.8472 | 0 | 296.886 | 0.041833 | 205.8472 | 0 | 205.8472 | 0
| 235.5798 | 0.0064 | 205.9182 | 0.01214 | 205.85 | 0 | 205.9182 | 0 | 205.9182 | 0 | 296.9621 | 0.044778 | 205.9182 | 0 | 205.9182 | 0
| 235.7986 | 0.00059136 | 205.9892 | 0.01214 | 205.92 | 0 | 205.9892 | 0 | 205.9892 | 0 | 297.0382 | 0.046633 | 205.9892 | 0 | 205.9893 | 0
| 235.8715 | 0.01281 | 206.0603 | 0.01214 | 205.99 | 0 | 206.0603 | 0 | 206.0603 | 0 | 297.1143 | 0.051815 | 206.0603 | 0 | 206.0603 | 0
| 236.1633 | 0.00167 | 206.1313 | 0.01214 | 206.06 | 0 | 206.1313 | 0 | 206.1313 | 0 | 297.1904 | 0.050846 | 206.1313 | 0 | 206.1313 | 0
| 236.3822 | 0.0084 | 206.2024 | 0.01214 | 206.13 | 0 | 206.2024 | 0 | 206.2024 | 0 | 297.2666 | 0.054652 | 206.2024 | 0 | 206.2024 | 0
| 236.4552 | 0.00399 | 206.2734 | 0.01214 | 206.2 | 0 | 206.2734 | 0 | 206.2734 | 0 | 297.3427 | 0.055162 | 206.2734 | 0 | 206.2735 | 0
| 236.6741 | 0.00558 | 206.3445 | 0.01214 | 206.27 | 0 | 206.3445 | 0 | 206.3445 | 0 | 297.4188 | 0.061661 | 206.3445 | 0 | 206.3445 | 0
| 236.7471 | 0.00232 | 206.4156 | 0.01214 | 206.34 | 0 | 206.4156 | 0 | 206.4156 | 0 | 297.495 | 0.056211 | 206.4156 | 0 | 206.4156 | 0
| 236.8931 | 0.0011 | 206.4866 | 0.01214 | 206.42 | 0 | 206.4866 | 0 | 206.4866 | 0 | 297.5711 | 0.06405 | 206.4866 | 0 | 206.4866 | 0
| 236.9661 | 0.00159 | 206.5577 | 0.01214 | 206.49 | 0 | 206.5577 | 0 | 206.5577 | 0 | 297.6472 | 0.061022 | 206.5577 | 0 | 206.5577 | 0
| 237.2582 | 0.00163 | 206.6288 | 0.01214 | 206.56 | 0 | 206.6288 | 0 | 206.6288 | 0 | 297.7234 | 0.067435 | 206.6288 | 0 | 206.6288 | 0
| 237.4772 | 0.0007979 | 206.6999 | 0.01214 | 206.63 | 0 | 206.6999 | 0 | 206.6999 | 0 | 297.7996 | 0.062289 | 206.6999 | 0 | 206.6999 | 0
| 237.5503 | 0.00166 | 206.771 | 0.01214 | 206.7 | 0 | 206.771 | 0 | 206.771 | 0 | 297.8757 | 0.068255 | 206.771 | 0 | 206.771 | 0
| 237.6233 | 0.00727 | 206.8421 | 0.01214 | 206.77 | 0 | 206.8421 | 0 | 206.8421 | 0 | 297.9519 | 0.071228 | 206.8421 | 0 | 206.8421 | 0
| 237.6964 | 0.00035009 | 206.9132 | 0.01214 | 206.84 | 0 | 206.9132 | 0 | 206.9132 | 0 | 298.028 | 0.076853 | 206.9132 | 0 | 206.9132 | 0
| 237.9155 | 0.00418 | 206.9843 | 0.01214 | 206.91 | 0 | 206.9843 | 0 | 206.9843 | 0 | 298.1042 | 0.071002 | 206.9843 | 0 | 206.9843 | 0
| 238.0617 | 0.00058275 | 207.0554 | 0.01214 | 206.98 | 0 | 207.0554 | 0 | 207.0554 | 0 | 298.1804 | 0.076734 | 207.0554 | 0 | 207.0554 | 0
| 238.4271 | 0.0028 | 207.1265 | 0.01214 | 207.06 | 0 | 207.1265 | 0 | 207.1265 | 0 | 298.2565 | 0.07809 | 207.1265 | 0 | 207.1265 | 0
| 238.7194 | 4.7778e-05 | 207.1976 | 0.01214 | 207.13 | 0 | 207.1976 | 0 | 207.1976 | 0 | 298.3327 | 0.082766 | 207.1976 | 0 | 207.1976 | 0
| 238.9388 | 0.0026 | 207.2687 | 0.01214 | 207.2 | 0 | 207.2687 | 0 | 207.2687 | 0 | 298.4089 | 0.082104 | 207.2687 | 0 | 207.2687 | 0
| 239.0119 | 0.00406 | 207.3399 | 0.01214 | 207.27 | 0 | 207.3399 | 0 | 207.3399 | 0 | 298.4851 | 0.090955 | 207.3399 | 0 | 207.3399 | 0
| 239.085 | 0.00314 | 207.411 | 0.01214 | 207.34 | 0 | 207.411 | 0 | 207.411 | 0 | 298.5613 | 0.088218 | 207.411 | 0 | 207.411 | 0
| 239.6702 | 0.00448 | 207.4821 | 0.01214 | 207.41 | 0 | 207.4821 | 0 | 207.4821 | 0 | 298.6375 | 0.092485 | 207.4821 | 0 | 207.4821 | 0
| 239.8897 | 0.00291 | 207.5533 | 0.01214 | 207.48 | 0 | 207.5533 | 0 | 207.5533 | 0 | 298.7137 | 0.094182 | 207.5533 | 0 | 207.5533 | 0
| 239.9629 | 0.00037909 | 207.6244 | 0.01214 | 207.55 | 0 | 207.6244 | 0 | 207.6244 | 0 | 298.7899 | 0.10061 | 207.6244 | 0 | 207.6244 | 0
| 240.5485 | 0.00169 | 207.6956 | 0.01214 | 207.62 | 0 | 207.6956 | 0 | 207.6956 | 0 | 298.8661 | 0.093652 | 207.6956 | 0 | 207.6956 | 0
| 240.9879 | 9.3737e-05 | 207.7667 | 0.01214 | 207.7 | 0 | 207.7667 | 0 | 207.7667 | 0 | 298.9423 | 0.10461 | 207.7667 | 0 | 207.7667 | 0
| 241.1344 | 0.00678 | 207.8379 | 0.01214 | 207.77 | 0 | 207.8379 | 0 | 207.8379 | 0 | 299.0185 | 0.10489 | 207.8379 | 0 | 207.8379 | 0
| 241.2809 | 0.00104 | 207.9091 | 0.01214 | 207.84 | 0 | 207.9091 | 0 | 207.9091 | 0 | 299.0947 | 0.10936 | 207.9091 | 0 | 207.9091 | 0
| 241.3541 | 0.00691 | 207.9802 | 0.01214 | 207.91 | 0 | 207.9802 | 0 | 207.9802 | 0 | 299.1709 | 0.11662 | 207.9802 | 0 | 207.9802 | 0
| 241.4274 | 0.00963 | 208.0514 | 0.01214 | 207.98 | 0 | 208.0514 | 0 | 208.0514 | 0 | 299.2471 | 0.11952 | 208.0514 | 0 | 208.0514 | 0
| 241.7205 | 0.00399 | 208.1226 | 0.01214 | 208.05 | 0 | 208.1226 | 0 | 208.1226 | 0 | 299.3233 | 0.11274 | 208.1226 | 0 | 208.1226 | 0
| 242.0137 | 0.01514 | 208.1938 | 0.01214 | 208.12 | 0 | 208.1938 | 0 | 208.1938 | 0 | 299.3995 | 0.12782 | 208.1938 | 0 | 208.1938 | 0
| 242.3069 | 0.00522 | 208.265 | 0.01214 | 208.19 | 0 | 208.265 | 0 | 208.265 | 0 | 299.4758 | 0.12216 | 208.265 | 0 | 208.265 | 0
| 242.5269 | 0.00168 | 208.3362 | 0.01214 | 208.26 | 0 | 208.3362 | 0 | 208.3362 | 0 | 299.552 | 0.13545 | 208.3362 | 0 | 208.3362 | 0
| 242.6002 | 0.00759 | 208.4074 | 0.01214 | 208.34 | 0 | 208.4074 | 0 | 208.4074 | 0 | 299.6282 | 0.13019 | 208.4074 | 0 | 208.4073 | 0
| 242.8936 | 0.00451 | 208.4786 | 0.01214 | 208.41 | 0 | 208.4786 | 0 | 208.4786 | 0 | 299.7045 | 0.13758 | 208.4786 | 0 | 208.4786 | 0
| 243.0403 | 0.00377 | 208.5498 | 0.01214 | 208.48 | 0 | 208.5498 | 0 | 208.5498 | 0 | 299.7807 | 0.13611 | 208.5498 | 0 | 208.5498 | 0
| 243.187 | 0.00607 | 208.621 | 0.01214 | 208.55 | 0 | 208.621 | 0 | 208.621 | 0 | 299.857 | 0.14517 | 208.621 | 0 | 208.621 | 0
| 243.3338 | 0.00027685 | 208.6922 | 0.01214 | 208.62 | 0 | 208.6922 | 0 | 208.6922 | 0 | 299.9332 | 0.14462 | 208.6922 | 0 | 208.6922 | 0
| 243.4805 | 0.00506 | 208.7634 | 0.01214 | 208.69 | 0 | 208.7634 | 0 | 208.7634 | 0 | 300.0095 | 0.14913 | 208.7634 | 0 | 208.7634 | 0
| 243.5539 | 0.00026528 | 208.8347 | 0.01214 | 208.76 | 0 | 208.8347 | 0 | 208.8347 | 0 | 300.0857 | 0.15153 | 208.8347 | 0 | 208.8346 | 0
| 243.7007 | 0.00216 | 208.9059 | 0.01214 | 208.83 | 0 | 208.9059 | 0 | 208.9059 | 0 | 300.162 | 0.15914 | 208.9059 | 0 | 208.9059 | 0
| 244.0677 | 0.00062966 | 208.9771 | 0.01214 | 208.91 | 0 | 208.9771 | 0 | 208.9771 | 0 | 300.2382 | 0.16066 | 208.9771 | 0 | 208.9771 | 0
| 244.288 | 0.00216 | 209.0484 | 0.01214 | 208.98 | 0 | 209.0484 | 0 | 209.0484 | 0 | 300.3145 | 0.16755 | 209.0484 | 0 | 209.0484 | 0
| 244.5818 | 0.00163 | 209.1196 | 0.01214 | 209.05 | 0 | 209.1196 | 0 | 209.1196 | 0 | 300.3908 | 0.16732 | 209.1196 | 0 | 209.1196 | 0
| 244.6552 | 0.00057731 | 209.1909 | 0.01214 | 209.12 | 0 | 209.1909 | 0 | 209.1909 | 0 | 300.467 | 0.17629 | 209.1909 | 0 | 209.1909 | 0
| 244.949 | 0.00367 | 209.2621 | 0.01214 | 209.19 | 0 | 209.2621 | 0 | 209.2621 | 0 | 300.5433 | 0.17954 | 209.2621 | 0 | 209.2621 | 0
| 245.1695 | 0.00175 | 209.3334 | 0.01214 | 209.26 | 0 | 209.3334 | 0 | 209.3334 | 0 | 300.6196 | 0.18088 | 209.3334 | 0 | 209.3334 | 0
| 245.243 | 0.00444 | 209.4046 | 0.01214 | 209.33 | 0 | 209.4046 | 0 | 209.4046 | 0 | 300.6959 | 0.18558 | 209.4046 | 0 | 209.4046 | 0
| 245.4634 | 0.00099756 | 209.4759 | 0.01214 | 209.4 | 0 | 209.4759 | 0 | 209.4759 | 0 | 300.7722 | 0.19543 | 209.4759 | 0 | 209.4759 | 0
| 245.831 | 0.00478 | 209.5472 | 0.01214 | 209.48 | 0 | 209.5472 | 0 | 209.5472 | 0 | 300.8484 | 0.1937 | 209.5472 | 0 | 209.5472 | 0
| 246.0516 | 0.00209 | 209.6185 | 0.01214 | 209.55 | 0 | 209.6185 | 0 | 209.6185 | 0 | 300.9247 | 0.20333 | 209.6185 | 0 | 209.6185 | 0
| 246.1251 | 0.0049 | 209.6898 | 0.01214 | 209.62 | 0 | 209.6898 | 0 | 209.6898 | 0 | 301.001 | 0.2051 | 209.6898 | 0 | 209.6898 | 0
| 246.4193 | 0.00069687 | 209.7611 | 0.01214 | 209.69 | 0 | 209.7611 | 0 | 209.7611 | 0 | 301.0773 | 0.21421 | 209.7611 | 0 | 209.761 | 0
| 246.7135 | 0.0008244 | 209.8323 | 0.01214 | 209.76 | 0 | 209.8323 | 0 | 209.8323 | 0 | 301.1536 | 0.21825 | 209.8323 | 0 | 209.8323 | 0
| 246.7871 | 0.00333 | 209.9036 | 0.01214 | 209.83 | 0 | 209.9036 | 0 | 209.9036 | 0 | 301.2299 | 0.22735 | 209.9036 | 0 | 209.9036 | 0
| 247.8912 | 0.01136 | 209.975 | 0.01214 | 209.9 | 0 | 209.975 | 0 | 209.975 | 0 | 301.3062 | 0.22699 | 209.975 | 0 | 209.9749 | 0
| 248.1121 | 0.00176 | 210.0463 | 0.01214 | 209.97 | 0 | 210.0463 | 0 | 210.0463 | 0 | 301.3825 | 0.23945 | 210.0463 | 0 | 210.0462 | 0
| 248.5541 | 0.00062118 | 210.1176 | 0.01214 | 210.05 | 0 | 210.1176 | 0 | 210.1176 | 0 | 301.4589 | 0.23844 | 210.1176 | 0 | 210.1176 | 0
| 248.7014 | 0.00322 | 210.1889 | 0.01214 | 210.12 | 0 | 210.1889 | 0 | 210.1889 | 0 | 301.5352 | 0.24355 | 210.1889 | 0 | 210.1889 | 0
| 248.7751 | 0.00113 | 210.2602 | 0.01214 | 210.19 | 0 | 210.2602 | 0 | 210.2602 | 0 | 301.6115 | 0.24806 | 210.2602 | 0 | 210.2602 | 0
| 248.9962 | 0.00636 | 210.3315 | 0.01214 | 210.26 | 0 | 210.3315 | 0 | 210.3315 | 0 | 301.6878 | 0.23943 | 210.3315 | 0 | 210.3315 | 0
| 249.0699 | 0.0133 | 210.4029 | 0.01214 | 210.33 | 0 | 210.4029 | 0 | 210.4029 | 0 | 301.7642 | 0.26526 | 210.4029 | 0 | 210.4029 | 0
| 249.3647 | 0.00744 | 210.4742 | 0.01214 | 210.4 | 0 | 210.4742 | 0 | 210.4742 | 0 | 301.8405 | 0.2691 | 210.4742 | 0 | 210.4742 | 0
| 249.5859 | 0.00089984 | 210.5455 | 0.01214 | 210.47 | 0 | 210.5455 | 0 | 210.5455 | 0 | 301.9168 | 0.27046 | 210.5455 | 0 | 210.5455 | 0
| 249.6597 | 0.00904 | 210.6169 | 0.01214 | 210.55 | 0 | 210.6169 | 0 | 210.6169 | 0 | 301.9932 | 0.28073 | 210.6169 | 0 | 210.6169 | 0
| 249.8809 | 0.00325 | 210.6883 | 0.01214 | 210.62 | 0 | 210.6883 | 0 | 210.6883 | 0 | 302.0695 | 0.28641 | 210.6883 | 0 | 210.6882 | 0
| 249.9546 | 0.00196 | 210.7596 | 0.01214 | 210.69 | 0 | 210.7596 | 0 | 210.7596 | 0 | 302.1458 | 0.29926 | 210.7596 | 0 | 210.7596 | 0
| 250.1022 | 0.00061948 | 210.831 | 0.01214 | 210.76 | 0 | 210.831 | 0 | 210.831 | 0 | 302.2222 | 0.30218 | 210.831 | 0 | 210.831 | 0
| 250.1759 | 0.00102 | 210.9023 | 0.01214 | 210.83 | 0 | 210.9023 | 0 | 210.9023 | 0 | 302.2986 | 0.30684 | 210.9023 | 0 | 210.9023 | 0
| 250.2497 | 0.00852 | 210.9737 | 0.01214 | 210.9 | 0 | 210.9737 | 0 | 210.9737 | 0 | 302.3749 | 0.31402 | 210.9737 | 0 | 210.9737 | 0
| 250.3972 | 0.00064975 | 211.0451 | 0.01214 | 210.97 | 0 | 211.0451 | 0 | 211.0451 | 0 | 302.4513 | 0.32233 | 211.0451 | 0 | 211.0451 | 0
| 250.471 | 0.00171 | 211.1165 | 0.01214 | 211.05 | 0 | 211.1165 | 0 | 211.1165 | 0 | 302.5276 | 0.32915 | 211.1165 | 0 | 211.1165 | 0
| 250.5448 | 0.01368 | 211.1878 | 0.01214 | 211.12 | 0 | 211.1878 | 0 | 211.1878 | 0 | 302.604 | 0.33513 | 211.1878 | 0 | 211.1879 | 0
| 250.6924 | 0.00255 | 211.2592 | 0.01214 | 211.19 | 0 | 211.2592 | 0 | 211.2592 | 0 | 302.6804 | 0.34386 | 211.2592 | 0 | 211.2592 | 0
| 250.7662 | 0.00251 | 211.3306 | 0.01214 | 211.26 | 0 | 211.3306 | 0 | 211.3306 | 0 | 302.7567 | 0.35384 | 211.3306 | 0 | 211.3306 | 0
| 250.9876 | 0.00146 | 211.402 | 0.01214 | 211.33 | 0 | 211.402 | 0 | 211.402 | 0 | 302.8331 | 0.35489 | 211.402 | 0 | 211.402 | 0
| 251.1352 | 0.00834 | 211.4734 | 0.01214 | 211.4 | 0 | 211.4734 | 0 | 211.4734 | 0 | 302.9095 | 0.36635 | 211.4734 | 0 | 211.4734 | 0
| 251.3567 | 0.0042 | 211.5448 | 0.01214 | 211.47 | 0 | 211.5448 | 0 | 211.5448 | 0 | 302.9859 | 0.37065 | 211.5448 | 0 | 211.5448 | 0
| 251.4305 | 0.00869 | 211.6163 | 0.01214 | 211.54 | 0 | 211.6163 | 0 | 211.6163 | 0 | 303.0623 | 0.38214 | 211.6163 | 0 | 211.6163 | 0
| 251.5043 | 0.00032592 | 211.6877 | 0.01214 | 211.62 | 0 | 211.6877 | 0 | 211.6877 | 0 | 303.1386 | 0.38579 | 211.6877 | 0 | 211.6877 | 0
| 251.5782 | 0.00141 | 211.7591 | 0.01214 | 211.69 | 0 | 211.7591 | 0 | 211.7591 | 0 | 303.215 | 0.39168 | 211.7591 | 0 | 211.7591 | 0
| 251.652 | 0.00455 | 211.8305 | 0.01214 | 211.76 | 0 | 211.8305 | 0 | 211.8305 | 0 | 303.2914 | 0.39692 | 211.8305 | 0 | 211.8305 | 0
| 251.7259 | 0.01202 | 211.902 | 0.01214 | 211.83 | 0 | 211.902 | 0 | 211.902 | 0 | 303.3678 | 0.4103 | 211.902 | 0 | 211.902 | 0
| 251.7997 | 0.00228 | 211.9734 | 0.01214 | 211.9 | 0 | 211.9734 | 0 | 211.9734 | 0 | 303.4442 | 0.41466 | 211.9734 | 0 | 211.9734 | 0
| 251.9475 | 0.00012264 | 212.0448 | 0.01214 | 211.97 | 0 | 212.0448 | 0 | 212.0448 | 0 | 303.5206 | 0.43211 | 212.0448 | 0 | 212.0448 | 0
| 252.0213 | 0.00913 | 212.1163 | 0.01214 | 212.04 | 0 | 212.1163 | 0 | 212.1163 | 0 | 303.597 | 0.44114 | 212.1163 | 0 | 212.1163 | 0
| 252.0952 | 0.00418 | 212.1877 | 0.01214 | 212.12 | 0 | 212.1877 | 0 | 212.1877 | 0 | 303.6735 | 0.45451 | 212.1877 | 0 | 212.1877 | 0
| 252.243 | 0.01216 | 212.2592 | 0.01214 | 212.19 | 0 | 212.2592 | 0 | 212.2592 | 0 | 303.7498 | 0.45538 | 212.2592 | 0 | 212.2592 | 0
| 252.3168 | 0.00086849 | 212.3306 | 0.01214 | 212.26 | 0 | 212.3306 | 0 | 212.3306 | 0 | 303.8263 | 0.4611 | 212.3306 | 0 | 212.3307 | 0
| 252.3907 | 0.00082097 | 212.4021 | 0.01214 | 212.33 | 0 | 212.4021 | 0 | 212.4021 | 0 | 303.9027 | 0.46809 | 212.4021 | 0 | 212.4021 | 0
| 252.4646 | 0.00504 | 212.4736 | 0.01214 | 212.4 | 0 | 212.4736 | 0 | 212.4736 | 0 | 303.9791 | 0.47601 | 212.4736 | 0 | 212.4736 | 0
| 252.5385 | 0.00893 | 212.5451 | 0.01214 | 212.47 | 0 | 212.5451 | 0 | 212.5451 | 0 | 304.0555 | 0.48064 | 212.5451 | 0 | 212.5451 | 0
| 252.6124 | 0.00137 | 212.6165 | 0.01214 | 212.55 | 0 | 212.6165 | 0 | 212.6165 | 0 | 304.132 | 0.49431 | 212.6165 | 0 | 212.6165 | 0
| 252.6863 | 0.00254 | 212.688 | 0.01214 | 212.62 | 0 | 212.688 | 0 | 212.688 | 0 | 304.2084 | 0.50531 | 212.688 | 0 | 212.688 | 0
| 252.7602 | 0.00437 | 212.7595 | 0.01214 | 212.69 | 0 | 212.7595 | 0 | 212.7595 | 0 | 304.2849 | 0.516 | 212.7595 | 0 | 212.7595 | 0
| 252.8341 | 0.0095 | 212.831 | 0.01214 | 212.76 | 0 | 212.831 | 0 | 212.831 | 0 | 304.3613 | 0.52469 | 212.831 | 0 | 212.831 | 0
| 252.908 | 0.00178 | 212.9025 | 0.01214 | 212.83 | 0 | 212.9025 | 0 | 212.9025 | 0 | 304.4377 | 0.5356 | 212.9025 | 0 | 212.9025 | 0
| 252.982 | 0.00223 | 212.974 | 0.01214 | 212.9 | 0 | 212.974 | 0 | 212.974 | 0 | 304.5142 | 0.54294 | 212.974 | 0 | 212.974 | 0
| 253.0559 | 0.01016 | 213.0455 | 0.01214 | 212.97 | 0 | 213.0455 | 0 | 213.0455 | 0 | 304.5906 | 0.5542 | 213.0455 | 0 | 213.0455 | 0
| 253.1298 | 0.01175 | 213.117 | 0.01214 | 213.05 | 0 | 213.117 | 0 | 213.117 | 0 | 304.6671 | 0.5624 | 213.117 | 0 | 213.117 | 0
| 253.2037 | 0.00383 | 213.1885 | 0.01214 | 213.12 | 0 | 213.1885 | 0 | 213.1885 | 0 | 304.7436 | 0.57293 | 213.1885 | 0 | 213.1886 | 0
| 253.2777 | 0.00779 | 213.2601 | 0.01214 | 213.19 | 0 | 213.2601 | 0 | 213.2601 | 0 | 304.82 | 0.57771 | 213.2601 | 0 | 213.2601 | 0
| 253.3516 | 0.01039 | 213.3316 | 0.01214 | 213.26 | 0 | 213.3316 | 0 | 213.3316 | 0 | 304.8965 | 0.58515 | 213.3316 | 0 | 213.3316 | 0
| 253.4255 | 0.01852 | 213.4031 | 0.01214 | 213.33 | 0 | 213.4031 | 0 | 213.4031 | 0 | 304.973 | 0.59612 | 213.4031 | 0 | 213.4031 | 0
| 253.4995 | 0.00812 | 213.4747 | 0.01214 | 213.4 | 0 | 213.4747 | 0 | 213.4747 | 0 | 305.0494 | 0.60809 | 213.4747 | 0 | 213.4747 | 0
| 253.5735 | 0.01101 | 213.5462 | 0.01214 | 213.47 | 0 | 213.5462 | 0 | 213.5462 | 0 | 305.1259 | 0.61694 | 213.5462 | 0 | 213.5462 | 0
| 253.6474 | 0.0151 | 213.6178 | 0.01214 | 213.55 | 0 | 213.6178 | 0 | 213.6178 | 0 | 305.2024 | 0.63032 | 213.6178 | 0 | 213.6178 | 0
| 253.7214 | 0.01346 | 213.6893 | 0.01214 | 213.62 | 0 | 213.6893 | 0 | 213.6893 | 0 | 305.2788 | 0.6343 | 213.6893 | 0 | 213.6893 | 0
| 253.7953 | 0.00736 | 213.7609 | 0.01214 | 213.69 | 0 | 213.7609 | 0 | 213.7609 | 0 | 305.3553 | 0.64726 | 213.7609 | 0 | 213.7608 | 0
| 253.8693 | 0.01033 | 213.8324 | 0.01214 | 213.76 | 0 | 213.8324 | 0 | 213.8324 | 0 | 305.4318 | 0.65578 | 213.8324 | 0 | 213.8324 | 0
| 253.9433 | 0.00937 | 213.904 | 0.01214 | 213.83 | 0 | 213.904 | 0 | 213.904 | 0 | 305.5083 | 0.67106 | 213.904 | 0 | 213.904 | 0
| 254.0172 | 0.01709 | 213.9755 | 0.01214 | 213.9 | 0 | 213.9755 | 0 | 213.9755 | 0 | 305.5848 | 0.67556 | 213.9755 | 0 | 213.9755 | 0
| 254.0912 | 0.00992 | 214.0471 | 0.01214 | 213.98 | 0 | 214.0471 | 0 | 214.0471 | 0 | 305.6613 | 0.68744 | 214.0471 | 0 | 214.0471 | 0
| 254.1652 | 0.0123 | 214.1187 | 0.01214 | 214.05 | 0 | 214.1187 | 0 | 214.1187 | 0 | 305.7378 | 0.69448 | 214.1187 | 0 | 214.1187 | 0
| 254.2392 | 0.02325 | 214.1903 | 0.01214 | 214.12 | 0 | 214.1903 | 0 | 214.1903 | 0 | 305.8143 | 0.7078 | 214.1903 | 0 | 214.1903 | 0
| 254.3132 | 0.01666 | 214.2619 | 0.01214 | 214.19 | 0 | 214.2619 | 0 | 214.2619 | 0 | 305.8908 | 0.71384 | 214.2619 | 0 | 214.2619 | 0
| 254.3872 | 0.01059 | 214.3335 | 0.01214 | 214.26 | 0 | 214.3335 | 0 | 214.3335 | 0 | 305.9673 | 0.72228 | 214.3335 | 0 | 214.3335 | 0
| 254.4612 | 0.015 | 214.405 | 0.01214 | 214.33 | 0 | 214.405 | 0 | 214.405 | 0 | 306.0439 | 0.72756 | 214.405 | 0 | 214.4051 | 0
| 254.5352 | 0.02258 | 214.4767 | 0.01214 | 214.41 | 0 | 214.4767 | 0 | 214.4767 | 0 | 306.1204 | 0.74503 | 214.4767 | 0 | 214.4767 | 0
| 254.6092 | 0.02552 | 214.5483 | 0.01214 | 214.48 | 0 | 214.5483 | 0 | 214.5483 | 0 | 306.1969 | 0.75176 | 214.5483 | 0 | 214.5483 | 0
| 254.6832 | 0.01667 | 214.6199 | 0.01214 | 214.55 | 0 | 214.6199 | 0 | 214.6199 | 0 | 306.2734 | 0.76268 | 214.6199 | 0 | 214.6199 | 0
| 254.7572 | 0.02326 | 214.6915 | 0.01214 | 214.62 | 0 | 214.6915 | 0 | 214.6915 | 0 | 306.3499 | 0.77187 | 214.6915 | 0 | 214.6915 | 0
| 254.8313 | 0.01979 | 214.7631 | 0.01214 | 214.69 | 0 | 214.7631 | 0 | 214.7631 | 0 | 306.4265 | 0.78746 | 214.7631 | 0 | 214.7631 | 0
| 254.9053 | 0.02791 | 214.8347 | 0.01214 | 214.76 | 0 | 214.8347 | 0 | 214.8347 | 0 | 306.503 | 0.79259 | 214.8347 | 0 | 214.8347 | 0
| 254.9793 | 0.02255 | 214.9064 | 0.01214 | 214.83 | 0 | 214.9064 | 0 | 214.9064 | 0 | 306.5795 | 0.79893 | 214.9064 | 0 | 214.9064 | 0
| 255.0533 | 0.02844 | 214.978 | 0.01214 | 214.91 | 0 | 214.978 | 0 | 214.978 | 0 | 306.6561 | 0.80467 | 214.978 | 0 | 214.978 | 0
| 255.1274 | 0.02897 | 215.0496 | 0.01214 | 214.98 | 0 | 215.0496 | 0 | 215.0496 | 0 | 306.7326 | 0.81368 | 215.0496 | 0 | 215.0496 | 0
| 255.2014 | 0.02608 | 215.1213 | 0.01214 | 215.05 | 0 | 215.1213 | 0 | 215.1213 | 0 | 306.8091 | 0.81914 | 215.1213 | 0 | 215.1213 | 0
| 255.2755 | 0.02819 | 215.1929 | 0.01214 | 215.12 | 0 | 215.1929 | 0 | 215.1929 | 0 | 306.8857 | 0.82717 | 215.1929 | 0 | 215.1929 | 0
| 255.3495 | 0.03114 | 215.2646 | 0.01214 | 215.19 | 0 | 215.2646 | 0 | 215.2646 | 0 | 306.9622 | 0.83506 | 215.2646 | 0 | 215.2646 | 0
| 255.4236 | 0.03209 | 215.3362 | 0.01214 | 215.26 | 0 | 215.3362 | 0 | 215.3362 | 0 | 307.0388 | 0.84752 | 215.3362 | 0 | 215.3362 | 0
| 255.4976 | 0.02632 | 215.4079 | 0.01214 | 215.34 | 0 | 215.4079 | 0 | 215.4079 | 0 | 307.1154 | 0.85106 | 215.4079 | 0 | 215.4079 | 0
| 255.5717 | 0.02949 | 215.4796 | 0.01214 | 215.41 | 0 | 215.4796 | 0 | 215.4796 | 0 | 307.1919 | 0.86321 | 215.4796 | 0 | 215.4796 | 0
| 255.6457 | 0.03654 | 215.5512 | 0.01214 | 215.48 | 0 | 215.5512 | 0 | 215.5512 | 0 | 307.2685 | 0.86284 | 215.5512 | 0 | 215.5512 | 0
| 255.7198 | 0.03991 | 215.6229 | 0.01214 | 215.55 | 0 | 215.6229 | 0 | 215.6229 | 0 | 307.3451 | 0.87466 | 215.6229 | 0 | 215.6229 | 0
| 255.7939 | 0.03738 | 215.6946 | 0.01214 | 215.62 | 0 | 215.6946 | 0 | 215.6946 | 0 | 307.4216 | 0.87754 | 215.6946 | 0 | 215.6946 | 0
| 255.868 | 0.03777 | 215.7663 | 0.01214 | 215.69 | 0 | 215.7663 | 0 | 215.7663 | 0 | 307.4982 | 0.88238 | 215.7663 | 0 | 215.7663 | 0
| 255.942 | 0.03993 | 215.838 | 0.01214 | 215.77 | 0 | 215.838 | 0 | 215.838 | 0 | 307.5748 | 0.89103 | 215.838 | 0 | 215.838 | 0
| 256.0161 | 0.03375 | 215.9097 | 0.01214 | 215.84 | 0 | 215.9097 | 0 | 215.9097 | 0 | 307.6514 | 0.90254 | 215.9097 | 0 | 215.9097 | 0
| 256.0902 | 0.04606 | 215.9814 | 0.01214 | 215.91 | 0 | 215.9814 | 0 | 215.9814 | 0 | 307.728 | 0.90493 | 215.9814 | 0 | 215.9814 | 0
| 256.1643 | 0.04645 | 216.0531 | 0.01214 | 215.98 | 0 | 216.0531 | 0 | 216.0531 | 0 | 307.8046 | 0.90966 | 216.0531 | 0 | 216.0531 | 0
| 256.2384 | 0.0475 | 216.1248 | 0.01214 | 216.05 | 0 | 216.1248 | 0 | 216.1248 | 0 | 307.8812 | 0.91398 | 216.1248 | 0 | 216.1248 | 0
| 256.3125 | 0.05131 | 216.1965 | 0.01214 | 216.12 | 0 | 216.1965 | 0 | 216.1965 | 0 | 307.9577 | 0.92417 | 216.1965 | 0 | 216.1965 | 0
| 256.3866 | 0.06126 | 216.2682 | 0.01214 | 216.2 | 0 | 216.2682 | 0 | 216.2682 | 0 | 308.0343 | 0.92683 | 216.2682 | 0 | 216.2682 | 0
| 256.4607 | 0.05638 | 216.3399 | 0.01214 | 216.27 | 0 | 216.3399 | 0 | 216.3399 | 0 | 308.1109 | 0.93571 | 216.3399 | 0 | 216.3399 | 0
| 256.5348 | 0.05973 | 216.4117 | 0.01214 | 216.34 | 0 | 216.4117 | 0 | 216.4117 | 0 | 308.1876 | 0.934 | 216.4117 | 0 | 216.4117 | 0
| 256.6089 | 0.06237 | 216.4834 | 0.01214 | 216.41 | 0 | 216.4834 | 0 | 216.4834 | 0 | 308.2642 | 0.9383 | 216.4834 | 0 | 216.4834 | 0
| 256.6831 | 0.06853 | 216.5551 | 0.01214 | 216.48 | 0 | 216.5551 | 0 | 216.5551 | 0 | 308.3408 | 0.94275 | 216.5551 | 0 | 216.5551 | 0
| 256.7572 | 0.06353 | 216.6269 | 0.01214 | 216.56 | 0 | 216.6269 | 0 | 216.6269 | 0 | 308.4174 | 0.95246 | 216.6269 | 0 | 216.6269 | 0
| 256.8313 | 0.07101 | 216.6986 | 0.01214 | 216.63 | 0 | 216.6986 | 0 | 216.6986 | 0 | 308.494 | 0.9443 | 216.6986 | 0 | 216.6986 | 0
| 256.9055 | 0.08144 | 216.7704 | 0.01214 | 216.7 | 0 | 216.7704 | 0 | 216.7704 | 0 | 308.5706 | 0.95413 | 216.7704 | 0 | 216.7704 | 0
| 256.9796 | 0.08929 | 216.8421 | 0.01214 | 216.77 | 0.01 | 216.8421 | 0 | 216.8421 | 0 | 308.6472 | 0.95988 | 216.8421 | 0 | 216.8421 | 0
| 257.0537 | 0.08193 | 216.9139 | 0.01214 | 216.84 | 0 | 216.9139 | 0 | 216.9139 | 0 | 308.7239 | 0.97201 | 216.9139 | 0 | 216.9139 | 0
| 257.1279 | 0.08877 | 216.9856 | 0.01214 | 216.91 | 0 | 216.9856 | 0 | 216.9856 | 0 | 308.8005 | 0.97646 | 216.9856 | 0 | 216.9857 | 0
| 257.202 | 0.08239 | 217.0574 | 0.01214 | 216.99 | 0 | 217.0574 | 0 | 217.0574 | 0 | 308.8771 | 0.98703 | 217.0574 | 0 | 217.0574 | 0
| 257.2762 | 0.09175 | 217.1292 | 0.01214 | 217.06 | 0 | 217.1292 | 0 | 217.1292 | 0 | 308.9538 | 0.98588 | 217.1292 | 0 | 217.1292 | 0
| 257.3503 | 0.08034 | 217.201 | 0.01214 | 217.13 | 0 | 217.201 | 0 | 217.201 | 0 | 309.0304 | 0.98206 | 217.201 | 0 | 217.201 | 0
| 257.4245 | 0.10031 | 217.2728 | 0.01214 | 217.2 | 0 | 217.2728 | 0 | 217.2728 | 0 | 309.1071 | 0.97217 | 217.2728 | 0 | 217.2728 | 0
| 257.4987 | 0.10659 | 217.3445 | 0.01214 | 217.27 | 0 | 217.3445 | 0 | 217.3445 | 0 | 309.1837 | 0.97247 | 217.3445 | 0 | 217.3445 | 0
| 257.5729 | 0.11313 | 217.4163 | 0.01214 | 217.34 | 0 | 217.4163 | 0 | 217.4163 | 0 | 309.2604 | 0.97037 | 217.4163 | 0 | 217.4163 | 0
| 257.647 | 0.11121 | 217.4881 | 0.01214 | 217.42 | 0 | 217.4881 | 0 | 217.4881 | 0 | 309.337 | 0.98526 | 217.4881 | 0 | 217.4881 | 0
| 257.7212 | 0.11928 | 217.5599 | 0.01214 | 217.49 | 0 | 217.5599 | 0 | 217.5599 | 0 | 309.4137 | 0.99413 | 217.5599 | 0 | 217.5599 | 0
| 257.7954 | 0.12279 | 217.6317 | 0.01214 | 217.56 | 0 | 217.6317 | 0 | 217.6317 | 0 | 309.4903 | 0.99982 | 217.6317 | 0 | 217.6317 | 0
| 257.8696 | 0.13222 | 217.7036 | 0.01214 | 217.63 | 0 | 217.7036 | 0 | 217.7036 | 0 | 309.567 | 1 | 217.7036 | 0 | 217.7036 | 0
| 257.9438 | 0.13132 | 217.7754 | 0.01214 | 217.7 | 0 | 217.7754 | 0 | 217.7754 | 0 | 309.6437 | 0.99982 | 217.7754 | 0 | 217.7754 | 0
| 258.0179 | 0.14185 | 217.8472 | 0.01214 | 217.78 | 0 | 217.8472 | 0 | 217.8472 | 0 | 309.7203 | 0.99454 | 217.8472 | 0 | 217.8472 | 0
| 258.0921 | 0.14035 | 217.919 | 0.01214 | 217.85 | 0 | 217.919 | 0 | 217.919 | 0 | 309.797 | 0.9984 | 217.919 | 0 | 217.919 | 0
| 258.1664 | 0.15103 | 217.9908 | 0.01214 | 217.92 | 0 | 217.9908 | 0 | 217.9908 | 0 | 309.8737 | 0.99379 | 217.9908 | 0 | 217.9908 | 0
| 258.2405 | 0.15427 | 218.0627 | 0.01214 | 217.99 | 0 | 218.0627 | 0 | 218.0627 | 0 | 309.9503 | 0.99585 | 218.0627 | 0 | 218.0627 | 0
| 258.3148 | 0.16555 | 218.1345 | 0.01214 | 218.06 | 0 | 218.1345 | 0 | 218.1345 | 0 | 310.027 | 0.98965 | 218.1345 | 0 | 218.1345 | 0
| 258.389 | 0.16798 | 218.2064 | 0.01214 | 218.13 | 0 | 218.2064 | 0 | 218.2064 | 0 | 310.1037 | 0.99131 | 218.2064 | 0 | 218.2064 | 0
| 258.4632 | 0.17517 | 218.2782 | 0.01214 | 218.21 | 0 | 218.2782 | 0 | 218.2782 | 0 | 310.1804 | 0.99867 | 218.2782 | 0 | 218.2782 | 0
| 258.5374 | 0.16914 | 218.3501 | 0.01214 | 218.28 | 0 | 218.3501 | 0 | 218.3501 | 0 | 310.2571 | 0.98691 | 218.3501 | 0 | 218.3501 | 0
| 258.6116 | 0.18473 | 218.4219 | 0.01214 | 218.35 | 0 | 218.4219 | 0 | 218.4219 | 0 | 310.3338 | 0.9939 | 218.4219 | 0 | 218.4219 | 0
| 258.6859 | 0.19078 | 218.4938 | 0.01214 | 218.42 | 0 | 218.4938 | 0 | 218.4938 | 0 | 310.4105 | 0.99247 | 218.4938 | 0 | 218.4938 | 0
| 258.7601 | 0.19935 | 218.5656 | 0.01214 | 218.49 | 0 | 218.5656 | 0 | 218.5656 | 0 | 310.4872 | 0.99402 | 218.5656 | 0 | 218.5656 | 0
| 258.8343 | 0.20482 | 218.6375 | 0.01214 | 218.57 | 0 | 218.6375 | 0 | 218.6375 | 0 | 310.5639 | 0.98916 | 218.6375 | 0 | 218.6375 | 0
| 258.9086 | 0.21269 | 218.7094 | 0.01214 | 218.64 | 0 | 218.7094 | 0 | 218.7094 | 0 | 310.6406 | 0.98454 | 218.7094 | 0 | 218.7094 | 0
| 258.9828 | 0.2252 | 218.7813 | 0.01214 | 218.71 | 0 | 218.7813 | 0 | 218.7813 | 0 | 310.7173 | 0.98424 | 218.7813 | 0 | 218.7813 | 0
| 259.0571 | 0.24263 | 218.8532 | 0.01214 | 218.78 | 0 | 218.8532 | 0 | 218.8532 | 0 | 310.794 | 0.98199 | 218.8532 | 0 | 218.8531 | 0
| 259.1313 | 0.23578 | 218.925 | 0.01214 | 218.85 | 0 | 218.925 | 0 | 218.925 | 0 | 310.8708 | 0.97351 | 218.925 | 0 | 218.925 | 0
| 259.2056 | 0.24026 | 218.9969 | 0.01214 | 218.93 | 0 | 218.9969 | 0 | 218.9969 | 0 | 310.9475 | 0.97278 | 218.9969 | 0 | 218.9969 | 0
| 259.2799 | 0.2484 | 219.0688 | 0.01214 | 219 | 0 | 219.0688 | 0 | 219.0688 | 0 | 311.0242 | 0.97345 | 219.0688 | 0 | 219.0688 | 0
| 259.3541 | 0.25282 | 219.1407 | 0.01214 | 219.07 | 0 | 219.1407 | 0 | 219.1407 | 0 | 311.101 | 0.96855 | 219.1407 | 0 | 219.1407 | 0
| 259.4284 | 0.25653 | 219.2126 | 0.01214 | 219.14 | 0 | 219.2126 | 0 | 219.2126 | 0 | 311.1777 | 0.95984 | 219.2126 | 0 | 219.2126 | 0
| 259.5027 | 0.26266 | 219.2846 | 0.01214 | 219.21 | 0 | 219.2846 | 0 | 219.2846 | 0 | 311.2544 | 0.96484 | 219.2846 | 0 | 219.2846 | 0
| 259.5769 | 0.2757 | 219.3565 | 0.01214 | 219.28 | 0 | 219.3565 | 0 | 219.3565 | 0 | 311.3311 | 0.95726 | 219.3565 | 0 | 219.3565 | 0
| 259.6512 | 0.28535 | 219.4284 | 0.01214 | 219.36 | 0 | 219.4284 | 0 | 219.4284 | 0 | 311.4079 | 0.95294 | 219.4284 | 0 | 219.4284 | 0
| 259.7255 | 0.2832 | 219.5003 | 0.01214 | 219.43 | 0 | 219.5003 | 0 | 219.5003 | 0 | 311.4846 | 0.945 | 219.5003 | 0 | 219.5003 | 0
| 259.7998 | 0.2952 | 219.5723 | 0.01214 | 219.5 | 0 | 219.5723 | 0 | 219.5723 | 0 | 311.5614 | 0.94569 | 219.5723 | 0 | 219.5723 | 0
| 259.8741 | 0.30629 | 219.6442 | 0.01214 | 219.57 | 0 | 219.6442 | 0 | 219.6442 | 0 | 311.6381 | 0.93804 | 219.6442 | 0 | 219.6442 | 0
| 259.9484 | 0.31391 | 219.7161 | 0.01214 | 219.64 | 0 | 219.7161 | 0 | 219.7161 | 0 | 311.7149 | 0.93364 | 219.7161 | 0 | 219.7161 | 0
| 260.0227 | 0.31109 | 219.7881 | 0.01214 | 219.72 | 0 | 219.7881 | 0 | 219.7881 | 0 | 311.7916 | 0.92816 | 219.7881 | 0 | 219.7881 | 0
| 260.097 | 0.3079 | 219.86 | 0.01214 | 219.79 | 0 | 219.86 | 0 | 219.86 | 0 | 311.8684 | 0.92255 | 219.86 | 0 | 219.86 | 0
| 260.1713 | 0.31317 | 219.932 | 0.01214 | 219.86 | 0 | 219.932 | 0 | 219.932 | 0 | 311.9452 | 0.91879 | 219.932 | 0 | 219.932 | 0
| 260.2456 | 0.32644 | 220.0039 | 0.01214 | 219.93 | 0.01 | 220.0039 | 0 | 220.0039 | 0 | 312.0219 | 0.92178 | 220.0039 | 0 | 220.0039 | 0
| 260.32 | 0.34162 | 220.0759 | 0.01214 | 220 | 0 | 220.0759 | 0 | 220.0759 | 0 | 312.0987 | 0.91108 | 220.0759 | 0 | 220.0759 | 0
| 260.3943 | 0.35478 | 220.1479 | 0.01214 | 220.08 | 0 | 220.1479 | 0 | 220.1479 | 0 | 312.1755 | 0.90675 | 220.1479 | 0 | 220.1479 | 0
| 260.4686 | 0.35498 | 220.2199 | 0.01214 | 220.15 | 0 | 220.2199 | 0 | 220.2199 | 0 | 312.2522 | 0.90269 | 220.2199 | 0 | 220.2198 | 0
| 260.5429 | 0.37687 | 220.2918 | 0.01214 | 220.22 | 0 | 220.2918 | 0 | 220.2918 | 0 | 312.329 | 0.9015 | 220.2918 | 0 | 220.2918 | 0
| 260.6173 | 0.36153 | 220.3638 | 0.01214 | 220.29 | 0 | 220.3638 | 0 | 220.3638 | 0 | 312.4058 | 0.89411 | 220.3638 | 0 | 220.3638 | 0
| 260.6916 | 0.36357 | 220.4358 | 0.01214 | 220.36 | 0 | 220.4358 | 0 | 220.4358 | 0 | 312.4826 | 0.88293 | 220.4358 | 0 | 220.4358 | 0
| 260.7659 | 0.37114 | 220.5078 | 0.01214 | 220.44 | 0 | 220.5078 | 0 | 220.5078 | 0 | 312.5594 | 0.88075 | 220.5078 | 0 | 220.5078 | 0
| 260.8403 | 0.37593 | 220.5798 | 0.01214 | 220.51 | 0 | 220.5798 | 0 | 220.5798 | 0 | 312.6362 | 0.88279 | 220.5798 | 0 | 220.5798 | 0
| 260.9146 | 0.37458 | 220.6518 | 0.01214 | 220.58 | 0 | 220.6518 | 0 | 220.6518 | 0 | 312.713 | 0.87224 | 220.6518 | 0 | 220.6518 | 0
| 260.9889 | 0.3789 | 220.7238 | 0.01214 | 220.65 | 0 | 220.7238 | 0 | 220.7238 | 0 | 312.7898 | 0.86967 | 220.7238 | 0 | 220.7238 | 0
| 261.0633 | 0.38997 | 220.7958 | 0.01214 | 220.72 | 0 | 220.7958 | 0 | 220.7958 | 0 | 312.8665 | 0.85583 | 220.7958 | 0 | 220.7958 | 0
| 261.1377 | 0.40676 | 220.8678 | 0.01214 | 220.8 | 0 | 220.8678 | 0 | 220.8678 | 0 | 312.9434 | 0.86318 | 220.8678 | 0 | 220.8678 | 0
| 261.212 | 0.41169 | 220.9398 | 0.01214 | 220.87 | 0 | 220.9398 | 0 | 220.9398 | 0 | 313.0202 | 0.85255 | 220.9398 | 0 | 220.9398 | 0
| 261.2864 | 0.41417 | 221.0118 | 0.01214 | 220.94 | 0 | 221.0118 | 0 | 221.0118 | 0 | 313.097 | 0.8389 | 221.0118 | 0 | 221.0118 | 0
| 261.3608 | 0.41398 | 221.0839 | 0.01214 | 221.01 | 0 | 221.0839 | 0 | 221.0839 | 0 | 313.1738 | 0.8365 | 221.0839 | 0 | 221.0839 | 0
| 261.4352 | 0.42965 | 221.1559 | 0.01214 | 221.08 | 0 | 221.1559 | 0 | 221.1559 | 0 | 313.2506 | 0.83482 | 221.1559 | 0 | 221.1559 | 0
| 261.5095 | 0.4204 | 221.2279 | 0.01214 | 221.16 | 0 | 221.2279 | 0 | 221.2279 | 0 | 313.3274 | 0.82597 | 221.2279 | 0 | 221.2279 | 0
| 261.5839 | 0.42694 | 221.3 | 0.01214 | 221.23 | 0 | 221.3 | 0 | 221.3 | 0 | 313.4043 | 0.81886 | 221.3 | 0 | 221.3 | 0
| 261.6583 | 0.43111 | 221.372 | 0.01214 | 221.3 | 0 | 221.372 | 0 | 221.372 | 0 | 313.4811 | 0.8124 | 221.372 | 0 | 221.372 | 0
| 261.7327 | 0.45198 | 221.4441 | 0.01214 | 221.37 | 0 | 221.4441 | 0 | 221.4441 | 0 | 313.5579 | 0.81598 | 221.4441 | 0 | 221.4441 | 0
| 261.8071 | 0.45339 | 221.5161 | 0.01214 | 221.44 | 0 | 221.5161 | 0 | 221.5161 | 0 | 313.6347 | 0.80474 | 221.5161 | 0 | 221.5161 | 0
| 261.8815 | 0.46159 | 221.5882 | 0.01214 | 221.52 | 0 | 221.5882 | 0 | 221.5882 | 0 | 313.7116 | 0.79983 | 221.5882 | 0 | 221.5882 | 0
| 261.9559 | 0.46564 | 221.6602 | 0.01214 | 221.59 | 0 | 221.6602 | 0 | 221.6602 | 0 | 313.7884 | 0.78831 | 221.6602 | 0 | 221.6602 | 0
| 262.0303 | 0.47082 | 221.7323 | 0.01214 | 221.66 | 0 | 221.7323 | 0 | 221.7323 | 0 | 313.8653 | 0.79557 | 221.7323 | 0 | 221.7323 | 0
| 262.1047 | 0.46957 | 221.8044 | 0.01214 | 221.73 | 0 | 221.8044 | 0 | 221.8044 | 0 | 313.9421 | 0.78362 | 221.8044 | 0 | 221.8044 | 0
| 262.1791 | 0.47811 | 221.8765 | 0.01214 | 221.8 | 0 | 221.8765 | 0 | 221.8765 | 0 | 314.019 | 0.78235 | 221.8765 | 0 | 221.8765 | 0
| 262.2536 | 0.48335 | 221.9486 | 0.01214 | 221.88 | 0 | 221.9486 | 0 | 221.9486 | 0 | 314.0958 | 0.76943 | 221.9486 | 0 | 221.9486 | 0
| 262.328 | 0.48691 | 222.0206 | 0.01214 | 221.95 | 0 | 222.0206 | 0 | 222.0206 | 0 | 314.1727 | 0.76871 | 222.0206 | 0 | 222.0206 | 0
| 262.4024 | 0.4933 | 222.0927 | 0.01214 | 222.02 | 0 | 222.0927 | 0 | 222.0927 | 0 | 314.2495 | 0.75055 | 222.0927 | 0 | 222.0927 | 0
| 262.4769 | 0.50584 | 222.1648 | 0.01214 | 222.09 | 0 | 222.1648 | 0 | 222.1648 | 0 | 314.3264 | 0.74595 | 222.1648 | 0 | 222.1648 | 0
| 262.5513 | 0.51818 | 222.2369 | 0.01214 | 222.16 | 0 | 222.2369 | 0 | 222.2369 | 0 | 314.4033 | 0.74449 | 222.2369 | 0 | 222.2369 | 0
| 262.6257 | 0.5129 | 222.309 | 0.01214 | 222.24 | 0 | 222.309 | 0 | 222.309 | 0 | 314.4801 | 0.74386 | 222.309 | 0 | 222.309 | 0
| 262.7002 | 0.51068 | 222.3811 | 0.01214 | 222.31 | 0 | 222.3811 | 0 | 222.3811 | 0 | 314.557 | 0.74623 | 222.3811 | 0 | 222.3811 | 0
| 262.7746 | 0.53346 | 222.4533 | 0.01214 | 222.38 | 0 | 222.4533 | 0 | 222.4533 | 0 | 314.6339 | 0.74587 | 222.4533 | 0 | 222.4533 | 0
| 262.8491 | 0.54573 | 222.5254 | 0.01214 | 222.45 | 0 | 222.5254 | 0 | 222.5254 | 0 | 314.7107 | 0.73104 | 222.5254 | 0 | 222.5254 | 0
| 262.9235 | 0.54132 | 222.5975 | 0.01214 | 222.53 | 0 | 222.5975 | 0 | 222.5975 | 0 | 314.7876 | 0.72931 | 222.5975 | 0 | 222.5975 | 0
| 262.998 | 0.54008 | 222.6696 | 0.01214 | 222.6 | 0 | 222.6696 | 0 | 222.6696 | 0 | 314.8645 | 0.71032 | 222.6696 | 0 | 222.6696 | 0
| 263.0725 | 0.54594 | 222.7418 | 0.01214 | 222.67 | 0 | 222.7418 | 0 | 222.7418 | 0 | 314.9414 | 0.70323 | 222.7418 | 0 | 222.7418 | 0
| 263.1469 | 0.55781 | 222.8139 | 0.01214 | 222.74 | 0 | 222.8139 | 0 | 222.8139 | 0 | 315.0183 | 0.69766 | 222.8139 | 0 | 222.8139 | 0
| 263.2214 | 0.57419 | 222.886 | 0.01214 | 222.81 | 0 | 222.886 | 0 | 222.886 | 0 | 315.0952 | 0.69834 | 222.886 | 0 | 222.886 | 0
| 263.2959 | 0.56782 | 222.9582 | 0.01214 | 222.89 | 0 | 222.9582 | 0 | 222.9582 | 0 | 315.1721 | 0.69813 | 222.9582 | 0 | 222.9582 | 0
| 263.3703 | 0.57945 | 223.0303 | 0.01214 | 222.96 | 0 | 223.0303 | 0 | 223.0303 | 0 | 315.249 | 0.69138 | 223.0303 | 0 | 223.0303 | 0
| 263.4448 | 0.58016 | 223.1025 | 0.01214 | 223.03 | 0 | 223.1025 | 0 | 223.1025 | 0 | 315.3259 | 0.68463 | 223.1025 | 0 | 223.1025 | 0
| 263.5193 | 0.59395 | 223.1747 | 0.01214 | 223.1 | 0 | 223.1747 | 0 | 223.1747 | 0 | 315.4028 | 0.6827 | 223.1747 | 0 | 223.1747 | 0
| 263.5938 | 0.59285 | 223.2468 | 0.01214 | 223.17 | 0 | 223.2468 | 0 | 223.2468 | 0 | 315.4797 | 0.67445 | 223.2468 | 0 | 223.2468 | 0
| 263.6683 | 0.60606 | 223.319 | 0.01214 | 223.25 | 0 | 223.319 | 0 | 223.319 | 0 | 315.5566 | 0.67332 | 223.319 | 0 | 223.319 | 0
| 263.7428 | 0.61634 | 223.3912 | 0.01214 | 223.32 | 0 | 223.3912 | 0 | 223.3912 | 0 | 315.6335 | 0.65955 | 223.3912 | 0 | 223.3912 | 0
| 263.8173 | 0.61392 | 223.4633 | 0.01214 | 223.39 | 0 | 223.4633 | 0 | 223.4633 | 0 | 315.7104 | 0.6597 | 223.4633 | 0 | 223.4633 | 0
| 263.8918 | 0.63171 | 223.5355 | 0.01214 | 223.46 | 0 | 223.5355 | 0 | 223.5355 | 0 | 315.7874 | 0.6554 | 223.5355 | 0 | 223.5355 | 0
| 263.9663 | 0.63504 | 223.6077 | 0.01214 | 223.54 | 0 | 223.6077 | 0 | 223.6077 | 0 | 315.8643 | 0.64806 | 223.6077 | 0 | 223.6077 | 0
| 264.0408 | 0.64355 | 223.6799 | 0.01214 | 223.61 | 0 | 223.6799 | 0 | 223.6799 | 0 | 315.9412 | 0.64018 | 223.6799 | 0 | 223.6799 | 0
| 264.1154 | 0.64455 | 223.7521 | 0.01214 | 223.68 | 0 | 223.7521 | 0 | 223.7521 | 0 | 316.0181 | 0.63986 | 223.7521 | 0 | 223.7521 | 0
| 264.1899 | 0.65099 | 223.8243 | 0.01214 | 223.75 | 0 | 223.8243 | 0 | 223.8243 | 0 | 316.0951 | 0.63411 | 223.8243 | 0 | 223.8243 | 0
| 264.2644 | 0.65881 | 223.8965 | 0.01214 | 223.82 | 0 | 223.8965 | 0 | 223.8965 | 0 | 316.172 | 0.62613 | 223.8965 | 0 | 223.8965 | 0
| 264.3389 | 0.67185 | 223.9687 | 0.01214 | 223.9 | 0 | 223.9687 | 0 | 223.9687 | 0 | 316.2489 | 0.6223 | 223.9687 | 0 | 223.9687 | 0
| 264.4135 | 0.68637 | 224.0409 | 0.01214 | 223.97 | 0 | 224.0409 | 0 | 224.0409 | 0 | 316.3259 | 0.61964 | 224.0409 | 0 | 224.0409 | 0
| 264.488 | 0.69132 | 224.1131 | 0.01214 | 224.04 | 0 | 224.1131 | 0 | 224.1131 | 0 | 316.4028 | 0.6139 | 224.1131 | 0 | 224.1131 | 0
| 264.5625 | 0.7037 | 224.1854 | 0.01214 | 224.11 | 0 | 224.1854 | 0 | 224.1854 | 0 | 316.4798 | 0.60818 | 224.1854 | 0 | 224.1854 | 0
| 264.6371 | 0.7185 | 224.2576 | 0.01214 | 224.19 | 0 | 224.2576 | 0 | 224.2576 | 0 | 316.5567 | 0.60168 | 224.2576 | 0 | 224.2576 | 0
| 264.7116 | 0.72503 | 224.3298 | 0.01214 | 224.26 | 0 | 224.3298 | 0 | 224.3298 | 0 | 316.6337 | 0.60102 | 224.3298 | 0 | 224.3298 | 0
| 264.7862 | 0.70845 | 224.4021 | 0.01214 | 224.33 | 0 | 224.4021 | 0 | 224.4021 | 0 | 316.7106 | 0.59516 | 224.4021 | 0 | 224.4021 | 0
| 264.8607 | 0.71551 | 224.4743 | 0.01214 | 224.4 | 0 | 224.4743 | 0 | 224.4743 | 0 | 316.7876 | 0.58984 | 224.4743 | 0 | 224.4743 | 0
| 264.9353 | 0.72204 | 224.5465 | 0.01214 | 224.47 | 0 | 224.5465 | 0 | 224.5465 | 0 | 316.8646 | 0.58472 | 224.5465 | 0 | 224.5465 | 0
| 265.0099 | 0.72077 | 224.6188 | 0.01214 | 224.55 | 0 | 224.6188 | 0 | 224.6188 | 0 | 316.9415 | 0.58532 | 224.6188 | 0 | 224.6188 | 0
| 265.0844 | 0.71971 | 224.691 | 0.01214 | 224.62 | 0 | 224.691 | 0 | 224.691 | 0 | 317.0185 | 0.57602 | 224.691 | 0 | 224.6911 | 0
| 265.159 | 0.74025 | 224.7633 | 0.01214 | 224.69 | 0 | 224.7633 | 0 | 224.7633 | 0 | 317.0955 | 0.57234 | 224.7633 | 0 | 224.7633 | 0
| 265.2336 | 0.76667 | 224.8356 | 0.01214 | 224.76 | 0 | 224.8356 | 0 | 224.8356 | 0 | 317.1725 | 0.56406 | 224.8356 | 0 | 224.8356 | 0
| 265.3082 | 0.79109 | 224.9078 | 0.01214 | 224.84 | 0 | 224.9078 | 0 | 224.9078 | 0 | 317.2495 | 0.56418 | 224.9078 | 0 | 224.9078 | 0
| 265.3827 | 0.80807 | 224.9801 | 0.01214 | 224.91 | 0 | 224.9801 | 0 | 224.9801 | 0 | 317.3264 | 0.55287 | 224.9801 | 0 | 224.9801 | 0
| 265.4573 | 0.81975 | 225.0524 | 0.01214 | 224.98 | 0 | 225.0524 | 0 | 225.0524 | 0 | 317.4034 | 0.55236 | 225.0524 | 0 | 225.0524 | 0
| 265.5319 | 0.82442 | 225.1247 | 0.01214 | 225.05 | 0 | 225.1247 | 0 | 225.1247 | 0 | 317.4804 | 0.54311 | 225.1247 | 0 | 225.1247 | 0
| 265.6065 | 0.80917 | 225.197 | 0.01214 | 225.12 | 0 | 225.197 | 0 | 225.197 | 0 | 317.5574 | 0.54388 | 225.197 | 0 | 225.197 | 0
| 265.6811 | 0.79151 | 225.2692 | 0.01214 | 225.2 | 0 | 225.2692 | 0 | 225.2692 | 0 | 317.6344 | 0.54529 | 225.2692 | 0 | 225.2693 | 0
| 265.7557 | 0.78955 | 225.3416 | 0.01214 | 225.27 | 0 | 225.3416 | 0 | 225.3416 | 0 | 317.7114 | 0.53815 | 225.3416 | 0 | 225.3416 | 0
| 265.8304 | 0.79649 | 225.4138 | 0.01214 | 225.34 | 0 | 225.4138 | 0 | 225.4138 | 0 | 317.7884 | 0.53377 | 225.4138 | 0 | 225.4138 | 0
| 265.905 | 0.81465 | 225.4862 | 0.01214 | 225.41 | 0 | 225.4862 | 0 | 225.4862 | 0 | 317.8654 | 0.53496 | 225.4862 | 0 | 225.4861 | 0
| 265.9796 | 0.81467 | 225.5585 | 0.01214 | 225.49 | 0 | 225.5585 | 0 | 225.5585 | 0 | 317.9424 | 0.5305 | 225.5585 | 0 | 225.5585 | 0
| 266.0542 | 0.83762 | 225.6308 | 0.01214 | 225.56 | 0 | 225.6308 | 0 | 225.6308 | 0 | 318.0194 | 0.52941 | 225.6308 | 0 | 225.6308 | 0
| 266.1288 | 0.8493 | 225.7031 | 0.01214 | 225.63 | 0 | 225.7031 | 0 | 225.7031 | 0 | 318.0964 | 0.51947 | 225.7031 | 0 | 225.7031 | 0
| 266.2034 | 0.86868 | 225.7754 | 0.01214 | 225.7 | 0 | 225.7754 | 0 | 225.7754 | 0 | 318.1735 | 0.51736 | 225.7754 | 0 | 225.7754 | 0
| 266.2781 | 0.87417 | 225.8477 | 0.01214 | 225.78 | 0 | 225.8477 | 0 | 225.8477 | 0 | 318.2505 | 0.51135 | 225.8477 | 0 | 225.8477 | 0
| 266.3527 | 0.88071 | 225.9201 | 0.01214 | 225.85 | 0 | 225.9201 | 0 | 225.9201 | 0 | 318.3275 | 0.50994 | 225.9201 | 0 | 225.9201 | 0
| 266.4273 | 0.91677 | 225.9924 | 0.01214 | 225.92 | 0 | 225.9924 | 0 | 225.9924 | 0 | 318.4045 | 0.5058 | 225.9924 | 0 | 225.9924 | 0
| 266.502 | 0.93582 | 226.0648 | 0.01214 | 225.99 | 0 | 226.0648 | 0 | 226.0648 | 0 | 318.4816 | 0.4965 | 226.0648 | 0 | 226.0647 | 0
| 266.5766 | 0.93406 | 226.1371 | 0.01214 | 226.06 | 0 | 226.1371 | 0 | 226.1371 | 0 | 318.5586 | 0.49358 | 226.1371 | 0 | 226.1371 | 0
| 266.6513 | 0.93584 | 226.2094 | 0.01214 | 226.14 | 0 | 226.2094 | 0 | 226.2094 | 0 | 318.6356 | 0.49021 | 226.2094 | 0 | 226.2094 | 0
| 266.726 | 0.94608 | 226.2818 | 0.01214 | 226.21 | 0 | 226.2818 | 0 | 226.2818 | 0 | 318.7127 | 0.48407 | 226.2818 | 0 | 226.2818 | 0
| 266.8006 | 0.9385 | 226.3542 | 0.01214 | 226.28 | 0 | 226.3542 | 0 | 226.3542 | 0 | 318.7897 | 0.48418 | 226.3542 | 0 | 226.3542 | 0
| 266.8752 | 0.91983 | 226.4265 | 0.01214 | 226.35 | 0 | 226.4265 | 0 | 226.4265 | 0 | 318.8668 | 0.48014 | 226.4265 | 0 | 226.4265 | 0
| 266.9499 | 0.93113 | 226.4989 | 0.01214 | 226.43 | 0 | 226.4989 | 0 | 226.4989 | 0 | 318.9438 | 0.47763 | 226.4989 | 0 | 226.4989 | 0
| 267.0246 | 0.93778 | 226.5713 | 0.01214 | 226.5 | 0 | 226.5713 | 0 | 226.5713 | 0 | 319.0208 | 0.4687 | 226.5713 | 0 | 226.5713 | 0
| 267.0993 | 0.96132 | 226.6436 | 0.01214 | 226.57 | 0 | 226.6436 | 0 | 226.6436 | 0 | 319.0979 | 0.46762 | 226.6436 | 0 | 226.6436 | 0
| 267.1739 | 0.98305 | 226.716 | 0.01214 | 226.64 | 0 | 226.716 | 0 | 226.716 | 0 | 319.175 | 0.46076 | 226.716 | 0 | 226.716 | 0
| 267.2486 | 0.98775 | 226.7884 | 0.01214 | 226.72 | 0 | 226.7884 | 0 | 226.7884 | 0 | 319.252 | 0.46317 | 226.7884 | 0 | 226.7884 | 0
| 267.3233 | 0.98425 | 226.8608 | 0.01214 | 226.79 | 0 | 226.8608 | 0 | 226.8608 | 0 | 319.3291 | 0.45836 | 226.8608 | 0 | 226.8608 | 0
| 267.398 | 1 | 226.9332 | 0.01214 | 226.86 | 0 | 226.9332 | 0 | 226.9332 | 0 | 319.4062 | 0.44753 | 226.9332 | 0 | 226.9332 | 0
| 267.4727 | 0.98908 | 227.0056 | 0.01214 | 226.93 | 0 | 227.0056 | 0 | 227.0056 | 0 | 319.4832 | 0.44389 | 227.0056 | 0 | 227.0056 | 0
| 267.5474 | 0.98957 | 227.078 | 0.01214 | 227.01 | 0 | 227.078 | 0 | 227.078 | 0 | 319.5603 | 0.44771 | 227.078 | 0 | 227.078 | 0
| 267.6221 | 0.98251 | 227.1504 | 0.01214 | 227.08 | 0 | 227.1504 | 0 | 227.1504 | 0 | 319.6374 | 0.43822 | 227.1504 | 0 | 227.1504 | 0
| 267.6968 | 0.98717 | 227.2228 | 0.01214 | 227.15 | 0 | 227.2228 | 0 | 227.2228 | 0 | 319.7144 | 0.43824 | 227.2228 | 0 | 227.2228 | 0
| 267.7715 | 0.9736 | 227.2952 | 0.01214 | 227.22 | 0 | 227.2952 | 0 | 227.2952 | 0 | 319.7915 | 0.43553 | 227.2952 | 0 | 227.2952 | 0
| 267.8462 | 0.98465 | 227.3676 | 0.01214 | 227.3 | 0 | 227.3676 | 0 | 227.3676 | 0 | 319.8686 | 0.43209 | 227.3676 | 0 | 227.3676 | 0
| 267.9209 | 0.97765 | 227.4401 | 0.01214 | 227.37 | 0 | 227.4401 | 0 | 227.4401 | 0 | 319.9457 | 0.42864 | 227.4401 | 0 | 227.4401 | 0
| 267.9957 | 0.98147 | 227.5125 | 0.01214 | 227.44 | 0 | 227.5125 | 0 | 227.5125 | 0 | 320.0228 | 0.42249 | 227.5125 | 0 | 227.5125 | 0
| 268.0704 | 0.97106 | 227.5849 | 0.01214 | 227.51 | 0 | 227.5849 | 0 | 227.5849 | 0 | 320.0999 | 0.41614 | 227.5849 | 0 | 227.5849 | 0
| 268.1451 | 0.96691 | 227.6574 | 0.01214 | 227.58 | 0 | 227.6574 | 0 | 227.6574 | 0 | 320.177 | 0.41713 | 227.6574 | 0 | 227.6574 | 0
| 268.2199 | 0.96576 | 227.7298 | 0.01214 | 227.66 | 0 | 227.7298 | 0 | 227.7298 | 0 | 320.2541 | 0.41089 | 227.7298 | 0 | 227.7298 | 0
| 268.2946 | 0.95792 | 227.8023 | 0.01214 | 227.73 | 0 | 227.8023 | 0 | 227.8023 | 0 | 320.3312 | 0.411 | 227.8023 | 0 | 227.8023 | 0
| 268.3693 | 0.95898 | 227.8747 | 0.01214 | 227.8 | 0 | 227.8747 | 0 | 227.8747 | 0 | 320.4083 | 0.40447 | 227.8747 | 0 | 227.8747 | 0
| 268.4441 | 0.95782 | 227.9472 | 0.01214 | 227.87 | 0 | 227.9472 | 0 | 227.9472 | 0 | 320.4854 | 0.4025 | 227.9472 | 0 | 227.9472 | 0
| 268.5188 | 0.94574 | 228.0196 | 0.01214 | 227.95 | 0 | 228.0196 | 0 | 228.0196 | 0 | 320.5625 | 0.3985 | 228.0196 | 0 | 228.0196 | 0
| 268.5936 | 0.93846 | 228.0921 | 0.01214 | 228.02 | 0 | 228.0921 | 0 | 228.0921 | 0 | 320.6396 | 0.39707 | 228.0921 | 0 | 228.0921 | 0
| 268.6683 | 0.92962 | 228.1646 | 0.01214 | 228.09 | 0 | 228.1646 | 0 | 228.1646 | 0 | 320.7168 | 0.38941 | 228.1646 | 0 | 228.1646 | 0
| 268.7431 | 0.92973 | 228.2371 | 0.01214 | 228.16 | 0 | 228.2371 | 0 | 228.2371 | 0 | 320.7939 | 0.38961 | 228.2371 | 0 | 228.237 | 0
| 268.8178 | 0.91118 | 228.3095 | 0.01214 | 228.24 | 0 | 228.3095 | 0 | 228.3095 | 0 | 320.871 | 0.38508 | 228.3095 | 0 | 228.3095 | 0
| 268.8926 | 0.89311 | 228.382 | 0.01214 | 228.31 | 0 | 228.382 | 0 | 228.382 | 0 | 320.9482 | 0.38341 | 228.382 | 0 | 228.382 | 0
| 268.9674 | 0.89909 | 228.4545 | 0.01214 | 228.38 | 0 | 228.4545 | 0 | 228.4545 | 0 | 321.0253 | 0.37579 | 228.4545 | 0 | 228.4545 | 0
| 269.0421 | 0.8852 | 228.527 | 0.01214 | 228.45 | 0 | 228.527 | 0 | 228.527 | 0 | 321.1024 | 0.37414 | 228.527 | 0 | 228.527 | 0
| 269.1169 | 0.87186 | 228.5995 | 0.01214 | 228.53 | 0 | 228.5995 | 0 | 228.5995 | 0 | 321.1796 | 0.37354 | 228.5995 | 0 | 228.5995 | 0
| 269.1917 | 0.8719 | 228.672 | 0.01214 | 228.6 | 0 | 228.672 | 0 | 228.672 | 0 | 321.2567 | 0.36843 | 228.672 | 0 | 228.672 | 0
| 269.2665 | 0.85462 | 228.7445 | 0.01214 | 228.67 | 0 | 228.7445 | 0 | 228.7445 | 0 | 321.3338 | 0.36772 | 228.7445 | 0 | 228.7445 | 0
| 269.3413 | 0.83309 | 228.817 | 0.01214 | 228.74 | 0 | 228.817 | 0 | 228.817 | 0 | 321.411 | 0.36608 | 228.817 | 0 | 228.817 | 0
| 269.4161 | 0.82792 | 228.8895 | 0.01214 | 228.82 | 0 | 228.8895 | 0 | 228.8895 | 0 | 321.4881 | 0.35351 | 228.8895 | 0 | 228.8895 | 0
| 269.4909 | 0.81563 | 228.962 | 0.01214 | 228.89 | 0 | 228.962 | 0 | 228.962 | 0 | 321.5653 | 0.35176 | 228.962 | 0 | 228.962 | 0
| 269.5657 | 0.80887 | 229.0346 | 0.01214 | 228.96 | 0 | 229.0346 | 0 | 229.0346 | 0 | 321.6425 | 0.35234 | 229.0346 | 0 | 229.0346 | 0
| 269.6405 | 0.7934 | 229.1071 | 0.01214 | 229.03 | 0 | 229.1071 | 0 | 229.1071 | 0 | 321.7196 | 0.34956 | 229.1071 | 0 | 229.1071 | 0
| 269.7153 | 0.76976 | 229.1796 | 0.01214 | 229.11 | 0 | 229.1796 | 0 | 229.1796 | 0 | 321.7968 | 0.34868 | 229.1796 | 0 | 229.1796 | 0
| 269.7901 | 0.76516 | 229.2522 | 0.01214 | 229.18 | 0 | 229.2522 | 0 | 229.2522 | 0 | 321.8739 | 0.34534 | 229.2522 | 0 | 229.2522 | 0
| 269.8649 | 0.74622 | 229.3247 | 0.01214 | 229.25 | 0 | 229.3247 | 0 | 229.3247 | 0 | 321.9511 | 0.33805 | 229.3247 | 0 | 229.3247 | 0
| 269.9397 | 0.74053 | 229.3973 | 0.01214 | 229.32 | 0 | 229.3973 | 0 | 229.3973 | 0 | 322.0283 | 0.33789 | 229.3973 | 0 | 229.3972 | 0
| 270.0146 | 0.71967 | 229.4698 | 0.01214 | 229.4 | 0 | 229.4698 | 0 | 229.4698 | 0 | 322.1054 | 0.33631 | 229.4698 | 0 | 229.4698 | 0
| 270.0894 | 0.70059 | 229.5423 | 0.01214 | 229.47 | 0 | 229.5423 | 0 | 229.5423 | 0 | 322.1826 | 0.3347 | 229.5423 | 0 | 229.5424 | 0
| 270.1642 | 0.68758 | 229.6149 | 0.01214 | 229.54 | 0 | 229.6149 | 0 | 229.6149 | 0 | 322.2598 | 0.33134 | 229.6149 | 0 | 229.6149 | 0
| 270.239 | 0.68178 | 229.6875 | 0.01214 | 229.61 | 0 | 229.6875 | 0 | 229.6875 | 0 | 322.337 | 0.3287 | 229.6875 | 0 | 229.6875 | 0
| 270.3139 | 0.66071 | 229.7601 | 0.01214 | 229.69 | 0 | 229.7601 | 0 | 229.7601 | 0 | 322.4142 | 0.32795 | 229.7601 | 0 | 229.76 | 0
| 270.3887 | 0.64789 | 229.8326 | 0.01214 | 229.76 | 0 | 229.8326 | 0 | 229.8326 | 0 | 322.4914 | 0.32525 | 229.8326 | 0 | 229.8326 | 0
| 270.4636 | 0.63919 | 229.9052 | 0.01214 | 229.83 | 0 | 229.9052 | 0 | 229.9052 | 0 | 322.5686 | 0.31842 | 229.9052 | 0 | 229.9052 | 0
| 270.5384 | 0.63122 | 229.9778 | 0.01214 | 229.91 | 0 | 229.9778 | 0 | 229.9778 | 0 | 322.6458 | 0.31724 | 229.9778 | 0 | 229.9778 | 0
| 270.6133 | 0.61342 | 230.0504 | 0.01214 | 229.98 | 0 | 230.0504 | 0 | 230.0504 | 0 | 322.723 | 0.31535 | 230.0504 | 0 | 230.0504 | 0
| 270.6881 | 0.60246 | 230.123 | 0.01214 | 230.05 | 0 | 230.123 | 0 | 230.123 | 0 | 322.8002 | 0.31189 | 230.123 | 0 | 230.123 | 0
| 270.763 | 0.56739 | 230.1955 | 0.01214 | 230.12 | 0 | 230.1955 | 0 | 230.1955 | 0 | 322.8773 | 0.30603 | 230.1955 | 0 | 230.1956 | 0
| 270.8379 | 0.53884 | 230.2681 | 0.01214 | 230.2 | 0 | 230.2681 | 0 | 230.2681 | 0 | 322.9546 | 0.30764 | 230.2681 | 0 | 230.2681 | 0
| 270.9127 | 0.53727 | 230.3408 | 0.01214 | 230.27 | 0 | 230.3408 | 0 | 230.3408 | 0 | 323.0318 | 0.30479 | 230.3408 | 0 | 230.3408 | 0
| 270.9876 | 0.52215 | 230.4134 | 0.01214 | 230.34 | 0 | 230.4134 | 0 | 230.4134 | 0 | 323.109 | 0.30634 | 230.4134 | 0 | 230.4134 | 0
| 271.0625 | 0.52545 | 230.486 | 0.01214 | 230.41 | 0 | 230.486 | 0 | 230.486 | 0 | 323.1862 | 0.29609 | 230.486 | 0 | 230.486 | 0
| 271.1374 | 0.53078 | 230.5586 | 0.01214 | 230.49 | 0 | 230.5586 | 0 | 230.5586 | 0 | 323.2634 | 0.29529 | 230.5586 | 0 | 230.5586 | 0
| 271.2122 | 0.50185 | 230.6312 | 0.01214 | 230.56 | 0 | 230.6312 | 0 | 230.6312 | 0 | 323.3407 | 0.29298 | 230.6312 | 0 | 230.6312 | 0
| 271.2871 | 0.48662 | 230.7038 | 0.01214 | 230.63 | 0 | 230.7038 | 0 | 230.7038 | 0 | 323.4179 | 0.29188 | 230.7038 | 0 | 230.7038 | 0
| 271.362 | 0.47386 | 230.7765 | 0.01214 | 230.7 | 0 | 230.7765 | 0 | 230.7765 | 0 | 323.4951 | 0.28439 | 230.7765 | 0 | 230.7765 | 0
| 271.4369 | 0.46043 | 230.8491 | 0.01214 | 230.78 | 0 | 230.8491 | 0 | 230.8491 | 0 | 323.5724 | 0.28887 | 230.8491 | 0 | 230.8491 | 0
| 271.5118 | 0.45149 | 230.9217 | 0.01214 | 230.85 | 0 | 230.9217 | 0 | 230.9217 | 0 | 323.6496 | 0.2805 | 230.9217 | 0 | 230.9217 | 0
| 271.5867 | 0.43272 | 230.9944 | 0.01214 | 230.92 | 0 | 230.9944 | 0 | 230.9944 | 0 | 323.7268 | 0.27898 | 230.9944 | 0 | 230.9944 | 0
| 271.6616 | 0.42446 | 231.067 | 0.01214 | 230.99 | 0 | 231.067 | 0 | 231.067 | 0 | 323.804 | 0.27629 | 231.067 | 0 | 231.067 | 0
| 271.7365 | 0.41092 | 231.1397 | 0.01214 | 231.07 | 0 | 231.1397 | 0 | 231.1397 | 0 | 323.8813 | 0.27442 | 231.1397 | 0 | 231.1397 | 0
| 271.8115 | 0.40673 | 231.2123 | 0.01214 | 231.14 | 0 | 231.2123 | 0 | 231.2123 | 0 | 323.9586 | 0.27522 | 231.2123 | 0 | 231.2123 | 0
| 271.8864 | 0.39073 | 231.285 | 0.01214 | 231.21 | 0 | 231.285 | 0 | 231.285 | 0 | 324.0358 | 0.27401 | 231.285 | 0 | 231.285 | 0
| 271.9613 | 0.37795 | 231.3577 | 0.01214 | 231.29 | 0 | 231.3577 | 0 | 231.3577 | 0 | 324.1131 | 0.26602 | 231.3577 | 0 | 231.3577 | 0
| 272.0362 | 0.37562 | 231.4303 | 0.01214 | 231.36 | 0 | 231.4303 | 0 | 231.4303 | 0 | 324.1903 | 0.26925 | 231.4303 | 0 | 231.4303 | 0
| 272.1112 | 0.36841 | 231.503 | 0.01214 | 231.43 | 0 | 231.503 | 0 | 231.503 | 0 | 324.2676 | 0.26292 | 231.503 | 0 | 231.503 | 0
| 272.1861 | 0.35341 | 231.5757 | 0.01214 | 231.5 | 0 | 231.5757 | 0 | 231.5757 | 0 | 324.3448 | 0.26154 | 231.5757 | 0 | 231.5757 | 0
| 272.261 | 0.35769 | 231.6484 | 0.01214 | 231.58 | 0 | 231.6484 | 0 | 231.6484 | 0 | 324.4221 | 0.25638 | 231.6484 | 0 | 231.6484 | 0
| 272.336 | 0.34344 | 231.7211 | 0.01214 | 231.65 | 0 | 231.7211 | 0 | 231.7211 | 0 | 324.4994 | 0.25365 | 231.7211 | 0 | 231.7211 | 0
| 272.4109 | 0.33723 | 231.7938 | 0.01214 | 231.72 | 0 | 231.7938 | 0 | 231.7938 | 0 | 324.5766 | 0.24955 | 231.7938 | 0 | 231.7938 | 0
| 272.4859 | 0.32043 | 231.8664 | 0.01214 | 231.79 | 0 | 231.8664 | 0 | 231.8664 | 0 | 324.6539 | 0.2491 | 231.8664 | 0 | 231.8665 | 0
| 272.5608 | 0.32006 | 231.9392 | 0.01214 | 231.87 | 0 | 231.9392 | 0 | 231.9392 | 0 | 324.7312 | 0.24634 | 231.9392 | 0 | 231.9392 | 0
| 272.6358 | 0.30718 | 232.0119 | 0.01214 | 231.94 | 0 | 232.0119 | 0 | 232.0119 | 0 | 324.8085 | 0.24814 | 232.0119 | 0 | 232.0119 | 0
| 272.7107 | 0.3116 | 232.0846 | 0.01214 | 232.01 | 0 | 232.0846 | 0 | 232.0846 | 0 | 324.8857 | 0.24365 | 232.0846 | 0 | 232.0846 | 0
| 272.7857 | 0.301 | 232.1573 | 0.01214 | 232.08 | 0 | 232.1573 | 0 | 232.1573 | 0 | 324.963 | 0.24213 | 232.1573 | 0 | 232.1573 | 0
| 272.8607 | 0.29489 | 232.23 | 0.01214 | 232.16 | 0 | 232.23 | 0 | 232.23 | 0 | 325.0403 | 0.24214 | 232.23 | 0 | 232.23 | 0
| 272.9356 | 0.28791 | 232.3027 | 0.01214 | 232.23 | 0 | 232.3027 | 0 | 232.3027 | 0 | 325.1176 | 0.23808 | 232.3027 | 0 | 232.3027 | 0
| 273.0106 | 0.27923 | 232.3755 | 0.01214 | 232.3 | 0 | 232.3755 | 0 | 232.3755 | 0 | 325.1949 | 0.22818 | 232.3755 | 0 | 232.3755 | 0
| 273.0856 | 0.27799 | 232.4482 | 0.01214 | 232.38 | 0 | 232.4482 | 0 | 232.4482 | 0 | 325.2722 | 0.23658 | 232.4482 | 0 | 232.4482 | 0
| 273.1606 | 0.27706 | 232.5209 | 0.01214 | 232.45 | 0 | 232.5209 | 0 | 232.5209 | 0 | 325.3495 | 0.23153 | 232.5209 | 0 | 232.5209 | 0
| 273.2356 | 0.27521 | 232.5937 | 0.01214 | 232.52 | 0 | 232.5937 | 0 | 232.5937 | 0 | 325.4268 | 0.22365 | 232.5937 | 0 | 232.5937 | 0
| 273.3105 | 0.27286 | 232.6664 | 0.01214 | 232.59 | 0 | 232.6664 | 0 | 232.6664 | 0 | 325.5041 | 0.22799 | 232.6664 | 0 | 232.6664 | 0
| 273.3855 | 0.25801 | 232.7392 | 0.01214 | 232.67 | 0 | 232.7392 | 0 | 232.7392 | 0 | 325.5815 | 0.22861 | 232.7392 | 0 | 232.7392 | 0
| 273.4605 | 0.25301 | 232.8119 | 0.01214 | 232.74 | 0 | 232.8119 | 0 | 232.8119 | 0 | 325.6588 | 0.22232 | 232.8119 | 0 | 232.8119 | 0
| 273.5356 | 0.24905 | 232.8847 | 0.01214 | 232.81 | 0 | 232.8847 | 0 | 232.8847 | 0 | 325.7361 | 0.21802 | 232.8847 | 0 | 232.8847 | 0
| 273.6105 | 0.24359 | 232.9574 | 0.01214 | 232.88 | 0 | 232.9574 | 0 | 232.9574 | 0 | 325.8134 | 0.2129 | 232.9574 | 0 | 232.9574 | 0
| 273.6855 | 0.23781 | 233.0302 | 0.01214 | 232.96 | 0 | 233.0302 | 0 | 233.0302 | 0 | 325.8907 | 0.21435 | 233.0302 | 0 | 233.0302 | 0
| 273.7606 | 0.23293 | 233.103 | 0.01214 | 233.03 | 0 | 233.103 | 0 | 233.103 | 0 | 325.968 | 0.21157 | 233.103 | 0 | 233.103 | 0
| 273.8356 | 0.23354 | 233.1757 | 0.01214 | 233.1 | 0 | 233.1757 | 0 | 233.1757 | 0 | 326.0453 | 0.21551 | 233.1757 | 0 | 233.1758 | 0
| 273.9106 | 0.22943 | 233.2485 | 0.01214 | 233.18 | 0 | 233.2485 | 0 | 233.2485 | 0 | 326.1227 | 0.21182 | 233.2485 | 0 | 233.2485 | 0
| 273.9856 | 0.22643 | 233.3213 | 0.01214 | 233.25 | 0 | 233.3213 | 0 | 233.3213 | 0 | 326.2 | 0.21241 | 233.3213 | 0 | 233.3213 | 0
| 274.0607 | 0.2278 | 233.3941 | 0.01214 | 233.32 | 0 | 233.3941 | 0 | 233.3941 | 0 | 326.2774 | 0.20914 | 233.3941 | 0 | 233.3941 | 0
| 274.1357 | 0.21884 | 233.4669 | 0.01214 | 233.39 | 0 | 233.4669 | 0 | 233.4669 | 0 | 326.3547 | 0.2068 | 233.4669 | 0 | 233.4669 | 0
| 274.2107 | 0.2247 | 233.5397 | 0.01214 | 233.47 | 0 | 233.5397 | 0 | 233.5397 | 0 | 326.432 | 0.20023 | 233.5397 | 0 | 233.5397 | 0
| 274.2858 | 0.21064 | 233.6125 | 0.01214 | 233.54 | 0 | 233.6125 | 0 | 233.6125 | 0 | 326.5094 | 0.20304 | 233.6125 | 0 | 233.6125 | 0
| 274.3608 | 0.20541 | 233.6853 | 0.01214 | 233.61 | 0 | 233.6853 | 0 | 233.6853 | 0 | 326.5867 | 0.19956 | 233.6853 | 0 | 233.6853 | 0
| 274.4359 | 0.20799 | 233.7581 | 0.01214 | 233.69 | 0 | 233.7581 | 0 | 233.7581 | 0 | 326.6641 | 0.19198 | 233.7581 | 0 | 233.7581 | 0
| 274.5109 | 0.20234 | 233.8309 | 0.01214 | 233.76 | 0 | 233.8309 | 0 | 233.8309 | 0 | 326.7415 | 0.19213 | 233.8309 | 0 | 233.8309 | 0
| 274.586 | 0.20499 | 233.9038 | 0.01214 | 233.83 | 0 | 233.9038 | 0 | 233.9038 | 0 | 326.8188 | 0.19635 | 233.9038 | 0 | 233.9037 | 0
| 274.661 | 0.20151 | 233.9766 | 0.01214 | 233.9 | 0 | 233.9766 | 0 | 233.9766 | 0 | 326.8962 | 0.19095 | 233.9766 | 0 | 233.9766 | 0
| 274.7361 | 0.1969 | 234.0494 | 0.01214 | 233.98 | 0 | 234.0494 | 0 | 234.0494 | 0 | 326.9735 | 0.18636 | 234.0494 | 0 | 234.0494 | 0
| 274.8112 | 0.20034 | 234.1222 | 0.01214 | 234.05 | 0 | 234.1222 | 0 | 234.1222 | 0 | 327.0509 | 0.18386 | 234.1222 | 0 | 234.1222 | 0
| 274.8862 | 0.18557 | 234.1951 | 0.01214 | 234.12 | 0 | 234.1951 | 0 | 234.1951 | 0 | 327.1283 | 0.18928 | 234.1951 | 0 | 234.1951 | 0
| 274.9613 | 0.18406 | 234.2679 | 0.01214 | 234.2 | 0 | 234.2679 | 0 | 234.2679 | 0 | 327.2057 | 0.18365 | 234.2679 | 0 | 234.2679 | 0
| 275.0364 | 0.18768 | 234.3408 | 0.01214 | 234.27 | 0 | 234.3408 | 0 | 234.3408 | 0 | 327.283 | 0.18634 | 234.3408 | 0 | 234.3408 | 0
| 275.1114 | 0.19058 | 234.4136 | 0.01214 | 234.34 | 0 | 234.4136 | 0 | 234.4136 | 0 | 327.3604 | 0.1832 | 234.4136 | 0 | 234.4136 | 0
| 275.1865 | 0.18209 | 234.4865 | 0.01214 | 234.41 | 0 | 234.4865 | 0 | 234.4865 | 0 | 327.4378 | 0.18155 | 234.4865 | 0 | 234.4865 | 0
| 275.2616 | 0.18065 | 234.5593 | 0.01214 | 234.49 | 0 | 234.5593 | 0 | 234.5593 | 0 | 327.5152 | 0.17682 | 234.5593 | 0 | 234.5593 | 0
| 275.3367 | 0.18013 | 234.6322 | 0.01214 | 234.56 | 0 | 234.6322 | 0 | 234.6322 | 0 | 327.5926 | 0.17791 | 234.6322 | 0 | 234.6322 | 0
| 275.4118 | 0.17707 | 234.705 | 0.01214 | 234.63 | 0 | 234.705 | 0 | 234.705 | 0 | 327.67 | 0.17338 | 234.705 | 0 | 234.705 | 0
| 275.4869 | 0.18198 | 234.7779 | 0.01214 | 234.71 | 0 | 234.7779 | 0 | 234.7779 | 0 | 327.7473 | 0.17992 | 234.7779 | 0 | 234.7779 | 0
| 275.562 | 0.18319 | 234.8508 | 0.01214 | 234.78 | 0 | 234.8508 | 0 | 234.8508 | 0 | 327.8247 | 0.1697 | 234.8508 | 0 | 234.8508 | 0
| 275.6371 | 0.17716 | 234.9237 | 0.01214 | 234.85 | 0 | 234.9237 | 0 | 234.9237 | 0 | 327.9021 | 0.17148 | 234.9237 | 0 | 234.9237 | 0
| 275.7122 | 0.17828 | 234.9966 | 0.01214 | 234.92 | 0 | 234.9966 | 0 | 234.9966 | 0 | 327.9795 | 0.16347 | 234.9966 | 0 | 234.9966 | 0
| 275.7874 | 0.17211 | 235.0694 | 0.01214 | 235 | 0 | 235.0694 | 0 | 235.0694 | 0 | 328.0569 | 0.17435 | 235.0694 | 0 | 235.0695 | 0
| 275.8625 | 0.17014 | 235.1423 | 0.01214 | 235.07 | 0 | 235.1423 | 0 | 235.1423 | 0 | 328.1343 | 0.16242 | 235.1423 | 0 | 235.1423 | 0
| 275.9376 | 0.17015 | 235.2152 | 0.01214 | 235.14 | 0 | 235.2152 | 0 | 235.2152 | 0 | 328.2118 | 0.16804 | 235.2152 | 0 | 235.2152 | 0
| 276.0127 | 0.1722 | 235.2882 | 0.01214 | 235.22 | 0 | 235.2882 | 0 | 235.2882 | 0 | 328.2892 | 0.15873 | 235.2882 | 0 | 235.2881 | 0
| 276.0878 | 0.16135 | 235.3611 | 0.01214 | 235.29 | 0 | 235.3611 | 0 | 235.3611 | 0 | 328.3666 | 0.15329 | 235.3611 | 0 | 235.3611 | 0
| 276.163 | 0.16626 | 235.434 | 0.01214 | 235.36 | 0 | 235.434 | 0 | 235.434 | 0 | 328.444 | 0.15046 | 235.434 | 0 | 235.434 | 0
| 276.2381 | 0.17236 | 235.5069 | 0.01214 | 235.43 | 0 | 235.5069 | 0 | 235.5069 | 0 | 328.5214 | 0.1577 | 235.5069 | 0 | 235.5069 | 0
| 276.3133 | 0.16975 | 235.5798 | 0.01214 | 235.51 | 0 | 235.5798 | 0 | 235.5798 | 0 | 328.5989 | 0.15579 | 235.5798 | 0 | 235.5798 | 0
| 276.3884 | 0.16596 | 235.6527 | 0.01214 | 235.58 | 0 | 235.6527 | 0 | 235.6527 | 0 | 328.6763 | 0.15716 | 235.6527 | 0 | 235.6527 | 0
| 276.4635 | 0.15573 | 235.7257 | 0.01214 | 235.65 | 0 | 235.7257 | 0 | 235.7257 | 0 | 328.7537 | 0.15222 | 235.7257 | 0 | 235.7256 | 0
| 276.5387 | 0.16166 | 235.7986 | 0.01214 | 235.73 | 0 | 235.7986 | 0 | 235.7986 | 0 | 328.8311 | 0.15352 | 235.7986 | 0 | 235.7986 | 0
| 276.6139 | 0.16511 | 235.8715 | 0.01214 | 235.8 | 0 | 235.8715 | 0 | 235.8715 | 0 | 328.9086 | 0.1457 | 235.8715 | 0 | 235.8715 | 0
| 276.689 | 0.15308 | 235.9445 | 0.01214 | 235.87 | 0 | 235.9445 | 0 | 235.9445 | 0 | 328.9861 | 0.15041 | 235.9445 | 0 | 235.9445 | 0
| 276.7642 | 0.15696 | 236.0174 | 0.01214 | 235.94 | 0 | 236.0174 | 0 | 236.0174 | 0 | 329.0635 | 0.1464 | 236.0174 | 0 | 236.0174 | 0
| 276.8393 | 0.15374 | 236.0904 | 0.01214 | 236.02 | 0 | 236.0904 | 0 | 236.0904 | 0 | 329.1409 | 0.14585 | 236.0904 | 0 | 236.0904 | 0
| 276.9145 | 0.16397 | 236.1633 | 0.01214 | 236.09 | 0 | 236.1633 | 0 | 236.1633 | 0 | 329.2184 | 0.14039 | 236.1633 | 0 | 236.1633 | 0
| 276.9897 | 0.15366 | 236.2363 | 0.01214 | 236.16 | 0 | 236.2363 | 0 | 236.2363 | 0 | 329.2958 | 0.14212 | 236.2363 | 0 | 236.2363 | 0
| 277.0648 | 0.16176 | 236.3092 | 0.01214 | 236.24 | 0 | 236.3092 | 0 | 236.3092 | 0 | 329.3733 | 0.14123 | 236.3092 | 0 | 236.3092 | 0
| 277.14 | 0.15408 | 236.3822 | 0.01214 | 236.31 | 0 | 236.3822 | 0 | 236.3822 | 0 | 329.4507 | 0.14195 | 236.3822 | 0 | 236.3822 | 0
| 277.2152 | 0.15548 | 236.4552 | 0.01214 | 236.38 | 0 | 236.4552 | 0 | 236.4552 | 0 | 329.5282 | 0.13858 | 236.4552 | 0 | 236.4552 | 0
| 277.2904 | 0.15029 | 236.5282 | 0.01214 | 236.46 | 0 | 236.5282 | 0 | 236.5282 | 0 | 329.6057 | 0.13778 | 236.5282 | 0 | 236.5282 | 0
| 277.3656 | 0.15302 | 236.6011 | 0.01214 | 236.53 | 0 | 236.6011 | 0 | 236.6011 | 0 | 329.6831 | 0.13506 | 236.6011 | 0 | 236.6011 | 0
| 277.4408 | 0.15544 | 236.6741 | 0.01214 | 236.6 | 0 | 236.6741 | 0 | 236.6741 | 0 | 329.7606 | 0.12809 | 236.6741 | 0 | 236.6741 | 0
| 277.516 | 0.14842 | 236.7471 | 0.01214 | 236.67 | 0 | 236.7471 | 0 | 236.7471 | 0 | 329.8381 | 0.13604 | 236.7471 | 0 | 236.7471 | 0
| 277.5912 | 0.15322 | 236.8201 | 0.01214 | 236.75 | 0 | 236.8201 | 0 | 236.8201 | 0 | 329.9156 | 0.12726 | 236.8201 | 0 | 236.8201 | 0
| 277.6664 | 0.1506 | 236.8931 | 0.01214 | 236.82 | 0 | 236.8931 | 0 | 236.8931 | 0 | 329.993 | 0.13034 | 236.8931 | 0 | 236.8931 | 0
| 277.7416 | 0.14798 | 236.9661 | 0.01214 | 236.89 | 0 | 236.9661 | 0 | 236.9661 | 0 | 330.0705 | 0.12404 | 236.9661 | 0 | 236.9661 | 0
| 277.8168 | 0.16052 | 237.0391 | 0.01214 | 236.97 | 0 | 237.0391 | 0 | 237.0391 | 0 | 330.148 | 0.13083 | 237.0391 | 0 | 237.0391 | 0
| 277.8921 | 0.14514 | 237.1121 | 0.01214 | 237.04 | 0 | 237.1121 | 0 | 237.1121 | 0 | 330.2255 | 0.12376 | 237.1121 | 0 | 237.1121 | 0
| 277.9673 | 0.1527 | 237.1851 | 0.01214 | 237.11 | 0 | 237.1851 | 0 | 237.1851 | 0 | 330.303 | 0.12376 | 237.1851 | 0 | 237.1851 | 0
| 278.0425 | 0.14776 | 237.2582 | 0.01214 | 237.19 | 0 | 237.2582 | 0 | 237.2582 | 0 | 330.3805 | 0.12403 | 237.2582 | 0 | 237.2582 | 0
| 278.1177 | 0.14814 | 237.3312 | 0.01214 | 237.26 | 0 | 237.3312 | 0 | 237.3312 | 0 | 330.458 | 0.12139 | 237.3312 | 0 | 237.3312 | 0
| 278.193 | 0.14653 | 237.4042 | 0.01214 | 237.33 | 0 | 237.4042 | 0 | 237.4042 | 0 | 330.5355 | 0.12109 | 237.4042 | 0 | 237.4042 | 0
| 278.2682 | 0.14286 | 237.4772 | 0.01214 | 237.4 | 0 | 237.4772 | 0 | 237.4772 | 0 | 330.613 | 0.1185 | 237.4772 | 0 | 237.4772 | 0
| 278.3434 | 0.14235 | 237.5503 | 0.01214 | 237.48 | 0 | 237.5503 | 0 | 237.5503 | 0 | 330.6905 | 0.11971 | 237.5503 | 0 | 237.5503 | 0
| 278.4187 | 0.13959 | 237.6233 | 0.01214 | 237.55 | 0 | 237.6233 | 0 | 237.6233 | 0 | 330.768 | 0.11978 | 237.6233 | 0 | 237.6233 | 0
| 278.4939 | 0.13695 | 237.6964 | 0.01214 | 237.62 | 0 | 237.6964 | 0 | 237.6964 | 0 | 330.8455 | 0.1144 | 237.6964 | 0 | 237.6964 | 0
| 278.5692 | 0.13906 | 237.7694 | 0.01214 | 237.7 | 0 | 237.7694 | 0 | 237.7694 | 0 | 330.923 | 0.12336 | 237.7694 | 0 | 237.7694 | 0
| 278.6444 | 0.13889 | 237.8425 | 0.01214 | 237.77 | 0 | 237.8425 | 0 | 237.8425 | 0 | 331.0005 | 0.11058 | 237.8425 | 0 | 237.8425 | 0
| 278.7197 | 0.13744 | 237.9155 | 0.01214 | 237.84 | 0 | 237.9155 | 0 | 237.9155 | 0 | 331.0781 | 0.11322 | 237.9155 | 0 | 237.9155 | 0
| 278.7949 | 0.13557 | 237.9886 | 0.01214 | 237.92 | 0 | 237.9886 | 0 | 237.9886 | 0 | 331.1556 | 0.11209 | 237.9886 | 0 | 237.9886 | 0
| 278.8702 | 0.13874 | 238.0617 | 0.01214 | 237.99 | 0 | 238.0617 | 0 | 238.0617 | 0 | 331.2331 | 0.11304 | 238.0617 | 0 | 238.0617 | 0
| 278.9455 | 0.13456 | 238.1347 | 0.01214 | 238.06 | 0 | 238.1347 | 0 | 238.1347 | 0 | 331.3106 | 0.094046 | 238.1347 | 0 | 238.1347 | 0
| 279.0208 | 0.13575 | 238.2078 | 0.01214 | 238.13 | 0 | 238.2078 | 0 | 238.2078 | 0 | 331.3882 | 0.11106 | 238.2078 | 0 | 238.2078 | 0
| 279.0961 | 0.12528 | 238.2809 | 0.01214 | 238.21 | 0 | 238.2809 | 0 | 238.2809 | 0 | 331.4657 | 0.10542 | 238.2809 | 0 | 238.2809 | 0
| 279.1713 | 0.13247 | 238.354 | 0.01214 | 238.28 | 0 | 238.354 | 0 | 238.354 | 0 | 331.5432 | 0.10914 | 238.354 | 0 | 238.354 | 0
| 279.2466 | 0.13663 | 238.4271 | 0.01214 | 238.35 | 0 | 238.4271 | 0 | 238.4271 | 0 | 331.6208 | 0.10409 | 238.4271 | 0 | 238.4271 | 0
| 279.3219 | 0.13122 | 238.5001 | 0.01214 | 238.43 | 0 | 238.5001 | 0 | 238.5001 | 0 | 331.6983 | 0.10764 | 238.5001 | 0 | 238.5002 | 0
| 279.3972 | 0.12906 | 238.5733 | 0.01214 | 238.5 | 0 | 238.5733 | 0 | 238.5733 | 0 | 331.7758 | 0.10101 | 238.5733 | 0 | 238.5732 | 0
| 279.4725 | 0.12661 | 238.6464 | 0.01214 | 238.57 | 0 | 238.6464 | 0 | 238.6464 | 0 | 331.8534 | 0.10411 | 238.6464 | 0 | 238.6463 | 0
| 279.5478 | 0.12515 | 238.7195 | 0.01214 | 238.65 | 0 | 238.7195 | 0 | 238.7195 | 0 | 331.931 | 0.10045 | 238.7195 | 0 | 238.7195 | 0
| 279.6231 | 0.12592 | 238.7926 | 0.01214 | 238.72 | 0 | 238.7926 | 0 | 238.7926 | 0 | 332.0085 | 0.10828 | 238.7926 | 0 | 238.7926 | 0
| 279.6984 | 0.12104 | 238.8657 | 0.01214 | 238.79 | 0 | 238.8657 | 0 | 238.8657 | 0 | 332.0861 | 0.097078 | 238.8657 | 0 | 238.8657 | 0
| 279.7737 | 0.12222 | 238.9388 | 0.01214 | 238.87 | 0 | 238.9388 | 0 | 238.9388 | 0 | 332.1636 | 0.1036 | 238.9388 | 0 | 238.9388 | 0
| 279.849 | 0.12251 | 239.0119 | 0.01214 | 238.94 | 0 | 239.0119 | 0 | 239.0119 | 0 | 332.2412 | 0.099266 | 239.0119 | 0 | 239.0119 | 0
| 279.9244 | 0.12497 | 239.085 | 0.01214 | 239.01 | 0 | 239.085 | 0 | 239.085 | 0 | 332.3188 | 0.099003 | 239.085 | 0 | 239.0851 | 0
| 279.9997 | 0.11511 | 239.1582 | 0.01191 | 239.09 | 0 | 239.1582 | 0 | 239.1582 | 0 | 332.3963 | 0.096602 | 239.1582 | 0 | 239.1582 | 0
| 280.075 | 0.12203 | 239.2313 | 0.01339 | 239.16 | 0 | 239.2313 | 0 | 239.2313 | 0 | 332.4739 | 0.099061 | 239.2313 | 0 | 239.2313 | 0
| 280.1503 | 0.11939 | 239.3045 | 0.01213 | 239.23 | 0 | 239.3045 | 0 | 239.3045 | 0 | 332.5515 | 0.096384 | 239.3045 | 0 | 239.3045 | 0
| 280.2256 | 0.11445 | 239.3776 | 0.01157 | 239.3 | 0 | 239.3776 | 0 | 239.3776 | 0 | 332.6291 | 0.094114 | 239.3776 | 0 | 239.3776 | 0
| 280.301 | 0.11221 | 239.4507 | 0.0096 | 239.38 | 0 | 239.4507 | 0 | 239.4507 | 0 | 332.7066 | 0.093406 | 239.4507 | 0 | 239.4507 | 0
| 280.3763 | 0.10961 | 239.5239 | 0.01084 | 239.45 | 0 | 239.5239 | 0 | 239.5239 | 0 | 332.7842 | 0.093231 | 239.5239 | 0 | 239.5239 | 0
| 280.4517 | 0.10602 | 239.5971 | 0.00934 | 239.52 | 0 | 239.5971 | 0 | 239.5971 | 0 | 332.8618 | 0.089539 | 239.5971 | 0 | 239.5971 | 0
| 280.527 | 0.10936 | 239.6702 | 0.01054 | 239.6 | 0 | 239.6702 | 0 | 239.6702 | 0 | 332.9394 | 0.085459 | 239.6702 | 0 | 239.6702 | 0
| 280.6024 | 0.10784 | 239.7434 | 0.00917 | 239.67 | 0 | 239.7434 | 0 | 239.7434 | 0 | 333.017 | 0.089228 | 239.7434 | 0 | 239.7434 | 0
| 280.6777 | 0.09978 | 239.8166 | 0.00925 | 239.74 | 0 | 239.8166 | 0 | 239.8166 | 0 | 333.0946 | 0.088029 | 239.8166 | 0 | 239.8166 | 0
| 280.7531 | 0.10866 | 239.8897 | 0.00719 | 239.82 | 0 | 239.8897 | 0 | 239.8897 | 0 | 333.1722 | 0.087559 | 239.8897 | 0 | 239.8897 | 0
| 280.8285 | 0.11085 | 239.9629 | 0.00876 | 239.89 | 0 | 239.9629 | 0 | 239.9629 | 0 | 333.2498 | 0.089277 | 239.9629 | 0 | 239.9629 | 0
| 280.9038 | 0.09726 | 240.0361 | 0.00856 | 239.96 | 0 | 240.0361 | -0.03818 | 240.0361 | 0 | 333.3274 | 0.085302 | 240.0361 | 0 | 240.0361 | 0
| 280.9792 | 0.09383 | 240.1093 | 0.01043 | 240.04 | 0 | 240.1093 | 0.02127 | 240.1093 | 0 | 333.405 | 0.084594 | 240.1093 | 0 | 240.1093 | 0
| 281.0546 | 0.0952 | 240.1825 | 0.0085 | 240.11 | 0 | 240.1825 | -0.02833 | 240.1825 | 0 | 333.4826 | 0.086545 | 240.1825 | 0 | 240.1825 | 0
| 281.1299 | 0.09779 | 240.2557 | 0.01002 | 240.18 | 0 | 240.2557 | 0.01335 | 240.2557 | 0 | 333.5602 | 0.085594 | 240.2557 | 0 | 240.2557 | 0
| 281.2053 | 0.09365 | 240.3289 | 0.00872 | 240.26 | 0 | 240.3289 | -0.02464 | 240.3289 | 0 | 333.6378 | 0.083153 | 240.3289 | 0 | 240.3289 | 0
| 281.2807 | 0.09198 | 240.4021 | 0.00996 | 240.33 | 0 | 240.4021 | 0.03053 | 240.4021 | 0 | 333.7155 | 0.086871 | 240.4021 | 0 | 240.4021 | 0
| 281.3561 | 0.10646 | 240.4753 | 0.00976 | 240.4 | 0 | 240.4753 | -0.0293 | 240.4753 | 0 | 333.7931 | 0.081968 | 240.4753 | 0 | 240.4753 | 0
| 281.4315 | 0.098 | 240.5485 | 0.01133 | 240.48 | 0 | 240.5485 | 0.03861 | 240.5485 | 0 | 333.8707 | 0.081188 | 240.5485 | 0 | 240.5485 | 0
| 281.5069 | 0.08196 | 240.6217 | 0.01107 | 240.55 | 0 | 240.6217 | -0.02166 | 240.6217 | 0 | 333.9483 | 0.081049 | 240.6217 | 0 | 240.6217 | 0
| 281.5823 | 0.08902 | 240.6949 | 0.0125 | 240.62 | 0 | 240.6949 | 0.0136 | 240.6949 | 0 | 334.026 | 0.080808 | 240.6949 | 0 | 240.6949 | 0
| 281.6577 | 0.08307 | 240.7682 | 0.01168 | 240.69 | 0 | 240.7682 | -0.01707 | 240.7682 | 0 | 334.1036 | 0.080066 | 240.7682 | 0 | 240.7682 | 0
| 281.7331 | 0.09056 | 240.8414 | 0.01306 | 240.77 | 0 | 240.8414 | 0.01551 | 240.8414 | 0 | 334.1812 | 0.082332 | 240.8414 | 0 | 240.8414 | 0
| 281.8085 | 0.07878 | 240.9146 | 0.0112 | 240.84 | 0 | 240.9146 | -0.02807 | 240.9146 | 0 | 334.2589 | 0.075178 | 240.9146 | 0 | 240.9146 | 0
| 281.8839 | 0.08078 | 240.9879 | 0.0127 | 240.91 | 0 | 240.9879 | 0.02462 | 240.9879 | 0 | 334.3365 | 0.078449 | 240.9879 | 0 | 240.9879 | 0
| 281.9593 | 0.075 | 241.0611 | 0.00912 | 240.99 | 0 | 241.0611 | -0.02845 | 241.0611 | 0 | 334.4142 | 0.077511 | 241.0611 | 0 | 241.0611 | 0
| 282.0347 | 0.08194 | 241.1344 | 0.01186 | 241.06 | 0 | 241.1344 | 0.0249 | 241.1344 | 0 | 334.4918 | 0.080174 | 241.1344 | 0 | 241.1344 | 0
| 282.1102 | 0.06657 | 241.2076 | 0.01156 | 241.13 | 0 | 241.2076 | -0.02712 | 241.2076 | 0 | 334.5695 | 0.074826 | 241.2076 | 0 | 241.2076 | 0
| 282.1856 | 0.0731 | 241.2809 | 0.01436 | 241.21 | 0 | 241.2809 | 0.02224 | 241.2809 | 0 | 334.6471 | 0.075849 | 241.2809 | 0 | 241.2809 | 0
| 282.261 | 0.07082 | 241.3541 | 0.01147 | 241.28 | 0 | 241.3541 | -0.0305 | 241.3541 | 0 | 334.7248 | 0.076155 | 241.3541 | 0 | 241.3541 | 0
| 282.3365 | 0.0838 | 241.4274 | 0.01323 | 241.35 | 0 | 241.4274 | 0.02121 | 241.4274 | 0 | 334.8024 | 0.076002 | 241.4274 | 0 | 241.4274 | 0
| 282.4119 | 0.06693 | 241.5007 | 0.01117 | 241.43 | 0 | 241.5007 | -0.01971 | 241.5007 | 0 | 334.8801 | 0.069995 | 241.5007 | 0 | 241.5007 | 0
| 282.4873 | 0.0719 | 241.5739 | 0.01308 | 241.5 | 0 | 241.5739 | 0.00881 | 241.5739 | 0 | 334.9577 | 0.074041 | 241.5739 | 0 | 241.5739 | 0
| 282.5628 | 0.06247 | 241.6472 | 0.01172 | 241.57 | 0 | 241.6472 | -0.02444 | 241.6472 | 0 | 335.0354 | 0.074593 | 241.6472 | 0 | 241.6472 | 0
| 282.6382 | 0.07434 | 241.7205 | 0.01411 | 241.65 | 0 | 241.7205 | 0.03161 | 241.7205 | 0 | 335.1131 | 0.073679 | 241.7205 | 0 | 241.7205 | 0
| 282.7137 | 0.06379 | 241.7938 | 0.01089 | 241.72 | 0 | 241.7938 | -0.02751 | 241.7938 | 0 | 335.1907 | 0.069112 | 241.7938 | 0 | 241.7938 | 0
| 282.7892 | 0.05988 | 241.8671 | 0.01105 | 241.79 | 0 | 241.8671 | 0.02835 | 241.8671 | 0 | 335.2684 | 0.06991 | 241.8671 | 0 | 241.8671 | 0
| 282.8646 | 0.06446 | 241.9404 | 0.00686 | 241.87 | 0 | 241.9404 | -0.02622 | 241.9404 | 0 | 335.3461 | 0.069197 | 241.9404 | 0 | 241.9404 | 0
| 282.9401 | 0.07027 | 242.0137 | 0.01014 | 241.94 | 0 | 242.0137 | 0.0236 | 242.0137 | 0 | 335.4238 | 0.067158 | 242.0137 | 0 | 242.0137 | 0
| 283.0155 | 0.05929 | 242.087 | 0.00733 | 242.01 | 0.01 | 242.087 | -0.02725 | 242.087 | 0 | 335.5015 | 0.065775 | 242.087 | 0 | 242.087 | 0
| 283.091 | 0.05949 | 242.1603 | 0.00976 | 242.09 | 0 | 242.1603 | 0.02353 | 242.1603 | 0 | 335.5792 | 0.069494 | 242.1603 | 0 | 242.1603 | 0
| 283.1665 | 0.05912 | 242.2336 | 0.00725 | 242.16 | 0 | 242.2336 | -0.01641 | 242.2336 | 0 | 335.6568 | 0.065781 | 242.2336 | 0 | 242.2336 | 0
| 283.242 | 0.05933 | 242.3069 | 0.00839 | 242.23 | 0 | 242.3069 | 0.01397 | 242.3069 | 0 | 335.7345 | 0.065798 | 242.3069 | 0 | 242.3069 | 0
| 283.3174 | 0.05864 | 242.3802 | 0.00498 | 242.31 | 0 | 242.3802 | -0.02345 | 242.3802 | 0 | 335.8122 | 0.054752 | 242.3802 | 0 | 242.3802 | 0
| 283.3929 | 0.05964 | 242.4535 | 0.00587 | 242.38 | 0 | 242.4535 | 0.02178 | 242.4535 | 0 | 335.8899 | 0.066775 | 242.4535 | 0 | 242.4535 | 0
| 283.4684 | 0.05587 | 242.5269 | 0.00301 | 242.45 | 0 | 242.5269 | -0.01128 | 242.5269 | 0 | 335.9676 | 0.060102 | 242.5269 | 0 | 242.5269 | 0
| 283.5439 | 0.05385 | 242.6002 | 0.00426 | 242.53 | 0 | 242.6002 | 0.01078 | 242.6002 | 0 | 336.0453 | 0.067179 | 242.6002 | 0 | 242.6002 | 0
| 283.6194 | 0.0482 | 242.6735 | 0.00268 | 242.6 | 0 | 242.6735 | -0.02576 | 242.6735 | 0 | 336.123 | 0.062172 | 242.6735 | 0 | 242.6735 | 0
| 283.6949 | 0.05066 | 242.7469 | 0.00542 | 242.67 | 0 | 242.7469 | 0.01401 | 242.7469 | 0 | 336.2007 | 0.063129 | 242.7469 | 0 | 242.7469 | 0
| 283.7704 | 0.04789 | 242.8202 | 0.00259 | 242.75 | 0 | 242.8202 | -0.02968 | 242.8202 | 0 | 336.2785 | 0.061403 | 242.8202 | 0 | 242.8202 | 0
| 283.8459 | 0.05135 | 242.8936 | 0.00518 | 242.82 | 0 | 242.8936 | 0.02065 | 242.8936 | 0 | 336.3562 | 0.06295 | 242.8936 | 0 | 242.8936 | 0
| 283.9214 | 0.047 | 242.9669 | 0.0001238 | 242.89 | 0 | 242.9669 | -0.02608 | 242.9669 | 0 | 336.4339 | 0.063178 | 242.9669 | 0 | 242.9669 | 0
| 283.997 | 0.04675 | 243.0403 | 0.00146 | 242.97 | 0 | 243.0403 | 0.02936 | 243.0403 | 0 | 336.5116 | 0.061534 | 243.0403 | 0 | 243.0403 | 0
| 284.0725 | 0.04789 | 243.1136 | 0 | 243.04 | 0 | 243.1136 | -0.02675 | 243.1136 | 0 | 336.5894 | 0.057841 | 243.1136 | 0 | 243.1136 | 0
| 284.148 | 0.06045 | 243.187 | 0.00253 | 243.11 | 0 | 243.187 | 0.02987 | 243.187 | 0 | 336.6671 | 0.057671 | 243.187 | 0 | 243.187 | 0
| 284.2235 | 0.04121 | 243.2604 | 0.00137 | 243.19 | 0 | 243.2604 | -0.02862 | 243.2604 | 0 | 336.7448 | 0.055175 | 243.2604 | 0 | 243.2604 | 0
| 284.299 | 0.04819 | 243.3338 | 0.00243 | 243.26 | 0 | 243.3338 | 0.02545 | 243.3338 | 0 | 336.8225 | 0.058942 | 243.3338 | 0 | 243.3338 | 0
| 284.3746 | 0.04381 | 243.4071 | 0.00208 | 243.33 | 0 | 243.4071 | -0.02114 | 243.4071 | 0 | 336.9003 | 0.056565 | 243.4071 | 0 | 243.4071 | 0
| 284.4501 | 0.04998 | 243.4805 | 0.00405 | 243.41 | 0 | 243.4805 | 0.016 | 243.4805 | 0 | 336.978 | 0.058211 | 243.4805 | 0 | 243.4805 | 0
| 284.5256 | 0.04694 | 243.5539 | 0.00264 | 243.48 | 0 | 243.5539 | -0.04101 | 243.5539 | 0 | 337.0558 | 0.055402 | 243.5539 | 0 | 243.5539 | 0
| 284.6012 | 0.04098 | 243.6273 | 0.00528 | 243.55 | 0 | 243.6273 | 0.03317 | 243.6273 | 0 | 337.1335 | 0.056791 | 243.6273 | 0 | 243.6273 | 0
| 284.6767 | 0.04102 | 243.7007 | 0.00426 | 243.63 | 0 | 243.7007 | -0.0226 | 243.7007 | 0 | 337.2112 | 0.058455 | 243.7007 | 0 | 243.7007 | 0
| 284.7523 | 0.0475 | 243.7741 | 0.00748 | 243.7 | 0 | 243.7741 | 0.03286 | 243.7741 | 0 | 337.289 | 0.055599 | 243.7741 | 0 | 243.7741 | 0
| 284.8279 | 0.04569 | 243.8475 | 0.00576 | 243.77 | 0 | 243.8475 | -0.0246 | 243.8475 | 0 | 337.3667 | 0.052792 | 243.8475 | 0 | 243.8475 | 0
| 284.9034 | 0.04474 | 243.9209 | 0.00731 | 243.85 | 0 | 243.9209 | 0.00591 | 243.9209 | 0 | 337.4445 | 0.053601 | 243.9209 | 0 | 243.9209 | 0
| 284.979 | 0.0465 | 243.9943 | 0.00569 | 243.92 | 0 | 243.9943 | -0.03603 | 243.9943 | 0 | 337.5222 | 0.052848 | 243.9943 | 0 | 243.9943 | 0
| 285.0545 | 0.05374 | 244.0677 | 0.00717 | 243.99 | 0 | 244.0677 | 0.03072 | 244.0677 | 0 | 337.6 | 0.055931 | 244.0677 | 0 | 244.0677 | 0
| 285.1301 | 0.03821 | 244.1412 | 0.00428 | 244.07 | 0 | 244.1412 | -0.01748 | 244.1412 | 0 | 337.6778 | 0.050705 | 244.1412 | 0 | 244.1411 | 0
| 285.2057 | 0.04268 | 244.2146 | 0.00711 | 244.14 | 0 | 244.2146 | 0.02129 | 244.2146 | 0 | 337.7556 | 0.052657 | 244.2146 | 0 | 244.2146 | 0
| 285.2812 | 0.03863 | 244.288 | 0.00518 | 244.21 | 0 | 244.288 | -0.02994 | 244.288 | 0 | 337.8333 | 0.050347 | 244.288 | 0 | 244.288 | 0
| 285.3568 | 0.03891 | 244.3614 | 0.00749 | 244.29 | 0 | 244.3614 | 0.03814 | 244.3614 | 0 | 337.9111 | 0.050612 | 244.3614 | 0 | 244.3614 | 0
| 285.4324 | 0.04338 | 244.4349 | 0.00503 | 244.36 | 0 | 244.4349 | -0.02429 | 244.4349 | 0 | 337.9889 | 0.051717 | 244.4349 | 0 | 244.4349 | 0
| 285.508 | 0.04126 | 244.5083 | 0.00535 | 244.43 | 0 | 244.5083 | 0.02128 | 244.5083 | 0 | 338.0666 | 0.052071 | 244.5083 | 0 | 244.5083 | 0
| 285.5836 | 0.038 | 244.5818 | 0.0045 | 244.51 | 0 | 244.5818 | -0.02699 | 244.5818 | 0 | 338.1444 | 0.049167 | 244.5818 | 0 | 244.5818 | 0
| 285.6592 | 0.05064 | 244.6552 | 0.00706 | 244.58 | 0 | 244.6552 | 0.02869 | 244.6552 | 0 | 338.2222 | 0.0509 | 244.6552 | 0 | 244.6552 | 0
| 285.7348 | 0.04022 | 244.7287 | 0.00748 | 244.66 | 0 | 244.7287 | -0.02581 | 244.7287 | 0 | 338.3 | 0.047363 | 244.7287 | 0 | 244.7287 | 0
| 285.8104 | 0.03714 | 244.8021 | 0.01224 | 244.73 | 0 | 244.8021 | -5.08e-05 | 244.8021 | 0 | 338.3778 | 0.050338 | 244.8021 | 0 | 244.8021 | 0
| 285.886 | 0.03789 | 244.8756 | 0.0096 | 244.8 | 0 | 244.8756 | -0.03104 | 244.8756 | 0 | 338.4556 | 0.047102 | 244.8756 | 0 | 244.8756 | 0
| 285.9616 | 0.04569 | 244.9491 | 0.01085 | 244.88 | 0 | 244.9491 | 0.02356 | 244.9491 | 0 | 338.5334 | 0.050567 | 244.9491 | 0 | 244.9491 | 0
| 286.0372 | 0.04178 | 245.0225 | 0.00937 | 244.95 | 0 | 245.0225 | -0.01446 | 245.0225 | 0 | 338.6111 | 0.045522 | 245.0225 | 0 | 245.0225 | 0
| 286.1128 | 0.03627 | 245.096 | 0.01125 | 245.02 | 0 | 245.096 | 0.02839 | 245.096 | 0 | 338.689 | 0.049456 | 245.096 | 0 | 245.096 | 0
| 286.1884 | 0.03956 | 245.1695 | 0.01153 | 245.1 | 0 | 245.1695 | -0.03136 | 245.1695 | 0 | 338.7668 | 0.044324 | 245.1695 | 0 | 245.1695 | 0
| 286.264 | 0.03577 | 245.243 | 0.01194 | 245.17 | 0 | 245.243 | 0.02709 | 245.243 | 0 | 338.8446 | 0.048006 | 245.243 | 0 | 245.243 | 0
| 286.3397 | 0.03491 | 245.3165 | 0.01035 | 245.24 | 0 | 245.3165 | -0.02559 | 245.3165 | 0 | 338.9224 | 0.044387 | 245.3165 | 0 | 245.3165 | 0
| 286.4153 | 0.03481 | 245.3899 | 0.01206 | 245.32 | 0 | 245.3899 | 0.01921 | 245.3899 | 0 | 339.0002 | 0.045914 | 245.3899 | 0 | 245.39 | 0
| 286.4909 | 0.0417 | 245.4634 | 0.00951 | 245.39 | 0 | 245.4634 | -0.02027 | 245.4634 | 0 | 339.078 | 0.0424 | 245.4634 | 0 | 245.4634 | 0
| 286.5666 | 0.03768 | 245.5369 | 0.01074 | 245.46 | 0 | 245.5369 | 0.01996 | 245.5369 | 0 | 339.1558 | 0.047538 | 245.5369 | 0 | 245.5369 | 0
| 286.6422 | 0.03309 | 245.6104 | 0.00912 | 245.54 | 0 | 245.6104 | -0.02835 | 245.6104 | 0 | 339.2336 | 0.037555 | 245.6104 | 0 | 245.6105 | 0
| 286.7179 | 0.03747 | 245.684 | 0.00977 | 245.61 | 0 | 245.684 | 0.02691 | 245.684 | 0 | 339.3115 | 0.04336 | 245.684 | 0 | 245.684 | 0
| 286.7935 | 0.03715 | 245.7575 | 0.0094 | 245.68 | 0 | 245.7575 | -0.02512 | 245.7575 | 0 | 339.3893 | 0.034916 | 245.7575 | 0 | 245.7575 | 0
| 286.8692 | 0.04378 | 245.831 | 0.01026 | 245.76 | 0 | 245.831 | 0.00615 | 245.831 | 0 | 339.4671 | 0.042286 | 245.831 | 0 | 245.831 | 0
| 286.9448 | 0.03573 | 245.9045 | 0.00994 | 245.83 | 0 | 245.9045 | -0.0231 | 245.9045 | 0 | 339.545 | 0.04012 | 245.9045 | 0 | 245.9045 | 0
| 287.0205 | 0.04166 | 245.978 | 0.01193 | 245.9 | 0 | 245.978 | 0.01717 | 245.978 | 0 | 339.6228 | 0.042514 | 245.978 | 0 | 245.978 | 0
| 287.0961 | 0.03531 | 246.0516 | 0.00964 | 245.98 | 0 | 246.0516 | -0.01507 | 246.0516 | 0 | 339.7006 | 0.038431 | 246.0516 | 0 | 246.0516 | 0
| 287.1718 | 0.04573 | 246.1251 | 0.01105 | 246.05 | 0 | 246.1251 | 0.01493 | 246.1251 | 0 | 339.7784 | 0.04346 | 246.1251 | 0 | 246.1251 | 0
| 287.2475 | 0.03593 | 246.1986 | 0.00975 | 246.13 | 0 | 246.1986 | -0.02238 | 246.1986 | 0 | 339.8563 | 0.038247 | 246.1986 | 0 | 246.1986 | 0
| 287.3231 | 0.03566 | 246.2722 | 0.01253 | 246.2 | 0 | 246.2722 | 0.023 | 246.2722 | 0 | 339.9341 | 0.040227 | 246.2722 | 0 | 246.2722 | 0
| 287.3988 | 0.03109 | 246.3457 | 0.01055 | 246.27 | 0 | 246.3457 | -0.02202 | 246.3457 | 0 | 340.012 | 0.037076 | 246.3457 | 0 | 246.3457 | 0
| 287.4745 | 0.03876 | 246.4193 | 0.01061 | 246.35 | 0 | 246.4193 | 0.02831 | 246.4193 | 0 | 340.0898 | 0.039847 | 246.4193 | 0 | 246.4193 | 0
| 287.5502 | 0.03262 | 246.4928 | 0.00929 | 246.42 | 0 | 246.4928 | -0.01968 | 246.4928 | 0 | 340.1677 | 0.037268 | 246.4928 | 0 | 246.4928 | 0
| 287.6259 | 0.0399 | 246.5664 | 0.00795 | 246.49 | 0 | 246.5664 | 0.01939 | 246.5664 | 0 | 340.2455 | 0.038528 | 246.5664 | 0 | 246.5664 | 0
| 287.7016 | 0.03859 | 246.64 | 0.00566 | 246.57 | 0 | 246.64 | -0.02775 | 246.64 | 0 | 340.3234 | 0.038088 | 246.64 | 0 | 246.64 | 0
| 287.7772 | 0.04113 | 246.7135 | 0.00807 | 246.64 | 0 | 246.7135 | 0.02349 | 246.7135 | 0 | 340.4012 | 0.038708 | 246.7135 | 0 | 246.7135 | 0
| 287.8529 | 0.03628 | 246.7871 | 0.00735 | 246.71 | 0 | 246.7871 | -0.01899 | 246.7871 | 0 | 340.4791 | 0.033317 | 246.7871 | 0 | 246.7871 | 0
| 287.9287 | 0.04369 | 246.8607 | 0.00843 | 246.79 | 0 | 246.8607 | 0.01218 | 246.8607 | 0 | 340.557 | 0.038375 | 246.8607 | 0 | 246.8607 | 0
| 288.0044 | 0.03421 | 246.9343 | 0.00627 | 246.86 | 0 | 246.9343 | -0.01528 | 246.9343 | 0 | 340.6349 | 0.035784 | 246.9343 | 0 | 246.9343 | 0
| 288.0801 | 0.04899 | 247.0078 | 0.00705 | 246.93 | 0 | 247.0078 | 0.01311 | 247.0078 | 0 | 340.7127 | 0.037111 | 247.0078 | 0 | 247.0078 | 0
| 288.1558 | 0.03772 | 247.0814 | 0.00593 | 247.01 | 0 | 247.0814 | -0.02299 | 247.0814 | 0 | 340.7906 | 0.036531 | 247.0814 | 0 | 247.0814 | 0
| 288.2315 | 0.03675 | 247.155 | 0.00761 | 247.08 | 0 | 247.155 | 0.00923 | 247.155 | 0 | 340.8685 | 0.035664 | 247.155 | 0 | 247.155 | 0
| 288.3072 | 0.04386 | 247.2286 | 0.00653 | 247.16 | 0 | 247.2286 | -0.01578 | 247.2286 | 0 | 340.9464 | 0.032486 | 247.2286 | 0 | 247.2286 | 0
| 288.3829 | 0.04587 | 247.3022 | 0.0088 | 247.23 | 0 | 247.3022 | 0.00866 | 247.3022 | 0 | 341.0243 | 0.037948 | 247.3022 | 0 | 247.3022 | 0
| 288.4586 | 0.03452 | 247.3758 | 0.0076 | 247.3 | 0 | 247.3758 | -0.01208 | 247.3758 | 0 | 341.1021 | 0.036509 | 247.3758 | 0 | 247.3758 | 0
| 288.5344 | 0.04157 | 247.4494 | 0.00812 | 247.38 | 0 | 247.4494 | 0.01641 | 247.4494 | 0 | 341.18 | 0.026774 | 247.4494 | 0 | 247.4494 | 0
| 288.6101 | 0.03674 | 247.5231 | 0.00736 | 247.45 | 0 | 247.5231 | -0.01101 | 247.5231 | 0 | 341.2579 | 0.03504 | 247.5231 | 0 | 247.5231 | 0
| 288.6859 | 0.04375 | 247.5967 | 0.0079 | 247.52 | 0 | 247.5967 | 0.01247 | 247.5967 | 0 | 341.3358 | 0.034067 | 247.5967 | 0 | 247.5967 | 0
| 288.7616 | 0.03734 | 247.6703 | 0.00682 | 247.6 | 0 | 247.6703 | -0.01766 | 247.6703 | 0 | 341.4137 | 0.031748 | 247.6703 | 0 | 247.6703 | 0
| 288.8373 | 0.04162 | 247.7439 | 0.00693 | 247.67 | 0 | 247.7439 | 0.01624 | 247.7439 | 0 | 341.4916 | 0.037041 | 247.7439 | 0 | 247.7439 | 0
| 288.9131 | 0.04767 | 247.8176 | 0.00655 | 247.74 | 0 | 247.8176 | -0.01278 | 247.8176 | 0 | 341.5695 | 0.033134 | 247.8176 | 0 | 247.8176 | 0
| 288.9888 | 0.04194 | 247.8912 | 0.00839 | 247.82 | 0 | 247.8912 | 0.01276 | 247.8912 | 0 | 341.6474 | 0.037054 | 247.8912 | 0 | 247.8912 | 0
| 289.0646 | 0.04073 | 247.9648 | 0.0079 | 247.89 | 0 | 247.9648 | -0.0224 | 247.9648 | 0 | 341.7253 | 0.028889 | 247.9648 | 0 | 247.9648 | 0
| 289.1404 | 0.04129 | 248.0385 | 0.00844 | 247.96 | 0 | 248.0385 | 0.01813 | 248.0385 | 0 | 341.8032 | 0.032162 | 248.0385 | 0 | 248.0385 | 0
| 289.2161 | 0.04222 | 248.1121 | 0.00682 | 248.04 | 0 | 248.1121 | -0.0207 | 248.1121 | 0 | 341.8811 | 0.029758 | 248.1121 | 0 | 248.1121 | 0
| 289.2919 | 0.04473 | 248.1858 | 0.00957 | 248.11 | 0 | 248.1858 | 0.01256 | 248.1858 | 0 | 341.9591 | 0.032504 | 248.1858 | 0 | 248.1858 | 0
| 289.3677 | 0.03975 | 248.2594 | 0.00913 | 248.19 | 0 | 248.2594 | -0.01668 | 248.2594 | 0 | 342.037 | 0.031078 | 248.2594 | 0 | 248.2594 | 0
| 289.4434 | 0.03962 | 248.3331 | 0.01006 | 248.26 | 0 | 248.3331 | 0.01428 | 248.3331 | 0 | 342.1149 | 0.033097 | 248.3331 | 0 | 248.3331 | 0
| 289.5192 | 0.04919 | 248.4067 | 0.01003 | 248.33 | 0 | 248.4067 | -0.0151 | 248.4067 | 0 | 342.1928 | 0.027036 | 248.4067 | 0 | 248.4067 | 0
| 289.595 | 0.04056 | 248.4804 | 0.01142 | 248.41 | 0 | 248.4804 | 0.01038 | 248.4804 | 0 | 342.2708 | 0.032078 | 248.4804 | 0 | 248.4804 | 0
| 289.6707 | 0.03961 | 248.5541 | 0.01059 | 248.48 | 0 | 248.5541 | -0.02536 | 248.5541 | 0 | 342.3487 | 0.029514 | 248.5541 | 0 | 248.5541 | 0
| 289.7465 | 0.04557 | 248.6278 | 0.01098 | 248.55 | 0 | 248.6278 | 0.01235 | 248.6278 | 0 | 342.4266 | 0.029942 | 248.6278 | 0 | 248.6278 | 0
| 289.8223 | 0.0428 | 248.7014 | 0.00981 | 248.63 | 0 | 248.7014 | -0.01075 | 248.7014 | 0 | 342.5045 | 0.028752 | 248.7014 | 0 | 248.7014 | 0
| 289.8981 | 0.04516 | 248.7751 | 0.01154 | 248.7 | 0 | 248.7751 | 0.00316 | 248.7751 | 0 | 342.5825 | 0.033839 | 248.7751 | 0 | 248.7751 | 0
| 289.9739 | 0.04019 | 248.8488 | 0.00991 | 248.78 | 0 | 248.8488 | -0.01211 | 248.8488 | 0 | 342.6604 | 0.029 | 248.8488 | 0 | 248.8488 | 0
| 290.0497 | 0.03897 | 248.9225 | 0.01033 | 248.85 | 0 | 248.9225 | 0.01298 | 248.9225 | 0 | 342.7384 | 0.027952 | 248.9225 | 0 | 248.9225 | 0
| 290.1255 | 0.04794 | 248.9962 | 0.00882 | 248.92 | 0 | 248.9962 | -0.00552 | 248.9962 | 0 | 342.8163 | 0.026528 | 248.9962 | 0 | 248.9962 | 0
| 290.2013 | 0.04918 | 249.0699 | 0.00982 | 249 | 0 | 249.0699 | 0.01738 | 249.0699 | 0 | 342.8943 | 0.029694 | 249.0699 | 0 | 249.0699 | 0
| 290.2771 | 0.04266 | 249.1436 | 0.00786 | 249.07 | 0 | 249.1436 | -0.01277 | 249.1436 | 0 | 342.9722 | 0.023927 | 249.1436 | 0 | 249.1436 | 0
| 290.3529 | 0.0464 | 249.2173 | 0.00954 | 249.14 | 0 | 249.2173 | 0.00763 | 249.2173 | 0 | 343.0502 | 0.03115 | 249.2173 | 0 | 249.2173 | 0
| 290.4287 | 0.0436 | 249.291 | 0.00945 | 249.22 | 0 | 249.291 | -0.01588 | 249.291 | 0 | 343.1281 | 0.025177 | 249.291 | 0 | 249.291 | 0
| 290.5046 | 0.04202 | 249.3647 | 0.01087 | 249.29 | 0 | 249.3647 | 0.01025 | 249.3647 | 0 | 343.2061 | 0.027728 | 249.3647 | 0 | 249.3647 | 0
| 290.5804 | 0.04096 | 249.4385 | 0.0094 | 249.36 | 0 | 249.4385 | -0.01564 | 249.4385 | 0 | 343.2841 | 0.023506 | 249.4385 | 0 | 249.4385 | 0
| 290.6562 | 0.04356 | 249.5122 | 0.01031 | 249.44 | 0 | 249.5122 | 0.01414 | 249.5122 | 0 | 343.362 | 0.02558 | 249.5122 | 0 | 249.5122 | 0
| 290.7321 | 0.05025 | 249.5859 | 0.01028 | 249.51 | 0 | 249.5859 | -0.01832 | 249.5859 | 0 | 343.44 | 0.02677 | 249.5859 | 0 | 249.5859 | 0
| 290.8079 | 0.03891 | 249.6597 | 0.01118 | 249.59 | 0 | 249.6597 | 0.00786 | 249.6597 | 0 | 343.518 | 0.021318 | 249.6597 | 0 | 249.6597 | 0
| 290.8837 | 0.04081 | 249.7334 | 0.01021 | 249.66 | 0 | 249.7334 | -0.00693 | 249.7334 | 0 | 343.5959 | 0.02384 | 249.7334 | 0 | 249.7334 | 0
| 290.9596 | 0.04754 | 249.8071 | 0.01048 | 249.73 | 0 | 249.8071 | 0.01022 | 249.8071 | 0 | 343.6739 | 0.02515 | 249.8071 | 0 | 249.8071 | 0
| 291.0354 | 0.05402 | 249.8809 | 0.00966 | 249.81 | 0 | 249.8809 | -0.01747 | 249.8809 | 0 | 343.7519 | 0.022323 | 249.8809 | 0 | 249.8809 | 0
| 291.1113 | 0.04276 | 249.9546 | 0.01054 | 249.88 | 0 | 249.9546 | 0.00864 | 249.9546 | 0 | 343.8299 | 0.029283 | 249.9546 | 0 | 249.9546 | 0
| 291.1871 | 0.04844 | 250.0284 | 0.00906 | 249.95 | 0 | 250.0284 | -0.01797 | 250.0284 | 0.00881 | 343.9079 | 0.026572 | 250.0284 | -0.02073 | 250.0284 | 0
| 291.263 | 0.0468 | 250.1021 | 0.00997 | 250.03 | 0 | 250.1021 | 0.02678 | 250.1021 | 0.01679 | 343.9859 | 0.023821 | 250.1021 | -0.00054741 | 250.1022 | 0
| 291.3388 | 0.05494 | 250.1759 | 0.00851 | 250.1 | 0 | 250.1759 | -0.01313 | 250.1759 | 0.01597 | 344.0638 | 0.024959 | 250.1759 | -0.01034 | 250.1759 | 0
| 291.4147 | 0.04401 | 250.2497 | 0.00944 | 250.18 | 0 | 250.2497 | 0.01566 | 250.2497 | 0.00854 | 344.1418 | 0.025147 | 250.2497 | 0.0044 | 250.2497 | 0
| 291.4906 | 0.04222 | 250.3235 | 0.00879 | 250.25 | 0 | 250.3235 | -0.00974 | 250.3235 | 0.00894 | 344.2198 | 0.0193 | 250.3235 | -0.02713 | 250.3235 | 0
| 291.5664 | 0.04471 | 250.3972 | 0.00957 | 250.32 | 0 | 250.3972 | 0.01751 | 250.3972 | 0.0045 | 344.2978 | 0.030128 | 250.3972 | 0.01415 | 250.3972 | 0
| 291.6423 | 0.04602 | 250.471 | 0.00854 | 250.4 | 0 | 250.471 | -0.01432 | 250.471 | 0.01155 | 344.3758 | 0.020158 | 250.471 | -0.01559 | 250.471 | 0
| 291.7182 | 0.0399 | 250.5448 | 0.00964 | 250.47 | 0 | 250.5448 | 0.0153 | 250.5448 | 0.01565 | 344.4538 | 0.023368 | 250.5448 | 0.01772 | 250.5448 | 0
| 291.7941 | 0.04454 | 250.6186 | 0.00884 | 250.54 | 0.01 | 250.6186 | -0.0063 | 250.6186 | 0.01011 | 344.5319 | 0.023015 | 250.6186 | -0.01514 | 250.6186 | 0
| 291.87 | 0.0517 | 250.6924 | 0.00984 | 250.62 | 0 | 250.6924 | 0.01251 | 250.6924 | 0.01863 | 344.6099 | 0.027869 | 250.6924 | 0.00109 | 250.6924 | 0
| 291.9458 | 0.05983 | 250.7662 | 0.00953 | 250.69 | 0 | 250.7662 | -0.01564 | 250.7662 | 0.00614 | 344.6879 | 0.020959 | 250.7662 | -0.02309 | 250.7662 | 0
| 292.0217 | 0.04117 | 250.84 | 0.01095 | 250.77 | 0 | 250.84 | 0.000461 | 250.84 | 0.00643 | 344.7659 | 0.023544 | 250.84 | -0.00156 | 250.84 | 0
| 292.0976 | 0.0462 | 250.9138 | 0.01007 | 250.84 | 0 | 250.9138 | -0.01146 | 250.9138 | 0.0086 | 344.8439 | 0.021443 | 250.9138 | -0.02501 | 250.9138 | 0
| 292.1735 | 0.05288 | 250.9876 | 0.0116 | 250.91 | 0 | 250.9876 | 0.00925 | 250.9876 | 0.0092 | 344.9219 | 0.019787 | 250.9876 | 0.01074 | 250.9876 | 0
| 292.2494 | 0.0442 | 251.0614 | 0.01 | 250.99 | 0 | 251.0614 | -0.00982 | 251.0614 | 0.01086 | 344.9999 | 0.004108 | 251.0614 | -0.01094 | 251.0614 | 0
| 292.3253 | 0.04809 | 251.1352 | 0.01072 | 251.06 | 0 | 251.1352 | 0.01402 | 251.1352 | 0.00867 | 345.078 | 0.020594 | 251.1352 | 0.00739 | 251.1352 | 0
| 292.4013 | 0.04503 | 251.209 | 0.00908 | 251.14 | 0 | 251.209 | -0.00923 | 251.209 | 0.00999 | 345.156 | 0.016536 | 251.209 | -0.01515 | 251.209 | 0
| 292.4771 | 0.0462 | 251.2828 | 0.00975 | 251.21 | 0 | 251.2828 | 0.00762 | 251.2828 | 0.01166 | 345.234 | 0.025209 | 251.2828 | 0.00446 | 251.2829 | 0
| 292.5531 | 0.05416 | 251.3567 | 0.01009 | 251.28 | 0 | 251.3567 | -0.01213 | 251.3567 | 0.00874 | 345.3121 | 0.017544 | 251.3567 | -0.01943 | 251.3567 | 0
| 292.629 | 0.03776 | 251.4305 | 0.00946 | 251.36 | 0 | 251.4305 | 0.01381 | 251.4305 | 0.00997 | 345.3901 | 0.020946 | 251.4305 | 0.00273 | 251.4305 | 0
| 292.7049 | 0.04938 | 251.5043 | 0.00942 | 251.43 | 0 | 251.5043 | -0.01115 | 251.5043 | 0.00755 | 345.4681 | 0.020485 | 251.5043 | -0.01684 | 251.5043 | 0
| 292.7808 | 0.03894 | 251.5782 | 0.00944 | 251.5 | 0 | 251.5782 | 0.01293 | 251.5782 | 0.01363 | 345.5462 | 0.021663 | 251.5782 | 0.00312 | 251.5782 | 0
| 292.8567 | 0.05142 | 251.652 | 0.01019 | 251.58 | 0 | 251.652 | -0.00959 | 251.652 | 0.00869 | 345.6242 | 0.014616 | 251.652 | -0.00325 | 251.652 | 0
| 292.9327 | 0.03938 | 251.7259 | 0.01033 | 251.65 | 0 | 251.7259 | 0.00388 | 251.7259 | 0.01589 | 345.7023 | 0.022011 | 251.7259 | 0.00136 | 251.7259 | 0
| 293.0086 | 0.04752 | 251.7997 | 0.01089 | 251.73 | 0 | 251.7997 | -0.01441 | 251.7997 | 0.0112 | 345.7803 | 0.018743 | 251.7997 | -0.01837 | 251.7997 | 0
| 293.0846 | 0.04717 | 251.8736 | 0.01071 | 251.8 | 0 | 251.8736 | 0.01392 | 251.8736 | 0.00822 | 345.8584 | 0.021385 | 251.8736 | -0.00341 | 251.8736 | 0
| 293.1605 | 0.05561 | 251.9475 | 0.01044 | 251.87 | 0 | 251.9475 | -0.00898 | 251.9475 | 0.01156 | 345.9364 | 0.019196 | 251.9475 | -0.00834 | 251.9475 | 0
| 293.2364 | 0.04117 | 252.0213 | 0.01072 | 251.95 | 0 | 252.0213 | 0.00795 | 252.0213 | 0.01325 | 346.0145 | 0.021224 | 252.0213 | 0.01392 | 252.0213 | 0
| 293.3124 | 0.03915 | 252.0952 | 0.01052 | 252.02 | 0 | 252.0952 | -0.01451 | 252.0952 | 0.01005 | 346.0926 | 0.017055 | 252.0952 | -0.01234 | 252.0952 | 0
| 293.3884 | 0.0445 | 252.1691 | 0.01007 | 252.1 | 0 | 252.1691 | -0.01402 | 252.1691 | 0.00465 | 346.1706 | 0.017823 | 252.1691 | -0.02775 | 252.1691 | 0
| 293.4643 | 0.03814 | 252.243 | 0.01034 | 252.17 | 0 | 252.243 | 0.01573 | 252.243 | 0.01535 | 346.2487 | 0.016835 | 252.243 | 0.01372 | 252.243 | 0
| 293.5403 | 0.03994 | 252.3168 | 0.01043 | 252.24 | 0 | 252.3168 | -0.01309 | 252.3168 | 0.015 | 346.3268 | 0.019759 | 252.3168 | -0.01559 | 252.3168 | 0
| 293.6162 | 0.04191 | 252.3907 | 0.01011 | 252.32 | 0 | 252.3907 | 0.02125 | 252.3907 | 0.00632 | 346.4048 | 0.014635 | 252.3907 | -0.00636 | 252.3907 | 0
| 293.6922 | 0.03601 | 252.4646 | 0.00965 | 252.39 | 0 | 252.4646 | -0.01124 | 252.4646 | 0.01597 | 346.4829 | 0.015681 | 252.4646 | -0.01652 | 252.4646 | 0
| 293.7682 | 0.04193 | 252.5385 | 0.00907 | 252.46 | 0 | 252.5385 | 0.01499 | 252.5385 | 0.00868 | 346.561 | 0.019768 | 252.5385 | 0.01311 | 252.5385 | 0
| 293.8442 | 0.03629 | 252.6124 | 0.00862 | 252.54 | 0 | 252.6124 | -0.00285 | 252.6124 | 0.00497 | 346.639 | 0.019944 | 252.6124 | -0.02103 | 252.6124 | 0
| 293.9201 | 0.04 | 252.6863 | 0.00837 | 252.61 | 0 | 252.6863 | 0.01312 | 252.6863 | 0.01948 | 346.7171 | 0.015792 | 252.6863 | -0.00243 | 252.6863 | 0
| 293.9961 | 0.03645 | 252.7602 | 0.00752 | 252.69 | 0 | 252.7602 | -0.00917 | 252.7602 | 0.01339 | 346.7952 | 0.018547 | 252.7602 | -0.01622 | 252.7602 | 0
| 294.0721 | 0.042 | 252.8341 | 0.00776 | 252.76 | 0 | 252.8341 | 0.01635 | 252.8341 | 0.01878 | 346.8733 | 0.016296 | 252.8341 | 0.00803 | 252.8341 | 0
| 294.1481 | 0.03937 | 252.908 | 0.0079 | 252.83 | 0 | 252.908 | -0.01187 | 252.908 | 0.01052 | 346.9514 | 0.014055 | 252.908 | -0.00907 | 252.908 | 0
| 294.2241 | 0.0357 | 252.982 | 0.0078 | 252.91 | 0 | 252.982 | 0.01835 | 252.982 | 0.01165 | 347.0295 | 0.018228 | 252.982 | -0.01496 | 252.9819 | 0
| 294.3001 | 0.04833 | 253.0559 | 0.00802 | 252.98 | 0 | 253.0559 | -0.00887 | 253.0559 | 0.00825 | 347.1076 | 0.013204 | 253.0559 | -0.00745 | 253.0559 | 0
| 294.3761 | 0.04463 | 253.1298 | 0.00844 | 253.06 | 0 | 253.1298 | 0.01403 | 253.1298 | 0.01227 | 347.1857 | 0.014181 | 253.1298 | 0.01396 | 253.1298 | 0
| 294.4521 | 0.03523 | 253.2037 | 0.00762 | 253.13 | 0 | 253.2037 | -0.01286 | 253.2037 | 0.01061 | 347.2638 | 0.016438 | 253.2037 | -0.02188 | 253.2037 | 0
| 294.5281 | 0.04285 | 253.2777 | 0.00874 | 253.2 | 0 | 253.2777 | 0.01274 | 253.2777 | 0.01308 | 347.3419 | 0.014269 | 253.2777 | 0.00083269 | 253.2777 | 0
| 294.6041 | 0.03686 | 253.3516 | 0.00826 | 253.28 | 0 | 253.3516 | -0.01482 | 253.3516 | 0.00594 | 347.42 | 0.015645 | 253.3516 | -0.02115 | 253.3516 | 0
| 294.6801 | 0.03802 | 253.4255 | 0.00922 | 253.35 | 0 | 253.4255 | 0.00939 | 253.4255 | 0.00632 | 347.4981 | 0.013603 | 253.4255 | 0.00197 | 253.4256 | 0
| 294.7561 | 0.02818 | 253.4995 | 0.00786 | 253.43 | 0 | 253.4995 | -0.01172 | 253.4995 | 0.00914 | 347.5762 | 0.024399 | 253.4995 | -0.02178 | 253.4995 | 0
| 294.8321 | 0.03772 | 253.5735 | 0.00849 | 253.5 | 0 | 253.5735 | 0.01085 | 253.5735 | 0.02026 | 347.6543 | 0.019135 | 253.5735 | 0.01121 | 253.5735 | 0
| 294.9081 | 0.03846 | 253.6474 | 0.00689 | 253.57 | 0 | 253.6474 | -0.01246 | 253.6474 | 0.01579 | 347.7325 | 0.016692 | 253.6474 | 0.00164 | 253.6474 | 0
| 294.9842 | 0.03259 | 253.7214 | 0.00847 | 253.65 | 0 | 253.7214 | 0.01892 | 253.7214 | 0.01446 | 347.8106 | 0.0083934 | 253.7214 | 0.02109 | 253.7214 | 0
| 295.0602 | 0.03675 | 253.7953 | 0.00782 | 253.72 | 0 | 253.7953 | -0.00993 | 253.7953 | 0.01542 | 347.8887 | 0.013924 | 253.7953 | -0.03359 | 253.7953 | 0
| 295.1362 | 0.03373 | 253.8693 | 0.00875 | 253.8 | 0 | 253.8693 | 0.01521 | 253.8693 | 0.01022 | 347.9668 | 0.012051 | 253.8693 | 0.00925 | 253.8693 | 0
| 295.2123 | 0.03219 | 253.9433 | 0.00805 | 253.87 | 0 | 253.9433 | -0.01521 | 253.9433 | 0.01247 | 348.045 | 0.016305 | 253.9433 | -0.01008 | 253.9433 | 0
| 295.2883 | 0.03771 | 254.0172 | 0.00941 | 253.94 | 0 | 254.0172 | 0.01046 | 254.0172 | 0.0092 | 348.1231 | 0.0098536 | 254.0172 | 0.00624 | 254.0172 | 0
| 295.3644 | 0.03603 | 254.0912 | 0.00854 | 254.02 | 0 | 254.0912 | -0.0133 | 254.0912 | 0.00689 | 348.2012 | 0.020727 | 254.0912 | -0.00292 | 254.0912 | 0
| 295.4404 | 0.03021 | 254.1652 | 0.01 | 254.09 | 0 | 254.1652 | 0.01472 | 254.1652 | 0.01619 | 348.2793 | 0.0095666 | 254.1652 | 0.00659 | 254.1652 | 0
| 295.5165 | 0.03366 | 254.2392 | 0.00951 | 254.17 | 0 | 254.2392 | -0.01042 | 254.2392 | 0.01308 | 348.3575 | 0.015155 | 254.2392 | -0.00376 | 254.2392 | 0
| 295.5925 | 0.03426 | 254.3132 | 0.01032 | 254.24 | 0 | 254.3132 | 0.01035 | 254.3132 | 0.01587 | 348.4356 | 0.010281 | 254.3132 | -0.00155 | 254.3132 | 0
| 295.6686 | 0.02979 | 254.3872 | 0.00971 | 254.31 | 0 | 254.3872 | -0.01363 | 254.3872 | 0.01545 | 348.5138 | 0.01113 | 254.3872 | -0.03249 | 254.3872 | 0
| 295.7446 | 0.03034 | 254.4612 | 0.01078 | 254.39 | 0 | 254.4612 | 0.01095 | 254.4612 | 0.00676 | 348.5919 | 0.010934 | 254.4612 | 0.00772 | 254.4612 | 0
| 295.8207 | 0.03045 | 254.5352 | 0.01014 | 254.46 | 0 | 254.5352 | -0.0094 | 254.5352 | 0.00712 | 348.6701 | 0.014739 | 254.5352 | -0.01374 | 254.5352 | 0
| 295.8968 | 0.03435 | 254.6092 | 0.01183 | 254.54 | 0 | 254.6092 | 0.0132 | 254.6092 | 0.01409 | 348.7482 | 0.0097298 | 254.6092 | 0.01087 | 254.6092 | 0
| 295.9728 | 0.03237 | 254.6832 | 0.0105 | 254.61 | 0 | 254.6832 | -0.00965 | 254.6832 | 0.01326 | 348.8264 | 0.0076309 | 254.6832 | -0.00745 | 254.6832 | 0
| 296.0489 | 0.03564 | 254.7572 | 0.01176 | 254.68 | 0 | 254.7572 | 0.01102 | 254.7572 | 0.01232 | 348.9045 | 0.011142 | 254.7572 | 0.00623 | 254.7572 | 0
| 296.125 | 0.0302 | 254.8313 | 0.01127 | 254.76 | 0 | 254.8313 | -0.01199 | 254.8313 | 0.00269 | 348.9827 | 0.012744 | 254.8313 | -0.02487 | 254.8313 | 0
| 296.2011 | 0.03659 | 254.9053 | 0.01193 | 254.83 | 0 | 254.9053 | 0.01155 | 254.9053 | 0.0054 | 349.0609 | 0.011329 | 254.9053 | 0.00649 | 254.9053 | 0
| 296.2772 | 0.03229 | 254.9793 | 0.01182 | 254.91 | 0 | 254.9793 | -0.00875 | 254.9793 | 0.01362 | 349.139 | 0.017269 | 254.9793 | -0.02032 | 254.9793 | 0
| 296.3532 | 0.03205 | 255.0533 | 0.01209 | 254.98 | 0 | 255.0533 | 0.01578 | 255.0533 | 0.01797 | 349.2172 | 0.011804 | 255.0533 | 0.00427 | 255.0533 | 0
| 296.4293 | 0.02261 | 255.1274 | 0.01088 | 255.05 | 0 | 255.1274 | -0.01368 | 255.1274 | 0.00033219 | 349.2953 | 0.0084486 | 255.1274 | -0.00527 | 255.1274 | 0
| 296.5054 | 0.02999 | 255.2014 | 0.01129 | 255.13 | 0 | 255.2014 | 0.01762 | 255.2014 | 0.00892 | 349.3735 | 0.011254 | 255.2014 | -0.00741 | 255.2014 | 0
| 296.5815 | 0.02841 | 255.2755 | 0.01008 | 255.2 | 0 | 255.2755 | -0.01368 | 255.2755 | 0.00979 | 349.4517 | 0.012952 | 255.2755 | -0.02424 | 255.2755 | 0
| 296.6576 | 0.02368 | 255.3495 | 0.0113 | 255.28 | 0 | 255.3495 | 0.01002 | 255.3495 | 0.01459 | 349.5299 | 0.0089687 | 255.3495 | 0.01783 | 255.3495 | 0
| 296.7337 | 0.03358 | 255.4236 | 0.01112 | 255.35 | 0 | 255.4236 | -0.0119 | 255.4236 | 0.0112 | 349.6081 | 0.011812 | 255.4236 | -0.01534 | 255.4236 | 0
| 296.8098 | 0.02935 | 255.4976 | 0.01252 | 255.42 | 0 | 255.4976 | 0.01321 | 255.4976 | 0.00612 | 349.6862 | 0.012172 | 255.4976 | -0.01128 | 255.4976 | 0
| 296.886 | 0.0234 | 255.5717 | 0.01135 | 255.5 | 0 | 255.5717 | -0.00739 | 255.5717 | 0.00586 | 349.7644 | 0.0091415 | 255.5717 | -0.01021 | 255.5717 | 0
| 296.9621 | 0.02441 | 255.6457 | 0.01172 | 255.57 | 0 | 255.6457 | 0.01175 | 255.6457 | 0.00598 | 349.8426 | 0.011686 | 255.6457 | 8.2614e-05 | 255.6457 | 0
| 297.0382 | 0.02889 | 255.7198 | 0.01116 | 255.65 | 0 | 255.7198 | -0.01102 | 255.7198 | 0.00808 | 349.9208 | 0.0129 | 255.7198 | -0.01257 | 255.7198 | 0
| 297.1143 | 0.03263 | 255.7939 | 0.01183 | 255.72 | 0 | 255.7939 | 0.01019 | 255.7939 | 0.01039 | 349.999 | 0.01285 | 255.7939 | -0.01017 | 255.7939 | 0
| 297.1904 | 0.02627 | 255.868 | 0.01068 | 255.79 | 0 | 255.868 | -0.01172 | 255.868 | 0.00873 | 350.0772 | 0.011865 | 255.868 | -0.01396 | 255.868 | 0
| 297.2666 | 0.02782 | 255.942 | 0.01138 | 255.87 | 0 | 255.942 | 0.01267 | 255.942 | 0.01102 | 350.1554 | 0.013614 | 255.942 | 0.00753 | 255.942 | 0
| 297.3427 | 0.02961 | 256.0161 | 0.01036 | 255.94 | 0 | 256.0161 | -0.0073 | 256.0161 | 0.01246 | 350.2336 | 0.0065649 | 256.0161 | -0.01969 | 256.0161 | 0
| 297.4188 | 0.03474 | 256.0902 | 0.01101 | 256.02 | 0 | 256.0902 | 0.00608 | 256.0902 | 0.01035 | 350.3118 | 0.0095941 | 256.0902 | -0.00584 | 256.0902 | 0
| 297.495 | 0.02465 | 256.1643 | 0.01053 | 256.09 | 0 | 256.1643 | -0.00822 | 256.1643 | 0.00736 | 350.39 | 0.0092421 | 256.1643 | -0.00783 | 256.1643 | 0
| 297.5711 | 0.02888 | 256.2384 | 0.01127 | 256.16 | 0 | 256.2384 | 0.01016 | 256.2384 | 0.00597 | 350.4682 | 0.011057 | 256.2384 | 0.00434 | 256.2384 | 0
| 297.6472 | 0.02719 | 256.3125 | 0.01072 | 256.24 | 0 | 256.3125 | -0.01007 | 256.3125 | 0.00601 | 350.5464 | 0.010347 | 256.3125 | -0.01231 | 256.3125 | 0
| 297.7234 | 0.03203 | 256.3866 | 0.01118 | 256.31 | 0 | 256.3866 | 0.00952 | 256.3866 | 0.00878 | 350.6246 | 0.013625 | 256.3866 | 0.01343 | 256.3866 | 0
| 297.7996 | 0.02111 | 256.4607 | 0.01054 | 256.39 | 0 | 256.4607 | -0.00629 | 256.4607 | 0.00507 | 350.7029 | 0.0099808 | 256.4607 | -0.01221 | 256.4607 | 0
| 297.8757 | 0.02491 | 256.5348 | 0.0116 | 256.46 | 0 | 256.5348 | 0.00422 | 256.5348 | 0.0069 | 350.7811 | 0.0092557 | 256.5348 | 0.00601 | 256.5348 | 0
| 297.9519 | 0.03045 | 256.6089 | 0.01081 | 256.53 | 0 | 256.6089 | -0.00907 | 256.6089 | 0.00483 | 350.8593 | 0.013913 | 256.6089 | 0.00461 | 256.6089 | 0
| 298.0281 | 0.03022 | 256.6831 | 0.01149 | 256.61 | 0 | 256.6831 | 0.01577 | 256.6831 | 0.01024 | 350.9375 | 0.0084109 | 256.6831 | 0.00495 | 256.6831 | 0
| 298.1042 | 0.02066 | 256.7572 | 0.01104 | 256.68 | 0 | 256.7572 | -0.00615 | 256.7572 | 0.01359 | 351.0158 | 0.0094203 | 256.7572 | -0.01274 | 256.7572 | 0
| 298.1804 | 0.02456 | 256.8313 | 0.01195 | 256.76 | 0 | 256.8313 | 0.00925 | 256.8313 | 0.01041 | 351.094 | 0.012745 | 256.8313 | -0.00691 | 256.8313 | 0
| 298.2565 | 0.02737 | 256.9055 | 0.01141 | 256.83 | 0 | 256.9055 | -0.00711 | 256.9055 | 0.00698 | 351.1722 | 0.0069977 | 256.9055 | -0.00528 | 256.9055 | 0
| 298.3327 | 0.02648 | 256.9796 | 0.01268 | 256.91 | 0 | 256.9796 | 0.00737 | 256.9796 | 0.00752 | 351.2505 | 0.010105 | 256.9796 | 0.01213 | 256.9796 | 0
| 298.4089 | 0.02055 | 257.0537 | 0.0119 | 256.98 | 0 | 257.0537 | -0.00876 | 257.0537 | 0.00564 | 351.3287 | 0.008205 | 257.0537 | -0.00428 | 257.0537 | 0
| 298.4851 | 0.02712 | 257.1279 | 0.01305 | 257.05 | 0 | 257.1279 | 0.01237 | 257.1279 | 0.01066 | 351.407 | 0.012094 | 257.1279 | 0.00789 | 257.1279 | 0
| 298.5613 | 0.028 | 257.202 | 0.01231 | 257.13 | 0 | 257.202 | -0.00622 | 257.202 | 0.0121 | 351.4852 | 0.0097313 | 257.202 | -0.01175 | 257.202 | 0
| 298.6375 | 0.02628 | 257.2762 | 0.0127 | 257.2 | 0 | 257.2762 | 0.00912 | 257.2762 | 0.00326 | 351.5634 | 0.012204 | 257.2762 | 0.00727 | 257.2762 | 0
| 298.7136 | 0.02794 | 257.3503 | 0.01193 | 257.28 | 0 | 257.3503 | -0.00841 | 257.3503 | 0.01029 | 351.6417 | 0.0070109 | 257.3503 | -0.02281 | 257.3503 | 0
| 298.7899 | 0.029 | 257.4245 | 0.0129 | 257.35 | -0.01 | 257.4245 | 0.01267 | 257.4245 | 0.00749 | 351.7199 | 0.011263 | 257.4245 | 0.01157 | 257.4245 | 0
| 298.8661 | 0.02536 | 257.4987 | 0.01275 | 257.42 | 0 | 257.4987 | -0.00899 | 257.4987 | 0.00839 | 351.7982 | 0.0080438 | 257.4987 | -0.0035 | 257.4987 | 0
| 298.9423 | 0.02798 | 257.5728 | 0.01302 | 257.5 | 0 | 257.5728 | 0.00815 | 257.5728 | 0.00581 | 351.8764 | 0.0084536 | 257.5728 | 0.01083 | 257.5728 | 0
| 299.0185 | 0.02474 | 257.647 | 0.01232 | 257.57 | 0 | 257.647 | -0.00527 | 257.647 | 0.00992 | 351.9547 | 0.005126 | 257.647 | -0.00871 | 257.647 | 0
| 299.0947 | 0.0278 | 257.7212 | 0.01318 | 257.65 | 0 | 257.7212 | 0.00648 | 257.7212 | 0.0083 | 352.033 | 0.0094149 | 257.7212 | 0.00932 | 257.7212 | 0
| 299.1709 | 0.03821 | 257.7954 | 0.01259 | 257.72 | 0 | 257.7954 | -0.00752 | 257.7954 | 0.00426 | 352.1112 | 0.0061575 | 257.7954 | -0.01242 | 257.7954 | 0
| 299.2471 | 0.03402 | 257.8696 | 0.01331 | 257.8 | 0 | 257.8696 | 0.01043 | 257.8696 | 0.00661 | 352.1895 | 0.0093322 | 257.8696 | 0.0104 | 257.8696 | 0
| 299.3233 | 0.02117 | 257.9438 | 0.01243 | 257.87 | 0 | 257.9438 | -0.00943 | 257.9438 | 0.00993 | 352.2678 | 0.0069298 | 257.9438 | -0.00998 | 257.9438 | 0
| 299.3995 | 0.03309 | 258.0179 | 0.01334 | 257.94 | 0 | 258.0179 | 0.00639 | 258.0179 | 0.00794 | 352.346 | 0.010494 | 258.0179 | 0.00866 | 258.0179 | 0
| 299.4758 | 0.02582 | 258.0921 | 0.01263 | 258.02 | 0 | 258.0921 | -0.00875 | 258.0921 | 0.00996 | 352.4243 | 0.010075 | 258.0921 | -0.00247 | 258.0921 | 0
| 299.552 | 0.03929 | 258.1664 | 0.01339 | 258.09 | 0 | 258.1664 | 0.00716 | 258.1664 | 0.00927 | 352.5026 | 0.011722 | 258.1664 | 0.00405 | 258.1664 | 0
| 299.6282 | 0.02663 | 258.2405 | 0.01295 | 258.17 | 0 | 258.2405 | -0.00681 | 258.2405 | 0.00508 | 352.5809 | 0.007627 | 258.2405 | -0.00424 | 258.2405 | 0
| 299.7045 | 0.02768 | 258.3148 | 0.01323 | 258.24 | 0 | 258.3148 | 0.00661 | 258.3148 | 0.0091 | 352.6591 | 0.0097086 | 258.3148 | 0.00904 | 258.3148 | 0
| 299.7807 | 0.03002 | 258.389 | 0.01272 | 258.31 | 0 | 258.389 | -0.00979 | 258.389 | 0.00444 | 352.7375 | 0.005184 | 258.389 | -0.0054 | 258.389 | 0
| 299.857 | 0.03063 | 258.4632 | 0.01314 | 258.39 | 0 | 258.4632 | 0.00808 | 258.4632 | 0.0072 | 352.8157 | 0.011124 | 258.4632 | 0.0046 | 258.4632 | 0
| 299.9332 | 0.02755 | 258.5374 | 0.01224 | 258.46 | 0 | 258.5374 | -0.00755 | 258.5374 | 0.00539 | 352.894 | 0.0069519 | 258.5374 | -0.01902 | 258.5374 | 0
| 300.0095 | 0.02684 | 258.6116 | 0.0127 | 258.54 | 0 | 258.6116 | 0.00435 | 258.6116 | 0.01033 | 352.9723 | 0.0098744 | 258.6116 | 0.00672 | 258.6116 | 0
| 300.0857 | 0.02497 | 258.6859 | 0.01162 | 258.61 | 0 | 258.6859 | -0.00876 | 258.6859 | 0.00514 | 353.0506 | 0.0060451 | 258.6859 | -0.0071 | 258.6859 | 0
| 300.162 | 0.02964 | 258.7601 | 0.01283 | 258.69 | 0 | 258.7601 | 0.00474 | 258.7601 | 0.01064 | 353.1289 | 0.013993 | 258.7601 | -0.00118 | 258.7601 | 0
| 300.2382 | 0.02689 | 258.8343 | 0.01221 | 258.76 | 0 | 258.8343 | -0.00816 | 258.8343 | 0.00851 | 353.2072 | 0.0066059 | 258.8343 | -0.00981 | 258.8344 | 0
| 300.3145 | 0.03129 | 258.9086 | 0.01276 | 258.83 | 0 | 258.9086 | 0.00627 | 258.9086 | 0.00491 | 353.2855 | 0.0072502 | 258.9086 | 0.00775 | 258.9086 | 0
| 300.3908 | 0.024 | 258.9828 | 0.0123 | 258.91 | 0 | 258.9828 | -0.00673 | 258.9828 | 0.0077 | 353.3638 | 0.0026692 | 258.9828 | -0.00034023 | 258.9828 | 0
| 300.467 | 0.03051 | 259.0571 | 0.01288 | 258.98 | 0 | 259.0571 | 0.00748 | 259.0571 | 0.00836 | 353.4421 | 0.0092835 | 259.0571 | 0.01168 | 259.0571 | 0
| 300.5433 | 0.02862 | 259.1313 | 0.01267 | 259.06 | 0.01 | 259.1313 | -0.0072 | 259.1313 | 0.00277 | 353.5204 | 0.0061362 | 259.1313 | 0.00018301 | 259.1313 | 0
| 300.6196 | 0.02282 | 259.2056 | 0.01329 | 259.13 | 0 | 259.2056 | 0.00706 | 259.2056 | 0.00586 | 353.5988 | 0.0082024 | 259.2056 | 0.00611 | 259.2056 | 0
| 300.6959 | 0.02868 | 259.2799 | 0.0123 | 259.21 | 0 | 259.2799 | -0.00931 | 259.2799 | 0.00036429 | 353.6771 | 0.0074152 | 259.2799 | -0.0058 | 259.2798 | 0
| 300.7722 | 0.03378 | 259.3541 | 0.01299 | 259.28 | 0 | 259.3541 | 0.01115 | 259.3541 | 0.00521 | 353.7554 | 0.0045157 | 259.3541 | -0.00359 | 259.3541 | 0
| 300.8485 | 0.02469 | 259.4284 | 0.01251 | 259.35 | 0 | 259.4284 | -0.00775 | 259.4284 | 0.00607 | 353.8337 | 0.00013568 | 259.4284 | -0.01352 | 259.4284 | 0
| 300.9247 | 0.02901 | 259.5027 | 0.0132 | 259.43 | 0 | 259.5027 | 0.00636 | 259.5027 | 0.00494 | 353.912 | 0.0041103 | 259.5027 | -0.00073327 | 259.5027 | 0
| 301.001 | 0.03002 | 259.5769 | 0.01285 | 259.5 | 0 | 259.5769 | -0.00804 | 259.5769 | 0.00368 | 353.9904 | 0.0065594 | 259.5769 | -0.00634 | 259.5769 | 0
| 301.0773 | 0.03343 | 259.6512 | 0.01329 | 259.58 | 0 | 259.6512 | 0.01006 | 259.6512 | 0.01169 | 354.0687 | 0.0035872 | 259.6512 | 0.00494 | 259.6512 | 0
| 301.1536 | 0.02913 | 259.7255 | 0.01255 | 259.65 | 0 | 259.7255 | -0.00315 | 259.7255 | 0.00313 | 354.147 | 0.0049529 | 259.7255 | -0.00544 | 259.7255 | 0
| 301.2299 | 0.03204 | 259.7998 | 0.01366 | 259.73 | 0 | 259.7998 | 0.0056 | 259.7998 | 0.00954 | 354.2254 | 0.0044071 | 259.7998 | -0.00213 | 259.7998 | 0
| 301.3062 | 0.02785 | 259.8741 | 0.0131 | 259.8 | 0 | 259.8741 | -0.00646 | 259.8741 | 0.00682 | 354.3037 | 0.0050517 | 259.8741 | -0.01323 | 259.8741 | 0
| 301.3825 | 0.04154 | 259.9484 | 0.014 | 259.87 | 0 | 259.9484 | 0.0069 | 259.9484 | 0.00992 | 354.382 | 0.0065463 | 259.9484 | 0.00796 | 259.9484 | 0
| 301.4589 | 0.02924 | 260.0227 | 0.01338 | 259.95 | 0 | 260.0227 | -0.0067 | 260.0227 | 0.00511 | 354.4604 | 0.0067608 | 260.0227 | -0.00782 | 260.0227 | 0
| 301.5352 | 0.0286 | 260.097 | 0.01381 | 260.02 | 0 | 260.097 | 0.01048 | 260.097 | 0.0087 | 354.5387 | 0.010218 | 260.097 | -0.00093684 | 260.097 | 0
| 301.6115 | 0.02664 | 260.1713 | 0.01371 | 260.1 | 0 | 260.1713 | -0.00501 | 260.1713 | 0.00662 | 354.6171 | 0.0048533 | 260.1713 | -0.00877 | 260.1713 | 0
| 301.6878 | 0.01839 | 260.2456 | 0.01456 | 260.17 | 0 | 260.2456 | 0.00714 | 260.2456 | 0.00539 | 354.6954 | 0.0090136 | 260.2456 | 0.00483 | 260.2456 | 0
| 301.7642 | 0.03441 | 260.3199 | 0.01444 | 260.25 | 0 | 260.3199 | -0.01018 | 260.3199 | 0.00641 | 354.7738 | 0.0054861 | 260.3199 | -0.00201 | 260.3199 | 0
| 301.8405 | 0.02923 | 260.3942 | 0.01535 | 260.32 | 0 | 260.3942 | 0.00745 | 260.3942 | 0.00571 | 354.8521 | 0.0052492 | 260.3942 | 0.00728 | 260.3943 | 0
| 301.9168 | 0.02197 | 260.4686 | 0.0149 | 260.39 | 0 | 260.4686 | -0.00726 | 260.4686 | 0.00203 | 354.9305 | 0.0073224 | 260.4686 | -0.01138 | 260.4686 | 0
| 301.9932 | 0.02613 | 260.5429 | 0.01595 | 260.47 | 0 | 260.5429 | 0.0102 | 260.5429 | 0.00544 | 355.0089 | 0.0068064 | 260.5429 | 0.00297 | 260.5429 | 0
| 302.0695 | 0.02956 | 260.6172 | 0.01508 | 260.54 | 0 | 260.6172 | -0.00848 | 260.6172 | 0.00382 | 355.0872 | 0.0050139 | 260.6172 | -0.00775 | 260.6172 | 0
| 302.1458 | 0.03475 | 260.6916 | 0.01561 | 260.62 | 0 | 260.6916 | 0.01092 | 260.6916 | 0.00819 | 355.1656 | 0.0069131 | 260.6916 | 0.00641 | 260.6916 | 0
| 302.2222 | 0.03736 | 260.7659 | 0.01493 | 260.69 | 0 | 260.7659 | -0.00524 | 260.7659 | 0.00053983 | 355.244 | 0.0056216 | 260.7659 | -0.01474 | 260.7659 | 0
| 302.2985 | 0.03392 | 260.8403 | 0.01533 | 260.77 | 0 | 260.8403 | 0.00812 | 260.8403 | 0.00856 | 355.3223 | 0.0088115 | 260.8403 | 0.00668 | 260.8403 | 0
| 302.3749 | 0.02999 | 260.9146 | 0.01511 | 260.84 | 0 | 260.9146 | -0.01105 | 260.9146 | 0.00597 | 355.4007 | 0.0035847 | 260.9146 | -0.01017 | 260.9146 | 0
| 302.4513 | 0.02979 | 260.989 | 0.01541 | 260.91 | 0 | 260.989 | 0.00748 | 260.989 | 0.00957 | 355.4791 | 0.0079226 | 260.989 | 0.00314 | 260.989 | 0
| 302.5276 | 0.03566 | 261.0633 | 0.01518 | 260.99 | 0 | 261.0633 | -0.01006 | 261.0633 | 0.00394 | 355.5574 | 0.0068701 | 261.0633 | -0.00405 | 261.0633 | 0
| 302.604 | 0.02931 | 261.1377 | 0.01601 | 261.06 | 0 | 261.1377 | 0.01235 | 261.1377 | 0.00652 | 355.6358 | 0.0062355 | 261.1377 | 0.0089 | 261.1377 | 0
| 302.6804 | 0.02923 | 261.212 | 0.01542 | 261.14 | 0 | 261.212 | -0.00836 | 261.212 | 0.00795 | 355.7142 | 0.007343 | 261.212 | -0.01632 | 261.212 | 0
| 302.7567 | 0.03421 | 261.2864 | 0.01674 | 261.21 | 0 | 261.2864 | 0.01145 | 261.2864 | 0.0117 | 355.7926 | 0.0078304 | 261.2864 | 0.01076 | 261.2864 | 0
| 302.8331 | 0.02754 | 261.3608 | 0.01659 | 261.29 | 0 | 261.3608 | -0.00999 | 261.3608 | 0.0043 | 355.871 | 0.0057803 | 261.3608 | -0.01938 | 261.3608 | 0
| 302.9095 | 0.0329 | 261.4352 | 0.01738 | 261.36 | 0 | 261.4352 | 0.00943 | 261.4352 | 0.00797 | 355.9494 | 0.0075117 | 261.4352 | 0.01677 | 261.4352 | 0
| 302.9859 | 0.02895 | 261.5095 | 0.01715 | 261.44 | 0 | 261.5095 | -0.00505 | 261.5095 | 0.00748 | 356.0278 | 0.004983 | 261.5095 | -0.008 | 261.5096 | 0
| 303.0623 | 0.0315 | 261.5839 | 0.01773 | 261.51 | 0 | 261.5839 | 0.01332 | 261.5839 | 0.00581 | 356.1062 | 0.0051823 | 261.5839 | 0.00545 | 261.5839 | 0
| 303.1386 | 0.03066 | 261.6583 | 0.01742 | 261.58 | 0 | 261.6583 | -0.00953 | 261.6583 | 0.00976 | 356.1846 | 0.0065455 | 261.6583 | -0.02078 | 261.6583 | 0
| 303.215 | 0.02773 | 261.7327 | 0.01792 | 261.66 | 0 | 261.7327 | 0.00732 | 261.7327 | 0.01052 | 356.263 | 0.0038757 | 261.7327 | 0.00929 | 261.7327 | 0
| 303.2914 | 0.02395 | 261.8071 | 0.01707 | 261.73 | 0 | 261.8071 | -0.00963 | 261.8071 | 0.00556 | 356.3414 | 0.0021132 | 261.8071 | -0.00402 | 261.8071 | 0
| 303.3678 | 0.03019 | 261.8815 | 0.01809 | 261.81 | 0 | 261.8815 | 0.01175 | 261.8815 | 0.00998 | 356.4198 | 0.0084766 | 261.8815 | 0.01001 | 261.8815 | 0
| 303.4442 | 0.02743 | 261.9559 | 0.01801 | 261.88 | 0 | 261.9559 | -0.00808 | 261.9559 | 0.00933 | 356.4982 | 0.0042716 | 261.9559 | -0.01443 | 261.9559 | 0
| 303.5206 | 0.03864 | 262.0303 | 0.01886 | 261.96 | 0 | 262.0303 | 0.00998 | 262.0303 | 0.01073 | 356.5766 | 0.0069623 | 262.0303 | 0.01951 | 262.0303 | 0
| 303.5971 | 0.03334 | 262.1047 | 0.01839 | 262.03 | 0 | 262.1047 | -0.00284 | 262.1047 | 0.00584 | 356.655 | 0.0036923 | 262.1047 | -0.02211 | 262.1047 | 0
| 303.6735 | 0.03662 | 262.1791 | 0.01925 | 262.1 | 0 | 262.1791 | 0.01079 | 262.1791 | 0.00604 | 356.7334 | 0.0093023 | 262.1791 | 0.00196 | 262.1791 | 0
| 303.7498 | 0.0336 | 262.2536 | 0.01883 | 262.18 | 0 | 262.2536 | -0.00898 | 262.2536 | 0.00861 | 356.8119 | 0.0046886 | 262.2536 | -0.01667 | 262.2536 | 0
| 303.8263 | 0.03304 | 262.328 | 0.02035 | 262.25 | 0 | 262.328 | 0.00869 | 262.328 | 0.01089 | 356.8903 | 0.0063933 | 262.328 | 0.00524 | 262.328 | 0
| 303.9027 | 0.03316 | 262.4024 | 0.0198 | 262.33 | 0 | 262.4024 | -0.00618 | 262.4024 | 0.00050309 | 356.9687 | 0.0042774 | 262.4024 | -0.01458 | 262.4024 | 0
| 303.9791 | 0.03256 | 262.4769 | 0.02098 | 262.4 | 0 | 262.4769 | 0.00952 | 262.4769 | 0.00776 | 357.0471 | 0.008782 | 262.4769 | 0.01306 | 262.4769 | 0
| 304.0555 | 0.03362 | 262.5513 | 0.02062 | 262.48 | 0 | 262.5513 | -0.00716 | 262.5513 | 0.01074 | 357.1255 | -0.00060848 | 262.5513 | -0.00175 | 262.5513 | 0
| 304.132 | 0.03292 | 262.6257 | 0.02196 | 262.55 | 0 | 262.6257 | 0.0134 | 262.6257 | 0.00098332 | 357.204 | 0.0070663 | 262.6257 | 0.00206 | 262.6257 | 0
| 304.2084 | 0.02924 | 262.7002 | 0.02187 | 262.63 | 0 | 262.7002 | -0.00995 | 262.7002 | 0.00903 | 357.2824 | 0.0029977 | 262.7002 | -0.02085 | 262.7002 | 0
| 304.2849 | 0.03057 | 262.7746 | 0.02276 | 262.7 | 0 | 262.7746 | 0.0102 | 262.7746 | 0.00957 | 357.3608 | 0.0048805 | 262.7746 | 0.00948 | 262.7746 | 0
| 304.3613 | 0.03432 | 262.8491 | 0.02314 | 262.77 | 0 | 262.8491 | -0.01293 | 262.8491 | 0.0071 | 357.4393 | 0.0063494 | 262.8491 | -0.01438 | 262.8491 | 0
| 304.4377 | 0.03544 | 262.9235 | 0.02461 | 262.85 | 0 | 262.9235 | 0.01302 | 262.9235 | 0.00859 | 357.5177 | 0.0065739 | 262.9235 | -0.00713 | 262.9235 | 0
| 304.5142 | 0.03381 | 262.998 | 0.02448 | 262.92 | 0 | 262.998 | -0.01482 | 262.998 | 0.00772 | 357.5962 | 0.0024814 | 262.998 | -0.02086 | 262.998 | 0
| 304.5906 | 0.03325 | 263.0725 | 0.02594 | 263 | 0 | 263.0725 | 0.01106 | 263.0725 | 0.0084 | 357.6746 | 0.0058443 | 263.0725 | -0.01208 | 263.0724 | 0
| 304.6671 | 0.03812 | 263.1469 | 0.02546 | 263.07 | 0 | 263.1469 | -0.01319 | 263.1469 | 0.00737 | 357.7531 | 0.0031445 | 263.1469 | -0.01624 | 263.1469 | 0
| 304.7436 | 0.04097 | 263.2214 | 0.02627 | 263.15 | 0 | 263.2214 | 0.00674 | 263.2214 | 0.01743 | 357.8315 | 0.0057519 | 263.2214 | 0.01634 | 263.2214 | 0
| 304.82 | 0.02935 | 263.2959 | 0.02639 | 263.22 | 0.01 | 263.2959 | -0.00935 | 263.2959 | 0.00741 | 357.91 | 0.0037692 | 263.2959 | -0.01822 | 263.2959 | 0
| 304.8965 | 0.02731 | 263.3703 | 0.02753 | 263.3 | 0 | 263.3703 | 0.0042 | 263.3703 | 0.01258 | 357.9884 | 0.0050031 | 263.3703 | -0.00032189 | 263.3703 | 0
| 304.973 | 0.02913 | 263.4448 | 0.02772 | 263.37 | 0 | 263.4448 | -0.00383 | 263.4448 | 0.0071 | 358.0669 | 0.0026298 | 263.4448 | -0.01671 | 263.4448 | 0
| 305.0494 | 0.03525 | 263.5193 | 0.02832 | 263.44 | 0 | 263.5193 | 0.01272 | 263.5193 | 0.01167 | 358.1454 | 0.0031105 | 263.5193 | 0.00364 | 263.5193 | 0
| 305.1259 | 0.03008 | 263.5938 | 0.02879 | 263.52 | 0 | 263.5938 | -0.01036 | 263.5938 | 0.0102 | 358.2238 | 0.0054984 | 263.5938 | -0.00707 | 263.5938 | 0
| 305.2024 | 0.03059 | 263.6683 | 0.03061 | 263.59 | 0 | 263.6683 | 0.00903 | 263.6683 | 0.00885 | 358.3023 | 0.0075182 | 263.6683 | 0.01234 | 263.6683 | 0
| 305.2788 | 0.02699 | 263.7428 | 0.03058 | 263.67 | 0 | 263.7428 | -0.01149 | 263.7428 | 0.00165 | 358.3808 | 0.0097272 | 263.7428 | -0.00868 | 263.7428 | 0
| 305.3553 | 0.03963 | 263.8173 | 0.03181 | 263.74 | 0 | 263.8173 | 0.01187 | 263.8173 | 0.01121 | 358.4592 | 0.0079541 | 263.8173 | -0.00595 | 263.8173 | 0
| 305.4318 | 0.03129 | 263.8918 | 0.03175 | 263.82 | 0 | 263.8918 | -0.00759 | 263.8918 | 0.00606 | 358.5377 | 0.00347 | 263.8918 | -0.00825 | 263.8918 | 0
| 305.5083 | 0.03533 | 263.9663 | 0.03292 | 263.89 | 0 | 263.9663 | 0.00778 | 263.9663 | 0.01079 | 358.6162 | 0.0075829 | 263.9663 | 0.00451 | 263.9663 | 0
| 305.5848 | 0.03945 | 264.0408 | 0.03315 | 263.97 | 0.01 | 264.0408 | -0.00448 | 264.0408 | 0.00476 | 358.6947 | 0.0076385 | 264.0408 | -0.01189 | 264.0408 | 0
| 305.6613 | 0.03602 | 264.1153 | 0.03468 | 264.04 | 0.01 | 264.1153 | 0.00659 | 264.1153 | 0.01056 | 358.7732 | 0.008155 | 264.1153 | 0.00794 | 264.1154 | 0
| 305.7378 | 0.02639 | 264.1899 | 0.0344 | 264.12 | 0 | 264.1899 | -0.00346 | 264.1899 | 0.00935 | 358.8516 | 0.0034419 | 264.1899 | -0.01533 | 264.1899 | 0
| 305.8143 | 0.03002 | 264.2644 | 0.03573 | 264.19 | 0 | 264.2644 | 0.01356 | 264.2644 | 0.00361 | 358.9301 | 0.0025768 | 264.2644 | 0.01427 | 264.2644 | 0
| 305.8908 | 0.03281 | 264.3389 | 0.03615 | 264.26 | 0.01 | 264.3389 | -0.00762 | 264.3389 | 0.00664 | 359.0086 | 0.0039485 | 264.3389 | -0.00323 | 264.3389 | 0
| 305.9673 | 0.03976 | 264.4135 | 0.03799 | 264.34 | 0 | 264.4135 | 0.01019 | 264.4135 | 0.01177 | 359.0871 | 0.0073543 | 264.4135 | -0.0004653 | 264.4135 | 0
| 306.0439 | 0.02634 | 264.488 | 0.03849 | 264.41 | 0.01 | 264.488 | -0.00996 | 264.488 | 0.00379 | 359.1656 | 0.0047611 | 264.488 | -0.00793 | 264.488 | 0
| 306.1204 | 0.03073 | 264.5625 | 0.03989 | 264.49 | 0 | 264.5625 | 0.01044 | 264.5625 | 0.00613 | 359.2441 | 0.0051407 | 264.5625 | -0.00889 | 264.5625 | 0
| 306.1969 | 0.03443 | 264.6371 | 0.0403 | 264.56 | 0.01 | 264.6371 | -0.00532 | 264.6371 | 0.00511 | 359.3226 | 0.0042918 | 264.6371 | -0.00923 | 264.6371 | 0
| 306.2734 | 0.03491 | 264.7116 | 0.04195 | 264.64 | 0.01 | 264.7116 | 0.0111 | 264.7116 | 0.00526 | 359.4011 | 0.0066307 | 264.7116 | 0.00568 | 264.7116 | 0
| 306.3499 | 0.0299 | 264.7862 | 0.04214 | 264.71 | 0.01 | 264.7862 | -0.01069 | 264.7862 | 0.00763 | 359.4796 | 0.0023199 | 264.7862 | -0.00092027 | 264.7862 | 0
| 306.4264 | 0.0338 | 264.8607 | 0.04394 | 264.79 | 0 | 264.8607 | 0.01264 | 264.8607 | 0.00561 | 359.5581 | 0.0031642 | 264.8607 | 0.000116 | 264.8607 | 0
| 306.503 | 0.0293 | 264.9353 | 0.04444 | 264.86 | 0.01 | 264.9353 | -0.00684 | 264.9353 | 0.00672 | 359.6366 | 0.0045678 | 264.9353 | -0.00671 | 264.9353 | 0
| 306.5795 | 0.02791 | 265.0099 | 0.04638 | 264.94 | 0.01 | 265.0099 | 0.0084 | 265.0099 | 0.00922 | 359.7151 | 0.004676 | 265.0099 | -0.00014303 | 265.0099 | 0
| 306.6561 | 0.0267 | 265.0844 | 0.04721 | 265.01 | 0 | 265.0844 | -0.00496 | 265.0844 | 0.00403 | 359.7936 | 0.0027815 | 265.0844 | -0.01152 | 265.0844 | 0
| 306.7326 | 0.03364 | 265.159 | 0.04935 | 265.08 | 0.01 | 265.159 | 0.00735 | 265.159 | 0.01081 | 359.8722 | 0.005748 | 265.159 | 0.0011 | 265.159 | 0
| 306.8091 | 0.02813 | 265.2336 | 0.05043 | 265.16 | 0.01 | 265.2336 | -0.000215 | 265.2336 | 0.00098638 | 359.9507 | 0.0084395 | 265.2336 | -0.01898 | 265.2336 | 0
| 306.8857 | 0.03197 | 265.3082 | 0.05265 | 265.23 | 0.01 | 265.3082 | 0.01183 | 265.3082 | 0.00621 | 360.0292 | 0.0039539 | 265.3082 | 0.01035 | 265.3082 | 0
| 306.9622 | 0.02524 | 265.3827 | 0.05409 | 265.31 | 0.01 | 265.3827 | -0.0058 | 265.3827 | 0.0031 | 360.1077 | 0.0028349 | 265.3827 | -0.0102 | 265.3828 | 0
| 307.0388 | 0.02748 | 265.4573 | 0.05598 | 265.38 | 0.01 | 265.4573 | 0.0099 | 265.4573 | 0.00642 | 360.1862 | 0.0069609 | 265.4573 | -0.00623 | 265.4573 | 0
| 307.1154 | 0.02736 | 265.5319 | 0.05711 | 265.46 | 0.01 | 265.5319 | -0.00492 | 265.5319 | 0.00508 | 360.2648 | 0.0017208 | 265.5319 | -0.00919 | 265.5319 | 0
| 307.1919 | 0.03549 | 265.6065 | 0.05962 | 265.53 | 0.01 | 265.6065 | 0.01039 | 265.6065 | 0.00682 | 360.3433 | 0.0078741 | 265.6065 | 0.00515 | 265.6065 | 0
| 307.2685 | 0.02569 | 265.6811 | 0.06107 | 265.61 | 0.01 | 265.6811 | -0.00397 | 265.6811 | 0.00575 | 360.4218 | 0.0031524 | 265.6811 | -0.01843 | 265.6811 | 0
| 307.3451 | 0.02722 | 265.7557 | 0.06352 | 265.68 | 0.01 | 265.7557 | 0.00841 | 265.7557 | 0.00727 | 360.5004 | 0.0081073 | 265.7557 | 0.00365 | 265.7557 | 0
| 307.4216 | 0.02757 | 265.8303 | 0.06527 | 265.76 | 0.02 | 265.8303 | -0.00431 | 265.8303 | 0.00556 | 360.5789 | 0.00049796 | 265.8303 | -0.00109 | 265.8304 | 0
| 307.4982 | 0.0275 | 265.9049 | 0.06746 | 265.83 | 0.01 | 265.9049 | 0.00773 | 265.9049 | 0.01431 | 360.6575 | 0.0086424 | 265.9049 | 0.00578 | 265.905 | 0
| 307.5748 | 0.02753 | 265.9796 | 0.06877 | 265.9 | 0.02 | 265.9796 | -0.00177 | 265.9796 | 0.00346 | 360.736 | 0.0028404 | 265.9796 | -0.01104 | 265.9796 | 0
| 307.6514 | 0.0301 | 266.0542 | 0.07139 | 265.98 | 0.01 | 266.0542 | 0.01453 | 266.0542 | 0.00525 | 360.8146 | 0.0060438 | 266.0542 | 0.00674 | 266.0542 | 0
| 307.728 | 0.03128 | 266.1288 | 0.07298 | 266.05 | 0.02 | 266.1288 | -0.00159 | 266.1288 | 0.00487 | 360.8931 | 0.0017635 | 266.1288 | -0.02079 | 266.1288 | 0
| 307.8046 | 0.03023 | 266.2034 | 0.07548 | 266.13 | 0.01 | 266.2034 | 0.01 | 266.2034 | 0.00927 | 360.9717 | 0.0053332 | 266.2034 | 0.00587 | 266.2034 | 0
| 307.8812 | 0.02662 | 266.2781 | 0.07743 | 266.2 | 0.02 | 266.2781 | -0.00401 | 266.2781 | 0.00805 | 361.0502 | 0.00020133 | 266.2781 | -0.0085 | 266.2781 | 0
| 307.9577 | 0.02818 | 266.3527 | 0.08008 | 266.28 | 0.02 | 266.3527 | 0.01202 | 266.3527 | 0.00919 | 361.1288 | 0.0041996 | 266.3527 | -0.00161 | 266.3527 | 0
| 308.0343 | 0.03211 | 266.4273 | 0.08214 | 266.35 | 0.02 | 266.4273 | -0.00257 | 266.4273 | 0.00399 | 361.2073 | 0.003133 | 266.4273 | -0.00335 | 266.4273 | 0
| 308.1109 | 0.03396 | 266.502 | 0.08517 | 266.43 | 0.02 | 266.502 | 0.00937 | 266.502 | 0.00805 | 361.2859 | 0.0076177 | 266.502 | 0.00958 | 266.502 | 0
| 308.1876 | 0.02219 | 266.5766 | 0.08666 | 266.5 | 0.03 | 266.5766 | -0.00396 | 266.5766 | 0.00245 | 361.3645 | 0.0031769 | 266.5766 | -0.00817 | 266.5766 | 0
| 308.2642 | 0.01859 | 266.6513 | 0.08959 | 266.58 | 0.02 | 266.6513 | 0.00988 | 266.6513 | 0.00605 | 361.443 | 0.0032968 | 266.6513 | 0.00422 | 266.6513 | 0
| 308.3408 | 0.02252 | 266.7259 | 0.09183 | 266.65 | 0.02 | 266.7259 | -0.00353 | 266.7259 | 0.00644 | 361.5216 | 0.0045375 | 266.7259 | -0.01109 | 266.726 | 0
| 308.4174 | 0.04154 | 266.8006 | 0.09486 | 266.73 | 0.02 | 266.8006 | 0.01156 | 266.8006 | 0.00737 | 361.6002 | 0.0051659 | 266.8006 | 0.00506 | 266.8006 | 0
| 308.494 | 0.02241 | 266.8753 | 0.0972 | 266.8 | 0.02 | 266.8753 | -0.0039 | 266.8753 | 0.00531 | 361.6787 | 0.00078715 | 266.8753 | -0.00811 | 266.8752 | 0
| 308.5706 | 0.0257 | 266.9499 | 0.10075 | 266.88 | 0.02 | 266.9499 | 0.01259 | 266.9499 | 0.00557 | 361.7573 | 0.0068164 | 266.9499 | 0.00225 | 266.9499 | 0
| 308.6472 | 0.02552 | 267.0246 | 0.10265 | 266.95 | 0.03 | 267.0246 | 0.00234 | 267.0246 | 0.00109 | 361.8359 | 0.0019087 | 267.0246 | -0.01417 | 267.0246 | 0
| 308.7239 | 0.02962 | 267.0993 | 0.10602 | 267.02 | 0.02 | 267.0993 | 0.01112 | 267.0993 | 0.00583 | 361.9145 | 0.0059827 | 267.0993 | -0.00375 | 267.0993 | 0
| 308.8005 | 0.0193 | 267.1739 | 0.10887 | 267.1 | 0.03 | 267.1739 | 0.000816 | 267.1739 | 0.00546 | 361.9931 | 0.0032094 | 267.1739 | -0.00595 | 267.174 | 0
| 308.8771 | 0.02488 | 267.2486 | 0.11283 | 267.17 | 0.03 | 267.2486 | 0.01108 | 267.2486 | 0.00472 | 362.0717 | 0.010155 | 267.2486 | 0.00043765 | 267.2486 | 0
| 308.9538 | 0.02043 | 267.3233 | 0.1156 | 267.25 | 0.03 | 267.3233 | 0.00257 | 267.3233 | 0.00868 | 362.1502 | 0.0013926 | 267.3233 | -0.00934 | 267.3233 | 0
| 309.0304 | 0.0274 | 267.398 | 0.11963 | 267.32 | 0.03 | 267.398 | 0.01206 | 267.398 | 0.00583 | 362.2288 | 0.0022124 | 267.398 | 0.00073832 | 267.398 | 0
| 309.1071 | 0.02192 | 267.4727 | 0.12239 | 267.4 | 0.04 | 267.4727 | 0.00135 | 267.4727 | 0.00516 | 362.3074 | 0.0013211 | 267.4727 | -0.01239 | 267.4727 | 0
| 309.1837 | 0.02092 | 267.5474 | 0.12642 | 267.47 | 0.03 | 267.5474 | 0.01131 | 267.5474 | 0.00468 | 362.386 | 0.0040221 | 267.5474 | 0.00236 | 267.5474 | 0
| 309.2604 | 0.01893 | 267.6221 | 0.12952 | 267.55 | 0.04 | 267.6221 | 0.00163 | 267.6221 | 0.00425 | 362.4646 | 0.0045466 | 267.6221 | -0.01097 | 267.6221 | 0
| 309.337 | 0.02205 | 267.6968 | 0.13379 | 267.62 | 0.04 | 267.6968 | 0.01178 | 267.6968 | 0.01151 | 362.5432 | 0.0042696 | 267.6968 | 0.0062 | 267.6968 | 0
| 309.4137 | 0.0225 | 267.7715 | 0.13771 | 267.7 | 0.04 | 267.7715 | 0.00251 | 267.7715 | 0.00339 | 362.6218 | 0.0032228 | 267.7715 | -0.01049 | 267.7715 | 0
| 309.4903 | 0.01753 | 267.8462 | 0.14224 | 267.77 | 0.04 | 267.8462 | 0.01524 | 267.8462 | 0.0092 | 362.7004 | 0.0040806 | 267.8462 | 0.01307 | 267.8462 | 0
| 309.567 | 0.0197 | 267.9209 | 0.14611 | 267.85 | 0.04 | 267.9209 | 0.00144 | 267.9209 | 0.00635 | 362.7791 | 0.00074478 | 267.9209 | -0.01117 | 267.9209 | 0
| 309.6437 | 0.02184 | 267.9957 | 0.15105 | 267.92 | 0.04 | 267.9957 | 0.01718 | 267.9957 | 0.00487 | 362.8577 | 0.007037 | 267.9957 | 0.00395 | 267.9957 | 0
| 309.7203 | 0.01859 | 268.0704 | 0.15512 | 268 | 0.05 | 268.0704 | 0.00573 | 268.0704 | 0.00471 | 362.9363 | 0.004573 | 268.0704 | -0.01042 | 268.0704 | 0
| 309.797 | 0.02199 | 268.1451 | 0.15975 | 268.07 | 0.05 | 268.1451 | 0.01516 | 268.1451 | 0.00587 | 363.0149 | 1.3856e-05 | 268.1451 | 0.00267 | 268.1451 | 0
| 309.8737 | 0.02051 | 268.2198 | 0.16417 | 268.15 | 0.05 | 268.2198 | 0.00626 | 268.2198 | 0.00455 | 363.0935 | 0.00091543 | 268.2198 | -0.00814 | 268.2198 | 0
| 309.9504 | 0.01998 | 268.2946 | 0.16941 | 268.22 | 0.05 | 268.2946 | 0.01884 | 268.2946 | 0.00625 | 363.1721 | -0.0013899 | 268.2946 | 0.00142 | 268.2946 | 0
| 310.027 | 0.01579 | 268.3693 | 0.17413 | 268.29 | 0.05 | 268.3693 | 0.00637 | 268.3693 | 0.00216 | 363.2507 | 0.0010497 | 268.3693 | -0.00673 | 268.3693 | 0
| 310.1037 | 0.01662 | 268.4441 | 0.17993 | 268.37 | 0.05 | 268.4441 | 0.01536 | 268.4441 | 0.00299 | 363.3294 | 0.0066643 | 268.4441 | 0.00697 | 268.4441 | 0
| 310.1804 | 0.02808 | 268.5188 | 0.18486 | 268.44 | 0.06 | 268.5188 | 0.00726 | 268.5188 | 0.00439 | 363.408 | -0.00083131 | 268.5188 | -0.00767 | 268.5188 | 0
| 310.2571 | 0.01373 | 268.5935 | 0.19063 | 268.52 | 0.06 | 268.5935 | 0.01848 | 268.5935 | 0.00787 | 363.4866 | 0.0039174 | 268.5935 | -0.0025 | 268.5936 | 0
| 310.3338 | 0.02166 | 268.6683 | 0.19562 | 268.59 | 0.07 | 268.6683 | 0.00689 | 268.6683 | 0.0029 | 363.5653 | 0.0038073 | 268.6683 | -0.00633 | 268.6683 | 0
| 310.4105 | 0.01892 | 268.7431 | 0.20165 | 268.67 | 0.06 | 268.7431 | 0.01892 | 268.7431 | 0.00287 | 363.6439 | 0.0064718 | 268.7431 | 0.00257 | 268.7431 | 0
| 310.4872 | 0.01969 | 268.8178 | 0.2071 | 268.74 | 0.07 | 268.8178 | 0.00744 | 268.8178 | 0.00351 | 363.7225 | 0.0021567 | 268.8178 | -0.00837 | 268.8178 | 0
| 310.5639 | 0.02165 | 268.8926 | 0.21342 | 268.82 | 0.07 | 268.8926 | 0.0191 | 268.8926 | 0.00482 | 363.8012 | 0.0028993 | 268.8926 | 0.00121 | 268.8926 | 0
| 310.6406 | 0.01942 | 268.9674 | 0.21949 | 268.89 | 0.07 | 268.9674 | 0.01257 | 268.9674 | 0.0032 | 363.8798 | 0.00039507 | 268.9674 | -0.01119 | 268.9674 | 0
| 310.7174 | 0.01673 | 269.0421 | 0.22578 | 268.97 | 0.08 | 269.0421 | 0.02551 | 269.0421 | 0.00589 | 363.9585 | 0.0050564 | 269.0421 | 0.00761 | 269.0421 | 0
| 310.794 | 0.01957 | 269.1169 | 0.23196 | 269.04 | 0.08 | 269.1169 | 0.00919 | 269.1169 | 0.0055 | 364.0371 | 0.0028013 | 269.1169 | -0.00078312 | 269.1169 | 0
| 310.8708 | 0.01653 | 269.1917 | 0.23895 | 269.12 | 0.08 | 269.1917 | 0.02443 | 269.1917 | 0.00556 | 364.1158 | 0.0022968 | 269.1917 | 0.00491 | 269.1917 | 0
| 310.9475 | 0.01863 | 269.2665 | 0.24475 | 269.19 | 0.08 | 269.2665 | 0.01635 | 269.2665 | 0.00203 | 364.1944 | 0.0039526 | 269.2665 | -0.00332 | 269.2665 | 0
| 311.0242 | 0.02415 | 269.3413 | 0.25221 | 269.27 | 0.09 | 269.3413 | 0.02375 | 269.3413 | 0.00665 | 364.2731 | 0.000736 | 269.3413 | 0.00057837 | 269.3413 | 0
| 311.101 | 0.0211 | 269.4161 | 0.25844 | 269.34 | 0.08 | 269.4161 | 0.01323 | 269.4161 | 0.00131 | 364.3517 | -0.0019254 | 269.4161 | -0.00683 | 269.4161 | 0
| 311.1777 | 0.01768 | 269.4909 | 0.26627 | 269.42 | 0.09 | 269.4909 | 0.02738 | 269.4909 | 0.00677 | 364.4304 | 0.0035508 | 269.4909 | 0.00304 | 269.4909 | 0
| 311.2544 | 0.02424 | 269.5657 | 0.2731 | 269.49 | 0.09 | 269.5657 | 0.01685 | 269.5657 | 9.3474e-05 | 364.5091 | -0.00074645 | 269.5657 | -0.0007927 | 269.5657 | 0
| 311.3311 | 0.02182 | 269.6405 | 0.28134 | 269.57 | 0.09 | 269.6405 | 0.03023 | 269.6405 | 0.00515 | 364.5877 | 0.00239 | 269.6405 | 0.00335 | 269.6405 | 0
| 311.4079 | 0.01723 | 269.7153 | 0.28882 | 269.64 | 0.1 | 269.7153 | 0.01777 | 269.7153 | 0.00387 | 364.6664 | 0.0038931 | 269.7153 | -0.01199 | 269.7153 | 0
| 311.4846 | 0.0137 | 269.7901 | 0.29735 | 269.72 | 0.1 | 269.7901 | 0.03029 | 269.7901 | 0.0069 | 364.7451 | 0.0046559 | 269.7901 | 0.00803 | 269.7901 | 0
| 311.5614 | 0.02135 | 269.8649 | 0.30426 | 269.79 | 0.1 | 269.8649 | 0.0197 | 269.8649 | 0.0053 | 364.8237 | -0.0004881 | 269.8649 | -0.00977 | 269.8649 | 0
| 311.6381 | 0.0178 | 269.9397 | 0.31183 | 269.86 | 0.1 | 269.9397 | 0.03381 | 269.9397 | 0.00697 | 364.9024 | 0.0049927 | 269.9397 | -0.00231 | 269.9397 | 0
| 311.7149 | 0.01571 | 270.0145 | 0.31893 | 269.94 | 0.11 | 270.0145 | 0.01789 | 270.0145 | 0.00485 | 364.9811 | -0.0025921 | 270.0145 | -0.00871 | 270.0146 | 0
| 311.7916 | 0.01569 | 270.0894 | 0.32704 | 270.01 | 0.11 | 270.0894 | 0.03407 | 270.0894 | 0.00276 | 365.0598 | 0.0041001 | 270.0894 | -0.00493 | 270.0894 | 0
| 311.8684 | 0.01423 | 270.1642 | 0.33429 | 270.09 | 0.11 | 270.1642 | 0.02809 | 270.1642 | 0.00737 | 365.1384 | -0.0025491 | 270.1642 | -0.00432 | 270.1642 | 0
| 311.9452 | 0.01649 | 270.239 | 0.34334 | 270.16 | 0.12 | 270.239 | 0.03606 | 270.239 | 0.00497 | 365.2171 | 0.0051916 | 270.239 | 0.00849 | 270.239 | 0
| 312.0219 | 0.02032 | 270.3139 | 0.35312 | 270.24 | 0.12 | 270.3139 | 0.02694 | 270.3139 | 0.00105 | 365.2958 | -0.0042681 | 270.3139 | -0.00869 | 270.3139 | 0
| 312.0987 | 0.01688 | 270.3887 | 0.36232 | 270.31 | 0.12 | 270.3887 | 0.03787 | 270.3887 | 0.00351 | 365.3745 | 0.0049857 | 270.3887 | 0.00145 | 270.3887 | 0
| 312.1755 | 0.01805 | 270.4636 | 0.37172 | 270.39 | 0.12 | 270.4636 | 0.02966 | 270.4636 | 0.00455 | 365.4532 | 0.0026904 | 270.4636 | -0.00592 | 270.4636 | 0
| 312.2522 | 0.02037 | 270.5384 | 0.38116 | 270.46 | 0.13 | 270.5384 | 0.04148 | 270.5384 | 0.00783 | 365.5319 | 0.0054454 | 270.5384 | -0.00012903 | 270.5384 | 0
| 312.329 | 0.01951 | 270.6133 | 0.39068 | 270.54 | 0.13 | 270.6133 | 0.03104 | 270.6133 | 0.00657 | 365.6106 | 0.0030086 | 270.6133 | -0.01015 | 270.6133 | 0
| 312.4058 | 0.02059 | 270.6881 | 0.4003 | 270.61 | 0.13 | 270.6881 | 0.04477 | 270.6881 | 0.00706 | 365.6893 | 0.004469 | 270.6881 | 0.00432 | 270.6881 | 0
| 312.4826 | 0.01012 | 270.763 | 0.41048 | 270.69 | 0.14 | 270.763 | 0.03497 | 270.763 | 0.00651 | 365.768 | 0.00068322 | 270.763 | -0.01441 | 270.763 | 0
| 312.5594 | 0.01256 | 270.8379 | 0.42009 | 270.76 | 0.12 | 270.8379 | 0.04809 | 270.8379 | 0.00861 | 365.8467 | 0.0062064 | 270.8379 | 0.00145 | 270.8379 | 0
| 312.6362 | 0.01926 | 270.9127 | 0.43053 | 270.84 | 0.13 | 270.9127 | 0.03787 | 270.9127 | 8.0483e-05 | 365.9254 | -0.0024421 | 270.9127 | -0.00989 | 270.9127 | 0
| 312.7129 | 0.01495 | 270.9876 | 0.44027 | 270.91 | 0.14 | 270.9876 | 0.05012 | 270.9876 | 0.00519 | 366.0041 | 0.008858 | 270.9876 | -0.00238 | 270.9876 | 0
| 312.7898 | 0.01654 | 271.0625 | 0.45065 | 270.99 | 0.14 | 271.0625 | 0.04043 | 271.0625 | 0.00639 | 366.0828 | -0.00016742 | 271.0625 | 0.00238 | 271.0625 | 0
| 312.8666 | 0.0217 | 271.1374 | 0.4615 | 271.06 | 0.15 | 271.1374 | 0.05718 | 271.1374 | 0.00701 | 366.1615 | 0.0013067 | 271.1374 | 0.01269 | 271.1374 | 0
| 312.9434 | 0.02566 | 271.2122 | 0.47214 | 271.14 | 0.16 | 271.2122 | 0.06251 | 271.2122 | 0.00335 | 366.2402 | -0.0037397 | 271.2122 | -0.00399 | 271.2122 | 0
| 313.0202 | 0.02079 | 271.2871 | 0.48317 | 271.21 | 0.16 | 271.2871 | 0.0497 | 271.2871 | 0.00599 | 366.319 | 0.0032324 | 271.2871 | 0.00037894 | 271.2871 | 0
| 313.097 | 0.01175 | 271.362 | 0.49449 | 271.29 | 0.16 | 271.362 | 0.06072 | 271.362 | 0.00389 | 366.3977 | 2.9685e-05 | 271.362 | 0.01208 | 271.362 | 0
| 313.1738 | 0.01502 | 271.4369 | 0.50483 | 271.36 | 0.16 | 271.4369 | 0.04768 | 271.4369 | 0.00219 | 366.4764 | 0.0039468 | 271.4369 | -0.0095 | 271.4369 | 0
| 313.2506 | 0.01476 | 271.5118 | 0.51568 | 271.44 | 0.17 | 271.5118 | 0.06647 | 271.5118 | 0.0034 | 366.5551 | -0.0016301 | 271.5118 | 0.00122 | 271.5118 | 0
| 313.3274 | 0.01206 | 271.5867 | 0.52667 | 271.51 | 0.17 | 271.5867 | 0.05408 | 271.5867 | 0.0032 | 366.6339 | 0.0058886 | 271.5867 | -0.00749 | 271.5867 | 0
| 313.4043 | 0.01604 | 271.6616 | 0.53774 | 271.59 | 0.17 | 271.6616 | 0.07028 | 271.6616 | 0.00814 | 366.7126 | 0.00011573 | 271.6616 | 0.00256 | 271.6616 | 0
| 313.4811 | 0.01341 | 271.7365 | 0.54926 | 271.66 | 0.18 | 271.7365 | 0.05673 | 271.7365 | 0.0027 | 366.7913 | 0.00032637 | 271.7365 | -0.00144 | 271.7365 | 0
| 313.5579 | 0.02284 | 271.8114 | 0.56111 | 271.74 | 0.18 | 271.8114 | 0.07295 | 271.8114 | 0.00653 | 366.8701 | 0.0030812 | 271.8114 | 0.00478 | 271.8115 | 0
| 313.6347 | 0.01509 | 271.8864 | 0.57353 | 271.81 | 0.19 | 271.8864 | 0.06438 | 271.8864 | 0.00363 | 366.9488 | 0.0053398 | 271.8864 | -0.00508 | 271.8864 | 0
| 313.7116 | 0.01743 | 271.9613 | 0.58557 | 271.89 | 0.19 | 271.9613 | 0.07973 | 271.9613 | 0.00711 | 367.0275 | -0.00025735 | 271.9613 | 0.01414 | 271.9613 | 0
| 313.7884 | 0.01494 | 272.0362 | 0.59785 | 271.96 | 0.19 | 272.0362 | 0.06789 | 272.0362 | 0.00651 | 367.1063 | 0.00014787 | 272.0362 | -0.00806 | 272.0362 | 0
| 313.8653 | 0.02243 | 272.1112 | 0.60899 | 272.04 | 0.19 | 272.1112 | 0.08616 | 272.1112 | 0.00862 | 367.185 | -0.00049201 | 272.1112 | 0.00942 | 272.1111 | 0
| 313.9421 | 0.01221 | 272.1861 | 0.61847 | 272.11 | 0.2 | 272.1861 | 0.07265 | 272.1861 | 0.00651 | 367.2638 | 0.0054147 | 272.1861 | -0.00631 | 272.1861 | 0
| 314.019 | 0.01814 | 272.261 | 0.63016 | 272.19 | 0.2 | 272.261 | 0.09076 | 272.261 | 0.00994 | 367.3425 | 0.00036676 | 272.261 | 0.01004 | 272.261 | 0
| 314.0958 | 0.01758 | 272.336 | 0.64019 | 272.26 | 0.21 | 272.336 | 0.07574 | 272.336 | 0.00121 | 367.4213 | 0.0013865 | 272.336 | -0.01154 | 272.336 | 0
| 314.1727 | 0.02262 | 272.4109 | 0.6517 | 272.34 | 0.21 | 272.4109 | 0.09083 | 272.4109 | 0.00573 | 367.5 | -0.0020726 | 272.4109 | 0.00443 | 272.4109 | 0
| 314.2495 | 0.01042 | 272.4859 | 0.66215 | 272.41 | 0.21 | 272.4859 | 0.08365 | 272.4859 | 0.00023093 | 367.5788 | 0.0049612 | 272.4859 | -0.0166 | 272.4859 | 0
| 314.3264 | 0.01187 | 272.5608 | 0.67365 | 272.49 | 0.21 | 272.5608 | 0.10163 | 272.5608 | 0.01011 | 367.6575 | 0.0011911 | 272.5608 | 0.00329 | 272.5608 | 0
| 314.4033 | 0.01919 | 272.6358 | 0.68397 | 272.56 | 0.23 | 272.6358 | 0.08803 | 272.6358 | 0.00783 | 367.7363 | 0.0040082 | 272.6358 | -0.01305 | 272.6358 | 0
| 314.4801 | 0.01459 | 272.7107 | 0.69532 | 272.64 | 0.22 | 272.7107 | 0.10367 | 272.7107 | 0.00721 | 367.8151 | 0.0063284 | 272.7107 | 8.4816e-06 | 272.7107 | 0
| 314.557 | 0.0125 | 272.7857 | 0.70558 | 272.71 | 0.23 | 272.7857 | 0.09469 | 272.7857 | 0.00396 | 367.8938 | 0.0054191 | 272.7857 | -0.00708 | 272.7857 | 0
| 314.6338 | 0.02127 | 272.8607 | 0.71668 | 272.79 | 0.23 | 272.8607 | 0.10912 | 272.8607 | 0.00757 | 367.9726 | 0.0010721 | 272.8607 | 0.01305 | 272.8607 | 0
| 314.7107 | 0.01973 | 272.9356 | 0.72721 | 272.86 | 0.24 | 272.9356 | 0.09782 | 272.9356 | 0.00985 | 368.0514 | 0.0058844 | 272.9356 | -0.0077 | 272.9356 | 0
| 314.7876 | 0.02668 | 273.0106 | 0.73787 | 272.94 | 0.24 | 273.0106 | 0.11723 | 273.0106 | 0.0052 | 368.1301 | 0.0039878 | 273.0106 | -0.00151 | 273.0106 | 0
| 314.8645 | 0.01213 | 273.0856 | 0.74781 | 273.01 | 0.25 | 273.0856 | 0.10418 | 273.0856 | 0.00693 | 368.2089 | -0.0011095 | 273.0856 | -0.00342 | 273.0856 | 0
| 314.9414 | 0.01504 | 273.1606 | 0.75871 | 273.09 | 0.26 | 273.1606 | 0.12138 | 273.1606 | 0.00592 | 368.2877 | 0.0014903 | 273.1606 | 0.00411 | 273.1606 | 0
| 315.0183 | 0.01835 | 273.2356 | 0.76752 | 273.16 | 0.26 | 273.2356 | 0.11024 | 273.2356 | 0.00363 | 368.3665 | 0.0018027 | 273.2356 | -0.00359 | 273.2356 | 0
| 315.0952 | 0.01993 | 273.3105 | 0.77946 | 273.24 | 0.26 | 273.3105 | 0.13026 | 273.3105 | 0.00856 | 368.4453 | -0.0024586 | 273.3105 | 0.00781 | 273.3105 | 0
| 315.1721 | 0.02508 | 273.3855 | 0.78854 | 273.31 | 0.28 | 273.3855 | 0.11862 | 273.3855 | 0.00345 | 368.524 | 0.0042714 | 273.3855 | -0.0089 | 273.3855 | 0
| 315.249 | 0.02031 | 273.4605 | 0.79885 | 273.39 | 0.28 | 273.4605 | 0.13288 | 273.4605 | 0.00452 | 368.6028 | 0.00097586 | 273.4605 | 0.00939 | 273.4605 | 0
| 315.3259 | 0.01845 | 273.5355 | 0.80774 | 273.46 | 0.28 | 273.5355 | 0.12151 | 273.5355 | 0.00643 | 368.6816 | 0.0056701 | 273.5355 | -0.00962 | 273.5356 | 0
| 315.4028 | 0.01767 | 273.6105 | 0.81793 | 273.54 | 0.29 | 273.6105 | 0.14114 | 273.6105 | 0.00804 | 368.7604 | 0.0030376 | 273.6105 | -0.00441 | 273.6105 | 0
| 315.4797 | 0.01379 | 273.6856 | 0.82647 | 273.61 | 0.3 | 273.6856 | 0.13063 | 273.6856 | 0.00518 | 368.8392 | 0.0049402 | 273.6856 | -0.00771 | 273.6855 | 0
| 315.5566 | 0.02062 | 273.7606 | 0.83577 | 273.69 | 0.3 | 273.7606 | 0.14879 | 273.7606 | 0.00532 | 368.918 | -0.0021972 | 273.7606 | 0.00026097 | 273.7606 | 0
| 315.6335 | 0.01273 | 273.8356 | 0.8441 | 273.76 | 0.31 | 273.8356 | 0.13951 | 273.8356 | 0.00667 | 368.9968 | 0.0020376 | 273.8356 | -0.00846 | 273.8356 | 0
| 315.7104 | 0.02629 | 273.9106 | 0.85309 | 273.84 | 0.31 | 273.9106 | 0.15255 | 273.9106 | 0.00893 | 369.0756 | 0.0018341 | 273.9106 | 0.00775 | 273.9106 | 0
| 315.7874 | 0.01628 | 273.9856 | 0.86108 | 273.91 | 0.32 | 273.9856 | 0.14638 | 273.9856 | 0.00412 | 369.1544 | 0.0041583 | 273.9856 | -0.00725 | 273.9856 | 0
| 315.8643 | 0.0171 | 274.0607 | 0.8704 | 273.99 | 0.33 | 274.0607 | 0.16161 | 274.0607 | 0.00799 | 369.2332 | -5.44e-05 | 274.0607 | 0.0086 | 274.0607 | 0
| 315.9412 | 0.01717 | 274.1357 | 0.87791 | 274.06 | 0.33 | 274.1357 | 0.14781 | 274.1357 | 0.00307 | 369.312 | 0.0089416 | 274.1357 | -0.0136 | 274.1357 | 0
| 316.0181 | 0.01902 | 274.2107 | 0.88673 | 274.14 | 0.34 | 274.2107 | 0.17144 | 274.2107 | 0.01004 | 369.3908 | 0.0003319 | 274.2107 | 0.00807 | 274.2107 | 0
| 316.0951 | 0.01558 | 274.2858 | 0.89371 | 274.21 | 0.35 | 274.2858 | 0.15796 | 274.2858 | 0.00638 | 369.4696 | 0.0033027 | 274.2858 | -0.00814 | 274.2858 | 0
| 316.172 | 0.01184 | 274.3608 | 0.90163 | 274.29 | 0.36 | 274.3608 | 0.18057 | 274.3608 | 0.00546 | 369.5484 | -0.00056139 | 274.3608 | -0.00152 | 274.3608 | 0
| 316.2489 | 0.01901 | 274.4359 | 0.90793 | 274.36 | 0.36 | 274.4359 | 0.16556 | 274.4359 | 0.00267 | 369.6273 | 0.0020228 | 274.4359 | -0.00271 | 274.4359 | 0
| 316.3259 | 0.0184 | 274.5109 | 0.9151 | 274.44 | 0.36 | 274.5109 | 0.18369 | 274.5109 | 0.00709 | 369.7061 | 0.00043484 | 274.5109 | 0.00246 | 274.5109 | 0
| 316.4028 | 0.01853 | 274.586 | 0.92118 | 274.51 | 0.37 | 274.586 | 0.17425 | 274.586 | 0.00208 | 369.7849 | -0.0017203 | 274.586 | -0.00199 | 274.586 | 0
| 316.4798 | 0.01542 | 274.661 | 0.92813 | 274.59 | 0.38 | 274.661 | 0.19337 | 274.661 | 0.00556 | 369.8637 | 0.0044485 | 274.661 | 0.00941 | 274.661 | 0
| 316.5567 | 0.01852 | 274.7361 | 0.93405 | 274.66 | 0.39 | 274.7361 | 0.18843 | 274.7361 | 0.00404 | 369.9426 | -0.00056081 | 274.7361 | -0.00869 | 274.7361 | 0
| 316.6337 | 0.01887 | 274.8111 | 0.94004 | 274.74 | 0.4 | 274.8111 | 0.20072 | 274.8111 | 0.00735 | 370.0214 | 0.0020738 | 274.8111 | 0.00379 | 274.8112 | 0
| 316.7106 | 0.01957 | 274.8862 | 0.94556 | 274.81 | 0.42 | 274.8862 | 0.19055 | 274.8862 | 0.00648 | 370.1002 | 0.0018389 | 274.8862 | -0.0146 | 274.8862 | 0
| 316.7876 | 0.01915 | 274.9613 | 0.95063 | 274.89 | 0.41 | 274.9613 | 0.20574 | 274.9613 | 0.00517 | 370.179 | 0.0018795 | 274.9613 | 0.00059665 | 274.9613 | 0
| 316.8646 | 0.0248 | 275.0364 | 0.95429 | 274.96 | 0.43 | 275.0364 | 0.20031 | 275.0364 | 8.0967e-05 | 370.2579 | 0.00082896 | 275.0364 | -0.01136 | 275.0364 | 0
| 316.9415 | 0.02605 | 275.1114 | 0.95899 | 275.04 | 0.43 | 275.1114 | 0.22235 | 275.1114 | 0.01081 | 370.3367 | 0.00025508 | 275.1114 | 0.00275 | 275.1115 | 0
| 317.0185 | 0.01418 | 275.1865 | 0.9616 | 275.11 | 0.45 | 275.1865 | 0.21181 | 275.1865 | 0.00194 | 370.4156 | 0.00015431 | 275.1865 | -0.00888 | 275.1865 | 0
| 317.0955 | 0.0153 | 275.2616 | 0.96629 | 275.19 | 0.45 | 275.2616 | 0.22748 | 275.2616 | 0.00837 | 370.4944 | 0.0026572 | 275.2616 | 0.00544 | 275.2616 | 0
| 317.1725 | 0.01988 | 275.3367 | 0.97059 | 275.26 | 0.46 | 275.3367 | 0.21945 | 275.3367 | 0.00622 | 370.5732 | -0.00066911 | 275.3367 | -0.00722 | 275.3367 | 0
| 317.2495 | 0.01919 | 275.4118 | 0.9759 | 275.34 | 0.47 | 275.4118 | 0.23268 | 275.4118 | 0.00681 | 370.6521 | 0.0047604 | 275.4118 | 0.00416 | 275.4118 | 0
| 317.3264 | 0.0103 | 275.4869 | 0.97955 | 275.41 | 0.48 | 275.4869 | 0.23134 | 275.4869 | 0.00415 | 370.731 | 0.0036753 | 275.4869 | -0.00582 | 275.4869 | 0
| 317.4034 | 0.01617 | 275.562 | 0.9834 | 275.49 | 0.5 | 275.562 | 0.24753 | 275.562 | 0.00531 | 370.8098 | 0.0081368 | 275.562 | 0.00426 | 275.562 | 0
| 317.4804 | 0.01416 | 275.6371 | 0.98511 | 275.56 | 0.5 | 275.6371 | 0.24117 | 275.6371 | 0.0044 | 370.8887 | -0.001218 | 275.6371 | -0.00882 | 275.6371 | 0
| 317.5574 | 0.0154 | 275.7122 | 0.98766 | 275.64 | 0.52 | 275.7122 | 0.25486 | 275.7122 | 0.00827 | 370.9675 | 0.0043335 | 275.7122 | -0.00206 | 275.7122 | 0
| 317.6344 | 0.02531 | 275.7873 | 0.98912 | 275.71 | 0.52 | 275.7873 | 0.24727 | 275.7873 | 0.00729 | 371.0464 | -0.00013027 | 275.7873 | -0.01161 | 275.7874 | 0
| 317.7114 | 0.01681 | 275.8625 | 0.99127 | 275.79 | 0.53 | 275.8625 | 0.26296 | 275.8625 | 0.00873 | 371.1252 | 0.0022644 | 275.8625 | -0.0011 | 275.8625 | 0
| 317.7884 | 0.01986 | 275.9376 | 0.99199 | 275.86 | 0.54 | 275.9376 | 0.26111 | 275.9376 | 0.00353 | 371.2041 | 0.00082279 | 275.9376 | -0.00203 | 275.9376 | 0
| 317.8654 | 0.02392 | 276.0127 | 0.99425 | 275.94 | 0.55 | 276.0127 | 0.27559 | 276.0127 | 0.00891 | 371.283 | 0.0021284 | 276.0127 | -6.1753e-05 | 276.0127 | 0
| 317.9424 | 0.02077 | 276.0878 | 0.99535 | 276.01 | 0.56 | 276.0878 | 0.27084 | 276.0878 | 0.00279 | 371.3618 | -8.6777e-05 | 276.0878 | -0.00904 | 276.0878 | 0
| 318.0194 | 0.02495 | 276.163 | 0.99724 | 276.09 | 0.57 | 276.163 | 0.28669 | 276.163 | 0.0019 | 371.4407 | 0.004972 | 276.163 | 0.00246 | 276.163 | 0
| 318.0964 | 0.01568 | 276.2381 | 0.9979 | 276.16 | 0.6 | 276.2381 | 0.28179 | 276.2381 | 0.00559 | 371.5196 | -0.0018539 | 276.2381 | -0.01119 | 276.2381 | 0
| 318.1735 | 0.02659 | 276.3132 | 0.9992 | 276.24 | 0.61 | 276.3132 | 0.30311 | 276.3132 | 0.00487 | 371.5984 | 0.0064602 | 276.3132 | 0.00687 | 276.3133 | 0
| 318.2505 | 0.01874 | 276.3884 | 0.99942 | 276.31 | 0.63 | 276.3884 | 0.29163 | 276.3884 | 0.0067 | 371.6773 | -0.0016203 | 276.3884 | -0.00569 | 276.3884 | 0
| 318.3275 | 0.0206 | 276.4635 | 1 | 276.39 | 0.64 | 276.4635 | 0.30743 | 276.4635 | 0.00353 | 371.7562 | 0.0014992 | 276.4635 | -0.00625 | 276.4635 | 0
| 318.4045 | 0.0301 | 276.5387 | 0.9991 | 276.46 | 0.64 | 276.5387 | 0.29769 | 276.5387 | 0.00533 | 371.8351 | -0.002972 | 276.5387 | -0.00807 | 276.5387 | 0
| 318.4816 | 0.02012 | 276.6139 | 0.99873 | 276.54 | 0.64 | 276.6139 | 0.31012 | 276.6139 | 0.00495 | 371.914 | 0.0037062 | 276.6139 | 0.00695 | 276.6139 | 0
| 318.5586 | 0.01743 | 276.689 | 0.99802 | 276.61 | 0.66 | 276.689 | 0.31086 | 276.689 | 0.00257 | 371.9929 | 9.8626e-05 | 276.689 | -0.00612 | 276.689 | 0
| 318.6356 | 0.01404 | 276.7642 | 0.99693 | 276.69 | 0.66 | 276.7642 | 0.32441 | 276.7642 | 0.00708 | 372.0718 | 0.006747 | 276.7642 | 0.00448 | 276.7642 | 0
| 318.7127 | 0.01798 | 276.8393 | 0.99571 | 276.76 | 0.67 | 276.8393 | 0.3223 | 276.8393 | 0.0054 | 372.1507 | 0.0016335 | 276.8393 | -0.01159 | 276.8393 | 0
| 318.7897 | 0.02515 | 276.9145 | 0.99544 | 276.84 | 0.7 | 276.9145 | 0.34462 | 276.9145 | 0.00594 | 372.2296 | 0.0038343 | 276.9145 | 0.00359 | 276.9145 | 0
| 318.8668 | 0.02361 | 276.9897 | 0.99401 | 276.91 | 0.71 | 276.9897 | 0.33842 | 276.9897 | 0.00345 | 372.3084 | 0.0024635 | 276.9897 | -0.01062 | 276.9897 | 0
| 318.9438 | 0.02417 | 277.0649 | 0.99321 | 276.99 | 0.72 | 277.0649 | 0.35458 | 277.0649 | 0.00828 | 372.3874 | 0.0021033 | 277.0649 | 0.00467 | 277.0648 | 0
| 319.0208 | 0.01964 | 277.14 | 0.99059 | 277.06 | 0.74 | 277.14 | 0.35042 | 277.14 | 0.00333 | 372.4662 | 0.008309 | 277.14 | -0.00633 | 277.14 | 0
| 319.0979 | 0.02419 | 277.2152 | 0.98794 | 277.14 | 0.75 | 277.2152 | 0.37197 | 277.2152 | 0.00588 | 372.5452 | 0.0043498 | 277.2152 | 0.00457 | 277.2152 | 0
| 319.175 | 0.01609 | 277.2904 | 0.9837 | 277.22 | 0.77 | 277.2904 | 0.36588 | 277.2904 | 0.00123 | 372.6241 | -0.00077383 | 277.2904 | -0.00546 | 277.2904 | 0
| 319.252 | 0.02568 | 277.3656 | 0.98006 | 277.29 | 0.78 | 277.3656 | 0.38324 | 277.3656 | 0.00493 | 372.703 | 0.0023635 | 277.3656 | 0.00348 | 277.3656 | 0
| 319.3291 | 0.02936 | 277.4408 | 0.97607 | 277.37 | 0.79 | 277.4408 | 0.38324 | 277.4408 | 0.00286 | 372.7819 | -0.0004871 | 277.4408 | -0.01116 | 277.4408 | 0
| 319.4062 | 0.01366 | 277.516 | 0.97381 | 277.44 | 0.8 | 277.516 | 0.39558 | 277.516 | 0.00701 | 372.8608 | 0.0040753 | 277.516 | -0.00214 | 277.516 | 0
| 319.4832 | 0.0161 | 277.5912 | 0.97054 | 277.52 | 0.81 | 277.5912 | 0.39725 | 277.5912 | 0.0029 | 372.9397 | -0.00087725 | 277.5912 | -0.00084595 | 277.5912 | 0
| 319.5603 | 0.0212 | 277.6664 | 0.96757 | 277.59 | 0.83 | 277.6664 | 0.41414 | 277.6664 | 0.00627 | 373.0186 | 0.0023676 | 277.6664 | 0.00194 | 277.6664 | 0
| 319.6374 | 0.01586 | 277.7416 | 0.96398 | 277.67 | 0.83 | 277.7416 | 0.40907 | 277.7416 | 0.00496 | 373.0975 | -0.0012693 | 277.7416 | -0.00772 | 277.7416 | 0
| 319.7144 | 0.02399 | 277.8168 | 0.96081 | 277.74 | 0.84 | 277.8168 | 0.42374 | 277.8168 | 0.00578 | 373.1765 | 0.00052845 | 277.8168 | 0.00821 | 277.8168 | 0
| 319.7915 | 0.0245 | 277.8921 | 0.95557 | 277.82 | 0.86 | 277.8921 | 0.42867 | 277.8921 | 0.00406 | 373.2554 | -0.0023539 | 277.8921 | -0.00678 | 277.8921 | 0
| 319.8686 | 0.01864 | 277.9673 | 0.95143 | 277.89 | 0.86 | 277.9673 | 0.44146 | 277.9673 | 0.00741 | 373.3343 | 0.0030373 | 277.9673 | 0.0055 | 277.9673 | 0
| 319.9457 | 0.02959 | 278.0425 | 0.94621 | 277.97 | 0.88 | 278.0425 | 0.44094 | 278.0425 | 0.00234 | 373.4132 | 0.00011334 | 278.0425 | -0.00629 | 278.0425 | 0
| 320.0228 | 0.02582 | 278.1177 | 0.94098 | 278.04 | 0.88 | 278.1177 | 0.45347 | 278.1177 | 0.00523 | 373.4922 | 0.0015499 | 278.1177 | 0.00106 | 278.1177 | 0
| 320.0999 | 0.02018 | 278.193 | 0.9352 | 278.12 | 0.9 | 278.193 | 0.45785 | 278.193 | 0.00171 | 373.5711 | -0.005731 | 278.193 | -0.00124 | 278.193 | 0
| 320.177 | 0.02243 | 278.2682 | 0.92973 | 278.19 | 0.91 | 278.2682 | 0.47216 | 278.2682 | 0.00509 | 373.6501 | 0.002031 | 278.2682 | 0.00202 | 278.2682 | 0
| 320.2541 | 0.02048 | 278.3435 | 0.92407 | 278.27 | 0.92 | 278.3435 | 0.4756 | 278.3435 | 0.00032951 | 373.729 | -0.00054592 | 278.3435 | -0.0089 | 278.3434 | 0
| 320.3312 | 0.02596 | 278.4187 | 0.91913 | 278.34 | 0.92 | 278.4187 | 0.49081 | 278.4187 | 0.00591 | 373.8079 | -0.0016594 | 278.4187 | -0.00056656 | 278.4187 | 0
| 320.4083 | 0.01753 | 278.4939 | 0.91317 | 278.42 | 0.93 | 278.4939 | 0.49156 | 278.4939 | 0.0009923 | 373.8869 | 0.00049857 | 278.4939 | -0.00455 | 278.4939 | 0
| 320.4854 | 0.01931 | 278.5692 | 0.90694 | 278.49 | 0.94 | 278.5692 | 0.51064 | 278.5692 | 0.00497 | 373.9658 | 0.0021249 | 278.5692 | 0.0033 | 278.5692 | 0
| 320.5625 | 0.01942 | 278.6444 | 0.90039 | 278.57 | 0.95 | 278.6444 | 0.5114 | 278.6444 | 0.00297 | 374.0448 | 0.0017758 | 278.6444 | -0.00458 | 278.6444 | 0
| 320.6397 | 0.02618 | 278.7197 | 0.8944 | 278.64 | 0.95 | 278.7197 | 0.52854 | 278.7197 | 0.00451 | 374.1237 | 0.0021844 | 278.7197 | -0.00351 | 278.7197 | 0
| 320.7168 | 0.01819 | 278.795 | 0.88696 | 278.72 | 0.96 | 278.795 | 0.52697 | 278.795 | 0.00434 | 374.2027 | -0.00016281 | 278.795 | -0.00418 | 278.795 | 0
| 320.7939 | 0.01959 | 278.8702 | 0.88022 | 278.79 | 0.97 | 278.8702 | 0.54199 | 278.8702 | 0.00548 | 374.2816 | 0.0019326 | 278.8702 | 0.0044 | 278.8702 | 0
| 320.871 | 0.01922 | 278.9455 | 0.87249 | 278.87 | 0.97 | 278.9455 | 0.54604 | 278.9455 | 0.00101 | 374.3606 | -0.002524 | 278.9455 | -0.00635 | 278.9455 | 0
| 320.9481 | 0.02557 | 279.0208 | 0.86571 | 278.95 | 0.97 | 279.0208 | 0.55384 | 279.0208 | 0.00526 | 374.4395 | 0.0062871 | 279.0208 | -0.00253 | 279.0208 | 0
| 321.0253 | 0.01745 | 279.096 | 0.85719 | 279.02 | 0.98 | 279.096 | 0.55743 | 279.096 | 0.00246 | 374.5185 | -0.00080817 | 279.096 | -0.00824 | 279.0961 | 0
| 321.1024 | 0.01602 | 279.1713 | 0.84997 | 279.1 | 0.98 | 279.1713 | 0.57898 | 279.1713 | 0.00736 | 374.5975 | 0.0022796 | 279.1713 | 0.00326 | 279.1713 | 0
| 321.1796 | 0.0258 | 279.2466 | 0.84231 | 279.17 | 0.99 | 279.2466 | 0.58541 | 279.2466 | 0.00142 | 374.6764 | 0.0041123 | 279.2466 | -0.00192 | 279.2466 | 0
| 321.2567 | 0.01794 | 279.3219 | 0.83567 | 279.25 | 0.99 | 279.3219 | 0.60293 | 279.3219 | 0.00472 | 374.7554 | 0.0023132 | 279.3219 | -0.00089222 | 279.3219 | 0
| 321.3338 | 0.02424 | 279.3972 | 0.82758 | 279.32 | 1 | 279.3972 | 0.60861 | 279.3972 | 0.00165 | 374.8344 | -0.00034543 | 279.3972 | -0.00348 | 279.3972 | 0
| 321.411 | 0.02242 | 279.4725 | 0.81956 | 279.4 | 1 | 279.4725 | 0.62401 | 279.4725 | 0.00299 | 374.9133 | 0.00023884 | 279.4725 | 0.0024 | 279.4725 | 0
| 321.4881 | 0.01944 | 279.5478 | 0.8109 | 279.47 | 1 | 279.5478 | 0.6268 | 279.5478 | 0.00044674 | 374.9923 | 0.0021881 | 279.5478 | -0.00382 | 279.5478 | 0
| 321.5653 | 0.02448 | 279.6231 | 0.8026 | 279.55 | 0.99 | 279.6231 | 0.63785 | 279.6231 | 0.00546 | 375.0713 | 0.0048322 | 279.6231 | 0.00484 | 279.6231 | 0
| 321.6425 | 0.0177 | 279.6984 | 0.79405 | 279.62 | 0.99 | 279.6984 | 0.64495 | 279.6984 | 0.00295 | 375.1503 | 0.00060862 | 279.6984 | -0.00678 | 279.6984 | 0
| 321.7196 | 0.01511 | 279.7737 | 0.78611 | 279.7 | 1 | 279.7737 | 0.65847 | 279.7737 | 0.00545 | 375.2292 | 0.0003664 | 279.7737 | 0.00027607 | 279.7737 | 0
| 321.7968 | 0.02164 | 279.849 | 0.77697 | 279.77 | 0.99 | 279.849 | 0.66005 | 279.849 | 0.0009874 | 375.3082 | 0.0012002 | 279.849 | -0.00736 | 279.849 | 0
| 321.8739 | 0.02107 | 279.9244 | 0.76838 | 279.85 | 0.98 | 279.9244 | 0.68153 | 279.9244 | 0.00475 | 375.3872 | 0.0027373 | 279.9244 | 0.00588 | 279.9243 | 0
| 321.9511 | 0.01289 | 279.9997 | 0.75991 | 279.92 | 0.98 | 279.9997 | 0.68523 | 279.9997 | 0.00151 | 375.4662 | 0.0011759 | 279.9997 | -0.00416 | 279.9997 | 0
| 322.0283 | 0.01608 | 280.075 | 0.7515 | 280 | 0.98 | 280.075 | 0.69645 | 280.075 | 0.00855 | 375.5452 | 0.0057486 | 280.075 | 0.0054 | 280.075 | 0
| 322.1054 | 0.01772 | 280.1503 | 0.74273 | 280.08 | 0.98 | 280.1503 | 0.70803 | 280.1503 | 0.00192 | 375.6242 | 0.00014719 | 280.1503 | -0.00314 | 280.1503 | 0
| 322.1826 | 0.02002 | 280.2257 | 0.7337 | 280.15 | 0.98 | 280.2257 | 0.71982 | 280.2257 | 0.00407 | 375.7032 | 0.0062938 | 280.2257 | 0.0043 | 280.2256 | 0
| 322.2598 | 0.01975 | 280.301 | 0.72415 | 280.23 | 0.97 | 280.301 | 0.7223 | 280.301 | 0.00075504 | 375.7822 | 0.00024273 | 280.301 | -0.00469 | 280.301 | 0
| 322.337 | 0.01469 | 280.3763 | 0.71584 | 280.3 | 0.95 | 280.3763 | 0.74029 | 280.3763 | 0.00585 | 375.8612 | 0.0029998 | 280.3763 | 0.00036435 | 280.3763 | 0
| 322.4142 | 0.02341 | 280.4517 | 0.70746 | 280.38 | 0.96 | 280.4517 | 0.73939 | 280.4517 | 0.00028543 | 375.9402 | -0.0015461 | 280.4517 | -0.005 | 280.4517 | 0
| 322.4914 | 0.02021 | 280.527 | 0.69974 | 280.45 | 0.94 | 280.527 | 0.75943 | 280.527 | 0.00625 | 376.0192 | 0.0077751 | 280.527 | 0.00038866 | 280.527 | 0
| 322.5686 | 0.01647 | 280.6024 | 0.69107 | 280.53 | 0.94 | 280.6024 | 0.75901 | 280.6024 | 0.00127 | 376.0982 | 0.0013577 | 280.6024 | -0.00314 | 280.6024 | 0
| 322.6458 | 0.01662 | 280.6777 | 0.68294 | 280.6 | 0.93 | 280.6777 | 0.77339 | 280.6777 | 0.00815 | 376.1772 | -0.00067945 | 280.6777 | 0.00144 | 280.6777 | 0
| 322.723 | 0.0246 | 280.7531 | 0.67385 | 280.68 | 0.93 | 280.7531 | 0.77698 | 280.7531 | 0.00081396 | 376.2562 | -0.00019088 | 280.7531 | -0.00608 | 280.7531 | 0
| 322.8002 | 0.01888 | 280.8284 | 0.66475 | 280.75 | 0.91 | 280.8284 | 0.79281 | 280.8284 | 0.00719 | 376.3352 | 0.00031583 | 280.8284 | 0.00473 | 280.8285 | 0
| 322.8773 | 0.01227 | 280.9038 | 0.6553 | 280.83 | 0.9 | 280.9038 | 0.78682 | 280.9038 | 0.00030573 | 376.4142 | -0.00078238 | 280.9038 | -0.00549 | 280.9038 | 0
| 322.9546 | 0.01793 | 280.9792 | 0.64723 | 280.9 | 0.88 | 280.9792 | 0.80527 | 280.9792 | 0.00887 | 376.4933 | 0.0027528 | 280.9792 | -0.00176 | 280.9792 | 0
| 323.0318 | 0.01815 | 281.0546 | 0.63826 | 280.98 | 0.88 | 281.0546 | 0.80806 | 281.0546 | 0.00124 | 376.5723 | -0.0015245 | 281.0546 | -0.00287 | 281.0546 | 0
| 323.109 | 0.02396 | 281.1299 | 0.6301 | 281.05 | 0.86 | 281.1299 | 0.81664 | 281.1299 | 0.00793 | 376.6513 | 0.0021517 | 281.1299 | 0.00374 | 281.1299 | 0
| 323.1862 | 0.01094 | 281.2053 | 0.62147 | 281.13 | 0.85 | 281.2053 | 0.82616 | 281.2053 | 0.00102 | 376.7303 | 5.6314e-05 | 281.2053 | -0.00397 | 281.2053 | 0
| 323.2634 | 0.0161 | 281.2807 | 0.61306 | 281.21 | 0.85 | 281.2807 | 0.84931 | 281.2807 | 0.00759 | 376.8094 | 0.0030526 | 281.2807 | 0.00166 | 281.2807 | 0
| 323.3407 | 0.01788 | 281.3561 | 0.6049 | 281.28 | 0.85 | 281.3561 | 0.85838 | 281.3561 | 0.00344 | 376.8884 | 0.0011135 | 281.3561 | -0.00302 | 281.3561 | 0
| 323.4179 | 0.01927 | 281.4315 | 0.59723 | 281.36 | 0.84 | 281.4315 | 0.87815 | 281.4315 | 0.00923 | 376.9674 | 0.0035547 | 281.4315 | 0.00786 | 281.4315 | 0
| 323.4951 | 0.01156 | 281.5069 | 0.5882 | 281.43 | 0.83 | 281.5069 | 0.87474 | 281.5069 | 0.00128 | 377.0465 | 0.0015972 | 281.5069 | -0.01076 | 281.5069 | 0
| 323.5724 | 0.02309 | 281.5823 | 0.57985 | 281.51 | 0.82 | 281.5823 | 0.87912 | 281.5823 | 0.0086 | 377.1255 | 0.0022927 | 281.5823 | 0.00154 | 281.5823 | 0
| 323.6496 | 0.01651 | 281.6577 | 0.57084 | 281.58 | 0.79 | 281.6577 | 0.86162 | 281.6577 | 0.00204 | 377.2045 | 0.00029298 | 281.6577 | -0.00047693 | 281.6577 | 0
| 323.7268 | 0.0169 | 281.7331 | 0.56312 | 281.66 | 0.76 | 281.7331 | 0.86364 | 281.7331 | 0.009 | 377.2836 | 0.0042245 | 281.7331 | 0.00561 | 281.7331 | 0
| 323.8041 | 0.01245 | 281.8085 | 0.55454 | 281.73 | 0.74 | 281.8085 | 0.86598 | 281.8085 | 0.00136 | 377.3626 | -0.0022421 | 281.8085 | -0.00263 | 281.8085 | 0
| 323.8813 | 0.01022 | 281.8839 | 0.54653 | 281.81 | 0.72 | 281.8839 | 0.89701 | 281.8839 | 0.00976 | 377.4417 | 0.0026121 | 281.8839 | 0.00382 | 281.8839 | 0
| 323.9586 | 0.02067 | 281.9593 | 0.53812 | 281.88 | 0.74 | 281.9593 | 0.91062 | 281.9593 | 0.00395 | 377.5207 | 0.0021548 | 281.9593 | -0.00999 | 281.9593 | 0
| 324.0358 | 0.01845 | 282.0347 | 0.53033 | 281.96 | 0.73 | 282.0347 | 0.92819 | 282.0347 | 0.01116 | 377.5998 | 0.0026649 | 282.0347 | -0.00129 | 282.0347 | 0
| 324.1131 | 0.01137 | 282.1102 | 0.52259 | 282.03 | 0.72 | 282.1102 | 0.93355 | 282.1102 | 0.00282 | 377.6788 | -0.0026518 | 282.1102 | -0.00612 | 282.1102 | 0
| 324.1903 | 0.0165 | 282.1856 | 0.51469 | 282.11 | 0.7 | 282.1856 | 0.93585 | 282.1856 | 0.01194 | 377.7579 | 0.0023848 | 282.1856 | 0.00429 | 282.1856 | 0
| 324.2676 | 0.01401 | 282.261 | 0.50608 | 282.19 | 0.69 | 282.261 | 0.93527 | 282.261 | 0.00248 | 377.8369 | -0.00046248 | 282.261 | -0.00328 | 282.261 | 0
| 324.3448 | 0.01437 | 282.3365 | 0.49779 | 282.26 | 0.68 | 282.3365 | 0.93699 | 282.3365 | 0.00977 | 377.916 | 0.0020287 | 282.3365 | 0.00848 | 282.3365 | 0
| 324.4221 | 0.01148 | 282.4119 | 0.48916 | 282.34 | 0.66 | 282.4119 | 0.93286 | 282.4119 | 0.00498 | 377.9951 | 0.00038353 | 282.4119 | -0.0085 | 282.4119 | 0
| 324.4994 | 0.01366 | 282.4873 | 0.48133 | 282.41 | 0.65 | 282.4873 | 0.94872 | 282.4873 | 0.01263 | 378.0741 | 0.0011589 | 282.4873 | -0.0018 | 282.4873 | 0
| 324.5766 | 0.01209 | 282.5628 | 0.47336 | 282.49 | 0.64 | 282.5628 | 0.94855 | 282.5628 | 0.00465 | 378.1532 | -0.00080324 | 282.5628 | -0.0055 | 282.5628 | 0
| 324.6539 | 0.01385 | 282.6382 | 0.4664 | 282.56 | 0.62 | 282.6382 | 0.95252 | 282.6382 | 0.0128 | 378.2322 | 0.0007441 | 282.6382 | 0.00759 | 282.6382 | 0
| 324.7312 | 0.00906 | 282.7137 | 0.45932 | 282.64 | 0.62 | 282.7137 | 0.95119 | 282.7137 | 0.00465 | 378.3113 | -0.0030485 | 282.7137 | -0.00329 | 282.7137 | 0
| 324.8085 | 0.01421 | 282.7891 | 0.45261 | 282.71 | 0.6 | 282.7891 | 0.97686 | 282.7891 | 0.01188 | 378.3904 | 0.0051877 | 282.7891 | 0.00077416 | 282.7892 | 0
| 324.8857 | 0.01312 | 282.8646 | 0.44521 | 282.79 | 0.59 | 282.8646 | 0.96778 | 282.8646 | 0.00562 | 378.4695 | -0.00016362 | 282.8646 | -0.00552 | 282.8646 | 0
| 324.963 | 0.01447 | 282.9401 | 0.43851 | 282.86 | 0.59 | 282.9401 | 0.97415 | 282.9401 | 0.01379 | 378.5485 | 0.0042784 | 282.9401 | 0.01196 | 282.9401 | 0
| 325.0403 | 0.01684 | 283.0155 | 0.43082 | 282.94 | 0.57 | 283.0155 | 0.96869 | 283.0155 | 0.00616 | 378.6276 | -0.00062922 | 283.0155 | -0.00699 | 283.0155 | 0
| 325.1176 | 0.01125 | 283.091 | 0.42351 | 283.02 | 0.56 | 283.091 | 0.97722 | 283.091 | 0.01316 | 378.7067 | 0.00067362 | 283.091 | 0.00057635 | 283.091 | 0
| 325.1949 | 0.00552 | 283.1665 | 0.41615 | 283.09 | 0.55 | 283.1665 | 0.97418 | 283.1665 | 0.01091 | 378.7858 | -0.00089971 | 283.1665 | -0.0024 | 283.1665 | 0
| 325.2722 | 0.01662 | 283.242 | 0.40919 | 283.17 | 0.54 | 283.242 | 0.98457 | 283.242 | 0.01769 | 378.8649 | -0.0012032 | 283.242 | 0.00388 | 283.242 | 0
| 325.3495 | 0.01148 | 283.3174 | 0.40187 | 283.24 | 0.53 | 283.3174 | 0.97383 | 283.3174 | 0.00282 | 378.9439 | -0.00040415 | 283.3174 | -0.0087 | 283.3174 | 0
| 325.4268 | 0.00713 | 283.3929 | 0.39599 | 283.32 | 0.52 | 283.3929 | 0.98575 | 283.3929 | 0.01693 | 379.023 | 0.0032631 | 283.3929 | 0.00431 | 283.3929 | 0
| 325.5041 | 0.01111 | 283.4684 | 0.38918 | 283.39 | 0.52 | 283.4684 | 0.98116 | 283.4684 | 0.00735 | 379.1021 | 0.0023239 | 283.4684 | -0.00083245 | 283.4684 | 0
| 325.5815 | 0.01361 | 283.5439 | 0.38348 | 283.47 | 0.5 | 283.5439 | 0.98763 | 283.5439 | 0.01787 | 379.1812 | -0.0015498 | 283.5439 | 0.00505 | 283.5439 | 0
| 325.6587 | 0.01115 | 283.6194 | 0.37681 | 283.54 | 0.5 | 283.6194 | 0.98687 | 283.6194 | 0.01207 | 379.2603 | -0.00028416 | 283.6194 | -0.00822 | 283.6194 | 0
| 325.736 | 0.01075 | 283.6949 | 0.37093 | 283.62 | 0.49 | 283.6949 | 0.99894 | 283.6949 | 0.01702 | 379.3394 | -0.0012088 | 283.6949 | -0.00127 | 283.6949 | 0
| 325.8134 | 0.00714 | 283.7704 | 0.36464 | 283.69 | 0.48 | 283.7704 | 0.98712 | 283.7704 | 0.00926 | 379.4185 | 0.0015699 | 283.7704 | -0.00417 | 283.7704 | 0
| 325.8907 | 0.00979 | 283.8459 | 0.35889 | 283.77 | 0.47 | 283.8459 | 0.9931 | 283.8459 | 0.01614 | 379.4976 | 0.0050304 | 283.8459 | 0.00425 | 283.8459 | 0
| 325.9681 | 0.007 | 283.9214 | 0.35266 | 283.85 | 0.46 | 283.9214 | 0.9912 | 283.9214 | 0.01226 | 379.5767 | -0.0031307 | 283.9214 | -0.00326 | 283.9214 | 0
| 326.0453 | 0.01267 | 283.9969 | 0.34676 | 283.92 | 0.45 | 283.9969 | 1 | 283.9969 | 0.0215 | 379.6558 | 0.0051989 | 283.9969 | -0.00244 | 283.9969 | 0
| 326.1227 | 0.01441 | 284.0725 | 0.34051 | 284 | 0.45 | 284.0725 | 0.98575 | 284.0725 | 0.01261 | 379.735 | 0.0021296 | 284.0725 | -0.00639 | 284.0724 | 0
| 326.2 | 0.01517 | 284.148 | 0.33525 | 284.07 | 0.45 | 284.148 | 0.9855 | 284.148 | 0.024 | 379.8141 | 0.00056681 | 284.148 | 0.00784 | 284.148 | 0
| 326.2774 | 0.01463 | 284.2235 | 0.32938 | 284.15 | 0.44 | 284.2235 | 0.98408 | 284.2235 | 0.01744 | 379.8932 | -0.0011464 | 284.2235 | -0.00518 | 284.2235 | 0
| 326.3547 | 0.0107 | 284.299 | 0.32417 | 284.22 | 0.43 | 284.299 | 0.98409 | 284.299 | 0.02464 | 379.9723 | -0.00025286 | 284.299 | 0.00212 | 284.299 | 0
| 326.432 | 0.00708 | 284.3746 | 0.31843 | 284.3 | 0.42 | 284.3746 | 0.9746 | 284.3746 | 0.01696 | 380.0514 | -0.00044386 | 284.3746 | -0.00721 | 284.3746 | 0
| 326.5094 | 0.01453 | 284.4501 | 0.31307 | 284.37 | 0.41 | 284.4501 | 0.99183 | 284.4501 | 0.02541 | 380.1305 | 0.0033314 | 284.4501 | 0.00584 | 284.4501 | 0
| 326.5867 | 0.01119 | 284.5256 | 0.30764 | 284.45 | 0.41 | 284.5256 | 0.98159 | 284.5256 | 0.01499 | 380.2097 | 0.0040053 | 284.5256 | 0.00196 | 284.5256 | 0
| 326.6641 | 0.00455 | 284.6012 | 0.30273 | 284.53 | 0.41 | 284.6012 | 0.99239 | 284.6012 | 0.02465 | 380.2888 | 0.0027054 | 284.6012 | -8.1074e-05 | 284.6012 | 0
| 326.7415 | 0.00722 | 284.6767 | 0.29753 | 284.6 | 0.4 | 284.6767 | 0.9793 | 284.6767 | 0.01629 | 380.3679 | -0.002003 | 284.6767 | -0.00862 | 284.6767 | 0
| 326.8188 | 0.01264 | 284.7523 | 0.2927 | 284.68 | 0.4 | 284.7523 | 0.97597 | 284.7523 | 0.02796 | 380.447 | 0.0020393 | 284.7523 | 0.00297 | 284.7523 | 0
| 326.8962 | 0.00792 | 284.8278 | 0.28703 | 284.75 | 0.39 | 284.8278 | 0.96396 | 284.8278 | 0.02107 | 380.5262 | 0.0009004 | 284.8278 | -0.00558 | 284.8279 | 0
| 326.9735 | 0.00811 | 284.9034 | 0.28272 | 284.83 | 0.39 | 284.9034 | 0.96624 | 284.9034 | 0.02502 | 380.6053 | 0.0042823 | 284.9034 | -8.176e-05 | 284.9034 | 0
| 327.0509 | 0.00342 | 284.979 | 0.2781 | 284.9 | 0.38 | 284.979 | 0.95451 | 284.979 | 0.01882 | 380.6844 | -0.0040723 | 284.979 | -0.00894 | 284.979 | 0
| 327.1283 | 0.01112 | 285.0545 | 0.27374 | 284.98 | 0.38 | 285.0545 | 0.96643 | 285.0545 | 0.03052 | 380.7636 | 0.0029006 | 285.0545 | 0.00436 | 285.0545 | 0
| 327.2057 | 0.00724 | 285.1301 | 0.26873 | 285.05 | 0.37 | 285.1301 | 0.94761 | 285.1301 | 0.01983 | 380.8427 | -0.0031796 | 285.1301 | -0.00777 | 285.1301 | 0
| 327.283 | 0.01148 | 285.2057 | 0.26474 | 285.13 | 0.36 | 285.2057 | 0.95396 | 285.2057 | 0.03057 | 380.9218 | 0.0010151 | 285.2057 | 0.00383 | 285.2057 | 0
| 327.3604 | 0.01315 | 285.2812 | 0.25973 | 285.21 | 0.36 | 285.2812 | 0.94902 | 285.2812 | 0.02414 | 381.001 | 0.00095521 | 285.2812 | -0.00908 | 285.2812 | 0
| 327.4378 | 0.01124 | 285.3568 | 0.25555 | 285.28 | 0.35 | 285.3568 | 0.95415 | 285.3568 | 0.03481 | 381.0801 | 0.0036888 | 285.3568 | 0.00359 | 285.3568 | 0
| 327.5152 | 0.00749 | 285.4324 | 0.2506 | 285.36 | 0.35 | 285.4324 | 0.9318 | 285.4324 | 0.02628 | 381.1593 | 0.00097753 | 285.4324 | -0.00582 | 285.4324 | 0
| 327.5926 | 0.01139 | 285.508 | 0.24664 | 285.43 | 0.35 | 285.508 | 0.93903 | 285.508 | 0.03556 | 381.2384 | 8.7004e-05 | 285.508 | 0.00205 | 285.508 | 0
| 327.6699 | 0.01111 | 285.5836 | 0.24238 | 285.51 | 0.34 | 285.5836 | 0.92592 | 285.5836 | 0.02617 | 381.3176 | -0.001288 | 285.5836 | -0.00697 | 285.5836 | 0
| 327.7473 | 0.01868 | 285.6592 | 0.2385 | 285.58 | 0.34 | 285.6592 | 0.93001 | 285.6592 | 0.03899 | 381.3968 | 0.0063311 | 285.6592 | 0.00277 | 285.6592 | 0
| 327.8247 | 0.00644 | 285.7348 | 0.23436 | 285.66 | 0.34 | 285.7348 | 0.92428 | 285.7348 | 0.02886 | 381.4759 | -0.00035668 | 285.7348 | -0.00493 | 285.7348 | 0
| 327.9021 | 0.0104 | 285.8104 | 0.23093 | 285.73 | 0.33 | 285.8104 | 0.92479 | 285.8104 | 0.03772 | 381.5551 | 0.00090931 | 285.8104 | 0.00064375 | 285.8104 | 0
| 327.9795 | 0.00641 | 285.886 | 0.2265 | 285.81 | 0.33 | 285.886 | 0.91054 | 285.886 | 0.0321 | 381.6342 | -0.00034583 | 285.886 | -0.00262 | 285.886 | 0
| 328.0569 | 0.02005 | 285.9616 | 0.22351 | 285.89 | 0.32 | 285.9616 | 0.92287 | 285.9616 | 0.04058 | 381.7134 | 0.0028339 | 285.9616 | 0.00709 | 285.9616 | 0
| 328.1343 | 0.00784 | 286.0372 | 0.21943 | 285.96 | 0.33 | 286.0372 | 0.89897 | 286.0372 | 0.03291 | 381.7926 | -0.0013907 | 286.0372 | -0.00674 | 286.0372 | 0
| 328.2118 | 0.01365 | 286.1128 | 0.21592 | 286.04 | 0.32 | 286.1128 | 0.9127 | 286.1128 | 0.0434 | 381.8717 | -0.0002137 | 286.1128 | 0.00282 | 286.1128 | 0
| 328.2892 | 0.01131 | 286.1884 | 0.21216 | 286.11 | 0.31 | 286.1884 | 0.89427 | 286.1884 | 0.03631 | 381.9509 | -0.00068081 | 286.1884 | 0.00068599 | 286.1884 | 0
| 328.3666 | 0.0024 | 286.264 | 0.20927 | 286.19 | 0.32 | 286.264 | 0.89645 | 286.264 | 0.04515 | 382.0301 | 0.0050931 | 286.264 | 0.00404 | 286.264 | 0
| 328.444 | 0.00203 | 286.3397 | 0.20587 | 286.26 | 0.31 | 286.3397 | 0.88868 | 286.3397 | 0.03886 | 382.1093 | 0.00057498 | 286.3397 | -0.00727 | 286.3397 | 0
| 328.5214 | 0.00935 | 286.4153 | 0.203 | 286.34 | 0.31 | 286.4153 | 0.89241 | 286.4153 | 0.04776 | 382.1884 | 0.0027934 | 286.4153 | 0.00208 | 286.4153 | 0
| 328.5989 | 0.01123 | 286.4909 | 0.19946 | 286.42 | 0.31 | 286.4909 | 0.87911 | 286.4909 | 0.04723 | 382.2676 | -0.0046738 | 286.4909 | -0.00603 | 286.4909 | 0
| 328.6763 | 0.01289 | 286.5666 | 0.19652 | 286.49 | 0.31 | 286.5666 | 0.88038 | 286.5666 | 0.05049 | 382.3468 | 0.0041986 | 286.5666 | 0.00607 | 286.5666 | 0
| 328.7537 | 0.00873 | 286.6422 | 0.19284 | 286.57 | 0.31 | 286.6422 | 0.86728 | 286.6422 | 0.04536 | 382.426 | 0.0021389 | 286.6422 | -0.00876 | 286.6422 | 0
| 328.8311 | 0.01137 | 286.7179 | 0.19025 | 286.64 | 0.29 | 286.7179 | 0.86722 | 286.7179 | 0.05537 | 382.5052 | -0.0020575 | 286.7179 | 0.00971 | 286.7179 | 0
| 328.9086 | 0.00634 | 286.7935 | 0.18702 | 286.72 | 0.3 | 286.7935 | 0.84895 | 286.7935 | 0.04891 | 382.5844 | -0.0020192 | 286.7935 | -0.00012989 | 286.7935 | 0
| 328.986 | 0.00971 | 286.8692 | 0.18409 | 286.79 | 0.29 | 286.8692 | 0.84971 | 286.8692 | 0.05776 | 382.6635 | -0.0016919 | 286.8692 | 0.00224 | 286.8692 | 0
| 329.0635 | 0.00892 | 286.9448 | 0.18109 | 286.87 | 0.3 | 286.9448 | 0.84087 | 286.9448 | 0.05149 | 382.7427 | -0.0053091 | 286.9448 | -0.00377 | 286.9448 | 0
| 329.1409 | 0.00658 | 287.0205 | 0.17869 | 286.94 | 0.29 | 287.0205 | 0.8339 | 287.0205 | 0.05822 | 382.8219 | 0.0016033 | 287.0205 | 0.00599 | 287.0205 | 0
| 329.2184 | 0.00449 | 287.0961 | 0.17546 | 287.02 | 0.3 | 287.0961 | 0.83222 | 287.0961 | 0.05542 | 382.9011 | -0.00013519 | 287.0961 | -0.00868 | 287.0961 | 0
| 329.2958 | 0.00623 | 287.1718 | 0.17334 | 287.1 | 0.29 | 287.1718 | 0.83866 | 287.1718 | 0.06653 | 382.9803 | 0.0043443 | 287.1718 | 0.00647 | 287.1718 | 0
| 329.3733 | 0.00893 | 287.2475 | 0.1705 | 287.17 | 0.3 | 287.2475 | 0.82325 | 287.2475 | 0.05679 | 383.0595 | -0.00058134 | 287.2475 | -0.00202 | 287.2475 | 0
| 329.4507 | 0.01288 | 287.3231 | 0.16819 | 287.25 | 0.29 | 287.3231 | 0.82317 | 287.3231 | 0.06764 | 383.1387 | 0.0045661 | 287.3231 | 0.00183 | 287.3232 | 0
| 329.5282 | 0.00984 | 287.3988 | 0.16524 | 287.32 | 0.28 | 287.3988 | 0.80601 | 287.3988 | 0.06065 | 383.2179 | -0.0022982 | 287.3988 | -0.00742 | 287.3988 | 0
| 329.6057 | 0.00764 | 287.4745 | 0.16312 | 287.4 | 0.28 | 287.4745 | 0.80196 | 287.4745 | 0.07028 | 383.2971 | 0.001226 | 287.4745 | 0.00258 | 287.4745 | 0
| 329.6831 | 0.00727 | 287.5502 | 0.16042 | 287.47 | 0.29 | 287.5502 | 0.78264 | 287.5502 | 0.06223 | 383.3763 | -0.0015631 | 287.5502 | -0.00194 | 287.5502 | 0
| 329.7606 | 0.00985 | 287.6259 | 0.15855 | 287.55 | 0.28 | 287.6259 | 0.78993 | 287.6259 | 0.07707 | 383.4556 | 0.0031248 | 287.6259 | 0.00655 | 287.6259 | 0
| 329.8381 | 0.01255 | 287.7015 | 0.15564 | 287.63 | 0.28 | 287.7015 | 0.77721 | 287.7015 | 0.06908 | 383.5348 | -0.0029445 | 287.7015 | -0.00164 | 287.7016 | 0
| 329.9156 | 0.00406 | 287.7772 | 0.1539 | 287.7 | 0.28 | 287.7772 | 0.7828 | 287.7772 | 0.08199 | 383.614 | 0.00070946 | 287.7772 | 0.00037105 | 287.7773 | 0
| 329.993 | 0.00767 | 287.853 | 0.15145 | 287.78 | 0.29 | 287.853 | 0.7699 | 287.853 | 0.07404 | 383.6932 | -0.0035467 | 287.853 | -0.00104 | 287.8529 | 0
| 330.0705 | 0.00983 | 287.9287 | 0.14956 | 287.85 | 0.28 | 287.9287 | 0.76653 | 287.9287 | 0.08624 | 383.7724 | 0.0039384 | 287.9287 | 0.00357 | 287.9286 | 0
| 330.148 | 0.01573 | 288.0043 | 0.14749 | 287.93 | 0.28 | 288.0043 | 0.76081 | 288.0043 | 0.07856 | 383.8517 | -0.0023517 | 288.0043 | -0.00871 | 288.0044 | 0
| 330.2255 | 0.0053 | 288.0801 | 0.14566 | 288 | 0.27 | 288.0801 | 0.75677 | 288.0801 | 0.09036 | 383.9309 | 0.0045378 | 288.0801 | 0.00226 | 288.08 | 0
| 330.303 | 0.00756 | 288.1558 | 0.14311 | 288.08 | 0.28 | 288.1558 | 0.74854 | 288.1558 | 0.0848 | 384.0101 | 0.00022094 | 288.1558 | -0.0043 | 288.1558 | 0
| 330.3805 | 0.01441 | 288.2315 | 0.14118 | 288.16 | 0.28 | 288.2315 | 0.74904 | 288.2315 | 0.09061 | 384.0893 | -0.00020634 | 288.2315 | 0.00354 | 288.2315 | 0
| 330.458 | 0.0103 | 288.3072 | 0.13864 | 288.23 | 0.27 | 288.3072 | 0.7386 | 288.3072 | 0.08781 | 384.1686 | -0.0043128 | 288.3072 | 0.00057627 | 288.3072 | 0
| 330.5355 | 0.00808 | 288.3829 | 0.13697 | 288.31 | 0.27 | 288.3829 | 0.74 | 288.3829 | 0.09883 | 384.2478 | -0.0023667 | 288.3829 | -0.00135 | 288.3829 | 0
| 330.613 | 0.00753 | 288.4586 | 0.1346 | 288.38 | 0.28 | 288.4586 | 0.73074 | 288.4586 | 0.09429 | 384.327 | -0.0020688 | 288.4586 | -0.00251 | 288.4586 | 0
| 330.6905 | 0.01398 | 288.5344 | 0.13327 | 288.46 | 0.27 | 288.5344 | 0.72851 | 288.5344 | 0.10435 | 384.4063 | -0.0019382 | 288.5344 | 0.00321 | 288.5344 | 0
| 330.768 | 0.01066 | 288.6101 | 0.13135 | 288.53 | 0.27 | 288.6101 | 0.72094 | 288.6101 | 0.10015 | 384.4855 | 0.0018627 | 288.6101 | -0.000238 | 288.6101 | 0
| 330.8455 | 0.00437 | 288.6859 | 0.12974 | 288.61 | 0.26 | 288.6859 | 0.72291 | 288.6859 | 0.1071 | 384.5648 | 0.0047097 | 288.6859 | 0.00293 | 288.6859 | 0
| 330.923 | 0.01789 | 288.7616 | 0.12784 | 288.69 | 0.27 | 288.7616 | 0.70817 | 288.7616 | 0.10147 | 384.644 | -0.002117 | 288.7616 | -0.00188 | 288.7616 | 0
| 331.0005 | 0.00425 | 288.8373 | 0.12614 | 288.76 | 0.27 | 288.8373 | 0.71045 | 288.8373 | 0.11308 | 384.7232 | 0.002544 | 288.8373 | 0.0032 | 288.8373 | 0
| 331.0781 | 0.00986 | 288.9131 | 0.12422 | 288.84 | 0.27 | 288.9131 | 0.70202 | 288.9131 | 0.11169 | 384.8025 | 0.0020745 | 288.9131 | 0.00232 | 288.9131 | 0
| 331.1556 | 0.00789 | 288.9888 | 0.12276 | 288.91 | 0.27 | 288.9888 | 0.70216 | 288.9888 | 0.11932 | 384.8817 | -0.00037505 | 288.9888 | 0.00112 | 288.9888 | 0
| 331.2331 | 0.00909 | 289.0646 | 0.12059 | 288.99 | 0.27 | 289.0646 | 0.69003 | 289.0646 | 0.1161 | 384.961 | -0.0020827 | 289.0646 | -0.00448 | 289.0646 | 0
| 331.3106 | 0.00451 | 289.1403 | 0.11906 | 289.06 | 0.26 | 289.1403 | 0.68762 | 289.1403 | 0.12718 | 385.0403 | -0.00016864 | 289.1403 | 0.00397 | 289.1404 | 0
| 331.3881 | 0.00975 | 289.2161 | 0.11743 | 289.14 | 0.27 | 289.2161 | 0.68317 | 289.2161 | 0.12186 | 385.1195 | -0.003508 | 289.2161 | -0.00237 | 289.2161 | 0
| 331.4657 | 0.00654 | 289.2919 | 0.11612 | 289.22 | 0.26 | 289.2919 | 0.68191 | 289.2919 | 0.13308 | 385.1988 | 0.0053632 | 289.2919 | 0.00421 | 289.2919 | 0
| 331.5432 | 0.00908 | 289.3676 | 0.11425 | 289.29 | 0.26 | 289.3676 | 0.67402 | 289.3676 | 0.12954 | 385.278 | -0.0013486 | 289.3676 | -0.00412 | 289.3676 | 0
| 331.6208 | 0.01356 | 289.4434 | 0.11302 | 289.37 | 0.26 | 289.4434 | 0.67349 | 289.4434 | 0.1389 | 385.3573 | 0.0048017 | 289.4434 | 0.00165 | 289.4434 | 0
| 331.6983 | 0.01526 | 289.5192 | 0.11097 | 289.44 | 0.26 | 289.5192 | 0.66564 | 289.5192 | 0.1378 | 385.4366 | -0.001907 | 289.5192 | -0.00084182 | 289.5192 | 0
| 331.7758 | 0.00613 | 289.595 | 0.10962 | 289.52 | 0.26 | 289.595 | 0.66749 | 289.595 | 0.14368 | 385.5158 | 0.0020804 | 289.595 | 0.00125 | 289.595 | 0
| 331.8534 | 0.00913 | 289.6707 | 0.10808 | 289.59 | 0.26 | 289.6707 | 0.6596 | 289.6707 | 0.14621 | 385.5951 | -0.0043893 | 289.6707 | -0.00337 | 289.6707 | 0
| 331.931 | 0.00691 | 289.7465 | 0.10672 | 289.67 | 0.26 | 289.7465 | 0.65766 | 289.7465 | 0.15292 | 385.6744 | 0.0006141 | 289.7465 | 0.00268 | 289.7465 | 0
| 332.0085 | 0.01907 | 289.8223 | 0.10532 | 289.75 | 0.26 | 289.8223 | 0.64924 | 289.8223 | 0.15366 | 385.7536 | -0.0064581 | 289.8223 | -0.00492 | 289.8223 | 0
| 332.0861 | 0.00896 | 289.8981 | 0.10377 | 289.82 | 0.25 | 289.8981 | 0.64361 | 289.8981 | 0.15874 | 385.8329 | 0.0043059 | 289.8981 | 0.00198 | 289.8981 | 0
| 332.1636 | 0.0135 | 289.9739 | 0.10231 | 289.9 | 0.25 | 289.9739 | 0.62936 | 289.9739 | 0.15916 | 385.9122 | -0.007315 | 289.9739 | -0.00343 | 289.9739 | 0
| 332.2412 | 0.01109 | 290.0497 | 0.10098 | 289.97 | 0.25 | 290.0497 | 0.63096 | 290.0497 | 0.17061 | 385.9915 | -0.0017269 | 290.0497 | -0.00077269 | 290.0497 | 0
| 332.3188 | 0.00836 | 290.1255 | 0.09982 | 290.05 | 0.25 | 290.1255 | 0.62256 | 290.1255 | 0.16811 | 386.0708 | -0.0028812 | 290.1255 | -0.00128 | 290.1255 | 0
| 332.3963 | 0.01103 | 290.2013 | 0.09865 | 290.13 | 0.25 | 290.2013 | 0.63005 | 290.2013 | 0.17881 | 386.1501 | -0.0027288 | 290.2013 | -1.4557e-05 | 290.2013 | 0
| 332.4739 | 0.01511 | 290.2771 | 0.0974 | 290.2 | 0.26 | 290.2771 | 0.62664 | 290.2771 | 0.17577 | 386.2293 | 0.00051231 | 290.2771 | -0.00529 | 290.2771 | 0
| 332.5515 | 0.01408 | 290.3529 | 0.09616 | 290.28 | 0.25 | 290.3529 | 0.62794 | 290.3529 | 0.18779 | 386.3086 | 0.0031461 | 290.3529 | 0.00129 | 290.3529 | 0
| 332.6291 | 0.00925 | 290.4288 | 0.09493 | 290.35 | 0.25 | 290.4288 | 0.6153 | 290.4288 | 0.18372 | 386.3879 | -0.00057661 | 290.4288 | -0.00436 | 290.4287 | 0
| 332.7066 | 0.01009 | 290.5046 | 0.09368 | 290.43 | 0.24 | 290.5046 | 0.61117 | 290.5046 | 0.19547 | 386.4672 | 0.0025953 | 290.5046 | -0.00227 | 290.5046 | 0
| 332.7842 | 0.00757 | 290.5804 | 0.0924 | 290.5 | 0.24 | 290.5804 | 0.60918 | 290.5804 | 0.20404 | 386.5465 | 0.0050582 | 290.5804 | 0.00049261 | 290.5804 | 0
| 332.8618 | 0.0085 | 290.6562 | 0.09125 | 290.58 | 0.23 | 290.6562 | 0.59754 | 290.6562 | 0.20157 | 386.6258 | 0.0018479 | 290.6562 | -0.00235 | 290.6562 | 0
| 332.9394 | 0.00509 | 290.7321 | 0.0901 | 290.66 | 0.24 | 290.7321 | 0.6047 | 290.7321 | 0.21375 | 386.7051 | 0.0059901 | 290.7321 | 0.00174 | 290.7321 | 0
| 333.017 | 0.00743 | 290.8079 | 0.0889 | 290.73 | 0.25 | 290.8079 | 0.5921 | 290.8079 | 0.21151 | 386.7844 | 0.00031476 | 290.8079 | -0.00493 | 290.8079 | 0
| 333.0946 | 0.0057 | 290.8837 | 0.08782 | 290.81 | 0.24 | 290.8837 | 0.59245 | 290.8837 | 0.22207 | 386.8637 | 0.0044203 | 290.8837 | 0.00076609 | 290.8837 | 0
| 333.1722 | 0.0098 | 290.9596 | 0.08708 | 290.88 | 0.24 | 290.9596 | 0.58361 | 290.9596 | 0.22311 | 386.943 | 0.0039957 | 290.9596 | -0.00137 | 290.9596 | 0
| 333.2498 | 0.01265 | 291.0354 | 0.08624 | 290.96 | 0.23 | 291.0354 | 0.58717 | 291.0354 | 0.23214 | 387.0223 | -0.004239 | 291.0354 | 0.00158 | 291.0354 | 0
| 333.3274 | 0.00809 | 291.1113 | 0.08518 | 291.04 | 0.24 | 291.1113 | 0.57739 | 291.1113 | 0.23076 | 387.1016 | -0.00096442 | 291.1113 | -0.00187 | 291.1113 | 0
| 333.405 | 0.00639 | 291.1871 | 0.08413 | 291.11 | 0.23 | 291.1871 | 0.57739 | 291.1871 | 0.24372 | 387.1809 | -0.0072264 | 291.1871 | 0.00563 | 291.1871 | 0
| 333.4826 | 0.01569 | 291.263 | 0.08342 | 291.19 | 0.23 | 291.263 | 0.57033 | 291.263 | 0.24248 | 387.2603 | -0.00043028 | 291.263 | -0.00247 | 291.263 | 0
| 333.5602 | 0.01409 | 291.3388 | 0.08244 | 291.26 | 0.22 | 291.3388 | 0.5685 | 291.3388 | 0.2554 | 387.3396 | -0.0025128 | 291.3388 | 0.00109 | 291.3388 | 0
| 333.6379 | 0.00981 | 291.4147 | 0.08192 | 291.34 | 0.23 | 291.4147 | 0.56458 | 291.4147 | 0.25509 | 387.4189 | 0.00022724 | 291.4147 | -0.0039 | 291.4147 | 0
| 333.7154 | 0.01737 | 291.4906 | 0.08119 | 291.41 | 0.22 | 291.4906 | 0.5666 | 291.4906 | 0.2662 | 387.4982 | -0.0019624 | 291.4906 | -0.0006037 | 291.4906 | 0
| 333.7931 | 0.01331 | 291.5664 | 0.08034 | 291.49 | 0.22 | 291.5664 | 0.55661 | 291.5664 | 0.26528 | 387.5775 | 0.0030607 | 291.5664 | -0.00183 | 291.5664 | 0
| 333.8707 | 0.0095 | 291.6423 | 0.07958 | 291.57 | 0.22 | 291.6423 | 0.56025 | 291.6423 | 0.27857 | 387.6569 | -0.0062591 | 291.6423 | 0.0056 | 291.6423 | 0
| 333.9483 | 0.01155 | 291.7182 | 0.07851 | 291.64 | 0.22 | 291.7182 | 0.54773 | 291.7182 | 0.27804 | 387.7362 | 0.0090174 | 291.7182 | -0.00699 | 291.7182 | 0
| 334.026 | 0.01166 | 291.7941 | 0.07791 | 291.72 | 0.21 | 291.7941 | 0.55029 | 291.7941 | 0.28688 | 387.8155 | -0.0045153 | 291.7941 | 0.00034617 | 291.7941 | 0
| 334.1036 | 0.01385 | 291.87 | 0.07697 | 291.79 | 0.21 | 291.87 | 0.53846 | 291.87 | 0.28948 | 387.8948 | 0.0041388 | 291.87 | -0.00266 | 291.87 | 0
| 334.1812 | 0.01789 | 291.9458 | 0.07639 | 291.87 | 0.21 | 291.9458 | 0.54329 | 291.9458 | 0.29983 | 387.9742 | -0.0049715 | 291.9458 | 0.00409 | 291.9458 | 0
| 334.2588 | 0.00522 | 292.0217 | 0.07532 | 291.95 | 0.22 | 292.0217 | 0.53416 | 292.0217 | 0.29853 | 388.0535 | 0.0030292 | 292.0217 | -0.00165 | 292.0217 | 0
| 334.3365 | 0.01107 | 292.0976 | 0.07476 | 292.02 | 0.2 | 292.0976 | 0.53716 | 292.0976 | 0.31391 | 388.1328 | -0.0032842 | 292.0976 | 0.0005543 | 292.0976 | 0
| 334.4142 | 0.01396 | 292.1735 | 0.07375 | 292.1 | 0.21 | 292.1735 | 0.52393 | 292.1735 | 0.31707 | 388.2122 | 0.0022425 | 292.1735 | 0.00097609 | 292.1735 | 0
| 334.4918 | 0.01834 | 292.2494 | 0.07333 | 292.17 | 0.2 | 292.2494 | 0.53058 | 292.2494 | 0.32792 | 388.2915 | -0.00024825 | 292.2494 | 0.00231 | 292.2494 | 0
| 334.5695 | 0.01037 | 292.3253 | 0.07225 | 292.25 | 0.2 | 292.3253 | 0.52075 | 292.3253 | 0.32935 | 388.3709 | -0.0013923 | 292.3253 | -0.00043544 | 292.3253 | 0
| 334.6471 | 0.01007 | 292.4012 | 0.0716 | 292.33 | 0.2 | 292.4012 | 0.51964 | 292.4012 | 0.33879 | 388.4502 | -0.00045678 | 292.4012 | 0.00049036 | 292.4012 | 0
| 334.7248 | 0.01798 | 292.4771 | 0.07059 | 292.4 | 0.19 | 292.4771 | 0.51153 | 292.4771 | 0.33938 | 388.5296 | 0.0026037 | 292.4771 | -0.00216 | 292.4771 | 0
| 334.8024 | 0.01891 | 292.5531 | 0.06987 | 292.48 | 0.19 | 292.5531 | 0.51407 | 292.5531 | 0.34869 | 388.6089 | 0.00020864 | 292.5531 | 0.00351 | 292.5531 | 0
| 334.8801 | 0.00683 | 292.629 | 0.06912 | 292.55 | 0.19 | 292.629 | 0.50115 | 292.629 | 0.34762 | 388.6883 | 0.0014497 | 292.629 | -0.0047 | 292.629 | 0
| 334.9577 | 0.00945 | 292.7049 | 0.06861 | 292.63 | 0.18 | 292.7049 | 0.50552 | 292.7049 | 0.36489 | 388.7676 | -0.0041575 | 292.7049 | 0.00398 | 292.7049 | 0
| 335.0354 | 0.01911 | 292.7808 | 0.06765 | 292.7 | 0.19 | 292.7808 | 0.49835 | 292.7808 | 0.36801 | 388.847 | -0.0026059 | 292.7808 | -0.00507 | 292.7808 | 0
| 335.1131 | 0.0169 | 292.8568 | 0.06701 | 292.78 | 0.17 | 292.8568 | 0.49726 | 292.8568 | 0.37887 | 388.9263 | 0.0055958 | 292.8568 | 0.0014 | 292.8568 | 0
| 335.1907 | 0.00941 | 292.9327 | 0.0659 | 292.86 | 0.18 | 292.9327 | 0.49192 | 292.9327 | 0.38578 | 389.0057 | 0.0020288 | 292.9327 | -0.005 | 292.9327 | 0
| 335.2684 | 0.01083 | 293.0086 | 0.0654 | 292.93 | 0.17 | 293.0086 | 0.49242 | 293.0086 | 0.39914 | 389.0851 | 0.0014341 | 293.0086 | 0.00561 | 293.0086 | 0
| 335.3461 | 0.01399 | 293.0846 | 0.06471 | 293.01 | 0.17 | 293.0846 | 0.48122 | 293.0846 | 0.39857 | 389.1644 | 0.0025273 | 293.0846 | -0.00182 | 293.0846 | 0
| 335.4238 | 0.01216 | 293.1605 | 0.06423 | 293.08 | 0.17 | 293.1605 | 0.47988 | 293.1605 | 0.40979 | 389.2438 | -0.0018179 | 293.1605 | -0.00121 | 293.1605 | 0
| 335.5015 | 0.00855 | 293.2364 | 0.06345 | 293.16 | 0.17 | 293.2364 | 0.47241 | 293.2364 | 0.40855 | 389.3232 | 0.0060045 | 293.2364 | 0.00035329 | 293.2365 | 0
| 335.5792 | 0.01497 | 293.3124 | 0.06277 | 293.24 | 0.16 | 293.3124 | 0.4724 | 293.3124 | 0.41976 | 389.4025 | -0.0071942 | 293.3124 | 0.000455 | 293.3124 | 0
| 335.6568 | 0.01199 | 293.3884 | 0.06191 | 293.31 | 0.16 | 293.3884 | 0.46206 | 293.3884 | 0.42312 | 389.4819 | 0.0022965 | 293.3884 | -0.00565 | 293.3884 | 0
| 335.7345 | 0.00988 | 293.4643 | 0.06145 | 293.39 | 0.16 | 293.4643 | 0.46418 | 293.4643 | 0.43386 | 389.5613 | -0.0015474 | 293.4643 | 0.00069713 | 293.4643 | 0
| 335.8122 | 0.00352 | 293.5403 | 0.06071 | 293.46 | 0.15 | 293.5403 | 0.45524 | 293.5403 | 0.44468 | 389.6407 | 0.0015314 | 293.5403 | 0.00022415 | 293.5403 | 0
| 335.8899 | 0.01307 | 293.6162 | 0.06048 | 293.54 | 0.15 | 293.6162 | 0.45778 | 293.6162 | 0.45285 | 389.72 | -0.0063239 | 293.6162 | 0.00299 | 293.6162 | 0
| 335.9676 | 0.00828 | 293.6922 | 0.05956 | 293.62 | 0.15 | 293.6922 | 0.44674 | 293.6922 | 0.45754 | 389.7994 | 0.0029013 | 293.6922 | -0.00492 | 293.6922 | 0
| 336.0453 | 0.01856 | 293.7682 | 0.05919 | 293.69 | 0.14 | 293.7682 | 0.44896 | 293.7682 | 0.46867 | 389.8788 | -0.0046254 | 293.7682 | 0.00328 | 293.7682 | 0
| 336.123 | 0.01049 | 293.8442 | 0.0583 | 293.77 | 0.15 | 293.8442 | 0.43598 | 293.8442 | 0.47463 | 389.9582 | -0.0056898 | 293.8442 | -0.00213 | 293.8441 | 0
| 336.2007 | 0.00992 | 293.9201 | 0.05801 | 293.84 | 0.14 | 293.9201 | 0.44011 | 293.9201 | 0.48394 | 390.0376 | 0.0016455 | 293.9201 | 0.00155 | 293.9201 | 0
| 336.2785 | 0.01191 | 293.9961 | 0.0572 | 293.92 | 0.14 | 293.9961 | 0.42876 | 293.9961 | 0.48671 | 390.1169 | -0.00082287 | 293.9961 | -0.00105 | 293.9961 | 0
| 336.3562 | 0.0145 | 294.0721 | 0.05688 | 294 | 0.13 | 294.0721 | 0.43 | 294.0721 | 0.4994 | 390.1964 | -0.0010074 | 294.0721 | 0.00049631 | 294.0721 | 0
| 336.4339 | 0.01431 | 294.1481 | 0.05612 | 294.07 | 0.13 | 294.1481 | 0.42147 | 294.1481 | 0.50202 | 390.2757 | -0.0063776 | 294.1481 | -0.00295 | 294.1481 | 0
| 336.5116 | 0.01117 | 294.2241 | 0.05614 | 294.15 | 0.13 | 294.2241 | 0.42253 | 294.2241 | 0.5199 | 390.3551 | 0.0020843 | 294.2241 | -0.00083079 | 294.2241 | 0
| 336.5894 | 0.00972 | 294.3001 | 0.05563 | 294.22 | 0.13 | 294.3001 | 0.41125 | 294.3001 | 0.51747 | 390.4345 | -0.0032157 | 294.3001 | -0.00173 | 294.3001 | 0
| 336.6671 | 0.0096 | 294.3761 | 0.0554 | 294.3 | 0.13 | 294.3761 | 0.41402 | 294.3761 | 0.53054 | 390.5139 | -0.0015996 | 294.3761 | 0.00288 | 294.3761 | 0
| 336.7448 | 0.00556 | 294.4521 | 0.05502 | 294.38 | 0.12 | 294.4521 | 0.40207 | 294.4521 | 0.53261 | 390.5933 | -0.0021817 | 294.4521 | -0.00436 | 294.4521 | 0
| 336.8225 | 0.01289 | 294.5281 | 0.0546 | 294.45 | 0.12 | 294.5281 | 0.4066 | 294.5281 | 0.54661 | 390.6727 | 2.8877e-05 | 294.5281 | 0.00414 | 294.5281 | 0
| 336.9003 | 0.01168 | 294.6041 | 0.05401 | 294.53 | 0.13 | 294.6041 | 0.39505 | 294.6041 | 0.54764 | 390.7521 | -0.0045744 | 294.6041 | -0.00319 | 294.6041 | 0
| 336.978 | 0.01445 | 294.6801 | 0.05374 | 294.6 | 0.12 | 294.6801 | 0.39753 | 294.6801 | 0.56298 | 390.8315 | 0.0009387 | 294.6801 | 0.00307 | 294.6801 | 0
| 337.0558 | 0.0096 | 294.7561 | 0.05324 | 294.68 | 0.11 | 294.7561 | 0.38346 | 294.7561 | 0.55919 | 390.9109 | 0.00023319 | 294.7561 | -0.00809 | 294.7561 | 0
| 337.1335 | 0.00973 | 294.8321 | 0.05324 | 294.76 | 0.11 | 294.8321 | 0.3853 | 294.8321 | 0.57996 | 390.9904 | 0.0032353 | 294.8321 | 0.00063655 | 294.8321 | 0
| 337.2112 | 0.01939 | 294.9081 | 0.05255 | 294.83 | 0.11 | 294.9081 | 0.37829 | 294.9081 | 0.57966 | 391.0698 | -0.0038008 | 294.9081 | -0.00421 | 294.9081 | 0
| 337.289 | 0.01055 | 294.9842 | 0.05227 | 294.91 | 0.11 | 294.9842 | 0.3794 | 294.9842 | 0.59403 | 391.1492 | 0.0059192 | 294.9842 | 0.00098387 | 294.9842 | 0
| 337.3667 | 0.00687 | 295.0602 | 0.05136 | 294.98 | 0.11 | 295.0602 | 0.36584 | 295.0602 | 0.59029 | 391.2286 | -0.010711 | 295.0602 | -0.0053 | 295.0602 | 0
| 337.4445 | 0.0082 | 295.1362 | 0.05109 | 295.06 | 0.1 | 295.1362 | 0.37102 | 295.1362 | 0.60781 | 391.308 | 0.0088369 | 295.1362 | 0.0024 | 295.1362 | 0
| 337.5222 | 0.0115 | 295.2123 | 0.05032 | 295.14 | 0.1 | 295.2123 | 0.36116 | 295.2123 | 0.61669 | 391.3875 | 0.001516 | 295.2123 | -0.00843 | 295.2123 | 0
| 337.6 | 0.01751 | 295.2883 | 0.0503 | 295.21 | 0.1 | 295.2883 | 0.36395 | 295.2883 | 0.62808 | 391.4669 | 0.00104 | 295.2883 | 0.00334 | 295.2883 | 0
| 337.6778 | 0.01016 | 295.3644 | 0.04959 | 295.29 | 0.1 | 295.3644 | 0.35604 | 295.3644 | 0.63464 | 391.5463 | -0.0039264 | 295.3644 | -0.00044167 | 295.3643 | 0
| 337.7556 | 0.00952 | 295.4404 | 0.04917 | 295.36 | 0.1 | 295.4404 | 0.35647 | 295.4404 | 0.65136 | 391.6257 | 7.3087e-05 | 295.4404 | 0.00262 | 295.4404 | 0
| 337.8333 | 0.00953 | 295.5165 | 0.04829 | 295.44 | 0.09 | 295.5165 | 0.35115 | 295.5165 | 0.65031 | 391.7052 | -0.0014325 | 295.5165 | -0.00403 | 295.5164 | 0
| 337.9111 | 0.00835 | 295.5925 | 0.04833 | 295.52 | 0.09 | 295.5925 | 0.34941 | 295.5925 | 0.66687 | 391.7846 | -0.0033405 | 295.5925 | 0.00161 | 295.5925 | 0
| 337.9889 | 0.01287 | 295.6686 | 0.04771 | 295.59 | 0.09 | 295.6686 | 0.33528 | 295.6686 | 0.65871 | 391.864 | 7.6282e-05 | 295.6686 | -0.00453 | 295.6686 | 0
| 338.0666 | 0.0134 | 295.7446 | 0.04771 | 295.67 | 0.09 | 295.7446 | 0.33532 | 295.7446 | 0.66889 | 391.9435 | -0.0023948 | 295.7446 | 0.0038 | 295.7446 | 0
| 338.1444 | 0.01182 | 295.8207 | 0.04728 | 295.74 | 0.09 | 295.8207 | 0.32756 | 295.8207 | 0.67618 | 392.0229 | 0.0012955 | 295.8207 | -0.00406 | 295.8207 | 0
| 338.2222 | 0.01225 | 295.8968 | 0.04729 | 295.82 | 0.09 | 295.8968 | 0.33065 | 295.8968 | 0.68941 | 392.1023 | 0.0079448 | 295.8968 | 0.00191 | 295.8968 | 0
| 338.3 | 0.00553 | 295.9728 | 0.04659 | 295.9 | 0.09 | 295.9728 | 0.32057 | 295.9728 | 0.69508 | 392.1818 | -0.0089293 | 295.9728 | -0.0076 | 295.9728 | 0
| 338.3778 | 0.01069 | 296.0489 | 0.0464 | 295.97 | 0.08 | 296.0489 | 0.32268 | 296.0489 | 0.71123 | 392.2612 | -0.0013912 | 296.0489 | 0.00513 | 296.0489 | 0
| 338.4556 | 0.01374 | 296.125 | 0.04559 | 296.05 | 0.08 | 296.125 | 0.3115 | 296.125 | 0.71269 | 392.3407 | -0.0084594 | 296.125 | -0.00813 | 296.125 | 0
| 338.5334 | 0.01576 | 296.2011 | 0.04534 | 296.12 | 0.08 | 296.2011 | 0.31533 | 296.2011 | 0.72172 | 392.4201 | -0.00032904 | 296.2011 | 0.0022 | 296.201 | 0
| 338.6112 | 0.00751 | 296.2772 | 0.04477 | 296.2 | 0.08 | 296.2772 | 0.30681 | 296.2772 | 0.72912 | 392.4996 | -0.0011315 | 296.2772 | -0.00532 | 296.2772 | 0
| 338.689 | 0.01219 | 296.3532 | 0.04453 | 296.28 | 0.08 | 296.3532 | 0.31113 | 296.3532 | 0.73944 | 392.579 | 0.00044332 | 296.3532 | 0.00487 | 296.3532 | 0
| 338.7668 | 0.00885 | 296.4293 | 0.0439 | 296.35 | 0.08 | 296.4293 | 0.29708 | 296.4293 | 0.7399 | 392.6585 | -0.0031201 | 296.4293 | -0.0052 | 296.4293 | 0
| 338.8446 | 0.01315 | 296.5054 | 0.04386 | 296.43 | 0.07 | 296.5054 | 0.2994 | 296.5054 | 0.75917 | 392.7379 | 0.0018055 | 296.5054 | 0.00102 | 296.5054 | 0
| 338.9224 | 0.0075 | 296.5815 | 0.04319 | 296.51 | 0.07 | 296.5815 | 0.2917 | 296.5815 | 0.75932 | 392.8174 | -0.0059848 | 296.5815 | -0.0051 | 296.5815 | 0
| 339.0002 | 0.00874 | 296.6576 | 0.04295 | 296.58 | 0.07 | 296.6576 | 0.29565 | 296.6576 | 0.77349 | 392.8969 | -0.00091958 | 296.6576 | -0.00144 | 296.6576 | 0
| 339.078 | 0.00647 | 296.7337 | 0.04238 | 296.66 | 0.07 | 296.7337 | 0.28419 | 296.7337 | 0.78167 | 392.9763 | -0.0075544 | 296.7337 | -0.00123 | 296.7337 | 0
| 339.1558 | 0.01769 | 296.8098 | 0.04241 | 296.73 | 0.07 | 296.8098 | 0.28677 | 296.8098 | 0.79336 | 393.0558 | 0.0027747 | 296.8098 | 0.00301 | 296.8098 | 0
| 339.2336 | 0.00111 | 296.8859 | 0.04179 | 296.81 | 0.07 | 296.8859 | 0.27806 | 296.8859 | 0.79075 | 393.1353 | -0.0058001 | 296.8859 | -0.00316 | 296.886 | 0
| 339.3115 | 0.00586 | 296.9621 | 0.04176 | 296.89 | 0.07 | 296.9621 | 0.28264 | 296.9621 | 0.80871 | 393.2147 | -0.0017073 | 296.9621 | 0.00041452 | 296.9621 | 0
| 339.3893 | 0.00332 | 297.0382 | 0.04135 | 296.96 | 0.07 | 297.0382 | 0.27377 | 297.0382 | 0.80707 | 393.2942 | -0.0006533 | 297.0382 | -0.00494 | 297.0382 | 0
| 339.4671 | 0.00934 | 297.1143 | 0.04146 | 297.04 | 0.07 | 297.1143 | 0.27466 | 297.1143 | 0.82372 | 393.3737 | 0.0030382 | 297.1143 | 0.0034 | 297.1143 | 0
| 339.5449 | 0.0067 | 297.1904 | 0.04081 | 297.11 | 0.07 | 297.1904 | 0.26311 | 297.1904 | 0.81623 | 393.4531 | -0.002632 | 297.1904 | -8.3011e-05 | 297.1904 | 0
| 339.6228 | 0.00769 | 297.2666 | 0.0408 | 297.19 | 0.07 | 297.2666 | 0.26455 | 297.2666 | 0.82868 | 393.5326 | 0.0040256 | 297.2666 | -0.00012638 | 297.2666 | 0
| 339.7006 | 0.00574 | 297.3427 | 0.04045 | 297.27 | 0.07 | 297.3427 | 0.25737 | 297.3427 | 0.84179 | 393.6121 | 0.0038825 | 297.3427 | -0.00589 | 297.3427 | 0
| 339.7784 | 0.01421 | 297.4188 | 0.04054 | 297.34 | 0.06 | 297.4188 | 0.26154 | 297.4188 | 0.85243 | 393.6916 | -0.0012089 | 297.4188 | 0.00563 | 297.4188 | 0
| 339.8563 | 0.00352 | 297.495 | 0.04 | 297.42 | 0.07 | 297.495 | 0.25077 | 297.495 | 0.84817 | 393.7711 | -0.0031618 | 297.495 | -0.0076 | 297.495 | 0
| 339.9341 | 0.00519 | 297.5711 | 0.03992 | 297.49 | 0.06 | 297.5711 | 0.25559 | 297.5711 | 0.85998 | 393.8505 | 0.0043975 | 297.5711 | 0.00505 | 297.5711 | 0
| 340.012 | 0.0066 | 297.6472 | 0.03921 | 297.57 | 0.06 | 297.6472 | 0.24511 | 297.6472 | 0.86325 | 393.93 | -0.00026029 | 297.6472 | -0.00211 | 297.6472 | 0
| 340.0898 | 0.01236 | 297.7234 | 0.03896 | 297.65 | 0.06 | 297.7234 | 0.24911 | 297.7234 | 0.88109 | 394.0095 | 0.00041073 | 297.7234 | 0.00499 | 297.7234 | 0
| 340.1677 | 0.00575 | 297.7996 | 0.0384 | 297.72 | 0.06 | 297.7996 | 0.23596 | 297.7996 | 0.87424 | 394.089 | -0.0037934 | 297.7996 | -0.0035 | 297.7996 | 0
| 340.2455 | 0.00615 | 297.8757 | 0.03864 | 297.8 | 0.06 | 297.8757 | 0.24568 | 297.8757 | 0.88676 | 394.1685 | -0.0010785 | 297.8757 | 0.00442 | 297.8757 | 0
| 340.3234 | 0.01251 | 297.9519 | 0.03798 | 297.88 | 0.06 | 297.9519 | 0.23255 | 297.9519 | 0.88735 | 394.248 | -0.005379 | 297.9519 | -0.00655 | 297.9519 | 0
| 340.4013 | 0.01117 | 298.028 | 0.03811 | 297.95 | 0.06 | 298.028 | 0.23442 | 298.028 | 0.91057 | 394.3275 | -6.7412e-05 | 298.028 | 0.00585 | 298.028 | 0
| 340.4791 | 0.00725 | 298.1042 | 0.03778 | 298.03 | 0.06 | 298.1042 | 0.22489 | 298.1042 | 0.8974 | 394.407 | -0.00033639 | 298.1042 | -0.00591 | 298.1042 | 0
| 340.557 | 0.01032 | 298.1804 | 0.03793 | 298.1 | 0.05 | 298.1804 | 0.22964 | 298.1804 | 0.90948 | 394.4865 | 0.0040191 | 298.1804 | 0.00090953 | 298.1804 | 0
| 340.6349 | 0.00978 | 298.2565 | 0.03761 | 298.18 | 0.05 | 298.2565 | 0.2188 | 298.2565 | 0.91089 | 394.566 | 0.00072839 | 298.2565 | -0.00579 | 298.2565 | 0
| 340.7127 | 0.00663 | 298.3327 | 0.03781 | 298.26 | 0.05 | 298.3327 | 0.22354 | 298.3327 | 0.91861 | 394.6455 | 0.0022157 | 298.3327 | 0.00077535 | 298.3327 | 0
| 340.7906 | 0.00791 | 298.4089 | 0.03727 | 298.33 | 0.06 | 298.4089 | 0.21297 | 298.4089 | 0.91563 | 394.725 | -0.0027793 | 298.4089 | -0.00283 | 298.4089 | 0
| 340.8685 | 0.00897 | 298.4851 | 0.03754 | 298.41 | 0.05 | 298.4851 | 0.21804 | 298.4851 | 0.93153 | 394.8045 | 0.0060971 | 298.4851 | 0.00046547 | 298.4851 | 0
| 340.9463 | 0.004 | 298.5613 | 0.03686 | 298.49 | 0.05 | 298.5613 | 0.20793 | 298.5613 | 0.93226 | 394.884 | -0.0030429 | 298.5613 | -0.00444 | 298.5613 | 0
| 341.0243 | 0.01507 | 298.6375 | 0.03686 | 298.56 | 0.05 | 298.6375 | 0.21062 | 298.6375 | 0.94374 | 394.9635 | 0.0019221 | 298.6375 | 0.00234 | 298.6375 | 0
| 341.1021 | 0.01021 | 298.7136 | 0.03633 | 298.64 | 0.05 | 298.7136 | 0.2025 | 298.7136 | 0.94134 | 395.043 | -0.0045584 | 298.7136 | -0.00165 | 298.7137 | 0
| 341.2579 | 0.01124 | 298.7899 | 0.03635 | 298.71 | 0.05 | 298.7899 | 0.20692 | 298.7899 | 0.95015 | 395.1226 | -0.00035682 | 298.7899 | 0.0059 | 298.7899 | 0
| 341.3358 | 0.00882 | 298.866 | 0.03607 | 298.79 | 0.05 | 298.866 | 0.19602 | 298.866 | 0.95211 | 395.2021 | -0.0047639 | 298.866 | -0.00602 | 298.8661 | 0
| 341.4137 | 0.00529 | 298.9423 | 0.03603 | 298.87 | 0.05 | 298.9423 | 0.20085 | 298.9423 | 0.96585 | 395.2816 | -0.00010932 | 298.9423 | 0.00381 | 298.9423 | 0
| 341.4916 | 0.0118 | 299.0185 | 0.03572 | 298.94 | 0.05 | 299.0185 | 0.18858 | 299.0185 | 0.9506 | 395.3611 | -0.0092144 | 299.0185 | -0.00331 | 299.0185 | 0
| 341.5695 | 0.01054 | 299.0947 | 0.03585 | 299.02 | 0.04 | 299.0947 | 0.19419 | 299.0947 | 0.96225 | 395.4406 | 0.0037103 | 299.0947 | 0.00075478 | 299.0947 | 0
| 341.6474 | 0.01671 | 299.1709 | 0.03542 | 299.09 | 0.05 | 299.1709 | 0.18374 | 299.1709 | 0.96225 | 395.5202 | -0.0059067 | 299.1709 | 0.0012 | 299.1709 | 0
| 341.7253 | 0.0041 | 299.2471 | 0.03552 | 299.17 | 0.05 | 299.2471 | 0.18948 | 299.2471 | 0.97186 | 395.5997 | 0.00089448 | 299.2471 | 0.00338 | 299.2471 | 0
| 341.8032 | 0.00701 | 299.3233 | 0.03509 | 299.25 | 0.05 | 299.3233 | 0.17897 | 299.3233 | 0.96442 | 395.6792 | -0.004232 | 299.3233 | -0.00619 | 299.3233 | 0
| 341.8811 | 0.00809 | 299.3995 | 0.03516 | 299.32 | 0.04 | 299.3995 | 0.18359 | 299.3995 | 0.96789 | 395.7588 | 0.0039731 | 299.3995 | 0.00595 | 299.3995 | 0
| 341.9591 | 0.01041 | 299.4758 | 0.03484 | 299.4 | 0.05 | 299.4758 | 0.17491 | 299.4758 | 0.96859 | 395.8383 | -0.00025191 | 299.4758 | -0.00669 | 299.4758 | 0
| 342.037 | 0.00593 | 299.552 | 0.03503 | 299.48 | 0.04 | 299.552 | 0.17944 | 299.552 | 0.98587 | 395.9178 | -0.0048443 | 299.552 | 0.00305 | 299.552 | 0
| 342.1149 | 0.00589 | 299.6282 | 0.0347 | 299.55 | 0.05 | 299.6282 | 0.17024 | 299.6282 | 0.97111 | 395.9974 | -0.0025803 | 299.6282 | -0.00327 | 299.6282 | 0
| 342.1928 | 0.0028 | 299.7045 | 0.0347 | 299.63 | 0.04 | 299.7045 | 0.17335 | 299.7045 | 0.97975 | 396.0769 | 0.0036505 | 299.7045 | 0.00632 | 299.7045 | 0
| 342.2708 | 0.0087 | 299.7807 | 0.03436 | 299.7 | 0.05 | 299.7807 | 0.16441 | 299.7807 | 0.97482 | 396.1564 | -0.0054032 | 299.7807 | -0.00736 | 299.7807 | 0
| 342.3487 | 0.00569 | 299.857 | 0.03473 | 299.78 | 0.04 | 299.857 | 0.16833 | 299.857 | 0.9909 | 396.236 | 0.0085784 | 299.857 | 0.00221 | 299.857 | 0
| 342.4266 | 0.0058 | 299.9332 | 0.03414 | 299.86 | 0.04 | 299.9332 | 0.15965 | 299.9332 | 0.97882 | 396.3155 | -0.0082851 | 299.9332 | -0.00478 | 299.9332 | 0
| 342.5045 | 0.00893 | 300.0095 | 0.0341 | 299.93 | 0.04 | 300.0095 | 0.16504 | 300.0095 | 0.98449 | 396.3951 | 0.010273 | 300.0095 | -0.00054146 | 300.0095 | -0.0012961
| 342.5825 | 0.01696 | 300.0857 | 0.03363 | 300.01 | 0.04 | 300.0857 | 0.15496 | 300.0857 | 0.97761 | 396.4746 | 0.0034337 | 300.0857 | -0.00246 | 300.0857 | -0.0019908
| 342.6604 | 0.00737 | 300.162 | 0.03372 | 300.09 | 0.04 | 300.162 | 0.16105 | 300.162 | 0.99324 | 396.5542 | 0.0051041 | 300.162 | 0.00532 | 300.162 | 0.0010927
| 342.7384 | 0.00404 | 300.2382 | 0.03338 | 300.16 | 0.04 | 300.2382 | 0.15059 | 300.2382 | 0.98251 | 396.6337 | -0.0050201 | 300.2382 | -0.00287 | 300.2382 | -0.00020799
| 342.8163 | 0.00967 | 300.3145 | 0.03362 | 300.24 | 0.04 | 300.3145 | 0.15606 | 300.3145 | 0.984 | 396.7133 | 0.0022948 | 300.3145 | 0.00583 | 300.3145 | 0.00034375
| 342.8943 | 0.00775 | 300.3908 | 0.03296 | 300.31 | 0.04 | 300.3908 | 0.14735 | 300.3908 | 0.98597 | 396.7928 | -0.0038105 | 300.3908 | -0.00737 | 300.3908 | -0.00093137
| 342.9722 | 0.00365 | 300.467 | 0.03351 | 300.39 | 0.04 | 300.467 | 0.15379 | 300.467 | 1 | 396.8724 | 0.00026445 | 300.467 | 0.00173 | 300.467 | 0.00049905
| 343.0502 | 0.00875 | 300.5433 | 0.03316 | 300.47 | 0.04 | 300.5433 | 0.14579 | 300.5433 | 0.99393 | 396.952 | -0.00070562 | 300.5433 | -0.00478 | 300.5433 | -0.00046338
| 343.1281 | 0.0048 | 300.6196 | 0.03348 | 300.54 | 0.04 | 300.6196 | 0.14919 | 300.6196 | 0.9986 | 397.0315 | -0.0019927 | 300.6196 | 0.00278 | 300.6196 | -0.00024226
| 343.2061 | 0.00966 | 300.6959 | 0.03327 | 300.62 | 0.03 | 300.6959 | 0.14131 | 300.6959 | 0.99626 | 397.1111 | 0.0022996 | 300.6959 | -0.00174 | 300.6959 | -0.0015719
| 343.2841 | 0.00194 | 300.7722 | 0.03317 | 300.7 | 0.04 | 300.7722 | 0.14548 | 300.7722 | 0.99847 | 397.1907 | 0.0081557 | 300.7722 | 0.00496 | 300.7722 | 0.00079161
| 343.362 | 0.00642 | 300.8484 | 0.03287 | 300.77 | 0.04 | 300.8484 | 0.13424 | 300.8484 | 0.98921 | 397.2702 | -0.0034289 | 300.8484 | -0.00626 | 300.8484 | -0.0015218
| 343.44 | 0.00914 | 300.9247 | 0.033 | 300.85 | 0.03 | 300.9247 | 0.1382 | 300.9247 | 0.98927 | 397.3498 | 0.0062875 | 300.9247 | 0.00465 | 300.9247 | 0.00074529
| 343.518 | 0.00891 | 301.001 | 0.03253 | 300.92 | 0.04 | 301.001 | 0.13106 | 301.001 | 0.97862 | 397.4294 | -0.0067608 | 301.001 | -0.00215 | 301.001 | -0.0012252
| 343.596 | 0.00252 | 301.0773 | 0.03269 | 301 | 0.04 | 301.0773 | 0.13766 | 301.0773 | 0.99291 | 397.509 | 0.0024144 | 301.0773 | 0.00264 | 301.0773 | 0.0012324
| 343.6739 | 0.00288 | 301.1536 | 0.03226 | 301.08 | 0.04 | 301.1536 | 0.12845 | 301.1536 | 0.99076 | 397.5885 | -0.0037312 | 301.1536 | -0.00112 | 301.1536 | -0.00046363
| 343.7519 | 0.00446 | 301.2299 | 0.03239 | 301.15 | 0.04 | 301.2299 | 0.1358 | 301.2299 | 0.99226 | 397.6681 | -0.0012301 | 301.2299 | 0.0047 | 301.2299 | 0.0017278
| 343.8299 | 0.01404 | 301.3062 | 0.03214 | 301.23 | 0.04 | 301.3062 | 0.12769 | 301.3062 | 0.98841 | 397.7477 | -0.0060772 | 301.3062 | -0.00421 | 301.3062 | -0.0017967
| 343.9079 | 0.00846 | 301.3825 | 0.03224 | 301.31 | 0.04 | 301.3825 | 0.13105 | 301.3825 | 0.99799 | 397.8273 | 0.0026846 | 301.3825 | 0.00178 | 301.3825 | 0.0025014
| 343.9859 | 0.0045 | 301.4589 | 0.03197 | 301.38 | 0.04 | 301.4589 | 0.12269 | 301.4589 | 0.99165 | 397.9069 | -0.0046531 | 301.4589 | -0.00371 | 301.4589 | -0.0020421
| 344.0638 | 0.01225 | 301.5352 | 0.03215 | 301.46 | 0.04 | 301.5352 | 0.12663 | 301.5352 | 0.9892 | 397.9865 | 0.0036687 | 301.5352 | 0.00171 | 301.5352 | -0.00019868
| 344.1418 | 0.00553 | 301.6115 | 0.03184 | 301.54 | 0.03 | 301.6115 | 0.12046 | 301.6115 | 0.97947 | 398.066 | -0.0023874 | 301.6115 | -0.00339 | 301.6115 | -0.0014843
| 344.2199 | 0.00154 | 301.6878 | 0.03168 | 301.61 | 0.03 | 301.6878 | 0.12392 | 301.6878 | 0.98747 | 398.1456 | 0.0023026 | 301.6878 | -0.00464 | 301.6878 | -0.0010315
| 344.2978 | 0.01191 | 301.7642 | 0.03128 | 301.69 | 0.03 | 301.7642 | 0.12082 | 301.7642 | 0.97825 | 398.2252 | -0.0028966 | 301.7642 | -0.00254 | 301.7642 | 0.00098174
| 344.3758 | 0.00569 | 301.8405 | 0.03171 | 301.76 | 0.04 | 301.8405 | 0.12209 | 301.8405 | 0.98405 | 398.3048 | -0.0027327 | 301.8405 | 0.00396 | 301.8405 | 0.00019521
| 344.4538 | 0.00738 | 301.9168 | 0.03141 | 301.84 | 0.04 | 301.9168 | 0.11472 | 301.9168 | 0.97406 | 398.3844 | -0.0030942 | 301.9168 | -0.0062 | 301.9168 | -0.0017782
| 344.5319 | 0.00557 | 301.9932 | 0.03155 | 301.92 | 0.03 | 301.9932 | 0.1203 | 301.9932 | 0.98172 | 398.464 | 0.0012532 | 301.9932 | -0.00057279 | 301.9932 | -0.00093088
| 344.6099 | 0.01012 | 302.0695 | 0.03109 | 301.99 | 0.03 | 302.0695 | 0.11031 | 302.0695 | 0.97066 | 398.5436 | 0.0056162 | 302.0695 | -0.0038 | 302.0695 | -0.0012083
| 344.6879 | 0.00577 | 302.1458 | 0.03116 | 302.07 | 0.03 | 302.1458 | 0.11493 | 302.1458 | 0.97048 | 398.6232 | 0.0011415 | 302.1458 | 0.00268 | 302.1458 | 0.0024142
| 344.7659 | 0.00662 | 302.2222 | 0.03077 | 302.15 | 0.04 | 302.2222 | 0.10945 | 302.2222 | 0.96438 | 398.7028 | -0.0079632 | 302.2222 | -0.00296 | 302.2222 | 0.00099887
| 344.8439 | 0.00313 | 302.2985 | 0.0312 | 302.22 | 0.03 | 302.2985 | 0.11374 | 302.2985 | 0.97178 | 398.7824 | 0.00028222 | 302.2985 | 0.00283 | 302.2986 | -0.00047201
| 344.9219 | 0.00359 | 302.3749 | 0.03075 | 302.3 | 0.03 | 302.3749 | 0.10617 | 302.3749 | 0.96355 | 398.862 | -0.0072583 | 302.3749 | -0.00354 | 302.3749 | -0.00074319
| 345.078 | 0.00592 | 302.4513 | 0.03081 | 302.37 | 0.03 | 302.4513 | 0.11221 | 302.4513 | 0.96655 | 398.9417 | 0.0055043 | 302.4513 | 0.00201 | 302.4513 | -0.001181
| 345.156 | 0.00099382 | 302.5276 | 0.03038 | 302.45 | 0.03 | 302.5276 | 0.10686 | 302.5276 | 0.95637 | 399.0213 | -0.0036498 | 302.5276 | -0.00227 | 302.5276 | -0.00017572
| 345.234 | 0.00979 | 302.604 | 0.03045 | 302.53 | 0.03 | 302.604 | 0.11006 | 302.604 | 0.96297 | 399.1009 | 0.0031134 | 302.604 | 0.00035726 | 302.604 | -0.0006473
| 345.3121 | 0.00255 | 302.6804 | 0.03036 | 302.6 | 0.03 | 302.6804 | 0.10343 | 302.6804 | 0.95458 | 399.1805 | -0.0047423 | 302.6804 | -0.00376 | 302.6804 | 0.00010365
| 345.3901 | 0.00445 | 302.7567 | 0.03056 | 302.68 | 0.03 | 302.7567 | 0.1076 | 302.7567 | 0.95565 | 399.2601 | 0.0045326 | 302.7567 | 0.00413 | 302.7567 | 0.0008744
| 345.4681 | 0.00564 | 302.8331 | 0.03023 | 302.76 | 0.04 | 302.8331 | 0.10119 | 302.8331 | 0.95011 | 399.3398 | -0.0040487 | 302.8331 | -0.00403 | 302.8331 | -0.0012986
| 345.5462 | 0.00634 | 302.9095 | 0.03041 | 302.83 | 0.03 | 302.9095 | 0.10362 | 302.9095 | 0.94812 | 399.4194 | -0.0035357 | 302.9095 | 0.00135 | 302.9095 | -0.00049117
| 345.7023 | 0.00813 | 302.9859 | 0.03012 | 302.91 | 0.03 | 302.9859 | 0.09975 | 302.9859 | 0.94301 | 399.499 | -0.00030865 | 302.9859 | -0.00608 | 302.9859 | -0.0012018
| 345.7803 | 0.0048 | 303.0623 | 0.0303 | 302.99 | 0.03 | 303.0623 | 0.10121 | 303.0623 | 0.94163 | 399.5786 | 0.0056261 | 303.0623 | 0.00194 | 303.0623 | -0.00018953
| 345.8584 | 0.00892 | 303.1386 | 0.03007 | 303.06 | 0.03 | 303.1386 | 0.09605 | 303.1386 | 0.92989 | 399.6582 | -0.0060441 | 303.1386 | -0.00121 | 303.1386 | -0.00059907
| 345.9364 | 0.00875 | 303.215 | 0.03004 | 303.14 | 0.03 | 303.215 | 0.10087 | 303.215 | 0.9235 | 399.7379 | 0.00080597 | 303.215 | -0.00155 | 303.215 | -0.0012081
| 346.0145 | 0.00951 | 303.2914 | 0.02971 | 303.22 | 0.03 | 303.2914 | 0.09136 | 303.2914 | 0.91151 | 399.8175 | -0.0076433 | 303.2914 | -0.00526 | 303.2914 | -0.0020416
| 346.0926 | 0.00407 | 303.3678 | 0.02986 | 303.29 | 0.03 | 303.3678 | 0.09615 | 303.3678 | 0.9144 | 399.8971 | 0.0073859 | 303.3678 | 0.00227 | 303.3678 | 0.00013332
| 346.1706 | 0.00199 | 303.4442 | 0.02961 | 303.37 | 0.03 | 303.4442 | 0.08997 | 303.4442 | 0.90864 | 399.9768 | -0.0047936 | 303.4442 | -0.00534 | 303.4442 | -0.0018181
| 346.2487 | 0.00565 | 303.5206 | 0.02986 | 303.44 | 0.03 | 303.5206 | 0.09606 | 303.5206 | 0.91967 | 400.0564 | 0.0054835 | 303.5206 | 0.00026134 | 303.5206 | -0.0001513
| 346.3268 | 0.00644 | 303.597 | 0.0297 | 303.52 | 0.03 | 303.597 | 0.08973 | 303.597 | 0.91903 | 400.136 | 0.0003608 | 303.597 | -0.00057012 | 303.597 | -0.00067819
| 346.4829 | 0.00265 | 303.6735 | 0.02986 | 303.6 | 0.03 | 303.6735 | 0.09583 | 303.6735 | 0.91943 | 400.2157 | 0.0042085 | 303.6735 | 0.00305 | 303.6735 | 0.00090798
| 346.561 | 0.01226 | 303.7499 | 0.02942 | 303.67 | 0.03 | 303.7499 | 0.08869 | 303.7499 | 0.90283 | 400.2953 | -0.0017775 | 303.7499 | -0.00157 | 303.7498 | -0.00038543
| 346.639 | 0.00928 | 303.8263 | 0.02966 | 303.75 | 0.03 | 303.8263 | 0.0898 | 303.8263 | 0.89241 | 400.375 | 0.0049861 | 303.8263 | 0.00087967 | 303.8263 | 0.00036806
| 346.7171 | 0.00205 | 303.9027 | 0.02942 | 303.83 | 0.03 | 303.9027 | 0.08402 | 303.9027 | 0.88724 | 400.4546 | 0.0017117 | 303.9027 | -0.00235 | 303.9027 | 0.0002715
| 346.7952 | 0.00391 | 303.9791 | 0.02958 | 303.9 | 0.03 | 303.9791 | 0.08896 | 303.9791 | 0.88233 | 400.5343 | 0.0037594 | 303.9791 | -0.00096987 | 303.9791 | 0.00066815
| 346.8733 | 0.00837 | 304.0555 | 0.0293 | 303.98 | 0.03 | 304.0555 | 0.08344 | 304.0555 | 0.86992 | 400.6139 | 0.00030333 | 304.0555 | -0.00568 | 304.0555 | -0.00092175
| 346.9514 | 0.00589 | 304.132 | 0.02948 | 304.06 | 0.03 | 304.132 | 0.08807 | 304.132 | 0.87481 | 400.6936 | 0.0055023 | 304.132 | 0.00038451 | 304.132 | 6.1969e-06
| 347.0295 | 0.00867 | 304.2084 | 0.02907 | 304.13 | 0.03 | 304.2084 | 0.08266 | 304.2084 | 0.86629 | 400.7732 | -0.0077975 | 304.2084 | -0.00203 | 304.2084 | -0.0020125
| 347.1857 | 0.00338 | 304.2849 | 0.02931 | 304.21 | 0.03 | 304.2849 | 0.08693 | 304.2849 | 0.87188 | 400.8529 | 0.0063259 | 304.2849 | 0.0026 | 304.2849 | -0.00016266
| 347.2638 | 0.00919 | 304.3613 | 0.02908 | 304.28 | 0.03 | 304.3613 | 0.08078 | 304.3613 | 0.86106 | 400.9326 | 0.002773 | 304.3613 | -0.00024328 | 304.3613 | 1.9435e-05
| 347.3419 | 0.00351 | 304.4377 | 0.02933 | 304.36 | 0.03 | 304.4377 | 0.08545 | 304.4377 | 0.86264 | 401.0122 | 0.00084179 | 304.4377 | 0.00338 | 304.4377 | 0.00025199
| 347.42 | 0.00361 | 304.5142 | 0.02909 | 304.44 | 0.03 | 304.5142 | 0.07875 | 304.5142 | 0.85129 | 401.0919 | -0.0026652 | 304.5142 | -0.00083489 | 304.5142 | -0.00062533
| 347.4981 | 0.00973 | 304.5906 | 0.02933 | 304.51 | 0.02 | 304.5906 | 0.08323 | 304.5906 | 0.8545 | 401.1715 | 7.4587e-05 | 304.5906 | -0.00017015 | 304.5906 | 0.00048461
| 347.5762 | 0.02003 | 304.6671 | 0.02906 | 304.59 | 0.03 | 304.6671 | 0.07915 | 304.6671 | 0.83982 | 401.2512 | -0.002362 | 304.6671 | 0.00063669 | 304.6671 | 7.4432e-05
| 347.6543 | 0.00966 | 304.7436 | 0.02918 | 304.67 | 0.03 | 304.7436 | 0.08152 | 304.7436 | 0.83393 | 401.3309 | 0.0088196 | 304.7436 | 0.00312 | 304.7436 | 0.00054499
| 347.7324 | 0.00399 | 304.82 | 0.029 | 304.74 | 0.03 | 304.82 | 0.07581 | 304.82 | 0.82681 | 401.4105 | -0.0028081 | 304.82 | -0.00188 | 304.82 | -0.001195
| 347.8106 | 5.2248e-05 | 304.8965 | 0.02918 | 304.82 | 0.02 | 304.8965 | 0.07994 | 304.8965 | 0.82959 | 401.4902 | 0.0035065 | 304.8965 | -0.00051438 | 304.8965 | 0.00051842
| 347.8887 | 0.00225 | 304.973 | 0.02896 | 304.9 | 0.02 | 304.973 | 0.07549 | 304.973 | 0.81865 | 401.5699 | -0.0075843 | 304.973 | -0.003 | 304.973 | -0.0010864
| 347.9668 | 0.00197 | 305.0494 | 0.02923 | 304.97 | 0.02 | 305.0494 | 0.07842 | 305.0494 | 0.81305 | 401.6496 | 0.0013477 | 305.0494 | 0.00375 | 305.0494 | 6.9545e-05
| 348.0449 | 0.007 | 305.1259 | 0.029 | 305.05 | 0.03 | 305.1259 | 0.07176 | 305.1259 | 0.80852 | 401.7292 | -0.0024419 | 305.1259 | -0.00579 | 305.1259 | -0.00078406
| 348.2012 | 0.01658 | 305.2024 | 0.02926 | 305.13 | 0.02 | 305.2024 | 0.07812 | 305.2024 | 0.80664 | 401.8089 | -0.0028491 | 305.2024 | 0.00203 | 305.2024 | 0.00014721
| 348.3575 | 0.00485 | 305.2788 | 0.02904 | 305.2 | 0.03 | 305.2788 | 0.07114 | 305.2788 | 0.79416 | 401.8886 | -0.007015 | 305.2788 | -0.00364 | 305.2788 | -0.0025464
| 348.4356 | 0.00169 | 305.3553 | 0.02913 | 305.28 | 0.02 | 305.3553 | 0.07809 | 305.3553 | 0.79302 | 401.9683 | 0.0094779 | 305.3553 | 0.00144 | 305.3553 | 0.00063798
| 348.5138 | 0.00454 | 305.4318 | 0.02883 | 305.36 | 0.03 | 305.4318 | 0.0714 | 305.4318 | 0.78655 | 402.048 | -0.0075731 | 305.4318 | -0.00093021 | 305.4318 | -0.00041985
| 348.5919 | 0.00325 | 305.5083 | 0.02907 | 305.43 | 0.02 | 305.5083 | 0.07402 | 305.5083 | 0.78741 | 402.1277 | 0.0023446 | 305.5083 | 0.0038 | 305.5083 | 0.00043098
| 348.6701 | 0.00505 | 305.5848 | 0.02894 | 305.51 | 0.02 | 305.5848 | 0.06944 | 305.5848 | 0.77364 | 402.2073 | 0.0052908 | 305.5848 | -0.0007604 | 305.5848 | 2.5759e-05
| 348.7482 | 0.00414 | 305.6613 | 0.02907 | 305.58 | 0.02 | 305.6613 | 0.07289 | 305.6613 | 0.77241 | 402.287 | 0.0061445 | 305.6613 | 0.00334 | 305.6613 | 0.0010147
| 348.8263 | 0.00215 | 305.7378 | 0.02878 | 305.66 | 0.02 | 305.7378 | 0.06798 | 305.7378 | 0.76405 | 402.3667 | -0.0037375 | 305.7378 | -0.00245 | 305.7378 | -0.0015923
| 348.9045 | 0.00375 | 305.8143 | 0.02906 | 305.74 | 0.02 | 305.8143 | 0.07135 | 305.8143 | 0.76423 | 402.4464 | 0.0025615 | 305.8143 | -0.00048907 | 305.8143 | 0.00016225
| 348.9827 | 0.00303 | 305.8908 | 0.02883 | 305.81 | 0.02 | 305.8908 | 0.06425 | 305.8908 | 0.74972 | 402.5261 | -0.0088661 | 305.8908 | -0.00116 | 305.8908 | -0.0013058
| 349.0609 | 0.0052 | 305.9673 | 0.02911 | 305.89 | 0.02 | 305.9673 | 0.07096 | 305.9673 | 0.74733 | 402.6058 | 0.013512 | 305.9673 | 0.00211 | 305.9673 | 0.00022486
| 349.139 | 0.01397 | 306.0438 | 0.02896 | 305.97 | 0.02 | 306.0438 | 0.06554 | 306.0438 | 0.74193 | 402.6855 | 0.0012656 | 306.0438 | -0.00345 | 306.0439 | -0.00070489
| 349.2172 | 0.00368 | 306.1204 | 0.0292 | 306.04 | 0.02 | 306.1204 | 0.06953 | 306.1204 | 0.74289 | 402.7652 | 0.0057914 | 306.1204 | 0.00196 | 306.1204 | 0.00066846
| 349.2953 | 0.0031 | 306.1969 | 0.02883 | 306.12 | 0.02 | 306.1969 | 0.0639 | 306.1969 | 0.729 | 402.8449 | -0.0086358 | 306.1969 | -0.00321 | 306.1969 | 4.8335e-05
| 349.3735 | 0.00636 | 306.2734 | 0.0291 | 306.2 | 0.02 | 306.2734 | 0.06655 | 306.2734 | 0.72416 | 402.9246 | 0.002957 | 306.2734 | 0.00482 | 306.2734 | 0.0010346
| 349.4517 | 0.00875 | 306.3499 | 0.02881 | 306.27 | 0.02 | 306.3499 | 0.0626 | 306.3499 | 0.71986 | 403.0043 | -0.010168 | 306.3499 | -0.0043 | 306.3499 | -0.0011617
| 349.5299 | 5.2277e-05 | 306.4265 | 0.02899 | 306.35 | 0.02 | 306.4265 | 0.06645 | 306.4265 | 0.72608 | 403.084 | -0.003008 | 306.4265 | 0.00388 | 306.4265 | 0.00046866
| 349.6081 | 0.00377 | 306.503 | 0.02865 | 306.43 | 0.02 | 306.503 | 0.06048 | 306.503 | 0.71271 | 403.1638 | -0.006775 | 306.503 | -0.00423 | 306.503 | -0.0016924
| 349.6862 | 0.00597 | 306.5795 | 0.02873 | 306.5 | 0.02 | 306.5795 | 0.06618 | 306.5795 | 0.70867 | 403.2435 | 0.0059776 | 306.5795 | 0.00224 | 306.5795 | -0.0010661
| 349.7644 | 0.00398 | 306.6561 | 0.02847 | 306.58 | 0.02 | 306.6561 | 0.05858 | 306.6561 | 0.69646 | 403.3232 | -0.0091555 | 306.6561 | -0.00468 | 306.6561 | -0.0011004
| 349.8426 | 0.00357 | 306.7326 | 0.02862 | 306.66 | 0.02 | 306.7326 | 0.06454 | 306.7326 | 0.69362 | 403.4029 | 0.0015958 | 306.7326 | 0.00082056 | 306.7326 | -0.0001225
| 349.9208 | 0.00912 | 306.8092 | 0.02837 | 306.73 | 0.02 | 306.8092 | 0.05796 | 306.8092 | 0.6841 | 403.4826 | -0.0025765 | 306.8092 | -0.00415 | 306.8091 | -0.00059151
| 349.999 | 0.00859 | 306.8857 | 0.02862 | 306.81 | 0.02 | 306.8857 | 0.06122 | 306.8857 | 0.68315 | 403.5623 | -0.0017433 | 306.8857 | 0.00377 | 306.8857 | 7.3898e-05
| 350.0772 | 0.00608 | 306.9623 | 0.02835 | 306.89 | 0.02 | 306.9623 | 0.05591 | 306.9623 | 0.66981 | 403.6421 | -0.0014407 | 306.9623 | -0.00286 | 306.9622 | -0.00089843
| 350.1554 | 0.00841 | 307.0388 | 0.02856 | 306.96 | 0.02 | 307.0388 | 0.06299 | 307.0388 | 0.66731 | 403.7218 | 0.011216 | 307.0388 | 0.00096272 | 307.0388 | -0.00019688
| 350.3118 | 0.00199 | 307.1154 | 0.02833 | 307.04 | 0.02 | 307.1154 | 0.05515 | 307.1154 | 0.66158 | 403.8015 | 0.00037335 | 307.1154 | -0.0016 | 307.1154 | -0.00020868
| 350.39 | 0.00248 | 307.1919 | 0.02849 | 307.12 | 0.01 | 307.1919 | 0.05994 | 307.1919 | 0.65667 | 403.8812 | -0.00071428 | 307.1919 | 0.0013 | 307.1919 | 0.001836
| 350.4682 | 0.00178 | 307.2685 | 0.02817 | 307.19 | 0.02 | 307.2685 | 0.05399 | 307.2685 | 0.64512 | 403.961 | -0.014247 | 307.2685 | -0.0037 | 307.2685 | -0.001053
| 350.5464 | 0.00875 | 307.3451 | 0.02844 | 307.27 | 0.01 | 307.3451 | 0.0583 | 307.3451 | 0.64959 | 404.0407 | 0.0032501 | 307.3451 | 0.00152 | 307.3451 | -0.00055588
| 350.6246 | 0.01457 | 307.4216 | 0.02809 | 307.35 | 0.02 | 307.4216 | 0.05344 | 307.4216 | 0.63666 | 404.1204 | -0.0027687 | 307.4216 | -0.00221 | 307.4216 | -0.00047116
| 350.7029 | 0.00404 | 307.4982 | 0.02828 | 307.42 | 0.02 | 307.4982 | 0.05738 | 307.4982 | 0.63109 | 404.2002 | 0.0061907 | 307.4982 | 0.00171 | 307.4982 | 0.00086369
| 350.7811 | 0.00436 | 307.5748 | 0.0281 | 307.5 | 0.02 | 307.5748 | 0.05116 | 307.5748 | 0.6177 | 404.2799 | -0.0095253 | 307.5748 | -0.0028 | 307.5748 | -0.00016725
| 350.8593 | 0.01741 | 307.6514 | 0.02831 | 307.57 | 0.01 | 307.6514 | 0.05556 | 307.6514 | 0.62001 | 404.3596 | -0.0065781 | 307.6514 | 0.00301 | 307.6514 | 0.0012974
| 350.9375 | 0.00113 | 307.728 | 0.02782 | 307.65 | 0.02 | 307.728 | 0.04965 | 307.728 | 0.60362 | 404.4394 | -0.0041773 | 307.728 | -0.00012532 | 307.728 | -0.00091974
| 351.0158 | 0.00504 | 307.8046 | 0.02806 | 307.73 | 0.02 | 307.8046 | 0.05538 | 307.8046 | 0.60571 | 404.5191 | 0.0029158 | 307.8046 | 0.00141 | 307.8046 | -0.00020267
| 351.094 | 0.00623 | 307.8811 | 0.02777 | 307.8 | 0.02 | 307.8811 | 0.04985 | 307.8811 | 0.59058 | 404.5989 | -0.0088537 | 307.8811 | -0.00446 | 307.8812 | -0.00046882
| 351.1722 | 0.00272 | 307.9577 | 0.02793 | 307.88 | 0.01 | 307.9577 | 0.05228 | 307.9577 | 0.59686 | 404.6786 | 0.015102 | 307.9577 | 0.0022 | 307.9577 | 0.0012743
| 351.2505 | 0.00701 | 308.0343 | 0.02773 | 307.96 | 0.01 | 308.0343 | 0.04859 | 308.0343 | 0.58118 | 404.7584 | 0.0055748 | 308.0343 | -0.00153 | 308.0343 | -0.00026563
| 351.3287 | 0.00167 | 308.111 | 0.02794 | 308.03 | 0.01 | 308.111 | 0.05271 | 308.111 | 0.58199 | 404.8381 | 0.0075058 | 308.111 | 0.00343 | 308.1109 | 0.00073729
| 351.4069 | 0.00658 | 308.1875 | 0.0276 | 308.11 | 0.02 | 308.1875 | 0.04647 | 308.1875 | 0.5673 | 404.9179 | -0.0075965 | 308.1875 | -0.00304 | 308.1876 | -0.0009219
| 351.4852 | 0.00988 | 308.2642 | 0.02769 | 308.19 | 0.01 | 308.2642 | 0.05229 | 308.2642 | 0.56698 | 404.9976 | -0.00074654 | 308.2642 | 0.00226 | 308.2642 | -0.00055991
| 351.5634 | 0.01182 | 308.3408 | 0.02751 | 308.26 | 0.01 | 308.3408 | 0.04399 | 308.3408 | 0.55636 | 405.0774 | -0.0015584 | 308.3408 | -0.00241 | 308.3408 | -0.0012229
| 351.6417 | 0.00042116 | 308.4174 | 0.02776 | 308.34 | 0.02 | 308.4174 | 0.04956 | 308.4174 | 0.55547 | 405.1571 | 0.003718 | 308.4174 | 0.00879 | 308.4174 | 0.0022016
| 351.7199 | 0.00744 | 308.494 | 0.02744 | 308.42 | 0.02 | 308.494 | 0.04341 | 308.494 | 0.53673 | 405.2369 | -0.0059408 | 308.494 | -0.00037562 | 308.494 | -0.00033945
| 351.7982 | 0.00815 | 308.5706 | 0.02772 | 308.49 | 0.01 | 308.5706 | 0.04971 | 308.5706 | 0.54013 | 405.3167 | 0.0066121 | 308.5706 | 0.00537 | 308.5706 | 0.00033308
| 351.8764 | 0.00335 | 308.6472 | 0.02743 | 308.57 | 0.01 | 308.6472 | 0.04292 | 308.6472 | 0.53034 | 405.3964 | -0.0065869 | 308.6472 | -0.00090328 | 308.6472 | -0.0013459
| 352.033 | 0.00304 | 308.7239 | 0.02775 | 308.65 | 0.01 | 308.7239 | 0.04888 | 308.7239 | 0.53052 | 405.4762 | 0.0011608 | 308.7239 | 0.0018 | 308.7239 | 0.0011036
| 352.1112 | 0.00158 | 308.8005 | 0.0275 | 308.72 | 0.01 | 308.8005 | 0.04221 | 308.8005 | 0.52515 | 405.556 | 0.0064127 | 308.8005 | -0.00306 | 308.8005 | -0.00075759
| 352.1895 | 0.00832 | 308.8771 | 0.02774 | 308.8 | 0.01 | 308.8771 | 0.04781 | 308.8771 | 0.52685 | 405.6357 | 0.0060403 | 308.8771 | 0.00079035 | 308.8771 | 0.00028406
| 352.2678 | 0.00475 | 308.9538 | 0.02759 | 308.88 | 0.01 | 308.9538 | 0.04085 | 308.9538 | 0.51377 | 405.7155 | 0.0085044 | 308.9538 | -0.00232 | 308.9538 | -0.0018195
| 352.346 | 0.00583 | 309.0304 | 0.02773 | 308.95 | 0.01 | 309.0304 | 0.04562 | 309.0304 | 0.50726 | 405.7953 | -0.0036675 | 309.0304 | 0.00578 | 309.0304 | 0.00051498
| 352.4243 | 0.01188 | 309.1071 | 0.02762 | 309.03 | 0.01 | 309.1071 | 0.03933 | 309.1071 | 0.49398 | 405.875 | -0.0018788 | 309.1071 | -0.00195 | 309.1071 | -0.00037833
| 352.5026 | 0.01181 | 309.1837 | 0.02772 | 309.11 | 0.01 | 309.1837 | 0.04493 | 309.1837 | 0.4924 | 405.9548 | -0.0012506 | 309.1837 | 0.00411 | 309.1837 | 0.00051957
| 352.5809 | 0.00382 | 309.2604 | 0.02754 | 309.18 | 0.01 | 309.2604 | 0.03797 | 309.2604 | 0.48123 | 406.0346 | -0.004559 | 309.2604 | -0.00634 | 309.2604 | -0.0017118
| 352.6592 | 0.00744 | 309.337 | 0.0277 | 309.26 | 0.01 | 309.337 | 0.04392 | 309.337 | 0.48127 | 406.1144 | 0.0018001 | 309.337 | 0.00131 | 309.337 | 0.00094562
| 352.7375 | 0.00113 | 309.4137 | 0.02771 | 309.34 | 0.01 | 309.4137 | 0.0368 | 309.4137 | 0.47304 | 406.1942 | 0.0077324 | 309.4137 | 0.00222 | 309.4137 | 0.0010072
| 352.8157 | 0.01234 | 309.4903 | 0.02763 | 309.41 | 0.01 | 309.4903 | 0.0447 | 309.4903 | 0.47915 | 406.2739 | 0.0037692 | 309.4903 | 0.00297 | 309.4903 | -0.0013169
| 352.894 | 0.00491 | 309.567 | 0.02752 | 309.49 | 0.01 | 309.567 | 0.03661 | 309.567 | 0.4698 | 406.3537 | -0.012789 | 309.567 | 0.00044065 | 309.567 | -0.0017587
| 352.9723 | 0.00733 | 309.6437 | 0.02754 | 309.57 | 0.01 | 309.6437 | 0.04345 | 309.6437 | 0.46636 | 406.4335 | -0.0025903 | 309.6437 | 0.0051 | 309.6437 | 0.00082393
| 353.0506 | 0.00453 | 309.7203 | 0.02746 | 309.64 | 0.01 | 309.7203 | 0.03522 | 309.7203 | 0.45264 | 406.5133 | -0.014859 | 309.7203 | 0.00215 | 309.7203 | 0.00042264
| 353.1289 | 0.01805 | 309.797 | 0.02744 | 309.72 | 0.01 | 309.797 | 0.04069 | 309.797 | 0.45598 | 406.5931 | 0.01015 | 309.797 | 0.00907 | 309.797 | 0.0011464
| 353.2072 | 0.0046 | 309.8737 | 0.02729 | 309.8 | 0.01 | 309.8737 | 0.03403 | 309.8737 | 0.4393 | 406.6729 | -0.00046581 | 309.8737 | 0.00162 | 309.8737 | -0.0012213
| 353.2855 | 0.00172 | 309.9504 | 0.02709 | 309.87 | 0.01 | 309.9504 | 0.03958 | 309.9504 | 0.44125 | 406.7527 | 0.0011048 | 309.9504 | 0.00563 | 309.9503 | 9.1559e-05
| 353.3638 | 0.00195 | 310.027 | 0.0271 | 309.95 | 0.01 | 310.027 | 0.0394 | 310.027 | 0.43281 | 406.8325 | 0.00014166 | 310.027 | 0.00256 | 310.027 | -0.00034697
| 353.4421 | 0.00729 | 310.1037 | 0.02715 | 310.03 | 0.01 | 310.1037 | 0.03351 | 310.1037 | 0.42376 | 406.9123 | 0.00016317 | 310.1037 | 0.00302 | 310.1037 | -0.0018017
| 353.5204 | 0.00457 | 310.1804 | 0.02721 | 310.1 | 0.01 | 310.1804 | 0.03845 | 310.1804 | 0.42502 | 406.9921 | 8.9385e-05 | 310.1804 | 0.00996 | 310.1804 | 0.0025542
| 353.5987 | 0.0061 | 310.2571 | 0.02699 | 310.18 | 0.01 | 310.2571 | 0.02975 | 310.2571 | 0.41081 | 407.0719 | 0.00054136 | 310.2571 | 0.00251 | 310.2571 | -0.0017795
| 353.6771 | 0.00749 | 310.3338 | 0.02683 | 310.26 | 0.01 | 310.3338 | 0.03702 | 310.3338 | 0.41614 | 407.1517 | -0.000111 | 310.3338 | 0.00888 | 310.3338 | 0.0014553
| 353.7554 | 0.00138 | 310.4105 | 0.02687 | 310.33 | 0.01 | 310.4105 | 0.03035 | 310.4105 | 0.40119 | 407.2315 | 9.4804e-05 | 310.4105 | 0.00789 | 310.4105 | -0.0009299
| 353.9121 | 6.544e-05 | 310.4872 | 0.02674 | 310.41 | 0.01 | 310.4872 | 0.03814 | 310.4872 | 0.40673 | 407.3113 | -0.00027164 | 310.4872 | 0.00928 | 310.4872 | -7.281e-05
| 353.9904 | 0.0056 | 310.5639 | 0.02682 | 310.49 | 0.01 | 310.5639 | 0.02959 | 310.5639 | 0.39279 | 407.3911 | -0.00011323 | 310.5639 | 0.00417 | 310.5639 | -0.0003691
| 354.0687 | 0.00037563 | 310.6406 | 0.02661 | 310.56 | 0.01 | 310.6406 | 0.03647 | 310.6406 | 0.39626 | 407.4709 | -0.00024648 | 310.6406 | 0.01311 | 310.6406 | 0.00032861
| 354.147 | 0.00256 | 310.7173 | 0.02644 | 310.64 | 0.01 | 310.7173 | 0.02991 | 310.7173 | 0.38587 | 407.5507 | 0.00056707 | 310.7173 | 0.00605 | 310.7173 | -0.0013861
| 354.2254 | 0.00025996 | 310.7941 | 0.02627 | 310.72 | 0.01 | 310.7941 | 0.03515 | 310.7941 | 0.38554 | 407.6306 | 5.1466e-06 | 310.7941 | 0.01479 | 310.794 | 0.0008044
| 354.3037 | 0.0016 | 310.8708 | 0.0262 | 310.79 | 0.01 | 310.8708 | 0.02859 | 310.8708 | 0.37553 | 407.7104 | -0.00038296 | 310.8708 | 0.0111 | 310.8708 | -0.0016533
| 354.382 | 0.00635 | 310.9475 | 0.02617 | 310.87 | 0.01 | 310.9475 | 0.03316 | 310.9475 | 0.37717 | 407.7902 | -0.00027291 | 310.9475 | 0.01405 | 310.9475 | 0.001056
| 354.4604 | 0.00701 | 311.0242 | 0.02603 | 310.95 | 0.01 | 311.0242 | 0.02779 | 311.0242 | 0.3657 | 407.87 | -0.00030103 | 311.0242 | 0.00935 | 311.0242 | -0.00026468
| 354.5387 | 0.00907 | 311.1009 | 0.02634 | 311.02 | 0.01 | 311.1009 | 0.03278 | 311.1009 | 0.36807 | 407.9498 | -0.0004916 | 311.1009 | 0.01833 | 311.101 | 0.0016941
| 354.6171 | 0.00563 | 311.1777 | 0.02604 | 311.1 | 0.01 | 311.1777 | 0.02646 | 311.1777 | 0.35757 | 408.0296 | 0.00080979 | 311.1777 | 0.01002 | 311.1777 | -0.00063511
| 354.6954 | 0.00911 | 311.2544 | 0.0262 | 311.18 | 0.01 | 311.2544 | 0.03284 | 311.2544 | 0.35958 | 408.1095 | -0.00061991 | 311.2544 | 0.01855 | 311.2544 | 0.0030292
| 354.7738 | 0.00428 | 311.3311 | 0.02578 | 311.25 | 0.01 | 311.3311 | 0.02402 | 311.3311 | 0.34822 | 408.1893 | 0.00095845 | 311.3311 | 0.01727 | 311.3311 | -0.00046627
| 354.9305 | 0.00999 | 311.4079 | 0.02614 | 311.33 | 0.01 | 311.4079 | 0.03139 | 311.4079 | 0.35143 | 408.2691 | -7.0807e-05 | 311.4079 | 0.02139 | 311.4079 | -0.00034211
| 355.0088 | 0.00377 | 311.4846 | 0.0258 | 311.41 | 0.01 | 311.4846 | 0.02487 | 311.4846 | 0.33899 | 408.3489 | 0.0012495 | 311.4846 | 0.01607 | 311.4846 | -0.0013378
| 355.0872 | 0.00375 | 311.5614 | 0.02594 | 311.48 | 0.01 | 311.5614 | 0.03064 | 311.5614 | 0.34025 | 408.4288 | -0.0009353 | 311.5614 | 0.02268 | 311.5614 | 0.0017457
| 355.1656 | 0.00475 | 311.6381 | 0.02573 | 311.56 | 0.01 | 311.6381 | 0.02373 | 311.6381 | 0.32861 | 408.5086 | 0.00017631 | 311.6381 | 0.02173 | 311.6381 | 0.00017528
| 355.244 | 0.0063 | 311.7149 | 0.02583 | 311.64 | 0.01 | 311.7149 | 0.03036 | 311.7149 | 0.33183 | 408.5884 | 0.00031016 | 311.7149 | 0.02731 | 311.7149 | 0.0010571
| 355.3223 | 0.01073 | 311.7916 | 0.02574 | 311.71 | 0.01 | 311.7916 | 0.02283 | 311.7916 | 0.32088 | 408.6683 | 0.00031623 | 311.7916 | 0.02349 | 311.7916 | -0.0012199
| 355.4007 | 0.00102 | 311.8684 | 0.02606 | 311.79 | 0.01 | 311.8684 | 0.02993 | 311.8684 | 0.32011 | 408.7481 | -0.00050972 | 311.8684 | 0.03036 | 311.8684 | 0.00027389
| 355.4791 | 0.00711 | 311.9452 | 0.02577 | 311.87 | 0.01 | 311.9452 | 0.02112 | 311.9452 | 0.3131 | 408.828 | 0.00024205 | 311.9452 | 0.02325 | 311.9452 | -0.0013154
| 355.5574 | 0.00939 | 312.0219 | 0.02597 | 311.95 | 0.01 | 312.0219 | 0.02956 | 312.0219 | 0.3163 | 408.9078 | -0.00067709 | 312.0219 | 0.0322 | 312.0219 | 0.001574
| 355.6358 | 0.0071 | 312.0987 | 0.02553 | 312.02 | 0.01 | 312.0987 | 0.02157 | 312.0987 | 0.30663 | 408.9877 | 0.00079083 | 312.0987 | 0.02759 | 312.0987 | -0.00097734
| 355.7142 | 0.00688 | 312.1755 | 0.0257 | 312.1 | 0.01 | 312.1755 | 0.02749 | 312.1755 | 0.30602 | 409.0675 | -0.00076636 | 312.1755 | 0.03663 | 312.1755 | 0.0014048
| 355.7926 | 0.00546 | 312.2522 | 0.02538 | 312.18 | 0.01 | 312.2522 | 0.02347 | 312.2522 | 0.29524 | 409.1474 | 0.00013149 | 312.2522 | 0.0276 | 312.2522 | -0.00013135
| 355.871 | 0.0061 | 312.329 | 0.02544 | 312.25 | 0.01 | 312.329 | 0.02917 | 312.329 | 0.30109 | 409.2272 | -7.8552e-05 | 312.329 | 0.04104 | 312.329 | 0.00083145
| 355.9494 | 0.01541 | 312.4058 | 0.0253 | 312.33 | 0.01 | 312.4058 | 0.01906 | 312.4058 | 0.28548 | 409.3071 | 0.000375 | 312.4058 | 0.03792 | 312.4058 | -0.000406
| 356.0278 | 0.00431 | 312.4826 | 0.02543 | 312.41 | 0.01 | 312.4826 | 0.02808 | 312.4826 | 0.29223 | 409.3869 | -0.00041362 | 312.4826 | 0.0396 | 312.4826 | -0.0009927
| 356.1062 | 0.00372 | 312.5594 | 0.02506 | 312.48 | 0 | 312.5594 | 0.01945 | 312.5594 | 0.28077 | 409.4668 | 0.00027461 | 312.5594 | 0.03481 | 312.5594 | -0.0022854
| 356.1846 | 0.0109 | 312.6362 | 0.02539 | 312.56 | 0 | 312.6362 | 0.02698 | 312.6362 | 0.28493 | 409.5466 | -0.00062486 | 312.6362 | 0.04072 | 312.6362 | 0.00077683
| 356.263 | 0.0059 | 312.713 | 0.0251 | 312.64 | 0.01 | 312.713 | 0.01815 | 312.713 | 0.27299 | 409.6265 | -0.00023012 | 312.713 | 0.04026 | 312.713 | -0.0020746
| 356.3414 | 0.00062311 | 312.7898 | 0.02532 | 312.71 | 0 | 312.7898 | 0.02408 | 312.7898 | 0.2742 | 409.7064 | -0.0003725 | 312.7898 | 0.05023 | 312.7898 | 0.0012533
| 356.4198 | 0.00613 | 312.8666 | 0.02502 | 312.79 | 0 | 312.8666 | 0.01913 | 312.8666 | 0.26456 | 409.7862 | 0.00038428 | 312.8666 | 0.03562 | 312.8665 | -0.00019294
| 356.4982 | 0.00417 | 312.9434 | 0.02513 | 312.87 | 0.01 | 312.9434 | 0.0238 | 312.9434 | 0.27048 | 409.8661 | 0.00046469 | 312.9434 | 0.05133 | 312.9434 | 0.0025374
| 356.5766 | 0.00592 | 313.0202 | 0.02475 | 312.94 | 0.01 | 313.0202 | 0.01799 | 313.0202 | 0.26107 | 409.946 | 0.00013741 | 313.0202 | 0.04951 | 313.0202 | 0.001148
| 356.655 | 0.00287 | 313.097 | 0.02504 | 313.02 | 0.01 | 313.097 | 0.02551 | 313.097 | 0.26192 | 410.0258 | -0.00080981 | 313.097 | 0.05127 | 313.097 | -0.00089197
| 356.7334 | 0.01075 | 313.1738 | 0.02454 | 313.1 | 0.01 | 313.1738 | 0.0171 | 313.1738 | 0.25213 | 410.1057 | 0.00029182 | 313.1738 | 0.05122 | 313.1738 | -0.0011021
| 356.8119 | 0.00641 | 313.2506 | 0.02468 | 313.17 | 0.01 | 313.2506 | 0.0215 | 313.2506 | 0.25563 | 410.1855 | -0.0009753 | 313.2506 | 0.06059 | 313.2506 | 0.00025325
| 356.8903 | 0.00701 | 313.3274 | 0.02415 | 313.25 | 0.01 | 313.3274 | 0.01775 | 313.3274 | 0.24242 | 410.2654 | 0.0002316 | 313.3274 | 0.05104 | 313.3274 | -0.0012857
| 356.9687 | 0.00278 | 313.4043 | 0.02434 | 313.33 | 0 | 313.4043 | 0.02436 | 313.4043 | 0.24574 | 410.3453 | 2.9599e-05 | 313.4043 | 0.06051 | 313.4043 | 0.002142
| 357.0471 | 0.00916 | 313.4811 | 0.02407 | 313.4 | 0.01 | 313.4811 | 0.01676 | 313.4811 | 0.23685 | 410.4252 | -0.00070777 | 313.4811 | 0.05219 | 313.4811 | -0.0014248
| 357.204 | 0.00834 | 313.5579 | 0.02421 | 313.48 | 0 | 313.5579 | 0.02304 | 313.5579 | 0.24266 | 410.5051 | 0.0012098 | 313.5579 | 0.06451 | 313.5579 | 0.00072312
| 357.2824 | 0.00249 | 313.6347 | 0.02392 | 313.56 | 0.01 | 313.6347 | 0.0168 | 313.6347 | 0.23396 | 410.5849 | 9.0831e-05 | 313.6347 | 0.064 | 313.6347 | -0.00010192
| 357.3608 | 0.00506 | 313.7116 | 0.02384 | 313.63 | 0.01 | 313.7116 | 0.02348 | 313.7116 | 0.23702 | 410.6648 | 2.1645e-05 | 313.7116 | 0.07201 | 313.7116 | 0.0016242
| 357.4393 | 0.01257 | 313.7884 | 0.0237 | 313.71 | 0.01 | 313.7884 | 0.01508 | 313.7884 | 0.22584 | 410.7447 | -0.00052669 | 313.7884 | 0.06279 | 313.7884 | -0.0012906
| 357.5177 | 0.0109 | 313.8653 | 0.02401 | 313.79 | 0 | 313.8653 | 0.0218 | 313.8653 | 0.22884 | 410.8246 | 0.0008455 | 313.8653 | 0.08171 | 313.8653 | 0.00046002
| 357.5962 | 0.00057541 | 313.9421 | 0.02363 | 313.87 | 0.01 | 313.9421 | 0.01645 | 313.9421 | 0.221 | 410.9045 | -0.00065836 | 313.9421 | 0.07091 | 313.9421 | -0.00044634
| 357.6746 | 0.00392 | 314.019 | 0.02393 | 313.94 | 0 | 314.019 | 0.0219 | 314.019 | 0.22413 | 410.9844 | 8.831e-05 | 314.019 | 0.0815 | 314.019 | 0.0016214
| 357.7531 | 0.0027 | 314.0958 | 0.02383 | 314.02 | 0.01 | 314.0958 | 0.01281 | 314.0958 | 0.21499 | 411.0643 | -0.00068242 | 314.0958 | 0.08171 | 314.0958 | 0.0001176
| 357.8315 | 0.00516 | 314.1727 | 0.0241 | 314.1 | 0 | 314.1727 | 0.02007 | 314.1727 | 0.2186 | 411.1441 | 0.00073217 | 314.1727 | 0.08526 | 314.1727 | 0.0010409
| 357.91 | 0.00291 | 314.2495 | 0.02389 | 314.17 | 0.01 | 314.2495 | 0.01354 | 314.2495 | 0.20717 | 411.224 | -0.0003575 | 314.2495 | 0.08159 | 314.2495 | -0.00094089
| 357.9884 | 0.00686 | 314.3264 | 0.0239 | 314.25 | 0 | 314.3264 | 0.01965 | 314.3264 | 0.20829 | 411.304 | -5.292e-05 | 314.3264 | 0.09167 | 314.3264 | 0.00010392
| 358.0669 | 0.00311 | 314.4033 | 0.02354 | 314.33 | 0.01 | 314.4033 | 0.01314 | 314.4033 | 0.20383 | 411.3839 | -0.00096171 | 314.4033 | 0.09002 | 314.4033 | -0.00062149
| 358.1454 | 0.00196 | 314.4801 | 0.02384 | 314.4 | 0.01 | 314.4801 | 0.01869 | 314.4801 | 0.20935 | 411.4637 | 0.000609 | 314.4801 | 0.08569 | 314.4801 | -0.00053705
| 358.2238 | 0.00731 | 314.557 | 0.02335 | 314.48 | 0 | 314.557 | 0.0137 | 314.557 | 0.19968 | 411.5436 | -0.00026238 | 314.557 | 0.0979 | 314.557 | -0.001949
| 358.3023 | 0.00806 | 314.6339 | 0.02354 | 314.56 | 0.01 | 314.6339 | 0.01942 | 314.6339 | 0.20498 | 411.6235 | 0.00029026 | 314.6339 | 0.10399 | 314.6339 | 0.0013557
| 358.3808 | 0.01711 | 314.7107 | 0.02316 | 314.63 | 0.01 | 314.7107 | 0.01407 | 314.7107 | 0.19392 | 411.7035 | -0.00018049 | 314.7107 | 0.09506 | 314.7107 | -0.00037857
| 358.4592 | 0.01062 | 314.7876 | 0.02351 | 314.71 | 0 | 314.7876 | 0.01884 | 314.7876 | 0.19496 | 411.7834 | 0.00045566 | 314.7876 | 0.1101 | 314.7876 | 0.0029856
| 358.5377 | 0.00573 | 314.8645 | 0.02329 | 314.79 | 0.01 | 314.8645 | 0.01315 | 314.8645 | 0.18526 | 411.8633 | -0.00012792 | 314.8645 | 0.10165 | 314.8645 | -0.0013016
| 358.6162 | 0.00687 | 314.9414 | 0.02344 | 314.86 | 0 | 314.9414 | 0.01923 | 314.9414 | 0.18971 | 411.9432 | 0.00060945 | 314.9414 | 0.11314 | 314.9414 | 0.0010754
| 358.6947 | 0.01347 | 315.0183 | 0.02294 | 314.94 | 0.01 | 315.0183 | 0.01288 | 315.0183 | 0.17998 | 412.0231 | -0.00059842 | 315.0183 | 0.11024 | 315.0183 | 0.00035898
| 358.7732 | 0.011 | 315.0952 | 0.0232 | 315.02 | 0.01 | 315.0952 | 0.01675 | 315.0952 | 0.18447 | 412.103 | 0.00021836 | 315.0952 | 0.11817 | 315.0952 | 0.00091661
| 358.8516 | 0.00308 | 315.1721 | 0.02305 | 315.1 | 0.01 | 315.1721 | 0.01137 | 315.1721 | 0.17831 | 412.1829 | -0.00079466 | 315.1721 | 0.11857 | 315.1721 | 0.0016472
| 358.9301 | 0.00405 | 315.249 | 0.02343 | 315.17 | 0.01 | 315.249 | 0.01609 | 315.249 | 0.18038 | 412.2628 | -0.00037924 | 315.249 | 0.12299 | 315.249 | 0.0014203
| 359.0086 | 0.00359 | 315.3259 | 0.02328 | 315.25 | 0.01 | 315.3259 | 0.01082 | 315.3259 | 0.17478 | 412.3427 | 3.1082e-05 | 315.3259 | 0.12336 | 315.3259 | 0.000332
| 359.0871 | 0.00911 | 315.4028 | 0.02363 | 315.33 | 0.01 | 315.4028 | 0.01752 | 315.4028 | 0.1767 | 412.4227 | -0.00053406 | 315.4028 | 0.13241 | 315.4028 | 0.00027623
| 359.1656 | 0.00778 | 315.4797 | 0.02325 | 315.4 | 0.01 | 315.4797 | 0.01184 | 315.4797 | 0.16805 | 412.5026 | 0.00010026 | 315.4797 | 0.12793 | 315.4797 | -0.00039446
| 359.2441 | 0.00189 | 315.5566 | 0.02337 | 315.48 | 0 | 315.5566 | 0.01865 | 315.5566 | 0.17362 | 412.5825 | 5.1516e-05 | 315.5566 | 0.14392 | 315.5566 | 0.0026953
| 359.3226 | 0.00636 | 315.6335 | 0.02321 | 315.56 | 0.01 | 315.6335 | 0.01142 | 315.6335 | 0.16539 | 412.6624 | -0.00086234 | 315.6335 | 0.13059 | 315.6335 | -0.00087091
| 359.4011 | 0.01189 | 315.7104 | 0.02325 | 315.63 | 0 | 315.7104 | 0.01827 | 315.7104 | 0.16782 | 412.7424 | 0.00020805 | 315.7104 | 0.13763 | 315.7104 | 0.00088872
| 359.4796 | 0.0029 | 315.7874 | 0.02289 | 315.71 | 0.01 | 315.7874 | 0.00956 | 315.7874 | 0.1589 | 412.8223 | -0.00071121 | 315.7874 | 0.14382 | 315.7874 | 0.0015867
| 359.5581 | 0.00195 | 315.8643 | 0.02301 | 315.79 | 0.01 | 315.8643 | 0.01561 | 315.8643 | 0.16097 | 412.9022 | -9.436e-05 | 315.8643 | 0.15183 | 315.8643 | 0.0020967
| 359.6366 | 0.00768 | 315.9412 | 0.02277 | 315.86 | 0.01 | 315.9412 | 0.00915 | 315.9412 | 0.15468 | 412.9822 | -0.001469 | 315.9412 | 0.15032 | 315.9412 | 0.00040298
| 359.7151 | 0.00585 | 316.0181 | 0.02301 | 315.94 | 0.01 | 316.0181 | 0.01624 | 316.0181 | 0.15998 | 413.0621 | 0.00014235 | 316.0181 | 0.157 | 316.0181 | 0.00048297
| 359.7936 | 0.00288 | 316.0951 | 0.02278 | 316.02 | 0.01 | 316.0951 | 0.01034 | 316.0951 | 0.15121 | 413.142 | 0.00054713 | 316.0951 | 0.15829 | 316.0951 | 0.00093406
| 359.8722 | 0.00511 | 316.172 | 0.02302 | 316.1 | 0.01 | 316.172 | 0.0152 | 316.172 | 0.15381 | 413.222 | 0.0007118 | 316.172 | 0.16377 | 316.172 | 0.00066416
| 359.9507 | 0.01551 | 316.2489 | 0.02284 | 316.17 | 0 | 316.2489 | 0.0084 | 316.2489 | 0.14817 | 413.3019 | 6.5392e-05 | 316.2489 | 0.1709 | 316.2489 | -1.7417e-05
| 360.0292 | 0.00546 | 316.3259 | 0.02307 | 316.25 | 0.01 | 316.3259 | 0.01516 | 316.3259 | 0.15358 | 413.3819 | 0.00027084 | 316.3259 | 0.17747 | 316.3259 | 0.0013487
| 360.1077 | 0.00416 | 316.4028 | 0.02274 | 316.33 | 0.01 | 316.4028 | 0.00784 | 316.4028 | 0.14361 | 413.4618 | 5.4745e-05 | 316.4028 | 0.17329 | 316.4028 | 0.00069322
| 360.1862 | 0.00636 | 316.4798 | 0.02292 | 316.4 | 0.01 | 316.4798 | 0.01466 | 316.4798 | 0.14699 | 413.5417 | 8.7496e-05 | 316.4798 | 0.18448 | 316.4798 | 0.00083381
| 360.2648 | 0.00231 | 316.5567 | 0.02272 | 316.48 | 0.01 | 316.5567 | 0.00874 | 316.5567 | 0.13928 | 413.6217 | -0.00016752 | 316.5567 | 0.17991 | 316.5567 | -0.00053746
| 360.3433 | 0.01104 | 316.6337 | 0.02289 | 316.56 | 0.01 | 316.6337 | 0.01466 | 316.6337 | 0.14499 | 413.7017 | 0.00014269 | 316.6337 | 0.19457 | 316.6337 | 0.0017845
| 360.4218 | 0.00301 | 316.7106 | 0.02247 | 316.63 | 0.01 | 316.7106 | 0.00855 | 316.7106 | 0.1358 | 413.7816 | -0.00062239 | 316.7106 | 0.19668 | 316.7106 | 0.0014886
| 360.5004 | 0.00916 | 316.7876 | 0.02244 | 316.71 | 0.01 | 316.7876 | 0.01558 | 316.7876 | 0.13619 | 413.8615 | 0.00054826 | 316.7876 | 0.20067 | 316.7876 | 0.0021283
| 360.5789 | 0.00028485 | 316.8646 | 0.02209 | 316.79 | 0.01 | 316.8646 | 0.00944 | 316.8646 | 0.13139 | 413.9415 | -2.7941e-06 | 316.8646 | 0.20569 | 316.8646 | 0.0017606
| 360.6575 | 0.01074 | 316.9415 | 0.02237 | 316.86 | 0.01 | 316.9415 | 0.01313 | 316.9415 | 0.13287 | 414.0215 | 0.00073339 | 316.9415 | 0.20614 | 316.9415 | 0.0026428
| 360.736 | 0.00176 | 317.0185 | 0.02209 | 316.94 | 0.01 | 317.0185 | 0.00824 | 317.0185 | 0.12693 | 414.1014 | -4.8595e-05 | 317.0185 | 0.21723 | 317.0185 | 0.00089173
| 360.8146 | 0.00544 | 317.0955 | 0.02222 | 317.02 | 0.01 | 317.0955 | 0.01458 | 317.0955 | 0.12978 | 414.1814 | -0.00033914 | 317.0955 | 0.21907 | 317.0955 | 0.0016333
| 360.8931 | 0.00326 | 317.1725 | 0.02172 | 317.1 | 0 | 317.1725 | 0.00819 | 317.1725 | 0.12552 | 414.2613 | 0.00045357 | 317.1725 | 0.21614 | 317.1725 | 0.0015533
| 360.9717 | 0.00635 | 317.2495 | 0.02182 | 317.17 | 0.01 | 317.2495 | 0.01379 | 317.2495 | 0.12704 | 414.3413 | 0.0024928 | 317.2495 | 0.23186 | 317.2495 | 0.0018182
| 361.1288 | 0.00428 | 317.3264 | 0.02153 | 317.25 | 0.01 | 317.3264 | 0.00822 | 317.3264 | 0.12079 | 414.4213 | 7.5608e-05 | 317.3264 | 0.21603 | 317.3264 | -0.0011903
| 361.2073 | 0.00467 | 317.4034 | 0.02178 | 317.33 | 0 | 317.4034 | 0.01433 | 317.4034 | 0.1259 | 414.5012 | 0.00065313 | 317.4034 | 0.24193 | 317.4034 | 0.0014926
| 361.2859 | 0.0132 | 317.4804 | 0.02159 | 317.4 | 0 | 317.4804 | 0.00863 | 317.4804 | 0.11542 | 414.5812 | -0.0010558 | 317.4804 | 0.24587 | 317.4804 | 0.0010674
| 361.3645 | 0.00526 | 317.5574 | 0.02173 | 317.48 | 0 | 317.5574 | 0.01197 | 317.5574 | 0.12057 | 414.6612 | 0.00077135 | 317.5574 | 0.25789 | 317.5574 | 0.0015608
| 361.443 | 0.0024 | 317.6344 | 0.02146 | 317.56 | 0.01 | 317.6344 | 0.00781 | 317.6344 | 0.11414 | 414.7411 | 7.7086e-05 | 317.6344 | 0.26567 | 317.6344 | 0.0032748
| 361.5216 | 0.00711 | 317.7114 | 0.02139 | 317.63 | 0.01 | 317.7114 | 0.01307 | 317.7114 | 0.11732 | 414.8211 | 0.00012138 | 317.7114 | 0.27505 | 317.7114 | 0.0021673
| 361.6002 | 0.00436 | 317.7884 | 0.02112 | 317.71 | 0.01 | 317.7884 | 0.00805 | 317.7884 | 0.11305 | 414.9011 | 0.00011011 | 317.7884 | 0.26933 | 317.7884 | 0.0012356
| 361.6787 | 0.00050248 | 317.8654 | 0.02127 | 317.79 | 0.01 | 317.8654 | 0.01262 | 317.8654 | 0.11759 | 414.981 | 7.4726e-05 | 317.8654 | 0.29073 | 317.8654 | 0.0025295
| 361.7573 | 0.00589 | 317.9424 | 0.02088 | 317.87 | 0.01 | 317.9424 | 0.00711 | 317.9424 | 0.11035 | 415.061 | -0.00078835 | 317.9424 | 0.28895 | 317.9424 | 0.0025538
| 361.8359 | 0.00256 | 318.0194 | 0.02105 | 317.94 | 0.01 | 318.0194 | 0.01237 | 318.0194 | 0.11515 | 415.141 | -0.00010059 | 318.0194 | 0.3014 | 318.0194 | 0.0043099
| 361.9145 | 0.00774 | 318.0964 | 0.02066 | 318.02 | 0.01 | 318.0964 | 0.00761 | 318.0964 | 0.10864 | 415.221 | -0.00081579 | 318.0964 | 0.30477 | 318.0964 | 0.0018432
| 361.9931 | 0.00372 | 318.1735 | 0.02065 | 318.1 | 0.01 | 318.1735 | 0.01346 | 318.1735 | 0.10955 | 415.301 | 0.00043596 | 318.1735 | 0.30983 | 318.1735 | 0.0034596
| 362.0717 | 0.01099 | 318.2505 | 0.02036 | 318.17 | 0.01 | 318.2505 | 0.007 | 318.2505 | 0.10408 | 415.381 | -0.00073423 | 318.2505 | 0.31925 | 318.2505 | 0.0024645
| 362.1502 | 0.00474 | 318.3275 | 0.02055 | 318.25 | 0.01 | 318.3275 | 0.01121 | 318.3275 | 0.10653 | 415.4609 | 0.0002961 | 318.3275 | 0.32927 | 318.3275 | 0.002428
| 362.2288 | 0.00077356 | 318.4045 | 0.02039 | 318.33 | 0.01 | 318.4045 | 0.0078 | 318.4045 | 0.10312 | 415.5409 | -0.00061211 | 318.4045 | 0.3406 | 318.4045 | 0.0029591
| 362.3074 | 0.0011 | 318.4816 | 0.02041 | 318.4 | 0.01 | 318.4816 | 0.01223 | 318.4816 | 0.1052 | 415.6209 | 0.00035099 | 318.4816 | 0.34566 | 318.4816 | 0.0031875
| 362.386 | 0.00153 | 318.5586 | 0.02011 | 318.48 | 0 | 318.5586 | 0.00713 | 318.5586 | 0.09911 | 415.7009 | -0.00034923 | 318.5586 | 0.34723 | 318.5586 | 0.0016465
| 362.4646 | 0.00867 | 318.6356 | 0.02014 | 318.56 | 0 | 318.6356 | 0.01211 | 318.6356 | 0.10359 | 415.7809 | -0.00054682 | 318.6356 | 0.36437 | 318.6356 | 0.0020496
| 362.5432 | 0.00422 | 318.7127 | 0.02005 | 318.64 | 0 | 318.7127 | 0.0072 | 318.7127 | 0.09598 | 415.8609 | -0.00021796 | 318.7127 | 0.36451 | 318.7127 | 0.0025592
| 362.6218 | 0.00103 | 318.7897 | 0.02016 | 318.71 | 0 | 318.7897 | 0.01272 | 318.7897 | 0.10022 | 415.9409 | -0.00024236 | 318.7897 | 0.379 | 318.7897 | 0.0049868
| 362.7004 | 0.0034 | 318.8668 | 0.01998 | 318.79 | 0.01 | 318.8668 | 0.00818 | 318.8668 | 0.09744 | 416.0209 | 0.00023864 | 318.8668 | 0.38876 | 318.8668 | 0.0035035
| 362.779 | 0.00485 | 318.9438 | 0.02025 | 318.87 | 0.01 | 318.9438 | 0.01102 | 318.9438 | 0.09727 | 416.1009 | 0.00019441 | 318.9438 | 0.40067 | 318.9438 | 0.0047505
| 362.8577 | 0.00812 | 319.0209 | 0.01999 | 318.94 | 0.01 | 319.0209 | 0.00667 | 319.0209 | 0.09223 | 416.1809 | -0.00027633 | 319.0209 | 0.4075 | 319.0208 | 0.0030534
| 362.9363 | 0.00394 | 319.0979 | 0.02045 | 319.02 | 0.01 | 319.0979 | 0.01082 | 319.0979 | 0.09441 | 416.2609 | 0.00013694 | 319.0979 | 0.41474 | 319.0979 | 0.0040991
| 363.0935 | 0.00207 | 319.175 | 0.0202 | 319.1 | 0.01 | 319.175 | 0.00697 | 319.175 | 0.08872 | 416.3409 | -0.00062173 | 319.175 | 0.4254 | 319.175 | 0.0019735
| 363.3294 | 0.00522 | 319.252 | 0.02026 | 319.17 | 0.01 | 319.252 | 0.0106 | 319.252 | 0.09473 | 416.4209 | 0.00073135 | 319.252 | 0.42935 | 319.252 | 0.0046111
| 363.4866 | 0.00382 | 319.3291 | 0.02008 | 319.25 | 0.01 | 319.3291 | 0.00797 | 319.3291 | 0.08789 | 416.5009 | -0.00076324 | 319.3291 | 0.44073 | 319.3291 | 0.0052802
| 363.5653 | 0.00315 | 319.4062 | 0.02027 | 319.33 | 0.01 | 319.4062 | 0.01062 | 319.4062 | 0.0892 | 416.5809 | 0.00020118 | 319.4062 | 0.45105 | 319.4062 | 0.0024565
| 363.6439 | 0.00713 | 319.4832 | 0.02007 | 319.41 | 0 | 319.4832 | 0.00714 | 319.4832 | 0.0841 | 416.6609 | -0.0011358 | 319.4832 | 0.45619 | 319.4832 | 0.0027633
| 363.7225 | 0.00391 | 319.5603 | 0.02026 | 319.48 | 0.01 | 319.5603 | 0.01079 | 319.5603 | 0.09045 | 416.741 | -6.3968e-06 | 319.5603 | 0.4752 | 319.5603 | 0.0048778
| 363.8012 | 0.00271 | 319.6374 | 0.02023 | 319.56 | 0.01 | 319.6374 | 0.00556 | 319.6374 | 0.08389 | 416.821 | -0.00059756 | 319.6374 | 0.4762 | 319.6374 | 0.0023973
| 363.9585 | 0.00223 | 319.7145 | 0.02044 | 319.64 | 0 | 319.7145 | 0.00983 | 319.7145 | 0.08585 | 416.901 | -0.0001247 | 319.7145 | 0.49049 | 319.7144 | 0.0053567
| 364.0371 | 0.00527 | 319.7915 | 0.02002 | 319.71 | 0.01 | 319.7915 | 0.00644 | 319.7915 | 0.08092 | 416.981 | -0.00019815 | 319.7915 | 0.49635 | 319.7915 | 0.0048564
| 364.1157 | 0.0005503 | 319.8686 | 0.02021 | 319.79 | 0.01 | 319.8686 | 0.00971 | 319.8686 | 0.08395 | 417.061 | 0.00024374 | 319.8686 | 0.5172 | 319.8686 | 0.0056016
| 364.1944 | 0.00486 | 319.9457 | 0.01977 | 319.87 | 0.01 | 319.9457 | 0.00537 | 319.9457 | 0.07765 | 417.1411 | -0.00039443 | 319.9457 | 0.52046 | 319.9457 | 0.0058607
| 364.4304 | 0.00070885 | 320.0228 | 0.02002 | 319.95 | 0.01 | 320.0228 | 0.01157 | 320.0228 | 0.08221 | 417.2211 | 6.0911e-05 | 320.0228 | 0.53325 | 320.0228 | 0.0059156
| 364.5877 | 0.0015 | 320.0999 | 0.01996 | 320.02 | 0.01 | 320.0999 | 0.00602 | 320.0999 | 0.07735 | 417.3011 | -0.00077413 | 320.0999 | 0.53448 | 320.0999 | 0.0031898
| 364.6664 | 0.00667 | 320.177 | 0.02013 | 320.1 | 0.01 | 320.177 | 0.01004 | 320.177 | 0.07834 | 417.3811 | 0.00062683 | 320.177 | 0.548 | 320.177 | 0.0067171
| 364.7451 | 0.00427 | 320.2541 | 0.01986 | 320.18 | 0.01 | 320.2541 | 0.00547 | 320.2541 | 0.07392 | 417.4612 | -0.00020115 | 320.2541 | 0.55894 | 320.2541 | 0.0045577
| 364.9024 | 0.00585 | 320.3312 | 0.02001 | 320.25 | 0.01 | 320.3312 | 0.01081 | 320.3312 | 0.07837 | 417.5412 | 0.0006744 | 320.3312 | 0.5707 | 320.3312 | 0.0071153
| 365.0598 | 0.00345 | 320.4083 | 0.01987 | 320.33 | 0.01 | 320.4083 | 0.00554 | 320.4083 | 0.0734 | 417.6212 | -3.6564e-05 | 320.4083 | 0.58307 | 320.4083 | 0.004719
| 365.2171 | 0.00271 | 320.4854 | 0.02013 | 320.41 | 0.01 | 320.4854 | 0.0096 | 320.4854 | 0.07578 | 417.7013 | -0.00029745 | 320.4854 | 0.58885 | 320.4854 | 0.0056732
| 365.3745 | 0.00909 | 320.5625 | 0.01991 | 320.49 | 0.01 | 320.5625 | 0.00607 | 320.5625 | 0.06995 | 417.7813 | -0.00028625 | 320.5625 | 0.59717 | 320.5625 | 0.0039192
| 365.4532 | 0.00656 | 320.6397 | 0.02004 | 320.56 | 0.01 | 320.6397 | 0.0093 | 320.6397 | 0.07277 | 417.8613 | 0.00020879 | 320.6397 | 0.60511 | 320.6396 | 0.007453
| 365.5319 | 0.00392 | 320.7168 | 0.01989 | 320.64 | 0.01 | 320.7168 | 0.00521 | 320.7168 | 0.06686 | 417.9414 | -0.00048181 | 320.7168 | 0.62149 | 320.7168 | 0.0051536
| 365.6106 | 0.00665 | 320.7939 | 0.02007 | 320.72 | 0.01 | 320.7939 | 0.01053 | 320.7939 | 0.07318 | 418.0214 | 0.0013734 | 320.7939 | 0.6325 | 320.7939 | 0.0064814
| 365.6893 | 0.00364 | 320.871 | 0.01974 | 320.79 | 0.01 | 320.871 | 0.00545 | 320.871 | 0.06645 | 418.1014 | -0.00039232 | 320.871 | 0.63263 | 320.871 | 0.0054184
| 365.8467 | 0.00493 | 320.9481 | 0.01986 | 320.87 | 0.01 | 320.9481 | 0.01042 | 320.9481 | 0.07075 | 418.1815 | 0.00074438 | 320.9481 | 0.64278 | 320.9482 | 0.007597
| 365.9254 | 0.0021 | 321.0253 | 0.01949 | 320.95 | 0.01 | 321.0253 | 0.00421 | 321.0253 | 0.0646 | 418.2615 | -0.0006878 | 321.0253 | 0.65313 | 321.0253 | 0.0045789
| 366.0041 | 0.01101 | 321.1024 | 0.01953 | 321.03 | 0 | 321.1024 | 0.00862 | 321.1024 | 0.06868 | 418.3416 | 0.00012171 | 321.1024 | 0.66806 | 321.1024 | 0.0049427
| 366.1615 | 0.00037998 | 321.1796 | 0.01924 | 321.1 | 0.01 | 321.1796 | 0.00475 | 321.1796 | 0.06353 | 418.4216 | -0.00045681 | 321.1796 | 0.67341 | 321.1796 | 0.0055723
| 366.2402 | 0.00144 | 321.2567 | 0.01922 | 321.18 | 0.01 | 321.2567 | 0.01028 | 321.2567 | 0.06598 | 418.5017 | -0.00052558 | 321.2567 | 0.68615 | 321.2567 | 0.0061734
| 366.319 | 0.00391 | 321.3338 | 0.01888 | 321.26 | 0.01 | 321.3338 | 0.00497 | 321.3338 | 0.06001 | 418.5817 | -0.00041934 | 321.3338 | 0.70059 | 321.3338 | 0.006397
| 366.3977 | 0.00179 | 321.411 | 0.01897 | 321.33 | 0.01 | 321.411 | 0.00974 | 321.411 | 0.06623 | 418.6618 | 0.00055383 | 321.411 | 0.71359 | 321.411 | 0.0065332
| 366.4764 | 0.00401 | 321.4881 | 0.0187 | 321.41 | 0.01 | 321.4881 | 0.00518 | 321.4881 | 0.05978 | 418.7418 | -0.00022005 | 321.4881 | 0.70051 | 321.4881 | 0.0037036
| 366.5551 | 0.00041807 | 321.5653 | 0.0187 | 321.49 | 0 | 321.5653 | 0.00976 | 321.5653 | 0.0622 | 418.8219 | 0.00065125 | 321.5653 | 0.70584 | 321.5653 | 0.0048773
| 366.6338 | 0.00911 | 321.6424 | 0.01851 | 321.57 | 0.01 | 321.6424 | 0.00536 | 321.6424 | 0.05632 | 418.9019 | -2.2525e-05 | 321.6424 | 0.73707 | 321.6425 | 0.0053451
| 366.7126 | 0.0004273 | 321.7196 | 0.01867 | 321.64 | 0.01 | 321.7196 | 0.00911 | 321.7196 | 0.06175 | 418.982 | 0.0006871 | 321.7196 | 0.74595 | 321.7196 | 0.0066422
| 366.8701 | 0.00723 | 321.7968 | 0.01826 | 321.72 | 0.01 | 321.7968 | 0.00579 | 321.7968 | 0.05666 | 419.0621 | -0.00031122 | 321.7968 | 0.75033 | 321.7968 | 0.0057056
| 366.9488 | 0.00797 | 321.8739 | 0.01855 | 321.8 | 0 | 321.8739 | 0.00783 | 321.8739 | 0.06043 | 419.1422 | 0.0012142 | 321.8739 | 0.76301 | 321.8739 | 0.0076734
| 367.0275 | 0.00064759 | 321.9511 | 0.01815 | 321.87 | 0.01 | 321.9511 | 0.00426 | 321.9511 | 0.05361 | 419.2222 | -0.0008163 | 321.9511 | 0.76801 | 321.9511 | 0.0038206
| 367.185 | 0.00080986 | 322.0283 | 0.01821 | 321.95 | 0 | 322.0283 | 0.0088 | 322.0283 | 0.05856 | 419.3023 | -0.00030681 | 322.0283 | 0.78106 | 322.0283 | 0.0055731
| 367.2638 | 0.00619 | 322.1055 | 0.01791 | 322.03 | 0.01 | 322.1055 | 0.00325 | 322.1055 | 0.05151 | 419.3823 | -8.2691e-05 | 322.1055 | 0.79249 | 322.1054 | 0.0069312
| 367.3425 | 0.00224 | 322.1826 | 0.01804 | 322.11 | 0 | 322.1826 | 0.00974 | 322.1826 | 0.05837 | 419.4624 | 0.00060555 | 322.1826 | 0.80247 | 322.1826 | 0.0081688
| 367.5788 | 0.00597 | 322.2598 | 0.01765 | 322.18 | 0.01 | 322.2598 | 0.00318 | 322.2598 | 0.05071 | 419.5425 | -0.00043138 | 322.2598 | 0.79943 | 322.2598 | 0.0071931
| 367.6575 | 0.00121 | 322.337 | 0.01767 | 322.26 | 0.01 | 322.337 | 0.00847 | 322.337 | 0.05586 | 419.6226 | 2.218e-05 | 322.337 | 0.82201 | 322.337 | 0.0070273
| 367.7363 | 0.00472 | 322.4142 | 0.01737 | 322.34 | 0.01 | 322.4142 | 0.00298 | 322.4142 | 0.05182 | 419.7026 | -0.00011878 | 322.4142 | 0.82819 | 322.4142 | 0.0068003
| 367.8151 | 0.01244 | 322.4914 | 0.01751 | 322.41 | 0.01 | 322.4914 | 0.00818 | 322.4914 | 0.05538 | 419.7827 | 0.00056634 | 322.4914 | 0.83651 | 322.4914 | 0.0081592
| 367.8938 | 0.00728 | 322.5686 | 0.01717 | 322.49 | 0.01 | 322.5686 | 0.00355 | 322.5686 | 0.04758 | 419.8628 | -0.00029606 | 322.5686 | 0.83871 | 322.5686 | 0.0069706
| 367.9726 | 0.00253 | 322.6458 | 0.01732 | 322.57 | 0 | 322.6458 | 0.00908 | 322.6458 | 0.05441 | 419.9429 | 0.00074893 | 322.6458 | 0.85074 | 322.6458 | 0.0078128
| 368.0514 | 0.00474 | 322.723 | 0.01693 | 322.65 | 0.01 | 322.723 | 0.0053 | 322.723 | 0.04922 | 420.0229 | 3.0541e-05 | 322.723 | 0.85654 | 322.723 | 0.0066151
| 368.1301 | 0.00805 | 322.8002 | 0.01713 | 322.72 | 0.01 | 322.8002 | 0.00927 | 322.8002 | 0.05314 | 420.103 | 0.001345 | 322.8002 | 0.86315 | 322.8002 | 0.0082124
| 368.3665 | 0.00164 | 322.8774 | 0.01683 | 322.8 | 0.01 | 322.8774 | 0.00341 | 322.8774 | 0.04606 | 420.1831 | -0.0007804 | 322.8774 | 0.85824 | 322.8773 | 0.0065543
| 368.4452 | 0.00207 | 322.9546 | 0.01695 | 322.88 | 0 | 322.9546 | 0.00841 | 322.9546 | 0.0513 | 420.2632 | 0.00017331 | 322.9546 | 0.87632 | 322.9546 | 0.0085582
| 368.524 | 0.00603 | 323.0318 | 0.01668 | 322.95 | 0.01 | 323.0318 | 0.0033 | 323.0318 | 0.0464 | 420.3433 | -0.00039087 | 323.0318 | 0.88285 | 323.0318 | 0.0073381
| 368.6028 | 0.00295 | 323.109 | 0.01687 | 323.03 | 0.01 | 323.109 | 0.009 | 323.109 | 0.05125 | 420.4234 | 0.00041847 | 323.109 | 0.90594 | 323.109 | 0.0092892
| 368.6816 | 0.0048 | 323.1862 | 0.01667 | 323.11 | 0.01 | 323.1862 | 0.00351 | 323.1862 | 0.04446 | 420.5034 | -0.0010327 | 323.1862 | 0.90152 | 323.1862 | 0.0054664
| 368.7604 | 0.00556 | 323.2634 | 0.01697 | 323.19 | 0 | 323.2634 | 0.00776 | 323.2634 | 0.04996 | 420.5836 | 0.00055396 | 323.2634 | 0.90278 | 323.2634 | 0.0068248
| 368.8392 | 0.00627 | 323.3407 | 0.01662 | 323.26 | 0 | 323.3407 | 0.00322 | 323.3407 | 0.04397 | 420.6636 | -0.00059525 | 323.3407 | 0.90505 | 323.3407 | 0.0077998
| 368.9968 | 0.00079523 | 323.4179 | 0.01681 | 323.34 | 0.01 | 323.4179 | 0.00847 | 323.4179 | 0.04838 | 420.7437 | 0.00025802 | 323.4179 | 0.91477 | 323.4179 | 0.0084399
| 369.0756 | 0.00933 | 323.4951 | 0.0166 | 323.42 | 0.01 | 323.4951 | 0.00229 | 323.4951 | 0.04194 | 420.8239 | -0.00019988 | 323.4951 | 0.91859 | 323.4951 | 0.0079712
| 369.1544 | 0.00442 | 323.5723 | 0.01681 | 323.5 | 0 | 323.5723 | 0.00784 | 323.5723 | 0.04715 | 420.9039 | 0.00056237 | 323.5723 | 0.92991 | 323.5724 | 0.011165
| 369.2332 | 0.00030014 | 323.6496 | 0.01661 | 323.57 | 0.01 | 323.6496 | 0.00395 | 323.6496 | 0.0425 | 420.984 | -0.00032527 | 323.6496 | 0.93407 | 323.6496 | 0.007134
| 369.312 | 0.01111 | 323.7268 | 0.01695 | 323.65 | 0 | 323.7268 | 0.00859 | 323.7268 | 0.04673 | 421.0641 | 0.0001481 | 323.7268 | 0.93065 | 323.7268 | 0.0079402
| 369.3908 | 0.00297 | 323.8041 | 0.01678 | 323.73 | 0.01 | 323.8041 | 0.00114 | 323.8041 | 0.04038 | 421.1443 | -0.00065149 | 323.8041 | 0.93825 | 323.804 | 0.0084042
| 369.4696 | 0.00397 | 323.8813 | 0.01698 | 323.8 | 0 | 323.8813 | 0.00839 | 323.8813 | 0.04361 | 421.2244 | 0.00045289 | 323.8813 | 0.94766 | 323.8813 | 0.0095126
| 369.5484 | 0.00285 | 323.9586 | 0.01664 | 323.88 | 0 | 323.9586 | 0.00182 | 323.9586 | 0.04077 | 421.3045 | -0.00092031 | 323.9586 | 0.95715 | 323.9586 | 0.0093674
| 369.6273 | 0.00090445 | 324.0358 | 0.01683 | 323.96 | 0.01 | 324.0358 | 0.00929 | 324.0358 | 0.04395 | 421.3846 | 0.00074484 | 324.0358 | 0.96499 | 324.0358 | 0.010244
| 369.7061 | 0.00262 | 324.113 | 0.01663 | 324.04 | 0.01 | 324.113 | 0.00362 | 324.113 | 0.03792 | 421.4647 | -0.00021537 | 324.113 | 0.95701 | 324.1131 | 0.0085164
| 369.8637 | 0.00644 | 324.1903 | 0.01687 | 324.11 | 0 | 324.1903 | 0.00723 | 324.1903 | 0.0438 | 421.5448 | 0.0011455 | 324.1903 | 0.97181 | 324.1903 | 0.011292
| 369.9426 | 3.5794e-05 | 324.2676 | 0.01664 | 324.19 | 0.01 | 324.2676 | 0.00259 | 324.2676 | 0.03714 | 421.6249 | -0.00078656 | 324.2676 | 0.96688 | 324.2676 | 0.0097383
| 370.0214 | 0.00455 | 324.3448 | 0.01687 | 324.27 | 0.01 | 324.3448 | 0.00766 | 324.3448 | 0.04266 | 421.705 | -0.00022674 | 324.3448 | 0.97287 | 324.3448 | 0.010674
| 370.1002 | 0.00138 | 324.4221 | 0.01662 | 324.34 | 0.01 | 324.4221 | 0.00207 | 324.4221 | 0.0366 | 421.7851 | -0.00015848 | 324.4221 | 0.9616 | 324.4221 | 0.010263
| 370.1791 | 0.002 | 324.4994 | 0.01678 | 324.42 | 0 | 324.4994 | 0.00763 | 324.4994 | 0.04201 | 421.8653 | 0.0008599 | 324.4994 | 0.96759 | 324.4994 | 0.010489
| 370.2579 | 0.00444 | 324.5766 | 0.01643 | 324.5 | 0.01 | 324.5766 | 0.00126 | 324.5766 | 0.03282 | 421.9454 | -0.00058596 | 324.5766 | 0.96135 | 324.5766 | 0.0083028
| 370.4156 | 0.00117 | 324.6539 | 0.01668 | 324.58 | 0 | 324.6539 | 0.0086 | 324.6539 | 0.04277 | 422.0255 | 0.00022594 | 324.6539 | 0.9721 | 324.6539 | 0.011275
| 370.4944 | 0.00362 | 324.7312 | 0.01636 | 324.65 | 0 | 324.7312 | 0.00183 | 324.7312 | 0.03288 | 422.1056 | -0.00080513 | 324.7312 | 0.97772 | 324.7312 | 0.011063
| 370.5732 | 0.00179 | 324.8085 | 0.01655 | 324.73 | 0 | 324.8085 | 0.00876 | 324.8085 | 0.04233 | 422.1858 | 0.001006 | 324.8085 | 0.98334 | 324.8085 | 0.010692
| 370.6521 | 0.00902 | 324.8857 | 0.01612 | 324.81 | 0.01 | 324.8857 | 0.00194 | 324.8857 | 0.0339 | 422.2659 | -0.00059888 | 324.8857 | 0.98703 | 324.8857 | 0.010841
| 370.731 | 0.0057 | 324.963 | 0.01624 | 324.89 | 0 | 324.963 | 0.00841 | 324.963 | 0.03937 | 422.346 | 0.00073396 | 324.963 | 0.98283 | 324.963 | 0.010395
| 370.8098 | 0.0089 | 325.0403 | 0.01593 | 324.96 | 0 | 325.0403 | 0.00246 | 325.0403 | 0.0344 | 422.4261 | 1.701e-05 | 325.0403 | 0.98328 | 325.0403 | 0.012555
| 370.9675 | 0.00675 | 325.1176 | 0.01613 | 325.04 | 0.01 | 325.1176 | 0.0075 | 325.1176 | 0.03674 | 422.5063 | 0.00027951 | 325.1176 | 0.9883 | 325.1176 | 0.013957
| 371.0464 | 0.0012 | 325.1949 | 0.01564 | 325.12 | 0 | 325.1949 | 0.0016 | 325.1949 | 0.0309 | 422.5864 | -5.3926e-05 | 325.1949 | 0.97597 | 325.1949 | 0.010798
| 371.1252 | 0.00216 | 325.2722 | 0.01591 | 325.19 | 0 | 325.2722 | 0.00746 | 325.2722 | 0.03828 | 422.6665 | 4.1038e-05 | 325.2722 | 0.99452 | 325.2722 | 0.013956
| 371.2041 | 0.00451 | 325.3495 | 0.01559 | 325.27 | 0.01 | 325.3495 | 0.000266 | 325.3495 | 0.03147 | 422.7467 | -0.00078946 | 325.3495 | 0.9916 | 325.3495 | 0.012877
| 371.283 | 0.00337 | 325.4268 | 0.01592 | 325.35 | 0.01 | 325.4268 | 0.00967 | 325.4268 | 0.036 | 422.8268 | 0.00076979 | 325.4268 | 0.98374 | 325.4268 | 0.010246
| 371.4407 | 0.00683 | 325.5041 | 0.01558 | 325.43 | 0 | 325.5041 | 0.00211 | 325.5041 | 0.02897 | 422.907 | -0.00017188 | 325.5041 | 0.99189 | 325.5041 | 0.012357
| 371.5196 | 0.00143 | 325.5814 | 0.01593 | 325.5 | 0.01 | 325.5814 | 0.00651 | 325.5814 | 0.0364 | 422.9871 | -0.00030581 | 325.5814 | 1 | 325.5815 | 0.014006
| 371.5985 | 0.01135 | 325.6587 | 0.01561 | 325.58 | 0 | 325.6587 | 0.00123 | 325.6587 | 0.03168 | 423.0672 | -0.00075214 | 325.6587 | 0.98316 | 325.6588 | 0.013424
| 371.7562 | 0.00221 | 325.7361 | 0.01555 | 325.66 | 0 | 325.7361 | 0.00577 | 325.7361 | 0.03373 | 423.1474 | 0.00041693 | 325.7361 | 0.98052 | 325.7361 | 0.014102
| 371.914 | 0.00779 | 325.8134 | 0.01528 | 325.74 | 0 | 325.8134 | 0.000242 | 325.8134 | 0.02891 | 423.2275 | 6.8397e-05 | 325.8134 | 0.98217 | 325.8134 | 0.015288
| 371.9929 | 0.00229 | 325.8907 | 0.01551 | 325.81 | 0 | 325.8907 | 0.00764 | 325.8907 | 0.03308 | 423.3076 | 0.00021399 | 325.8907 | 0.97436 | 325.8907 | 0.015961
| 372.0718 | 0.01032 | 325.968 | 0.01524 | 325.89 | 0 | 325.968 | -0.000244 | 325.968 | 0.02699 | 423.3878 | -0.00014148 | 325.968 | 0.97114 | 325.968 | 0.01534
| 372.1507 | 0.00551 | 326.0454 | 0.01537 | 325.97 | 0 | 326.0454 | 0.00745 | 326.0454 | 0.03142 | 423.468 | 8.6621e-05 | 326.0454 | 0.98526 | 326.0453 | 0.018404
| 372.2296 | 0.00682 | 326.1227 | 0.01513 | 326.05 | 0.01 | 326.1227 | 0.000117 | 326.1227 | 0.02301 | 423.5481 | -0.0009405 | 326.1227 | 0.99008 | 326.1227 | 0.018632
| 372.3084 | 0.00471 | 326.2 | 0.01538 | 326.12 | 0 | 326.2 | 0.00842 | 326.2 | 0.03404 | 423.6283 | 0.00065892 | 326.2 | 0.98898 | 326.2 | 0.018246
| 372.3874 | 0.002 | 326.2774 | 0.01487 | 326.2 | 0.01 | 326.2774 | 0.00247 | 326.2774 | 0.02755 | 423.7084 | -0.0010788 | 326.2774 | 0.97815 | 326.2774 | 0.019167
| 372.4663 | 0.01734 | 326.3547 | 0.01518 | 326.28 | 0 | 326.3547 | 0.00681 | 326.3547 | 0.03204 | 423.7886 | 0.00040868 | 326.3547 | 0.98222 | 326.3547 | 0.020165
| 372.5452 | 0.0074 | 326.4321 | 0.01504 | 326.35 | 0 | 326.4321 | 0.000641 | 326.4321 | 0.02234 | 423.8687 | -0.00082258 | 326.4321 | 0.96291 | 326.432 | 0.018158
| 372.703 | 0.00375 | 326.5094 | 0.01535 | 326.43 | 0 | 326.5094 | 0.00681 | 326.5094 | 0.03262 | 423.9489 | 0.0001675 | 326.5094 | 0.97059 | 326.5094 | 0.021984
| 372.7819 | 0.00122 | 326.5867 | 0.01499 | 326.51 | 0 | 326.5867 | 0.00112 | 326.5867 | 0.02673 | 424.0291 | -0.00051343 | 326.5867 | 0.9672 | 326.5867 | 0.019312
| 372.8608 | 0.00745 | 326.6641 | 0.01512 | 326.59 | 0 | 326.6641 | 0.00707 | 326.6641 | 0.03044 | 424.1092 | 0.00050116 | 326.6641 | 0.95216 | 326.6641 | 0.020943
| 372.9397 | 0.00179 | 326.7414 | 0.01482 | 326.66 | 0 | 326.7414 | -0.00104 | 326.7414 | 0.02437 | 424.1894 | -0.00084106 | 326.7414 | 0.95407 | 326.7415 | 0.020814
| 373.0186 | 0.00403 | 326.8188 | 0.01514 | 326.74 | 0 | 326.8188 | 0.00733 | 326.8188 | 0.02929 | 424.2696 | 0.00046286 | 326.8188 | 0.95382 | 326.8188 | 0.02277
| 373.0975 | 0.00168 | 326.8962 | 0.01502 | 326.82 | 0 | 326.8962 | 0.000231 | 326.8962 | 0.02288 | 424.3497 | -8.2343e-05 | 326.8962 | 0.94741 | 326.8962 | 0.021986
| 373.1765 | 0.00195 | 326.9735 | 0.01524 | 326.9 | 0 | 326.9735 | 0.00745 | 326.9735 | 0.02937 | 424.4299 | 5.9376e-05 | 326.9735 | 0.93279 | 326.9735 | 0.022581
| 373.3343 | 0.00328 | 327.0509 | 0.01496 | 326.97 | 0 | 327.0509 | -0.000685 | 327.0509 | 0.02162 | 424.5101 | -0.00066488 | 327.0509 | 0.92903 | 327.0509 | 0.021093
| 373.4132 | 0.0029 | 327.1283 | 0.0154 | 327.05 | 0 | 327.1283 | 0.00686 | 327.1283 | 0.02917 | 424.5902 | 0.00064005 | 327.1283 | 0.95007 | 327.1283 | 0.026918
| 373.4922 | 0.00507 | 327.2056 | 0.01494 | 327.13 | 0 | 327.2056 | -0.00016 | 327.2056 | 0.01878 | 424.6704 | -0.00023391 | 327.2056 | 0.93491 | 327.2057 | 0.025432
| 373.6501 | 0.0057 | 327.283 | 0.01524 | 327.21 | 0 | 327.283 | 0.00572 | 327.283 | 0.03006 | 424.7506 | 0.00018207 | 327.283 | 0.92868 | 327.283 | 0.026024
| 373.729 | 0.00322 | 327.3604 | 0.01488 | 327.28 | 0.01 | 327.3604 | 0.000836 | 327.3604 | 0.02039 | 424.8307 | -0.00076101 | 327.3604 | 0.92632 | 327.3604 | 0.029731
| 373.8869 | 0.00252 | 327.4378 | 0.015 | 327.36 | 0.01 | 327.4378 | 0.00771 | 327.4378 | 0.02716 | 424.9109 | 0.00014819 | 327.4378 | 0.92721 | 327.4378 | 0.029742
| 373.9658 | 0.00343 | 327.5152 | 0.01441 | 327.44 | 0 | 327.5152 | -0.00235 | 327.5152 | 0.02325 | 424.9911 | -0.00017847 | 327.5152 | 0.90837 | 327.5152 | 0.028407
| 374.0448 | 0.00573 | 327.5926 | 0.01468 | 327.52 | 0 | 327.5926 | 0.00769 | 327.5926 | 0.02729 | 425.0713 | 0.00023926 | 327.5926 | 0.90809 | 327.5926 | 0.032845
| 374.1237 | 0.00408 | 327.6699 | 0.01446 | 327.59 | 0.01 | 327.6699 | -0.000502 | 327.6699 | 0.01996 | 425.1515 | -0.0006373 | 327.6699 | 0.88898 | 327.67 | 0.028332
| 374.2027 | 0.00339 | 327.7473 | 0.01477 | 327.67 | 0.01 | 327.7473 | 0.0062 | 327.7473 | 0.02649 | 425.2317 | 0.00096437 | 327.7473 | 0.90739 | 327.7473 | 0.03368
| 374.2816 | 0.00297 | 327.8247 | 0.01447 | 327.75 | 0.01 | 327.8247 | -0.000785 | 327.8247 | 0.02088 | 425.3119 | -0.0006948 | 327.8247 | 0.8823 | 327.8247 | 0.03189
| 374.4395 | 0.01197 | 327.9021 | 0.01469 | 327.82 | 0 | 327.9021 | 0.00816 | 327.9021 | 0.02757 | 425.3921 | 0.00041936 | 327.9021 | 0.87794 | 327.9021 | 0.03524
| 374.5185 | 0.00132 | 327.9795 | 0.01429 | 327.9 | 0 | 327.9795 | 0.000326 | 327.9795 | 0.01776 | 425.4722 | -0.00073605 | 327.9795 | 0.85964 | 327.9795 | 0.031047
| 374.5975 | 0.00336 | 328.0569 | 0.0147 | 327.98 | 0 | 328.0569 | 0.00809 | 328.0569 | 0.02737 | 425.5524 | 0.0008549 | 328.0569 | 0.86511 | 328.0569 | 0.039853
| 374.6764 | 0.01097 | 328.1343 | 0.01441 | 328.06 | 0.01 | 328.1343 | -0.000401 | 328.1343 | 0.01925 | 425.6326 | -0.00049642 | 328.1343 | 0.85698 | 328.1343 | 0.036638
| 374.7554 | 0.00669 | 328.2118 | 0.01473 | 328.13 | 0 | 328.2118 | 0.00676 | 328.2118 | 0.02442 | 425.7128 | -7.1489e-05 | 328.2118 | 0.85729 | 328.2118 | 0.041088
| 374.8344 | 0.00175 | 328.2892 | 0.0143 | 328.21 | 0.01 | 328.2892 | -0.000603 | 328.2892 | 0.01853 | 425.793 | -0.00016637 | 328.2892 | 0.83596 | 328.2892 | 0.038125
| 374.9133 | 0.00135 | 328.3666 | 0.01431 | 328.29 | 0 | 328.3666 | 0.007 | 328.3666 | 0.02269 | 425.8732 | 0.00082307 | 328.3666 | 0.8195 | 328.3666 | 0.038166
| 374.9923 | 0.00851 | 328.444 | 0.0139 | 328.37 | 0 | 328.444 | -0.000592 | 328.444 | 0.01705 | 425.9534 | 0.00010809 | 328.444 | 0.8151 | 328.444 | 0.036546
| 375.0713 | 0.01085 | 328.5214 | 0.01421 | 328.44 | 0 | 328.5214 | 0.00674 | 328.5214 | 0.02099 | 426.0336 | -0.00028913 | 328.5214 | 0.82298 | 328.5214 | 0.044594
| 375.1503 | 0.00118 | 328.5989 | 0.01391 | 328.52 | 0.01 | 328.5989 | -0.00102 | 328.5989 | 0.01802 | 426.1138 | -0.00027685 | 328.5989 | 0.80081 | 328.5989 | 0.044504
| 375.2292 | 0.00122 | 328.6763 | 0.01395 | 328.6 | 0 | 328.6763 | 0.00877 | 328.6763 | 0.0257 | 426.194 | 0.00046547 | 328.6763 | 0.805 | 328.6763 | 0.046558
| 375.3082 | 0.00585 | 328.7537 | 0.0137 | 328.68 | 0 | 328.7537 | -2.98e-05 | 328.7537 | 0.01819 | 426.2742 | 0.00030166 | 328.7537 | 0.79229 | 328.7537 | 0.045686
| 375.3872 | 0.00632 | 328.8312 | 0.01359 | 328.75 | 0.01 | 328.8312 | 0.00698 | 328.8312 | 0.02288 | 426.3544 | 0.00037959 | 328.8312 | 0.79173 | 328.8311 | 0.050553
| 375.4662 | 0.00545 | 328.9086 | 0.01367 | 328.83 | 0 | 328.9086 | -6.54e-05 | 328.9086 | 0.01502 | 426.4346 | -0.00087469 | 328.9086 | 0.76947 | 328.9086 | 0.046867
| 375.5452 | 0.00761 | 328.986 | 0.01345 | 328.91 | 0 | 328.986 | 0.00636 | 328.986 | 0.02457 | 426.5148 | -9.3756e-05 | 328.986 | 0.77116 | 328.9861 | 0.052683
| 375.6242 | 0.00344 | 329.0635 | 0.01332 | 328.99 | 0 | 329.0635 | 0.000616 | 329.0635 | 0.01677 | 426.5951 | -0.00023848 | 329.0635 | 0.7593 | 329.0635 | 0.052443
| 375.7032 | 0.01347 | 329.1409 | 0.01336 | 329.06 | 0 | 329.1409 | 0.00758 | 329.1409 | 0.02196 | 426.6753 | 0.00039994 | 329.1409 | 0.7603 | 329.1409 | 0.055446
| 375.7822 | 0.00503 | 329.2184 | 0.01332 | 329.14 | 0 | 329.2184 | -0.00232 | 329.2184 | 0.01176 | 426.7555 | -0.00066667 | 329.2184 | 0.73468 | 329.2184 | 0.05229
| 375.8612 | 0.00451 | 329.2958 | 0.01323 | 329.22 | 0 | 329.2958 | 0.0068 | 329.2958 | 0.0234 | 426.8357 | 0.00019149 | 329.2958 | 0.73917 | 329.2958 | 0.057371
| 375.9402 | 0.00206 | 329.3733 | 0.0132 | 329.3 | 0 | 329.3733 | -0.00223 | 329.3733 | 0.01692 | 426.9159 | -0.00040955 | 329.3733 | 0.72281 | 329.3733 | 0.058437
| 376.0192 | 0.01918 | 329.4508 | 0.0133 | 329.37 | 0 | 329.4508 | 0.00822 | 329.4508 | 0.02215 | 426.9961 | 0.00070009 | 329.4508 | 0.71772 | 329.4507 | 0.06002
| 376.0982 | 0.00302 | 329.5282 | 0.01318 | 329.45 | 0 | 329.5282 | -0.000793 | 329.5282 | 0.01416 | 427.0764 | -0.00055095 | 329.5282 | 0.70228 | 329.5282 | 0.061142
| 376.2562 | 0.00395 | 329.6057 | 0.01307 | 329.53 | 0 | 329.6057 | 0.00821 | 329.6057 | 0.02118 | 427.1566 | -0.00036027 | 329.6057 | 0.70396 | 329.6057 | 0.065579
| 376.3352 | 0.00052115 | 329.6831 | 0.01305 | 329.61 | 0 | 329.6831 | 0.001 | 329.6831 | 0.0133 | 427.2368 | -0.0002433 | 329.6831 | 0.69096 | 329.6831 | 0.064555
| 376.4142 | 0.00085724 | 329.7606 | 0.01299 | 329.68 | 0 | 329.7606 | -0.000748 | 329.7606 | 0.01252 | 427.317 | 0.00030552 | 329.7606 | 0.6554 | 329.7606 | 0.066216
| 376.4933 | 0.00539 | 329.8381 | 0.01307 | 329.76 | 0 | 329.8381 | 0.00558 | 329.8381 | 0.02163 | 427.3972 | 0.0013571 | 329.8381 | 0.67793 | 329.8381 | 0.07251
| 376.5723 | 0.00097867 | 329.9156 | 0.01308 | 329.84 | 0.01 | 329.9156 | -0.000934 | 329.9156 | 0.01628 | 427.4775 | -0.00024678 | 329.9156 | 0.65744 | 329.9156 | 0.070963
| 376.6513 | 0.00455 | 329.993 | 0.01284 | 329.92 | 0 | 329.993 | 0.00425 | 329.993 | 0.01708 | 427.5577 | -0.00051255 | 329.993 | 0.65335 | 329.993 | 0.07643
| 376.7303 | 0.0041 | 330.0705 | 0.01282 | 329.99 | 0 | 330.0705 | -0.00109 | 330.0705 | 0.01406 | 427.6379 | 0.0011247 | 330.0705 | 0.63252 | 330.0705 | 0.074859
| 376.8094 | 0.00562 | 330.148 | 0.01285 | 330.07 | 0 | 330.148 | 0.00734 | 330.148 | 0.02089 | 427.7182 | -0.00031237 | 330.148 | 0.62633 | 330.148 | 0.081132
| 376.8884 | 0.00729 | 330.2255 | 0.01284 | 330.15 | 0 | 330.2255 | -0.000814 | 330.2255 | 0.01257 | 427.7984 | 0.00066382 | 330.2255 | 0.61855 | 330.2255 | 0.081383
| 376.9674 | 0.00861 | 330.303 | 0.01282 | 330.23 | 0 | 330.303 | 0.00661 | 330.303 | 0.02033 | 427.8786 | -0.00023716 | 330.303 | 0.6081 | 330.303 | 0.083447
| 377.0465 | 0.00456 | 330.3805 | 0.01285 | 330.3 | 0 | 330.3805 | -0.00102 | 330.3805 | 0.01342 | 427.9589 | -0.00012776 | 330.3805 | 0.60135 | 330.3805 | 0.084729
| 377.1255 | 0.0045 | 330.458 | 0.01285 | 330.38 | 0 | 330.458 | 0.00643 | 330.458 | 0.01842 | 428.0391 | -0.0001631 | 330.458 | 0.58611 | 330.458 | 0.088226
| 377.2045 | 0.0041 | 330.5355 | 0.01295 | 330.46 | 0 | 330.5355 | -0.00138 | 330.5355 | 0.01042 | 428.1194 | 0.00090671 | 330.5355 | 0.59078 | 330.5355 | 0.090087
| 377.2836 | 0.01008 | 330.613 | 0.01306 | 330.54 | 0 | 330.613 | 0.00586 | 330.613 | 0.0186 | 428.1996 | 0.00012316 | 330.613 | 0.57432 | 330.613 | 0.090948
| 377.4417 | 0.00241 | 330.6905 | 0.01306 | 330.61 | 0.01 | 330.6905 | -0.00189 | 330.6905 | 0.01285 | 428.2798 | 0.00082893 | 330.6905 | 0.56396 | 330.6905 | 0.095715
| 377.5207 | 0.00692 | 330.768 | 0.01338 | 330.69 | 0 | 330.768 | 0.004 | 330.768 | 0.0165 | 428.3601 | 0.00071562 | 330.768 | 0.56274 | 330.768 | 0.096573
| 377.5998 | 0.00675 | 330.8455 | 0.01287 | 330.77 | 0 | 330.8455 | 0.000179 | 330.8455 | 0.01041 | 428.4403 | -0.00033385 | 330.8455 | 0.5521 | 330.8455 | 0.10021
| 377.7579 | 0.00361 | 330.923 | 0.01315 | 330.85 | 0 | 330.923 | 0.00693 | 330.923 | 0.01763 | 428.5206 | 0.00015323 | 330.923 | 0.54571 | 330.923 | 0.10694
| 377.8369 | 0.0047 | 331.0005 | 0.01287 | 330.92 | 0.01 | 331.0005 | -0.00115 | 331.0005 | 0.01135 | 428.6008 | -0.00050015 | 331.0005 | 0.52018 | 331.0005 | 0.10264
| 377.916 | 0.00626 | 331.0781 | 0.01318 | 331 | 0 | 331.0781 | 0.00546 | 331.0781 | 0.01621 | 428.6811 | 0.00051357 | 331.0781 | 0.52838 | 331.0781 | 0.10951
| 377.9951 | 0.00643 | 331.1556 | 0.01286 | 331.08 | 0 | 331.1556 | 0.000594 | 331.1556 | 0.01339 | 428.7614 | -0.00027368 | 331.1556 | 0.51754 | 331.1556 | 0.10796
| 378.0741 | 0.00152 | 331.2331 | 0.01306 | 331.16 | 0 | 331.2331 | 0.00673 | 331.2331 | 0.01556 | 428.8416 | 0.0002996 | 331.2331 | 0.51785 | 331.2331 | 0.114
| 378.1532 | 0.00216 | 331.3106 | 0.01283 | 331.23 | 0.01 | 331.3106 | -0.00195 | 331.3106 | 0.01132 | 428.9218 | 0.00013821 | 331.3106 | 0.46028 | 331.3106 | 0.10677
| 378.2322 | 0.00295 | 331.3882 | 0.01322 | 331.31 | 0 | 331.3882 | 0.00469 | 331.3882 | 0.01612 | 429.0021 | -9.3137e-05 | 331.3882 | 0.50311 | 331.3882 | 0.12147
| 378.3904 | 0.00554 | 331.4657 | 0.01297 | 331.39 | 0 | 331.4657 | -0.00118 | 331.4657 | 0.00779 | 429.0824 | -0.00023005 | 331.4657 | 0.49045 | 331.4657 | 0.12043
| 378.4694 | 0.00335 | 331.5432 | 0.01325 | 331.47 | 0 | 331.5432 | 0.00485 | 331.5432 | 0.01543 | 429.1626 | -0.00073323 | 331.5432 | 0.47912 | 331.5432 | 0.12731
| 378.5485 | 0.00909 | 331.6208 | 0.013 | 331.54 | 0 | 331.6208 | 6.7e-05 | 331.6208 | 0.0101 | 429.2429 | -0.00020339 | 331.6208 | 0.45764 | 331.6208 | 0.12688
| 378.6276 | 0.00357 | 331.6983 | 0.01331 | 331.62 | 0 | 331.6983 | 0.00579 | 331.6983 | 0.01654 | 429.3232 | -0.00064255 | 331.6983 | 0.46698 | 331.6983 | 0.13461
| 378.7067 | 0.0021 | 331.7759 | 0.01288 | 331.7 | 0.01 | 331.7759 | -0.000776 | 331.7759 | 0.01051 | 429.4034 | 0.00039766 | 331.7759 | 0.45664 | 331.7758 | 0.13444
| 378.7858 | 0.00443 | 331.8534 | 0.0132 | 331.78 | 0 | 331.8534 | 0.0034 | 331.8534 | 0.01682 | 429.4837 | -0.00034732 | 331.8534 | 0.45674 | 331.8534 | 0.13962
| 378.8649 | 0.00198 | 331.931 | 0.01297 | 331.85 | 0 | 331.931 | -0.000113 | 331.931 | 0.01023 | 429.5639 | 0.00057454 | 331.931 | 0.4394 | 331.931 | 0.14335
| 378.9439 | 0.00371 | 332.0085 | 0.01326 | 331.93 | 0 | 332.0085 | 0.00585 | 332.0085 | 0.01341 | 429.6442 | 7.0135e-05 | 332.0085 | 0.44349 | 332.0085 | 0.15139
| 379.023 | 0.00645 | 332.0861 | 0.01305 | 332.01 | 0.01 | 332.0861 | -0.000639 | 332.0861 | 0.00934 | 429.7245 | 0.0012055 | 332.0861 | 0.42333 | 332.0861 | 0.14714
| 379.1021 | 0.00878 | 332.1636 | 0.01328 | 332.09 | 0 | 332.1636 | 0.00454 | 332.1636 | 0.01459 | 429.8047 | -0.00057869 | 332.1636 | 0.42917 | 332.1636 | 0.15737
| 379.2603 | 0.00255 | 332.2412 | 0.01309 | 332.16 | 0 | 332.2412 | -0.00119 | 332.2412 | 0.00864 | 429.885 | -0.00010419 | 332.2412 | 0.41928 | 332.2412 | 0.16119
| 379.4185 | 0.00651 | 332.3188 | 0.01337 | 332.24 | 0.01 | 332.3188 | 0.00523 | 332.3188 | 0.01588 | 429.9653 | -0.0002555 | 332.3188 | 0.41722 | 332.3188 | 0.16389
| 379.4976 | 0.01125 | 332.3963 | 0.013 | 332.32 | 0 | 332.3963 | -0.00225 | 332.3963 | 0.01032 | 430.0456 | -0.00016141 | 332.3963 | 0.40357 | 332.3963 | 0.16477
| 379.6558 | 0.00774 | 332.4739 | 0.0131 | 332.4 | 0 | 332.4739 | 0.00473 | 332.4739 | 0.01513 | 430.1259 | -0.0001441 | 332.4739 | 0.40138 | 332.4739 | 0.16938
| 379.735 | 0.00872 | 332.5515 | 0.0131 | 332.47 | 0.01 | 332.5515 | -0.00192 | 332.5515 | 0.00699 | 430.2061 | 0.00080661 | 332.5515 | 0.39134 | 332.5515 | 0.17352
| 379.8141 | 0.00277 | 332.6291 | 0.01335 | 332.55 | 0.01 | 332.6291 | 0.00511 | 332.6291 | 0.01382 | 430.2864 | -0.0010522 | 332.6291 | 0.39147 | 332.6291 | 0.1784
| 379.8932 | 0.00304 | 332.7066 | 0.01304 | 332.63 | 0 | 332.7066 | -0.00106 | 332.7066 | 0.00776 | 430.3667 | -8.6467e-05 | 332.7066 | 0.38251 | 332.7066 | 0.18498
| 380.0514 | 0.00344 | 332.7842 | 0.01336 | 332.71 | 0 | 332.7842 | 0.00496 | 332.7842 | 0.01431 | 430.447 | -0.00051318 | 332.7842 | 0.37943 | 332.7842 | 0.18781
| 380.1305 | 0.00916 | 332.8618 | 0.01331 | 332.78 | 0 | 332.8618 | -0.00174 | 332.8618 | 0.0086 | 430.5273 | 0.00049774 | 332.8618 | 0.36601 | 332.8618 | 0.18883
| 380.2097 | 0.00918 | 332.9394 | 0.01344 | 332.86 | 0 | 332.9394 | 0.00649 | 332.9394 | 0.01311 | 430.6076 | -8.0883e-05 | 332.9394 | 0.35282 | 332.9394 | 0.1918
| 380.2888 | 0.0043 | 333.017 | 0.01315 | 332.94 | 0 | 333.017 | 9.42e-05 | 333.017 | 0.00795 | 430.6878 | 0.00043457 | 333.017 | 0.35738 | 333.017 | 0.20167
| 380.3679 | 0.00033173 | 333.0946 | 0.01336 | 333.02 | 0 | 333.0946 | 0.00421 | 333.0946 | 0.01299 | 430.7681 | -0.00048062 | 333.0946 | 0.35448 | 333.0946 | 0.20287
| 380.447 | 0.00342 | 333.1722 | 0.01323 | 333.09 | 0 | 333.1722 | -0.00123 | 333.1722 | 0.00695 | 430.8484 | -0.00075518 | 333.1722 | 0.34079 | 333.1722 | 0.20926
| 380.5261 | 0.0056 | 333.2498 | 0.01342 | 333.17 | 0 | 333.2498 | 0.0037 | 333.2498 | 0.01307 | 430.9287 | 8.5961e-05 | 333.2498 | 0.34935 | 333.2498 | 0.21445
| 380.6053 | 0.00844 | 333.3274 | 0.01311 | 333.25 | 0 | 333.3274 | -0.00137 | 333.3274 | 0.00764 | 431.009 | 0.00025358 | 333.3274 | 0.32891 | 333.3274 | 0.21953
| 380.7636 | 0.00582 | 333.405 | 0.01326 | 333.33 | 0.01 | 333.405 | 0.00532 | 333.405 | 0.01349 | 431.0893 | 0.00024448 | 333.405 | 0.32775 | 333.405 | 0.22308
| 380.9218 | 0.00278 | 333.4826 | 0.01318 | 333.4 | 0 | 333.4826 | -0.000238 | 333.4826 | 0.0081 | 431.1696 | -0.00052613 | 333.4826 | 0.31911 | 333.4826 | 0.22832
| 381.001 | 0.00657 | 333.5602 | 0.01347 | 333.48 | 0.01 | 333.5602 | 0.00455 | 333.5602 | 0.01372 | 431.2499 | 0.00075333 | 333.5602 | 0.32227 | 333.5602 | 0.23528
| 381.0801 | 0.00585 | 333.6378 | 0.01327 | 333.56 | 0.01 | 333.6378 | -0.00108 | 333.6378 | 0.00807 | 431.3302 | -0.00044127 | 333.6378 | 0.31051 | 333.6378 | 0.23978
| 381.1593 | 0.00479 | 333.7155 | 0.01345 | 333.64 | 0 | 333.7155 | 0.00598 | 333.7155 | 0.0128 | 431.4105 | -0.00035019 | 333.7155 | 0.31275 | 333.7155 | 0.24975
| 381.2384 | 0.00064245 | 333.7931 | 0.01335 | 333.72 | 0.01 | 333.7931 | -0.000731 | 333.7931 | 0.00667 | 431.4908 | -0.00058988 | 333.7931 | 0.3 | 333.7931 | 0.24909
| 381.3176 | 0.0011 | 333.8707 | 0.01369 | 333.79 | 0 | 333.8707 | 0.0043 | 333.8707 | 0.01231 | 431.5711 | 0.00052196 | 333.8707 | 0.29997 | 333.8707 | 0.25728
| 381.3968 | 0.01181 | 333.9483 | 0.01337 | 333.87 | 0 | 333.9483 | -0.00055 | 333.9483 | 0.00822 | 431.6514 | -0.00027497 | 333.9483 | 0.28969 | 333.9483 | 0.26418
| 381.4759 | 0.00177 | 334.026 | 0.01361 | 333.95 | 0 | 334.026 | 0.00663 | 334.026 | 0.01196 | 431.7317 | 0.00098322 | 334.026 | 0.28593 | 334.026 | 0.26917
| 381.555 | 0.00199 | 334.1036 | 0.01349 | 334.03 | 0.01 | 334.1036 | -0.00128 | 334.1036 | 0.00864 | 431.812 | 6.8027e-05 | 334.1036 | 0.28393 | 334.1036 | 0.27108
| 381.6342 | 0.00478 | 334.1812 | 0.01378 | 334.1 | 0 | 334.1812 | 0.00573 | 334.1812 | 0.01543 | 431.8924 | -0.00037203 | 334.1812 | 0.28217 | 334.1812 | 0.27966
| 381.7134 | 0.00648 | 334.2589 | 0.01352 | 334.18 | 0.01 | 334.2589 | -9.27e-05 | 334.2589 | 0.00492 | 431.9727 | -0.00023314 | 334.2589 | 0.27377 | 334.2589 | 0.28586
| 381.7926 | 0.00011196 | 334.3365 | 0.01371 | 334.26 | 0 | 334.3365 | 0.00531 | 334.3365 | 0.01124 | 432.053 | -0.00037362 | 334.3365 | 0.27595 | 334.3365 | 0.29624
| 381.9509 | 0.00338 | 334.4142 | 0.01369 | 334.34 | 0 | 334.4142 | -0.000392 | 334.4142 | 0.0059 | 432.1333 | 0.00024993 | 334.4142 | 0.26183 | 334.4142 | 0.30263
| 382.0301 | 0.00941 | 334.4918 | 0.01378 | 334.41 | 0.01 | 334.4918 | 0.00301 | 334.4918 | 0.01155 | 432.2136 | -0.00067722 | 334.4918 | 0.26735 | 334.4918 | 0.30924
| 382.1092 | 0.00434 | 334.5695 | 0.01352 | 334.49 | 0.01 | 334.5695 | -0.00168 | 334.5695 | 0.00598 | 432.2939 | -0.00071581 | 334.5695 | 0.25869 | 334.5695 | 0.31556
| 382.1884 | 0.00512 | 334.6471 | 0.01372 | 334.57 | 0 | 334.6471 | 0.00584 | 334.6471 | 0.01178 | 432.3742 | 0.00031936 | 334.6471 | 0.25733 | 334.6471 | 0.32551
| 382.3468 | 0.00887 | 334.7248 | 0.01358 | 334.65 | 0 | 334.7248 | -0.00222 | 334.7248 | 0.00607 | 432.4546 | -0.00013472 | 334.7248 | 0.25179 | 334.7248 | 0.33037
| 382.426 | 0.00713 | 334.8024 | 0.01365 | 334.72 | 0.01 | 334.8024 | 0.00498 | 334.8024 | 0.01111 | 432.5349 | 0.00018588 | 334.8024 | 0.24975 | 334.8024 | 0.33437
| 382.5843 | 0.00095715 | 334.8801 | 0.01346 | 334.8 | 0.01 | 334.8801 | -0.00128 | 334.8801 | 0.00519 | 432.6152 | -3.6887e-05 | 334.8801 | 0.24023 | 334.8801 | 0.34303
| 382.9011 | 0.00356 | 334.9577 | 0.01367 | 334.88 | 0 | 334.9577 | 0.00567 | 334.9577 | 0.01049 | 432.6955 | 0.00088205 | 334.9577 | 0.24687 | 334.9577 | 0.34972
| 382.9803 | 0.00586 | 335.0354 | 0.01336 | 334.96 | 0.01 | 335.0354 | -0.00159 | 335.0354 | 0.00683 | 432.7759 | 0.00018695 | 335.0354 | 0.2419 | 335.0354 | 0.35949
| 383.0595 | 0.00225 | 335.1131 | 0.01339 | 335.04 | 0.01 | 335.1131 | 0.00477 | 335.1131 | 0.01135 | 432.8562 | 0.0011857 | 335.1131 | 0.23763 | 335.1131 | 0.36909
| 383.1387 | 0.00623 | 335.1907 | 0.01315 | 335.11 | 0.01 | 335.1907 | 0.000426 | 335.1907 | 0.00511 | 432.9365 | -0.0010431 | 335.1907 | 0.22377 | 335.1907 | 0.37038
| 383.2179 | 0.00095645 | 335.2684 | 0.01331 | 335.19 | 0 | 335.2684 | 0.00372 | 335.2684 | 0.01002 | 433.0168 | 0.00054916 | 335.2684 | 0.22667 | 335.2684 | 0.37767
| 383.2971 | 0.00225 | 335.3461 | 0.01316 | 335.27 | 0.01 | 335.3461 | -0.000182 | 335.3461 | 0.00707 | 433.0972 | 0.00031564 | 335.3461 | 0.22312 | 335.3461 | 0.38756
| 383.3763 | 0.00057552 | 335.4238 | 0.01323 | 335.35 | 0.01 | 335.4238 | 0.00511 | 335.4238 | 0.01117 | 433.1775 | 4.4953e-05 | 335.4238 | 0.21209 | 335.4238 | 0.39156
| 383.4556 | 0.00174 | 335.5015 | 0.01286 | 335.42 | 0 | 335.5015 | -0.000124 | 335.5015 | 0.00589 | 433.2578 | -0.0007457 | 335.5015 | 0.21639 | 335.5015 | 0.40343
| 383.614 | 0.00118 | 335.5792 | 0.01295 | 335.5 | 0 | 335.5792 | 0.00473 | 335.5792 | 0.01094 | 433.3382 | 0.00015082 | 335.5792 | 0.21472 | 335.5792 | 0.41311
| 383.7724 | 0.00508 | 335.6568 | 0.01278 | 335.58 | 0.01 | 335.6568 | -0.00194 | 335.6568 | 0.00431 | 433.4185 | -0.00044891 | 335.6568 | 0.20984 | 335.6568 | 0.4204
| 383.9309 | 0.00967 | 335.7345 | 0.01283 | 335.66 | 0.01 | 335.7345 | 0.00415 | 335.7345 | 0.00998 | 433.4989 | 0.00096537 | 335.7345 | 0.20884 | 335.7345 | 0.42788
| 384.0101 | 0.00153 | 335.8122 | 0.01251 | 335.73 | 0.01 | 335.8122 | -0.000817 | 335.8122 | 0.0042 | 433.5792 | -0.0003128 | 335.8122 | 0.17917 | 335.8122 | 0.43058
| 384.327 | 0.00011578 | 335.8899 | 0.01279 | 335.81 | 0 | 335.8899 | 0.00453 | 335.8899 | 0.01049 | 433.6595 | 2.9442e-05 | 335.8899 | 0.1986 | 335.8899 | 0.4467
| 384.4855 | 0.00708 | 335.9676 | 0.01241 | 335.89 | 0.01 | 335.9676 | -0.00101 | 335.9676 | 0.00635 | 433.7399 | -0.00092674 | 335.9676 | 0.18691 | 335.9676 | 0.45041
| 384.5648 | 0.00771 | 336.0453 | 0.01247 | 335.97 | 0 | 336.0453 | 0.00328 | 336.0453 | 0.00969 | 433.8203 | 0.0010639 | 336.0453 | 0.19901 | 336.0453 | 0.46273
| 384.7232 | 0.00383 | 336.123 | 0.01217 | 336.05 | 0.01 | 336.123 | -0.00206 | 336.123 | 0.00418 | 433.9006 | -0.00042724 | 336.123 | 0.19149 | 336.123 | 0.47381
| 384.8025 | 0.00608 | 336.2008 | 0.01246 | 336.12 | 0 | 336.2008 | 0.00583 | 336.2008 | 0.00906 | 433.9809 | 0.00059428 | 336.2008 | 0.19188 | 336.2007 | 0.48187
| 384.8817 | 0.00126 | 336.2785 | 0.01239 | 336.2 | 0.01 | 336.2785 | -0.00256 | 336.2785 | 0.00488 | 434.0613 | -2.4227e-05 | 336.2785 | 0.18794 | 336.2785 | 0.49055
| 385.1988 | 0.0084 | 336.3562 | 0.01253 | 336.28 | 0.01 | 336.3562 | 0.00279 | 336.3562 | 0.00855 | 434.1416 | 0.0014864 | 336.3562 | 0.18622 | 336.3562 | 0.50124
| 385.278 | 0.00221 | 336.4339 | 0.01203 | 336.36 | 0.01 | 336.4339 | -0.00104 | 336.4339 | 0.00356 | 434.222 | 0.00045755 | 336.4339 | 0.18411 | 336.4339 | 0.50955
| 385.3573 | 0.00424 | 336.5116 | 0.01216 | 336.43 | 0.01 | 336.5116 | 0.00462 | 336.5116 | 0.01077 | 434.3023 | -2.0996e-05 | 336.5116 | 0.18296 | 336.5116 | 0.51724
| 385.4366 | 0.00121 | 336.5893 | 0.01196 | 336.51 | 0.01 | 336.5893 | -0.00158 | 336.5893 | 0.00514 | 434.3827 | -0.00083409 | 336.5893 | 0.17039 | 336.5894 | 0.52952
| 385.5158 | 0.00169 | 336.6671 | 0.01211 | 336.59 | 0 | 336.6671 | 0.00435 | 336.6671 | 0.0085 | 434.463 | 0.00010333 | 336.6671 | 0.17248 | 336.6671 | 0.53676
| 385.8329 | 0.00778 | 336.7448 | 0.01186 | 336.67 | 0 | 336.7448 | -0.00111 | 336.7448 | 0.00412 | 434.5434 | -0.00036342 | 336.7448 | 0.16194 | 336.7448 | 0.54101
| 386.0708 | 0.00037994 | 336.8225 | 0.01205 | 336.74 | 0 | 336.8225 | 0.00461 | 336.8225 | 0.00895 | 434.6238 | -0.00012059 | 336.8225 | 0.17114 | 336.8225 | 0.55288
| 386.2293 | 0.00303 | 336.9003 | 0.01191 | 336.82 | 0 | 336.9003 | -0.0014 | 336.9003 | 0.00381 | 434.7041 | -0.00021131 | 336.9003 | 0.16383 | 336.9003 | 0.56688
| 386.3086 | 0.00333 | 336.978 | 0.01216 | 336.9 | 0 | 336.978 | 0.00386 | 336.978 | 0.00756 | 434.7845 | 4.4e-05 | 336.978 | 0.1657 | 336.978 | 0.57387
| 386.3879 | 0.00218 | 337.0557 | 0.01202 | 336.98 | 0.01 | 337.0557 | -0.00113 | 337.0557 | 0.00295 | 434.8649 | -0.00060204 | 337.0557 | 0.16094 | 337.0558 | 0.58721
| 386.4672 | 0.00264 | 337.1335 | 0.01225 | 337.06 | 0 | 337.1335 | 0.00609 | 337.1335 | 0.00941 | 434.9452 | 0.00023814 | 337.1335 | 0.16059 | 337.1335 | 0.59924
| 386.5465 | 0.00845 | 337.2112 | 0.01191 | 337.13 | 0.01 | 337.2112 | -0.000837 | 337.2112 | 0.00402 | 435.0256 | -0.00032058 | 337.2112 | 0.15592 | 337.2112 | 0.60796
| 386.6258 | 0.00114 | 337.289 | 0.01211 | 337.21 | 0.01 | 337.289 | 0.00413 | 337.289 | 0.00898 | 435.106 | 0.00056576 | 337.289 | 0.15967 | 337.289 | 0.61475
| 386.7051 | 0.01041 | 337.3667 | 0.01185 | 337.29 | 0 | 337.3667 | -0.00168 | 337.3667 | 0.0019 | 435.1863 | -0.00058491 | 337.3667 | 0.14514 | 337.3667 | 0.62408
| 386.8637 | 0.00721 | 337.4445 | 0.01205 | 337.37 | 0 | 337.4445 | 0.00353 | 337.4445 | 0.00952 | 435.2667 | 1.9509e-05 | 337.4445 | 0.15317 | 337.4445 | 0.64085
| 386.943 | 0.00578 | 337.5222 | 0.01195 | 337.44 | 0 | 337.5222 | -0.000488 | 337.5222 | 0.00539 | 435.3471 | -0.0010043 | 337.5222 | 0.1454 | 337.5222 | 0.64997
| 387.3396 | 0.00051517 | 337.6 | 0.01228 | 337.52 | 0 | 337.6 | 0.00526 | 337.6 | 0.00929 | 435.4275 | 0.0011574 | 337.6 | 0.1495 | 337.6 | 0.6573
| 387.4982 | 0.00013917 | 337.6778 | 0.0121 | 337.6 | 0.01 | 337.6778 | -0.00179 | 337.6778 | 0.00382 | 435.5078 | -0.00076517 | 337.6778 | 0.13776 | 337.6778 | 0.67154
| 387.5775 | 0.00346 | 337.7555 | 0.01235 | 337.68 | 0 | 337.7555 | 0.00394 | 337.7555 | 0.00849 | 435.5882 | 0.00091264 | 337.7555 | 0.14003 | 337.7556 | 0.68438
| 387.7362 | 0.01157 | 337.8333 | 0.01215 | 337.76 | 0 | 337.8333 | -0.0013 | 337.8333 | 0.00427 | 435.6686 | -0.00079683 | 337.8333 | 0.13521 | 337.8333 | 0.69449
| 387.8948 | 0.00481 | 337.9111 | 0.01236 | 337.83 | 0 | 337.9111 | 0.00419 | 337.9111 | 0.00697 | 435.749 | -6.1405e-05 | 337.9111 | 0.13904 | 337.9111 | 0.7065
| 388.0535 | 0.00589 | 337.9889 | 0.01218 | 337.91 | 0 | 337.9889 | -0.00152 | 337.9889 | 0.00193 | 435.8293 | 0.00034892 | 337.9889 | 0.13544 | 337.9889 | 0.71335
| 388.2122 | 0.00242 | 338.0666 | 0.01228 | 337.99 | 0.01 | 338.0666 | 0.00423 | 338.0666 | 0.00734 | 435.9097 | 0.00056297 | 338.0666 | 0.14009 | 338.0666 | 0.72001
| 388.2915 | 0.0038 | 338.1444 | 0.01184 | 338.07 | 0.01 | 338.1444 | -0.000731 | 338.1444 | 0.00286 | 435.9901 | 0.00023727 | 338.1444 | 0.1338 | 338.1444 | 0.73416
| 388.4502 | 0.00164 | 338.2222 | 0.01219 | 338.14 | 0 | 338.2222 | 0.00369 | 338.2222 | 0.00881 | 436.0705 | 3.0823e-05 | 338.2222 | 0.13316 | 338.2222 | 0.7468
| 388.5296 | 0.00337 | 338.3 | 0.01193 | 338.22 | 0.01 | 338.3 | -0.00178 | 338.3 | 0.00336 | 436.1509 | -0.0010669 | 338.3 | 0.12831 | 338.3 | 0.75721
| 388.6089 | 0.00466 | 338.3778 | 0.01232 | 338.3 | 0 | 338.3778 | 0.0051 | 338.3778 | 0.00737 | 436.2313 | 0.00086622 | 338.3778 | 0.13176 | 338.3778 | 0.76884
| 388.6883 | 0.003 | 338.4556 | 0.01224 | 338.38 | 0.01 | 338.4556 | 0.00027 | 338.4556 | 0.00356 | 436.3116 | -0.0005971 | 338.4556 | 0.12123 | 338.4556 | 0.77977
| 388.9263 | 0.00726 | 338.5334 | 0.0123 | 338.46 | 0 | 338.5334 | 0.00467 | 338.5334 | 0.00778 | 436.3921 | 0.00025453 | 338.5334 | 0.12335 | 338.5334 | 0.79594
| 389.0057 | 0.00183 | 338.6112 | 0.01203 | 338.53 | 0.01 | 338.6112 | -0.00179 | 338.6112 | 0.0027 | 436.4724 | -0.00020528 | 338.6112 | 0.11633 | 338.6111 | 0.80174
| 389.0851 | 0.00615 | 338.6889 | 0.01232 | 338.61 | 0 | 338.6889 | 0.0042 | 338.6889 | 0.00858 | 436.5528 | 0.00051639 | 338.6889 | 0.12379 | 338.689 | 0.81406
| 389.1644 | 0.00197 | 338.7668 | 0.01208 | 338.69 | 0.01 | 338.7668 | -0.002 | 338.7668 | 0.00265 | 436.6332 | 0.00072174 | 338.7668 | 0.11567 | 338.7668 | 0.81389
| 389.2438 | 0.00107 | 338.8446 | 0.01235 | 338.77 | 0 | 338.8446 | 0.00349 | 338.8446 | 0.00629 | 436.7136 | 0.00088768 | 338.8446 | 0.11872 | 338.8446 | 0.83594
| 389.3231 | 0.00842 | 338.9224 | 0.01206 | 338.84 | 0.01 | 338.9224 | 0.000384 | 338.9224 | 0.00252 | 436.794 | -0.00045335 | 338.9224 | 0.11404 | 338.9224 | 0.8403
| 389.4819 | 0.00075772 | 339.0002 | 0.01226 | 338.92 | 0 | 339.0002 | 0.00352 | 339.0002 | 0.00781 | 436.8744 | 0.00039396 | 339.0002 | 0.11614 | 339.0002 | 0.85531
| 389.5613 | 0.00149 | 339.078 | 0.0121 | 339 | 0 | 339.078 | -0.00229 | 339.078 | 0.00251 | 436.9548 | -0.00099216 | 339.078 | 0.10972 | 339.078 | 0.85845
| 389.6407 | 0.0019 | 339.1558 | 0.01252 | 339.08 | 0 | 339.1558 | 0.0037 | 339.1558 | 0.00766 | 437.0352 | 0.0011376 | 339.1558 | 0.11751 | 339.1558 | 0.87299
| 389.7994 | 0.00381 | 339.2336 | 0.01233 | 339.16 | 0.01 | 339.2336 | -0.00276 | 339.2336 | 0.0012 | 437.1156 | -0.00074369 | 339.2336 | 0.09759 | 339.2336 | 0.8746
| 390.0376 | 0.00108 | 339.3114 | 0.01268 | 339.23 | 0 | 339.3114 | 0.00451 | 339.3114 | 0.00699 | 437.196 | 0.00072368 | 339.3114 | 0.10711 | 339.3115 | 0.8867
| 390.1169 | 0.00323 | 339.3893 | 0.01242 | 339.31 | 0 | 339.3893 | -0.000664 | 339.3893 | 0.00276 | 437.2764 | 0.00041364 | 339.3893 | 0.08858 | 339.3893 | 0.88673
| 390.3551 | 0.00175 | 339.4671 | 0.01256 | 339.39 | 0 | 339.4671 | 0.00359 | 339.4671 | 0.00768 | 437.3568 | 0.00012172 | 339.4671 | 0.10493 | 339.4671 | 0.89295
| 390.4345 | 0.00078623 | 339.5449 | 0.01226 | 339.47 | 0 | 339.5449 | -0.00144 | 339.5449 | 0.00115 | 437.4373 | -9.5244e-05 | 339.5449 | 0.09837 | 339.545 | 0.90385
| 390.5933 | 0.0016 | 339.6228 | 0.01251 | 339.54 | 0 | 339.6228 | 0.00448 | 339.6228 | 0.00751 | 437.5177 | 0.00014481 | 339.6228 | 0.10051 | 339.6228 | 0.90872
| 390.8315 | 0.00090657 | 339.7006 | 0.01221 | 339.62 | 0 | 339.7006 | -0.00228 | 339.7006 | 0.00263 | 437.5981 | -7.1752e-05 | 339.7006 | 0.09804 | 339.7006 | 0.92194
| 390.911 | 0.00287 | 339.7785 | 0.01225 | 339.7 | 0 | 339.7785 | 0.00514 | 339.7785 | 0.00672 | 437.6785 | 0.00054254 | 339.7785 | 0.10001 | 339.7784 | 0.93458
| 390.9904 | 0.00274 | 339.8563 | 0.01221 | 339.78 | 0.01 | 339.8563 | -0.0013 | 339.8563 | 0.00368 | 437.7589 | -0.00043859 | 339.8563 | 0.09279 | 339.8563 | 0.93504
| 391.1492 | 0.00732 | 339.9341 | 0.01236 | 339.86 | 0 | 339.9341 | 0.00472 | 339.9341 | 0.00733 | 437.8393 | 0.00024955 | 339.9341 | 0.0972 | 339.9341 | 0.93899
| 391.308 | 0.00742 | 340.012 | 0.0122 | 339.93 | 0 | 340.012 | -0.00173 | 340.012 | 0.00289 | 437.9197 | -0.00061639 | 340.012 | 0.09423 | 340.012 | 0.94946
| 391.3875 | 0.00546 | 340.0898 | 0.01264 | 340.01 | 0 | 340.0898 | 0.00558 | 340.0898 | 0.00772 | 438.0002 | 0.00015038 | 340.0898 | 0.09005 | 340.0898 | 0.94782
| 391.4669 | 8.4174e-05 | 340.1677 | 0.01221 | 340.09 | 0.01 | 340.1677 | -0.00196 | 340.1677 | 0.0031 | 438.0806 | -0.00030041 | 340.1677 | 0.08569 | 340.1677 | 0.9536
| 391.6257 | 0.00034995 | 340.2455 | 0.01246 | 340.17 | 0 | 340.2455 | 0.00471 | 340.2455 | 0.00627 | 438.161 | 0.00073671 | 340.2455 | 0.09 | 340.2455 | 0.96354
| 391.7052 | 0.00278 | 340.3234 | 0.0121 | 340.25 | 0 | 340.3234 | -0.00382 | 340.3234 | 0.00088163 | 438.2414 | 0.00019566 | 340.3234 | 0.08591 | 340.3234 | 0.96825
| 391.864 | 0.00127 | 340.4013 | 0.01221 | 340.32 | 0.01 | 340.4013 | 0.00182 | 340.4013 | 0.00644 | 438.3218 | 0.00069726 | 340.4013 | 0.08829 | 340.4012 | 0.96786
| 392.0229 | 0.00621 | 340.4791 | 0.01219 | 340.4 | 0.01 | 340.4791 | -0.00206 | 340.4791 | 0.00056211 | 438.4023 | -0.0005841 | 340.4791 | 0.07349 | 340.4791 | 0.97032
| 392.1023 | 0.00836 | 340.557 | 0.01254 | 340.48 | 0 | 340.557 | 0.00349 | 340.557 | 0.00467 | 438.4827 | -0.0002594 | 340.557 | 0.08801 | 340.557 | 0.97594
| 392.4201 | 0.0016 | 340.6349 | 0.01223 | 340.56 | 0.01 | 340.6349 | -0.00113 | 340.6349 | 0.00047132 | 438.5631 | -0.00055629 | 340.6349 | 0.08049 | 340.6349 | 0.9792
| 392.4996 | 0.0018 | 340.7127 | 0.01254 | 340.63 | 0 | 340.7127 | 0.00386 | 340.7127 | 0.00619 | 438.6436 | 0.00047505 | 340.7127 | 0.08448 | 340.7127 | 0.98091
| 392.7379 | 0.00222 | 340.7906 | 0.01219 | 340.71 | 0 | 340.7906 | -0.00438 | 340.7906 | 0.00015015 | 438.724 | 3.1809e-07 | 340.7906 | 0.07862 | 340.7906 | 0.98358
| 393.0558 | 0.00301 | 340.8685 | 0.01256 | 340.79 | 0 | 340.8685 | 0.00484 | 340.8685 | 0.0064 | 438.8044 | -5.8042e-05 | 340.8685 | 0.08113 | 340.8685 | 0.9857
| 393.2942 | 0.00325 | 340.9464 | 0.01228 | 340.87 | 0 | 340.9464 | -0.0011 | 340.9464 | 0.00201 | 438.8849 | -0.0005834 | 340.9464 | 0.07531 | 340.9464 | 0.98851
| 393.3737 | 0.00294 | 341.0242 | 0.01258 | 340.95 | 0 | 341.0242 | 0.00471 | 341.0242 | 0.00666 | 438.9653 | 0.00066443 | 341.0242 | 0.07642 | 341.0243 | 0.99196
| 393.5326 | 0.0043 | 341.1021 | 0.01237 | 341.02 | 0.01 | 341.1021 | -0.00306 | 341.1021 | 0.00144 | 439.0457 | -0.00065267 | 341.1021 | 0.07461 | 341.1021 | 1
| 393.6121 | 0.00806 | 341.18 | 0.01262 | 341.1 | 0.01 | 341.18 | 0.00437 | 341.18 | 0.00483 | 439.1262 | -0.00030015 | 341.18 | 0.06338 | 341.18 | 0.98413
| 393.8505 | 0.00577 | 341.2579 | 0.01224 | 341.18 | 0 | 341.2579 | -0.00208 | 341.2579 | 0.00073209 | 439.2066 | -0.00013234 | 341.2579 | 0.07254 | 341.2579 | 0.98994
| 393.93 | 0.00156 | 341.3358 | 0.01256 | 341.26 | 0 | 341.3358 | 0.00282 | 341.3358 | 0.00826 | 439.287 | 0.00030598 | 341.3358 | 0.07488 | 341.3358 | 0.99104
| 394.0095 | 0.00022502 | 341.4137 | 0.0123 | 341.34 | 0 | 341.4137 | -0.000375 | 341.4137 | 0.00127 | 439.3675 | -0.00023092 | 341.4137 | 0.07216 | 341.4137 | 0.98442
| 394.3275 | 2.5698e-05 | 341.4916 | 0.01247 | 341.41 | 0 | 341.4916 | 0.00479 | 341.4916 | 0.00801 | 439.4479 | 0.0012269 | 341.4916 | 0.07041 | 341.4916 | 0.98021
| 394.407 | 0.00285 | 341.5695 | 0.01212 | 341.49 | 0.01 | 341.5695 | -0.00345 | 341.5695 | 0.00167 | 439.5284 | -0.0010222 | 341.5695 | 0.0733 | 341.5695 | 0.97766
| 394.4865 | 0.00303 | 341.6474 | 0.01258 | 341.57 | 0 | 341.6474 | 0.00443 | 341.6474 | 0.00656 | 439.6088 | -6.8202e-05 | 341.6474 | 0.07373 | 341.6474 | 0.97256
| 394.566 | 0.00302 | 341.7253 | 0.01248 | 341.65 | 0.01 | 341.7253 | -0.002 | 341.7253 | 0.0002745 | 439.6893 | -0.00051843 | 341.7253 | 0.0665 | 341.7253 | 0.96856
| 394.6455 | 0.00299 | 341.8032 | 0.01252 | 341.73 | 0 | 341.8032 | 0.00343 | 341.8032 | 0.0079 | 439.7697 | 0.00028422 | 341.8032 | 0.07082 | 341.8032 | 0.95244
| 394.8045 | 0.00681 | 341.8811 | 0.01242 | 341.8 | 0 | 341.8811 | -0.0027 | 341.8811 | 0.00026985 | 439.8502 | -0.00024378 | 341.8811 | 0.06513 | 341.8811 | 0.96138
| 394.884 | 0.00070148 | 341.9591 | 0.01276 | 341.88 | 0 | 341.9591 | 0.0033 | 341.9591 | 0.00714 | 439.9306 | 0.00013384 | 341.9591 | 0.06586 | 341.9591 | 0.95507
| 394.9635 | 0.0031 | 342.037 | 0.0125 | 341.96 | 0.01 | 342.037 | -0.00144 | 342.037 | 0.00013704 | 440.0111 | 1.1732e-05 | 342.037 | 0.06354 | 342.037 | 0.94932
| 395.043 | 0.00042617 | 342.1149 | 0.01278 | 342.04 | 0 | 342.1149 | 0.00424 | 342.1149 | 0.00721 | 440.0915 | 2.1344e-05 | 342.1149 | 0.07022 | 342.1149 | 0.95717
| 395.1226 | 0.0024 | 342.1928 | 0.01231 | 342.11 | 0 | 342.1928 | -0.00416 | 342.1928 | 0.00078916 | 440.172 | -0.000778 | 342.1928 | 0.06264 | 342.1928 | 0.94646
| 395.4406 | 0.00294 | 342.2708 | 0.01279 | 342.19 | 0 | 342.2708 | 0.00464 | 342.2708 | 0.00775 | 440.2524 | 0.0013604 | 342.2708 | 0.06456 | 342.2708 | 0.94246
| 395.5997 | 0.00261 | 342.3487 | 0.01251 | 342.27 | 0 | 342.3487 | -0.00312 | 342.3487 | 0.00056706 | 440.3329 | 7.0449e-05 | 342.3487 | 0.06099 | 342.3487 | 0.93127
| 395.7588 | 0.00193 | 342.4266 | 0.0128 | 342.35 | 0 | 342.4266 | 0.00367 | 342.4266 | 0.00535 | 440.4134 | 0.00010124 | 342.4266 | 0.06225 | 342.4266 | 0.92008
| 395.8383 | 0.00395 | 342.5046 | 0.01238 | 342.43 | 0 | 342.5046 | -0.00373 | 342.5046 | 1.9974e-05 | 440.4938 | 0.00038953 | 342.5046 | 0.05509 | 342.5045 | 0.9115
| 395.9974 | 0.00087635 | 342.5825 | 0.01263 | 342.5 | 0 | 342.5825 | 0.00398 | 342.5825 | 0.00979 | 440.5743 | 0.00061104 | 342.5825 | 0.06566 | 342.5825 | 0.90027
| 396.0769 | 0.00275 | 342.6604 | 0.01239 | 342.58 | 0.01 | 342.6604 | -0.00156 | 342.6604 | 0.00161 | 440.6548 | -0.00051745 | 342.6604 | 0.05495 | 342.6604 | 0.88711
| 396.236 | 0.0097 | 342.7384 | 0.01276 | 342.66 | 0 | 342.7384 | 0.00556 | 342.7384 | 0.00505 | 440.7352 | -8.1052e-05 | 342.7384 | 0.0577 | 342.7384 | 0.88317
| 396.3951 | 0.00843 | 342.8163 | 0.0125 | 342.74 | 0 | 342.8163 | -0.00322 | 342.8163 | 0.00136 | 440.8157 | -0.00046728 | 342.8163 | 0.04699 | 342.8163 | 0.87718
| 396.4746 | 0.00599 | 342.8943 | 0.01284 | 342.82 | 0 | 342.8943 | 0.00328 | 342.8943 | 0.0048 | 440.8961 | 0.001253 | 342.8943 | 0.06238 | 342.8943 | 0.87033
| 396.5542 | 0.00512 | 342.9722 | 0.01253 | 342.89 | 0 | 342.9722 | -0.00359 | 342.9722 | 0.00184 | 440.9766 | 0.00023035 | 342.9722 | 0.04344 | 342.9722 | 0.86113
| 396.7133 | 0.00094348 | 343.0502 | 0.0125 | 342.97 | 0 | 343.0502 | 0.00435 | 343.0502 | 0.00679 | 441.0571 | 7.6938e-06 | 343.0502 | 0.05851 | 343.0502 | 0.85253
| 396.8724 | 0.00087498 | 343.1281 | 0.01216 | 343.05 | 0 | 343.1281 | -0.00189 | 343.1281 | 0.00348 | 441.1375 | 9.437e-05 | 343.1281 | 0.0483 | 343.1281 | 0.83839
| 396.952 | 0.00114 | 343.2061 | 0.01252 | 343.13 | 0 | 343.2061 | 0.00462 | 343.2061 | 0.00614 | 441.218 | 0.0005037 | 343.2061 | 0.05164 | 343.2061 | 0.82742
| 397.1111 | 0.00736 | 343.2841 | 0.01226 | 343.21 | 0 | 343.2841 | -0.00118 | 343.2841 | 0.00041949 | 441.2985 | 7.355e-05 | 343.2841 | 0.04576 | 343.2841 | 0.81299
| 397.1907 | 0.00937 | 343.362 | 0.01255 | 343.28 | 0 | 343.362 | 0.0052 | 343.362 | 0.00485 | 441.379 | 0.00033572 | 343.362 | 0.0502 | 343.362 | 0.80826
| 397.3498 | 0.00583 | 343.44 | 0.0123 | 343.36 | 0 | 343.44 | -0.00146 | 343.44 | 0.00201 | 441.4594 | 0.00041545 | 343.44 | 0.0464 | 343.44 | 0.79429
| 397.509 | 0.0024 | 343.518 | 0.01241 | 343.44 | 0 | 343.518 | 0.0066 | 343.518 | 0.00631 | 441.5399 | 0.0016359 | 343.518 | 0.0397 | 343.518 | 0.77656
| 397.5885 | 0.00115 | 343.5959 | 0.01202 | 343.52 | 0 | 343.5959 | -0.00428 | 343.5959 | 6.0191e-05 | 441.6204 | -0.00032966 | 343.5959 | 0.05053 | 343.5959 | 0.76916
| 397.8273 | 0.00339 | 343.6739 | 0.01232 | 343.6 | 0 | 343.6739 | 0.00464 | 343.6739 | 0.00679 | 441.7009 | -9.6874e-05 | 343.6739 | 0.05107 | 343.6739 | 0.75853
| 397.9864 | 0.00323 | 343.7519 | 0.01192 | 343.67 | 0 | 343.7519 | -0.00195 | 343.7519 | 0.00233 | 441.7814 | -6.1176e-05 | 343.7519 | 0.04572 | 343.7519 | 0.74613
| 398.066 | 0.00033628 | 343.8299 | 0.01211 | 343.75 | 0 | 343.8299 | 0.00398 | 343.8299 | 0.007 | 441.8618 | -0.00010725 | 343.8299 | 0.05345 | 343.8299 | 0.74092
| 398.1456 | 0.00178 | 343.9079 | 0.01191 | 343.83 | 0.01 | 343.9079 | -0.0044 | 343.9079 | 0.00187 | 441.9424 | -0.00083286 | 343.9079 | 0.04443 | 343.9079 | 0.72777
| 398.2252 | 0.00059793 | 343.9859 | 0.01207 | 343.91 | 0.01 | 343.9859 | 0.00541 | 343.9859 | 0.00558 | 442.0228 | -6.7716e-05 | 343.9859 | 0.04724 | 343.9859 | 0.71696
| 398.3844 | 0.00036326 | 344.0639 | 0.01178 | 343.99 | 0 | 344.0639 | -0.00349 | 344.0639 | 0.00171 | 442.1033 | -6.25e-05 | 344.0639 | 0.04231 | 344.0638 | 0.70234
| 398.464 | 0.00033192 | 344.1418 | 0.01213 | 344.06 | 0 | 344.1418 | 0.00292 | 344.1418 | 0.00539 | 442.1838 | -3.2923e-05 | 344.1418 | 0.04995 | 344.1418 | 0.68807
| 398.5436 | 0.00774 | 344.2198 | 0.01169 | 344.14 | 0 | 344.2198 | -0.00326 | 344.2198 | 0.00247 | 442.2643 | -0.00098817 | 344.2198 | 0.04003 | 344.2198 | 0.68052
| 398.6232 | 0.00080969 | 344.2978 | 0.01195 | 344.22 | 0 | 344.2978 | 0.00473 | 344.2978 | 0.00583 | 442.3448 | 0.00042339 | 344.2978 | 0.05495 | 344.2978 | 0.66866
| 398.7824 | 0.00077665 | 344.3758 | 0.01131 | 344.3 | 0 | 344.3758 | -0.00316 | 344.3758 | 0.00023311 | 442.4253 | -0.00076943 | 344.3758 | 0.03619 | 344.3758 | 0.65808
| 398.9416 | 0.00394 | 344.4538 | 0.01157 | 344.38 | 0 | 344.4538 | 0.00356 | 344.4538 | 0.00548 | 442.5058 | -0.00015423 | 344.4538 | 0.0408 | 344.4538 | 0.64539
| 399.1009 | 0.0041 | 344.5319 | 0.01122 | 344.45 | 0 | 344.5319 | -0.00254 | 344.5319 | 0.00027446 | 442.5863 | -0.00097519 | 344.5319 | 0.03827 | 344.5319 | 0.63225
| 399.2601 | 0.00192 | 344.6099 | 0.01134 | 344.53 | 0 | 344.6099 | 0.00489 | 344.6099 | 0.0048 | 442.6667 | -2.1875e-06 | 344.6099 | 0.04204 | 344.6099 | 0.62545
| 399.499 | 0.00351 | 344.6879 | 0.01108 | 344.61 | 0.01 | 344.6879 | -0.00228 | 344.6879 | 0.00146 | 442.7473 | 0.00083343 | 344.6879 | 0.04085 | 344.6879 | 0.61023
| 399.5786 | 0.00463 | 344.7659 | 0.01131 | 344.69 | 0 | 344.7659 | 0.00508 | 344.7659 | 0.00636 | 442.8278 | -0.00066511 | 344.7659 | 0.04463 | 344.7659 | 0.60302
| 399.7378 | 0.00101 | 344.8439 | 0.01086 | 344.77 | 0 | 344.8439 | -0.00128 | 344.8439 | 0.00225 | 442.9083 | -0.00076316 | 344.8439 | 0.03535 | 344.8439 | 0.58991
| 399.8971 | 0.00512 | 344.9219 | 0.01108 | 344.84 | 0 | 344.9219 | 0.00653 | 344.9219 | 0.00538 | 442.9888 | 0.00076494 | 344.9219 | 0.03121 | 344.9219 | 0.57176
| 400.0564 | 0.0058 | 344.9999 | 0.01085 | 344.92 | 0 | 344.9999 | -0.00553 | 344.9999 | 0.00162 | 443.0693 | -0.00080706 | 344.9999 | 0.00446 | 344.9999 | 0.54781
| 400.1361 | 0.00205 | 345.078 | 0.01099 | 345 | 0 | 345.078 | 0.00386 | 345.078 | 0.00636 | 443.1498 | 3.3926e-05 | 345.078 | 0.04022 | 345.078 | 0.55038
| 400.2157 | 0.00262 | 345.156 | 0.01086 | 345.08 | 0 | 345.156 | -0.00405 | 345.156 | 0.00317 | 443.2303 | 9.7635e-05 | 345.156 | 0.03415 | 345.156 | 0.5375
| 400.2953 | 0.00216 | 345.234 | 0.01094 | 345.16 | 0 | 345.234 | 0.0054 | 345.234 | 0.0044 | 443.3108 | -0.00028094 | 345.234 | 0.04378 | 345.234 | 0.52825
| 400.375 | 0.00531 | 345.3121 | 0.0104 | 345.23 | 0.01 | 345.3121 | -0.00131 | 345.3121 | 0.00030817 | 443.3913 | -0.00044385 | 345.3121 | 0.03299 | 345.3121 | 0.52005
| 400.4546 | 0.00434 | 345.3901 | 0.01064 | 345.31 | 0 | 345.3901 | 0.00405 | 345.3901 | 0.00533 | 443.4718 | -4.3186e-05 | 345.3901 | 0.03869 | 345.3901 | 0.5081
| 400.5343 | 0.00169 | 345.4681 | 0.01057 | 345.39 | 0 | 345.4681 | -0.00223 | 345.4681 | 0.00091856 | 443.5523 | -0.0003929 | 345.4681 | 0.03504 | 345.4681 | 0.5007
| 400.6139 | 0.00362 | 345.5462 | 0.01053 | 345.47 | 0 | 345.5462 | 0.0034 | 345.5462 | 0.00567 | 443.6328 | 0.00045057 | 345.5462 | 0.03781 | 345.5462 | 0.49116
| 400.6936 | 0.00497 | 345.6242 | 0.01023 | 345.55 | 0 | 345.6242 | -0.00433 | 345.6242 | 0.00215 | 443.7133 | 7.7982e-05 | 345.6242 | 0.0315 | 345.6242 | 0.47316
| 400.8529 | 0.00416 | 345.7023 | 0.01076 | 345.62 | 0 | 345.7023 | 0.00391 | 345.7023 | 0.00511 | 443.7939 | -0.00022254 | 345.7023 | 0.03895 | 345.7023 | 0.4701
| 400.9326 | 0.00568 | 345.7803 | 0.01048 | 345.7 | 0 | 345.7803 | -0.00316 | 345.7803 | 0.00317 | 443.8744 | -0.00045708 | 345.7803 | 0.02943 | 345.7803 | 0.45848
| 401.0122 | 0.00159 | 345.8584 | 0.01057 | 345.78 | 0 | 345.8584 | 0.00532 | 345.8584 | 0.00742 | 443.9549 | -1.4363e-05 | 345.8584 | 0.03561 | 345.8584 | 0.44506
| 401.0919 | 0.00077402 | 345.9364 | 0.01019 | 345.86 | 0 | 345.9364 | -0.00212 | 345.9364 | 0.00225 | 444.0354 | 0.0010572 | 345.9364 | 0.03505 | 345.9364 | 0.43425
| 401.3309 | 0.00721 | 346.0145 | 0.01057 | 345.94 | 0 | 346.0145 | 0.00429 | 346.0145 | 0.00671 | 444.1159 | 0.00053803 | 346.0145 | 0.03502 | 346.0145 | 0.42963
| 401.4105 | 0.00080751 | 346.0926 | 0.01038 | 346.01 | 0 | 346.0926 | -0.00394 | 346.0926 | 0.00135 | 444.1964 | -0.00079072 | 346.0926 | 0.02675 | 346.0926 | 0.4221
| 401.4902 | 0.00142 | 346.1706 | 0.01068 | 346.09 | 0 | 346.1706 | 0.004 | 346.1706 | 0.00604 | 444.277 | 0.00031507 | 346.1706 | 0.03536 | 346.1706 | 0.41129
| 401.9683 | 0.00807 | 346.2487 | 0.01039 | 346.17 | 0 | 346.2487 | -0.00322 | 346.2487 | 0.00379 | 444.3575 | 0.00012233 | 346.2487 | 0.03443 | 346.2487 | 0.39958
| 402.1277 | 0.00068494 | 346.3268 | 0.01116 | 346.25 | 0 | 346.3268 | 0.00265 | 346.3268 | 0.00338 | 444.438 | 6.5886e-05 | 346.3268 | 0.0333 | 346.3268 | 0.39263
| 402.2073 | 0.00616 | 346.4048 | 0.01107 | 346.33 | 0 | 346.4048 | -0.00432 | 346.4048 | 0.00145 | 444.5186 | -0.00022963 | 346.4048 | 0.02735 | 346.4048 | 0.38522
| 402.287 | 0.00511 | 346.4829 | 0.01159 | 346.4 | 0 | 346.4829 | 0.00345 | 346.4829 | 0.00343 | 444.5991 | 0.00041216 | 346.4829 | 0.02805 | 346.4829 | 0.37602
| 402.6058 | 0.00947 | 346.561 | 0.01146 | 346.48 | 0 | 346.561 | -0.00192 | 346.561 | 0.00183 | 444.6796 | -0.00043256 | 346.561 | 0.02702 | 346.561 | 0.36834
| 402.6855 | 0.00481 | 346.639 | 0.01163 | 346.56 | 0 | 346.639 | 0.00327 | 346.639 | 0.00611 | 444.7601 | 0.00058754 | 346.639 | 0.03325 | 346.639 | 0.36228
| 402.7652 | 0.00376 | 346.7171 | 0.01126 | 346.64 | 0 | 346.7171 | -0.00406 | 346.7171 | 0.00203 | 444.8407 | 0.00084003 | 346.7171 | 0.02534 | 346.7171 | 0.35238
| 402.9246 | 0.00293 | 346.7952 | 0.01161 | 346.72 | 0 | 346.7952 | 0.00507 | 346.7952 | 0.0057 | 444.9212 | -0.00056921 | 346.7952 | 0.0322 | 346.7952 | 0.34833
| 403.2435 | 0.00421 | 346.8733 | 0.01119 | 346.8 | 0 | 346.8733 | -0.00233 | 346.8733 | 0.00048278 | 445.0017 | -0.00036363 | 346.8733 | 0.02947 | 346.8733 | 0.33605
| 403.4029 | 0.00142 | 346.9514 | 0.01143 | 346.87 | 0 | 346.9514 | 0.00418 | 346.9514 | 0.00686 | 445.0823 | 0.00045527 | 346.9514 | 0.02274 | 346.9514 | 0.32465
| 403.4826 | 0.00305 | 347.0295 | 0.01127 | 346.95 | 0 | 347.0295 | -0.00358 | 347.0295 | 0.00051886 | 445.1628 | -0.00020636 | 347.0295 | 0.02726 | 347.0295 | 0.32633
| 403.6421 | 0.00168 | 347.1076 | 0.0115 | 347.03 | 0 | 347.1076 | 0.00391 | 347.1076 | 0.00464 | 445.2433 | 0.0010813 | 347.1076 | 0.02304 | 347.1076 | 0.31568
| 403.7218 | 0.00456 | 347.1857 | 0.01148 | 347.11 | 0 | 347.1857 | -0.00332 | 347.1857 | 0.0011 | 445.3239 | -0.00069796 | 347.1857 | 0.02277 | 347.1857 | 0.3071
| 403.8015 | 0.00199 | 347.2638 | 0.01219 | 347.19 | 0 | 347.2638 | 0.00486 | 347.2638 | 0.00667 | 445.4044 | 0.00049342 | 347.2638 | 0.02527 | 347.2638 | 0.3044
| 404.1204 | 0.00341 | 347.3419 | 0.01198 | 347.26 | 0 | 347.3419 | -0.00411 | 347.3419 | 0.00047005 | 445.485 | 0.00035251 | 347.3419 | 0.02264 | 347.3419 | 0.29478
| 404.2002 | 0.00379 | 347.42 | 0.01218 | 347.34 | 0 | 347.42 | 0.00477 | 347.42 | 0.00453 | 445.5655 | 0.00019968 | 347.42 | 0.03153 | 347.42 | 0.29207
| 404.5191 | 0.00143 | 347.4981 | 0.01197 | 347.42 | 0 | 347.4981 | -0.00305 | 347.4981 | 0.00229 | 445.6461 | -0.00065964 | 347.4981 | 0.01644 | 347.4981 | 0.28457
| 404.6786 | 0.00417 | 347.5762 | 0.01219 | 347.5 | 0 | 347.5762 | 0.00443 | 347.5762 | 0.00551 | 445.7266 | 0.00058291 | 347.5762 | 0.03295 | 347.5762 | 0.28282
| 404.7584 | 0.00526 | 347.6543 | 0.0118 | 347.58 | 0.01 | 347.6543 | -0.0052 | 347.6543 | 0.00288 | 445.8072 | -0.00020574 | 347.6543 | 0.02203 | 347.6543 | 0.275
| 404.8381 | 0.00381 | 347.7324 | 0.01192 | 347.65 | 0.01 | 347.7324 | 0.00615 | 347.7324 | 0.00481 | 445.8877 | -2.2907e-05 | 347.7324 | 0.02873 | 347.7325 | 0.26681
| 405.0774 | 0.00207 | 347.8106 | 0.01177 | 347.73 | 0 | 347.8106 | -0.00466 | 347.8106 | 0.00192 | 445.9682 | -0.00054981 | 347.8106 | 0.01323 | 347.8106 | 0.25763
| 405.1571 | 0.00125 | 347.8887 | 0.01205 | 347.81 | 0 | 347.8887 | 0.00294 | 347.8887 | 0.00595 | 446.0488 | -8.9681e-05 | 347.8887 | 0.02848 | 347.8887 | 0.25973
| 405.3166 | 0.00234 | 347.9668 | 0.01165 | 347.89 | 0 | 347.9668 | -0.00289 | 347.9668 | 0.00306 | 446.1293 | -0.00041549 | 347.9668 | 0.02055 | 347.9668 | 0.25103
| 405.3964 | 0.00031986 | 348.0449 | 0.01193 | 347.97 | 0 | 348.0449 | 0.00509 | 348.0449 | 0.00574 | 446.2099 | -0.00045756 | 348.0449 | 0.02319 | 348.045 | 0.24936
| 405.4762 | 0.00089809 | 348.1231 | 0.01168 | 348.04 | 0.01 | 348.1231 | -0.00238 | 348.1231 | 0.00019312 | 446.2905 | -0.00087676 | 348.1231 | 0.01518 | 348.1231 | 0.2444
| 405.556 | 0.0052 | 348.2012 | 0.01204 | 348.12 | 0 | 348.2012 | 0.00365 | 348.2012 | 0.00571 | 446.371 | 1.6675e-05 | 348.2012 | 0.02814 | 348.2012 | 0.24323
| 405.6357 | 0.00149 | 348.2793 | 0.01142 | 348.2 | 0.01 | 348.2793 | -0.00223 | 348.2793 | 0.00033406 | 446.4516 | -0.00026872 | 348.2793 | 0.01616 | 348.2793 | 0.23739
| 405.7155 | 0.00623 | 348.3575 | 0.0116 | 348.28 | 0 | 348.3575 | 0.0039 | 348.3575 | 0.0044 | 446.5321 | 0.00047889 | 348.3575 | 0.02514 | 348.3575 | 0.23591
| 405.875 | 0.00181 | 348.4356 | 0.01113 | 348.36 | 0 | 348.4356 | -0.00229 | 348.4356 | 0.00054331 | 446.6127 | -0.00022223 | 348.4356 | 0.02029 | 348.4356 | 0.22522
| 406.1941 | 0.00391 | 348.5138 | 0.01132 | 348.44 | 0 | 348.5138 | 0.00595 | 348.5138 | 0.00491 | 446.6932 | 0.00012154 | 348.5138 | 0.01817 | 348.5138 | 0.22213
| 406.5931 | 0.00414 | 348.5919 | 0.01106 | 348.51 | 0 | 348.5919 | -0.00239 | 348.5919 | 0.00142 | 446.7738 | -0.00043513 | 348.5919 | 0.01583 | 348.5919 | 0.21667
| 406.7527 | 0.00969 | 348.6701 | 0.01133 | 348.59 | 0 | 348.6701 | 0.0041 | 348.6701 | 0.00538 | 446.8544 | 0.0013124 | 348.6701 | 0.02381 | 348.6701 | 0.21895
| 406.8325 | 0.0038 | 348.7482 | 0.01133 | 348.67 | 0 | 348.7482 | -0.00452 | 348.7482 | 0.00342 | 446.9349 | 0.00066582 | 348.7482 | 0.01185 | 348.7482 | 0.20812
| 406.9123 | 0.00080209 | 348.8264 | 0.01136 | 348.75 | 0 | 348.8264 | 0.00346 | 348.8264 | 0.00378 | 447.0155 | -0.0005228 | 348.8264 | 0.00933 | 348.8264 | 0.20559
| 406.9921 | 0.00317 | 348.9045 | 0.01153 | 348.83 | 0 | 348.9045 | -0.00428 | 348.9045 | 0.00221 | 447.0961 | -0.00042922 | 348.9045 | 0.01805 | 348.9045 | 0.20571
| 407.0719 | 0.0037 | 348.9827 | 0.01157 | 348.9 | 0 | 348.9827 | 0.00461 | 348.9827 | 0.00612 | 447.1766 | 0.00018577 | 348.9827 | 0.02125 | 348.9827 | 0.20224
| 407.1517 | 0.00129 | 349.0609 | 0.01148 | 348.98 | 0 | 349.0609 | -0.00428 | 349.0609 | 0.00094899 | 447.2572 | -0.00014284 | 349.0609 | 0.02022 | 349.0609 | 0.19643
| 407.2315 | 0.00039003 | 349.139 | 0.01138 | 349.06 | 0 | 349.139 | 0.00439 | 349.139 | 0.0035 | 447.3378 | -0.00067773 | 349.139 | 0.02531 | 349.139 | 0.19978
| 407.4709 | 0.0012 | 349.2172 | 0.01134 | 349.14 | 0.01 | 349.2172 | -0.00279 | 349.2172 | 0.00084632 | 447.4184 | -0.00014161 | 349.2172 | 0.01692 | 349.2172 | 0.19334
| 407.5507 | 0.00392 | 349.2953 | 0.0115 | 349.22 | 0 | 349.2953 | 0.00393 | 349.2953 | 0.0049 | 447.4989 | -0.00027866 | 349.2953 | 0.01263 | 349.2953 | 0.18609
| 407.6306 | 0.00247 | 349.3735 | 0.01162 | 349.3 | 0 | 349.3735 | -0.00196 | 349.3735 | 0.00132 | 447.5795 | 3.7891e-05 | 349.3735 | 0.0156 | 349.3735 | 0.18481
| 407.7104 | 0.00022407 | 349.4517 | 0.01167 | 349.37 | 0 | 349.4517 | 0.00474 | 349.4517 | 0.00454 | 447.6601 | 0.0001707 | 349.4517 | 0.01926 | 349.4517 | 0.18426
| 407.7902 | 0.0003443 | 349.5299 | 0.01159 | 349.45 | 0 | 349.5299 | -0.00265 | 349.5299 | 3.8318e-05 | 447.7407 | -0.00035394 | 349.5299 | 0.01363 | 349.5299 | 0.18163
| 407.9498 | 0.00014729 | 349.6081 | 0.01189 | 349.53 | 0 | 349.6081 | 0.00393 | 349.6081 | 0.00413 | 447.8212 | 0.00057578 | 349.6081 | 0.0196 | 349.6081 | 0.18107
| 408.0296 | 0.00509 | 349.6862 | 0.01208 | 349.61 | 0 | 349.6862 | 0.00529 | 349.6862 | 0.00562 | 447.9018 | -3.959e-06 | 349.6862 | 0.02183 | 349.6862 | 0.17673
| 408.1893 | 0.00393 | 349.7644 | 0.01195 | 349.69 | 0 | 349.7644 | -0.00179 | 349.7644 | 0.00294 | 447.9824 | 0.0013122 | 349.7644 | 0.01374 | 349.7644 | 0.16973
| 408.2691 | 0.00192 | 349.8426 | 0.01218 | 349.76 | 0 | 349.8426 | 0.00369 | 349.8426 | 0.004 | 448.063 | -0.00055893 | 349.8426 | 0.01909 | 349.8426 | 0.16841
| 408.3489 | 0.00919 | 349.9208 | 0.01225 | 349.84 | 0 | 349.9208 | -0.00197 | 349.9208 | 0.00139 | 448.1436 | 0.00052127 | 349.9208 | 0.01356 | 349.9208 | 0.16651
| 408.5086 | 0.00045018 | 349.999 | 0.01217 | 349.92 | 0 | 349.999 | 0.00387 | 349.999 | 0.0046 | 448.2242 | -0.00086234 | 349.999 | 0.01791 | 349.999 | 0.16225
| 408.5884 | 0.00597 | 350.0772 | 0.0121 | 350 | 0 | 350.0772 | -0.00286 | 350.0772 | 0.0017 | 448.3047 | 0.0012877 | 350.0772 | 0.01597 | 350.0772 | 0.15941
| 408.6683 | 0.00328 | 350.1554 | 0.0119 | 350.08 | 0 | 350.1554 | 0.00412 | 350.1554 | 0.00426 | 448.3853 | -0.00070023 | 350.1554 | 0.01931 | 350.1554 | 0.15829
| 408.828 | 0.00083863 | 350.2336 | 0.01216 | 350.16 | 0 | 350.2336 | -0.00147 | 350.2336 | 0.00334 | 448.4659 | 0.00050745 | 350.2336 | 0.01089 | 350.2336 | 0.15583
| 408.9877 | 0.00498 | 350.3118 | 0.01212 | 350.23 | 0 | 350.3118 | 0.00206 | 350.3118 | 0.00515 | 448.5465 | -0.00017049 | 350.3118 | 0.02005 | 350.3118 | 0.15492
| 409.1474 | 0.00040117 | 350.39 | 0.01225 | 350.31 | 0 | 350.39 | -0.00393 | 350.39 | 0.00171 | 448.6271 | 4.9803e-05 | 350.39 | 0.0126 | 350.39 | 0.15156
| 409.2272 | 0.00229 | 350.4682 | 0.01219 | 350.39 | 0 | 350.4682 | 0.00348 | 350.4682 | 0.00305 | 448.7077 | -0.00010811 | 350.4682 | 0.01842 | 350.4682 | 0.15111
| 409.3071 | 0.00278 | 350.5464 | 0.01226 | 350.47 | 0 | 350.5464 | -0.00422 | 350.5464 | 0.00174 | 448.7883 | 0.0010776 | 350.5464 | 0.01241 | 350.5464 | 0.14756
| 409.4668 | 0.00123 | 350.6246 | 0.0125 | 350.55 | 0 | 350.6246 | 0.00323 | 350.6246 | 0.00429 | 448.8689 | -0.00017804 | 350.6246 | 0.01684 | 350.6246 | 0.14836
| 409.7064 | 0.00065234 | 350.7029 | 0.01219 | 350.62 | 0 | 350.7029 | -0.00242 | 350.7029 | 0.00134 | 448.9495 | 0.00036993 | 350.7029 | 0.01342 | 350.7029 | 0.14553
| 409.7862 | 0.00293 | 350.7811 | 0.01248 | 350.7 | 0 | 350.7811 | 0.00487 | 350.7811 | 0.0032 | 449.0301 | -0.00011243 | 350.7811 | 0.01404 | 350.7811 | 0.14212
| 409.8661 | 0.00694 | 350.8593 | 0.01203 | 350.78 | 0 | 350.8593 | -0.00232 | 350.8593 | 0.00288 | 449.1107 | 0.0002128 | 350.8593 | 0.01309 | 350.8593 | 0.14267
| 409.9459 | 0.00126 | 350.9375 | 0.01223 | 350.86 | 0 | 350.9375 | 0.00265 | 350.9375 | 0.0028 | 449.1913 | 0.0001807 | 350.9375 | 0.0188 | 350.9375 | 0.13485
| 410.1057 | 0.00302 | 351.0158 | 0.0119 | 350.94 | 0 | 351.0158 | -0.00192 | 351.0158 | 0.00216 | 449.2719 | -0.00020654 | 351.0158 | 0.01046 | 351.0158 | 0.13831
| 410.2654 | 0.00178 | 351.094 | 0.01209 | 351.02 | 0 | 351.094 | 0.00214 | 351.094 | 0.00375 | 449.3524 | 9.5867e-05 | 351.094 | 0.01664 | 351.094 | 0.13732
| 410.3453 | 0.00231 | 351.1722 | 0.01169 | 351.09 | 0 | 351.1722 | -0.00152 | 351.1722 | 0.00058424 | 449.4331 | 0.0010654 | 351.1722 | 0.01077 | 351.1722 | 0.13114
| 410.5051 | 0.0099 | 351.2505 | 0.01181 | 351.17 | 0 | 351.2505 | 0.00316 | 351.2505 | 0.00405 | 449.5137 | -0.00038367 | 351.2505 | 0.01882 | 351.2505 | 0.13186
| 410.5849 | 0.00481 | 351.3287 | 0.01145 | 351.25 | 0 | 351.3287 | -0.00429 | 351.3287 | 0.00131 | 449.5943 | -0.00011529 | 351.3287 | 0.00807 | 351.3287 | 0.12793
| 410.6648 | 0.00156 | 351.4069 | 0.01184 | 351.33 | 0 | 351.4069 | 0.00295 | 351.4069 | 0.00459 | 449.6749 | -0.00070536 | 351.4069 | 0.02039 | 351.407 | 0.12916
| 410.8246 | 0.00751 | 351.4852 | 0.01175 | 351.41 | 0 | 351.4852 | -0.00302 | 351.4852 | 0.00238 | 449.7555 | 0.00028675 | 351.4852 | 0.01022 | 351.4852 | 0.12567
| 411.1441 | 0.00611 | 351.5634 | 0.01188 | 351.49 | 0 | 351.5634 | 0.00403 | 351.5634 | 0.00478 | 449.8361 | -0.00056618 | 351.5634 | 0.01431 | 351.5634 | 0.12495
| 411.4638 | 0.0051 | 351.6417 | 0.01158 | 351.56 | 0 | 351.6417 | -0.00162 | 351.6417 | 0.00163 | 449.9167 | 0.00041252 | 351.6417 | 0.00842 | 351.6417 | 0.12022
| 411.5436 | 0.0007305 | 351.7199 | 0.01194 | 351.64 | 0 | 351.7199 | 0.00453 | 351.7199 | 0.00199 | 449.9973 | -0.00039806 | 351.7199 | 0.01421 | 351.7199 | 0.1227
| 411.6235 | 0.00151 | 351.7982 | 0.01146 | 351.72 | 0 | 351.7982 | -0.00227 | 351.7982 | 0.00079089 | 450.0779 | 0.00025594 | 351.7982 | 0.00773 | 351.7982 | 0.11901
| 411.7035 | 0.00208 | 351.8764 | 0.01167 | 351.8 | 0 | 351.8764 | 0.00376 | 351.8764 | 0.00369 | 450.1585 | -0.00033876 | 351.8764 | 0.01404 | 351.8764 | 0.11576
| 411.7834 | 0.00283 | 351.9547 | 0.01145 | 351.88 | 0 | 351.9547 | -0.00267 | 351.9547 | 0.0028 | 450.2392 | 0.00054525 | 351.9547 | 0.0081 | 351.9547 | 0.11241
| 411.8632 | 0.00103 | 352.033 | 0.01178 | 351.95 | 0 | 352.033 | 0.00352 | 352.033 | 0.00332 | 450.3198 | -0.00046781 | 352.033 | 0.01384 | 352.033 | 0.11347
| 411.9432 | 0.00295 | 352.1112 | 0.01174 | 352.03 | 0 | 352.1112 | -0.00353 | 352.1112 | 0.00119 | 450.4004 | 4.7465e-05 | 352.1112 | 0.00877 | 352.1112 | 0.11112
| 412.0231 | 5.8317e-05 | 352.1895 | 0.01187 | 352.11 | 0 | 352.1895 | 0.00281 | 352.1895 | 0.00373 | 450.481 | 0.00029024 | 352.1895 | 0.01165 | 352.1895 | 0.11345
| 412.103 | 0.00080034 | 352.2678 | 0.01179 | 352.19 | 0 | 352.2678 | -0.00122 | 352.2678 | 0.00148 | 450.5616 | 0.00043394 | 352.2678 | 0.00482 | 352.2678 | 0.10699
| 412.3427 | 0.00244 | 352.346 | 0.01198 | 352.27 | 0 | 352.346 | 0.00447 | 352.346 | 0.00469 | 450.6422 | -0.0001078 | 352.346 | 0.01429 | 352.346 | 0.10974
| 412.5026 | 0.00339 | 352.4243 | 0.01165 | 352.35 | 0 | 352.4243 | -0.00197 | 352.4243 | 0.00111 | 450.7229 | 0.00045613 | 352.4243 | 0.01106 | 352.4243 | 0.10652
| 412.7424 | 0.00401 | 352.5026 | 0.01183 | 352.42 | 0 | 352.5026 | 0.00405 | 352.5026 | 0.00304 | 450.8035 | -0.00075395 | 352.5026 | 0.01305 | 352.5026 | 0.10575
| 413.0621 | 0.0006663 | 352.5809 | 0.01142 | 352.5 | 0.01 | 352.5809 | -0.00363 | 352.5809 | 0.00218 | 450.8841 | 0.00031603 | 352.5809 | 0.00889 | 352.5809 | 0.10369
| 413.142 | 0.00631 | 352.6592 | 0.01179 | 352.58 | 0 | 352.6592 | 0.00295 | 352.6592 | 0.0036 | 450.9648 | -5.7406e-05 | 352.6592 | 0.01533 | 352.6591 | 0.10489
| 413.222 | 0.00452 | 352.7375 | 0.01165 | 352.66 | 0 | 352.7375 | -0.00343 | 352.7375 | 0.00031782 | 451.0454 | -6.6668e-05 | 352.7375 | 0.0089 | 352.7375 | 0.1004
| 413.3019 | 0.00213 | 352.8157 | 0.01199 | 352.74 | 0 | 352.8157 | 0.00219 | 352.8157 | 0.00544 | 451.126 | -0.00064584 | 352.8157 | 0.01366 | 352.8157 | 0.10318
| 413.3819 | 0.00068878 | 352.894 | 0.01173 | 352.82 | 0.01 | 352.894 | -0.0028 | 352.894 | 0.00155 | 451.2066 | 0.00012375 | 352.894 | 0.00658 | 352.894 | 0.099341
| 413.4618 | 0.00317 | 352.9723 | 0.01197 | 352.89 | 0 | 352.9723 | 0.00188 | 352.9723 | 0.00371 | 451.2873 | -0.00050672 | 352.9723 | 0.01434 | 352.9723 | 0.098524
| 413.5417 | 0.00015459 | 353.0506 | 0.01186 | 352.97 | 0 | 353.0506 | -0.00267 | 353.0506 | 0.00044605 | 451.3679 | -8.1944e-07 | 353.0506 | 0.00573 | 353.0506 | 0.096026
| 413.6217 | 0.00226 | 353.1289 | 0.01216 | 353.05 | 0 | 353.1289 | 0.00233 | 353.1289 | 0.00327 | 451.4485 | 0.00025629 | 353.1289 | 0.0175 | 353.1289 | 0.099256
| 413.7017 | 0.0003939 | 353.2072 | 0.01191 | 353.13 | 0.01 | 353.2072 | -0.00136 | 353.2072 | 0.00083192 | 451.5292 | 5.5511e-05 | 353.2072 | 0.00833 | 353.2072 | 0.09345
| 413.8615 | 0.00327 | 353.2855 | 0.01211 | 353.21 | 0 | 353.2855 | 0.0028 | 353.2855 | 0.00426 | 451.6098 | -3.0722e-05 | 353.2855 | 0.00878 | 353.2855 | 0.094609
| 413.9415 | 0.00274 | 353.3638 | 0.01185 | 353.29 | 0 | 353.3638 | -0.00258 | 353.3638 | 0.00154 | 451.6904 | -0.00055002 | 353.3638 | 0.00137 | 353.3638 | 0.089171
| 414.0215 | 0.00682 | 353.4421 | 0.012 | 353.36 | 0 | 353.4421 | 0.00392 | 353.4421 | 0.00221 | 451.7711 | 5.1362e-05 | 353.4421 | 0.01211 | 353.4421 | 0.090952
| 414.1014 | 0.00189 | 353.5204 | 0.01163 | 353.44 | 0 | 353.5204 | -0.000645 | 353.5204 | 0.000609 | 451.8517 | -0.00084666 | 353.5204 | 0.00654 | 353.5204 | 0.088537
| 414.2613 | 0.00569 | 353.5988 | 0.01178 | 353.52 | 0 | 353.5988 | 0.000551 | 353.5988 | 0.00463 | 451.9323 | 0.00021588 | 353.5988 | 0.01031 | 353.5988 | 0.088118
| 414.3413 | 0.02093 | 353.6771 | 0.01151 | 353.6 | 0 | 353.6771 | -0.0023 | 353.6771 | 0.00086054 | 452.013 | 0.00012486 | 353.6771 | 0.00871 | 353.6771 | 0.08623
| 414.4213 | 0.00295 | 353.7554 | 0.01187 | 353.68 | 0 | 353.7554 | 0.0017 | 353.7554 | 0.00435 | 452.0936 | 8.4776e-06 | 353.7554 | 0.00706 | 353.7554 | 0.084743
| 414.5012 | 0.00385 | 353.8337 | 0.01168 | 353.76 | 0 | 353.8337 | -0.00295 | 353.8337 | 0.00207 | 452.1743 | -0.00060106 | 353.8337 | -0.00024721 | 353.8337 | 0.080194
| 414.6612 | 0.00656 | 353.912 | 0.01187 | 353.83 | 0 | 353.912 | 0.00246 | 353.912 | 0.00298 | 452.2549 | 0.00040429 | 353.912 | 0.00536 | 353.912 | 0.083509
| 414.7411 | 0.00297 | 353.9904 | 0.01168 | 353.91 | 0 | 353.9904 | -0.0023 | 353.9904 | 0.0018 | 452.3356 | -9.227e-05 | 353.9904 | 0.0058 | 353.9904 | 0.083581
| 414.8211 | 0.00101 | 354.0687 | 0.01182 | 353.99 | 0 | 354.0687 | 0.00375 | 354.0687 | 0.00357 | 452.4162 | 0.00019749 | 354.0687 | 0.00661 | 354.0687 | 0.076037
| 414.9011 | 0.00429 | 354.147 | 0.01152 | 354.07 | 0 | 354.147 | -0.00232 | 354.147 | 0.00144 | 452.4969 | -0.00024037 | 354.147 | 0.00716 | 354.147 | 0.077562
| 414.981 | 0.00098076 | 354.2254 | 0.01169 | 354.15 | 0 | 354.2254 | 0.00292 | 354.2254 | 0.00255 | 452.5775 | 0.00017992 | 354.2254 | 0.00866 | 354.2254 | 0.077482
| 415.301 | 0.00333 | 354.3037 | 0.01135 | 354.23 | 0 | 354.3037 | -0.00118 | 354.3037 | 0.00091799 | 452.6582 | -0.00029523 | 354.3037 | 0.00443 | 354.3037 | 0.077744
| 415.4609 | 0.00061274 | 354.382 | 0.01183 | 354.3 | 0 | 354.382 | 0.00407 | 354.382 | 0.0031 | 452.7388 | 0.00016679 | 354.382 | 0.01053 | 354.382 | 0.076074
| 415.6209 | 0.00302 | 354.4604 | 0.01144 | 354.38 | 0 | 354.4604 | -0.000809 | 354.4604 | 0.00077946 | 452.8195 | -0.00057267 | 354.4604 | 0.00577 | 354.4604 | 0.078083
| 415.8609 | 0.0018 | 354.5387 | 0.0116 | 354.46 | 0 | 354.5387 | 0.00242 | 354.5387 | 0.00399 | 452.9001 | -0.00015439 | 354.5387 | 0.0138 | 354.5387 | 0.078963
| 416.0209 | 0.00493 | 354.6171 | 0.01136 | 354.54 | 0 | 354.6171 | -0.00243 | 354.6171 | 0.00219 | 452.9808 | 0.00030724 | 354.6171 | 0.0034 | 354.6171 | 0.074316
| 416.1009 | 0.0011 | 354.6954 | 0.01162 | 354.62 | 0 | 354.6954 | 0.00436 | 354.6954 | 0.00307 | 453.0614 | 0.0011521 | 354.6954 | 0.01286 | 354.6954 | 0.0768
| 416.1809 | 0.00073095 | 354.7738 | 0.01151 | 354.7 | 0 | 354.7738 | -0.00123 | 354.7738 | 0.00074828 | 453.1421 | 0.00023988 | 354.7738 | 0.0073 | 354.7738 | 0.074327
| 416.2609 | 0.00271 | 354.8521 | 0.01171 | 354.77 | 0 | 354.8521 | 0.0027 | 354.8521 | 0.00281 | 453.2227 | -0.00020218 | 354.8521 | 0.01058 | 354.8521 | 0.072235
| 416.4209 | 0.00514 | 354.9305 | 0.01149 | 354.85 | 0 | 354.9305 | -0.0032 | 354.9305 | 0.00095715 | 453.3034 | 0.00017737 | 354.9305 | 0.00777 | 354.9305 | 0.072925
| 416.5809 | 0.00147 | 355.0088 | 0.01177 | 354.93 | 0 | 355.0088 | 0.00304 | 355.0088 | 0.00287 | 453.3841 | 0.0020256 | 355.0088 | 0.00988 | 355.0089 | 0.070461
| 416.981 | 0.00084659 | 355.0872 | 0.01148 | 355.01 | 0 | 355.0872 | -0.00225 | 355.0872 | 0.00044373 | 453.4648 | -0.00030299 | 355.0872 | 0.00575 | 355.0872 | 0.070848
| 417.061 | 0.00146 | 355.1656 | 0.01159 | 355.09 | 0 | 355.1656 | 0.00271 | 355.1656 | 0.00481 | 453.5454 | 0.00023947 | 355.1656 | 0.00887 | 355.1656 | 0.071283
| 417.1411 | 0.00099128 | 355.2439 | 0.01139 | 355.17 | 0 | 355.2439 | -0.0021 | 355.2439 | 0.00145 | 453.6261 | -0.0001483 | 355.2439 | 0.00434 | 355.244 | 0.069742
| 417.3811 | 0.00312 | 355.3223 | 0.01157 | 355.24 | 0 | 355.3223 | 0.00407 | 355.3223 | 0.00396 | 453.7067 | 0.0011252 | 355.3223 | 0.01216 | 355.3223 | 0.071211
| 417.4611 | 0.00162 | 355.4007 | 0.01126 | 355.32 | 0.01 | 355.4007 | -0.00279 | 355.4007 | 0.00108 | 453.7874 | -7.9516e-05 | 355.4007 | 0.00286 | 355.4007 | 0.067705
| 417.5412 | 0.00364 | 355.4791 | 0.01158 | 355.4 | 0 | 355.4791 | 0.00284 | 355.4791 | 0.00252 | 453.8681 | 0.00025914 | 355.4791 | 0.01122 | 355.4791 | 0.068051
| 417.6212 | 0.00268 | 355.5575 | 0.01145 | 355.48 | 0 | 355.5575 | -0.00381 | 355.5575 | 0.00115 | 453.9487 | -0.00070606 | 355.5575 | 0.00509 | 355.5574 | 0.066404
| 417.7813 | 0.00173 | 355.6358 | 0.01176 | 355.56 | 0 | 355.6358 | 0.00287 | 355.6358 | 0.00333 | 454.0294 | -0.00062015 | 355.6358 | 0.00916 | 355.6358 | 0.065151
| 417.8613 | 0.00117 | 355.7142 | 0.01156 | 355.64 | 0 | 355.7142 | -0.00256 | 355.7142 | 0.00059707 | 454.1101 | -0.00012315 | 355.7142 | 0.00628 | 355.7142 | 0.065727
| 418.0214 | 0.00818 | 355.7926 | 0.01176 | 355.71 | 0 | 355.7926 | 0.00234 | 355.7926 | 0.00282 | 454.1908 | -6.5611e-05 | 355.7926 | 0.00905 | 355.7926 | 0.066067
| 418.1815 | 0.00543 | 355.871 | 0.01159 | 355.79 | 0 | 355.871 | -0.00178 | 355.871 | 0.00107 | 454.2714 | -0.00032711 | 355.871 | 0.00401 | 355.871 | 0.064334
| 418.6618 | 0.00156 | 355.9494 | 0.01181 | 355.87 | 0 | 355.9494 | 0.00393 | 355.9494 | 0.00304 | 454.3521 | 0.0015075 | 355.9494 | 0.00781 | 355.9494 | 0.061498
| 418.7418 | 0.00117 | 356.0278 | 0.01158 | 355.95 | 0.01 | 356.0278 | -0.00209 | 356.0278 | 0.00172 | 454.4328 | -0.00062239 | 356.0278 | 0.00618 | 356.0278 | 0.063926
| 418.8219 | 0.0074 | 356.1062 | 0.01189 | 356.03 | 0 | 356.1062 | 0.00145 | 356.1062 | 0.00323 | 454.5135 | 0.00024993 | 356.1062 | 0.0097 | 356.1062 | 0.061523
| 418.9019 | 0.00267 | 356.1846 | 0.01153 | 356.11 | 0 | 356.1846 | -0.00229 | 356.1846 | 0.00038719 | 454.5941 | -0.00013326 | 356.1846 | 0.00613 | 356.1846 | 0.059514
| 418.982 | 0.0035 | 356.263 | 0.01181 | 356.18 | 0 | 356.263 | 0.00361 | 356.263 | 0.00245 | 454.6748 | 0.00083844 | 356.263 | 0.00481 | 356.263 | 0.057547
| 419.0621 | 0.00147 | 356.3414 | 0.01148 | 356.26 | 0 | 356.3414 | -0.00302 | 356.3414 | 0.00079418 | 454.7555 | 0.00021672 | 356.3414 | 0.00572 | 356.3414 | 0.05607
| 419.1422 | 0.00866 | 356.4198 | 0.01174 | 356.34 | 0 | 356.4198 | 0.00248 | 356.4198 | 0.00427 | 454.8362 | 0.00018162 | 356.4198 | 0.01032 | 356.4198 | 0.059624
| 419.3823 | 0.00281 | 356.4982 | 0.01155 | 356.42 | 0 | 356.4982 | -0.00211 | 356.4982 | 0.00056851 | 454.9169 | -0.00052414 | 356.4982 | 0.00537 | 356.4982 | 0.057373
| 419.4624 | 0.0034 | 356.5766 | 0.01163 | 356.5 | 0 | 356.5766 | 0.00334 | 356.5766 | 0.00324 | 454.9976 | 0.0006707 | 356.5766 | 0.01138 | 356.5766 | 0.058412
| 419.5425 | 0.00020535 | 356.655 | 0.01126 | 356.58 | 0 | 356.655 | -0.00161 | 356.655 | 0.00020266 | 455.0782 | -0.00037526 | 356.655 | 0.00428 | 356.655 | 0.057068
| 419.7026 | 0.00229 | 356.7334 | 0.01139 | 356.65 | 0 | 356.7334 | 0.00485 | 356.7334 | 0.00163 | 455.1589 | 0.00016268 | 356.7334 | 0.01281 | 356.7334 | 0.05941
| 419.7827 | 0.00509 | 356.8118 | 0.01124 | 356.73 | 0 | 356.8118 | -0.00324 | 356.8118 | 0.00168 | 455.2396 | 0.00039166 | 356.8118 | 0.00414 | 356.8119 | 0.055382
| 419.8628 | 6.3395e-05 | 356.8903 | 0.01136 | 356.81 | 0 | 356.8903 | 0.0028 | 356.8903 | 0.00445 | 455.3203 | 0.00038243 | 356.8903 | 0.01088 | 356.8903 | 0.053812
| 419.9429 | 0.00385 | 356.9687 | 0.01098 | 356.89 | 0 | 356.9687 | -0.00121 | 356.9687 | 0.00201 | 455.401 | -0.00017513 | 356.9687 | 0.00566 | 356.9687 | 0.053935
| 420.0229 | 0.00303 | 357.0471 | 0.01124 | 356.97 | 0 | 357.0471 | 0.00348 | 357.0471 | 0.00354 | 455.4817 | -0.00022828 | 357.0471 | 0.00903 | 357.0471 | 0.055968
| 420.103 | 0.01099 | 357.1255 | 0.01097 | 357.05 | 0 | 357.1255 | -0.0028 | 357.1255 | 0.00279 | 455.5624 | -0.00015919 | 357.1255 | 0.00142 | 357.1255 | 0.049646
| 420.3433 | 0.00019088 | 357.204 | 0.01136 | 357.13 | 0 | 357.204 | 0.00266 | 357.204 | 0.00115 | 455.6431 | 0.000848 | 357.204 | 0.01027 | 357.204 | 0.053849
| 420.4234 | 0.00618 | 357.2824 | 0.01117 | 357.2 | 0 | 357.2824 | -0.00273 | 357.2824 | 0.0014 | 455.7238 | -0.00049023 | 357.2824 | 0.00387 | 357.2824 | 0.051178
| 420.5836 | 0.00188 | 357.3609 | 0.01134 | 357.28 | 0 | 357.3609 | 0.00445 | 357.3609 | 0.00347 | 455.8044 | 0.00059873 | 357.3609 | 0.00662 | 357.3608 | 0.053042
| 420.7437 | 0.00263 | 357.4393 | 0.01118 | 357.36 | 0 | 357.4393 | -0.00274 | 357.4393 | 0.00108 | 455.8852 | 0.00033496 | 357.4393 | 0.00358 | 357.4393 | 0.051226
| 420.8238 | 0.00057967 | 357.5177 | 0.01139 | 357.44 | 0 | 357.5177 | 0.00275 | 357.5177 | 0.00365 | 455.9659 | 0.00044259 | 357.5177 | 0.01039 | 357.5177 | 0.050477
| 420.9039 | 0.00233 | 357.5962 | 0.01103 | 357.52 | 0 | 357.5962 | -0.00329 | 357.5962 | 0.00212 | 456.0465 | -0.0005826 | 357.5962 | 0.00163 | 357.5962 | 0.048659
| 420.984 | 0.00172 | 357.6746 | 0.01128 | 357.6 | 0 | 357.6746 | 0.00325 | 357.6746 | 0.00379 | 456.1273 | 0.00021512 | 357.6746 | 0.00961 | 357.6746 | 0.050653
| 421.0641 | 0.00175 | 357.7531 | 0.01096 | 357.67 | 0 | 357.7531 | -0.00239 | 357.7531 | 0.00329 | 456.2079 | 0.00023771 | 357.7531 | 0.00212 | 357.7531 | 0.049405
| 421.2244 | 0.00152 | 357.8315 | 0.0113 | 357.75 | 0 | 357.8315 | 0.00363 | 357.8315 | 0.00441 | 456.2887 | 0.00054725 | 357.8315 | 0.00865 | 357.8315 | 0.048066
| 421.3846 | 0.00674 | 357.91 | 0.01102 | 357.83 | 0 | 357.91 | -0.00395 | 357.91 | 0.00121 | 456.3694 | -0.0012956 | 357.91 | 0.00539 | 357.91 | 0.046715
| 421.4647 | 0.00043889 | 357.9884 | 0.01122 | 357.91 | 0 | 357.9884 | 0.00287 | 357.9884 | 0.00367 | 456.4501 | 0.00043275 | 357.9884 | 0.00647 | 357.9884 | 0.04766
| 421.5448 | 0.00678 | 358.0669 | 0.01097 | 357.99 | 0 | 358.0669 | -0.00186 | 358.0669 | 0.003 | 456.5308 | 0.00029201 | 358.0669 | 0.00393 | 358.0669 | 0.045873
| 421.7851 | 0.00174 | 358.1454 | 0.01132 | 358.07 | 0 | 358.1454 | 0.00231 | 358.1454 | 0.0033 | 456.6115 | 0.00055198 | 358.1454 | 0.00491 | 358.1454 | 0.043983
| 421.8653 | 0.00573 | 358.2238 | 0.01119 | 358.15 | 0 | 358.2238 | -0.00304 | 358.2238 | 0.00148 | 456.6922 | -0.00030174 | 358.2238 | 0.00486 | 358.2238 | 0.045825
| 422.0255 | 0.00024093 | 358.3023 | 0.0115 | 358.22 | 0 | 358.3023 | 0.00342 | 358.3023 | 0.00296 | 456.7729 | -0.00020666 | 358.3023 | 0.01035 | 358.3023 | 0.045054
| 422.1858 | 0.00483 | 358.3808 | 0.01136 | 358.3 | 0 | 358.3808 | -0.00275 | 358.3808 | 0.00117 | 456.8536 | 0.00031997 | 358.3808 | 0.00425 | 358.3808 | 0.046246
| 422.346 | 0.00558 | 358.4592 | 0.01163 | 358.38 | 0.01 | 358.4592 | 0.0048 | 358.4592 | 0.00454 | 456.9343 | 0.00067802 | 358.4592 | 0.01043 | 358.4592 | 0.045196
| 422.4261 | 0.00191 | 358.5377 | 0.0114 | 358.46 | 0 | 358.5377 | -0.00198 | 358.5377 | 0.00117 | 457.015 | -0.0005162 | 358.5377 | 0.00074684 | 358.5377 | 0.042724
| 422.5063 | 0.00083049 | 358.6162 | 0.01169 | 358.54 | 0 | 358.6162 | 0.00303 | 358.6162 | 0.00287 | 457.0957 | 0.00087579 | 358.6162 | 0.00758 | 358.6162 | 0.044972
| 422.5864 | 0.00336 | 358.6947 | 0.01146 | 358.62 | 0 | 358.6947 | -0.00261 | 358.6947 | 0.00233 | 457.1765 | 0.00013988 | 358.6947 | 0.00327 | 358.6947 | 0.043137
| 422.6665 | 0.00177 | 358.7731 | 0.01162 | 358.69 | 0.01 | 358.7731 | 0.0025 | 358.7731 | 0.00414 | 457.2572 | 0.0005143 | 358.7731 | 0.00668 | 358.7732 | 0.044489
| 422.8268 | 0.00534 | 358.8516 | 0.01147 | 358.77 | 0 | 358.8516 | -0.00326 | 358.8516 | 0.00256 | 457.3379 | -0.00031361 | 358.8516 | 0.00166 | 358.8516 | 0.041765
| 422.9069 | 0.00050108 | 358.9301 | 0.01181 | 358.85 | 0 | 358.9301 | 0.00349 | 358.9301 | 0.00254 | 457.4186 | -0.00020172 | 358.9301 | 0.0046 | 358.9301 | 0.038945
| 423.1474 | 0.00297 | 359.0086 | 0.01154 | 358.93 | 0 | 359.0086 | -0.00311 | 359.0086 | 0.00074809 | 457.4993 | -0.0011227 | 359.0086 | 0.0042 | 359.0086 | 0.03995
| 423.2275 | 0.00438 | 359.0871 | 0.01192 | 359.01 | 0 | 359.0871 | 0.00329 | 359.0871 | 0.00283 | 457.58 | 0.00068574 | 359.0871 | 0.00909 | 359.0871 | 0.04319
| 423.3077 | 0.00081841 | 359.1656 | 0.01146 | 359.09 | 0 | 359.1656 | -0.00226 | 359.1656 | 0.00152 | 457.6608 | -0.00010734 | 359.1656 | 0.00501 | 359.1656 | 0.040317
| 423.6283 | 0.00551 | 359.2441 | 0.01187 | 359.17 | 0 | 359.2441 | 0.00239 | 359.2441 | 0.00245 | 457.7415 | -0.00035436 | 359.2441 | 0.00814 | 359.2441 | 0.040195
| 423.7886 | 0.00183 | 359.3226 | 0.01167 | 359.24 | 0 | 359.3226 | -0.00417 | 359.3226 | 0.00134 | 457.8222 | -0.00041281 | 359.3226 | 0.00314 | 359.3226 | 0.03885
| 423.9489 | 0.00061028 | 359.4011 | 0.01174 | 359.32 | 0 | 359.4011 | 0.00291 | 359.4011 | 0.00411 | 457.903 | 0.0001771 | 359.4011 | 0.00457 | 359.4011 | 0.039525
| 424.1092 | 0.00108 | 359.4796 | 0.01147 | 359.4 | 0 | 359.4796 | -0.00312 | 359.4796 | 0.00245 | 457.9837 | -0.00078022 | 359.4796 | 0.00351 | 359.4796 | 0.035988
| 424.2696 | 0.00377 | 359.5581 | 0.01184 | 359.48 | 0 | 359.5581 | 0.00323 | 359.5581 | 0.00139 | 458.0644 | 0.00017501 | 359.5581 | 0.007 | 359.5581 | 0.036818
| 424.3497 | 0.00086471 | 359.6366 | 0.01139 | 359.56 | 0 | 359.6366 | -0.00267 | 359.6366 | 0.00049515 | 458.1451 | -0.00069939 | 359.6366 | 0.00589 | 359.6366 | 0.037085
| 424.5902 | 0.0046 | 359.7151 | 0.0115 | 359.64 | 0 | 359.7151 | 0.00296 | 359.7151 | 0.0055 | 458.2259 | 0.0007452 | 359.7151 | 0.00727 | 359.7151 | 0.035801
| 424.911 | 0.00097874 | 359.7937 | 0.01106 | 359.72 | 0 | 359.7937 | -0.00325 | 359.7937 | 0.00126 | 458.3066 | -0.00064124 | 359.7937 | -0.00214 | 359.7936 | 0.035705
| 424.9911 | 0.00074386 | 359.8722 | 0.01137 | 359.79 | 0 | 359.8722 | 0.00356 | 359.8722 | 0.00524 | 458.3873 | -2.6173e-05 | 359.8722 | 0.01019 | 359.8722 | 0.035989
| 425.2317 | 0.00878 | 359.9507 | 0.01115 | 359.87 | 0 | 359.9507 | -0.00273 | 359.9507 | 0.00322 | 458.468 | -0.00016812 | 359.9507 | 0.00617 | 359.9507 | 0.036576
| 425.3921 | 0.00102 | 360.0292 | 0.01142 | 359.95 | 0.01 | 360.0292 | 0.00385 | 360.0292 | 0.00477 | 458.5488 | 0.00048948 | 360.0292 | 0.00904 | 360.0292 | 0.035764
| 425.5524 | 0.00558 | 360.1077 | 0.01096 | 360.03 | 0 | 360.1077 | -0.00168 | 360.1077 | 0.00274 | 458.6295 | -4.5402e-06 | 360.1077 | 0.00672 | 360.1077 | 0.032298
| 425.793 | 0.00171 | 360.1863 | 0.01103 | 360.11 | 0 | 360.1863 | 0.00212 | 360.1863 | 0.00423 | 458.7102 | 0.00039679 | 360.1863 | 0.00521 | 360.1862 | 0.034689
| 425.8732 | 0.00576 | 360.2648 | 0.01074 | 360.19 | 0 | 360.2648 | -0.00521 | 360.2648 | 0.00396 | 458.791 | -0.002285 | 360.2648 | 0.00237 | 360.2648 | 0.032839
| 425.9534 | 0.00281 | 360.3433 | 0.011 | 360.26 | 0 | 360.3433 | 0.00437 | 360.3433 | 0.00221 | 458.8717 | -0.001722 | 360.3433 | 0.00881 | 360.3433 | 0.034834
| 426.194 | 0.0044 | 360.4219 | 0.01075 | 360.34 | 0.01 | 360.4219 | -0.00257 | 360.4219 | 0.00065123 | 458.9525 | -0.0023096 | 360.4219 | -1.6422e-05 | 360.4218 | 0.032525
| 426.2742 | 0.00428 | 360.5004 | 0.01098 | 360.42 | 0 | 360.5004 | 0.00418 | 360.5004 | 0.00455 | 459.0332 | -0.0016876 | 360.5004 | 0.00803 | 360.5004 | 0.033889
| 426.3544 | 0.00218 | 360.5789 | 0.01098 | 360.5 | 0 | 360.5789 | -0.00432 | 360.5789 | 0.00286 | 459.114 | -0.0023468 | 360.5789 | 0.0012 | 360.5789 | 0.029786
| 426.5148 | 0.00050948 | 360.6575 | 0.01127 | 360.58 | 0 | 360.6575 | 0.00351 | 360.6575 | 0.00247 | 459.1947 | -0.001719 | 360.6575 | 0.00949 | 360.6575 | 0.033357
| 426.5951 | 0.00062524 | 360.736 | 0.01116 | 360.66 | 0 | 360.736 | -0.000902 | 360.736 | 0.00275 |  |  | 360.736 | 0.00487 | 360.736 | 0.03042
| 426.6753 | 0.00078706 | 360.8146 | 0.01164 | 360.74 | 0 | 360.8146 | 0.00303 | 360.8146 | 0.00453 |  |  | 360.8146 | 0.00934 | 360.8146 | 0.031906
| 426.8357 | 0.00030345 | 360.8931 | 0.01122 | 360.81 | 0 | 360.8931 | -0.00358 | 360.8931 | 0.00418 |  |  | 360.8931 | 0.00379 | 360.8931 | 0.030137
| 426.9961 | 0.00304 | 360.9717 | 0.01164 | 360.89 | 0 | 360.9717 | 0.00337 | 360.9717 | 0.00372 |  |  | 360.9717 | 0.00953 | 360.9717 | 0.031765
| 427.2368 | 0.00011291 | 361.0502 | 0.01122 | 360.97 | 0 | 361.0502 | -0.00289 | 361.0502 | 0.00339 |  |  | 361.0502 | 0.00255 | 361.0502 | 0.027799
| 427.317 | 0.00191 | 361.1288 | 0.01161 | 361.05 | 0 | 361.1288 | 0.00403 | 361.1288 | 0.0062 |  |  | 361.1288 | 0.00536 | 361.1288 | 0.029281
| 427.3972 | 0.01319 | 361.2073 | 0.0111 | 361.13 | 0 | 361.2073 | -0.00206 | 361.2073 | 0.00194 |  |  | 361.2073 | 0.00199 | 361.2073 | 0.027956
| 427.6379 | 0.00753 | 361.2859 | 0.01142 | 361.21 | 0 | 361.2859 | 0.00334 | 361.2859 | 0.00099046 |  |  | 361.2859 | 0.01221 | 361.2859 | 0.028146
| 427.7984 | 0.00474 | 361.3645 | 0.01112 | 361.29 | 0 | 361.3645 | -0.00406 | 361.3645 | 0.00408 |  |  | 361.3645 | 0.00277 | 361.3645 | 0.027909
| 428.0391 | 0.00161 | 361.443 | 0.01134 | 361.36 | 0 | 361.443 | 0.00566 | 361.443 | 0.00385 |  |  | 361.443 | 0.00522 | 361.443 | 0.026514
| 428.1193 | 0.00644 | 361.5216 | 0.01106 | 361.44 | 0 | 361.5216 | -0.00288 | 361.5216 | 0.0014 |  |  | 361.5216 | 0.00171 | 361.5216 | 0.028476
| 428.1996 | 0.00269 | 361.6002 | 0.01155 | 361.52 | 0 | 361.6002 | 0.00522 | 361.6002 | 0.00261 |  |  | 361.6002 | 0.00952 | 361.6002 | 0.026124
| 428.2799 | 0.00516 | 361.6787 | 0.01147 | 361.6 | 0 | 361.6787 | -0.00267 | 361.6787 | 0.00264 |  |  | 361.6787 | -0.00043407 | 361.6787 | 0.02525
| 428.3601 | 0.00889 | 361.7573 | 0.01169 | 361.68 | 0 | 361.7573 | 0.00374 | 361.7573 | 0.00322 |  |  | 361.7573 | 0.00595 | 361.7573 | 0.027922
| 428.5206 | 0.00148 | 361.8359 | 0.01147 | 361.76 | 0 | 361.8359 | -0.00444 | 361.8359 | 0.00226 |  |  | 361.8359 | 0.00192 | 361.8359 | 0.024731
| 428.6811 | 0.00649 | 361.9145 | 0.0118 | 361.84 | 0 | 361.9145 | 0.00417 | 361.9145 | 0.00262 |  |  | 361.9145 | 0.0046 | 361.9145 | 0.025515
| 428.8416 | 0.00249 | 361.9931 | 0.01171 | 361.91 | 0 | 361.9931 | -0.00128 | 361.9931 | 0.00121 |  |  | 361.9931 | 0.00251 | 361.9931 | 0.02581
| 429.0021 | 0.00298 | 362.0716 | 0.01223 | 361.99 | 0 | 362.0716 | 0.00355 | 362.0716 | 0.00403 |  |  | 362.0716 | 0.01003 | 362.0717 | 0.026964
| 429.4034 | 0.00265 | 362.1502 | 0.01186 | 362.07 | 0 | 362.1502 | -0.00386 | 362.1502 | 0.00398 |  |  | 362.1502 | -0.00079536 | 362.1502 | 0.021438
| 429.5639 | 0.00356 | 362.2288 | 0.01188 | 362.15 | 0 | 362.2288 | 0.00399 | 362.2288 | 0.00381 |  |  | 362.2288 | 0.00446 | 362.2288 | 0.022691
| 429.6442 | 0.00377 | 362.3074 | 0.01161 | 362.23 | 0 | 362.3074 | -0.00467 | 362.3074 | 0.00114 |  |  | 362.3074 | 0.00389 | 362.3074 | 0.022067
| 429.7245 | 0.0091 | 362.386 | 0.01176 | 362.31 | 0 | 362.386 | 0.00333 | 362.386 | 0.00422 |  |  | 362.386 | 0.0027 | 362.386 | 0.023518
| 429.9653 | 0.00261 | 362.4646 | 0.01127 | 362.39 | 0 | 362.4646 | -0.00295 | 362.4646 | 0.00139 |  |  | 362.4646 | 0.00065757 | 362.4646 | 0.022115
| 430.1259 | 0.00112 | 362.5432 | 0.01138 | 362.46 | 0 | 362.5432 | 0.00519 | 362.5432 | 0.00356 |  |  | 362.5432 | 0.00743 | 362.5432 | 0.024411
| 430.2061 | 0.00609 | 362.6218 | 0.01121 | 362.54 | 0 | 362.6218 | -0.00441 | 362.6218 | 0.00254 |  |  | 362.6218 | -0.00328 | 362.6218 | 0.023174
| 430.5273 | 0.0022 | 362.7004 | 0.01131 | 362.62 | 0 | 362.7004 | 0.00476 | 362.7004 | 0.00196 |  |  | 362.7004 | -0.00020527 | 362.7004 | 0.023335
| 430.6076 | 0.00126 | 362.779 | 0.01072 | 362.7 | 0 | 362.779 | -0.00394 | 362.779 | 0.00241 |  |  | 362.779 | -0.00175 | 362.7791 | 0.019436
| 430.6878 | 0.00125 | 362.8576 | 0.01106 | 362.78 | 0 | 362.8576 | 0.00458 | 362.8576 | 0.00464 |  |  | 362.8576 | 0.00418 | 362.8577 | 0.023439
| 431.009 | 0.00296 | 362.9363 | 0.01063 | 362.86 | 0 | 362.9363 | -0.00618 | 362.9363 | 0.00188 |  |  | 362.9363 | -0.00020603 | 362.9363 | 0.020114
| 431.2499 | 0.00638 | 363.0149 | 0.01098 | 362.94 | 0 | 363.0149 | 0.00405 | 363.0149 | 0.00481 |  |  | 363.0149 | 0.00392 | 363.0149 | 0.016802
| 431.5711 | 0.00404 | 363.0935 | 0.01075 | 363.01 | 0 | 363.0935 | -0.00468 | 363.0935 | 0.00494 |  |  | 363.0935 | -0.00174 | 363.0935 | 0.017327
| 431.7317 | 0.00108 | 363.1721 | 0.01097 | 363.09 | 0 | 363.1721 | 0.00476 | 363.1721 | 0.00535 |  |  | 363.1721 | 0.00118 | 363.1721 | 0.018125
| 431.812 | 0.00188 | 363.2507 | 0.01073 | 363.17 | 0 | 363.2507 | -0.00434 | 363.2507 | 0.00184 |  |  | 363.2507 | 0.00075094 | 363.2507 | 0.019611
| 432.1333 | 0.00492 | 363.3294 | 0.01098 | 363.25 | 0 | 363.3294 | 0.00498 | 363.3294 | 0.00185 |  |  | 363.3294 | 0.0044 | 363.3294 | 0.019284
| 432.4546 | 0.00189 | 363.408 | 0.01064 | 363.33 | 0 | 363.408 | -0.00334 | 363.408 | 0.00082466 |  |  | 363.408 | -0.00425 | 363.408 | 0.016235
| 432.5349 | 0.00097484 | 363.4866 | 0.01094 | 363.41 | 0 | 363.4866 | 0.00228 | 363.4866 | 0.00351 |  |  | 363.4866 | 0.00313 | 363.4866 | 0.019418
| 432.6955 | 0.00086068 | 363.5653 | 0.01047 | 363.49 | 0 | 363.5653 | -0.00497 | 363.5653 | 0.00404 |  |  | 363.5653 | -0.0023 | 363.5653 | 0.017429
| 432.7759 | 0.00469 | 363.6439 | 0.01061 | 363.57 | 0 | 363.6439 | 0.00492 | 363.6439 | 0.00373 |  |  | 363.6439 | 0.01358 | 363.6439 | 0.018652
| 432.8562 | 0.01066 | 363.7225 | 0.01043 | 363.64 | 0 | 363.7225 | -0.00426 | 363.7225 | 0.00411 |  |  | 363.7225 | 0.00384 | 363.7225 | 0.017458
| 433.0168 | 0.00283 | 363.8012 | 0.01045 | 363.72 | 0 | 363.8012 | 0.00339 | 363.8012 | 0.00294 |  |  | 363.8012 | 0.0052 | 363.8012 | 0.019434
| 433.0972 | 0.00538 | 363.8798 | 0.01007 | 363.8 | 0 | 363.8798 | -0.00416 | 363.8798 | 0.00478 |  |  | 363.8798 | -0.00093158 | 363.8798 | 0.016585
| 433.4989 | 0.00662 | 363.9585 | 0.01018 | 363.88 | 0 | 363.9585 | 0.00333 | 363.9585 | 0.00401 |  |  | 363.9585 | 0.00566 | 363.9585 | 0.018942
| 433.8202 | 0.00895 | 364.0371 | 0.00966 | 363.96 | 0 | 364.0371 | -0.00102 | 364.0371 | 0.00457 |  |  | 364.0371 | 0.00302 | 364.0371 | 0.016804
| 433.9809 | 0.00122 | 364.1158 | 0.01021 | 364.04 | 0 | 364.1158 | 0.00521 | 364.1158 | 0.00324 |  |  | 364.1158 | 0.00236 | 364.1158 | 0.01738
| 434.0613 | 0.00321 | 364.1944 | 0.01026 | 364.12 | 0 | 364.1944 | -0.00384 | 364.1944 | 0.00246 |  |  | 364.1944 | 0.00142 | 364.1944 | 0.016164
| 434.1416 | 0.01247 | 364.2731 | 0.01063 | 364.19 | 0 | 364.2731 | 0.00703 | 364.2731 | 0.00606 |  |  | 364.2731 | 0.005 | 364.2731 | 0.016632
| 434.463 | 0.00211 | 364.3517 | 0.01042 | 364.27 | 0 | 364.3517 | -0.00622 | 364.3517 | 0.00264 |  |  | 364.3517 | -0.00735 | 364.3517 | 0.012772
| 434.7041 | 0.0018 | 364.4304 | 0.0108 | 364.35 | 0 | 364.4304 | 0.00583 | 364.4304 | 0.00113 |  |  | 364.4304 | 0.00583 | 364.4304 | 0.014998
| 435.0256 | 0.00045626 | 364.5091 | 0.01052 | 364.43 | 0 | 364.5091 | -0.00506 | 364.5091 | 0.00036936 |  |  | 364.5091 | -0.00333 | 364.5091 | 0.013395
| 435.106 | 0.00486 | 364.5877 | 0.0108 | 364.51 | 0 | 364.5877 | 0.00425 | 364.5877 | 0.00428 |  |  | 364.5877 | 0.00345 | 364.5877 | 0.015208
| 435.4275 | 0.00946 | 364.6664 | 0.01046 | 364.59 | 0 | 364.6664 | -0.00202 | 364.6664 | 0.00428 |  |  | 364.6664 | -0.00212 | 364.6664 | 0.014509
| 435.5882 | 0.00178 | 364.745 | 0.01087 | 364.67 | 0 | 364.745 | 0.00495 | 364.745 | 0.0051 |  |  | 364.745 | 0.00693 | 364.7451 | 0.01616
| 435.8293 | 0.00155 | 364.8237 | 0.01053 | 364.75 | 0 | 364.8237 | -0.00477 | 364.8237 | 0.00141 |  |  | 364.8237 | -0.00232 | 364.8237 | 0.013136
| 435.9097 | 0.00111 | 364.9024 | 0.01096 | 364.82 | 0 | 364.9024 | 0.00316 | 364.9024 | 0.00377 |  |  | 364.9024 | 0.00733 | 364.9024 | 0.013028
| 435.9901 | 0.00488 | 364.9811 | 0.01076 | 364.9 | 0 | 364.9811 | -0.0035 | 364.9811 | 0.00254 |  |  | 364.9811 | -0.00026837 | 364.9811 | 0.011
| 436.2313 | 0.00122 | 365.0598 | 0.01112 | 364.98 | 0 | 365.0598 | 0.00692 | 365.0598 | 0.0049 |  |  | 365.0598 | 0.00322 | 365.0598 | 0.013548
| 436.3921 | 0.00165 | 365.1384 | 0.01088 | 365.06 | 0 | 365.1384 | -0.00483 | 365.1384 | 0.00504 |  |  | 365.1384 | -0.00384 | 365.1384 | 0.01222
| 436.6332 | 0.00856 | 365.2171 | 0.01111 | 365.14 | 0 | 365.2171 | 0.00386 | 365.2171 | 0.00243 |  |  | 365.2171 | 0.00846 | 365.2171 | 0.013402
| 436.7136 | 0.00718 | 365.2958 | 0.01091 | 365.22 | 0 | 365.2958 | -0.0035 | 365.2958 | 0.00383 |  |  | 365.2958 | -0.00841 | 365.2958 | 0.010237
| 436.8744 | 0.00105 | 365.3745 | 0.01123 | 365.3 | 0 | 365.3745 | 0.00227 | 365.3745 | 0.00427 |  |  | 365.3745 | 0.00455 | 365.3745 | 0.016089
| 437.0352 | 0.00845 | 365.4532 | 0.01094 | 365.37 | 0 | 365.4532 | -0.00281 | 365.4532 | 0.00436 |  |  | 365.4532 | -0.00092797 | 365.4532 | 0.012694
| 437.2764 | 0.0068 | 365.5319 | 0.01137 | 365.45 | 0 | 365.5319 | 0.00314 | 365.5319 | 0.00649 |  |  | 365.5319 | 0.00783 | 365.5319 | 0.014163
| 437.3568 | 0.00149 | 365.6106 | 0.01116 | 365.53 | 0 | 365.6106 | -0.00377 | 365.6106 | 0.00562 |  |  | 365.6106 | -0.00166 | 365.6106 | 0.013306
| 437.5981 | 0.00098146 | 365.6893 | 0.01144 | 365.61 | 0 | 365.6893 | 0.00658 | 365.6893 | 0.00346 |  |  | 365.6893 | 0.00928 | 365.6893 | 0.01266
| 437.6785 | 0.00303 | 365.768 | 0.01131 | 365.69 | 0 | 365.768 | -0.00567 | 365.768 | 0.00528 |  |  | 365.768 | -0.00123 | 365.768 | 0.0095048
| 438.161 | 0.00139 | 365.8467 | 0.01172 | 365.77 | 0 | 365.8467 | 0.00501 | 365.8467 | 0.00501 |  |  | 365.8467 | 0.00521 | 365.8467 | 0.014336
| 438.2414 | 0.00602 | 365.9254 | 0.01147 | 365.85 | 0 | 365.9254 | -0.00584 | 365.9254 | 0.00354 |  |  | 365.9254 | -0.00588 | 365.9254 | 0.0071397
| 438.3218 | 0.00457 | 366.0041 | 0.01206 | 365.93 | 0 | 366.0041 | 0.00488 | 366.0041 | 0.00342 |  |  | 366.0041 | 0.00678 | 366.0041 | 0.013989
| 438.6436 | 0.00232 | 366.0828 | 0.01165 | 366 | 0 | 366.0828 | -0.00221 | 366.0828 | 0.00185 |  |  | 366.0828 | -0.0049 | 366.0828 | 0.01054
| 438.9653 | 0.00537 | 366.1615 | 0.01177 | 366.08 | 0 | 366.1615 | 0.00455 | 366.1615 | 0.00449 |  |  | 366.1615 | 0.00173 | 366.1615 | 0.010888
| 439.2066 | 0.00026716 | 366.2402 | 0.01135 | 366.16 | 0 | 366.2402 | -0.00653 | 366.2402 | 0.00285 |  |  | 366.2402 | -0.00678 | 366.2402 | 0.0078143
| 439.2871 | 0.00268 | 366.3189 | 0.01161 | 366.24 | 0 | 366.3189 | 0.00348 | 366.3189 | 0.00458 |  |  | 366.3189 | 0.00216 | 366.319 | 0.012548
| 439.4479 | 0.00204 | 366.3977 | 0.01144 | 366.32 | 0 | 366.3977 | -0.00389 | 366.3977 | 0.00433 |  |  | 366.3977 | 0.00063986 | 366.3977 | 0.0086733
| 439.9306 | 1.3905e-05 | 366.4764 | 0.01174 | 366.4 | 0 | 366.4764 | 0.0032 | 366.4764 | 0.00556 |  |  | 366.4764 | 0.0082 | 366.4764 | 0.012351
| 440.2524 | 0.01051 | 366.5551 | 0.0113 | 366.48 | 0 | 366.5551 | -0.00331 | 366.5551 | 0.00206 |  |  | 366.5551 | -0.00692 | 366.5551 | 0.0081499
| 440.4938 | 0.00655 | 366.6338 | 0.01166 | 366.56 | 0 | 366.6338 | 0.00365 | 366.6338 | 0.00569 |  |  | 366.6338 | 0.00335 | 366.6339 | 0.011648
| 440.5743 | 0.00389 | 366.7126 | 0.01145 | 366.63 | 0 | 366.7126 | -0.00261 | 366.7126 | 0.00061022 |  |  | 366.7126 | -0.003 | 366.7126 | 0.0093742
| 440.8961 | 0.00929 | 366.7913 | 0.0119 | 366.71 | 0 | 366.7913 | 0.00516 | 366.7913 | 0.00593 |  |  | 366.7913 | 0.00445 | 366.7913 | 0.0080222
| 441.1375 | 0.00344 | 366.87 | 0.01159 | 366.79 | 0 | 366.87 | -0.00318 | 366.87 | 0.00526 |  |  | 366.87 | -0.00037395 | 366.8701 | 0.010926
| 441.218 | 0.00378 | 366.9488 | 0.01187 | 366.87 | 0 | 366.9488 | 0.00448 | 366.9488 | 0.00379 |  |  | 366.9488 | 0.01183 | 366.9488 | 0.010178
| 441.2985 | 7.1347e-05 | 367.0275 | 0.01149 | 366.95 | 0 | 367.0275 | -0.00515 | 367.0275 | 0.00343 |  |  | 367.0275 | -0.00247 | 367.0275 | 0.0093395
| 441.4594 | 0.00629 | 367.1063 | 0.01201 | 367.03 | 0 | 367.1063 | 0.00531 | 367.1063 | 0.00337 |  |  | 367.1063 | 0.00645 | 367.1063 | 0.008701
| 441.5399 | 0.01226 | 367.185 | 0.01167 | 367.11 | 0 | 367.185 | -0.0038 | 367.185 | 0.00077524 |  |  | 367.185 | -0.00094871 | 367.185 | 0.0094063
| 441.7814 | 0.00297 | 367.2638 | 0.01196 | 367.18 | 0 | 367.2638 | 0.003 | 367.2638 | 0.00279 |  |  | 367.2638 | 0.00867 | 367.2638 | 0.011785
| 442.1033 | 0.00195 | 367.3425 | 0.01173 | 367.26 | 0 | 367.3425 | -0.00431 | 367.3425 | 0.00333 |  |  | 367.3425 | -0.00016987 | 367.3425 | 0.0092258
| 442.7473 | 0.00876 | 367.4213 | 0.01192 | 367.34 | 0 | 367.4213 | 0.00556 | 367.4213 | 0.00461 |  |  | 367.4213 | 0.0065 | 367.4213 | 0.00909
| 442.9888 | 0.0025 | 367.5 | 0.01158 | 367.42 | 0 | 367.5 | -0.0046 | 367.5 | 0.00452 |  |  | 367.5 | -0.00337 | 367.5 | 0.0059581
| 443.3913 | 0.00054785 | 367.5788 | 0.01191 | 367.5 | 0 | 367.5788 | 0.00466 | 367.5788 | 0.00408 |  |  | 367.5788 | 0.00154 | 367.5788 | 0.010065
| 443.7133 | 0.00261 | 367.6575 | 0.01143 | 367.58 | 0 | 367.6575 | -0.00566 | 367.6575 | 0.00293 |  |  | 367.6575 | 0.00020289 | 367.6575 | 0.0091958
| 444.0354 | 0.01276 | 367.7363 | 0.01176 | 367.66 | 0 | 367.7363 | 0.00443 | 367.7363 | 0.00384 |  |  | 367.7363 | 0.01112 | 367.7363 | 0.0092888
| 444.1159 | 0.00303 | 367.815 | 0.01129 | 367.74 | 0 | 367.815 | -0.00418 | 367.815 | 0.00311 |  |  | 367.815 | -0.00073067 | 367.8151 | 0.0076646
| 444.3575 | 0.00284 | 367.8938 | 0.01148 | 367.82 | 0 | 367.8938 | 0.0058 | 367.8938 | 0.0037 |  |  | 367.8938 | 0.0075 | 367.8938 | 0.010989
| 444.7601 | 0.0047 | 367.9726 | 0.01101 | 367.89 | 0 | 367.9726 | -0.00221 | 367.9726 | 0.00213 |  |  | 367.9726 | 0.00020054 | 367.9726 | 0.0093391
| 444.8407 | 0.00306 | 368.0514 | 0.01144 | 367.97 | 0 | 368.0514 | 0.00338 | 368.0514 | 0.00473 |  |  | 368.0514 | 0.00595 | 368.0514 | 0.010588
| 445.0823 | 0.00344 | 368.1301 | 0.01124 | 368.05 | 0 | 368.1301 | -0.00161 | 368.1301 | 0.00324 |  |  | 368.1301 | 0.00049345 | 368.1301 | 0.0079309
| 445.2434 | 0.00076387 | 368.2089 | 0.01163 | 368.13 | 0 | 368.2089 | 0.00297 | 368.2089 | 0.00351 |  |  | 368.2089 | 0.00068984 | 368.2089 | 0.0053398
| 445.4044 | 0.00332 | 368.2877 | 0.01136 | 368.21 | 0 | 368.2877 | -0.00471 | 368.2877 | 0.00384 |  |  | 368.2877 | -0.00166 | 368.2877 | 0.0072003
| 445.485 | 0.00134 | 368.3665 | 0.01187 | 368.29 | 0 | 368.3665 | 0.00441 | 368.3665 | 0.00536 |  |  | 368.3665 | 0.00321 | 368.3665 | 0.0075615
| 445.7266 | 0.00409 | 368.4452 | 0.01149 | 368.37 | 0 | 368.4452 | -0.00398 | 368.4452 | 0.00151 |  |  | 368.4452 | -0.00048425 | 368.4453 | 0.0038047
| 446.5321 | 0.00043032 | 368.524 | 0.01171 | 368.45 | 0 | 368.524 | 0.00367 | 368.524 | 0.00485 |  |  | 368.524 | 0.00446 | 368.524 | 0.0076171
| 446.6932 | 0.00040316 | 368.6028 | 0.01138 | 368.52 | 0 | 368.6028 | -0.00273 | 368.6028 | 0.00088731 |  |  | 368.6028 | -0.0042 | 368.6028 | 0.0084712
| 446.8544 | 0.0016 | 368.6816 | 0.01159 | 368.6 | 0 | 368.6816 | 0.00325 | 368.6816 | 0.00238 |  |  | 368.6816 | 0.00886 | 368.6816 | 0.0088201
| 446.9349 | 0.00716 | 368.7604 | 0.01124 | 368.68 | 0 | 368.7604 | -0.00434 | 368.7604 | 0.00482 |  |  | 368.7604 | 0.00066378 | 368.7604 | 0.0073901
| 447.2572 | 0.00164 | 368.8392 | 0.01105 | 368.76 | 0 | 368.8392 | 0.00504 | 368.8392 | 0.00249 |  |  | 368.8392 | 0.00612 | 368.8392 | 0.0081959
| 447.5795 | 0.00346 | 368.918 | 0.01115 | 368.84 | 0 | 368.918 | -0.00452 | 368.918 | 0.00554 |  |  | 368.918 | -0.00137 | 368.918 | 0.005526
| 447.6601 | 0.00015297 | 368.9968 | 0.01099 | 368.92 | 0 | 368.9968 | 0.00448 | 368.9968 | 0.00376 |  |  | 368.9968 | 0.00379 | 368.9968 | 0.0069547
| 447.8212 | 0.0013 | 369.0756 | 0.01084 | 369 | 0 | 369.0756 | -0.00499 | 369.0756 | 0.00277 |  |  | 369.0756 | -0.00778 | 369.0756 | 0.0058898
| 447.9018 | 0.00315 | 369.1544 | 0.01096 | 369.08 | 0 | 369.1544 | 0.00565 | 369.1544 | 0.00383 |  |  | 369.1544 | 0.00429 | 369.1544 | 0.0085237
| 447.9824 | 0.01042 | 369.2332 | 0.01088 | 369.15 | 0 | 369.2332 | -0.00537 | 369.2332 | 0.00193 |  |  | 369.2332 | -0.00068352 | 369.2332 | 0.0064273
| 448.1436 | 0.00186 | 369.312 | 0.01092 | 369.23 | 0 | 369.312 | 0.00464 | 369.312 | 0.0052 |  |  | 369.312 | 0.007 | 369.312 | 0.0097036
| 448.3047 | 0.01124 | 369.3908 | 0.01078 | 369.31 | 0 | 369.3908 | -0.00443 | 369.3908 | 0.0023 |  |  | 369.3908 | -0.00173 | 369.3908 | 0.0054072
| 448.5465 | 0.00129 | 369.4696 | 0.01076 | 369.39 | 0 | 369.4696 | 0.00327 | 369.4696 | 0.00698 |  |  | 369.4696 | 0.00481 | 369.4696 | 0.0078255
| 448.7883 | 0.004 | 369.5484 | 0.01061 | 369.47 | 0 | 369.5484 | -0.00226 | 369.5484 | 0.00103 |  |  | 369.5484 | -0.00773 | 369.5484 | 0.0045469
| 448.8689 | 0.00175 | 369.6273 | 0.01075 | 369.55 | 0 | 369.6273 | 0.00358 | 369.6273 | 0.00534 |  |  | 369.6273 | 0.00463 | 369.6273 | 0.006292
| 448.9495 | 0.0015 | 369.7061 | 0.01067 | 369.63 | 0 | 369.7061 | -0.00419 | 369.7061 | 0.00327 |  |  | 369.7061 | -0.00255 | 369.7061 | 0.0054362
| 449.1107 | 0.00015582 | 369.7849 | 0.01096 | 369.71 | 0 | 369.7849 | -0.00326 | 369.7849 | 0.00421 |  |  | 369.7849 | -0.00403 | 369.7849 | 0.0060317
| 449.1913 | 0.00377 | 369.8637 | 0.01089 | 369.78 | 0 | 369.8637 | 0.00372 | 369.8637 | 0.00339 |  |  | 369.8637 | 0.00241 | 369.8637 | 0.0061577
| 449.4331 | 0.00289 | 369.9425 | 0.01094 | 369.86 | 0 | 369.9425 | -0.00232 | 369.9425 | 0.0007364 |  |  | 369.9425 | -0.0032 | 369.9426 | 0.0060213
| 449.5137 | 1.4441e-05 | 370.0214 | 0.01084 | 369.94 | 0 | 370.0214 | 0.00292 | 370.0214 | 0.00365 |  |  | 370.0214 | 0.00291 | 370.0214 | 0.0066439
| 449.9167 | 0.00111 | 370.1002 | 0.01083 | 370.02 | 0 | 370.1002 | -0.00524 | 370.1002 | 0.00118 |  |  | 370.1002 | -0.00255 | 370.1002 | 0.0062211
| 450.1585 | 9.2508e-05 | 370.1791 | 0.01085 | 370.1 | 0 | 370.1791 | 0.00356 | 370.1791 | 0.00351 |  |  | 370.1791 | 0.00258 | 370.179 | 0.0069561
| 450.2392 | 0.00355 | 370.2579 | 0.01088 | 370.18 | 0 | 370.2579 | -0.00444 | 370.2579 | 0.00317 |  |  | 370.2579 | 0.00013918 | 370.2579 | 0.0049062
| 450.481 | 0.00418 | 370.3367 | 0.01081 | 370.26 | 0 | 370.3367 | 0.00439 | 370.3367 | 0.00221 |  |  | 370.3367 | 0.00684 | 370.3367 | 0.0037614
| 450.5616 | 0.00597 | 370.4156 | 0.01085 | 370.34 | 0 | 370.4156 | -0.00272 | 370.4156 | 0.00176 |  |  | 370.4156 | -0.00548 | 370.4156 | 0.0061847
| 450.8841 | 0.00154 | 370.4944 | 0.01112 | 370.42 | 0 | 370.4944 | 0.00519 | 370.4944 | 0.00259 |  |  | 370.4944 | 0.00272 | 370.4944 | 0.0060507
| 451.2066 | 0.004 | 370.5732 | 0.01124 | 370.49 | 0 | 370.5732 | -0.00445 | 370.5732 | 0.00101 |  |  | 370.5732 | -0.00177 | 370.5732 | 0.0049158
| 451.4485 | 0.00462 | 370.6521 | 0.01129 | 370.57 | 0 | 370.6521 | 0.00448 | 370.6521 | 0.00477 |  |  | 370.6521 | 0.00674 | 370.6521 | 0.0070044
| 452.013 | 0.00393 | 370.731 | 0.01113 | 370.65 | 0 | 370.731 | -0.00379 | 370.731 | 0.00173 |  |  | 370.731 | 0.00199 | 370.731 | 0.0071386
| 452.2549 | 0.0001414 | 370.8098 | 0.0113 | 370.73 | 0 | 370.8098 | 0.00482 | 370.8098 | 0.00435 |  |  | 370.8098 | 0.00706 | 370.8098 | 0.0086299
| 452.3356 | 0.00209 | 370.8887 | 0.01086 | 370.81 | 0 | 370.8887 | -0.00378 | 370.8887 | 0.00342 |  |  | 370.8887 | -0.00047797 | 370.8887 | 0.003747
| 452.4162 | 1.2049e-06 | 370.9675 | 0.01121 | 370.89 | 0 | 370.9675 | 0.00351 | 370.9675 | 0.00469 |  |  | 370.9675 | 0.0075 | 370.9675 | 0.0081124
| 452.6582 | 0.00065359 | 371.0464 | 0.01092 | 370.97 | 0 | 371.0464 | -0.00427 | 371.0464 | 0.00016689 |  |  | 371.0464 | -0.0048 | 371.0464 | 0.00469
| 452.9808 | 0.00778 | 371.1252 | 0.01109 | 371.05 | 0 | 371.1252 | 0.00225 | 371.1252 | 0.0034 |  |  | 371.1252 | 0.00652 | 371.1252 | 0.0063948
| 453.0614 | 0.00912 | 371.2041 | 0.01102 | 371.13 | 0 | 371.2041 | -0.0032 | 371.2041 | 0.00384 |  |  | 371.2041 | -0.0018 | 371.2041 | 0.003692
| 453.3034 | 0.0026 | 371.283 | 0.01117 | 371.2 | 0 | 371.283 | 0.00482 | 371.283 | 0.00396 |  |  | 371.283 | 0.00658 | 371.283 | 0.0052788
| 453.3841 | 0.01615 | 371.3618 | 0.0112 | 371.28 | 0 | 371.3618 | -0.004 | 371.3618 | 0.00506 |  |  | 371.3618 | -0.00196 | 371.3618 | 0.0042827
| 453.7067 | 0.00976 | 371.4407 | 0.01143 | 371.36 | 0 | 371.4407 | 0.00278 | 371.4407 | 0.00323 |  |  | 371.4407 | 0.0059 | 371.4407 | 0.0073586
| 453.7874 | 0.0003182 | 371.5196 | 0.01141 | 371.44 | 0 | 371.5196 | -0.00301 | 371.5196 | 0.004 |  |  | 371.5196 | -0.00316 | 371.5196 | 0.0033164
| 454.2714 | 3.2617e-05 | 371.5985 | 0.01163 | 371.52 | 0 | 371.5985 | 0.00437 | 371.5985 | 0.00366 |  |  | 371.5985 | 0.01038 | 371.5984 | 0.0069611
| 454.3521 | 0.01338 | 371.6773 | 0.01134 | 371.6 | 0 | 371.6773 | -0.00392 | 371.6773 | 0.00275 |  |  | 371.6773 | -0.00167 | 371.6773 | 0.0018375
| 454.5942 | 0.0012 | 371.7562 | 0.01139 | 371.68 | 0 | 371.7562 | 0.00488 | 371.7562 | 0.00233 |  |  | 371.7562 | 0.00461 | 371.7562 | 0.0052411
| 454.6748 | 0.00612 | 371.8351 | 0.01117 | 371.76 | 0 | 371.8351 | -0.00368 | 371.8351 | 0.00163 |  |  | 371.8351 | -0.00745 | 371.8351 | 0.002001
| 454.9976 | 0.00384 | 371.914 | 0.01143 | 371.84 | 0 | 371.914 | 0.00179 | 371.914 | 0.00509 |  |  | 371.914 | 0.00447 | 371.914 | 0.0063321
| 455.2396 | 0.00624 | 371.9929 | 0.0112 | 371.91 | 0 | 371.9929 | -0.00391 | 371.9929 | 0.00362 |  |  | 371.9929 | -0.00177 | 371.9929 | 0.0035138
| 455.3203 | 0.00255 | 372.0718 | 0.01155 | 371.99 | 0 | 372.0718 | 0.00256 | 372.0718 | 0.00198 |  |  | 372.0718 | 0.00718 | 372.0718 | 0.0067726
| 455.5624 | 0.00166 | 372.1507 | 0.01121 | 372.07 | 0 | 372.1507 | -0.0029 | 372.1507 | 0.00184 |  |  | 372.1507 | -0.00134 | 372.1507 | 0.0053427
| 455.6431 | 0.00497 | 372.2296 | 0.01128 | 372.15 | 0 | 372.2296 | 0.00509 | 372.2296 | 0.00246 |  |  | 372.2296 | 0.00368 | 372.2296 | 0.0063183
| 455.8044 | 0.00028735 | 372.3084 | 0.01092 | 372.23 | 0 | 372.3084 | -0.00201 | 372.3084 | 0.00184 |  |  | 372.3084 | -0.00070389 | 372.3084 | 0.0044581
| 455.8852 | 0.00484 | 372.3874 | 0.01123 | 372.31 | 0 | 372.3874 | 0.00399 | 372.3874 | 0.00348 |  |  | 372.3874 | 0.00559 | 372.3874 | 0.0052675
| 455.9658 | 0.00362 | 372.4663 | 0.01092 | 372.39 | 0 | 372.4663 | -0.00138 | 372.4663 | 0.00148 |  |  | 372.4663 | 0.00609 | 372.4662 | 0.0075371
| 456.2079 | 0.00526 | 372.5452 | 0.01128 | 372.47 | 0.01 | 372.5452 | 0.00504 | 372.5452 | 0.00421 |  |  | 372.5452 | 0.00751 | 372.5452 | 0.0061728
| 456.2887 | 0.00284 | 372.6241 | 0.01092 | 372.55 | 0 | 372.6241 | -0.00357 | 372.6241 | 0.00216 |  |  | 372.6241 | -0.00264 | 372.6241 | 0.0019233
| 456.4501 | 0.00054543 | 372.703 | 0.01141 | 372.62 | 0 | 372.703 | 0.00404 | 372.703 | 0.00474 |  |  | 372.703 | 0.002 | 372.703 | 0.0048337
| 456.5308 | 0.00797 | 372.7819 | 0.01137 | 372.7 | 0 | 372.7819 | -0.0032 | 372.7819 | 0.00319 |  |  | 372.7819 | -0.00046761 | 372.7819 | 0.0032739
| 456.6115 | 0.00404 | 372.8608 | 0.01163 | 372.78 | 0 | 372.8608 | 0.0036 | 372.8608 | 0.00593 |  |  | 372.8608 | 0.00306 | 372.8608 | 0.0048519
| 456.8536 | 0.00559 | 372.9397 | 0.01131 | 372.86 | 0 | 372.9397 | -0.00292 | 372.9397 | 0.00256 |  |  | 372.9397 | -0.00343 | 372.9397 | 0.0019002
| 456.9343 | 0.004 | 373.0186 | 0.01165 | 372.94 | 0 | 373.0186 | 0.00264 | 373.0186 | 0.00055433 |  |  | 373.0186 | 0.00382 | 373.0186 | 0.0045834
| 457.0957 | 0.0001623 | 373.0976 | 0.0115 | 373.02 | 0 | 373.0976 | -0.00374 | 373.0976 | 0.00355 |  |  | 373.0976 | 0.00020768 | 373.0975 | 0.0029016
| 457.1764 | 0.00393 | 373.1765 | 0.01158 | 373.1 | 0 | 373.1765 | 0.00467 | 373.1765 | 0.00396 |  |  | 373.1765 | 0.00538 | 373.1765 | 0.003513
| 457.2572 | 0.00295 | 373.2554 | 0.01148 | 373.18 | 0 | 373.2554 | -0.00411 | 373.2554 | 0.00325 |  |  | 373.2554 | -0.00353 | 373.2554 | 0.0026138
| 457.5801 | 0.00503 | 373.3343 | 0.01158 | 373.26 | 0 | 373.3343 | 0.00247 | 373.3343 | 0.00411 |  |  | 373.3343 | 0.00522 | 373.3343 | 0.0051564
| 457.8222 | 0.00013894 | 373.4133 | 0.0114 | 373.33 | 0 | 373.4133 | -0.00301 | 373.4133 | 0.00263 |  |  | 373.4133 | 0.00315 | 373.4132 | 0.0033515
| 458.2259 | 0.00603 | 373.4922 | 0.01181 | 373.41 | 0 | 373.4922 | 0.00257 | 373.4922 | 0.00334 |  |  | 373.4922 | 0.00197 | 373.4922 | 0.0041178
| 458.4681 | 0.00361 | 373.5711 | 0.01168 | 373.49 | 0 | 373.5711 | -0.00183 | 373.5711 | 0.00076991 |  |  | 373.5711 | -0.00921 | 373.5711 | -0.00086928
| 458.5488 | 0.00273 | 373.6501 | 0.01212 | 373.57 | 0 | 373.6501 | 0.00353 | 373.6501 | 0.00212 |  |  | 373.6501 | 0.00591 | 373.6501 | 0.0030636
|  |  | 373.729 | 0.01199 | 373.65 | 0 | 373.729 | -0.00505 | 373.729 | 0.0039 |  |  | 373.729 | 0.00162 | 373.729 | 0.0028987
|  |  | 373.8079 | 0.01224 | 373.73 | 0 | 373.8079 | 0.00468 | 373.8079 | 0.00148 |  |  | 373.8079 | -0.00119 | 373.8079 | 0.0015345
|  |  | 373.8869 | 0.012 | 373.81 | 0 | 373.8869 | -0.00328 | 373.8869 | 0.00197 |  |  | 373.8869 | -0.0022 | 373.8869 | 0.0037651
|  |  | 373.9658 | 0.01228 | 373.89 | 0 | 373.9658 | 0.0041 | 373.9658 | 0.00436 |  |  | 373.9658 | 0.00309 | 373.9658 | 0.0025682
|  |  | 374.0448 | 0.01195 | 373.97 | 0 | 374.0448 | -0.00316 | 374.0448 | 0.00155 |  |  | 374.0448 | -0.00437 | 374.0448 | 0.0042232
|  |  | 374.1237 | 0.01221 | 374.04 | 0 | 374.1237 | 0.00413 | 374.1237 | 0.00176 |  |  | 374.1237 | 0.0026 | 374.1237 | 0.0054093
|  |  | 374.2027 | 0.01215 | 374.12 | 0 | 374.2027 | -0.00278 | 374.2027 | 0.00121 |  |  | 374.2027 | -0.00176 | 374.2027 | 0.0035752
|  |  | 374.2816 | 0.01243 | 374.2 | 0 | 374.2816 | 0.00355 | 374.2816 | 0.00428 |  |  | 374.2816 | 0.00191 | 374.2816 | 0.0044739
|  |  | 374.3606 | 0.01213 | 374.28 | 0 | 374.3606 | -0.00101 | 374.3606 | 0.00241 |  |  | 374.3606 | -0.00431 | 374.3606 | 0.0013611
|  |  | 374.4395 | 0.01211 | 374.36 | 0 | 374.4395 | 0.00183 | 374.4395 | 0.0027 |  |  | 374.4395 | 0.00603 | 374.4395 | 0.0048421
|  |  | 374.5185 | 0.01184 | 374.44 | 0.01 | 374.5185 | -0.0037 | 374.5185 | 0.00277 |  |  | 374.5185 | -0.00436 | 374.5185 | 0.0024863
|  |  | 374.5975 | 0.01212 | 374.52 | 0 | 374.5975 | 0.00324 | 374.5975 | 0.00277 |  |  | 374.5975 | 0.00232 | 374.5975 | 0.0037621
|  |  | 374.6764 | 0.01178 | 374.6 | 0 | 374.6764 | -0.00245 | 374.6764 | 0.00273 |  |  | 374.6764 | -0.0003822 | 374.6764 | 0.0031937
|  |  | 374.7554 | 0.0121 | 374.68 | 0 | 374.7554 | 0.00211 | 374.7554 | 0.00333 |  |  | 374.7554 | 0.00069491 | 374.7554 | 0.0038392
|  |  | 374.8344 | 0.01196 | 374.76 | 0 | 374.8344 | -0.00367 | 374.8344 | 0.00254 |  |  | 374.8344 | -0.00116 | 374.8344 | 0.0021431
|  |  | 374.9133 | 0.01231 | 374.83 | 0 | 374.9133 | 0.0018 | 374.9133 | 0.00212 |  |  | 374.9133 | -0.00033875 | 374.9133 | 0.003056
|  |  | 374.9923 | 0.012 | 374.91 | 0 | 374.9923 | -0.00111 | 374.9923 | 0.00189 |  |  | 374.9923 | 4.0182e-06 | 374.9923 | 0.0035426
|  |  | 375.0713 | 0.01227 | 374.99 | 0 | 375.0713 | 0.00416 | 375.0713 | 0.00373 |  |  | 375.0713 | 0.00399 | 375.0713 | 0.0043386
|  |  | 375.1503 | 0.01213 | 375.07 | 0 | 375.1503 | -0.00321 | 375.1503 | 0.0029 |  |  | 375.1503 | -0.00090348 | 375.1503 | 0.0023947
|  |  | 375.2293 | 0.01228 | 375.15 | 0 | 375.2293 | 0.00353 | 375.2293 | 0.00368 |  |  | 375.2293 | -0.00105 | 375.2292 | 0.0032251
|  |  | 375.3082 | 0.01206 | 375.23 | 0 | 375.3082 | -0.0028 | 375.3082 | 0.00137 |  |  | 375.3082 | -0.0041 | 375.3082 | 0.0029956
|  |  | 375.3872 | 0.01223 | 375.31 | 0 | 375.3872 | 0.00375 | 375.3872 | 0.00429 |  |  | 375.3872 | 0.00521 | 375.3872 | 0.0039729
|  |  | 375.4662 | 0.0118 | 375.39 | 0 | 375.4662 | -0.00335 | 375.4662 | 0.00274 |  |  | 375.4662 | -0.00010769 | 375.4662 | 0.0038015
|  |  | 375.5452 | 0.01194 | 375.47 | 0 | 375.5452 | 0.00331 | 375.5452 | 0.00254 |  |  | 375.5452 | 0.00506 | 375.5452 | 0.0045504
|  |  | 375.6242 | 0.01154 | 375.55 | 0 | 375.6242 | -0.00506 | 375.6242 | 0.00181 |  |  | 375.6242 | -0.00151 | 375.6242 | 0.002238
|  |  | 375.7032 | 0.01172 | 375.62 | 0 | 375.7032 | 0.0039 | 375.7032 | 0.00503 |  |  | 375.7032 | 0.00506 | 375.7032 | 0.0053857
|  |  | 375.7822 | 0.01155 | 375.7 | 0 | 375.7822 | -0.0024 | 375.7822 | 0.0022 |  |  | 375.7822 | 9.5571e-05 | 375.7822 | 0.0024637
|  |  | 375.8612 | 0.01165 | 375.78 | 0 | 375.8612 | 0.00415 | 375.8612 | 0.00177 |  |  | 375.8612 | 0.0051 | 375.8612 | 0.0039142
|  |  | 375.9402 | 0.0113 | 375.86 | 0 | 375.9402 | -0.00224 | 375.9402 | 0.00212 |  |  | 375.9402 | -0.00481 | 375.9402 | 0.0010429
|  |  | 376.0192 | 0.01152 | 375.94 | 0 | 376.0192 | 0.00454 | 376.0192 | 0.00439 |  |  | 376.0192 | 0.00499 | 376.0192 | 0.0053206
|  |  | 376.0982 | 0.0112 | 376.02 | 0.01 | 376.0982 | -0.00182 | 376.0982 | 0.00197 |  |  | 376.0982 | -0.00234 | 376.0982 | 0.0021971
|  |  | 376.1772 | 0.01138 | 376.1 | 0 | 376.1772 | 0.00222 | 376.1772 | 0.00174 |  |  | 376.1772 | 0.00322 | 376.1772 | 0.0017548
|  |  | 376.2562 | 0.01112 | 376.18 | 0 | 376.2562 | -0.00352 | 376.2562 | 0.00152 |  |  | 376.2562 | -0.00318 | 376.2562 | 0.0013082
|  |  | 376.3352 | 0.01135 | 376.26 | 0 | 376.3352 | 0.00147 | 376.3352 | 0.00528 |  |  | 376.3352 | 0.00352 | 376.3352 | 0.0037593
|  |  | 376.4143 | 0.01122 | 376.34 | 0 | 376.4143 | -0.00205 | 376.4143 | 0.00315 |  |  | 376.4143 | -0.00296 | 376.4142 | 0.0017421
|  |  | 376.4933 | 0.01144 | 376.41 | 0 | 376.4933 | 0.0033 | 376.4933 | 0.00337 |  |  | 376.4933 | 0.00203 | 376.4933 | 0.0030152
|  |  | 376.5723 | 0.01135 | 376.49 | 0 | 376.5723 | -0.00319 | 376.5723 | 0.0025 |  |  | 376.5723 | -0.00235 | 376.5723 | 0.0014508
|  |  | 376.6513 | 0.0117 | 376.57 | 0 | 376.6513 | 0.00342 | 376.6513 | 0.00381 |  |  | 376.6513 | 0.00348 | 376.6513 | 0.0036891
|  |  | 376.7303 | 0.01146 | 376.65 | 0 | 376.7303 | -0.00263 | 376.7303 | 0.00179 |  |  | 376.7303 | -0.00208 | 376.7303 | 0.0022922
|  |  | 376.8094 | 0.01163 | 376.73 | 0 | 376.8094 | 0.00327 | 376.8094 | 0.00362 |  |  | 376.8094 | 0.0054 | 376.8094 | 0.0039537
|  |  | 376.8884 | 0.0113 | 376.81 | 0 | 376.8884 | -0.00153 | 376.8884 | 0.0014 |  |  | 376.8884 | -0.00259 | 376.8884 | 0.0021721
|  |  | 376.9674 | 0.0116 | 376.89 | 0 | 376.9674 | 0.00314 | 376.9674 | 0.00327 |  |  | 376.9674 | 0.00305 | 376.9674 | 0.0038942
|  |  | 377.0465 | 0.01134 | 376.97 | 0 | 377.0465 | -0.00395 | 377.0465 | 0.00427 |  |  | 377.0465 | 0.00263 | 377.0465 | 0.0027998
|  |  | 377.1255 | 0.01154 | 377.05 | 0 | 377.1255 | 0.00256 | 377.1255 | 0.00311 |  |  | 377.1255 | 0.00157 | 377.1255 | 0.0043732
|  |  | 377.2045 | 0.01129 | 377.13 | 0 | 377.2045 | -0.00252 | 377.2045 | 0.00188 |  |  | 377.2045 | -0.00221 | 377.2045 | 0.0014333
|  |  | 377.2836 | 0.01155 | 377.2 | 0 | 377.2836 | 0.00409 | 377.2836 | 0.00277 |  |  | 377.2836 | 0.00437 | 377.2836 | 0.0043042
|  |  | 377.3626 | 0.01124 | 377.28 | 0 | 377.3626 | -0.00276 | 377.3626 | 0.00207 |  |  | 377.3626 | -0.00434 | 377.3626 | 0.0010177
|  |  | 377.4417 | 0.01158 | 377.36 | 0 | 377.4417 | 0.00332 | 377.4417 | 0.00292 |  |  | 377.4417 | 0.00347 | 377.4417 | 0.0030675
|  |  | 377.5207 | 0.01142 | 377.44 | 0 | 377.5207 | -0.00298 | 377.5207 | 0.00174 |  |  | 377.5207 | -0.00043266 | 377.5207 | 0.003452
|  |  | 377.5998 | 0.01161 | 377.52 | 0 | 377.5998 | 0.00255 | 377.5998 | 0.00509 |  |  | 377.5998 | 0.00573 | 377.5998 | 0.0025756
|  |  | 377.6788 | 0.01123 | 377.6 | 0 | 377.6788 | -0.00252 | 377.6788 | 0.00384 |  |  | 377.6788 | 0.00027303 | 377.6788 | 0.00080972
|  |  | 377.7579 | 0.01153 | 377.68 | 0 | 377.7579 | 0.00385 | 377.7579 | 0.00322 |  |  | 377.7579 | 0.0001775 | 377.7579 | 0.0024363
|  |  | 377.8369 | 0.01143 | 377.76 | 0 | 377.8369 | -0.00274 | 377.8369 | 0.00181 |  |  | 377.8369 | -0.00294 | 377.8369 | 0.0011193
|  |  | 377.916 | 0.01169 | 377.84 | 0 | 377.916 | 0.00374 | 377.916 | 0.00281 |  |  | 377.916 | 0.00207 | 377.916 | 0.001462
|  |  | 377.995 | 0.01133 | 377.92 | 0 | 377.995 | -0.00377 | 377.995 | 0.00099332 |  |  | 377.995 | -3.2856e-05 | 377.9951 | 0.0018772
|  |  | 378.0741 | 0.01163 | 378 | 0 | 378.0741 | 0.00356 | 378.0741 | 0.00363 |  |  | 378.0741 | 0.00206 | 378.0741 | 0.0022219
|  |  | 378.1532 | 0.0115 | 378.07 | 0 | 378.1532 | -0.00241 | 378.1532 | 0.00333 |  |  | 378.1532 | -0.0038 | 378.1532 | 0.0015918
|  |  | 378.2322 | 0.01169 | 378.15 | 0 | 378.2322 | 0.00281 | 378.2322 | 0.00369 |  |  | 378.2322 | 0.00337 | 378.2322 | 0.0029799
|  |  | 378.3113 | 0.01151 | 378.23 | 0 | 378.3113 | -0.00296 | 378.3113 | 0.00157 |  |  | 378.3113 | -0.00311 | 378.3113 | 0.00068353
|  |  | 378.3904 | 0.01171 | 378.31 | 0 | 378.3904 | 0.00346 | 378.3904 | 0.00287 |  |  | 378.3904 | 0.00415 | 378.3904 | 0.0051119
|  |  | 378.4695 | 0.01137 | 378.39 | 0 | 378.4695 | -0.00108 | 378.4695 | 0.00258 |  |  | 378.4695 | 2.4398e-05 | 378.4695 | 0.00075944
|  |  | 378.5485 | 0.01156 | 378.47 | 0 | 378.5485 | 0.00418 | 378.5485 | 0.00376 |  |  | 378.5485 | 0.00284 | 378.5485 | 0.0038183
|  |  | 378.6276 | 0.01116 | 378.55 | 0 | 378.6276 | -0.00216 | 378.6276 | 0.00308 |  |  | 378.6276 | 0.00037503 | 378.6276 | 0.0021218
|  |  | 378.7067 | 0.01132 | 378.63 | 0 | 378.7067 | 0.00362 | 378.7067 | 0.00222 |  |  | 378.7067 | 0.00208 | 378.7067 | 0.0040112
|  |  | 378.7858 | 0.01114 | 378.71 | 0 | 378.7858 | -0.00261 | 378.7858 | 0.00221 |  |  | 378.7858 | 0.00158 | 378.7858 | 0.0013381
|  |  | 378.8649 | 0.01147 | 378.79 | 0 | 378.8649 | 0.00347 | 378.8649 | 0.00237 |  |  | 378.8649 | 0.00026014 | 378.8649 | 0.00083596
|  |  | 378.9439 | 0.01114 | 378.86 | 0 | 378.9439 | -0.00133 | 378.9439 | 0.0008208 |  |  | 378.9439 | -0.00344 | 378.9439 | 0.00068808
|  |  | 379.023 | 0.01137 | 378.94 | 0 | 379.023 | 0.00372 | 379.023 | 0.00187 |  |  | 379.023 | 0.00125 | 379.023 | 0.0025174
|  |  | 379.1021 | 0.01101 | 379.02 | 0 | 379.1021 | -0.00259 | 379.1021 | 0.00458 |  |  | 379.1021 | -0.00228 | 379.1021 | 0.0028245
|  |  | 379.1812 | 0.01133 | 379.1 | 0 | 379.1812 | 0.0042 | 379.1812 | 0.00302 |  |  | 379.1812 | 0.00387 | 379.1812 | 0.0010015
|  |  | 379.2603 | 0.01114 | 379.18 | 0 | 379.2603 | -0.00324 | 379.2603 | 0.00263 |  |  | 379.2603 | -0.00191 | 379.2603 | -0.0005407
|  |  | 379.3394 | 0.01151 | 379.26 | 0 | 379.3394 | 0.00234 | 379.3394 | 0.00286 |  |  | 379.3394 | 0.00526 | 379.3394 | 0.0013672
|  |  | 379.4185 | 0.01118 | 379.34 | 0 | 379.4185 | -0.00212 | 379.4185 | 0.00227 |  |  | 379.4185 | -0.00198 | 379.4185 | 0.0022804
|  |  | 379.4976 | 0.01147 | 379.42 | 0 | 379.4976 | 0.00381 | 379.4976 | 0.00209 |  |  | 379.4976 | 0.00818 | 379.4976 | 0.0029194
|  |  | 379.5767 | 0.01136 | 379.5 | 0 | 379.5767 | -0.00274 | 379.5767 | 0.00272 |  |  | 379.5767 | -0.00299 | 379.5767 | 0.00022976
|  |  | 379.6558 | 0.01191 | 379.58 | 0 | 379.6558 | 0.00594 | 379.6558 | 0.00397 |  |  | 379.6558 | 0.00723 | 379.6558 | 0.0045524
|  |  | 379.7349 | 0.01154 | 379.66 | 0 | 379.7349 | -0.0031 | 379.7349 | 0.00243 |  |  | 379.7349 | -0.00237 | 379.735 | 0.0017484
|  |  | 379.8141 | 0.01192 | 379.73 | 0 | 379.8141 | 0.00285 | 379.8141 | 0.00208 |  |  | 379.8141 | 0.0026 | 379.8141 | 0.0018192
|  |  | 379.8932 | 0.01149 | 379.81 | 0 | 379.8932 | -0.00312 | 379.8932 | 0.00303 |  |  | 379.8932 | -0.00553 | 379.8932 | 0.00038318
|  |  | 379.9723 | 0.01171 | 379.89 | 0 | 379.9723 | 0.00177 | 379.9723 | 0.00329 |  |  | 379.9723 | 0.00276 | 379.9723 | 0.0021539
|  |  | 380.0514 | 0.01149 | 379.97 | 0 | 380.0514 | -0.0019 | 380.0514 | 0.00265 |  |  | 380.0514 | -0.00106 | 380.0514 | 0.0013705
|  |  | 380.1305 | 0.01159 | 380.05 | 0 | 380.1305 | 0.00192 | 380.1305 | 0.00253 |  |  | 380.1305 | 0.00566 | 380.1305 | 0.0026155
|  |  | 380.2097 | 0.01132 | 380.13 | 0 | 380.2097 | -0.00277 | 380.2097 | 0.0032 |  |  | 380.2097 | 0.00191 | 380.2097 | 0.0022989
|  |  | 380.2888 | 0.01156 | 380.21 | 0 | 380.2888 | 0.00274 | 380.2888 | 0.00209 |  |  | 380.2888 | 0.00099936 | 380.2888 | 0.002524
|  |  | 380.3679 | 0.01136 | 380.29 | 0 | 380.3679 | -0.0029 | 380.3679 | 0.00261 |  |  | 380.3679 | -0.00722 | 380.3679 | 0.00013026
|  |  | 380.447 | 0.01164 | 380.37 | 0 | 380.447 | 0.00284 | 380.447 | 0.00374 |  |  | 380.447 | 0.00286 | 380.447 | 0.0018143
|  |  | 380.5262 | 0.01119 | 380.45 | 0 | 380.5262 | -0.00239 | 380.5262 | 0.00134 |  |  | 380.5262 | -0.00211 | 380.5262 | 0.00099133
|  |  | 380.6053 | 0.01132 | 380.53 | 0 | 380.6053 | 0.00319 | 380.6053 | 0.00209 |  |  | 380.6053 | 0.00017619 | 380.6053 | 0.0031307
|  |  | 380.6844 | 0.01104 | 380.61 | 0 | 380.6844 | -0.00515 | 380.6844 | 0.00391 |  |  | 380.6844 | -0.00586 | 380.6844 | -0.00055216
|  |  | 380.7636 | 0.01122 | 380.68 | 0 | 380.7636 | 0.00267 | 380.7636 | 0.00305 |  |  | 380.7636 | -8.2193e-05 | 380.7636 | 0.0033231
|  |  | 380.8427 | 0.01083 | 380.76 | 0 | 380.8427 | -0.00472 | 380.8427 | 0.00262 |  |  | 380.8427 | -0.00807 | 380.8427 | 0.00065298
|  |  | 380.9219 | 0.01102 | 380.84 | 0 | 380.9219 | 0.00418 | 380.9219 | 0.00486 |  |  | 380.9219 | 0.00491 | 380.9218 | 0.0014768
|  |  | 381.001 | 0.01058 | 380.92 | 0 | 381.001 | -0.00397 | 381.001 | 0.00306 |  |  | 381.001 | -0.00267 | 381.001 | 0.0017406
|  |  | 381.0801 | 0.01085 | 381 | 0 | 381.0801 | 0.00308 | 381.0801 | 0.00367 |  |  | 381.0801 | 0.00278 | 381.0801 | 0.0024837
|  |  | 381.1593 | 0.01067 | 381.08 | 0 | 381.1593 | -0.00366 | 381.1593 | 0.00411 |  |  | 381.1593 | -0.0015 | 381.1593 | 0.00099608
|  |  | 381.2384 | 0.0109 | 381.16 | 0 | 381.2384 | 0.00238 | 381.2384 | 0.00308 |  |  | 381.2384 | 0.00242 | 381.2384 | 0.003644
|  |  | 381.3176 | 0.01053 | 381.24 | 0 | 381.3176 | -0.00377 | 381.3176 | 0.00363 |  |  | 381.3176 | -0.00444 | 381.3176 | 0.0005895
|  |  | 381.3967 | 0.01071 | 381.32 | 0 | 381.3967 | 0.00554 | 381.3967 | 0.00515 |  |  | 381.3967 | 0.00589 | 381.3968 | 0.0027607
|  |  | 381.4759 | 0.01059 | 381.4 | 0 | 381.4759 | -0.00335 | 381.4759 | 0.00277 |  |  | 381.4759 | 0.00032336 | 381.4759 | 0.00050342
|  |  | 381.5551 | 0.01064 | 381.48 | 0 | 381.5551 | 0.00434 | 381.5551 | 0.00607 |  |  | 381.5551 | 0.00334 | 381.5551 | 0.00077629
|  |  | 381.6342 | 0.01017 | 381.56 | 0 | 381.6342 | -0.00468 | 381.6342 | 0.00382 |  |  | 381.6342 | -0.00136 | 381.6342 | -1.1e-05
|  |  | 381.7134 | 0.01042 | 381.63 | 0 | 381.7134 | 0.0056 | 381.7134 | 0.0049 |  |  | 381.7134 | 0.00063854 | 381.7134 | 0.0031585
|  |  | 381.7926 | 0.00982 | 381.71 | 0 | 381.7926 | -0.00402 | 381.7926 | 0.00274 |  |  | 381.7926 | -0.00388 | 381.7926 | 0.0011225
|  |  | 381.8717 | 0.01041 | 381.79 | 0 | 381.8717 | 0.0062 | 381.8717 | 0.00507 |  |  | 381.8717 | 0.00346 | 381.8717 | 0.0010082
|  |  | 381.9509 | 0.01022 | 381.87 | 0 | 381.9509 | -0.00426 | 381.9509 | 0.00398 |  |  | 381.9509 | -0.00092072 | 381.9509 | 0.0014447
|  |  | 382.0301 | 0.01058 | 381.95 | 0 | 382.0301 | 0.00395 | 382.0301 | 0.00479 |  |  | 382.0301 | 0.00336 | 382.0301 | 0.0031849
|  |  | 382.1092 | 0.01035 | 382.03 | 0 | 382.1092 | -0.0036 | 382.1092 | 0.00355 |  |  | 382.1092 | -0.0003066 | 382.1093 | 0.0025489
|  |  | 382.1884 | 0.01083 | 382.11 | 0 | 382.1884 | 0.00319 | 382.1884 | 0.00478 |  |  | 382.1884 | 0.00525 | 382.1884 | 0.0013339
|  |  | 382.2676 | 0.0105 | 382.19 | 0 | 382.2676 | -0.00482 | 382.2676 | 0.00515 |  |  | 382.2676 | -0.0082 | 382.2676 | -0.0001114
|  |  | 382.3468 | 0.01073 | 382.27 | 0 | 382.3468 | 0.00451 | 382.3468 | 0.0056 |  |  | 382.3468 | 0.00222 | 382.3468 | 0.0031661
|  |  | 382.426 | 0.01042 | 382.35 | 0 | 382.426 | -0.00284 | 382.426 | 0.00338 |  |  | 382.426 | -0.0056 | 382.426 | 0.0021562
|  |  | 382.5052 | 0.01083 | 382.43 | 0 | 382.5052 | 0.00441 | 382.5052 | 0.00151 |  |  | 382.5052 | -0.00113 | 382.5052 | 0.00037886
|  |  | 382.5843 | 0.01072 | 382.51 | 0 | 382.5843 | -0.00355 | 382.5843 | 0.00409 |  |  | 382.5843 | -0.00441 | 382.5844 | -0.00013871
|  |  | 382.6635 | 0.01099 | 382.58 | 0 | 382.6635 | 0.00495 | 382.6635 | 0.00277 |  |  | 382.6635 | -0.00021345 | 382.6635 | -9.7621e-05
|  |  | 382.7427 | 0.01063 | 382.66 | 0 | 382.7427 | -0.00574 | 382.7427 | 0.00275 |  |  | 382.7427 | -0.00477 | 382.7427 | -0.00040432
|  |  | 382.8219 | 0.01106 | 382.74 | 0 | 382.8219 | 0.00448 | 382.8219 | 0.00599 |  |  | 382.8219 | 0.00259 | 382.8219 | 0.0029567
|  |  | 382.9011 | 0.01073 | 382.82 | 0 | 382.9011 | -0.00367 | 382.9011 | 0.00439 |  |  | 382.9011 | -0.00358 | 382.9011 | 0.00022942
|  |  | 382.9803 | 0.01112 | 382.9 | 0 | 382.9803 | 0.00543 | 382.9803 | 0.00478 |  |  | 382.9803 | 0.00423 | 382.9803 | 0.0035619
|  |  | 383.0595 | 0.01099 | 382.98 | 0 | 383.0595 | -0.00384 | 383.0595 | 0.00367 |  |  | 383.0595 | -0.002 | 383.0595 | 0.00045667
|  |  | 383.1387 | 0.01134 | 383.06 | 0 | 383.1387 | 0.00367 | 383.1387 | 0.00495 |  |  | 383.1387 | 0.00371 | 383.1387 | 0.0023059
|  |  | 383.2179 | 0.01098 | 383.14 | 0 | 383.2179 | -0.00167 | 383.2179 | 0.0031 |  |  | 383.2179 | -0.00419 | 383.2179 | 0.0010937
|  |  | 383.2971 | 0.01134 | 383.22 | 0 | 383.2971 | 0.0049 | 383.2971 | 0.00417 |  |  | 383.2971 | 0.0041 | 383.2971 | 0.00015388
|  |  | 383.3764 | 0.01089 | 383.3 | 0 | 383.3764 | -0.0041 | 383.3764 | 0.00238 |  |  | 383.3764 | -0.00729 | 383.3763 | -5.8442e-05
|  |  | 383.4556 | 0.01114 | 383.38 | 0 | 383.4556 | 0.00471 | 383.4556 | 0.00758 |  |  | 383.4556 | 0.00535 | 383.4556 | 0.0037139
|  |  | 383.5348 | 0.01081 | 383.46 | 0 | 383.5348 | -0.00324 | 383.5348 | 0.00162 |  |  | 383.5348 | -0.00907 | 383.5348 | -0.00070944
|  |  | 383.614 | 0.01136 | 383.53 | 0 | 383.614 | 0.00436 | 383.614 | 0.00403 |  |  | 383.614 | -0.0028 | 383.614 | 0.0014673
|  |  | 383.6932 | 0.01082 | 383.61 | 0 | 383.6932 | -0.00431 | 383.6932 | 0.00176 |  |  | 383.6932 | -0.0083 | 383.6932 | -0.00032259
|  |  | 383.7724 | 0.01127 | 383.69 | 0 | 383.7724 | 0.00426 | 383.7724 | 0.00321 |  |  | 383.7724 | 0.00244 | 383.7724 | 0.0034874
|  |  | 383.8517 | 0.01092 | 383.77 | 0 | 383.8517 | -0.00385 | 383.8517 | 0.00311 |  |  | 383.8517 | -0.00623 | 383.8517 | -9.5895e-06
|  |  | 383.9309 | 0.01108 | 383.85 | 0 | 383.9309 | 0.00296 | 383.9309 | 0.00265 |  |  | 383.9309 | 0.00099549 | 383.9309 | 0.00275
|  |  | 384.0101 | 0.01062 | 383.93 | 0 | 384.0101 | -0.00467 | 384.0101 | 0.00294 |  |  | 384.0101 | -0.00395 | 384.0101 | 0.00081235
|  |  | 384.0893 | 0.01092 | 384.01 | 0 | 384.0893 | 0.00368 | 384.0893 | 0.00348 |  |  | 384.0893 | 0.00265 | 384.0893 | 0.00033293
|  |  | 384.1686 | 0.01068 | 384.09 | 0 | 384.1686 | -0.00234 | 384.1686 | 0.00484 |  |  | 384.1686 | -0.00434 | 384.1686 | -0.0012196
|  |  | 384.2478 | 0.01106 | 384.17 | 0 | 384.2478 | 0.00403 | 384.2478 | 0.00409 |  |  | 384.2478 | -0.00248 | 384.2478 | 0.00057879
|  |  | 384.327 | 0.01075 | 384.25 | 0 | 384.327 | -0.00578 | 384.327 | 0.00278 |  |  | 384.327 | -0.007 | 384.327 | 0.00017332
|  |  | 384.4063 | 0.01121 | 384.33 | 0 | 384.4063 | 0.00413 | 384.4063 | 0.00329 |  |  | 384.4063 | 0.00331 | 384.4063 | 0.0010369
|  |  | 384.4855 | 0.01088 | 384.41 | 0 | 384.4855 | -0.00466 | 384.4855 | 0.00384 |  |  | 384.4855 | -0.00364 | 384.4855 | 0.0017155
|  |  | 384.5648 | 0.01115 | 384.49 | 0 | 384.5648 | 0.00481 | 384.5648 | 0.00554 |  |  | 384.5648 | 0.00050538 | 384.5648 | 0.0029595
|  |  | 384.644 | 0.01102 | 384.56 | 0 | 384.644 | -0.006 | 384.644 | 0.00519 |  |  | 384.644 | -0.00539 | 384.644 | 0.00094807
|  |  | 384.7232 | 0.01121 | 384.64 | 0 | 384.7232 | 0.00358 | 384.7232 | 0.00327 |  |  | 384.7232 | 0.00116 | 384.7232 | 0.0028798
|  |  | 384.8025 | 0.01074 | 384.72 | 0 | 384.8025 | -0.00216 | 384.8025 | 0.00411 |  |  | 384.8025 | -0.00305 | 384.8025 | -0.00027135
|  |  | 384.8817 | 0.01131 | 384.8 | 0 | 384.8817 | 0.00392 | 384.8817 | 0.00385 |  |  | 384.8817 | 0.00197 | 384.8817 | 0.0016573
|  |  | 384.961 | 0.01083 | 384.88 | 0 | 384.961 | -0.0055 | 384.961 | 0.00559 |  |  | 384.961 | -0.00438 | 384.961 | 0.00046659
|  |  | 385.0403 | 0.01118 | 384.96 | 0 | 385.0403 | 0.00481 | 385.0403 | 0.00736 |  |  | 385.0403 | 0.00125 | 385.0403 | 0.00085486
|  |  | 385.1195 | 0.01071 | 385.04 | 0 | 385.1195 | -0.00439 | 385.1195 | 0.00201 |  |  | 385.1195 | -0.01168 | 385.1195 | -0.00076376
|  |  | 385.1988 | 0.01095 | 385.12 | 0 | 385.1988 | 0.00333 | 385.1988 | 0.00485 |  |  | 385.1988 | 0.00799 | 385.1988 | 0.0026103
|  |  | 385.278 | 0.01062 | 385.2 | 0 | 385.278 | -0.00367 | 385.278 | 0.00587 |  |  | 385.278 | -0.00017041 | 385.278 | 0.00054179
|  |  | 385.3573 | 0.01113 | 385.28 | 0 | 385.3573 | 0.00436 | 385.3573 | 0.00704 |  |  | 385.3573 | 0.00639 | 385.3573 | 0.0027916
|  |  | 385.4366 | 0.01064 | 385.36 | 0 | 385.4366 | -0.00617 | 385.4366 | 0.00204 |  |  | 385.4366 | -0.00373 | 385.4366 | -0.0014477
|  |  | 385.5158 | 0.01115 | 385.44 | 0 | 385.5158 | 0.00684 | 385.5158 | 0.00445 |  |  | 385.5158 | 0.00621 | 385.5158 | 0.0013947
|  |  | 385.5951 | 0.01077 | 385.52 | 0 | 385.5951 | -0.00571 | 385.5951 | 0.00346 |  |  | 385.5951 | -0.00265 | 385.5951 | -0.0031322
|  |  | 385.6744 | 0.0113 | 385.6 | 0 | 385.6744 | 0.00706 | 385.6744 | 0.00395 |  |  | 385.6744 | 0.00644 | 385.6744 | 0.0029108
|  |  | 385.7536 | 0.01099 | 385.67 | 0 | 385.7536 | -0.00556 | 385.7536 | 0.00563 |  |  | 385.7536 | -0.00723 | 385.7536 | -0.0021459
|  |  | 385.8329 | 0.0111 | 385.75 | 0 | 385.8329 | 0.00592 | 385.8329 | 0.00525 |  |  | 385.8329 | 0.00225 | 385.8329 | 0.0019348
|  |  | 385.9122 | 0.01103 | 385.83 | 0 | 385.9122 | -0.00555 | 385.9122 | 0.00609 |  |  | 385.9122 | -0.00475 | 385.9122 | -0.001317
|  |  | 385.9915 | 0.01148 | 385.91 | 0 | 385.9915 | 0.00503 | 385.9915 | 0.00408 |  |  | 385.9915 | 0.00204 | 385.9915 | -0.00076121
|  |  | 386.0708 | 0.01125 | 385.99 | 0 | 386.0708 | -0.00422 | 386.0708 | 0.00232 |  |  | 386.0708 | -0.0009712 | 386.0708 | -4.724e-05
|  |  | 386.15 | 0.01146 | 386.07 | 0 | 386.15 | 0.00488 | 386.15 | 0.00402 |  |  | 386.15 | 0.0023 | 386.1501 | 0.0006509
|  |  | 386.2293 | 0.01082 | 386.15 | 0 | 386.2293 | -0.00546 | 386.2293 | 0.0025 |  |  | 386.2293 | -0.00687 | 386.2293 | 0.001892
|  |  | 386.3086 | 0.01127 | 386.23 | 0 | 386.3086 | 0.00507 | 386.3086 | 0.00483 |  |  | 386.3086 | 0.00496 | 386.3086 | 0.0019646
|  |  | 386.3879 | 0.01086 | 386.31 | 0 | 386.3879 | -0.00659 | 386.3879 | 0.00513 |  |  | 386.3879 | -0.00132 | 386.3879 | -0.00036522
|  |  | 386.4672 | 0.01101 | 386.39 | 0 | 386.4672 | 0.00627 | 386.4672 | 0.00689 |  |  | 386.4672 | 0.0064 | 386.4672 | 0.0028031
|  |  | 386.5465 | 0.01051 | 386.47 | 0 | 386.5465 | -0.00458 | 386.5465 | 0.00087699 |  |  | 386.5465 | -0.00431 | 386.5465 | 0.0025046
|  |  | 386.6258 | 0.01066 | 386.55 | 0 | 386.6258 | 0.00555 | 386.6258 | 0.00676 |  |  | 386.6258 | 0.00539 | 386.6258 | 0.00095301
|  |  | 386.7051 | 0.0103 | 386.63 | 0 | 386.7051 | -0.00443 | 386.7051 | 0.00106 |  |  | 386.7051 | 0.0007251 | 386.7051 | 0.0019166
|  |  | 386.7844 | 0.01069 | 386.71 | 0.01 | 386.7844 | 0.00507 | 386.7844 | 0.00473 |  |  | 386.7844 | 0.00332 | 386.7844 | 0.00044148
|  |  | 386.8637 | 0.01023 | 386.78 | 0 | 386.8637 | -0.00602 | 386.8637 | 0.00591 |  |  | 386.8637 | 0.00248 | 386.8637 | 0.00046441
|  |  | 386.943 | 0.01078 | 386.86 | 0 | 386.943 | 0.00607 | 386.943 | 0.00509 |  |  | 386.943 | 0.00567 | 386.943 | 0.0028754
|  |  | 387.0223 | 0.01025 | 386.94 | 0 | 387.0223 | -0.00473 | 387.0223 | 0.00415 |  |  | 387.0223 | -0.00552 | 387.0223 | -0.002306
|  |  | 387.1016 | 0.01057 | 387.02 | 0 | 387.1016 | 0.00505 | 387.1016 | 0.00602 |  |  | 387.1016 | 0.0074 | 387.1016 | -0.0002414
|  |  | 387.1809 | 0.01055 | 387.1 | 0 | 387.1809 | -0.00642 | 387.1809 | 0.00554 |  |  | 387.1809 | -0.0156 | 387.1809 | -0.0029053
|  |  | 387.2602 | 0.01092 | 387.18 | 0 | 387.2602 | 0.00502 | 387.2602 | 0.00402 |  |  | 387.2602 | 0.00744 | 387.2603 | 0.0016866
|  |  | 387.3396 | 0.01051 | 387.26 | 0 | 387.3396 | -0.00307 | 387.3396 | 0.00139 |  |  | 387.3396 | -0.00595 | 387.3396 | -0.00019691
|  |  | 387.4189 | 0.0109 | 387.34 | 0 | 387.4189 | 0.00507 | 387.4189 | 0.00485 |  |  | 387.4189 | 0.00066886 | 387.4189 | 0.0014493
|  |  | 387.4982 | 0.0107 | 387.42 | 0 | 387.4982 | -0.00545 | 387.4982 | 0.00588 |  |  | 387.4982 | -0.00436 | 387.4982 | 0.00021791
|  |  | 387.5775 | 0.01083 | 387.5 | 0 | 387.5775 | 0.00399 | 387.5775 | 0.00757 |  |  | 387.5775 | 0.00597 | 387.5775 | 0.001208
|  |  | 387.6569 | 0.01025 | 387.58 | 0 | 387.6569 | -0.00575 | 387.6569 | 0.00626 |  |  | 387.6569 | -0.0054 | 387.6569 | -0.0028306
|  |  | 387.7362 | 0.01065 | 387.66 | 0 | 387.7362 | 0.0052 | 387.7362 | 0.00699 |  |  | 387.7362 | 0.00294 | 387.7362 | 0.0044918
|  |  | 387.8155 | 0.01032 | 387.74 | 0 | 387.8155 | -0.00528 | 387.8155 | 0.00553 |  |  | 387.8155 | -0.00862 | 387.8155 | -0.001073
|  |  | 387.8948 | 0.01032 | 387.82 | 0 | 387.8948 | 0.00856 | 387.8948 | 0.00496 |  |  | 387.8948 | 0.00619 | 387.8948 | 0.0026591
|  |  | 387.9742 | 0.00999 | 387.89 | 0 | 387.9742 | -0.00622 | 387.9742 | 0.003 |  |  | 387.9742 | -0.00837 | 387.9742 | -0.002792
|  |  | 388.0535 | 0.01013 | 387.97 | 0 | 388.0535 | 0.00668 | 388.0535 | 0.00688 |  |  | 388.0535 | 0.00538 | 388.0535 | 0.0014639
|  |  | 388.1328 | 0.00976 | 388.05 | 0 | 388.1328 | -0.00659 | 388.1328 | 0.00358 |  |  | 388.1328 | -0.00554 | 388.1328 | -0.001887
|  |  | 388.2122 | 0.01017 | 388.13 | 0 | 388.2122 | 0.00594 | 388.2122 | 0.00397 |  |  | 388.2122 | 0.00506 | 388.2122 | 0.0021729
|  |  | 388.2915 | 0.00958 | 388.21 | 0 | 388.2915 | -0.00489 | 388.2915 | 0.00477 |  |  | 388.2915 | 0.00090013 | 388.2915 | 0.00020273
|  |  | 388.3709 | 0.00991 | 388.29 | 0 | 388.3709 | 0.00676 | 388.3709 | 0.00638 |  |  | 388.3709 | 0.00519 | 388.3709 | -0.00052777
|  |  | 388.4502 | 0.0096 | 388.37 | 0 | 388.4502 | -0.0036 | 388.4502 | 0.00502 |  |  | 388.4502 | -0.00605 | 388.4502 | 0.0012096
|  |  | 388.5296 | 0.01022 | 388.45 | 0 | 388.5296 | 0.00398 | 388.5296 | 0.00156 |  |  | 388.5296 | 0.00908 | 388.5296 | 0.0011028
|  |  | 388.6089 | 0.00999 | 388.53 | 0 | 388.6089 | -0.00459 | 388.6089 | 0.00695 |  |  | 388.6089 | -0.0074 | 388.6089 | 0.00010164
|  |  | 388.6883 | 0.01063 | 388.61 | 0 | 388.6883 | 0.00686 | 388.6883 | 0.00595 |  |  | 388.6883 | 0.00259 | 388.6883 | 0.0030068
|  |  | 388.7676 | 0.01032 | 388.69 | 0 | 388.7676 | -0.00641 | 388.7676 | 0.00276 |  |  | 388.7676 | -0.00127 | 388.7676 | -0.0019985
|  |  | 388.847 | 0.01078 | 388.77 | 0 | 388.847 | 0.00388 | 388.847 | 0.00363 |  |  | 388.847 | -0.00426 | 388.847 | -0.0007306
|  |  | 388.9263 | 0.0101 | 388.85 | 0 | 388.9263 | -0.00536 | 388.9263 | 0.00342 |  |  | 388.9263 | -0.00034429 | 388.9263 | 0.0013699
|  |  | 389.0057 | 0.01061 | 388.93 | 0 | 389.0057 | 0.00677 | 389.0057 | 0.00623 |  |  | 389.0057 | 0.00042439 | 389.0057 | 0.00061932
|  |  | 389.0851 | 0.01061 | 389.01 | 0 | 389.0851 | -0.00235 | 389.0851 | 0.00546 |  |  | 389.0851 | -0.0118 | 389.0851 | 0.0018373
|  |  | 389.1644 | 0.01038 | 389.09 | 0 | 389.1644 | 0.00525 | 389.1644 | 0.0045 |  |  | 389.1644 | 0.00172 | 389.1644 | 0.0018365
|  |  | 389.2438 | 0.01034 | 389.16 | 0 | 389.2438 | -0.00327 | 389.2438 | 0.0044 |  |  | 389.2438 | -0.00457 | 389.2438 | -0.00044217
|  |  | 389.3231 | 0.0099 | 389.24 | 0 | 389.3231 | 0.00289 | 389.3231 | 0.00575 |  |  | 389.3231 | -0.00038811 | 389.3232 | 0.0041771
|  |  | 389.4025 | 0.00975 | 389.32 | 0 | 389.4025 | -0.00425 | 389.4025 | 0.00589 |  |  | 389.4025 | -0.00313 | 389.4025 | -0.0024452
|  |  | 389.4819 | 0.0096 | 389.4 | 0 | 389.4819 | 0.0083 | 389.4819 | 0.0054 |  |  | 389.4819 | 0.00736 | 389.4819 | 0.00086138
|  |  | 389.5613 | 0.00961 | 389.48 | 0 | 389.5613 | -0.0053 | 389.5613 | 0.00808 |  |  | 389.5613 | -0.00535 | 389.5613 | 0.00020736
|  |  | 389.6406 | 0.00979 | 389.56 | 0 | 389.6406 | 0.00579 | 389.6406 | 0.00431 |  |  | 389.6406 | 0.00494 | 389.6407 | 0.0013706
|  |  | 389.72 | 0.00977 | 389.64 | 0 | 389.72 | -0.00585 | 389.72 | 0.00635 |  |  | 389.72 | -0.01031 | 389.72 | -0.0018486
|  |  | 389.7994 | 0.00989 | 389.72 | 0 | 389.7994 | 0.00634 | 389.7994 | 0.00738 |  |  | 389.7994 | 0.00479 | 389.7994 | 0.0018232
|  |  | 389.8788 | 0.01023 | 389.8 | 0 | 389.8788 | -0.00466 | 389.8788 | 0.00362 |  |  | 389.8788 | -0.00978 | 389.8788 | -0.0026905
|  |  | 389.9582 | 0.01023 | 389.88 | 0 | 389.9582 | 0.00515 | 389.9582 | 0.00683 |  |  | 389.9582 | -0.00221 | 389.9582 | -0.0041307
|  |  | 390.0376 | 0.01039 | 389.96 | 0 | 390.0376 | 0.00556 | 390.0376 | 0.00579 |  |  | 390.0376 | -0.00104 | 390.0376 | 0.0034942
|  |  | 390.1169 | 0.01026 | 390.04 | 0 | 390.1169 | -0.00594 | 390.1169 | 0.00237 |  |  | 390.1169 | 0.00119 | 390.1169 | -0.0010493
|  |  | 390.1963 | 0.01061 | 390.12 | 0 | 390.1963 | 0.00745 | 390.1963 | 0.00639 |  |  | 390.1963 | -0.00258 | 390.1964 | -6.6382e-05
|  |  | 390.2757 | 0.01098 | 390.2 | 0 | 390.2757 | -0.00466 | 390.2757 | 0.00582 |  |  | 390.2757 | -0.00973 | 390.2757 | -0.0013359
|  |  | 390.3551 | 0.01103 | 390.28 | 0 | 390.3551 | 0.00626 | 390.3551 | 0.00631 |  |  | 390.3551 | 0.0057 | 390.3551 | 0.0014029
|  |  | 390.4345 | 0.01087 | 390.36 | 0 | 390.4345 | -0.00577 | 390.4345 | 0.00585 |  |  | 390.4345 | -0.00921 | 390.4345 | -0.00077671
|  |  | 390.5139 | 0.01078 | 390.43 | 0 | 390.5139 | 0.00355 | 390.5139 | 0.00542 |  |  | 390.5139 | 0.00095899 | 390.5139 | -0.001517
|  |  | 390.5933 | 0.01036 | 390.51 | 0 | 390.5933 | -0.00531 | 390.5933 | 0.00581 |  |  | 390.5933 | -0.00546 | 390.5933 | 0.00051962
|  |  | 390.6727 | 0.01039 | 390.59 | 0 | 390.6727 | 0.00697 | 390.6727 | 0.00416 |  |  | 390.6727 | 0.00441 | 390.6727 | 0.0017299
|  |  | 390.7521 | 0.01023 | 390.67 | 0 | 390.7521 | -0.00575 | 390.7521 | 0.00401 |  |  | 390.7521 | -0.00884 | 390.7521 | -0.0018026
|  |  | 390.8315 | 0.00998 | 390.75 | 0 | 390.8315 | 0.00577 | 390.8315 | 0.01059 |  |  | 390.8315 | 0.00834 | 390.8315 | 0.0038853
|  |  | 390.911 | 0.01013 | 390.83 | 0 | 390.911 | -0.00556 | 390.911 | 0.00522 |  |  | 390.911 | -0.00596 | 390.9109 | 0.00088599
|  |  | 390.9904 | 0.01023 | 390.91 | 0 | 390.9904 | 0.00544 | 390.9904 | 0.00466 |  |  | 390.9904 | 0.00695 | 390.9904 | 0.0019408
|  |  | 391.0698 | 0.01024 | 390.99 | 0 | 391.0698 | -0.00579 | 391.0698 | 0.00437 |  |  | 391.0698 | -0.00723 | 391.0698 | -0.0029744
|  |  | 391.1492 | 0.01059 | 391.07 | 0 | 391.1492 | 0.00623 | 391.1492 | 0.00827 |  |  | 391.1492 | 0.00814 | 391.1492 | 0.0045441
|  |  | 391.2286 | 0.00981 | 391.15 | 0 | 391.2286 | -0.00522 | 391.2286 | 0.00739 |  |  | 391.2286 | -0.01639 | 391.2286 | -0.0034596
|  |  | 391.308 | 0.01071 | 391.23 | 0 | 391.308 | 0.0068 | 391.308 | 0.00638 |  |  | 391.308 | 0.00716 | 391.308 | 0.0022867
|  |  | 391.3875 | 0.01033 | 391.31 | 0 | 391.3875 | -0.00305 | 391.3875 | 0.00411 |  |  | 391.3875 | -0.00412 | 391.3875 | 0.0013629
|  |  | 391.4669 | 0.01068 | 391.39 | 0 | 391.4669 | 0.00969 | 391.4669 | 0.00427 |  |  | 391.4669 | 0.00393 | 391.4669 | 0.0017653
|  |  | 391.5463 | 0.01025 | 391.47 | 0 | 391.5463 | -0.00582 | 391.5463 | 0.00616 |  |  | 391.5463 | -0.00507 | 391.5463 | -0.0021557
|  |  | 391.6257 | 0.01073 | 391.55 | 0 | 391.6257 | 0.00752 | 391.6257 | 0.00436 |  |  | 391.6257 | 0.00354 | 391.6257 | -0.00047419
|  |  | 391.7052 | 0.0104 | 391.63 | 0 | 391.7052 | -0.00815 | 391.7052 | 0.00328 |  |  | 391.7052 | -0.00562 | 391.7052 | 0.00071412
|  |  | 391.7846 | 0.0109 | 391.71 | 0 | 391.7846 | 0.0042 | 391.7846 | 0.00745 |  |  | 391.7846 | 0.00799 | 391.7846 | -0.00018615
|  |  | 391.864 | 0.01034 | 391.78 | 0 | 391.864 | -0.00426 | 391.864 | 0.00269 |  |  | 391.864 | -0.00424 | 391.864 | -0.00047083
|  |  | 391.9435 | 0.01056 | 391.86 | 0 | 391.9435 | 0.00617 | 391.9435 | 0.00726 |  |  | 391.9435 | -0.00144 | 391.9435 | 0.0013135
|  |  | 392.0229 | 0.00985 | 391.94 | 0 | 392.0229 | -0.00405 | 392.0229 | 0.00338 |  |  | 392.0229 | -0.00348 | 392.0229 | 5.0896e-05
|  |  | 392.1023 | 0.01016 | 392.02 | 0 | 392.1023 | 0.00921 | 392.1023 | 0.00465 |  |  | 392.1023 | 0.00916 | 392.1023 | 0.0049881
|  |  | 392.1818 | 0.00945 | 392.1 | 0 | 392.1818 | -0.00551 | 392.1818 | 0.0057 |  |  | 392.1818 | -0.0108 | 392.1818 | -0.004171
|  |  | 392.2612 | 0.00951 | 392.18 | 0 | 392.2612 | 0.005 | 392.2612 | 0.00519 |  |  | 392.2612 | -0.00101 | 392.2612 | -0.0029753
|  |  | 392.3407 | 0.00905 | 392.26 | 0 | 392.3407 | -0.00727 | 392.3407 | 0.0029 |  |  | 392.3407 | -0.00356 | 392.3407 | -0.0020579
|  |  | 392.4201 | 0.00984 | 392.34 | 0 | 392.4201 | 0.00713 | 392.4201 | 0.0041 |  |  | 392.4201 | -0.0003431 | 392.4201 | -0.00037797
|  |  | 392.4996 | 0.00958 | 392.42 | 0 | 392.4996 | -0.00371 | 392.4996 | 0.00464 |  |  | 392.4996 | -0.00364 | 392.4996 | 0.00049221
|  |  | 392.579 | 0.01038 | 392.5 | 0 | 392.579 | 0.00573 | 392.579 | 0.00555 |  |  | 392.579 | 0.00516 | 392.579 | 0.0015628
|  |  | 392.6585 | 0.0097 | 392.58 | 0 | 392.6585 | -0.00572 | 392.6585 | 0.00386 |  |  | 392.6585 | -0.00667 | 392.6585 | -0.00023048
|  |  | 392.7379 | 0.01024 | 392.66 | 0 | 392.7379 | 0.00385 | 392.7379 | 0.00416 |  |  | 392.7379 | 0.00453 | 392.7379 | -0.00069486
|  |  | 392.8174 | 0.00988 | 392.74 | 0 | 392.8174 | -0.00377 | 392.8174 | 0.00641 |  |  | 392.8174 | -0.01142 | 392.8174 | -0.0051756
|  |  | 392.8968 | 0.01035 | 392.82 | 0 | 392.8968 | 0.00752 | 392.8968 | 0.00242 |  |  | 392.8968 | 0.00511 | 392.8969 | 0.0011028
|  |  | 392.9763 | 0.00992 | 392.9 | 0 | 392.9763 | -0.00504 | 392.9763 | 0.00735 |  |  | 392.9763 | -0.00496 | 392.9763 | -0.002776
|  |  | 393.0558 | 0.00994 | 392.98 | 0 | 393.0558 | 0.00563 | 393.0558 | 0.00437 |  |  | 393.0558 | 0.00701 | 393.0558 | 0.0023512
|  |  | 393.1352 | 0.00957 | 393.06 | 0 | 393.1352 | -0.00407 | 393.1352 | 0.00454 |  |  | 393.1352 | -0.00769 | 393.1353 | -0.0011214
|  |  | 393.2147 | 0.01049 | 393.14 | 0 | 393.2147 | 0.00517 | 393.2147 | 0.00617 |  |  | 393.2147 | 0.00167 | 393.2147 | 0.00034724
|  |  | 393.2942 | 0.01004 | 393.21 | 0 | 393.2942 | -0.00644 | 393.2942 | 0.00488 |  |  | 393.2942 | -0.00496 | 393.2942 | 0.00018698
|  |  | 393.3736 | 0.01038 | 393.29 | 0 | 393.3736 | 0.00345 | 393.3736 | 0.00333 |  |  | 393.3736 | 0.00050375 | 393.3737 | -0.00012804
|  |  | 393.4531 | 0.01 | 393.37 | 0 | 393.4531 | -0.00294 | 393.4531 | 0.00505 |  |  | 393.4531 | -0.00743 | 393.4531 | -0.00035025
|  |  | 393.5326 | 0.01033 | 393.45 | 0 | 393.5326 | 0.00518 | 393.5326 | 0.00488 |  |  | 393.5326 | 0.00469 | 393.5326 | 0.0034378
|  |  | 393.6121 | 0.01001 | 393.53 | 0 | 393.6121 | -0.0044 | 393.6121 | 0.00428 |  |  | 393.6121 | -0.00408 | 393.6121 | 0.0029815
|  |  | 393.6916 | 0.01023 | 393.61 | 0 | 393.6916 | 0.00574 | 393.6916 | 0.00351 |  |  | 393.6916 | 0.0036 | 393.6916 | 0.0013412
|  |  | 393.771 | 0.0099 | 393.69 | 0 | 393.771 | -0.00604 | 393.771 | 0.00275 |  |  | 393.771 | -0.00175 | 393.7711 | -0.002754
|  |  | 393.8505 | 0.01042 | 393.77 | 0 | 393.8505 | 0.00607 | 393.8505 | 0.00422 |  |  | 393.8505 | 0.00622 | 393.8505 | 0.0015669
|  |  | 393.93 | 0.0104 | 393.85 | 0 | 393.93 | -0.00428 | 393.93 | 0.00765 |  |  | 393.93 | -0.00557 | 393.93 | -0.0016347
|  |  | 394.0095 | 0.01111 | 393.93 | 0 | 394.0095 | 0.00712 | 394.0095 | 0.00447 |  |  | 394.0095 | -0.00052644 | 394.0095 | 0.0017488
|  |  | 394.089 | 0.01083 | 394.01 | 0 | 394.089 | -0.00471 | 394.089 | 0.0052 |  |  | 394.089 | -0.00952 | 394.089 | -0.0018529
|  |  | 394.1685 | 0.01146 | 394.09 | 0 | 394.1685 | 0.00736 | 394.1685 | 0.00081332 |  |  | 394.1685 | -0.00146 | 394.1685 | 2.0343e-07
|  |  | 394.248 | 0.01119 | 394.17 | 0 | 394.248 | -0.00276 | 394.248 | 0.00548 |  |  | 394.248 | -0.00967 | 394.248 | 2.1283e-06
|  |  | 394.3275 | 0.01181 | 394.25 | 0 | 394.3275 | 0.00719 | 394.3275 | 0.00641 |  |  | 394.3275 | 3.9882e-05 | 394.3275 | -0.00033564
|  |  | 394.407 | 0.01112 | 394.33 | 0 | 394.407 | -0.00384 | 394.407 | 0.0036 |  |  | 394.407 | -0.00952 | 394.407 | -0.00049237
|  |  | 394.4865 | 0.0116 | 394.41 | 0 | 394.4865 | 0.00681 | 394.4865 | 0.00481 |  |  | 394.4865 | 0.00431 | 394.4865 | 0.0020135
|  |  | 394.566 | 0.01094 | 394.49 | 0 | 394.566 | -0.00551 | 394.566 | 0.00235 |  |  | 394.566 | -0.00579 | 394.566 | 0.0012665
|  |  | 394.6455 | 0.01168 | 394.57 | 0 | 394.6455 | 0.00414 | 394.6455 | 0.00462 |  |  | 394.6455 | 0.00514 | 394.6455 | 0.0020181
|  |  | 394.725 | 0.0113 | 394.65 | 0 | 394.725 | -0.00454 | 394.725 | 0.00682 |  |  | 394.725 | -0.0087 | 394.725 | -0.00053569
|  |  | 394.8045 | 0.0118 | 394.72 | 0 | 394.8045 | 0.00449 | 394.8045 | 0.00516 |  |  | 394.8045 | 0.00586 | 394.8045 | 0.0037729
|  |  | 394.884 | 0.01148 | 394.8 | 0 | 394.884 | -0.00468 | 394.884 | 0.00217 |  |  | 394.884 | -0.00873 | 394.884 | -0.0013458
|  |  | 394.9635 | 0.01189 | 394.88 | 0 | 394.9635 | 0.00708 | 394.9635 | 0.00448 |  |  | 394.9635 | -0.00336 | 394.9635 | 0.0013615
|  |  | 395.043 | 0.01147 | 394.96 | 0 | 395.043 | -0.00575 | 395.043 | 0.00742 |  |  | 395.043 | -0.00416 | 395.043 | -0.00030463
|  |  | 395.1225 | 0.01205 | 395.04 | 0 | 395.1225 | 0.00615 | 395.1225 | 0.00537 |  |  | 395.1225 | 0.00094362 | 395.1226 | 2.7018e-06
|  |  | 395.2021 | 0.01125 | 395.12 | 0 | 395.2021 | -0.0085 | 395.2021 | 0.00918 |  |  | 395.2021 | -0.00977 | 395.2021 | -0.00032824
|  |  | 395.2816 | 0.01161 | 395.2 | 0 | 395.2816 | 0.00718 | 395.2816 | 0.00435 |  |  | 395.2816 | 0.0034 | 395.2816 | -0.0013176
|  |  | 395.3611 | 0.01124 | 395.28 | 0 | 395.3611 | -0.00564 | 395.3611 | 0.00597 |  |  | 395.3611 | -0.00738 | 395.3611 | -0.0045498
|  |  | 395.4406 | 0.01192 | 395.36 | 0 | 395.4406 | 0.006 | 395.4406 | 0.00729 |  |  | 395.4406 | 0.01139 | 395.4406 | 0.001195
|  |  | 395.5202 | 0.01181 | 395.44 | 0 | 395.5202 | -0.00651 | 395.5202 | 0.00669 |  |  | 395.5202 | -0.00189 | 395.5202 | -0.0032952
|  |  | 395.5997 | 0.01231 | 395.52 | 0 | 395.5997 | 0.00541 | 395.5997 | 0.00508 |  |  | 395.5997 | 0.00696 | 395.5997 | 0.00058013
|  |  | 395.6792 | 0.01205 | 395.6 | 0 | 395.6792 | -0.00287 | 395.6792 | 0.00682 |  |  | 395.6792 | -0.00013735 | 395.6792 | -0.00042772
|  |  | 395.7588 | 0.0122 | 395.68 | 0 | 395.7588 | 0.00782 | 395.7588 | 0.0064 |  |  | 395.7588 | 0.00628 | 395.7588 | 0.003956
|  |  | 395.8383 | 0.01181 | 395.76 | 0 | 395.8383 | -0.00567 | 395.8383 | 0.00668 |  |  | 395.8383 | 0.00202 | 395.8383 | -0.0013094
|  |  | 395.9178 | 0.01169 | 395.84 | 0 | 395.9178 | 0.00591 | 395.9178 | 0.00375 |  |  | 395.9178 | -0.00202 | 395.9178 | -0.00042937
|  |  | 395.9974 | 0.01108 | 395.92 | 0 | 395.9974 | -0.00497 | 395.9974 | 0.00266 |  |  | 395.9974 | -0.01118 | 395.9974 | -0.00047307
|  |  | 396.0769 | 0.01149 | 396 | 0 | 396.0769 | 0.00653 | 396.0769 | 0.00464 |  |  | 396.0769 | 0.00316 | 396.0769 | 0.0036254
|  |  | 396.1565 | 0.01077 | 396.08 | 0 | 396.1565 | -0.0106 | 396.1565 | 0.00515 |  |  | 396.1565 | -0.00674 | 396.1564 | -0.0035783
|  |  | 396.236 | 0.01127 | 396.16 | 0 | 396.236 | 0.00498 | 396.236 | 0.00887 |  |  | 396.236 | 0.00976 | 396.236 | 0.0045137
|  |  | 396.3155 | 0.01079 | 396.24 | 0 | 396.3155 | -0.00634 | 396.3155 | 0.00566 |  |  | 396.3155 | -0.00655 | 396.3155 | -0.0040073
|  |  | 396.3951 | 0.01138 | 396.32 | 0 | 396.3951 | 0.00769 | 396.3951 | 0.0083 |  |  | 396.3951 | 0.00492 | 396.3951 | 0.0034654
|  |  | 396.4746 | 0.01044 | 396.4 | 0 | 396.4746 | -0.01077 | 396.4746 | 0.0013 |  |  | 396.4746 | -0.00429 | 396.4746 | 0.0017182
|  |  | 396.5542 | 0.0112 | 396.47 | 0 | 396.5542 | 0.00585 | 396.5542 | 0.00717 |  |  | 396.5542 | 0.00791 | 396.5542 | 0.0028018
|  |  | 396.6337 | 0.01065 | 396.55 | 0 | 396.6337 | -0.01043 | 396.6337 | 0.0067 |  |  | 396.6337 | -0.00797 | 396.6337 | -0.00086787
|  |  | 396.7133 | 0.01105 | 396.63 | 0 | 396.7133 | 0.00758 | 396.7133 | 0.00969 |  |  | 396.7133 | 0.00566 | 396.7133 | 0.001854
|  |  | 396.7928 | 0.0105 | 396.71 | 0 | 396.7928 | -0.00542 | 396.7928 | 0.00657 |  |  | 396.7928 | -0.00152 | 396.7928 | -0.0013239
|  |  | 396.8724 | 0.0108 | 396.79 | 0 | 396.8724 | 0.00601 | 396.8724 | 0.0013 |  |  | 396.8724 | 0.00426 | 396.8724 | 0.00044559
|  |  | 396.952 | 0.0101 | 396.87 | 0 | 396.952 | -0.0053 | 396.952 | 0.00272 |  |  | 396.952 | -0.00964 | 396.952 | -0.0023286
|  |  | 397.0315 | 0.01062 | 396.95 | 0 | 397.0315 | 0.00754 | 397.0315 | 0.00436 |  |  | 397.0315 | 0.00303 | 397.0315 | -0.0012115
|  |  | 397.1111 | 0.01003 | 397.03 | 0 | 397.1111 | -0.00696 | 397.1111 | 0.00536 |  |  | 397.1111 | -0.00739 | 397.1111 | -0.00050069
|  |  | 397.1907 | 0.01056 | 397.11 | 0 | 397.1907 | 0.00576 | 397.1907 | 0.00533 |  |  | 397.1907 | 0.00205 | 397.1907 | 0.0033698
|  |  | 397.2702 | 0.0104 | 397.19 | 0 | 397.2702 | -0.00431 | 397.2702 | 0.00447 |  |  | 397.2702 | -0.00707 | 397.2702 | -0.0021572
|  |  | 397.3498 | 0.01085 | 397.27 | 0 | 397.3498 | 0.00558 | 397.3498 | 0.0073 |  |  | 397.3498 | -0.00145 | 397.3498 | 0.0038466
|  |  | 397.4294 | 0.01003 | 397.35 | 0 | 397.4294 | -0.00608 | 397.4294 | 0.00667 |  |  | 397.4294 | -0.00718 | 397.4294 | -0.0017492
|  |  | 397.509 | 0.0102 | 397.43 | 0 | 397.509 | 0.00458 | 397.509 | 0.00364 |  |  | 397.509 | -0.00291 | 397.509 | 0.0012834
|  |  | 397.5885 | 0.00965 | 397.51 | 0 | 397.5885 | -0.00501 | 397.5885 | 0.00438 |  |  | 397.5885 | -0.01061 | 397.5885 | -0.0029439
|  |  | 397.6681 | 0.01001 | 397.59 | 0 | 397.6681 | 0.00809 | 397.6681 | 0.00691 |  |  | 397.6681 | 0.00406 | 397.6681 | 0.00046399
|  |  | 397.7477 | 0.00966 | 397.67 | 0 | 397.7477 | -0.00898 | 397.7477 | 0.00556 |  |  | 397.7477 | -0.01001 | 397.7477 | -0.0030547
|  |  | 397.8273 | 0.00998 | 397.75 | 0 | 397.8273 | 0.00784 | 397.8273 | 0.0049 |  |  | 397.8273 | 0.00552 | 397.8273 | 0.00091792
|  |  | 397.9069 | 0.00981 | 397.83 | 0 | 397.9069 | -0.00659 | 397.9069 | 0.00514 |  |  | 397.9069 | -0.0093 | 397.9069 | -0.00057792
|  |  | 397.9865 | 0.01061 | 397.91 | 0 | 397.9865 | 0.00846 | 397.9865 | 0.00455 |  |  | 397.9865 | 0.00309 | 397.9865 | 0.0032882
|  |  | 398.0661 | 0.01043 | 397.99 | 0 | 398.0661 | -0.0044 | 398.0661 | 0.00709 |  |  | 398.0661 | -0.00412 | 398.066 | -0.0022283
|  |  | 398.1456 | 0.01098 | 398.07 | 0 | 398.1456 | 0.01057 | 398.1456 | 0.00594 |  |  | 398.1456 | 0.00598 | 398.1456 | 0.0016971
|  |  | 398.2252 | 0.01013 | 398.15 | 0 | 398.2252 | -0.00465 | 398.2252 | 0.00664 |  |  | 398.2252 | -0.00464 | 398.2252 | -0.00094052
|  |  | 398.3048 | 0.01055 | 398.23 | 0 | 398.3048 | 0.00241 | 398.3048 | 0.00805 |  |  | 398.3048 | 0.00097404 | 398.3048 | -0.0017757
|  |  | 398.3844 | 0.01002 | 398.3 | 0 | 398.3844 | -0.00761 | 398.3844 | 0.0067 |  |  | 398.3844 | -0.00843 | 398.3844 | -0.00087514
|  |  | 398.464 | 0.01073 | 398.38 | 0 | 398.464 | 0.0068 | 398.464 | 0.00727 |  |  | 398.464 | 0.00037699 | 398.464 | 0.00024569
|  |  | 398.5436 | 0.01011 | 398.46 | 0 | 398.5436 | -0.00716 | 398.5436 | 0.00421 |  |  | 398.5436 | -0.00103 | 398.5436 | 0.00029618
|  |  | 398.6232 | 0.01079 | 398.54 | 0 | 398.6232 | 0.00872 | 398.6232 | 0.00593 |  |  | 398.6232 | -0.00062272 | 398.6232 | 0.0023391
|  |  | 398.7028 | 0.01026 | 398.62 | 0 | 398.7028 | -0.00528 | 398.7028 | 0.00299 |  |  | 398.7028 | -0.00334 | 398.7028 | -0.0052532
|  |  | 398.7824 | 0.01088 | 398.7 | 0 | 398.7824 | 0.0039 | 398.7824 | 0.00587 |  |  | 398.7824 | -0.00069762 | 398.7824 | -0.00033921
|  |  | 398.8621 | 0.01021 | 398.78 | 0 | 398.8621 | -0.00574 | 398.8621 | 0.0063 |  |  | 398.8621 | -0.01059 | 398.862 | -0.005161
|  |  | 398.9417 | 0.01068 | 398.86 | 0 | 398.9417 | 0.00653 | 398.9417 | 0.00817 |  |  | 398.9417 | 0.00964 | 398.9417 | 0.0031165
|  |  | 399.0213 | 0.00996 | 398.94 | 0 | 399.0213 | -0.00455 | 399.0213 | 0.00286 |  |  | 399.0213 | -0.00829 | 399.0213 | -0.0017635
|  |  | 399.1009 | 0.01045 | 399.02 | 0 | 399.1009 | 0.00527 | 399.1009 | 0.00686 |  |  | 399.1009 | 0.0087 | 399.1009 | 0.0015782
|  |  | 399.1805 | 0.01011 | 399.1 | 0 | 399.1805 | -0.00411 | 399.1805 | 0.0049 |  |  | 399.1805 | -0.00995 | 399.1805 | -0.0023491
|  |  | 399.2601 | 0.01023 | 399.18 | 0 | 399.2601 | 0.00865 | 399.2601 | 0.00688 |  |  | 399.2601 | 0.00065462 | 399.2601 | 0.0030065
|  |  | 399.3397 | 0.00994 | 399.26 | 0 | 399.3397 | -0.00592 | 399.3397 | 0.00726 |  |  | 399.3397 | -0.0162 | 399.3398 | -0.00086729
|  |  | 399.4194 | 0.01036 | 399.34 | 0 | 399.4194 | 0.00526 | 399.4194 | 0.00579 |  |  | 399.4194 | 0.00492 | 399.4194 | -0.00050816
|  |  | 399.499 | 0.00987 | 399.42 | 0 | 399.499 | -0.00851 | 399.499 | 0.00547 |  |  | 399.499 | -0.00298 | 399.499 | -0.0018028
|  |  | 399.5786 | 0.01045 | 399.5 | 0 | 399.5786 | 0.00268 | 399.5786 | 0.00902 |  |  | 399.5786 | 0.00451 | 399.5786 | 0.0063179
|  |  | 399.6582 | 0.01019 | 399.58 | 0 | 399.6582 | -0.00719 | 399.6582 | 0.0035 |  |  | 399.6582 | -0.00533 | 399.6582 | -0.003574
|  |  | 399.7379 | 0.01049 | 399.66 | 0 | 399.7379 | 0.00421 | 399.7379 | 0.00789 |  |  | 399.7379 | 0.0096 | 399.7379 | 0.00041299
|  |  | 399.8175 | 0.01008 | 399.74 | 0 | 399.8175 | -0.00735 | 399.8175 | 0.00638 |  |  | 399.8175 | -0.01079 | 399.8175 | -0.0024175
|  |  | 399.8971 | 0.01041 | 399.82 | 0 | 399.8971 | 0.00282 | 399.8971 | 0.00862 |  |  | 399.8971 | 0.00785 | 399.8971 | 0.0036294
|  |  | 399.9768 | 0.00989 | 399.9 | 0 | 399.9768 | -0.00567 | 399.9768 | 0.00864 |  |  | 399.9768 | -0.005 | 399.9768 | -0.0023806
|  |  | 400.0564 | 0.01 | 399.98 | 0 | 400.0564 | 0.0055 | 400.0564 | 0.00583 |  |  | 400.0564 | 0.01015 | 400.0564 | 0.0033772
|  |  | 400.136 | 0.00944 | 400.06 | 0 | 400.136 | -0.00723 | 400.136 | 0.00634 |  |  | 400.136 | -0.00489 | 400.136 | 0
|  |  | 400.2157 | 0.0103 | 400.14 | 0 | 400.2157 | 0.0066 | 400.2157 | 0.00832 |  |  | 400.2157 | 0.00612 | 400.2157 | 0
|  |  | 400.2953 | 0.00942 | 400.22 | 0 | 400.2953 | -0.00873 | 400.2953 | 0.00474 |  |  | 400.2953 | -0.00804 | 400.2953 | 0
|  |  | 400.375 | 0.0102 | 400.3 | 0 | 400.375 | 0.00853 | 400.375 | 0.0057 |  |  | 400.375 | 0.00687 | 400.375 | 0
|  |  | 400.4546 | 0.00964 | 400.37 | 0 | 400.4546 | -0.00687 | 400.4546 | 0.00571 |  |  | 400.4546 | -0.00553 | 400.4546 | 0
|  |  | 400.5343 | 0.0104 | 400.45 | 0 | 400.5343 | 0.00468 | 400.5343 | 0.00428 |  |  | 400.5343 | 0.00649 | 400.5343 | 0
|  |  | 400.6139 | 0.00945 | 400.53 | 0 | 400.6139 | -0.00907 | 400.6139 | 0.0064 |  |  | 400.6139 | -0.00728 | 400.6139 | 0
|  |  | 400.6936 | 0.00994 | 400.61 | 0 | 400.6936 | 0.00602 | 400.6936 | 0.00488 |  |  | 400.6936 | 0.00695 | 400.6936 | 0
|  |  | 400.7732 | 0.00906 | 400.69 | 0 | 400.7732 | -0.00757 | 400.7732 | 0.01021 |  |  | 400.7732 | -0.00589 | 400.7732 | 0
|  |  | 400.8529 | 0.00968 | 400.77 | 0 | 400.8529 | 0.00923 | 400.8529 | 0.00881 |  |  | 400.8529 | 0.00447 | 400.8529 | 0
|  |  | 400.9325 | 0.00945 | 400.85 | 0 | 400.9325 | -0.00449 | 400.9325 | 0.00422 |  |  | 400.9325 | -0.00517 | 400.9326 | 0
|  |  | 401.0122 | 0.01025 | 400.93 | 0 | 401.0122 | 0.00731 | 401.0122 | 0.00769 |  |  | 401.0122 | -0.00208 | 401.0122 | 0
|  |  | 401.0919 | 0.00967 | 401.01 | 0 | 401.0919 | -0.00494 | 401.0919 | 0.00585 |  |  | 401.0919 | -0.01348 | 401.0919 | 0
|  |  | 401.1715 | 0.01045 | 401.09 | 0 | 401.1715 | 0.00376 | 401.1715 | 0.00977 |  |  | 401.1715 | 0.00571 | 401.1715 | 0
|  |  | 401.2512 | 0.00992 | 401.17 | 0 | 401.2512 | -0.00862 | 401.2512 | 0.00729 |  |  | 401.2512 | -0.0072 | 401.2512 | 0
|  |  | 401.3309 | 0.01005 | 401.25 | 0 | 401.3309 | 0.0083 | 401.3309 | 0.00576 |  |  | 401.3309 | 0.00956 | 401.3309 | 0
|  |  | 401.4105 | 0.00964 | 401.33 | 0 | 401.4105 | -0.0079 | 401.4105 | 0.00679 |  |  | 401.4105 | -0.00988 | 401.4105 | 0
|  |  | 401.4902 | 0.01051 | 401.41 | 0 | 401.4902 | 0.00539 | 401.4902 | 0.01221 |  |  | 401.4902 | 0.00284 | 401.4902 | 0
|  |  | 401.5699 | 0.0098 | 401.49 | 0 | 401.5699 | -0.00642 | 401.5699 | 0.00886 |  |  | 401.5699 | -0.01026 | 401.5699 | 0
|  |  | 401.6495 | 0.01013 | 401.57 | 0 | 401.6495 | 0.00777 | 401.6495 | 0.01084 |  |  | 401.6495 | 0.00693 | 401.6496 | 0
|  |  | 401.7292 | 0.00955 | 401.65 | 0 | 401.7292 | -0.00521 | 401.7292 | 0.00338 |  |  | 401.7292 | -0.01215 | 401.7292 | 0
|  |  | 401.8089 | 0.01001 | 401.73 | 0 | 401.8089 | 0.00547 | 401.8089 | 0.01236 |  |  | 401.8089 | -0.0014 | 401.8089 | 0
|  |  | 401.8886 | 0.00935 | 401.81 | 0 | 401.8886 | -0.00865 | 401.8886 | 0.00597 |  |  | 401.8886 | -0.01272 | 401.8886 | 0
|  |  | 401.9683 | 0.0099 | 401.89 | 0 | 401.9683 | 0.0109 | 401.9683 | 0.00391 |  |  | 401.9683 | 0.00796 | 401.9683 | 0
|  |  | 402.048 | 0.00954 | 401.97 | 0 | 402.048 | -0.0059 | 402.048 | 0.00499 |  |  | 402.048 | -0.01569 | 402.048 | 0
|  |  | 402.1277 | 0.01005 | 402.05 | 0 | 402.1277 | 0.00739 | 402.1277 | 0.0068 |  |  | 402.1277 | 0.00815 | 402.1277 | 0
|  |  | 402.2073 | 0.00951 | 402.13 | 0 | 402.2073 | -0.00812 | 402.2073 | 0.00859 |  |  | 402.2073 | -0.00714 | 402.2073 | 0
|  |  | 402.287 | 0.01036 | 402.21 | 0 | 402.287 | 0.00948 | 402.287 | 0.01135 |  |  | 402.287 | 0.00615 | 402.287 | 0
|  |  | 402.3667 | 0.00916 | 402.29 | 0 | 402.3667 | -0.00781 | 402.3667 | 0.0033 |  |  | 402.3667 | 0.00353 | 402.3667 | 0
|  |  | 402.4464 | 0.00958 | 402.37 | 0 | 402.4464 | 0.0039 | 402.4464 | 0.00792 |  |  | 402.4464 | 0.0072 | 402.4464 | 0
|  |  | 402.5261 | 0.00819 | 402.45 | 0 | 402.5261 | -0.00832 | 402.5261 | 0.00901 |  |  | 402.5261 | -0.01609 | 402.5261 | 0
|  |  | 402.6058 | 0.00924 | 402.53 | 0 | 402.6058 | 0.00149 | 402.6058 | 0.00837 |  |  | 402.6058 | 0.00964 | 402.6058 | 0
|  |  | 402.6855 | 0.00856 | 402.61 | 0 | 402.6855 | -0.0093 | 402.6855 | 0.0117 |  |  | 402.6855 | -0.01237 | 402.6855 | 0
|  |  | 402.7652 | 0.00992 | 402.69 | 0 | 402.7652 | 0.00791 | 402.7652 | 0.0089 |  |  | 402.7652 | 0.01574 | 402.7652 | 0
|  |  | 402.8449 | 0.00941 | 402.77 | 0 | 402.8449 | -0.01063 | 402.8449 | 0.00522 |  |  | 402.8449 | -0.0158 | 402.8449 | 0
|  |  | 402.9246 | 0.00949 | 402.84 | 0 | 402.9246 | 0.0097 | 402.9246 | 0.01194 |  |  | 402.9246 | 0.00766 | 402.9246 | 0
|  |  | 403.0043 | 0.00866 | 402.92 | 0 | 403.0043 | -0.01248 | 403.0043 | 0.00285 |  |  | 403.0043 | -0.01246 | 403.0043 | 0
|  |  | 403.084 | 0.00947 | 403 | 0 | 403.084 | 0.0095 | 403.084 | 0.01209 |  |  | 403.084 | 0.00373 | 403.084 | 0
|  |  | 403.1637 | 0.00826 | 403.08 | 0 | 403.1637 | -0.01515 | 403.1637 | 0.00976 |  |  | 403.1637 | -0.0185 | 403.1638 | 0
|  |  | 403.2435 | 0.00887 | 403.16 | 0 | 403.2435 | 0.00711 | 403.2435 | 0.01162 |  |  | 403.2435 | 0.00552 | 403.2435 | 0
|  |  | 403.3232 | 0.00794 | 403.24 | 0 | 403.3232 | -0.00562 | 403.3232 | 0.00397 |  |  | 403.3232 | -0.00702 | 403.3232 | 0
|  |  | 403.4029 | 0.00842 | 403.32 | 0 | 403.4029 | 0.01032 | 403.4029 | 0.00632 |  |  | 403.4029 | 0.00558 | 403.4029 | 0
|  |  | 403.4826 | 0.00723 | 403.4 | 0 | 403.4826 | -0.01228 | 403.4826 | 0.01078 |  |  | 403.4826 | -0.01375 | 403.4826 | 0
|  |  | 403.5623 | 0.00768 | 403.48 | 0 | 403.5623 | 0.01025 | 403.5623 | 0.00686 |  |  | 403.5623 | -0.00388 | 403.5623 | 0
|  |  | 403.6421 | 0.00691 | 403.56 | 0 | 403.6421 | -0.013 | 403.6421 | 0.00914 |  |  | 403.6421 | -0.01413 | 403.6421 | 0
|  |  | 403.7218 | 0.00784 | 403.64 | 0 | 403.7218 | 0.01736 | 403.7218 | 0.0156 |  |  | 403.7218 | 0.00988 | 403.7218 | 0
|  |  | 403.8015 | 0.00721 | 403.72 | 0 | 403.8015 | -0.00821 | 403.8015 | 0.00693 |  |  | 403.8015 | -0.00209 | 403.8015 | 0
|  |  | 403.8812 | 0.00862 | 403.8 | 0 | 403.8812 | 0.00865 | 403.8812 | 0.00947 |  |  | 403.8812 | 0.00403 | 403.8812 | 0
|  |  | 403.961 | 0.00768 | 403.88 | 0 | 403.961 | -0.01345 | 403.961 | 0.00598 |  |  | 403.961 | -0.01279 | 403.961 | 0
|  |  | 404.0407 | 0.00787 | 403.96 | 0 | 404.0407 | 0.01362 | 404.0407 | 0.00955 |  |  | 404.0407 | 0.01708 | 404.0407 | 0
|  |  | 404.1204 | 0.00744 | 404.04 | 0 | 404.1204 | -0.01377 | 404.1204 | 0.00675 |  |  | 404.1204 | -0.01191 | 404.1204 | 0
|  |  | 404.2002 | 0.00798 | 404.12 | 0 | 404.2002 | 0.00995 | 404.2002 | 0.01048 |  |  | 404.2002 | 0.01138 | 404.2002 | 0
|  |  | 404.2799 | 0.00726 | 404.2 | 0 | 404.2799 | -0.00699 | 404.2799 | 0.00494 |  |  | 404.2799 | -0.01991 | 404.2799 | 0
|  |  | 404.3596 | 0.00834 | 404.28 | 0 | 404.3596 | 0.00704 | 404.3596 | 0.01248 |  |  | 404.3596 | -0.00225 | 404.3596 | 0
|  |  | 404.4394 | 0.00803 | 404.36 | 0 | 404.4394 | -0.00909 | 404.4394 | 0.00662 |  |  | 404.4394 | -0.01252 | 404.4394 | 0
|  |  | 404.5191 | 0.00945 | 404.44 | 0 | 404.5191 | 0.01503 | 404.5191 | 0.011 |  |  | 404.5191 | 0.00080501 | 404.5191 | 0
|  |  | 404.5989 | 0.00854 | 404.52 | 0 | 404.5989 | -0.0091 | 404.5989 | 0.00889 |  |  | 404.5989 | -0.01753 | 404.5989 | 0
|  |  | 404.6786 | 0.00992 | 404.6 | 0 | 404.6786 | 0.00964 | 404.6786 | 0.01615 |  |  | 404.6786 | 0.01011 | 404.6786 | 0
|  |  | 404.7584 | 0.00941 | 404.68 | 0 | 404.7584 | -0.01122 | 404.7584 | 0.01035 |  |  | 404.7584 | -0.00819 | 404.7584 | 0
|  |  | 404.8381 | 0.01016 | 404.76 | 0 | 404.8381 | 0.00828 | 404.8381 | 0.00459 |  |  | 404.8381 | 0.01443 | 404.8381 | 0
|  |  | 404.9179 | 0.01017 | 404.84 | 0 | 404.9179 | -0.01118 | 404.9179 | 0.00448 |  |  | 404.9179 | -0.00526 | 404.9179 | 0
|  |  | 404.9976 | 0.01137 | 404.92 | 0 | 404.9976 | 0.01519 | 404.9976 | 0.00924 |  |  | 404.9976 | 0.01361 | 404.9976 | 0
|  |  | 405.0774 | 0.01022 | 405 | 0 | 405.0774 | -0.01065 | 405.0774 | 0.01347 |  |  | 405.0774 | -0.00766 | 405.0774 | 0
|  |  | 405.1571 | 0.0115 | 405.08 | 0 | 405.1571 | 0.0144 | 405.1571 | 0.00956 |  |  | 405.1571 | 0.00963 | 405.1571 | 0
|  |  | 405.2369 | 0.01058 | 405.16 | 0 | 405.2369 | -0.01555 | 405.2369 | 0.01482 |  |  | 405.2369 | -0.01667 | 405.2369 | 0
|  |  | 405.3167 | 0.01216 | 405.24 | 0 | 405.3167 | 0.01093 | 405.3167 | 0.01107 |  |  | 405.3167 | 0.01974 | 405.3167 | 0
|  |  | 405.3964 | 0.01124 | 405.32 | 0 | 405.3964 | -0.01218 | 405.3964 | 0.00761 |  |  | 405.3964 | -0.00629 | 405.3964 | 0
|  |  | 405.4762 | 0.01234 | 405.4 | 0 | 405.4762 | 0.01558 | 405.4762 | 0.00825 |  |  | 405.4762 | 0.00364 | 405.4762 | 0
|  |  | 405.5559 | 0.01122 | 405.48 | 0 | 405.5559 | -0.01341 | 405.5559 | 0.0017 |  |  | 405.5559 | 0.0057 | 405.556 | 0
|  |  | 405.6357 | 0.01246 | 405.56 | 0 | 405.6357 | 0.00666 | 405.6357 | 0.0086 |  |  | 405.6357 | 0.01481 | 405.6357 | 0
|  |  | 405.7155 | 0.01201 | 405.64 | 0 | 405.7155 | -0.01171 | 405.7155 | 0.00508 |  |  | 405.7155 | -0.02291 | 405.7155 | 0
|  |  | 405.7953 | 0.01253 | 405.72 | 0 | 405.7953 | 0.00733 | 405.7953 | 0.00921 |  |  | 405.7953 | -0.00483 | 405.7953 | 0
|  |  | 405.875 | 0.01164 | 405.8 | 0 | 405.875 | -0.01286 | 405.875 | 0.01597 |  |  | 405.875 | -0.00966 | 405.875 | 0
|  |  | 405.9548 | 0.01217 | 405.88 | 0 | 405.9548 | 0.00837 | 405.9548 | 0.00813 |  |  | 405.9548 | 0.00458 | 405.9548 | 0
|  |  | 406.0346 | 0.01228 | 405.95 | 0 | 406.0346 | -0.01871 | 406.0346 | 0.01355 |  |  | 406.0346 | -0.01194 | 406.0346 | 0
|  |  | 406.1144 | 0.01266 | 406.03 | 0 | 406.1144 | 0.00875 | 406.1144 | 0.01494 |  |  | 406.1144 | 0.01036 | 406.1144 | 0
|  |  | 406.1942 | 0.01238 | 406.11 | 0 | 406.1942 | -0.01097 | 406.1942 | 0.00272 |  |  | 406.1942 | -0.0116 | 406.1942 | 0
|  |  | 406.2739 | 0.01283 | 406.19 | 0 | 406.2739 | 0.01399 | 406.2739 | 0.01006 |  |  | 406.2739 | -0.00392 | 406.2739 | 0
|  |  | 406.3537 | 0.01252 | 406.27 | 0 | 406.3537 | -0.01726 | 406.3537 | 0.0126 |  |  | 406.3537 | -0.02241 | 406.3537 | 0
|  |  | 406.4335 | 0.01289 | 406.35 | 0 | 406.4335 | 0.01252 | 406.4335 | 0.01316 |  |  | 406.4335 | 0.00642 | 406.4335 | 0
|  |  | 406.5133 | 0.01236 | 406.43 | 0 | 406.5133 | -0.01717 | 406.5133 | 0.01811 |  |  | 406.5133 | -0.01804 | 406.5133 | 0
|  |  | 406.5931 | 0.01275 | 406.51 | 0 | 406.5931 | 0.01656 | 406.5931 | 0.01314 |  |  | 406.5931 | 0.01385 | 406.5931 | 0
|  |  | 406.6729 | 0.0119 | 406.59 | 0 | 406.6729 | -0.000465 | 406.6729 | 0.00086856 |  |  | 406.6729 | -0.00081195 | 406.6729 | 0
|  |  | 406.7527 | 0.01173 | 406.67 | 0 | 406.7527 | 0 | 406.7527 | 0 |  |  | 406.7527 | 0 | 406.7527 | 0
|  |  | 406.8325 | 0.01143 | 406.75 | 0 | 406.8325 | 0 | 406.8325 | 0 |  |  | 406.8325 | 0 | 406.8325 | 0
|  |  | 406.9123 | 0.01155 | 406.83 | 0 | 406.9123 | 0 | 406.9123 | 0 |  |  | 406.9123 | 0 | 406.9123 | 0
|  |  | 406.9921 | 0.01083 | 406.91 | 0 | 406.9921 | 0 | 406.9921 | 0 |  |  | 406.9921 | 0 | 406.9921 | 0
|  |  | 407.0719 | 0.01149 | 406.99 | 0 | 407.0719 | 0 | 407.0719 | 0 |  |  | 407.0719 | 0 | 407.0719 | 0
|  |  | 407.1517 | 0.01103 | 407.07 | 0 | 407.1517 | 0 | 407.1517 | 0 |  |  | 407.1517 | 0 | 407.1517 | 0
|  |  | 407.2315 | 0.01178 | 407.15 | 0 | 407.2315 | 0 | 407.2315 | 0 |  |  | 407.2315 | 0 | 407.2315 | 0
|  |  | 407.3113 | 0.01126 | 407.23 | 0 | 407.3113 | 0 | 407.3113 | 0 |  |  | 407.3113 | 0 | 407.3113 | 0
|  |  | 407.3911 | 0.01214 | 407.31 | 0 | 407.3911 | 0 | 407.3911 | 0 |  |  | 407.3911 | 0 | 407.3911 | 0
|  |  | 407.4709 | 0.01175 | 407.39 | 0 | 407.4709 | 0 | 407.4709 | 0 |  |  | 407.4709 | 0 | 407.4709 | 0
|  |  | 407.5507 | 0.01278 | 407.47 | 0 | 407.5507 | 0 | 407.5507 | 0 |  |  | 407.5507 | 0 | 407.5507 | 0
|  |  | 407.6305 | 0.01209 | 407.55 | 0 | 407.6305 | 0 | 407.6305 | 0 |  |  | 407.6305 | 0 | 407.6306 | 0
|  |  | 407.7104 | 0.01214 | 407.63 | 0 | 407.7104 | 0 | 407.7104 | 0 |  |  | 407.7104 | 0 | 407.7104 | 0
|  |  | 407.7902 | 0.01214 | 407.71 | 0 | 407.7902 | 0 | 407.7902 | 0 |  |  | 407.7902 | 0 | 407.7902 | 0
|  |  | 407.87 | 0.01214 | 407.79 | 0 | 407.87 | 0 | 407.87 | 0 |  |  | 407.87 | 0 | 407.87 | 0
|  |  | 407.9498 | 0.01214 | 407.87 | 0 | 407.9498 | 0 | 407.9498 | 0 |  |  | 407.9498 | 0 | 407.9498 | 0
|  |  | 408.0296 | 0.01214 | 407.95 | 0 | 408.0296 | 0 | 408.0296 | 0 |  |  | 408.0296 | 0 | 408.0296 | 0
|  |  | 408.1095 | 0.01214 | 408.03 | 0 | 408.1095 | 0 | 408.1095 | 0 |  |  | 408.1095 | 0 | 408.1095 | 0
|  |  | 408.1893 | 0.01214 | 408.11 | 0 | 408.1893 | 0 | 408.1893 | 0 |  |  | 408.1893 | 0 | 408.1893 | 0
|  |  | 408.2691 | 0.01214 | 408.19 | 0 | 408.2691 | 0 | 408.2691 | 0 |  |  | 408.2691 | 0 | 408.2691 | 0
|  |  | 408.349 | 0.01214 | 408.27 | 0 | 408.349 | 0 | 408.349 | 0 |  |  | 408.349 | 0 | 408.3489 | 0
|  |  | 408.4288 | 0.01214 | 408.35 | 0 | 408.4288 | 0 | 408.4288 | 0 |  |  | 408.4288 | 0 | 408.4288 | 0
|  |  | 408.5086 | 0.01214 | 408.43 | 0 | 408.5086 | 0 | 408.5086 | 0 |  |  | 408.5086 | 0 | 408.5086 | 0
|  |  | 408.5885 | 0.01214 | 408.51 | 0 | 408.5885 | 0 | 408.5885 | 0 |  |  | 408.5885 | 0 | 408.5884 | 0
|  |  | 408.6683 | 0.01214 | 408.59 | 0 | 408.6683 | 0 | 408.6683 | 0 |  |  | 408.6683 | 0 | 408.6683 | 0
|  |  | 408.7481 | 0.01214 | 408.67 | 0 | 408.7481 | 0 | 408.7481 | 0 |  |  | 408.7481 | 0 | 408.7481 | 0
|  |  | 408.828 | 0.01214 | 408.75 | 0 | 408.828 | 0 | 408.828 | 0 |  |  | 408.828 | 0 | 408.828 | 0
|  |  | 408.9078 | 0.01214 | 408.83 | 0 | 408.9078 | 0 | 408.9078 | 0 |  |  | 408.9078 | 0 | 408.9078 | 0
|  |  | 408.9877 | 0.01214 | 408.91 | 0 | 408.9877 | 0 | 408.9877 | 0 |  |  | 408.9877 | 0 | 408.9877 | 0
|  |  | 409.0675 | 0.01214 | 408.99 | 0 | 409.0675 | 0 | 409.0675 | 0 |  |  | 409.0675 | 0 | 409.0675 | 0
|  |  | 409.1474 | 0.01214 | 409.07 | 0 | 409.1474 | 0 | 409.1474 | 0 |  |  | 409.1474 | 0 | 409.1474 | 0
|  |  | 409.2272 | 0.01214 | 409.15 | 0 | 409.2272 | 0 | 409.2272 | 0 |  |  | 409.2272 | 0 | 409.2272 | 0
|  |  | 409.3071 | 0.01214 | 409.23 | 0 | 409.3071 | 0 | 409.3071 | 0 |  |  | 409.3071 | 0 | 409.3071 | 0
|  |  | 409.3869 | 0.01214 | 409.31 | 0 | 409.3869 | 0 | 409.3869 | 0 |  |  | 409.3869 | 0 | 409.3869 | 0
|  |  | 409.4668 | 0.01214 | 409.39 | 0 | 409.4668 | 0 | 409.4668 | 0 |  |  | 409.4668 | 0 | 409.4668 | 0
|  |  | 409.5466 | 0.01214 | 409.47 | 0 | 409.5466 | 0 | 409.5466 | 0 |  |  | 409.5466 | 0 | 409.5466 | 0
|  |  | 409.6265 | 0.01214 | 409.55 | 0 | 409.6265 | 0 | 409.6265 | 0 |  |  | 409.6265 | 0 | 409.6265 | 0
|  |  | 409.7063 | 0.01214 | 409.63 | 0 | 409.7063 | 0 | 409.7063 | 0 |  |  | 409.7063 | 0 | 409.7064 | 0
|  |  | 409.7862 | 0.01214 | 409.71 | 0 | 409.7862 | 0 | 409.7862 | 0 |  |  | 409.7862 | 0 | 409.7862 | 0
|  |  | 409.8661 | 0.01214 | 409.79 | 0 | 409.8661 | 0 | 409.8661 | 0 |  |  | 409.8661 | 0 | 409.8661 | 0
|  |  | 409.9459 | 0.01214 | 409.87 | 0 | 409.9459 | 0 | 409.9459 | 0 |  |  | 409.9459 | 0 | 409.946 | 0
|  |  | 410.0258 | 0.01214 | 409.95 | 0 | 410.0258 | 0 | 410.0258 | 0 |  |  | 410.0258 | 0 | 410.0258 | 0
|  |  | 410.1057 | 0.01214 | 410.03 | 0 | 410.1057 | 0 | 410.1057 | 0 |  |  | 410.1057 | 0 | 410.1057 | 0
|  |  | 410.1855 | 0.01214 | 410.11 | 0 | 410.1855 | 0 | 410.1855 | 0 |  |  | 410.1855 | 0 | 410.1855 | 0
|  |  | 410.2654 | 0.01214 | 410.19 | 0 | 410.2654 | 0 | 410.2654 | 0 |  |  | 410.2654 | 0 | 410.2654 | 0
|  |  | 410.3453 | 0.01214 | 410.27 | 0 | 410.3453 | 0 | 410.3453 | 0 |  |  | 410.3453 | 0 | 410.3453 | 0
|  |  | 410.4252 | 0.01214 | 410.35 | 0 | 410.4252 | 0 | 410.4252 | 0 |  |  | 410.4252 | 0 | 410.4252 | 0
|  |  | 410.505 | 0.01214 | 410.43 | 0 | 410.505 | 0 | 410.505 | 0 |  |  | 410.505 | 0 | 410.5051 | 0
|  |  | 410.5849 | 0.01214 | 410.51 | 0 | 410.5849 | 0 | 410.5849 | 0 |  |  | 410.5849 | 0 | 410.5849 | 0
|  |  | 410.6648 | 0.01214 | 410.58 | 0 | 410.6648 | 0 | 410.6648 | 0 |  |  | 410.6648 | 0 | 410.6648 | 0
|  |  | 410.7447 | 0.01214 | 410.66 | 0 | 410.7447 | 0 | 410.7447 | 0 |  |  | 410.7447 | 0 | 410.7447 | 0
|  |  | 410.8246 | 0.01214 | 410.74 | 0 | 410.8246 | 0 | 410.8246 | 0 |  |  | 410.8246 | 0 | 410.8246 | 0
|  |  | 410.9045 | 0.01214 | 410.82 | 0 | 410.9045 | 0 | 410.9045 | 0 |  |  | 410.9045 | 0 | 410.9045 | 0
|  |  | 410.9844 | 0.01214 | 410.9 | 0 | 410.9844 | 0 | 410.9844 | 0 |  |  | 410.9844 | 0 | 410.9844 | 0
|  |  | 411.0643 | 0.01214 | 410.98 | 0 | 411.0643 | 0 | 411.0643 | 0 |  |  | 411.0643 | 0 | 411.0643 | 0
|  |  | 411.1442 | 0.01214 | 411.06 | 0 | 411.1442 | 0 | 411.1442 | 0 |  |  | 411.1442 | 0 | 411.1441 | 0
|  |  | 411.224 | 0.01214 | 411.14 | 0 | 411.224 | 0 | 411.224 | 0 |  |  | 411.224 | 0 | 411.224 | 0
|  |  | 411.3039 | 0.01214 | 411.22 | 0 | 411.3039 | 0 | 411.3039 | 0 |  |  | 411.3039 | 0 | 411.304 | 0
|  |  | 411.3838 | 0.01214 | 411.3 | 0 | 411.3838 | 0 | 411.3838 | 0 |  |  | 411.3838 | 0 | 411.3839 | 0
|  |  | 411.4637 | 0.01214 | 411.38 | 0 | 411.4637 | 0 | 411.4637 | 0 |  |  | 411.4637 | 0 | 411.4637 | 0
|  |  | 411.5436 | 0.01214 | 411.46 | 0 | 411.5436 | 0 | 411.5436 | 0 |  |  | 411.5436 | 0 | 411.5436 | 0
|  |  | 411.6235 | 0.01214 | 411.54 | 0 | 411.6235 | 0 | 411.6235 | 0 |  |  | 411.6235 | 0 | 411.6235 | 0
|  |  | 411.7034 | 0.01214 | 411.62 | 0 | 411.7034 | 0 | 411.7034 | 0 |  |  | 411.7034 | 0 | 411.7035 | 0
|  |  | 411.7834 | 0.01214 | 411.7 | 0 | 411.7834 | 0 | 411.7834 | 0 |  |  | 411.7834 | 0 | 411.7834 | 0
|  |  | 411.8633 | 0.01214 | 411.78 | 0 | 411.8633 | 0 | 411.8633 | 0 |  |  | 411.8633 | 0 | 411.8633 | 0
|  |  | 411.9432 | 0.01214 | 411.86 | 0 | 411.9432 | 0 | 411.9432 | 0 |  |  | 411.9432 | 0 | 411.9432 | 0
|  |  | 412.0231 | 0.01214 | 411.94 | 0 | 412.0231 | 0 | 412.0231 | 0 |  |  | 412.0231 | 0 | 412.0231 | 0
|  |  | 412.103 | 0.01214 | 412.02 | 0 | 412.103 | 0 | 412.103 | 0 |  |  | 412.103 | 0 | 412.103 | 0
|  |  | 412.1829 | 0.01214 | 412.1 | 0 | 412.1829 | 0 | 412.1829 | 0 |  |  | 412.1829 | 0 | 412.1829 | 0
|  |  | 412.2628 | 0.01214 | 412.18 | 0 | 412.2628 | 0 | 412.2628 | 0 |  |  | 412.2628 | 0 | 412.2628 | 0
|  |  | 412.3428 | 0.01214 | 412.26 | 0 | 412.3428 | 0 | 412.3428 | 0 |  |  | 412.3428 | 0 | 412.3427 | 0
|  |  | 412.4227 | 0.01214 | 412.34 | 0 | 412.4227 | 0 | 412.4227 | 0 |  |  | 412.4227 | 0 | 412.4227 | 0
|  |  | 412.5026 | 0.01214 | 412.42 | 0 | 412.5026 | 0 | 412.5026 | 0 |  |  | 412.5026 | 0 | 412.5026 | 0
|  |  | 412.5825 | 0.01214 | 412.5 | 0 | 412.5825 | 0 | 412.5825 | 0 |  |  | 412.5825 | 0 | 412.5825 | 0
|  |  | 412.6624 | 0.01214 | 412.58 | 0 | 412.6624 | 0 | 412.6624 | 0 |  |  | 412.6624 | 0 | 412.6624 | 0
|  |  | 412.7424 | 0.01214 | 412.66 | 0 | 412.7424 | 0 | 412.7424 | 0 |  |  | 412.7424 | 0 | 412.7424 | 0
|  |  | 412.8223 | 0.01214 | 412.74 | 0 | 412.8223 | 0 | 412.8223 | 0 |  |  | 412.8223 | 0 | 412.8223 | 0
|  |  | 412.9022 | 0.01214 | 412.82 | 0 | 412.9022 | 0 | 412.9022 | 0 |  |  | 412.9022 | 0 | 412.9022 | 0
|  |  | 412.9822 | 0.01214 | 412.9 | 0 | 412.9822 | 0 | 412.9822 | 0 |  |  | 412.9822 | 0 | 412.9822 | 0
|  |  | 413.0621 | 0.01214 | 412.98 | 0 | 413.0621 | 0 | 413.0621 | 0 |  |  | 413.0621 | 0 | 413.0621 | 0
|  |  | 413.142 | 0.01214 | 413.06 | 0 | 413.142 | 0 | 413.142 | 0 |  |  | 413.142 | 0 | 413.142 | 0
|  |  | 413.222 | 0.01214 | 413.14 | 0 | 413.222 | 0 | 413.222 | 0 |  |  | 413.222 | 0 | 413.222 | 0
|  |  | 413.3019 | 0.01214 | 413.22 | 0 | 413.3019 | 0 | 413.3019 | 0 |  |  | 413.3019 | 0 | 413.3019 | 0
|  |  | 413.3819 | 0.01214 | 413.3 | 0 | 413.3819 | 0 | 413.3819 | 0 |  |  | 413.3819 | 0 | 413.3819 | 0
|  |  | 413.4618 | 0.01214 | 413.38 | 0 | 413.4618 | 0 | 413.4618 | 0 |  |  | 413.4618 | 0 | 413.4618 | 0
|  |  | 413.5417 | 0.01214 | 413.46 | 0 | 413.5417 | 0 | 413.5417 | 0 |  |  | 413.5417 | 0 | 413.5417 | 0
|  |  | 413.6217 | 0.01214 | 413.54 | 0 | 413.6217 | 0 | 413.6217 | 0 |  |  | 413.6217 | 0 | 413.6217 | 0
|  |  | 413.7016 | 0.01214 | 413.62 | 0 | 413.7016 | 0 | 413.7016 | 0 |  |  | 413.7016 | 0 | 413.7017 | 0
|  |  | 413.7816 | 0.01214 | 413.7 | 0 | 413.7816 | 0 | 413.7816 | 0 |  |  | 413.7816 | 0 | 413.7816 | 0
|  |  | 413.8616 | 0.01214 | 413.78 | 0 | 413.8616 | 0 | 413.8616 | 0 |  |  | 413.8616 | 0 | 413.8615 | 0
|  |  | 413.9415 | 0.01214 | 413.86 | 0 | 413.9415 | 0 | 413.9415 | 0 |  |  | 413.9415 | 0 | 413.9415 | 0
|  |  | 414.0215 | 0.01214 | 413.94 | 0 | 414.0215 | 0 | 414.0215 | 0 |  |  | 414.0215 | 0 | 414.0215 | 0
|  |  | 414.1014 | 0.01214 | 414.02 | 0 | 414.1014 | 0 | 414.1014 | 0 |  |  | 414.1014 | 0 | 414.1014 | 0
|  |  | 414.1814 | 0.01214 | 414.1 | 0 | 414.1814 | 0 | 414.1814 | 0 |  |  | 414.1814 | 0 | 414.1814 | 0
|  |  | 414.2613 | 0.01214 | 414.18 | 0 | 414.2613 | 0 | 414.2613 | 0 |  |  | 414.2613 | 0 | 414.2613 | 0
|  |  | 414.3413 | 0.01214 | 414.26 | 0 | 414.3413 | 0 | 414.3413 | 0 |  |  | 414.3413 | 0 | 414.3413 | 0
|  |  | 414.4213 | 0.01214 | 414.34 | 0.01 | 414.4213 | 0 | 414.4213 | 0 |  |  | 414.4213 | 0 | 414.4213 | 0
|  |  | 414.5012 | 0.01214 | 414.42 | 0 | 414.5012 | 0 | 414.5012 | 0 |  |  | 414.5012 | 0 | 414.5012 | 0
|  |  | 414.5812 | 0.01214 | 414.5 | 0 | 414.5812 | 0 | 414.5812 | 0 |  |  | 414.5812 | 0 | 414.5812 | 0
|  |  | 414.6612 | 0.01214 | 414.58 | 0 | 414.6612 | 0 | 414.6612 | 0 |  |  | 414.6612 | 0 | 414.6612 | 0
|  |  | 414.7411 | 0.01214 | 414.66 | 0 | 414.7411 | 0 | 414.7411 | 0 |  |  | 414.7411 | 0 | 414.7411 | 0
|  |  | 414.8211 | 0.01214 | 414.74 | 0 | 414.8211 | 0 | 414.8211 | 0 |  |  | 414.8211 | 0 | 414.8211 | 0
|  |  | 414.9011 | 0.01214 | 414.82 | 0 | 414.9011 | 0 | 414.9011 | 0 |  |  | 414.9011 | 0 | 414.9011 | 0
|  |  | 414.9811 | 0.01214 | 414.9 | 0 | 414.9811 | 0 | 414.9811 | 0 |  |  | 414.9811 | 0 | 414.981 | 0
|  |  | 415.061 | 0.01214 | 414.98 | 0 | 415.061 | 0 | 415.061 | 0 |  |  | 415.061 | 0 | 415.061 | 0
|  |  | 415.141 | 0.01214 | 415.06 | 0 | 415.141 | 0 | 415.141 | 0 |  |  | 415.141 | 0 | 415.141 | 0
|  |  | 415.221 | 0.01214 | 415.14 | 0 | 415.221 | 0 | 415.221 | 0 |  |  | 415.221 | 0 | 415.221 | 0
|  |  | 415.301 | 0.01214 | 415.22 | 0 | 415.301 | 0 | 415.301 | 0 |  |  | 415.301 | 0 | 415.301 | 0
|  |  | 415.381 | 0.01214 | 415.3 | 0 | 415.381 | 0 | 415.381 | 0 |  |  | 415.381 | 0 | 415.381 | 0
|  |  | 415.461 | 0.01214 | 415.38 | 0 | 415.461 | 0 | 415.461 | 0 |  |  | 415.461 | 0 | 415.4609 | 0
|  |  | 415.5409 | 0.01214 | 415.46 | 0 | 415.5409 | 0 | 415.5409 | 0 |  |  | 415.5409 | 0 | 415.5409 | 0
|  |  | 415.6209 | 0.01214 | 415.54 | 0 | 415.6209 | 0 | 415.6209 | 0 |  |  | 415.6209 | 0 | 415.6209 | 0
|  |  | 415.7009 | 0.01214 | 415.62 | 0 | 415.7009 | 0 | 415.7009 | 0 |  |  | 415.7009 | 0 | 415.7009 | 0
|  |  | 415.7809 | 0.01214 | 415.7 | 0 | 415.7809 | 0 | 415.7809 | 0 |  |  | 415.7809 | 0 | 415.7809 | 0
|  |  | 415.8609 | 0.01214 | 415.78 | 0 | 415.8609 | 0 | 415.8609 | 0 |  |  | 415.8609 | 0 | 415.8609 | 0
|  |  | 415.9409 | 0.01214 | 415.86 | 0 | 415.9409 | 0 | 415.9409 | 0 |  |  | 415.9409 | 0 | 415.9409 | 0
|  |  | 416.0209 | 0.01214 | 415.94 | 0 | 416.0209 | 0 | 416.0209 | 0 |  |  | 416.0209 | 0 | 416.0209 | 0
|  |  | 416.1009 | 0.01214 | 416.02 | 0 | 416.1009 | 0 | 416.1009 | 0 |  |  | 416.1009 | 0 | 416.1009 | 0
|  |  | 416.1809 | 0.01214 | 416.1 | 0 | 416.1809 | 0 | 416.1809 | 0 |  |  | 416.1809 | 0 | 416.1809 | 0
|  |  | 416.2609 | 0.01214 | 416.18 | 0 | 416.2609 | 0 | 416.2609 | 0 |  |  | 416.2609 | 0 | 416.2609 | 0
|  |  | 416.3409 | 0.01214 | 416.26 | 0 | 416.3409 | 0 | 416.3409 | 0 |  |  | 416.3409 | 0 | 416.3409 | 0
|  |  | 416.4209 | 0.01214 | 416.34 | 0 | 416.4209 | 0 | 416.4209 | 0 |  |  | 416.4209 | 0 | 416.4209 | 0
|  |  | 416.5009 | 0.01214 | 416.42 | 0 | 416.5009 | 0 | 416.5009 | 0 |  |  | 416.5009 | 0 | 416.5009 | 0
|  |  | 416.5809 | 0.01214 | 416.5 | 0 | 416.5809 | 0 | 416.5809 | 0 |  |  | 416.5809 | 0 | 416.5809 | 0
|  |  | 416.661 | 0.01214 | 416.58 | 0 | 416.661 | 0 | 416.661 | 0 |  |  | 416.661 | 0 | 416.6609 | 0
|  |  | 416.741 | 0.01214 | 416.66 | 0 | 416.741 | 0 | 416.741 | 0 |  |  | 416.741 | 0 | 416.741 | 0
|  |  | 416.821 | 0.01214 | 416.74 | 0 | 416.821 | 0 | 416.821 | 0 |  |  | 416.821 | 0 | 416.821 | 0
|  |  | 416.901 | 0.01214 | 416.82 | 0 | 416.901 | 0 | 416.901 | 0 |  |  | 416.901 | 0 | 416.901 | 0
|  |  | 416.981 | 0.01214 | 416.9 | 0 | 416.981 | 0 | 416.981 | 0 |  |  | 416.981 | 0 | 416.981 | 0
|  |  | 417.061 | 0.01214 | 416.98 | 0 | 417.061 | 0 | 417.061 | 0 |  |  | 417.061 | 0 | 417.061 | 0
|  |  | 417.1411 | 0.01214 | 417.06 | 0 | 417.1411 | 0 | 417.1411 | 0 |  |  | 417.1411 | 0 | 417.1411 | 0
|  |  | 417.2211 | 0.01214 | 417.14 | 0 | 417.2211 | 0 | 417.2211 | 0 |  |  | 417.2211 | 0 | 417.2211 | 0
|  |  | 417.3011 | 0.01214 | 417.22 | 0 | 417.3011 | 0 | 417.3011 | 0 |  |  | 417.3011 | 0 | 417.3011 | 0
|  |  | 417.3811 | 0.01214 | 417.3 | 0 | 417.3811 | 0 | 417.3811 | 0 |  |  | 417.3811 | 0 | 417.3811 | 0
|  |  | 417.4612 | 0.01214 | 417.38 | 0 | 417.4612 | 0 | 417.4612 | 0 |  |  | 417.4612 | 0 | 417.4612 | 0
|  |  | 417.5412 | 0.01214 | 417.46 | 0 | 417.5412 | 0 | 417.5412 | 0 |  |  | 417.5412 | 0 | 417.5412 | 0
|  |  | 417.6212 | 0.01214 | 417.54 | 0 | 417.6212 | 0 | 417.6212 | 0 |  |  | 417.6212 | 0 | 417.6212 | 0
|  |  | 417.7013 | 0.01214 | 417.62 | 0 | 417.7013 | 0 | 417.7013 | 0 |  |  | 417.7013 | 0 | 417.7013 | 0
|  |  | 417.7813 | 0.01214 | 417.7 | 0 | 417.7813 | 0 | 417.7813 | 0 |  |  | 417.7813 | 0 | 417.7813 | 0
|  |  | 417.8613 | 0.01214 | 417.78 | 0 | 417.8613 | 0 | 417.8613 | 0 |  |  | 417.8613 | 0 | 417.8613 | 0
|  |  | 417.9414 | 0.01214 | 417.86 | 0 | 417.9414 | 0 | 417.9414 | 0 |  |  | 417.9414 | 0 | 417.9414 | 0
|  |  | 418.0214 | 0.01214 | 417.94 | 0 | 418.0214 | 0 | 418.0214 | 0 |  |  | 418.0214 | 0 | 418.0214 | 0
|  |  | 418.1014 | 0.01214 | 418.02 | 0.01 | 418.1014 | 0 | 418.1014 | 0 |  |  | 418.1014 | 0 | 418.1014 | 0
|  |  | 418.1815 | 0.01214 | 418.1 | 0 | 418.1815 | 0 | 418.1815 | 0 |  |  | 418.1815 | 0 | 418.1815 | 0
|  |  | 418.2615 | 0.01214 | 418.18 | 0 | 418.2615 | 0 | 418.2615 | 0 |  |  | 418.2615 | 0 | 418.2615 | 0
|  |  | 418.3416 | 0.01214 | 418.26 | 0 | 418.3416 | 0 | 418.3416 | 0 |  |  | 418.3416 | 0 | 418.3416 | 0
|  |  | 418.4216 | 0.01214 | 418.34 | 0 | 418.4216 | 0 | 418.4216 | 0 |  |  | 418.4216 | 0 | 418.4216 | 0
|  |  | 418.5017 | 0.01214 | 418.42 | 0 | 418.5017 | 0 | 418.5017 | 0 |  |  | 418.5017 | 0 | 418.5017 | 0
|  |  | 418.5817 | 0.01214 | 418.5 | 0 | 418.5817 | 0 | 418.5817 | 0 |  |  | 418.5817 | 0 | 418.5817 | 0
|  |  | 418.6618 | 0.01214 | 418.58 | 0 | 418.6618 | 0 | 418.6618 | 0 |  |  | 418.6618 | 0 | 418.6618 | 0
|  |  | 418.7418 | 0.01214 | 418.66 | 0 | 418.7418 | 0 | 418.7418 | 0 |  |  | 418.7418 | 0 | 418.7418 | 0
|  |  | 418.8219 | 0.01214 | 418.74 | 0 | 418.8219 | 0 | 418.8219 | 0 |  |  | 418.8219 | 0 | 418.8219 | 0
|  |  | 418.9019 | 0.01214 | 418.82 | 0 | 418.9019 | 0 | 418.9019 | 0 |  |  | 418.9019 | 0 | 418.9019 | 0
|  |  | 418.982 | 0.01214 | 418.9 | 0 | 418.982 | 0 | 418.982 | 0 |  |  | 418.982 | 0 | 418.982 | 0
|  |  | 419.0621 | 0.01214 | 418.98 | 0 | 419.0621 | 0 | 419.0621 | 0 |  |  | 419.0621 | 0 | 419.0621 | 0
|  |  | 419.1421 | 0.01214 | 419.06 | 0 | 419.1421 | 0 | 419.1421 | 0 |  |  | 419.1421 | 0 | 419.1422 | 0
|  |  | 419.2222 | 0.01214 | 419.14 | 0 | 419.2222 | 0 | 419.2222 | 0 |  |  | 419.2222 | 0 | 419.2222 | 0
|  |  | 419.3023 | 0.01214 | 419.22 | 0 | 419.3023 | 0 | 419.3023 | 0 |  |  | 419.3023 | 0 | 419.3023 | 0
|  |  | 419.3823 | 0.01214 | 419.3 | 0 | 419.3823 | 0 | 419.3823 | 0 |  |  | 419.3823 | 0 | 419.3823 | 0
|  |  | 419.4624 | 0.01214 | 419.38 | 0 | 419.4624 | 0 | 419.4624 | 0 |  |  | 419.4624 | 0 | 419.4624 | 0
|  |  | 419.5425 | 0.01214 | 419.46 | 0 | 419.5425 | 0 | 419.5425 | 0 |  |  | 419.5425 | 0 | 419.5425 | 0
|  |  | 419.6225 | 0.01214 | 419.54 | 0 | 419.6225 | 0 | 419.6225 | 0 |  |  | 419.6225 | 0 | 419.6226 | 0
|  |  | 419.7026 | 0.01214 | 419.62 | 0 | 419.7026 | 0 | 419.7026 | 0 |  |  | 419.7026 | 0 | 419.7026 | 0
|  |  | 419.7827 | 0.01214 | 419.7 | 0 | 419.7827 | 0 | 419.7827 | 0 |  |  | 419.7827 | 0 | 419.7827 | 0
|  |  | 419.8628 | 0.01214 | 419.78 | 0 | 419.8628 | 0 | 419.8628 | 0 |  |  | 419.8628 | 0 | 419.8628 | 0
|  |  | 419.9429 | 0.01214 | 419.86 | 0 | 419.9429 | 0 | 419.9429 | 0 |  |  | 419.9429 | 0 | 419.9429 | 0
|  |  | 420.0229 | 0.01214 | 419.94 | 0 | 420.0229 | 0 | 420.0229 | 0 |  |  | 420.0229 | 0 | 420.0229 | 0
|  |  | 420.103 | 0.01214 | 420.02 | 0 | 420.103 | 0 | 420.103 | 0 |  |  | 420.103 | 0 | 420.103 | 0
|  |  | 420.1831 | 0.01214 | 420.1 | 0 | 420.1831 | 0 | 420.1831 | 0 |  |  | 420.1831 | 0 | 420.1831 | 0
|  |  | 420.2632 | 0.01214 | 420.18 | 0 | 420.2632 | 0 | 420.2632 | 0 |  |  | 420.2632 | 0 | 420.2632 | 0
|  |  | 420.3433 | 0.01214 | 420.26 | 0 | 420.3433 | 0 | 420.3433 | 0 |  |  | 420.3433 | 0 | 420.3433 | 0
|  |  | 420.4234 | 0.01214 | 420.34 | 0 | 420.4234 | 0 | 420.4234 | 0 |  |  | 420.4234 | 0 | 420.4234 | 0
|  |  | 420.5035 | 0.01214 | 420.42 | 0 | 420.5035 | 0 | 420.5035 | 0 |  |  | 420.5035 | 0 | 420.5034 | 0
|  |  | 420.5836 | 0.01214 | 420.5 | 0 | 420.5836 | 0 | 420.5836 | 0 |  |  | 420.5836 | 0 | 420.5836 | 0
|  |  | 420.6637 | 0.01214 | 420.58 | 0 | 420.6637 | 0 | 420.6637 | 0 |  |  | 420.6637 | 0 | 420.6636 | 0
|  |  | 420.7437 | 0.01214 | 420.66 | 0 | 420.7437 | 0 | 420.7437 | 0 |  |  | 420.7437 | 0 | 420.7437 | 0
|  |  | 420.8238 | 0.01214 | 420.74 | 0 | 420.8238 | 0 | 420.8238 | 0 |  |  | 420.8238 | 0 | 420.8239 | 0
|  |  | 420.9039 | 0.01214 | 420.82 | 0 | 420.9039 | 0 | 420.9039 | 0 |  |  | 420.9039 | 0 | 420.9039 | 0
|  |  | 420.984 | 0.01214 | 420.9 | 0 | 420.984 | 0 | 420.984 | 0 |  |  | 420.984 | 0 | 420.984 | 0
|  |  | 421.0641 | 0.01214 | 420.98 | 0 | 421.0641 | 0 | 421.0641 | 0 |  |  | 421.0641 | 0 | 421.0641 | 0
|  |  | 421.1442 | 0.01214 | 421.06 | 0 | 421.1442 | 0 | 421.1442 | 0 |  |  | 421.1442 | 0 | 421.1443 | 0
|  |  | 421.2244 | 0.01214 | 421.14 | 0 | 421.2244 | 0 | 421.2244 | 0 |  |  | 421.2244 | 0 | 421.2244 | 0
|  |  | 421.3045 | 0.01214 | 421.22 | 0 | 421.3045 | 0 | 421.3045 | 0 |  |  | 421.3045 | 0 | 421.3045 | 0
|  |  | 421.3846 | 0.01214 | 421.3 | 0 | 421.3846 | 0 | 421.3846 | 0 |  |  | 421.3846 | 0 | 421.3846 | 0
|  |  | 421.4647 | 0.01214 | 421.38 | 0 | 421.4647 | 0 | 421.4647 | 0 |  |  | 421.4647 | 0 | 421.4647 | 0
|  |  | 421.5448 | 0.01214 | 421.46 | 0 | 421.5448 | 0 | 421.5448 | 0 |  |  | 421.5448 | 0 | 421.5448 | 0
|  |  | 421.6249 | 0.01214 | 421.54 | 0 | 421.6249 | 0 | 421.6249 | 0 |  |  | 421.6249 | 0 | 421.6249 | 0
|  |  | 421.705 | 0.01214 | 421.62 | 0 | 421.705 | 0 | 421.705 | 0 |  |  | 421.705 | 0 | 421.705 | 0
|  |  | 421.7851 | 0.01214 | 421.71 | 0 | 421.7851 | 0 | 421.7851 | 0 |  |  | 421.7851 | 0 | 421.7851 | 0
|  |  | 421.8653 | 0.01214 | 421.79 | 0 | 421.8653 | 0 | 421.8653 | 0 |  |  | 421.8653 | 0 | 421.8653 | 0
|  |  | 421.9454 | 0.01214 | 421.87 | 0 | 421.9454 | 0 | 421.9454 | 0 |  |  | 421.9454 | 0 | 421.9454 | 0
|  |  | 422.0255 | 0.01214 | 421.95 | 0 | 422.0255 | 0 | 422.0255 | 0 |  |  | 422.0255 | 0 | 422.0255 | 0
|  |  | 422.1056 | 0.01214 | 422.03 | 0 | 422.1056 | 0 | 422.1056 | 0 |  |  | 422.1056 | 0 | 422.1056 | 0
|  |  | 422.1857 | 0.01214 | 422.11 | 0 | 422.1857 | 0 | 422.1857 | 0 |  |  | 422.1857 | 0 | 422.1858 | 0
|  |  | 422.2659 | 0.01214 | 422.19 | 0 | 422.2659 | 0 | 422.2659 | 0 |  |  | 422.2659 | 0 | 422.2659 | 0
|  |  | 422.346 | 0.01214 | 422.27 | 0 | 422.346 | 0 | 422.346 | 0 |  |  | 422.346 | 0 | 422.346 | 0
|  |  | 422.4261 | 0.01214 | 422.35 | 0 | 422.4261 | 0 | 422.4261 | 0 |  |  | 422.4261 | 0 | 422.4261 | 0
|  |  | 422.5063 | 0.01214 | 422.43 | 0 | 422.5063 | 0 | 422.5063 | 0 |  |  | 422.5063 | 0 | 422.5063 | 0
|  |  | 422.5864 | 0.01214 | 422.51 | 0 | 422.5864 | 0 | 422.5864 | 0 |  |  | 422.5864 | 0 | 422.5864 | 0
|  |  | 422.6665 | 0.01214 | 422.59 | 0 | 422.6665 | 0 | 422.6665 | 0 |  |  | 422.6665 | 0 | 422.6665 | 0
|  |  | 422.7467 | 0.01214 | 422.67 | 0 | 422.7467 | 0 | 422.7467 | 0 |  |  | 422.7467 | 0 | 422.7467 | 0
|  |  | 422.8268 | 0.01214 | 422.75 | 0 | 422.8268 | 0 | 422.8268 | 0 |  |  | 422.8268 | 0 | 422.8268 | 0
|  |  | 422.9069 | 0.01214 | 422.83 | 0 | 422.9069 | 0 | 422.9069 | 0 |  |  | 422.9069 | 0 | 422.907 | 0
|  |  | 422.9871 | 0.01214 | 422.91 | 0 | 422.9871 | 0 | 422.9871 | 0 |  |  | 422.9871 | 0 | 422.9871 | 0
|  |  | 423.0672 | 0.01214 | 422.99 | 0 | 423.0672 | 0 | 423.0672 | 0 |  |  | 423.0672 | 0 | 423.0672 | 0
|  |  | 423.1474 | 0.01214 | 423.07 | 0 | 423.1474 | 0 | 423.1474 | 0 |  |  | 423.1474 | 0 | 423.1474 | 0
|  |  | 423.2275 | 0.01214 | 423.15 | 0 | 423.2275 | 0 | 423.2275 | 0 |  |  | 423.2275 | 0 | 423.2275 | 0
|  |  | 423.3077 | 0.01214 | 423.23 | 0 | 423.3077 | 0 | 423.3077 | 0 |  |  | 423.3077 | 0 | 423.3076 | 0
|  |  | 423.3878 | 0.01214 | 423.31 | 0 | 423.3878 | 0 | 423.3878 | 0 |  |  | 423.3878 | 0 | 423.3878 | 0
|  |  | 423.468 | 0.01214 | 423.39 | 0 | 423.468 | 0 | 423.468 | 0 |  |  | 423.468 | 0 | 423.468 | 0
|  |  | 423.5481 | 0.01214 | 423.47 | 0 | 423.5481 | 0 | 423.5481 | 0 |  |  | 423.5481 | 0 | 423.5481 | 0
|  |  | 423.6283 | 0.01214 | 423.55 | 0 | 423.6283 | 0 | 423.6283 | 0 |  |  | 423.6283 | 0 | 423.6283 | 0
|  |  | 423.7084 | 0.01214 | 423.63 | 0 | 423.7084 | 0 | 423.7084 | 0 |  |  | 423.7084 | 0 | 423.7084 | 0
|  |  | 423.7886 | 0.01214 | 423.71 | 0 | 423.7886 | 0 | 423.7886 | 0 |  |  | 423.7886 | 0 | 423.7886 | 0
|  |  | 423.8687 | 0.01214 | 423.79 | 0 | 423.8687 | 0 | 423.8687 | 0 |  |  | 423.8687 | 0 | 423.8687 | 0
|  |  | 423.9489 | 0.01214 | 423.87 | 0 | 423.9489 | 0 | 423.9489 | 0 |  |  | 423.9489 | 0 | 423.9489 | 0
|  |  | 424.0291 | 0.01214 | 423.95 | 0 | 424.0291 | 0 | 424.0291 | 0 |  |  | 424.0291 | 0 | 424.0291 | 0
|  |  | 424.1092 | 0.01214 | 424.03 | 0 | 424.1092 | 0 | 424.1092 | 0 |  |  | 424.1092 | 0 | 424.1092 | 0
|  |  | 424.1894 | 0.01214 | 424.11 | 0 | 424.1894 | 0 | 424.1894 | 0 |  |  | 424.1894 | 0 | 424.1894 | 0
|  |  | 424.2695 | 0.01214 | 424.19 | 0 | 424.2695 | 0 | 424.2695 | 0 |  |  | 424.2695 | 0 | 424.2696 | 0
|  |  | 424.3497 | 0.01214 | 424.27 | 0 | 424.3497 | 0 | 424.3497 | 0 |  |  | 424.3497 | 0 | 424.3497 | 0
|  |  | 424.4299 | 0.01214 | 424.35 | 0 | 424.4299 | 0 | 424.4299 | 0 |  |  | 424.4299 | 0 | 424.4299 | 0
|  |  | 424.5101 | 0.01214 | 424.43 | 0 | 424.5101 | 0 | 424.5101 | 0 |  |  | 424.5101 | 0 | 424.5101 | 0
|  |  | 424.5902 | 0.01214 | 424.51 | 0 | 424.5902 | 0 | 424.5902 | 0 |  |  | 424.5902 | 0 | 424.5902 | 0
|  |  | 424.6704 | 0.01214 | 424.59 | 0 | 424.6704 | 0 | 424.6704 | 0 |  |  | 424.6704 | 0 | 424.6704 | 0
|  |  | 424.7506 | 0.01214 | 424.67 | 0 | 424.7506 | 0 | 424.7506 | 0 |  |  | 424.7506 | 0 | 424.7506 | 0
|  |  | 424.8308 | 0.01214 | 424.75 | 0 | 424.8308 | 0 | 424.8308 | 0 |  |  | 424.8308 | 0 | 424.8307 | 0
|  |  | 424.9109 | 0.01214 | 424.83 | 0 | 424.9109 | 0 | 424.9109 | 0 |  |  | 424.9109 | 0 | 424.9109 | 0
|  |  | 424.9911 | 0.01214 | 424.91 | 0 | 424.9911 | 0 | 424.9911 | 0 |  |  | 424.9911 | 0 | 424.9911 | 0
|  |  | 425.0713 | 0.01214 | 424.99 | 0 | 425.0713 | 0 | 425.0713 | 0 |  |  | 425.0713 | 0 | 425.0713 | 0
|  |  | 425.1515 | 0.01214 | 425.07 | 0 | 425.1515 | 0 | 425.1515 | 0 |  |  | 425.1515 | 0 | 425.1515 | 0
|  |  | 425.2317 | 0.01214 | 425.15 | 0 | 425.2317 | 0 | 425.2317 | 0 |  |  | 425.2317 | 0 | 425.2317 | 0
|  |  | 425.3119 | 0.01214 | 425.23 | 0 | 425.3119 | 0 | 425.3119 | 0 |  |  | 425.3119 | 0 | 425.3119 | 0
|  |  | 425.392 | 0.01214 | 425.31 | 0 | 425.392 | 0 | 425.392 | 0 |  |  | 425.392 | 0 | 425.3921 | 0
|  |  | 425.4722 | 0.01214 | 425.39 | 0 | 425.4722 | 0 | 425.4722 | 0 |  |  | 425.4722 | 0 | 425.4722 | 0
|  |  | 425.5524 | 0.01214 | 425.47 | 0 | 425.5524 | 0 | 425.5524 | 0 |  |  | 425.5524 | 0 | 425.5524 | 0
|  |  | 425.6326 | 0.01214 | 425.55 | 0 | 425.6326 | 0 | 425.6326 | 0 |  |  | 425.6326 | 0 | 425.6326 | 0
|  |  | 425.7128 | 0.01214 | 425.63 | 0 | 425.7128 | 0 | 425.7128 | 0 |  |  | 425.7128 | 0 | 425.7128 | 0
|  |  | 425.793 | 0.01214 | 425.71 | 0 | 425.793 | 0 | 425.793 | 0 |  |  | 425.793 | 0 | 425.793 | 0
|  |  | 425.8732 | 0.01214 | 425.79 | 0 | 425.8732 | 0 | 425.8732 | 0 |  |  | 425.8732 | 0 | 425.8732 | 0
|  |  | 425.9534 | 0.01214 | 425.87 | 0 | 425.9534 | 0 | 425.9534 | 0 |  |  | 425.9534 | 0 | 425.9534 | 0
|  |  | 426.0336 | 0.01214 | 425.95 | 0 | 426.0336 | 0 | 426.0336 | 0 |  |  | 426.0336 | 0 | 426.0336 | 0
|  |  | 426.1138 | 0.01214 | 426.03 | 0 | 426.1138 | 0 | 426.1138 | 0 |  |  | 426.1138 | 0 | 426.1138 | 0
|  |  | 426.194 | 0.01214 | 426.11 | 0 | 426.194 | 0 | 426.194 | 0 |  |  | 426.194 | 0 | 426.194 | 0
|  |  | 426.2742 | 0.01214 | 426.19 | 0 | 426.2742 | 0 | 426.2742 | 0 |  |  | 426.2742 | 0 | 426.2742 | 0
|  |  | 426.3544 | 0.01214 | 426.27 | 0 | 426.3544 | 0 | 426.3544 | 0 |  |  | 426.3544 | 0 | 426.3544 | 0
|  |  | 426.4346 | 0.01214 | 426.35 | 0 | 426.4346 | 0 | 426.4346 | 0 |  |  | 426.4346 | 0 | 426.4346 | 0
|  |  | 426.5148 | 0.01214 | 426.43 | 0 | 426.5148 | 0 | 426.5148 | 0 |  |  | 426.5148 | 0 | 426.5148 | 0
|  |  | 426.5951 | 0.01214 | 426.51 | 0 | 426.5951 | 0 | 426.5951 | 0 |  |  | 426.5951 | 0 | 426.5951 | 0
|  |  | 426.6753 | 0.01214 | 426.6 | 0 | 426.6753 | 0 | 426.6753 | 0 |  |  | 426.6753 | 0 | 426.6753 | 0
|  |  | 426.7555 | 0.01214 | 426.68 | 0 | 426.7555 | 0 | 426.7555 | 0 |  |  | 426.7555 | 0 | 426.7555 | 0
|  |  | 426.8357 | 0.01214 | 426.76 | 0 | 426.8357 | 0 | 426.8357 | 0 |  |  | 426.8357 | 0 | 426.8357 | 0
|  |  | 426.9159 | 0.01214 | 426.84 | 0 | 426.9159 | 0 | 426.9159 | 0 |  |  | 426.9159 | 0 | 426.9159 | 0
|  |  | 426.9961 | 0.01214 | 426.92 | 0 | 426.9961 | 0 | 426.9961 | 0 |  |  | 426.9961 | 0 | 426.9961 | 0
|  |  | 427.0763 | 0.01214 | 427 | 0 | 427.0763 | 0 | 427.0763 | 0 |  |  | 427.0763 | 0 | 427.0764 | 0
|  |  | 427.1566 | 0.01214 | 427.08 | 0 | 427.1566 | 0 | 427.1566 | 0 |  |  | 427.1566 | 0 | 427.1566 | 0
|  |  | 427.2368 | 0.01214 | 427.16 | 0 | 427.2368 | 0 | 427.2368 | 0 |  |  | 427.2368 | 0 | 427.2368 | 0
|  |  | 427.317 | 0.01214 | 427.24 | 0 | 427.317 | 0 | 427.317 | 0 |  |  | 427.317 | 0 | 427.317 | 0
|  |  | 427.3972 | 0.01214 | 427.32 | 0 | 427.3972 | 0 | 427.3972 | 0 |  |  | 427.3972 | 0 | 427.3972 | 0
|  |  | 427.4775 | 0.01214 | 427.4 | 0.01 | 427.4775 | 0 | 427.4775 | 0 |  |  | 427.4775 | 0 | 427.4775 | 0
|  |  | 427.5577 | 0.01214 | 427.48 | 0 | 427.5577 | 0 | 427.5577 | 0 |  |  | 427.5577 | 0 | 427.5577 | 0
|  |  | 427.6379 | 0.01214 | 427.56 | 0 | 427.6379 | 0 | 427.6379 | 0 |  |  | 427.6379 | 0 | 427.6379 | 0
|  |  | 427.7182 | 0.01214 | 427.64 | 0 | 427.7182 | 0 | 427.7182 | 0 |  |  | 427.7182 | 0 | 427.7182 | 0
|  |  | 427.7984 | 0.01214 | 427.72 | 0 | 427.7984 | 0 | 427.7984 | 0 |  |  | 427.7984 | 0 | 427.7984 | 0
|  |  | 427.8786 | 0.01214 | 427.8 | 0 | 427.8786 | 0 | 427.8786 | 0 |  |  | 427.8786 | 0 | 427.8786 | 0
|  |  | 427.9589 | 0.01214 | 427.88 | 0 | 427.9589 | 0 | 427.9589 | 0 |  |  | 427.9589 | 0 | 427.9589 | 0
|  |  | 428.0391 | 0.01214 | 427.96 | 0 | 428.0391 | 0 | 428.0391 | 0 |  |  | 428.0391 | 0 | 428.0391 | 0
|  |  | 428.1194 | 0.01214 | 428.04 | 0 | 428.1194 | 0 | 428.1194 | 0 |  |  | 428.1194 | 0 | 428.1194 | 0
|  |  | 428.1996 | 0.01214 | 428.12 | 0 | 428.1996 | 0 | 428.1996 | 0 |  |  | 428.1996 | 0 | 428.1996 | 0
|  |  | 428.2799 | 0.01214 | 428.2 | 0 | 428.2799 | 0 | 428.2799 | 0 |  |  | 428.2799 | 0 | 428.2798 | 0
|  |  | 428.3601 | 0.01214 | 428.28 | 0 | 428.3601 | 0 | 428.3601 | 0 |  |  | 428.3601 | 0 | 428.3601 | 0
|  |  | 428.4403 | 0.01214 | 428.36 | 0 | 428.4403 | 0 | 428.4403 | 0 |  |  | 428.4403 | 0 | 428.4403 | 0
|  |  | 428.5206 | 0.01214 | 428.44 | 0 | 428.5206 | 0 | 428.5206 | 0 |  |  | 428.5206 | 0 | 428.5206 | 0
|  |  | 428.6008 | 0.01214 | 428.52 | 0 | 428.6008 | 0 | 428.6008 | 0 |  |  | 428.6008 | 0 | 428.6008 | 0
|  |  | 428.6811 | 0.01214 | 428.6 | 0 | 428.6811 | 0 | 428.6811 | 0 |  |  | 428.6811 | 0 | 428.6811 | 0
|  |  | 428.7613 | 0.01214 | 428.68 | 0 | 428.7613 | 0 | 428.7613 | 0 |  |  | 428.7613 | 0 | 428.7614 | 0
|  |  | 428.8416 | 0.01214 | 428.76 | 0 | 428.8416 | 0 | 428.8416 | 0 |  |  | 428.8416 | 0 | 428.8416 | 0
|  |  | 428.9219 | 0.01214 | 428.84 | 0 | 428.9219 | 0 | 428.9219 | 0 |  |  | 428.9219 | 0 | 428.9218 | 0
|  |  | 429.0021 | 0.01214 | 428.92 | 0 | 429.0021 | 0 | 429.0021 | 0 |  |  | 429.0021 | 0 | 429.0021 | 0
|  |  | 429.0824 | 0.01214 | 429 | 0 | 429.0824 | 0 | 429.0824 | 0 |  |  | 429.0824 | 0 | 429.0824 | 0
|  |  | 429.1626 | 0.01214 | 429.08 | 0 | 429.1626 | 0 | 429.1626 | 0 |  |  | 429.1626 | 0 | 429.1626 | 0
|  |  | 429.2429 | 0.01214 | 429.16 | 0 | 429.2429 | 0 | 429.2429 | 0 |  |  | 429.2429 | 0 | 429.2429 | 0
|  |  | 429.3231 | 0.01214 | 429.24 | 0 | 429.3231 | 0 | 429.3231 | 0 |  |  | 429.3231 | 0 | 429.3232 | 0
|  |  | 429.4034 | 0.01214 | 429.32 | 0 | 429.4034 | 0 | 429.4034 | 0 |  |  | 429.4034 | 0 | 429.4034 | 0
|  |  | 429.4837 | 0.01214 | 429.4 | 0 | 429.4837 | 0 | 429.4837 | 0 |  |  | 429.4837 | 0 | 429.4837 | 0
|  |  | 429.5639 | 0.01214 | 429.48 | 0 | 429.5639 | 0 | 429.5639 | 0 |  |  | 429.5639 | 0 | 429.5639 | 0
|  |  | 429.6442 | 0.01214 | 429.56 | 0 | 429.6442 | 0 | 429.6442 | 0 |  |  | 429.6442 | 0 | 429.6442 | 0
|  |  | 429.7245 | 0.01214 | 429.64 | 0 | 429.7245 | 0 | 429.7245 | 0 |  |  | 429.7245 | 0 | 429.7245 | 0
|  |  | 429.8048 | 0.01214 | 429.72 | 0 | 429.8048 | 0 | 429.8048 | 0 |  |  | 429.8048 | 0 | 429.8047 | 0
|  |  | 429.885 | 0.01214 | 429.8 | 0 | 429.885 | 0 | 429.885 | 0 |  |  | 429.885 | 0 | 429.885 | 0
|  |  | 429.9653 | 0.01214 | 429.89 | 0 | 429.9653 | 0 | 429.9653 | 0 |  |  | 429.9653 | 0 | 429.9653 | 0
|  |  | 430.0456 | 0.01214 | 429.97 | 0 | 430.0456 | 0 | 430.0456 | 0 |  |  | 430.0456 | 0 | 430.0456 | 0
|  |  | 430.1259 | 0.01214 | 430.05 | 0 | 430.1259 | 0 | 430.1259 | 0 |  |  | 430.1259 | 0 | 430.1259 | 0
|  |  | 430.2061 | 0.01214 | 430.13 | 0 | 430.2061 | 0 | 430.2061 | 0 |  |  | 430.2061 | 0 | 430.2061 | 0
|  |  | 430.2864 | 0.01214 | 430.21 | 0 | 430.2864 | 0 | 430.2864 | 0 |  |  | 430.2864 | 0 | 430.2864 | 0
|  |  | 430.3667 | 0.01214 | 430.29 | 0 | 430.3667 | 0 | 430.3667 | 0 |  |  | 430.3667 | 0 | 430.3667 | 0
|  |  | 430.447 | 0.01214 | 430.37 | 0 | 430.447 | 0 | 430.447 | 0 |  |  | 430.447 | 0 | 430.447 | 0
|  |  | 430.5273 | 0.01214 | 430.45 | 0 | 430.5273 | 0 | 430.5273 | 0 |  |  | 430.5273 | 0 | 430.5273 | 0
|  |  | 430.6076 | 0.01214 | 430.53 | 0 | 430.6076 | 0 | 430.6076 | 0 |  |  | 430.6076 | 0 | 430.6076 | 0
|  |  | 430.6879 | 0.01214 | 430.61 | 0 | 430.6879 | 0 | 430.6879 | 0 |  |  | 430.6879 | 0 | 430.6878 | 0
|  |  | 430.7681 | 0.01214 | 430.69 | 0 | 430.7681 | 0 | 430.7681 | 0 |  |  | 430.7681 | 0 | 430.7681 | 0
|  |  | 430.8484 | 0.01214 | 430.77 | 0 | 430.8484 | 0 | 430.8484 | 0 |  |  | 430.8484 | 0 | 430.8484 | 0
|  |  | 430.9287 | 0.01214 | 430.85 | 0 | 430.9287 | 0 | 430.9287 | 0 |  |  | 430.9287 | 0 | 430.9287 | 0
|  |  | 431.009 | 0.01214 | 430.93 | 0 | 431.009 | 0 | 431.009 | 0 |  |  | 431.009 | 0 | 431.009 | 0
|  |  | 431.0893 | 0.01214 | 431.01 | 0 | 431.0893 | 0 | 431.0893 | 0 |  |  | 431.0893 | 0 | 431.0893 | 0
|  |  | 431.1696 | 0.01214 | 431.09 | 0 | 431.1696 | 0 | 431.1696 | 0 |  |  | 431.1696 | 0 | 431.1696 | 0
|  |  | 431.2499 | 0.01214 | 431.17 | 0 | 431.2499 | 0 | 431.2499 | 0 |  |  | 431.2499 | 0 | 431.2499 | 0
|  |  | 431.3302 | 0.01214 | 431.25 | 0 | 431.3302 | 0 | 431.3302 | 0 |  |  | 431.3302 | 0 | 431.3302 | 0
|  |  | 431.4105 | 0.01214 | 431.33 | 0 | 431.4105 | 0 | 431.4105 | 0 |  |  | 431.4105 | 0 | 431.4105 | 0
|  |  | 431.4908 | 0.01214 | 431.41 | 0 | 431.4908 | 0 | 431.4908 | 0 |  |  | 431.4908 | 0 | 431.4908 | 0
|  |  | 431.5711 | 0.01214 | 431.49 | 0 | 431.5711 | 0 | 431.5711 | 0 |  |  | 431.5711 | 0 | 431.5711 | 0
|  |  | 431.6514 | 0.01214 | 431.57 | 0 | 431.6514 | 0 | 431.6514 | 0 |  |  | 431.6514 | 0 | 431.6514 | 0
|  |  | 431.7317 | 0.01214 | 431.65 | 0 | 431.7317 | 0 | 431.7317 | 0 |  |  | 431.7317 | 0 | 431.7317 | 0
|  |  | 431.812 | 0.01214 | 431.73 | 0 | 431.812 | 0 | 431.812 | 0 |  |  | 431.812 | 0 | 431.812 | 0
|  |  | 431.8924 | 0.01214 | 431.81 | 0 | 431.8924 | 0 | 431.8924 | 0 |  |  | 431.8924 | 0 | 431.8924 | 0
|  |  | 431.9727 | 0.01214 | 431.89 | 0 | 431.9727 | 0 | 431.9727 | 0 |  |  | 431.9727 | 0 | 431.9727 | 0
|  |  | 432.053 | 0.01214 | 431.97 | 0 | 432.053 | 0 | 432.053 | 0 |  |  | 432.053 | 0 | 432.053 | 0
|  |  | 432.1333 | 0.01214 | 432.05 | 0 | 432.1333 | 0 | 432.1333 | 0 |  |  | 432.1333 | 0 | 432.1333 | 0
|  |  | 432.2136 | 0.01214 | 432.13 | 0 | 432.2136 | 0 | 432.2136 | 0 |  |  | 432.2136 | 0 | 432.2136 | 0
|  |  | 432.2939 | 0.01214 | 432.21 | 0 | 432.2939 | 0 | 432.2939 | 0 |  |  | 432.2939 | 0 | 432.2939 | 0
|  |  | 432.3743 | 0.01214 | 432.29 | 0 | 432.3743 | 0 | 432.3743 | 0 |  |  | 432.3743 | 0 | 432.3742 | 0
|  |  | 432.4546 | 0.01214 | 432.37 | 0 | 432.4546 | 0 | 432.4546 | 0 |  |  | 432.4546 | 0 | 432.4546 | 0
|  |  | 432.5349 | 0.01214 | 432.45 | 0 | 432.5349 | 0 | 432.5349 | 0 |  |  | 432.5349 | 0 | 432.5349 | 0
|  |  | 432.6152 | 0.01214 | 432.53 | 0 | 432.6152 | 0 | 432.6152 | 0 |  |  | 432.6152 | 0 | 432.6152 | 0
|  |  | 432.6955 | 0.01214 | 432.62 | 0 | 432.6955 | 0 | 432.6955 | 0 |  |  | 432.6955 | 0 | 432.6955 | 0
|  |  | 432.7759 | 0.01214 | 432.7 | 0 | 432.7759 | 0 | 432.7759 | 0 |  |  | 432.7759 | 0 | 432.7759 | 0
|  |  | 432.8562 | 0.01214 | 432.78 | 0 | 432.8562 | 0 | 432.8562 | 0 |  |  | 432.8562 | 0 | 432.8562 | 0
|  |  | 432.9365 | 0.01214 | 432.86 | 0 | 432.9365 | 0 | 432.9365 | 0 |  |  | 432.9365 | 0 | 432.9365 | 0
|  |  | 433.0168 | 0.01214 | 432.94 | 0 | 433.0168 | 0 | 433.0168 | 0 |  |  | 433.0168 | 0 | 433.0168 | 0
|  |  | 433.0972 | 0.01214 | 433.02 | 0 | 433.0972 | 0 | 433.0972 | 0 |  |  | 433.0972 | 0 | 433.0972 | 0
|  |  | 433.1775 | 0.01214 | 433.1 | 0 | 433.1775 | 0 | 433.1775 | 0 |  |  | 433.1775 | 0 | 433.1775 | 0
|  |  | 433.2579 | 0.01214 | 433.18 | 0 | 433.2579 | 0 | 433.2579 | 0 |  |  | 433.2579 | 0 | 433.2578 | 0
|  |  | 433.3382 | 0.01214 | 433.26 | 0 | 433.3382 | 0 | 433.3382 | 0 |  |  | 433.3382 | 0 | 433.3382 | 0
|  |  | 433.4185 | 0.01214 | 433.34 | 0 | 433.4185 | 0 | 433.4185 | 0 |  |  | 433.4185 | 0 | 433.4185 | 0
|  |  | 433.4989 | 0.01214 | 433.42 | 0 | 433.4989 | 0 | 433.4989 | 0 |  |  | 433.4989 | 0 | 433.4989 | 0
|  |  | 433.5792 | 0.01214 | 433.5 | 0 | 433.5792 | 0 | 433.5792 | 0 |  |  | 433.5792 | 0 | 433.5792 | 0
|  |  | 433.6596 | 0.01214 | 433.58 | 0 | 433.6596 | 0 | 433.6596 | 0 |  |  | 433.6596 | 0 | 433.6595 | 0
|  |  | 433.7399 | 0.01214 | 433.66 | 0 | 433.7399 | 0 | 433.7399 | 0 |  |  | 433.7399 | 0 | 433.7399 | 0
|  |  | 433.8202 | 0.01214 | 433.74 | 0 | 433.8202 | 0 | 433.8202 | 0 |  |  | 433.8202 | 0 | 433.8203 | 0
|  |  | 433.9006 | 0.01214 | 433.82 | 0 | 433.9006 | 0 | 433.9006 | 0 |  |  | 433.9006 | 0 | 433.9006 | 0
|  |  | 433.9809 | 0.01214 | 433.9 | 0 | 433.9809 | 0 | 433.9809 | 0 |  |  | 433.9809 | 0 | 433.9809 | 0
|  |  | 434.0613 | 0.01214 | 433.98 | 0 | 434.0613 | 0 | 434.0613 | 0 |  |  | 434.0613 | 0 | 434.0613 | 0
|  |  | 434.1416 | 0.01214 | 434.06 | 0 | 434.1416 | 0 | 434.1416 | 0 |  |  | 434.1416 | 0 | 434.1416 | 0
|  |  | 434.222 | 0.01214 | 434.14 | 0.01 | 434.222 | 0 | 434.222 | 0 |  |  | 434.222 | 0 | 434.222 | 0
|  |  | 434.3023 | 0.01214 | 434.22 | 0 | 434.3023 | 0 | 434.3023 | 0 |  |  | 434.3023 | 0 | 434.3023 | 0
|  |  | 434.3827 | 0.01214 | 434.3 | 0 | 434.3827 | 0 | 434.3827 | 0 |  |  | 434.3827 | 0 | 434.3827 | 0
|  |  | 434.4631 | 0.01214 | 434.38 | 0 | 434.4631 | 0 | 434.4631 | 0 |  |  | 434.4631 | 0 | 434.463 | 0
|  |  | 434.5434 | 0.01214 | 434.46 | 0 | 434.5434 | 0 | 434.5434 | 0 |  |  | 434.5434 | 0 | 434.5434 | 0
|  |  | 434.6238 | 0.01214 | 434.54 | 0 | 434.6238 | 0 | 434.6238 | 0 |  |  | 434.6238 | 0 | 434.6238 | 0
|  |  | 434.7041 | 0.01214 | 434.62 | 0 | 434.7041 | 0 | 434.7041 | 0 |  |  | 434.7041 | 0 | 434.7041 | 0
|  |  | 434.7845 | 0.01214 | 434.7 | 0 | 434.7845 | 0 | 434.7845 | 0 |  |  | 434.7845 | 0 | 434.7845 | 0
|  |  | 434.8649 | 0.01214 | 434.78 | 0 | 434.8649 | 0 | 434.8649 | 0 |  |  | 434.8649 | 0 | 434.8649 | 0
|  |  | 434.9452 | 0.01214 | 434.86 | 0 | 434.9452 | 0 | 434.9452 | 0 |  |  | 434.9452 | 0 | 434.9452 | 0
|  |  | 435.0256 | 0.01214 | 434.95 | 0 | 435.0256 | 0 | 435.0256 | 0 |  |  | 435.0256 | 0 | 435.0256 | 0
|  |  | 435.106 | 0.01214 | 435.03 | 0 | 435.106 | 0 | 435.106 | 0 |  |  | 435.106 | 0 | 435.106 | 0
|  |  | 435.1863 | 0.01214 | 435.11 | 0 | 435.1863 | 0 | 435.1863 | 0 |  |  | 435.1863 | 0 | 435.1863 | 0
|  |  | 435.2667 | 0.01214 | 435.19 | 0 | 435.2667 | 0 | 435.2667 | 0 |  |  | 435.2667 | 0 | 435.2667 | 0
|  |  | 435.3471 | 0.01214 | 435.27 | 0 | 435.3471 | 0 | 435.3471 | 0 |  |  | 435.3471 | 0 | 435.3471 | 0
|  |  | 435.4275 | 0.01214 | 435.35 | 0 | 435.4275 | 0 | 435.4275 | 0 |  |  | 435.4275 | 0 | 435.4275 | 0
|  |  | 435.5078 | 0.01214 | 435.43 | 0 | 435.5078 | 0 | 435.5078 | 0 |  |  | 435.5078 | 0 | 435.5078 | 0
|  |  | 435.5882 | 0.01214 | 435.51 | 0 | 435.5882 | 0 | 435.5882 | 0 |  |  | 435.5882 | 0 | 435.5882 | 0
|  |  | 435.6686 | 0.01214 | 435.59 | 0 | 435.6686 | 0 | 435.6686 | 0 |  |  | 435.6686 | 0 | 435.6686 | 0
|  |  | 435.749 | 0.01214 | 435.67 | 0 | 435.749 | 0 | 435.749 | 0 |  |  | 435.749 | 0 | 435.749 | 0
|  |  | 435.8293 | 0.01214 | 435.75 | 0 | 435.8293 | 0 | 435.8293 | 0 |  |  | 435.8293 | 0 | 435.8293 | 0
|  |  | 435.9097 | 0.01214 | 435.83 | 0 | 435.9097 | 0 | 435.9097 | 0 |  |  | 435.9097 | 0 | 435.9097 | 0
|  |  | 435.9901 | 0.01214 | 435.91 | 0 | 435.9901 | 0 | 435.9901 | 0 |  |  | 435.9901 | 0 | 435.9901 | 0
|  |  | 436.0705 | 0.01214 | 435.99 | 0 | 436.0705 | 0 | 436.0705 | 0 |  |  | 436.0705 | 0 | 436.0705 | 0
|  |  | 436.1509 | 0.01214 | 436.07 | 0 | 436.1509 | 0 | 436.1509 | 0 |  |  | 436.1509 | 0 | 436.1509 | 0
|  |  | 436.2313 | 0.01214 | 436.15 | 0 | 436.2313 | 0 | 436.2313 | 0 |  |  | 436.2313 | 0 | 436.2313 | 0
|  |  | 436.3117 | 0.01214 | 436.23 | 0 | 436.3117 | 0 | 436.3117 | 0 |  |  | 436.3117 | 0 | 436.3116 | 0
|  |  | 436.392 | 0.01214 | 436.31 | 0 | 436.392 | 0 | 436.392 | 0 |  |  | 436.392 | 0 | 436.3921 | 0
|  |  | 436.4724 | 0.01214 | 436.39 | 0 | 436.4724 | 0 | 436.4724 | 0 |  |  | 436.4724 | 0 | 436.4724 | 0
|  |  | 436.5528 | 0.01214 | 436.47 | 0 | 436.5528 | 0 | 436.5528 | 0 |  |  | 436.5528 | 0 | 436.5528 | 0
|  |  | 436.6332 | 0.01214 | 436.55 | 0 | 436.6332 | 0 | 436.6332 | 0 |  |  | 436.6332 | 0 | 436.6332 | 0
|  |  | 436.7136 | 0.01214 | 436.63 | 0 | 436.7136 | 0 | 436.7136 | 0 |  |  | 436.7136 | 0 | 436.7136 | 0
|  |  | 436.794 | 0.01214 | 436.71 | 0 | 436.794 | 0 | 436.794 | 0 |  |  | 436.794 | 0 | 436.794 | 0
|  |  | 436.8744 | 0.01214 | 436.79 | 0 | 436.8744 | 0 | 436.8744 | 0 |  |  | 436.8744 | 0 | 436.8744 | 0
|  |  | 436.9548 | 0.01214 | 436.87 | 0 | 436.9548 | 0 | 436.9548 | 0 |  |  | 436.9548 | 0 | 436.9548 | 0
|  |  | 437.0352 | 0.01214 | 436.95 | 0 | 437.0352 | 0 | 437.0352 | 0 |  |  | 437.0352 | 0 | 437.0352 | 0
|  |  | 437.1156 | 0.01214 | 437.04 | 0.01 | 437.1156 | 0 | 437.1156 | 0 |  |  | 437.1156 | 0 | 437.1156 | 0
|  |  | 437.196 | 0.01214 | 437.12 | 0 | 437.196 | 0 | 437.196 | 0 |  |  | 437.196 | 0 | 437.196 | 0
|  |  | 437.2764 | 0.01214 | 437.2 | 0 | 437.2764 | 0 | 437.2764 | 0 |  |  | 437.2764 | 0 | 437.2764 | 0
|  |  | 437.3569 | 0.01214 | 437.28 | 0 | 437.3569 | 0 | 437.3569 | 0 |  |  | 437.3569 | 0 | 437.3568 | 0
|  |  | 437.4373 | 0.01214 | 437.36 | 0 | 437.4373 | 0 | 437.4373 | 0 |  |  | 437.4373 | 0 | 437.4373 | 0
|  |  | 437.5177 | 0.01214 | 437.44 | 0 | 437.5177 | 0 | 437.5177 | 0 |  |  | 437.5177 | 0 | 437.5177 | 0
|  |  | 437.5981 | 0.01214 | 437.52 | 0 | 437.5981 | 0 | 437.5981 | 0 |  |  | 437.5981 | 0 | 437.5981 | 0
|  |  | 437.6785 | 0.01214 | 437.6 | 0 | 437.6785 | 0 | 437.6785 | 0 |  |  | 437.6785 | 0 | 437.6785 | 0
|  |  | 437.7589 | 0.01214 | 437.68 | 0 | 437.7589 | 0 | 437.7589 | 0 |  |  | 437.7589 | 0 | 437.7589 | 0
|  |  | 437.8393 | 0.01214 | 437.76 | 0 | 437.8393 | 0 | 437.8393 | 0 |  |  | 437.8393 | 0 | 437.8393 | 0
|  |  | 437.9197 | 0.01214 | 437.84 | 0 | 437.9197 | 0 | 437.9197 | 0 |  |  | 437.9197 | 0 | 437.9197 | 0
|  |  | 438.0002 | 0.01214 | 437.92 | 0 | 438.0002 | 0 | 438.0002 | 0 |  |  | 438.0002 | 0 | 438.0002 | 0
|  |  | 438.0806 | 0.01214 | 438 | 0 | 438.0806 | 0 | 438.0806 | 0 |  |  | 438.0806 | 0 | 438.0806 | 0
|  |  | 438.161 | 0.01214 | 438.08 | 0 | 438.161 | 0 | 438.161 | 0 |  |  | 438.161 | 0 | 438.161 | 0
|  |  | 438.2414 | 0.01214 | 438.16 | 0 | 438.2414 | 0 | 438.2414 | 0 |  |  | 438.2414 | 0 | 438.2414 | 0
|  |  | 438.3218 | 0.01214 | 438.24 | 0 | 438.3218 | 0 | 438.3218 | 0 |  |  | 438.3218 | 0 | 438.3218 | 0
|  |  | 438.4023 | 0.01214 | 438.32 | 0 | 438.4023 | 0 | 438.4023 | 0 |  |  | 438.4023 | 0 | 438.4023 | 0
|  |  | 438.4827 | 0.01214 | 438.4 | 0 | 438.4827 | 0 | 438.4827 | 0 |  |  | 438.4827 | 0 | 438.4827 | 0
|  |  | 438.5631 | 0.01214 | 438.48 | 0 | 438.5631 | 0 | 438.5631 | 0 |  |  | 438.5631 | 0 | 438.5631 | 0
|  |  | 438.6436 | 0.01214 | 438.56 | 0 | 438.6436 | 0 | 438.6436 | 0 |  |  | 438.6436 | 0 | 438.6436 | 0
|  |  | 438.724 | 0.01214 | 438.64 | 0 | 438.724 | 0 | 438.724 | 0 |  |  | 438.724 | 0 | 438.724 | 0
|  |  | 438.8044 | 0.01214 | 438.72 | 0 | 438.8044 | 0 | 438.8044 | 0 |  |  | 438.8044 | 0 | 438.8044 | 0
|  |  | 438.8848 | 0.01214 | 438.8 | 0 | 438.8848 | 0 | 438.8848 | 0 |  |  | 438.8848 | 0 | 438.8849 | 0
|  |  | 438.9653 | 0.01214 | 438.88 | 0 | 438.9653 | 0 | 438.9653 | 0 |  |  | 438.9653 | 0 | 438.9653 | 0
|  |  | 439.0457 | 0.01214 | 438.97 | 0 | 439.0457 | 0 | 439.0457 | 0 |  |  | 439.0457 | 0 | 439.0457 | 0
|  |  | 439.1262 | 0.01214 | 439.05 | 0 | 439.1262 | 0 | 439.1262 | 0 |  |  | 439.1262 | 0 | 439.1262 | 0
|  |  | 439.2066 | 0.01214 | 439.13 | 0 | 439.2066 | 0 | 439.2066 | 0 |  |  | 439.2066 | 0 | 439.2066 | 0
|  |  | 439.287 | 0.01214 | 439.21 | 0 | 439.287 | 0 | 439.287 | 0 |  |  | 439.287 | 0 | 439.287 | 0
|  |  | 439.3675 | 0.01214 | 439.29 | 0 | 439.3675 | 0 | 439.3675 | 0 |  |  | 439.3675 | 0 | 439.3675 | 0
|  |  | 439.4479 | 0.01214 | 439.37 | 0 | 439.4479 | 0 | 439.4479 | 0 |  |  | 439.4479 | 0 | 439.4479 | 0
|  |  | 439.5284 | 0.01214 | 439.45 | 0 | 439.5284 | 0 | 439.5284 | 0 |  |  | 439.5284 | 0 | 439.5284 | 0
|  |  | 439.6088 | 0.01214 | 439.53 | 0 | 439.6088 | 0 | 439.6088 | 0 |  |  | 439.6088 | 0 | 439.6088 | 0
|  |  | 439.6893 | 0.01214 | 439.61 | 0 | 439.6893 | 0 | 439.6893 | 0 |  |  | 439.6893 | 0 | 439.6893 | 0
|  |  | 439.7697 | 0.01214 | 439.69 | 0 | 439.7697 | 0 | 439.7697 | 0 |  |  | 439.7697 | 0 | 439.7697 | 0
|  |  | 439.8502 | 0.01214 | 439.77 | 0 | 439.8502 | 0 | 439.8502 | 0 |  |  | 439.8502 | 0 | 439.8502 | 0
|  |  | 439.9306 | 0.01214 | 439.85 | 0 | 439.9306 | 0 | 439.9306 | 0 |  |  | 439.9306 | 0 | 439.9306 | 0
|  |  | 440.0111 | 0.01214 | 439.93 | 0 | 440.0111 | 0 | 440.0111 | 0 |  |  | 440.0111 | 0 | 440.0111 | 0
|  |  | 440.0915 | 0.01214 | 440.01 | 0 | 440.0915 | 0 | 440.0915 | 0 |  |  | 440.0915 | 0 | 440.0915 | 0
|  |  | 440.172 | 0.01214 | 440.09 | 0 | 440.172 | 0 | 440.172 | 0 |  |  | 440.172 | 0 | 440.172 | 0
|  |  | 440.2524 | 0.01214 | 440.17 | 0 | 440.2524 | 0 | 440.2524 | 0 |  |  | 440.2524 | 0 | 440.2524 | 0
|  |  | 440.3329 | 0.01214 | 440.25 | 0 | 440.3329 | 0 | 440.3329 | 0 |  |  | 440.3329 | 0 | 440.3329 | 0
|  |  | 440.4133 | 0.01214 | 440.33 | 0 | 440.4133 | 0 | 440.4133 | 0 |  |  | 440.4133 | 0 | 440.4134 | 0
|  |  | 440.4938 | 0.01214 | 440.41 | 0 | 440.4938 | 0 | 440.4938 | 0 |  |  | 440.4938 | 0 | 440.4938 | 0
|  |  | 440.5743 | 0.01214 | 440.49 | 0 | 440.5743 | 0 | 440.5743 | 0 |  |  | 440.5743 | 0 | 440.5743 | 0
|  |  | 440.6547 | 0.01214 | 440.57 | 0 | 440.6547 | 0 | 440.6547 | 0 |  |  | 440.6547 | 0 | 440.6548 | 0
|  |  | 440.7352 | 0.01214 | 440.65 | 0 | 440.7352 | 0 | 440.7352 | 0 |  |  | 440.7352 | 0 | 440.7352 | 0
|  |  | 440.8157 | 0.01214 | 440.74 | 0 | 440.8157 | 0 | 440.8157 | 0 |  |  | 440.8157 | 0 | 440.8157 | 0
|  |  | 440.8961 | 0.01214 | 440.82 | 0 | 440.8961 | 0 | 440.8961 | 0 |  |  | 440.8961 | 0 | 440.8961 | 0
|  |  | 440.9766 | 0.01214 | 440.9 | 0 | 440.9766 | 0 | 440.9766 | 0 |  |  | 440.9766 | 0 | 440.9766 | 0
|  |  | 441.0571 | 0.01214 | 440.98 | 0 | 441.0571 | 0 | 441.0571 | 0 |  |  | 441.0571 | 0 | 441.0571 | 0
|  |  | 441.1375 | 0.01214 | 441.06 | 0 | 441.1375 | 0 | 441.1375 | 0 |  |  | 441.1375 | 0 | 441.1375 | 0
|  |  | 441.218 | 0.01214 | 441.14 | 0 | 441.218 | 0 | 441.218 | 0 |  |  | 441.218 | 0 | 441.218 | 0
|  |  | 441.2985 | 0.01214 | 441.22 | 0 | 441.2985 | 0 | 441.2985 | 0 |  |  | 441.2985 | 0 | 441.2985 | 0
|  |  | 441.379 | 0.01214 | 441.3 | 0 | 441.379 | 0 | 441.379 | 0 |  |  | 441.379 | 0 | 441.379 | 0
|  |  | 441.4595 | 0.01214 | 441.38 | 0 | 441.4595 | 0 | 441.4595 | 0 |  |  | 441.4595 | 0 | 441.4594 | 0
|  |  | 441.5399 | 0.01214 | 441.46 | 0 | 441.5399 | 0 | 441.5399 | 0 |  |  | 441.5399 | 0 | 441.5399 | 0
|  |  | 441.6204 | 0.01214 | 441.54 | 0.01 | 441.6204 | 0 | 441.6204 | 0 |  |  | 441.6204 | 0 | 441.6204 | 0
|  |  | 441.7009 | 0.01214 | 441.62 | 0 | 441.7009 | 0 | 441.7009 | 0 |  |  | 441.7009 | 0 | 441.7009 | 0
|  |  | 441.7814 | 0.01214 | 441.7 | 0 | 441.7814 | 0 | 441.7814 | 0 |  |  | 441.7814 | 0 | 441.7814 | 0
|  |  | 441.8619 | 0.01214 | 441.78 | 0 | 441.8619 | 0 | 441.8619 | 0 |  |  | 441.8619 | 0 | 441.8618 | 0
|  |  | 441.9423 | 0.01214 | 441.86 | 0 | 441.9423 | 0 | 441.9423 | 0 |  |  | 441.9423 | 0 | 441.9424 | 0
|  |  | 442.0228 | 0.01214 | 441.94 | 0 | 442.0228 | 0 | 442.0228 | 0 |  |  | 442.0228 | 0 | 442.0228 | 0
|  |  | 442.1033 | 0.01214 | 442.02 | 0 | 442.1033 | 0 | 442.1033 | 0 |  |  | 442.1033 | 0 | 442.1033 | 0
|  |  | 442.1838 | 0.01214 | 442.1 | 0 | 442.1838 | 0 | 442.1838 | 0 |  |  | 442.1838 | 0 | 442.1838 | 0
|  |  | 442.2643 | 0.01214 | 442.18 | 0 | 442.2643 | 0 | 442.2643 | 0 |  |  | 442.2643 | 0 | 442.2643 | 0
|  |  | 442.3448 | 0.01214 | 442.26 | 0 | 442.3448 | 0 | 442.3448 | 0 |  |  | 442.3448 | 0 | 442.3448 | 0
|  |  | 442.4253 | 0.01214 | 442.34 | 0 | 442.4253 | 0 | 442.4253 | 0 |  |  | 442.4253 | 0 | 442.4253 | 0
|  |  | 442.5058 | 0.01214 | 442.43 | 0 | 442.5058 | 0 | 442.5058 | 0 |  |  | 442.5058 | 0 | 442.5058 | 0
|  |  | 442.5863 | 0.01214 | 442.51 | 0 | 442.5863 | 0 | 442.5863 | 0 |  |  | 442.5863 | 0 | 442.5863 | 0
|  |  | 442.6668 | 0.01214 | 442.59 | 0 | 442.6668 | 0 | 442.6668 | 0 |  |  | 442.6668 | 0 | 442.6667 | 0
|  |  | 442.7473 | 0.01214 | 442.67 | 0 | 442.7473 | 0 | 442.7473 | 0 |  |  | 442.7473 | 0 | 442.7473 | 0
|  |  | 442.8278 | 0.01214 | 442.75 | 0 | 442.8278 | 0 | 442.8278 | 0 |  |  | 442.8278 | 0 | 442.8278 | 0
|  |  | 442.9083 | 0.01214 | 442.83 | 0 | 442.9083 | 0 | 442.9083 | 0 |  |  | 442.9083 | 0 | 442.9083 | 0
|  |  | 442.9888 | 0.01214 | 442.91 | 0 | 442.9888 | 0 | 442.9888 | 0 |  |  | 442.9888 | 0 | 442.9888 | 0
|  |  | 443.0693 | 0.01214 | 442.99 | 0 | 443.0693 | 0 | 443.0693 | 0 |  |  | 443.0693 | 0 | 443.0693 | 0
|  |  | 443.1498 | 0.01214 | 443.07 | 0 | 443.1498 | 0 | 443.1498 | 0 |  |  | 443.1498 | 0 | 443.1498 | 0
|  |  | 443.2303 | 0.01214 | 443.15 | 0 | 443.2303 | 0 | 443.2303 | 0 |  |  | 443.2303 | 0 | 443.2303 | 0
|  |  | 443.3108 | 0.01214 | 443.23 | 0 | 443.3108 | 0 | 443.3108 | 0 |  |  | 443.3108 | 0 | 443.3108 | 0
|  |  | 443.3913 | 0.01214 | 443.31 | 0 | 443.3913 | 0 | 443.3913 | 0 |  |  | 443.3913 | 0 | 443.3913 | 0
|  |  | 443.4718 | 0.01214 | 443.39 | 0 | 443.4718 | 0 | 443.4718 | 0 |  |  | 443.4718 | 0 | 443.4718 | 0
|  |  | 443.5523 | 0.01214 | 443.47 | 0 | 443.5523 | 0 | 443.5523 | 0 |  |  | 443.5523 | 0 | 443.5523 | 0
|  |  | 443.6328 | 0.01214 | 443.55 | 0 | 443.6328 | 0 | 443.6328 | 0 |  |  | 443.6328 | 0 | 443.6328 | 0
|  |  | 443.7133 | 0.01214 | 443.63 | 0 | 443.7133 | 0 | 443.7133 | 0 |  |  | 443.7133 | 0 | 443.7133 | 0
|  |  | 443.7939 | 0.01214 | 443.71 | 0 | 443.7939 | 0 | 443.7939 | 0 |  |  | 443.7939 | 0 | 443.7939 | 0
|  |  | 443.8744 | 0.01214 | 443.79 | 0 | 443.8744 | 0 | 443.8744 | 0 |  |  | 443.8744 | 0 | 443.8744 | 0
|  |  | 443.9549 | 0.01214 | 443.87 | 0 | 443.9549 | 0 | 443.9549 | 0 |  |  | 443.9549 | 0 | 443.9549 | 0
|  |  | 444.0354 | 0.01214 | 443.95 | 0 | 444.0354 | 0 | 444.0354 | 0 |  |  | 444.0354 | 0 | 444.0354 | 0
|  |  | 444.1159 | 0.01214 | 444.04 | 0 | 444.1159 | 0 | 444.1159 | 0 |  |  | 444.1159 | 0 | 444.1159 | 0
|  |  | 444.1965 | 0.01214 | 444.12 | 0 | 444.1965 | 0 | 444.1965 | 0 |  |  | 444.1965 | 0 | 444.1964 | 0
|  |  | 444.277 | 0.01214 | 444.2 | 0 | 444.277 | 0 | 444.277 | 0 |  |  | 444.277 | 0 | 444.277 | 0
|  |  | 444.3575 | 0.01214 | 444.28 | 0 | 444.3575 | 0 | 444.3575 | 0 |  |  | 444.3575 | 0 | 444.3575 | 0
|  |  | 444.438 | 0.01214 | 444.36 | 0 | 444.438 | 0 | 444.438 | 0 |  |  | 444.438 | 0 | 444.438 | 0
|  |  | 444.5186 | 0.01214 | 444.44 | 0 | 444.5186 | 0 | 444.5186 | 0 |  |  | 444.5186 | 0 | 444.5186 | 0
|  |  | 444.5991 | 0.01214 | 444.52 | 0 | 444.5991 | 0 | 444.5991 | 0 |  |  | 444.5991 | 0 | 444.5991 | 0
|  |  | 444.6796 | 0.01214 | 444.6 | 0 | 444.6796 | 0 | 444.6796 | 0 |  |  | 444.6796 | 0 | 444.6796 | 0
|  |  | 444.7601 | 0.01214 | 444.68 | 0 | 444.7601 | 0 | 444.7601 | 0 |  |  | 444.7601 | 0 | 444.7601 | 0
|  |  | 444.8407 | 0.01214 | 444.76 | 0 | 444.8407 | 0 | 444.8407 | 0 |  |  | 444.8407 | 0 | 444.8407 | 0
|  |  | 444.9212 | 0.01214 | 444.84 | 0 | 444.9212 | 0 | 444.9212 | 0 |  |  | 444.9212 | 0 | 444.9212 | 0
|  |  | 445.0017 | 0.01214 | 444.92 | 0 | 445.0017 | 0 | 445.0017 | 0 |  |  | 445.0017 | 0 | 445.0017 | 0
|  |  | 445.0823 | 0.01214 | 445 | 0 | 445.0823 | 0 | 445.0823 | 0 |  |  | 445.0823 | 0 | 445.0823 | 0
|  |  | 445.1628 | 0.01214 | 445.08 | 0 | 445.1628 | 0 | 445.1628 | 0 |  |  | 445.1628 | 0 | 445.1628 | 0
|  |  | 445.2433 | 0.01214 | 445.16 | 0 | 445.2433 | 0 | 445.2433 | 0 |  |  | 445.2433 | 0 | 445.2433 | 0
|  |  | 445.3239 | 0.01214 | 445.24 | 0 | 445.3239 | 0 | 445.3239 | 0 |  |  | 445.3239 | 0 | 445.3239 | 0
|  |  | 445.4044 | 0.01214 | 445.32 | 0 | 445.4044 | 0 | 445.4044 | 0 |  |  | 445.4044 | 0 | 445.4044 | 0
|  |  | 445.485 | 0.01214 | 445.4 | 0 | 445.485 | 0 | 445.485 | 0 |  |  | 445.485 | 0 | 445.485 | 0
|  |  | 445.5655 | 0.01214 | 445.48 | 0 | 445.5655 | 0 | 445.5655 | 0 |  |  | 445.5655 | 0 | 445.5655 | 0
|  |  | 445.6461 | 0.01214 | 445.57 | 0 | 445.6461 | 0 | 445.6461 | 0 |  |  | 445.6461 | 0 | 445.6461 | 0
|  |  | 445.7266 | 0.01214 | 445.65 | 0 | 445.7266 | 0 | 445.7266 | 0 |  |  | 445.7266 | 0 | 445.7266 | 0
|  |  | 445.8071 | 0.01214 | 445.73 | 0 | 445.8071 | 0 | 445.8071 | 0 |  |  | 445.8071 | 0 | 445.8072 | 0
|  |  | 445.8877 | 0.01214 | 445.81 | 0 | 445.8877 | 0 | 445.8877 | 0 |  |  | 445.8877 | 0 | 445.8877 | 0
|  |  | 445.9682 | 0.01214 | 445.89 | 0 | 445.9682 | 0 | 445.9682 | 0 |  |  | 445.9682 | 0 | 445.9682 | 0
|  |  | 446.0488 | 0.01214 | 445.97 | 0 | 446.0488 | 0 | 446.0488 | 0 |  |  | 446.0488 | 0 | 446.0488 | 0
|  |  | 446.1293 | 0.01214 | 446.05 | 0 | 446.1293 | 0 | 446.1293 | 0 |  |  | 446.1293 | 0 | 446.1293 | 0
|  |  | 446.2099 | 0.01214 | 446.13 | 0 | 446.2099 | 0 | 446.2099 | 0 |  |  | 446.2099 | 0 | 446.2099 | 0
|  |  | 446.2905 | 0.01214 | 446.21 | 0 | 446.2905 | 0 | 446.2905 | 0 |  |  | 446.2905 | 0 | 446.2905 | 0
|  |  | 446.371 | 0.01214 | 446.29 | 0 | 446.371 | 0 | 446.371 | 0 |  |  | 446.371 | 0 | 446.371 | 0
|  |  | 446.4516 | 0.01214 | 446.37 | 0 | 446.4516 | 0 | 446.4516 | 0 |  |  | 446.4516 | 0 | 446.4516 | 0
|  |  | 446.5321 | 0.01214 | 446.45 | 0 | 446.5321 | 0 | 446.5321 | 0 |  |  | 446.5321 | 0 | 446.5321 | 0
|  |  | 446.6127 | 0.01214 | 446.53 | 0 | 446.6127 | 0 | 446.6127 | 0 |  |  | 446.6127 | 0 | 446.6127 | 0
|  |  | 446.6932 | 0.01214 | 446.61 | 0 | 446.6932 | 0 | 446.6932 | 0 |  |  | 446.6932 | 0 | 446.6932 | 0
|  |  | 446.7738 | 0.01214 | 446.69 | 0 | 446.7738 | 0 | 446.7738 | 0 |  |  | 446.7738 | 0 | 446.7738 | 0
|  |  | 446.8544 | 0.01214 | 446.77 | 0 | 446.8544 | 0 | 446.8544 | 0 |  |  | 446.8544 | 0 | 446.8544 | 0
|  |  | 446.9349 | 0.01214 | 446.85 | 0 | 446.9349 | 0 | 446.9349 | 0 |  |  | 446.9349 | 0 | 446.9349 | 0
|  |  | 447.0155 | 0.01214 | 446.93 | 0 | 447.0155 | 0 | 447.0155 | 0 |  |  | 447.0155 | 0 | 447.0155 | 0
|  |  | 447.0961 | 0.01214 | 447.02 | 0 | 447.0961 | 0 | 447.0961 | 0 |  |  | 447.0961 | 0 | 447.0961 | 0
|  |  | 447.1766 | 0.01214 | 447.1 | 0 | 447.1766 | 0 | 447.1766 | 0 |  |  | 447.1766 | 0 | 447.1766 | 0
|  |  | 447.2572 | 0.01214 | 447.18 | 0 | 447.2572 | 0 | 447.2572 | 0 |  |  | 447.2572 | 0 | 447.2572 | 0
|  |  | 447.3378 | 0.01214 | 447.26 | 0 | 447.3378 | 0 | 447.3378 | 0 |  |  | 447.3378 | 0 | 447.3378 | 0
|  |  | 447.4183 | 0.01214 | 447.34 | 0 | 447.4183 | 0 | 447.4183 | 0 |  |  | 447.4183 | 0 | 447.4184 | 0
|  |  | 447.4989 | 0.01214 | 447.42 | 0 | 447.4989 | 0 | 447.4989 | 0 |  |  | 447.4989 | 0 | 447.4989 | 0
|  |  | 447.5795 | 0.01214 | 447.5 | 0 | 447.5795 | 0 | 447.5795 | 0 |  |  | 447.5795 | 0 | 447.5795 | 0
|  |  | 447.6601 | 0.01214 | 447.58 | 0 | 447.6601 | 0 | 447.6601 | 0 |  |  | 447.6601 | 0 | 447.6601 | 0
|  |  | 447.7407 | 0.01214 | 447.66 | 0 | 447.7407 | 0 | 447.7407 | 0 |  |  | 447.7407 | 0 | 447.7407 | 0
|  |  | 447.8212 | 0.01214 | 447.74 | 0 | 447.8212 | 0 | 447.8212 | 0 |  |  | 447.8212 | 0 | 447.8212 | 0
|  |  | 447.9018 | 0.01214 | 447.82 | 0 | 447.9018 | 0 | 447.9018 | 0 |  |  | 447.9018 | 0 | 447.9018 | 0
|  |  | 447.9824 | 0.01214 | 447.9 | 0 | 447.9824 | 0 | 447.9824 | 0 |  |  | 447.9824 | 0 | 447.9824 | 0
|  |  | 448.063 | 0.01214 | 447.98 | 0 | 448.063 | 0 | 448.063 | 0 |  |  | 448.063 | 0 | 448.063 | 0
|  |  | 448.1436 | 0.01214 | 448.06 | 0 | 448.1436 | 0 | 448.1436 | 0 |  |  | 448.1436 | 0 | 448.1436 | 0
|  |  | 448.2241 | 0.01214 | 448.14 | 0 | 448.2241 | 0 | 448.2241 | 0 |  |  | 448.2241 | 0 | 448.2242 | 0
|  |  | 448.3047 | 0.01214 | 448.22 | 0 | 448.3047 | 0 | 448.3047 | 0 |  |  | 448.3047 | 0 | 448.3047 | 0
|  |  | 448.3853 | 0.01214 | 448.3 | 0 | 448.3853 | 0 | 448.3853 | 0 |  |  | 448.3853 | 0 | 448.3853 | 0
|  |  | 448.4659 | 0.01214 | 448.39 | 0 | 448.4659 | 0 | 448.4659 | 0 |  |  | 448.4659 | 0 | 448.4659 | 0
|  |  | 448.5465 | 0.01214 | 448.47 | 0 | 448.5465 | 0 | 448.5465 | 0 |  |  | 448.5465 | 0 | 448.5465 | 0
|  |  | 448.6271 | 0.01214 | 448.55 | 0 | 448.6271 | 0 | 448.6271 | 0 |  |  | 448.6271 | 0 | 448.6271 | 0
|  |  | 448.7077 | 0.01214 | 448.63 | 0 | 448.7077 | 0 | 448.7077 | 0 |  |  | 448.7077 | 0 | 448.7077 | 0
|  |  | 448.7883 | 0.01214 | 448.71 | 0 | 448.7883 | 0 | 448.7883 | 0 |  |  | 448.7883 | 0 | 448.7883 | 0
|  |  | 448.8689 | 0.01214 | 448.79 | 0 | 448.8689 | 0 | 448.8689 | 0 |  |  | 448.8689 | 0 | 448.8689 | 0
|  |  | 448.9495 | 0.01214 | 448.87 | 0 | 448.9495 | 0 | 448.9495 | 0 |  |  | 448.9495 | 0 | 448.9495 | 0
|  |  | 449.0301 | 0.01214 | 448.95 | 0 | 449.0301 | 0 | 449.0301 | 0 |  |  | 449.0301 | 0 | 449.0301 | 0
|  |  | 449.1107 | 0.01214 | 449.03 | 0 | 449.1107 | 0 | 449.1107 | 0 |  |  | 449.1107 | 0 | 449.1107 | 0
|  |  | 449.1913 | 0.01214 | 449.11 | 0 | 449.1913 | 0 | 449.1913 | 0 |  |  | 449.1913 | 0 | 449.1913 | 0
|  |  | 449.2719 | 0.01214 | 449.19 | 0 | 449.2719 | 0 | 449.2719 | 0 |  |  | 449.2719 | 0 | 449.2719 | 0
|  |  | 449.3525 | 0.01214 | 449.27 | 0 | 449.3525 | 0 | 449.3525 | 0 |  |  | 449.3525 | 0 | 449.3524 | 0
|  |  | 449.4331 | 0.01214 | 449.35 | 0 | 449.4331 | 0 | 449.4331 | 0 |  |  | 449.4331 | 0 | 449.4331 | 0
|  |  | 449.5137 | 0.01214 | 449.43 | 0 | 449.5137 | 0 | 449.5137 | 0 |  |  | 449.5137 | 0 | 449.5137 | 0
|  |  | 449.5943 | 0.01214 | 449.51 | 0 | 449.5943 | 0 | 449.5943 | 0 |  |  | 449.5943 | 0 | 449.5943 | 0
|  |  | 449.6749 | 0.01214 | 449.59 | 0 | 449.6749 | 0 | 449.6749 | 0 |  |  | 449.6749 | 0 | 449.6749 | 0
|  |  | 449.7555 | 0.01214 | 449.67 | 0 | 449.7555 | 0 | 449.7555 | 0 |  |  | 449.7555 | 0 | 449.7555 | 0
|  |  | 449.8361 | 0.01214 | 449.76 | 0 | 449.8361 | 0 | 449.8361 | 0 |  |  | 449.8361 | 0 | 449.8361 | 0
|  |  | 449.9167 | 0.01214 | 449.84 | 0 | 449.9167 | 0 | 449.9167 | 0 |  |  | 449.9167 | 0 | 449.9167 | 0
|  |  | 449.9973 | 0.01214 | 449.92 | 0 | 449.9973 | 0 | 449.9973 | 0 |  |  | 449.9973 | 0 | 449.9973 | 0
|  |  | 450.0779 | 0.01214 | 450 | 0 | 450.0779 | 0 | 450.0779 | 0 |  |  | 450.0779 | 0 | 450.0779 | 0
|  |  | 450.1585 | 0.01214 | 450.08 | 0 | 450.1585 | 0 | 450.1585 | 0 |  |  | 450.1585 | 0 | 450.1585 | 0
|  |  | 450.2392 | 0.01214 | 450.16 | 0 | 450.2392 | 0 | 450.2392 | 0 |  |  | 450.2392 | 0 | 450.2392 | 0
|  |  | 450.3198 | 0.01214 | 450.24 | 0 | 450.3198 | 0 | 450.3198 | 0 |  |  | 450.3198 | 0 | 450.3198 | 0
|  |  | 450.4004 | 0.01214 | 450.32 | 0 | 450.4004 | 0 | 450.4004 | 0 |  |  | 450.4004 | 0 | 450.4004 | 0
|  |  | 450.481 | 0.01214 | 450.4 | 0 | 450.481 | 0 | 450.481 | 0 |  |  | 450.481 | 0 | 450.481 | 0
|  |  | 450.5616 | 0.01214 | 450.48 | 0 | 450.5616 | 0 | 450.5616 | 0 |  |  | 450.5616 | 0 | 450.5616 | 0
|  |  | 450.6422 | 0.01214 | 450.56 | 0 | 450.6422 | 0 | 450.6422 | 0 |  |  | 450.6422 | 0 | 450.6422 | 0
|  |  | 450.7229 | 0.01214 | 450.64 | 0 | 450.7229 | 0 | 450.7229 | 0 |  |  | 450.7229 | 0 | 450.7229 | 0
|  |  | 450.8035 | 0.01214 | 450.72 | 0 | 450.8035 | 0 | 450.8035 | 0 |  |  | 450.8035 | 0 | 450.8035 | 0
|  |  | 450.8841 | 0.01214 | 450.8 | 0 | 450.8841 | 0 | 450.8841 | 0 |  |  | 450.8841 | 0 | 450.8841 | 0
|  |  | 450.9647 | 0.01214 | 450.88 | 0 | 450.9647 | 0 | 450.9647 | 0 |  |  | 450.9647 | 0 | 450.9648 | 0
|  |  | 451.0454 | 0.01214 | 450.96 | 0 | 451.0454 | 0 | 451.0454 | 0 |  |  | 451.0454 | 0 | 451.0454 | 0
|  |  | 451.126 | 0.01214 | 451.05 | 0 | 451.126 | 0 | 451.126 | 0 |  |  | 451.126 | 0 | 451.126 | 0
|  |  | 451.2066 | 0.01214 | 451.13 | 0 | 451.2066 | 0 | 451.2066 | 0 |  |  | 451.2066 | 0 | 451.2066 | 0
|  |  | 451.2873 | 0.01214 | 451.21 | 0 | 451.2873 | 0 | 451.2873 | 0 |  |  | 451.2873 | 0 | 451.2873 | 0
|  |  | 451.3679 | 0.01214 | 451.29 | 0 | 451.3679 | 0 | 451.3679 | 0 |  |  | 451.3679 | 0 | 451.3679 | 0
|  |  | 451.4485 | 0.01214 | 451.37 | 0 | 451.4485 | 0 | 451.4485 | 0 |  |  | 451.4485 | 0 | 451.4485 | 0
|  |  | 451.5292 | 0.01214 | 451.45 | 0 | 451.5292 | 0 | 451.5292 | 0 |  |  | 451.5292 | 0 | 451.5292 | 0
|  |  | 451.6098 | 0.01214 | 451.53 | 0 | 451.6098 | 0 | 451.6098 | 0 |  |  | 451.6098 | 0 | 451.6098 | 0
|  |  | 451.6904 | 0.01214 | 451.61 | 0 | 451.6904 | 0 | 451.6904 | 0 |  |  | 451.6904 | 0 | 451.6904 | 0
|  |  | 451.7711 | 0.01214 | 451.69 | 0 | 451.7711 | 0 | 451.7711 | 0 |  |  | 451.7711 | 0 | 451.7711 | 0
|  |  | 451.8517 | 0.01214 | 451.77 | 0 | 451.8517 | 0 | 451.8517 | 0 |  |  | 451.8517 | 0 | 451.8517 | 0
|  |  | 451.9323 | 0.01214 | 451.85 | 0 | 451.9323 | 0 | 451.9323 | 0 |  |  | 451.9323 | 0 | 451.9323 | 0
|  |  | 452.013 | 0.01214 | 451.93 | 0 | 452.013 | 0 | 452.013 | 0 |  |  | 452.013 | 0 | 452.013 | 0
|  |  | 452.0936 | 0.01214 | 452.01 | 0 | 452.0936 | 0 | 452.0936 | 0 |  |  | 452.0936 | 0 | 452.0936 | 0
|  |  | 452.1743 | 0.01214 | 452.09 | 0 | 452.1743 | 0 | 452.1743 | 0 |  |  | 452.1743 | 0 | 452.1743 | 0
|  |  | 452.2549 | 0.01214 | 452.17 | 0 | 452.2549 | 0 | 452.2549 | 0 |  |  | 452.2549 | 0 | 452.2549 | 0
|  |  | 452.3356 | 0.01214 | 452.25 | 0 | 452.3356 | 0 | 452.3356 | 0 |  |  | 452.3356 | 0 | 452.3356 | 0
|  |  | 452.4162 | 0.01214 | 452.34 | 0 | 452.4162 | 0 | 452.4162 | 0 |  |  | 452.4162 | 0 | 452.4162 | 0
|  |  | 452.4969 | 0.01214 | 452.42 | 0 | 452.4969 | 0 | 452.4969 | 0 |  |  | 452.4969 | 0 | 452.4969 | 0
|  |  | 452.5775 | 0.01214 | 452.5 | 0 | 452.5775 | 0 | 452.5775 | 0 |  |  | 452.5775 | 0 | 452.5775 | 0
|  |  | 452.6582 | 0.01214 | 452.58 | 0 | 452.6582 | 0 | 452.6582 | 0 |  |  | 452.6582 | 0 | 452.6582 | 0
|  |  | 452.7388 | 0.01214 | 452.66 | 0 | 452.7388 | 0 | 452.7388 | 0 |  |  | 452.7388 | 0 | 452.7388 | 0
|  |  | 452.8195 | 0.01214 | 452.74 | 0 | 452.8195 | 0 | 452.8195 | 0 |  |  | 452.8195 | 0 | 452.8195 | 0
|  |  | 452.9001 | 0.01214 | 452.82 | 0 | 452.9001 | 0 | 452.9001 | 0 |  |  | 452.9001 | 0 | 452.9001 | 0
|  |  | 452.9808 | 0.01214 | 452.9 | 0 | 452.9808 | 0 | 452.9808 | 0 |  |  | 452.9808 | 0 | 452.9808 | 0
|  |  | 453.0614 | 0.01214 | 452.98 | 0 | 453.0614 | 0 | 453.0614 | 0 |  |  | 453.0614 | 0 | 453.0614 | 0
|  |  | 453.1421 | 0.01214 | 453.06 | 0 | 453.1421 | 0 | 453.1421 | 0 |  |  | 453.1421 | 0 | 453.1421 | 0
|  |  | 453.2228 | 0.01214 | 453.14 | 0 | 453.2228 | 0 | 453.2228 | 0 |  |  | 453.2228 | 0 | 453.2227 | 0
|  |  | 453.3034 | 0.01214 | 453.22 | 0 | 453.3034 | 0 | 453.3034 | 0 |  |  | 453.3034 | 0 | 453.3034 | 0
|  |  | 453.3841 | 0.01214 | 453.3 | 0 | 453.3841 | 0 | 453.3841 | 0 |  |  | 453.3841 | 0 | 453.3841 | 0
|  |  | 453.4647 | 0.01214 | 453.38 | 0.01 | 453.4647 | 0 | 453.4647 | 0 |  |  | 453.4647 | 0 | 453.4648 | 0
|  |  | 453.5454 | 0.01214 | 453.46 | 0 | 453.5454 | 0 | 453.5454 | 0 |  |  | 453.5454 | 0 | 453.5454 | 0
|  |  | 453.6261 | 0.01214 | 453.55 | 0 | 453.6261 | 0 | 453.6261 | 0 |  |  | 453.6261 | 0 | 453.6261 | 0
|  |  | 453.7067 | 0.01214 | 453.63 | 0 | 453.7067 | 0 | 453.7067 | 0 |  |  | 453.7067 | 0 | 453.7067 | 0
|  |  | 453.7874 | 0.01214 | 453.71 | 0 | 453.7874 | 0 | 453.7874 | 0 |  |  | 453.7874 | 0 | 453.7874 | 0
|  |  | 453.8681 | 0.01214 | 453.79 | 0 | 453.8681 | 0 | 453.8681 | 0 |  |  | 453.8681 | 0 | 453.8681 | 0
|  |  | 453.9487 | 0.01214 | 453.87 | 0 | 453.9487 | 0 | 453.9487 | 0 |  |  | 453.9487 | 0 | 453.9487 | 0
|  |  | 454.0294 | 0.01214 | 453.95 | 0 | 454.0294 | 0 | 454.0294 | 0 |  |  | 454.0294 | 0 | 454.0294 | 0
|  |  | 454.1101 | 0.01214 | 454.03 | 0 | 454.1101 | 0 | 454.1101 | 0 |  |  | 454.1101 | 0 | 454.1101 | 0
|  |  | 454.1908 | 0.01214 | 454.11 | 0 | 454.1908 | 0 | 454.1908 | 0 |  |  | 454.1908 | 0 | 454.1908 | 0
|  |  | 454.2714 | 0.01214 | 454.19 | 0 | 454.2714 | 0 | 454.2714 | 0 |  |  | 454.2714 | 0 | 454.2714 | 0
|  |  | 454.3521 | 0.01214 | 454.27 | 0 | 454.3521 | 0 | 454.3521 | 0 |  |  | 454.3521 | 0 | 454.3521 | 0
|  |  | 454.4328 | 0.01214 | 454.35 | 0.01 | 454.4328 | 0 | 454.4328 | 0 |  |  | 454.4328 | 0 | 454.4328 | 0
|  |  | 454.5135 | 0.01214 | 454.43 | 0 | 454.5135 | 0 | 454.5135 | 0 |  |  | 454.5135 | 0 | 454.5135 | 0
|  |  | 454.5941 | 0.01214 | 454.51 | 0 | 454.5941 | 0 | 454.5941 | 0 |  |  | 454.5941 | 0 | 454.5941 | 0
|  |  | 454.6748 | 0.01214 | 454.59 | 0 | 454.6748 | 0 | 454.6748 | 0 |  |  | 454.6748 | 0 | 454.6748 | 0
|  |  | 454.7555 | 0.01214 | 454.67 | 0 | 454.7555 | 0 | 454.7555 | 0 |  |  | 454.7555 | 0 | 454.7555 | 0
|  |  | 454.8362 | 0.01214 | 454.76 | 0 | 454.8362 | 0 | 454.8362 | 0 |  |  | 454.8362 | 0 | 454.8362 | 0
|  |  | 454.9169 | 0.01214 | 454.84 | 0 | 454.9169 | 0 | 454.9169 | 0 |  |  | 454.9169 | 0 | 454.9169 | 0
|  |  | 454.9975 | 0.01214 | 454.92 | 0 | 454.9975 | 0 | 454.9975 | 0 |  |  | 454.9975 | 0 | 454.9976 | 0
|  |  | 455.0782 | 0.01214 | 455 | 0 | 455.0782 | 0 | 455.0782 | 0 |  |  | 455.0782 | 0 | 455.0782 | 0
|  |  | 455.1589 | 0.01214 | 455.08 | 0 | 455.1589 | 0 | 455.1589 | 0 |  |  | 455.1589 | 0 | 455.1589 | 0
|  |  | 455.2396 | 0.01214 | 455.16 | 0 | 455.2396 | 0 | 455.2396 | 0 |  |  | 455.2396 | 0 | 455.2396 | 0
|  |  | 455.3203 | 0.01214 | 455.24 | 0 | 455.3203 | 0 | 455.3203 | 0 |  |  | 455.3203 | 0 | 455.3203 | 0
|  |  | 455.401 | 0.01214 | 455.32 | 0 | 455.401 | 0 | 455.401 | 0 |  |  | 455.401 | 0 | 455.401 | 0
|  |  | 455.4817 | 0.01214 | 455.4 | 0 | 455.4817 | 0 | 455.4817 | 0 |  |  | 455.4817 | 0 | 455.4817 | 0
|  |  | 455.5624 | 0.01214 | 455.48 | 0 | 455.5624 | 0 | 455.5624 | 0 |  |  | 455.5624 | 0 | 455.5624 | 0
|  |  | 455.6431 | 0.01214 | 455.56 | 0 | 455.6431 | 0 | 455.6431 | 0 |  |  | 455.6431 | 0 | 455.6431 | 0
|  |  | 455.7238 | 0.01214 | 455.64 | 0 | 455.7238 | 0 | 455.7238 | 0 |  |  | 455.7238 | 0 | 455.7238 | 0
|  |  | 455.8045 | 0.01214 | 455.72 | 0 | 455.8045 | 0 | 455.8045 | 0 |  |  | 455.8045 | 0 | 455.8044 | 0
|  |  | 455.8852 | 0.01214 | 455.8 | 0 | 455.8852 | 0 | 455.8852 | 0 |  |  | 455.8852 | 0 | 455.8852 | 0
|  |  | 455.9658 | 0.01214 | 455.89 | 0 | 455.9658 | 0 | 455.9658 | 0 |  |  | 455.9658 | 0 | 455.9659 | 0
|  |  | 456.0466 | 0.01214 | 455.97 | 0 | 456.0466 | 0 | 456.0466 | 0 |  |  | 456.0466 | 0 | 456.0465 | 0
|  |  | 456.1273 | 0.01214 | 456.05 | 0 | 456.1273 | 0 | 456.1273 | 0 |  |  | 456.1273 | 0 | 456.1273 | 0
|  |  | 456.2079 | 0.01214 | 456.13 | 0 | 456.2079 | 0 | 456.2079 | 0 |  |  | 456.2079 | 0 | 456.2079 | 0
|  |  | 456.2887 | 0.01214 | 456.21 | 0 | 456.2887 | 0 | 456.2887 | 0 |  |  | 456.2887 | 0 | 456.2887 | 0
|  |  | 456.3694 | 0.01214 | 456.29 | 0 | 456.3694 | 0 | 456.3694 | 0 |  |  | 456.3694 | 0 | 456.3694 | 0
|  |  | 456.4501 | 0.01214 | 456.37 | 0 | 456.4501 | 0 | 456.4501 | 0 |  |  | 456.4501 | 0 | 456.4501 | 0
|  |  | 456.5308 | 0.01214 | 456.45 | 0 | 456.5308 | 0 | 456.5308 | 0 |  |  | 456.5308 | 0 | 456.5308 | 0
|  |  | 456.6115 | 0.01214 | 456.53 | 0 | 456.6115 | 0 | 456.6115 | 0 |  |  | 456.6115 | 0 | 456.6115 | 0
|  |  | 456.6922 | 0.01214 | 456.61 | 0 | 456.6922 | 0 | 456.6922 | 0 |  |  | 456.6922 | 0 | 456.6922 | 0
|  |  | 456.7729 | 0.01214 | 456.69 | 0 | 456.7729 | 0 | 456.7729 | 0 |  |  | 456.7729 | 0 | 456.7729 | 0
|  |  | 456.8536 | 0.01214 | 456.77 | 0 | 456.8536 | 0 | 456.8536 | 0 |  |  | 456.8536 | 0 | 456.8536 | 0
|  |  | 456.9343 | 0.01214 | 456.85 | 0 | 456.9343 | 0 | 456.9343 | 0 |  |  | 456.9343 | 0 | 456.9343 | 0
|  |  | 457.015 | 0.01214 | 456.93 | 0 | 457.015 | 0 | 457.015 | 0 |  |  | 457.015 | 0 | 457.015 | 0
|  |  | 457.0957 | 0.01214 | 457.02 | 0 | 457.0957 | 0 | 457.0957 | 0 |  |  | 457.0957 | 0 | 457.0957 | 0
|  |  | 457.1765 | 0.01214 | 457.1 | 0 | 457.1765 | 0 | 457.1765 | 0 |  |  | 457.1765 | 0 | 457.1765 | 0
|  |  | 457.2572 | 0.01214 | 457.18 | 0 | 457.2572 | 0 | 457.2572 | 0 |  |  | 457.2572 | 0 | 457.2572 | 0
|  |  | 457.3379 | 0.01214 | 457.26 | 0 | 457.3379 | 0 | 457.3379 | 0 |  |  | 457.3379 | 0 | 457.3379 | 0
|  |  | 457.4186 | 0.01214 | 457.34 | 0 | 457.4186 | 0 | 457.4186 | 0 |  |  | 457.4186 | 0 | 457.4186 | 0
|  |  | 457.4993 | 0.01214 | 457.42 | 0 | 457.4993 | 0 | 457.4993 | 0 |  |  | 457.4993 | 0 | 457.4993 | 0
|  |  | 457.5801 | 0.01214 | 457.5 | 0 | 457.5801 | 0 | 457.5801 | 0 |  |  | 457.5801 | 0 | 457.58 | 0
|  |  | 457.6608 | 0.01214 | 457.58 | 0 | 457.6608 | 0 | 457.6608 | 0 |  |  | 457.6608 | 0 | 457.6608 | 0
|  |  | 457.7415 | 0.01214 | 457.66 | 0 | 457.7415 | 0 | 457.7415 | 0 |  |  | 457.7415 | 0 | 457.7415 | 0
|  |  | 457.8222 | 0.01214 | 457.74 | 0 | 457.8222 | 0 | 457.8222 | 0 |  |  | 457.8222 | 0 | 457.8222 | 0
|  |  | 457.9029 | 0.01214 | 457.82 | 0 | 457.9029 | 0 | 457.9029 | 0 |  |  | 457.9029 | 0 | 457.903 | 0
|  |  | 457.9837 | 0.01214 | 457.9 | 0 | 457.9837 | 0 | 457.9837 | 0 |  |  | 457.9837 | 0 | 457.9837 | 0
|  |  | 458.0644 | 0.01214 | 457.98 | 0 | 458.0644 | 0 | 458.0644 | 0 |  |  | 458.0644 | 0 | 458.0644 | 0
|  |  | 458.1451 | 0.01214 | 458.06 | 0 | 458.1451 | 0 | 458.1451 | 0 |  |  | 458.1451 | 0 | 458.1451 | 0
|  |  | 458.2258 | 0.01214 | 458.15 | 0 | 458.2258 | 0 | 458.2258 | 0 |  |  | 458.2258 | 0 | 458.2259 | 0
|  |  | 458.3066 | 0.01214 | 458.23 | 0 | 458.3066 | 0 | 458.3066 | 0 |  |  | 458.3066 | 0 | 458.3066 | 0
|  |  | 458.3873 | 0.01214 | 458.31 | 0 | 458.3873 | 0 | 458.3873 | 0 |  |  | 458.3873 | 0 | 458.3873 | 0
|  |  | 458.468 | 0.01214 | 458.39 | 0 | 458.468 | 0 | 458.468 | 0 |  |  | 458.468 | 0 | 458.468 | 0
|  |  | 458.5488 | 0.01214 | 458.47 | 0 | 458.5488 | 0 | 458.5488 | 0 |  |  | 458.5488 | 0 | 458.5488 | 0
|  |  | 458.6295 | 0.01214 | 458.55 | 0 | 458.6295 | 0 | 458.6295 | 0 |  |  | 458.6295 | 0 | 458.6295 | 0
|  |  | 458.7102 | 0.01214 | 458.63 | 0 | 458.7102 | 0 | 458.7102 | 0 |  |  | 458.7102 | 0 | 458.7102 | 0
|  |  | 458.791 | 0.01214 | 458.71 | 0 | 458.791 | 0 | 458.791 | 0 |  |  | 458.791 | 0 | 458.791 | 0
|  |  | 458.8717 | 0.01214 | 458.79 | -0.01 | 458.8717 | 0 | 458.8717 | 0 |  |  | 458.8717 | 0 | 458.8717 | 0
|  |  | 458.9525 | 0.01214 | 458.87 | -0.01 | 458.9525 | 0 | 458.9525 | 0 |  |  | 458.9525 | 0 | 458.9525 | 0
|  |  | 459.0332 | 0.01214 | 458.95 | -0.01 | 459.0332 | 0 | 459.0332 | 0 |  |  | 459.0332 | 0 | 459.0332 | 0
|  |  | 459.1139 | 0.01214 | 459.03 | 0 | 459.1139 | 0 | [6 empty] | 459.114 | 0
|  |  | 459.1947 | 0.01214 | 459.11 | -0.01 | 459.1947 | 0 | [6 empty] | 459.1947 | 0

## Integration (hidden)
LED Item # | M265D4 |  | M275D2 |  | M275D3 |  | M285D3 |  | M300D2 |  | M310D1 |  | M325D3 |  | M340D4
Do Not Edit This Tab | Area Under Normalized Curve |  | Area Under Normalized Curve |  | Area Under Normalized Curve |  | Area Under Normalized Curve |  | Area Under Normalized Curve |  | Area Under Normalized Curve |  | Area Under Normalized Curve |  | Area Under Normalized Curve
| Total | 12.7318 | Total | 15.7832 | Total | 11.7253 | Total | 16.0571 | Total | 17.2931 | Total | 17.5305 | Total | 13.252 | Total | 11.2472
Integration
| 0.00030964 |  | 0.00084082 |  | 0 |  | 0 |  | 0 |  | -5.3188e-05 |  | 0 |  | 0
| 0.0011784 |  | 0.00084082 |  | 0 |  | 0 |  | 0 |  | -0.00026459 |  | 0 |  | 0
| 0.00050478 |  | 0.00084106 |  | 0 |  | 0 |  | 0 |  | -0.0002365 |  | 0 |  | 0
| 0.0012957 |  | 0.00084094 |  | 0 |  | 0 |  | 0 |  | -0.00023598 |  | 0 |  | 0
| 0.00069756 |  | 0.00084106 |  | 0 |  | 0 |  | 0 |  | -0.0003727 |  | 0 |  | 0
| 0.00042597 |  | 0.00084118 |  | 0 |  | 0 |  | 0 |  | -0.00013745 |  | 0 |  | 0
| 0.00053735 |  | 0.00084118 |  | 0 |  | 0 |  | 0 |  | -0.00029909 |  | 0 |  | 0
| 0.00074551 |  | 0.0008413 |  | 0 |  | 0 |  | 0 |  | -0.0007279 |  | 0 |  | 0
| 0.0018686 |  | 0.0008413 |  | 0 |  | 0 |  | 0 |  | -0.00021654 |  | 0 |  | 0
| 0.00056769 |  | 0.00084142 |  | 0 |  | 0 |  | 0 |  | 0.00010011 |  | 0 |  | 0
| 2.0441e-05 |  | 0.00084142 |  | 0 |  | 0 |  | 0 |  | -7.677e-05 |  | 0 |  | 0
| 0.00060717 |  | 0.00084154 |  | 0 |  | 0 |  | 0 |  | 0.00016745 |  | 0 |  | 0
| 0.00041577 |  | 0.00084154 |  | 0 |  | 0 |  | 0 |  | 0.00015679 |  | 0 |  | 0
| 0.00060534 |  | 0.00084167 |  | 0 |  | 0 |  | 0 |  | -0.00031473 |  | 0 |  | 0
| 0.00030749 |  | 0.00084179 |  | 0 |  | 0 |  | 0 |  | -0.0001767 |  | 0 |  | 0
| 0.00026665 |  | 0.00084167 |  | 0 |  | 0 |  | 0 |  | -0.00015047 |  | 0 |  | 0
| 0.00031561 |  | 0.00084191 |  | 0 |  | 0 |  | 0 |  | 4.9829e-05 |  | 0 |  | 0
| 0.00051836 |  | 0.00084191 |  | 0 |  | 0 |  | 0 |  | 0.00014581 |  | 0 |  | 0
| 0.00067148 |  | 0.00084191 |  | 0 |  | 0 |  | 0 |  | -0.00013731 |  | 0 |  | 0
| 0.00019066 |  | 0.00084203 |  | 0 |  | 0 |  | 0 |  | -9.3206e-05 |  | 0 |  | 0
| 0.00028478 |  | 0.00084215 |  | 0 |  | 0 |  | 0 |  | 0.00030041 |  | 0 |  | 0
| 0.00043564 |  | 0.00084215 |  | 0 |  | 0 |  | 0 |  | 0.00030681 |  | 0 |  | 0
| 0.0013206 |  | 0.00084215 |  | 0 |  | 0 |  | 0 |  | -4.9517e-05 |  | 0 |  | 0
| 0.00036725 |  | 0.00084227 |  | 0 |  | 0 |  | 0 |  | -0.000185 |  | 0 |  | 0
| 0.0010957 |  | 0.00084239 |  | 0 |  | 0 |  | 0 |  | -0.00013073 |  | 0 |  | 0
| 0.00039696 |  | 0.00084239 |  | 0 |  | 0 |  | 0 |  | -0.00023067 |  | 0 |  | 0
| 0.00067712 |  | 0.00084239 |  | 0 |  | 0 |  | 0 |  | 2.4329e-05 |  | 0 |  | 0
| 0.00026665 |  | 0.00084264 |  | 0 |  | 0 |  | 0 |  | 9.3255e-05 |  | 0 |  | 0
| 0.00044506 |  | 0.00084252 |  | 0 |  | 0 |  | 0 |  | -0.00020659 |  | 0 |  | 0
| 0.0021727 |  | 0.00084264 |  | 0 |  | 0 |  | 0 |  | -0.00035851 |  | 0 |  | 0
| 0.00035928 |  | 0.00084276 |  | 0 |  | 0 |  | 0 |  | -0.00022226 |  | 0 |  | 0
| 0.00015932 |  | 0.00084276 |  | 0 |  | 0 |  | 0 |  | -0.00025748 |  | 0 |  | 0
| 0.00015581 |  | 0.00084288 |  | 0 |  | 0 |  | 0 |  | -0.00031879 |  | 0 |  | 0
| 0.00036112 |  | 0.00084288 |  | 0 |  | 0 |  | 0 |  | -0.0001147 |  | 0 |  | 0
| 0.0012546 |  | 0.000843 |  | 0 |  | 0 |  | 0 |  | -0.00011409 |  | 0 |  | 0
| 0.00028262 |  | 0.000843 |  | 0 |  | 0 |  | 0 |  | -0.0001473 |  | 0 |  | 0
| 0.00053295 |  | 0.00084312 |  | 0 |  | 0 |  | 0 |  | -0.00036157 |  | 0 |  | 0
| 0.00012198 |  | 0.00084312 |  | 0 |  | 0 |  | 0 |  | -0.00032762 |  | 0 |  | 0
| 0.00049437 |  | 0.00084324 |  | 0 |  | 0 |  | 0 |  | 3.5214e-05 |  | 0 |  | 0
| 0.00017267 |  | 0.00084324 |  | 0 |  | 0 |  | 0 |  | 0.00012946 |  | 0 |  | 0
| 0.00019077 |  | 0.00084337 |  | 0 |  | 0 |  | 0 |  | 0.000426 |  | 0 |  | 0
| 0.00061428 |  | 0.00084337 |  | 0 |  | 0 |  | 0 |  | 0.00031953 |  | 0 |  | 0
| 0.00055316 |  | 0.00084349 |  | 0 |  | 0 |  | 0 |  | -8.7883e-05 |  | 0 |  | 0
| 0.0003899 |  | 0.00084361 |  | 0 |  | 0 |  | 0 |  | -6.2453e-06 |  | 0 |  | 0
| 0.00017981 |  | 0.00084361 |  | 0 |  | 0 |  | 0 |  | -0.0001357 |  | 0 |  | 0
| 0.00053157 |  | 0.00084361 |  | 0 |  | 0 |  | 0 |  | -0.00031451 |  | 0 |  | 0
| 0.00038599 |  | 0.00084373 |  | 0 |  | 0 |  | 0 |  | -0.00036081 |  | 0 |  | 0
| 0.00031527 |  | 0.00084385 |  | 0 |  | 0 |  | 0 |  | -0.00027031 |  | 0 |  | 0
| 0.00016184 |  | 0.00084385 |  | 0 |  | 0 |  | 0 |  | -0.00026894 |  | 0 |  | 0
| 0.00039409 |  | 0.00084385 |  | 0 |  | 0 |  | 0 |  | -0.00022655 |  | 0 |  | 0
| 0.0018462 |  | 0.00084397 |  | 0 |  | 0 |  | 0 |  | 0.00020536 |  | 0 |  | 0
| 0.00070247 |  | 0.00084409 |  | 0 |  | 0 |  | 0 |  | 0.00017266 |  | 0 |  | 0
| 0.00014067 |  | 0.00084409 |  | 0 |  | 0 |  | 0 |  | 0.00011122 |  | 0 |  | 0
| 0.00067299 |  | 0.00084409 |  | 0 |  | 0 |  | 0 |  | 0.00039968 |  | 0 |  | 0
| 0.00056756 |  | 0.00084422 |  | 0 |  | 0 |  | 0 |  | 0.00011118 |  | 0 |  | 0
| 0.00020051 |  | 0.00084434 |  | 0 |  | 0 |  | 0 |  | -4.5964e-05 |  | 0 |  | 0
| 0.00019977 |  | 0.00084434 |  | 0 |  | 0 |  | 0 |  | -0.00015988 |  | 0 |  | 0
| 0.0004863 |  | 0.00084446 |  | 0 |  | 0 |  | 0 |  | -9.7975e-05 |  | 0 |  | 0
| 0.00029529 |  | 0.00084446 |  | 0 |  | 0 |  | 0 |  | 0.00013188 |  | 0 |  | 0
| 0.00026589 |  | 0.00084446 |  | 0 |  | 0 |  | 0 |  | -0.00010614 |  | 0 |  | 0
| 0.0020885 |  | 0.00084458 |  | 0 |  | 0 |  | 0 |  | -2.4211e-05 |  | 0 |  | 0
| 0.0029294 |  | 0.0008447 |  | 0 |  | 0 |  | 0 |  | -8.9552e-05 |  | 0 |  | 0
| 0.00083057 |  | 0.0008447 |  | 0 |  | 0 |  | 0 |  | -0.00032398 |  | 0 |  | 0
| 0.00014715 |  | 0.00084482 |  | 0 |  | 0 |  | 0 |  | -0.00010226 |  | 0 |  | 0
| 0.00031388 |  | 0.00084482 |  | 0 |  | 0 |  | 0 |  | -3.4373e-05 |  | 0 |  | 0
| 6.0431e-05 |  | 0.00084494 |  | 0 |  | 0 |  | 0 |  | -0.0001107 |  | 0 |  | 0
| 0.000262 |  | 0.00084494 |  | 0 |  | 0 |  | 0 |  | -4.2075e-05 |  | 0 |  | 0
| 0.00083447 |  | 0.00084507 |  | 0 |  | 0 |  | 0 |  | -7.4111e-05 |  | 0 |  | 0
| 0.00044969 |  | 0.00084507 |  | 0 |  | 0 |  | 0 |  | -0.00028966 |  | 0 |  | 0
| 0.0033739 |  | 0.00084519 |  | 0 |  | 0 |  | 0 |  | -2.4907e-05 |  | 0 |  | 0
| 0.00047313 |  | 0.00084519 |  | 0 |  | 0 |  | 0 |  | 0.00033304 |  | 0 |  | 0
| 0.0012698 |  | 0.00084531 |  | 0 |  | 0 |  | 0 |  | 0.00012525 |  | 0 |  | 0
| 0.00075811 |  | 0.00084543 |  | 0 |  | 0 |  | 0 |  | -1.867e-05 |  | 0 |  | 0
| 0.00014723 |  | 0.00084531 |  | 0 |  | 0 |  | 0 |  | 5.5126e-06 |  | 0 |  | 0
| 0.00052976 |  | 0.00084555 |  | 0 |  | 0 |  | 0 |  | -3.7848e-05 |  | 0 |  | 0
| 0.0018539 |  | 0.00084555 |  | 0 |  | 0 |  | 0 |  | 7.0191e-05 |  | 0 |  | 0
| 0.0008963 |  | 0.00084555 |  | 0 |  | 0 |  | 0 |  | 0.00012538 |  | 0 |  | 0
| 0.00062995 |  | 0.00084567 |  | 0 |  | 0 |  | 0 |  | -8.0339e-05 |  | 0 |  | 0
| 0.00042551 |  | 0.00084567 |  | 0 |  | 0 |  | 0 |  | -0.00018121 |  | 0 |  | 0
| 0.0001561 |  | 0.00084579 |  | 0 |  | 0 |  | 0 |  | 1.1284e-05 |  | 0 |  | 0
| 0.0008365 |  | 0.00084592 |  | 0 |  | 0 |  | 0 |  | -7.6156e-05 |  | 0 |  | 0
| 9.5409e-05 |  | 0.00084592 |  | 0 |  | 0 |  | 0 |  | -0.00011724 |  | 0 |  | 0
| 0.0001846 |  | 0.00084592 |  | 0 |  | 0 |  | 0 |  | -0.00026661 |  | 0 |  | 0
| 0.00049 |  | 0.00084604 |  | 0 |  | 0 |  | 0 |  | -0.00025529 |  | 0 |  | 0
| 0.00032467 |  | 0.00084616 |  | 0 |  | 0 |  | 0 |  | 0.00013916 |  | 0 |  | 0
| 0.0014029 |  | 0.00084616 |  | 0 |  | 0 |  | 0 |  | -5.4915e-05 |  | 0 |  | 0
| 0.001489 |  | 0.00084616 |  | 0 |  | 0 |  | 0 |  | -6.3624e-05 |  | 0 |  | 0
| 0.0001693 |  | 0.00084628 |  | 0 |  | 0 |  | 0 |  | -4.6454e-05 |  | 0 |  | 0
| 0.00033934 |  | 0.0008464 |  | 0 |  | 0 |  | 0 |  | -3.6384e-05 |  | 0 |  | 0
| 0.00028069 |  | 0.0008464 |  | 0 |  | 0 |  | 0 |  | -7.2347e-05 |  | 0 |  | 0
| 0.00073573 |  | 0.0008464 |  | 0 |  | 0 |  | 0 |  | -3.2484e-05 |  | 0 |  | 0
| 0.00054475 |  | 0.00084652 |  | 0 |  | 0 |  | 0 |  | 0.00015019 |  | 0 |  | 0
| 0.00018694 |  | 0.00084664 |  | 0 |  | 0 |  | 0 |  | -4.5152e-05 |  | 0 |  | 0
| 0.00011178 |  | 0.00084664 |  | 0 |  | 0 |  | 0 |  | -0.00015788 |  | 0 |  | 0
| 0.002236 |  | 0.00084676 |  | 0 |  | 0 |  | 0 |  | -8.9715e-05 |  | 0 |  | 0
| 0.00094038 |  | 0.00084676 |  | 0 |  | 0 |  | 0 |  | 1.0444e-05 |  | 0 |  | 0
| 0.00047649 |  | 0.00084689 |  | 0 |  | 0 |  | 0 |  | -0.00013897 |  | 0 |  | 0
| 0.00041014 |  | 0.00084689 |  | 0 |  | 0 |  | 0 |  | -2.6389e-06 |  | 0 |  | 0
| 0.00055866 |  | 0.00084689 |  | 0 |  | 0 |  | 0 |  | -4.2853e-05 |  | 0 |  | 0
| 0.00013757 |  | 0.00084701 |  | 0 |  | 0 |  | 0 |  | -0.00022597 |  | 0 |  | 0
| 0.0002808 |  | 0.00084713 |  | 0 |  | 0 |  | 0 |  | 8.6326e-05 |  | 0 |  | 0
| 0.00070745 |  | 0.00084713 |  | 0 |  | 0 |  | 0 |  | 0.00013302 |  | 0 |  | 0
| 0.00018934 |  | 0.00084725 |  | 0 |  | 0 |  | 0 |  | 9.2186e-05 |  | 0 |  | 0
| 5.3515e-05 |  | 0.00084725 |  | 0 |  | 0 |  | 0 |  | 0.00010638 |  | 0 |  | 0
| 6.6438e-05 |  | 0.00084737 |  | 0 |  | 0 |  | 0 |  | -3.7016e-05 |  | 0 |  | 0
| 0.00042586 |  | 0.00084737 |  | 0 |  | 0 |  | 0 |  | 2.5591e-05 |  | 0 |  | 0
| 0.00068253 |  | 0.00084749 |  | 0 |  | 0 |  | 0 |  | 2.1939e-05 |  | 0 |  | 0
| 0.00014198 |  | 0.00084749 |  | 0 |  | 0 |  | 0 |  | -0.00012266 |  | 0 |  | 0
| 0.00040779 |  | 0.00084761 |  | 0 |  | 0 |  | 0 |  | -0.00027145 |  | 0 |  | 0
| 0.0011477 |  | 0.00084761 |  | 0 |  | 0 |  | 0 |  | -0.00026634 |  | 0 |  | 0
| 0.00041753 |  | 0.00084774 |  | 0 |  | 0 |  | 0 |  | -0.00021835 |  | 0 |  | 0
| 8.1523e-05 |  | 0.00084774 |  | 0 |  | 0 |  | 0 |  | -0.00011834 |  | 0 |  | 0
| 0.0001048 |  | 0.00084786 |  | 0 |  | 0 |  | 0 |  | -9.0153e-05 |  | 0 |  | 0
| 0.00045259 |  | 0.00084786 |  | 0 |  | 0 |  | 0 |  | -0.00011033 |  | 0 |  | 0
| 0.000607 |  | 0.00084798 |  | 0 |  | 0 |  | 0 |  | 3.6099e-05 |  | 0 |  | 0
| 0.0019113 |  | 0.00084798 |  | 0 |  | 0 |  | 0 |  | -5.9535e-05 |  | 0 |  | 0
| 0.0011674 |  | 0.0008481 |  | 0 |  | 0 |  | 0 |  | -0.00016111 |  | 0 |  | 0
| 0.00015946 |  | 0.00084822 |  | 0 |  | 0 |  | 0 |  | -0.00020093 |  | 0 |  | 0
| 0.00042272 |  | 0.0008481 |  | 0 |  | 0 |  | 0 |  | -0.00016201 |  | 0 |  | 0
| 0.00031545 |  | 0.00084834 |  | 0 |  | 0 |  | 0 |  | 2.9027e-05 |  | 0 |  | 0
| 0.0011984 |  | 0.00084834 |  | 0 |  | 0 |  | 0 |  | -4.4709e-05 |  | 0 |  | 0
| 0.00037555 |  | 0.00084834 |  | 0 |  | 0 |  | 0 |  | -8.7689e-05 |  | 0 |  | 0
| 3.5347e-05 |  | 0.00084846 |  | 0 |  | 0 |  | 0 |  | -6.1935e-05 |  | 0 |  | 0
| 9.7096e-05 |  | 0.00084846 |  | 0 |  | 0 |  | 0 |  | -0.00015194 |  | 0 |  | 0
| 0.00035919 |  | 0.00084859 |  | 0 |  | 0 |  | 0 |  | -0.00013534 |  | 0 |  | 0
| 6.3879e-05 |  | 0.00084871 |  | 0 |  | 0 |  | 0 |  | -0.00013537 |  | 0 |  | 0
| 0.00017781 |  | 0.00084859 |  | 0.00035 |  | 0 |  | 0 |  | -0.00016968 |  | 0 |  | 0
| 7.5047e-05 |  | 0.00084883 |  | 0.00035 |  | 0 |  | 0 |  | -7.7358e-05 |  | 0 |  | 0
| 1.7084e-05 |  | 0.00084883 |  | 0 |  | 0 |  | 0 |  | 2.5159e-05 |  | 0 |  | 0
| 0.00024724 |  | 0.00084883 |  | 0 |  | 0 |  | 0 |  | -0.00010915 |  | 0 |  | 0
| 0.00025752 |  | 0.00084895 |  | 0 |  | 0 |  | 0 |  | -0.00012378 |  | 0 |  | 0
| 0.00014539 |  | 0.00084907 |  | 0 |  | 0 |  | 0 |  | 7.4305e-05 |  | 0 |  | 0
| 0.00029624 |  | 0.00084907 |  | 0 |  | 0 |  | 0 |  | -3.1249e-05 |  | 0 |  | 0
| 0.00027526 |  | 0.00084907 |  | 0 |  | 0 |  | 0 |  | -7.6883e-05 |  | 0 |  | 0
| 0.0010191 |  | 0.00084919 |  | 0 |  | 0 |  | 0 |  | -5.1562e-05 |  | 0 |  | 0
| 0.0010733 |  | 0.00084919 |  | 0 |  | 0 |  | 0 |  | -0.00015909 |  | 0 |  | 0
| 0.00045084 |  | 0.00084931 |  | 0 |  | 0 |  | 0 |  | -0.00011391 |  | 0 |  | 0
| 0.00035425 |  | 0.00084944 |  | 0 |  | 0 |  | 0 |  | 5.5987e-05 |  | 0 |  | 0
| 0.00010665 |  | 0.00084944 |  | 0 |  | 0 |  | 0 |  | 2.8809e-05 |  | 0 |  | 0
| 0.00034114 |  | 0.00084944 |  | 0 |  | 0 |  | 0 |  | 1.6611e-05 |  | 0 |  | 0
| 0.00029008 |  | 0.00084956 |  | 0 |  | 0 |  | 0 |  | 0.00023909 |  | 0 |  | 0
| 0.0005153 |  | 0.00084968 |  | 0 |  | 0 |  | 0 |  | 0.00013986 |  | 0 |  | 0
| 3.7274e-05 |  | 0.00084968 |  | 0 |  | 0 |  | 0 |  | -8.0583e-05 |  | 0 |  | 0
| 0.00011578 |  | 0.00084968 |  | 0 |  | 0 |  | 0 |  | -0.00013301 |  | 0 |  | 0
| 0.00011212 |  | 0.0008498 |  | 0 |  | 0 |  | 0 |  | -7.9098e-05 |  | 0 |  | 0
| 0.00017267 |  | 0.00084992 |  | 0 |  | 0 |  | 0 |  | 2.8216e-05 |  | 0 |  | 0
| 0.00054571 |  | 0.00084992 |  | 0 |  | 0 |  | 0 |  | -3.2672e-05 |  | 0 |  | 0
| 0.00071473 |  | 0.00084992 |  | 0 |  | 0 |  | 0 |  | 0.00014732 |  | 0 |  | 0
| 0.00086671 |  | 0.00085016 |  | 0 |  | 0 |  | 0 |  | 0.0002802 |  | 0 |  | 0
| 0.0006862 |  | 0.00085004 |  | 0 |  | 0 |  | 0 |  | -3.4017e-05 |  | 0 |  | 0
| 0.0015031 |  | 0.00085016 |  | 0 |  | 0 |  | 0 |  | -9.7354e-05 |  | 0 |  | 0
| 0.00039106 |  | 0.00085029 |  | 0 |  | 0 |  | 0 |  | 1.2712e-05 |  | 0 |  | 0
| 0.00040954 |  | 0.00085029 |  | 0 |  | 0 |  | 0 |  | 0.00018755 |  | 0 |  | 0
| 0.00018157 |  | 0.00085029 |  | 0 |  | 0 |  | 0 |  | 0.00032208 |  | 0 |  | 0
| 0.00010362 |  | 0.00085041 |  | 0 |  | 0 |  | 0 |  | 0.00023467 |  | 0 |  | 0
| 0.0003303 |  | 0.00085053 |  | 0 |  | 0 |  | 0 |  | -2.5215e-05 |  | 0 |  | 0
| 0.00053733 |  | 0.00085053 |  | 0 |  | 0 |  | 0 |  | -6.1086e-05 |  | 0 |  | 0
| 0.00047864 |  | 0.00085065 |  | 0 |  | 0 |  | 0 |  | -0.00015512 |  | 0 |  | 0
| 0.00016803 |  | 0.00085065 |  | 0 |  | 0 |  | 0 |  | -0.00026582 |  | 0 |  | 0
| 0.00015485 |  | 0.00085065 |  | 0 |  | 0 |  | 0 |  | -0.00012347 |  | 0 |  | 0
| 0.00024167 |  | 0.00085077 |  | 0 |  | 0 |  | 0 |  | 0.00018472 |  | 0 |  | 0
| 0.00083847 |  | 0.00085089 |  | 0 |  | 0 |  | 0 |  | 0.0002045 |  | 0 |  | 0
| 0.00017383 |  | 0.00085089 |  | 0 |  | 0 |  | 0 |  | 2.1092e-05 |  | 0 |  | 0
| 0.00035835 |  | 0.00085101 |  | 0 |  | 0 |  | 0 |  | -5.8075e-05 |  | 0 |  | 0
| 0.0016346 |  | 0.00085101 |  | 0 |  | 0 |  | 0 |  | 4.9747e-05 |  | 0 |  | 0
| 0.00032143 |  | 0.00085101 |  | 0 |  | 0 |  | 0 |  | 9.5247e-05 |  | 0 |  | 0
| 0.00072104 |  | 0.00085114 |  | 0 |  | 0 |  | 0 |  | -0.0002249 |  | 0 |  | 0
| 0.00023252 |  | 0.00085126 |  | 0 |  | 0 |  | 0 |  | -0.00010788 |  | 0 |  | 0
| 0.00054759 |  | 0.00085126 |  | 0 |  | 0 |  | 0 |  | 0.00020128 |  | 0 |  | 0
| 0.00044039 |  | 0.00085138 |  | 0 |  | 0 |  | 0 |  | 0.00018933 |  | 0 |  | 0
| 0.00094625 |  | 0.00085138 |  | 0 |  | 0 |  | 0 |  | -7.5312e-05 |  | 0 |  | 0
| 0.00065792 |  | 0.0008515 |  | 0 |  | 0 |  | 0 |  | -9.3835e-05 |  | 0 |  | 0
| 0.0016615 |  | 0.0008515 |  | 0 |  | 0 |  | 0 |  | -3.0096e-05 |  | 0 |  | 0
| 0.00043995 |  | 0.0008515 |  | 0 |  | 0 |  | 0 |  | -1.5293e-05 |  | 0 |  | 0
| 0.00037817 |  | 0.00085162 |  | 0 |  | 0 |  | 0 |  | 0.00014493 |  | 0 |  | 0
| 0.0012819 |  | 0.00085174 |  | 0 |  | 0 |  | 0 |  | 0.00014248 |  | 0 |  | 0
| 0.00063208 |  | 0.00085174 |  | 0 |  | 0 |  | 0 |  | 6.5596e-06 |  | 0 |  | 0
| 0.00037189 |  | 0.00085186 |  | 0 |  | 0 |  | 0 |  | -5.9973e-05 |  | 0 |  | 0
| 0.00015338 |  | 0.00085186 |  | 0 |  | 0 |  | 0 |  | -8.7869e-05 |  | 0 |  | 0
| 0.00021875 |  | 0.00085199 |  | 0 |  | 0 |  | 0 |  | -0.00019457 |  | 0 |  | 0
| 0.00011774 |  | 0.00085199 |  | 0 |  | 0 |  | 0 |  | -0.00023431 |  | 0 |  | 0
| 0.00046532 |  | 0.00085199 |  | 0 |  | 0 |  | 0 |  | -0.00017409 |  | 0 |  | 0
| 0.00051064 |  | 0.00085223 |  | 0 |  | 0 |  | 0 |  | -0.00021047 |  | 0 |  | 0
| 0.00068537 |  | 0.00085211 |  | 0 |  | 0 |  | 0 |  | -0.00018011 |  | 0 |  | 0
| 0.00026446 |  | 0.00085223 |  | 0 |  | 0 |  | 0 |  | 0.00026869 |  | 0 |  | 0
| 6.6397e-05 |  | 0.00085235 |  | 0 |  | 0 |  | 0 |  | 0.0001875 |  | 0 |  | 0
| 0.00035742 |  | 0.00085235 |  | 0 |  | 0 |  | 0 |  | -0.00012031 |  | 0 |  | 0
| 0.0020177 |  | 0.00085247 |  | 0 |  | 0 |  | 0 |  | -8.9185e-05 |  | 0 |  | 0
| 0.0007186 |  | 0.00085247 |  | 0 |  | 0 |  | 0 |  | -2.5845e-05 |  | 0 |  | 0
| 0.00034036 |  | 0.00085259 |  | 0 |  | 0 |  | 0 |  | 0.00025766 |  | 0 |  | 0
| 0.00036195 |  | 0.00085259 |  | 0 |  | 0 |  | 0 |  | -1.5908e-05 |  | 0 |  | 0
| 0.0017625 |  | 0.00085259 |  | 0 |  | 0 |  | 0 |  | -0.00027663 |  | 0 |  | 0
| 0.0013826 |  | 0.00085283 |  | 0 |  | 0 |  | 0 |  | -4.921e-05 |  | 0 |  | 0
| 0.00018707 |  | 0.00085271 |  | 0 |  | 0 |  | 0 |  | 0.0002151 |  | 0 |  | 0
| 0.00047194 |  | 0.00085283 |  | 0 |  | 0 |  | 0 |  | 0.00014828 |  | 0 |  | 0
| 0.0003037 |  | 0.00085296 |  | 0 |  | 0 |  | 0 |  | 7.2271e-05 |  | 0 |  | 0
| 0.00071763 |  | 0.00085296 |  | 0 |  | 0 |  | 0 |  | 0.00041296 |  | 0 |  | 0
| 0.0011544 |  | 0.00085308 |  | 0 |  | 0 |  | 0 |  | 0.00027981 |  | 0 |  | 0
| 9.5444e-05 |  | 0.00085308 |  | 0 |  | 0 |  | 0 |  | 5.9275e-05 |  | 0 |  | 0
| 9.0095e-05 |  | 0.0008532 |  | 0 |  | 0 |  | 0 |  | -3.6791e-05 |  | 0 |  | 0
| 0.0010785 |  | 0.0008532 |  | 0 |  | 0 |  | 0 |  | -0.00022411 |  | 0 |  | 0
| 0.00037306 |  | 0.0008532 |  | 0 |  | 0 |  | 0 |  | 9.0379e-06 |  | 0 |  | 0
| 0.00023614 |  | 0.00085332 |  | 0 |  | 0 |  | 0 |  | 0.00017998 |  | 0 |  | 0
| 0.00095466 |  | 0.00085344 |  | 0 |  | 0 |  | 0 |  | 3.8392e-05 |  | 0 |  | 0
| 0.00042352 |  | 0.00085344 |  | 0 |  | 0 |  | 0 |  | 0.00025634 |  | 0 |  | 0
| 0.00041463 |  | 0.00085356 |  | 0 |  | 0 |  | 0 |  | 0.00033905 |  | 0 |  | 0
| 0.00057243 |  | 0.00085356 |  | 0 |  | 0 |  | 0 |  | -1.0878e-05 |  | 0 |  | 0
| 0.00044184 |  | 0.00085368 |  | 0 |  | 0 |  | 0 |  | -9.9871e-05 |  | 0 |  | 0
| 0.00013348 |  | 0.00085368 |  | 0 |  | 0 |  | 0 |  | 0.00010568 |  | 0 |  | 0
| 0.0001685 |  | 0.00085368 |  | 0 |  | 0 |  | 0 |  | 0.00030858 |  | 0 |  | 0
| 0.00014425 |  | 0.00085393 |  | 0 |  | 0 |  | 0 |  | 0.0001362 |  | 0 |  | 0
| 0.00031632 |  | 0.00085381 |  | 0 |  | 0 |  | 0 |  | 2.2561e-05 |  | 0 |  | 0
| 0.00038204 |  | 0.00085393 |  | 0 |  | 0 |  | 0 |  | -5.4777e-05 |  | 0 |  | 0
| 0.0010455 |  | 0.00085405 |  | 0 |  | 0 |  | 0 |  | -0.00015057 |  | 0 |  | 0
| 0.00031679 |  | 0.00085405 |  | 0 |  | 0 |  | 0 |  | -0.00015637 |  | 0 |  | 0
| 0.00028183 |  | 0.00085417 |  | 0 |  | 0 |  | 0 |  | 4.1245e-05 |  | 0 |  | 0
| 0.00027536 |  | 0.00085417 |  | 0 |  | 0 |  | 0 |  | 9.9415e-05 |  | 0 |  | 0
| 0.00012431 |  | 0.00085417 |  | 0 |  | 0 |  | 0 |  | -0.00014084 |  | 0 |  | 0
| 7.8629e-05 |  | 0.00085429 |  | 0 |  | 0 |  | 0 |  | -8.6835e-05 |  | 0 |  | 0
| 0.00012248 |  | 0.00085441 |  | 0 |  | 0 |  | 0 |  | 2.4102e-05 |  | 0 |  | 0
| 0.00012404 |  | 0.00085441 |  | 0 |  | 0 |  | 0 |  | 0.00013822 |  | 0 |  | 0
| 0.00028663 |  | 0.00085453 |  | 0 |  | 0 |  | 0 |  | 0.00014391 |  | 0 |  | 0
| 0.0010622 |  | 0.00085453 |  | 0 |  | 0 |  | 0 |  | 0.00014214 |  | 0 |  | 0
| 0.0011197 |  | 0.00085453 |  | 0 |  | 0 |  | 0 |  | 6.9644e-05 |  | 0 |  | 0
| 0.0011715 |  | 0.00085478 |  | 0 |  | 0 |  | 0 |  | 7.6589e-05 |  | 0 |  | 0
| 0.00027241 |  | 0.00085466 |  | 0 |  | 0 |  | 0 |  | 0.00013252 |  | 0 |  | 0
| 5.7799e-05 |  | 0.00085478 |  | 0 |  | 0 |  | 0 |  | -2.621e-05 |  | 0 |  | 0
| 0.00029435 |  | 0.0008549 |  | 0 |  | 0 |  | 0 |  | -0.00020611 |  | 0 |  | 0
| 0.00081442 |  | 0.0008549 |  | 0 |  | 0 |  | 0 |  | -0.00016874 |  | 0 |  | 0
| 0.00022179 |  | 0.0008549 |  | 0 |  | 0 |  | 0 |  | -5.9428e-05 |  | 0 |  | 0
| 0.00087176 |  | 0.00085514 |  | 0 |  | 0 |  | 0 |  | 7.1471e-05 |  | 0 |  | 0
| 7.2869e-05 |  | 0.00085502 |  | 0 |  | 0 |  | 0 |  | 0.0001726 |  | 0 |  | 0
| 0.00035718 |  | 0.00085514 |  | 0 |  | 0 |  | 0 |  | 6.2098e-05 |  | 0 |  | 0
| 0.00020546 |  | 0.00085526 |  | 0 |  | 0 |  | 0 |  | 4.4329e-05 |  | 0 |  | 0
| 0.0038218 |  | 0.00085526 |  | 0 |  | 0 |  | 0 |  | 0.00015531 |  | 0 |  | 0
| 0.0013456 |  | 0.00085526 |  | 0 |  | 0 |  | 0 |  | 0.00012231 |  | 0 |  | 0
| 0.00022169 |  | 0.00085538 |  | 0 |  | 0 |  | 0 |  | 0.00020308 |  | 0 |  | 0
| 0.00028829 |  | 0.00085551 |  | 0 |  | 0 |  | 0 |  | 0.00028736 |  | 0 |  | 0
| 0.00061185 |  | 0.00085551 |  | 0 |  | 0 |  | 0 |  | -2.787e-05 |  | 0 |  | 0
| 0.00024462 |  | 0.00085551 |  | 0 |  | 0 |  | 0 |  | 1.6635e-05 |  | 0 |  | 0
| 0.00037536 |  | 0.00085563 |  | 0 |  | 0 |  | 0 |  | 0.00018004 |  | 0 |  | 0
| 0.00076281 |  | 0.00085575 |  | 0 |  | 0 |  | 0 |  | 9.6657e-06 |  | 0 |  | 0
| 0.00032888 |  | 0.00085575 |  | 0 |  | 0 |  | 0 |  | -2.9746e-06 |  | 0 |  | 0
| 0.00062773 |  | 0.00085575 |  | 0 |  | 0 |  | 0 |  | 2.9153e-05 |  | 0 |  | 0
| 0.0013926 |  | 0.00085587 |  | 0 |  | 0 |  | 0 |  | 3.6377e-05 |  | 0 |  | 0
| 0.0021755 |  | 0.00085599 |  | 0 |  | 0 |  | 0 |  | 8.4797e-05 |  | 0 |  | 0
| 0.00029063 |  | 0.00085599 |  | 0.00035 |  | 0 |  | 0 |  | 0.0001188 |  | 0 |  | 0
| 0.00048233 |  | 0.00085599 |  | 0.0004 |  | 0 |  | 0 |  | 0.00030284 |  | 0 |  | 0
| 8.0035e-05 |  | 0.00085611 |  | 0 |  | 0 |  | 0 |  | 0.00024393 |  | 0 |  | 0
| 0.00015578 |  | 0.00085623 |  | 0 |  | 0 |  | 0 |  | 0.00011942 |  | 0 |  | 0
| 0.00042072 |  | 0.00085623 |  | 0 |  | 0 |  | 0 |  | 0.00012074 |  | 0 |  | 0
| 0.00067355 |  | 0.00085623 |  | 0 |  | 0 |  | 0 |  | 0.00013725 |  | 0 |  | 0
| 0.00035766 |  | 0.00085636 |  | 0 |  | 0 |  | 0 |  | 0.00018219 |  | 0 |  | 0
| 0.00047982 |  | 0.00085648 |  | 0 |  | 0 |  | 0 |  | 0.00011864 |  | 0 |  | 0
| 0.00057827 |  | 0.00085636 |  | 0 |  | 0 |  | 0 |  | 7.8405e-05 |  | 0 |  | 0
| 0.00034591 |  | 0.0008566 |  | 0 |  | 0 |  | 0 |  | 0.00026087 |  | 0 |  | 0
| 0.00045834 |  | 0.0008566 |  | 0 |  | 0 |  | 0 |  | 0.00019355 |  | 0 |  | 0
| 0.00021023 |  | 0.0008566 |  | 0 |  | 0 |  | 0 |  | 5.1289e-05 |  | 0 |  | 0
| 0.00047222 |  | 0.00085672 |  | 0 |  | 0 |  | 0 |  | 0.00016675 |  | 0 |  | 0
| 0.00031614 |  | 0.00085672 |  | 0 |  | 0 |  | 0 |  | 0.00015422 |  | 0 |  | 0
| 0.00029323 |  | 0.00085684 |  | 0 |  | 0 |  | 0 |  | 0.0001079 |  | 0 |  | 0
| 8.4379e-05 |  | 0.00085696 |  | 0 |  | 0 |  | 0 |  | 4.4493e-05 |  | 0 |  | 0
| 3.374e-05 |  | 0.00085696 |  | 0 |  | 0 |  | 0 |  | -6.1331e-05 |  | 0 |  | 0
| 0.00037972 |  | 0.00085696 |  | 0 |  | 0 |  | 0 |  | 0.00012652 |  | 0 |  | 0
| 0.00090603 |  | 0.00085708 |  | 0 |  | 0 |  | 0 |  | 0.00039365 |  | 0 |  | 0
| 0.00013861 |  | 0.00085708 |  | 0 |  | 0 |  | 0 |  | 0.00027141 |  | 0 |  | 0
| 0.0004308 |  | 0.00085721 |  | 0 |  | 0 |  | 0 |  | 0.00014861 |  | 0 |  | 0
| 0.00025831 |  | 0.00085721 |  | 0 |  | 0 |  | 0 |  | 0.0001842 |  | 0 |  | 0
| 0.00061099 |  | 0.00085733 |  | 0 |  | 0 |  | 0 |  | 6.0135e-05 |  | 0 |  | 0
| 0.0013285 |  | 0.00085733 |  | 0 |  | 0 |  | 0 |  | 8.8604e-05 |  | 0 |  | 0
| 0.00046522 |  | 0.00085745 |  | 0 |  | 0 |  | 0 |  | 5.7841e-05 |  | 0 |  | 0
| 0.00062083 |  | 0.00085757 |  | 0 |  | 0 |  | 0 |  | 0.00017791 |  | 0 |  | 0
| 0.00057004 |  | 0.00085745 |  | 0 |  | 0 |  | 0 |  | 0.00012073 |  | 0 |  | 0
| 0.00022605 |  | 0.00085769 |  | 0 |  | 0 |  | 0 |  | 2.5118e-05 |  | 0 |  | 0
| 0.0003305 |  | 0.00085757 |  | 0 |  | 0 |  | 0 |  | 0.00019656 |  | 0 |  | 0
| 0.00018108 |  | 0.00085781 |  | 0 |  | 0 |  | 0 |  | 0.00037066 |  | 0 |  | 0
| 0.00036368 |  | 0.00085769 |  | 0 |  | 0 |  | 0 |  | 0.0003257 |  | 0 |  | 0
| 0.00037744 |  | 0.00085793 |  | 0 |  | 0 |  | 0 |  | 0.00024459 |  | 0 |  | 0
| 0.0013831 |  | 0.00085781 |  | 0 |  | 0 |  | 0 |  | 0.00027949 |  | 0 |  | 0
| 0.00052258 |  | 0.00085806 |  | 0 |  | 0 |  | 0 |  | 0.00038619 |  | 0 |  | 0
| 0.00024212 |  | 0.00085793 |  | 0 |  | 0 |  | 0 |  | 0.00042113 |  | 0 |  | 0
| 0.00021258 |  | 0.00085806 |  | 0 |  | 0 |  | 0 |  | 0.00026765 |  | 0 |  | 0
| 8.61e-05 |  | 0.00085818 |  | 0 |  | 0 |  | 0 |  | 0.00022153 |  | 0 |  | 0
| 0.00058959 |  | 0.00085818 |  | 0 |  | 0 |  | 0 |  | 0.00027704 |  | 0 |  | 0
| 0.000452 |  | 0.0008583 |  | 0 |  | 0 |  | 0 |  | 0.00022871 |  | 0 |  | 0
| 9.0833e-05 |  | 0.0008583 |  | 0 |  | 0 |  | 0 |  | 0.0002461 |  | 0 |  | 0
| 0.0014973 |  | 0.00085842 |  | 0 |  | 0 |  | 0 |  | 0.00044557 |  | 0 |  | 0
| 0.00030895 |  | 0.00085842 |  | 0 |  | 0 |  | 0 |  | 0.00068244 |  | 0 |  | 0
| 0.00030127 |  | 0.00085842 |  | 0 |  | 0 |  | 0 |  | 0.00055858 |  | 0 |  | 0
| 0.00076598 |  | 0.00085866 |  | 0 |  | 0 |  | 0 |  | 0.00037727 |  | 0 |  | 0
| 0.0018987 |  | 0.00085854 |  | 0 |  | 0 |  | 0 |  | 0.00055294 |  | 0 |  | 0
| 0.00020316 |  | 0.00085866 |  | 0 |  | 0 |  | 0 |  | 0.00050605 |  | 0 |  | 0
| 0.00054139 |  | 0.00085878 |  | 0 |  | 0 |  | 0 |  | 0.00048701 |  | 0 |  | 0
| 0.0030151 |  | 0.00085878 |  | 0 |  | 0 |  | 0 |  | 0.00053245 |  | 0 |  | 0
| 0.0006684 |  | 0.00085878 |  | 0 |  | 0 |  | 0 |  | 0.0004831 |  | 0 |  | 0
| 0.0038107 |  | 0.0008589 |  | 0 |  | 0 |  | 0 |  | 0.0006091 |  | 0 |  | 0
| 0.0002829 |  | 0.00085903 |  | 0 |  | 0 |  | 0 |  | 0.00050655 |  | 0 |  | 0
| 0.00034798 |  | 0.00085903 |  | 0 |  | 0 |  | 0 |  | 0.0005099 |  | 0 |  | 0
| 6.262e-05 |  | 0.00085915 |  | 0 |  | 0 |  | 0 |  | 0.00057262 |  | 0 |  | 0
| 0.00040904 |  | 0.00085915 |  | 0 |  | 0 |  | 0 |  | 0.00059775 |  | 0 |  | 0
| 0.0011583 |  | 0.00085915 |  | 0 |  | 0 |  | 0 |  | 0.00063062 |  | 0 |  | 0
| 0.00022817 |  | 0.00085927 |  | 0 |  | 0 |  | 0 |  | 0.00064944 |  | 0 |  | 0
| 0.00062707 |  | 0.00085927 |  | 0 |  | 0 |  | 0 |  | 0.00080524 |  | 0 |  | 0
| 0.00062063 |  | 0.00085939 |  | 0 |  | 0 |  | 0 |  | 0.00089896 |  | 0 |  | 0
| 0.00016931 |  | 0.00085951 |  | 0 |  | 0 |  | 0 |  | 0.00081989 |  | 0 |  | 0
| 0.00016794 |  | 0.00085951 |  | 0 |  | 0 |  | 0 |  | 0.00066176 |  | 0 |  | 0
| 4.7814e-05 |  | 0.00085951 |  | 0 |  | 0 |  | 0 |  | 0.00071982 |  | 0 |  | 0
| 0.00041688 |  | 0.00085963 |  | 0 |  | 0 |  | 0 |  | 0.00063992 |  | 0 |  | 0
| 0.00087872 |  | 0.00085963 |  | 0 |  | 0 |  | 0 |  | 0.00064785 |  | 0 |  | 0
| 0.0020198 |  | 0.00085975 |  | 0 |  | 0 |  | 0 |  | 0.00085654 |  | 0 |  | 0
| 0.0016022 |  | 0.00085988 |  | 0 |  | 0 |  | 0 |  | 0.00080665 |  | 0 |  | 0
| 0.00036179 |  | 0.00085975 |  | 0 |  | 0 |  | 0 |  | 0.00079279 |  | 0 |  | 0
| 0.00071729 |  | 0.00086 |  | 0 |  | 0 |  | 0 |  | 0.00084365 |  | 0 |  | 0
| 0.00012356 |  | 0.00086 |  | 0 |  | 0 |  | 0 |  | 0.00086843 |  | 0 |  | 0
| 0.0001948 |  | 0.00086 |  | 0 |  | 0 |  | 0 |  | 0.0008915 |  | 0 |  | 0
| 0.00090001 |  | 0.00086012 |  | 0 |  | 0 |  | 0 |  | 0.00097106 |  | 0 |  | 0
| 0.0019083 |  | 0.00086012 |  | 0 |  | 0 |  | 0 |  | 0.001103 |  | 0 |  | 0
| 0.00049445 |  | 0.00086024 |  | 0 |  | 0 |  | 0 |  | 0.0010129 |  | 0 |  | 0
| 0.00062999 |  | 0.00086024 |  | 0 |  | 0 |  | 0 |  | 0.0011579 |  | 0 |  | 0
| 0.00041039 |  | 0.00086036 |  | 0 |  | 0 |  | 0 |  | 0.0013476 |  | 0 |  | 0
| 0.001243 |  | 0.00086036 |  | 0 |  | 0 |  | 0 |  | 0.0012459 |  | 0 |  | 0
| 0.00019343 |  | 0.00086048 |  | 0 |  | 0 |  | 0 |  | 0.0013842 |  | 0 |  | 0
| 0.0015234 |  | 0.00086048 |  | 0 |  | 0 |  | 0 |  | 0.001414 |  | 0 |  | 0
| 0.00063316 |  | 0.00086048 |  | 0 |  | 0 |  | 0 |  | 0.001307 |  | 0 |  | 0
| 0.00017754 |  | 0.00086073 |  | 0 |  | 0 |  | 0 |  | 0.0012628 |  | 0 |  | 0
| 0.0007229 |  | 0.0008606 |  | 0 |  | 0 |  | 0 |  | 0.001309 |  | 0 |  | 0
| 0.00057673 |  | 0.00086073 |  | 0 |  | 0 |  | 0 |  | 0.0015189 |  | 0 |  | 0
| 0.00085938 |  | 0.00086085 |  | 0 |  | 0 |  | 0 |  | 0.0014938 |  | 0 |  | 0
| 0.00010236 |  | 0.00086085 |  | 0 |  | 0 |  | 0 |  | 0.0015961 |  | 0 |  | 0
| 0.00083341 |  | 0.00086097 |  | 0 |  | 0 |  | 0 |  | 0.0017055 |  | 0 |  | 0
| 0.000305 |  | 0.00086097 |  | 0 |  | 0 |  | 0 |  | 0.001596 |  | 0 |  | 0
| 0.00033121 |  | 0.00086097 |  | 0 |  | 0 |  | 0 |  | 0.0016717 |  | 0 |  | 0
| 0.00043215 |  | 0.00086109 |  | 0 |  | 0 |  | 0 |  | 0.0018969 |  | 0 |  | 0
| 0.00040068 |  | 0.00086121 |  | 0 |  | 0 |  | 0 |  | 0.0018973 |  | 0 |  | 0
| 9.7984e-05 |  | 0.00086121 |  | 0 |  | 0 |  | 0 |  | 0.0018656 |  | 0 |  | 0
| 0.00040953 |  | 0.00086121 |  | 0 |  | 0 |  | 0 |  | 0.001941 |  | 0 |  | 0
| 0.00023766 |  | 0.00086133 |  | 0 |  | 0 |  | 0 |  | 0.0019769 |  | 0 |  | 0
| 0.0013011 |  | 0.00086145 |  | 0 |  | 0 |  | 0 |  | 0.0020433 |  | 0 |  | 0
| 0.00064653 |  | 0.00086145 |  | 0 |  | 0 |  | 0 |  | 0.0020963 |  | 0 |  | 0
| 0.0005779 |  | 0.00086145 |  | 0 |  | 0 |  | 0 |  | 0.0021987 |  | 0 |  | 0
| 0.002421 |  | 0.00086158 |  | 0 |  | 0 |  | 0 |  | 0.0023091 |  | 0 |  | 0
| 0.00082743 |  | 0.00086158 |  | 0 |  | 0 |  | 0 |  | 0.0025467 |  | 0 |  | 0
| 0.00024924 |  | 0.0008617 |  | 0 |  | 0 |  | 0 |  | 0.002609 |  | 0 |  | 0
| 0.0011159 |  | 0.0008617 |  | 0 |  | 0 |  | 0 |  | 0.0025823 |  | 0 |  | 0
| 0.00030904 |  | 0.00086182 |  | 0 |  | 0 |  | 0 |  | 0.002712 |  | 0 |  | 0
| 0.00070038 |  | 0.00086194 |  | 0 |  | 0 |  | 0 |  | 0.0027944 |  | 0 |  | 0
| 0.0011898 |  | 0.00086182 |  | 0 |  | 0 |  | 0 |  | 0.0026955 |  | 0 |  | 0
| 0.0001215 |  | 0.00086206 |  | 0 |  | 0 |  | 0 |  | 0.0027317 |  | 0 |  | 0
| 0.00079213 |  | 0.00086194 |  | 0 |  | 0 |  | 0 |  | 0.002965 |  | 0 |  | 0
| 0.00086796 |  | 0.00086218 |  | 0 |  | 0 |  | 0 |  | 0.0028739 |  | 0 |  | 0
| 0.00020652 |  | 0.00086206 |  | 0 |  | 0 |  | 0 |  | 0.0031055 |  | 0 |  | 0
| 0.00091214 |  | 0.0008623 |  | 0 |  | 0 |  | 0 |  | 0.0034133 |  | 0 |  | 0
| 0.0011057 |  | 0.00086218 |  | 0 |  | 0 |  | 0 |  | 0.0033073 |  | 0 |  | 0
| 0.00038247 |  | 0.0008623 |  | 0 |  | 0 |  | 0 |  | 0.003296 |  | 0 |  | 0
| 0.00076478 |  | 0.00086243 |  | 0 |  | 0 |  | 0 |  | 0.0034787 |  | 0 |  | 0
| 0.00048875 |  | 0.00086243 |  | 0 |  | 0 |  | 0 |  | 0.0037465 |  | 0 |  | 0
| 0.0021126 |  | 0.00086255 |  | 0 |  | 0 |  | 0 |  | 0.0039084 |  | 0 |  | 0
| 0.0011021 |  | 0.00086255 |  | 0 |  | 0 |  | 0 |  | 0.0040164 |  | 0 |  | 0
| 0.00045211 |  | 0.00086267 |  | 0 |  | 0 |  | 0 |  | 0.004179 |  | 0 |  | 0
| 0.0010476 |  | 0.00086267 |  | 0 |  | 0 |  | 0 |  | 0.0044476 |  | 0 |  | 0
| 0.00028835 |  | 0.00086267 |  | 0 |  | 0 |  | 0 |  | 0.0044875 |  | 0 |  | 0
| 0.00024963 |  | 0.00086279 |  | 0 |  | 0 |  | 0 |  | 0.0045784 |  | 0 |  | 0
| 9.8198e-05 |  | 0.00086291 |  | 0 |  | 0 |  | 0 |  | 0.0047616 |  | 0 |  | 0
| 0.0004702 |  | 0.00086291 |  | 0 |  | 0 |  | 0 |  | 0.0048904 |  | 0 |  | 0
| 0.00026594 |  | 0.00086291 |  | 0 |  | 0 |  | 0 |  | 0.0049406 |  | 0 |  | 0
| 8.9775e-05 |  | 0.00086303 |  | 0 |  | 0 |  | 0 |  | 0.0049699 |  | 0 |  | 0
| 0.00032612 |  | 0.00086303 |  | 0 |  | 0 |  | 0 |  | 0.0053123 |  | 0 |  | 0
| 0.00027832 |  | 0.00086315 |  | 0 |  | 0 |  | 0 |  | 0.0056398 |  | 0 |  | 0
| 0.00049641 |  | 0.00086328 |  | 0 |  | 0 |  | 0 |  | 0.0056289 |  | 0 |  | 0
| 0.00034799 |  | 0.00086328 |  | 0 |  | 0 |  | 0 |  | 0.0056267 |  | 0 |  | 0
| 0.00061803 |  | 0.00086328 |  | 0 |  | 0 |  | 0 |  | 0.0058966 |  | 0 |  | 0
| 0.00041633 |  | 0.0008634 |  | 0 |  | 0 |  | 0 |  | 0.0061288 |  | 0 |  | 0
| 0.0002904 |  | 0.0008634 |  | 0 |  | 0 |  | 0 |  | 0.0062792 |  | 0 |  | 0
| 0.00024349 |  | 0.00086352 |  | 0 |  | 0 |  | 0 |  | 0.0065911 |  | 0 |  | 0
| 0.00026327 |  | 0.00086352 |  | 0 |  | 0 |  | 0 |  | 0.0068267 |  | 0 |  | 0
| 0.0022295 |  | 0.00086364 |  | 0 |  | 0 |  | 0 |  | 0.0068822 |  | 0 |  | 0
| 0.00081109 |  | 0.00086364 |  | 0 |  | 0 |  | 0 |  | 0.0071122 |  | 0 |  | 0
| 0.00012033 |  | 0.00086376 |  | 0 |  | 0 |  | 0 |  | 0.007422 |  | 0 |  | 0
| 0.00060581 |  | 0.00086376 |  | 0 |  | 0 |  | 0 |  | 0.0074018 |  | 0 |  | 0
| 0.00039187 |  | 0.00086388 |  | 0 |  | 0 |  | 0 |  | 0.007554 |  | 0 |  | 0
| 0.00050343 |  | 0.00086388 |  | 0 |  | 0 |  | 0 |  | 0.0079823 |  | 0 |  | 0
| 0.00057289 |  | 0.00086388 |  | 0 |  | 0 |  | 0 |  | 0.0081634 |  | 0 |  | 0
| 0.00029121 |  | 0.000864 |  | 0 |  | 0 |  | 0 |  | 0.0086135 |  | 0 |  | 0
| 0.00060578 |  | 0.00086413 |  | 0 |  | 0 |  | 0 |  | 0.0089971 |  | 0 |  | 0
| 0.0019961 |  | 0.00086413 |  | 0 |  | 0 |  | 0 |  | 0.0088531 |  | 0 |  | 0
| 0.0028042 |  | 0.00086425 |  | 0 |  | 0 |  | 0 |  | 0.0091656 |  | 0 |  | 0
| 0.002985 |  | 0.00086425 |  | 0 |  | 0 |  | 0 |  | 0.0095282 |  | 0 |  | 0
| 0.00075893 |  | 0.00086425 |  | 0 |  | 0 |  | 0 |  | 0.0098192 |  | 0 |  | 0
| 0.00033988 |  | 0.00086437 |  | 0 |  | 0 |  | 0 |  | 0.010125 |  | 0 |  | 0
| 0.0017749 |  | 0.00086437 |  | 0 |  | 0 |  | 0 |  | 0.010207 |  | 0 |  | 0
| 0.00060738 |  | 0.00086449 |  | 0 |  | 0 |  | 0 |  | 0.010436 |  | 0 |  | 0
| 0.00072186 |  | 0.00086461 |  | 0 |  | 0 |  | 0 |  | 0.010721 |  | 0 |  | 0
| 0.00046573 |  | 0.00086461 |  | 0 |  | 0 |  | 0 |  | 0.011046 |  | 0 |  | 0
| 0.00039159 |  | 0.00086461 |  | 0 |  | 0 |  | 0 |  | 0.011201 |  | 0 |  | 0
| 0.00019538 |  | 0.00086473 |  | 0 |  | 0 |  | 0 |  | 0.011465 |  | 0 |  | 0
| 0.000178 |  | 0.00086473 |  | 0 |  | 0 |  | 0 |  | 0.011846 |  | 0 |  | 0
| 0.00051197 |  | 0.00086485 |  | 0 |  | 0 |  | 0 |  | 0.012189 |  | 0 |  | 0
| 0.00030725 |  | 0.00086485 |  | 0 |  | 0 |  | 0 |  | 0.012515 |  | 0 |  | 0
| 0.00055666 |  | 0.00086497 |  | 0 |  | 0 |  | 0 |  | 0.012774 |  | 0 |  | 0
| 8.1063e-05 |  | 0.00086497 |  | 0 |  | 0 |  | 0 |  | 0.013102 |  | 0 |  | 0
| 0.00062401 |  | 0.0008651 |  | 0 |  | 0 |  | 0 |  | 0.013568 |  | 0 |  | 0
| 0.00059737 |  | 0.0008651 |  | 0 |  | 0 |  | 0 |  | 0.013749 |  | 0 |  | 0
| 0.00022745 |  | 0.0008651 |  | 0 |  | 0 |  | 0 |  | 0.013974 |  | 0 |  | 0
| 0.00059941 |  | 0.00086534 |  | 0 |  | 0 |  | 0 |  | 0.014535 |  | 0 |  | 0
| 0.0010618 |  | 0.00086522 |  | 0 |  | 0 |  | 0 |  | 0.014844 |  | 0 |  | 0
| 0.00075769 |  | 0.00086534 |  | 0 |  | 0 |  | 0 |  | 0.015146 |  | 0 |  | 0
| 0.00025702 |  | 0.00086546 |  | 0 |  | 0 |  | 0 |  | 0.015581 |  | 0 |  | 0
| 0.00082322 |  | 0.00086546 |  | 0 |  | 0 |  | 0 |  | 0.015996 |  | 0 |  | 0
| 0.00022382 |  | 0.00086546 |  | 0 |  | 0 |  | 0 |  | 0.016497 |  | 0 |  | 0
| 0.00015284 |  | 0.00086558 |  | 0 |  | 0 |  | 0 |  | 0.016998 |  | 0 |  | 0
| 0.0081095 |  | 0.0008657 |  | 0 |  | 0 |  | 0 |  | 0.017339 |  | 0 |  | 0
| 0.0014493 |  | 0.0008657 |  | 0 |  | 0 |  | 0 |  | 0.017793 |  | 0 |  | 0
| 0.00052619 |  | 0.0008657 |  | 0 |  | 0 |  | 0 |  | 0.018237 |  | 0 |  | 0
| 0.00028304 |  | 0.00086582 |  | 0 |  | 0 |  | 0 |  | 0.018394 |  | 0 |  | 0
| 0.00016025 |  | 0.00086582 |  | 0 |  | 0 |  | 0 |  | 0.018761 |  | 0 |  | 0
| 0.00082791 |  | 0.00086595 |  | 0 |  | 0 |  | 0 |  | 0.018604 |  | 0 |  | 0
| 0.00072447 |  | 0.00086595 |  | 0 |  | 0 |  | 0 |  | 0.01926 |  | 0 |  | 0
| 0.0030576 |  | 0.00086607 |  | 0 |  | 0 |  | 0 |  | 0.020392 |  | 0 |  | 0
| 0.00092226 |  | 0.00086607 |  | 0 |  | 0 |  | 0 |  | 0.020599 |  | 0 |  | 0
| 0.00036653 |  | 0.00086619 |  | 0 |  | 0 |  | 0 |  | 0.021035 |  | 0 |  | 0
| 0.0013594 |  | 0.00086619 |  | 0 |  | 0 |  | 0 |  | 0.021652 |  | 0 |  | 0
| 0.00019212 |  | 0.00086631 |  | 0 |  | 0 |  | 0 |  | 0.022351 |  | 0 |  | 0
| 0.00019026 |  | 0.00086631 |  | 0 |  | 0 |  | 0 |  | 0.022962 |  | 0 |  | 0
| 6.0464e-05 |  | 0.00086643 |  | 0 |  | 0 |  | 0 |  | 0.023251 |  | 0 |  | 0
| 0.00035184 |  | 0.00086643 |  | 0 |  | 0 |  | 0 |  | 0.023703 |  | 0 |  | 0
| 0.0006765 |  | 0.00086643 |  | 0 |  | 0 |  | 0 |  | 0.024294 |  | 0 |  | 0
| 8.7051e-05 |  | 0.00086655 |  | 0 |  | 0 |  | 0 |  | 0.024872 |  | 0 |  | 0
| 0.00056766 |  | 0.00086667 |  | 0 |  | 0 |  | 0 |  | 0.025371 |  | 0 |  | 0
| 0.0011977 |  | 0.00086667 |  | 0 |  | 0 |  | 0 |  | 0.025922 |  | 0 |  | 0
| 0.00018671 |  | 0.00086667 |  | 0 |  | 0 |  | 0 |  | 0.026647 |  | 0 |  | 0
| 0.0004395 |  | 0.0008668 |  | 0 |  | 0 |  | 0 |  | 0.027057 |  | 0 |  | 0
| 0.00072339 |  | 0.00086692 |  | 0 |  | 0 |  | 0 |  | 0.027546 |  | 0 |  | 0
| 0.0013887 |  | 0.0008668 |  | 0 |  | 0 |  | 0 |  | 0.028148 |  | 0 |  | 0
| 0.00047577 |  | 0.00086704 |  | 0 |  | 0 |  | 0 |  | 0.028751 |  | 0 |  | 0
| 0.00033287 |  | 0.00086704 |  | 0 |  | 0 |  | 0 |  | 0.029329 |  | 0 |  | 0
| 6.409e-05 |  | 0.00086704 |  | 0 |  | 0 |  | 0 |  | 0.029694 |  | 0 |  | 0
| 0.00022007 |  | 0.00086716 |  | 0 |  | 0 |  | 0 |  | 0.030119 |  | 0 |  | 0
| 0.00061185 |  | 0.00086716 |  | 0 |  | 0 |  | 0 |  | 0.030842 |  | 0 |  | 0
| 0.00052803 |  | 0.00086728 |  | 0 |  | 0 |  | 0 |  | 0.031508 |  | 0 |  | 0
| 0.00017746 |  | 0.00086728 |  | 0 |  | 0 |  | 0 |  | 0.032353 |  | 0 |  | 0
| 0.00034175 |  | 0.00086728 |  | 0 |  | 0 |  | 0 |  | 0.033365 |  | 0 |  | 0
| 0.0004916 |  | 0.0008674 |  | 0 |  | 0 |  | 0 |  | 0.034221 |  | 0 |  | 0
| 0.0012071 |  | 0.00086752 |  | 0 |  | 0 |  | 0 |  | 0.034751 |  | 0 |  | 0
| 0.00048127 |  | 0.00086752 |  | 0 |  | 0 |  | 0 |  | 0.035031 |  | 0 |  | 0
| 6.2417e-05 |  | 0.00086765 |  | 0 |  | 0 |  | 0 |  | 0.035502 |  | 0 |  | 0
| 0.0002165 |  | 0.00086765 |  | 0 |  | 0 |  | 0 |  | 0.036072 |  | 0 |  | 0
| 0.00051619 |  | 0.00086765 |  | 0 |  | 0 |  | 0 |  | 0.036551 |  | 0 |  | 0
| 0.00038059 |  | 0.00086777 |  | 0 |  | 0 |  | 0 |  | 0.037266 |  | 0 |  | 0
| 0.00014445 |  | 0.00086777 |  | 0 |  | 0 |  | 0 |  | 0.038209 |  | 0 |  | 0
| 0.00025539 |  | 0.00086789 |  | 0 |  | 0 |  | 0 |  | 0.039022 |  | 0 |  | 0
| 0.00051257 |  | 0.00086801 |  | 0 |  | 0 |  | 0 |  | 0.039778 |  | 0 |  | 0
| 0.00041691 |  | 0.00086801 |  | 0 |  | 0 |  | 0 |  | 0.040527 |  | 0 |  | 0
| 0.00014819 |  | 0.00086801 |  | 0 |  | 0 |  | 0 |  | 0.041225 |  | 0 |  | 0
| 0.000458 |  | 0.00086813 |  | 0 |  | 0 |  | 0 |  | 0.041936 |  | 0 |  | 0
| 0.0008099 |  | 0.00086813 |  | 0 |  | 0 |  | 0 |  | 0.04268 |  | 0 |  | 0
| 0.00057591 |  | 0.00086825 |  | 0 |  | 0 |  | 0 |  | 0.043414 |  | 0 |  | 0
| 0.00042948 |  | 0.00086825 |  | 0 |  | 0 |  | 0 |  | 0.043981 |  | 0 |  | 0
| 0.00067221 |  | 0.00086825 |  | 0 |  | 0 |  | 0 |  | 0.044466 |  | 0 |  | 0
| 0.0010688 |  | 0.0008685 |  | 0 |  | 0 |  | 0 |  | 0.04517 |  | 0 |  | 0
| 0.00098501 |  | 0.00086837 |  | 0 |  | 0 |  | 0 |  | 0.046029 |  | 0 |  | 0
| 0.00070743 |  | 0.0008685 |  | 0 |  | 0 |  | 0 |  | 0.046843 |  | 0 |  | 0
| 0.00096529 |  | 0.00086862 |  | 0 |  | 0 |  | 0 |  | 0.047693 |  | 0 |  | 0
| 0.0010561 |  | 0.00086862 |  | 0 |  | 0 |  | 0 |  | 0.048357 |  | 0 |  | 0
| 0.00077003 |  | 0.00086862 |  | 0 |  | 0 |  | 0 |  | 0.049025 |  | 0 |  | 0
| 0.00065418 |  | 0.00086874 |  | 0 |  | 0 |  | 0 |  | 0.049826 |  | 0 |  | 0
| 0.0007287 |  | 0.00086874 |  | 0 |  | 0 |  | 0 |  | 0.050736 |  | 0 |  | 0
| 0.00097862 |  | 0.00086886 |  | 0 |  | 0 |  | 0 |  | 0.051513 |  | 0 |  | 0
| 0.00099923 |  | 0.00086898 |  | 0 |  | 0 |  | 0 |  | 0.05214 |  | 0 |  | 0
| 0.00082192 |  | 0.00086898 |  | 0 |  | 0 |  | 0 |  | 0.052843 |  | 0 |  | 0
| 0.0013152 |  | 0.00086898 |  | 0 |  | 0 |  | 0 |  | 0.053643 |  | 0 |  | 0
| 0.0014765 |  | 0.0008691 |  | 0 |  | 0 |  | 0 |  | 0.054383 |  | 0 |  | 0
| 0.0010083 |  | 0.0008691 |  | 0 |  | 0 |  | 0 |  | 0.054937 |  | 0 |  | 0
| 0.0009467 |  | 0.0008691 |  | 0 |  | 0 |  | 0 |  | 0.055484 |  | 0 |  | 0
| 0.0013906 |  | 0.00086935 |  | 0 |  | 0 |  | 0 |  | 0.056332 |  | 0 |  | 0
| 0.0017797 |  | 0.00086922 |  | 0 |  | 0 |  | 0 |  | 0.057258 |  | 0 |  | 0
| 0.0015615 |  | 0.00086935 |  | 0 |  | 0 |  | 0 |  | 0.057956 |  | 0 |  | 0
| 0.0014778 |  | 0.00086947 |  | 0 |  | 0 |  | 0 |  | 0.058702 |  | 0 |  | 0
| 0.0015933 |  | 0.00086947 |  | 0 |  | 0 |  | 0 |  | 0.059674 |  | 0 |  | 0
| 0.0017654 |  | 0.00086947 |  | 0 |  | 0 |  | 0 |  | 0.060467 |  | 0 |  | 0
| 0.0018675 |  | 0.00086959 |  | 0 |  | 0 |  | 0 |  | 0.060906 |  | 0 |  | 0
| 0.0018876 |  | 0.00086971 |  | 0 |  | 0 |  | 0 |  | 0.061369 |  | 0 |  | 0
| 0.0021253 |  | 0.00086971 |  | 0 |  | 0 |  | 0 |  | 0.061933 |  | 0 |  | 0
| 0.0020382 |  | 0.00086971 |  | 0 |  | 0 |  | 0 |  | 0.062486 |  | 0 |  | 0
| 0.0020088 |  | 0.00086983 |  | 0 |  | 0 |  | 0 |  | 0.063028 |  | 0 |  | 0
| 0.0021967 |  | 0.00086983 |  | 0 |  | 0 |  | 0 |  | 0.063612 |  | 0 |  | 0
| 0.0023411 |  | 0.00086995 |  | 0 |  | 0 |  | 0 |  | 0.064416 |  | 0 |  | 0
| 0.0021632 |  | 0.00086995 |  | 0 |  | 0 |  | 0 |  | 0.065029 |  | 0 |  | 0
| 0.0020664 |  | 0.00087007 |  | 0 |  | 0 |  | 0 |  | 0.065604 |  | 0 |  | 0
| 0.0024454 |  | 0.00087007 |  | 0 |  | 0 |  | 0 |  | 0.066081 |  | 0 |  | 0
| 0.0028309 |  | 0.0008702 |  | 0 |  | 0 |  | 0 |  | 0.066519 |  | 0 |  | 0
| 0.0028628 |  | 0.0008702 |  | 0 |  | 0 |  | 0 |  | 0.067082 |  | 0 |  | 0
| 0.0027839 |  | 0.0008702 |  | 0 |  | 0 |  | 0 |  | 0.067404 |  | 0 |  | 0
| 0.002878 |  | 0.00087032 |  | 0 |  | 0 |  | 0 |  | 0.067894 |  | 0 |  | 0
| 0.0027284 |  | 0.00087044 |  | 0 |  | 0 |  | 0 |  | 0.068693 |  | 0 |  | 0
| 0.002957 |  | 0.00087044 |  | 0 |  | 0 |  | 0 |  | 0.069198 |  | 0 |  | 0
| 0.0034275 |  | 0.00087044 |  | 0 |  | 0 |  | 0 |  | 0.069498 |  | 0 |  | 0
| 0.0034804 |  | 0.00087056 |  | 0 |  | 0 |  | 0 |  | 0.069845 |  | 0 |  | 0
| 0.0036609 |  | 0.00087056 |  | 0 |  | 0 |  | 0 |  | 0.070372 |  | 0 |  | 0
| 0.0041724 |  | 0.00087068 |  | 0 |  | 0 |  | 0 |  | 0.070892 |  | 0 |  | 0
| 0.004358 |  | 0.0008708 |  | 0 |  | 0 |  | 0 |  | 0.071334 |  | 0 |  | 0
| 0.0043019 |  | 0.00087068 |  | 0 |  | 0 |  | 0 |  | 0.071638 |  | 0 |  | 0
| 0.0045256 |  | 0.0008708 |  | 0 |  | 0 |  | 0 |  | 0.071708 |  | 0 |  | 0
| 0.0048512 |  | 0.00087092 |  | 0 |  | 0 |  | 0 |  | 0.072043 |  | 0 |  | 0
| 0.0048948 |  | 0.00087092 |  | 0 |  | 0 |  | 0 |  | 0.072615 |  | 0 |  | 0
| 0.0049867 |  | 0.00087105 |  | 0 |  | 0 |  | 0 |  | 0.072645 |  | 0 |  | 0
| 0.0056506 |  | 0.00087105 |  | 0 |  | 0 |  | 0 |  | 0.072738 |  | 0 |  | 0
| 0.0063298 |  | 0.00087117 |  | 0.00035 |  | 0 |  | 0 |  | 0.073335 |  | 0 |  | 0
| 0.0063463 |  | 0.00087117 |  | 0.00035 |  | 0 |  | 0 |  | 0.07402 |  | 0 |  | 0
| 0.0063296 |  | 0.00087117 |  | 0 |  | 0 |  | 0 |  | 0.074655 |  | 0 |  | 0
| 0.006344 |  | 0.00087129 |  | 0 |  | 0 |  | 0 |  | 0.075231 |  | 0 |  | 0
| 0.0064562 |  | 0.00087129 |  | 0 |  | 0 |  | 0 |  | 0.075592 |  | 0 |  | 0
| 0.0063811 |  | 0.00087141 |  | 0 |  | 0 |  | 0 |  | 0.075431 |  | 0 |  | 0
| 0.0066985 |  | 0.00087153 |  | 0 |  | 0 |  | 0 |  | 0.074876 |  | 0 |  | 0
| 0.007675 |  | 0.00087141 |  | 0 |  | 0 |  | 0 |  | 0.074538 |  | 0 |  | 0
| 0.0081472 |  | 0.00087165 |  | 0 |  | 0 |  | 0 |  | 0.074469 |  | 0 |  | 0
| 0.0083208 |  | 0.00087153 |  | 0 |  | 0 |  | 0 |  | 0.074929 |  | 0 |  | 0
| 0.0085466 |  | 0.00087165 |  | 0 |  | 0 |  | 0 |  | 0.07587 |  | 0 |  | 0
| 0.0089796 |  | 0.00087177 |  | 0 |  | 0 |  | 0 |  | 0.076428 |  | 0 |  | 0
| 0.0094596 |  | 0.00087177 |  | 0 |  | 0 |  | 0 |  | 0.076653 |  | 0 |  | 0
| 0.009776 |  | 0.00087189 |  | 0 |  | 0 |  | 0 |  | 0.076684 |  | 0 |  | 0
| 0.010132 |  | 0.00087189 |  | 0 |  | 0 |  | 0 |  | 0.076444 |  | 0 |  | 0
| 0.010468 |  | 0.00087189 |  | 0 |  | 0 |  | 0 |  | 0.07639 |  | 0 |  | 0
| 0.010813 |  | 0.00087202 |  | 0 |  | 0 |  | 0 |  | 0.076391 |  | 0 |  | 0
| 0.011325 |  | 0.00087214 |  | 0 |  | 0 |  | 0 |  | 0.076263 |  | 0 |  | 0
| 0.011869 |  | 0.00087202 |  | 0 |  | 0 |  | 0 |  | 0.076135 |  | 0 |  | 0
| 0.012377 |  | 0.00087226 |  | 0 |  | 0 |  | 0 |  | 0.075961 |  | 0 |  | 0
| 0.012734 |  | 0.00087226 |  | 0 |  | 0 |  | 0 |  | 0.076307 |  | 0 |  | 0
| 0.012776 |  | 0.00087226 |  | 0 |  | 0 |  | 0 |  | 0.076138 |  | 0 |  | 0
| 0.013132 |  | 0.00087238 |  | 0 |  | 0 |  | 0 |  | 0.075955 |  | 0 |  | 0
| 0.013941 |  | 0.00087238 |  | 0 |  | 0 |  | 0 |  | 0.076168 |  | 0 |  | 0
| 0.014478 |  | 0.00087238 |  | 0 |  | 0 |  | 0 |  | 0.076203 |  | 0 |  | 0
| 0.015005 |  | 0.00087262 |  | 0 |  | 0 |  | 0 |  | 0.076046 |  | 0 |  | 0
| 0.015494 |  | 0.0008725 |  | 0 |  | 0 |  | 0 |  | 0.075712 |  | 0 |  | 0
| 0.016257 |  | 0.00087262 |  | 0 |  | 0 |  | 0 |  | 0.075524 |  | 0 |  | 0
| 0.017368 |  | 0.00087274 |  | 0 |  | 0 |  | 0 |  | 0.075396 |  | 0 |  | 0
| 0.017761 |  | 0.00087274 |  | 0 |  | 0 |  | 0 |  | 0.075014 |  | 0 |  | 0
| 0.01768 |  | 0.00087274 |  | 0 |  | 0 |  | 0 |  | 0.074661 |  | 0 |  | 0
| 0.018142 |  | 0.00087287 |  | 0 |  | 0 |  | 0 |  | 0.074659 |  | 0 |  | 0
| 0.018615 |  | 0.00087287 |  | 0 |  | 0 |  | 0 |  | 0.074526 |  | 0 |  | 0
| 0.01891 |  | 0.00087299 |  | 0 |  | 0 |  | 0 |  | 0.073974 |  | 0 |  | 0
| 0.019283 |  | 0.00087299 |  | 0 |  | 0 |  | 0 |  | 0.073832 |  | 0 |  | 0
| 0.019992 |  | 0.00087311 |  | 0 |  | 0 |  | 0 |  | 0.073762 |  | 0 |  | 0
| 0.020837 |  | 0.00087311 |  | 0 |  | 0 |  | 0 |  | 0.073306 |  | 0 |  | 0
| 0.021116 |  | 0.00087323 |  | 0 |  | 0 |  | 0 |  | 0.072806 |  | 0 |  | 0
| 0.02149 |  | 0.00087323 |  | 0 |  | 0 |  | 0 |  | 0.072557 |  | 0 |  | 0
| 0.022339 |  | 0.00087335 |  | 0 |  | 0 |  | 0 |  | 0.07229 |  | 0 |  | 0
| 0.023044 |  | 0.00087335 |  | 0 |  | 0 |  | 0 |  | 0.071828 |  | 0 |  | 0
| 0.023212 |  | 0.00087335 |  | 0 |  | 0 |  | 0 |  | 0.071448 |  | 0 |  | 0
| 0.022999 |  | 0.00087347 |  | 0 |  | 0 |  | 0 |  | 0.071051 |  | 0 |  | 0
| 0.023079 |  | 0.00087347 |  | 0 |  | 0 |  | 0 |  | 0.070663 |  | 0 |  | 0
| 0.023765 |  | 0.00087359 |  | 0.00035 |  | 0 |  | 0 |  | 0.070634 |  | 0 |  | 0
| 0.024832 |  | 0.00087372 |  | 0.00035 |  | 0 |  | 0 |  | 0.070366 |  | 0 |  | 0
| 0.025875 |  | 0.00087359 |  | 0 |  | 0 |  | 0 |  | 0.069789 |  | 0 |  | 0
| 0.026371 |  | 0.00087384 |  | 0 |  | 0 |  | 0 |  | 0.069439 |  | 0 |  | 0
| 0.027203 |  | 0.00087372 |  | 0 |  | 0 |  | 0 |  | 0.069265 |  | 0 |  | 0
| 0.027446 |  | 0.00087384 |  | 0 |  | 0 |  | 0 |  | 0.068935 |  | 0 |  | 0
| 0.026952 |  | 0.00087396 |  | 0 |  | 0 |  | 0 |  | 0.068222 |  | 0 |  | 0
| 0.027309 |  | 0.00087396 |  | 0 |  | 0 |  | 0 |  | 0.067737 |  | 0 |  | 0
| 0.027769 |  | 0.00087408 |  | 0 |  | 0 |  | 0 |  | 0.067704 |  | 0 |  | 0
| 0.027896 |  | 0.00087408 |  | 0 |  | 0 |  | 0 |  | 0.067378 |  | 0 |  | 0
| 0.028007 |  | 0.00087408 |  | 0 |  | 0 |  | 0 |  | 0.0669 |  | 0 |  | 0
| 0.02859 |  | 0.0008742 |  | 0 |  | 0 |  | 0 |  | 0.066244 |  | 0 |  | 0
| 0.02963 |  | 0.0008742 |  | 0 |  | 0 |  | 0 |  | 0.066021 |  | 0 |  | 0
| 0.030422 |  | 0.00087432 |  | 0 |  | 0 |  | 0 |  | 0.065895 |  | 0 |  | 0
| 0.03071 |  | 0.00087432 |  | 0 |  | 0 |  | 0 |  | 0.064963 |  | 0 |  | 0
| 0.030795 |  | 0.00087444 |  | 0 |  | 0 |  | 0 |  | 0.064346 |  | 0 |  | 0
| 0.031383 |  | 0.00087444 |  | 0 |  | 0 |  | 0 |  | 0.064189 |  | 0 |  | 0
| 0.031609 |  | 0.00087457 |  | 0 |  | 0 |  | 0 |  | 0.063785 |  | 0 |  | 0
| 0.031508 |  | 0.00087457 |  | 0 |  | 0 |  | 0 |  | 0.063197 |  | 0 |  | 0
| 0.031924 |  | 0.00087469 |  | 0 |  | 0 |  | 0 |  | 0.062651 |  | 0 |  | 0
| 0.032851 |  | 0.00087469 |  | 0 |  | 0 |  | 0 |  | 0.062565 |  | 0 |  | 0
| 0.033666 |  | 0.00087469 |  | 0 |  | 0 |  | 0 |  | 0.062246 |  | 0 |  | 0
| 0.034037 |  | 0.00087481 |  | 0 |  | 0 |  | 0 |  | 0.06165 |  | 0 |  | 0
| 0.034493 |  | 0.00087481 |  | 0 |  | 0 |  | 0 |  | 0.061019 |  | 0 |  | 0
| 0.03485 |  | 0.00087493 |  | 0 |  | 0 |  | 0 |  | 0.060855 |  | 0 |  | 0
| 0.034987 |  | 0.00087505 |  | 0 |  | 0 |  | 0 |  | 0.060675 |  | 0 |  | 0
| 0.035254 |  | 0.00087493 |  | 0 |  | 0 |  | 0 |  | 0.060167 |  | 0 |  | 0
| 0.035781 |  | 0.00087517 |  | 0 |  | 0 |  | 0 |  | 0.059622 |  | 0 |  | 0
| 0.036108 |  | 0.00087505 |  | 0 |  | 0 |  | 0 |  | 0.059122 |  | 0 |  | 0
| 0.036483 |  | 0.00087517 |  | 0 |  | 0 |  | 0 |  | 0.058372 |  | 0 |  | 0
| 0.037183 |  | 0.00087529 |  | 0 |  | 0 |  | 0 |  | 0.057521 |  | 0 |  | 0
| 0.038109 |  | 0.00087529 |  | 0 |  | 0 |  | 0 |  | 0.057288 |  | 0 |  | 0
| 0.038372 |  | 0.00087542 |  | 0 |  | 0 |  | 0 |  | 0.057185 |  | 0 |  | 0
| 0.038093 |  | 0.00087529 |  | 0 |  | 0 |  | 0 |  | 0.057275 |  | 0 |  | 0
| 0.038879 |  | 0.00087554 |  | 0 |  | 0 |  | 0 |  | 0.057352 |  | 0 |  | 0
| 0.040162 |  | 0.00087554 |  | 0 |  | 0 |  | 0 |  | 0.056768 |  | 0 |  | 0
| 0.040471 |  | 0.00087554 |  | 0 |  | 0 |  | 0 |  | 0.056154 |  | 0 |  | 0
| 0.040266 |  | 0.00087566 |  | 0 |  | 0 |  | 0 |  | 0.055335 |  | 0 |  | 0
| 0.040433 |  | 0.00087566 |  | 0 |  | 0 |  | 0 |  | 0.054333 |  | 0 |  | 0
| 0.041093 |  | 0.00087578 |  | 0 |  | 0 |  | 0 |  | 0.053867 |  | 0 |  | 0
| 0.042144 |  | 0.00087578 |  | 0 |  | 0 |  | 0 |  | 0.053679 |  | 0 |  | 0
| 0.04254 |  | 0.0008759 |  | 0 |  | 0 |  | 0 |  | 0.053676 |  | 0 |  | 0
| 0.042713 |  | 0.0008759 |  | 0 |  | 0 |  | 0 |  | 0.05343 |  | 0 |  | 0
| 0.04319 |  | 0.0008759 |  | 0 |  | 0 |  | 0 |  | 0.052911 |  | 0 |  | 0
| 0.043736 |  | 0.00087602 |  | 0 |  | 0 |  | 0 |  | 0.052577 |  | 0 |  | 0
| 0.044202 |  | 0.00087602 |  | 0 |  | 0 |  | 0 |  | 0.052185 |  | 0 |  | 0
| 0.044653 |  | 0.00087614 |  | 0 |  | 0 |  | 0 |  | 0.051825 |  | 0 |  | 0
| 0.045534 |  | 0.00087627 |  | 0 |  | 0 |  | 0 |  | 0.051272 |  | 0 |  | 0
| 0.045821 |  | 0.00087614 |  | 0 |  | 0 |  | 0 |  | 0.050728 |  | 0 |  | 0
| 0.046418 |  | 0.00087639 |  | 0 |  | 0 |  | 0 |  | 0.050589 |  | 0 |  | 0
| 0.04718 |  | 0.00087627 |  | 0 |  | 0 |  | 0 |  | 0.050121 |  | 0 |  | 0
| 0.04764 |  | 0.00087639 |  | 0 |  | 0 |  | 0 |  | 0.049555 |  | 0 |  | 0
| 0.048001 |  | 0.00087651 |  | 0 |  | 0 |  | 0 |  | 0.04924 |  | 0 |  | 0
| 0.048272 |  | 0.00087651 |  | 0 |  | 0 |  | 0 |  | 0.049006 |  | 0 |  | 0
| 0.048803 |  | 0.00087663 |  | 0 |  | 0 |  | 0 |  | 0.048478 |  | 0 |  | 0
| 0.049587 |  | 0.00087663 |  | 0 |  | 0 |  | 0 |  | 0.048024 |  | 0 |  | 0
| 0.050607 |  | 0.00087663 |  | 0 |  | 0 |  | 0 |  | 0.047793 |  | 0 |  | 0
| 0.05136 |  | 0.00087675 |  | 0 |  | 0 |  | 0 |  | 0.047451 |  | 0 |  | 0
| 0.051978 |  | 0.00087675 |  | 0 |  | 0 |  | 0 |  | 0.04701 |  | 0 |  | 0
| 0.05302 |  | 0.00087687 |  | 0 |  | 0 |  | 0 |  | 0.046559 |  | 0 |  | 0
| 0.053808 |  | 0.00087687 |  | 0 |  | 0 |  | 0 |  | 0.046283 |  | 0 |  | 0
| 0.053433 |  | 0.00087699 |  | 0 |  | 0 |  | 0 |  | 0.046014 |  | 0 |  | 0
| 0.053085 |  | 0.00087699 |  | 0 |  | 0 |  | 0 |  | 0.045602 |  | 0 |  | 0
| 0.053585 |  | 0.00087699 |  | 0 |  | 0 |  | 0 |  | 0.0452 |  | 0 |  | 0
| 0.053788 |  | 0.00087711 |  | 0 |  | 0 |  | 0 |  | 0.045026 |  | 0 |  | 0
| 0.053715 |  | 0.00087724 |  | 0 |  | 0 |  | 0 |  | 0.044709 |  | 0 |  | 0
| 0.054449 |  | 0.00087724 |  | 0 |  | 0 |  | 0 |  | 0.044192 |  | 0 |  | 0
| 0.05617 |  | 0.00087724 |  | 0 |  | 0 |  | 0 |  | 0.043732 |  | 0 |  | 0
| 0.058097 |  | 0.00087736 |  | 0 |  | 0 |  | 0 |  | 0.043435 |  | 0 |  | 0
| 0.059633 |  | 0.00087736 |  | 0 |  | 0 |  | 0 |  | 0.042987 |  | 0 |  | 0
| 0.06071 |  | 0.00087748 |  | 0 |  | 0 |  | 0 |  | 0.042549 |  | 0 |  | 0
| 0.061311 |  | 0.00087748 |  | 0 |  | 0 |  | 0 |  | 0.042173 |  | 0 |  | 0
| 0.060949 |  | 0.0008776 |  | 0 |  | 0 |  | 0 |  | 0.041847 |  | 0 |  | 0
| 0.059689 |  | 0.0008776 |  | 0 |  | 0 |  | 0 |  | 0.041931 |  | 0 |  | 0
| 0.058989 |  | 0.00087772 |  | 0 |  | 0 |  | 0 |  | 0.04171 |  | 0 |  | 0
| 0.059167 |  | 0.00087772 |  | 0 |  | 0 |  | 0 |  | 0.041267 |  | 0 |  | 0
| 0.060112 |  | 0.00087772 |  | 0 |  | 0 |  | 0 |  | 0.041144 |  | 0 |  | 0
| 0.060782 |  | 0.00087784 |  | 0 |  | 0 |  | 0 |  | 0.041034 |  | 0 |  | 0
| 0.061647 |  | 0.00087784 |  | 0 |  | 0 |  | 0 |  | 0.040804 |  | 0 |  | 0
| 0.062931 |  | 0.00087796 |  | 0 |  | 0 |  | 0 |  | 0.040396 |  | 0 |  | 0
| 0.064098 |  | 0.00087796 |  | 0 |  | 0 |  | 0 |  | 0.039932 |  | 0 |  | 0
| 0.065052 |  | 0.00087809 |  | 0 |  | 0 |  | 0 |  | 0.039619 |  | 0 |  | 0
| 0.065466 |  | 0.00087809 |  | 0 |  | 0 |  | 0 |  | 0.039318 |  | 0 |  | 0
| 0.067091 |  | 0.00087821 |  | 0 |  | 0 |  | 0 |  | 0.039135 |  | 0 |  | 0
| 0.069139 |  | 0.00087821 |  | 0 |  | 0 |  | 0 |  | 0.038602 |  | 0 |  | 0
| 0.069793 |  | 0.00087821 |  | 0 |  | 0 |  | 0 |  | 0.038131 |  | 0 |  | 0
| 0.069794 |  | 0.00087833 |  | 0 |  | 0 |  | 0 |  | 0.037889 |  | 0 |  | 0
| 0.070261 |  | 0.00087833 |  | 0 |  | 0 |  | 0 |  | 0.037537 |  | 0 |  | 0
| 0.070342 |  | 0.00087845 |  | 0 |  | 0 |  | 0 |  | 0.03729 |  | 0 |  | 0
| 0.069353 |  | 0.00087857 |  | 0 |  | 0 |  | 0 |  | 0.037154 |  | 0 |  | 0
| 0.069115 |  | 0.00087845 |  | 0 |  | 0 |  | 0 |  | 0.036901 |  | 0 |  | 0
| 0.069785 |  | 0.00087869 |  | 0 |  | 0 |  | 0 |  | 0.036446 |  | 0 |  | 0
| 0.070903 |  | 0.00087857 |  | 0 |  | 0 |  | 0 |  | 0.036075 |  | 0 |  | 0
| 0.072603 |  | 0.00087869 |  | 0 |  | 0 |  | 0 |  | 0.035769 |  | 0 |  | 0
| 0.07359 |  | 0.00087881 |  | 0 |  | 0 |  | 0 |  | 0.035597 |  | 0 |  | 0
| 0.073625 |  | 0.00087881 |  | 0 |  | 0 |  | 0 |  | 0.035519 |  | 0 |  | 0
| 0.074122 |  | 0.00087881 |  | 0 |  | 0 |  | 0 |  | 0.034903 |  | 0 |  | 0
| 0.074272 |  | 0.00087894 |  | 0 |  | 0 |  | 0 |  | 0.034359 |  | 0 |  | 0
| 0.073903 |  | 0.00087894 |  | 0 |  | 0 |  | 0 |  | 0.034352 |  | 0 |  | 0
| 0.073667 |  | 0.00087906 |  | 0 |  | 0 |  | 0 |  | 0.034147 |  | 0 |  | 0
| 0.073577 |  | 0.00087906 |  | 0 |  | 0 |  | 0 |  | 0.033769 |  | 0 |  | 0
| 0.073235 |  | 0.00087918 |  | 0 |  | 0 |  | 0 |  | 0.033678 |  | 0 |  | 0
| 0.07315 |  | 0.00087918 |  | 0 |  | 0 |  | 0 |  | 0.033441 |  | 0 |  | 0
| 0.073302 |  | 0.0008793 |  | 0 |  | 0 |  | 0 |  | 0.033176 |  | 0 |  | 0
| 0.073212 |  | 0.0008793 |  | 0 |  | 0 |  | 0 |  | 0.032806 |  | 0 |  | 0
| 0.072927 |  | 0.0008793 |  | 0 |  | 0 |  | 0 |  | 0.032337 |  | 0 |  | 0
| 0.072422 |  | 0.00087942 |  | 0 |  | 0 |  | 0 |  | 0.032117 |  | 0 |  | 0
| 0.072224 |  | 0.00087954 |  | 0 |  | 0 |  | 0 |  | 0.031915 |  | 0 |  | 0
| 0.071888 |  | 0.00087942 |  | 0 |  | 0 |  | 0 |  | 0.031691 |  | 0 |  | 0
| 0.071625 |  | 0.00087966 |  | 0 |  | 0 |  | 0 |  | 0.031444 |  | 0 |  | 0
| 0.071631 |  | 0.00087954 |  | 0 |  | 0 |  | 0 |  | 0.031104 |  | 0 |  | 0
| 0.071136 |  | 0.00087966 |  | 0 |  | 0 |  | 0 |  | 0.030886 |  | 0 |  | 0
| 0.070441 |  | 0.00087979 |  | 0 |  | 0 |  | 0 |  | 0.030676 |  | 0 |  | 0
| 0.069801 |  | 0.00087979 |  | 0 |  | 0 |  | 0 |  | 0.030326 |  | 0 |  | 0
| 0.069512 |  | 0.00087991 |  | 0 |  | 0 |  | 0 |  | 0.030038 |  | 0 |  | 0
| 0.068822 |  | 0.00087979 |  | 0 |  | 0 |  | 0 |  | 0.029883 |  | 0 |  | 0
| 0.067453 |  | 0.00088003 |  | 0 |  | 0 |  | 0 |  | 0.029632 |  | 0 |  | 0
| 0.067001 |  | 0.00088003 |  | 0 |  | 0 |  | 0 |  | 0.029285 |  | 0 |  | 0
| 0.066697 |  | 0.00088003 |  | 0 |  | 0 |  | 0 |  | 0.028916 |  | 0 |  | 0
| 0.065688 |  | 0.00088015 |  | 0 |  | 0 |  | 0 |  | 0.028841 |  | 0 |  | 0
| 0.065217 |  | 0.00088015 |  | 0 |  | 0 |  | 0 |  | 0.028621 |  | 0 |  | 0
| 0.064546 |  | 0.00088015 |  | 0 |  | 0 |  | 0 |  | 0.028385 |  | 0 |  | 0
| 0.06312 |  | 0.00088027 |  | 0 |  | 0 |  | 0 |  | 0.028306 |  | 0 |  | 0
| 0.062122 |  | 0.00088039 |  | 0 |  | 0 |  | 0 |  | 0.027757 |  | 0 |  | 0
| 0.061469 |  | 0.00088039 |  | 0 |  | 0 |  | 0 |  | 0.027216 |  | 0 |  | 0
| 0.060748 |  | 0.00088039 |  | 0 |  | 0 |  | 0 |  | 0.02716 |  | 0 |  | 0
| 0.059925 |  | 0.00088051 |  | 0 |  | 0 |  | 0 |  | 0.027075 |  | 0 |  | 0
| 0.058462 |  | 0.00088051 |  | 0 |  | 0 |  | 0 |  | 0.026945 |  | 0 |  | 0
| 0.057429 |  | 0.00088064 |  | 0 |  | 0 |  | 0 |  | 0.026771 |  | 0 |  | 0
| 0.056526 |  | 0.00088064 |  | 0 |  | 0 |  | 0 |  | 0.026372 |  | 0 |  | 0
| 0.055627 |  | 0.00088076 |  | 0 |  | 0 |  | 0 |  | 0.026084 |  | 0 |  | 0
| 0.054633 |  | 0.00088076 |  | 0 |  | 0 |  | 0 |  | 0.026007 |  | 0 |  | 0
| 0.053139 |  | 0.00088076 |  | 0 |  | 0 |  | 0 |  | 0.025894 |  | 0 |  | 0
| 0.051938 |  | 0.00088088 |  | 0 |  | 0 |  | 0 |  | 0.025702 |  | 0 |  | 0
| 0.051228 |  | 0.000881 |  | 0 |  | 0 |  | 0 |  | 0.025481 |  | 0 |  | 0
| 0.050229 |  | 0.000881 |  | 0 |  | 0 |  | 0 |  | 0.02534 |  | 0 |  | 0
| 0.048981 |  | 0.000881 |  | 0 |  | 0 |  | 0 |  | 0.025207 |  | 0 |  | 0
| 0.048156 |  | 0.00088112 |  | 0 |  | 0 |  | 0 |  | 0.024849 |  | 0 |  | 0
| 0.047551 |  | 0.00088112 |  | 0 |  | 0 |  | 0 |  | 0.02453 |  | 0 |  | 0
| 0.046587 |  | 0.00088112 |  | 0 |  | 0 |  | 0 |  | 0.024421 |  | 0 |  | 0
| 0.04551 |  | 0.00088124 |  | 0 |  | 0 |  | 0 |  | 0.024214 |  | 0 |  | 0
| 0.043787 |  | 0.00088136 |  | 0 |  | 0 |  | 0 |  | 0.023845 |  | 0 |  | 0
| 0.041406 |  | 0.00088136 |  | 0 |  | 0 |  | 0 |  | 0.02369 |  | 0 |  | 0
| 0.040279 |  | 0.00088136 |  | 0 |  | 0 |  | 0 |  | 0.023643 |  | 0 |  | 0
| 0.03967 |  | 0.00088149 |  | 0 |  | 0 |  | 0 |  | 0.023602 |  | 0 |  | 0
| 0.039212 |  | 0.00088149 |  | 0 |  | 0 |  | 0 |  | 0.023257 |  | 0 |  | 0
| 0.039551 |  | 0.00088161 |  | 0 |  | 0 |  | 0 |  | 0.02283 |  | 0 |  | 0
| 0.038667 |  | 0.00088161 |  | 0 |  | 0 |  | 0 |  | 0.022719 |  | 0 |  | 0
| 0.037013 |  | 0.00088173 |  | 0 |  | 0 |  | 0 |  | 0.022578 |  | 0 |  | 0
| 0.035965 |  | 0.00088173 |  | 0 |  | 0 |  | 0 |  | 0.022256 |  | 0 |  | 0
| 0.034984 |  | 0.00088173 |  | 0 |  | 0 |  | 0 |  | 0.022139 |  | 0 |  | 0
| 0.034147 |  | 0.00088185 |  | 0 |  | 0 |  | 0 |  | 0.02198 |  | 0 |  | 0
| 0.033123 |  | 0.00088197 |  | 0 |  | 0 |  | 0 |  | 0.021607 |  | 0 |  | 0
| 0.032097 |  | 0.00088185 |  | 0 |  | 0 |  | 0 |  | 0.021445 |  | 0 |  | 0
| 0.031293 |  | 0.00088209 |  | 0 |  | 0 |  | 0 |  | 0.021277 |  | 0 |  | 0
| 0.030629 |  | 0.00088197 |  | 0 |  | 0 |  | 0 |  | 0.021227 |  | 0 |  | 0
| 0.029873 |  | 0.00088221 |  | 0 |  | 0 |  | 0 |  | 0.021211 |  | 0 |  | 0
| 0.028795 |  | 0.00088209 |  | 0 |  | 0 |  | 0 |  | 0.020864 |  | 0 |  | 0
| 0.028229 |  | 0.00088221 |  | 0 |  | 0 |  | 0 |  | 0.020672 |  | 0 |  | 0
| 0.027875 |  | 0.00088234 |  | 0 |  | 0 |  | 0 |  | 0.020561 |  | 0 |  | 0
| 0.02705 |  | 0.00088221 |  | 0 |  | 0 |  | 0 |  | 0.020255 |  | 0 |  | 0
| 0.026638 |  | 0.00088246 |  | 0 |  | 0 |  | 0 |  | 0.02001 |  | 0 |  | 0
| 0.026275 |  | 0.00088246 |  | 0 |  | 0 |  | 0 |  | 0.019705 |  | 0 |  | 0
| 0.025508 |  | 0.00088246 |  | 0 |  | 0 |  | 0 |  | 0.019441 |  | 0 |  | 0
| 0.024646 |  | 0.00088246 |  | 0 |  | 0 |  | 0 |  | 0.019266 |  | 0 |  | 0
| 0.024002 |  | 0.0008827 |  | 0 |  | 0 |  | 0 |  | 0.019149 |  | 0 |  | 0
| 0.023506 |  | 0.00088258 |  | 0 |  | 0 |  | 0 |  | 0.019104 |  | 0 |  | 0
| 0.023189 |  | 0.0008827 |  | 0 |  | 0 |  | 0 |  | 0.019 |  | 0 |  | 0
| 0.022969 |  | 0.00088282 |  | 0 |  | 0 |  | 0 |  | 0.018776 |  | 0 |  | 0
| 0.022331 |  | 0.0008827 |  | 0 |  | 0 |  | 0 |  | 0.01871 |  | 0 |  | 0
| 0.021849 |  | 0.00088294 |  | 0 |  | 0 |  | 0 |  | 0.018561 |  | 0 |  | 0
| 0.021262 |  | 0.00088282 |  | 0 |  | 0 |  | 0 |  | 0.018021 |  | 0 |  | 0
| 0.020882 |  | 0.00088306 |  | 0 |  | 0 |  | 0 |  | 0.017963 |  | 0 |  | 0
| 0.020817 |  | 0.00088294 |  | 0 |  | 0 |  | 0 |  | 0.018093 |  | 0 |  | 0
| 0.020707 |  | 0.00088306 |  | 0 |  | 0 |  | 0 |  | 0.017593 |  | 0 |  | 0
| 0.020547 |  | 0.00088319 |  | 0 |  | 0 |  | 0 |  | 0.017456 |  | 0 |  | 0
| 0.019902 |  | 0.00088318 |  | 0 |  | 0 |  | 0 |  | 0.017655 |  | 0 |  | 0
| 0.019166 |  | 0.00088319 |  | 0 |  | 0 |  | 0 |  | 0.017429 |  | 0 |  | 0
| 0.01883 |  | 0.00088331 |  | 0 |  | 0 |  | 0 |  | 0.017019 |  | 0 |  | 0
| 0.018469 |  | 0.00088331 |  | 0 |  | 0 |  | 0 |  | 0.016662 |  | 0 |  | 0
| 0.018057 |  | 0.00088343 |  | 0 |  | 0 |  | 0 |  | 0.01652 |  | 0 |  | 0
| 0.017655 |  | 0.00088343 |  | 0 |  | 0 |  | 0 |  | 0.016469 |  | 0 |  | 0
| 0.017495 |  | 0.00088355 |  | 0 |  | 0 |  | 0 |  | 0.016507 |  | 0 |  | 0
| 0.017371 |  | 0.00088355 |  | 0 |  | 0 |  | 0 |  | 0.016523 |  | 0 |  | 0
| 0.017099 |  | 0.00088355 |  | 0 |  | 0 |  | 0 |  | 0.01641 |  | 0 |  | 0
| 0.017043 |  | 0.00088367 |  | 0 |  | 0 |  | 0 |  | 0.0163 |  | 0 |  | 0
| 0.016751 |  | 0.00088367 |  | 0 |  | 0 |  | 0 |  | 0.016083 |  | 0 |  | 0
| 0.016642 |  | 0.00088379 |  | 0 |  | 0 |  | 0 |  | 0.015738 |  | 0 |  | 0
| 0.016336 |  | 0.00088379 |  | 0 |  | 0 |  | 0 |  | 0.015599 |  | 0 |  | 0
| 0.01561 |  | 0.00088391 |  | 0 |  | 0 |  | 0 |  | 0.015567 |  | 0 |  | 0
| 0.015511 |  | 0.00088391 |  | 0 |  | 0 |  | 0 |  | 0.015145 |  | 0 |  | 0
| 0.015396 |  | 0.00088403 |  | 0 |  | 0 |  | 0 |  | 0.014858 |  | 0 |  | 0
| 0.015291 |  | 0.00088403 |  | 0 |  | 0 |  | 0 |  | 0.015027 |  | 0 |  | 0
| 0.015252 |  | 0.00088403 |  | 0 |  | 0 |  | 0 |  | 0.014981 |  | 0 |  | 0
| 0.014954 |  | 0.00088416 |  | 0 |  | 0 |  | 0 |  | 0.014595 |  | 0 |  | 0
| 0.014912 |  | 0.00088416 |  | 0 |  | 0 |  | 0 |  | 0.014321 |  | 0 |  | 0
| 0.014485 |  | 0.00088428 |  | 0 |  | 0 |  | 0 |  | 0.014434 |  | 0 |  | 0
| 0.013874 |  | 0.00088428 |  | 0 |  | 0 |  | 0 |  | 0.014431 |  | 0 |  | 0
| 0.013955 |  | 0.00088428 |  | 0 |  | 0 |  | 0 |  | 0.014311 |  | 0 |  | 0
| 0.014198 |  | 0.0008844 |  | 0 |  | 0 |  | 0 |  | 0.0143 |  | 0 |  | 0
| 0.013988 |  | 0.00088452 |  | 0 |  | 0 |  | 0 |  | 0.014109 |  | 0 |  | 0
| 0.013623 |  | 0.00088452 |  | 0 |  | 0 |  | 0 |  | 0.013868 |  | 0 |  | 0
| 0.013542 |  | 0.00088452 |  | 0 |  | 0 |  | 0 |  | 0.013727 |  | 0 |  | 0
| 0.013413 |  | 0.00088464 |  | 0 |  | 0 |  | 0 |  | 0.013594 |  | 0 |  | 0
| 0.013484 |  | 0.00088464 |  | 0 |  | 0 |  | 0 |  | 0.013671 |  | 0 |  | 0
| 0.013712 |  | 0.00088476 |  | 0 |  | 0 |  | 0 |  | 0.013529 |  | 0 |  | 0
| 0.013533 |  | 0.00088476 |  | 0 |  | 0 |  | 0 |  | 0.013202 |  | 0 |  | 0
| 0.013347 |  | 0.00088476 |  | 0 |  | 0 |  | 0 |  | 0.012961 |  | 0 |  | 0
| 0.013162 |  | 0.00088488 |  | 0 |  | 0 |  | 0 |  | 0.013077 |  | 0 |  | 0
| 0.012853 |  | 0.00088501 |  | 0 |  | 0 |  | 0 |  | 0.013032 |  | 0 |  | 0
| 0.012783 |  | 0.00088488 |  | 0 |  | 0 |  | 0 |  | 0.012793 |  | 0 |  | 0
| 0.012857 |  | 0.00088513 |  | 0 |  | 0 |  | 0 |  | 0.01265 |  | 0 |  | 0
| 0.01253 |  | 0.00088501 |  | 0 |  | 0 |  | 0 |  | 0.012079 |  | 0 |  | 0
| 0.012307 |  | 0.00088525 |  | 0 |  | 0 |  | 0 |  | 0.011754 |  | 0 |  | 0
| 0.012722 |  | 0.00088513 |  | 0 |  | 0 |  | 0 |  | 0.011929 |  | 0 |  | 0
| 0.012856 |  | 0.00088525 |  | 0 |  | 0 |  | 0 |  | 0.012141 |  | 0 |  | 0
| 0.012613 |  | 0.00088525 |  | 0 |  | 0 |  | 0 |  | 0.012115 |  | 0 |  | 0
| 0.012084 |  | 0.00088537 |  | 0 |  | 0 |  | 0 |  | 0.011977 |  | 0 |  | 0
| 0.011929 |  | 0.00088549 |  | 0 |  | 0 |  | 0 |  | 0.011836 |  | 0 |  | 0
| 0.01228 |  | 0.00088537 |  | 0 |  | 0 |  | 0 |  | 0.011588 |  | 0 |  | 0
| 0.011954 |  | 0.00088561 |  | 0 |  | 0 |  | 0 |  | 0.011468 |  | 0 |  | 0
| 0.011651 |  | 0.00088549 |  | 0 |  | 0 |  | 0 |  | 0.01149 |  | 0 |  | 0
| 0.011676 |  | 0.00088561 |  | 0 |  | 0 |  | 0 |  | 0.011318 |  | 0 |  | 0
| 0.011946 |  | 0.00088573 |  | 0 |  | 0 |  | 0 |  | 0.011085 |  | 0 |  | 0
| 0.011938 |  | 0.00088573 |  | 0 |  | 0 |  | 0 |  | 0.010941 |  | 0 |  | 0
| 0.011853 |  | 0.00088573 |  | 0 |  | 0 |  | 0 |  | 0.010973 |  | 0 |  | 0
| 0.011876 |  | 0.00088586 |  | 0 |  | 0 |  | 0 |  | 0.010966 |  | 0 |  | 0
| 0.011633 |  | 0.00088586 |  | 0 |  | 0 |  | 0 |  | 0.010864 |  | 0 |  | 0
| 0.011497 |  | 0.00088586 |  | 0 |  | 0 |  | 0 |  | 0.010706 |  | 0 |  | 0
| 0.011403 |  | 0.0008861 |  | 0 |  | 0 |  | 0 |  | 0.010566 |  | 0 |  | 0
| 0.011598 |  | 0.00088598 |  | 0 |  | 0 |  | 0 |  | 0.010195 |  | 0 |  | 0
| 0.011424 |  | 0.0008861 |  | 0 |  | 0 |  | 0 |  | 0.010229 |  | 0 |  | 0
| 0.011346 |  | 0.0008861 |  | 0 |  | 0 |  | 0 |  | 0.010201 |  | 0 |  | 0
| 0.011422 |  | 0.00088622 |  | 0 |  | 0 |  | 0 |  | 0.0099799 |  | 0 |  | 0
| 0.011231 |  | 0.00088622 |  | 0 |  | 0 |  | 0 |  | 0.0098553 |  | 0 |  | 0
| 0.011598 |  | 0.00088634 |  | 0 |  | 0 |  | 0 |  | 0.0098742 |  | 0 |  | 0
| 0.011497 |  | 0.00088634 |  | 0 |  | 0 |  | 0 |  | 0.0098634 |  | 0 |  | 0
| 0.011203 |  | 0.00088646 |  | 0 |  | 0 |  | 0 |  | 0.0095897 |  | 0 |  | 0
| 0.0113 |  | 0.00088646 |  | 0 |  | 0 |  | 0 |  | 0.0096002 |  | 0 |  | 0
| 0.01113 |  | 0.00088646 |  | 0 |  | 0 |  | 0 |  | 0.0095122 |  | 0 |  | 0
| 0.011083 |  | 0.00088658 |  | 0 |  | 0 |  | 0 |  | 0.0093943 |  | 0 |  | 0
| 0.01089 |  | 0.00088658 |  | 0 |  | 0 |  | 0 |  | 0.0092858 |  | 0 |  | 0
| 0.010727 |  | 0.00088671 |  | 0 |  | 0 |  | 0 |  | 0.0092325 |  | 0 |  | 0
| 0.010609 |  | 0.00088671 |  | 0 |  | 0 |  | 0 |  | 0.0092823 |  | 0 |  | 0
| 0.010402 |  | 0.00088683 |  | 0 |  | 0 |  | 0 |  | 0.0090726 |  | 0 |  | 0
| 0.010385 |  | 0.00088683 |  | 0 |  | 0 |  | 0 |  | 0.0092146 |  | 0 |  | 0
| 0.010459 |  | 0.00088683 |  | 0 |  | 0 |  | 0 |  | 0.0090665 |  | 0 |  | 0
| 0.010398 |  | 0.00088695 |  | 0 |  | 0 |  | 0 |  | 0.0086771 |  | 0 |  | 0
| 0.010272 |  | 0.00088695 |  | 0 |  | 0 |  | 0 |  | 0.0087325 |  | 0 |  | 0
| 0.010326 |  | 0.00088707 |  | 0 |  | 0 |  | 0 |  | 0.0087255 |  | 0 |  | 0
| 0.010284 |  | 0.00088707 |  | 0 |  | 0 |  | 0 |  | 0.0080293 |  | 0 |  | 0
| 0.010174 |  | 0.00088719 |  | 0 |  | 0 |  | 0 |  | 0.0079495 |  | 0 |  | 0
| 0.0098265 |  | 0.00088719 |  | 0 |  | 0 |  | 0 |  | 0.0083934 |  | 0 |  | 0
| 0.0096991 |  | 0.00088719 |  | 0 |  | 0 |  | 0 |  | 0.0083188 |  | 0 |  | 0
| 0.010129 |  | 0.00088731 |  | 0 |  | 0 |  | 0 |  | 0.0082673 |  | 0 |  | 0
| 0.010083 |  | 0.00088731 |  | 0 |  | 0 |  | 0 |  | 0.0082059 |  | 0 |  | 0
| 0.0097982 |  | 0.00088743 |  | 0 |  | 0 |  | 0 |  | 0.0080899 |  | 0 |  | 0
| 0.0096273 |  | 0.00088743 |  | 0 |  | 0 |  | 0 |  | 0.0079561 |  | 0 |  | 0
| 0.0094775 |  | 0.00088756 |  | 0 |  | 0 |  | 0 |  | 0.0079311 |  | 0 |  | 0
| 0.0094553 |  | 0.00088756 |  | 0 |  | 0 |  | 0 |  | 0.0080928 |  | 0 |  | 0
| 0.0092956 |  | 0.00088756 |  | 0 |  | 0 |  | 0 |  | 0.0079652 |  | 0 |  | 0
| 0.0091612 |  | 0.00088768 |  | 0 |  | 0 |  | 0 |  | 0.0077808 |  | 0 |  | 0
| 0.0092165 |  | 0.00088768 |  | 0 |  | 0 |  | 0 |  | 0.0078687 |  | 0 |  | 0
| 0.0093201 |  | 0.0008878 |  | 0 |  | 0 |  | 0 |  | 0.0076874 |  | 0 |  | 0
| 0.0090402 |  | 0.00087939 |  | 0 |  | 0 |  | 0 |  | 0.0075871 |  | 0 |  | 0
| 0.0089342 |  | 0.00092522 |  | 0 |  | 0 |  | 0 |  | 0.0075893 |  | 0 |  | 0
| 0.0090919 |  | 0.00093327 |  | 0 |  | 0 |  | 0 |  | 0.0075809 |  | 0 |  | 0
| 0.0088064 |  | 0.00086671 |  | 0 |  | 0 |  | 0 |  | 0.007389 |  | 0 |  | 0
| 0.0085383 |  | 0.00077429 |  | 0 |  | 0 |  | 0 |  | 0.0072735 |  | 0 |  | 0
| 0.0083571 |  | 0.00074759 |  | 0 |  | 0 |  | 0 |  | 0.0072421 |  | 0 |  | 0
| 0.0081239 |  | 0.00073818 |  | 0 |  | 0 |  | 0 |  | 0.0070893 |  | 0 |  | 0
| 0.0081144 |  | 0.00072721 |  | 0 |  | 0 |  | 0 |  | 0.0067878 |  | 0 |  | 0
| 0.008183 |  | 0.00072109 |  | 0 |  | 0 |  | 0 |  | 0.0067784 |  | 0 |  | 0
| 0.007821 |  | 0.0006739 |  | 0 |  | 0 |  | 0 |  | 0.0068781 |  | 0 |  | 0
| 0.007853 |  | 0.00060146 |  | 0 |  | 0 |  | 0 |  | 0.0068107 |  | 0 |  | 0
| 0.0082733 |  | 0.00058361 |  | 0 |  | 0 |  | 0 |  | 0.0068618 |  | 0 |  | 0
| 0.0078405 |  | 0.00063383 |  | 0 |  | -0.0013972 |  | 0 |  | 0.0067742 |  | 0 |  | 0
| 0.0072022 |  | 0.00069484 |  | 0 |  | -0.00061874 |  | 0 |  | 0.0065925 |  | 0 |  | 0
| 0.0071245 |  | 0.00069284 |  | 0 |  | -0.0002584 |  | 0 |  | 0.0066407 |  | 0 |  | 0
| 0.0072728 |  | 0.00067774 |  | 0 |  | -0.00054819 |  | 0 |  | 0.0066795 |  | 0 |  | 0
| 0.0072154 |  | 0.00068588 |  | 0 |  | -0.00041321 |  | 0 |  | 0.0065505 |  | 0 |  | 0
| 0.0069964 |  | 0.00068378 |  | 0 |  | 0.0002156 |  | 0 |  | 0.0065975 |  | 0 |  | 0
| 0.0074792 |  | 0.00072175 |  | 0 |  | 4.5018e-05 |  | 0 |  | 0.0065541 |  | 0 |  | 0
| 0.0077092 |  | 0.0007721 |  | 0 |  | 0.00034084 |  | 0 |  | 0.006331 |  | 0 |  | 0
| 0.0067827 |  | 0.00082006 |  | 0 |  | 0.00062054 |  | 0 |  | 0.0062978 |  | 0 |  | 0
| 0.0064468 |  | 0.0008629 |  | 0 |  | -0.00029508 |  | 0 |  | 0.006283 |  | 0 |  | 0
| 0.0064878 |  | 0.00088523 |  | 0 |  | -0.00012704 |  | 0 |  | 0.0062424 |  | 0 |  | 0
| 0.0065467 |  | 0.00090586 |  | 0 |  | -5.7119e-05 |  | 0 |  | 0.006304 |  | 0 |  | 0
| 0.006385 |  | 0.0008884 |  | 0 |  | -0.00045995 |  | 0 |  | 0.0061143 |  | 0 |  | 0
| 0.0060162 |  | 0.00087522 |  | 0 |  | -0.00012634 |  | 0 |  | 0.0059659 |  | 0 |  | 0
| 0.0058737 |  | 0.00079905 |  | 0 |  | -0.00014025 |  | 0 |  | 0.0060541 |  | 0 |  | 0
| 0.0059174 |  | 0.00076839 |  | 0 |  | -0.00013002 |  | 0 |  | 0.006121 |  | 0 |  | 0
| 0.0056018 |  | 0.00085776 |  | 0 |  | -8.1308e-05 |  | 0 |  | 0.0060192 |  | 0 |  | 0
| 0.0052663 |  | 0.00094932 |  | 0 |  | -0.00017873 |  | 0 |  | 0.0058489 |  | 0 |  | 0
| 0.0054287 |  | 0.00094615 |  | 0 |  | -0.00030256 |  | 0 |  | 0.0059029 |  | 0 |  | 0
| 0.0058323 |  | 0.00090488 |  | 0 |  | -0.00034034 |  | 0 |  | 0.0059065 |  | 0 |  | 0
| 0.0056855 |  | 0.00089389 |  | 0 |  | 5.4953e-05 |  | 0 |  | 0.0056696 |  | 0 |  | 0
| 0.0052367 |  | 0.0008884 |  | 0 |  | -0.00039932 |  | 0 |  | 0.0055934 |  | 0 |  | 0
| 0.0050678 |  | 0.00090867 |  | 0 |  | -0.00057268 |  | 0 |  | 0.005772 |  | 0 |  | 0
| 0.0051625 |  | 0.00094641 |  | 0 |  | 0.00026271 |  | 0 |  | 0.0057579 |  | 0 |  | 0
| 0.0052103 |  | 0.000916 |  | 0 |  | 0.00015022 |  | 0 |  | 0.0055451 |  | 0 |  | 0
| 0.0046667 |  | 0.00080399 |  | 0 |  | 3.0782e-05 |  | 0 |  | 0.0054008 |  | 0 |  | 0
| 0.0046901 |  | 0.0006564 |  | 0 |  | 7.8064e-05 |  | 0 |  | 0.005402 |  | 0 |  | 0
| 0.005084 |  | 0.00062297 |  | 0 |  | -9.601e-05 |  | 0 |  | 0.0052972 |  | 0 |  | 0
| 0.0048889 |  | 0.00064036 |  | 0.00035 |  | -0.00013379 |  | 0 |  | 0.0051622 |  | 0 |  | 0
| 0.0044822 |  | 0.00062635 |  | 0.0004 |  | -0.00013634 |  | 0 |  | 0.005255 |  | 0 |  | 0
| 0.0044757 |  | 0.0006235 |  | 0 |  | 0.00026098 |  | 0 |  | 0.0052532 |  | 0 |  | 0
| 0.0044715 |  | 0.00057336 |  | 0 |  | -8.945e-05 |  | 0 |  | 0.0051117 |  | 0 |  | 0
| 0.0044516 |  | 0.00049014 |  | 0 |  | -0.00034754 |  | 0 |  | 0.0046832 |  | 0 |  | 0
| 0.0044633 |  | 0.00039776 |  | 0 |  | -6.1222e-05 |  | 0 |  | 0.0047212 |  | 0 |  | 0
| 0.0043605 |  | 0.00032559 |  | 0 |  | 0.00038498 |  | 0 |  | 0.004929 |  | 0 |  | 0
| 0.0041419 |  | 0.00026655 |  | 0 |  | -1.8332e-05 |  | 0 |  | 0.0049467 |  | 0 |  | 0
| 0.0038529 |  | 0.00025449 |  | 0 |  | -0.00054932 |  | 0 |  | 0.0050251 |  | 0 |  | 0
| 0.003732 |  | 0.00029703 |  | 0 |  | -0.00043087 |  | 0 |  | 0.0048678 |  | 0 |  | 0
| 0.0037203 |  | 0.00029377 |  | 0 |  | -0.0005747 |  | 0 |  | 0.0048398 |  | 0 |  | 0
| 0.0037463 |  | 0.00028493 |  | 0 |  | -0.00033113 |  | 0 |  | 0.004831 |  | 0 |  | 0
| 0.0037127 |  | 0.00019454 |  | 0 |  | -0.00019917 |  | 0 |  | 0.0049018 |  | 0 |  | 0
| 0.0035405 |  | 5.8094e-05 |  | 0 |  | 0.00012031 |  | 0 |  | 0.0048468 |  | 0 |  | 0
| 0.0035727 |  | 5.3553e-05 |  | 0 |  | 9.5735e-05 |  | 0 |  | 0.0046394 |  | 0 |  | 0
| 0.0040915 |  | 9.28e-05 |  | 0 |  | 0.00011444 |  | 0 |  | 0.0044893 |  | 0 |  | 0
| 0.0038392 |  | 0.00014307 |  | 0 |  | 4.5856e-05 |  | 0 |  | 0.0043857 |  | 0 |  | 0
| 0.0033762 |  | 0.00013942 |  | 0 |  | -0.00011631 |  | 0 |  | 0.0044351 |  | 0 |  | 0
| 0.0034744 |  | 0.00016547 |  | 0 |  | 0.00015813 |  | 0 |  | 0.0044891 |  | 0 |  | 0
| 0.003542 |  | 0.00022491 |  | 0 |  | -0.00018859 |  | 0 |  | 0.0044606 |  | 0 |  | 0
| 0.0036602 |  | 0.00024549 |  | 0 |  | -0.00091774 |  | 0 |  | 0.0044172 |  | 0 |  | 0
| 0.0033221 |  | 0.00029062 |  | 0 |  | -0.00028769 |  | 0 |  | 0.0043603 |  | 0 |  | 0
| 0.0030967 |  | 0.00035007 |  | 0 |  | 0.00038787 |  | 0 |  | 0.0044807 |  | 0 |  | 0
| 0.0033443 |  | 0.00043086 |  | 0 |  | 0.00037654 |  | 0 |  | 0.0044326 |  | 0 |  | 0
| 0.0035207 |  | 0.00048597 |  | 0 |  | 0.00030318 |  | 0 |  | 0.0042142 |  | 0 |  | 0
| 0.0034164 |  | 0.00047973 |  | 0 |  | -0.00068602 |  | 0 |  | 0.0041365 |  | 0 |  | 0
| 0.003447 |  | 0.00047717 |  | 0 |  | -0.0011056 |  | 0 |  | 0.0041387 |  | 0 |  | 0
| 0.0037871 |  | 0.00047209 |  | 0 |  | -0.00019493 |  | 0 |  | 0.0042292 |  | 0 |  | 0
| 0.0034743 |  | 0.00042033 |  | 0 |  | 0.00048604 |  | 0 |  | 0.0041459 |  | 0 |  | 0
| 0.003056 |  | 0.00041813 |  | 0 |  | 0.00013987 |  | 0 |  | 0.0040202 |  | 0 |  | 0
| 0.0030731 |  | 0.00045123 |  | 0 |  | -0.00031758 |  | 0 |  | 0.0040047 |  | 0 |  | 0
| 0.0029295 |  | 0.00046524 |  | 0 |  | 0.0003011 |  | 0 |  | 0.0039252 |  | 0 |  | 0
| 0.0031102 |  | 0.00045967 |  | 0 |  | 0.0005085 |  | 0 |  | 0.0039801 |  | 0 |  | 0
| 0.0031994 |  | 0.00038121 |  | 0 |  | -0.00011054 |  | 0 |  | 0.0040352 |  | 0 |  | 0
| 0.0029956 |  | 0.00036169 |  | 0 |  | -0.00020967 |  | 0 |  | 0.0039376 |  | 0 |  | 0
| 0.0033501 |  | 0.00042454 |  | 0 |  | 6.2433e-05 |  | 0 |  | 0.0038921 |  | 0 |  | 0
| 0.0034341 |  | 0.00053405 |  | 0 |  | 0.00010578 |  | 0 |  | 0.0038219 |  | 0 |  | 0
| 0.0029238 |  | 0.00072432 |  | 0 |  | -0.00094987 |  | 0 |  | 0.0038001 |  | 0 |  | 0
| 0.0028373 |  | 0.00080218 |  | 0 |  | -0.001142 |  | 0 |  | 0.0037899 |  | 0 |  | 0
| 0.0031589 |  | 0.00075123 |  | 0 |  | -0.00027478 |  | 0 |  | 0.0037988 |  | 0 |  | 0
| 0.0033072 |  | 0.00074278 |  | 0 |  | 0.00033429 |  | 0 |  | 0.0037373 |  | 0 |  | 0
| 0.0029511 |  | 0.00075748 |  | 0 |  | 0.00051172 |  | 0 |  | 0.0036956 |  | 0 |  | 0
| 0.0028664 |  | 0.00083694 |  | 0 |  | -0.00010912 |  | 0 |  | 0.0036476 |  | 0 |  | 0
| 0.0028482 |  | 0.00086241 |  | 0 |  | -0.0001569 |  | 0 |  | 0.0035926 |  | 0 |  | 0
| 0.0026735 |  | 0.00081905 |  | 0 |  | 5.5117e-05 |  | 0 |  | 0.0035936 |  | 0 |  | 0
| 0.0026361 |  | 0.00082346 |  | 0 |  | -0.00023443 |  | 0 |  | 0.0035136 |  | 0 |  | 0
| 0.0028932 |  | 0.0007927 |  | 0 |  | -3.8955e-05 |  | 0 |  | 0.0034363 |  | 0 |  | 0
| 0.0030025 |  | 0.00074419 |  | 0 |  | -1.1392e-05 |  | 0 |  | 0.0034995 |  | 0 |  | 0
| 0.0026758 |  | 0.00072985 |  | 0 |  | -0.00030833 |  | 0 |  | 0.003311 |  | 0 |  | 0
| 0.0026693 |  | 0.0006943 |  | 0 |  | -5.2927e-05 |  | 0 |  | 0.0031484 |  | 0 |  | 0
| 0.0028225 |  | 0.00070459 |  | 0 |  | 6.5791e-05 |  | 0 |  | 0.0030457 |  | 0 |  | 0
| 0.0030612 |  | 0.0007227 |  | 0 |  | -0.00069734 |  | 0 |  | 0.0030039 |  | 0 |  | 0
| 0.0030075 |  | 0.00074255 |  | 0 |  | -0.00062308 |  | 0 |  | 0.0032077 |  | 0 |  | 0
| 0.0029277 |  | 0.00080405 |  | 0 |  | -0.00021802 |  | 0 |  | 0.0032153 |  | 0 |  | 0
| 0.0029114 |  | 0.00079302 |  | 0 |  | 7.7207e-05 |  | 0 |  | 0.0031496 |  | 0 |  | 0
| 0.0030666 |  | 0.00076077 |  | 0 |  | -5.1478e-06 |  | 0 |  | 0.0031876 |  | 0 |  | 0
| 0.0030892 |  | 0.00076471 |  | 0 |  | -0.0002739 |  | 0 |  | 0.0031805 |  | 0 |  | 0
| 0.002709 |  | 0.00081935 |  | 0 |  | 2.28e-05 |  | 0 |  | 0.0030546 |  | 0 |  | 0
| 0.0025248 |  | 0.00084865 |  | 0 |  | 3.6035e-05 |  | 0 |  | 0.003009 |  | 0 |  | 0
| 0.0026435 |  | 0.00077826 |  | 0 |  | 0.00023135 |  | 0 |  | 0.0029943 |  | 0 |  | 0
| 0.002701 |  | 0.00073182 |  | 0 |  | 0.00031737 |  | 0 |  | 0.0030017 |  | 0 |  | 0
| 0.0027442 |  | 0.00063409 |  | 0 |  | -1.0666e-05 |  | 0 |  | 0.0029504 |  | 0 |  | 0
| 0.0029716 |  | 0.00050058 |  | 0 |  | -0.00030748 |  | 0 |  | 0.0029823 |  | 0 |  | 0
| 0.0030166 |  | 0.00050506 |  | 0 |  | -0.0001567 |  | 0 |  | 0.0029893 |  | 0 |  | 0
| 0.0029296 |  | 0.00056722 |  | 0 |  | 0.00016553 |  | 0 |  | 0.0028047 |  | 0 |  | 0
| 0.0030273 |  | 0.00058055 |  | 0 |  | -0.00025054 |  | 0 |  | 0.0027906 |  | 0 |  | 0
| 0.0029489 |  | 0.00054081 |  | 0 |  | -0.00011405 |  | 0 |  | 0.0028878 |  | 0 |  | 0
| 0.0031487 |  | 0.00049011 |  | 0 |  | -7.9845e-05 |  | 0 |  | 0.0028386 |  | 0 |  | 0
| 0.0032824 |  | 0.00047753 |  | 0 |  | -0.00036349 |  | 0 |  | 0.0028676 |  | 0 |  | 0
| 0.0028194 |  | 0.00049827 |  | 0 |  | -0.00050637 |  | 0 |  | 0.0028102 |  | 0 |  | 0
| 0.0030515 |  | 0.00052028 |  | 0 |  | -0.00024101 |  | 0 |  | 0.0026538 |  | 0 |  | 0
| 0.0033981 |  | 0.00056422 |  | 0 |  | -0.00026205 |  | 0 |  | 0.0027438 |  | 0 |  | 0
| 0.0030436 |  | 0.00060352 |  | 0 |  | -0.00012586 |  | 0 |  | 0.0028994 |  | 0 |  | 0
| 0.0028815 |  | 0.00057857 |  | 0 |  | 0.00015937 |  | 0 |  | 0.0024643 |  | 0 |  | 0
| 0.0029648 |  | 0.00056974 |  | 0 |  | 0.00019875 |  | 0 |  | 0.002407 |  | 0 |  | 0
| 0.0030482 |  | 0.00056172 |  | 0 |  | 5.3743e-05 |  | 0 |  | 0.0026921 |  | 0 |  | 0
| 0.0030713 |  | 0.00054184 |  | 0 |  | -0.00019104 |  | 0 |  | 0.0025629 |  | 0 |  | 0
| 0.0029902 |  | 0.00050621 |  | 0 |  | -5.2277e-05 |  | 0 |  | 0.0026797 |  | 0 |  | 0
| 0.0033819 |  | 0.00049627 |  | 0 |  | 0.00012738 |  | 0 |  | 0.0027337 |  | 0 |  | 0
| 0.0033935 |  | 0.00055009 |  | 0 |  | -7.364e-07 |  | 0 |  | 0.0027331 |  | 0 |  | 0
| 0.0031311 |  | 0.00059972 |  | 0 |  | -0.0003549 |  | 0 |  | 0.0025688 |  | 0 |  | 0
| 0.0031073 |  | 0.00060172 |  | 0 |  | -0.00015724 |  | 0 |  | 0.0023783 |  | 0 |  | 0
| 0.0031629 |  | 0.00056187 |  | 0 |  | -9.4627e-05 |  | 0 |  | 0.0024121 |  | 0 |  | 0
| 0.0032941 |  | 0.00060364 |  | 0 |  | -0.0002998 |  | 0 |  | 0.0024264 |  | 0 |  | 0
| 0.0032009 |  | 0.00068863 |  | 0 |  | -0.00015172 |  | 0 |  | 0.0024769 |  | 0 |  | 0
| 0.0030057 |  | 0.00070677 |  | 0 |  | -8.8392e-05 |  | 0 |  | 0.0025 |  | 0 |  | 0
| 0.0033646 |  | 0.00073991 |  | 0 |  | -3.0201e-05 |  | 0 |  | 0.0023434 |  | 0 |  | 0
| 0.003402 |  | 0.00079011 |  | 0 |  | -0.00017386 |  | 0 |  | 0.0023028 |  | 0 |  | 0
| 0.0030376 |  | 0.00081074 |  | 0 |  | -0.00055179 |  | 0 |  | 0.0024003 |  | 0 |  | 0
| 0.003227 |  | 0.00079464 |  | 0 |  | -0.00047929 |  | 0 |  | 0.0023162 |  | 0 |  | 0
| 0.0033497 |  | 0.0007659 |  | 0 |  | 5.8944e-05 |  | 0 |  | 0.0022874 |  | 0 |  | 0
| 0.0033324 |  | 0.00078653 |  | 0 |  | -0.00027962 |  | 0 |  | 0.0024392 |  | 0 |  | 0
| 0.0032352 |  | 0.00079033 |  | 0 |  | -0.00032976 |  | 0 |  | 0.0024489 |  | 0 |  | 0
| 0.0030002 |  | 0.00074584 |  | 0 |  | 3.206e-05 |  | 0 |  | 0.0022195 |  | 0 |  | 0
| 0.0032943 |  | 0.00070558 |  | 0 |  | 0.00027486 |  | 0 |  | 0.0021231 |  | 0 |  | 0
| 0.0036808 |  | 0.00068688 |  | 0 |  | 0.00043704 |  | 0 |  | 0.0021919 |  | 0 |  | 0
| 0.0034812 |  | 0.0006516 |  | 0 |  | 0.0001699 |  | 0 |  | 0.0020897 |  | 0 |  | 0
| 0.0033758 |  | 0.00064128 |  | 0 |  | -0.00018943 |  | 0 |  | 0.0021464 |  | 0 |  | 0
| 0.003411 |  | 0.00069988 |  | 0 |  | -0.00030405 |  | 0 |  | 0.002196 |  | 0 |  | 0
| 0.0032467 |  | 0.000749 |  | 0 |  | -0.00020752 |  | 0 |  | 0.0020626 |  | 0 |  | 0
| 0.0031462 |  | 0.00074715 |  | 0 |  | -0.00019868 |  | 0 |  | 0.0019966 |  | 0 |  | 0
| 0.0032037 |  | 0.00072661 |  | 0 |  | -5.5298e-05 |  | 0 |  | 0.0019137 |  | 0 |  | 0
| 0.0035573 |  | 0.00075905 |  | 0 |  | -0.0001541 |  | 0 |  | 0.0020409 |  | 0 |  | 0
| 0.0033805 |  | 0.00079112 |  | 0 |  | -0.00038561 |  | 0 |  | 0.0018748 |  | 0 |  | 0
| 0.003023 |  | 0.00078865 |  | 0 |  | 3.4289e-05 |  | 0 |  | 0.0017606 |  | 0 |  | 0
| 0.0033498 |  | 0.00076284 |  | 0 |  | 0.0001213 |  | 0 |  | 0.0019099 |  | 0 |  | 0
| 0.0038527 |  | 0.00074266 |  | 0 |  | -0.00026734 |  | 0 |  | 0.0018508 |  | 0 |  | 0
| 0.0036699 |  | 0.00074488 |  | 0 |  | -0.00032561 |  | 0 |  | 0.0020127 |  | 0 |  | 0
| 0.0034592 |  | 0.00072275 |  | 0 |  | -0.00034404 |  | 0.00032487 |  | 0.0021776 |  | -0.00076442 |  | 0
| 0.0036115 |  | 0.00070183 |  | 0 |  | 0.00032491 |  | 0.00094413 |  | 0.0019654 |  | -0.00078471 |  | 0
| 0.0038595 |  | 0.00068154 |  | 0 |  | 0.00050341 |  | 0.0012082 |  | 0.0019018 |  | -0.00040153 |  | 0
| 0.0037532 |  | 0.00066209 |  | 0 |  | 9.3319e-05 |  | 0.00090405 |  | 0.0019542 |  | -0.0002191 |  | 0
| 0.0032711 |  | 0.00067241 |  | 0 |  | 0.00021836 |  | 0.00064475 |  | 0.0017335 |  | -0.0008384 |  | 0
| 0.0032977 |  | 0.0006773 |  | 0 |  | 0.00028664 |  | 0.0004958 |  | 0.001927 |  | -0.00047883 |  | 0
| 0.0034414 |  | 0.00066808 |  | 0 |  | 0.00011768 |  | 0.00059208 |  | 0.0019613 |  | -5.3122e-05 |  | 0
| 0.0032607 |  | 0.00067066 |  | 0 |  | 3.6152e-05 |  | 0.0010034 |  | 0.0016976 |  | 7.8576e-05 |  | 0
| 0.0032032 |  | 0.00068182 |  | 0.00035 |  | 0.00033206 |  | 0.00095042 |  | 0.0018097 |  | 9.5189e-05 |  | 0
| 0.0036518 |  | 0.0006892 |  | 0.0004 |  | 0.00022912 |  | 0.0010604 |  | 0.0019845 |  | -0.00051837 |  | 0
| 0.0042309 |  | 0.00071475 |  | 0 |  | -0.0001155 |  | 0.00091401 |  | 0.0019043 |  | -0.0008118 |  | 0
| 0.0038329 |  | 0.00075571 |  | 0 |  | -0.00056011 |  | 0.00046383 |  | 0.0017357 |  | -0.00090959 |  | 0
| 0.0033157 |  | 0.00077564 |  | 0 |  | -0.00040586 |  | 0.00055461 |  | 0.0017552 |  | -0.00098043 |  | 0
| 0.0037596 |  | 0.00079973 |  | 0 |  | -8.156e-05 |  | 0.00065691 |  | 0.001608 |  | -0.00052663 |  | 0
| 0.0036842 |  | 0.00079715 |  | 0 |  | -2.1036e-05 |  | 0.00074031 |  | 0.0009323 |  | -7.381e-06 |  | 0
| 0.0035024 |  | 0.00076478 |  | 0 |  | 0.00015502 |  | 0.00072085 |  | 0.00096378 |  | -0.00013103 |  | 0
| 0.0035353 |  | 0.00073082 |  | 0 |  | 0.0001768 |  | 0.00068874 |  | 0.0014487 |  | -0.00028642 |  | 0
| 0.0034617 |  | 0.00069502 |  | 0 |  | -5.9425e-05 |  | 0.0007991 |  | 0.0016288 |  | -0.00039457 |  | 0
| 0.0038102 |  | 0.00073239 |  | 0 |  | -0.00016649 |  | 0.00075307 |  | 0.0016681 |  | -0.00055262 |  | 0
| 0.0034884 |  | 0.00072179 |  | 0 |  | 6.2026e-05 |  | 0.00069077 |  | 0.0015017 |  | -0.00061656 |  | 0
| 0.0033083 |  | 0.00069696 |  | 0 |  | 9.8194e-05 |  | 0.00064675 |  | 0.0016165 |  | -0.00052087 |  | 0
| 0.0033526 |  | 0.00069631 |  | 0 |  | 6.5718e-05 |  | 0.00078197 |  | 0.0016445 |  | -0.00050654 |  | 0
| 0.0034305 |  | 0.00072484 |  | 0 |  | 0.00012333 |  | 0.00082417 |  | 0.0014161 |  | -4.8002e-06 |  | 0
| 0.0034472 |  | 0.0007577 |  | 0 |  | -0.00021084 |  | 0.00090762 |  | 0.0014291 |  | -6.9788e-05 |  | 0
| 0.0033005 |  | 0.00078355 |  | 0 |  | -0.00038882 |  | 0.0010003 |  | 0.0015907 |  | -0.00062809 |  | 0
| 0.0035944 |  | 0.00079769 |  | 0 |  | -1.8096e-05 |  | 0.00071718 |  | 0.0015657 |  | -0.00080434 |  | 0
| 0.0039036 |  | 0.00078107 |  | 0 |  | 0.00018243 |  | 0.00073048 |  | 0.001584 |  | -0.00043393 |  | 0
| 0.0036743 |  | 0.00078154 |  | 0 |  | -3.8043e-05 |  | 0.00091636 |  | 0.0015777 |  | 0.0002061 |  | 0
| 0.0030506 |  | 0.0007845 |  | 0 |  | -0.00024229 |  | 0.00086059 |  | 0.0014941 |  | 5.8357e-05 |  | 0
| 0.003177 |  | 0.00076049 |  | 0 |  | -0.0010538 |  | 0.00054294 |  | 0.0013614 |  | -0.0014807 |  | 0
| 0.0031383 |  | 0.00075395 |  | 0 |  | 6.3167e-05 |  | 0.0007388 |  | 0.0013528 |  | -0.00051827 |  | 0
| 0.0029655 |  | 0.00076724 |  | 0 |  | 9.7522e-05 |  | 0.0011211 |  | 0.0014283 |  | -6.9078e-05 |  | 0
| 0.0031087 |  | 0.00075885 |  | 0 |  | 0.00030147 |  | 0.00078767 |  | 0.0013425 |  | -0.00081094 |  | 0
| 0.0029594 |  | 0.00073003 |  | 0 |  | 0.00036982 |  | 0.0008235 |  | 0.0011833 |  | -0.0008453 |  | 0
| 0.0029613 |  | 0.00069161 |  | 0 |  | 0.00013854 |  | 0.00091069 |  | 0.0013842 |  | -0.00012598 |  | 0
| 0.0029708 |  | 0.00065365 |  | 0 |  | 0.00044857 |  | 0.00050437 |  | 0.00155 |  | -0.00029264 |  | 0
| 0.0028986 |  | 0.00062778 |  | 0 |  | 0.00037948 |  | 0.00090343 |  | 0.0013954 |  | -0.00086685 |  | 0
| 0.0029043 |  | 0.00058721 |  | 0 |  | 0.00014597 |  | 0.0012147 |  | 0.0013409 |  | -0.00068921 |  | 0
| 0.0029795 |  | 0.00056467 |  | 0 |  | 0.00026534 |  | 0.0011888 |  | 0.00136 |  | -0.00030266 |  | 0
| 0.0030917 |  | 0.00057872 |  | 0 |  | 0.00016556 |  | 0.0010828 |  | 0.0011851 |  | -3.8433e-05 |  | 0
| 0.0028523 |  | 0.00058027 |  | 0 |  | 0.0002395 |  | 0.0008194 |  | 0.0012606 |  | -0.00088815 |  | 0
| 0.003194 |  | 0.00058479 |  | 0 |  | 0.00035043 |  | 0.0007356 |  | 0.0012273 |  | -0.00082839 |  | 0
| 0.003532 |  | 0.00060836 |  | 0 |  | 0.00019071 |  | 0.00075842 |  | 0.0010693 |  | 0.00024061 |  | 0
| 0.0030343 |  | 0.00059366 |  | 0 |  | 4.3249e-05 |  | 0.00084576 |  | 0.001196 |  | -0.00029276 |  | 0
| 0.0029678 |  | 0.00060483 |  | 0 |  | -4.4364e-06 |  | 0.00087582 |  | 0.001199 |  | -0.00077812 |  | 0
| 0.0030298 |  | 0.00062849 |  | 0 |  | -7.6898e-05 |  | 0.00070317 |  | 0.0011681 |  | -0.00075113 |  | 0
| 0.0028447 |  | 0.00064624 |  | 0 |  | -0.00020075 |  | 0.00045325 |  | 0.0011425 |  | -0.00070908 |  | 0
| 0.0025163 |  | 0.00063153 |  | 0 |  | -8.6152e-05 |  | 0.00057163 |  | 0.0014839 |  | -0.00073247 |  | 0
| 0.0025049 |  | 0.00060454 |  | 0 |  | -3.2168e-05 |  | 0.0010871 |  | 0.0017006 |  | -0.00039083 |  | 0
| 0.0028956 |  | 0.00056875 |  | 0 |  | -5.9538e-05 |  | 0.0013331 |  | 0.0013995 |  | 0.00047519 |  | 0
| 0.0027017 |  | 0.00056801 |  | 0 |  | 0.00023889 |  | 0.0011186 |  | 0.0009799 |  | 0.00084056 |  | 0
| 0.0026356 |  | 0.0006024 |  | 0 |  | 0.00033245 |  | 0.001105 |  | 0.00087179 |  | -0.00046225 |  | 0
| 0.0026789 |  | 0.00061284 |  | 0 |  | 0.00019528 |  | 0.0009483 |  | 0.0010147 |  | -0.00090021 |  | 0
| 0.0025066 |  | 0.00062135 |  | 0 |  | 0 |  | 0.00083919 |  | 0.0011077 |  | -3.0698e-05 |  | 0
| 0.0026579 |  | 0.00064576 |  | 0 |  | -0.00017568 |  | 0.00080146 |  | 0.0010218 |  | -0.00014202 |  | 0
| 0.0028029 |  | 0.00066397 |  | 0 |  | -0.00010505 |  | 0.00059517 |  | 0.0011946 |  | 0.00012281 |  | 0
| 0.0025188 |  | 0.00068589 |  | 0 |  | 5.2533e-05 |  | 0.00085384 |  | 0.0011833 |  | 0.00013577 |  | 0
| 0.0024287 |  | 0.00072177 |  | 0 |  | 0.00015908 |  | 0.0010828 |  | 0.00096606 |  | 0.0001047 |  | 0
| 0.0025827 |  | 0.00073361 |  | 0 |  | -2.5896e-06 |  | 0.001071 |  | 0.0009936 |  | -0.00019644 |  | 0
| 0.0024365 |  | 0.00074111 |  | 0 |  | -0.00012136 |  | 0.0011588 |  | 0.00083672 |  | -0.0012595 |  | 0
| 0.0022864 |  | 0.00075813 |  | 0 |  | -9.916e-05 |  | 0.00082177 |  | 0.00086224 |  | -0.00091649 |  | 0
| 0.0023115 |  | 0.00077404 |  | 0 |  | 5.735e-05 |  | 0.00051356 |  | 0.0010033 |  | -0.00022274 |  | 0
| 0.002465 |  | 0.000813 |  | 0 |  | 0.00014062 |  | 0.00078488 |  | 0.00095582 |  | -0.0001062 |  | 0
| 0.002538 |  | 0.00082632 |  | 0 |  | 0.00013137 |  | 0.0010121 |  | 0.00067842 |  | 0.00012656 |  | 0
| 0.0025871 |  | 0.00082384 |  | 0 |  | 5.0704e-05 |  | 0.00094672 |  | 0.00073362 |  | -4.5152e-05 |  | 0
| 0.0025036 |  | 0.00085234 |  | 0 |  | -3.59e-05 |  | 0.00055552 |  | 0.00093379 |  | -0.00068987 |  | 0
| 0.0025407 |  | 0.00085863 |  | 0 |  | -1.6284e-05 |  | 0.00029941 |  | 0.00094072 |  | -0.00068024 |  | 0
| 0.0026212 |  | 0.00087911 |  | 0 |  | 0.00010364 |  | 0.00070403 |  | 0.0011175 |  | -0.00051192 |  | 0
| 0.0024475 |  | 0.00088503 |  | 0 |  | 0.00026022 |  | 0.0011693 |  | 0.0011366 |  | -0.00059409 |  | 0
| 0.0020793 |  | 0.00085035 |  | 0 |  | 7.7742e-05 |  | 0.00067755 |  | 0.00079143 |  | -3.702e-05 |  | 0
| 0.0020017 |  | 0.00082073 |  | 0 |  | 0.00014586 |  | 0.00034252 |  | 0.00077025 |  | -0.00046941 |  | 0
| 0.0022215 |  | 0.00079122 |  | 0 |  | 0.00014588 |  | 0.00069274 |  | 0.00094593 |  | -0.0011718 |  | 0
| 0.0019823 |  | 0.00079149 |  | 0 |  | -0.00013549 |  | 0.00090255 |  | 0.00085695 |  | -0.0002373 |  | 0
| 0.002179 |  | 0.00083021 |  | 0 |  | -6.9616e-05 |  | 0.000955 |  | 0.00081237 |  | 9.2205e-05 |  | 0
| 0.0023951 |  | 0.00087527 |  | 0 |  | 4.8503e-05 |  | 0.00064127 |  | 0.00093761 |  | -0.00098561 |  | 0
| 0.0020074 |  | 0.00088403 |  | 0 |  | 0.00021554 |  | 0.00044368 |  | 0.00083322 |  | -0.00079588 |  | 0
| 0.0018194 |  | 0.00085428 |  | 0 |  | 0.00016145 |  | 0.00043844 |  | 0.00081422 |  | -0.00037502 |  | 0
| 0.0020283 |  | 0.00084736 |  | 0 |  | 2.7036e-05 |  | 0.00052071 |  | 0.00096116 |  | -0.00046247 |  | 0
| 0.0023411 |  | 0.00085143 |  | 0 |  | -3.0739e-05 |  | 0.00068404 |  | 0.0010066 |  | -0.00084218 |  | 0
| 0.0022423 |  | 0.00083377 |  | 0 |  | -5.6671e-05 |  | 0.0007082 |  | 0.00096657 |  | -0.00089378 |  | 0
| 0.0020592 |  | 0.0008171 |  | 0 |  | 3.5188e-05 |  | 0.00073154 |  | 0.00099605 |  | -0.00023817 |  | 0
| 0.0021855 |  | 0.00080536 |  | 0 |  | 0.00019893 |  | 0.00086982 |  | 0.00078915 |  | -0.00045047 |  | 0
| 0.0024498 |  | 0.00079154 |  | 0 |  | -4.5189e-05 |  | 0.00084488 |  | 0.0006317 |  | -0.00094563 |  | 0
| 0.002261 |  | 0.00079806 |  | 0 |  | -7.9287e-05 |  | 0.00065616 |  | 0.00073665 |  | -0.00050647 |  | 0
| 0.0020382 |  | 0.00080769 |  | 0 |  | 7.1877e-05 |  | 0.00049388 |  | 0.00079388 |  | -0.0001293 |  | 0
| 0.0021346 |  | 0.00081473 |  | 0 |  | 3.3345e-06 |  | 0.00044386 |  | 0.00083709 |  | -0.00029529 |  | 0
| 0.0022545 |  | 0.0008114 |  | 0 |  | -2.0378e-05 |  | 0.00054797 |  | 0.00093713 |  | 4.1496e-05 |  | 0
| 0.0020238 |  | 0.00080483 |  | 0 |  | 0.00011969 |  | 0.00051321 |  | 0.00092353 |  | 4.5207e-05 |  | 0
| 0.001752 |  | 0.00082051 |  | 0 |  | -7.6714e-05 |  | 0.00044361 |  | 0.0007523 |  | -0.00022977 |  | 0
| 0.0021084 |  | 0.0008304 |  | 0 |  | -0.00017972 |  | 0.00043466 |  | 0.00090608 |  | 0.00039352 |  | 0
| 0.0023109 |  | 0.00082644 |  | 0 |  | 0.0002483 |  | 0.00055849 |  | 0.00087304 |  | 0.00035429 |  | 0
| 0.001937 |  | 0.00083507 |  | 0 |  | 0.00035657 |  | 0.00088326 |  | 0.00069762 |  | -0.00028874 |  | 0
| 0.0017222 |  | 0.00085212 |  | 0 |  | 0.0001149 |  | 0.00088956 |  | 0.00086685 |  | -0.00072833 |  | 0
| 0.0019778 |  | 0.00086584 |  | 0 |  | 7.9319e-05 |  | 0.00064456 |  | 0.00077241 |  | -0.00045182 |  | 0
| 0.0020517 |  | 0.00089302 |  | 0 |  | 9.6382e-06 |  | 0.00053751 |  | 0.00066888 |  | 0.00025393 |  | 0
| 0.0017914 |  | 0.00091118 |  | 0 |  | -5.1527e-05 |  | 0.00048784 |  | 0.00071637 |  | 0.000291 |  | 0
| 0.0018155 |  | 0.00092502 |  | 0 |  | 0.00013384 |  | 0.00060432 |  | 0.00079418 |  | 0.00013384 |  | 0
| 0.0021001 |  | 0.00094022 |  | 0 |  | 0.00022801 |  | 0.00084383 |  | 0.0008539 |  | -0.00014311 |  | 0
| 0.0020673 |  | 0.00092725 |  | 0 |  | 0.00010752 |  | 0.00056947 |  | 0.00085817 |  | -0.0001661 |  | 0
| 0.0020658 |  | 0.00091328 |  | 0 |  | 2.6327e-05 |  | 0.00050243 |  | 0.00075174 |  | -0.00057622 |  | 0
| 0.0021697 |  | 0.0009207 |  | -0.00035 |  | 0.00015796 |  | 0.00065928 |  | 0.00071494 |  | -0.00041678 |  | 0
| 0.0020711 |  | 0.00095123 |  | -0.00035 |  | 0.00013647 |  | 0.00058891 |  | 0.00075534 |  | 0.00029928 |  | 0
| 0.0020323 |  | 0.00095555 |  | 0 |  | -3.1147e-05 |  | 0.00052654 |  | 0.00064543 |  | 0.0002718 |  | 0
| 0.0020086 |  | 0.00093986 |  | 0 |  | 0.00010682 |  | 0.00058343 |  | 0.00053149 |  | 7.8631e-05 |  | 0
| 0.002002 |  | 0.0009458 |  | 0 |  | 4.4879e-05 |  | 0.00067578 |  | 0.00056889 |  | 2.2625e-05 |  | 0
| 0.002516 |  | 0.00095581 |  | 0 |  | -3.8574e-05 |  | 0.00046585 |  | 0.00060949 |  | -0.00011498 |  | 0
| 0.002752 |  | 0.00096063 |  | 0 |  | 0.00010793 |  | 0.00040317 |  | 0.00060625 |  | -7.4922e-05 |  | 0
| 0.0021036 |  | 0.00095483 |  | 0 |  | 3.7095e-05 |  | 0.00061355 |  | 0.00063623 |  | 1.558e-05 |  | 0
| 0.0020676 |  | 0.00095607 |  | 0 |  | -0.00011278 |  | 0.00066298 |  | 0.00068196 |  | -4.8972e-05 |  | 0
| 0.0022454 |  | 0.00096336 |  | 0 |  | -8.7544e-05 |  | 0.000664 |  | 0.00080506 |  | 0.00022962 |  | 0
| 0.0024817 |  | 0.00096547 |  | 0 |  | -5.8997e-05 |  | 0.00071353 |  | 0.0008531 |  | 5.8626e-05 |  | 0
| 0.0025125 |  | 0.00097721 |  | 0 |  | 1.2985e-05 |  | 0.00053238 |  | 0.00075728 |  | -7.049e-06 |  | 0
| 0.0020703 |  | 0.00097141 |  | 0 |  | -7.421e-06 |  | 0.00052615 |  | 0.00067849 |  | 0.0001781 |  | 0
| 0.0022001 |  | 0.000963 |  | 0 |  | -0.00011801 |  | 0.00050247 |  | 0.00058311 |  | 0.00013508 |  | 0
| 0.0023117 |  | 0.00095954 |  | 0 |  | -6.345e-05 |  | 0.0004319 |  | 0.00063829 |  | -2.9684e-05 |  | 0
| 0.0022178 |  | 0.00094198 |  | 0 |  | 1.9671e-05 |  | 0.00046728 |  | 0.00070748 |  | -0.0005352 |  | 0
| 0.0020739 |  | 0.00092552 |  | 0 |  | -0.00011875 |  | 0.00058337 |  | 0.00065882 |  | -0.00045645 |  | 0
| 0.0019755 |  | 0.00090264 |  | 0 |  | -0.00016368 |  | 0.00057417 |  | 0.00062331 |  | -1.4104e-05 |  | 0
| 0.0020826 |  | 0.00090746 |  | 0 |  | -0.0001492 |  | 0.00058567 |  | 0.00078426 |  | -0.00030731 |  | 0
| 0.0021546 |  | 0.00092948 |  | 0 |  | -0.00012695 |  | 0.00071085 |  | 0.00080652 |  | -0.00040795 |  | 0
| 0.0022184 |  | 0.00092689 |  | 0 |  | -7.0157e-05 |  | 0.00049815 |  | 0.00054252 |  | -7.6467e-05 |  | 0
| 0.0021093 |  | 0.00093035 |  | 0 |  | -1.7078e-05 |  | 0.00046815 |  | 0.00038838 |  | 0.00027509 |  | 0
| 0.0020785 |  | 0.00093481 |  | 0 |  | 2.7844e-05 |  | 0.00059623 |  | 0.000468 |  | 0.00042099 |  | 0
| 0.0022546 |  | 0.00094854 |  | 0.0004 |  | 1.0395e-05 |  | 0.0004132 |  | 0.00060374 |  | 0.00044041 |  | 0
| 0.0019624 |  | 0.00096389 |  | 0.00035 |  | -5.1982e-06 |  | 0.00032043 |  | 0.00056141 |  | 0.00023366 |  | 0
| 0.0019637 |  | 0.00095016 |  | 0 |  | -8.3543e-05 |  | 0.00023111 |  | 0.00061149 |  | 1.151e-05 |  | 0
| 0.0023828 |  | 0.00093914 |  | 0 |  | 6.8328e-05 |  | 0.000207 |  | 0.00046733 |  | -0.0003487 |  | 0
| 0.0022303 |  | 0.00094694 |  | 0 |  | 0.00012626 |  | 0.00041888 |  | 0.00018212 |  | -0.00063538 |  | 0
| 0.0020484 |  | 0.00095474 |  | 0 |  | -5.1618e-05 |  | 0.00040886 |  | 0.00016631 |  | -0.0005293 |  | 0
| 0.002252 |  | 0.0009675 |  | 0 |  | -6.2395e-05 |  | 0.00032015 |  | 0.00041776 |  | -0.0002627 |  | 0
| 0.0024203 |  | 0.00097084 |  | 0 |  | 7.5023e-05 |  | 0.00057084 |  | 0.00039743 |  | -5.1996e-05 |  | 0
| 0.0023867 |  | 0.0009597 |  | 0 |  | 0.00025664 |  | 0.00055041 |  | 0.00033451 |  | -1.857e-05 |  | 0
| 0.0023333 |  | 0.00097357 |  | 0 |  | 9.1005e-05 |  | 0.00047063 |  | 0.00036663 |  | -0.00028119 |  | 0
| 0.0022854 |  | 0.00099413 |  | 0 |  | -3.1949e-05 |  | 0.00060777 |  | 0.0003705 |  | -0.00057062 |  | 0
| 0.0026472 |  | 0.0010068 |  | 0 |  | 1.6346e-05 |  | 0.00062189 |  | 0.00045429 |  | -0.00019578 |  | 0
| 0.002701 |  | 0.0010172 |  | 0 |  | 7.43e-06 |  | 0.00055836 |  | 0.00052123 |  | 5.201e-06 |  | 0
| 0.0022075 |  | 0.0010101 |  | 0 |  | 0.00014043 |  | 0.00051304 |  | 0.00066505 |  | -0.00032532 |  | 0
| 0.002108 |  | 0.0010225 |  | 0 |  | 0.00020324 |  | 0.00056921 |  | 0.00059034 |  | -0.00036066 |  | 0
| 0.0017186 |  | 0.0010504 |  | 0 |  | 7.914e-05 |  | 0.00044623 |  | 0.00054337 |  | -0.00014639 |  | 0
| 0.0020148 |  | 0.0010776 |  | 0 |  | -0.00011297 |  | 0.00043849 |  | 0.00056794 |  | 0.00010479 |  | 0
| 0.0024285 |  | 0.001107 |  | 0 |  | -0.00010145 |  | 0.00045038 |  | 0.00042066 |  | 0.00019583 |  | 0
| 0.0019548 |  | 0.0011242 |  | 0 |  | 7.0613e-06 |  | 0.00028766 |  | 0.00049242 |  | -0.00015238 |  | 0
| 0.0018355 |  | 0.0011465 |  | 0 |  | 0.00010927 |  | 0.00027762 |  | 0.00055363 |  | -0.00031256 |  | 0
| 0.0021262 |  | 0.0011532 |  | 0 |  | 6.3924e-05 |  | 0.00034415 |  | 0.00046317 |  | -0.00017765 |  | 0
| 0.0024541 |  | 0.0011407 |  | 0 |  | 9.0695e-05 |  | 0.00044641 |  | 0.00046735 |  | -4.9808e-05 |  | 0
| 0.0027532 |  | 0.0011352 |  | 0 |  | 0.00021113 |  | 0.00032449 |  | 0.00049117 |  | -0.00030963 |  | 0
| 0.0027211 |  | 0.0011248 |  | 0 |  | 0.00010705 |  | 0.00033824 |  | 0.00056555 |  | -0.00029959 |  | 0
| 0.0024401 |  | 0.0011316 |  | 0 |  | -0.00010892 |  | 0.00054015 |  | 0.00048574 |  | -0.00012974 |  | 0
| 0.0022821 |  | 0.0011347 |  | 0 |  | -0.00013273 |  | 0.00057778 |  | 0.00045091 |  | -0.00026138 |  | 0
| 0.0024989 |  | 0.0011372 |  | 0 |  | -9.5911e-05 |  | 0.00050223 |  | 0.00057965 |  | -3.3829e-05 |  | 0
| 0.0024812 |  | 0.0011596 |  | 0 |  | 8.5142e-05 |  | 0.0003889 |  | 0.00051374 |  | 0.00018032 |  | 0
| 0.0022351 |  | 0.0011687 |  | 0 |  | 0.00014837 |  | 0.00053807 |  | 0.00053207 |  | -0.00027591 |  | 0
| 0.0024228 |  | 0.0011959 |  | 0 |  | 0.0001149 |  | 0.00073069 |  | 0.0005948 |  | -0.00020675 |  | 0
| 0.0023576 |  | 0.0012394 |  | 0 |  | 5.429e-05 |  | 0.00059496 |  | 0.00053354 |  | -0.00032053 |  | 0
| 0.0023082 |  | 0.0012633 |  | 0 |  | -2.0826e-05 |  | 0.00045632 |  | 0.00052084 |  | -9.7066e-05 |  | 0
| 0.0023624 |  | 0.0012842 |  | 0 |  | 0.00016289 |  | 0.00057459 |  | 0.00048979 |  | 0.00032616 |  | 0
| 0.0023089 |  | 0.0012972 |  | 0 |  | 0.00030756 |  | 0.00049426 |  | 0.00039848 |  | -9.4835e-05 |  | 0
| 0.0023739 |  | 0.0013074 |  | 0 |  | 0.00014097 |  | 0.00057913 |  | 0.00045973 |  | -0.0005702 |  | 0
| 0.0022302 |  | 0.0013145 |  | 0 |  | -8.2201e-05 |  | 0.00075431 |  | 0.00040851 |  | -0.00042737 |  | 0
| 0.0019737 |  | 0.0013016 |  | 0 |  | -8.5932e-05 |  | 0.00059818 |  | 0.00023477 |  | 0.00019604 |  | 0
| 0.0020687 |  | 0.001308 |  | 0 |  | 7.8864e-05 |  | 0.00057809 |  | 0.00041512 |  | 0.00022283 |  | 0
| 0.0022005 |  | 0.0013429 |  | 0 |  | 0.00013652 |  | 0.00071833 |  | 0.00049992 |  | -0.00016442 |  | 0
| 0.0025245 |  | 0.0013717 |  | 0 |  | 7.069e-05 |  | 0.00074633 |  | 0.00044037 |  | 0.000189 |  | 0
| 0.0027504 |  | 0.0013859 |  | 0 |  | 0.00026564 |  | 0.00061649 |  | 0.00041766 |  | -9.6733e-05 |  | 0
| 0.0026728 |  | 0.0014006 |  | 0 |  | 0.00029582 |  | 0.00044205 |  | 0.00050958 |  | -0.00074978 |  | 0
| 0.0026821 |  | 0.001417 |  | 0 |  | 6.735e-05 |  | 0.00054513 |  | 0.00054865 |  | -0.00054736 |  | 0
| 0.002547 |  | 0.0014579 |  | 0 |  | -1.0791e-05 |  | 0.00072559 |  | 0.00043441 |  | -0.00042531 |  | 0
| 0.0025295 |  | 0.0014942 |  | 0 |  | 9.341e-05 |  | 0.00042399 |  | 0.00041845 |  | -0.00034759 |  | 0
| 0.0025112 |  | 0.0015176 |  | 0 |  | 0.0001243 |  | 0.00030751 |  | 0.00051212 |  | -5.6567e-05 |  | 0
| 0.0025284 |  | 0.0015484 |  | 0 |  | 8.7839e-05 |  | 0.00068857 |  | 0.00032053 |  | 0.00042096 |  | 0
| 0.0025435 |  | 0.0015848 |  | 0 |  | 0.00023225 |  | 0.00043634 |  | 0.00025325 |  | 1.1538e-05 |  | 0
| 0.0023761 |  | 0.0016314 |  | 0 |  | 0.00012841 |  | 0.0003727 |  | 0.00039466 |  | -0.00069936 |  | 0
| 0.002285 |  | 0.0016614 |  | 0 |  | 9.3063e-06 |  | 0.00069239 |  | 0.00030895 |  | -0.00042325 |  | 0
| 0.0024804 |  | 0.0017086 |  | 0 |  | -0.00010162 |  | 0.00062054 |  | 0.00044055 |  | -0.0001824 |  | 0
| 0.0026662 |  | 0.0017777 |  | 0 |  | 3.3507e-06 |  | 0.00058414 |  | 0.00050679 |  | -0.00080082 |  | 0
| 0.0026471 |  | 0.0018276 |  | 0 |  | -6.7014e-05 |  | 0.00060722 |  | 0.00035524 |  | -0.0010421 |  | 0
| 0.0025634 |  | 0.0018771 |  | 0 |  | -0.00013998 |  | 0.00060015 |  | 0.00032649 |  | -0.0012264 |  | 0
| 0.0027278 |  | 0.0019139 |  | 0 |  | -7.9311e-05 |  | 0.0005872 |  | 0.00035263 |  | -0.0010545 |  | 0
| 0.0030244 |  | 0.0019262 |  | 0 |  | -0.00024017 |  | 0.00092343 |  | 0.00034901 |  | 3.7235e-06 |  | 0
| 0.002688 |  | 0.0019608 |  | 0.00035 |  | -9.7183e-05 |  | 0.00092492 |  | 0.00037337 |  | -7.0002e-05 |  | 0
| 0.0021664 |  | 0.002008 |  | 0.0004 |  | -0.00019179 |  | 0.00074443 |  | 0.00034414 |  | -0.0006905 |  | 0
| 0.0021583 |  | 0.0020578 |  | 0 |  | 1.3781e-05 |  | 0.00073298 |  | 0.00029944 |  | -0.00063435 |  | 0
| 0.0024609 |  | 0.0020869 |  | 0 |  | 0.00033106 |  | 0.00069899 |  | 0.00022519 |  | -0.00048673 |  | 0
| 0.0024979 |  | 0.0021271 |  | 0 |  | 8.7898e-05 |  | 0.00081455 |  | 0.00033773 |  | -0.00012775 |  | 0
| 0.00232 |  | 0.0022127 |  | 0 |  | -4.9543e-05 |  | 0.00070961 |  | 0.00051084 |  | 0.00019631 |  | 0
| 0.0022019 |  | 0.0022793 |  | 0 |  | -9.1635e-05 |  | 0.00039113 |  | 0.00067654 |  | 0.00013634 |  | 0
| 0.0025485 |  | 0.002324 |  | 0 |  | 1.4155e-05 |  | 0.00047904 |  | 0.00069364 |  | -0.00054497 |  | 0
| 0.0027116 |  | 0.0023679 |  | 0 |  | 0.00015945 |  | 0.00064339 |  | 0.00044835 |  | -0.00052902 |  | 0
| 0.0025475 |  | 0.0024093 |  | 0 |  | 7.0784e-06 |  | 0.00062775 |  | 0.00043361 |  | -0.00013933 |  | 0
| 0.0028607 |  | 0.0024614 |  | 0.0004 |  | 0.00012294 |  | 0.00057932 |  | 0.00059737 |  | -0.00027494 |  | 0
| 0.0028871 |  | 0.0025273 |  | 0.0007 |  | 7.8619e-05 |  | 0.00057082 |  | 0.00061983 |  | -0.00014718 |  | 0
| 0.0023862 |  | 0.0025739 |  | 0.0004 |  | 0.00011662 |  | 0.00074185 |  | 0.00045495 |  | -0.00027535 |  | 0
| 0.002158 |  | 0.0026134 |  | 0 |  | 0.00037638 |  | 0.00048295 |  | 0.00023621 |  | -3.9501e-05 |  | 0
| 0.0024036 |  | 0.0026786 |  | 0.00035 |  | 0.00022135 |  | 0.00038197 |  | 0.00025609 |  | 0.00041141 |  | 0
| 0.0027762 |  | 0.0027628 |  | 0.0004 |  | 9.5771e-05 |  | 0.00068605 |  | 0.00044359 |  | -0.00013771 |  | 0
| 0.0025293 |  | 0.0028504 |  | 0.00035 |  | 8.5721e-06 |  | 0.00057992 |  | 0.00047548 |  | -0.00031289 |  | 0
| 0.0021832 |  | 0.0029212 |  | 0.0004 |  | 1.789e-05 |  | 0.00036972 |  | 0.00038875 |  | -0.00062688 |  | 0
| 0.0024927 |  | 0.0029887 |  | 0.00035 |  | 0.00019082 |  | 0.00041891 |  | 0.00037018 |  | -0.00067533 |  | 0
| 0.0026536 |  | 0.0030659 |  | 0.0008 |  | 0.00021545 |  | 0.00038654 |  | 0.00042866 |  | -0.00013233 |  | 0
| 0.002479 |  | 0.0031349 |  | 0.0007 |  | 1.5285e-05 |  | 0.00048054 |  | 0.00035141 |  | 0.00017744 |  | 0
| 0.0024378 |  | 0.0032086 |  | 0.0004 |  | 7.2686e-05 |  | 0.00049352 |  | 0.00021523 |  | -2.9979e-05 |  | 0
| 0.0024148 |  | 0.0032952 |  | 0.00035 |  | 0.00021625 |  | 0.00045972 |  | 0.00030356 |  | -0.00024586 |  | 0
| 0.0021894 |  | 0.0033858 |  | 0.0008 |  | 5.8157e-05 |  | 0.00059424 |  | 0.00036278 |  | -0.00025548 |  | 0
| 0.0020899 |  | 0.0034895 |  | 0.00035 |  | 0.00012826 |  | 0.00049403 |  | 0.00029279 |  | -0.00043486 |  | 0
| 0.0023089 |  | 0.0036002 |  | 0.00035 |  | 8.9111e-05 |  | 0.00055331 |  | 0.00033488 |  | -0.00038851 |  | 0
| 0.0023639 |  | 0.0037208 |  | 0.0008 |  | 0.00026606 |  | 0.00043989 |  | 0.00055701 |  | -0.00066675 |  | 0
| 0.0023009 |  | 0.0038439 |  | 0.0007 |  | 0.00043312 |  | 0.00026835 |  | 0.00048658 |  | -0.00032181 |  | 0
| 0.0021894 |  | 0.0039803 |  | 0.0008 |  | 0.00022486 |  | 0.00034717 |  | 0.00026654 |  | 5.5935e-06 |  | 0
| 0.0020184 |  | 0.0041051 |  | 0.0007 |  | 0.00015291 |  | 0.00035505 |  | 0.00038459 |  | -0.00061276 |  | 0
| 0.0020995 |  | 0.0042177 |  | 0.0008 |  | 0.00018573 |  | 0.00042889 |  | 0.00034098 |  | -0.00057509 |  | 0
| 0.0024053 |  | 0.004354 |  | 0.0007 |  | 0.00020403 |  | 0.00044387 |  | 0.0003767 |  | -0.00015069 |  | 0
| 0.002342 |  | 0.0045017 |  | 0.0008 |  | 0.00023947 |  | 0.00046886 |  | 0.00043291 |  | -0.00049534 |  | 0
| 0.0020257 |  | 0.0046472 |  | 0.0007 |  | 0.00016561 |  | 0.00048565 |  | 0.00044223 |  | -0.00055129 |  | 0
| 0.0020976 |  | 0.0048045 |  | 0.0012 |  | 0.00015295 |  | 0.00047862 |  | 0.00033785 |  | 9.5501e-05 |  | 0
| 0.0021092 |  | 0.0049515 |  | 0.00105 |  | 0.00012758 |  | 0.00074125 |  | 0.000359 |  | 0.00017496 |  | 0
| 0.0021068 |  | 0.0050827 |  | 0.00105 |  | 0.00022237 |  | 0.000663 |  | 0.000451 |  | -0.00019625 |  | 0
| 0.0022072 |  | 0.0052294 |  | 0.0012 |  | 0.00047608 |  | 0.00032497 |  | 0.00034894 |  | -0.00016043 |  | 0
| 0.0023499 |  | 0.0053864 |  | 0.00105 |  | 0.00048279 |  | 0.00037758 |  | 0.00030664 |  | -0.00052421 |  | 0
| 0.0023558 |  | 0.0055398 |  | 0.0012 |  | 0.00031382 |  | 0.00052763 |  | 0.00027873 |  | -0.00055674 |  | 0
| 0.0021771 |  | 0.0057058 |  | 0.00105 |  | 0.00022352 |  | 0.0006463 |  | 0.00021738 |  | -9.8138e-05 |  | 0
| 0.002098 |  | 0.0058783 |  | 0.0016 |  | 0.00029893 |  | 0.0006434 |  | 0.00017285 |  | -0.00037731 |  | 0
| 0.0023091 |  | 0.0060532 |  | 0.0014 |  | 0.00035263 |  | 0.00049181 |  | 0.00028799 |  | -0.00018508 |  | 0
| 0.0025305 |  | 0.0062448 |  | 0.0016 |  | 0.00025381 |  | 0.00044939 |  | 0.00042225 |  | 0.00023253 |  | 0
| 0.0021514 |  | 0.0064127 |  | 0.00175 |  | 0.0002019 |  | 0.00039186 |  | 0.00042413 |  | 5.2621e-05 |  | 0
| 0.0015619 |  | 0.0065785 |  | 0.002 |  | 0.00022096 |  | 0.00031726 |  | 0.00025426 |  | -0.00014743 |  | 0
| 0.0015745 |  | 0.0067724 |  | 0.0014 |  | 0.00023705 |  | 0.00046625 |  | 0.00030782 |  | -0.00025646 |  | 0
| 0.0024545 |  | 0.0069691 |  | 0.0016 |  | 0.00029976 |  | 0.00051553 |  | 0.00038112 |  | -0.0002251 |  | 0
| 0.0024493 |  | 0.0071696 |  | 0.0014 |  | 0.00028595 |  | 0.00047334 |  | 0.00023391 |  | -0.00011386 |  | 0
| 0.0018433 |  | 0.0073905 |  | 0.0016 |  | 0.00032444 |  | 0.0004062 |  | 0.00029876 |  | -0.00021878 |  | 0
| 0.0019625 |  | 0.0075929 |  | 0.00175 |  | 0.00055734 |  | 0.00024862 |  | 0.00034282 |  | -0.00044497 |  | 0
| 0.0021127 |  | 0.0077917 |  | 0.00175 |  | 0.0005026 |  | 0.00025839 |  | 0.00031007 |  | -0.00066913 |  | 0
| 0.0018744 |  | 0.008024 |  | 0.002 |  | 0.00044569 |  | 0.00042157 |  | 0.00036117 |  | -0.0003622 |  | 0
| 0.0016928 |  | 0.0082783 |  | 0.0021 |  | 0.0004442 |  | 0.00038012 |  | 0.00052509 |  | -0.00020583 |  | 0
| 0.0017361 |  | 0.0085296 |  | 0.0024 |  | 0.00050969 |  | 0.00050036 |  | 0.00045371 |  | -0.00033241 |  | 0
| 0.0018333 |  | 0.0087847 |  | 0.0021 |  | 0.00054636 |  | 0.00054188 |  | 0.00014164 |  | -0.00032123 |  | 0
| 0.0018897 |  | 0.0090382 |  | 0.0028 |  | 0.0005008 |  | 0.00041042 |  | 0.00013889 |  | -0.00043513 |  | 0
| 0.0016421 |  | 0.0092931 |  | 0.00245 |  | 0.00047285 |  | 0.00036752 |  | 0.00020994 |  | -0.00037462 |  | 0
| 0.0015275 |  | 0.0095594 |  | 0.0028 |  | 0.00048331 |  | 0.00033354 |  | 0.00033681 |  | -0.00032158 |  | 0
| 0.0015701 |  | 0.0098359 |  | 0.0028 |  | 0.00050093 |  | 0.00058871 |  | 0.0003464 |  | -0.00017818 |  | 0
| 0.0017076 |  | 0.010142 |  | 0.0032 |  | 0.0005338 |  | 0.00055659 |  | 0.0002945 |  | -0.00016025 |  | 0
| 0.0015343 |  | 0.010458 |  | 0.0028 |  | 0.00066305 |  | 0.0004703 |  | 0.00028707 |  | 9.6376e-05 |  | 0
| 0.001427 |  | 0.010771 |  | 0.0032 |  | 0.00062308 |  | 0.00058087 |  | 0.00018967 |  | 7.0974e-05 |  | 0
| 0.0015929 |  | 0.011102 |  | 0.0028 |  | 0.00069564 |  | 0.00041918 |  | 0.00030587 |  | -0.00026974 |  | 0
| 0.0015497 |  | 0.01144 |  | 0.0036 |  | 0.00085603 |  | 0.00035796 |  | 0.00045635 |  | -0.00024175 |  | 0
| 0.0015554 |  | 0.011765 |  | 0.0035 |  | 0.00078055 |  | 0.00039532 |  | 0.00018029 |  | -0.00028958 |  | 0
| 0.0016297 |  | 0.012103 |  | 0.004 |  | 0.00080036 |  | 0.00038934 |  | 3.6527e-05 |  | -0.00020439 |  | 0
| 0.001552 |  | 0.012464 |  | 0.0035 |  | 0.00093786 |  | 0.00040354 |  | -1.8648e-05 |  | -0.00025109 |  | 0
| 0.0013716 |  | 0.012838 |  | 0.0035 |  | 0.0009421 |  | 0.00031428 |  | -1.3371e-05 |  | -0.00019843 |  | 0
| 0.0012428 |  | 0.013231 |  | 0.004 |  | 0.00081205 |  | 0.00019246 |  | 0.00030333 |  | 8.9688e-06 |  | 0
| 0.001714 |  | 0.013634 |  | 0.00385 |  | 0.00084542 |  | 0.00027583 |  | 0.00022928 |  | -2.6162e-05 |  | 0
| 0.0016032 |  | 0.014034 |  | 0.0048 |  | 0.00096203 |  | 0.00045822 |  | 0.00012135 |  | -0.0003801 |  | 0
| 0.001357 |  | 0.014438 |  | 0.00455 |  | 0.00094833 |  | 0.00040258 |  | 0.00030375 |  | -0.00033007 |  | 0
| 0.001556 |  | 0.01485 |  | 0.0052 |  | 0.00096478 |  | 0.00021568 |  | 0.00040404 |  | -0.00014055 |  | 0
| 0.0014811 |  | 0.015279 |  | 0.00455 |  | 0.00098534 |  | 0.00023848 |  | 0.00033929 |  | -0.0002168 |  | 0
| 0.0015852 |  | 0.015719 |  | 0.0056 |  | 0.00099207 |  | 0.00031138 |  | 0.00019881 |  | -0.00026764 |  | 0
| 0.0015757 |  | 0.016184 |  | 0.0049 |  | 0.001184 |  | 0.00029983 |  | 0.00012954 |  | -0.0003731 |  | 0
| 0.0013867 |  | 0.016649 |  | 0.006 |  | 0.0014238 |  | 0.00033988 |  | 0.00021436 |  | -0.00013386 |  | 0
| 0.0013919 |  | 0.017113 |  | 0.0056 |  | 0.0012973 |  | 0.00042582 |  | 0.00030898 |  | 0.00025522 |  | 0
| 0.0013848 |  | 0.01761 |  | 0.0064 |  | 0.0012572 |  | 0.00041359 |  | 0.00020047 |  | 0.00015432 |  | 0
| 0.0013487 |  | 0.018086 |  | 0.0056 |  | 0.0015248 |  | 0.00028379 |  | 0.00024583 |  | 5.945e-05 |  | 0
| 0.001641 |  | 0.018584 |  | 0.0068 |  | 0.0014995 |  | 0.00032459 |  | 0.00018436 |  | -0.00010252 |  | 0
| 0.0017365 |  | 0.019096 |  | 0.00595 |  | 0.0013829 |  | 0.00029766 |  | -4.6789e-05 |  | -0.00023378 |  | 0
| 0.0014876 |  | 0.019624 |  | 0.0068 |  | 0.0015188 |  | 0.00030219 |  | 6.3913e-05 |  | -0.00014175 |  | 0
| 0.0016081 |  | 0.020172 |  | 0.0063 |  | 0.0016542 |  | 0.00025669 |  | 0.00011032 |  | 8.4049e-05 |  | 0
| 0.0017678 |  | 0.020739 |  | 0.0072 |  | 0.001761 |  | 0.00019613 |  | 6.4629e-05 |  | 9.5656e-05 |  | 0
| 0.0014985 |  | 0.021324 |  | 0.00665 |  | 0.0017952 |  | 0.00033735 |  | 0.00024716 |  | -0.00032314 |  | 0
| 0.0011865 |  | 0.021929 |  | 0.008 |  | 0.0017979 |  | 0.00040291 |  | 0.0003363 |  | -0.00014814 |  | 0
| 0.001345 |  | 0.022503 |  | 0.007 |  | 0.0018699 |  | 0.00045634 |  | 0.00016395 |  | -6.5085e-05 |  | 0
| 0.0015024 |  | 0.023048 |  | 0.007 |  | 0.0020018 |  | 0.00045902 |  | 0.0001772 |  | -0.00045191 |  | 0
| 0.0012859 |  | 0.023597 |  | 0.0084 |  | 0.0019341 |  | 0.00044219 |  | 9.4432e-05 |  | -0.00041226 |  | 0
| 0.0012051 |  | 0.024169 |  | 0.0077 |  | 0.0019441 |  | 0.00028473 |  | 5.932e-05 |  | -0.00051034 |  | 0
| 0.0011486 |  | 0.024744 |  | 0.0088 |  | 0.0023257 |  | 0.00037901 |  | 6.1012e-05 |  | -0.00034609 |  | 0
| 0.0011789 |  | 0.025357 |  | 0.00805 |  | 0.0024005 |  | 0.00046176 |  | 0.00010399 |  | 0.00015604 |  | 0
| 0.0014126 |  | 0.026062 |  | 0.0096 |  | 0.0023575 |  | 0.00022527 |  | 3.6331e-05 |  | -7.484e-06 |  | 0
| 0.0014281 |  | 0.026772 |  | 0.0084 |  | 0.0024252 |  | 0.00017064 |  | 2.8242e-05 |  | -0.00027092 |  | 0
| 0.0013411 |  | 0.027471 |  | 0.0096 |  | 0.0025273 |  | 0.00030165 |  | 0.00030196 |  | -0.00016729 |  | 0
| 0.0014744 |  | 0.028177 |  | 0.00875 |  | 0.0026624 |  | 0.00046332 |  | 0.00032016 |  | -0.00022638 |  | 0
| 0.001531 |  | 0.028886 |  | 0.0104 |  | 0.0027141 |  | 0.00053892 |  | 0.00033256 |  | -0.00038469 |  | 0
| 0.0015394 |  | 0.029606 |  | 0.0091 |  | 0.0028376 |  | 0.00051017 |  | 0.00029426 |  | -0.00021822 |  | 0
| 0.001179 |  | 0.030347 |  | 0.0108 |  | 0.0029847 |  | 0.00050793 |  | 0.00020275 |  | -0.00037767 |  | 0
| 0.00087114 |  | 0.031092 |  | 0.0091 |  | 0.0031094 |  | 0.00056602 |  | 0.00027112 |  | -0.00048516 |  | 0
| 0.0012216 |  | 0.031839 |  | 0.01 |  | 0.0032175 |  | 0.00032528 |  | 0.00014813 |  | -0.00031591 |  | 0
| 0.0013133 |  | 0.032603 |  | 0.00945 |  | 0.0032943 |  | 0.00019733 |  | 0.00025248 |  | -0.00045939 |  | 0
| 0.0012094 |  | 0.033352 |  | 0.0112 |  | 0.0033897 |  | 0.0004335 |  | 0.000342 |  | 0 |  | 0
| 0.0014682 |  | 0.034155 |  | 0.01015 |  | 0.003655 |  | 0.00050176 |  | 4.4849e-05 |  | 0.0005643 |  | 0
| 0.0018189 |  | 0.034955 |  | 0.0124 |  | 0.0044812 |  | 0.00038788 |  | -9.5745e-05 |  | 0.00032573 |  | 0
| 0.0017839 |  | 0.035772 |  | 0.0112 |  | 0.0042017 |  | 0.00034974 |  | -1.9971e-05 |  | -0.00013522 |  | 0
| 0.0012497 |  | 0.036608 |  | 0.0128 |  | 0.0041347 |  | 0.00036996 |  | 0.00012837 |  | 0.00046653 |  | 0
| 0.0010282 |  | 0.037425 |  | 0.0112 |  | 0.0040596 |  | 0.0002277 |  | 0.00015654 |  | 9.6621e-05 |  | 0
| 0.0011437 |  | 0.038218 |  | 0.0132 |  | 0.0042749 |  | 0.00020935 |  | 9.1166e-05 |  | -0.00031009 |  | 0
| 0.00103 |  | 0.039036 |  | 0.0119 |  | 0.0045146 |  | 0.00024717 |  | 0.00016764 |  | -0.00023481 |  | 0
| 0.0010797 |  | 0.039867 |  | 0.0136 |  | 0.0046579 |  | 0.00042474 |  | 0.00023637 |  | -0.00018465 |  | 0
| 0.001131 |  | 0.040714 |  | 0.01225 |  | 0.0047572 |  | 0.00040601 |  | 1.7404e-05 |  | 4.195e-05 |  | 0
| 0.0013927 |  | 0.041589 |  | 0.0144 |  | 0.0048572 |  | 0.00034571 |  | 0.00013415 |  | 0.0001251 |  | 0
| 0.0014569 |  | 0.042504 |  | 0.01295 |  | 0.0051444 |  | 0.00038059 |  | 0.00033152 |  | -1.1238e-05 |  | 0
| 0.0012494 |  | 0.04342 |  | 0.0152 |  | 0.0053984 |  | 0.00040232 |  | 0.00020009 |  | 0.00033939 |  | 0
| 0.0012437 |  | 0.044337 |  | 0.0133 |  | 0.0055306 |  | 0.00051027 |  | -4.3099e-06 |  | 0.00022779 |  | 0
| 0.0014358 |  | 0.045214 |  | 0.0152 |  | 0.0057715 |  | 0.00056685 |  | -1.3548e-05 |  | 5.0952e-05 |  | 0
| 0.001331 |  | 0.045987 |  | 0.01365 |  | 0.0059498 |  | 0.00056685 |  | 0.00019387 |  | 0.00011652 |  | 0
| 0.001166 |  | 0.046786 |  | 0.016 |  | 0.006123 |  | 0.00061638 |  | 0.0002276 |  | 0.00013976 |  | 0
| 0.0013724 |  | 0.0476 |  | 0.01435 |  | 0.0062388 |  | 0.00041779 |  | 6.9048e-05 |  | -5.6205e-05 |  | 0
| 0.0015453 |  | 0.048414 |  | 0.0168 |  | 0.0062422 |  | 0.00026008 |  | -2.7012e-05 |  | -0.00026645 |  | 0
| 0.0012694 |  | 0.049237 |  | 0.0147 |  | 0.0065386 |  | 0.00022339 |  | 0.00011376 |  | -0.00045607 |  | 0
| 0.00085683 |  | 0.050059 |  | 0.0168 |  | 0.0069434 |  | 0.00038753 |  | 0.00024229 |  | -0.00049879 |  | 0
| 0.0011938 |  | 0.050884 |  | 0.0154 |  | 0.0071085 |  | 0.00067239 |  | 0.00020476 |  | -0.0003658 |  | 0
| 0.0012978 |  | 0.051696 |  | 0.018 |  | 0.0071849 |  | 0.0005637 |  | 0.00040709 |  | -0.0004888 |  | 0
| 0.0010413 |  | 0.052506 |  | 0.01575 |  | 0.0074345 |  | 0.00041865 |  | 0.00046265 |  | -0.00026504 |  | 0
| 0.0012979 |  | 0.053313 |  | 0.0184 |  | 0.0076398 |  | 0.0004322 |  | 0.00025565 |  | 0.00022379 |  | 0
| 0.0015758 |  | 0.054124 |  | 0.01645 |  | 0.0077571 |  | 0.00065299 |  | 0.00027397 |  | 0.00020054 |  | 0
| 0.0017847 |  | 0.054926 |  | 0.0192 |  | 0.0080622 |  | 0.00056422 |  | 0.0003888 |  | -0.00034528 |  | 0
| 0.0014917 |  | 0.055698 |  | 0.01715 |  | 0.0083007 |  | 0.00045475 |  | 0.00011336 |  | -0.00018483 |  | 0
| 0.0010444 |  | 0.056479 |  | 0.0204 |  | 0.0084562 |  | 0.00048175 |  | 1.5003e-05 |  | 2.5868e-05 |  | 0
| 0.0012838 |  | 0.057226 |  | 0.0182 |  | 0.0086846 |  | 0.00035808 |  | 0.00012969 |  | 1.9497e-05 |  | 0
| 0.0014719 |  | 0.058004 |  | 0.0208 |  | 0.0090175 |  | 0.00045706 |  | -2.5843e-05 |  | 0.00015823 |  | 0
| 0.0017302 |  | 0.058792 |  | 0.0189 |  | 0.0093318 |  | 0.00045031 |  | 7.1391e-05 |  | -4.087e-05 |  | 0
| 0.0017452 |  | 0.059527 |  | 0.0224 |  | 0.0094312 |  | 0.00029887 |  | 0.00020673 |  | 1.8375e-05 |  | 0
| 0.0014905 |  | 0.060247 |  | 0.0196 |  | 0.0095396 |  | 0.00041063 |  | 0.00026184 |  | -8.625e-06 |  | 0
| 0.0013888 |  | 0.060971 |  | 0.0228 |  | 0.0098507 |  | 0.0005427 |  | 0.00034307 |  | -0.0005262 |  | 0
| 0.0012098 |  | 0.061673 |  | 0.02065 |  | 0.010193 |  | 0.00049582 |  | 0.00031419 |  | -0.00045456 |  | 0
| 0.0013231 |  | 0.062342 |  | 0.024 |  | 0.01048 |  | 0.0003938 |  | 0.00010807 |  | -0.00027938 |  | 0
| 0.0012828 |  | 0.063012 |  | 0.02135 |  | 0.010814 |  | 0.00044974 |  | -6.2928e-06 |  | -0.00030755 |  | 0
| 0.0015005 |  | 0.063662 |  | 0.0248 |  | 0.010955 |  | 0.00058516 |  | 0.00015254 |  | -2.6632e-05 |  | 0
| 0.0016375 |  | 0.064299 |  | 0.02205 |  | 0.011213 |  | 0.00048951 |  | 0.00023609 |  | 1.8755e-05 |  | 0
| 0.0012836 |  | 0.064956 |  | 0.026 |  | 0.011554 |  | 0.00045431 |  | 0.00016168 |  | 5.0645e-05 |  | 0
| 0.0013182 |  | 0.065588 |  | 0.0231 |  | 0.011608 |  | 0.00041492 |  | 0.00035027 |  | -0.00018758 |  | 0
| 0.0013922 |  | 0.066209 |  | 0.0268 |  | 0.011978 |  | 0.00049189 |  | 0.00036536 |  | -0.00020749 |  | 0
| 0.0013309 |  | 0.066802 |  | 0.02415 |  | 0.012359 |  | 0.00061608 |  | 0.00014325 |  | -2.6264e-06 |  | 0
| 0.0010548 |  | 0.067361 |  | 0.0284 |  | 0.012702 |  | 0.00044424 |  | 0.000108 |  | -0.00036244 |  | 0
| 0.0011866 |  | 0.067904 |  | 0.0252 |  | 0.012989 |  | 0.00030508 |  | 5.76e-05 |  | -0.00015873 |  | 0
| 0.0014397 |  | 0.068409 |  | 0.0288 |  | 0.013106 |  | 0.00036624 |  | 9.6865e-05 |  | -9.3813e-06 |  | 0
| 0.0014205 |  | 0.068906 |  | 0.02555 |  | 0.013432 |  | 0.0003441 |  | -5.0665e-05 |  | 1.7637e-05 |  | 0
| 0.0013061 |  | 0.069405 |  | 0.03 |  | 0.013797 |  | 0.00028673 |  | 0.00010753 |  | 0.00027847 |  | 0
| 0.001306 |  | 0.069888 |  | 0.02695 |  | 0.014329 |  | 0.00036029 |  | 0.00015323 |  | 2.7022e-05 |  | 0
| 0.001439 |  | 0.070344 |  | 0.0316 |  | 0.014607 |  | 0.00042752 |  | 5.9632e-05 |  | -0.00018392 |  | 0
| 0.0014786 |  | 0.070776 |  | 0.0287 |  | 0.014686 |  | 0.00051911 |  | 0.00015421 |  | -0.00040575 |  | 0
| 0.0014901 |  | 0.071173 |  | 0.0332 |  | 0.014875 |  | 0.00043728 |  | 0.00014656 |  | -0.00052562 |  | 0
| 0.0016912 |  | 0.071511 |  | 0.0294 |  | 0.015243 |  | 0.00019712 |  | 0.00010675 |  | -0.00040406 |  | 0
| 0.001957 |  | 0.071825 |  | 0.0344 |  | 0.015867 |  | 0.00040885 |  | 4.2743e-05 |  | -0.00032322 |  | 0
| 0.0015487 |  | 0.072099 |  | 0.0308 |  | 0.016298 |  | 0.00047864 |  | 1.6136e-05 |  | -0.00023012 |  | 0
| 0.0011345 |  | 0.072383 |  | 0.036 |  | 0.016493 |  | 0.00038709 |  | 0.00011086 |  | -0.00012915 |  | 0
| 0.0013537 |  | 0.07272 |  | 0.03185 |  | 0.01678 |  | 0.00054778 |  | 7.8359e-05 |  | -6.683e-05 |  | 0
| 0.0015042 |  | 0.073091 |  | 0.0372 |  | 0.016977 |  | 0.00048928 |  | 0.00016131 |  | -0.0001149 |  | 0
| 0.0011349 |  | 0.073427 |  | 0.03325 |  | 0.017424 |  | 0.00041155 |  | 0.00033261 |  | -6.2333e-05 |  | 0
| 0.001019 |  | 0.073709 |  | 0.0392 |  | 0.017982 |  | 0.00035522 |  | 0.00046573 |  | -5.8578e-05 |  | 0
| 0.0011677 |  | 0.073927 |  | 0.035 |  | 0.018353 |  | 0.00036466 |  | 0.0002728 |  | -0.00017125 |  | 0
| 0.0011379 |  | 0.074087 |  | 0.0408 |  | 0.018628 |  | 0.00047582 |  | 0.00012284 |  | -0.0004086 |  | 0
| 0.0015673 |  | 0.074238 |  | 0.0364 |  | 0.018857 |  | 0.00058436 |  | 0.00016573 |  | -0.00051338 |  | 0
| 0.0016216 |  | 0.074383 |  | 0.042 |  | 0.019164 |  | 0.00060171 |  | 8.4144e-05 |  | -0.00047739 |  | 0
| 0.0014116 |  | 0.074491 |  | 0.03745 |  | 0.019684 |  | 0.00046049 |  | 0.00012172 |  | -0.00011756 |  | 0
| 0.0016855 |  | 0.074613 |  | 0.0436 |  | 0.020161 |  | 0.00046731 |  | 0.00011636 |  | -7.8577e-05 |  | 0
| 0.001721 |  | 0.074739 |  | 0.03885 |  | 0.020527 |  | 0.00043951 |  | 8.0529e-05 |  | -0.00034191 |  | 0
| 0.0017602 |  | 0.074852 |  | 0.0452 |  | 0.020944 |  | 0.00017618 |  | 0.00019262 |  | -0.00024718 |  | 0
| 0.0015649 |  | 0.074957 |  | 0.04095 |  | 0.021358 |  | 0.0002814 |  | 0.00012299 |  | -0.00032799 |  | 0
| 0.0016278 |  | 0.075031 |  | 0.0484 |  | 0.021975 |  | 0.00039298 |  | 0.00018162 |  | -0.0001623 |  | 0
| 0.0017459 |  | 0.075088 |  | 0.0434 |  | 0.022344 |  | 0.00043468 |  | 0.0001909 |  | 4.4333e-05 |  | 0
| 0.0015144 |  | 0.075128 |  | 0.0508 |  | 0.02251 |  | 0.00038439 |  | -4.7767e-06 |  | -0.00044865 |  | 0
| 0.0019535 |  | 0.075116 |  | 0.0448 |  | 0.022737 |  | 0.00033291 |  | -5.8092e-05 |  | -0.00053807 |  | 0
| 0.0019342 |  | 0.075078 |  | 0.0512 |  | 0.022841 |  | 0.00038632 |  | 2.896e-05 |  | -4.209e-05 |  | 0
| 0.0014461 |  | 0.075038 |  | 0.0455 |  | 0.023336 |  | 0.0002826 |  | 0.00015008 |  | 3.1191e-05 |  | 0
| 0.0012121 |  | 0.07497 |  | 0.0528 |  | 0.023873 |  | 0.00036265 |  | 0.00027002 |  | -6.1631e-05 |  | 0
| 0.0012337 |  | 0.074893 |  | 0.04655 |  | 0.024307 |  | 0.00046906 |  | 0.00033056 |  | -0.00026723 |  | 0
| 0.0016609 |  | 0.074837 |  | 0.0548 |  | 0.025066 |  | 0.00042621 |  | 0.00021567 |  | -0.00030068 |  | 0
| 0.0018787 |  | 0.074773 |  | 0.04935 |  | 0.025672 |  | 0.00035292 |  | 0.00024841 |  | -0.00026422 |  | 0
| 0.001841 |  | 0.0747 |  | 0.0572 |  | 0.02605 |  | 0.00044093 |  | 0.0001802 |  | -0.00022366 |  | 0
| 0.0016871 |  | 0.074571 |  | 0.0511 |  | 0.026501 |  | 0.00043642 |  | 0.0004107 |  | -6.2399e-05 |  | 0
| 0.0016888 |  | 0.074373 |  | 0.0596 |  | 0.027155 |  | 0.0003462 |  | 0.00049951 |  | -6.6158e-05 |  | 0
| 0.001552 |  | 0.074124 |  | 0.0608 |  | 0.027739 |  | 0.0002673 |  | 0.00014105 |  | -3.346e-05 |  | 0
| 0.0016092 |  | 0.073837 |  | 0.05425 |  | 0.028167 |  | 0.00023162 |  | 6.2728e-05 |  | -7.4448e-05 |  | 0
| 0.0021215 |  | 0.073541 |  | 0.0628 |  | 0.028816 |  | 0.00029287 |  | 7.4042e-05 |  | -0.00028873 |  | 0
| 0.0016576 |  | 0.073315 |  | 0.05565 |  | 0.029284 |  | 0.00037111 |  | 0.00014159 |  | -0.00050008 |  | 0
| 0.0011471 |  | 0.073117 |  | 0.0644 |  | 0.029814 |  | 0.00037267 |  | 0.00012615 |  | -0.00011229 |  | 0
| 0.001437 |  | 0.072873 |  | 0.0574 |  | 0.030508 |  | 0.00034479 |  | 5.8807e-05 |  | 4.1136e-05 |  | 0
| 0.0014285 |  | 0.072636 |  | 0.0664 |  | 0.030957 |  | 0.0004223 |  | 4.3336e-05 |  | -0.00021736 |  | 0
| 0.0015354 |  | 0.072391 |  | 0.05845 |  | 0.031322 |  | 0.00040393 |  | -2.9245e-05 |  | 1.8429e-05 |  | 0
| 0.0018688 |  | 0.072075 |  | 0.068 |  | 0.032059 |  | 0.00037008 |  | -7.2031e-05 |  | 5.3782e-05 |  | 0
| 0.0016628 |  | 0.071722 |  | 0.0602 |  | 0.032726 |  | 0.00043139 |  | 2.6967e-05 |  | -4.8141e-05 |  | 0
| 0.001859 |  | 0.07137 |  | 0.0696 |  | 0.033187 |  | 0.0003667 |  | 0.00012432 |  | -2.9712e-05 |  | 0
| 0.0021358 |  | 0.070987 |  | 0.0616 |  | 0.033643 |  | 0.00028475 |  | 6.5656e-05 |  | -0.00019673 |  | 0
| 0.0017735 |  | 0.070582 |  | 0.0712 |  | 0.034284 |  | 0.00026108 |  | -0.00016498 |  | -6.7716e-06 |  | 0
| 0.0016424 |  | 0.070149 |  | 0.06335 |  | 0.034982 |  | 0.00025578 |  | -0.00014606 |  | 2.934e-05 |  | 0
| 0.001654 |  | 0.069749 |  | 0.0732 |  | 0.035659 |  | 0.00020391 |  | 5.8624e-05 |  | -0.00025886 |  | 0
| 0.0017907 |  | 0.069341 |  | 0.0644 |  | 0.036356 |  | 0.00023473 |  | -8.7022e-05 |  | -0.00035613 |  | 0
| 0.001677 |  | 0.06894 |  | 0.074 |  | 0.036962 |  | 0.0002597 |  | -4.5824e-05 |  | -0.00019251 |  | 0
| 0.0014198 |  | 0.068482 |  | 0.06545 |  | 0.037708 |  | 0.00022433 |  | 0.00010356 |  | -4.7031e-05 |  | 0
| 0.0014934 |  | 0.068001 |  | 0.0756 |  | 0.038454 |  | 0.00029874 |  | 0.00015398 |  | -4.816e-05 |  | 0
| 0.0017583 |  | 0.067538 |  | 0.0665 |  | 0.039133 |  | 0.00028147 |  | 0.00015633 |  | -0.00030443 |  | 0
| 0.0017109 |  | 0.067041 |  | 0.0764 |  | 0.039724 |  | 0.00033307 |  | 7.9802e-05 |  | -0.00028941 |  | 0
| 0.0014566 |  | 0.066499 |  | 0.06755 |  | 0.040225 |  | 0.00036953 |  | 6.9862e-05 |  | 8.2786e-06 |  | 0
| 0.0014971 |  | 0.065963 |  | 0.0776 |  | 0.040948 |  | 0.00024425 |  | -2.3355e-05 |  | -7.3388e-05 |  | 0
| 0.0017271 |  | 0.065426 |  | 0.0776 |  | 0.041399 |  | 0.000236 |  | 0.00014855 |  | -0.00033424 |  | 0
| 0.0016595 |  | 0.064841 |  | 0.06825 |  | 0.041823 |  | 0.00029054 |  | 0.00021628 |  | -0.00040533 |  | 0
| 0.0012906 |  | 0.064266 |  | 0.0784 |  | 0.04278 |  | 0.00036967 |  | 5.8106e-05 |  | -0.00018747 |  | 0
| 0.0016132 |  | 0.063697 |  | 0.06895 |  | 0.043828 |  | 0.00033048 |  | 0.00025232 |  | 5.0438e-05 |  | 0
| 0.0016871 |  | 0.063168 |  | 0.0792 |  | 0.044735 |  | 0.00023114 |  | 0.00025374 |  | -0.00010587 |  | 0
| 0.0016265 |  | 0.062613 |  | 0.06965 |  | 0.045608 |  | 0.0002398 |  | 7.7707e-05 |  | -0.00016459 |  | 0
| 0.0017999 |  | 0.062015 |  | 0.08 |  | 0.046408 |  | 0.0001747 |  | -4.2077e-06 |  | -4.0662e-05 |  | 0
| 0.0016147 |  | 0.061387 |  | 0.07 |  | 0.047093 |  | 0.00012939 |  | 9.5837e-05 |  | -5.3463e-05 |  | 0
| 0.0016949 |  | 0.060748 |  | 0.0796 |  | 0.047614 |  | 0.00022239 |  | 0.00027723 |  | 3.8403e-05 |  | 0
| 0.0016271 |  | 0.060122 |  | 0.0693 |  | 0.048304 |  | 0.00031668 |  | 0.00021486 |  | -7.3051e-05 |  | 0
| 0.0012655 |  | 0.059501 |  | 0.0796 |  | 0.04908 |  | 0.0003163 |  | 3.8503e-05 |  | -0.00024491 |  | 0
| 0.0014182 |  | 0.058858 |  | 0.06965 |  | 0.049649 |  | 0.0002424 |  | 6.1864e-05 |  | -0.00026675 |  | 0
| 0.0016475 |  | 0.058198 |  | 0.0788 |  | 0.050524 |  | 0.00021607 |  | 0.00015555 |  | -5.5737e-05 |  | 0
| 0.0013105 |  | 0.057555 |  | 0.0686 |  | 0.051472 |  | 0.00023575 |  | 0.00015453 |  | 6.4775e-05 |  | 0
| 0.001118 |  | 0.056927 |  | 0.0784 |  | 0.052041 |  | 0.00037891 |  | 0.00027345 |  | 4.6705e-05 |  | 0
| 0.0013038 |  | 0.05628 |  | 0.0784 |  | 0.0529 |  | 0.00039435 |  | 0.00023292 |  | 8.5123e-05 |  | 0
| 0.0014564 |  | 0.05561 |  | 0.0686 |  | 0.05378 |  | 0.00022561 |  | 0.00025435 |  | 4.3691e-05 |  | 0
| 0.0015347 |  | 0.054917 |  | 0.078 |  | 0.054325 |  | 0.00018176 |  | 0.00025823 |  | -1.4691e-05 |  | 0
| 0.0013296 |  | 0.054244 |  | 0.0672 |  | 0.055096 |  | 0.00024881 |  | 0.00012809 |  | -0.00016295 |  | 0
| 0.0014701 |  | 0.053616 |  | 0.0764 |  | 0.05574 |  | 0.00023112 |  | 5.7403e-05 |  | -0.00017463 |  | 0
| 0.0016833 |  | 0.053016 |  | 0.0665 |  | 0.056468 |  | 0.00024622 |  | 0.00024608 |  | -0.00017373 |  | 0
| 0.001416 |  | 0.052399 |  | 0.0752 |  | 0.057207 |  | 0.00028332 |  | 0.00036079 |  | -0.00010366 |  | 0
| 0.0012769 |  | 0.051766 |  | 0.06545 |  | 0.057733 |  | 0.0003549 |  | 2.6793e-05 |  | -6.4048e-05 |  | 0
| 0.0015913 |  | 0.051124 |  | 0.0744 |  | 0.058418 |  | 0.00033776 |  | -3.4382e-05 |  | -0.00017484 |  | 0
| 0.0016785 |  | 0.050438 |  | 0.0644 |  | 0.05915 |  | 0.00030159 |  | 4.9365e-06 |  | -5.0868e-05 |  | 0
| 0.0012021 |  | 0.049746 |  | 0.0724 |  | 0.059528 |  | 0.00028248 |  | -1.8431e-05 |  | -2.8641e-05 |  | 0
| 0.0011659 |  | 0.049086 |  | 0.0623 |  | 0.059998 |  | 0.00034579 |  | 7.7872e-05 |  | -0.00027322 |  | 0
| 0.0013929 |  | 0.048444 |  | 0.0704 |  | 0.060798 |  | 0.000381 |  | 4.8524e-05 |  | -0.00017448 |  | 0
| 0.0016263 |  | 0.047804 |  | 0.0609 |  | 0.061235 |  | 0.00034562 |  | 2.4777e-05 |  | 3.279e-05 |  | 0
| 0.0013473 |  | 0.047172 |  | 0.0684 |  | 0.061917 |  | 0.00033733 |  | 8.7261e-05 |  | -8.6687e-06 |  | 0
| 0.0010439 |  | 0.046529 |  | 0.068 |  | 0.063148 |  | 0.00032451 |  | 0.00012282 |  | -8.7064e-05 |  | 0
| 0.0013123 |  | 0.045911 |  | 0.0595 |  | 0.064371 |  | 0.00041578 |  | 0.00016465 |  | -5.1265e-05 |  | 0
| 0.0014342 |  | 0.045314 |  | 0.0676 |  | 0.065458 |  | 0.0004776 |  | 0.00018449 |  | 0.00018244 |  | 0
| 0.0011907 |  | 0.044685 |  | 0.05845 |  | 0.066075 |  | 0.00039617 |  | 0.0002036 |  | -0.00010932 |  | 0
| 0.0013382 |  | 0.044035 |  | 0.066 |  | 0.066121 |  | 0.00037248 |  | 0.00015367 |  | -0.00034759 |  | 0
| 0.0015288 |  | 0.043381 |  | 0.05635 |  | 0.065626 |  | 0.00040113 |  | 0.00010219 |  | 4.0078e-05 |  | 0
| 0.0012903 |  | 0.042756 |  | 0.062 |  | 0.065051 |  | 0.00041626 |  | 0.00017853 |  | 0.00019354 |  | 0
| 0.0011335 |  | 0.042141 |  | 0.0525 |  | 0.065215 |  | 0.00039062 |  | 7.8344e-05 |  | 0.00011236 |  | 0
| 0.00087586 |  | 0.041516 |  | 0.0584 |  | 0.066474 |  | 0.00041928 |  | 1.4627e-05 |  | 4.4869e-05 |  | 0
| 0.001193 |  | 0.040902 |  | 0.0511 |  | 0.068166 |  | 0.000517 |  | 0.00018839 |  | -0.00023267 |  | 0
| 0.0015108 |  | 0.040291 |  | 0.0588 |  | 0.069342 |  | 0.0005698 |  | 0.00019048 |  | -0.00042537 |  | 0
| 0.0011521 |  | 0.039706 |  | 0.05075 |  | 0.070206 |  | 0.00052719 |  | 5.151e-07 |  | -0.00027943 |  | 0
| 0.0010763 |  | 0.039121 |  | 0.0568 |  | 0.070504 |  | 0.00055667 |  | -1.0557e-05 |  | -6.9018e-05 |  | 0
| 0.0011788 |  | 0.038498 |  | 0.0556 |  | 0.070569 |  | 0.00054385 |  | 7.5971e-05 |  | 3.8092e-05 |  | 0
| 0.001096 |  | 0.037866 |  | 0.04795 |  | 0.070622 |  | 0.00046207 |  | 6.192e-05 |  | 0.00019614 |  | 0
| 0.00099871 |  | 0.037228 |  | 0.0536 |  | 0.070531 |  | 0.00055637 |  | 9.5367e-05 |  | -7.544e-07 |  | 0
| 0.00097128 |  | 0.036607 |  | 0.04585 |  | 0.070973 |  | 0.00066425 |  | 6.0955e-05 |  | -0.00038852 |  | 0
| 0.00099485 |  | 0.036011 |  | 0.0516 |  | 0.071565 |  | 0.0006518 |  | 1.4059e-05 |  | -0.00027536 |  | 0
| 0.0010022 |  | 0.035452 |  | 0.0441 |  | 0.071718 |  | 0.0006583 |  | -2.338e-06 |  | 7.8845e-05 |  | 0
| 0.00088547 |  | 0.034927 |  | 0.0496 |  | 0.071827 |  | 0.00065839 |  | -9.1105e-05 |  | 0.00016224 |  | 0
| 0.00089904 |  | 0.034403 |  | 0.0427 |  | 0.072736 |  | 0.00062359 |  | 8.4577e-05 |  | -9.491e-05 |  | 0
| 0.0010559 |  | 0.033875 |  | 0.0476 |  | 0.073371 |  | 0.00066028 |  | 0.00019863 |  | -0.00017906 |  | 0
| 0.0010664 |  | 0.033347 |  | 0.0413 |  | 0.073279 |  | 0.00073244 |  | 0.00016268 |  | 0.00024301 |  | 0
| 0.0012097 |  | 0.0328 |  | 0.0464 |  | 0.073303 |  | 0.00075271 |  | 0.00014433 |  | 0.00018752 |  | 0
| 0.0010857 |  | 0.032242 |  | 0.0452 |  | 0.073439 |  | 0.00072914 |  | 1.7554e-06 |  | -0.00024205 |  | 0
| 0.00064824 |  | 0.031685 |  | 0.03885 |  | 0.073636 |  | 0.00090828 |  | -8.9382e-06 |  | -6.8815e-05 |  | 0
| 0.00085571 |  | 0.031148 |  | 0.0436 |  | 0.073923 |  | 0.0010794 |  | -8.3172e-05 |  | 5.5855e-05 |  | 0
| 0.0010861 |  | 0.030609 |  | 0.03745 |  | 0.07391 |  | 0.00077405 |  | -6.3547e-05 |  | -0.00018191 |  | 0
| 0.00071928 |  | 0.030115 |  | 0.042 |  | 0.073964 |  | 0.00074546 |  | 0.00011308 |  | -0.0001657 |  | 0
| 0.00070498 |  | 0.029636 |  | 0.0364 |  | 0.074241 |  | 0.00091645 |  | 0.00022097 |  | 0.00013126 |  | 0
| 0.0009558 |  | 0.029164 |  | 0.0408 |  | 0.074312 |  | 0.00095193 |  | 3.0604e-05 |  | 0.00015919 |  | 0
| 0.00095697 |  | 0.028701 |  | 0.035 |  | 0.074537 |  | 0.0011302 |  | -7.2534e-05 |  | -0.00011967 |  | 0
| 0.00084643 |  | 0.028227 |  | 0.0396 |  | 0.074964 |  | 0.0010981 |  | -5.9047e-05 |  | -0.00035825 |  | 0
| 0.00069172 |  | 0.027768 |  | 0.03395 |  | 0.074974 |  | 0.00099207 |  | 1.4283e-05 |  | -0.00020536 |  | 0
| 0.00065468 |  | 0.027317 |  | 0.038 |  | 0.074763 |  | 0.00095898 |  | 0.00026105 |  | 3.0204e-06 |  | 0
| 0.00064919 |  | 0.026865 |  | 0.0372 |  | 0.074917 |  | 0.0010722 |  | 7.5136e-05 |  | 3.7377e-05 |  | 0
| 0.00076025 |  | 0.026407 |  | 0.03185 |  | 0.075178 |  | 0.0012746 |  | 8.1798e-05 |  | -0.0002152 |  | 0
| 0.001047 |  | 0.025951 |  | 0.036 |  | 0.074982 |  | 0.001288 |  | 0.00028996 |  | -0.00033342 |  | 0
| 0.0011442 |  | 0.025517 |  | 0.0315 |  | 0.074434 |  | 0.0013824 |  | 0.00010664 |  | 5.4752e-05 |  | 0
| 0.0011522 |  | 0.0251 |  | 0.0356 |  | 0.074381 |  | 0.001565 |  | -2.2925e-05 |  | 0.00010045 |  | 0
| 0.00097951 |  | 0.024681 |  | 0.03045 |  | 0.074328 |  | 0.0015892 |  | -5.5365e-05 |  | -0.00011556 |  | 0
| 0.00068746 |  | 0.024268 |  | 0.034 |  | 0.07397 |  | 0.001571 |  | -2.7556e-05 |  | -0.00019222 |  | 0
| 0.00083587 |  | 0.023852 |  | 0.02905 |  | 0.074272 |  | 0.0016003 |  | 0.00011425 |  | -5.1745e-05 |  | 0
| 0.00099446 |  | 0.023444 |  | 0.0328 |  | 0.074536 |  | 0.0015259 |  | 0.00029029 |  | 0.00029461 |  | 0
| 0.00060882 |  | 0.023054 |  | 0.0328 |  | 0.074557 |  | 0.0014972 |  | 0.00026541 |  | 7.0967e-05 |  | 0
| 0.00045532 |  | 0.022675 |  | 0.02835 |  | 0.074481 |  | 0.0015465 |  | 2.7791e-05 |  | -0.00032868 |  | 0
| 0.00076818 |  | 0.022296 |  | 0.032 |  | 0.07386 |  | 0.0016715 |  | 1.4354e-06 |  | -0.00021343 |  | 0
| 0.00079526 |  | 0.021899 |  | 0.02765 |  | 0.073281 |  | 0.0018521 |  | 0.00011631 |  | -9.8593e-05 |  | 0
| 0.00062004 |  | 0.021525 |  | 0.0312 |  | 0.072923 |  | 0.0017413 |  | 0.00020506 |  | -0.0002139 |  | 0
| 0.00044598 |  | 0.021188 |  | 0.02695 |  | 0.072566 |  | 0.0016563 |  | 8.3085e-06 |  | -0.00034084 |  | 0
| 0.00056248 |  | 0.020849 |  | 0.0304 |  | 0.072573 |  | 0.0018641 |  | -4.6377e-05 |  | -0.00017303 |  | 0
| 0.00071044 |  | 0.020497 |  | 0.02625 |  | 0.072322 |  | 0.0019025 |  | -1.1041e-05 |  | -0.00012885 |  | 0
| 0.00072409 |  | 0.02016 |  | 0.0292 |  | 0.07186 |  | 0.0019046 |  | -8.5644e-05 |  | -0.00014889 |  | 0
| 0.00095306 |  | 0.019817 |  | 0.0288 |  | 0.071904 |  | 0.0020672 |  | 7.7985e-05 |  | -0.00019837 |  | 0
| 0.00094341 |  | 0.019472 |  | 0.02485 |  | 0.071921 |  | 0.0022277 |  | 0.00018374 |  | -0.00020747 |  | 0
| 0.00072485 |  | 0.019127 |  | 0.028 |  | 0.07127 |  | 0.0023086 |  | 0.0001847 |  | -8.4272e-05 |  | 0
| 0.00073056 |  | 0.018793 |  | 0.0245 |  | 0.070708 |  | 0.0023372 |  | 4.212e-05 |  | -0.00014249 |  | 0
| 0.00087064 |  | 0.018483 |  | 0.0276 |  | 0.070486 |  | 0.0023331 |  | -4.7537e-05 |  | -0.00018595 |  | 0
| 0.0011529 |  | 0.018175 |  | 0.0238 |  | 0.070145 |  | 0.0024627 |  | 0.00019961 |  | -0.00015874 |  | 0
| 0.00097202 |  | 0.017874 |  | 0.0272 |  | 0.070092 |  | 0.0025647 |  | 0.00023648 |  | -8.1648e-05 |  | 0
| 0.00065162 |  | 0.017588 |  | 0.02345 |  | 0.069895 |  | 0.0025167 |  | 2.1865e-05 |  | -0.00016202 |  | 0
| 0.00065046 |  | 0.017293 |  | 0.0264 |  | 0.069385 |  | 0.0026395 |  | 2.2303e-05 |  | -7.4712e-05 |  | 0
| 0.0010244 |  | 0.01701 |  | 0.026 |  | 0.069303 |  | 0.0027473 |  | 9.852e-05 |  | 0.00016897 |  | 0
| 0.0010792 |  | 0.016748 |  | 0.02275 |  | 0.068884 |  | 0.0027787 |  | 5.7126e-05 |  | 1.3233e-05 |  | 0
| 0.00083188 |  | 0.016458 |  | 0.026 |  | 0.06849 |  | 0.0028849 |  | -6.3503e-05 |  | -0.0001482 |  | 0
| 0.0009662 |  | 0.016186 |  | 0.02205 |  | 0.068322 |  | 0.0030138 |  | -3.5406e-05 |  | 0.00013256 |  | 0
| 0.00053078 |  | 0.015934 |  | 0.0252 |  | 0.067707 |  | 0.00308 |  | 0.00017464 |  | 0.00017869 |  | 0
| 0.00017142 |  | 0.015699 |  | 0.02205 |  | 0.067505 |  | 0.0031768 |  | 0.00022444 |  | -0.00012214 |  | 0
| 0.00044052 |  | 0.015461 |  | 0.0248 |  | 0.067352 |  | 0.0032755 |  | 0.00013332 |  | -0.00019626 |  | 0
| 0.00079706 |  | 0.015219 |  | 0.0248 |  | 0.06699 |  | 0.003592 |  | -7.4458e-05 |  | -0.00014937 |  | 0
| 0.00093369 |  | 0.014976 |  | 0.0217 |  | 0.066544 |  | 0.0036958 |  | -1.8816e-05 |  | 1.5128e-06 |  | 0
| 0.00083691 |  | 0.014726 |  | 0.0248 |  | 0.066097 |  | 0.003625 |  | 0.00025085 |  | -0.00010174 |  | 0
| 0.00077817 |  | 0.014488 |  | 0.021 |  | 0.065599 |  | 0.0038096 |  | 3.2262e-06 |  | 3.5929e-05 |  | 0
| 0.00068582 |  | 0.01427 |  | 0.0236 |  | 0.064914 |  | 0.0039444 |  | -0.00016142 |  | 0.00036237 |  | 0
| 0.00062154 |  | 0.014037 |  | 0.02065 |  | 0.064252 |  | 0.0040348 |  | -0.00014695 |  | 7.9815e-05 |  | 0
| 0.00072126 |  | 0.013813 |  | 0.0236 |  | 0.063946 |  | 0.0041324 |  | -0.00027722 |  | -5.7872e-05 |  | 0
| 0.00060024 |  | 0.01361 |  | 0.02065 |  | 0.063357 |  | 0.0041503 |  | -0.00014674 |  | 8.3983e-05 |  | 0
| 0.00042869 |  | 0.013397 |  | 0.0236 |  | 0.063029 |  | 0.004299 |  | 5.8134e-05 |  | -0.00010176 |  | 0
| 0.00041519 |  | 0.013197 |  | 0.0236 |  | 0.063218 |  | 0.004614 |  | 0.00016667 |  | -8.3615e-05 |  | 0
| 0.00058707 |  | 0.013009 |  | 0.02065 |  | 0.062878 |  | 0.0046658 |  | 0.000149 |  | 0.00016837 |  | 0
| 0.00084459 |  | 0.012814 |  | 0.0236 |  | 0.062292 |  | 0.0047078 |  | 0.00015784 |  | -7.1887e-06 |  | 0
| 0.00087995 |  | 0.012617 |  | 0.01995 |  | 0.061648 |  | 0.0048545 |  | 8.98e-05 |  | -0.00021153 |  | 0
| 0.00067718 |  | 0.012425 |  | 0.0224 |  | 0.060846 |  | 0.0049544 |  | -4.247e-05 |  | -0.00018315 |  | 0
| 0.00057746 |  | 0.012243 |  | 0.01995 |  | 0.059961 |  | 0.0050142 |  | -1.3347e-05 |  | 2.4218e-05 |  | 0
| 0.00066323 |  | 0.01207 |  | 0.0228 |  | 0.059506 |  | 0.0052711 |  | 6.1861e-05 |  | 0.00017444 |  | 0
| 0.00086744 |  | 0.011891 |  | 0.0224 |  | 0.059308 |  | 0.005531 |  | 7.1377e-06 |  | 0.00018582 |  | 0
| 0.00064355 |  | 0.011716 |  | 0.0196 |  | 0.059046 |  | 0.005718 |  | -8.8534e-05 |  | -4.803e-05 |  | 0
| 0.00045442 |  | 0.011557 |  | 0.0228 |  | 0.05877 |  | 0.0059057 |  | -0.00011239 |  | -2.532e-05 |  | 0
| 0.00067804 |  | 0.011393 |  | 0.01995 |  | 0.058154 |  | 0.0060666 |  | 1.5514e-05 |  | 9.576e-05 |  | 0
| 0.00099019 |  | 0.011243 |  | 0.0224 |  | 0.05781 |  | 0.0062377 |  | 6.2851e-05 |  | -0.00019455 |  | 0
| 0.0008147 |  | 0.011097 |  | 0.01925 |  | 0.057448 |  | 0.0063945 |  | 8.6595e-05 |  | -0.00024416 |  | 0
| 0.00049826 |  | 0.010931 |  | 0.022 |  | 0.056984 |  | 0.0066307 |  | 0.0001885 |  | -7.7224e-05 |  | 0
| 0.00085112 |  | 0.010762 |  | 0.0224 |  | 0.056691 |  | 0.0066401 |  | 5.7821e-07 |  | -2.877e-05 |  | 0
| 0.00095776 |  | 0.010594 |  | 0.01925 |  | 0.056322 |  | 0.006755 |  | -0.00017908 |  | 0.00015584 |  | 0
| 0.00071204 |  | 0.010436 |  | 0.0216 |  | 0.055987 |  | 0.0070671 |  | -0.00026459 |  | -2.9297e-05 |  | 0
| 0.00060504 |  | 0.010282 |  | 0.01925 |  | 0.055682 |  | 0.0073115 |  | -0.0001757 |  | -0.00014614 |  | 0
| 0.00083362 |  | 0.010143 |  | 0.022 |  | 0.055255 |  | 0.0075215 |  | -0.00015878 |  | 2.6506e-05 |  | 0
| 0.00095505 |  | 0.01002 |  | 0.0189 |  | 0.054883 |  | 0.0077434 |  | -2.9906e-06 |  | 0.00011253 |  | 0
| 0.00058226 |  | 0.0098875 |  | 0.0212 |  | 0.054679 |  | 0.0078486 |  | 0.00026045 |  | 0.00010195 |  | 0
| 0.00086269 |  | 0.0097546 |  | 0.0212 |  | 0.054195 |  | 0.0078985 |  | 0.00010274 |  | 3.9763e-05 |  | 0
| 0.00085815 |  | 0.0096182 |  | 0.0189 |  | 0.053723 |  | 0.008125 |  | 1.6915e-05 |  | 4.9988e-05 |  | 0
| 0.00054704 |  | 0.0094824 |  | 0.0216 |  | 0.053497 |  | 0.0085132 |  | 0.00018302 |  | 0.00020907 |  | 0
| 0.00068799 |  | 0.0093544 |  | 0.0189 |  | 0.053183 |  | 0.0087495 |  | 6.7343e-05 |  | 0.00013029 |  | 0
| 0.00065806 |  | 0.0092169 |  | 0.0216 |  | 0.052729 |  | 0.0089165 |  | -9.7394e-05 |  | -0.00012726 |  | 0
| 0.00052734 |  | 0.0090779 |  | 0.01855 |  | 0.052185 |  | 0.0092154 |  | -8.9215e-05 |  | -1.9319e-05 |  | 0
| 0.00055265 |  | 0.0089582 |  | 0.0212 |  | 0.051926 |  | 0.0094336 |  | -0.0001457 |  | 6.0608e-05 |  | 0
| 0.00063164 |  | 0.008848 |  | 0.0212 |  | 0.051716 |  | 0.0096584 |  | 7.3515e-05 |  | 6.9708e-05 |  | 0
| 0.00060559 |  | 0.0087264 |  | 0.0182 |  | 0.051363 |  | 0.009948 |  | 0.00015909 |  | 3.4092e-06 |  | 0
| 0.00087787 |  | 0.0086113 |  | 0.0208 |  | 0.051057 |  | 0.010171 |  | 0.00013689 |  | -9.3588e-05 |  | 0
| 0.0011169 |  | 0.0084859 |  | 0.0182 |  | 0.050733 |  | 0.010483 |  | 0.00011471 |  | 3.0618e-05 |  | 0
| 0.0008294 |  | 0.0083582 |  | 0.0208 |  | 0.050512 |  | 0.010665 |  | 6.872e-06 |  | 1.5466e-05 |  | 0
| 0.00059186 |  | 0.0082487 |  | 0.0182 |  | 0.050283 |  | 0.010984 |  | -9.1496e-05 |  | -8.0327e-05 |  | 0
| 0.00062195 |  | 0.0081398 |  | 0.0208 |  | 0.049918 |  | 0.011336 |  | -0.00014966 |  | -2.6148e-05 |  | 0
| 0.0010072 |  | 0.0080353 |  | 0.0208 |  | 0.049525 |  | 0.011618 |  | -0.00023158 |  | -8.4885e-05 |  | 0
| 0.0010873 |  | 0.0079235 |  | 0.01785 |  | 0.048993 |  | 0.011838 |  | -8.532e-05 |  | -0.00011141 |  | 0
| 0.00087089 |  | 0.0078094 |  | 0.02 |  | 0.048239 |  | 0.012047 |  | -0.00011929 |  | -5.4948e-05 |  | 0
| 0.00095372 |  | 0.0077047 |  | 0.0175 |  | 0.047766 |  | 0.012498 |  | -0.00035844 |  | -0.00015928 |  | 0
| 0.00075417 |  | 0.0076113 |  | 0.02 |  | 0.047515 |  | 0.012839 |  | -0.00018268 |  | -7.7807e-05 |  | 0
| 0.00075204 |  | 0.007522 |  | 0.02 |  | 0.047474 |  | 0.013148 |  | -0.00022239 |  | -4.9064e-05 |  | 0
| 0.001014 |  | 0.0074313 |  | 0.01785 |  | 0.047635 |  | 0.01344 |  | -8.7865e-05 |  | -0.00020107 |  | 0
| 0.0011321 |  | 0.0073379 |  | 0.0204 |  | 0.047561 |  | 0.013783 |  | 0.00014503 |  | -0.00015164 |  | 0
| 0.00090497 |  | 0.0072442 |  | 0.0175 |  | 0.047131 |  | 0.014084 |  | 0.00010186 |  | -0.00011638 |  | 0
| 0.0007501 |  | 0.0071502 |  | 0.0196 |  | 0.046495 |  | 0.014375 |  | 8.0026e-05 |  | -0.00025134 |  | 0
| 0.0006853 |  | 0.0070543 |  | 0.0168 |  | 0.046263 |  | 0.015145 |  | 0.00030352 |  | -6.7381e-05 |  | 0
| 0.00062336 |  | 0.0069631 |  | 0.0188 |  | 0.045753 |  | 0.015379 |  | 0.00027377 |  | -7.0423e-05 |  | 0
| 0.00052709 |  | 0.0068759 |  | 0.0188 |  | 0.045583 |  | 0.015747 |  | 0.00031084 |  | -2.3128e-05 |  | 0
| 0.00048584 |  | 0.0067868 |  | 0.01715 |  | 0.045377 |  | 0.016124 |  | 0.00024994 |  | -0.00012095 |  | 0
| 0.00050944 |  | 0.0067012 |  | 0.0196 |  | 0.044918 |  | 0.016441 |  | 0.00018778 |  | -0.0001579 |  | 0
| 0.00060125 |  | 0.0066322 |  | 0.0168 |  | 0.044596 |  | 0.016881 |  | 0.00033363 |  | -2.29e-05 |  | 0
| 0.00087117 |  | 0.0065732 |  | 0.0188 |  | 0.044402 |  | 0.017265 |  | -9.6522e-06 |  | 7.9643e-06 |  | 0
| 0.00080471 |  | 0.0065011 |  | 0.0188 |  | 0.044166 |  | 0.017555 |  | -0.00020636 |  | -1.0998e-05 |  | 0
| 0.0005619 |  | 0.0064211 |  | 0.01645 |  | 0.043795 |  | 0.017995 |  | -0.00032483 |  | 0.0001426 |  | 0
| 0.0008567 |  | 0.0063552 |  | 0.0184 |  | 0.043533 |  | 0.018442 |  | -0.00030364 |  | 0.00011986 |  | 0
| 0.0011556 |  | 0.0062911 |  | 0.01575 |  | 0.043196 |  | 0.018885 |  | -0.00011671 |  | -5.2343e-05 |  | 0
| 0.0009278 |  | 0.0062342 |  | 0.018 |  | 0.042978 |  | 0.019363 |  | -9.0638e-05 |  | -0.00010658 |  | 0
| 0.0010546 |  | 0.0061876 |  | 0.01575 |  | 0.042911 |  | 0.019775 |  | -6.8811e-05 |  | -0.00017085 |  | 0
| 0.001191 |  | 0.0061276 |  | 0.0176 |  | 0.042609 |  | 0.020162 |  | 4.3557e-05 |  | -9.2322e-05 |  | 0
| 0.00088514 |  | 0.0060666 |  | 0.0176 |  | 0.042368 |  | 0.020631 |  | -0.00012689 |  | 0.00014301 |  | 0
| 0.00081706 |  | 0.0059979 |  | 0.0154 |  | 0.042037 |  | 0.021118 |  | 0.00010939 |  | -5.2737e-05 |  | 0
| 0.00090101 |  | 0.0059346 |  | 0.0172 |  | 0.041659 |  | 0.021433 |  | 0.00017861 |  | -0.00025207 |  | 0
| 0.00098992 |  | 0.0058761 |  | 0.0147 |  | 0.041307 |  | 0.021867 |  | -1.4932e-05 |  | -8.7787e-05 |  | 0
| 0.001232 |  | 0.0058192 |  | 0.0168 |  | 0.041047 |  | 0.022361 |  | -3.3035e-05 |  | 5.4261e-05 |  | 0
| 0.00089713 |  | 0.0057566 |  | 0.0172 |  | 0.040884 |  | 0.022705 |  | -7.7028e-05 |  | 9.2586e-05 |  | 0
| 0.00063262 |  | 0.0056948 |  | 0.0147 |  | 0.040651 |  | 0.023239 |  | -1.0118e-05 |  | -4.1576e-05 |  | 0
| 0.00097154 |  | 0.005636 |  | 0.0164 |  | 0.040268 |  | 0.023946 |  | -4.1329e-05 |  | 5.8078e-05 |  | 0
| 0.0012539 |  | 0.0055817 |  | 0.01435 |  | 0.040019 |  | 0.024477 |  | 7.9116e-05 |  | 0.00012471 |  | 0
| 0.001115 |  | 0.0055255 |  | 0.016 |  | 0.039903 |  | 0.024947 |  | -6.5086e-05 |  | 7.1149e-05 |  | 0
| 0.00079338 |  | 0.0054591 |  | 0.016 |  | 0.039483 |  | 0.025356 |  | -7.3359e-05 |  | 2.0842e-06 |  | 0
| 0.0010893 |  | 0.0053975 |  | 0.01365 |  | 0.039143 |  | 0.025743 |  | 8.5174e-05 |  | -6.338e-05 |  | 0
| 0.0014321 |  | 0.0053312 |  | 0.0152 |  | 0.038927 |  | 0.026116 |  | 0.00011157 |  | 5.1239e-05 |  | 0
| 0.00099961 |  | 0.0052761 |  | 0.0133 |  | 0.038538 |  | 0.026432 |  | 6.579e-05 |  | -4.5172e-05 |  | 0
| 0.00063215 |  | 0.0052282 |  | 0.0148 |  | 0.038213 |  | 0.027047 |  | -0.00010743 |  | -2.7331e-05 |  | 0
| 0.0011091 |  | 0.0051731 |  | 0.01295 |  | 0.038112 |  | 0.027825 |  | -0.00026842 |  | -4.1382e-05 |  | 0
| 0.0013984 |  | 0.0051124 |  | 0.0144 |  | 0.037798 |  | 0.028355 |  | 0.00011862 |  | -0.00013933 |  | 0
| 0.0010216 |  | 0.0050459 |  | 0.014 |  | 0.037554 |  | 0.02903 |  | 0.00030249 |  | -0.00013667 |  | 0
| 0.00078632 |  | 0.0049855 |  | 0.01225 |  | 0.037375 |  | 0.029803 |  | 0.00013743 |  | 2.3162e-05 |  | 0
| 0.00096388 |  | 0.0049403 |  | 0.0136 |  | 0.036969 |  | 0.030289 |  | 0.00015722 |  | 0.00014391 |  | 0
| 0.0010159 |  | 0.0048959 |  | 0.0119 |  | 0.036493 |  | 0.030693 |  | 2.8142e-05 |  | -0.00011505 |  | 0
| 0.00080417 |  | 0.004848 |  | 0.0136 |  | 0.036158 |  | 0.031072 |  | 0.00016616 |  | -3.2529e-05 |  | 0
| 0.00091375 |  | 0.0047932 |  | 0.0132 |  | 0.035879 |  | 0.031455 |  | -4.7217e-05 |  | 3.0695e-05 |  | 0
| 0.001047 |  | 0.0047353 |  | 0.0112 |  | 0.035491 |  | 0.032013 |  | -0.00019438 |  | -0.00019731 |  | 0
| 0.00084965 |  | 0.0046852 |  | 0.0128 |  | 0.035179 |  | 0.032548 |  | 2.9732e-05 |  | -0.00018811 |  | 0
| 0.00052059 |  | 0.0046396 |  | 0.01085 |  | 0.03492 |  | 0.033367 |  | -6.3476e-07 |  | 3.499e-05 |  | 0
| 0.00064444 |  | 0.0046028 |  | 0.012 |  | 0.034676 |  | 0.034088 |  | -0.00019021 |  | 0.00012207 |  | 0
| 0.00082945 |  | 0.0045597 |  | 0.012 |  | 0.034358 |  | 0.034581 |  | -0.00013584 |  | -7.3311e-05 |  | 0
| 0.0010431 |  | 0.0045107 |  | 0.01015 |  | 0.034023 |  | 0.035182 |  | -6.8425e-05 |  | -6.2295e-05 |  | 0
| 0.0011286 |  | 0.0044629 |  | 0.0116 |  | 0.033614 |  | 0.035831 |  | -0.00040939 |  | 4.3683e-05 |  | 0
| 0.00079283 |  | 0.0044186 |  | 0.01015 |  | 0.033283 |  | 0.036416 |  | -0.00016057 |  | -2.2034e-05 |  | 0
| 0.00084842 |  | 0.0043768 |  | 0.0112 |  | 0.033008 |  | 0.036875 |  | 3.2648e-05 |  | 1.8995e-05 |  | 0
| 0.001026 |  | 0.0043345 |  | 0.0108 |  | 0.032629 |  | 0.037467 |  | -7.2668e-05 |  | -2.1037e-05 |  | 0
| 0.0011197 |  | 0.0042929 |  | 0.0091 |  | 0.032347 |  | 0.038044 |  | -0.0002931 |  | -9.3216e-05 |  | 0
| 0.00099028 |  | 0.0042653 |  | 0.0104 |  | 0.032068 |  | 0.038828 |  | -0.00017046 |  | -0.00014365 |  | 0
| 0.00081189 |  | 0.0042473 |  | 0.0091 |  | 0.031684 |  | 0.03942 |  | -4.4906e-05 |  | -9.731e-05 |  | 0
| 0.00075078 |  | 0.0042191 |  | 0.0104 |  | 0.03136 |  | 0.039824 |  | -0.00019119 |  | 4.37e-05 |  | 0
| 0.00058919 |  | 0.004196 |  | 0.01 |  | 0.031011 |  | 0.0404 |  | -0.00015013 |  | -5.624e-05 |  | 0
| 0.00071706 |  | 0.0041661 |  | 0.0084 |  | 0.030734 |  | 0.041016 |  | -8.5474e-05 |  | -8.3611e-06 |  | 0
| 0.00095491 |  | 0.0041272 |  | 0.01 |  | 0.030463 |  | 0.041582 |  | -0.00018047 |  | 3.61e-05 |  | 0
| 0.0010155 |  | 0.0040956 |  | 0.00875 |  | 0.030126 |  | 0.042215 |  | -0.00014435 |  | -4.5612e-06 |  | 0
| 0.00093506 |  | 0.0040658 |  | 0.0092 |  | 0.029682 |  | 0.042648 |  | 4.6528e-05 |  | -0.00019079 |  | 0
| 0.00075116 |  | 0.0040473 |  | 0.0088 |  | 0.029221 |  | 0.043299 |  | 0.00013771 |  | -0.00028331 |  | 0
| 0.0011322 |  | 0.0040211 |  | 0.0077 |  | 0.029024 |  | 0.044077 |  | -2.2456e-05 |  | -0.00013583 |  | 0
| 0.0011636 |  | 0.0039847 |  | 0.0088 |  | 0.028804 |  | 0.044618 |  | 8.4138e-05 |  | -0.00012264 |  | 0
| 0.00067729 |  | 0.0039395 |  | 0.0077 |  | 0.02833 |  | 0.045022 |  | -0.00019025 |  | -0.00016408 |  | 0
| 0.00058592 |  | 0.0038946 |  | 0.0084 |  | 0.028012 |  | 0.045546 |  | -7.4405e-05 |  | -0.00011024 |  | 0
| 0.00076594 |  | 0.0038556 |  | 0.008 |  | 0.027837 |  | 0.046555 |  | 0.0004112 |  | -0.00022926 |  | 0
| 0.0011279 |  | 0.0038256 |  | 0.007 |  | 0.027569 |  | 0.047326 |  | 0.00010148 |  | -0.00019352 |  | 0
| 0.0010757 |  | 0.0037978 |  | 0.008 |  | 0.027374 |  | 0.048009 |  | -0.00011464 |  | 0.00011019 |  | 0
| 0.00076545 |  | 0.0037553 |  | 0.007 |  | 0.027093 |  | 0.0489 |  | -0.00015305 |  | 8.2831e-05 |  | 0
| 0.00074066 |  | 0.0037059 |  | 0.0076 |  | 0.026907 |  | 0.049496 |  | -5.3996e-05 |  | -5.3615e-05 |  | 0
| 0.00069517 |  | 0.003674 |  | 0.0072 |  | 0.026639 |  | 0.050086 |  | -0.0001895 |  | -9.2021e-05 |  | 0
| 0.00082535 |  | 0.0036524 |  | 0.0063 |  | 0.026039 |  | 0.050412 |  | -0.00012965 |  | -0.00011105 |  | 0
| 0.0010214 |  | 0.0036288 |  | 0.0072 |  | 0.025503 |  | 0.050489 |  | -9.2089e-05 |  | -2.7762e-05 |  | 0
| 0.00098093 |  | 0.0036125 |  | 0.0063 |  | 0.025209 |  | 0.051153 |  | -4.3662e-05 |  | -9.8878e-06 |  | 0
| 0.0009362 |  | 0.003597 |  | 0.0072 |  | 0.025035 |  | 0.05194 |  | 0.00036701 |  | -8.1775e-05 |  | 0
| 0.00069155 |  | 0.0035707 |  | 0.0072 |  | 0.024769 |  | 0.052659 |  | -3.912e-05 |  | -0.00021642 |  | 0
| 0.00063088 |  | 0.0035373 |  | 0.00595 |  | 0.024469 |  | 0.053496 |  | -0.00040992 |  | -9.3959e-05 |  | 0
| 0.0009502 |  | 0.0034988 |  | 0.0064 |  | 0.024121 |  | 0.054159 |  | -0.00039125 |  | -0.00011411 |  | 0
| 0.0011474 |  | 0.003459 |  | 0.0056 |  | 0.023845 |  | 0.054565 |  | -0.00034906 |  | -0.00022558 |  | 0
| 0.00090509 |  | 0.0034282 |  | 0.0064 |  | 0.023669 |  | 0.055197 |  | -5.8033e-05 |  | -0.0001187 |  | 0
| 0.00076643 |  | 0.0033974 |  | 0.0064 |  | 0.02351 |  | 0.055871 |  | -2.7334e-05 |  | -1.712e-05 |  | 0
| 0.00081835 |  | 0.0033643 |  | 0.0056 |  | 0.023139 |  | 0.056281 |  | -0.00010636 |  | -1.2555e-05 |  | 0
| 0.00085602 |  | 0.0033388 |  | 0.006 |  | 0.022693 |  | 0.057032 |  | -5.2214e-05 |  | -0.00015903 |  | 0
| 0.00080318 |  | 0.0033123 |  | 0.0056 |  | 0.022491 |  | 0.057779 |  | -0.00016606 |  | -0.00015524 |  | 0
| 0.0006319 |  | 0.0032776 |  | 0.0049 |  | 0.022349 |  | 0.058323 |  | -0.00027434 |  | -0.00024885 |  | 0
| 0.00059182 |  | 0.0032472 |  | 0.0056 |  | 0.022066 |  | 0.059182 |  | -0.0003367 |  | -0.00010161 |  | 0
| 0.00094007 |  | 0.0032267 |  | 0.0049 |  | 0.021728 |  | 0.059938 |  | -0.00018991 |  | 6.7738e-05 |  | 0
| 0.00073151 |  | 0.0032042 |  | 0.0056 |  | 0.021495 |  | 0.060283 |  | -0.00012021 |  | -5.7082e-06 |  | 0
| 0.0002712 |  | 0.0031795 |  | 0.0056 |  | 0.021337 |  | 0.060867 |  | -0.0002983 |  | -0.00010448 |  | 0
| 0.00035719 |  | 0.0031632 |  | 0.0049 |  | 0.021177 |  | 0.061497 |  | -9.3796e-05 |  | -0.00017224 |  | 0
| 0.0004926 |  | 0.0031517 |  | 0.0056 |  | 0.020873 |  | 0.062068 |  | 9.4761e-05 |  | -5.8612e-05 |  | 0
| 0.00062436 |  | 0.0031316 |  | 0.0049 |  | 0.02047 |  | 0.062425 |  | 1.6141e-05 |  | 0.00012626 |  | 0
| 0.00055991 |  | 0.0031065 |  | 0.0056 |  | 0.020085 |  | 0.062613 |  | 5.5376e-05 |  | -7.9706e-06 |  | 0
| 0.00052256 |  | 0.0030928 |  | 0.0056 |  | 0.019867 |  | 0.063586 |  | 0.00031434 |  | -0.00022901 |  | 0
| 0.00077655 |  | 0.0030833 |  | 0.00455 |  | 0.019755 |  | 0.064499 |  | 0.00010623 |  | -9.8982e-06 |  | 0
| 0.00069014 |  | 0.0030658 |  | 0.0052 |  | 0.019501 |  | 0.064733 |  | -0.00017373 |  | -7.4988e-05 |  | 0
| 0.00033904 |  | 0.003043 |  | 0.00455 |  | 0.01928 |  | 0.065038 |  | 4.91e-05 |  | -9.7091e-05 |  | 0
| 0.00045893 |  | 0.0030125 |  | 0.0048 |  | 0.019062 |  | 0.065603 |  | 0.00016445 |  | 0.00011193 |  | 0
| 0.00073802 |  | 0.0029763 |  | 0.0048 |  | 0.018817 |  | 0.066416 |  | 5.9776e-06 |  | 0.00010966 |  | 0
| 0.00070493 |  | 0.0029459 |  | 0.0042 |  | 0.018471 |  | 0.066843 |  | -0.00013446 |  | 5.6739e-05 |  | 0
| 0.00046321 |  | 0.0029333 |  | 0.0048 |  | 0.018338 |  | 0.06705 |  | -0.00019365 |  | 3.5029e-05 |  | 0
| 0.00072634 |  | 0.0029177 |  | 0.0048 |  | 0.018211 |  | 0.067558 |  | -0.00025668 |  | -8.111e-05 |  | 0
| 0.00092186 |  | 0.0028975 |  | 0.0042 |  | 0.017782 |  | 0.068465 |  | -0.00021649 |  | -2.6656e-05 |  | 0
| 0.00071727 |  | 0.0028903 |  | 0.0048 |  | 0.017493 |  | 0.068857 |  | -1.6051e-05 |  | -2.2851e-06 |  | 0
| 0.00068391 |  | 0.0028834 |  | 0.00385 |  | 0.017311 |  | 0.068815 |  | 0.00014638 |  | -0.00019044 |  | 0
| 0.00078269 |  | 0.0028769 |  | 0.004 |  | 0.017079 |  | 0.069329 |  | 0.00018871 |  | -0.00018587 |  | 0
| 0.00063901 |  | 0.0028727 |  | 0.004 |  | 0.016849 |  | 0.069686 |  | 0.00011703 |  | -0.00019101 |  | 0
| 0.00056619 |  | 0.0028598 |  | 0.00385 |  | 0.016627 |  | 0.069866 |  | -2.2404e-05 |  | -7.8262e-05 |  | 0
| 0.00065705 |  | 0.0028495 |  | 0.0044 |  | 0.016417 |  | 0.070358 |  | 0.00013193 |  | -9.0065e-05 |  | 0
| 0.00050505 |  | 0.0028343 |  | 0.004 |  | 0.016227 |  | 0.071001 |  | 0.0001214 |  | -0.00015141 |  | 0
| 0.00074287 |  | 0.0028084 |  | 0.0035 |  | 0.015945 |  | 0.071466 |  | -4.4566e-05 |  | -7.9999e-05 |  | 0
| 0.0009844 |  | 0.0027882 |  | 0.004 |  | 0.015738 |  | 0.071812 |  | -0.00010479 |  | 2.6286e-05 |  | 0
| 0.0016705 |  | 0.0027691 |  | 0.0035 |  | 0.015599 |  | 0.072066 |  | -0.00019545 |  | 0.00016193 |  | 0
| 0.00078154 |  | 0.0027592 |  | 0.004 |  | 0.015352 |  | 0.072476 |  | -0.00020354 |  | -4.572e-06 |  | 0
| 0.00054944 |  | 0.002747 |  | 0.004 |  | 0.015121 |  | 0.073074 |  | -0.00019378 |  | -8.4201e-05 |  | 0
| 0.00066574 |  | 0.002734 |  | 0.0035 |  | 0.014839 |  | 0.073026 |  | -0.00037075 |  | 1.9053e-05 |  | 0
| 0.00087025 |  | 0.0027272 |  | 0.0036 |  | 0.014585 |  | 0.072889 |  | -0.00021887 |  | -9.7367e-05 |  | 0
| 0.0010611 |  | 0.0027161 |  | 0.00315 |  | 0.014403 |  | 0.073343 |  | -8.7339e-05 |  | 7.4497e-05 |  | 0
| 0.00081065 |  | 0.0027032 |  | 0.004 |  | 0.014222 |  | 0.073699 |  | -0.00019931 |  | 0.00017452 |  | 0
| 0.00043279 |  | 0.0026909 |  | 0.004 |  | 0.014042 |  | 0.073792 |  | -0.00013272 |  | -0.00010709 |  | 0
| 0.00058822 |  | 0.0026776 |  | 0.00315 |  | 0.013819 |  | 0.07365 |  | -1.0298e-05 |  | -9.1476e-06 |  | 0
| 0.00072104 |  | 0.0026677 |  | 0.0036 |  | 0.013662 |  | 0.073799 |  | 0.00014797 |  | -2.8201e-05 |  | 0
| 0.00063652 |  | 0.0026634 |  | 0.0036 |  | 0.013508 |  | 0.074504 |  | -0.00020265 |  | -0.00013876 |  | 0
| 0.00046045 |  | 0.0026578 |  | 0.00315 |  | 0.013328 |  | 0.07459 |  | -0.00029535 |  | -8.3853e-06 |  | 0
| 0.00033865 |  | 0.0026455 |  | 0.0036 |  | 0.013098 |  | 0.074367 |  | 4.2554e-05 |  | 0.00011627 |  | 0
| 0.00044798 |  | 0.0026326 |  | 0.00315 |  | 0.012875 |  | 0.074508 |  | -6.9695e-05 |  | -3.9645e-05 |  | 0
| 0.00056078 |  | 0.0026337 |  | 0.0036 |  | 0.012684 |  | 0.074933 |  | 0.00012631 |  | -0.00019632 |  | 0
| 0.00044765 |  | 0.0026257 |  | 0.0032 |  | 0.012504 |  | 0.075096 |  | 1.1663e-05 |  | -9.7981e-05 |  | 0
| 0.00057403 |  | 0.0026017 |  | 0.0028 |  | 0.012379 |  | 0.074851 |  | 7.9067e-05 |  | -0.00020288 |  | -4.9422e-05
| 0.0010089 |  | 0.0025822 |  | 0.0032 |  | 0.0122 |  | 0.074805 |  | 0.00054524 |  | -0.00011443 |  | -0.00012533
| 0.00094814 |  | 0.0025681 |  | 0.0032 |  | 0.012049 |  | 0.075149 |  | 0.00033963 |  | 0.00010905 |  | -3.4243e-05
| 0.00044465 |  | 0.0025585 |  | 0.0028 |  | 0.011883 |  | 0.075335 |  | 3.3421e-06 |  | 9.3418e-05 |  | 3.3723e-05
| 0.00053428 |  | 0.002555 |  | 0.0032 |  | 0.011694 |  | 0.074993 |  | -0.00010841 |  | 0.00011288 |  | 5.1768e-06
| 0.00067921 |  | 0.002539 |  | 0.0028 |  | 0.011571 |  | 0.075125 |  | -6.0296e-05 |  | -5.8728e-05 |  | -2.2416e-05
| 0.00044426 |  | 0.0025348 |  | 0.0032 |  | 0.011484 |  | 0.075735 |  | -0.00014106 |  | -0.00021508 |  | -1.6485e-05
| 0.00048323 |  | 0.0025425 |  | 0.0032 |  | 0.011424 |  | 0.076039 |  | -1.755e-05 |  | -0.00011631 |  | 1.3599e-06
| 0.00052825 |  | 0.0025416 |  | 0.0028 |  | 0.011251 |  | 0.075995 |  | -0.00010734 |  | -7.628e-05 |  | -2.6918e-05
| 0.0005638 |  | 0.0025458 |  | 0.0028 |  | 0.01108 |  | 0.076084 |  | 1.2212e-05 |  | 3.9666e-05 |  | -6.9178e-05
| 0.00045205 |  | 0.002534 |  | 0.0028 |  | 0.010938 |  | 0.076079 |  | 0.00041591 |  | 0.00012281 |  | -2.9766e-05
| 0.00032591 |  | 0.0025191 |  | 0.0028 |  | 0.01067 |  | 0.07582 |  | 0.00018803 |  | -4.9588e-05 |  | -2.7854e-05
| 0.00060661 |  | 0.0025126 |  | 0.0028 |  | 0.010392 |  | 0.075469 |  | 0.00011376 |  | -6.1413e-05 |  | -2.9621e-05
| 0.00070368 |  | 0.0025 |  | 0.00245 |  | 0.010272 |  | 0.075075 |  | -1.8827e-05 |  | 9.5375e-05 |  | -1.8308e-05
| 0.00044566 |  | 0.0024881 |  | 0.0032 |  | 0.010252 |  | 0.075214 |  | -0.00017296 |  | 1.8694e-05 |  | 2.7237e-07
| 0.00021052 |  | 0.0024778 |  | 0.0032 |  | 0.010152 |  | 0.075677 |  | -5.2379e-05 |  | 5.7988e-05 |  | 2.9325e-05
| 0.00028615 |  | 0.0024664 |  | 0.0028 |  | 0.010081 |  | 0.075652 |  | -0.00019743 |  | 0.00013658 |  | 4.8225e-05
| 0.00072159 |  | 0.0024621 |  | 0.0032 |  | 0.010053 |  | 0.075572 |  | -0.00029079 |  | 1.8696e-05 |  | -2.6282e-06
| 0.00087716 |  | 0.0024564 |  | 0.0032 |  | 0.0098722 |  | 0.075791 |  | -0.00013496 |  | -9.2717e-05 |  | 2.6884e-05
| 0.00050544 |  | 0.0024503 |  | 0.0028 |  | 0.0096827 |  | 0.075925 |  | -7.8335e-05 |  | -7.3649e-05 |  | 1.753e-05
| 0.000653 |  | 0.0024468 |  | 0.0032 |  | 0.0095141 |  | 0.075589 |  | -3.9171e-05 |  | -7.632e-05 |  | -8.5512e-05
| 0.00069351 |  | 0.0024419 |  | 0.0028 |  | 0.009429 |  | 0.075124 |  | 5.0992e-05 |  | -6.4109e-05 |  | -6.4226e-05
| 0.00027573 |  | 0.0024239 |  | 0.0021 |  | 0.0093255 |  | 0.075058 |  | -3.3736e-06 |  | -0.00030642 |  | -9.6009e-05
| 0.00052435 |  | 0.0024029 |  | 0.0024 |  | 0.0093405 |  | 0.075022 |  | -2.3638e-05 |  | -0.00027402 |  | -1.899e-06
| 0.0006864 |  | 0.002404 |  | 0.00245 |  | 0.0092707 |  | 0.074891 |  | -0.0002241 |  | 5.4194e-05 |  | 4.4915e-05
| 0.0005098 |  | 0.0024093 |  | 0.0032 |  | 0.009039 |  | 0.074741 |  | -0.00023188 |  | -8.5501e-05 |  | -6.0435e-05
| 0.00050524 |  | 0.0024029 |  | 0.0028 |  | 0.0089695 |  | 0.074642 |  | -7.3264e-05 |  | -0.00025848 |  | -0.00010338
| 0.00061191 |  | 0.0023913 |  | 0.0021 |  | 0.0088035 |  | 0.074532 |  | 0.00027337 |  | -0.00016693 |  | -8.1668e-05
| 0.00061979 |  | 0.0023761 |  | 0.0024 |  | 0.0085974 |  | 0.074093 |  | 0.00026902 |  | -4.275e-05 |  | 4.6018e-05
| 0.00048321 |  | 0.0023642 |  | 0.0028 |  | 0.0085657 |  | 0.073863 |  | -0.00027147 |  | -1.0689e-05 |  | 0.0001303
| 0.0003804 |  | 0.0023657 |  | 0.00245 |  | 0.0085203 |  | 0.073913 |  | -0.00030578 |  | -4.9627e-06 |  | 2.0114e-05
| 0.00026211 |  | 0.0023653 |  | 0.0024 |  | 0.0083962 |  | 0.073891 |  | -0.00027761 |  | -2.7108e-05 |  | -4.6393e-05
| 0.00074207 |  | 0.0023501 |  | 0.0021 |  | 0.0083367 |  | 0.073682 |  | -6.9826e-05 |  | -5.8408e-05 |  | -7.346e-05
| 0.00026978 |  | 0.0023365 |  | 0.0024 |  | 0.0083652 |  | 0.073427 |  | 7.3826e-05 |  | -9.9281e-06 |  | -5.1795e-05
| 0.00042073 |  | 0.0023225 |  | 0.0024 |  | 0.008282 |  | 0.07328 |  | -2.1355e-05 |  | -7.3028e-05 |  | -3.1433e-05
| 0.00048145 |  | 0.002322 |  | 0.0021 |  | 0.0081521 |  | 0.073222 |  | -6.4847e-05 |  | -0.00012993 |  | -2.0755e-05
| 0.00027314 |  | 0.0023262 |  | 0.0024 |  | 0.0080582 |  | 0.072942 |  | -8.3476e-06 |  | 1.4128e-05 |  | 3.7354e-05
| 0.00039366 |  | 0.0023213 |  | 0.0028 |  | 0.0079726 |  | 0.072771 |  | 1.9264e-05 |  | 3.8185e-06 |  | -1.6197e-05
| 0.0004674 |  | 0.0023158 |  | 0.00245 |  | 0.0078217 |  | 0.072493 |  | -0.00030194 |  | -0.00010235 |  | -6.8358e-05
| 0.0011294 |  | 0.0023116 |  | 0.0024 |  | 0.0077667 |  | 0.072222 |  | -0.00015304 |  | -0.00018064 |  | -6.4661e-05
| 0.00050466 |  | 0.0023077 |  | 0.0024 |  | 0.0076757 |  | 0.071984 |  | 0.00021169 |  | -0.00015813 |  | -5.314e-05
| 0.00053535 |  | 0.0023058 |  | 0.0021 |  | 0.0075343 |  | 0.071483 |  | -1.6643e-05 |  | 2.7882e-05 |  | -3.0119e-05
| 0.00068966 |  | 0.0022959 |  | 0.0024 |  | 0.0075214 |  | 0.07079 |  | -0.00020853 |  | -0.00010542 |  | -6.9022e-05
| 0.00071278 |  | 0.0022822 |  | 0.0024 |  | 0.0073422 |  | 0.070088 |  | -0.0002723 |  | -0.00026011 |  | -0.00012412
| 0.00053003 |  | 0.0022756 |  | 0.0021 |  | 0.0071629 |  | 0.06975 |  | -1.0248e-05 |  | -0.00011422 |  | -7.2913e-05
| 0.00023652 |  | 0.0022718 |  | 0.0024 |  | 0.0071098 |  | 0.06964 |  | 0.00010324 |  | -0.00011727 |  | -6.4346e-05
| 0.00029823 |  | 0.0022721 |  | 0.0021 |  | 0.0071073 |  | 0.069851 |  | 2.7463e-05 |  | -0.00019403 |  | -7.5247e-05
| 0.00047187 |  | 0.0022755 |  | 0.0024 |  | 0.0070981 |  | 0.070248 |  | 0.00023275 |  | -1.1797e-05 |  | -3.1693e-05
| 0.00070961 |  | 0.0022755 |  | 0.0024 |  | 0.0070893 |  | 0.070238 |  | 0.00018197 |  | 9.4744e-05 |  | 8.7797e-06
| 0.00058216 |  | 0.0022648 |  | 0.0021 |  | 0.0070496 |  | 0.069619 |  | 9.6776e-05 |  | 5.6543e-05 |  | 1.9958e-05
| 0.00084081 |  | 0.0022574 |  | 0.0024 |  | 0.0068201 |  | 0.068596 |  | 0.00012778 |  | -2.6378e-05 |  | -6.6401e-07
| 0.00044238 |  | 0.0022574 |  | 0.0024 |  | 0.0066417 |  | 0.068 |  | 0.00026674 |  | -5.6181e-05 |  | 2.4436e-05
| 0.00023274 |  | 0.0022547 |  | 0.0021 |  | 0.0066104 |  | 0.067624 |  | 0.00021789 |  | -0.00012687 |  | 3.5903e-05
| 0.00047929 |  | 0.0022498 |  | 0.0024 |  | 0.0065874 |  | 0.066953 |  | 0.0001618 |  | -0.00025409 |  | -9.6895e-06
| 0.00055685 |  | 0.0022466 |  | 0.0024 |  | 0.0065551 |  | 0.066684 |  | 0.00023121 |  | -0.00020239 |  | -3.4996e-05
| 0.0005685 |  | 0.0022375 |  | 0.0021 |  | 0.0065244 |  | 0.066536 |  | -9.1404e-05 |  | -6.2882e-05 |  | -7.6688e-05
| 0.00094104 |  | 0.0022313 |  | 0.0024 |  | 0.0064817 |  | 0.066433 |  | -5.8606e-05 |  | 2.1785e-05 |  | -8.3109e-05
| 0.00049098 |  | 0.0022317 |  | 0.0021 |  | 0.0064099 |  | 0.066233 |  | 0.00036251 |  | 9.0074e-05 |  | -5.4746e-06
| 0.00049594 |  | 0.0022324 |  | 0.0024 |  | 0.0063533 |  | 0.06588 |  | 0.00014396 |  | 0.00011989 |  | 1.0375e-05
| 0.000278 |  | 0.0022331 |  | 0.0024 |  | 0.0062765 |  | 0.065515 |  | -7.2617e-05 |  | 9.7287e-05 |  | -1.427e-05
| 0.00052113 |  | 0.0022331 |  | 0.00175 |  | 0.0061917 |  | 0.065204 |  | -0.00010321 |  | -3.8418e-05 |  | -5.3786e-06
| 0.001162 |  | 0.0022322 |  | 0.002 |  | 0.0062078 |  | 0.064774 |  | -9.1096e-05 |  | 1.7836e-05 |  | 2.1368e-05
| 0.0011598 |  | 0.0022265 |  | 0.0024 |  | 0.0061424 |  | 0.063987 |  | 0.00025728 |  | 0.00014362 |  | 2.3686e-05
| 0.00053317 |  | 0.0022242 |  | 0.0021 |  | 0.0060147 |  | 0.06349 |  | 0.00023941 |  | 4.7405e-05 |  | -2.4846e-05
| 0.00015791 |  | 0.0022242 |  | 0.002 |  | 0.0059543 |  | 0.063324 |  | 2.7825e-05 |  | -9.1537e-05 |  | -2.5872e-05
| 8.9926e-05 |  | 0.002223 |  | 0.0016 |  | 0.0059429 |  | 0.06302 |  | -0.00016246 |  | -0.00013437 |  | -2.1718e-05
| 0.00016485 |  | 0.0022249 |  | 0.0014 |  | 0.0058847 |  | 0.062388 |  | -0.00024847 |  | 2.8676e-05 |  | -3.8867e-05
| 0.00035037 |  | 0.0022264 |  | 0.002 |  | 0.0057421 |  | 0.062001 |  | -4.3577e-05 |  | -7.7999e-05 |  | -2.7322e-05
| 0.0018422 |  | 0.0022279 |  | 0.002 |  | 0.0057314 |  | 0.061764 |  | -0.0002108 |  | -0.00014378 |  | -2.4352e-05
| 0.0016745 |  | 0.0022294 |  | 0.00175 |  | 0.0057077 |  | 0.061215 |  | -0.00039299 |  | -6.1566e-05 |  | -9.1742e-05
| 0.00025549 |  | 0.0022247 |  | 0.002 |  | 0.0057073 |  | 0.060702 |  | 9.8127e-05 |  | -8.4139e-05 |  | -7.3005e-05
| 0.00024344 |  | 0.0022164 |  | 0.002 |  | 0.0057165 |  | 0.060403 |  | 7.592e-05 |  | 1.9494e-05 |  | 8.3411e-06
| 0.00030443 |  | 0.0022144 |  | 0.00175 |  | 0.0055616 |  | 0.060196 |  | -0.00020831 |  | 0.00010976 |  | 4.2568e-07
| 0.00032432 |  | 0.0022189 |  | 0.0016 |  | 0.0054873 |  | 0.05971 |  | 0.0003042 |  | 0.00011626 |  | 1.7472e-05
| 0.00035901 |  | 0.0022186 |  | 0.0014 |  | 0.0054434 |  | 0.059129 |  | 0.00045559 |  | 9.8657e-05 |  | 3.9803e-05
| 0.00024578 |  | 0.0022131 |  | 0.0016 |  | 0.005389 |  | 0.058777 |  | 9.5932e-05 |  | 3.4047e-05 |  | -2.2087e-05
| 0.00023057 |  | 0.0022124 |  | 0.0016 |  | 0.0053294 |  | 0.058457 |  | -4.6853e-05 |  | -0.00011242 |  | -5.4706e-05
| 0.00026506 |  | 0.0022146 |  | 0.0014 |  | 0.0051874 |  | 0.057916 |  | -0.00025128 |  | -6.3085e-05 |  | -4.3747e-05
| 0.00032159 |  | 0.0022165 |  | 0.0016 |  | 0.0051725 |  | 0.05727 |  | 0.00018508 |  | 3.6342e-05 |  | -4.1352e-05
| 0.00074916 |  | 0.0022215 |  | 0.0016 |  | 0.0052218 |  | 0.056972 |  | 0.00058896 |  | -5.1262e-05 |  | -1.837e-05
| 0.00068994 |  | 0.0022252 |  | 0.0014 |  | 0.0051678 |  | 0.056809 |  | 0.00028116 |  | -5.7007e-05 |  | -1.3937e-06
| 0.00026496 |  | 0.0022202 |  | 0.0016 |  | 0.005105 |  | 0.056315 |  | -0.00011336 |  | -4.7825e-05 |  | 2.742e-05
| 0.00036984 |  | 0.0022164 |  | 0.0016 |  | 0.004991 |  | 0.055598 |  | -0.00022633 |  | 6.1599e-05 |  | 4.1444e-05
| 0.00059042 |  | 0.0022159 |  | 0.0014 |  | 0.0049419 |  | 0.055255 |  | -0.0002874 |  | 1.9898e-05 |  | -4.8625e-06
| 0.00034413 |  | 0.0022117 |  | 0.0016 |  | 0.0049381 |  | 0.055329 |  | -0.00052514 |  | -1.6071e-05 |  | -2.6524e-05
| 0.00014941 |  | 0.0022056 |  | 0.0016 |  | 0.004857 |  | 0.055055 |  | -0.00038991 |  | -1.3393e-05 |  | -4.6832e-05
| 0.00038079 |  | 0.0021959 |  | 0.0014 |  | 0.0048473 |  | 0.054396 |  | -3.1781e-05 |  | -7.6157e-05 |  | -0.00010556
| 0.00038895 |  | 0.002189 |  | 0.0016 |  | 0.0047746 |  | 0.053774 |  | -0.00012666 |  | -9.3379e-05 |  | -8.2908e-05
| 0.00029517 |  | 0.0021848 |  | 0.0016 |  | 0.0047118 |  | 0.053198 |  | -0.0003013 |  | -0.0001477 |  | -4.6798e-05
| 0.00049612 |  | 0.0021813 |  | 0.0014 |  | 0.0046887 |  | 0.052732 |  | -3.9087e-05 |  | -0.00012743 |  | -2.7324e-05
| 0.00069228 |  | 0.0021813 |  | 0.0016 |  | 0.0045616 |  | 0.052331 |  | -0.00017223 |  | -1.4544e-05 |  | -1.9816e-05
| 0.00057374 |  | 0.0021805 |  | 0.0016 |  | 0.0044832 |  | 0.051785 |  | -0.0001269 |  | 3.483e-05 |  | -3.1554e-05
| 0.00056649 |  | 0.0021785 |  | 0.0014 |  | 0.0045515 |  | 0.051185 |  | 0.00038961 |  | -7.2628e-05 |  | -4.1933e-05
| 0.00081328 |  | 0.0021777 |  | 0.0016 |  | 0.0045224 |  | 0.05087 |  | 0.00046209 |  | -2.4395e-05 |  | -1.5527e-05
| 0.0001748 |  | 0.0021751 |  | 0.0012 |  | 0.0044056 |  | 0.050463 |  | -1.3588e-05 |  | -1.1484e-05 |  | 6.2277e-05
| 0.00016661 |  | 0.0021689 |  | 0.00105 |  | 0.0043612 |  | 0.049833 |  | -0.00059652 |  | -9.1872e-05 |  | 2.9977e-05
| 0.00041183 |  | 0.0021673 |  | 0.0012 |  | 0.004299 |  | 0.049568 |  | -0.00043846 |  | -8.3461e-05 |  | -6.1596e-05
| 0.00091158 |  | 0.0021645 |  | 0.0012 |  | 0.0042785 |  | 0.049251 |  | 1.9187e-05 |  | -2.642e-05 |  | -3.932e-05
| 0.00072812 |  | 0.0021581 |  | 0.0014 |  | 0.0042427 |  | 0.048536 |  | 0.00013644 |  | -1.9143e-05 |  | 1.5034e-05
| 0.00032852 |  | 0.0021588 |  | 0.0016 |  | 0.004156 |  | 0.047816 |  | -0.00013296 |  | -4.1736e-05 |  | 2.6663e-05
| 0.00085132 |  | 0.0021599 |  | 0.00105 |  | 0.0040863 |  | 0.047392 |  | -0.00064206 |  | 8.0409e-06 |  | 4.3283e-05
| 0.0007251 |  | 0.0021495 |  | 0.0012 |  | 0.004029 |  | 0.046859 |  | -0.00042883 |  | 0.00011047 |  | 1.4457e-05
| 0.0002414 |  | 0.0021399 |  | 0.0016 |  | 0.0040221 |  | 0.046311 |  | -5.0295e-05 |  | 4.9197e-05 |  | -4.2988e-05
| 0.00044071 |  | 0.002138 |  | 0.0014 |  | 0.0040298 |  | 0.045812 |  | -0.00023675 |  | -0.0001168 |  | -2.5718e-05
| 0.00035017 |  | 0.002133 |  | 0.0012 |  | 0.0039111 |  | 0.045473 |  | 0.00024911 |  | -8.6547e-05 |  | 3.0836e-05
| 0.00038054 |  | 0.0021318 |  | 0.0008 |  | 0.0038633 |  | 0.045119 |  | 0.00082439 |  | 2.5661e-05 |  | 3.863e-05
| 0.00033956 |  | 0.0021324 |  | 0.0007 |  | 0.0038803 |  | 0.044555 |  | 0.00052154 |  | 7.278e-05 |  | 1.8064e-05
| 0.00032278 |  | 0.0021272 |  | 0.0012 |  | 0.0037986 |  | 0.044018 |  | -3.615e-06 |  | 1.4937e-05 |  | -7.0731e-06
| 0.000644 |  | 0.0021179 |  | 0.0012 |  | 0.003783 |  | 0.043449 |  | -0.00033265 |  | -2.9878e-05 |  | -5.6752e-05
| 0.00084901 |  | 0.0021144 |  | 0.0007 |  | 0.003688 |  | 0.04303 |  | -9.1938e-05 |  | -5.7458e-06 |  | -6.8281e-05
| 0.00047887 |  | 0.0021174 |  | 0.0012 |  | 0.0035839 |  | 0.042594 |  | 8.6105e-05 |  | 0.00024442 |  | 3.7497e-05
| 0.00030757 |  | 0.0021144 |  | 0.0016 |  | 0.0035612 |  | 0.041837 |  | -8.8657e-05 |  | 0.00032231 |  | 7.1318e-05
| 0.00060996 |  | 0.0021132 |  | 0.00105 |  | 0.0035674 |  | 0.041255 |  | 2.6766e-05 |  | 0.00019133 |  | -2.44e-07
| 0.00044988 |  | 0.0021131 |  | 0.0008 |  | 0.0035491 |  | 0.041015 |  | 1.0057e-06 |  | 0.00017114 |  | -3.8805e-05
| 0.00050011 |  | 0.0021142 |  | 0.0008 |  | 0.0035173 |  | 0.040647 |  | -0.00021643 |  | 3.4358e-05 |  | -9.2835e-06
| 0.00018083 |  | 0.0021169 |  | 0.0007 |  | 0.0034901 |  | 0.040448 |  | 0.00030208 |  | -4.8277e-05 |  | 1.3256e-05
| 0.00038744 |  | 0.0021165 |  | 0.0008 |  | 0.0034491 |  | 0.040307 |  | 0.00049652 |  | -8.6962e-05 |  | -1.8143e-05
| 0.00051136 |  | 0.0021202 |  | 0.0008 |  | 0.0033975 |  | 0.039877 |  | 0.00058014 |  | -5.8616e-05 |  | -5.8829e-05
| 0.0004141 |  | 0.0021199 |  | 0.0007 |  | 0.0033135 |  | 0.039126 |  | 0.00019293 |  | 0.00013259 |  | -5.0001e-05
| 0.00069317 |  | 0.002121 |  | 0.0008 |  | 0.0032553 |  | 0.038368 |  | -0.00022122 |  | 0.00014677 |  | 5.2359e-06
| 0.00092711 |  | 0.0021209 |  | 0.0008 |  | 0.0032293 |  | 0.037803 |  | -0.00012482 |  | 8.2782e-05 |  | 5.4136e-06
| 0.00061176 |  | 0.0021178 |  | 0.0007 |  | 0.0031771 |  | 0.037314 |  | -0.00023181 |  | -8.5465e-05 |  | -4.5698e-05
| 0.00044072 |  | 0.0021173 |  | 0.0008 |  | 0.0031388 |  | 0.036893 |  | -0.00011004 |  | -0.0001928 |  | -2.9356e-05
| 0.00033556 |  | 0.0021236 |  | 0.0008 |  | 0.0030936 |  | 0.036574 |  | 0.00038022 |  | 0.00013529 |  | 7.4854e-05
| 0.00052715 |  | 0.0021212 |  | 0.0007 |  | 0.0031239 |  | 0.036497 |  | 0.00045876 |  | 0.00019893 |  | -1.1868e-05
| 0.00067517 |  | 0.0021142 |  | 0.0008 |  | 0.003117 |  | 0.036378 |  | -0.0003599 |  | 0.00013075 |  | -0.00011789
| 0.00047926 |  | 0.0021104 |  | 0.0008 |  | 0.0030687 |  | 0.035883 |  | -0.00061342 |  | 0.00021237 |  | -3.5845e-05
| 0.00046438 |  | 0.0021084 |  | 0.0007 |  | 0.0030158 |  | 0.03523 |  | -0.00069624 |  | 0.00027793 |  | 4.7781e-05
| 0.00088378 |  | 0.0021049 |  | 0.0008 |  | 0.0029104 |  | 0.034836 |  | -0.0001878 |  | 0.00043017 |  | 6.0143e-05
| 0.00088675 |  | 0.0020981 |  | 0.0008 |  | 0.0028644 |  | 0.034321 |  | 0.00038642 |  | 0.0004098 |  | -2.8721e-06
| 0.00024746 |  | 0.0020849 |  | 0.0007 |  | 0.0028222 |  | 0.03376 |  | 2.5495e-05 |  | 0.00027797 |  | -4.3305e-05
| 0.0001437 |  | 0.0020776 |  | 0.0008 |  | 0.0030281 |  | 0.033511 |  | 4.9734e-05 |  | 0.000314 |  | -9.7939e-06
| 0.00036179 |  | 0.0020802 |  | 0.0008 |  | 0.0027957 |  | 0.032845 |  | 1.2159e-05 |  | 0.00021397 |  | -8.2393e-05
| 0.00046438 |  | 0.0020844 |  | 0.0007 |  | 0.0027593 |  | 0.032546 |  | 1.0077e-05 |  | 0.00049772 |  | 2.8855e-05
| 0.00041773 |  | 0.0020783 |  | 0.0008 |  | 0.0026151 |  | 0.03205 |  | 2.5168e-05 |  | 0.00047816 |  | 2.9706e-05
| 0.00053212 |  | 0.002064 |  | 0.0008 |  | 0.0025606 |  | 0.031714 |  | 1.7172e-05 |  | 0.00043681 |  | -1.2433e-05
| 0.00034744 |  | 0.0020594 |  | 0.0007 |  | 0.0025836 |  | 0.031345 |  | -6.4637e-07 |  | 0.00064313 |  | 2.0147e-05
| 0.00011321 |  | 0.0020559 |  | 0.0008 |  | 0.0026266 |  | 0.030984 |  | -7.0562e-06 |  | 0.00065847 |  | -3.8465e-05
| 0.00022183 |  | 0.002054 |  | 0.0008 |  | 0.0025974 |  | 0.030662 |  | -1.5363e-05 |  | 0.00051581 |  | -1.6945e-05
| 0.00023407 |  | 0.0020493 |  | 0.0007 |  | 0.0025337 |  | 0.030264 |  | -1.4353e-05 |  | 0.00066277 |  | -1.5533e-06
| 0.00011497 |  | 0.0020347 |  | 0.0008 |  | 0.002546 |  | 0.029999 |  | 1.2792e-05 |  | 0.00073488 |  | -4.0567e-05
| 0.00011046 |  | 0.002022 |  | 0.0008 |  | 0.0024957 |  | 0.029591 |  | 2.2841e-05 |  | 0.00079942 |  | -2.2306e-05
| 7.2855e-05 |  | 0.0020127 |  | 0.0007 |  | 0.0024451 |  | 0.029195 |  | -1.5075e-05 |  | 0.00099314 |  | -3.2565e-05
| 0.0003114 |  | 0.0020089 |  | 0.0008 |  | 0.0023687 |  | 0.028874 |  | -2.617e-05 |  | 0.00096475 |  | -2.2914e-05
| 0.00052331 |  | 0.0020024 |  | 0.0008 |  | 0.002338 |  | 0.028496 |  | -2.291e-05 |  | 0.00089762 |  | 3.0355e-05
| 0.00062985 |  | 0.0020092 |  | 0.0007 |  | 0.0023238 |  | 0.028151 |  | -3.1639e-05 |  | 0.0010619 |  | 5.4853e-05
| 0.0005758 |  | 0.0020096 |  | 0.0008 |  | 0.0022727 |  | 0.027839 |  | 1.2697e-05 |  | 0.0010876 |  | 4.0622e-05
| 0.00057751 |  | 0.0020042 |  | 0.0008 |  | 0.002275 |  | 0.027513 |  | 7.5796e-06 |  | 0.0010961 |  | 9.1838e-05
| 0.00052449 |  | 0.0019945 |  | 0.0007 |  | 0.0021817 |  | 0.027158 |  | 1.3513e-05 |  | 0.0013744 |  | 9.8354e-05
| 0.0011181 |  | 0.0019922 |  | 0.0008 |  | 0.0021261 |  | 0.026846 |  | 3.5432e-05 |  | 0.0014834 |  | -3.1022e-05
| 0.00053919 |  | 0.0019932 |  | 0.0008 |  | 0.002159 |  | 0.026495 |  | 4.7032e-05 |  | 0.0014375 |  | -6.4441e-05
| 0.00029467 |  | 0.0019853 |  | 0.0007 |  | 0.0021299 |  | 0.026062 |  | 1.2542e-05 |  | 0.0014868 |  | 1.5654e-05
| 0.00033307 |  | 0.0019828 |  | 0.0008 |  | 0.0020864 |  | 0.025668 |  | -3.0297e-05 |  | 0.0017042 |  | 7.3719e-05
| 0.00043299 |  | 0.0019789 |  | 0.0008 |  | 0.002076 |  | 0.025348 |  | 1.9418e-05 |  | 0.0018822 |  | 4.7292e-05
| 0.00066732 |  | 0.001979 |  | 0.0007 |  | 0.0020412 |  | 0.025048 |  | 2.5013e-05 |  | 0.0019495 |  | -6.25e-06
| 0.00046042 |  | 0.0019881 |  | 0.0008 |  | 0.0020249 |  | 0.024601 |  | -7.7234e-06 |  | 0.0020668 |  | -3.6319e-05
| 0.00031853 |  | 0.0019895 |  | 0.0008 |  | 0.0019596 |  | 0.024306 |  | -1.0685e-05 |  | 0.0020578 |  | -3.9968e-05
| 0.00064655 |  | 0.0019858 |  | 0.0008 |  | 0.0019451 |  | 0.024156 |  | -1.7365e-05 |  | 0.0021282 |  | 9.9251e-06
| 0.00064641 |  | 0.0019768 |  | 0.0007 |  | 0.0019626 |  | 0.023911 |  | 4.5419e-06 |  | 0.002295 |  | 2.2907e-05
| 0.00054781 |  | 0.0019665 |  | 0.0008 |  | 0.0018832 |  | 0.023517 |  | 9.7657e-07 |  | 0.0024651 |  | 1.6412e-05
| 0.00048373 |  | 0.001961 |  | 0.0008 |  | 0.0019564 |  | 0.023082 |  | -2.5352e-05 |  | 0.0024658 |  | 4.8871e-05
| 0.00045315 |  | 0.001951 |  | 0.0007 |  | 0.0020208 |  | 0.022893 |  | 2.1133e-06 |  | 0.0026351 |  | 2.6878e-05
| 0.00084287 |  | 0.0019479 |  | 0.0008 |  | 0.0018515 |  | 0.022518 |  | 1.1838e-05 |  | 0.0030313 |  | 1.6334e-05
| 0.00077302 |  | 0.0019478 |  | 0.0008 |  | 0.0018099 |  | 0.022181 |  | -1.5413e-06 |  | 0.0029764 |  | -5.3698e-05
| 0.00031478 |  | 0.0019383 |  | 0.00035 |  | 0.0018247 |  | 0.021997 |  | -5.551e-06 |  | 0.0028566 |  | -0.0001259
| 0.0005731 |  | 0.0019373 |  | 0 |  | 0.0017829 |  | 0.021723 |  | -1.3986e-05 |  | 0.0029004 |  | -5.7917e-05
| 0.00065856 |  | 0.0019386 |  | 0.0004 |  | 0.0017328 |  | 0.021421 |  | -3.4141e-05 |  | 0.0031092 |  | -4.9825e-05
| 0.00025571 |  | 0.0019361 |  | 0.00035 |  | 0.0016216 |  | 0.021012 |  | -2.4064e-05 |  | 0.0034748 |  | -3.1543e-05
| 0.00026472 |  | 0.0019331 |  | 0 |  | 0.0016593 |  | 0.020688 |  | 4.7021e-07 |  | 0.0032966 |  | 4.071e-05
| 0.00040391 |  | 0.0019258 |  | 0.0004 |  | 0.0016485 |  | 0.020546 |  | 3.3901e-05 |  | 0.0033389 |  | 9.0043e-05
| 0.00039553 |  | 0.0019156 |  | 0.0007 |  | 0.0016049 |  | 0.020414 |  | 2.4052e-05 |  | 0.0038728 |  | 0.00014154
| 0.00034457 |  | 0.0019122 |  | 0.0008 |  | 0.0016706 |  | 0.020085 |  | -2.685e-05 |  | 0.0038705 |  | 9.8339e-06
| 0.00053411 |  | 0.0019044 |  | 0.0008 |  | 0.0016367 |  | 0.019745 |  | -2.0684e-05 |  | 0.0039366 |  | -7.6585e-05
| 0.00067293 |  | 0.0018903 |  | 0.0007 |  | 0.0014824 |  | 0.019501 |  | -2.7293e-05 |  | 0.0042941 |  | -3.2601e-05
| 0.00052606 |  | 0.0018756 |  | 0.0008 |  | 0.0015076 |  | 0.01913 |  | -2.9697e-05 |  | 0.0042877 |  | -3.9653e-05
| 0.00038391 |  | 0.0018627 |  | 0.0004 |  | 0.0016177 |  | 0.018753 |  | 1.0434e-05 |  | 0.0042852 |  | 3.29e-05
| 0.00046823 |  | 0.0018594 |  | 0.00035 |  | 0.0015794 |  | 0.018536 |  | -2.7081e-05 |  | 0.0043288 |  | 2.7545e-05
| 0.0013725 |  | 0.0018547 |  | 0.0004 |  | 0.0015289 |  | 0.01842 |  | 2.0055e-05 |  | 0.004483 |  | -2.6959e-05
| 0.0004247 |  | 0.0018492 |  | 0.0004 |  | 0.0015307 |  | 0.018312 |  | 5.1938e-05 |  | 0.0049374 |  | 2.3858e-05
| 0.00029607 |  | 0.0018347 |  | 0.0007 |  | 0.0015474 |  | 0.018093 |  | 4.4931e-06 |  | 0.0052248 |  | 5.849e-05
| 0.00069162 |  | 0.0018265 |  | 0.0008 |  | 0.0014815 |  | 0.017783 |  | -2.0168e-05 |  | 0.005179 |  | 1.2819e-05
| 0.00092038 |  | 0.001833 |  | 0.0004 |  | 0.0014169 |  | 0.017469 |  | 1.2736e-05 |  | 0.0055517 |  | -3.1913e-05
| 0.00045018 |  | 0.0018306 |  | 0.0004 |  | 0.0014698 |  | 0.017285 |  | 7.4759e-06 |  | 0.0058644 |  | 5.2578e-07
| 0.00017629 |  | 0.0018275 |  | 0.00035 |  | 0.0014736 |  | 0.017104 |  | -2.2772e-05 |  | 0.0058564 |  | 4.5149e-05
| 0.0002597 |  | 0.0018352 |  | 0.0004 |  | 0.0013337 |  | 0.016873 |  | -2.3733e-05 |  | 0.0062713 |  | 6.6816e-05
| 0.00030835 |  | 0.0018417 |  | 0.0004 |  | 0.0012634 |  | 0.016661 |  | 1.9866e-06 |  | 0.0064158 |  | 4.4527e-05
| 0.00031647 |  | 0.0018443 |  | 0.00035 |  | 0.0012916 |  | 0.016362 |  | 1.4967e-05 |  | 0.006412 |  | 3.841e-06
| 0.00038328 |  | 0.0018366 |  | 0.0004 |  | 0.0012755 |  | 0.015966 |  | -1.6402e-05 |  | 0.0066584 |  | -3.217e-05
| 0.00039112 |  | 0.0018234 |  | 0.0004 |  | 0.0012603 |  | 0.01584 |  | -4.0532e-05 |  | 0.0069833 |  | -1.9894e-05
| 0.00019892 |  | 0.0018211 |  | 0.0007 |  | 0.0012234 |  | 0.015881 |  | -1.409e-05 |  | 0.0067534 |  | -4.4513e-05
| 0.00036366 |  | 0.0018137 |  | 0.0004 |  | 0.0012449 |  | 0.015721 |  | 1.3847e-05 |  | 0.0070563 |  | -9.5554e-05
| 0.0006032 |  | 0.0018022 |  | 0.0004 |  | 0.001273 |  | 0.015553 |  | 1.1138e-06 |  | 0.0077596 |  | -2.2802e-05
| 0.00098742 |  | 0.0017951 |  | 0.0007 |  | 0.0012874 |  | 0.015334 |  | 4.3869e-06 |  | 0.0076515 |  | 3.7559e-05
| 0.0010878 |  | 0.001794 |  | 0.0004 |  | 0.0012651 |  | 0.014949 |  | 1.0993e-05 |  | 0.0078864 |  | 0.00010025
| 0.00064166 |  | 0.001799 |  | 0.0004 |  | 0.0012297 |  | 0.014616 |  | 1.3092e-05 |  | 0.0081397 |  | 6.4727e-05
| 0.0004943 |  | 0.0017965 |  | 0.00035 |  | 0.0012448 |  | 0.014416 |  | 1.9243e-05 |  | 0.0082576 |  | -8.6949e-06
| 0.00079824 |  | 0.0017831 |  | 0.0004 |  | 0.0012345 |  | 0.014213 |  | 4.4095e-07 |  | 0.0085878 |  | 5.5155e-05
| 0.00096033 |  | 0.0017739 |  | 0.0008 |  | 0.0011391 |  | 0.014011 |  | -1.5182e-05 |  | 0.0087812 |  | 4.9049e-05
| 0.00055236 |  | 0.0017783 |  | 0.0008 |  | 0.0010812 |  | 0.013949 |  | -2.3031e-05 |  | 0.0091027 |  | 9.8545e-05
| 0.00027982 |  | 0.0017872 |  | 0.0007 |  | 0.0010558 |  | 0.013792 |  | -4.6912e-05 |  | 0.009288 |  | 0.00011795
| 0.00029987 |  | 0.001796 |  | 0.0008 |  | 0.0010347 |  | 0.013656 |  | -1.3908e-05 |  | 0.0094722 |  | 6.7382e-05
| 0.00049841 |  | 0.0018037 |  | 0.0008 |  | 0.0010897 |  | 0.013514 |  | -2.01e-05 |  | 0.0098344 |  | 2.3388e-05
| 0.00066285 |  | 0.0018028 |  | 0.0007 |  | 0.001129 |  | 0.013257 |  | -1.7336e-05 |  | 0.010011 |  | -4.5463e-06
| 0.00037964 |  | 0.0017928 |  | 0.0004 |  | 0.0011725 |  | 0.013139 |  | 6.0655e-06 |  | 0.010454 |  | 8.8471e-05
| 0.00032377 |  | 0.0017915 |  | 0.0004 |  | 0.0011565 |  | 0.013038 |  | -3.2403e-05 |  | 0.010558 |  | 7.0179e-05
| 0.00071622 |  | 0.0017869 |  | 0.00035 |  | 0.0011419 |  | 0.012815 |  | -2.6147e-05 |  | 0.010316 |  | 6.8492e-07
| 0.00058066 |  | 0.0017745 |  | 0.0004 |  | 0.0010703 |  | 0.012566 |  | -2.0108e-05 |  | 0.010825 |  | 9.5221e-05
| 0.00019036 |  | 0.0017653 |  | 0.0008 |  | 0.00096804 |  | 0.012302 |  | -3.2193e-05 |  | 0.011371 |  | 0.00014163
| 0.00037807 |  | 0.0017609 |  | 0.0007 |  | 0.00095239 |  | 0.012141 |  | -6.2499e-05 |  | 0.011622 |  | 9.6158e-05
| 0.00053098 |  | 0.0017609 |  | 0.0008 |  | 0.00097663 |  | 0.012103 |  | -5.3015e-05 |  | 0.011821 |  | 3.408e-05
| 0.00034274 |  | 0.0017613 |  | 0.0008 |  | 0.0010224 |  | 0.01197 |  | 2.7554e-05 |  | 0.012128 |  | 5.451e-05
| 0.00031369 |  | 0.0017619 |  | 0.0008 |  | 0.00098252 |  | 0.011734 |  | 5.033e-05 |  | 0.01239 |  | 6.148e-05
| 0.00080954 |  | 0.0017642 |  | 0.00035 |  | 0.00090789 |  | 0.011617 |  | 3.1059e-05 |  | 0.012875 |  | 2.4879e-05
| 0.00082339 |  | 0.0017662 |  | 0.0004 |  | 0.00090635 |  | 0.011608 |  | 1.3442e-05 |  | 0.013402 |  | 5.123e-05
| 0.00037768 |  | 0.0017625 |  | 0.0008 |  | 0.00088493 |  | 0.011434 |  | 1.3011e-05 |  | 0.013495 |  | 7.8546e-05
| 0.00041302 |  | 0.0017568 |  | 0.0007 |  | 0.00086569 |  | 0.011181 |  | 5.6865e-06 |  | 0.013765 |  | 5.8741e-05
| 0.00034051 |  | 0.001756 |  | 0.0008 |  | 0.00090032 |  | 0.011014 |  | -3.1993e-06 |  | 0.01402 |  | 1.1404e-05
| 0.00052412 |  | 0.0017551 |  | 0.0008 |  | 0.00090043 |  | 0.010939 |  | -9.9262e-07 |  | 0.01441 |  | 4.799e-05
| 0.0005516 |  | 0.0017455 |  | 0.0007 |  | 0.00089312 |  | 0.010805 |  | -1.917e-05 |  | 0.015055 |  | 0.00012591
| 0.00047804 |  | 0.0017281 |  | 0.0008 |  | 0.00092852 |  | 0.010466 |  | -2.9636e-06 |  | 0.01529 |  | 0.00013919
| 0.0003708 |  | 0.0017135 |  | 0.0008 |  | 0.00096277 |  | 0.010296 |  | 2.1807e-05 |  | 0.015637 |  | 0.00014966
| 0.000433 |  | 0.001711 |  | 0.0007 |  | 0.00086861 |  | 0.01017 |  | 2.9208e-05 |  | 0.015849 |  | 0.00016946
| 0.00049094 |  | 0.001711 |  | 0.0008 |  | 0.00082242 |  | 0.0099984 |  | 2.7377e-05 |  | 0.016293 |  | 0.00013607
| 0.00028282 |  | 0.0017055 |  | 0.0008 |  | 0.00087834 |  | 0.0098808 |  | -1.5501e-05 |  | 0.016793 |  | 9.717e-05
| 0.00034169 |  | 0.001691 |  | 0.0004 |  | 0.0008763 |  | 0.0098252 |  | 4.575e-06 |  | 0.016749 |  | 0.00012263
| 0.00037743 |  | 0.0016761 |  | 0.00035 |  | 0.00084612 |  | 0.0097223 |  | 0.00011783 |  | 0.017246 |  | 0.0001298
| 0.00083499 |  | 0.0016685 |  | 0.0008 |  | 0.00084716 |  | 0.009539 |  | 0.00010268 |  | 0.017239 |  | 2.4162e-05
| 0.00035156 |  | 0.0016672 |  | 0.0004 |  | 0.00086806 |  | 0.0094963 |  | 2.9133e-05 |  | 0.017629 |  | 1.1636e-05
| 0.00070184 |  | 0.0016695 |  | 0 |  | 0.00088385 |  | 0.0092896 |  | -1.6103e-05 |  | 0.018778 |  | 9.8552e-05
| 0.00072529 |  | 0.0016676 |  | 0 |  | 0.000793 |  | 0.0090844 |  | -1.1371e-05 |  | 0.019392 |  | 0.00010118
| 0.00030085 |  | 0.0016626 |  | 0.0004 |  | 0.00076143 |  | 0.0090352 |  | 3.3919e-05 |  | 0.020154 |  | 0.00018616
| 0.0003737 |  | 0.0016497 |  | 0.0007 |  | 0.00080388 |  | 0.0089112 |  | 7.9373e-06 |  | 0.020818 |  | 0.00020951
| 0.00045048 |  | 0.0016368 |  | 0.0008 |  | 0.00081323 |  | 0.0088704 |  | 9.258e-06 |  | 0.020961 |  | 0.000131
| 0.00019105 |  | 0.001632 |  | 0.0008 |  | 0.00079579 |  | 0.0088796 |  | 7.3894e-06 |  | 0.021562 |  | 0.00014495
| 0.00025116 |  | 0.001623 |  | 0.0008 |  | 0.0007597 |  | 0.0087768 |  | -2.854e-05 |  | 0.022321 |  | 0.00019577
| 0.00033204 |  | 0.0016145 |  | 0.0007 |  | 0.00075008 |  | 0.0086829 |  | -3.5552e-05 |  | 0.022731 |  | 0.00026424
| 0.00040469 |  | 0.0016063 |  | 0.0008 |  | 0.00076943 |  | 0.0086182 |  | -3.6649e-05 |  | 0.023344 |  | 0.00023698
| 0.00045026 |  | 0.0015906 |  | 0.0008 |  | 0.0008113 |  | 0.0084014 |  | -1.5185e-05 |  | 0.023665 |  | 0.00020423
| 0.00057803 |  | 0.0015795 |  | 0.0007 |  | 0.00078802 |  | 0.008228 |  | -1.1929e-05 |  | 0.024229 |  | 0.00022816
| 0.00061803 |  | 0.0015754 |  | 0.0008 |  | 0.00070127 |  | 0.0081106 |  | -1.7523e-05 |  | 0.024975 |  | 0.00018835
| 0.00021663 |  | 0.0015768 |  | 0.0008 |  | 0.00073217 |  | 0.0080747 |  | -1.2639e-05 |  | 0.0258 |  | 0.00020756
| 7.364e-05 |  | 0.0015714 |  | 0.0007 |  | 0.00077146 |  | 0.0080234 |  | -1.0447e-05 |  | 0.026431 |  | 0.00023673
| 0.00010335 |  | 0.0015606 |  | 0.0004 |  | 0.00074565 |  | 0.007869 |  | 7.0032e-08 |  | 0.026687 |  | 0.00018617
| 0.00040091 |  | 0.0015504 |  | 0 |  | 0.00074112 |  | 0.007808 |  | -3.5836e-05 |  | 0.027411 |  | 0.00014235
| 0.00050645 |  | 0.0015481 |  | 0 |  | 0.00074382 |  | 0.0076874 |  | -3.0586e-05 |  | 0.028076 |  | 0.00017757
| 0.00020638 |  | 0.0015489 |  | 0 |  | 0.00076732 |  | 0.0075576 |  | -1.8417e-05 |  | 0.02864 |  | 0.00029062
| 0.00017412 |  | 0.0015462 |  | 0.0004 |  | 0.00080507 |  | 0.0076139 |  | -1.4905e-07 |  | 0.029574 |  | 0.00032712
| 0.00032427 |  | 0.0015499 |  | 0.0008 |  | 0.00073968 |  | 0.0075012 |  | 1.7319e-05 |  | 0.030413 |  | 0.00031801
| 0.00050985 |  | 0.0015504 |  | 0.0007 |  | 0.0006816 |  | 0.0073014 |  | -3.2775e-06 |  | 0.031139 |  | 0.00030055
| 0.00047402 |  | 0.001558 |  | 0.0008 |  | 0.0006738 |  | 0.0071903 |  | -5.5746e-06 |  | 0.031677 |  | 0.00027558
| 0.00047248 |  | 0.0015662 |  | 0.0008 |  | 0.00068545 |  | 0.007056 |  | -1.9396e-05 |  | 0.032371 |  | 0.00023397
| 0.00085975 |  | 0.0015589 |  | 0.0007 |  | 0.00067697 |  | 0.0070683 |  | 4.3855e-06 |  | 0.032934 |  | 0.00025369
| 0.00071077 |  | 0.0015543 |  | 0.0008 |  | 0.0007155 |  | 0.0070363 |  | -1.2755e-06 |  | 0.033524 |  | 0.00038125
| 0.0002741 |  | 0.0015549 |  | 0.0008 |  | 0.00071637 |  | 0.0068242 |  | -2.2487e-05 |  | 0.034365 |  | 0.00029808
| 0.00040406 |  | 0.0015545 |  | 0.0004 |  | 0.00068438 |  | 0.0066781 |  | -3.7392e-05 |  | 0.03496 |  | 0.00020119
| 0.00043409 |  | 0.0015541 |  | 0.00035 |  | 0.00069093 |  | 0.0067263 |  | -4.5697e-05 |  | 0.035891 |  | 0.0002944
| 0.00026033 |  | 0.0015605 |  | 0.0008 |  | 0.00063013 |  | 0.0067191 |  | -2.4163e-05 |  | 0.036667 |  | 0.00028041
| 0.00038851 |  | 0.0015674 |  | 0.0004 |  | 0.00059313 |  | 0.0065418 |  | -2.8896e-05 |  | 0.037256 |  | 0.00029875
| 0.0002949 |  | 0.0015593 |  | 0.00035 |  | 0.00062705 |  | 0.0064273 |  | -1.2917e-05 |  | 0.038033 |  | 0.00039365
| 0.00022885 |  | 0.0015507 |  | 0.0008 |  | 0.0006225 |  | 0.0063549 |  | 1.824e-06 |  | 0.039067 |  | 0.00040309
| 0.00021284 |  | 0.001541 |  | 0.0008 |  | 0.00058126 |  | 0.0062289 |  | -6.0285e-06 |  | 0.039997 |  | 0.0004418
| 0.00065701 |  | 0.0015337 |  | 0.0008 |  | 0.00065295 |  | 0.0061618 |  | -1.3343e-05 |  | 0.040615 |  | 0.0004539
| 0.00017375 |  | 0.0015412 |  | 0.0007 |  | 0.00067809 |  | 0.006151 |  | -2.8535e-05 |  | 0.041161 |  | 0.0003511
| 0.00032137 |  | 0.0015453 |  | 0.0008 |  | 0.00061903 |  | 0.0060011 |  | -5.8954e-06 |  | 0.041724 |  | 0.00038185
| 0.00043038 |  | 0.0015416 |  | 0.0008 |  | 0.00059791 |  | 0.0058696 |  | 1.7031e-05 |  | 0.042673 |  | 0.00043457
| 0.00079614 |  | 0.0015372 |  | 0.0007 |  | 0.00062768 |  | 0.0058715 |  | 1.8941e-05 |  | 0.043553 |  | 0.0004501
| 0.00073168 |  | 0.0015376 |  | 0.0008 |  | 0.00063037 |  | 0.0058515 |  | 2.5519e-05 |  | 0.044484 |  | 0.00045632
| 0.00048473 |  | 0.0015422 |  | 0.0008 |  | 0.00058372 |  | 0.0057516 |  | -1.3369e-05 |  | 0.045183 |  | 0.00040055
| 0.00092854 |  | 0.0015437 |  | 0.0008 |  | 0.00060416 |  | 0.0056186 |  | -2.3353e-05 |  | 0.045727 |  | 0.00036987
| 0.00061567 |  | 0.0015405 |  | 0.0007 |  | 0.00059267 |  | 0.0055033 |  | -3.1e-06 |  | 0.04636 |  | 0.0004385
| 0.00041239 |  | 0.0015397 |  | 0.0008 |  | 0.00055951 |  | 0.0053841 |  | -1.0927e-05 |  | 0.047298 |  | 0.0004861
| 0.00041582 |  | 0.0015409 |  | 0.0008 |  | 0.00060693 |  | 0.0053999 |  | 3.5671e-05 |  | 0.048354 |  | 0.00044863
| 0.00040491 |  | 0.0015351 |  | 0.0007 |  | 0.00061619 |  | 0.0053841 |  | 3.9266e-05 |  | 0.048783 |  | 0.00045903
| 0.0006745 |  | 0.0015272 |  | 0.0008 |  | 0.00061203 |  | 0.0052911 |  | 1.4091e-05 |  | 0.049186 |  | 0.00050186
| 0.00027663 |  | 0.0015175 |  | 0.0008 |  | 0.00056421 |  | 0.0052198 |  | 2.2646e-06 |  | 0.049977 |  | 0.00046968
| 0.00051594 |  | 0.001505 |  | 0.0004 |  | 0.00049485 |  | 0.0051406 |  | -2.2657e-05 |  | 0.050958 |  | 0.00036714
| 0.00089662 |  | 0.0014954 |  | 0.00035 |  | 0.00051568 |  | 0.0050993 |  | -1.3412e-05 |  | 0.05174 |  | 0.00040561
| 7.1616e-05 |  | 0.0014834 |  | 0.0008 |  | 0.00057971 |  | 0.0049952 |  | -3.9319e-05 |  | 0.052438 |  | 0.00045308
| 0.00021063 |  | 0.0014695 |  | 0.0008 |  | 0.00058819 |  | 0.0048594 |  | -3.7819e-05 |  | 0.053487 |  | 0.0004847
| 0.0002243 |  | 0.0014601 |  | 0.0007 |  | 0.00056744 |  | 0.0048697 |  | 5.3829e-06 |  | 0.054552 |  | 0.00049878
| 0.00022835 |  | 0.0014531 |  | 0.0008 |  | 0.00057554 |  | 0.0048608 |  | 1.3359e-05 |  | 0.054549 |  | 0.00039488
| 0.00017424 |  | 0.0014427 |  | 0.0004 |  | 0.00057631 |  | 0.0047054 |  | 1.7265e-05 |  | 0.05425 |  | 0.00033113
| 0.00037512 |  | 0.0014356 |  | 0.0004 |  | 0.00058333 |  | 0.0045725 |  | 2.5164e-05 |  | 0.055667 |  | 0.00039432
| 0.00037548 |  | 0.0014344 |  | 0.0007 |  | 0.00055825 |  | 0.0045551 |  | 2.6609e-05 |  | 0.057215 |  | 0.0004624
| 0.0006029 |  | 0.0014248 |  | 0.0008 |  | 0.00057484 |  | 0.0045683 |  | 1.5044e-05 |  | 0.057726 |  | 0.0004765
| 0.00059835 |  | 0.0014203 |  | 0.0004 |  | 0.00052553 |  | 0.0045179 |  | 3.6156e-05 |  | 0.058392 |  | 0.00051609
| 0.00033927 |  | 0.0014161 |  | 0.00035 |  | 0.00046649 |  | 0.0044002 |  | 1.5927e-05 |  | 0.059074 |  | 0.00044355
| 0.00011475 |  | 0.001403 |  | 0.0004 |  | 0.00050392 |  | 0.0043281 |  | -4.4968e-05 |  | 0.059771 |  | 0.0003625
| 0.00027565 |  | 0.0013937 |  | 0.0004 |  | 0.00046495 |  | 0.0042471 |  | -1.5589e-05 |  | 0.060715 |  | 0.00048234
| 0.00033189 |  | 0.0013873 |  | 0.0004 |  | 0.00050128 |  | 0.0042403 |  | 2.0935e-05 |  | 0.06155 |  | 0.0005827
| 0.00096989 |  | 0.0013773 |  | 0.00035 |  | 0.00049858 |  | 0.0042094 |  | 6.9737e-06 |  | 0.061817 |  | 0.00059281
| 0.00028275 |  | 0.001363 |  | 0.0008 |  | 0.00044957 |  | 0.0041125 |  | -1.6384e-05 |  | 0.062571 |  | 0.00054898
| 0.00023355 |  | 0.0013524 |  | 0.0008 |  | 0.00044191 |  | 0.0041559 |  | -3.8676e-06 |  | 0.063689 |  | 0.0005336
| 0.00067576 |  | 0.0013462 |  | 0.0007 |  | 0.00043072 |  | 0.0041374 |  | 1.792e-05 |  | 0.064249 |  | 0.00057728
| 0.00077667 |  | 0.0013385 |  | 0.0008 |  | 0.00045272 |  | 0.0039737 |  | 1.0822e-05 |  | 0.064655 |  | 0.00058408
| 0.00038637 |  | 0.0013313 |  | 0.0004 |  | 0.00048752 |  | 0.0039368 |  | 1.8133e-05 |  | 0.065213 |  | 0.00057048
| 0.00028629 |  | 0.0013221 |  | 0.0004 |  | 0.00055507 |  | 0.0040001 |  | 3.1209e-05 |  | 0.065901 |  | 0.00055698
| 0.00050373 |  | 0.0013147 |  | 0.0007 |  | 0.0005624 |  | 0.0039511 |  | 5.5075e-05 |  | 0.06638 |  | 0.00057241
| 0.001145 |  | 0.0013109 |  | 0.0008 |  | 0.00048945 |  | 0.0038291 |  | 2.2606e-05 |  | 0.066446 |  | 0.00056984
| 0.00014616 |  | 0.0013041 |  | 0.0004 |  | 0.00045631 |  | 0.0037586 |  | -2.4307e-05 |  | 0.066963 |  | 0.00058341
| 0.00031902 |  | 0.0012983 |  | 0.00035 |  | 0.00045206 |  | 0.0037717 |  | -8.7144e-06 |  | 0.067913 |  | 0.00061367
| 0.00035377 |  | 0.0012954 |  | 0.0008 |  | 0.0004749 |  | 0.0037703 |  | 1.1048e-06 |  | 0.069065 |  | 0.00064215
| 0.00030535 |  | 0.0012948 |  | 0.0008 |  | 0.00048295 |  | 0.0036949 |  | -2.4592e-05 |  | 0.069777 |  | 0.00056964
| 0.00040818 |  | 0.0012988 |  | 0.0004 |  | 0.00043513 |  | 0.0036456 |  | -1.9175e-05 |  | 0.069664 |  | 0.0004745
| 0.00046587 |  | 0.0012971 |  | 0 |  | 0.00042399 |  | 0.0036271 |  | -1.6533e-06 |  | 0.069809 |  | 0.0005648
| 0.00055685 |  | 0.0012907 |  | 0.0004 |  | 0.00045135 |  | 0.0035656 |  | -1.3508e-05 |  | 0.070263 |  | 0.00062693
| 0.00039888 |  | 0.0012901 |  | 0.0008 |  | 0.0004155 |  | 0.0034877 |  | 2.3286e-06 |  | 0.070795 |  | 0.0006338
| 0.00054175 |  | 0.0012901 |  | 0.0004 |  | 0.00039117 |  | 0.0034402 |  | 1.4514e-05 |  | 0.07138 |  | 0.00073904
| 0.00018595 |  | 0.0012907 |  | 0.00035 |  | 0.00045533 |  | 0.0034623 |  | 9.4971e-06 |  | 0.071987 |  | 0.00070643
| 0.00044973 |  | 0.0012961 |  | 0.0004 |  | 0.00048429 |  | 0.0034461 |  | -7.0963e-06 |  | 0.072015 |  | 0.00058217
| 0.00055475 |  | 0.0013027 |  | 0.0004 |  | 0.00037577 |  | 0.0033642 |  | -2.0163e-05 |  | 0.072177 |  | 0.00063122
| 0.00027351 |  | 0.0013038 |  | 0.00035 |  | 0.00036805 |  | 0.0032437 |  | -7.9546e-06 |  | 0.072834 |  | 0.00069222
| 0.00026871 |  | 0.0012986 |  | 0 |  | 0.00039436 |  | 0.0032592 |  | -1.8722e-05 |  | 0.073573 |  | 0.00072915
| 0.00014798 |  | 0.0012928 |  | 0.0004 |  | 0.00042912 |  | 0.0032723 |  | -7.0283e-06 |  | 0.074243 |  | 0.00075739
| 0.00013892 |  | 0.0012924 |  | 0.0008 |  | 0.00049865 |  | 0.0031622 |  | 2.1207e-05 |  | 0.074237 |  | 0.00072481
| 0.00071415 |  | 0.0012941 |  | 0.00035 |  | 0.00041914 |  | 0.0031568 |  | 3.7256e-05 |  | 0.07451 |  | 0.000765
| 0.00025524 |  | 0.0012945 |  | 0.0004 |  | 0.00037935 |  | 0.0031267 |  | 1.4377e-05 |  | 0.074892 |  | 0.00081251
| 0.00018073 |  | 0.0012945 |  | 0.0008 |  | 0.00039596 |  | 0.0030827 |  | -4.0587e-05 |  | 0.074933 |  | 0.00078831
| 0.00023373 |  | 0.0012939 |  | 0.0007 |  | 0.00037592 |  | 0.0030622 |  | -1.543e-05 |  | 0.074738 |  | 0.00080891
| 0.00013322 |  | 0.0012904 |  | 0.0004 |  | 0.00037476 |  | 0.0030371 |  | 2.8105e-05 |  | 0.074534 |  | 0.00080176
| 0.0002538 |  | 0.0012831 |  | 0.0004 |  | 0.00034347 |  | 0.0028911 |  | 1.0972e-05 |  | 0.074525 |  | 0.00072602
| 0.00044232 |  | 0.0012792 |  | 0.0004 |  | 0.00038094 |  | 0.0029204 |  | -1.4426e-05 |  | 0.074699 |  | 0.00075641
| 0.00018887 |  | 0.0012767 |  | 0 |  | 0.00040302 |  | 0.0029231 |  | -2.3199e-05 |  | 0.075341 |  | 0.00086337
| 0.00021321 |  | 0.0012716 |  | 0 |  | 0.0004092 |  | 0.0029061 |  | 8.0489e-06 |  | 0.075775 |  | 0.00084048
| 0.00042624 |  | 0.0012624 |  | 0.0004 |  | 0.00041345 |  | 0.0029455 |  | 1.6307e-05 |  | 0.076135 |  | 0.0008319
| 0.00058041 |  | 0.0012506 |  | 0.0004 |  | 0.00039998 |  | 0.0028315 |  | 5.4129e-06 |  | 0.076125 |  | 0.00082077
| 0.00057561 |  | 0.0012432 |  | 0 |  | 0.00042007 |  | 0.0028508 |  | 3.008e-05 |  | 0.07598 |  | 0.0008867
| 0.0012342 |  | 0.001239 |  | 0.0004 |  | 0.0003849 |  | 0.0027492 |  | 1.1881e-05 |  | 0.076192 |  | 0.0010247
| 0.00031347 |  | 0.0012279 |  | 0.0004 |  | 0.00035172 |  | 0.0026143 |  | 9.039e-06 |  | 0.075919 |  | 0.00095678
| 0.00013247 |  | 0.0012192 |  | 0 |  | 0.00035012 |  | 0.0026735 |  | -5.1642e-07 |  | 0.07615 |  | 0.00095675
| 0.000263 |  | 0.0012176 |  | 0.0004 |  | 0.00029865 |  | 0.0026962 |  | -2.9989e-05 |  | 0.076773 |  | 0.0010371
| 0.00031071 |  | 0.0012179 |  | 0.0008 |  | 0.00038403 |  | 0.0026077 |  | -7.8824e-07 |  | 0.076347 |  | 0.00089368
| 0.00080447 |  | 0.0012176 |  | 0.0004 |  | 0.00045536 |  | 0.0025114 |  | 2.3958e-05 |  | 0.076368 |  | 0.00087358
| 0.00032582 |  | 0.001218 |  | 0.00035 |  | 0.00033321 |  | 0.0025269 |  | -1.9141e-05 |  | 0.076997 |  | 0.0010193
| 0.00050392 |  | 0.0012192 |  | 0.0004 |  | 0.00029919 |  | 0.0026316 |  | -4.2392e-05 |  | 0.076659 |  | 0.0010602
| 0.0010697 |  | 0.0012046 |  | 0 |  | 0.00027062 |  | 0.0025288 |  | -1.3432e-05 |  | 0.075916 |  | 0.0010639
| 0.00078885 |  | 0.0011919 |  | 0 |  | 0.00023242 |  | 0.0024217 |  | 1.9447e-05 |  | 0.075878 |  | 0.0011364
| 0.00039761 |  | 0.0011903 |  | 0 |  | 0.00030472 |  | 0.0023965 |  | 1.1315e-05 |  | 0.075639 |  | 0.0012083
| 0.0004974 |  | 0.0011888 |  | 0 |  | 0.00028593 |  | 0.0023223 |  | 2.9065e-06 |  | 0.075213 |  | 0.0012103
| 0.00062441 |  | 0.0011835 |  | 0 |  | 0.00027862 |  | 0.0022584 |  | -2.1983e-06 |  | 0.075644 |  | 0.0013042
| 0.0004863 |  | 0.0011793 |  | 0.0004 |  | 0.00029258 |  | 0.0021045 |  | -3.4228e-05 |  | 0.076377 |  | 0.001432
| 0.0004548 |  | 0.0011798 |  | 0.00035 |  | 0.00033013 |  | 0.0022061 |  | -1.1283e-05 |  | 0.07653 |  | 0.0014265
| 0.00026478 |  | 0.0011698 |  | 0.0004 |  | 0.00042112 |  | 0.0023817 |  | -1.6831e-05 |  | 0.076069 |  | 0.0014466
| 0.00076287 |  | 0.001162 |  | 0.0004 |  | 0.00035886 |  | 0.0023043 |  | -2.6852e-05 |  | 0.075808 |  | 0.0015208
| 0.00097624 |  | 0.0011686 |  | 0 |  | 0.00028813 |  | 0.0021029 |  | -1.6591e-05 |  | 0.075218 |  | 0.0014818
| 0.00087974 |  | 0.0011753 |  | 0 |  | 0.00028817 |  | 0.0021256 |  | -2.6249e-05 |  | 0.074778 |  | 0.0015527
| 0.00019612 |  | 0.0011732 |  | 0 |  | 0.00030665 |  | 0.0022951 |  | -1.3867e-05 |  | 0.074934 |  | 0.0015968
| 0.00034212 |  | 0.0011647 |  | 0 |  | 0.00031679 |  | 0.0022113 |  | -4.9185e-07 |  | 0.074241 |  | 0.0015571
| 0.00036447 |  | 0.0011579 |  | 0 |  | 0.00023321 |  | 0.0021198 |  | -1.3625e-05 |  | 0.073723 |  | 0.0016152
| 0.00022966 |  | 0.0011589 |  | 0 |  | 0.0002433 |  | 0.0020756 |  | -1.516e-05 |  | 0.073797 |  | 0.0016859
| 0.00022529 |  | 0.0011666 |  | 0 |  | 0.00029246 |  | 0.0020179 |  | 1.5253e-05 |  | 0.07354 |  | 0.0017312
| 0.00014329 |  | 0.0011705 |  | 0 |  | 0.0002971 |  | 0.002021 |  | -9.2062e-07 |  | 0.072726 |  | 0.0017239
| 0.00041275 |  | 0.0011683 |  | 0 |  | 0.0002617 |  | 0.0019725 |  | -2.4271e-05 |  | 0.072025 |  | 0.0016893
| 0.00024386 |  | 0.0011745 |  | 0 |  | 0.00023888 |  | 0.0019648 |  | -9.9537e-07 |  | 0.072693 |  | 0.0018571
| 0.00031462 |  | 0.0011737 |  | 0 |  | 0.00025919 |  | 0.0018549 |  | 1.628e-05 |  | 0.07292 |  | 0.0020258
| 0.00085008 |  | 0.0011677 |  | 0 |  | 0.00021512 |  | 0.0018896 |  | -2.0783e-06 |  | 0.072102 |  | 0.0019904
| 0.00035212 |  | 0.0011653 |  | 0.00035 |  | 0.00025365 |  | 0.0019519 |  | -2.3207e-05 |  | 0.07177 |  | 0.0021575
| 0.00045309 |  | 0.0011561 |  | 0.0008 |  | 0.00033064 |  | 0.0018397 |  | -2.4574e-05 |  | 0.071713 |  | 0.0023005
| 0.00023488 |  | 0.001138 |  | 0.0004 |  | 0.00020741 |  | 0.0019506 |  | -1.2137e-06 |  | 0.071028 |  | 0.0022501
| 0.00036159 |  | 0.0011255 |  | 0 |  | 0.0002066 |  | 0.0019554 |  | 2.4366e-06 |  | 0.070279 |  | 0.0023702
| 0.00038725 |  | 0.0011276 |  | 0.00035 |  | 0.00027814 |  | 0.0018283 |  | -1.5961e-05 |  | 0.069538 |  | 0.0023673
| 0.00029488 |  | 0.0011312 |  | 0.0008 |  | 0.00022051 |  | 0.0017976 |  | 1.3111e-05 |  | 0.06952 |  | 0.0023997
| 0.00025106 |  | 0.0011314 |  | 0.0008 |  | 0.00020953 |  | 0.001833 |  | 1.081e-05 |  | 0.069252 |  | 0.0025373
| 0.0011797 |  | 0.0011285 |  | 0.00035 |  | 0.00028541 |  | 0.001875 |  | -1.1045e-05 |  | 0.068121 |  | 0.0025977
| 0.00052462 |  | 0.0011217 |  | 0 |  | 0.00032845 |  | 0.0017545 |  | -1.2694e-05 |  | 0.067253 |  | 0.002565
| 0.00018481 |  | 0.0011219 |  | 0 |  | 0.0003257 |  | 0.0017465 |  | 4.7658e-06 |  | 0.066748 |  | 0.0027446
| 0.00056568 |  | 0.0011267 |  | 0.0004 |  | 0.0002976 |  | 0.0018044 |  | 1.4375e-05 |  | 0.066653 |  | 0.0029599
| 0.00069739 |  | 0.0011279 |  | 0.00035 |  | 0.00024613 |  | 0.0016902 |  | -2.2764e-05 |  | 0.066351 |  | 0.0030089
| 0.0003333 |  | 0.0011238 |  | 0.0004 |  | 0.00023834 |  | 0.0016626 |  | -9.5383e-06 |  | 0.065546 |  | 0.0030664
| 0.00012237 |  | 0.0011074 |  | 0.0004 |  | 0.0002476 |  | 0.0015954 |  | 2.6334e-05 |  | 0.064075 |  | 0.0029533
| 0.00038937 |  | 0.001092 |  | 0 |  | 0.00024805 |  | 0.0015383 |  | 3.7339e-05 |  | 0.063275 |  | 0.0028911
| 0.00076453 |  | 0.0010883 |  | 0 |  | 0.00023802 |  | 0.0014727 |  | -7.2597e-06 |  | 0.063418 |  | 0.0031411
| 0.00047506 |  | 0.0010885 |  | 0.0004 |  | 0.00022142 |  | 0.0015101 |  | -2.2696e-05 |  | 0.062857 |  | 0.0034505
| 9.4776e-05 |  | 0.0010786 |  | 0.0004 |  | 0.00030004 |  | 0.0016926 |  | 7.5635e-06 |  | 0.062169 |  | 0.0035251
| 0.00027919 |  | 0.0010706 |  | 0 |  | 0.00033842 |  | 0.0016994 |  | 3.0774e-05 |  | 0.061847 |  | 0.0035709
| 0.00048078 |  | 0.0010565 |  | 0.00035 |  | 0.00026908 |  | 0.00159 |  | 2.7318e-05 |  | 0.061325 |  | 0.0037256
| 0.0004648 |  | 0.0010555 |  | 0.0004 |  | 0.00026773 |  | 0.0014675 |  | -1.9853e-05 |  | 0.06045 |  | 0.0037728
| 0.00051574 |  | 0.0010501 |  | 0 |  | 0.00024373 |  | 0.0015329 |  | -3.8835e-05 |  | 0.059653 |  | 0.0038553
| 0.00043653 |  | 0.0010365 |  | 0 |  | 0.00027011 |  | 0.0016007 |  | -1.3328e-05 |  | 0.059259 |  | 0.0040696
| 0.00066778 |  | 0.0010332 |  | 0 |  | 0.00031739 |  | 0.0014998 |  | 6.4748e-06 |  | 0.058847 |  | 0.0041782
| 0.00073084 |  | 0.0010332 |  | 0 |  | 0.00020369 |  | 0.0013058 |  | -1.07e-05 |  | 0.057893 |  | 0.0041722
| 0.00037688 |  | 0.0010281 |  | 0 |  | 0.00017349 |  | 0.0013616 |  | -1.9055e-05 |  | 0.057075 |  | 0.0042468
| 0.00025945 |  | 0.0010236 |  | 0 |  | 0.000177 |  | 0.0015616 |  | -8.7477e-06 |  | 0.056622 |  | 0.0044848
| 0.00083909 |  | 0.0010263 |  | 0 |  | 0.00023199 |  | 0.0015132 |  | 1.165e-05 |  | 0.055792 |  | 0.0045874
| 0.00087701 |  | 0.0010256 |  | 0 |  | 0.00028765 |  | 0.0014063 |  | 5.9825e-06 |  | 0.054997 |  | 0.0046922
| 0.0005507 |  | 0.0010167 |  | 0 |  | 0.00028726 |  | 0.0013687 |  | -3.6554e-05 |  | 0.054464 |  | 0.0049094
| 0.00017663 |  | 0.0010118 |  | 0 |  | 0.00035675 |  | 0.0013356 |  | -2.4203e-05 |  | 0.054032 |  | 0.0050397
| 5.4453e-05 |  | 0.0010087 |  | 0 |  | 9.7612e-06 |  | 0.0010001 |  | 2.4958e-06 |  | 0.052151 |  | 0.0050663
| 0.00024689 |  | 0.0010094 |  | 0 |  | 0.00018717 |  | 0.0013228 |  | 6.6696e-05 |  | 0.051647 |  | 0.0053724
| 0.00025159 |  | 0.0010131 |  | 0.0004 |  | 0.00017999 |  | 0.0014686 |  | 4.4541e-05 |  | 0.051732 |  | 0.0055584
| 0.00021841 |  | 0.0010041 |  | 0.0004 |  | 0.00012846 |  | 0.0012924 |  | -3.0461e-05 |  | 0.05078 |  | 0.0057103
| 0.00034185 |  | 0.00099407 |  | 0 |  | 0.00012242 |  | 0.0012064 |  | 2.4558e-05 |  | 0.049815 |  | 0.0058613
| 0.00038399 |  | 0.00099458 |  | 0 |  | 0.00024216 |  | 0.0013541 |  | 3.2588e-05 |  | 0.048774 |  | 0.0060434
| 0.0005102 |  | 0.00099523 |  | 0 |  | 0.00025282 |  | 0.0012962 |  | 1.4098e-05 |  | 0.048227 |  | 0.0062962
| 0.00062837 |  | 0.0009942 |  | 0 |  | 0.00022457 |  | 0.0012747 |  | 1.7116e-05 |  | 0.047527 |  | 0.0063858
| 0.00052048 |  | 0.00099471 |  | 0 |  | 0.00021661 |  | 0.0013078 |  | -1.4644e-05 |  | 0.046866 |  | 0.0065155
| 0.00035792 |  | 0.00099575 |  | 0 |  | 0.00020961 |  | 0.0012336 |  | -1.1668e-05 |  | 0.046008 |  | 0.0067033
| 0.00033987 |  | 0.00099975 |  | 0 |  | 0.00019569 |  | 0.0011175 |  | 2.983e-05 |  | 0.045604 |  | 0.0069082
| 0.00056039 |  | 0.001008 |  | 0 |  | 0.00017362 |  | 0.0011247 |  | 4.1329e-05 |  | 0.045153 |  | 0.0070164
| 0.0009874 |  | 0.0010121 |  | 0.00035 |  | 0.00015384 |  | 0.0012187 |  | 3.8193e-05 |  | 0.044108 |  | 0.0072345
| 0.00036872 |  | 0.0010247 |  | 0.0004 |  | 8.1773e-05 |  | 0.0011375 |  | 6.196e-05 |  | 0.043665 |  | 0.0074526
| 0.00054024 |  | 0.0010173 |  | 0 |  | 0.00016196 |  | 0.0010429 |  | 1.5321e-05 |  | 0.043206 |  | 0.0076236
| 0.00081901 |  | 0.0010085 |  | 0 |  | 0.00027554 |  | 0.0010868 |  | -7.2486e-06 |  | 0.042551 |  | 0.0080284
| 0.00032841 |  | 0.0010084 |  | 0.00035 |  | 0.000224 |  | 0.0011231 |  | -1.3917e-05 |  | 0.041309 |  | 0.0081226
| 0.00043336 |  | 0.0010097 |  | 0.0004 |  | 0.00016706 |  | 0.0010682 |  | 5.3845e-07 |  | 0.040642 |  | 0.0082256
| 0.0005017 |  | 0.0010094 |  | 0 |  | 0.00023468 |  | 0.0011474 |  | 9.6269e-06 |  | 0.040545 |  | 0.0084285
| 0.00031418 |  | 0.0010047 |  | 0 |  | 0.00028388 |  | 0.0011221 |  | 1.0399e-06 |  | 0.040132 |  | 0.0086024
| 0.00014549 |  | 0.0010036 |  | 0.00035 |  | 0.0001853 |  | 0.001042 |  | 1.757e-05 |  | 0.037917 |  | 0.0085598
| 0.00020202 |  | 0.0010098 |  | 0.0004 |  | 0.00010622 |  | 0.0010637 |  | 1.8089e-06 |  | 0.037346 |  | 0.0088462
| 0.0006713 |  | 0.0010154 |  | 0 |  | 0.00013608 |  | 0.00092699 |  | -1.297e-05 |  | 0.03852 |  | 0.0093791
| 0.00035147 |  | 0.0010164 |  | 0 |  | 0.00014227 |  | 0.00090012 |  | -3.8657e-05 |  | 0.037585 |  | 0.0096053
| 0.00049182 |  | 0.0010177 |  | 0 |  | 0.00019063 |  | 0.0009898 |  | -3.7587e-05 |  | 0.036318 |  | 0.0098555
| 0.0005007 |  | 0.0010202 |  | 0 |  | 0.00022711 |  | 0.001033 |  | -3.3948e-05 |  | 0.035852 |  | 0.010135
| 0.00022419 |  | 0.0010154 |  | 0.0004 |  | 0.00019439 |  | 0.0010487 |  | -9.8277e-06 |  | 0.035809 |  | 0.010432
| 0.00025816 |  | 0.0010113 |  | 0.0004 |  | 0.00010175 |  | 0.0010597 |  | 2.0201e-06 |  | 0.035416 |  | 0.01063
| 0.00025352 |  | 0.0010147 |  | 0 |  | 0.00012745 |  | 0.0010489 |  | 9.1184e-06 |  | 0.034748 |  | 0.010971
| 0.00022495 |  | 0.0010172 |  | 0 |  | 0.00022248 |  | 0.00091676 |  | 2.5881e-05 |  | 0.034238 |  | 0.011428
| 0.00040183 |  | 0.0010203 |  | 0.0004 |  | 0.00020208 |  | 0.00088225 |  | 5.1192e-05 |  | 0.033615 |  | 0.011579
| 0.00060235 |  | 0.0010211 |  | 0.0004 |  | 0.00015128 |  | 0.00092801 |  | 2.5154e-05 |  | 0.03306 |  | 0.011806
| 0.00089603 |  | 0.0010226 |  | 0 |  | 0.00012991 |  | 0.00090086 |  | -2.7415e-05 |  | 0.032903 |  | 0.012356
| 0.00071669 |  | 0.0010263 |  | 0.0004 |  | 0.00015669 |  | 0.00095101 |  | -1.4435e-05 |  | 0.032444 |  | 0.012604
| 0.00070241 |  | 0.0010228 |  | 0.0004 |  | 0.00011558 |  | 0.0010162 |  | -1.6737e-05 |  | 0.031834 |  | 0.012748
| 0.0015021 |  | 0.0010123 |  | 0 |  | 9.6187e-05 |  | 0.00098708 |  | -1.226e-05 |  | 0.03122 |  | 0.012961
| 0.00065124 |  | 0.0010162 |  | 0.00035 |  | 0.00010899 |  | 0.00085792 |  | 2.6597e-05 |  | 0.030746 |  | 0.0133
| 0.00045449 |  | 0.001026 |  | 0.0008 |  | 0.00012374 |  | 0.00080722 |  | -9.8546e-06 |  | 0.030365 |  | 0.01365
| 0.00022979 |  | 0.0010237 |  | 0.0004 |  | 0.0001571 |  | 0.00083709 |  | -4.5712e-05 |  | 0.030023 |  | 0.014095
| 0.00051267 |  | 0.0010242 |  | 0 |  | 0.0001513 |  | 0.00085621 |  | -2.4073e-05 |  | 0.029559 |  | 0.014465
| 0.00049852 |  | 0.0010345 |  | 0 |  | 0.0001249 |  | 0.00088868 |  | -6.1989e-07 |  | 0.028916 |  | 0.014609
| 0.00072571 |  | 0.0010378 |  | 0 |  | 0.00018428 |  | 0.00084224 |  | 1.6735e-05 |  | 0.027887 |  | 0.014764
| 0.00053313 |  | 0.0010316 |  | 0 |  | 0.00025543 |  | 0.00081702 |  | 1.4194e-05 |  | 0.027552 |  | 0.015268
| 0.00018325 |  | 0.0010286 |  | 0 |  | 0.000167 |  | 0.00081247 |  | -1.849e-06 |  | 0.02762 |  | 0.015697
| 0.00014844 |  | 0.0010317 |  | 0 |  | 0.00011562 |  | 0.00077367 |  | -4.9613e-05 |  | 0.026976 |  | 0.015985
| 0.00035688 |  | 0.001034 |  | 0 |  | 9.5836e-05 |  | 0.00077678 |  | -2.6866e-05 |  | 0.026777 |  | 0.016441
| 0.00055556 |  | 0.0010294 |  | 0 |  | 9.0404e-05 |  | 0.00080355 |  | 1.3631e-05 |  | 0.026316 |  | 0.01684
| 0.0011286 |  | 0.0010233 |  | 0.0004 |  | 0.00015328 |  | 0.00081995 |  | 2.0002e-05 |  | 0.025482 |  | 0.017175
| 0.00068052 |  | 0.001026 |  | 0.00035 |  | 0.00019721 |  | 0.0008378 |  | -1.1307e-05 |  | 0.025101 |  | 0.017516
| 0.00037012 |  | 0.0010342 |  | 0.0004 |  | 0.00016733 |  | 0.00084673 |  | 9.1212e-06 |  | 0.024889 |  | 0.017989
| 0.0004914 |  | 0.0010378 |  | 0.0008 |  | 0.00013467 |  | 0.00084567 |  | 1.2528e-05 |  | 0.024558 |  | 0.018441
| 0.00042113 |  | 0.001037 |  | 0.0004 |  | 0.00019017 |  | 0.00080996 |  | -3.1786e-05 |  | 0.024189 |  | 0.018995
| 0.00021493 |  | 0.0010401 |  | 0.0004 |  | 0.00020371 |  | 0.00075563 |  | -3.774e-05 |  | 0.023781 |  | 0.019364
| 6.8975e-05 |  | 0.0010494 |  | 0.00035 |  | 0.00013851 |  | 0.00073661 |  | -2.7267e-06 |  | 0.023285 |  | 0.019649
| 0.00051098 |  | 0.0010503 |  | 0 |  | 0.00014556 |  | 0.00079687 |  | 9.9195e-06 |  | 0.022888 |  | 0.020242
| 0.0005375 |  | 0.0010472 |  | 0 |  | 0.000236 |  | 0.00078329 |  | 2.8433e-05 |  | 0.022343 |  | 0.020704
| 0.00014876 |  | 0.0010519 |  | 0.0004 |  | 0.00020766 |  | 0.00079959 |  | 4.2219e-05 |  | 0.022119 |  | 0.020963
| 0.00026799 |  | 0.0010586 |  | 0.00035 |  | 0.00017275 |  | 0.0009344 |  | -1.2209e-05 |  | 0.021976 |  | 0.021379
| 0.00044584 |  | 0.0010596 |  | 0.0004 |  | 0.00021881 |  | 0.00078989 |  | -2.4295e-05 |  | 0.021579 |  | 0.021953
| 0.00026091 |  | 0.0010572 |  | 0.0004 |  | 0.00020256 |  | 0.00062741 |  | -2.4368e-05 |  | 0.021343 |  | 0.022605
| 0.00027644 |  | 0.0010637 |  | 0 |  | 0.00019092 |  | 0.00066537 |  | -4.9676e-06 |  | 0.020877 |  | 0.023247
| 0.00050623 |  | 0.0010665 |  | 0.00035 |  | 0.00010164 |  | 0.0006775 |  | -1.716e-05 |  | 0.020545 |  | 0.023752
| 0.00054443 |  | 0.0010599 |  | 0.0008 |  | 5.1637e-05 |  | 0.0006806 |  | -5.5924e-05 |  | 0.020424 |  | 0.024263
| 0.00037447 |  | 0.0010576 |  | 0.0004 |  | 0.00016151 |  | 0.00068953 |  | -1.5922e-05 |  | 0.020034 |  | 0.024885
| 0.0011079 |  | 0.0010601 |  | 0 |  | 0.00014056 |  | 0.00069312 |  | 7.4155e-06 |  | 0.019769 |  | 0.02547
| 0.00063328 |  | 0.0010572 |  | 0.00035 |  | 0.00010716 |  | 0.00066701 |  | 2.0548e-06 |  | 0.019472 |  | 0.025804
| 0.00064046 |  | 0.0010527 |  | 0.0008 |  | 0.00014367 |  | 0.00063293 |  | 5.9838e-06 |  | 0.019026 |  | 0.026306
| 0.00071545 |  | 0.0010536 |  | 0.0004 |  | 0.00017049 |  | 0.00060893 |  | 3.3943e-05 |  | 0.018917 |  | 0.026902
| 0.00037303 |  | 0.0010497 |  | 0.0004 |  | 0.00015845 |  | 0.00067262 |  | 4.2949e-05 |  | 0.018981 |  | 0.027541
| 0.00032112 |  | 0.0010388 |  | 0.0008 |  | 0.0001235 |  | 0.00070602 |  | 5.5126e-05 |  | 0.018623 |  | 0.028293
| 0.00033589 |  | 0.0010307 |  | 0.0007 |  | 0.00020179 |  | 0.00063922 |  | 5.7257e-06 |  | 0.017918 |  | 0.028716
| 0.00028458 |  | 0.0010276 |  | 0.0004 |  | 0.00016101 |  | 0.00058757 |  | -1.9837e-05 |  | 0.017493 |  | 0.029061
| 0.00012701 |  | 0.0010281 |  | 0.0004 |  | 0.00013742 |  | 0.00066378 |  | 3.4745e-05 |  | 0.01747 |  | 0.029717
| 0.00011188 |  | 0.001025 |  | 0.0008 |  | 0.0001914 |  | 0.00070844 |  | 1.4482e-05 |  | 0.016904 |  | 0.030268
| 9.1729e-05 |  | 0.0010135 |  | 0.00035 |  | 0.00019368 |  | 0.0006627 |  | -2.8143e-05 |  | 0.016644 |  | 0.030872
| 0.00023128 |  | 0.0010025 |  | 0 |  | 0.0001789 |  | 0.00065368 |  | -2.39e-05 |  | 0.016744 |  | 0.031722
| 0.00049595 |  | 0.00099948 |  | 0.0004 |  | 0.00010838 |  | 0.00059239 |  | -1.1972e-05 |  | 0.016492 |  | 0.032368
| 0.0011686 |  | 0.00099495 |  | 0.0008 |  | 8.5858e-05 |  | 0.00055517 |  | 2.075e-05 |  | 0.016266 |  | 0.032955
| 0.00044363 |  | 0.00098433 |  | 0.0007 |  | 0.00012947 |  | 0.00055082 |  | 2.6218e-05 |  | 0.015072 |  | 0.03335
| 0.0002608 |  | 0.0009829 |  | 0.0004 |  | 0.00014425 |  | 0.00057071 |  | -1.138e-05 |  | 0.014676 |  | 0.034081
| 0.00057016 |  | 0.00097902 |  | 0.0004 |  | 0.00013675 |  | 0.00065423 |  | -3.605e-05 |  | 0.014977 |  | 0.034852
| 0.00058613 |  | 0.00096671 |  | 0.0004 |  | 8.8201e-05 |  | 0.00062323 |  | 5.5098e-06 |  | 0.014995 |  | 0.035488
| 0.00091443 |  | 0.00095726 |  | 0.0004 |  | 4.7397e-05 |  | 0.00053885 |  | 2.5578e-05 |  | 0.015171 |  | 0.036384
| 0.00039268 |  | 0.000957 |  | 0.00035 |  | 0.00014648 |  | 0.00051444 |  | 6.7084e-06 |  | 0.014896 |  | 0.037127
| 0.00029085 |  | 0.00096567 |  | 0.0004 |  | 0.00012707 |  | 0.00054171 |  | 2.2903e-05 |  | 0.01476 |  | 0.037792
| 0.0015312 |  | 0.00096827 |  | 0.0008 |  | 8.9366e-06 |  | 0.00052182 |  | 5.8745e-05 |  | 0.014538 |  | 0.03853
| 0.00042047 |  | 0.0009544 |  | 0.0008 |  | 6.8005e-05 |  | 0.00047059 |  | 7.8101e-05 |  | 0.014391 |  | 0.039284
| 0.00025568 |  | 0.00094002 |  | 0.0007 |  | 0.00013912 |  | 0.00055686 |  | 1.7539e-05 |  | 0.014264 |  | 0.039905
| 0.00021596 |  | 0.0009373 |  | 0.0008 |  | 0.00011813 |  | 0.00061826 |  | -3.4354e-05 |  | 0.013731 |  | 0.040681
| 0.00011497 |  | 0.00093548 |  | 0.0004 |  | 0.00010766 |  | 0.00053012 |  | -2.9359e-05 |  | 0.013326 |  | 0.04144
| 0.0015014 |  | 0.00093159 |  | 0 |  | 0.00012592 |  | 0.00049048 |  | -1.0453e-05 |  | 0.012997 |  | 0.041887
| 0.00097042 |  | 0.00092926 |  | 0 |  | 0.00013603 |  | 0.00050797 |  | -1.9446e-05 |  | 0.012945 |  | 0.042513
| 0.00027036 |  | 0.00093133 |  | 0 |  | 0.00012477 |  | 0.00049598 |  | -1.3335e-05 |  | 0.01302 |  | 0.043519
| 0.00025211 |  | 0.0009356 |  | 0 |  | 9.562e-05 |  | 0.00044195 |  | -6.7217e-06 |  | 0.012809 |  | 0.044334
| 0.00021844 |  | 0.00093988 |  | 0.0004 |  | 0.00010612 |  | 0.00040852 |  | -2.2429e-05 |  | 0.012696 |  | 0.045142
| 0.00019106 |  | 0.00094337 |  | 0.0004 |  | 0.0001928 |  | 0.00048043 |  | -1.462e-05 |  | 0.012498 |  | 0.046111
| 0.00043983 |  | 0.00093922 |  | 0.00035 |  | 0.00020421 |  | 0.00052209 |  | -3.3133e-06 |  | 0.012304 |  | 0.046935
| 0.00038015 |  | 0.00093378 |  | 0.0008 |  | 0.00012802 |  | 0.00050538 |  | 9.8505e-06 |  | 0.012269 |  | 0.047519
| 0.00045807 |  | 0.00093144 |  | 0.0004 |  | 9.5244e-05 |  | 0.00042296 |  | -7.6965e-07 |  | 0.011849 |  | 0.048165
| 0.0013973 |  | 0.00092911 |  | 0 |  | 7.1919e-05 |  | 0.00044395 |  | -2.2716e-05 |  | 0.011597 |  | 0.04918
| 0.00051492 |  | 0.00093312 |  | 0 |  | 0.00011827 |  | 0.0005797 |  | -3.9579e-05 |  | 0.011608 |  | 0.050186
| 0.0012483 |  | 0.00094206 |  | 0 |  | 0.00018554 |  | 0.00057076 |  | 6.1546e-06 |  | 0.011466 |  | 0.050826
| 5.1898e-05 |  | 0.00094789 |  | 0.0004 |  | 0.00013491 |  | 0.00050972 |  | 1.5758e-05 |  | 0.011169 |  | 0.051665
| 0.00014272 |  | 0.00095074 |  | 0.0004 |  | 8.3603e-05 |  | 0.00047867 |  | 5.9271e-06 |  | 0.010802 |  | 0.052738
| 0.0011924 |  | 0.00095268 |  | 0 |  | 0.00010266 |  | 0.00049617 |  | 4.6546e-06 |  | 0.010703 |  | 0.053609
| 0.0012994 |  | 0.00095307 |  | 0 |  | 0.00011238 |  | 0.00043707 |  | -3.4494e-05 |  | 0.010664 |  | 0.054469
| 0.00084883 |  | 0.00095436 |  | 0 |  | 0.00010384 |  | 0.00034612 |  | 1.1556e-05 |  | 0.010675 |  | 0.055225
| 0.00065936 |  | 0.00095113 |  | 0.0004 |  | 0.00010538 |  | 0.00036046 |  | 3.665e-05 |  | 0.010714 |  | 0.055728
| 0.00024675 |  | 0.00093803 |  | 0.0008 |  | 0.00013608 |  | 0.00039668 |  | 3.2163e-05 |  | 0.010652 |  | 0.056559
| 0.00043166 |  | 0.00093465 |  | 0.00035 |  | 0.00011509 |  | 0.0004539 |  | 1.0775e-05 |  | 0.010383 |  | 0.057602
| 0.00019875 |  | 0.00093803 |  | 0.0004 |  | 7.428e-05 |  | 0.00047329 |  | -4.1641e-05 |  | 0.010169 |  | 0.058498
| 0.00031859 |  | 0.0009432 |  | 0.0004 |  | 0.00012913 |  | 0.00041734 |  | -8.0653e-06 |  | 0.010115 |  | 0.059355
| 0.00030387 |  | 0.00095526 |  | 0.0004 |  | 0.00020887 |  | 0.00042512 |  | 1.0816e-05 |  | 0.00984 |  | 0.060233
| 0.0012213 |  | 0.00095461 |  | 0.0004 |  | 0.00019217 |  | 0.00044113 |  | -1.3774e-05 |  | 0.0095142 |  | 0.061287
| 0.00036065 |  | 0.00094632 |  | 0.00035 |  | 0.00011202 |  | 0.00040762 |  | 1.9792e-06 |  | 0.0093224 |  | 0.062141
| 0.00031669 |  | 0.00094721 |  | 0.0004 |  | 9.3749e-05 |  | 0.00043879 |  | 1.2504e-05 |  | 0.0093407 |  | 0.062871
| 0.00032228 |  | 0.00094928 |  | 0.0004 |  | 8.5591e-05 |  | 0.0004369 |  | 4.9781e-05 |  | 0.0093162 |  | 0.063319
| 0.0001206 |  | 0.00095033 |  | 0.0004 |  | 5.7961e-05 |  | 0.00034777 |  | 6.4685e-05 |  | 0.0091178 |  | 0.064195
| 0.00037666 |  | 0.00094967 |  | 0.00035 |  | 0.00015072 |  | 0.00034275 |  | 1.7463e-05 |  | 0.0090555 |  | 0.065197
| 0.00072848 |  | 0.00094617 |  | 0.0004 |  | 0.00015189 |  | 0.00040189 |  | -2.3869e-06 |  | 0.0089552 |  | 0.065976
| 8.9212e-05 |  | 0.00094785 |  | 0 |  | 4.7859e-05 |  | 0.00040155 |  | -2.4052e-05 |  | 0.0087882 |  | 0.066682
| 0.00013455 |  | 0.00095784 |  | 0 |  | 5.4856e-05 |  | 0.00039566 |  | 5.8469e-06 |  | 0.0088404 |  | 0.06737
| 0.00045323 |  | 0.00096691 |  | 0.0004 |  | 3.6575e-05 |  | 0.00034474 |  | 1.5839e-05 |  | 0.0083695 |  | 0.067999
| 0.0005823 |  | 0.00097314 |  | 0.00035 |  | 6.8092e-05 |  | 0.00031867 |  | -8.0447e-07 |  | 0.0079649 |  | 0.068532
| 0.00017104 |  | 0.00097677 |  | 0 |  | 0.00014967 |  | 0.00037942 |  | 4.5711e-05 |  | 0.0076153 |  | 0.069004
| 0.00059309 |  | 0.0009721 |  | 0 |  | 0.00011387 |  | 0.00040627 |  | 2.1525e-05 |  | 0.0075304 |  | 0.069247
| 0.00010066 |  | 0.00096587 |  | 0 |  | 8.3667e-05 |  | 0.00034362 |  | 1.0645e-06 |  | 0.0079114 |  | 0.069941
| 0.00018948 |  | 0.00096392 |  | 0 |  | 0.0001183 |  | 0.000337 |  | 1.9928e-06 |  | 0.0077394 |  | 0.070527
| 0.00029856 |  | 0.0009621 |  | 0 |  | 8.5624e-05 |  | 0.00039465 |  | 2.9374e-06 |  | 0.0077276 |  | 0.071231
| 0.00014995 |  | 0.00095198 |  | 0 |  | 0.00011131 |  | 0.0003639 |  | 1.8929e-05 |  | 0.0077081 |  | 0.072265
| 0.00022275 |  | 0.00095198 |  | 0.0004 |  | 0.00014945 |  | 0.00040477 |  | 4.1796e-06 |  | 0.0075038 |  | 0.072775
| 0.00079897 |  | 0.00095626 |  | 0.0004 |  | 0.00013311 |  | 0.00042851 |  | -7.6004e-06 |  | 0.0073944 |  | 0.072947
| 0.0011704 |  | 0.000956 |  | 0 |  | 0.00011639 |  | 0.00039781 |  | -1.4749e-05 |  | 0.0074514 |  | 0.073508
| 0.00051159 |  | 0.0009669 |  | 0 |  | 0.00014986 |  | 0.00041299 |  | -1.8737e-05 |  | 0.0071731 |  | 0.073852
| 0.00022013 |  | 0.00096729 |  | 0.0004 |  | 0.00014091 |  | 0.00042117 |  | -6.0324e-06 |  | 0.0068407 |  | 0.074013
| 3.4485e-05 |  | 0.0009604 |  | 0.0004 |  | 0.00010706 |  | 0.00036477 |  | 1.7549e-05 |  | 0.0068396 |  | 0.074625
| 0.00012432 |  | 0.00095612 |  | 0 |  | 3.4648e-05 |  | 0.00027841 |  | 3.7488e-05 |  | 0.0068482 |  | 0.075195
| 0.00032165 |  | 0.00094639 |  | 0.00035 |  | -7.786e-05 |  | 0.00028503 |  | 3.5902e-05 |  | 0.0067816 |  | 0.075363
| 0.00059421 |  | 0.00094989 |  | 0.0008 |  | -9.3432e-06 |  | 0.00027259 |  | 4.5515e-06 |  | 0.0062981 |  | 0.075473
| 0.00057872 |  | 0.00096286 |  | 0.0004 |  | 5.5677e-05 |  | 0.00020371 |  | -3.3915e-05 |  | 0.006288 |  | 0.075758
| 0.0015825 |  | 0.00096442 |  | 0.0004 |  | 9.1887e-05 |  | 0.00020018 |  | -3.2809e-05 |  | 0.0065605 |  | 0.076134
| 0.0001351 |  | 0.00096442 |  | 0.00035 |  | 0.00010629 |  | 0.00025936 |  | -3.2666e-06 |  | 0.0064231 |  | 0.076328
| 0.00047906 |  | 0.00096299 |  | 0 |  | -2.0249e-05 |  | 0.00024689 |  | 1.912e-05 |  | 0.0063511 |  | 0.076498
| 0.00083126 |  | 0.00096364 |  | 0 |  | 1.791e-05 |  | 0.00025503 |  | -2.3209e-06 |  | 0.0062199 |  | 0.076654
| 0.00074619 |  | 0.00096727 |  | 0 |  | 0.00014564 |  | 0.00032749 |  | -2.58e-05 |  | 0.0060918 |  | 0.076877
| 0.00024596 |  | 0.00096817 |  | 0 |  | 0.00014059 |  | 0.00033765 |  | 3.2593e-06 |  | 0.0059091 |  | 0.077151
| 0.00057533 |  | 0.00097155 |  | 0.00035 |  | 6.4251e-05 |  | 0.00031541 |  | 4.7309e-07 |  | 0.0058811 |  | 0.077568
| 0.00049131 |  | 0.00097324 |  | 0.0008 |  | 5.1018e-05 |  | 0.00024419 |  | -3.8324e-05 |  | 0.005374 |  | 0.077263
| 0.0016487 |  | 0.00096817 |  | 0.0004 |  | 8.9184e-05 |  | 0.00021662 |  | -1.7396e-05 |  | 0.0052934 |  | 0.076871
| 0.00029137 |  | 0.00096596 |  | 0 |  | 2.8823e-05 |  | 0.00035024 |  | 6.9844e-06 |  | 0.005742 |  | 0.07717
| 7.0928e-05 |  | 0.0009683 |  | 0 |  | 9.5233e-05 |  | 0.00037119 |  | 3.0195e-06 |  | 0.0057272 |  | 0.076925
| 3.9863e-05 |  | 0.00096479 |  | 0 |  | 0.00017196 |  | 0.00036146 |  | 4.0061e-05 |  | 0.0055531 |  | 0.076534
| 0.00011431 |  | 0.00095778 |  | 0.0004 |  | 5.2193e-05 |  | 0.00037704 |  | 8.2361e-06 |  | 0.0055975 |  | 0.07627
| 0.00023373 |  | 0.00096206 |  | 0.0004 |  | 3.8171e-05 |  | 0.00032056 |  | -4.3857e-05 |  | 0.0057268 |  | 0.075942
| 0.00024049 |  | 0.00097621 |  | 0.0004 |  | 9.4661e-05 |  | 0.00026624 |  | -2.3596e-05 |  | 0.0054627 |  | 0.075618
| 0.0002389 |  | 0.00097387 |  | 0.0004 |  | 5.5706e-05 |  | 0.00031844 |  | -9.4202e-06 |  | 0.0053493 |  | 0.074834
| 0.0007792 |  | 0.00097166 |  | 0 |  | 2.8441e-05 |  | 0.0003183 |  | 1.6268e-06 |  | 0.0052966 |  | 0.074554
| 0.00029858 |  | 0.00098089 |  | 0 |  | 2.3373e-05 |  | 0.00028865 |  | -4.4222e-06 |  | 0.0051027 |  | 0.074686
| 0.00015117 |  | 0.00098413 |  | 0.0004 |  | 7.2466e-05 |  | 0.00028351 |  | 5.8573e-06 |  | 0.0050414 |  | 0.074187
| 0.00014017 |  | 0.00098491 |  | 0.0004 |  | 0.00010909 |  | 0.00028624 |  | 1.3304e-06 |  | 0.0052113 |  | 0.074269
| 0.00011238 |  | 0.00097763 |  | 0 |  | 3.1172e-06 |  | 0.00031169 |  | -3.0435e-05 |  | 0.0051769 |  | 0.074187
| 0.00084927 |  | 0.00097802 |  | 0 |  | 1.8703e-05 |  | 0.00033273 |  | 2.3436e-05 |  | 0.0049563 |  | 0.073584
| 0.00044139 |  | 0.00098581 |  | 0 |  | 5.9227e-05 |  | 0.00032407 |  | 5.7553e-05 |  | 0.0048921 |  | 0.073021
| 0.00036107 |  | 0.0009862 |  | 0 |  | 2.1431e-05 |  | 0.00023056 |  | 6.9082e-06 |  | 0.004802 |  | 0.07212
| 0.00023382 |  | 0.00098126 |  | 0 |  | -2.3382e-06 |  | 0.00020927 |  | 1.974e-05 |  | 0.0045727 |  | 0.071379
| 0.00038391 |  | 0.00097451 |  | 0 |  | 9.7412e-06 |  | 0.00038225 |  | 4.0261e-05 |  | 0.004705 |  | 0.070607
| 0.00014418 |  | 0.00097515 |  | 0.0004 |  | 9.4319e-05 |  | 0.00044431 |  | 3.766e-06 |  | 0.0047008 |  | 0.069656
| 0.00099034 |  | 0.0009801 |  | 0.0004 |  | 0.00015588 |  | 0.00025954 |  | -2.4073e-05 |  | 0.00439 |  | 0.06899
| 0.0014422 |  | 0.00098451 |  | 0 |  | 9.1201e-05 |  | 0.00024983 |  | -2.2063e-05 |  | 0.0040803 |  | 0.068603
| 0.00057363 |  | 0.00098763 |  | 0 |  | 2.3385e-06 |  | 0.00024009 |  | 3.1614e-05 |  | 0.0042627 |  | 0.068129
| 0.00044196 |  | 0.0009888 |  | 0 |  | -1.2082e-05 |  | 0.00025879 |  | 5.9662e-05 |  | 0.0041243 |  | 0.067477
| 0.00048232 |  | 0.00097554 |  | 0 |  | 2.9621e-05 |  | 0.00033635 |  | 9.5781e-06 |  | 0.0039735 |  | 0.066783
| 0.00014468 |  | 0.00096125 |  | 0 |  | 9.5891e-05 |  | 0.00040032 |  | 4.1068e-06 |  | 0.0041635 |  | 0.065922
| 8.0156e-05 |  | 0.00096203 |  | 0 |  | 0.00010642 |  | 0.00037499 |  | 2.4065e-05 |  | 0.0038957 |  | 0.064944
| 0.00067634 |  | 0.00096592 |  | 0 |  | 0.00013409 |  | 0.00025569 |  | 2.3227e-05 |  | 0.0037967 |  | 0.063928
| 0.00066552 |  | 0.00096722 |  | 0 |  | 0.00015672 |  | 0.00020543 |  | 1.6468e-05 |  | 0.003741 |  | 0.063206
| 0.0012095 |  | 0.00096878 |  | 0 |  | 0.0001458 |  | 0.00026744 |  | 3.0225e-05 |  | 0.003766 |  | 0.062477
| 0.0006549 |  | 0.00096332 |  | 0 |  | 0.00020038 |  | 0.00032436 |  | 8.2539e-05 |  | 0.0033566 |  | 0.061242
| 0.00014122 |  | 0.0009524 |  | 0 |  | 9.0445e-05 |  | 0.00024834 |  | 5.2558e-05 |  | 0.0035176 |  | 0.060262
| 0.00054194 |  | 0.00094902 |  | 0 |  | 1.4036e-05 |  | 0.00026709 |  | -1.7169e-05 |  | 0.0039614 |  | 0.059559
| 0.00052689 |  | 0.00094512 |  | 0 |  | 0.00010488 |  | 0.00035559 |  | -6.3595e-06 |  | 0.0037738 |  | 0.058661
| 0.00014192 |  | 0.00093693 |  | 0 |  | 7.915e-05 |  | 0.00036378 |  | -6.7771e-06 |  | 0.0038666 |  | 0.057997
| 8.4217e-05 |  | 0.00093666 |  | 0.0004 |  | -1.6378e-05 |  | 0.00034589 |  | -3.7842e-05 |  | 0.0038168 |  | 0.057259
| 9.463e-05 |  | 0.0009351 |  | 0.0008 |  | 3.9385e-05 |  | 0.00029051 |  | -3.6237e-05 |  | 0.0035747 |  | 0.056347
| 7.6516e-05 |  | 0.00093003 |  | 0.0004 |  | 7.487e-05 |  | 0.00028427 |  | -5.2396e-06 |  | 0.003492 |  | 0.055333
| 2.7665e-05 |  | 0.00093237 |  | 0 |  | -2.2227e-05 |  | 0.00027686 |  | -3.8411e-06 |  | 0.0035977 |  | 0.054228
| 0.00032122 |  | 0.00092898 |  | 0 |  | -1.326e-05 |  | 0.00030654 |  | -4.1086e-05 |  | 0.0035092 |  | 0.053377
| 0.00034036 |  | 0.00092184 |  | 0 |  | 5.7323e-05 |  | 0.00032366 |  | -2.2734e-05 |  | 0.0037037 |  | 0.052599
| 0.00012628 |  | 0.00090726 |  | 0 |  | 6.1238e-05 |  | 0.00023649 |  | -1.3924e-05 |  | 0.0035549 |  | 0.051745
| 0.00037547 |  | 0.00089232 |  | 0 |  | 1.56e-05 |  | 0.00022281 |  | -3.718e-05 |  | 0.0030026 |  | 0.050837
| 0.00064014 |  | 0.00088892 |  | 0 |  | 3.9785e-05 |  | 0.00022445 |  | -4.5462e-05 |  | 0.0030841 |  | 0.049849
| 0.00047931 |  | 0.00087995 |  | 0 |  | 9.1662e-05 |  | 0.00019793 |  | -3.9327e-05 |  | 0.0031325 |  | 0.049052
| 0.0006485 |  | 0.00087449 |  | 0.0004 |  | 0.0001018 |  | 0.00024417 |  | 3.346e-05 |  | 0.0032331 |  | 0.048193
| 0.00032405 |  | 0.00087332 |  | 0.0004 |  | 0.00010921 |  | 0.00030502 |  | 6.7755e-06 |  | 0.0033341 |  | 0.047319
| 0.00044906 |  | 0.00086485 |  | 0 |  | 0.00014824 |  | 0.00033588 |  | -5.7492e-05 |  | 0.00312 |  | 0.046545
| 0.00048819 |  | 0.00085588 |  | 0 |  | 0.0002048 |  | 0.00029765 |  | 7.1498e-08 |  | 0.0025965 |  | 0.045307
| 0.00086961 |  | 0.00085549 |  | 0 |  | 3.901e-05 |  | 0.00027307 |  | -1.6956e-06 |  | 0.0013915 |  | 0.043682
| 0.00031263 |  | 0.00085209 |  | 0 |  | -6.5155e-05 |  | 0.00031134 |  | -3.1121e-05 |  | 0.0017432 |  | 0.042848
| 0.00018598 |  | 0.00085248 |  | 0 |  | -7.4129e-06 |  | 0.00037181 |  | 5.2957e-06 |  | 0.0029015 |  | 0.042445
| 0.00019029 |  | 0.00085053 |  | 0 |  | 5.267e-05 |  | 0.00029534 |  | -7.3783e-06 |  | 0.0030404 |  | 0.041582
| 0.00029749 |  | 0.00083258 |  | 0.00035 |  | 0.00015957 |  | 0.00018369 |  | -2.9175e-05 |  | 0.0029952 |  | 0.040901
| 0.00038431 |  | 0.00082098 |  | 0.0004 |  | 0.00010691 |  | 0.00022 |  | -1.9605e-05 |  | 0.002797 |  | 0.040115
| 0.00024014 |  | 0.00082761 |  | 0 |  | 7.1016e-05 |  | 0.00024382 |  | -1.7554e-05 |  | 0.0028769 |  | 0.03936
| 0.00021147 |  | 0.00082332 |  | 0 |  | 4.5653e-05 |  | 0.00025709 |  | 2.3216e-06 |  | 0.0028426 |  | 0.038699
| 0.0003421 |  | 0.00081016 |  | 0 |  | -3.6293e-05 |  | 0.00030518 |  | 2.1284e-05 |  | 0.0027048 |  | 0.037639
| 0.0007272 |  | 0.00081903 |  | 0 |  | -1.6388e-05 |  | 0.00028329 |  | -5.8188e-06 |  | 0.002749 |  | 0.036803
| 0.00039207 |  | 0.00082889 |  | 0 |  | 2.9269e-05 |  | 0.00032313 |  | -2.7356e-05 |  | 0.0026685 |  | 0.036244
| 0.00028953 |  | 0.00082158 |  | 0 |  | 8.4305e-05 |  | 0.00041333 |  | -1.8984e-05 |  | 0.0025385 |  | 0.035253
| 9.4147e-05 |  | 0.00081016 |  | 0 |  | 0.00012488 |  | 0.00037737 |  | 4.1975e-05 |  | 0.0027575 |  | 0.034321
| 0.00095413 |  | 0.00081026 |  | 0 |  | 8.4695e-05 |  | 0.00034971 |  | 6.4235e-05 |  | 0.0027348 |  | 0.033719
| 0.0003193 |  | 0.00081768 |  | 0 |  | 1.366e-05 |  | 0.00031458 |  | -1.0171e-05 |  | 0.0024109 |  | 0.033245
| 8.8744e-05 |  | 0.00082197 |  | 0 |  | 2.3418e-06 |  | 0.00028843 |  | -1.9153e-05 |  | 0.0024242 |  | 0.032529
| 0.0022684 |  | 0.00082247 |  | 0 |  | 3.0447e-05 |  | 0.00038371 |  | 1.7607e-05 |  | 0.0027243 |  | 0.03165
| 0.00069777 |  | 0.0008412 |  | 0 |  | -2.225e-05 |  | 0.00027988 |  | 7.579e-06 |  | 0.0026438 |  | 0.030922
| 0.0002727 |  | 0.00086775 |  | 0 |  | -6.5188e-05 |  | 0.00018854 |  | -6.5938e-06 |  | 0.0023675 |  | 0.030361
| 0.000449 |  | 0.00088453 |  | 0 |  | -3.396e-05 |  | 0.00019049 |  | 7.3469e-06 |  | 0.0021625 |  | 0.029713
| 0.0023239 |  | 0.00089987 |  | 0 |  | 5.9731e-05 |  | 0.00020535 |  | -8.2152e-07 |  | 0.0021499 |  | 0.029065
| 0.0005692 |  | 0.00090143 |  | 0 |  | 5.2704e-05 |  | 0.00030998 |  | 6.2408e-06 |  | 0.0023529 |  | 0.028518
| 0.00034143 |  | 0.00089363 |  | 0 |  | -3.0842e-05 |  | 0.00031779 |  | 5.7485e-05 |  | 0.0022874 |  | 0.027905
| 0.00053326 |  | 0.00089296 |  | 0 |  | 3.9435e-05 |  | 0.00030182 |  | 1.0905e-05 |  | 0.0022466 |  | 0.027361
| 0.0011383 |  | 0.00089023 |  | 0 |  | 0.00010698 |  | 0.00024141 |  | -3.7563e-05 |  | 0.0024079 |  | 0.026712
| 0.00044877 |  | 0.0008832 |  | 0 |  | 7.2233e-05 |  | 0.0002867 |  | 3.6899e-06 |  | 0.0020385 |  | 0.025798
| 0.00017815 |  | 0.00088632 |  | 0 |  | 2.3427e-05 |  | 0.00028811 |  | 1.0023e-05 |  | 0.0019523 |  | 0.025419
| 0.00037712 |  | 0.00088917 |  | 0 |  | 1.2887e-05 |  | 0.00020145 |  | 3.5232e-05 |  | 0.0019642 |  | 0.025068
| 0.0002487 |  | 0.00089725 |  | 0 |  | 2.3037e-05 |  | 0.00022412 |  | 1.5436e-05 |  | 0.0017887 |  | 0.024318
| 0.00026115 |  | 0.00092431 |  | 0 |  | 6.0137e-05 |  | 0.00030342 |  | -8.2367e-06 |  | 0.001876 |  | 0.023887
| 0.00086106 |  | 0.00094396 |  | 0 |  | 2.9291e-05 |  | 0.00027885 |  | 3.4064e-05 |  | 0.0018711 |  | 0.023397
| 0.00028706 |  | 0.00094345 |  | 0 |  | 2.5773e-05 |  | 0.00019525 |  | 2.2244e-05 |  | 0.0021153 |  | 0.022915
| 0.00083251 |  | 0.00094318 |  | 0 |  | 6.7175e-05 |  | 0.00026636 |  | -1.8522e-05 |  | 0.0018735 |  | 0.022525
| 0.00044657 |  | 0.00094369 |  | 0 |  | 5.3903e-05 |  | 0.00030467 |  | -3.0897e-06 |  | 0.0019292 |  | 0.022155
| 0.00037597 |  | 0.00093693 |  | 0.0004 |  | -3.0072e-05 |  | 0.00032767 |  | 1.5194e-05 |  | 0.0021472 |  | 0.02179
| 0.00036162 |  | 0.0009265 |  | 0.0007 |  | 3.7107e-05 |  | 0.00030037 |  | -9.2072e-06 |  | 0.0019827 |  | 0.021165
| 0.00070351 |  | 0.00092533 |  | 0.0004 |  | 5.8199e-05 |  | 0.00026287 |  | -2.3062e-05 |  | 0.001639 |  | 0.020486
| 0.00013237 |  | 0.00093041 |  | 0 |  | -6.7183e-05 |  | 0.0003074 |  | -2.5761e-05 |  | 0.0016292 |  | 0.020209
| 0.00028634 |  | 0.00092572 |  | 0 |  | 1.953e-06 |  | 0.00035193 |  | -2.0342e-05 |  | 0.0019151 |  | 0.019952
| 0.00010609 |  | 0.00092115 |  | 0 |  | 8.5943e-05 |  | 0.00034377 |  | -3.517e-05 |  | 0.0017087 |  | 0.019546
| 4.8584e-05 |  | 0.00092232 |  | 0.00035 |  | 0.00010587 |  | 0.00023178 |  | -5.3751e-05 |  | 0.0014989 |  | 0.019287
| 0.00024322 |  | 0.00092674 |  | 0.0004 |  | 4.9619e-05 |  | 0.00023064 |  | -3.4634e-05 |  | 0.0016925 |  | 0.019048
| 0.00026673 |  | 0.00091646 |  | 0.0004 |  | 5.5472e-05 |  | 0.00023611 |  | -1.0153e-05 |  | 0.0017306 |  | 0.018774
| 0.00030791 |  | 0.00089939 |  | 0.0004 |  | 6.5247e-05 |  | 0.00018496 |  | 8.4662e-06 |  | 0.0016136 |  | 0.018495
| 0.00064139 |  | 0.00088806 |  | 0 |  | 6.2903e-05 |  | 0.00019314 |  | 1.0339e-05 |  | 0.001775 |  | 0.018013
| 0.00091268 |  | 0.00087723 |  | 0 |  | 0.00014301 |  | 0.00021309 |  | -4.0545e-06 |  | 0.0015028 |  | 0.017481
| 0.0016057 |  | 0.00087439 |  | 0 |  | 0.00013909 |  | 0.00024731 |  | -1.2633e-05 |  | 0.0013284 |  | 0.017148
| 0.0011037 |  | 0.00087489 |  | 0 |  | 6.6818e-05 |  | 0.00026571 |  | 3.5337e-05 |  | 0.0015489 |  | 0.017023
| 0.00053825 |  | 0.00088544 |  | 0 |  | -1.6411e-05 |  | 0.00034386 |  | 7.9687e-05 |  | 0.0013934 |  | 0.016682
| 0.00018355 |  | 0.00088673 |  | 0 |  | -4.1425e-05 |  | 0.00028138 |  | 5.7615e-06 |  | 0.00082771 |  | 0.016167
| 0.00015851 |  | 0.00089443 |  | 0 |  | -3.2041e-05 |  | 0.00023406 |  | -3.835e-05 |  | 0.0010699 |  | 0.016073
| 0.00027411 |  | 0.00090275 |  | 0 |  | 1.2896e-05 |  | 0.00032554 |  | -9.8072e-06 |  | 0.0015358 |  | 0.015948
| 0.0001991 |  | 0.00090091 |  | 0 |  | 1.2898e-05 |  | 0.00027629 |  | 1.7291e-06 |  | 0.0016209 |  | 0.015579
| 6.7042e-05 |  | 0.00089337 |  | 0 |  | 4.2988e-06 |  | 0.00017387 |  | -3.3055e-05 |  | 0.0017793 |  | 0.015483
| 0.00019036 |  | 0.00088801 |  | 0.0004 |  | 6.2536e-05 |  | 0.00016988 |  | -3.3018e-05 |  | 0.0016506 |  | 0.015368
| 0.00020429 |  | 0.0008927 |  | 0.0004 |  | 4.4557e-05 |  | 0.0002246 |  | -1.693e-05 |  | 0.001155 |  | 0.014827
| 0.00025506 |  | 0.00090365 |  | 0 |  | 7.6997e-05 |  | 0.00024311 |  | -9.6988e-06 |  | 0.0011034 |  | 0.014499
| 0.00010751 |  | 0.00091041 |  | 0 |  | 0.00010867 |  | 0.00022907 |  | 8.4027e-06 |  | 0.0013627 |  | 0.014422
| 2.2678e-05 |  | 0.00090923 |  | 0 |  | 8.1698e-05 |  | 0.00017897 |  | -7.3843e-06 |  | 0.0012857 |  | 0.014304
| 3.9246e-05 |  | 0.00091783 |  | 0 |  | 5.0035e-05 |  | 0.00016294 |  | 8.9366e-06 |  | 0.001299 |  | 0.014179
| 0.00020897 |  | 0.00093699 |  | 0 |  | 0.00036041 |  | 0.00038113 |  | 2.3044e-05 |  | 0.0016195 |  | 0.013988
| 0.00072011 |  | 0.00093945 |  | 0 |  | 0.00013683 |  | 0.00033465 |  | 5.27e-05 |  | 0.0013906 |  | 0.013544
| 0.0002335 |  | 0.00094336 |  | 0 |  | 7.4281e-05 |  | 0.00027132 |  | 3.0356e-05 |  | 0.0012835 |  | 0.013219
| 0.00044334 |  | 0.00095509 |  | 0 |  | 6.7243e-05 |  | 0.00021072 |  | -1.5173e-06 |  | 0.0012765 |  | 0.013093
| 0.00076962 |  | 0.0009547 |  | 0 |  | 7.4281e-05 |  | 0.00023418 |  | -1.3745e-05 |  | 0.0012303 |  | 0.012852
| 0.00025626 |  | 0.00094896 |  | 0 |  | 3.9491e-05 |  | 0.00024633 |  | 1.7134e-05 |  | 0.0013247 |  | 0.012579
| 0.00036935 |  | 0.0009384 |  | 0 |  | 4.9266e-05 |  | 0.00023304 |  | 2.3673e-05 |  | 0.0013794 |  | 0.01242
| 0.00032881 |  | 0.00094075 |  | 0 |  | 0.00010362 |  | 0.00029716 |  | -7.7688e-06 |  | 0.0011808 |  | 0.012285
| 0.00046462 |  | 0.00094935 |  | 0 |  | 2.3069e-05 |  | 0.00033196 |  | 1.3579e-05 |  | 0.0012098 |  | 0.012148
| 0.00042969 |  | 0.00095299 |  | 0 |  | -7.3126e-05 |  | 0.00026826 |  | -4.8618e-06 |  | 0.0012768 |  | 0.011986
| 0.00010742 |  | 0.00095573 |  | 0 |  | -1.7597e-05 |  | 0.00018614 |  | -2.3497e-06 |  | 0.001213 |  | 0.011837
| 0.00020247 |  | 0.00095612 |  | 0 |  | -2.8938e-05 |  | 0.00018731 |  | 3.9069e-05 |  | 0.0012056 |  | 0.01168
| 0.0003202 |  | 0.00096836 |  | 0 |  | -3.8719e-05 |  | 0.00023583 |  | 3.6252e-05 |  | 0.001144 |  | 0.011568
| 0.00022549 |  | 0.00096563 |  | 0 |  | 3.1679e-05 |  | 0.00022019 |  | 7.7329e-06 |  | 0.0011835 |  | 0.011498
| 0.00014299 |  | 0.00096484 |  | 0 |  | 9.5819e-05 |  | 0.00017756 |  | 1.0377e-05 |  | 0.001074 |  | 0.01125
| 0.00039416 |  | 0.00095859 |  | 0 |  | 9.973e-05 |  | 0.00023779 |  | 4.0445e-06 |  | 0.0010611 |  | 0.011138
| 0.00032755 |  | 0.00094881 |  | 0 |  | 1.2906e-05 |  | 0.00022214 |  | 1.5857e-05 |  | 0.0012472 |  | 0.010853
| 0.00034182 |  | 0.00094384 |  | 0 |  | 2.8554e-05 |  | 0.00019401 |  | -1.0415e-06 |  | 0.0011445 |  | 0.010687
| 0.00038335 |  | 0.00093837 |  | 0 |  | 8.6053e-06 |  | 0.00023117 |  | -4.4601e-06 |  | 0.00106 |  | 0.010779
| 0.0001634 |  | 0.00093027 |  | 0 |  | 2.4254e-05 |  | 0.00016956 |  | 4.6814e-05 |  | 0.0010723 |  | 0.010503
| 0.00097533 |  | 0.0009192 |  | 0 |  | 6.4149e-05 |  | 0.00018127 |  | 2.7471e-05 |  | 0.0011574 |  | 0.010286
| 0.00058737 |  | 0.00090993 |  | 0 |  | -4.4206e-05 |  | 0.00020968 |  | -2.0107e-05 |  | 0.0010519 |  | 0.010164
| 0.00025448 |  | 0.0009111 |  | 0 |  | -5.2421e-05 |  | 0.00023081 |  | -3.3071e-05 |  | 0.0011134 |  | 0.010058
| 0.00072451 |  | 0.00092296 |  | 0 |  | -2.7387e-06 |  | 0.0002727 |  | -1.6876e-05 |  | 0.0011976 |  | 0.0099697
| 0.0021761 |  | 0.00092441 |  | 0 |  | 3.9511e-05 |  | 0.0002801 |  | -1.126e-05 |  | 0.00095961 |  | 0.0098052
| 0.0017915 |  | 0.00091787 |  | 0 |  | 9.4291e-05 |  | 0.00025079 |  | -6.1946e-06 |  | 0.00088931 |  | 0.009592
| 0.0002329 |  | 0.00092022 |  | 0 |  | 0.00011385 |  | 0.00014163 |  | 5.8293e-07 |  | 0.0008854 |  | 0.0095041
| 8.9508e-05 |  | 0.00091564 |  | 0 |  | 8.8434e-05 |  | 0.00010882 |  | -5.7291e-06 |  | 0.00085851 |  | 0.0094567
| 0.00014346 |  | 0.00090508 |  | 0 |  | 5.8304e-05 |  | 0.00017534 |  | -3.3373e-06 |  | 0.00085186 |  | 0.0091851
| 0.00019615 |  | 0.00090469 |  | 0 |  | 4.2652e-05 |  | 0.00025395 |  | 8.3247e-06 |  | 0.00086634 |  | 0.0089303
| 0.00015419 |  | 0.00090899 |  | 0 |  | 3.3261e-05 |  | 0.00023948 |  | 3.1208e-06 |  | 0.00085851 |  | 0.0088373
| 0.00015906 |  | 0.00092034 |  | 0 |  | -3.913e-07 |  | 0.00017648 |  | -1.6946e-05 |  | 0.00088473 |  | 0.0087901
| 0.00012021 |  | 0.00092398 |  | 0 |  | -2.8177e-05 |  | 0.00019254 |  | 1.3614e-05 |  | 0.00079914 |  | 0.0087894
| 3.4303e-05 |  | 0.00092593 |  | 0 |  | 6.2225e-05 |  | 0.00020389 |  | 2.9194e-05 |  | 0.00064455 |  | 0.0086247
| 0.00038842 |  | 0.00093024 |  | 0 |  | 0.00012719 |  | 0.00024146 |  | 1.3143e-05 |  | 0.00074787 |  | 0.0084828
| 0.00046596 |  | 0.00092488 |  | 0 |  | 9.785e-05 |  | 0.00022701 |  | 1.4043e-05 |  | 0.0009922 |  | 0.0084642
| 0.00088719 |  | 0.00091901 |  | 0 |  | 8.1411e-05 |  | 0.00016243 |  | -1.2006e-05 |  | 0.00094367 |  | 0.008308
| 0.00074758 |  | 0.00091001 |  | 0.0004 |  | 1.6439e-05 |  | 0.00020431 |  | -1.7654e-05 |  | 0.00085873 |  | 0.0081973
| 0.00027881 |  | 0.00090844 |  | 0.0004 |  | -2.6615e-05 |  | 0.00022623 |  | 1.0426e-05 |  | 0.00094797 |  | 0.0081635
| 0.00043293 |  | 0.00091756 |  | 0 |  | -1.879e-05 |  | 0.00015336 |  | -5.0019e-06 |  | 0.00094848 |  | 0.008038
| 0.00026577 |  | 0.00092527 |  | 0 |  | -4.8534e-05 |  | 0.00022536 |  | -2.8724e-05 |  | 0.000883 |  | 0.007968
| 0.00011269 |  | 0.00092852 |  | 0.0004 |  | -2.3878e-05 |  | 0.00027362 |  | -2.1048e-05 |  | 0.00079229 |  | 0.0079265
| 0.0001542 |  | 0.00092786 |  | 0.00035 |  | -3.6018e-05 |  | 0.00020593 |  | -1.5439e-05 |  | 0.00081902 |  | 0.0077472
| 0.00013292 |  | 0.00093283 |  | 0 |  | -3.0925e-05 |  | 0.00016269 |  | -2.0461e-05 |  | 0.00078564 |  | 0.0076174
| 9.6523e-05 |  | 0.00094038 |  | 0 |  | -1.3311e-05 |  | 0.00014548 |  | 1.0299e-05 |  | 0.00090945 |  | 0.0076431
| 0.0001061 |  | 0.00094234 |  | 0.0004 |  | 3.7975e-05 |  | 0.00016059 |  | 1.2574e-05 |  | 0.0010112 |  | 0.0075452
| 0.00029289 |  | 0.0009405 |  | 0.0004 |  | 5.6383e-05 |  | 0.00019937 |  | 9.9932e-07 |  | 0.00066994 |  | 0.0073633
| 0.00024028 |  | 0.00093803 |  | 0 |  | 8.613e-06 |  | 0.00022707 |  | -2.3412e-05 |  | 0.00039737 |  | 0.0071957
| 0.00038216 |  | 0.00093385 |  | 0 |  | 5.2468e-05 |  | 0.00014683 |  | -2.011e-05 |  | 0.00052781 |  | 0.0070525
| 0.00034823 |  | 0.00092523 |  | 0 |  | 0.00012823 |  | 0.00011038 |  | -3.2061e-05 |  | 0.00073024 |  | 0.0070277
| 0.00060606 |  | 0.00091674 |  | 0 |  | -3.681e-06 |  | 0.00020516 |  | -2.5429e-05 |  | 0.00065985 |  | 0.0069168
| 0.0010647 |  | 0.00091204 |  | 0 |  | -6.8491e-05 |  | 0.00021501 |  | 1.3741e-05 |  | 0.00074482 |  | 0.0068264
| 0.0009546 |  | 0.00091544 |  | 0 |  | -2.3493e-05 |  | 0.00020402 |  | 5.3752e-06 |  | 0.00061747 |  | 0.0066969
| 0.00027186 |  | 0.00092234 |  | 0 |  | -4.8956e-05 |  | 0.00025144 |  | -2.3898e-05 |  | 0.00026682 |  | 0.006458
| 0.00083249 |  | 0.00092222 |  | 0 |  | -1.9188e-05 |  | 0.00019776 |  | -7.9325e-06 |  | 0.00020022 |  | 0.0064121
| 0.00038101 |  | 0.00092234 |  | 0 |  | 6.2664e-06 |  | 0.00018721 |  | 1.2584e-05 |  | 0.00043708 |  | 0.0065422
| 0.00015918 |  | 0.00092038 |  | 0 |  | 5.6789e-05 |  | 0.00021032 |  | 4.2433e-06 |  | 0.00048604 |  | 0.0062521
| 0.00021195 |  | 0.00091411 |  | 0 |  | 5.6006e-05 |  | 0.00019622 |  | -1.7287e-06 |  | 0.0005393 |  | 0.0060164
| 0.00021072 |  | 0.00090902 |  | 0 |  | 2.3499e-05 |  | 0.00015627 |  | -2.4378e-06 |  | 0.00061959 |  | 0.006073
| 0.00068953 |  | 0.00090248 |  | 0 |  | 6.8156e-05 |  | 0.00013584 |  | -4.6501e-06 |  | 0.00051274 |  | 0.0060801
| 0.00031538 |  | 0.00090796 |  | 0 |  | 0.0001132 |  | 0.00015738 |  | -5.1798e-06 |  | 0.00058598 |  | 0.006025
| 0.00029062 |  | 0.00091149 |  | 0 |  | 0.00012773 |  | 0.00015196 |  | -1.6369e-05 |  | 0.00063847 |  | 0.0060382
| 0.0005783 |  | 0.00090259 |  | 0 |  | 6.3111e-05 |  | 0.00018684 |  | -2.9311e-05 |  | 0.00076665 |  | 0.0061514
| 0.0005384 |  | 0.00089946 |  | 0 |  | -3.9175e-07 |  | 0.0002421 |  | 6.1643e-06 |  | 0.00067381 |  | 0.0060039
| 0.00024117 |  | 0.00090024 |  | 0 |  | 7.5608e-05 |  | 0.00020606 |  | 5.8852e-05 |  | 0.00063699 |  | 0.0059214
| 7.3256e-05 |  | 0.00090612 |  | 0 |  | 0.00012262 |  | 0.00014958 |  | 5.6135e-05 |  | 0.00078977 |  | 0.0059195
| 0.0001376 |  | 0.00090976 |  | 0 |  | 5.7595e-05 |  | 0.00013941 |  | 1.5203e-06 |  | 0.00070054 |  | 0.005743
| 0.00062816 |  | 0.00090886 |  | 0 |  | -1.9588e-05 |  | 0.00014758 |  | -1.0007e-06 |  | 0.00071886 |  | 0.0056858
| 0.0005288 |  | 0.00091133 |  | 0 |  | -6.2688e-06 |  | 0.00014995 |  | 8.8879e-05 |  | 0.00069153 |  | 0.0056185
| 0.00046342 |  | 0.00091105 |  | 0 |  | 3.0956e-05 |  | 0.00012985 |  | 6.9473e-05 |  | 0.00061246 |  | 0.0055371
| 9.2287e-05 |  | 0.00090388 |  | 0 |  | 1.8023e-05 |  | 0.00020584 |  | -2.5617e-06 |  | 0.00057281 |  | 0.0055693
| 9.8063e-05 |  | 0.00090047 |  | 0 |  | 2.3903e-05 |  | 0.0002453 |  | 3.6768e-06 |  | 0.00051763 |  | 0.005526
| 0.00049352 |  | 0.00089969 |  | 0 |  | 7.7194e-05 |  | 0.00021199 |  | 3.9399e-05 |  | 0.00064655 |  | 0.0055232
| 0.00018965 |  | 0.00089459 |  | 0.0004 |  | 5.0157e-05 |  | 0.00019749 |  | 4.2189e-05 |  | 0.00058856 |  | 0.0054433
| 0.00021053 |  | 0.0008951 |  | 0.0004 |  | 1.9595e-06 |  | 0.00014108 |  | 7.244e-06 |  | 0.0005518 |  | 0.0053195
| 0.00025286 |  | 0.00090255 |  | 0 |  | -3.8014e-05 |  | 0.00014383 |  | -1.8024e-05 |  | 0.00063919 |  | 0.0052686
| 0.00035293 |  | 0.0009096 |  | 0 |  | -3.6839e-05 |  | 0.00017557 |  | -5.3505e-05 |  | 0.00055846 |  | 0.0051569
| 0.00011607 |  | 0.00091391 |  | 0 |  | 1.2149e-05 |  | 0.0001539 |  | -2.9977e-05 |  | 0.00060509 |  | 0.0051284
| 0.00074828 |  | 0.00091403 |  | 0 |  | -8.6229e-06 |  | 0.00013393 |  | -7.6155e-06 |  | 0.00060086 |  | 0.0051663
| 0.0010895 |  | 0.0009152 |  | 0 |  | 2.1949e-05 |  | 0.00015247 |  | -1.5838e-05 |  | 0.00051189 |  | 0.0051117
| 0.0016786 |  | 0.00091716 |  | 0 |  | 8.4269e-05 |  | 0.00016109 |  | 4.7621e-05 |  | 0.00046328 |  | 0.0049307
| 0.00010927 |  | 0.00091677 |  | 0.0004 |  | 7.2119e-05 |  | 0.00018657 |  | 3.5694e-05 |  | 0.00054834 |  | 0.0049166
| 0.00034314 |  | 0.00092002 |  | 0.0004 |  | -2.5088e-05 |  | 0.00019404 |  | -1.5027e-05 |  | 0.0006225 |  | 0.0049176
| 0.00040305 |  | 0.00091806 |  | 0 |  | -3.2928e-05 |  | 0.00014179 |  | 4.7069e-06 |  | 0.00062054 |  | 0.0047446
| 0.00024705 |  | 0.00091493 |  | 0 |  | 5.1744e-05 |  | 0.00011122 |  | 2.8439e-05 |  | 0.00042885 |  | 0.0045887
| 0.0001989 |  | 0.00091297 |  | 0 |  | 2.3128e-05 |  | 0.00012717 |  | 4.257e-05 |  | 0.00041278 |  | 0.0044537
| 0.00040561 |  | 0.00091034 |  | 0 |  | -2.1171e-05 |  | 0.00019854 |  | 1.6071e-05 |  | 0.00062885 |  | 0.0045352
| 0.0013774 |  | 0.00091308 |  | 0 |  | 1.4506e-05 |  | 0.00018969 |  | -1.3819e-05 |  | 0.00061513 |  | 0.0045881
| 0.00024865 |  | 0.00090877 |  | 0 |  | 4.8222e-05 |  | 0.00014931 |  | 5.9129e-06 |  | 0.00065668 |  | 0.0045388
| 0.00014436 |  | 0.0008974 |  | 0 |  | 6.7825e-05 |  | 0.00013497 |  | 1.1919e-05 |  | 0.00061395 |  | 0.0045268
| 0.00019983 |  | 0.00088811 |  | 0 |  | 0.00012704 |  | 7.1859e-05 |  | -8.5764e-06 |  | 0.0006701 |  | 0.0045677
| 0.00029546 |  | 0.00088732 |  | 0 |  | 6.3128e-05 |  | 0.00012979 |  | 2.2364e-05 |  | 0.00066461 |  | 0.0045015
| 0.00020634 |  | 0.00088615 |  | 0 |  | -1.7252e-05 |  | 0.00024036 |  | 3.123e-05 |  | 0.00058893 |  | 0.0042804
| 0.00015669 |  | 0.00087606 |  | 0 |  | 6.2352e-05 |  | 0.00025333 |  | 8.3632e-06 |  | 0.00064862 |  | 0.0042253
| 0.00027548 |  | 0.00087125 |  | 0 |  | 8.9007e-05 |  | 0.00021762 |  | -1.6275e-05 |  | 0.00057599 |  | 0.0043098
| 0.00056136 |  | 0.00087097 |  | 0 |  | 2.6666e-05 |  | 0.00024823 |  | -1.5632e-05 |  | 0.0004098 |  | 0.0041417
| 0.0013432 |  | 0.00087567 |  | 0 |  | -5.4901e-06 |  | 0.00015451 |  | 2.779e-05 |  | 0.00045842 |  | 0.0040586
| 0.00025509 |  | 0.00088363 |  | 0 |  | -2.7454e-06 |  | 0.00010001 |  | 1.4434e-05 |  | 0.00055457 |  | 0.0041186
| 0.00064557 |  | 0.00088273 |  | 0 |  | 6.745e-05 |  | 0.00019098 |  | 4.3773e-06 |  | 0.00041137 |  | 0.004087
| 0.00036121 |  | 0.00088323 |  | 0 |  | 6.7066e-05 |  | 0.00017845 |  | 3.7683e-05 |  | 0.00040004 |  | 0.0040905
| 0.00012856 |  | 0.00088531 |  | 0 |  | 3.9225e-07 |  | 0.00018553 |  | 3.137e-05 |  | 0.00054797 |  | 0.0039883
| 0.0001165 |  | 0.00087931 |  | 0 |  | -2.1179e-05 |  | 0.0002263 |  | -5.6485e-06 |  | 0.00047142 |  | 0.0038891
| 0.00016222 |  | 0.00087511 |  | 0 |  | -1.569e-06 |  | 0.00023182 |  | -1.4831e-05 |  | 0.00044089 |  | 0.0038945
| 0.00013899 |  | 0.00087236 |  | 0 |  | 3.3734e-05 |  | 0.00027771 |  | 1.8269e-05 |  | 0.00046011 |  | 0.0039253
| 0.00026196 |  | 0.00087315 |  | 0 |  | 4.8639e-05 |  | 0.00030203 |  | 3.1681e-05 |  | 0.00042245 |  | 0.0038238
| 0.00066167 |  | 0.0008755 |  | 0 |  | -1.2552e-05 |  | 0.00022044 |  | -3.0192e-05 |  | 0.00055072 |  | 0.0037168
| 0.00028755 |  | 0.00087248 |  | 0 |  | -4.2368e-05 |  | 0.00019144 |  | -3.4825e-05 |  | 0.00046527 |  | 0.0037024
| 0.00028915 |  | 0.00087051 |  | 0 |  | 3.9622e-05 |  | 0.00026166 |  | 2.924e-05 |  | 0.00040799 |  | 0.0036693
| 0.0010238 |  | 0.00087444 |  | 0 |  | 1.7654e-05 |  | 0.00024715 |  | 3.4063e-05 |  | 0.00034679 |  | 0.0035251
| 0.00029929 |  | 0.00088318 |  | 0 |  | -2.8642e-05 |  | 0.00018754 |  | 1.0096e-05 |  | 0.00038333 |  | 0.0035232
| 0.00047842 |  | 0.00089013 |  | 0 |  | 1.4907e-05 |  | 0.00017418 |  | -2.0519e-05 |  | 0.00059669 |  | 0.0035666
| 0.00040631 |  | 0.00089691 |  | 0 |  | 2.6287e-05 |  | 0.00016204 |  | 4.5731e-06 |  | 0.00057283 |  | 0.0035817
| 0.0008341 |  | 0.00090213 |  | 0.0004 |  | 8.0442e-05 |  | 0.00022406 |  | 4.0279e-05 |  | 0.00057604 |  | 0.0035873
| 0.00030001 |  | 0.00090358 |  | 0.0004 |  | 0.00011064 |  | 0.00022403 |  | 6.5286e-06 |  | 0.00043852 |  | 0.0034505
| 0.00010981 |  | 0.00090605 |  | 0 |  | 4.1202e-05 |  | 0.00015853 |  | 1.4513e-05 |  | 0.00032675 |  | 0.0034404
| 0.00016791 |  | 0.00090841 |  | 0 |  | 1.6481e-05 |  | 0.00020405 |  | 4.0992e-05 |  | 0.00042575 |  | 0.0034579
| 0.00020553 |  | 0.00090566 |  | 0.00035 |  | -4.3164e-06 |  | 0.00025388 |  | 2.6403e-05 |  | 0.00039044 |  | 0.003439
| 0.0005698 |  | 0.00090605 |  | 0.0004 |  | -2.9822e-05 |  | 0.00026291 |  | 8.0997e-06 |  | 0.00032726 |  | 0.0033838
| 0.00023405 |  | 0.00091362 |  | 0 |  | 9.0263e-06 |  | 0.00020015 |  | -2.0799e-05 |  | 0.00024567 |  | 0.0031675
| 0.00041726 |  | 0.00091637 |  | 0 |  | 1.4913e-05 |  | 0.00012904 |  | -5.3452e-05 |  | 0.00034536 |  | 0.0030963
| 0.00029451 |  | 0.00092069 |  | 0 |  | 7.0641e-06 |  | 0.00014042 |  | -1.7634e-05 |  | 0.00052157 |  | 0.0032629
| 0.0002083 |  | 0.00091766 |  | 0 |  | 4.0427e-05 |  | 0.00017074 |  | 2.3344e-05 |  | 0.00055342 |  | 0.0032773
| 0.0010145 |  | 0.0009157 |  | 0 |  | 5.1025e-06 |  | 0.00015582 |  | -1.8634e-05 |  | 0.00051614 |  | 0.003161
| 0.0005883 |  | 0.00092383 |  | 0 |  | -6.9856e-05 |  | 0.00014874 |  | -3.0962e-05 |  | 0.00044268 |  | 0.0031022
| 0.0001956 |  | 0.00091896 |  | 0 |  | -4.9461e-05 |  | 0.00021394 |  | -9.5165e-06 |  | 0.00030266 |  | 0.0030759
| 0.00013551 |  | 0.00091099 |  | 0 |  | -8.2425e-06 |  | 0.00025748 |  | -2.4342e-05 |  | 0.00031714 |  | 0.0029647
| 0.00038882 |  | 0.00091503 |  | 0 |  | 4.318e-06 |  | 0.00015074 |  | -2.4426e-05 |  | 0.00041257 |  | 0.0028573
| 0.00018578 |  | 0.00091189 |  | 0 |  | 2.1983e-05 |  | 7.4001e-05 |  | -2.1164e-05 |  | 0.000506 |  | 0.0029015
| 0.00065716 |  | 0.00089855 |  | 0 |  | 1.1384e-05 |  | 0.00023534 |  | 1.8494e-06 |  | 0.0005166 |  | 0.0028605
| 0.00089458 |  | 0.00088571 |  | 0 |  | -1.1385e-05 |  | 0.0002654 |  | 4.1959e-06 |  | 0.0002014 |  | 0.0028074
| 6.905e-05 |  | 0.00088049 |  | 0 |  | 1.2169e-05 |  | 0.00025516 |  | -2.6936e-05 |  | 0.000316 |  | 0.0028148
| 0.0011454 |  | 0.00088414 |  | 0 |  | 3.2586e-05 |  | 0.00033214 |  | -7.8446e-06 |  | 0.00064229 |  | 0.002849
| 0.00078596 |  | 0.00088621 |  | 0.0004 |  | 4.3977e-05 |  | 0.00031373 |  | 1.297e-05 |  | 0.00059722 |  | 0.0028401
| 0.00052922 |  | 0.00087864 |  | 0.0004 |  | 8.5194e-05 |  | 0.00029484 |  | 1.9579e-05 |  | 0.00061874 |  | 0.0026721
| 0.00087688 |  | 0.00086344 |  | 0 |  | 1.7277e-05 |  | 0.00027368 |  | 1.5831e-05 |  | 0.00046843 |  | 0.0026299
| 0.00029955 |  | 0.0008548 |  | 0 |  | -0.00012133 |  | 0.00032158 |  | -7.6236e-05 |  | 0.00029763 |  | 0.0026522
| 0.00034366 |  | 0.00085362 |  | 0 |  | -3.2983e-05 |  | 0.00024227 |  | -0.00016178 |  | 0.00043898 |  | 0.0026569
| 0.00086736 |  | 0.00085401 |  | 0.0004 |  | 7.0677e-05 |  | 0.00011235 |  | -0.00016271 |  | 0.00034528 |  | 0.0026446
| 0.0003482 |  | 0.00085334 |  | 0.0004 |  | 6.3225e-05 |  | 0.00020425 |  | -0.00016138 |  | 0.00031469 |  | 0.0026085
| 0.00025905 |  | 0.00086237 |  | 0 |  | -5.4978e-06 |  | 0.00029099 |  | -0.00016289 |  | 0.00036246 |  | 0.0024999
| 0.0002157 |  | 0.00087376 |  | 0 |  | -3.1809e-05 |  | 0.00020931 |  | -0.00016409 |  | 0.0004198 |  | 0.00248
| 4.5519e-05 |  | 0.00088094 |  | 0 |  | 0.00010243 |  | 0.00020502 |  | 0.39467 |  | 0.00056399 |  | 0.0025049
| 5.6633e-05 |  | 0.00089536 |  | 0 |  | 8.3567e-05 |  | 0.00028589 |  |  |  | 0.00055803 |  | 0.0024479
| 8.7475e-05 |  | 0.00089783 |  | 0 |  | -2.1601e-05 |  | 0.00034209 |  |  |  | 0.00051568 |  | 0.0024368
| 0.00026819 |  | 0.00089794 |  | 0 |  | -8.2488e-06 |  | 0.00031031 |  |  |  | 0.00052321 |  | 0.0024313
| 0.0003794 |  | 0.00089783 |  | 0 |  | 1.8852e-05 |  | 0.00027925 |  |  |  | 0.00047444 |  | 0.0023394
| 8.1149e-05 |  | 0.00089676 |  | 0 |  | 4.4779e-05 |  | 0.0003767 |  |  |  | 0.0003107 |  | 0.0022419
| 0.00060574 |  | 0.00089205 |  | 0 |  | 7.7382e-05 |  | 0.00031974 |  |  |  | 0.00028871 |  | 0.002248
| 0.0024935 |  | 0.00088459 |  | 0 |  | 5.0278e-05 |  | 0.00011511 |  |  |  | 0.00055778 |  | 0.0022035
| 0.00098442 |  | 0.00088537 |  | 0 |  | -2.8282e-05 |  | 0.00019917 |  |  |  | 0.00058841 |  | 0.0022025
| 0.00076429 |  | 0.00088234 |  | 0 |  | 6.2856e-05 |  | 0.00031153 |  |  |  | 0.00031389 |  | 0.0021375
| 0.00032293 |  | 0.00087998 |  | 0 |  | 0.00010921 |  | 0.00020625 |  |  |  | 0.00027225 |  | 0.0021606
| 0.00036643 |  | 0.00088823 |  | 0 |  | 9.1927e-05 |  | 0.00015753 |  |  |  | 0.00044117 |  | 0.0021445
| 0.0003149 |  | 0.00090446 |  | 0 |  | 0.00010019 |  | 0.00020627 |  |  |  | 0.00035699 |  | 0.0020186
| 0.00056362 |  | 0.00090984 |  | 0 |  | 4.2035e-05 |  | 0.00023021 |  |  |  | 0.00021669 |  | 0.0020892
| 0.0008323 |  | 0.00090996 |  | 0 |  | -2.7503e-05 |  | 0.00021531 |  |  |  | 0.00030921 |  | 0.0020688
| 0.00063955 |  | 0.00091428 |  | 0 |  | -1.0608e-05 |  | 0.00019174 |  |  |  | 0.00025617 |  | 0.0019743
| 0.0007206 |  | 0.00092383 |  | 0 |  | 0.00011356 |  | 0.0001505 |  |  |  | 0.00027939 |  | 0.0020166
| 0.00043905 |  | 0.0009406 |  | 0 |  | 8.9188e-05 |  | 0.00020588 |  |  |  | 0.0004927 |  | 0.0020736
| 0.0011297 |  | 0.00094662 |  | 0 |  | -1.2181e-05 |  | 0.00031475 |  |  |  | 0.00036288 |  | 0.0019018
| 0.00049841 |  | 0.00093286 |  | 0 |  | 5.1084e-06 |  | 0.00030611 |  |  |  | 0.000144 |  | 0.0017339
| 0.0002943 |  | 0.00092316 |  | 0 |  | -2.6724e-05 |  | 0.00019453 |  |  |  | 0.00032815 |  | 0.0017593
| 0.00051647 |  | 0.00091832 |  | 0 |  | -5.2655e-05 |  | 0.00021062 |  |  |  | 0.00025895 |  | 0.0017911
| 0.0014099 |  | 0.00090508 |  | 0 |  | 1.4934e-05 |  | 0.00022047 |  |  |  | 0.00013195 |  | 0.0017937
| 0.00029943 |  | 0.00089014 |  | 0 |  | 8.8032e-05 |  | 0.00019453 |  |  |  | 0.00031784 |  | 0.001828
| 0.00028948 |  | 0.0008879 |  | 0 |  | 3.0658e-05 |  | 0.00023976 |  |  |  | 0.00016312 |  | 0.0018704
| 0.0013311 |  | 0.00088504 |  | 0 |  | 1.3755e-05 |  | 0.00017685 |  |  |  | -0.00013697 |  | 0.0018281
| 0.0001389 |  | 0.00086589 |  | 0 |  | 3.223e-05 |  | 0.00017176 |  |  |  | -7.6852e-05 |  | 0.0016812
| 0.00010074 |  | 0.00085606 |  | 0 |  | 2.5155e-05 |  | 0.0002771 |  |  |  | 9.5511e-05 |  | 0.0016853
| 0.00067604 |  | 0.00085263 |  | 0 |  | -6.2896e-05 |  | 0.0002563 |  |  |  | 0.00015622 |  | 0.0017119
| 0.001125 |  | 0.00084938 |  | 0 |  | -8.372e-05 |  | 0.00026295 |  |  |  | 0.00014598 |  | 0.0014511
| 0.0016735 |  | 0.00085421 |  | 0 |  | -2.4765e-05 |  | 0.00038327 |  |  |  | 8.5696e-05 |  | 0.0013415
| 0.00041116 |  | 0.00085381 |  | 0 |  | 3.1448e-06 |  | 0.0004045 |  |  |  | -2.2014e-05 |  | 0.0013935
| 0.00011887 |  | 0.00085314 |  | 0 |  | 1.6512e-05 |  | 0.00028267 |  |  |  | 7.5915e-05 |  | 0.0014833
| 0.0010923 |  | 0.00085342 |  | 0 |  | 2.5158e-05 |  | 0.00014505 |  |  |  | 0.00020248 |  | 0.0015294
| 0.0010939 |  | 0.00084999 |  | 0 |  | 6.4477e-05 |  | 0.00010515 |  |  |  | 5.8973e-06 |  | 0.0013961
| 0.00011505 |  | 0.00084842 |  | 0 |  | -4.1674e-05 |  | 0.00017042 |  |  |  | -4.4033e-05 |  | 0.0014019
| 0.00014744 |  | 0.00084184 |  | 0 |  | -0.00010577 |  | 0.00029687 |  |  |  | 3.2636e-05 |  | 0.0014489
| 0.000223 |  | 0.00082876 |  | 0 |  | -1.9657e-06 |  | 0.00030548 |  |  |  | 0.00044347 |  | 0.0014182
| 0.00061646 |  | 0.00082729 |  | 0 |  | 2.5951e-05 |  | 0.00030827 |  |  |  | 0.00068495 |  | 0.0014199
| 0.0010836 |  | 0.000821 |  | 0 |  | -3.4208e-05 |  | 0.00027721 |  |  |  | 0.00035545 |  | 0.0014507
| 0.00032984 |  | 0.00080685 |  | 0 |  | -3.0276e-05 |  | 0.00030355 |  |  |  | 0.00016783 |  | 0.0014164
| 0.00241 |  | 0.00079633 |  | 0 |  | -3.264e-05 |  | 0.00034567 |  |  |  | 0.00018595 |  | 0.001397
| 0.0025019 |  | 0.00078021 |  | 0 |  | 9.0841e-05 |  | 0.00033741 |  |  |  | 0.00034134 |  | 0.0014056
| 0.00081706 |  | 0.00078139 |  | 0 |  | 0.00016477 |  | 0.00030713 |  |  |  | 0.00021157 |  | 0.0013442
| 0.00017798 |  | 0.00080498 |  | 0 |  | 5.3875e-05 |  | 0.00022415 |  |  |  | 0.00014865 |  | 0.0013195
| 0.00062994 |  | 0.0008215 |  | 0 |  | 0.00012545 |  | 0.00033505 |  |  |  | 0.00025247 |  | 0.0012896
| 0.0023431 |  | 0.0008279 |  | 0 |  | 3.1857e-05 |  | 0.00034217 |  |  |  | -9.2425e-05 |  | 0.0011567
| 0.00047133 |  | 0.00083458 |  | 0 |  | -1.5339e-05 |  | 0.00014827 |  |  |  | -5.9782e-05 |  | 0.001092
| 0.00036266 |  | 0.00083852 |  | 0 |  | 3.0284e-05 |  | 5.897e-05 |  |  |  | 9.8325e-05 |  | 0.0011169
| 0.00021361 |  | 0.00083862 |  | 0 |  | -3.1861e-05 |  | 0.00018288 |  |  |  | 4.7202e-06 |  | 0.0011247
| 0.0023019 |  | 0.00083626 |  | 0 |  | 8.7717e-05 |  | 0.00033671 |  |  |  | 5.2316e-05 |  | 0.001169
| 0.00090336 |  | 0.00083891 |  | 0 |  | 0.00011524 |  | 0.00036892 |  |  |  | 0.00018918 |  | 0.0012065
| 0.00040151 |  | 0.00084188 |  | 0 |  | 7.0812e-06 |  | 0.0002561 |  |  |  | 0.00018136 |  | 0.0011524
| 0.00010691 |  | 0.00084531 |  | 0 |  | -6.3329e-05 |  | 0.00020376 |  |  |  | 0.00019707 |  | 0.0010292
| 0.00024074 |  | 0.00085446 |  | 0 |  | -1.3376e-05 |  | 0.00024824 |  |  |  | 0.0002778 |  | 0.00094518
| 0.00073551 |  | 0.00086076 |  | 0 |  | 0.00013454 |  | 0.00029269 |  |  |  | 0.00011612 |  | 0.00096562
| 0.00023075 |  | 0.00086548 |  | 0 |  | 8.2221e-05 |  | 0.00039104 |  |  |  | -2.4391e-05 |  | 0.0010136
| 0.0012312 |  | 0.00086509 |  | 0 |  | -3.816e-05 |  | 0.00029387 |  |  |  | 0.00018175 |  | 0.0010083
| 0.00063259 |  | 0.00086638 |  | 0 |  | 1.4164e-05 |  | 0.0002463 |  |  |  | 1.9672e-06 |  | 0.00092992
| 0.00066169 |  | 0.0008711 |  | 0 |  | -4.8394e-05 |  | 0.00031869 |  |  |  | -0.00015187 |  | 0.001036
| 0.0007638 |  | 0.00087228 |  | 0 |  | -2.1246e-05 |  | 0.00033955 |  |  |  | 0.00014251 |  | 0.0011322
| 0.0018392 |  | 0.00087779 |  | 0 |  | 1.2984e-05 |  | 0.00042689 |  |  |  | 0.00027156 |  | 0.0010569
| 0.0003333 |  | 0.00088656 |  | 0 |  | -2.4791e-05 |  | 0.00047653 |  |  |  | 0.00024279 |  | 0.0010805
| 0.00029811 |  | 0.00088931 |  | 0 |  | 0.00011057 |  | 0.0003573 |  |  |  | 0.00029985 |  | 0.0010218
| 0.0001613 |  | 0.00089521 |  | 0 |  | 3.5809e-05 |  | 0.00034392 |  |  |  | 0.00031677 |  | 0.00087224
| 0.0010663 |  | 0.00090623 |  | 0 |  | -2.5971e-05 |  | 0.00040491 |  |  |  | 0.00015661 |  | 0.00093819
| 0.00029792 |  | 0.00091264 |  | 0 |  | -3.2665e-05 |  | 0.00033649 |  |  |  | -2.6368e-05 |  | 0.00084512
| 0.00042582 |  | 0.00092602 |  | 0 |  | -3.7781e-05 |  | 0.00027391 |  |  |  | 3.542e-05 |  | 0.00083146
| 0.0011083 |  | 0.00093311 |  | 0 |  | 0.00010508 |  | 0.0002074 |  |  |  | 7.3987e-05 |  | 0.00096529
| 0.0012371 |  | 0.00092169 |  | 0 |  | 9.2091e-05 |  | 0.00024951 |  |  |  | -0.00012476 |  | 0.00084361
| 0.00068012 |  | 0.00091 |  | 0 |  | -7.7933e-05 |  | 0.0002889 |  |  |  | -0.00019877 |  | 0.000736
| 0.00011855 |  | 0.00090359 |  | 0 |  | -0.00012003 |  | 0.00029241 |  |  |  | -0.00018182 |  | 0.0008016
| 0.0003797 |  | 0.00090725 |  | 0 |  | -1.6138e-05 |  | 0.0003507 |  |  |  | 0.0001102 |  | 0.00083509
| 0.00049567 |  | 0.00091248 |  | 0 |  | -2.7162e-05 |  | 0.00038932 |  |  |  | 0.00034798 |  | 0.00082768
| 0.0016935 |  | 0.00090685 |  | 0 |  | -4.3296e-06 |  | 0.00029992 |  |  |  | 5.0381e-05 |  | 0.00080676
| 0.0020588 |  | 0.00090382 |  | 0 |  | 1.3384e-05 |  | 0.00030508 |  |  |  | -0.00014053 |  | 0.00077939
| 0.00042011 |  | 0.00090973 |  | 0 |  | 4.094e-05 |  | 0.00024801 |  |  |  | 1.3778e-05 |  | 0.00082759
| 0.0021211 |  | 0.00091917 |  | 0 |  | 0.00010038 |  | 0.00025746 |  |  |  | 5.7079e-05 |  | 0.00068486
| 0.0015364 |  | 0.0009248 |  | 0 |  | 7.7953e-05 |  | 0.00044055 |  |  |  | 0.00016047 |  | 0.00074595
| 0.00029053 |  | 0.0009235 |  | 0 |  | 5.1175e-05 |  | 0.00035625 |  |  |  | 0.00045097 |  | 0.0008308
| 0.00015496 |  | 0.00091968 |  | 0 |  | -2.6378e-05 |  | 0.00028425 |  |  |  | 0.0003685 |  | 0.00076834
| 0.00051193 |  | 0.00092531 |  | 0 |  | 6.3e-06 |  | 0.00026775 |  |  |  | 0.00015671 |  | 0.00071021
| 0.00074645 |  | 0.00093228 |  | 0 |  | 5.9449e-05 |  | 0.0001632 |  |  |  | 0.00021659 |  | 0.00071284
| 0.0018386 |  | 0.00093043 |  | 0 |  | -3.15e-05 |  | 0.00014038 |  |  |  | 0.00030403 |  | 0.00083455
| 0.00079195 |  | 0.00093268 |  | 0 |  | -5.1575e-05 |  | 0.00024094 |  |  |  | 0.00033465 |  | 0.00082713
| 0.0034484 |  | 0.00093134 |  | 0 |  | 4.9225e-05 |  | 0.00031268 |  |  |  | 0.00024928 |  | 0.00072133
| 0.0013598 |  | 0.00092531 |  | 0 |  | 3.78e-05 |  | 0.00035949 |  |  |  | 0.00012324 |  | 0.00059241
| 0.00061342 |  | 0.00092504 |  | 0 |  | 2.3628e-06 |  | 0.00033867 |  |  |  | -7.2065e-05 |  | 0.00063104
| 0.00050849 |  | 0.00091901 |  | 0 |  | -3.9375e-05 |  | 0.00027602 |  |  |  | 6.8626e-05 |  | 0.00075856
| 0.002475 |  | 0.00091334 |  | 0 |  | -4.8444e-05 |  | 0.00026664 |  |  |  | 0.00044595 |  | 0.00072798
| 0.00063586 |  | 0.00090771 |  | 0 |  | 9.845e-06 |  | 0.00027369 |  |  |  | 0.00040913 |  | 0.00066768
| 0.00070892 |  | 0.00089668 |  | 0 |  | 6.3796e-05 |  | 0.00026818 |  |  |  | 0.00026658 |  | 0.00073464
| 0.001518 |  | 0.00088577 |  | 0 |  | 0.00014139 |  | 0.00022961 |  |  |  | 0.00030329 |  | 0.00080059
| 0.0003125 |  | 0.00088419 |  | 0 |  | 4.608e-05 |  | 0.00027018 |  |  |  | 0.00024224 |  | 0.0007848
| 0.00078523 |  | 0.00089337 |  | 0 |  | 6.972e-05 |  | 0.00031394 |  |  |  | 0.00025381 |  | 0.00072934
| 0.00033856 |  | 0.00090073 |  | 0 |  | 5.3564e-05 |  | 0.00026585 |  |  |  | 4.6604e-05 |  | 0.00052264
| 0.00032889 |  | 0.00090558 |  | 0 |  | -6.8539e-05 |  | 0.00028952 |  |  |  | -3.8215e-05 |  | 0.00049406
| 0.00018763 |  | 0.00091503 |  | 0 |  | -1.1817e-05 |  | 0.00036239 |  |  |  | 6.1054e-05 |  | 0.00058136
| 0.00065605 |  | 0.00092015 |  | 0 |  | 1.6938e-05 |  | 0.00027061 |  |  |  | 0.00010737 |  | 0.00044781
| 0.0018206 |  | 0.00091396 |  | 0 |  | -1.2212e-05 |  | 0.00025055 |  |  |  | 0.00015662 |  | 0.00044983
| 6.7141e-05 |  | 0.00090952 |  | 0 |  | 3.7027e-05 |  | 0.00022599 |  |  |  | 1.0241e-05 |  | 0.00063385
| 0.00016138 |  | 0.0009049 |  | 0 |  | 2.0485e-05 |  | 0.00012872 |  |  |  | 0.00018358 |  | 0.00068125
| 0.0003529 |  | 0.00089939 |  | 0 |  | -4.2941e-05 |  | 0.00028364 |  |  |  | 0.00037519 |  | 0.00063865
| 0.0014179 |  | 0.00087823 |  | 0 |  | 2.758e-05 |  | 0.00028801 |  |  |  | 0.00026728 |  | 0.00061382
| 0.00082186 |  | 0.00087457 |  | 0 |  | 2.0485e-05 |  | 0.00031634 |  |  |  | 0.00018713 |  | 0.00054062
| 0.00014553 |  | 0.00087232 |  | 0 |  | -1.576e-06 |  | 0.00036642 |  |  |  | 9.5348e-05 |  | 0.00049191
| 0.00011709 |  | 0.0008601 |  | 0 |  | -2.0094e-05 |  | 0.00025728 |  |  |  | -0.00015721 |  | 0.00050605
| 0.00017931 |  | 0.00085903 |  | 0 |  | 2.6007e-05 |  | 0.00026007 |  |  |  | -0.00013752 |  | 0.00056787
| 0.00054667 |  | 0.0008605 |  | 0 |  | 1.1032e-05 |  | 0.00022694 |  |  |  | 0.0001421 |  | 0.00058904
| 0.00098952 |  | 0.00085903 |  | 0 |  | -2.8766e-05 |  | 0.00028096 |  |  |  | 0.0002489 |  | 0.00063578
| 0.0010557 |  | 0.00085509 |  | 0 |  | 8.275e-06 |  | 0.00029554 |  |  |  | 0.00020766 |  | 0.00059534
| 0.0015148 |  | 0.00084889 |  | 0 |  | -4.5716e-05 |  | 0.00036572 |  |  |  | 0.00012138 |  | 0.00052154
| 0.00063946 |  | 0.00084208 |  | 0 |  | 3.9799e-05 |  | 0.00031563 |  |  |  | -0.00011506 |  | 0.00048745
| 0.00023173 |  | 0.0008418 |  | 0 |  | 5.2021e-05 |  | 0.00025104 |  |  |  | -0.00012217 |  | 0.0004272
| 0.00013096 |  | 0.00084416 |  | 0 |  | -2.404e-05 |  | 0.00033932 |  |  |  | 8.1973e-05 |  | 0.00046225
| 0.00013346 |  | 0.00085244 |  | 0 |  | -0.0002936 |  | 0.00029479 |  |  |  | -0.00025932 |  | 0.00045199
| 0.00015819 |  | 0.00086122 |  | 0 |  | 1.8131e-05 |  | 0.00029955 |  |  |  | -6.3852e-05 |  | 0.00048042
| 0.00080526 |  | 0.00086032 |  | 0 |  | 5.5174e-05 |  | 0.00016262 |  |  |  | -3.1134e-05 |  | 0.00048002
| 0.00011705 |  | 0.00085846 |  | 0 |  | 2.3649e-05 |  | 0.00017289 |  |  |  | -1.143e-05 |  | 0.00049918
| 0.0002266 |  | 0.00085412 |  | 0 |  | -9.1443e-05 |  | 0.00019037 |  |  |  | 1.4189e-05 |  | 0.00050705
| 0.0001454 |  | 0.00085463 |  | 0 |  | -6.6226e-05 |  | 0.00018488 |  |  |  | 1.1826e-06 |  | 0.00051936
| 0.00014685 |  | 0.00085649 |  | 0 |  | -3.4685e-05 |  | 0.00026329 |  |  |  | 0.00010718 |  | 0.00046753
| 0.00093475 |  | 0.00085502 |  | 0 |  | -1.971e-06 |  | 0.00021208 |  |  |  | 0.00027512 |  | 0.00034175
| 0.0004092 |  | 0.00085384 |  | 0 |  | 6.5831e-05 |  | 0.0001565 |  |  |  | 5.3611e-05 |  | 0.00039201
| 0.0012109 |  | 0.00086617 |  | 0 |  | 9.738e-05 |  | 0.0001715 |  |  |  | -0.00010881 |  | 0.00048243
| 0.00089335 |  | 0.00088143 |  | 0 |  | 2.9171e-05 |  | 0.00014191 |  |  |  | 3.7449e-05 |  | 0.00043223
| 0.0010425 |  | 0.00088825 |  | 0 |  | 1.1828e-06 |  | 0.00022788 |  |  |  | 0.00019594 |  | 0.00047
| 0.0024132 |  | 0.00088391 |  | 0 |  | 2.7203e-05 |  | 0.00025626 |  |  |  | 0.00034418 |  | 0.00055764
| 0.00049246 |  | 0.0008843 |  | 0 |  | 4.0608e-05 |  | 0.0002397 |  |  |  | 0.0003568 |  | 0.00062173
| 8.9992e-05 |  | 0.00087377 |  | 0 |  | 4.1007e-05 |  | 0.00030637 |  |  |  | 0.00025953 |  | 0.00048801
| 8.4338e-05 |  | 0.00087022 |  | 0 |  | -1.0646e-05 |  | 0.00031978 |  |  |  | 0.00027688 |  | 0.0004676
| 7.921e-05 |  | 0.00087259 |  | 0 |  | -2.9967e-05 |  | 0.00019151 |  |  |  | 0.00010646 |  | 0.00050478
| 0.0013603 |  | 0.00086785 |  | 0 |  | -7.9649e-05 |  | 0.00014064 |  |  |  | 6.782e-05 |  | 0.00043706
| 0.00068158 |  | 0.0008718 |  | 0 |  | -3.7458e-05 |  | 0.00028547 |  |  |  | 0.00018611 |  | 0.00039771
| 0.001418 |  | 0.00087506 |  | 0 |  | 6.3885e-05 |  | 0.00030759 |  |  |  | 0.0001885 |  | 0.00035371
| 0.00075638 |  | 0.00088216 |  | 0 |  | 3.2337e-05 |  | 0.0003557 |  |  |  | 0.00018219 |  | 0.00037714
| 0.0041798 |  | 0.00089241 |  | 0 |  | -4.8111e-05 |  | 0.00032692 |  |  |  | 0.00015537 |  | 0.000459
| 0.00040655 |  | 0.00090081 |  | 0 |  | -9.0712e-06 |  | 0.00028515 |  |  |  | 0.00010807 |  | 0.00042107
| 8.4899e-05 |  | 0.00090858 |  | 0 |  | 5.3632e-05 |  | 0.00030207 |  |  |  | 0.00028472 |  | 0.00040523
| 0.00054113 |  | 0.00090594 |  | 0 |  | 1.7748e-05 |  | 0.00025281 |  |  |  | 0.00034352 |  | 0.00034705
| 0.0017645 |  | 0.00089647 |  | 0 |  | 3.7862e-05 |  | 0.00020036 |  |  |  | 0.00011595 |  | 0.00027921
| 0.00029518 |  | 0.00088977 |  | 0 |  | 4.7328e-05 |  | 0.00015618 |  |  |  | -0.00011201 |  | 0.00028566
| 0.0016073 |  | 0.00089146 |  | 0 |  | -7.4551e-05 |  | 0.00026507 |  |  |  | -0.00011755 |  | 0.00032869
| 0.00122 |  | 0.00089264 |  | 0 |  | -8.3623e-05 |  | 0.00034357 |  |  |  | 0.0001065 |  | 0.00038836
| 0.00035463 |  | 0.00089737 |  | 0 |  | -5.3251e-05 |  | 0.00022089 |  |  |  | 0.0002134 |  | 0.00040574
| 0.00050956 |  | 0.00089777 |  | 0 |  | -1.3411e-05 |  | 0.00015068 |  |  |  | 0.00023036 |  | 0.00047788
| 0.00026749 |  | 0.00088712 |  | 0 |  | 8.6385e-05 |  | 0.00016961 |  |  |  | 9.2301e-05 |  | 0.00045995
| 0.00042419 |  | 0.00087579 |  | 0 |  | 0.00012151 |  | 0.00016963 |  |  |  | 0.00011741 |  | 0.00042506
| 0.00020694 |  | 0.00087382 |  | 0 |  | 7.8111e-05 |  | 0.00020987 |  |  |  | 0.00019276 |  | 0.00038377
| 0.00034132 |  | 0.00087382 |  | 0 |  | 0.00010296 |  | 0.00019567 |  |  |  | 0.00046078 |  | 0.00050507
| 0.0010749 |  | 0.0008759 |  | 0.0004 |  | 0.00014441 |  | 0.0002245 |  |  |  | 0.00053659 |  | 0.00054098
| 0.00032692 |  | 0.00087579 |  | 0.0004 |  | 5.7991e-05 |  | 0.0002513 |  |  |  | 0.00019212 |  | 0.00031934
| 0.0002732 |  | 0.00088103 |  | 0 |  | 1.8544e-05 |  | 0.00027224 |  |  |  | -2.5251e-05 |  | 0.00026662
| 0.00034356 |  | 0.00089878 |  | 0 |  | 3.3142e-05 |  | 0.00031288 |  |  |  | 6.0461e-05 |  | 0.00031992
| 0.00048472 |  | 0.00090758 |  | 0 |  | 1.5784e-05 |  | 0.00035988 |  |  |  | 0.0001023 |  | 0.00032064
| 0.0011659 |  | 0.0009051 |  | 0 |  | 2.6829e-05 |  | 0.00033497 |  |  |  | -1.4598e-05 |  | 0.00026633
| 0.00038705 |  | 0.000906 |  | 0 |  | -1.1049e-05 |  | 0.00012289 |  |  |  | 1.5389e-05 |  | 0.00025584
| 0.0003359 |  | 0.0009135 |  | 0 |  | -4.3406e-05 |  | 0.00016196 |  |  |  | 0.00015893 |  | 0.00029535
| 0.00016517 |  | 0.00091074 |  | 0 |  | 3.6698e-05 |  | 0.00029634 |  |  |  | 0.00022049 |  | 0.00025321
| 0.00027768 |  | 0.00091006 |  | 0 |  | 2.21e-05 |  | 0.00028454 |  |  |  | 7.301e-05 |  | 0.00024176
| 0.0012883 |  | 0.00090995 |  | 0 |  | -6.4714e-05 |  | 0.00029043 |  |  |  | 6.6687e-05 |  | 0.00030661
| 0.00062583 |  | 0.00090691 |  | 0 |  | -2.1311e-05 |  | 0.00026599 |  |  |  | 0.00033032 |  | 0.00033572
| 0.0012451 |  | 0.00091598 |  | 0 |  | -1.7365e-05 |  | 0.00023561 |  |  |  | 0.00020206 |  | 0.00029485
| 0.0011674 |  | 0.00092715 |  | 0 |  | 2.9208e-05 |  | 0.00016222 |  |  |  | -0.00028576 |  | 0.00012818
|  |  | 0.00093927 |  | 0 |  | 6.7091e-05 |  | 0.00011405 |  |  |  | -0.00013023 |  | 8.6622e-05
|  |  | 0.00095162 |  | 0 |  | -5.9994e-05 |  | 0.00023761 |  |  |  | 0.00029721 |  | 0.00023536
|  |  | 0.00095636 |  | 0 |  | -1.4604e-05 |  | 0.00021235 |  |  |  | 1.6972e-05 |  | 0.00017493
|  |  | 0.00095687 |  | 0 |  | 5.5265e-05 |  | 0.00013619 |  |  |  | -0.00013382 |  | 0.0002092
|  |  | 0.00095833 |  | 0 |  | 3.2365e-05 |  | 0.00024985 |  |  |  | 3.5128e-05 |  | 0.00025
|  |  | 0.00095648 |  | 0 |  | 3.7107e-05 |  | 0.0002333 |  |  |  | -5.0528e-05 |  | 0.00026809
|  |  | 0.00095372 |  | 0 |  | 3.8291e-05 |  | 0.00013066 |  |  |  | -6.9871e-05 |  | 0.00038024
|  |  | 0.00096161 |  | 0 |  | 5.3291e-05 |  | 0.00011724 |  |  |  | 3.3159e-05 |  | 0.00035466
|  |  | 0.00097042 |  | 0 |  | 3.04e-05 |  | 0.00021675 |  |  |  | 5.922e-06 |  | 0.00031774
|  |  | 0.00096951 |  | 0 |  | 0.00010027 |  | 0.00026409 |  |  |  | -9.474e-05 |  | 0.00023042
|  |  | 0.000957 |  | 0 |  | 3.2374e-05 |  | 0.00020174 |  |  |  | 6.7906e-05 |  | 0.00024487
|  |  | 0.00094555 |  | 0.0004 |  | -7.3828e-05 |  | 0.00021596 |  |  |  | 6.5932e-05 |  | 0.00028929
|  |  | 0.00094606 |  | 0.0004 |  | -1.8163e-05 |  | 0.00021875 |  |  |  | -8.0549e-05 |  | 0.00024675
|  |  | 0.00094357 |  | 0 |  | 3.1189e-05 |  | 0.00021714 |  |  |  | 7.6504e-05 |  | 0.00027458
|  |  | 0.0009429 |  | 0 |  | -1.3425e-05 |  | 0.00023928 |  |  |  | 1.2347e-05 |  | 0.00027773
|  |  | 0.00095001 |  | 0 |  | -6.1597e-05 |  | 0.00023178 |  |  |  | -1.8364e-05 |  | 0.00023624
|  |  | 0.0009583 |  | 0 |  | -7.3837e-05 |  | 0.000184 |  |  |  | -5.9178e-05 |  | 0.00020523
|  |  | 0.00096 |  | 0 |  | 2.7248e-05 |  | 0.00015835 |  |  |  | -1.3218e-05 |  | 0.00026058
|  |  | 0.00095842 |  | 0 |  | 0.00012044 |  | 0.00022193 |  |  |  | 0.00015772 |  | 0.00031123
|  |  | 0.00096356 |  | 0 |  | 3.7516e-05 |  | 0.00026182 |  |  |  | 0.00012189 |  | 0.0002659
|  |  | 0.00096395 |  | 0 |  | 1.2637e-05 |  | 0.00025984 |  |  |  | -7.7143e-05 |  | 0.00022192
|  |  | 0.00096119 |  | 0 |  | 2.8828e-05 |  | 0.00019942 |  |  |  | -0.00020337 |  | 0.00024565
|  |  | 0.00095933 |  | 0 |  | 3.752e-05 |  | 0.00022354 |  |  |  | 4.3839e-05 |  | 0.00027529
|  |  | 0.00094906 |  | 0 |  | 1.5798e-05 |  | 0.00027765 |  |  |  | 0.00020152 |  | 0.00030701
|  |  | 0.00093761 |  | 0 |  | -1.5798e-06 |  | 0.00020853 |  |  |  | 0.00019559 |  | 0.00032982
|  |  | 0.00092734 |  | 0 |  | -6.9116e-05 |  | 0.0001718 |  |  |  | 0.00014021 |  | 0.00026818
|  |  | 0.00091877 |  | 0 |  | -4.582e-05 |  | 0.00027018 |  |  |  | 0.00014023 |  | 0.00030106
|  |  | 0.00091905 |  | 0 |  | 5.9243e-05 |  | 0.00028555 |  |  |  | 0.00020362 |  | 0.00031009
|  |  | 0.0009164 |  | 0 |  | 6.9125e-05 |  | 0.00015682 |  |  |  | 0.00020523 |  | 0.00025196
|  |  | 0.00090664 |  | 0 |  | 7.5455e-05 |  | 0.00015367 |  |  |  | 1.1456e-05 |  | 0.00019576
|  |  | 0.00090139 |  | 0 |  | 9.085e-05 |  | 0.00025715 |  |  |  | 7.11e-06 |  | 0.00025139
|  |  | 0.00089755 |  | 0.0004 |  | 0.00010745 |  | 0.00025125 |  |  |  | 0.00010469 |  | 0.00029699
|  |  | 0.00089202 |  | 0.0004 |  | 1.5802e-05 |  | 0.00014656 |  |  |  | 3.4764e-05 |  | 0.00015612
|  |  | 0.00088886 |  | 0 |  | -5.1357e-05 |  | 0.00012879 |  |  |  | 1.5802e-06 |  | 0.000121
|  |  | 0.00088768 |  | 0 |  | -8.0985e-05 |  | 0.00026863 |  |  |  | 1.3432e-05 |  | 0.00020019
|  |  | 0.00089174 |  | 0 |  | -2.2916e-05 |  | 0.00033307 |  |  |  | 2.2126e-05 |  | 0.00021733
|  |  | 0.0008953 |  | 0 |  | 4.9388e-05 |  | 0.00025761 |  |  |  | -3.6744e-05 |  | 0.00018801
|  |  | 0.00090043 |  | 0 |  | 4.3461e-06 |  | 0.00023192 |  |  |  | -1.2643e-05 |  | 0.00017643
|  |  | 0.00091071 |  | 0 |  | 9.0873e-06 |  | 0.00024931 |  |  |  | 4.4646e-05 |  | 0.00020305
|  |  | 0.00091505 |  | 0 |  | 3.1213e-05 |  | 0.00022126 |  |  |  | 5.5314e-05 |  | 0.00023638
|  |  | 0.0009124 |  | 0 |  | 2.529e-05 |  | 0.00021378 |  |  |  | 0.00013119 |  | 0.00024674
|  |  | 0.00090608 |  | 0 |  | 6.8756e-05 |  | 0.00019837 |  |  |  | 0.00011104 |  | 0.00024209
|  |  | 0.00090489 |  | 0 |  | 6.3619e-05 |  | 0.00018454 |  |  |  | 1.8177e-05 |  | 0.00023974
|  |  | 0.00090647 |  | 0 |  | -3.2007e-05 |  | 0.00029794 |  |  |  | 0.00022445 |  | 0.00026455
|  |  | 0.00090422 |  | 0 |  | -5.4933e-05 |  | 0.00029166 |  |  |  | 0.00016598 |  | 0.00028337
|  |  | 0.00090224 |  | 0 |  | 1.5808e-06 |  | 0.0001972 |  |  |  | -2.5293e-05 |  | 0.00022947
|  |  | 0.00090264 |  | 0 |  | 6.2046e-05 |  | 0.00018377 |  |  |  | 8.5363e-05 |  | 0.00022675
|  |  | 0.00090066 |  | 0 |  | 5.2562e-05 |  | 0.00019128 |  |  |  | 1.1856e-06 |  | 0.00021033
|  |  | 0.00090196 |  | 0 |  | 2.2134e-05 |  | 0.00019723 |  |  |  | -3.4387e-05 |  | 0.00016151
|  |  | 0.00090896 |  | 0 |  | 1.3437e-05 |  | 0.00018416 |  |  |  | 0.00012004 |  | 0.00025765
|  |  | 0.00091026 |  | 0 |  | -1.6996e-05 |  | 0.00026996 |  |  |  | 0.00020938 |  | 0.00023821
|  |  | 0.00090287 |  | 0 |  | 1.1859e-06 |  | 0.000353 |  |  |  | 0.0002373 |  | 0.00013379
|  |  | 0.00089959 |  | 0 |  | 5.2568e-05 |  | 0.00027905 |  |  |  | 1.7807e-05 |  | 0.00012833
|  |  | 0.00090761 |  | 0 |  | 4.3878e-05 |  | 0.00019884 |  |  |  | -0.0001092 |  | 0.00014052
|  |  | 0.00091382 |  | 0 |  | 3.9525e-05 |  | 0.00018261 |  |  |  | -3.4387e-05 |  | 0.00010205
|  |  | 0.0009101 |  | 0 |  | -1.1861e-06 |  | 0.00015036 |  |  |  | 8.0538e-05 |  | 0.00013202
|  |  | 0.00090761 |  | 0 |  | -8.3013e-06 |  | 0.00018276 |  |  |  | 8.0133e-05 |  | 0.000162
|  |  | 0.00091433 |  | 0 |  | 4.5459e-05 |  | 0.00027513 |  |  |  | -6.8782e-05 |  | 0.00015078
|  |  | 0.00091682 |  | 0 |  | 1.5814e-05 |  | 0.00027754 |  |  |  | -1.7e-05 |  | 0.00018074
|  |  | 0.00091721 |  | 0 |  | -5.9303e-06 |  | 0.00020795 |  |  |  | 1.0279e-05 |  | 0.00014483
|  |  | 0.000918 |  | 0 |  | 1.9768e-05 |  | 0.00017554 |  |  |  | 4.1116e-05 |  | 0.00022913
|  |  | 0.00091258 |  | 0 |  | 9.4105e-05 |  | 0.00021549 |  |  |  | 0.00016506 |  | 0.00023213
|  |  | 0.00090654 |  | 0 |  | 0.00012256 |  | 0.00025065 |  |  |  | 0.00011324 |  | 0.00018098
|  |  | 0.00089835 |  | 0 |  | 7.9871e-05 |  | 0.00027045 |  |  |  | 0.00012712 |  | 0.00023493
|  |  | 0.00088886 |  | 0 |  | 5.7728e-05 |  | 0.00020956 |  |  |  | 9.7072e-05 |  | 0.00024247
|  |  | 0.00088807 |  | 0 |  | 3.9935e-05 |  | 0.00017516 |  |  |  | 0.00014472 |  | 0.00021149
|  |  | 0.00089411 |  | 0 |  | 3.4009e-05 |  | 0.00018112 |  |  |  | 7.2768e-05 |  | 8.5988e-05
|  |  | 0.00089411 |  | 0 |  | 8.4626e-05 |  | 0.00012618 |  |  |  | -0.00012575 |  | 6.0254e-05
|  |  | 0.00089016 |  | 0 |  | 9.4513e-05 |  | 0.00010641 |  |  |  | -8.6604e-05 |  | 0.00012678
|  |  | 0.00088502 |  | 0 |  | 4.4686e-05 |  | 0.00025507 |  |  |  | -4.0731e-05 |  | 0.00021127
|  |  | 0.00088344 |  | 0 |  | 6.3667e-05 |  | 0.00030054 |  |  |  | 6.2877e-05 |  | 0.00015126
|  |  | 0.00088869 |  | 0 |  | 3.7968e-05 |  | 0.00022346 |  |  |  | 7.7518e-05 |  | 1.8226e-05
|  |  | 0.00089581 |  | 0 |  | -3.5595e-05 |  | 0.00021713 |  |  |  | 0.00013249 |  | 3.269e-05
|  |  | 0.00089739 |  | 0 |  | 8.701e-06 |  | 0.00020289 |  |  |  | 0.00012972 |  | 0.00014427
|  |  | 0.00089581 |  | 0 |  | 6.6839e-05 |  | 0.00017244 |  |  |  | 0.00024521 |  | 0.00020566
|  |  | 0.00090304 |  | 0 |  | 4.2324e-05 |  | 0.00019026 |  |  |  | 0.00020529 |  | 0.00012455
|  |  | 0.00092033 |  | 0 |  | 0.00012656 |  | 0.00026459 |  |  |  | 0.00016769 |  | 0.00018914
|  |  | 0.00092756 |  | 0 |  | 0.00011234 |  | 0.00025315 |  |  |  | 0.00019224 |  | 0.0002493
|  |  | 0.00092796 |  | 0 |  | -9.8888e-06 |  | 0.00017839 |  |  |  | 9.0977e-06 |  | 0.0001411
|  |  | 0.0009261 |  | 0 |  | -1.0681e-05 |  | 0.00020215 |  |  |  | -0.00011591 |  | 8.7108e-05
|  |  | 0.00091768 |  | 0 |  | -5.3399e-05 |  | 0.00024999 |  |  |  | -0.00010957 |  | 0.00010038
|  |  | 0.00091779 |  | 0 |  | -5.1428e-06 |  | 0.00023499 |  |  |  | 6.7252e-05 |  | 0.00013939
|  |  | 0.00091304 |  | 0 |  | 7.912e-07 |  | 0.00020492 |  |  |  | 0.00018198 |  | 0.00015771
|  |  | 0.00090643 |  | 0 |  | -3.363e-05 |  | 0.00022671 |  |  |  | 0.00029951 |  | 0.00019444
|  |  | 0.00090513 |  | 0 |  | -1.1868e-06 |  | 0.00020927 |  |  |  | 0.00011509 |  | 0.00019075
|  |  | 0.00090683 |  | 0 |  | -6.3304e-06 |  | 0.00018596 |  |  |  | -0.00024612 |  | 0.00010502
|  |  | 0.00090999 |  | 0 |  | -2.3739e-06 |  | 0.00025124 |  |  |  | -0.0001725 |  | 7.6937e-05
|  |  | 0.00090327 |  | 0 |  | 1.7804e-05 |  | 0.00020099 |  |  |  | 2.9674e-05 |  | 0.00011101
|  |  | 0.00089061 |  | 0 |  | 3.1652e-05 |  | 0.00013571 |  |  |  | -7.6511e-05 |  | 0.00016309
|  |  | 0.00088479 |  | 0 |  | -7.7557e-05 |  | 0.00023742 |  |  |  | -0.00022491 |  | 0.00010202
|  |  | 0.00088083 |  | 0 |  | -9.8134e-05 |  | 0.00027541 |  |  |  | -0.00023513 |  | 0.00010968
|  |  | 0.00087252 |  | 0 |  | -8.1118e-05 |  | 0.00022436 |  |  |  | -0.00032258 |  | 0.00015732
|  |  | 0.0008646 |  | 0 |  | -2.1368e-05 |  | 0.00029598 |  |  |  | -0.00012504 |  | 8.4266e-05
|  |  | 0.00085471 |  | 0 |  | 8.3097e-06 |  | 0.00031339 |  |  |  | 8.8637e-05 |  | 0.00012735
|  |  | 0.00084809 |  | 0 |  | -3.5222e-05 |  | 0.00026634 |  |  |  | 4.3532e-06 |  | 0.00016714
|  |  | 0.00085165 |  | 0 |  | -2.2954e-05 |  | 0.00030789 |  |  |  | 5.0656e-05 |  | 0.00013773
|  |  | 0.00085363 |  | 0 |  | -5.0656e-05 |  | 0.00028454 |  |  |  | 3.6409e-05 |  | 0.00018359
|  |  | 0.0008482 |  | 0 |  | -5.5016e-05 |  | 0.00026558 |  |  |  | -7.9952e-05 |  | 0.00016757
|  |  | 0.00084057 |  | 0 |  | 7.0048e-05 |  | 0.00034747 |  |  |  | 5.7384e-05 |  | 0.0001326
|  |  | 0.00084305 |  | 0 |  | 8.668e-05 |  | 0.00031347 |  |  |  | 0.00024592 |  | 0.0001292
|  |  | 0.00084028 |  | 0 |  | 3.9184e-05 |  | 0.00034989 |  |  |  | 0.000145 |  | 5.0633e-05
|  |  | 0.00082366 |  | 0 |  | -1.3457e-05 |  | 0.00039145 |  |  |  | 7.8368e-05 |  | 3.0291e-05
|  |  | 0.00081506 |  | 0 |  | 3.6418e-05 |  | 0.00034518 |  |  |  | -2.8559e-05 |  | 0.00012463
|  |  | 0.0008011 |  | 0 |  | 6.2536e-05 |  | 0.00030239 |  |  |  | -0.0001283 |  | 0.00016945
|  |  | 0.0008008 |  | 0 |  | 8.6295e-05 |  | 0.00030916 |  |  |  | -1.6626e-05 |  | 8.4334e-05
|  |  | 0.00081664 |  | 0 |  | 7.6795e-05 |  | 0.00035824 |  |  |  | 0.00010052 |  | 9.7089e-05
|  |  | 0.00082337 |  | 0 |  | -1.2271e-05 |  | 0.00034716 |  |  |  | 9.6559e-05 |  | 0.00018325
|  |  | 0.00082862 |  | 0 |  | 1.3856e-05 |  | 0.00033018 |  |  |  | 0.00012088 |  | 0.00022704
|  |  | 0.00083852 |  | 0 |  | -1.6232e-05 |  | 0.00032978 |  |  |  | 0.00019571 |  | 0.00015369
|  |  | 0.00084445 |  | 0 |  | -6.4532e-05 |  | 0.00039313 |  |  |  | -0.00011679 |  | 4.8409e-05
|  |  | 0.0008405 |  | 0 |  | -1.2273e-05 |  | 0.00042559 |  |  |  | -0.00023675 |  | 0.00012096
|  |  | 0.00083733 |  | 0 |  | 6.6115e-05 |  | 0.00035552 |  |  |  | -0.00013381 |  | 0.00021067
|  |  | 0.00084139 |  | 0 |  | 6.2164e-05 |  | 0.00019362 |  |  |  | -0.00026647 |  | 0.00010038
|  |  | 0.00085327 |  | 0 |  | 3.4052e-05 |  | 0.00022173 |  |  |  | -0.00021936 |  | 9.5088e-06
|  |  | 0.00085961 |  | 0 |  | 5.5433e-05 |  | 0.00027162 |  |  |  | -0.00018307 |  | -9.3581e-06
|  |  | 0.00085604 |  | 0 |  | -3.128e-05 |  | 0.00021856 |  |  |  | -0.00019732 |  | -1.9875e-05
|  |  | 0.00085882 |  | 0 |  | -4.989e-05 |  | 0.00034606 |  |  |  | -8.6317e-05 |  | 0.00010106
|  |  | 0.00086288 |  | 0 |  | 3.2076e-05 |  | 0.00041105 |  |  |  | -3.9204e-05 |  | 0.00012616
|  |  | 0.00086526 |  | 0 |  | 6.9696e-05 |  | 0.00036313 |  |  |  | 2.574e-05 |  | 0.00015012
|  |  | 0.00087556 |  | 0 |  | 6.2964e-05 |  | 0.00033462 |  |  |  | 8.8308e-05 |  | 0.00015912
|  |  | 0.00088438 |  | 0 |  | -6.7328e-06 |  | 0.0003414 |  |  |  | 6.7725e-05 |  | 0.00010943
|  |  | 0.00088387 |  | 0 |  | 7.92e-05 |  | 0.00031878 |  |  |  | -1.9008e-05 |  | 0.00013461
|  |  | 0.00088398 |  | 0 |  | 0.00012792 |  | 0.00028793 |  |  |  | -3.5644e-06 |  | 4.9418e-05
|  |  | 0.00088042 |  | 0 |  | 3.1684e-05 |  | 0.00025941 |  |  |  | -0.00012634 |  | 3.7792e-06
|  |  | 0.0008725 |  | 0 |  | 2.4159e-05 |  | 0.00039447 |  |  |  | -7.6834e-05 |  | 0.0001448
|  |  | 0.00086933 |  | 0 |  | 5.8219e-05 |  | 0.00036437 |  |  |  | -0.00014733 |  | 0.00011896
|  |  | 0.00087815 |  | 0 |  | 4.4363e-05 |  | 0.0002238 |  |  |  | -0.00047017 |  | 3.0019e-05
|  |  | 0.00087855 |  | 0 |  | 1.9805e-06 |  | 0.00022934 |  |  |  | -0.00043967 |  | 4.5343e-05
|  |  | 0.00087498 |  | 0 |  | -1.9805e-06 |  | 0.00019686 |  |  |  | -0.00023211 |  | 0.00012537
|  |  | 0.00087895 |  | 0 |  | 1.624e-05 |  | 0.00025034 |  |  |  | -0.00015012 |  | 0.00013776
|  |  | 0.00087153 |  | 0 |  | -3.5257e-05 |  | 0.00022818 |  |  |  | -0.00020737 |  | 0.00010855
|  |  | 0.00085954 |  | 0 |  | -6.7733e-05 |  | 0.00022142 |  |  |  | -0.00011703 |  | 0.00014111
|  |  | 0.00085331 |  | 0 |  | -3.9219e-05 |  | 0.00025433 |  |  |  | -5.1499e-05 |  | 4.5367e-05
|  |  | 0.00085579 |  | 0 |  | 5.3091e-05 |  | 0.00032964 |  |  |  | -6.6958e-05 |  | -3.5136e-05
|  |  | 0.00086123 |  | 0 |  | 6.6949e-05 |  | 0.00035376 |  |  |  | -0.00027017 |  | -2.5383e-05
|  |  | 0.000864 |  | 0 |  | -6.9326e-05 |  | 0.00027216 |  |  |  | -0.00037555 |  | 2.9793e-05
|  |  | 0.00087006 |  | 0 |  | -6.5373e-05 |  | 0.00024049 |  |  |  | -0.0001462 |  | 4.7957e-05
|  |  | 0.00087521 |  | 0 |  | -2.0999e-05 |  | 0.00028249 |  |  |  | -1.3075e-05 |  | 0.00010903
|  |  | 0.00087283 |  | 0 |  | 5.943e-06 |  | 0.00037164 |  |  |  | -0.00012419 |  | 0.00018526
|  |  | 0.00087849 |  | 0 |  | -4.7154e-05 |  | 0.00042518 |  |  |  | -0.00019355 |  | 0.00015485
|  |  | 0.00088075 |  | 0 |  | -9.588e-05 |  | 0.00033519 |  |  |  | -0.00016759 |  | 0.00015163
|  |  | 0.00086977 |  | 0 |  | 5.6268e-05 |  | 0.00029243 |  |  |  | -7.4891e-05 |  | 0.00010337
|  |  | 0.00087373 |  | 0 |  | 6.974e-05 |  | 0.00031542 |  |  |  | -4.2795e-05 |  | 5.4919e-05
|  |  | 0.00087741 |  | 0 |  | -6.2615e-05 |  | 0.00037411 |  |  |  | -9.5508e-05 |  | 8.4162e-05
|  |  | 0.00087215 |  | 0 |  | -2.7341e-05 |  | 0.00051314 |  |  |  | -0.00012403 |  | 5.2365e-05
|  |  | 0.0008675 |  | 0 |  | 1.6645e-05 |  | 0.00037133 |  |  |  | -0.00041334 |  | 3.6102e-06
|  |  | 0.00085839 |  | 0 |  | -4.2008e-05 |  | 0.00027186 |  |  |  | -0.00014623 |  | 7.3174e-05
|  |  | 0.00085482 |  | 0 |  | -1.3474e-05 |  | 0.00042483 |  |  |  | 0.00030989 |  | 0.00012491
|  |  | 0.00086195 |  | 0 |  | 2.7345e-05 |  | 0.00051162 |  |  |  | 0.00024648 |  | 0.00013214
|  |  | 0.00086285 |  | 0 |  | -7.1739e-05 |  | 0.00035989 |  |  |  | 0.00010543 |  | 5.3253e-05
|  |  | 0.00086365 |  | 0 |  | 2.6555e-05 |  | 0.00025723 |  |  |  | 9.8295e-05 |  | -2.1013e-06
|  |  | 0.0008688 |  | 0 |  | 4.4788e-05 |  | 0.00031351 |  |  |  | 0.0001411 |  | -6.8853e-05
|  |  | 0.00087474 |  | 0 |  | 5.3507e-05 |  | 0.0002937 |  |  |  | 0.00015022 |  | -8.7794e-06
|  |  | 0.00088346 |  | 0 |  | 5.9453e-05 |  | 0.0003797 |  |  |  | -3.1312e-05 |  | 3.0311e-05
|  |  | 0.00087565 |  | 0 |  | 1.427e-05 |  | 0.00043128 |  |  |  | -0.00019741 |  | -8.3684e-06
|  |  | 0.00087723 |  | 0 |  | 1.4667e-05 |  | 0.00044952 |  |  |  | -9.91e-05 |  | 2.449e-05
|  |  | 0.0008923 |  | 0 |  | -2.0613e-05 |  | 0.00040314 |  |  |  | -0.00010742 |  | -8.2385e-05
|  |  | 0.00090102 |  | 0 |  | 3.2108e-05 |  | 0.0002537 |  |  |  | 4.2367e-05 |  | -3.2049e-05
|  |  | 0.00090022 |  | 0 |  | 2.6162e-05 |  | 0.00025132 |  |  |  | 5.2674e-05 |  | 2.3931e-05
|  |  | 0.00088329 |  | 0 |  | -2.2994e-05 |  | 0.00025849 |  |  |  | -0.00018118 |  | 0.00010081
|  |  | 0.00087576 |  | 0 |  | -1.5462e-05 |  | 0.0002906 |  |  |  | -7.5722e-05 |  | 0.00015288
|  |  | 0.00087734 |  | 0 |  | -6.026e-05 |  | 0.00039486 |  |  |  | 0.00014431 |  | 6.3403e-05
|  |  | 0.00086704 |  | 0 |  | -1.2686e-05 |  | 0.00047653 |  |  |  | 0.0002014 |  | 9.6645e-05
|  |  | 0.00085327 |  | 0 |  | 6.7008e-05 |  | 0.00030796 |  |  |  | 8.2868e-05 |  | 0.00021049
|  |  | 0.00083928 |  | 0 |  | 3.8456e-05 |  | 0.00030277 |  |  |  | 4.2817e-05 |  | 0.00013707
|  |  | 0.00083106 |  | 0 |  | 4.4408e-05 |  | 0.00031006 |  |  |  | 0.00024246 |  | 0.0001138
|  |  | 0.00083236 |  | 0.0004 |  | 2.5379e-05 |  | 0.0002296 |  |  |  | 0.00016041 |  | 9.3482e-05
|  |  | 0.00082948 |  | 0.00035 |  | -3.7667e-05 |  | 0.00042188 |  |  |  | 0.00022997 |  | 3.5925e-05
|  |  | 0.00083315 |  | 0 |  | 1.9828e-06 |  | 0.00043621 |  |  |  | 0.00032319 |  | 0.0001324
|  |  | 0.00083384 |  | 0 |  | 5.3131e-05 |  | 0.00036637 |  |  |  | 5.9475e-06 |  | 2.2579e-05
|  |  | 0.00082562 |  | 0 |  | 1.269e-05 |  | 0.00040329 |  |  |  | 7.4551e-05 |  | -0.00010103
|  |  | 0.00083751 |  | 0 |  | -5.4327e-05 |  | 0.00045841 |  |  |  | -0.00032517 |  | -0.00012479
|  |  | 0.0008515 |  | 0 |  | -5.5524e-05 |  | 0.00037915 |  |  |  | -0.00032363 |  | -4.833e-05
|  |  | 0.00084991 |  | 0 |  | 7.7337e-05 |  | 0.00021456 |  |  |  | 5.9093e-05 |  | 5.9077e-05
|  |  | 0.00084901 |  | 0 |  | 7.931e-05 |  | 0.00024745 |  |  |  | -0.00020942 |  | 4.9667e-05
|  |  | 0.00085666 |  | 0 |  | -1.5071e-05 |  | 0.00042555 |  |  |  | -0.00014639 |  | 6.6118e-05
|  |  | 0.00085399 |  | 0 |  | -5.7911e-05 |  | 0.00053349 |  |  |  | 6.3861e-05 |  | 5.6547e-05
|  |  | 0.00083603 |  | 0 |  | -6.9802e-05 |  | 0.0005485 |  |  |  | 2.2606e-05 |  | -6.4374e-05
|  |  | 0.000829 |  | 0 |  | -2.1816e-05 |  | 0.00052556 |  |  |  | -9.7576e-05 |  | 6.5878e-05
|  |  | 0.00083178 |  | 0 |  | -3.1732e-06 |  | 0.00049661 |  |  |  | -0.0002253 |  | 0.00013563
|  |  | 0.00081869 |  | 0 |  | 0.0001301 |  | 0.00041609 |  |  |  | -9.6386e-05 |  | 6.29e-05
|  |  | 0.0008056 |  | 0 |  | 9.2816e-05 |  | 0.00031573 |  |  |  | -8.647e-05 |  | -5.2735e-06
|  |  | 0.00079816 |  | 0 |  | 1.8248e-05 |  | 0.00039194 |  |  |  | -0.00011861 |  | -5.267e-05
|  |  | 0.00078894 |  | 0 |  | 3.5698e-06 |  | 0.0004149 |  |  |  | -6.3464e-06 |  | -1.6783e-05
|  |  | 0.00079062 |  | 0 |  | -2.5786e-05 |  | 0.00029951 |  |  |  | -1.9042e-05 |  | 1.1343e-05
|  |  | 0.00078348 |  | 0 |  | 4.1654e-05 |  | 0.00034672 |  |  |  | 0.00023644 |  | 9.4247e-05
|  |  | 0.00077327 |  | 0 |  | 7.4192e-05 |  | 0.00044238 |  |  |  | 0.00024163 |  | -1.2895e-05
|  |  | 0.00077396 |  | 0 |  | 0.00012536 |  | 0.00045224 |  |  |  | -3.4116e-05 |  | 2.7049e-05
|  |  | 0.00078636 |  | 0 |  | 1.5076e-05 |  | 0.00026106 |  |  |  | 0.00012022 |  | 9.1738e-05
|  |  | 0.00080183 |  | 0 |  | -2.4202e-05 |  | 0.00033763 |  |  |  | 6.6654e-05 |  | 4.7783e-05
|  |  | 0.0008181 |  | 0 |  | 9.0062e-05 |  | 0.00051181 |  |  |  | -0.00019084 |  | 0.00012332
|  |  | 0.00083119 |  | 0 |  | 1.7854e-05 |  | 0.00034557 |  |  |  | 5.2371e-05 |  | 4e-05
|  |  | 0.00083725 |  | 0 |  | -0.00010039 |  | 0.00025356 |  |  |  | -0.00021943 |  | -0.00010831
|  |  | 0.00082852 |  | 0 |  | -5.8726e-05 |  | 0.00027974 |  |  |  | -0.0001827 |  | 2.5364e-05
|  |  | 0.00082177 |  | 0 |  | 5.5949e-05 |  | 0.00038291 |  |  |  | 3.1784e-06 |  | 7.8919e-05
|  |  | 0.00084201 |  | 0 |  | 0.00017539 |  | 0.00046386 |  |  |  | -0.00045138 |  | 9.7497e-05
|  |  | 0.00083288 |  | 0 |  | 0.00011507 |  | 0.00039521 |  |  |  | -0.00039997 |  | 0.00014581
|  |  | 0.00082227 |  | 0 |  | 7.8576e-05 |  | 0.0003532 |  |  |  | -0.0001131 |  | 5.5319e-05
|  |  | 0.00080322 |  | 0 |  | -1.508e-05 |  | 0.0004028 |  |  |  | -0.00019676 |  | 0.00014823
|  |  | 0.00077981 |  | 0 |  | -5.3972e-05 |  | 0.00046193 |  |  |  | -0.00013962 |  | 6.8738e-05
|  |  | 0.0007679 |  | 0 |  | 0.00016072 |  | 0.00044804 |  |  |  | 0.00016787 |  | -6.2858e-05
|  |  | 0.00076244 |  | 0 |  | 0.00011907 |  | 0.00053502 |  |  |  | 7.9777e-05 |  | 4.2416e-05
|  |  | 0.00076989 |  | 0 |  | 1.9446e-05 |  | 0.0004917 |  |  |  | -1.6271e-05 |  | 6.2627e-05
|  |  | 0.00077634 |  | 0 |  | -2.3814e-06 |  | 0.0004231 |  |  |  | -0.00021314 |  | -1.8969e-05
|  |  | 0.00078031 |  | 0 |  | 1.9448e-05 |  | 0.00054494 |  |  |  | -0.00021909 |  | -1.0059e-06
|  |  | 0.00079866 |  | 0 |  | 6.6688e-05 |  | 0.00043664 |  |  |  | -0.00019808 |  | -3.4421e-05
|  |  | 0.00081206 |  | 0 |  | 1.9448e-05 |  | 0.00041476 |  |  |  | -0.00047588 |  | -0.00027072
|  |  | 0.00081851 |  | 0 |  | 0.00042513 |  | 0.00050095 |  |  |  | -0.00012901 |  | -2.5273e-05
|  |  | 0.0008197 |  | 0 |  | -1.5084e-05 |  | 0.00032391 |  |  |  | 5.9542e-06 |  | 9.7032e-05
|  |  | 0.00082843 |  | 0 |  | 5.9939e-05 |  | 0.00034773 |  |  |  | -5.5176e-05 |  | -4.4296e-05
|  |  | 0.00085702 |  | 0 |  | 0.00011075 |  | 0.00048468 |  |  |  | -0.00048865 |  | -5.5655e-05
|  |  | 0.0008738 |  | 0 |  | 6.352e-05 |  | 0.00048156 |  |  |  | -0.00015999 |  | 2.6572e-06
|  |  | 0.00086932 |  | 0 |  | 1.9451e-05 |  | 0.00048269 |  |  |  | -0.00013933 |  | 2.485e-05
|  |  | 0.0008595 |  | 0 |  | -8.8134e-05 |  | 0.00044742 |  |  |  | -0.00032757 |  | -9.1066e-05
|  |  | 0.00083926 |  | 0 |  | -6.9872e-05 |  | 0.00044583 |  |  |  | -0.00017869 |  | -3.9598e-05
|  |  | 0.00082388 |  | 0 |  | 6.591e-05 |  | 0.00039586 |  |  |  | -4.169e-05 |  | 8.9312e-05
|  |  | 0.00081861 |  | 0 |  | 4.8434e-05 |  | 0.00032435 |  |  |  | -0.00017587 |  | -2.8866e-06
|  |  | 0.00080244 |  | 0 |  | 7.941e-07 |  | 0.00057969 |  |  |  | -1.9852e-05 |  | 8.2691e-05
|  |  | 0.00079847 |  | 0 |  | 8.338e-06 |  | 0.00062774 |  |  |  | 9.4498e-05 |  | 0.00018944
|  |  | 0.00080839 |  | 0 |  | -4.7646e-06 |  | 0.00039229 |  |  |  | 3.9308e-05 |  | 0.00011223
|  |  | 0.00081276 |  | 0 |  | -1.3897e-05 |  | 0.00035854 |  |  |  | -1.1117e-05 |  | -4.104e-05
|  |  | 0.00082716 |  | 0 |  | 1.7472e-05 |  | 0.00050193 |  |  |  | 3.6136e-05 |  | 6.2343e-05
|  |  | 0.00081008 |  | 0 |  | 4.0107e-05 |  | 0.00062186 |  |  |  | -0.00032761 |  | 4.3059e-05
|  |  | 0.00081485 |  | 0 |  | 6.2742e-05 |  | 0.00054681 |  |  |  | -0.00036652 |  | -4.6566e-05
|  |  | 0.0008355 |  | 0 |  | 0.00014891 |  | 0.00041656 |  |  |  | 0.00012072 |  | 0.00014496
|  |  | 0.00083431 |  | 0 |  | 0.00026367 |  | 0.00033277 |  |  |  | -7.5449e-06 |  | 0.0001242
|  |  | 0.00083123 |  | 0 |  | 0.0001537 |  | 0.00041423 |  |  |  | -4.5275e-05 |  | -1.5506e-05
|  |  | 0.00083322 |  | 0 |  | 6.7516e-05 |  | 0.0004178 |  |  |  | -6.0764e-05 |  | -0.00010446
|  |  | 0.00083918 |  | 0 |  | -2.502e-05 |  | 0.00030342 |  |  |  | -8.2607e-05 |  | 9.5294e-06
|  |  | 0.00084593 |  | 0 |  | -0.00015687 |  | 0.00042614 |  |  |  | 9.4125e-05 |  | 2.0962e-05
|  |  | 0.00084355 |  | 0 |  | -2.3829e-06 |  | 0.00040271 |  |  |  | 0.00014893 |  | -2.6094e-05
|  |  | 0.00083015 |  | 0 |  | 7.5865e-05 |  | 0.00039521 |  |  |  | -0.00022561 |  | 3.347e-05
|  |  | 0.00081069 |  | 0 |  | 8.4206e-05 |  | 0.00042262 |  |  |  | -0.00019542 |  | 5.4192e-05
|  |  | 0.0007948 |  | 0 |  | 0.00020496 |  | 0.00031895 |  |  |  | 0.00022561 |  | 0.00020014
|  |  | 0.00077891 |  | 0 |  | 0.00014696 |  | 0.0004111 |  |  |  | -6.5141e-05 |  | 3.2467e-05
|  |  | 0.00075309 |  | 0 |  | -2.0257e-05 |  | 0.00043255 |  |  |  | -0.00046909 |  | -0.00028384
|  |  | 0.0007373 |  | 0 |  | -9.0176e-05 |  | 0.00032138 |  |  |  | -0.00018154 |  | -0.00019991
|  |  | 0.00075041 |  | 0 |  | -5.5615e-06 |  | 0.00027808 |  |  |  | -0.00015505 |  | -9.6751e-05
|  |  | 0.00077146 |  | 0 |  | 0.00013586 |  | 0.0003472 |  |  |  | -0.00015823 |  | 4.5392e-06
|  |  | 0.00079291 |  | 0 |  | 8.0245e-05 |  | 0.0004048 |  |  |  | 6.0382e-05 |  | 8.1622e-05
|  |  | 0.00079768 |  | 0 |  | 3.9725e-07 |  | 0.00037381 |  |  |  | -5.9985e-05 |  | 5.2939e-05
|  |  | 0.00079222 |  | 0 |  | -7.4295e-05 |  | 0.00031863 |  |  |  | -8.5022e-05 |  | -3.6753e-05
|  |  | 0.00079937 |  | 0 |  | 3.1784e-06 |  | 0.00041995 |  |  |  | -0.00027374 |  | -0.00023325
|  |  | 0.00080374 |  | 0 |  | 0.00014899 |  | 0.00035082 |  |  |  | -0.0002507 |  | -0.00016182
|  |  | 0.00080533 |  | 0 |  | 9.853e-05 |  | 0.00038816 |  |  |  | 5.9595e-06 |  | -6.648e-05
|  |  | 0.00078904 |  | 0 |  | 2.3441e-05 |  | 0.00046564 |  |  |  | 8.1446e-05 |  | -1.6877e-05
|  |  | 0.00077523 |  | 0 |  | 6.1987e-05 |  | 0.00035404 |  |  |  | -2.702e-05 |  | 4.8865e-05
|  |  | 0.00079708 |  | 0 |  | 4.3709e-05 |  | 0.00042556 |  |  |  | -0.0002392 |  | -3.076e-05
|  |  | 0.00081576 |  | 0 |  | -5.0463e-05 |  | 0.00043907 |  |  |  | -0.00013073 |  | 2.1227e-05
|  |  | 0.00081139 |  | 0 |  | -0.00011881 |  | 0.00032622 |  |  |  | -0.00017707 |  | 2.342e-06
|  |  | 0.0008099 |  | 0 |  | 2.0267e-05 |  | 0.00033302 |  |  |  | -0.00027525 |  | -1.9004e-05
|  |  | 0.00080781 |  | 0 |  | 8.9006e-05 |  | 0.00039457 |  |  |  | -0.00010887 |  | 0.00012268
|  |  | 0.00080831 |  | 0 |  | 3.0997e-05 |  | 0.00036402 |  |  |  | 2.4241e-05 |  | 0.00025516
|  |  | 0.00080434 |  | 0 |  | 5.3252e-05 |  | 0.00030957 |  |  |  | -1.9075e-05 |  | 0.00017176
|  |  | 0.00079997 |  | 0 |  | -1.1922e-05 |  | 0.00024877 |  |  |  | 7.3519e-05 |  | -5.6157e-05
|  |  | 0.00080762 |  | 0 |  | 1.1923e-06 |  | 0.00027702 |  |  |  | 0.00017766 |  | -4.717e-05
|  |  | 0.00082749 |  | 0 |  | 7.1144e-05 |  | 0.00047177 |  |  |  | 2.5834e-05 |  | -2.6979e-06
|  |  | 0.00085481 |  | 0 |  | 0.00011286 |  | 0.00048165 |  |  |  | -0.00024227 |  | 4.5311e-06
|  |  | 0.00087201 |  | 0 |  | 9.5785e-05 |  | 0.00038433 |  |  |  | -0.0003993 |  | -4.1404e-06
|  |  | 0.00088603 |  | 0 |  | 0.00010534 |  | 0.00023903 |  |  |  | -0.00043645 |  | -7.3645e-05
|  |  | 0.00090022 |  | 0 |  | 0.00018283 |  | 0.00025013 |  |  |  | -0.00044236 |  | 9.2684e-08
|  |  | 0.00091425 |  | 0 |  | 0.00017609 |  | 0.00047263 |  |  |  | -0.0003828 |  | -1.3257e-05
|  |  | 0.00091147 |  | 0 |  | 0.00013316 |  | 0.0003979 |  |  |  | -0.00037683 |  | -3.2913e-05
|  |  | 0.00090312 |  | 0 |  | 0.00011806 |  | 0.0003343 |  |  |  | -0.0002071 |  | 6.0462e-05
|  |  | 0.00089597 |  | 0 |  | 5.1675e-05 |  | 0.00028461 |  |  |  | -5.883e-05 |  | 0.00013038
|  |  | 0.00089914 |  | 0 |  | -5.4457e-05 |  | 0.00027706 |  |  |  | -2.5837e-05 |  | 0.00013056
|  |  | 0.00091357 |  | 0 |  | -1.5902e-05 |  | 0.0004548 |  |  |  | -0.00014153 |  | 5.8925e-05
|  |  | 0.00091834 |  | 0 |  | -1.9878e-06 |  | 0.00047626 |  |  |  | -0.0001129 |  | 0.00012872
|  |  | 0.0009255 |  | 0 |  | -7.5534e-06 |  | 0.0002914 |  |  |  | -0.0001141 |  | 9.6473e-05
|  |  | 0.00092907 |  | 0 |  | 9.5412e-05 |  | 0.00026437 |  |  |  | -0.00048064 |  | 6.2295e-07
|  |  | 0.00092879 |  | 0 |  | 5.2881e-05 |  | 0.00047314 |  |  |  | -0.000299 |  | 4.2009e-05
|  |  | 0.00093504 |  | 0 |  | 1.5902e-05 |  | 0.00050847 |  |  |  | -0.00012787 |  | -1.2006e-05
|  |  | 0.00092641 |  | 0 |  | -9.3436e-05 |  | 0.00057851 |  |  |  | -0.00035094 |  | -1.294e-05
|  |  | 0.00090891 |  | 0 |  | -5.2483e-05 |  | 0.00053795 |  |  |  | -0.00025327 |  | -6.5447e-05
|  |  | 0.00090852 |  | 0 |  | 6.123e-05 |  | 0.00041032 |  |  |  | -0.00015824 |  | -0.00023331
|  |  | 0.00092096 |  | 0 |  | 1.4315e-05 |  | 0.00052728 |  |  |  | 0.00015946 |  | -0.0001334
|  |  | 0.0009435 |  | 0 |  | -2.0278e-05 |  | 0.00055584 |  |  |  | 0.00037772 |  | -8.3515e-05
|  |  | 0.00095913 |  | 0 |  | -4.3742e-05 |  | 0.00046803 |  |  |  | 0.00020161 |  | -0.00010796
|  |  | 0.00096868 |  | 0 |  | 0.000101 |  | 0.0004732 |  |  |  | 0.0002713 |  | 6.0606e-06
|  |  | 0.00096442 |  | 0 |  | 0.00019686 |  | 0.00052576 |  |  |  | 0.00024429 |  | 0.0001403
|  |  | 0.00095476 |  | 0 |  | 8.5495e-05 |  | 0.00052013 |  |  |  | 0.00033005 |  | 0.00010524
|  |  | 0.0009346 |  | 0 |  | 9.5448e-06 |  | 0.0004148 |  |  |  | 0 |  | -6.9143e-05
|  |  | 0.00090545 |  | 0 |  | 3.7379e-05 |  | 0.00025489 |  |  |  | -0.0005249 |  | -3.5899e-05
|  |  | 0.00089761 |  | 0 |  | 6.2041e-05 |  | 0.00029032 |  |  |  | -0.00031896 |  | 0.00012535
|  |  | 0.00088539 |  | 0 |  | -0.00016188 |  | 0.0003894 |  |  |  | -0.00014239 |  | 1.8762e-06
|  |  | 0.00087653 |  | 0 |  | -0.00022351 |  | 0.00055758 |  |  |  | 0.00012011 |  | 3.721e-05
|  |  | 0.00087744 |  | 0 |  | -5.4094e-05 |  | 0.00057793 |  |  |  | 0.00012768 |  | 2.0137e-05
|  |  | 0.0008817 |  | 0 |  | 5.369e-05 |  | 0.00055519 |  |  |  | -6.4825e-05 |  | -2.1555e-05
|  |  | 0.00086789 |  | 0 |  | -0.00012251 |  | 0.00038184 |  |  |  | 2.5058e-05 |  | 0.0002062
|  |  | 0.00086084 |  | 0 |  | -0.00019572 |  | 0.00033694 |  |  |  | 0.000144 |  | 0.0001798
|  |  | 0.00086908 |  | 0 |  | -0.00018217 |  | 0.00055168 |  |  |  | -2.3865e-06 |  | 7.6901e-05
|  |  | 0.00086323 |  | 0 |  | -0.00011337 |  | 0.00065199 |  |  |  | -9.1892e-05 |  | 3.9227e-05
|  |  | 0.00085715 |  | 0 |  | 8.5914e-05 |  | 0.00064674 |  |  |  | 0.00016467 |  | 2.1084e-05
|  |  | 0.00084731 |  | 0 |  | 2.347e-05 |  | 0.00031307 |  |  |  | 0.000109 |  | -3.494e-05
|  |  | 0.00083151 |  | 0 |  | 2.8247e-05 |  | 0.00015994 |  |  |  | -0.00021404 |  | -7.4904e-05
|  |  | 0.00082424 |  | 0 |  | 8.9107e-05 |  | 0.00028164 |  |  |  | -0.00026295 |  | -0.00014082
|  |  | 0.00082156 |  | 0 |  | 2.3075e-05 |  | 0.00038671 |  |  |  | -0.00017346 |  | -6.8138e-05
|  |  | 0.00081907 |  | 0 |  | -4.7736e-05 |  | 0.00042525 |  |  |  | -0.00021243 |  | 0.00011413
|  |  | 0.00083389 |  | 0 |  | 5.7688e-05 |  | 0.00038989 |  |  |  | -0.00019972 |  | 4.8236e-05
|  |  | 0.00084543 |  | 0 |  | 5.0527e-05 |  | 0.00046827 |  |  |  | -0.00033897 |  | 6.7227e-05
|  |  | 0.00083082 |  | 0 |  | -1.9895e-05 |  | 0.00055587 |  |  |  | -0.00034339 |  | 8.3433e-05
|  |  | 0.00080485 |  | 0 |  | -5.9677e-05 |  | 0.00041018 |  |  |  | -0.00040143 |  | -1.8537e-05
|  |  | 0.00078983 |  | 0 |  | -1.711e-05 |  | 0.00031912 |  |  |  | -0.00053796 |  | -6.6057e-05
|  |  | 0.00078227 |  | 0 |  | 0.00012255 |  | 0.00044923 |  |  |  | -0.00026062 |  | -9.8689e-05
|  |  | 0.00078267 |  | 0 |  | -3.5413e-05 |  | 0.00049618 |  |  |  | -0.00023675 |  | -0.0001031
|  |  | 0.00078157 |  | 0 |  | -4.5366e-05 |  | 0.00041626 |  |  |  | -0.00017868 |  | -8.4998e-05
|  |  | 0.00078744 |  | 0 |  | 4.9738e-05 |  | 0.00039949 |  |  |  | -0.00015041 |  | 1.353e-05
|  |  | 0.00081261 |  | 0 |  | 7.4417e-05 |  | 0.00038561 |  |  |  | -0.00024713 |  | 0.00010785
|  |  | 0.00083729 |  | 0 |  | 0.00016157 |  | 0.00046321 |  |  |  | -4.0989e-05 |  | 4.2177e-05
|  |  | 0.00085201 |  | 0 |  | 0.00024554 |  | 0.00051853 |  |  |  | 7.4019e-05 |  | -2.114e-05
|  |  | 0.00084007 |  | 0 |  | 0.00023559 |  | 0.00050062 |  |  |  | 5.3325e-05 |  | 3.0107e-05
|  |  | 0.00082306 |  | 0 |  | -8.9152e-05 |  | 0.00058466 |  |  |  | -0.00014591 |  | -0.00010813
|  |  | 0.00081858 |  | 0 |  | -0.00020693 |  | 0.00058698 |  |  |  | -0.00029671 |  | -0.00010549
|  |  | 0.00082585 |  | 0 |  | -3.2238e-05 |  | 0.00055601 |  |  |  | -0.00032051 |  | -2.5049e-05
|  |  | 0.00082943 |  | 0 |  | -1.4328e-05 |  | 0.0004569 |  |  |  | -2.599e-05 |  | 2.1564e-05
|  |  | 0.00083192 |  | 0 |  | 6.2096e-05 |  | 0.00040362 |  |  |  | -6.5786e-05 |  | 0.00010491
|  |  | 0.00083779 |  | 0 |  | 0.00013691 |  | 0.00035502 |  |  |  | -0.00015772 |  | -0.00011597
|  |  | 0.00084148 |  | 0 |  | -5.4931e-05 |  | 0.00035267 |  |  |  | -0.00016072 |  | -0.00022264
|  |  | 0.00083949 |  | 0 |  | -7.3241e-05 |  | 0.00048443 |  |  |  | -0.0004493 |  | -0.00021888
|  |  | 0.00083153 |  | 0 |  | 3.1446e-05 |  | 0.00057598 |  |  |  | -3.7815e-05 |  | -8.139e-05
|  |  | 0.00082158 |  | 0 |  | 7.8814e-05 |  | 0.00043905 |  |  |  | 5.3737e-05 |  | 5.3862e-05
|  |  | 0.00081242 |  | 0 |  | 2.866e-05 |  | 0.0003869 |  |  |  | 1.632e-05 |  | -7.3768e-06
|  |  | 0.00081849 |  | 0 |  | 4.618e-05 |  | 0.00046817 |  |  |  | -4.9762e-05 |  | -3.0688e-05
|  |  | 0.00080974 |  | 0 |  | 0.00018074 |  | 0.00046896 |  |  |  | -0.00037005 |  | 2.617e-05
|  |  | 0.00080297 |  | 0 |  | 0.00010868 |  | 0.00056291 |  |  |  | -0.00061886 |  | 8.5162e-05
|  |  | 0.00080814 |  | 0 |  | -2.6275e-05 |  | 0.00051952 |  |  |  | -0.00044906 |  | -5.4757e-05
|  |  | 0.00080536 |  | 0 |  | -0.00012938 |  | 0.00044826 |  |  |  | 7.7231e-05 |  | -9.1999e-05
|  |  | 0.00080904 |  | 0 |  | -0.00023212 |  | 0.00057692 |  |  |  | 6.0917e-05 |  | 0.00017975
|  |  | 0.00082178 |  | 0 |  | -0.00017957 |  | 0.00049848 |  |  |  | -3.2648e-05 |  | 0.00010923
|  |  | 0.00082337 |  | 0 |  | -0.00011865 |  | 0.00045349 |  |  |  | 0.00017001 |  | -0.00012584
|  |  | 0.00081899 |  | 0 |  | -0.00012502 |  | 0.00056816 |  |  |  | -4.738e-05 |  | -7.9832e-05
|  |  | 0.00081581 |  | 0 |  | -0.00018036 |  | 0.00059723 |  |  |  | -0.00011706 |  | 4.8244e-05
|  |  | 0.00080835 |  | 0 |  | -0.00011349 |  | 0.00068729 |  |  |  | 0.00011349 |  | 4.9733e-05
|  |  | 0.00079202 |  | 0 |  | -6.7694e-06 |  | 0.0005762 |  |  |  | 0.00020507 |  | 3.9673e-05
|  |  | 0.000774 |  | 0 |  | -6.888e-05 |  | 0.00048455 |  |  |  | 0.00020943 |  | 0.0001345
|  |  | 0.00078615 |  | 0 |  | -2.509e-05 |  | 0.00058383 |  |  |  | 4.8985e-05 |  | 0
|  |  | 0.00078525 |  | 0 |  | -8.4817e-05 |  | 0.00052005 |  |  |  | -7.6454e-05 |  | 0
|  |  | 0.00078127 |  | 0 |  | -7.964e-06 |  | 0.00041572 |  |  |  | -4.6589e-05 |  | 0
|  |  | 0.00079013 |  | 0 |  | 6.6109e-05 |  | 0.0004544 |  |  |  | 5.3365e-05 |  | 0
|  |  | 0.00079809 |  | 0 |  | -8.7217e-05 |  | 0.00039785 |  |  |  | 3.8232e-05 |  | 0
|  |  | 0.00079053 |  | 0 |  | -0.00017483 |  | 0.00042533 |  |  |  | -3.1462e-05 |  | 0
|  |  | 0.00077221 |  | 0 |  | -0.00012147 |  | 0.00044923 |  |  |  | -1.3142e-05 |  | 0
|  |  | 0.00075677 |  | 0 |  | -6.1736e-05 |  | 0.00060103 |  |  |  | 4.222e-05 |  | 0
|  |  | 0.00074632 |  | 0 |  | 6.611e-05 |  | 0.00075747 |  |  |  | -5.6552e-05 |  | 0
|  |  | 0.00076195 |  | 0 |  | 0.00018879 |  | 0.00051898 |  |  |  | -2.7881e-05 |  | 0
|  |  | 0.00078465 |  | 0 |  | 0.00011232 |  | 0.00047438 |  |  |  | -0.00028877 |  | 0
|  |  | 0.00079351 |  | 0 |  | 9.4409e-05 |  | 0.00053937 |  |  |  | -0.00061983 |  | 0
|  |  | 0.00080138 |  | 0 |  | -4.6999e-05 |  | 0.00062214 |  |  |  | -0.00030948 |  | 0
|  |  | 0.00081144 |  | 0 |  | -0.0001936 |  | 0.00067959 |  |  |  | -5.9354e-05 |  | 0
|  |  | 0.00079541 |  | 0 |  | -1.2746e-05 |  | 0.00051978 |  |  |  | 9.3999e-05 |  | 0
|  |  | 0.00078435 |  | 0 |  | 1.5934e-05 |  | 0.00049993 |  |  |  | -1.2747e-05 |  | 0
|  |  | 0.00080278 |  | 0 |  | -9.9998e-05 |  | 0.00075696 |  |  |  | -0.00028047 |  | 0
|  |  | 0.00080905 |  | 0 |  | -4.103e-05 |  | 0.00083932 |  |  |  | -0.00029558 |  | 0
|  |  | 0.00079391 |  | 0 |  | 5.3777e-05 |  | 0.00078475 |  |  |  | -0.00013265 |  | 0
|  |  | 0.00078405 |  | 0 |  | 0.00010199 |  | 0.00056652 |  |  |  | -0.00020796 |  | 0
|  |  | 0.00077927 |  | 0 |  | 1.0358e-05 |  | 0.00062708 |  |  |  | -0.00053983 |  | 0
|  |  | 0.0007713 |  | 0 |  | -0.00012669 |  | 0.00073027 |  |  |  | -0.00056254 |  | 0
|  |  | 0.00076702 |  | 0 |  | 8.9651e-05 |  | 0.00039367 |  |  |  | -0.00018966 |  | 0
|  |  | 0.00077449 |  | 0 |  | 0.0001992 |  | 0.00035458 |  |  |  | -0.00030796 |  | 0
|  |  | 0.00078056 |  | 0 |  | 5.9369e-05 |  | 0.00046977 |  |  |  | -0.00030043 |  | 0
|  |  | 0.00077937 |  | 0 |  | -2.9087e-05 |  | 0.00061321 |  |  |  | 4.0243e-05 |  | 0
|  |  | 0.00079172 |  | 0 |  | 5.4189e-05 |  | 0.00079451 |  |  |  | -3.9447e-05 |  | 0
|  |  | 0.00077777 |  | 0 |  | 6.6541e-05 |  | 0.00058373 |  |  |  | 0.0003857 |  | 0
|  |  | 0.0007467 |  | 0 |  | -0.00015579 |  | 0.00044706 |  |  |  | 0.00042754 |  | 0
|  |  | 0.00070813 |  | 0 |  | -0.00017614 |  | 0.00067466 |  |  |  | -0.00035427 |  | 0
|  |  | 0.00069459 |  | 0 |  | -0.00027218 |  | 0.00069259 |  |  |  | -0.00025703 |  | 0
|  |  | 0.00070933 |  | 0 |  | -0.00031123 |  | 0.00079979 |  |  |  | -0.00010879 |  | 0
|  |  | 0.00073643 |  | 0 |  | -5.5392e-05 |  | 0.00082091 |  |  |  | 0.00013429 |  | 0
|  |  | 0.0007703 |  | 0 |  | -0.00010839 |  | 0.00056268 |  |  |  | -2.391e-06 |  | 0
|  |  | 0.00075326 |  | 0 |  | -3.7065e-05 |  | 0.00068391 |  |  |  | -0.00032442 |  | 0
|  |  | 0.00072337 |  | 0 |  | -0.0001108 |  | 0.00058946 |  |  |  | -0.0001913 |  | 0
|  |  | 0.00072257 |  | 0 |  | -0.00011877 |  | 0.00059543 |  |  |  | -0.00034793 |  | 0
|  |  | 0.00070663 |  | 0 |  | -0.00022518 |  | 0.00087083 |  |  |  | -0.00058866 |  | 0
|  |  | 0.00068272 |  | 0 |  | -0.00032043 |  | 0.0008521 |  |  |  | -0.00051732 |  | 0
|  |  | 0.00067005 |  | 0 |  | 5.9391e-05 |  | 0.00062142 |  |  |  | -5.979e-05 |  | 0
|  |  | 0.00065203 |  | 0 |  | 0.00018732 |  | 0.00041011 |  |  |  | -5.7391e-05 |  | 0
|  |  | 0.00062381 |  | 0 |  | -7.8126e-05 |  | 0.00068161 |  |  |  | -0.00032566 |  | 0
|  |  | 0.00059431 |  | 0 |  | -8.0916e-05 |  | 0.00070313 |  |  |  | -0.00070273 |  | 0
|  |  | 0.00058163 |  | 0 |  | -0.00010963 |  | 0.00063784 |  |  |  | -0.00071797 |  | 0
|  |  | 0.00058794 |  | 0 |  | 0.00017379 |  | 0.00098614 |  |  |  | -0.00016941 |  | 0
|  |  | 0.00059997 |  | 0 |  | 0.00036476 |  | 0.00089816 |  |  |  | 0.00031055 |  | 0
|  |  | 0.00063106 |  | 0 |  | 1.7541e-05 |  | 0.00065379 |  |  |  | 7.7338e-05 |  | 0
|  |  | 0.0006498 |  | 0 |  | -0.00019135 |  | 0.00061591 |  |  |  | -0.00034922 |  | 0
|  |  | 0.0006199 |  | 0 |  | 6.7771e-06 |  | 0.0006191 |  |  |  | 0.00017102 |  | 0
|  |  | 0.00061033 |  | 0 |  | -5.9797e-06 |  | 0.0006498 |  |  |  | 0.0002061 |  | 0
|  |  | 0.0006148 |  | 0 |  | -0.0001523 |  | 0.00068696 |  |  |  | -2.1131e-05 |  | 0
|  |  | 0.00060754 |  | 0 |  | 0.000118 |  | 0.00061472 |  |  |  | -0.00034005 |  | 0
|  |  | 0.00062197 |  | 0 |  | 1.9935e-06 |  | 0.00069454 |  |  |  | -0.00088352 |  | 0
|  |  | 0.00065267 |  | 0 |  | -8.1734e-05 |  | 0.00076152 |  |  |  | -0.00058888 |  | 0
|  |  | 0.00069701 |  | 0 |  | 0.00023686 |  | 0.0007026 |  |  |  | -0.00046714 |  | 0
|  |  | 0.00071726 |  | 0 |  | 0.00023643 |  | 0.00079301 |  |  |  | -0.00066683 |  | 0
|  |  | 0.00073609 |  | 0 |  | 2.1533e-05 |  | 0.00099847 |  |  |  | -0.00029587 |  | 0
|  |  | 0.00077078 |  | 0 |  | -6.3002e-05 |  | 0.0010567 |  |  |  | 7.656e-05 |  | 0
|  |  | 0.00078035 |  | 0 |  | -0.00011723 |  | 0.00059573 |  |  |  | 0.00024882 |  | 0
|  |  | 0.00081066 |  | 0 |  | -0.00011564 |  | 0.00036167 |  |  |  | 0.00036565 |  | 0
|  |  | 0.00085891 |  | 0 |  | 0.0001599 |  | 0.00054708 |  |  |  | 0.00033296 |  | 0
|  |  | 0.00086101 |  | 0 |  | 0.00018106 |  | 0.00090567 |  |  |  | 0.00023729 |  | 0
|  |  | 0.00086619 |  | 0 |  | 0.00014955 |  | 0.00091844 |  |  |  | 7.8564e-05 |  | 0
|  |  | 0.00088055 |  | 0 |  | -4.5862e-05 |  | 0.00097227 |  |  |  | -0.00028076 |  | 0
|  |  | 0.00090687 |  | 0 |  | -0.00018425 |  | 0.0010325 |  |  |  | 0.00012243 |  | 0
|  |  | 0.00093319 |  | 0 |  | -4.985e-05 |  | 0.00074496 |  |  |  | 0.00053639 |  | 0
|  |  | 0.00094049 |  | 0 |  | 0.00013561 |  | 0.00063258 |  |  |  | -0.0001057 |  | 0
|  |  | 0.00093957 |  | 0 |  | 8.654e-05 |  | 0.00039681 |  |  |  | 0.00037248 |  | 0
|  |  | 0.00094448 |  | 0 |  | -0.00026922 |  | 0.00041082 |  |  |  | 0.00081804 |  | 0
|  |  | 0.00097599 |  | 0 |  | -0.00020142 |  | 0.00054563 |  |  |  | -0.00032307 |  | 0
|  |  | 0.0009789 |  | 0 |  | -0.00017472 |  | 0.00057003 |  |  |  | -0.0011065 |  | 0
|  |  | 0.00096402 |  | 0 |  | -0.00022056 |  | 0.0010043 |  |  |  | -0.00057793 |  | 0
|  |  | 0.00094978 |  | 0 |  | -0.00017911 |  | 0.00096135 |  |  |  | -0.00020264 |  | 0
|  |  | 0.00097531 |  | 0 |  | -0.00041246 |  | 0.00086482 |  |  |  | -0.00029359 |  | 0
|  |  | 0.00099486 |  | 0 |  | -0.0003973 |  | 0.0011365 |  |  |  | -6.3026e-05 |  | 0
|  |  | 0.00099885 |  | 0 |  | -8.8556e-05 |  | 0.00070446 |  |  |  | -4.9464e-05 |  | 0
|  |  | 0.0010056 |  | 0 |  | 0.00012047 |  | 0.00050979 |  |  |  | -0.00061909 |  | 0
|  |  | 0.0010113 |  | 0 |  | -0.00013046 |  | 0.00090402 |  |  |  | -0.0010504 |  | 0
|  |  | 0.0010136 |  | 0 |  | -0.00018908 |  | 0.0010276 |  |  |  | -0.00063784 |  | 0
|  |  | 0.0010073 |  | 0 |  | -0.00018551 |  | 0.0012475 |  |  |  | -0.00046358 |  | 0
|  |  | 0.0010018 |  | 0 |  | -2.4336e-05 |  | 0.0012467 |  |  |  | -0.00016716 |  | 0
|  |  | 0.00098353 |  | 0 |  | 0.00064219 |  | 0.00055894 |  |  |  | 0.00052022 |  | 0
|  |  | 0.00094272 |  | 0 |  | -1.8551e-05 |  | 3.4651e-05 |  |  |  | -3.2393e-05 |  | 0
|  |  | 0.00092408 |  | 0 |  | 0 |  | 0 |  |  |  | 0 |  | 0
|  |  | 0.00091679 |  | 0 |  | 0 |  | 0 |  |  |  | 0 |  | 0
|  |  | 0.00089296 |  | 0 |  | 0 |  | 0 |  |  |  | 0 |  | 0
|  |  | 0.00089068 |  | 0 |  | 0 |  | 0 |  |  |  | 0 |  | 0
|  |  | 0.00089855 |  | 0 |  | 0 |  | 0 |  |  |  | 0 |  | 0
|  |  | 0.00091023 |  | 0 |  | 0 |  | 0 |  |  |  | 0 |  | 0
|  |  | 0.0009193 |  | 0 |  | 0 |  | 0 |  |  |  | 0 |  | 0
|  |  | 0.00093378 |  | 0 |  | 0 |  | 0 |  |  |  | 0 |  | 0
|  |  | 0.00095333 |  | 0 |  | 0 |  | 0 |  |  |  | 0 |  | 0
|  |  | 0.00097887 |  | 0 |  | 0 |  | 0 |  |  |  | 0 |  | 0
|  |  | 0.00099256 |  | 0 |  | 0 |  | 0 |  |  |  | 0 |  | 0
|  |  | 0.00096702 |  | 0 |  | 0 |  | 0 |  |  |  | 0 |  | 0
|  |  | 0.00096889 |  | 0 |  | 0 |  | 0 |  |  |  | 0 |  | 0
|  |  | 0.00096901 |  | 0 |  | 0 |  | 0 |  |  |  | 0 |  | 0
|  |  | 0.00096901 |  | 0 |  | 0 |  | 0 |  |  |  | 0 |  | 0
|  |  | 0.00096914 |  | 0 |  | 0 |  | 0 |  |  |  | 0 |  | 0
|  |  | 0.00096901 |  | 0 |  | 0 |  | 0 |  |  |  | 0 |  | 0
|  |  | 0.00096914 |  | 0 |  | 0 |  | 0 |  |  |  | 0 |  | 0
|  |  | 0.00096914 |  | 0 |  | 0 |  | 0 |  |  |  | 0 |  | 0
|  |  | 0.00096914 |  | 0 |  | 0 |  | 0 |  |  |  | 0 |  | 0
|  |  | 0.00096914 |  | 0 |  | 0 |  | 0 |  |  |  | 0 |  | 0
|  |  | 0.00096926 |  | 0 |  | 0 |  | 0 |  |  |  | 0 |  | 0
|  |  | 0.00096914 |  | 0 |  | 0 |  | 0 |  |  |  | 0 |  | 0
|  |  | 0.00096926 |  | 0 |  | 0 |  | 0 |  |  |  | 0 |  | 0
|  |  | 0.00096926 |  | 0 |  | 0 |  | 0 |  |  |  | 0 |  | 0
|  |  | 0.00096926 |  | 0 |  | 0 |  | 0 |  |  |  | 0 |  | 0
|  |  | 0.00096938 |  | 0 |  | 0 |  | 0 |  |  |  | 0 |  | 0
|  |  | 0.00096926 |  | 0 |  | 0 |  | 0 |  |  |  | 0 |  | 0
|  |  | 0.00096938 |  | 0 |  | 0 |  | 0 |  |  |  | 0 |  | 0
|  |  | 0.00096938 |  | 0 |  | 0 |  | 0 |  |  |  | 0 |  | 0
|  |  | 0.00096938 |  | 0 |  | 0 |  | 0 |  |  |  | 0 |  | 0
|  |  | 0.00096938 |  | 0 |  | 0 |  | 0 |  |  |  | 0 |  | 0
|  |  | 0.00096938 |  | 0 |  | 0 |  | 0 |  |  |  | 0 |  | 0
|  |  | 0.0009695 |  | 0 |  | 0 |  | 0 |  |  |  | 0 |  | 0
|  |  | 0.0009695 |  | 0 |  | 0 |  | 0 |  |  |  | 0 |  | 0
|  |  | 0.00096938 |  | 0 |  | 0 |  | 0 |  |  |  | 0 |  | 0
|  |  | 0.00096962 |  | 0 |  | 0 |  | 0 |  |  |  | 0 |  | 0
|  |  | 0.0009695 |  | 0 |  | 0 |  | 0 |  |  |  | 0 |  | 0
|  |  | 0.0009695 |  | 0 |  | 0 |  | 0 |  |  |  | 0 |  | 0
|  |  | 0.00096962 |  | 0 |  | 0 |  | 0 |  |  |  | 0 |  | 0
|  |  | 0.00096962 |  | 0 |  | 0 |  | 0 |  |  |  | 0 |  | 0
|  |  | 0.00096962 |  | 0 |  | 0 |  | 0 |  |  |  | 0 |  | 0
|  |  | 0.00096962 |  | 0 |  | 0 |  | 0 |  |  |  | 0 |  | 0
|  |  | 0.00096962 |  | 0 |  | 0 |  | 0 |  |  |  | 0 |  | 0
|  |  | 0.00096974 |  | 0 |  | 0 |  | 0 |  |  |  | 0 |  | 0
|  |  | 0.00096974 |  | 0 |  | 0 |  | 0 |  |  |  | 0 |  | 0
|  |  | 0.00096962 |  | 0 |  | 0 |  | 0 |  |  |  | 0 |  | 0
|  |  | 0.00096986 |  | 0 |  | 0 |  | 0 |  |  |  | 0 |  | 0
|  |  | 0.00096974 |  | 0 |  | 0 |  | 0 |  |  |  | 0 |  | 0
|  |  | 0.00096974 |  | 0 |  | 0 |  | 0 |  |  |  | 0 |  | 0
|  |  | 0.00096986 |  | 0 |  | 0 |  | 0 |  |  |  | 0 |  | 0
|  |  | 0.00096986 |  | 0 |  | 0 |  | 0 |  |  |  | 0 |  | 0
|  |  | 0.00096974 |  | 0 |  | 0 |  | 0 |  |  |  | 0 |  | 0
|  |  | 0.00096999 |  | 0 |  | 0 |  | 0 |  |  |  | 0 |  | 0
|  |  | 0.00096986 |  | 0 |  | 0 |  | 0 |  |  |  | 0 |  | 0
|  |  | 0.00096986 |  | 0 |  | 0 |  | 0 |  |  |  | 0 |  | 0
|  |  | 0.00096999 |  | 0 |  | 0 |  | 0 |  |  |  | 0 |  | 0
|  |  | 0.00096999 |  | 0 |  | 0 |  | 0 |  |  |  | 0 |  | 0
|  |  | 0.00096999 |  | 0 |  | 0 |  | 0 |  |  |  | 0 |  | 0
|  |  | 0.00096999 |  | 0 |  | 0 |  | 0 |  |  |  | 0 |  | 0
|  |  | 0.00096999 |  | 0 |  | 0 |  | 0 |  |  |  | 0 |  | 0
|  |  | 0.00097011 |  | 0 |  | 0 |  | 0 |  |  |  | 0 |  | 0
|  |  | 0.00097011 |  | 0 |  | 0 |  | 0 |  |  |  | 0 |  | 0
|  |  | 0.00096999 |  | 0 |  | 0 |  | 0 |  |  |  | 0 |  | 0
|  |  | 0.00097011 |  | 0 |  | 0 |  | 0 |  |  |  | 0 |  | 0
|  |  | 0.00097023 |  | 0 |  | 0 |  | 0 |  |  |  | 0 |  | 0
|  |  | 0.00097011 |  | 0 |  | 0 |  | 0 |  |  |  | 0 |  | 0
|  |  | 0.00097023 |  | 0 |  | 0 |  | 0 |  |  |  | 0 |  | 0
|  |  | 0.00097011 |  | 0 |  | 0 |  | 0 |  |  |  | 0 |  | 0
|  |  | 0.00097023 |  | 0 |  | 0 |  | 0 |  |  |  | 0 |  | 0
|  |  | 0.00097023 |  | 0 |  | 0 |  | 0 |  |  |  | 0 |  | 0
|  |  | 0.00097035 |  | 0 |  | 0 |  | 0 |  |  |  | 0 |  | 0
|  |  | 0.00097023 |  | 0 |  | 0 |  | 0 |  |  |  | 0 |  | 0
|  |  | 0.00097035 |  | 0 |  | 0 |  | 0 |  |  |  | 0 |  | 0
|  |  | 0.00097035 |  | 0 |  | 0 |  | 0 |  |  |  | 0 |  | 0
|  |  | 0.00097035 |  | 0 |  | 0 |  | 0 |  |  |  | 0 |  | 0
|  |  | 0.00097035 |  | 0 |  | 0 |  | 0 |  |  |  | 0 |  | 0
|  |  | 0.00097035 |  | 0 |  | 0 |  | 0 |  |  |  | 0 |  | 0
|  |  | 0.00097035 |  | 0 |  | 0 |  | 0 |  |  |  | 0 |  | 0
|  |  | 0.00097047 |  | 0 |  | 0 |  | 0 |  |  |  | 0 |  | 0
|  |  | 0.00097047 |  | 0 |  | 0 |  | 0 |  |  |  | 0 |  | 0
|  |  | 0.00097047 |  | 0 |  | 0 |  | 0 |  |  |  | 0 |  | 0
|  |  | 0.00097047 |  | 0 |  | 0 |  | 0 |  |  |  | 0 |  | 0
|  |  | 0.00097047 |  | 0 |  | 0 |  | 0 |  |  |  | 0 |  | 0
|  |  | 0.00097059 |  | 0 |  | 0 |  | 0 |  |  |  | 0 |  | 0
|  |  | 0.00097059 |  | 0 |  | 0 |  | 0 |  |  |  | 0 |  | 0
|  |  | 0.00097059 |  | 0 |  | 0 |  | 0 |  |  |  | 0 |  | 0
|  |  | 0.00097059 |  | 0 |  | 0 |  | 0 |  |  |  | 0 |  | 0
|  |  | 0.00097059 |  | 0 |  | 0 |  | 0 |  |  |  | 0 |  | 0
|  |  | 0.00097059 |  | 0 |  | 0 |  | 0 |  |  |  | 0 |  | 0
|  |  | 0.00097071 |  | 0 |  | 0 |  | 0 |  |  |  | 0 |  | 0
|  |  | 0.00097059 |  | 0 |  | 0 |  | 0 |  |  |  | 0 |  | 0
|  |  | 0.00097071 |  | 0 |  | 0 |  | 0 |  |  |  | 0 |  | 0
|  |  | 0.00097071 |  | 0 |  | 0 |  | 0 |  |  |  | 0 |  | 0
|  |  | 0.00097084 |  | 0 |  | 0 |  | 0 |  |  |  | 0 |  | 0
|  |  | 0.00097071 |  | 0.0004 |  | 0 |  | 0 |  |  |  | 0 |  | 0
|  |  | 0.00097084 |  | 0.0004 |  | 0 |  | 0 |  |  |  | 0 |  | 0
|  |  | 0.00097071 |  | 0 |  | 0 |  | 0 |  |  |  | 0 |  | 0
|  |  | 0.00097084 |  | 0 |  | 0 |  | 0 |  |  |  | 0 |  | 0
|  |  | 0.00097084 |  | 0 |  | 0 |  | 0 |  |  |  | 0 |  | 0
|  |  | 0.00097096 |  | 0 |  | 0 |  | 0 |  |  |  | 0 |  | 0
|  |  | 0.00097084 |  | 0 |  | 0 |  | 0 |  |  |  | 0 |  | 0
|  |  | 0.00097096 |  | 0 |  | 0 |  | 0 |  |  |  | 0 |  | 0
|  |  | 0.00097096 |  | 0 |  | 0 |  | 0 |  |  |  | 0 |  | 0
|  |  | 0.00097084 |  | 0 |  | 0 |  | 0 |  |  |  | 0 |  | 0
|  |  | 0.00097108 |  | 0 |  | 0 |  | 0 |  |  |  | 0 |  | 0
|  |  | 0.00097096 |  | 0 |  | 0 |  | 0 |  |  |  | 0 |  | 0
|  |  | 0.00097096 |  | 0 |  | 0 |  | 0 |  |  |  | 0 |  | 0
|  |  | 0.00097108 |  | 0 |  | 0 |  | 0 |  |  |  | 0 |  | 0
|  |  | 0.00097108 |  | 0 |  | 0 |  | 0 |  |  |  | 0 |  | 0
|  |  | 0.00097108 |  | 0 |  | 0 |  | 0 |  |  |  | 0 |  | 0
|  |  | 0.00097108 |  | 0 |  | 0 |  | 0 |  |  |  | 0 |  | 0
|  |  | 0.00097108 |  | 0 |  | 0 |  | 0 |  |  |  | 0 |  | 0
|  |  | 0.0009712 |  | 0 |  | 0 |  | 0 |  |  |  | 0 |  | 0
|  |  | 0.00097108 |  | 0 |  | 0 |  | 0 |  |  |  | 0 |  | 0
|  |  | 0.0009712 |  | 0 |  | 0 |  | 0 |  |  |  | 0 |  | 0
|  |  | 0.0009712 |  | 0 |  | 0 |  | 0 |  |  |  | 0 |  | 0
|  |  | 0.0009712 |  | 0 |  | 0 |  | 0 |  |  |  | 0 |  | 0
|  |  | 0.00097132 |  | 0 |  | 0 |  | 0 |  |  |  | 0 |  | 0
|  |  | 0.0009712 |  | 0 |  | 0 |  | 0 |  |  |  | 0 |  | 0
|  |  | 0.00097132 |  | 0 |  | 0 |  | 0 |  |  |  | 0 |  | 0
|  |  | 0.00097132 |  | 0 |  | 0 |  | 0 |  |  |  | 0 |  | 0
|  |  | 0.00097132 |  | 0 |  | 0 |  | 0 |  |  |  | 0 |  | 0
|  |  | 0.00097132 |  | 0 |  | 0 |  | 0 |  |  |  | 0 |  | 0
|  |  | 0.00097132 |  | 0 |  | 0 |  | 0 |  |  |  | 0 |  | 0
|  |  | 0.00097144 |  | 0 |  | 0 |  | 0 |  |  |  | 0 |  | 0
|  |  | 0.00097132 |  | 0 |  | 0 |  | 0 |  |  |  | 0 |  | 0
|  |  | 0.00097144 |  | 0 |  | 0 |  | 0 |  |  |  | 0 |  | 0
|  |  | 0.00097144 |  | 0 |  | 0 |  | 0 |  |  |  | 0 |  | 0
|  |  | 0.00097144 |  | 0 |  | 0 |  | 0 |  |  |  | 0 |  | 0
|  |  | 0.00097156 |  | 0 |  | 0 |  | 0 |  |  |  | 0 |  | 0
|  |  | 0.00097144 |  | 0 |  | 0 |  | 0 |  |  |  | 0 |  | 0
|  |  | 0.00097156 |  | 0 |  | 0 |  | 0 |  |  |  | 0 |  | 0
|  |  | 0.00097156 |  | 0 |  | 0 |  | 0 |  |  |  | 0 |  | 0
|  |  | 0.00097156 |  | 0 |  | 0 |  | 0 |  |  |  | 0 |  | 0
|  |  | 0.00097156 |  | 0 |  | 0 |  | 0 |  |  |  | 0 |  | 0
|  |  | 0.00097156 |  | 0 |  | 0 |  | 0 |  |  |  | 0 |  | 0
|  |  | 0.00097169 |  | 0 |  | 0 |  | 0 |  |  |  | 0 |  | 0
|  |  | 0.00097156 |  | 0 |  | 0 |  | 0 |  |  |  | 0 |  | 0
|  |  | 0.00097169 |  | 0 |  | 0 |  | 0 |  |  |  | 0 |  | 0
|  |  | 0.00097169 |  | 0 |  | 0 |  | 0 |  |  |  | 0 |  | 0
|  |  | 0.00097169 |  | 0.0004 |  | 0 |  | 0 |  |  |  | 0 |  | 0
|  |  | 0.00097181 |  | 0.0004 |  | 0 |  | 0 |  |  |  | 0 |  | 0
|  |  | 0.00097169 |  | 0 |  | 0 |  | 0 |  |  |  | 0 |  | 0
|  |  | 0.00097181 |  | 0 |  | 0 |  | 0 |  |  |  | 0 |  | 0
|  |  | 0.00097181 |  | 0 |  | 0 |  | 0 |  |  |  | 0 |  | 0
|  |  | 0.00097181 |  | 0 |  | 0 |  | 0 |  |  |  | 0 |  | 0
|  |  | 0.00097181 |  | 0 |  | 0 |  | 0 |  |  |  | 0 |  | 0
|  |  | 0.00097181 |  | 0 |  | 0 |  | 0 |  |  |  | 0 |  | 0
|  |  | 0.00097193 |  | 0 |  | 0 |  | 0 |  |  |  | 0 |  | 0
|  |  | 0.00097181 |  | 0 |  | 0 |  | 0 |  |  |  | 0 |  | 0
|  |  | 0.00097193 |  | 0 |  | 0 |  | 0 |  |  |  | 0 |  | 0
|  |  | 0.00097193 |  | 0 |  | 0 |  | 0 |  |  |  | 0 |  | 0
|  |  | 0.00097193 |  | 0 |  | 0 |  | 0 |  |  |  | 0 |  | 0
|  |  | 0.00097205 |  | 0 |  | 0 |  | 0 |  |  |  | 0 |  | 0
|  |  | 0.00097193 |  | 0 |  | 0 |  | 0 |  |  |  | 0 |  | 0
|  |  | 0.00097205 |  | 0 |  | 0 |  | 0 |  |  |  | 0 |  | 0
|  |  | 0.00097205 |  | 0 |  | 0 |  | 0 |  |  |  | 0 |  | 0
|  |  | 0.00097205 |  | 0 |  | 0 |  | 0 |  |  |  | 0 |  | 0
|  |  | 0.00097205 |  | 0 |  | 0 |  | 0 |  |  |  | 0 |  | 0
|  |  | 0.00097205 |  | 0 |  | 0 |  | 0 |  |  |  | 0 |  | 0
|  |  | 0.00097205 |  | 0 |  | 0 |  | 0 |  |  |  | 0 |  | 0
|  |  | 0.00097217 |  | 0 |  | 0 |  | 0 |  |  |  | 0 |  | 0
|  |  | 0.00097217 |  | 0 |  | 0 |  | 0 |  |  |  | 0 |  | 0
|  |  | 0.00097217 |  | 0 |  | 0 |  | 0 |  |  |  | 0 |  | 0
|  |  | 0.00097217 |  | 0 |  | 0 |  | 0 |  |  |  | 0 |  | 0
|  |  | 0.00097217 |  | 0 |  | 0 |  | 0 |  |  |  | 0 |  | 0
|  |  | 0.00097229 |  | 0 |  | 0 |  | 0 |  |  |  | 0 |  | 0
|  |  | 0.00097217 |  | 0 |  | 0 |  | 0 |  |  |  | 0 |  | 0
|  |  | 0.00097229 |  | 0 |  | 0 |  | 0 |  |  |  | 0 |  | 0
|  |  | 0.00097229 |  | 0 |  | 0 |  | 0 |  |  |  | 0 |  | 0
|  |  | 0.00097229 |  | 0 |  | 0 |  | 0 |  |  |  | 0 |  | 0
|  |  | 0.00097229 |  | 0 |  | 0 |  | 0 |  |  |  | 0 |  | 0
|  |  | 0.00097241 |  | 0 |  | 0 |  | 0 |  |  |  | 0 |  | 0
|  |  | 0.00097229 |  | 0 |  | 0 |  | 0 |  |  |  | 0 |  | 0
|  |  | 0.00097241 |  | 0 |  | 0 |  | 0 |  |  |  | 0 |  | 0
|  |  | 0.00097241 |  | 0 |  | 0 |  | 0 |  |  |  | 0 |  | 0
|  |  | 0.00097241 |  | 0 |  | 0 |  | 0 |  |  |  | 0 |  | 0
|  |  | 0.00097241 |  | 0 |  | 0 |  | 0 |  |  |  | 0 |  | 0
|  |  | 0.00097254 |  | 0 |  | 0 |  | 0 |  |  |  | 0 |  | 0
|  |  | 0.00097241 |  | 0 |  | 0 |  | 0 |  |  |  | 0 |  | 0
|  |  | 0.00097254 |  | 0 |  | 0 |  | 0 |  |  |  | 0 |  | 0
|  |  | 0.00097254 |  | 0 |  | 0 |  | 0 |  |  |  | 0 |  | 0
|  |  | 0.00097254 |  | 0 |  | 0 |  | 0 |  |  |  | 0 |  | 0
|  |  | 0.00097254 |  | 0 |  | 0 |  | 0 |  |  |  | 0 |  | 0
|  |  | 0.00097266 |  | 0 |  | 0 |  | 0 |  |  |  | 0 |  | 0
|  |  | 0.00097254 |  | 0 |  | 0 |  | 0 |  |  |  | 0 |  | 0
|  |  | 0.00097266 |  | 0 |  | 0 |  | 0 |  |  |  | 0 |  | 0
|  |  | 0.00097266 |  | 0 |  | 0 |  | 0 |  |  |  | 0 |  | 0
|  |  | 0.00097266 |  | 0 |  | 0 |  | 0 |  |  |  | 0 |  | 0
|  |  | 0.00097266 |  | 0 |  | 0 |  | 0 |  |  |  | 0 |  | 0
|  |  | 0.00097266 |  | 0 |  | 0 |  | 0 |  |  |  | 0 |  | 0
|  |  | 0.00097278 |  | 0 |  | 0 |  | 0 |  |  |  | 0 |  | 0
|  |  | 0.00097266 |  | 0 |  | 0 |  | 0 |  |  |  | 0 |  | 0
|  |  | 0.00097278 |  | 0 |  | 0 |  | 0 |  |  |  | 0 |  | 0
|  |  | 0.00097278 |  | 0 |  | 0 |  | 0 |  |  |  | 0 |  | 0
|  |  | 0.00097278 |  | 0 |  | 0 |  | 0 |  |  |  | 0 |  | 0
|  |  | 0.00097278 |  | 0 |  | 0 |  | 0 |  |  |  | 0 |  | 0
|  |  | 0.0009729 |  | 0 |  | 0 |  | 0 |  |  |  | 0 |  | 0
|  |  | 0.0009729 |  | 0 |  | 0 |  | 0 |  |  |  | 0 |  | 0
|  |  | 0.00097278 |  | 0 |  | 0 |  | 0 |  |  |  | 0 |  | 0
|  |  | 0.0009729 |  | 0 |  | 0 |  | 0 |  |  |  | 0 |  | 0
|  |  | 0.0009729 |  | 0 |  | 0 |  | 0 |  |  |  | 0 |  | 0
|  |  | 0.00097302 |  | 0 |  | 0 |  | 0 |  |  |  | 0 |  | 0
|  |  | 0.0009729 |  | 0 |  | 0 |  | 0 |  |  |  | 0 |  | 0
|  |  | 0.00097302 |  | 0 |  | 0 |  | 0 |  |  |  | 0 |  | 0
|  |  | 0.0009729 |  | 0 |  | 0 |  | 0 |  |  |  | 0 |  | 0
|  |  | 0.00097302 |  | 0 |  | 0 |  | 0 |  |  |  | 0 |  | 0
|  |  | 0.00097302 |  | 0 |  | 0 |  | 0 |  |  |  | 0 |  | 0
|  |  | 0.00097302 |  | 0 |  | 0 |  | 0 |  |  |  | 0 |  | 0
|  |  | 0.00097314 |  | 0 |  | 0 |  | 0 |  |  |  | 0 |  | 0
|  |  | 0.00097302 |  | 0 |  | 0 |  | 0 |  |  |  | 0 |  | 0
|  |  | 0.00097314 |  | 0 |  | 0 |  | 0 |  |  |  | 0 |  | 0
|  |  | 0.00097314 |  | 0 |  | 0 |  | 0 |  |  |  | 0 |  | 0
|  |  | 0.00097314 |  | 0 |  | 0 |  | 0 |  |  |  | 0 |  | 0
|  |  | 0.00097314 |  | 0 |  | 0 |  | 0 |  |  |  | 0 |  | 0
|  |  | 0.00097314 |  | 0 |  | 0 |  | 0 |  |  |  | 0 |  | 0
|  |  | 0.00097326 |  | 0 |  | 0 |  | 0 |  |  |  | 0 |  | 0
|  |  | 0.00097314 |  | 0 |  | 0 |  | 0 |  |  |  | 0 |  | 0
|  |  | 0.00097326 |  | 0 |  | 0 |  | 0 |  |  |  | 0 |  | 0
|  |  | 0.00097326 |  | 0 |  | 0 |  | 0 |  |  |  | 0 |  | 0
|  |  | 0.00097326 |  | 0 |  | 0 |  | 0 |  |  |  | 0 |  | 0
|  |  | 0.00097326 |  | 0 |  | 0 |  | 0 |  |  |  | 0 |  | 0
|  |  | 0.00097339 |  | 0 |  | 0 |  | 0 |  |  |  | 0 |  | 0
|  |  | 0.00097326 |  | 0 |  | 0 |  | 0 |  |  |  | 0 |  | 0
|  |  | 0.00097339 |  | 0 |  | 0 |  | 0 |  |  |  | 0 |  | 0
|  |  | 0.00097339 |  | 0 |  | 0 |  | 0 |  |  |  | 0 |  | 0
|  |  | 0.00097339 |  | 0 |  | 0 |  | 0 |  |  |  | 0 |  | 0
|  |  | 0.00097339 |  | 0 |  | 0 |  | 0 |  |  |  | 0 |  | 0
|  |  | 0.00097351 |  | 0 |  | 0 |  | 0 |  |  |  | 0 |  | 0
|  |  | 0.00097339 |  | 0 |  | 0 |  | 0 |  |  |  | 0 |  | 0
|  |  | 0.00097351 |  | 0 |  | 0 |  | 0 |  |  |  | 0 |  | 0
|  |  | 0.00097339 |  | 0 |  | 0 |  | 0 |  |  |  | 0 |  | 0
|  |  | 0.00097351 |  | 0 |  | 0 |  | 0 |  |  |  | 0 |  | 0
|  |  | 0.00097363 |  | 0 |  | 0 |  | 0 |  |  |  | 0 |  | 0
|  |  | 0.00097351 |  | 0 |  | 0 |  | 0 |  |  |  | 0 |  | 0
|  |  | 0.00097351 |  | 0 |  | 0 |  | 0 |  |  |  | 0 |  | 0
|  |  | 0.00097363 |  | 0 |  | 0 |  | 0 |  |  |  | 0 |  | 0
|  |  | 0.00097363 |  | 0 |  | 0 |  | 0 |  |  |  | 0 |  | 0
|  |  | 0.00097363 |  | 0 |  | 0 |  | 0 |  |  |  | 0 |  | 0
|  |  | 0.00097363 |  | 0 |  | 0 |  | 0 |  |  |  | 0 |  | 0
|  |  | 0.00097363 |  | 0 |  | 0 |  | 0 |  |  |  | 0 |  | 0
|  |  | 0.00097363 |  | 0 |  | 0 |  | 0 |  |  |  | 0 |  | 0
|  |  | 0.00097375 |  | 0 |  | 0 |  | 0 |  |  |  | 0 |  | 0
|  |  | 0.00097363 |  | 0 |  | 0 |  | 0 |  |  |  | 0 |  | 0
|  |  | 0.00097375 |  | 0 |  | 0 |  | 0 |  |  |  | 0 |  | 0
|  |  | 0.00097375 |  | 0 |  | 0 |  | 0 |  |  |  | 0 |  | 0
|  |  | 0.00097375 |  | 0 |  | 0 |  | 0 |  |  |  | 0 |  | 0
|  |  | 0.00097387 |  | 0 |  | 0 |  | 0 |  |  |  | 0 |  | 0
|  |  | 0.00097375 |  | 0 |  | 0 |  | 0 |  |  |  | 0 |  | 0
|  |  | 0.00097387 |  | 0 |  | 0 |  | 0 |  |  |  | 0 |  | 0
|  |  | 0.00097375 |  | 0 |  | 0 |  | 0 |  |  |  | 0 |  | 0
|  |  | 0.00097387 |  | 0 |  | 0 |  | 0 |  |  |  | 0 |  | 0
|  |  | 0.00097387 |  | 0 |  | 0 |  | 0 |  |  |  | 0 |  | 0
|  |  | 0.00097399 |  | 0 |  | 0 |  | 0 |  |  |  | 0 |  | 0
|  |  | 0.00097387 |  | 0 |  | 0 |  | 0 |  |  |  | 0 |  | 0
|  |  | 0.00097387 |  | 0 |  | 0 |  | 0 |  |  |  | 0 |  | 0
|  |  | 0.00097399 |  | 0 |  | 0 |  | 0 |  |  |  | 0 |  | 0
|  |  | 0.00097399 |  | 0.0004 |  | 0 |  | 0 |  |  |  | 0 |  | 0
|  |  | 0.00097399 |  | 0.0004 |  | 0 |  | 0 |  |  |  | 0 |  | 0
|  |  | 0.00097399 |  | 0 |  | 0 |  | 0 |  |  |  | 0 |  | 0
|  |  | 0.00097399 |  | 0 |  | 0 |  | 0 |  |  |  | 0 |  | 0
|  |  | 0.00097411 |  | 0 |  | 0 |  | 0 |  |  |  | 0 |  | 0
|  |  | 0.00097399 |  | 0 |  | 0 |  | 0 |  |  |  | 0 |  | 0
|  |  | 0.00097411 |  | 0 |  | 0 |  | 0 |  |  |  | 0 |  | 0
|  |  | 0.00097411 |  | 0 |  | 0 |  | 0 |  |  |  | 0 |  | 0
|  |  | 0.00097411 |  | 0 |  | 0 |  | 0 |  |  |  | 0 |  | 0
|  |  | 0.00097411 |  | 0 |  | 0 |  | 0 |  |  |  | 0 |  | 0
|  |  | 0.00097424 |  | 0 |  | 0 |  | 0 |  |  |  | 0 |  | 0
|  |  | 0.00097411 |  | 0 |  | 0 |  | 0 |  |  |  | 0 |  | 0
|  |  | 0.00097423 |  | 0 |  | 0 |  | 0 |  |  |  | 0 |  | 0
|  |  | 0.00097411 |  | 0 |  | 0 |  | 0 |  |  |  | 0 |  | 0
|  |  | 0.00097423 |  | 0 |  | 0 |  | 0 |  |  |  | 0 |  | 0
|  |  | 0.00097436 |  | 0 |  | 0 |  | 0 |  |  |  | 0 |  | 0
|  |  | 0.00097424 |  | 0 |  | 0 |  | 0 |  |  |  | 0 |  | 0
|  |  | 0.00097423 |  | 0 |  | 0 |  | 0 |  |  |  | 0 |  | 0
|  |  | 0.00097436 |  | 0 |  | 0 |  | 0 |  |  |  | 0 |  | 0
|  |  | 0.00097423 |  | 0 |  | 0 |  | 0 |  |  |  | 0 |  | 0
|  |  | 0.00097436 |  | 0 |  | 0 |  | 0 |  |  |  | 0 |  | 0
|  |  | 0.00097436 |  | 0 |  | 0 |  | 0 |  |  |  | 0 |  | 0
|  |  | 0.00097436 |  | 0 |  | 0 |  | 0 |  |  |  | 0 |  | 0
|  |  | 0.00097448 |  | 0 |  | 0 |  | 0 |  |  |  | 0 |  | 0
|  |  | 0.00097436 |  | 0 |  | 0 |  | 0 |  |  |  | 0 |  | 0
|  |  | 0.00097448 |  | 0 |  | 0 |  | 0 |  |  |  | 0 |  | 0
|  |  | 0.00097448 |  | 0 |  | 0 |  | 0 |  |  |  | 0 |  | 0
|  |  | 0.00097448 |  | 0 |  | 0 |  | 0 |  |  |  | 0 |  | 0
|  |  | 0.00097448 |  | 0 |  | 0 |  | 0 |  |  |  | 0 |  | 0
|  |  | 0.00097448 |  | 0 |  | 0 |  | 0 |  |  |  | 0 |  | 0
|  |  | 0.00097448 |  | 0 |  | 0 |  | 0 |  |  |  | 0 |  | 0
|  |  | 0.0009746 |  | 0 |  | 0 |  | 0 |  |  |  | 0 |  | 0
|  |  | 0.00097448 |  | 0 |  | 0 |  | 0 |  |  |  | 0 |  | 0
|  |  | 0.0009746 |  | 0 |  | 0 |  | 0 |  |  |  | 0 |  | 0
|  |  | 0.0009746 |  | 0 |  | 0 |  | 0 |  |  |  | 0 |  | 0
|  |  | 0.0009746 |  | 0 |  | 0 |  | 0 |  |  |  | 0 |  | 0
|  |  | 0.0009746 |  | 0 |  | 0 |  | 0 |  |  |  | 0 |  | 0
|  |  | 0.00097472 |  | 0 |  | 0 |  | 0 |  |  |  | 0 |  | 0
|  |  | 0.0009746 |  | 0 |  | 0 |  | 0 |  |  |  | 0 |  | 0
|  |  | 0.00097472 |  | 0 |  | 0 |  | 0 |  |  |  | 0 |  | 0
|  |  | 0.00097472 |  | 0 |  | 0 |  | 0 |  |  |  | 0 |  | 0
|  |  | 0.00097472 |  | 0 |  | 0 |  | 0 |  |  |  | 0 |  | 0
|  |  | 0.00097472 |  | 0 |  | 0 |  | 0 |  |  |  | 0 |  | 0
|  |  | 0.00097472 |  | 0 |  | 0 |  | 0 |  |  |  | 0 |  | 0
|  |  | 0.00097484 |  | 0 |  | 0 |  | 0 |  |  |  | 0 |  | 0
|  |  | 0.00097472 |  | 0 |  | 0 |  | 0 |  |  |  | 0 |  | 0
|  |  | 0.00097484 |  | 0 |  | 0 |  | 0 |  |  |  | 0 |  | 0
|  |  | 0.00097484 |  | 0 |  | 0 |  | 0 |  |  |  | 0 |  | 0
|  |  | 0.00097484 |  | 0 |  | 0 |  | 0 |  |  |  | 0 |  | 0
|  |  | 0.00097484 |  | 0 |  | 0 |  | 0 |  |  |  | 0 |  | 0
|  |  | 0.00097484 |  | 0 |  | 0 |  | 0 |  |  |  | 0 |  | 0
|  |  | 0.00097496 |  | 0 |  | 0 |  | 0 |  |  |  | 0 |  | 0
|  |  | 0.00097496 |  | 0 |  | 0 |  | 0 |  |  |  | 0 |  | 0
|  |  | 0.00097484 |  | 0 |  | 0 |  | 0 |  |  |  | 0 |  | 0
|  |  | 0.00097496 |  | 0 |  | 0 |  | 0 |  |  |  | 0 |  | 0
|  |  | 0.00097496 |  | 0 |  | 0 |  | 0 |  |  |  | 0 |  | 0
|  |  | 0.00097496 |  | 0 |  | 0 |  | 0 |  |  |  | 0 |  | 0
|  |  | 0.00097508 |  | 0 |  | 0 |  | 0 |  |  |  | 0 |  | 0
|  |  | 0.00097496 |  | 0 |  | 0 |  | 0 |  |  |  | 0 |  | 0
|  |  | 0.00097508 |  | 0 |  | 0 |  | 0 |  |  |  | 0 |  | 0
|  |  | 0.00097508 |  | 0 |  | 0 |  | 0 |  |  |  | 0 |  | 0
|  |  | 0.00097508 |  | 0 |  | 0 |  | 0 |  |  |  | 0 |  | 0
|  |  | 0.00097508 |  | 0 |  | 0 |  | 0 |  |  |  | 0 |  | 0
|  |  | 0.00097508 |  | 0 |  | 0 |  | 0 |  |  |  | 0 |  | 0
|  |  | 0.00097508 |  | 0 |  | 0 |  | 0 |  |  |  | 0 |  | 0
|  |  | 0.00097521 |  | 0 |  | 0 |  | 0 |  |  |  | 0 |  | 0
|  |  | 0.00097521 |  | 0 |  | 0 |  | 0 |  |  |  | 0 |  | 0
|  |  | 0.00097508 |  | 0 |  | 0 |  | 0 |  |  |  | 0 |  | 0
|  |  | 0.00097521 |  | 0 |  | 0 |  | 0 |  |  |  | 0 |  | 0
|  |  | 0.00097521 |  | 0 |  | 0 |  | 0 |  |  |  | 0 |  | 0
|  |  | 0.00097533 |  | 0 |  | 0 |  | 0 |  |  |  | 0 |  | 0
|  |  | 0.00097521 |  | 0 |  | 0 |  | 0 |  |  |  | 0 |  | 0
|  |  | 0.00097533 |  | 0 |  | 0 |  | 0 |  |  |  | 0 |  | 0
|  |  | 0.00097521 |  | 0 |  | 0 |  | 0 |  |  |  | 0 |  | 0
|  |  | 0.00097533 |  | 0 |  | 0 |  | 0 |  |  |  | 0 |  | 0
|  |  | 0.00097533 |  | 0 |  | 0 |  | 0 |  |  |  | 0 |  | 0
|  |  | 0.00097533 |  | 0 |  | 0 |  | 0 |  |  |  | 0 |  | 0
|  |  | 0.00097533 |  | 0 |  | 0 |  | 0 |  |  |  | 0 |  | 0
|  |  | 0.00097545 |  | 0 |  | 0 |  | 0 |  |  |  | 0 |  | 0
|  |  | 0.00097533 |  | 0 |  | 0 |  | 0 |  |  |  | 0 |  | 0
|  |  | 0.00097545 |  | 0 |  | 0 |  | 0 |  |  |  | 0 |  | 0
|  |  | 0.00097545 |  | 0 |  | 0 |  | 0 |  |  |  | 0 |  | 0
|  |  | 0.00097545 |  | 0 |  | 0 |  | 0 |  |  |  | 0 |  | 0
|  |  | 0.00097545 |  | 0 |  | 0 |  | 0 |  |  |  | 0 |  | 0
|  |  | 0.00097545 |  | 0.0004 |  | 0 |  | 0 |  |  |  | 0 |  | 0
|  |  | 0.00097557 |  | 0.0004 |  | 0 |  | 0 |  |  |  | 0 |  | 0
|  |  | 0.00097545 |  | 0 |  | 0 |  | 0 |  |  |  | 0 |  | 0
|  |  | 0.00097557 |  | 0 |  | 0 |  | 0 |  |  |  | 0 |  | 0
|  |  | 0.00097557 |  | 0 |  | 0 |  | 0 |  |  |  | 0 |  | 0
|  |  | 0.00097557 |  | 0 |  | 0 |  | 0 |  |  |  | 0 |  | 0
|  |  | 0.00097557 |  | 0 |  | 0 |  | 0 |  |  |  | 0 |  | 0
|  |  | 0.00097557 |  | 0 |  | 0 |  | 0 |  |  |  | 0 |  | 0
|  |  | 0.00097557 |  | 0 |  | 0 |  | 0 |  |  |  | 0 |  | 0
|  |  | 0.00097569 |  | 0 |  | 0 |  | 0 |  |  |  | 0 |  | 0
|  |  | 0.00097569 |  | 0 |  | 0 |  | 0 |  |  |  | 0 |  | 0
|  |  | 0.00097557 |  | 0 |  | 0 |  | 0 |  |  |  | 0 |  | 0
|  |  | 0.00097569 |  | 0 |  | 0 |  | 0 |  |  |  | 0 |  | 0
|  |  | 0.00097569 |  | 0 |  | 0 |  | 0 |  |  |  | 0 |  | 0
|  |  | 0.00097581 |  | 0 |  | 0 |  | 0 |  |  |  | 0 |  | 0
|  |  | 0.00097569 |  | 0 |  | 0 |  | 0 |  |  |  | 0 |  | 0
|  |  | 0.00097581 |  | 0 |  | 0 |  | 0 |  |  |  | 0 |  | 0
|  |  | 0.00097569 |  | 0 |  | 0 |  | 0 |  |  |  | 0 |  | 0
|  |  | 0.00097581 |  | 0 |  | 0 |  | 0 |  |  |  | 0 |  | 0
|  |  | 0.00097581 |  | 0 |  | 0 |  | 0 |  |  |  | 0 |  | 0
|  |  | 0.00097581 |  | 0 |  | 0 |  | 0 |  |  |  | 0 |  | 0
|  |  | 0.00097581 |  | 0 |  | 0 |  | 0 |  |  |  | 0 |  | 0
|  |  | 0.00097593 |  | 0 |  | 0 |  | 0 |  |  |  | 0 |  | 0
|  |  | 0.00097581 |  | 0 |  | 0 |  | 0 |  |  |  | 0 |  | 0
|  |  | 0.00097593 |  | 0 |  | 0 |  | 0 |  |  |  | 0 |  | 0
|  |  | 0.00097593 |  | 0 |  | 0 |  | 0 |  |  |  | 0 |  | 0
|  |  | 0.00097593 |  | 0 |  | 0 |  | 0 |  |  |  | 0 |  | 0
|  |  | 0.00097593 |  | 0 |  | 0 |  | 0 |  |  |  | 0 |  | 0
|  |  | 0.00097593 |  | 0 |  | 0 |  | 0 |  |  |  | 0 |  | 0
|  |  | 0.00097593 |  | 0 |  | 0 |  | 0 |  |  |  | 0 |  | 0
|  |  | 0.00097606 |  | 0 |  | 0 |  | 0 |  |  |  | 0 |  | 0
|  |  | 0.00097606 |  | 0 |  | 0 |  | 0 |  |  |  | 0 |  | 0
|  |  | 0.00097593 |  | 0 |  | 0 |  | 0 |  |  |  | 0 |  | 0
|  |  | 0.00097606 |  | 0 |  | 0 |  | 0 |  |  |  | 0 |  | 0
|  |  | 0.00097606 |  | 0 |  | 0 |  | 0 |  |  |  | 0 |  | 0
|  |  | 0.00097618 |  | 0 |  | 0 |  | 0 |  |  |  | 0 |  | 0
|  |  | 0.00097606 |  | 0.00045 |  | 0 |  | 0 |  |  |  | 0 |  | 0
|  |  | 0.00097606 |  | 0.0004 |  | 0 |  | 0 |  |  |  | 0 |  | 0
|  |  | 0.00097618 |  | 0 |  | 0 |  | 0 |  |  |  | 0 |  | 0
|  |  | 0.00097618 |  | 0 |  | 0 |  | 0 |  |  |  | 0 |  | 0
|  |  | 0.00097618 |  | 0 |  | 0 |  | 0 |  |  |  | 0 |  | 0
|  |  | 0.00097618 |  | 0 |  | 0 |  | 0 |  |  |  | 0 |  | 0
|  |  | 0.00097618 |  | 0 |  | 0 |  | 0 |  |  |  | 0 |  | 0
|  |  | 0.00097618 |  | 0 |  | 0 |  | 0 |  |  |  | 0 |  | 0
|  |  | 0.0009763 |  | 0 |  | 0 |  | 0 |  |  |  | 0 |  | 0
|  |  | 0.00097618 |  | 0 |  | 0 |  | 0 |  |  |  | 0 |  | 0
|  |  | 0.0009763 |  | 0 |  | 0 |  | 0 |  |  |  | 0 |  | 0
|  |  | 0.0009763 |  | 0 |  | 0 |  | 0 |  |  |  | 0 |  | 0
|  |  | 0.0009763 |  | 0 |  | 0 |  | 0 |  |  |  | 0 |  | 0
|  |  | 0.0009763 |  | 0 |  | 0 |  | 0 |  |  |  | 0 |  | 0
|  |  | 0.0009763 |  | 0 |  | 0 |  | 0 |  |  |  | 0 |  | 0
|  |  | 0.00097642 |  | 0 |  | 0 |  | 0 |  |  |  | 0 |  | 0
|  |  | 0.0009763 |  | 0 |  | 0 |  | 0 |  |  |  | 0 |  | 0
|  |  | 0.00097642 |  | 0 |  | 0 |  | 0 |  |  |  | 0 |  | 0
|  |  | 0.00097642 |  | 0 |  | 0 |  | 0 |  |  |  | 0 |  | 0
|  |  | 0.00097642 |  | 0 |  | 0 |  | 0 |  |  |  | 0 |  | 0
|  |  | 0.00097642 |  | 0 |  | 0 |  | 0 |  |  |  | 0 |  | 0
|  |  | 0.00097642 |  | 0 |  | 0 |  | 0 |  |  |  | 0 |  | 0
|  |  | 0.00097642 |  | 0 |  | 0 |  | 0 |  |  |  | 0 |  | 0
|  |  | 0.00097654 |  | 0 |  | 0 |  | 0 |  |  |  | 0 |  | 0
|  |  | 0.00097642 |  | 0 |  | 0 |  | 0 |  |  |  | 0 |  | 0
|  |  | 0.00097654 |  | 0 |  | 0 |  | 0 |  |  |  | 0 |  | 0
|  |  | 0.00097654 |  | 0 |  | 0 |  | 0 |  |  |  | 0 |  | 0
|  |  | 0.00097654 |  | 0 |  | 0 |  | 0 |  |  |  | 0 |  | 0
|  |  | 0.00097654 |  | 0 |  | 0 |  | 0 |  |  |  | 0 |  | 0
|  |  | 0.00097666 |  | 0 |  | 0 |  | 0 |  |  |  | 0 |  | 0
|  |  | 0.00097654 |  | 0 |  | 0 |  | 0 |  |  |  | 0 |  | 0
|  |  | 0.00097666 |  | 0 |  | 0 |  | 0 |  |  |  | 0 |  | 0
|  |  | 0.00097666 |  | 0 |  | 0 |  | 0 |  |  |  | 0 |  | 0
|  |  | 0.00097654 |  | 0 |  | 0 |  | 0 |  |  |  | 0 |  | 0
|  |  | 0.00097666 |  | 0 |  | 0 |  | 0 |  |  |  | 0 |  | 0
|  |  | 0.00097678 |  | 0 |  | 0 |  | 0 |  |  |  | 0 |  | 0
|  |  | 0.00097666 |  | 0 |  | 0 |  | 0 |  |  |  | 0 |  | 0
|  |  | 0.00097666 |  | 0 |  | 0 |  | 0 |  |  |  | 0 |  | 0
|  |  | 0.00097678 |  | 0 |  | 0 |  | 0 |  |  |  | 0 |  | 0
|  |  | 0.00097678 |  | 0 |  | 0 |  | 0 |  |  |  | 0 |  | 0
|  |  | 0.00097666 |  | 0 |  | 0 |  | 0 |  |  |  | 0 |  | 0
|  |  | 0.00097678 |  | 0 |  | 0 |  | 0 |  |  |  | 0 |  | 0
|  |  | 0.00097678 |  | 0 |  | 0 |  | 0 |  |  |  | 0 |  | 0
|  |  | 0.00097691 |  | 0 |  | 0 |  | 0 |  |  |  | 0 |  | 0
|  |  | 0.00097678 |  | 0 |  | 0 |  | 0 |  |  |  | 0 |  | 0
|  |  | 0.00097678 |  | 0 |  | 0 |  | 0 |  |  |  | 0 |  | 0
|  |  | 0.00097691 |  | 0 |  | 0 |  | 0 |  |  |  | 0 |  | 0
|  |  | 0.00097691 |  | 0 |  | 0 |  | 0 |  |  |  | 0 |  | 0
|  |  | 0.00097691 |  | 0 |  | 0 |  | 0 |  |  |  | 0 |  | 0
|  |  | 0.00097691 |  | 0 |  | 0 |  | 0 |  |  |  | 0 |  | 0
|  |  | 0.00097691 |  | 0 |  | 0 |  | 0 |  |  |  | 0 |  | 0
|  |  | 0.00097691 |  | 0 |  | 0 |  | 0 |  |  |  | 0 |  | 0
|  |  | 0.00097703 |  | 0 |  | 0 |  | 0 |  |  |  | 0 |  | 0
|  |  | 0.00097691 |  | 0 |  | 0 |  | 0 |  |  |  | 0 |  | 0
|  |  | 0.00097703 |  | 0 |  | 0 |  | 0 |  |  |  | 0 |  | 0
|  |  | 0.00097703 |  | 0 |  | 0 |  | 0 |  |  |  | 0 |  | 0
|  |  | 0.00097703 |  | 0.0004 |  | 0 |  | 0 |  |  |  | 0 |  | 0
|  |  | 0.00097703 |  | 0.0004 |  | 0 |  | 0 |  |  |  | 0 |  | 0
|  |  | 0.00097703 |  | 0 |  | 0 |  | 0 |  |  |  | 0 |  | 0
|  |  | 0.00097703 |  | 0 |  | 0 |  | 0 |  |  |  | 0 |  | 0
|  |  | 0.00097715 |  | 0 |  | 0 |  | 0 |  |  |  | 0 |  | 0
|  |  | 0.00097703 |  | 0 |  | 0 |  | 0 |  |  |  | 0 |  | 0
|  |  | 0.00097715 |  | 0 |  | 0 |  | 0 |  |  |  | 0 |  | 0
|  |  | 0.00097715 |  | 0 |  | 0 |  | 0 |  |  |  | 0 |  | 0
|  |  | 0.00097715 |  | 0 |  | 0 |  | 0 |  |  |  | 0 |  | 0
|  |  | 0.00097715 |  | 0 |  | 0 |  | 0 |  |  |  | 0 |  | 0
|  |  | 0.00097715 |  | 0 |  | 0 |  | 0 |  |  |  | 0 |  | 0
|  |  | 0.00097727 |  | 0 |  | 0 |  | 0 |  |  |  | 0 |  | 0
|  |  | 0.00097715 |  | 0 |  | 0 |  | 0 |  |  |  | 0 |  | 0
|  |  | 0.00097727 |  | 0 |  | 0 |  | 0 |  |  |  | 0 |  | 0
|  |  | 0.00097727 |  | 0 |  | 0 |  | 0 |  |  |  | 0 |  | 0
|  |  | 0.00097727 |  | 0 |  | 0 |  | 0 |  |  |  | 0 |  | 0
|  |  | 0.00097727 |  | 0 |  | 0 |  | 0 |  |  |  | 0 |  | 0
|  |  | 0.00097727 |  | 0 |  | 0 |  | 0 |  |  |  | 0 |  | 0
|  |  | 0.00097727 |  | 0 |  | 0 |  | 0 |  |  |  | 0 |  | 0
|  |  | 0.00097739 |  | 0 |  | 0 |  | 0 |  |  |  | 0 |  | 0
|  |  | 0.00097727 |  | 0 |  | 0 |  | 0 |  |  |  | 0 |  | 0
|  |  | 0.00097739 |  | 0 |  | 0 |  | 0 |  |  |  | 0 |  | 0
|  |  | 0.00097739 |  | 0 |  | 0 |  | 0 |  |  |  | 0 |  | 0
|  |  | 0.00097739 |  | 0 |  | 0 |  | 0 |  |  |  | 0 |  | 0
|  |  | 0.00097739 |  | 0 |  | 0 |  | 0 |  |  |  | 0 |  | 0
|  |  | 0.00097739 |  | 0 |  | 0 |  | 0 |  |  |  | 0 |  | 0
|  |  | 0.00097751 |  | 0 |  | 0 |  | 0 |  |  |  | 0 |  | 0
|  |  | 0.00097739 |  | 0 |  | 0 |  | 0 |  |  |  | 0 |  | 0
|  |  | 0.00097751 |  | 0 |  | 0 |  | 0 |  |  |  | 0 |  | 0
|  |  | 0.00097751 |  | 0 |  | 0 |  | 0 |  |  |  | 0 |  | 0
|  |  | 0.00097751 |  | 0 |  | 0 |  | 0 |  |  |  | 0 |  | 0
|  |  | 0.00097751 |  | 0 |  | 0 |  | 0 |  |  |  | 0 |  | 0
|  |  | 0.00097751 |  | 0 |  | 0 |  | 0 |  |  |  | 0 |  | 0
|  |  | 0.00097751 |  | 0 |  | 0 |  | 0 |  |  |  | 0 |  | 0
|  |  | 0.00097751 |  | 0 |  | 0 |  | 0 |  |  |  | 0 |  | 0
|  |  | 0.00097763 |  | 0 |  | 0 |  | 0 |  |  |  | 0 |  | 0
|  |  | 0.00097763 |  | 0 |  | 0 |  | 0 |  |  |  | 0 |  | 0
|  |  | 0.00097751 |  | 0 |  | 0 |  | 0 |  |  |  | 0 |  | 0
|  |  | 0.00097763 |  | 0 |  | 0 |  | 0 |  |  |  | 0 |  | 0
|  |  | 0.00097763 |  | 0 |  | 0 |  | 0 |  |  |  | 0 |  | 0
|  |  | 0.00097776 |  | 0 |  | 0 |  | 0 |  |  |  | 0 |  | 0
|  |  | 0.00097763 |  | 0 |  | 0 |  | 0 |  |  |  | 0 |  | 0
|  |  | 0.00097763 |  | 0 |  | 0 |  | 0 |  |  |  | 0 |  | 0
|  |  | 0.00097776 |  | 0 |  | 0 |  | 0 |  |  |  | 0 |  | 0
|  |  | 0.00097776 |  | 0 |  | 0 |  | 0 |  |  |  | 0 |  | 0
|  |  | 0.00097763 |  | 0 |  | 0 |  | 0 |  |  |  | 0 |  | 0
|  |  | 0.00097776 |  | 0 |  | 0 |  | 0 |  |  |  | 0 |  | 0
|  |  | 0.00097776 |  | 0 |  | 0 |  | 0 |  |  |  | 0 |  | 0
|  |  | 0.00097788 |  | 0 |  | 0 |  | 0 |  |  |  | 0 |  | 0
|  |  | 0.00097776 |  | 0 |  | 0 |  | 0 |  |  |  | 0 |  | 0
|  |  | 0.00097776 |  | 0 |  | 0 |  | 0 |  |  |  | 0 |  | 0
|  |  | 0.00097788 |  | 0 |  | 0 |  | 0 |  |  |  | 0 |  | 0
|  |  | 0.00097788 |  | 0 |  | 0 |  | 0 |  |  |  | 0 |  | 0
|  |  | 0.00097776 |  | 0 |  | 0 |  | 0 |  |  |  | 0 |  | 0
|  |  | 0.00097788 |  | 0 |  | 0 |  | 0 |  |  |  | 0 |  | 0
|  |  | 0.000978 |  | 0 |  | 0 |  | 0 |  |  |  | 0 |  | 0
|  |  | 0.00097788 |  | 0 |  | 0 |  | 0 |  |  |  | 0 |  | 0
|  |  | 0.00097788 |  | 0 |  | 0 |  | 0 |  |  |  | 0 |  | 0
|  |  | 0.000978 |  | 0 |  | 0 |  | 0 |  |  |  | 0 |  | 0
|  |  | 0.00097788 |  | 0 |  | 0 |  | 0 |  |  |  | 0 |  | 0
|  |  | 0.000978 |  | 0 |  | 0 |  | 0 |  |  |  | 0 |  | 0
|  |  | 0.000978 |  | 0 |  | 0 |  | 0 |  |  |  | 0 |  | 0
|  |  | 0.000978 |  | 0 |  | 0 |  | 0 |  |  |  | 0 |  | 0
|  |  | 0.000978 |  | 0 |  | 0 |  | 0 |  |  |  | 0 |  | 0
|  |  | 0.000978 |  | 0 |  | 0 |  | 0 |  |  |  | 0 |  | 0
|  |  | 0.000978 |  | 0 |  | 0 |  | 0 |  |  |  | 0 |  | 0
|  |  | 0.00097812 |  | 0 |  | 0 |  | 0 |  |  |  | 0 |  | 0
|  |  | 0.000978 |  | 0 |  | 0 |  | 0 |  |  |  | 0 |  | 0
|  |  | 0.00097812 |  | 0 |  | 0 |  | 0 |  |  |  | 0 |  | 0
|  |  | 0.00097812 |  | 0 |  | 0 |  | 0 |  |  |  | 0 |  | 0
|  |  | 0.00097812 |  | 0 |  | 0 |  | 0 |  |  |  | 0 |  | 0
|  |  | 0.00097812 |  | 0 |  | 0 |  | 0 |  |  |  | 0 |  | 0
|  |  | 0.00097812 |  | 0 |  | 0 |  | 0 |  |  |  | 0 |  | 0
|  |  | 0.00097824 |  | 0 |  | 0 |  | 0 |  |  |  | 0 |  | 0
|  |  | 0.00097812 |  | 0 |  | 0 |  | 0 |  |  |  | 0 |  | 0
|  |  | 0.00097824 |  | 0 |  | 0 |  | 0 |  |  |  | 0 |  | 0
|  |  | 0.00097812 |  | 0 |  | 0 |  | 0 |  |  |  | 0 |  | 0
|  |  | 0.00097824 |  | 0 |  | 0 |  | 0 |  |  |  | 0 |  | 0
|  |  | 0.00097824 |  | 0 |  | 0 |  | 0 |  |  |  | 0 |  | 0
|  |  | 0.00097824 |  | 0 |  | 0 |  | 0 |  |  |  | 0 |  | 0
|  |  | 0.00097836 |  | 0 |  | 0 |  | 0 |  |  |  | 0 |  | 0
|  |  | 0.00097824 |  | 0 |  | 0 |  | 0 |  |  |  | 0 |  | 0
|  |  | 0.00097824 |  | 0 |  | 0 |  | 0 |  |  |  | 0 |  | 0
|  |  | 0.00097836 |  | 0 |  | 0 |  | 0 |  |  |  | 0 |  | 0
|  |  | 0.00097836 |  | 0 |  | 0 |  | 0 |  |  |  | 0 |  | 0
|  |  | 0.00097836 |  | 0 |  | 0 |  | 0 |  |  |  | 0 |  | 0
|  |  | 0.00097824 |  | 0 |  | 0 |  | 0 |  |  |  | 0 |  | 0
|  |  | 0.00097848 |  | 0 |  | 0 |  | 0 |  |  |  | 0 |  | 0
|  |  | 0.00097836 |  | 0 |  | 0 |  | 0 |  |  |  | 0 |  | 0
|  |  | 0.00097836 |  | 0 |  | 0 |  | 0 |  |  |  | 0 |  | 0
|  |  | 0.00097848 |  | 0 |  | 0 |  | 0 |  |  |  | 0 |  | 0
|  |  | 0.00097836 |  | 0 |  | 0 |  | 0 |  |  |  | 0 |  | 0
|  |  | 0.00097848 |  | 0 |  | 0 |  | 0 |  |  |  | 0 |  | 0
|  |  | 0.00097848 |  | 0 |  | 0 |  | 0 |  |  |  | 0 |  | 0
|  |  | 0.00097848 |  | 0 |  | 0 |  | 0 |  |  |  | 0 |  | 0
|  |  | 0.00097848 |  | 0 |  | 0 |  | 0 |  |  |  | 0 |  | 0
|  |  | 0.00097848 |  | 0 |  | 0 |  | 0 |  |  |  | 0 |  | 0
|  |  | 0.00097848 |  | 0 |  | 0 |  | 0 |  |  |  | 0 |  | 0
|  |  | 0.00097861 |  | 0 |  | 0 |  | 0 |  |  |  | 0 |  | 0
|  |  | 0.00097848 |  | 0 |  | 0 |  | 0 |  |  |  | 0 |  | 0
|  |  | 0.00097861 |  | 0 |  | 0 |  | 0 |  |  |  | 0 |  | 0
|  |  | 0.00097861 |  | 0 |  | 0 |  | 0 |  |  |  | 0 |  | 0
|  |  | 0.00097848 |  | 0 |  | 0 |  | 0 |  |  |  | 0 |  | 0
|  |  | 0.00097873 |  | 0 |  | 0 |  | 0 |  |  |  | 0 |  | 0
|  |  | 0.00097861 |  | 0 |  | 0 |  | 0 |  |  |  | 0 |  | 0
|  |  | 0.00097861 |  | 0 |  | 0 |  | 0 |  |  |  | 0 |  | 0
|  |  | 0.00097861 |  | 0 |  | 0 |  | 0 |  |  |  | 0 |  | 0
|  |  | 0.00097873 |  | 0 |  | 0 |  | 0 |  |  |  | 0 |  | 0
|  |  | 0.00097861 |  | 0 |  | 0 |  | 0 |  |  |  | 0 |  | 0
|  |  | 0.00097873 |  | 0 |  | 0 |  | 0 |  |  |  | 0 |  | 0
|  |  | 0.00097873 |  | 0 |  | 0 |  | 0 |  |  |  | 0 |  | 0
|  |  | 0.00097873 |  | 0 |  | 0 |  | 0 |  |  |  | 0 |  | 0
|  |  | 0.00097873 |  | 0 |  | 0 |  | 0 |  |  |  | 0 |  | 0
|  |  | 0.00097873 |  | 0 |  | 0 |  | 0 |  |  |  | 0 |  | 0
|  |  | 0.00097885 |  | 0 |  | 0 |  | 0 |  |  |  | 0 |  | 0
|  |  | 0.00097873 |  | 0 |  | 0 |  | 0 |  |  |  | 0 |  | 0
|  |  | 0.00097885 |  | 0 |  | 0 |  | 0 |  |  |  | 0 |  | 0
|  |  | 0.00097885 |  | 0 |  | 0 |  | 0 |  |  |  | 0 |  | 0
|  |  | 0.00097873 |  | 0 |  | 0 |  | 0 |  |  |  | 0 |  | 0
|  |  | 0.00097885 |  | 0 |  | 0 |  | 0 |  |  |  | 0 |  | 0
|  |  | 0.00097897 |  | 0 |  | 0 |  | 0 |  |  |  | 0 |  | 0
|  |  | 0.00097885 |  | 0 |  | 0 |  | 0 |  |  |  | 0 |  | 0
|  |  | 0.00097885 |  | 0 |  | 0 |  | 0 |  |  |  | 0 |  | 0
|  |  | 0.00097885 |  | 0 |  | 0 |  | 0 |  |  |  | 0 |  | 0
|  |  | 0.00097897 |  | 0 |  | 0 |  | 0 |  |  |  | 0 |  | 0
|  |  | 0.00097897 |  | 0 |  | 0 |  | 0 |  |  |  | 0 |  | 0
|  |  | 0.00097885 |  | 0 |  | 0 |  | 0 |  |  |  | 0 |  | 0
|  |  | 0.00097897 |  | 0 |  | 0 |  | 0 |  |  |  | 0 |  | 0
|  |  | 0.00097897 |  | 0 |  | 0 |  | 0 |  |  |  | 0 |  | 0
|  |  | 0.00097909 |  | 0 |  | 0 |  | 0 |  |  |  | 0 |  | 0
|  |  | 0.00097897 |  | 0 |  | 0 |  | 0 |  |  |  | 0 |  | 0
|  |  | 0.00097897 |  | 0 |  | 0 |  | 0 |  |  |  | 0 |  | 0
|  |  | 0.00097909 |  | 0 |  | 0 |  | 0 |  |  |  | 0 |  | 0
|  |  | 0.00097897 |  | 0 |  | 0 |  | 0 |  |  |  | 0 |  | 0
|  |  | 0.00097909 |  | 0 |  | 0 |  | 0 |  |  |  | 0 |  | 0
|  |  | 0.00097909 |  | 0 |  | 0 |  | 0 |  |  |  | 0 |  | 0
|  |  | 0.00097909 |  | 0 |  | 0 |  | 0 |  |  |  | 0 |  | 0
|  |  | 0.00097909 |  | 0 |  | 0 |  | 0 |  |  |  | 0 |  | 0
|  |  | 0.00097909 |  | 0 |  | 0 |  | 0 |  |  |  | 0 |  | 0
|  |  | 0.00097909 |  | 0 |  | 0 |  | 0 |  |  |  | 0 |  | 0
|  |  | 0.00097921 |  | 0 |  | 0 |  | 0 |  |  |  | 0 |  | 0
|  |  | 0.00097909 |  | 0 |  | 0 |  | 0 |  |  |  | 0 |  | 0
|  |  | 0.00097921 |  | 0 |  | 0 |  | 0 |  |  |  | 0 |  | 0
|  |  | 0.00097921 |  | 0 |  | 0 |  | 0 |  |  |  | 0 |  | 0
|  |  | 0.00097921 |  | 0 |  | 0 |  | 0 |  |  |  | 0 |  | 0
|  |  | 0.00097921 |  | 0 |  | 0 |  | 0 |  |  |  | 0 |  | 0
|  |  | 0.00097921 |  | 0 |  | 0 |  | 0 |  |  |  | 0 |  | 0
|  |  | 0.00097921 |  | 0.0004 |  | 0 |  | 0 |  |  |  | 0 |  | 0
|  |  | 0.00097933 |  | 0.0004 |  | 0 |  | 0 |  |  |  | 0 |  | 0
|  |  | 0.00097921 |  | 0 |  | 0 |  | 0 |  |  |  | 0 |  | 0
|  |  | 0.00097933 |  | 0 |  | 0 |  | 0 |  |  |  | 0 |  | 0
|  |  | 0.00097921 |  | 0 |  | 0 |  | 0 |  |  |  | 0 |  | 0
|  |  | 0.00097933 |  | 0 |  | 0 |  | 0 |  |  |  | 0 |  | 0
|  |  | 0.00097933 |  | 0 |  | 0 |  | 0 |  |  |  | 0 |  | 0
|  |  | 0.00097933 |  | 0 |  | 0 |  | 0 |  |  |  | 0 |  | 0
|  |  | 0.00097933 |  | 0 |  | 0 |  | 0 |  |  |  | 0 |  | 0
|  |  | 0.00097946 |  | 0 |  | 0 |  | 0 |  |  |  | 0 |  | 0
|  |  | 0.00097933 |  | 0 |  | 0 |  | 0 |  |  |  | 0 |  | 0
|  |  | 0.00097946 |  | 0 |  | 0 |  | 0 |  |  |  | 0 |  | 0
|  |  | 0.00097933 |  | 0.0004 |  | 0 |  | 0 |  |  |  | 0 |  | 0
|  |  | 0.00097946 |  | 0.0004 |  | 0 |  | 0 |  |  |  | 0 |  | 0
|  |  | 0.00097946 |  | 0 |  | 0 |  | 0 |  |  |  | 0 |  | 0
|  |  | 0.00097946 |  | 0 |  | 0 |  | 0 |  |  |  | 0 |  | 0
|  |  | 0.00097946 |  | 0 |  | 0 |  | 0 |  |  |  | 0 |  | 0
|  |  | 0.00097946 |  | 0 |  | 0 |  | 0 |  |  |  | 0 |  | 0
|  |  | 0.00097958 |  | 0 |  | 0 |  | 0 |  |  |  | 0 |  | 0
|  |  | 0.00097946 |  | 0 |  | 0 |  | 0 |  |  |  | 0 |  | 0
|  |  | 0.00097958 |  | 0 |  | 0 |  | 0 |  |  |  | 0 |  | 0
|  |  | 0.00097946 |  | 0 |  | 0 |  | 0 |  |  |  | 0 |  | 0
|  |  | 0.00097958 |  | 0 |  | 0 |  | 0 |  |  |  | 0 |  | 0
|  |  | 0.00097958 |  | 0 |  | 0 |  | 0 |  |  |  | 0 |  | 0
|  |  | 0.00097958 |  | 0 |  | 0 |  | 0 |  |  |  | 0 |  | 0
|  |  | 0.00097958 |  | 0 |  | 0 |  | 0 |  |  |  | 0 |  | 0
|  |  | 0.00097958 |  | 0 |  | 0 |  | 0 |  |  |  | 0 |  | 0
|  |  | 0.0009797 |  | 0 |  | 0 |  | 0 |  |  |  | 0 |  | 0
|  |  | 0.00097958 |  | 0 |  | 0 |  | 0 |  |  |  | 0 |  | 0
|  |  | 0.0009797 |  | 0 |  | 0 |  | 0 |  |  |  | 0 |  | 0
|  |  | 0.00097958 |  | 0 |  | 0 |  | 0 |  |  |  | 0 |  | 0
|  |  | 0.0009797 |  | 0 |  | 0 |  | 0 |  |  |  | 0 |  | 0
|  |  | 0.0009797 |  | 0 |  | 0 |  | 0 |  |  |  | 0 |  | 0
|  |  | 0.0009797 |  | 0 |  | 0 |  | 0 |  |  |  | 0 |  | 0
|  |  | 0.0009797 |  | 0 |  | 0 |  | 0 |  |  |  | 0 |  | 0
|  |  | 0.00097982 |  | 0 |  | 0 |  | 0 |  |  |  | 0 |  | 0
|  |  | 0.0009797 |  | 0 |  | 0 |  | 0 |  |  |  | 0 |  | 0
|  |  | 0.0009797 |  | 0 |  | 0 |  | 0 |  |  |  | 0 |  | 0
|  |  | 0.00097982 |  | 0 |  | 0 |  | 0 |  |  |  | 0 |  | 0
|  |  | 0.00097982 |  | 0 |  | 0 |  | 0 |  |  |  | 0 |  | 0
|  |  | 0.0009797 |  | 0 |  | 0 |  | 0 |  |  |  | 0 |  | 0
|  |  | 0.00097982 |  | 0 |  | 0 |  | 0 |  |  |  | 0 |  | 0
|  |  | 0.00097982 |  | 0 |  | 0 |  | 0 |  |  |  | 0 |  | 0
|  |  | 0.00097994 |  | 0 |  | 0 |  | 0 |  |  |  | 0 |  | 0
|  |  | 0.00097982 |  | 0 |  | 0 |  | 0 |  |  |  | 0 |  | 0
|  |  | 0.00097982 |  | 0 |  | 0 |  | 0 |  |  |  | 0 |  | 0
|  |  | 0.00097994 |  | 0 |  | 0 |  | 0 |  |  |  | 0 |  | 0
|  |  | 0.00097982 |  | 0 |  | 0 |  | 0 |  |  |  | 0 |  | 0
|  |  | 0.00097994 |  | 0 |  | 0 |  | 0 |  |  |  | 0 |  | 0
|  |  | 0.00097994 |  | 0 |  | 0 |  | 0 |  |  |  | 0 |  | 0
|  |  | 0.00097994 |  | 0 |  | 0 |  | 0 |  |  |  | 0 |  | 0
|  |  | 0.00097994 |  | 0 |  | 0 |  | 0 |  |  |  | 0 |  | 0
|  |  | 0.00097994 |  | 0 |  | 0 |  | 0 |  |  |  | 0 |  | 0
|  |  | 0.00097994 |  | 0 |  | 0 |  | 0 |  |  |  | 0 |  | 0
|  |  | 0.00097994 |  | 0 |  | 0 |  | 0 |  |  |  | 0 |  | 0
|  |  | 0.00098006 |  | 0 |  | 0 |  | 0 |  |  |  | 0 |  | 0
|  |  | 0.00097994 |  | 0 |  | 0 |  | 0 |  |  |  | 0 |  | 0
|  |  | 0.00098006 |  | 0 |  | 0 |  | 0 |  |  |  | 0 |  | 0
|  |  | 0.00098006 |  | 0 |  | 0 |  | 0 |  |  |  | 0 |  | 0
|  |  | 0.00098006 |  | 0 |  | 0 |  | 0 |  |  |  | 0 |  | 0
|  |  | 0.00098006 |  | 0 |  | 0 |  | 0 |  |  |  | 0 |  | 0
|  |  | 0.00098006 |  | 0 |  | 0 |  | 0 |  |  |  | 0 |  | 0
|  |  | 0.00098006 |  | 0 |  | 0 |  | 0 |  |  |  | 0 |  | 0
|  |  | 0.00098018 |  | 0 |  | 0 |  | 0 |  |  |  | 0 |  | 0
|  |  | 0.00098006 |  | 0 |  | 0 |  | 0 |  |  |  | 0 |  | 0
|  |  | 0.00098018 |  | 0 |  | 0 |  | 0 |  |  |  | 0 |  | 0
|  |  | 0.00098006 |  | 0 |  | 0 |  | 0 |  |  |  | 0 |  | 0
|  |  | 0.00098018 |  | -0.0004 |  | 0 |  | 0 |  |  |  | 0 |  | 0
|  |  | 0.00098018 |  | -0.0008 |  | 0 |  | 0 |  |  |  | 0 |  | 0
|  |  | 0.00098018 |  | -0.0008 |  | 0 |  | 0 |  |  |  | 0 |  | 0
|  |  | 0.00098018 |  | -0.0004 |  | 0 | [5 empty] | 0 |  | 0
|  |  | 0.00098018 |  |  |  | 0 | [5 empty] | 0 |  | 0